## Graph
Product Raw Data
Collimated High-Power LEDs for Nikon Eclipse (Bayonet Mount) Microscopes
DISCLAIMER: The data presented here are typical. Slight variations in performance data will occur from lot to lot. Please contact Technical Support with any questions regarding the use or reliability of this data.
This data may be used in publications. However, please cite Thorlabs as the source.
Additional Information:
Each Collimated High-Power LED consists of a Mounted High-Power LED attached to a microscope-port-compatible collimation package. The data presented on the Normalized Spectra tab are for the bare (uncollimated) LEDs. The data in the graph to the left and on the the Normalized Output Spectrum tab has been scaled to the approximate total beam power of the LED through the collimation package for Nikon Eclipse Microscopes.
Due to variations in the manufacturing process and operating parameters such as temperature and current, the actual spectral output of any given LED will vary. Output plots are only intended to be used as a guideline.

## Spectra Scaled to Beam Power
LED Item # | M365L2-C5 |  | M365LP1-C5 |  | M385L2-C5 |  | M385LP1-C5 |  | M405L2-C5 |  | M405LP1-C5 |  | M455L3-C5 |  | M470L3-C5 |  | M505L3-C5 |  | M530L3-C5 |  | M590L3-C5 |  | M617L3-C5 |  | M625L3-C5 |  | M660L3-C5 |  | M730L4-C5 |  | M780L3-C5 |  | M810L3-C5 |  | M850L3-C5 |  | M940L3-C5 |  | MCWHL5-C5
Approximate Total Beam Power with Collimation Adapter for Nikon Eclipse Microscopes (mW) | 80 |  | 400 |  | 120 |  | 630 |  | 360 |  | 570 |  | 400 |  | 300 |  | 170 |  | 150 |  | 70 |  | 260 |  | 300 |  | 410 |  | 208 |  | 170 |  | 225 |  | 370 |  | 340 |  | 340
Scaling Constant | 8.2315 |  | 29.8214 |  | 9.5526 |  | 46.902 |  | 16.5402 |  | 34.8004 |  | 16.6298 |  | 14.2254 |  | 4.4405 |  | 3.608 |  | 4.7071 |  | 14.1023 |  | 15.5995 |  | 22.4964 |  | 5.0455 |  | 4.5385 |  | 6.185 |  | 10.7239 |  | 4.6452 |  | 5.7372
Spectra | Wavelength (nm) | Power (mW) | Wavelength (nm) | Power (mW) | Wavelength (nm) | Power (mW) | Wavelength (nm) | Power (mW) | Wavelength (nm) | Power (mW) | Wavelength (nm) | Power (mW) | Wavelength (nm) | Power (mW) | Wavelength (nm) | Power (mW) | Wavelength (nm) | Power (mW) | Wavelength (nm) | Power (mW) | Wavelength (nm) | Power (mW) | Wavelength (nm) | Power (mW) | Wavelength (nm) | Power (mW) | Wavelength (nm) | Power (mW) | Wavelength (nm) | Power (mW) | Wavelength (nm) | Power (mW) | Wavelength (nm) | Power (mW) | Wavelength (nm) | Power (mW) | Wavelength (nm) | Power (mW) | Wavelength (nm) | Power (mW)
| 319.0612 | 0.0025184 | 199.9755 | -0.028563 | 319.0612 | 0.00033209 | 199.9755 | 0 | 320.1482 | 0.00053406 | 199.9755 | 0 | 320.1482 | 0.00019056 | 194.11 | 0.028068 | 319.0612 | 0.00374 | 194.11 | 0.002786 | 194.11 | 0.0051009 | 320.1482 | 0.0001706 | 320.1482 | 0 | 319.0612 | 0 | 199.9755 | 0 | 498.5586 | 0.0070347 | 199.9755 | 0 | 497.0539 | 7.1499e-05 | 498.5586 | 0.018349 | 320.1482 | 8.6926e-05
| 319.1756 | 0 | 200.1769 | -0.015106 | 319.1756 | 0 | 200.1769 | 0 | 320.2569 | 0 | 200.1769 | 0 | 320.2569 | 0.00018739 | 194.31 | -0.04726 | 319.1756 | 0.0096803 | 194.31 | -0.0021065 | 194.31 | -0.0043867 | 320.2569 | 0.00016069 | 320.2569 | 0 | 319.1756 | 0 | 200.1769 | 0 | 498.7121 | 0.0092585 | 200.1769 | 0 | 497.2087 | 0.00032174 | 498.7121 | 0.018442 | 320.2569 | 8.4288e-05
| 319.2899 | 0.0014814 | 200.3784 | 0.002956 | 319.2899 | 0 | 200.3784 | 0 | 320.3656 | 0.00024284 | 200.3784 | 0 | 320.3656 | 0.0001669 | 194.52 | 0.002159 | 319.2899 | 0.0051066 | 194.52 | 0.0015046 | 194.52 | 0.0031115 | 320.3656 | 0.00015078 | 320.3656 | 0 | 319.2899 | 0 | 200.3784 | 0 | 498.8657 | 0.007897 | 200.3784 | 0 | 497.3637 | 0 | 498.8657 | 0.01742 | 320.3656 | 6.7849e-05
| 319.4043 | 0.0014543 | 200.5799 | -0.0039183 | 319.4043 | 0.0082822 | 200.5799 | 0 | 320.4742 | 0.00024284 | 200.5799 | 0 | 320.4742 | 0.00014864 | 194.72 | -0.0083963 | 319.4043 | 0.003382 | 194.72 | -0.002689 | 194.72 | -0.0031625 | 320.4742 | 0.00015607 | 320.4742 | 0 | 319.4043 | 0 | 200.5799 | 0 | 499.0192 | 0.0089408 | 200.5799 | 0 | 497.5186 | 0 | 499.0192 | 0.018395 | 320.4742 | 5.7973e-05
| 319.5186 | 0.0045922 | 200.7814 | 0.025027 | 319.5186 | 0 | 200.7814 | 0 | 320.583 | 0 | 200.7814 | 0 | 320.583 | 0.00013877 | 194.92 | 0.043421 | 319.5186 | 0.001849 | 194.92 | -0.00047565 | 194.92 | -0.0042337 | 320.583 | 0.00013294 | 320.583 | 0 | 319.5186 | 0.005841 | 200.7814 | 0 | 499.1728 | 0.0084416 | 200.7814 | 0 | 497.6735 | 0 | 499.1728 | 0.017698 | 320.583 | 4.8097e-05
| 319.633 | 0.0013064 | 200.9829 | 0.0052466 | 319.633 | 0.0036442 | 200.9829 | 0 | 320.6917 | 0 | 200.9829 | 0 | 320.6917 | 0.00013225 | 195.12 | 0.018952 | 319.633 | 0.0069272 | 195.12 | 0.00010678 | 195.12 | 0.0031115 | 320.6917 | 0.00011461 | 320.6917 | 0 | 319.633 | 0 | 200.9829 | 0 | 499.3263 | 0.0031922 | 200.9829 | 0 | 497.8284 | 0.00032174 | 499.3263 | 0.018395 | 320.6917 | 5.7297e-05
| 319.7473 | 0 | 201.1845 | 0.016047 | 319.7473 | 0 | 201.1845 | 0 | 320.8004 | 0 | 201.1845 | 0 | 320.8004 | 0.00014622 | 195.33 | 0.0079165 | 319.7473 | 0.00046226 | 195.33 | 0.0024366 | 195.33 | -0.0027035 | 320.8004 | 0.00010157 | 320.8004 | 0 | 319.7473 | 0.018508 | 201.1845 | 0 | 499.4799 | 0.0060816 | 201.1845 | 0 | 497.9833 | 0 | 499.4799 | 0.017373 | 320.8004 | 4.4106e-05
| 319.8616 | 0 | 201.3861 | -0.019205 | 319.8616 | 0.0031472 | 201.3861 | 0 | 320.9091 | 0.00024284 | 201.3861 | 0 | 320.9091 | 0.00013393 | 195.53 | -0.030466 | 319.8616 | 0.0023737 | 195.53 | -0.0056011 | 195.53 | -0.0054579 | 320.9091 | 0.00011081 | 320.9091 | 0 | 319.8616 | 0 | 201.3861 | 0 | 499.6335 | 0.0059 | 201.3861 | 0 | 498.1383 | 0.00032174 | 499.6335 | 0.018163 | 320.9091 | 5.662e-05
| 319.976 | 0.0019258 | 201.5876 | 0.025625 | 319.976 | 0 | 201.5876 | 0 | 321.0178 | 0 | 201.5876 | 0 | 321.0178 | 0.00014082 | 195.73 | -0.0074367 | 319.976 | 0.0042442 | 195.73 | -0.0042033 | 195.73 | 0.0067842 | 321.0178 | 0.00010834 | 321.0178 | 0 | 319.976 | 0 | 201.5876 | 0 | 499.7871 | 0.01003 | 201.5876 | 0 | 498.2932 | 0 | 499.7871 | 0.017373 | 321.0178 | 5.662e-05
| 320.0903 | 0 | 201.7892 | -0.013671 | 320.0903 | 0 | 201.7892 | 0 | 321.1266 | 0.00024284 | 201.7892 | 0 | 321.1266 | 0.00013225 | 195.93 | 0.0098357 | 320.0903 | 0.006794 | 195.93 | -0.00024269 | 195.93 | -0.012803 | 321.1266 | 0.00010487 | 321.1266 | 0 | 320.0903 | 0 | 201.7892 | 0 | 499.9407 | 0.0083962 | 201.7892 | 0 | 498.4482 | 0.00010725 | 499.9407 | 0.018349 | 321.1266 | 6.9135e-05
| 320.2046 | 0 | 201.9909 | 0.068212 | 320.2046 | 0.0013283 | 201.9909 | 0 | 321.2353 | 0 | 201.9909 | 0 | 321.2353 | 0.00014362 | 196.13 | 0.012714 | 320.2046 | 0.0015969 | 196.13 | -0.0044363 | 196.13 | 0.0015813 | 321.2353 | 0.00011461 | 321.2353 | 0 | 320.2046 | 0.0071077 | 201.9909 | 0 | 500.0942 | 0.0046293 | 201.9909 | 0 | 498.6032 | 7.1499e-05 | 500.0942 | 0.017605 | 321.2353 | 5.865e-05
| 320.3189 | 0.010207 | 202.1925 | -0.0070614 | 320.3189 | 0.0043067 | 202.1925 | 0 | 321.3441 | 0 | 202.1925 | 0 | 321.3441 | 0.00013393 | 196.34 | 0.015113 | 320.3189 | 0.0087922 | 196.34 | -0.0099112 | 196.34 | -0.0083652 | 321.3441 | 0.0001057 | 321.3441 | 0 | 320.3189 | 0 | 202.1925 | 0 | 500.2479 | 0.0048562 | 202.1925 | 0 | 498.7581 | 0.00053624 | 500.2479 | 0.018813 | 321.3441 | 5.4659e-05
| 320.4332 | 0.00059256 | 202.3942 | 0.013088 | 320.4332 | 0.0026565 | 202.3942 | 0 | 321.4528 | 0 | 202.3942 | 0 | 321.4528 | 0.00012797 | 196.54 | -0.010795 | 320.4332 | 0.0063943 | 196.54 | 0.0017376 | 196.54 | 0.0093854 | 321.4528 | 0.00010454 | 321.4528 | 0 | 320.4332 | 0 | 202.3942 | 0 | 500.4015 | 0.0087593 | 202.3942 | 0 | 498.9131 | 0 | 500.4015 | 0.017977 | 321.4528 | 5.202e-05
| 320.5475 | 0 | 202.5959 | -0.015198 | 320.5475 | 0 | 202.5959 | 0 | 321.5616 | 0.00024284 | 202.5959 | 0 | 321.5616 | 0.00013151 | 196.74 | 0.0083963 | 320.5475 | 0 | 196.74 | -0.002223 | 196.74 | -0.012344 | 321.5616 | 9.9254e-05 | 321.5616 | 0 | 320.5475 | 0 | 202.5959 | 0 | 500.5551 | 0.0066262 | 202.5959 | 0 | 499.0681 | 0.00032174 | 500.5551 | 0.019046 | 321.5616 | 4.6744e-05
| 320.6619 | 0.0022221 | 202.7976 | 0.01351 | 320.6619 | 0 | 202.7976 | 0 | 321.6704 | 0.00024284 | 202.7976 | 0 | 321.6704 | 0.00014268 | 196.94 | -0.0064771 | 320.6619 | 0.0029836 | 196.94 | -0.0044363 | 196.94 | -0.0013262 | 321.6704 | 0.00012188 | 321.6704 | 0 | 320.6619 | 0.011752 | 202.7976 | 0 | 500.7088 | 0.0098939 | 202.7976 | 0 | 499.2231 | 0 | 500.7088 | 0.017791 | 321.6704 | 4.4782e-05
| 320.7761 | 0 | 202.9993 | -0.013261 | 320.7761 | 0.0031472 | 202.9993 | 0 | 321.7791 | 0 | 202.9993 | 0 | 321.7791 | 0.00015218 | 197.15 | 0.0074367 | 320.7761 | 0.0055062 | 197.15 | -0.0099112 | 197.15 | -0.015404 | 321.7791 | 0.00013146 | 321.7791 | 0 | 320.7761 | 0 | 202.9993 | 0 | 500.8624 | 0.0087139 | 202.9993 | 0 | 499.3781 | 0.00010725 | 500.8624 | 0.018813 | 321.7791 | 4.0182e-05
| 320.8904 | 0 | 203.201 | 0.0013456 | 320.8904 | 0 | 203.201 | 0 | 321.8879 | 0.00024284 | 203.201 | 0 | 321.8879 | 0.00015535 | 197.35 | 0.031426 | 320.8904 | 0.0027314 | 197.35 | -0.0032714 | 197.35 | -0.0033155 | 321.8879 | 0.00014467 | 321.8879 | 0 | 320.8904 | 0 | 203.201 | 0 | 501.0161 | 0.014659 | 203.201 | 0 | 499.5331 | 0 | 501.0161 | 0.018024 | 321.8879 | 3.2944e-05
| 321.0047 | 0 | 203.4028 | -0.021621 | 321.0047 | 0.0021534 | 203.4028 | 0 | 321.9967 | 0 | 203.4028 | 0 | 321.9967 | 0.00015479 | 197.55 | -0.019431 | 321.0047 | 0.0090586 | 197.55 | -0.0060669 | 197.55 | -0.0007141 | 321.9967 | 0.00014186 | 321.9967 | 0 | 321.0047 | 0 | 203.4028 | 0 | 501.1698 | 0.0078062 | 203.4028 | 0 | 499.6881 | 0.00010725 | 501.1698 | 0.019278 | 321.9967 | 2.3744e-05
| 321.119 | 0 | 203.6046 | 0.0079191 | 321.119 | 0 | 203.6046 | 0 | 322.1055 | 0 | 203.6046 | 0 | 322.1055 | 0.00015218 | 197.75 | -0.020872 | 321.119 | 0.0085258 | 197.75 | -0.0030384 | 197.75 | -0.0030095 | 322.1055 | 0.00014384 | 322.1055 | 0 | 321.119 | 0 | 203.6046 | 0 | 501.3234 | 0.01003 | 203.6046 | 0 | 499.8432 | 7.1499e-05 | 501.3234 | 0.018535 | 322.1055 | 2.3067e-05
| 321.2333 | 0 | 203.8063 | 0.003176 | 321.2333 | 0.0029816 | 203.8063 | 0 | 322.2143 | 0.00024284 | 203.8063 | 0 | 322.2143 | 0.00016001 | 197.96 | 0.0011995 | 321.2333 | 0.005151 | 197.96 | -0.0025725 | 197.96 | 0.00081613 | 322.2143 | 0.00014996 | 322.2143 | 0 | 321.2333 | 0 | 203.8063 | 0 | 501.4771 | 0.0083962 | 203.8063 | 0 | 499.9982 | 0.00010725 | 501.4771 | 0.019649 | 322.2143 | 3.9506e-05
| 321.3476 | 0.001037 | 204.0082 | 0.014048 | 321.3476 | 0 | 204.0082 | 0 | 322.3231 | 0 | 204.0082 | 0 | 322.3231 | 0.00017249 | 198.16 | 0.013194 | 321.3476 | 0.0083926 | 198.16 | -0.0059506 | 198.16 | 0.0078554 | 322.3231 | 0.00013757 | 322.3231 | 0 | 321.3476 | 0 | 204.0082 | 0 | 501.6308 | 0.010938 | 204.0082 | 0 | 500.1532 | 7.1499e-05 | 501.6308 | 0.01886 | 322.3231 | 5.662e-05
| 321.4619 | 0.0093016 | 204.21 | -0.016749 | 321.4619 | 0.012227 | 204.21 | 0 | 322.4319 | 0 | 204.21 | 0 | 322.4319 | 0.00018348 | 198.36 | -0.0011995 | 321.4619 | 0 | 198.36 | -0.005368 | 198.36 | -0.0036216 | 322.4319 | 0.0001412 | 322.4319 | 0 | 321.4619 | 0 | 204.21 | 0 | 501.7845 | 0.0080785 | 204.21 | 0 | 500.3083 | 0.00032174 | 501.7845 | 0.019649 | 322.4319 | 6.8526e-05
| 321.5762 | 0 | 204.4118 | -0.0026657 | 321.5762 | 0.0046488 | 204.4118 | 0 | 322.5407 | 0 | 204.4118 | 0 | 322.5407 | 0.00017118 | 198.56 | -0.004558 | 321.5762 | 0 | 198.56 | 0.00033976 | 198.56 | 0.0077024 | 322.5407 | 0.00012964 | 322.5407 | 0 | 321.5762 | 0.013441 | 204.4118 | 0 | 501.9382 | 0.013343 | 204.4118 | 0 | 500.4633 | 0 | 501.9382 | 0.018302 | 322.5407 | 5.865e-05
| 321.6904 | 0.00012322 | 204.6137 | -0.0069122 | 321.6904 | 0 | 204.6137 | 0 | 322.6495 | 0.00024284 | 204.6137 | 0 | 322.6495 | 0.00015926 | 198.76 | 0.030946 | 321.6904 | 0.0061723 | 198.76 | -0.00082513 | 198.76 | -0.0007141 | 322.6495 | 0.00013724 | 322.6495 | 0 | 321.6904 | 0 | 204.6137 | 0 | 502.092 | 0.006127 | 204.6137 | 0 | 500.6184 | 0.00032174 | 502.092 | 0.018813 | 322.6495 | 6.1896e-05
| 321.8047 | 0.0019258 | 204.8156 | 0.025601 | 321.8047 | 0.0073053 | 204.8156 | 0 | 322.7584 | 0.00024284 | 204.8156 | 0 | 322.7584 | 0.00014864 | 198.97 | 0.017032 | 321.8047 | 0.0032358 | 198.97 | 0.0029025 | 198.97 | -0.0022444 | 322.7584 | 0.00013773 | 322.7584 | 0 | 321.8047 | 0 | 204.8156 | 0 | 502.2457 | 0.0087593 | 204.8156 | 0 | 500.7735 | 0 | 502.2457 | 0.017745 | 322.7584 | 5.2697e-05
| 321.919 | 0 | 205.0175 | -0.019779 | 321.919 | 0.0049694 | 205.0175 | 0 | 322.8672 | 0 | 205.0175 | 0 | 322.8672 | 0.00012964 | 199.17 | -0.020391 | 321.919 | 0.0052842 | 199.17 | -0.005368 | 199.17 | -0.011885 | 322.8672 | 0.00012502 | 322.8672 | 0 | 321.919 | 0 | 205.0175 | 0 | 502.3995 | 0.0098031 | 205.0175 | 0 | 500.9286 | 0.00032174 | 502.3995 | 0.019138 | 322.8672 | 5.0059e-05
| 322.0332 | 0 | 205.2194 | 0.01794 | 322.0332 | 0 | 205.2194 | 0 | 322.976 | 0.00024284 | 205.2194 | 0 | 322.976 | 0.00011586 | 199.37 | 0.0098357 | 322.0332 | 0.0092807 | 199.37 | 0.0069796 | 199.37 | 0.0047948 | 322.976 | 0.00011775 | 322.976 | 0 | 322.0332 | 0 | 205.2194 | 0 | 502.5532 | 0.011029 | 205.2194 | 0 | 501.0836 | 0 | 502.5532 | 0.018024 | 322.976 | 4.4782e-05
| 322.1475 | 0.0024896 | 205.4214 | -0.0056718 | 322.1475 | 0.0039755 | 205.4214 | 0 | 323.0849 | 0 | 205.4214 | 0 | 323.0849 | 9.444e-05 | 199.57 | 0.002159 | 322.1475 | 0.00086122 | 199.57 | -0.002456 | 199.57 | -0.0089776 | 323.0849 | 9.9089e-05 | 323.0849 | 0 | 322.1475 | 0 | 205.4214 | 0 | 502.707 | 0.0048108 | 205.4214 | 0 | 501.2387 | 0 | 502.707 | 0.019046 | 323.0849 | 6.325e-05
| 322.2617 | 0 | 205.6233 | -0.013245 | 322.2617 | 0 | 205.6233 | 0 | 323.1938 | 0.00024284 | 205.6233 | 0 | 323.1938 | 0.00010021 | 199.78 | 0.010315 | 322.2617 | 0.0092807 | 199.78 | -9.7074e-06 | 199.78 | -0.0030095 | 323.1938 | 8.885e-05 | 323.1938 | 0 | 322.2617 | 0 | 205.6233 | 0 | 502.8607 | 0.014024 | 205.6233 | 0 | 501.3938 | 0 | 502.8607 | 0.017791 | 323.1938 | 6.0611e-05
| 322.376 | 0 | 205.8253 | -0.0028171 | 322.376 | 0 | 205.8253 | 0 | 323.3026 | 0.00024284 | 205.8253 | 0 | 323.3026 | 0.00011195 | 199.98 | -0.020391 | 322.376 | 0.007016 | 199.98 | -0.0014076 | 199.98 | -0.007141 | 323.3026 | 8.4226e-05 | 323.3026 | 0 | 322.376 | 0 | 205.8253 | 0 | 503.0145 | 0.0068531 | 205.8253 | 0 | 501.5489 | 0.00032174 | 503.0145 | 0.019046 | 323.3026 | 5.0059e-05
| 322.4902 | 0.0031109 | 206.0273 | 0.043848 | 322.4902 | 0 | 206.0273 | 0 | 323.4115 | 0.00024284 | 206.0273 | 0 | 323.4115 | 0.00011884 | 200.18 | -0.012235 | 322.4902 | 0.0027314 | 200.18 | -0.0087464 | 200.18 | 0.0015813 | 323.4115 | 9.7768e-05 | 323.4115 | 0 | 322.4902 | 0 | 206.0273 | 0 | 503.1683 | 0.0085324 | 206.0273 | 0 | 501.7041 | 0 | 503.1683 | 0.018024 | 323.4115 | 3.5582e-05
| 322.6045 | 0 | 206.2293 | 0.005801 | 322.6045 | 0.013374 | 206.2293 | 0 | 323.5204 | 0.00024284 | 206.2293 | 0 | 323.5204 | 0.00012052 | 200.39 | -0.0064771 | 322.6045 | 0.003382 | 200.39 | 0.003485 | 200.39 | -0.0016323 | 323.5204 | 0.00012221 | 323.5204 | 0 | 322.6045 | 0.0033734 | 206.2293 | 0 | 503.3221 | 0.0050377 | 206.2293 | 0 | 501.8592 | 0.00010725 | 503.3221 | 0.01872 | 323.5204 | 4.6135e-05
| 322.7187 | 0 | 206.4314 | 0.011611 | 322.7187 | 0.0031546 | 206.4314 | 0 | 323.6292 | 0 | 206.4314 | 0 | 323.6292 | 0.00013523 | 200.59 | 0.0093559 | 322.7187 | 0 | 200.59 | -0.010843 | 200.59 | -0.0049988 | 323.6292 | 0.00012485 | 323.6292 | 0 | 322.7187 | 0.0020408 | 206.4314 | 0 | 503.4759 | 0.0083054 | 206.4314 | 0 | 502.0143 | 7.1499e-05 | 503.4759 | 0.017605 | 323.6292 | 5.7973e-05
| 322.833 | 0 | 206.6334 | 0.0023058 | 322.833 | 0.0038098 | 206.6334 | 0 | 323.7381 | 0 | 206.6334 | 0 | 323.7381 | 0.00012964 | 200.79 | -0.0055175 | 322.833 | 0.0024997 | 200.79 | -0.0080475 | 200.79 | -0.0054579 | 323.7381 | 0.00011148 | 323.7381 | 0 | 322.833 | 0.0012649 | 206.6334 | 0 | 503.6298 | 0.0048562 | 206.6334 | 0 | 502.1695 | 0.00032174 | 503.6298 | 0.01886 | 323.7381 | 5.1411e-05
| 322.9472 | 0 | 206.8355 | 0.029271 | 322.9472 | 0 | 206.8355 | 0 | 323.847 | 0 | 206.8355 | 0 | 323.847 | 0.00011977 | 200.99 | -0.012235 | 322.9472 | 0.0034878 | 200.99 | -0.0035044 | 200.99 | 0.013517 | 323.847 | 0.00010916 | 323.847 | 0 | 322.9472 | 0 | 206.8355 | 0 | 503.7836 | 0.010938 | 206.8355 | 0 | 502.3246 | 0 | 503.7836 | 0.018163 | 323.847 | 4.9382e-05
| 323.0614 | 0.0027855 | 207.0376 | 0.00016653 | 323.0614 | 0.0041411 | 207.0376 | 0 | 323.9559 | 0.00024284 | 207.0376 | 0 | 323.9559 | 0.00011009 | 201.2 | -0.040542 | 323.0614 | 0.0009873 | 201.2 | 0.0036014 | 201.2 | 0.0067842 | 323.9559 | 0.00012386 | 323.9559 | 0 | 323.0614 | 0 | 207.0376 | 0 | 503.9374 | 0.00708 | 207.0376 | 0 | 502.4798 | 0.00010725 | 503.9374 | 0.019231 | 323.9559 | 4.2144e-05
| 323.1756 | 0.003259 | 207.2397 | 0.012701 | 323.1756 | 0 | 207.2397 | 0 | 324.0648 | 0.00053406 | 207.2397 | 0 | 324.0648 | 0.00012573 | 201.4 | 0.02375 | 323.1756 | 0 | 201.4 | -0.0031549 | 201.4 | 0.0024994 | 324.0648 | 0.00014219 | 324.0648 | 0 | 323.1756 | 0.0028853 | 207.2397 | 0 | 504.0913 | 0.013071 | 207.2397 | 0 | 502.6349 | 7.1499e-05 | 504.0913 | 0.017884 | 324.0648 | 4.4782e-05
| 323.2899 | 0 | 207.4418 | -0.023878 | 323.2899 | 0.010794 | 207.4418 | 0 | 324.1737 | 0.00024284 | 207.4418 | 0 | 324.1737 | 0.00013616 | 201.6 | -0.012235 | 323.2899 | 0.0075489 | 201.6 | -0.00070865 | 201.6 | -0.0092835 | 324.1737 | 0.00014682 | 324.1737 | 0 | 323.2899 | 0 | 207.4418 | 0 | 504.2451 | 0.0052646 | 207.4418 | 0 | 502.7901 | 0.00010725 | 504.2451 | 0.018767 | 324.1737 | 4.5459e-05
| 323.4041 | 0 | 207.644 | -0.0093845 | 323.4041 | 0 | 207.644 | 0 | 324.2826 | 0.00024284 | 207.644 | 0 | 324.2826 | 0.00014492 | 201.8 | 0.002159 | 323.4041 | 0.0067496 | 201.8 | 0.0054654 | 201.8 | 0.012752 | 324.2826 | 0.00015078 | 324.2826 | 0 | 323.4041 | 0.0071077 | 207.644 | 0 | 504.399 | 0.0091677 | 207.644 | 0 | 502.9453 | 0.00028599 | 504.399 | 0.018116 | 324.2826 | 4.6744e-05
| 323.5183 | 0 | 207.8462 | -0.0061401 | 323.5183 | 0.0033129 | 207.8462 | 0 | 324.3916 | 0 | 207.8462 | 0 | 324.3916 | 0.00015125 | 202.01 | -0.029987 | 323.5183 | 0.0065275 | 202.01 | -0.0083969 | 202.01 | 0.0015813 | 324.3916 | 0.0001673 | 324.3916 | 0 | 323.5183 | 0.026096 | 207.8462 | 0 | 504.5529 | 0.010302 | 207.8462 | 0 | 503.1005 | 0.00032174 | 504.5529 | 0.019324 | 324.3916 | 5.1411e-05
| 323.6325 | 0.001037 | 208.0483 | 0.0053022 | 323.6325 | 0 | 208.0483 | 0 | 324.5005 | 0 | 208.0483 | 0 | 324.5005 | 0.00015926 | 202.21 | -0.012235 | 323.6325 | 0.0072824 | 202.21 | -0.0021065 | 202.21 | 0.0037236 | 324.5005 | 0.00015953 | 324.5005 | 0 | 323.6325 | 0.016397 | 208.0483 | 0 | 504.7067 | 0.0072616 | 208.0483 | 0 | 503.2557 | 0.00071499 | 504.7067 | 0.018442 | 324.5005 | 5.1411e-05
| 323.7467 | 0 | 208.2506 | -0.01012 | 323.7467 | 0.002816 | 208.2506 | 0 | 324.6094 | 0.00024284 | 208.2506 | 0 | 324.6094 | 0.00015535 | 202.41 | -0.02135 | 323.7467 | 0.0022476 | 202.41 | -0.0021065 | 202.41 | 0.00020403 | 324.6094 | 0.00016812 | 324.6094 | 0 | 323.7467 | 0.0092767 | 208.2506 | 0 | 504.8606 | 0.00472 | 208.2506 | 0 | 503.4109 | 0.00032174 | 504.8606 | 0.019278 | 324.6094 | 7.5764e-05
| 323.8609 | 0 | 208.4528 | 0.0014259 | 323.8609 | 0 | 208.4528 | 0 | 324.7184 | 0.00024284 | 208.4528 | 0 | 324.7184 | 0.00013188 | 202.62 | -0.0093559 | 323.8609 | 0.001849 | 202.62 | -0.0085133 | 202.62 | -0.0030095 | 324.7184 | 0.00015342 | 324.7184 | 0 | 323.8609 | 0 | 208.4528 | 0 | 505.0145 | 0.01357 | 208.4528 | 0 | 503.5661 | 7.1499e-05 | 505.0145 | 0.018349 | 324.7184 | 7.7049e-05
| 323.9751 | 0 | 208.655 | -0.024491 | 323.9751 | 0.00082819 | 208.655 | 0 | 324.8273 | 0.00024284 | 208.655 | 0 | 324.8273 | 0.00013132 | 202.82 | -0.010315 | 323.9751 | 0.0030039 | 202.82 | -0.00094161 | 202.82 | -0.0046928 | 324.8273 | 0.00016119 | 324.8273 | 0 | 323.9751 | 0 | 208.655 | 0 | 505.1684 | 0.010847 | 208.655 | 0 | 503.7213 | 0 | 505.1684 | 0.019324 | 324.8273 | 9.0241e-05
| 324.0893 | 0 | 208.8573 | 0.014036 | 324.0893 | 0.0039847 | 208.8573 | 0 | 324.9363 | 0.00024284 | 208.8573 | 0 | 324.9363 | 0.00012313 | 203.02 | -0.0083963 | 324.0893 | 0.0032358 | 203.02 | 0.0043004 | 203.02 | 0.0026524 | 324.9363 | 0.000145 | 324.9363 | 0 | 324.0893 | 0 | 208.8573 | 0 | 505.3224 | 0.0118 | 208.8573 | 0 | 503.8765 | 7.1499e-05 | 505.3224 | 0.018488 | 324.9363 | 6.1288e-05
| 324.2035 | 0 | 209.0596 | -0.02271 | 324.2035 | 0.0064601 | 209.0596 | 0 | 325.0452 | 0 | 209.0596 | 0 | 325.0452 | 0.00014958 | 203.22 | -0.02327 | 324.2035 | 0.0050178 | 203.22 | 0.0026695 | 203.22 | -0.0046928 | 325.0452 | 0.00015722 | 325.0452 | 0 | 324.2035 | 0 | 209.0596 | 0 | 505.4763 | 0.0066262 | 209.0596 | 0 | 504.0317 | 0.00032174 | 505.4763 | 0.019185 | 325.0452 | 5.0735e-05
| 324.3177 | 0 | 209.2619 | -0.0029723 | 324.3177 | 0.0026565 | 209.2619 | 0 | 325.1542 | 0 | 209.2619 | 0 | 325.1542 | 0.00013542 | 203.43 | -0.0035984 | 324.3177 | 0.00071442 | 203.43 | 0.0017376 | 203.43 | -0.0057639 | 325.1542 | 0.00014104 | 325.1542 | 0 | 324.3177 | 0.0020408 | 209.2619 | 0 | 505.6302 | 0.012435 | 209.2619 | 0 | 504.187 | 0 | 505.6302 | 0.018442 | 325.1542 | 2.6382e-05
| 324.4319 | 0 | 209.4642 | -0.038658 | 324.4319 | 0.0072884 | 209.4642 | 0 | 325.2632 | 0.00024284 | 209.4642 | 0 | 325.2632 | 0.00015349 | 203.63 | -0.019911 | 324.4319 | 0.0075489 | 203.63 | 0.013503 | 203.63 | -0.0091305 | 325.2632 | 0.00013691 | 325.2632 | 0 | 324.4319 | 0 | 209.4642 | 0 | 505.7842 | 0.00767 | 209.4642 | 0 | 504.3422 | 0 | 505.7842 | 0.019417 | 325.2632 | 2.3744e-05
| 324.5461 | 0 | 209.6665 | 0.020659 | 324.5461 | 0 | 209.6665 | 0 | 325.3721 | 0 | 209.6665 | 0 | 325.3721 | 0.00015405 | 203.83 | -0.0040782 | 324.5461 | 0.0023533 | 203.83 | -0.0054848 | 203.83 | -0.0045398 | 325.3721 | 0.0001057 | 325.3721 | 0 | 324.5461 | 0 | 209.6665 | 0 | 505.9381 | 0.0059908 | 209.6665 | 0 | 504.4975 | 0.00028599 | 505.9381 | 0.01872 | 325.3721 | 2.9629e-05
| 324.6603 | 0.00041907 | 209.8689 | -0.030742 | 324.6603 | 0.00066254 | 209.8689 | 0 | 325.4811 | 0 | 209.8689 | 0 | 325.4811 | 0.00016355 | 204.04 | -0.017992 | 324.6603 | 0.00010505 | 204.04 | -0.0031549 | 204.04 | -0.0033155 | 325.4811 | 0.00010157 | 325.4811 | 0 | 324.6603 | 0 | 209.8689 | 0 | 506.0921 | 0.010756 | 209.8689 | 0 | 504.6527 | 0.00010725 | 506.0921 | 0.019324 | 325.4811 | 5.3373e-05
| 324.7744 | 0.0028147 | 210.0712 | 0.037321 | 324.7744 | 0 | 210.0712 | 0 | 325.5901 | 0.00082547 | 210.0712 | 0 | 325.5901 | 0.00014343 | 204.24 | -0.00071969 | 324.7744 | 0 | 204.24 | 0.0032519 | 204.24 | 0.0067842 | 325.5901 | 9.3144e-05 | 325.5901 | 0 | 324.7744 | 0 | 210.0712 | 0 | 506.2461 | 0.013252 | 210.0712 | 0 | 504.808 | 0 | 506.2461 | 0.018256 | 325.5901 | 5.5335e-05
| 324.8886 | 0.0010107 | 210.2736 | -0.017304 | 324.8886 | 0.0016565 | 210.2736 | 0 | 325.6991 | 0 | 210.2736 | 0 | 325.6991 | 0.00011791 | 204.44 | -0.011275 | 324.8886 | 0.0062611 | 204.44 | -0.0025725 | 204.44 | -0.0034686 | 325.6991 | 8.7199e-05 | 325.6991 | 0 | 324.8886 | 0.0092767 | 210.2736 | 0 | 506.4001 | 0.0045385 | 210.2736 | 0 | 504.9633 | 0.00032174 | 506.4001 | 0.019324 | 325.6991 | 4.6135e-05
| 325.0028 | 0.0028147 | 210.476 | 0.02903 | 325.0028 | 0 | 210.476 | 0 | 325.8081 | 0.00024284 | 210.476 | 0 | 325.8081 | 9.5371e-05 | 204.64 | 0.032866 | 325.0028 | 0.0077709 | 204.64 | -0.002689 | 204.64 | -0.0031625 | 325.8081 | 9.0832e-05 | 325.8081 | 0 | 325.0028 | 0.0045744 | 210.476 | 0 | 506.5541 | 0.0039093 | 210.476 | 0 | 505.1186 | 0 | 506.5541 | 0.018674 | 325.8081 | 3.4906e-05
| 325.1169 | 0 | 210.6785 | 0.0035922 | 325.1169 | 0.0053006 | 210.6785 | 0 | 325.9171 | 0 | 210.6785 | 0 | 325.9171 | 8.941e-05 | 204.85 | -0.043901 | 325.1169 | 0.0014915 | 204.85 | -0.0036209 | 204.85 | -0.0095893 | 325.9171 | 0.00010041 | 325.9171 | 0 | 325.1169 | 0 | 210.6785 | 0 | 506.7081 | 0.0069439 | 210.6785 | 0 | 505.2738 | 0.00010725 | 506.7081 | 0.019649 | 325.9171 | 6.7173e-05
| 325.2311 | 0.0029628 | 210.8809 | 0.043106 | 325.2311 | 0 | 210.8809 | 0 | 326.0261 | 0 | 210.8809 | 0 | 326.0261 | 9.1832e-05 | 205.05 | 0.017512 | 325.2311 | 8.4027e-05 | 205.05 | 0.0039509 | 205.05 | -0.0027035 | 326.0261 | 0.00012105 | 326.0261 | 0 | 325.2311 | 0.024071 | 210.8809 | 0 | 506.8621 | 0.011664 | 210.8809 | 0 | 505.4291 | 0 | 506.8621 | 0.018442 | 326.0261 | 6.7173e-05
| 325.3453 | 0.00027119 | 211.0834 | -0.033198 | 325.3453 | 0.01089 | 211.0834 | 0 | 326.1352 | 0 | 211.0834 | 0 | 326.1352 | 0.00011437 | 205.25 | -0.0079165 | 325.3453 | 0.0069272 | 205.25 | -0.0044363 | 205.25 | -0.016935 | 326.1352 | 0.00014698 | 326.1352 | 0 | 325.3453 | 0 | 211.0834 | 0 | 507.0161 | 0.0010375 | 211.0834 | 0 | 505.5845 | 0.00010725 | 507.0161 | 0.019603 | 326.1352 | 5.9935e-05
| 325.4594 | 0 | 211.2859 | 0.01138 | 325.4594 | 0 | 211.2859 | 0 | 326.2442 | 0.00024284 | 211.2859 | 0 | 326.2442 | 0.00012145 | 205.46 | -0.0040782 | 325.4594 | 0 | 205.46 | 0.00045625 | 205.46 | 0.0034176 | 326.2442 | 0.00014153 | 326.2442 | 0 | 325.4594 | 0.009641 | 211.2859 | 0 | 507.1701 | 0.0074885 | 211.2859 | 0 | 505.7398 | 7.1499e-05 | 507.1701 | 0.019046 | 326.2442 | 3.4229e-05
| 325.5736 | 0 | 211.4884 | -0.018467 | 325.5736 | 0 | 211.4884 | 0 | 326.3532 | 0 | 211.4884 | 0 | 326.3532 | 0.0001574 | 205.66 | 0.0002399 | 325.5736 | 0.0011133 | 205.66 | -0.012474 | 205.66 | -0.0053048 | 326.3532 | 0.00013641 | 326.3532 | 0 | 325.5736 | 0.0063249 | 211.4884 | 0 | 507.3241 | 0.0091677 | 211.4884 | 0 | 505.8951 | 0 | 507.3241 | 0.020021 | 326.3532 | 4.2144e-05
| 325.6877 | 0 | 211.6909 | 0.0074619 | 325.6877 | 0 | 211.6909 | 0 | 326.4623 | 0.00024284 | 211.6909 | 0 | 326.4623 | 0.00016317 | 205.86 | 0.010795 | 325.6877 | 0.0034878 | 205.86 | -0.0032714 | 205.86 | 0.0067842 | 326.4623 | 0.00013311 | 326.4623 | 0 | 325.6877 | 0 | 211.6909 | 0 | 507.4782 | 0.011346 | 211.6909 | 0 | 506.0504 | 0 | 507.4782 | 0.018813 | 326.4623 | 3.2944e-05
| 325.8018 | 0 | 211.8934 | 0.0088379 | 325.8018 | 0.004638 | 211.8934 | 0 | 326.5713 | 0 | 211.8934 | 0 | 326.5713 | 0.00018553 | 206.07 | 0.0064771 | 325.8018 | 0.0052842 | 206.07 | -0.0018735 | 206.07 | -0.0065293 | 326.5713 | 0.00015524 | 326.5713 | 0 | 325.8018 | 0.0071684 | 211.8934 | 0 | 507.6322 | 0.011482 | 211.8934 | 0 | 506.2058 | 0.00010725 | 507.6322 | 0.019649 | 326.5713 | 3.6867e-05
| 325.916 | 0 | 212.096 | 0.0047479 | 325.916 | 0 | 212.096 | 0 | 326.6804 | 0.00024284 | 212.096 | 0 | 326.6804 | 0.00015665 | 206.27 | 0.038142 | 325.916 | 0 | 206.27 | -0.0049022 | 206.27 | 0.0041827 | 326.6804 | 0.00015772 | 326.6804 | 0 | 325.916 | 0 | 212.096 | 0 | 507.7863 | 0.0052646 | 212.096 | 0 | 506.3611 | 7.1499e-05 | 507.7863 | 0.019231 | 326.6804 | 3.4229e-05
| 326.0301 | 0 | 212.2986 | -0.016333 | 326.0301 | 0 | 212.2986 | 0 | 326.7894 | 0 | 212.2986 | 0 | 326.7894 | 0.00016168 | 206.47 | -0.027109 | 326.0301 | 0.0076821 | 206.47 | -0.0045528 | 206.47 | -0.0042337 | 326.7894 | 0.00016185 | 326.7894 | 0 | 326.0301 | 0.014758 | 212.2986 | 0 | 507.9404 | 0.0059 | 212.2986 | 0 | 506.5165 | 0.00010725 | 507.9404 | 0.019928 | 326.7894 | 5.7297e-05
| 326.1442 | 0 | 212.5012 | -5.8e-05 | 326.1442 | 0 | 212.5012 | 0 | 326.8985 | 0.00024284 | 212.5012 | 0 | 326.8985 | 0.00012573 | 206.68 | -0.025668 | 326.1442 | 0.005373 | 206.68 | -0.0049022 | 206.68 | -0.0048458 | 326.8985 | 0.00015805 | 326.8985 | 0 | 326.1442 | 0.027896 | 212.5012 | 0 | 508.0945 | 0.007897 | 212.5012 | 0 | 506.6718 | 7.1499e-05 | 508.0945 | 0.018813 | 326.8985 | 4.6135e-05
| 326.2584 | 0.0021939 | 212.7038 | -0.002637 | 326.2584 | 0.002816 | 212.7038 | 0 | 327.0076 | 0 | 212.7038 | 0 | 327.0076 | 0.00013225 | 206.88 | -0.00071969 | 326.2584 | 0.006794 | 206.88 | -0.0045528 | 206.88 | -0.0065293 | 327.0076 | 0.00016416 | 327.0076 | 0 | 326.2584 | 0.0042167 | 212.7038 | 0 | 508.2486 | 0.010529 | 212.7038 | 0 | 506.8272 | 0.00032174 | 508.2486 | 0.01951 | 327.0076 | 4.9382e-05
| 326.3725 | 0 | 212.9064 | -0.034608 | 326.3725 | 0 | 212.9064 | 0 | 327.1166 | 0 | 212.9064 | 0 | 327.1166 | 0.0001302 | 207.08 | 0.011275 | 326.3725 | 0 | 207.08 | -0.00035917 | 207.08 | -0.013109 | 327.1166 | 0.00014566 | 327.1166 | 0 | 326.3725 | 0.0083743 | 212.9064 | 0 | 508.4027 | 0.01062 | 212.9064 | 0 | 506.9826 | 0 | 508.4027 | 0.018999 | 327.1166 | 3.8897e-05
| 326.4866 | 0.0013064 | 213.1091 | -0.013138 | 326.4866 | 0.0029816 | 213.1091 | 0 | 327.2257 | 0.00024284 | 213.1091 | 0 | 327.2257 | 0.00014604 | 207.29 | 0.0016793 | 326.4866 | 0.0009873 | 207.29 | -0.0050185 | 207.29 | -0.00607 | 327.2257 | 0.00015062 | 327.2257 | 0 | 326.4866 | 0 | 213.1091 | 0 | 508.5568 | 0.0058093 | 213.1091 | 0 | 507.1379 | 0.00053624 | 508.5568 | 0.01951 | 327.2257 | 3.7544e-05
| 326.6008 | 0 | 213.3117 | 0.069808 | 326.6008 | 0.0011622 | 213.3117 | 0 | 327.3348 | 0.00053406 | 213.3117 | 0 | 327.3348 | 0.00013486 | 207.49 | -0.018472 | 326.6008 | 0.0061279 | 207.49 | -0.00094161 | 207.49 | -0.00086717 | 327.3348 | 0.00012337 | 327.3348 | 0 | 326.6008 | 0 | 213.3117 | 0 | 508.7109 | 0.010529 | 213.3117 | 0 | 507.2933 | 0 | 508.7109 | 0.018209 | 327.3348 | 3.5582e-05
| 326.7149 | 0 | 213.5144 | -0.018901 | 326.7149 | 0.0096482 | 213.5144 | 0 | 327.4439 | 0.00024284 | 213.5144 | 0 | 327.4439 | 0.0001384 | 207.69 | -0.017032 | 326.7149 | 0.0076821 | 207.69 | -0.0060669 | 207.69 | -0.0091305 | 327.4439 | 0.00012733 | 327.4439 | 0 | 326.7149 | 0.024971 | 213.5144 | 0 | 508.865 | 0.0043095 | 213.5144 | 0 | 507.4487 | 0.00010725 | 508.865 | 0.019046 | 327.4439 | 5.6011e-05
| 326.829 | 0 | 213.7171 | 0.0065918 | 326.829 | 0.0064751 | 213.7171 | 0 | 327.553 | 0.00024284 | 213.7171 | 0 | 327.553 | 0.00013579 | 207.89 | -0.0069569 | 326.829 | 0.0042442 | 207.89 | 0.0037179 | 207.89 | -0.00010202 | 327.553 | 0.00011412 | 327.553 | 0 | 326.829 | 0.019775 | 213.7171 | 0 | 509.0192 | 0.0083054 | 213.7171 | 0 | 507.6041 | 7.1499e-05 | 509.0192 | 0.018488 | 327.553 | 6.6564e-05
| 326.9431 | 0.0017502 | 213.9199 | -0.015921 | 326.9431 | 0.0024847 | 213.9199 | 0 | 327.6621 | 0.00024284 | 213.9199 | 0 | 327.6621 | 0.00014436 | 208.1 | -0.028068 | 326.9431 | 0 | 208.1 | -0.0068827 | 208.1 | -0.0046928 | 327.6621 | 0.00014071 | 327.6621 | 0 | 326.9431 | 0.008855 | 213.9199 | 0 | 509.1733 | 0.010529 | 213.9199 | 0 | 507.7595 | 0.00032174 | 509.1733 | 0.019556 | 327.6621 | 7.1773e-05
| 327.0572 | 0 | 214.1226 | 0.035826 | 327.0572 | 0 | 214.1226 | 0 | 327.7712 | 0.00053406 | 214.1226 | 0 | 327.7712 | 0.00013486 | 208.3 | -0.004558 | 327.0572 | 0.0012187 | 208.3 | -0.0039703 | 208.3 | -0.0048458 | 327.7712 | 0.00012882 | 327.7712 | 0 | 327.0572 | 0.0087967 | 214.1226 | 0 | 509.3275 | 0.009667 | 214.1226 | 0 | 507.915 | 0 | 509.3275 | 0.018349 | 327.7712 | 5.5335e-05
| 327.1713 | 0 | 214.3254 | 0.0062571 | 327.1713 | 0.0076196 | 214.3254 | 0 | 327.8803 | 0 | 214.3254 | 0 | 327.8803 | 0.00013672 | 208.5 | -0.026148 | 327.1713 | 0.0091919 | 208.5 | -0.0095617 | 208.5 | -0.010202 | 327.8803 | 0.00013691 | 327.8803 | 0 | 327.1713 | 0 | 214.3254 | 0 | 509.4816 | 0.010393 | 214.3254 | 0 | 508.0704 | 0 | 509.4816 | 0.018999 | 327.8803 | 5.865e-05
| 327.2854 | 0 | 214.5281 | 0.0075014 | 327.2854 | 0.0028225 | 214.5281 | 0 | 327.9895 | 0 | 214.5281 | 0 | 327.9895 | 0.0001384 | 208.71 | 0.0083963 | 327.2854 | 0.0031097 | 208.71 | 0.0067465 | 208.71 | 0.0054069 | 327.9895 | 0.00012617 | 327.9895 | 0 | 327.2854 | 0 | 214.5281 | 0 | 509.6358 | 0.01003 | 214.5281 | 0 | 508.2258 | 7.1499e-05 | 509.6358 | 0.017745 | 327.9895 | 4.8773e-05
| 327.3995 | 0 | 214.7309 | -0.028303 | 327.3995 | 0.0029816 | 214.7309 | 0 | 328.0986 | 0 | 214.7309 | 0 | 328.0986 | 0.00014008 | 208.91 | -0.002159 | 327.3995 | 0.0075489 | 208.91 | -0.0072322 | 208.91 | -0.0011732 | 328.0986 | 0.00013757 | 328.0986 | 0 | 327.3995 | 0.021083 | 214.7309 | 0 | 509.79 | 0.011709 | 214.7309 | 0 | 508.3813 | 0.00010725 | 509.79 | 0.018767 | 328.0986 | 4.8097e-05
| 327.5136 | 0 | 214.9338 | 0.012054 | 327.5136 | 0.0014942 | 214.9338 | 0 | 328.2077 | 0 | 214.9338 | 0 | 328.2077 | 0.0001384 | 209.12 | 0.0098357 | 327.5136 | 0 | 209.12 | -0.0057175 | 209.12 | 0.00096913 | 328.2077 | 0.00012915 | 328.2077 | 0 | 327.5136 | 0.0037298 | 214.9338 | 0 | 509.9442 | 0.012844 | 214.9338 | 0 | 508.5367 | 0 | 509.9442 | 0.018209 | 328.2077 | 4.8097e-05
| 327.6277 | 0.00086279 | 215.1366 | -0.036085 | 327.6277 | 0 | 215.1366 | 0 | 328.3169 | 0.00053406 | 215.1366 | 0 | 328.3169 | 0.00013914 | 209.32 | -0.016073 | 327.6277 | 0.0047513 | 209.32 | 0.0024366 | 209.32 | -0.0034686 | 328.3169 | 0.00014384 | 328.3169 | 0 | 327.6277 | 0.019397 | 215.1366 | 0 | 510.0984 | 0.012299 | 215.1366 | 0 | 508.6922 | 0 | 510.0984 | 0.019742 | 328.3169 | 5.7973e-05
| 327.7418 | 0.0013333 | 215.3395 | 0.00011159 | 327.7418 | 0.0048149 | 215.3395 | 0 | 328.426 | 0.00024284 | 215.3395 | 0 | 328.426 | 0.00014697 | 209.52 | -0.010315 | 327.7418 | 0.0061279 | 209.52 | -0.0016406 | 209.52 | 0.01061 | 328.426 | 0.00015755 | 328.426 | 0 | 327.7418 | 0.0087967 | 215.3395 | 0 | 510.2526 | 0.010756 | 215.3395 | 0 | 508.8476 | 7.1499e-05 | 510.2526 | 0.018999 | 328.426 | 4.6744e-05
| 327.8558 | 0.0087254 | 215.5423 | -0.0072585 | 327.8558 | 0.0062945 | 215.5423 | 0 | 328.5352 | 0.00024284 | 215.5423 | 0 | 328.5352 | 0.00015516 | 209.73 | -0.0016793 | 327.8558 | 0.0076821 | 209.73 | -0.01294 | 209.73 | -0.00025504 | 328.5352 | 0.00016928 | 328.5352 | 0 | 327.8558 | 0 | 215.5423 | 0 | 510.4068 | 0.010711 | 215.5423 | 0 | 509.0031 | 0.00010725 | 510.4068 | 0.020114 | 328.5352 | 5.4659e-05
| 327.9699 | 0 | 215.7452 | 0.0012874 | 327.9699 | 0 | 215.7452 | 0 | 328.6443 | 0.00024284 | 215.7452 | 0 | 328.6443 | 0.00015386 | 209.93 | 0.013674 | 327.9699 | 0.0032358 | 209.93 | -0.00035917 | 209.93 | -0.010202 | 328.6443 | 0.00015986 | 328.6443 | 0 | 327.9699 | 0 | 215.7452 | 0 | 510.5611 | 0 | 215.7452 | 0 | 509.1586 | 7.1499e-05 | 510.5611 | 0.019046 | 328.6443 | 5.6011e-05
| 328.084 | 0 | 215.9481 | -0.013865 | 328.084 | 0.0034785 | 215.9481 | 0 | 328.7535 | 0 | 215.9481 | 0 | 328.7535 | 0.00015312 | 210.13 | 0.004558 | 328.084 | 0.0056394 | 210.13 | 0.00080569 | 210.13 | 0.0023464 | 328.7535 | 0.00015309 | 328.7535 | 0 | 328.084 | 0.016445 | 215.9481 | 0 | 510.7153 | 0.006127 | 215.9481 | 0 | 509.3141 | 0.00032174 | 510.7153 | 0.0203 | 328.7535 | 6.1896e-05
| 328.1981 | 0 | 216.1511 | 0.0022136 | 328.1981 | 0.0068072 | 216.1511 | 0 | 328.8627 | 0.00024284 | 216.1511 | 0 | 328.8627 | 0.00016001 | 210.34 | -0.0016793 | 328.1981 | 0.0068828 | 210.34 | -0.0060669 | 210.34 | 0.0029585 | 328.8627 | 0.00014797 | 328.8627 | 0 | 328.1981 | 0.01893 | 216.1511 | 0 | 510.8695 | 0.0093947 | 216.1511 | 0 | 509.4696 | 0 | 510.8695 | 0.019278 | 328.8627 | 5.9259e-05
| 328.3121 | 0 | 216.354 | 0.0022268 | 328.3121 | 0.005135 | 216.354 | 0 | 328.9719 | 0.00024284 | 216.354 | 0 | 328.9719 | 0.00016727 | 210.54 | -0.032385 | 328.3121 | 0 | 210.54 | -0.011542 | 210.54 | -0.010202 | 328.9719 | 0.00016185 | 328.9719 | 0 | 328.3121 | 0.0092767 | 216.354 | 0 | 511.0238 | 0.0086231 | 216.354 | 0 | 509.6251 | 0.00053624 | 511.0238 | 0.020764 | 328.9719 | 4.8097e-05
| 328.4262 | 0.0011851 | 216.557 | 0.0057272 | 328.4262 | 0 | 216.557 | 0 | 329.0811 | 0.00024284 | 216.557 | 0 | 329.0811 | 0.00016615 | 210.74 | 0.014634 | 328.4262 | 0.0062611 | 210.74 | 0.0072128 | 210.74 | 0.007243 | 329.0811 | 0.00015342 | 329.0811 | 0 | 328.4262 | 0.020619 | 216.557 | 0 | 511.1781 | 0.010711 | 216.557 | 0 | 509.7806 | 7.1499e-05 | 511.1781 | 0.01951 | 329.0811 | 5.202e-05
| 328.5403 | 0 | 216.76 | -0.020546 | 328.5403 | 0 | 216.76 | 0 | 329.1903 | 0.00053406 | 216.76 | 0 | 329.1903 | 0.00014473 | 210.95 | -0.040542 | 328.5403 | 0.0041382 | 210.95 | -0.0065332 | 210.95 | -0.0049988 | 329.1903 | 0.0001412 | 329.1903 | 0 | 328.5403 | 0.0029518 | 216.76 | 0 | 511.3323 | 0.0080785 | 216.76 | 0 | 509.9361 | 0 | 511.3323 | 0.020346 | 329.1903 | 4.4782e-05
| 328.6543 | 0.0047404 | 216.963 | 0.0082494 | 328.6543 | 0 | 216.963 | 0 | 329.2995 | 0.00053406 | 216.963 | 0 | 329.2995 | 0.00013393 | 211.15 | -0.02135 | 328.6543 | 0.007016 | 211.15 | 0.00045625 | 211.15 | 0.0080083 | 329.2995 | 0.00012799 | 329.2995 | 0 | 328.6543 | 0.015552 | 216.963 | 0 | 511.4866 | 0.0073524 | 216.963 | 0 | 510.0916 | 0.00028599 | 511.4866 | 0.01872 | 329.2995 | 5.3373e-05
| 328.7684 | 0 | 217.166 | 0.00087576 | 328.7684 | 0.0097437 | 217.166 | 0 | 329.4087 | 0.00024284 | 217.166 | 0 | 329.4087 | 0.00013616 | 211.35 | -0.016073 | 328.7684 | 0.0063943 | 211.35 | -0.0028054 | 211.35 | 0.0015813 | 329.4087 | 0.00013839 | 329.4087 | 0 | 328.7684 | 0 | 217.166 | 0 | 511.6409 | 0.0030326 | 217.166 | 0 | 510.2471 | 0.00032174 | 511.6409 | 0.019649 | 329.4087 | 5.4659e-05
| 328.8824 | 0 | 217.369 | 0.024439 | 328.8824 | 0.00049804 | 217.369 | 0 | 329.5179 | 0 | 217.369 | 0 | 329.5179 | 0.0001371 | 211.56 | 0.020872 | 328.8824 | 0.0024794 | 211.56 | -0.0029219 | 211.56 | -0.00025504 | 329.5179 | 0.00015029 | 329.5179 | 0 | 328.8824 | 0.0020408 | 217.369 | 0 | 511.7952 | 0.0087593 | 217.369 | 0 | 510.4027 | 0 | 511.7952 | 0.01886 | 329.5179 | 4.9382e-05
| 328.9965 | 0.0076661 | 217.5721 | -0.024049 | 328.9965 | 0.0044724 | 217.5721 | 0 | 329.6271 | 0 | 217.5721 | 0 | 329.6271 | 0.00014306 | 211.76 | -0.035744 | 328.9965 | 0.0065275 | 211.76 | -0.0082806 | 211.76 | -0.0023974 | 329.6271 | 0.00015986 | 329.6271 | 0 | 328.9965 | 0.014758 | 217.5721 | 0 | 511.9495 | 0 | 217.5721 | 0 | 510.5582 | 0 | 511.9495 | 0.019649 | 329.6271 | 3.9506e-05
| 329.1105 | 0 | 217.7752 | 0.026532 | 329.1105 | 0 | 217.7752 | 0 | 329.7363 | 0 | 217.7752 | 0 | 329.7363 | 0.00013151 | 211.96 | -0.0083963 | 329.1105 | 0.0077709 | 211.96 | 0.002553 | 211.96 | 0.0038766 | 329.7363 | 0.00014649 | 329.7363 | 0 | 329.1105 | 0 | 217.7752 | 0 | 512.1038 | 0.0071708 | 217.7752 | 0 | 510.7138 | 0.00028599 | 512.1038 | 0.018535 | 329.7363 | 3.362e-05
| 329.2246 | 0.0026375 | 217.9783 | -0.024914 | 329.2246 | 0.0016565 | 217.9783 | 0 | 329.8455 | 0 | 217.9783 | 0 | 329.8455 | 0.0001479 | 212.17 | -0.036225 | 329.2246 | 0.0078153 | 212.17 | -0.0059506 | 212.17 | -0.0074475 | 329.8455 | 0.00014467 | 329.8455 | 0 | 329.2246 | 0 | 217.9783 | 0 | 512.2582 | 0.00767 | 217.9783 | 0 | 510.8693 | 0.00010725 | 512.2582 | 0.019371 | 329.8455 | 4.1467e-05
| 329.3386 | 0 | 218.1814 | 0.005691 | 329.3386 | 0 | 218.1814 | 0 | 329.9548 | 0 | 218.1814 | 0 | 329.9548 | 0.00012275 | 212.37 | -0.024709 | 329.3386 | 0 | 212.37 | 0.0026695 | 212.37 | 0.0069371 | 329.9548 | 0.00013146 | 329.9548 | 0 | 329.3386 | 0 | 218.1814 | 0 | 512.4125 | 0.013343 | 218.1814 | 0 | 511.0249 | 7.1499e-05 | 512.4125 | 0.018674 | 329.9548 | 4.8097e-05
| 329.4526 | 0 | 218.3845 | -0.032565 | 329.4526 | 0 | 218.3845 | 0 | 330.064 | 0.00024284 | 218.3845 | 0 | 330.064 | 0.00012666 | 212.58 | 0.0011995 | 329.4526 | 0.007016 | 212.58 | -0.00070865 | 212.58 | -0.0056109 | 330.064 | 0.00013608 | 330.064 | 0 | 329.4526 | 0.0037951 | 218.3845 | 0 | 512.5669 | 0.0093947 | 218.3845 | 0 | 511.1805 | 0.00010725 | 512.5669 | 0.019742 | 330.064 | 6.7173e-05
| 329.5667 | 0.0069625 | 218.5877 | 0.0062423 | 329.5667 | 0 | 218.5877 | 0 | 330.1733 | 0.00024284 | 218.5877 | 0 | 330.1733 | 0.00011661 | 212.78 | -0.017992 | 329.5667 | 0.011057 | 212.78 | 0.0020871 | 212.78 | 0.0014282 | 330.1733 | 0.00012915 | 330.1733 | 0 | 329.5667 | 0.0045744 | 218.5877 | 0 | 512.7212 | 0.013661 | 218.5877 | 0 | 511.3361 | 0 | 512.7212 | 0.018999 | 330.1733 | 6.1896e-05
| 329.6807 | 0.0027855 | 218.7908 | -0.013954 | 329.6807 | 0.0034785 | 218.7908 | 0 | 330.2825 | 0.00024284 | 218.7908 | 0 | 330.2825 | 0.00012499 | 212.98 | -0.033825 | 329.6807 | 0.00048314 | 212.98 | -0.00024269 | 212.98 | -0.0046928 | 330.2825 | 0.00014219 | 330.2825 | 0 | 329.6807 | 0.032845 | 218.7908 | 0 | 512.8756 | 0.0118 | 218.7908 | 0 | 511.4917 | 0.00010725 | 512.8756 | 0.019835 | 330.2825 | 6.325e-05
| 329.7947 | 0 | 218.994 | 0.0074448 | 329.7947 | 0 | 218.994 | 0 | 330.3918 | 0 | 218.994 | 0 | 330.3918 | 0.00011921 | 213.19 | -0.0088761 | 329.7947 | 0.0044849 | 213.19 | -0.0011746 | 213.19 | -0.0022444 | 330.3918 | 0.00013757 | 330.3918 | 0 | 329.7947 | 0.0033074 | 218.994 | 0 | 513.0299 | 0.0177 | 218.994 | 0 | 511.6473 | 0 | 513.0299 | 0.018581 | 330.3918 | 4.282e-05
| 329.9087 | 0.0048561 | 219.1972 | -0.04525 | 329.9087 | 0.0072884 | 219.1972 | 0 | 330.5011 | 0 | 219.1972 | 0 | 330.5011 | 0.00013151 | 213.39 | -0.016073 | 329.9087 | 0.0050178 | 213.39 | -0.0067659 | 213.39 | -0.0057639 | 330.5011 | 0.00014038 | 330.5011 | 0 | 329.9087 | 0.014337 | 219.1972 | 0 | 513.1843 | 0.0056731 | 219.1972 | 0 | 511.8029 | 0 | 513.1843 | 0.019696 | 330.5011 | 5.0059e-05
| 330.0227 | 0 | 219.4004 | 0.022158 | 330.0227 | 0 | 219.4004 | 0 | 330.6103 | 0 | 219.4004 | 0 | 330.6103 | 0.00013672 | 213.59 | 0.020391 | 330.0227 | 0.0051066 | 213.59 | -0.0030384 | 213.59 | -0.0013262 | 330.6103 | 0.00012601 | 330.6103 | 0 | 330.0227 | 0.026996 | 219.4004 | 0 | 513.3387 | 0.0097124 | 219.4004 | 0 | 511.9585 | 0 | 513.3387 | 0.018535 | 330.6103 | 5.0735e-05
| 330.1368 | 0 | 219.6037 | -0.021412 | 330.1368 | 0.0082822 | 219.6037 | 0 | 330.7196 | 0.00024284 | 219.6037 | 0 | 330.7196 | 0.00016131 | 213.8 | -0.012235 | 330.1368 | 0.0061723 | 213.8 | -0.011425 | 213.8 | -0.0023974 | 330.7196 | 0.00012849 | 330.7196 | 0 | 330.1368 | 0.011385 | 219.6037 | 0 | 513.4931 | 0.0094854 | 219.6037 | 0 | 512.1141 | 0.00010725 | 513.4931 | 0.019882 | 330.7196 | 7.1773e-05
| 330.2508 | 0.0007407 | 219.807 | 0.0032579 | 330.2508 | 0.0068072 | 219.807 | 0 | 330.8289 | 0 | 219.807 | 0 | 330.8289 | 0.00016988 | 214 | -0.012714 | 330.2508 | 0 | 214 | -0.0030384 | 214 | -0.0057639 | 330.8289 | 0.0001265 | 330.8289 | 0 | 330.2508 | 0.039144 | 219.807 | 0 | 513.6475 | 0.007897 | 219.807 | 0 | 512.2697 | 0.00050049 | 513.6475 | 0.018395 | 330.8289 | 6.7173e-05
| 330.3648 | 0 | 220.0102 | 0.00089147 | 330.3648 | 0.002816 | 220.0102 | 0 | 330.9382 | 0 | 220.0102 | 0 | 330.9382 | 0.00018776 | 214.21 | 0.0055175 | 330.3648 | 0.0031299 | 214.21 | -0.0093286 | 214.21 | -0.0066822 | 330.9382 | 0.0001445 | 330.9382 | 0 | 330.3648 | 0.019819 | 220.0102 | 0 | 513.802 | 0.0097577 | 220.0102 | 0 | 512.4254 | 0.00010725 | 513.802 | 0.019464 | 330.9382 | 7.2449e-05
| 330.4788 | 0.007555 | 220.2135 | 0.0047141 | 330.4788 | 0.0011622 | 220.2135 | 0 | 331.0475 | 0.00053406 | 220.2135 | 0 | 331.0475 | 0.00017435 | 214.41 | -0.0083963 | 330.4788 | 0.0009665 | 214.41 | 0.012222 | 214.41 | -0.0045398 | 331.0475 | 0.0001412 | 331.0475 | 0 | 330.4788 | 0.025196 | 220.2135 | 0 | 513.9564 | 0.009667 | 220.2135 | 0 | 512.581 | 7.1499e-05 | 513.9564 | 0.018442 | 331.0475 | 6.1896e-05
| 330.5928 | 0 | 220.4168 | -0.024063 | 330.5928 | 0.0026503 | 220.4168 | 0 | 331.1568 | 0.00053406 | 220.4168 | 0 | 331.1568 | 0.00016578 | 214.61 | -0.0088761 | 330.5928 | 0.0009873 | 214.61 | -0.01061 | 214.61 | 0.0043357 | 331.1568 | 0.00014269 | 331.1568 | 0 | 330.5928 | 0.038694 | 220.4168 | 0 | 514.1108 | 0.0094854 | 220.4168 | 0 | 512.7367 | 0.00010725 | 514.1108 | 0.019556 | 331.1568 | 6.2573e-05
| 330.7068 | 0.0063699 | 220.6202 | 0.015221 | 330.7068 | 0 | 220.6202 | 0 | 331.2661 | 0 | 220.6202 | 0 | 331.2661 | 0.00015051 | 214.82 | 0.018472 | 330.7068 | 0.0058615 | 214.82 | 0.0013882 | 214.82 | -0.0068351 | 331.2661 | 0.00012832 | 331.2661 | 0 | 330.7068 | 0.020619 | 220.6202 | 0 | 514.2653 | 0.0097124 | 220.6202 | 0 | 512.8923 | 7.1499e-05 | 514.2653 | 0.01872 | 331.2661 | 6.325e-05
| 330.8208 | 0 | 220.8235 | -0.035662 | 330.8208 | 0.00049697 | 220.8235 | 0 | 331.3754 | 0.00024284 | 220.8235 | 0 | 331.3754 | 0.00015312 | 215.02 | -0.017992 | 330.8208 | 0 | 215.02 | -0.012591 | 215.02 | -0.010508 | 331.3754 | 0.00012915 | 331.3754 | 0 | 330.8208 | 0.0092767 | 220.8235 | 0 | 514.4197 | 0.0044691 | 220.8235 | 0 | 513.048 | 0 | 514.4197 | 0.01951 | 331.3754 | 5.7973e-05
| 330.9348 | 0.0035553 | 221.0269 | 0.015117 | 330.9348 | 0.00066409 | 221.0269 | 0 | 331.4847 | 0 | 221.0269 | 0 | 331.4847 | 0.00014045 | 215.23 | 0.035744 | 330.9348 | 0 | 215.23 | -0.0042033 | 215.23 | -0.0025504 | 331.4847 | 0.00012419 | 331.4847 | 0 | 330.9348 | 0.038019 | 221.0269 | 0 | 514.5742 | 0.0098031 | 221.0269 | 0 | 513.2037 | 7.1499e-05 | 514.5742 | 0.01872 | 331.4847 | 7.8402e-05
| 331.0488 | 0.00086279 | 221.2303 | -0.016841 | 331.0488 | 0 | 221.2303 | 0 | 331.594 | 0.00024284 | 221.2303 | 0 | 331.594 | 0.0001479 | 215.43 | 0.013194 | 331.0488 | 0.0035081 | 215.43 | 0.0033685 | 215.43 | -0.0007141 | 331.594 | 0.00011775 | 331.594 | 0 | 331.0488 | 0.03172 | 221.2303 | 0 | 514.7287 | 0.0074885 | 221.2303 | 0 | 513.3593 | 0.00010725 | 514.7287 | 0.019556 | 331.594 | 6.7849e-05
| 331.1628 | 0.0051848 | 221.4337 | 0.037714 | 331.1628 | 0 | 221.4337 | 0 | 331.7034 | 0.00024284 | 221.4337 | 0 | 331.7034 | 0.0001153 | 215.63 | -0.011275 | 331.1628 | 0.0044849 | 215.63 | -0.0068827 | 215.63 | -0.00025504 | 331.7034 | 0.00013427 | 331.7034 | 0 | 331.1628 | 0.028121 | 221.4337 | 0 | 514.8831 | 0.015658 | 221.4337 | 0 | 513.515 | 7.1499e-05 | 514.8831 | 0.018535 | 331.7034 | 7.8402e-05
| 331.2767 | 0.0020459 | 221.6371 | -0.0074768 | 331.2767 | 0.002319 | 221.6371 | 0 | 331.8127 | 0 | 221.6371 | 0 | 331.8127 | 0.00012629 | 215.84 | 0.0031186 | 331.2767 | 0.0030039 | 215.84 | 0.0055817 | 215.84 | 0.0018873 | 331.8127 | 0.00013195 | 331.8127 | 0 | 331.2767 | 0.010542 | 221.6371 | 0 | 515.0376 | 0.0057639 | 221.6371 | 0 | 513.6707 | 0.00032174 | 515.0376 | 0.019696 | 331.8127 | 5.662e-05
| 331.3907 | 0 | 221.8406 | 0.016905 | 331.3907 | 0.0079694 | 221.8406 | 0 | 331.9221 | 0 | 221.8406 | 0 | 331.9221 | 0.00011921 | 216.04 | 0.011755 | 331.3907 | 0.00071442 | 216.04 | -0.0021065 | 216.04 | 0.015813 | 331.9221 | 0.00012304 | 331.9221 | 0 | 331.3907 | 0.046343 | 221.8406 | 0 | 515.1921 | 0.0083054 | 221.8406 | 0 | 513.8264 | 7.1499e-05 | 515.1921 | 0.01872 | 331.9221 | 5.3982e-05
| 331.5047 | 0.003377 | 222.044 | -0.0078667 | 331.5047 | 0.012418 | 222.044 | 0 | 332.0314 | 0.00024284 | 222.044 | 0 | 332.0314 | 0.00014268 | 216.25 | -0.024228 | 331.5047 | 0.0052842 | 216.25 | -0.0043198 | 216.25 | -0.005917 | 332.0314 | 0.00012155 | 332.0314 | 0 | 331.5047 | 0.022721 | 222.044 | 0 | 515.3466 | 0.0063085 | 222.044 | 0 | 513.9821 | 0.00032174 | 515.3466 | 0.01951 | 332.0314 | 4.1467e-05
| 331.6187 | 0 | 222.2475 | 0.021257 | 331.6187 | 0 | 222.2475 | 0 | 332.1408 | 0 | 222.2475 | 0 | 332.1408 | 0.0001248 | 216.45 | -0.0083963 | 331.6187 | 0.00046226 | 216.45 | -0.00082513 | 216.45 | 0.0020403 | 332.1408 | 0.00011693 | 332.1408 | 0 | 331.6187 | 0.031945 | 222.2475 | 0 | 515.5012 | 0.0087593 | 222.2475 | 0 | 514.1378 | 0 | 515.5012 | 0.017931 | 332.1408 | 4.742e-05
| 331.7326 | 0.001898 | 222.451 | -0.0070426 | 331.7326 | 0.011081 | 222.451 | 0 | 332.2501 | 0.00053406 | 222.451 | 0 | 332.2501 | 0.00012964 | 216.65 | -0.0088761 | 331.7326 | 0.0087922 | 216.65 | 0.00045625 | 216.65 | -0.0040807 | 332.2501 | 0.00012502 | 332.2501 | 0.000105 | 331.7326 | 0.02024 | 222.451 | 0 | 515.6557 | 0.0098939 | 222.451 | 0 | 514.2936 | 0.00010725 | 515.6557 | 0.018906 | 332.2501 | 5.662e-05
| 331.8466 | 0 | 222.6545 | 0.031907 | 331.8466 | 0 | 222.6545 | 0 | 332.3595 | 0.00053406 | 222.6545 | 0 | 332.3595 | 0.00011828 | 216.86 | 0.0050378 | 331.8466 | 0.0012187 | 216.86 | -0.0016406 | 216.86 | -0.0085181 | 332.3595 | 0.0001123 | 332.3595 | 6.3379e-05 | 331.8466 | 0.050167 | 222.6545 | 0 | 515.8102 | 0.013071 | 222.6545 | 0 | 514.4493 | 7.1499e-05 | 515.8102 | 0.018163 | 332.3595 | 4.9382e-05
| 331.9606 | 0.0016023 | 222.8581 | 0.0045303 | 331.9606 | 0 | 222.8581 | 0 | 332.4689 | 0.00024284 | 222.8581 | 0 | 332.4689 | 0.00014343 | 217.06 | 0.010795 | 331.9606 | 0 | 217.06 | 0.006397 | 217.06 | -0.0085181 | 332.4689 | 0.00012766 | 332.4689 | 6.8347e-05 | 331.9606 | 0.013493 | 222.8581 | 0 | 515.9647 | 0.010075 | 222.8581 | 0 | 514.605 | 0.00032174 | 515.9647 | 0.019371 | 332.4689 | 5.6011e-05
| 332.0745 | 0.0037034 | 223.0616 | 0.0069046 | 332.0745 | 0 | 223.0616 | 0 | 332.5783 | 0.00024284 | 223.0616 | 0 | 332.5783 | 0.00014231 | 217.27 | -0.014634 | 332.0745 | 0.0075045 | 217.27 | -0.0042033 | 217.27 | -0.0010202 | 332.5783 | 0.00012601 | 332.5783 | 0.00011014 | 332.0745 | 0.037569 | 223.0616 | 0 | 516.1193 | 0.012708 | 223.0616 | 0 | 514.7608 | 0 | 516.1193 | 0.018302 | 332.5783 | 5.7973e-05
| 332.1885 | 0 | 223.2652 | -0.02021 | 332.1885 | 0.00049697 | 223.2652 | 0 | 332.6877 | 0 | 223.2652 | 0 | 332.6877 | 0.00015349 | 217.47 | -0.030466 | 332.1885 | 0.006794 | 217.47 | -0.0059506 | 217.47 | -0.0063763 | 332.6877 | 0.00013195 | 332.6877 | 0.00010004 | 332.1885 | 0.021505 | 223.2652 | 0 | 516.2739 | 0.0083054 | 223.2652 | 0 | 514.9165 | 0.00032174 | 516.2739 | 0.019603 | 332.6877 | 6.7173e-05
| 332.3024 | 0 | 223.4688 | 0.0028493 | 332.3024 | 0 | 223.4688 | 0 | 332.7971 | 0.00053406 | 223.4688 | 0 | 332.7971 | 0.00013654 | 217.67 | 0.010795 | 332.3024 | 0.0027314 | 217.67 | 0.0049991 | 217.67 | 0.0020403 | 332.7971 | 0.00011891 | 332.7971 | 0.00010004 | 332.3024 | 0.036219 | 223.4688 | 0 | 516.4284 | 0.012753 | 223.4688 | 0 | 515.0723 | 0 | 516.4284 | 0.018581 | 332.7971 | 4.8097e-05
| 332.4164 | 0.00041907 | 223.6724 | 0.0025006 | 332.4164 | 0.012801 | 223.6724 | 0 | 332.9065 | 0 | 223.6724 | 0 | 332.9065 | 0.0001384 | 217.88 | -0.022789 | 332.4164 | 0.0035081 | 217.88 | -0.0093286 | 217.88 | -0.0017853 | 332.9065 | 0.00014153 | 332.9065 | 0.00011014 | 332.4164 | 0.048592 | 223.6724 | 0 | 516.583 | 0.014024 | 223.6724 | 0 | 515.2281 | 0.00032174 | 516.583 | 0.020207 | 332.9065 | 3.6867e-05
| 332.5303 | 0.0025184 | 223.876 | 0.011888 | 332.5303 | 0 | 223.876 | 0 | 333.0159 | 0.00024284 | 223.876 | 0 | 333.0159 | 0.00014045 | 218.08 | 0.0011995 | 332.5303 | 0.0024794 | 218.08 | 0.0060475 | 218.08 | 0.0038766 | 333.0159 | 0.00013988 | 333.0159 | 0.00013515 | 332.5303 | 0.063215 | 223.876 | 0 | 516.7376 | 0.011029 | 223.876 | 0 | 515.3839 | 0 | 516.7376 | 0.018906 | 333.0159 | 3.9506e-05
| 332.6442 | 0 | 224.0797 | -0.042774 | 332.6442 | 0.0041411 | 224.0797 | 0 | 333.1253 | 0.00053406 | 224.0797 | 0 | 333.1253 | 0.00014082 | 218.29 | -0.020872 | 332.6442 | 0.0078153 | 218.29 | -0.0043198 | 218.29 | -0.0057639 | 333.1253 | 0.0001635 | 333.1253 | 0.00014337 | 332.6442 | 0.053541 | 224.0797 | 0 | 516.8922 | 0.009667 | 224.0797 | 0 | 515.5396 | 0.00010725 | 516.8922 | 0.020393 | 333.1253 | 4.6744e-05
| 332.7582 | 0.0022221 | 224.2834 | -0.0024738 | 332.7582 | 0.0029886 | 224.2834 | 0 | 333.2347 | 0 | 224.2834 | 0 | 333.2347 | 0.00014958 | 218.49 | -0.019431 | 332.7582 | 0 | 218.49 | 0.00022327 | 218.49 | -0.00010202 | 333.2347 | 0.0001526 | 333.2347 | 0.0001134 | 332.7582 | 0.099659 | 224.2834 | 0 | 517.0468 | 0.009667 | 224.2834 | 0 | 515.6954 | 0 | 517.0468 | 0.01872 | 333.2347 | 6.7849e-05
| 332.8721 | 0 | 224.487 | 0.0074326 | 332.8721 | 0 | 224.487 | 0 | 333.3441 | 0 | 224.487 | 0 | 333.3441 | 0.00015051 | 218.7 | 0.00071969 | 332.8721 | 0.00048314 | 218.7 | -0.0090959 | 218.7 | 0.0081613 | 333.3441 | 0.0001526 | 333.3441 | 0.00011682 | 332.8721 | 0.050617 | 224.487 | 0 | 517.2014 | 0.0070347 | 224.487 | 0 | 515.8512 | 0.00032174 | 517.2014 | 0.019928 | 333.3441 | 6.9135e-05
| 332.9861 | 0.0037034 | 224.6907 | -0.0064509 | 332.9861 | 0 | 224.6907 | 0 | 333.4535 | 0.00024284 | 224.6907 | 0 | 333.4535 | 0.0001479 | 218.9 | 0.033825 | 332.9861 | 0 | 218.9 | -0.001757 | 218.9 | -0.0027035 | 333.4535 | 0.00014417 | 333.4535 | 0.00010004 | 332.9861 | 0.071764 | 224.6907 | 0 | 517.3561 | 0.0065354 | 224.6907 | 0 | 516.007 | 0 | 517.3561 | 0.01872 | 333.4535 | 7.1164e-05
| 333.1 | 0 | 224.8945 | -0.017264 | 333.1 | 0.012801 | 224.8945 | 0 | 333.563 | 0 | 224.8945 | 0 | 333.563 | 0.00015405 | 219.1 | -0.0083963 | 333.1 | 0.0023737 | 219.1 | -0.0031549 | 219.1 | 0.0037236 | 333.563 | 0.00014583 | 333.563 | 9.5069e-05 | 333.1 | 0.072213 | 224.8945 | 0 | 517.5107 | 0.0052646 | 224.8945 | 0 | 516.1628 | 0.00032174 | 517.5107 | 0.020207 | 333.563 | 5.7973e-05
| 333.2139 | 0 | 225.0982 | 0.01944 | 333.2139 | 0.01175 | 225.0982 | 0 | 333.6724 | 0.00024284 | 225.0982 | 0 | 333.6724 | 0.00014566 | 219.31 | -0.011755 | 333.2139 | 0.005373 | 219.31 | -0.0064164 | 219.31 | -0.0037746 | 333.6724 | 0.00015078 | 333.6724 | 8.1708e-05 | 333.2139 | 0.096285 | 225.0982 | 0 | 517.6653 | 0.0070347 | 225.0982 | 0 | 516.3187 | 0 | 517.6653 | 0.019371 | 333.6724 | 5.7973e-05
| 333.3278 | 0.00027119 | 225.302 | -0.042081 | 333.3278 | 0.0086135 | 225.302 | 0 | 333.7819 | 0.00024284 | 225.302 | 0 | 333.7819 | 0.00016746 | 219.51 | 0.00071969 | 333.3278 | 0 | 219.51 | 0.0013882 | 219.51 | -0.010508 | 333.7819 | 0.00015375 | 333.7819 | 8.6676e-05 | 333.3278 | 0.080087 | 225.302 | 0 | 517.82 | 0.011482 | 225.302 | 0 | 516.4745 | 0.00032174 | 517.82 | 0.020114 | 333.7819 | 6.1288e-05
| 333.4418 | 0.0025184 | 225.5057 | 0.0035808 | 333.4418 | 0 | 225.5057 | 0 | 333.8913 | 0 | 225.5057 | 0 | 333.8913 | 0.00015535 | 219.72 | 0.0016793 | 333.4418 | 0.0027314 | 219.72 | 0.002553 | 219.72 | -0.0016323 | 333.8913 | 0.00013988 | 333.8913 | 9.0102e-05 | 333.4418 | 0.089761 | 225.5057 | 0 | 517.9746 | 0.0045385 | 225.5057 | 0 | 516.6303 | 0 | 517.9746 | 0.018953 | 333.8913 | 5.7973e-05
| 333.5557 | 0 | 225.7095 | -0.014839 | 333.5557 | 0.0043067 | 225.7095 | 0 | 334.0008 | 0.00024284 | 225.7095 | 0 | 334.0008 | 0.00015349 | 219.92 | -0.02375 | 333.5557 | 0.0091919 | 219.92 | -0.0040868 | 219.92 | -0.0053048 | 334.0008 | 0.00012337 | 334.0008 | 8.5134e-05 | 333.5557 | 0.047692 | 225.7095 | 0 | 518.1293 | 0.0083054 | 225.7095 | 0 | 516.7862 | 0.00010725 | 518.1293 | 0.019649 | 334.0008 | 5.4659e-05
| 333.6696 | 0.0028147 | 225.9133 | 0.018622 | 333.6696 | 0.0046488 | 225.9133 | 0 | 334.1103 | 0 | 225.9133 | 0 | 334.1103 | 0.00013095 | 220.13 | 0.027109 | 333.6696 | 0.00033618 | 220.13 | 0.003485 | 220.13 | 0.0090795 | 334.1103 | 0.00012105 | 334.1103 | 5.6699e-05 | 333.6696 | 0.076263 | 225.9133 | 0 | 518.284 | 0.0093947 | 225.9133 | 0 | 516.942 | 7.1499e-05 | 518.284 | 0.018349 | 334.1103 | 3.6867e-05
| 333.7835 | 0 | 226.1172 | -0.023747 | 333.7835 | 0.0082822 | 226.1172 | 0 | 334.2197 | 0.00024284 | 226.1172 | 0 | 334.2197 | 0.00013654 | 220.33 | 0.0055175 | 333.7835 | 0.0056394 | 220.33 | -0.0085133 | 220.33 | -0.0063763 | 334.2197 | 0.00013806 | 334.2197 | 7.1773e-05 | 333.7835 | 0.09111 | 226.1172 | 0 | 518.4387 | 0.0058093 | 226.1172 | 0 | 517.0979 | 0.00010725 | 518.4387 | 0.019231 | 334.2197 | 5.4659e-05
| 333.8974 | 0.0031109 | 226.321 | 0.023384 | 333.8974 | 0 | 226.321 | 0 | 334.3292 | 0 | 226.321 | 0 | 334.3292 | 0.00013281 | 220.53 | -0.017032 | 333.8974 | 0.0027314 | 220.53 | -0.0037373 | 220.53 | -0.0017853 | 334.3292 | 0.00015029 | 334.3292 | 6.8347e-05 | 333.8974 | 0.064115 | 226.321 | 0 | 518.5934 | 0.0099847 | 226.321 | 0 | 517.2537 | 0 | 518.5934 | 0.018209 | 334.3292 | 5.202e-05
| 334.0113 | 0.0073704 | 226.5249 | -0.0048752 | 334.0113 | 0.0057976 | 226.5249 | 0 | 334.4387 | 0.00024284 | 226.5249 | 0 | 334.4387 | 0.0001276 | 220.74 | -0.017992 | 334.0113 | 0.0075489 | 220.74 | -0.0014076 | 220.74 | -0.0051518 | 334.4387 | 0.00016151 | 334.4387 | 7.9995e-05 | 334.0113 | 0.054891 | 226.5249 | 0 | 518.7481 | 0.0031124 | 226.5249 | 0 | 517.4096 | 0 | 518.7481 | 0.01951 | 334.4387 | 5.662e-05
| 334.1252 | 0 | 226.7288 | 0.031526 | 334.1252 | 0 | 226.7288 | 0 | 334.5482 | 0 | 226.7288 | 0 | 334.5482 | 0.00012089 | 220.94 | -0.011755 | 334.1252 | 0.0081705 | 220.94 | -0.0001262 | 220.94 | -0.0049988 | 334.5482 | 0.00014038 | 334.5482 | 0.00010672 | 334.1252 | 0.081437 | 226.7288 | 0 | 518.9028 | 0.0051739 | 226.7288 | 0 | 517.5655 | 0 | 518.9028 | 0.01872 | 334.5482 | 3.362e-05
| 334.2391 | 0 | 226.9327 | -0.017186 | 334.2391 | 0.00099385 | 226.9327 | 0 | 334.6577 | 0 | 226.9327 | 0 | 334.6577 | 0.0001302 | 221.15 | -0.032385 | 334.2391 | 0 | 221.15 | -0.0095617 | 221.15 | -0.0077534 | 334.6577 | 0.00013873 | 334.6577 | 0.00011837 | 334.2391 | 0.06209 | 226.9327 | 0 | 519.0575 | 0.010847 | 226.9327 | 0 | 517.7214 | 0 | 519.0575 | 0.019696 | 334.6577 | 4.0182e-05
| 334.353 | 0.004296 | 227.1366 | -0.00095795 | 334.353 | 0 | 227.1366 | 0 | 334.7672 | 0.00082547 | 227.1366 | 0 | 334.7672 | 0.0001384 | 221.35 | 0.0035984 | 334.353 | 0.0028575 | 221.35 | 0.00010678 | 221.35 | 0.00051009 | 334.7672 | 0.00011461 | 334.7672 | 0.00012847 | 334.353 | 0.089761 | 227.1366 | 0 | 519.2123 | 0.014342 | 227.1366 | 0 | 517.8773 | 7.1499e-05 | 519.2123 | 0.018627 | 334.7672 | 4.4782e-05
| 334.4669 | 0.0023418 | 227.3405 | -0.0098018 | 334.4669 | 0.0076196 | 227.3405 | 0 | 334.8767 | 0.00024284 | 227.3405 | 0 | 334.8767 | 0.00013393 | 221.56 | -0.027587 | 334.4669 | 0.0050178 | 221.56 | -0.013639 | 221.56 | -0.0028565 | 334.8767 | 0.00014302 | 334.8767 | 0.00013841 | 334.4669 | 0.056016 | 227.3405 | 0 | 519.367 | 0.0038306 | 227.3405 | 0 | 518.0332 | 0 | 519.367 | 0.019185 | 334.8767 | 5.3373e-05
| 334.5808 | 0 | 227.5445 | 0.018904 | 334.5808 | 0 | 227.5445 | 0 | 334.9862 | 0.00024284 | 227.5445 | 0 | 334.9862 | 0.00011716 | 221.76 | 0.00071969 | 334.5808 | 0.0057727 | 221.76 | 0.0012716 | 221.76 | -0.0031625 | 334.9862 | 0.00012832 | 334.9862 | 0.00014012 | 334.5808 | 0.075588 | 227.5445 | 0 | 519.5217 | 0.014932 | 227.5445 | 0 | 518.1891 | 7.1499e-05 | 519.5217 | 0.01807 | 334.9862 | 5.0059e-05
| 334.6947 | 0.0032291 | 227.7485 | -0.0099941 | 334.6947 | 0.0044724 | 227.7485 | 0 | 335.0957 | 0 | 227.7485 | 0 | 335.0957 | 0.00011363 | 221.97 | -0.032385 | 334.6947 | 0 | 221.97 | -0.002223 | 221.97 | -0.012803 | 335.0957 | 0.00014417 | 335.0957 | 0.00015006 | 334.6947 | 0.077613 | 227.7485 | 0 | 519.6765 | 0.0087593 | 227.7485 | 0 | 518.345 | 0 | 519.6765 | 0.019464 | 335.0957 | 5.5335e-05
| 334.8086 | 0 | 227.9525 | 0.037149 | 334.8086 | 0.0031546 | 227.9525 | 0 | 335.2052 | 0.00053406 | 227.9525 | 0 | 335.2052 | 0.00012741 | 222.17 | 0.017032 | 334.8086 | 0.0014708 | 222.17 | -0.002223 | 222.17 | -0.0011732 | 335.2052 | 0.00012271 | 335.2052 | 0.000105 | 334.8086 | 0.075588 | 227.9525 | 0 | 519.8313 | 0.019379 | 227.9525 | 0 | 518.5009 | 7.1499e-05 | 519.8313 | 0.018813 | 335.2052 | 6.3926e-05
| 334.9224 | 0 | 228.1565 | -0.0061906 | 334.9224 | 0 | 228.1565 | 0 | 335.3148 | 0.00024284 | 228.1565 | 0 | 335.3148 | 0.00014362 | 222.38 | -0.015113 | 334.9224 | 0.0036341 | 222.38 | -0.0054848 | 222.38 | -0.0031625 | 335.3148 | 0.0001445 | 335.3148 | 0.00014183 | 334.9224 | 0.058266 | 228.1565 | 0 | 519.986 | 0.013389 | 228.1565 | 0 | 518.6569 | 0.00010725 | 519.986 | 0.020067 | 335.3148 | 6.1288e-05
| 335.0363 | 0.0019258 | 228.3605 | 8.5241e-05 | 335.0363 | 0.0053129 | 228.3605 | 0 | 335.4243 | 0 | 228.3605 | 0 | 335.4243 | 0.00013412 | 222.58 | 0.004558 | 335.0363 | 0.0029836 | 222.58 | -0.0045528 | 222.58 | -0.0098958 | 335.4243 | 0.00013575 | 335.4243 | 0.00011511 | 335.0363 | 0.067039 | 228.3605 | 0 | 520.1408 | 0.002952 | 228.3605 | 0 | 518.8128 | 7.1499e-05 | 520.1408 | 0.018535 | 335.4243 | 5.6011e-05
| 335.1502 | 0 | 228.5646 | -0.0078725 | 335.1502 | 0.016717 | 228.5646 | 0 | 335.5339 | 0 | 228.5646 | 0 | 335.5339 | 0.00013654 | 222.78 | 0.011755 | 335.1502 | 0.01119 | 222.78 | -0.0028054 | 222.78 | -0.0046928 | 335.5339 | 0.00014219 | 335.5339 | 0.00013841 | 335.1502 | 0.045218 | 228.5646 | 0 | 520.2956 | 0.0041498 | 228.5646 | 0 | 518.9688 | 0 | 520.2956 | 0.019835 | 335.5339 | 4.6135e-05
| 335.264 | 0 | 228.7686 | 0.016203 | 335.264 | 0.0053129 | 228.7686 | 0 | 335.6434 | 0.00024284 | 228.7686 | 0 | 335.6434 | 0.00013616 | 222.99 | 0.0098357 | 335.264 | 0.011812 | 222.99 | -0.0067659 | 222.99 | 0.00066312 | 335.6434 | 0.00013542 | 335.6434 | 8.6676e-05 | 335.264 | 0.067939 | 228.7686 | 0 | 520.4504 | 0.0097124 | 228.7686 | 0 | 519.1247 | 7.1499e-05 | 520.4504 | 0.018999 | 335.6434 | 4.742e-05
| 335.3779 | 0.0010107 | 228.9727 | 0.0073524 | 335.3779 | 0.0039755 | 228.9727 | 0 | 335.753 | 0 | 228.9727 | 0 | 335.753 | 0.00014492 | 223.19 | -0.0074367 | 335.3779 | 0.0061723 | 223.19 | -0.0039703 | 223.19 | -0.0083652 | 335.753 | 0.00014698 | 335.753 | 0.00010004 | 335.3779 | 0.064565 | 228.9727 | 0 | 520.6052 | 0.017019 | 228.9727 | 0 | 519.2807 | 0.00032174 | 520.6052 | 0.020114 | 335.753 | 4.5459e-05
| 335.4918 | 0.0013333 | 229.1768 | 0.019536 | 335.4918 | 0 | 229.1768 | 0 | 335.8625 | 0 | 229.1768 | 0 | 335.8625 | 0.00011977 | 223.4 | -0.034785 | 335.4918 | 0.0047513 | 223.4 | -9.7074e-06 | 223.4 | 0.0031115 | 335.8625 | 0.00013658 | 335.8625 | 0.00011511 | 335.4918 | 0.058266 | 229.1768 | 0 | 520.7601 | 0.015476 | 229.1768 | 0 | 519.4366 | 0 | 520.7601 | 0.01872 | 335.8625 | 5.2697e-05
| 335.6056 | 0 | 229.3809 | -0.022088 | 335.6056 | 0 | 229.3809 | 0 | 335.9721 | 0.00024284 | 229.3809 | 0 | 335.9721 | 0.00013151 | 223.6 | -0.041501 | 335.6056 | 0.0074157 | 223.6 | -0.01294 | 223.6 | -0.0017853 | 335.9721 | 0.00014533 | 335.9721 | 0.00017849 | 335.6056 | 0.065465 | 229.3809 | 0 | 520.9149 | 0.006717 | 229.3809 | 0 | 519.5926 | 0.00032174 | 520.9149 | 0.019417 | 335.9721 | 5.9935e-05
| 335.7195 | 0.0039997 | 229.5851 | 0.0048744 | 335.7195 | 0.0023244 | 229.5851 | 0 | 336.0817 | 0.00024284 | 229.5851 | 0 | 336.0817 | 0.00012797 | 223.81 | 0.020872 | 335.7195 | 0 | 223.81 | 0.007096 | 223.81 | 0.0058659 | 336.0817 | 0.00012766 | 336.0817 | 0.0001802 | 335.7195 | 0.062765 | 229.5851 | 0 | 521.0697 | 0.012299 | 229.5851 | 0 | 519.7486 | 0 | 521.0697 | 0.018349 | 336.0817 | 7.1773e-05
| 335.8333 | 0.0024896 | 229.7892 | -0.02636 | 335.8333 | 0.0059632 | 229.7892 | 0 | 336.1913 | 0 | 229.7892 | 0 | 336.1913 | 0.00013095 | 224.01 | -0.0093559 | 335.8333 | 0.0016175 | 224.01 | -0.0074648 | 224.01 | -0.0020913 | 336.1913 | 0.00014963 | 336.1913 | 0.00015674 | 335.8333 | 0.083462 | 229.7892 | 0 | 521.2246 | 0.0095762 | 229.7892 | 0 | 519.9046 | 0 | 521.2246 | 0.019556 | 336.1913 | 6.2573e-05
| 335.9472 | 0.004296 | 229.9934 | 0.004398 | 335.9472 | 0 | 229.9934 | 0 | 336.3009 | 0.00024284 | 229.9934 | 0 | 336.3009 | 0.00011847 | 224.22 | -0.0016793 | 335.9472 | 0.0031097 | 224.22 | -0.001757 | 224.22 | -0.011426 | 336.3009 | 0.00012337 | 336.3009 | 8.6676e-05 | 335.9472 | 0.06569 | 229.9934 | 0 | 521.3794 | 0.012935 | 229.9934 | 0 | 520.0606 | 0 | 521.3794 | 0.01872 | 336.3009 | 5.0735e-05
| 336.0611 | 0 | 230.1976 | -0.049041 | 336.0611 | 0.014711 | 230.1976 | 0 | 336.4104 | 0.00053406 | 230.1976 | 0 | 336.4104 | 0.00013356 | 224.42 | 0.0079165 | 336.0611 | 0.0099467 | 224.42 | -0.0042033 | 224.42 | -0.0025504 | 336.4104 | 0.00012304 | 336.4104 | 5.6699e-05 | 336.0611 | 0.049717 | 230.1976 | 0 | 521.5343 | 0.0084416 | 230.1976 | 0 | 520.2166 | 0.00010725 | 521.5343 | 0.019882 | 336.4104 | 4.1467e-05
| 336.1749 | 0.0065181 | 230.4018 | 0.011112 | 336.1749 | 0.0058111 | 230.4018 | 0 | 336.52 | 0.00024284 | 230.4018 | 0 | 336.52 | 0.00013933 | 224.63 | -0.02327 | 336.1749 | 0.0055062 | 224.63 | -0.0029219 | 224.63 | -0.011732 | 336.52 | 0.00011379 | 336.52 | 1.8329e-05 | 336.1749 | 0.069514 | 230.4018 | 0 | 521.6892 | 0.0091677 | 230.4018 | 0 | 520.3726 | 0 | 521.6892 | 0.018767 | 336.52 | 4.5459e-05
| 336.2887 | 0.0010107 | 230.6061 | 0.00016619 | 336.2887 | 0.011463 | 230.6061 | 0 | 336.6297 | 0.00024284 | 230.6061 | 0 | 336.6297 | 0.00015051 | 224.83 | -0.032385 | 336.2887 | 0 | 224.83 | -0.01096 | 224.83 | -0.0074475 | 336.6297 | 0.00013146 | 336.6297 | 5.3444e-05 | 336.2887 | 0.067489 | 230.6061 | 0 | 521.8441 | 0.009077 | 230.6061 | 0 | 520.5286 | 0.00010725 | 521.8441 | 0.01951 | 336.6297 | 5.3982e-05
| 336.4026 | 0.0013333 | 230.8103 | 0.018027 | 336.4026 | 0 | 230.8103 | 0 | 336.7393 | 0.00024284 | 230.8103 | 0 | 336.7393 | 0.00013188 | 225.04 | 0.0011995 | 336.4026 | 0 | 225.04 | 0.0010387 | 225.04 | -0.0020913 | 336.7393 | 0.00012915 | 336.7393 | 0.00012847 | 336.4026 | 0.097409 | 230.8103 | 0 | 521.9989 | 0.010393 | 230.8103 | 0 | 520.6847 | 7.1499e-05 | 521.9989 | 0.018581 | 336.7393 | 4.742e-05
| 336.5164 | 0 | 231.0146 | -0.017421 | 336.5164 | 0.0034785 | 231.0146 | 0 | 336.8489 | 0 | 231.0146 | 0 | 336.8489 | 0.00011959 | 225.24 | -0.028068 | 336.5164 | 0.0074157 | 225.24 | -0.0083969 | 225.24 | -0.0048458 | 336.8489 | 0.00013641 | 336.8489 | 0.00014183 | 336.5164 | 0.063665 | 231.0146 | 0 | 522.1538 | 0.0059908 | 231.0146 | 0 | 520.8407 | 0.00010725 | 522.1538 | 0.019278 | 336.8489 | 6.7849e-05
| 336.6302 | 0 | 231.2189 | -0.017665 | 336.6302 | 0.0064751 | 231.2189 | 0 | 336.9585 | 0 | 231.2189 | 0 | 336.9585 | 0.00011698 | 225.45 | 0.0031186 | 336.6302 | 0.001849 | 225.45 | 0.0039509 | 225.45 | 0.0052539 | 336.9585 | 0.00013955 | 336.9585 | 0.00014012 | 336.6302 | 0.081437 | 231.2189 | 0 | 522.3088 | 0.0063085 | 231.2189 | 0 | 520.9967 | 0 | 522.3088 | 0.018442 | 336.9585 | 7.8402e-05
| 336.7441 | 0 | 231.4232 | 0.0010941 | 336.7441 | 0.012227 | 231.4232 | 0 | 337.0681 | 0 | 231.4232 | 0 | 337.0681 | 0.00013002 | 225.65 | -0.012714 | 336.7441 | 0.0080373 | 225.65 | -0.0080475 | 225.65 | -0.0048458 | 337.0681 | 0.00015689 | 337.0681 | 0.00010175 | 336.7441 | 0.06074 | 231.4232 | 0 | 522.4637 | 0.015068 | 231.4232 | 0 | 521.1528 | 0.00032174 | 522.4637 | 0.019324 | 337.0681 | 0.00010675
| 336.8579 | 0 | 231.6275 | -0.010581 | 336.8579 | 0.00099619 | 231.6275 | 0 | 337.1778 | 0 | 231.6275 | 0 | 337.1778 | 0.00013542 | 225.86 | -0.0035984 | 336.8579 | 0.0092807 | 225.86 | -0.00047565 | 225.86 | 5.1009e-05 | 337.1778 | 0.00016383 | 337.1778 | 0.0001235 | 336.8579 | 0.084811 | 231.6275 | 0 | 522.6186 | 0.0083962 | 231.6275 | 0 | 521.3089 | 0 | 522.6186 | 0.018581 | 337.1778 | 9.484e-05
| 336.9717 | 0 | 231.8318 | -0.015679 | 336.9717 | 0.0074539 | 231.8318 | 0 | 337.2874 | 0.00024284 | 231.8318 | 0 | 337.2874 | 0.00014231 | 226.06 | -0.026628 | 336.9717 | 0.0069272 | 226.06 | 0.0013882 | 226.06 | -0.0031625 | 337.2874 | 0.00015574 | 337.2874 | 0.00013687 | 336.9717 | 0.03082 | 231.8318 | 0 | 522.7735 | 0.011029 | 231.8318 | 0 | 521.4649 | 0.00032174 | 522.7735 | 0.019464 | 337.2874 | 8.0364e-05
| 337.0855 | 0 | 232.0362 | 0.016585 | 337.0855 | 0 | 232.0362 | 0 | 337.397 | 0 | 232.0362 | 0 | 337.397 | 0.00013877 | 226.27 | 0.024228 | 337.0855 | 0.00033618 | 226.27 | 0.0059312 | 226.27 | -0.0011732 | 337.397 | 0.00015177 | 337.397 | 0.00010346 | 337.0855 | 0.056916 | 232.0362 | 0 | 522.9285 | 0.011392 | 232.0362 | 0 | 521.621 | 0 | 522.9285 | 0.018395 | 337.397 | 6.8526e-05
| 337.1994 | 0.0081099 | 232.2406 | -0.024146 | 337.1994 | 0.0038098 | 232.2406 | 0 | 337.5067 | 0 | 232.2406 | 0 | 337.5067 | 0.00015125 | 226.47 | -0.02375 | 337.1994 | 0.006794 | 226.47 | -0.0065332 | 226.47 | 0.0049478 | 337.5067 | 0.00014269 | 337.5067 | 0.000105 | 337.1994 | 0.094035 | 232.2406 | 0 | 523.0834 | 0.010393 | 232.2406 | 0 | 521.7771 | 0.00032174 | 523.0834 | 0.019417 | 337.5067 | 5.9259e-05
| 337.3132 | 0.0045922 | 232.445 | -0.0091576 | 337.3132 | 0.0029886 | 232.445 | 0 | 337.6164 | 0 | 232.445 | 0 | 337.6164 | 0.00014473 | 226.68 | 0.026628 | 337.3132 | 0.0012187 | 226.68 | -0.001524 | 226.68 | -0.010355 | 337.6164 | 0.00015227 | 337.6164 | 0.00010843 | 337.3132 | 0.068839 | 232.445 | 0 | 523.2384 | 0.015385 | 232.445 | 0 | 521.9331 | 0 | 523.2384 | 0.018349 | 337.6164 | 5.6011e-05
| 337.427 | 0 | 232.6494 | -0.013278 | 337.427 | 0.0053006 | 232.6494 | 0 | 337.726 | 0.00053406 | 232.6494 | 0 | 337.726 | 0.00013952 | 226.88 | -0.0059973 | 337.427 | 0.0038861 | 226.88 | -0.0063001 | 226.88 | -0.0046928 | 337.726 | 0.00014996 | 337.726 | 0.00017506 | 337.427 | 0.023171 | 232.6494 | 0 | 523.3934 | 0.009667 | 232.6494 | 0 | 522.0892 | 0.00032174 | 523.3934 | 0.01951 | 337.726 | 5.662e-05
| 337.5408 | 0.0023702 | 232.8538 | 0.021108 | 337.5408 | 0 | 232.8538 | 0 | 337.8357 | 0.00024284 | 232.8538 | 0 | 337.8357 | 0.00014697 | 227.09 | -0.010795 | 337.5408 | 0.0032358 | 227.09 | 0.0033685 | 227.09 | -0.0077534 | 337.8357 | 0.0001554 | 337.8357 | 0.00016016 | 337.5408 | 0.040943 | 232.8538 | 0 | 523.5483 | 0.0095762 | 232.8538 | 0 | 522.2453 | 0 | 523.5483 | 0.018581 | 337.8357 | 6.7849e-05
| 337.6546 | 0 | 233.0583 | -0.019879 | 337.6546 | 0 | 233.0583 | 0 | 337.9454 | 0.00024284 | 233.0583 | 0 | 337.9454 | 0.00016392 | 227.29 | -0.032866 | 337.6546 | 0.003256 | 227.29 | -0.0042033 | 227.29 | -0.0030095 | 337.9454 | 0.00014236 | 337.9454 | 0.00015519 | 337.6546 | 0.045893 | 233.0583 | 0 | 523.7033 | 0.014115 | 233.0583 | 0 | 522.4014 | 0.00010725 | 523.7033 | 0.019649 | 337.9454 | 6.5888e-05
| 337.7684 | 0 | 233.2627 | 0.0012316 | 337.7684 | 0.0063091 | 233.2627 | 0 | 338.0551 | 0.00024284 | 233.2627 | 0 | 338.0551 | 0.00018292 | 227.5 | -0.027587 | 337.7684 | 0.0028575 | 227.5 | 0.0038344 | 227.5 | -0.0077534 | 338.0551 | 0.00013839 | 338.0551 | 0.00011511 | 337.7684 | 0.072663 | 233.2627 | 0 | 523.8583 | 0.014977 | 233.2627 | 0 | 522.5576 | 0 | 523.8583 | 0.018163 | 338.0551 | 5.6011e-05
| 337.8822 | 0 | 233.4672 | -0.01006 | 337.8822 | 0.00033132 | 233.4672 | 0 | 338.1648 | 0 | 233.4672 | 0 | 338.1648 | 0.00016262 | 227.7 | 0.0011995 | 337.8822 | 0.0024997 | 227.7 | 0.0032519 | 227.7 | -0.0031625 | 338.1648 | 0.00012733 | 338.1648 | 0.00011014 | 337.8822 | 0.031945 | 233.4672 | 0 | 524.0133 | 0.0097577 | 233.4672 | 0 | 522.7137 | 0 | 524.0133 | 0.019417 | 338.1648 | 4.8097e-05
| 337.996 | 0.0016295 | 233.6717 | 0.011268 | 337.996 | 0 | 233.6717 | 0 | 338.2745 | 0.00024284 | 233.6717 | 0 | 338.2745 | 0.00013225 | 227.91 | 0.029507 | 337.996 | 0.013588 | 227.91 | 0.0010387 | 227.91 | 0.0015813 | 338.2745 | 0.00013724 | 338.2745 | 9.6782e-05 | 337.996 | 0.034644 | 233.6717 | 0 | 524.1684 | 0.011029 | 233.6717 | 0 | 522.8698 | 7.1499e-05 | 524.1684 | 0.018209 | 338.2745 | 5.0059e-05
| 338.1098 | 0 | 233.8763 | -0.01331 | 338.1098 | 0.0064601 | 233.8763 | 0 | 338.3841 | 0.00024284 | 233.8763 | 0 | 338.3841 | 0.00014734 | 228.11 | -0.02183 | 338.1098 | 0.0059059 | 228.11 | -0.0032714 | 228.11 | -0.0010202 | 338.3841 | 0.00013658 | 338.3841 | 0.00010346 | 338.1098 | 0.036219 | 233.8763 | 0 | 524.3234 | 0.0075793 | 233.8763 | 0 | 523.026 | 0.00010725 | 524.3234 | 0.019603 | 338.3841 | 5.6011e-05
| 338.2236 | 0 | 234.0808 | 0.002642 | 338.2236 | 0.0078033 | 234.0808 | 0 | 338.4939 | 0.00053406 | 234.0808 | 0 | 338.4939 | 0.00015125 | 228.32 | -0.035744 | 338.2236 | 0.0010926 | 228.32 | 0.00092222 | 228.32 | -0.0034686 | 338.4939 | 0.0001265 | 338.4939 | 9.5069e-05 | 338.2236 | 0.037569 | 234.0808 | 0 | 524.4784 | 0.014296 | 234.0808 | 0 | 523.1821 | 7.1499e-05 | 524.4784 | 0.018024 | 338.4939 | 5.202e-05
| 338.3374 | 0 | 234.2854 | -0.010298 | 338.3374 | 0.002816 | 234.2854 | 0 | 338.6036 | 0 | 234.2854 | 0 | 338.6036 | 0.00015833 | 228.52 | -0.036703 | 338.3374 | 0.0043903 | 228.52 | -0.002223 | 228.52 | -0.0016323 | 338.6036 | 0.00012948 | 338.6036 | 0.00010004 | 338.3374 | 0.024071 | 234.2854 | 0 | 524.6335 | 0.0074431 | 234.2854 | 0 | 523.3383 | 0.00032174 | 524.6335 | 0.019231 | 338.6036 | 5.0059e-05
| 338.4511 | 0.00088884 | 234.4899 | 0.00045488 | 338.4511 | 0 | 234.4899 | 0 | 338.7133 | 0 | 234.4899 | 0 | 338.7133 | 0.00012108 | 228.73 | 0.0064771 | 338.4511 | 0.015586 | 228.73 | -0.005368 | 228.73 | 0.0035706 | 338.7133 | 0.0001303 | 338.7133 | 0.00012008 | 338.4511 | 0.038694 | 234.4899 | 0 | 524.7885 | 0.014523 | 234.4899 | 0 | 523.4944 | 7.1499e-05 | 524.7885 | 0.018163 | 338.7133 | 4.9382e-05
| 338.5649 | 0.0063351 | 234.6945 | -0.016786 | 338.5649 | 0.0092761 | 234.6945 | 0 | 338.823 | 0 | 234.6945 | 0 | 338.823 | 0.00014213 | 228.93 | -0.036703 | 338.5649 | 0.0050178 | 228.93 | -0.0083969 | 228.93 | -0.014334 | 338.823 | 0.00013988 | 338.823 | 0.00011014 | 338.5649 | 0.03037 | 234.6945 | 0 | 524.9436 | 0.00708 | 234.6945 | 0 | 523.6506 | 0.00032174 | 524.9436 | 0.019231 | 338.823 | 4.9382e-05
| 338.6787 | 0.0016295 | 234.8991 | -0.023466 | 338.6787 | 0 | 234.8991 | 0 | 338.9327 | 0.00053406 | 234.8991 | 0 | 338.9327 | 0.00014343 | 229.14 | 0.024709 | 338.6787 | 0.0034878 | 229.14 | -0.012474 | 229.14 | -0.0028565 | 338.9327 | 0.00013839 | 338.9327 | 0.00013344 | 338.6787 | 0.068839 | 234.8991 | 0 | 525.0986 | 0.012617 | 234.8991 | 0 | 523.8068 | 7.1499e-05 | 525.0986 | 0.017931 | 338.9327 | 5.4659e-05
| 338.7925 | 0 | 235.1038 | -0.018809 | 338.7925 | 0.0039755 | 235.1038 | 0 | 339.0425 | 0 | 235.1038 | 0 | 339.0425 | 0.00016485 | 229.34 | -0.0035984 | 338.7925 | 0.0009873 | 229.34 | -0.0039703 | 229.34 | 0.0058659 | 339.0425 | 0.00013955 | 339.0425 | 9.6782e-05 | 338.7925 | 0.032845 | 235.1038 | 0 | 525.2537 | 0.0015163 | 235.1038 | 0 | 523.9629 | 0.00010725 | 525.2537 | 0.018813 | 339.0425 | 4.8097e-05
| 338.9062 | 0 | 235.3084 | 0.048795 | 338.9062 | 0 | 235.3084 | 0 | 339.1522 | 0.00024284 | 235.3084 | 0 | 339.1522 | 0.00014399 | 229.55 | 0.011755 | 338.9062 | 0.0014708 | 229.55 | -0.00199 | 229.55 | 0.0031115 | 339.1522 | 0.00013195 | 339.1522 | 0.00010672 | 338.9062 | 0.033745 | 235.3084 | 0 | 525.4088 | 0.014614 | 235.3084 | 0 | 524.1191 | 0 | 525.4088 | 0.017838 | 339.1522 | 5.0735e-05
| 339.02 | 0 | 235.5131 | -0.00045974 | 339.02 | 0.0011595 | 235.5131 | 0 | 339.262 | 0.00024284 | 235.5131 | 0 | 339.262 | 0.00014734 | 229.75 | -0.032866 | 339.02 | 0.0013654 | 229.75 | -0.0030384 | 229.75 | -0.00025504 | 339.262 | 0.00014335 | 339.262 | 7.5028e-05 | 339.02 | 0.039594 | 235.5131 | 0 | 525.5639 | 0.012617 | 235.5131 | 0 | 524.2753 | 0.00010725 | 525.5639 | 0.01872 | 339.262 | 5.865e-05
| 339.1338 | 0.0034071 | 235.7178 | 0.0076988 | 339.1338 | 0 | 235.7178 | 0 | 339.3717 | 0 | 235.7178 | 0 | 339.3717 | 0.00014864 | 229.96 | -0.0011995 | 339.1338 | 0.00071442 | 229.96 | -0.0074648 | 229.96 | 0.00051009 | 339.3717 | 0.00012716 | 339.3717 | 0.00012505 | 339.1338 | 0.02947 | 235.7178 | 0 | 525.719 | 0.011891 | 235.7178 | 0 | 524.4315 | 0.00028599 | 525.719 | 0.017698 | 339.3717 | 5.1411e-05
| 339.2475 | 0.003525 | 235.9225 | 0.013586 | 339.2475 | 0.0053006 | 235.9225 | 0 | 339.4815 | 0.00053406 | 235.9225 | 0 | 339.4815 | 0.0001587 | 230.16 | -0.032385 | 339.2475 | 0.01008 | 230.16 | 0.0068633 | 230.16 | -0.0062227 | 339.4815 | 0.00013344 | 339.4815 | 0.00013841 | 339.2475 | 0.02992 | 235.9225 | 0 | 525.8741 | 0.0118 | 235.9225 | 0 | 524.5877 | 0.00010725 | 525.8741 | 0.01886 | 339.4815 | 5.4659e-05
| 339.3613 | 0.0069625 | 236.1272 | -0.0039039 | 339.3613 | 0 | 236.1272 | 0 | 339.5913 | 0.00024284 | 236.1272 | 0 | 339.5913 | 0.00014008 | 230.37 | -0.0031186 | 339.3613 | 0.0085258 | 230.37 | -0.0025725 | 230.37 | -0.0017853 | 339.5913 | 0.00012716 | 339.5913 | 0.00013669 | 339.3613 | 0.040044 | 236.1272 | 0 | 526.0292 | 0.013252 | 236.1272 | 0 | 524.744 | 7.1499e-05 | 526.0292 | 0.018302 | 339.5913 | 4.8773e-05
| 339.4751 | 0 | 236.3319 | 0.0020887 | 339.4751 | 0.012227 | 236.3319 | 0 | 339.701 | 0.00082547 | 236.3319 | 0 | 339.701 | 0.00014436 | 230.57 | -0.015113 | 339.4751 | 0.0050178 | 230.57 | -0.0094454 | 230.57 | -0.0010202 | 339.701 | 0.00015029 | 339.701 | 0.0001134 | 339.4751 | 0.014758 | 236.3319 | 0 | 526.1843 | 0.015159 | 236.3319 | 0 | 524.9002 | 0.00032174 | 526.1843 | 0.019603 | 339.701 | 5.0059e-05
| 339.5888 | 0.002074 | 236.5367 | 0.010625 | 339.5888 | 0 | 236.5367 | 0 | 339.8108 | 0 | 236.5367 | 0 | 339.8108 | 0.00014622 | 230.78 | 0.016073 | 339.5888 | 0.0027314 | 230.78 | 0.0041839 | 230.78 | 0.0052539 | 339.8108 | 0.00015029 | 339.8108 | 0.00013173 | 339.5888 | 0.034869 | 236.5367 | 0 | 526.3395 | 0.0091677 | 236.5367 | 0 | 525.0564 | 0 | 526.3395 | 0.018535 | 339.8108 | 4.282e-05
| 339.7026 | 0 | 236.7415 | -0.027983 | 339.7026 | 0 | 236.7415 | 0 | 339.9206 | 0.00053406 | 236.7415 | 0 | 339.9206 | 0.00016783 | 230.98 | -0.035264 | 339.7026 | 0.0091919 | 230.98 | 0.0052322 | 230.98 | 0.0084671 | 339.9206 | 0.00015408 | 339.9206 | 0.00013173 | 339.7026 | 0.038469 | 236.7415 | 0 | 526.4946 | 0.0063085 | 236.7415 | 0 | 525.2127 | 0.00032174 | 526.4946 | 0.019278 | 339.9206 | 5.6011e-05
| 339.8163 | 0 | 236.9463 | 0.022749 | 339.8163 | 0 | 236.9463 | 0 | 340.0304 | 0.00024284 | 236.9463 | 0 | 340.0304 | 0.0001479 | 231.19 | 0.0026388 | 339.8163 | 0 | 231.19 | -0.00082513 | 231.19 | 0.0032646 | 340.0304 | 0.00013179 | 340.0304 | 0.00012847 | 339.8163 | 0.043418 | 236.9463 | 0 | 526.6498 | 0.012209 | 236.9463 | 0 | 525.3689 | 7.1499e-05 | 526.6498 | 0.018209 | 340.0304 | 6.7849e-05
| 339.9301 | 0 | 237.1511 | -0.019582 | 339.9301 | 0.0087791 | 237.1511 | 0 | 340.1402 | 0 | 237.1511 | 0 | 340.1402 | 0.00015479 | 231.39 | 0.0088761 | 339.9301 | 0.0031299 | 231.39 | -0.0042033 | 231.39 | -0.0040807 | 340.1402 | 0.00013311 | 340.1402 | 0.00011682 | 339.9301 | 0.021927 | 237.1511 | 0 | 526.8049 | 0.0011173 | 237.1511 | 0 | 525.5252 | 0 | 526.8049 | 0.018953 | 340.1402 | 6.8526e-05
| 340.0438 | 0.003259 | 237.3559 | 0.0027597 | 340.0438 | 0.00033209 | 237.3559 | 0 | 340.25 | 0 | 237.3559 | 0 | 340.25 | 0.00013877 | 231.6 | -0.011275 | 340.0438 | 0.00058834 | 231.6 | 0.00033976 | 231.6 | 0.0028055 | 340.25 | 0.00011412 | 340.25 | 0.0001468 | 340.0438 | 0.03082 | 237.3559 | 0 | 526.9601 | 0.013797 | 237.3559 | 0 | 525.6814 | 7.1499e-05 | 526.9601 | 0.018116 | 340.25 | 5.7973e-05
| 340.1576 | 0.0038207 | 237.5608 | -0.0049996 | 340.1576 | 0.0081166 | 237.5608 | 0 | 340.3598 | 0.00053406 | 237.5608 | 0 | 340.3598 | 0.00014753 | 231.81 | -0.015113 | 340.1576 | 0.0018696 | 231.81 | -0.0044363 | 231.81 | -0.0039276 | 340.3598 | 0.00011924 | 340.3598 | 0.00015177 | 340.1576 | 0.03037 | 237.5608 | 0 | 527.1153 | 0.01062 | 237.5608 | 0 | 525.8377 | 0 | 527.1153 | 0.018953 | 340.3598 | 5.0735e-05
| 340.2713 | 0.00014814 | 237.7656 | 0.0020249 | 340.2713 | 0 | 237.7656 | 0 | 340.4696 | 0 | 237.7656 | 0 | 340.4696 | 0.00013151 | 232.01 | -0.011755 | 340.2713 | 0.0080373 | 232.01 | -0.0021065 | 232.01 | -0.0039276 | 340.4696 | 0.00010883 | 340.4696 | 0.00014337 | 340.2713 | 0.023171 | 237.7656 | 0 | 527.2705 | 0.011482 | 237.7656 | 0 | 525.994 | 7.1499e-05 | 527.2705 | 0.018256 | 340.4696 | 5.4659e-05
| 340.385 | 0.00889 | 237.9705 | 0.006555 | 340.385 | 0 | 237.9705 | 0 | 340.5794 | 0 | 237.9705 | 0 | 340.5794 | 0.00012629 | 232.22 | 0.012714 | 340.385 | 0.0076821 | 232.22 | 0.00010678 | 232.22 | -0.0083652 | 340.5794 | 0.00012997 | 340.5794 | 0.00011511 | 340.385 | 0.017288 | 237.9705 | 0 | 527.4257 | 0.0084416 | 237.9705 | 0 | 526.1503 | 0.00032174 | 527.4257 | 0.018627 | 340.5794 | 7.3803e-05
| 340.4987 | 0.0013333 | 238.1754 | 0.0054398 | 340.4987 | 0 | 238.1754 | 0 | 340.6893 | 0.00024284 | 238.1754 | 0 | 340.6893 | 0.00012368 | 232.42 | -0.0031186 | 340.4987 | 0.012567 | 232.42 | 0.0011552 | 232.42 | -0.0054579 | 340.6893 | 0.00014384 | 340.6893 | 8.1708e-05 | 340.4987 | 0.021464 | 238.1754 | 0 | 527.5809 | 0.011255 | 238.1754 | 0 | 526.3065 | 7.1499e-05 | 527.5809 | 0.017605 | 340.6893 | 9.2202e-05
| 340.6125 | 0.0024896 | 238.3803 | -0.014015 | 340.6125 | 0.013947 | 238.3803 | 0 | 340.7991 | 0.00024284 | 238.3803 | 0 | 340.7991 | 0.00014138 | 232.63 | 0.0064771 | 340.6125 | 0.0035081 | 232.63 | 0.0010387 | 232.63 | -0.018006 | 340.7991 | 0.0001554 | 340.7991 | 8.5134e-05 | 340.6125 | 0.034195 | 238.3803 | 0 | 527.7361 | 0.0043893 | 238.3803 | 0 | 526.4628 | 0.00010725 | 527.7361 | 0.018256 | 340.7991 | 9.1594e-05
| 340.7262 | 0 | 238.5853 | 0.002656 | 340.7262 | 0 | 238.5853 | 0 | 340.9089 | 0.00053406 | 238.5853 | 0 | 340.9089 | 0.0001479 | 232.83 | 0.030466 | 340.7262 | 0.0052398 | 232.83 | -0.0011746 | 232.83 | -0.0017853 | 340.9089 | 0.0001346 | 340.9089 | 0.00012505 | 340.7262 | 0.045218 | 238.5853 | 0 | 527.8913 | 0.0077608 | 238.5853 | 0 | 526.6191 | 0 | 527.8913 | 0.017605 | 340.9089 | 7.9688e-05
| 340.8399 | 0 | 238.7902 | 0.031114 | 340.8399 | 0.0087791 | 238.7902 | 0 | 341.0188 | 0 | 238.7902 | 0 | 341.0188 | 0.00015013 | 233.04 | 0.002159 | 340.8399 | 0.0055062 | 233.04 | -0.015619 | 233.04 | -0.0098958 | 341.0188 | 0.00015491 | 341.0188 | 0.00013841 | 340.8399 | 0.038019 | 238.7902 | 0 | 528.0466 | 0.0059908 | 238.7902 | 0 | 526.7755 | 0 | 528.0466 | 0.018767 | 341.0188 | 6.0611e-05
| 340.9536 | 0.0045922 | 238.9952 | 0.012601 | 340.9536 | 0 | 238.9952 | 0 | 341.1286 | 0.00053406 | 238.9952 | 0 | 341.1286 | 0.00013747 | 233.24 | 0.002159 | 340.9536 | 0.0013447 | 233.24 | -0.0032714 | 233.24 | 0.014129 | 341.1286 | 0.0001445 | 341.1286 | 0.00016187 | 340.9536 | 0.031945 | 238.9952 | 0 | 528.2018 | 0.014432 | 238.9952 | 0 | 526.9318 | 7.1499e-05 | 528.2018 | 0.017884 | 341.1286 | 5.865e-05
| 341.0674 | 0 | 239.2002 | -0.018513 | 341.0674 | 0.002319 | 239.2002 | 0 | 341.2385 | 0 | 239.2002 | 0 | 341.2385 | 0.00014958 | 233.45 | 0.0055175 | 341.0674 | 0.0074157 | 233.45 | 0.00045625 | 233.45 | 0.0014282 | 341.2385 | 0.00014764 | 341.2385 | 0.00010843 | 341.0674 | 0.021505 | 239.2002 | 0 | 528.3571 | 0.0080785 | 239.2002 | 0 | 527.0881 | 0.00053624 | 528.3571 | 0.01872 | 341.2385 | 5.7297e-05
| 341.1811 | 0.0039997 | 239.4052 | 0.008431 | 341.1811 | 0 | 239.4052 | 0 | 341.3483 | 0 | 239.4052 | 0 | 341.3483 | 0.00014231 | 233.65 | -0.0059973 | 341.1811 | 0.0076377 | 233.65 | -0.0071154 | 233.65 | 0.0073959 | 341.3483 | 0.00011693 | 341.3483 | 0.00014851 | 341.1811 | 0.012175 | 239.4052 | 0 | 528.5123 | 0.017065 | 239.4052 | 0 | 527.2445 | 0 | 528.5123 | 0.017513 | 341.3483 | 6.1288e-05
| 341.2948 | 0 | 239.6102 | -0.0071414 | 341.2948 | 0.0062945 | 239.6102 | 0 | 341.4582 | 0.00053406 | 239.6102 | 0 | 341.4582 | 0.00015218 | 233.86 | -0.040542 | 341.2948 | 0.01008 | 233.86 | -0.0040868 | 233.86 | -0.012803 | 341.4582 | 0.00012915 | 341.4582 | 0.00014337 | 341.2948 | 0.010542 | 239.6102 | 0 | 528.6676 | 0.0097577 | 239.6102 | 0 | 527.4008 | 0.00010725 | 528.6676 | 0.018349 | 341.4582 | 5.6011e-05
| 341.4085 | 0 | 239.8153 | 0.012718 | 341.4085 | 0.0026565 | 239.8153 | 0 | 341.5681 | 0 | 239.8153 | 0 | 341.5681 | 0.00014343 | 234.07 | -0.012714 | 341.4085 | 0 | 234.07 | -0.0099112 | 234.07 | 0.0017343 | 341.5681 | 0.00014417 | 341.5681 | 0.00015006 | 341.4085 | 0.047692 | 239.8153 | 0 | 528.8229 | 0.012345 | 239.8153 | 0 | 527.5571 | 7.1499e-05 | 528.8229 | 0.017559 | 341.5681 | 4.8773e-05
| 341.5222 | 0.0041166 | 240.0204 | -0.028096 | 341.5222 | 0 | 240.0204 | 0 | 341.678 | 0 | 240.0204 | 0 | 341.678 | 0.00014529 | 234.27 | -0.012714 | 341.5222 | 0.012966 | 234.27 | -0.0080475 | 234.27 | 0.00096913 | 341.678 | 0.00016383 | 341.678 | 0.00016016 | 341.5222 | 0.028345 | 240.0204 | 0 | 528.9782 | 0.0017557 | 240.0204 | 0 | 527.7135 | 0 | 528.9782 | 0.018349 | 341.678 | 5.3982e-05
| 341.6359 | 0 | 240.2254 | 0.011458 | 341.6359 | 0 | 240.2254 | 0 | 341.7878 | 0.00053406 | 240.2254 | 0 | 341.7878 | 0.00014138 | 234.48 | -0.0040782 | 341.6359 | 0.0022272 | 234.48 | 0.0097755 | 234.48 | 0.0044887 | 341.7878 | 0.00015838 | 341.7878 | 0.00014509 | 341.6359 | 0.009641 | 240.2254 | 0 | 529.1335 | 0.014523 | 240.2254 | 0 | 527.8699 | 7.1499e-05 | 529.1335 | 0.01742 | 341.7878 | 6.1288e-05
| 341.7496 | 0 | 240.4305 | -0.00036815 | 341.7496 | 0.0049694 | 240.4305 | 0 | 341.8977 | 0.00024284 | 240.4305 | 0 | 341.8977 | 0.0001492 | 234.68 | 0.0016793 | 341.7496 | 0.0048846 | 234.68 | -0.0001262 | 234.68 | 5.1009e-05 | 341.8977 | 0.00014847 | 341.8977 | 0.0002035 | 341.7496 | 0.01012 | 240.4305 | 0 | 529.2888 | 0.0083054 | 240.4305 | 0 | 528.0262 | 0.00032174 | 529.2888 | 0.018163 | 341.8977 | 6.325e-05
| 341.8633 | 0 | 240.6357 | 0.01092 | 341.8633 | 0 | 240.6357 | 0 | 342.0076 | 0 | 240.6357 | 0 | 342.0076 | 0.00015051 | 234.89 | 0.022311 | 341.8633 | 0.0050178 | 234.89 | -0.002223 | 234.89 | -0.0007141 | 342.0076 | 0.0001341 | 342.0076 | 0.0001468 | 341.8633 | 0.023171 | 240.6357 | 0 | 529.4441 | 0.0097124 | 240.6357 | 0 | 528.1826 | 0 | 529.4441 | 0.01742 | 342.0076 | 5.662e-05
| 341.977 | 0 | 240.8408 | -0.031624 | 341.977 | 0 | 240.8408 | 0 | 342.1175 | 0.00024284 | 240.8408 | 0 | 342.1175 | 0.00013784 | 235.09 | 0.012714 | 341.977 | 0.0050178 | 235.09 | 0.00068922 | 235.09 | -0.0016323 | 342.1175 | 0.00013658 | 342.1175 | 0.00013344 | 341.977 | 0.021505 | 240.8408 | 0 | 529.5994 | 0.013025 | 240.8408 | 0 | 528.339 | 0 | 529.5994 | 0.018395 | 342.1175 | 6.9135e-05
| 342.0907 | 0.001037 | 241.0459 | 0.016316 | 342.0907 | 0 | 241.0459 | 0 | 342.2274 | 0.00024284 | 241.0459 | 0 | 342.2274 | 0.00013151 | 235.3 | 0.014634 | 342.0907 | 0.0082593 | 235.3 | -0.0043198 | 235.3 | 0.0031115 | 342.2274 | 0.00012386 | 342.2274 | 7.3315e-05 | 342.0907 | 0.032395 | 241.0459 | 0 | 529.7547 | 0.013071 | 241.0459 | 0 | 528.4954 | 0 | 529.7547 | 0.017791 | 342.2274 | 5.9935e-05
| 342.2044 | 0 | 241.2511 | -0.022644 | 342.2044 | 0.001822 | 241.2511 | 0 | 342.3374 | 0.00024284 | 241.2511 | 0 | 342.3374 | 0.00013151 | 235.51 | -0.027587 | 342.2044 | 0.0071492 | 235.51 | 0.0039509 | 235.51 | -0.0037746 | 342.3374 | 0.00011643 | 342.3374 | 9.5069e-05 | 342.2044 | 0.0016866 | 241.2511 | 0 | 529.9101 | 0.0050377 | 241.2511 | 0 | 528.6518 | 0.00010725 | 529.9101 | 0.01872 | 342.3374 | 5.2697e-05
| 342.318 | 0 | 241.4563 | 0.022935 | 342.318 | 0.0021584 | 241.4563 | 0 | 342.4473 | 0.00024284 | 241.4563 | 0 | 342.4473 | 0.00013933 | 235.71 | -0.017032 | 342.318 | 0.0028575 | 235.71 | -0.0021065 | 235.71 | 0.010304 | 342.4473 | 0.0001085 | 342.4473 | 0.00013344 | 342.318 | 0.033745 | 241.4563 | 0 | 530.0654 | 0.016656 | 241.4563 | 0 | 528.8082 | 7.1499e-05 | 530.0654 | 0.017884 | 342.4473 | 4.0182e-05
| 342.4317 | 0 | 241.6615 | -0.020262 | 342.4317 | 0.0011595 | 241.6615 | 0 | 342.5572 | 0 | 241.6615 | 0 | 342.5572 | 0.00013058 | 235.92 | -0.0016793 | 342.4317 | 0 | 235.92 | 0.00022327 | 235.92 | -0.013262 | 342.5572 | 0.00012882 | 342.5572 | 0.00012847 | 342.4317 | 0.019819 | 241.6615 | 0 | 530.2208 | 0.0051739 | 241.6615 | 0 | 528.9646 | 0 | 530.2208 | 0.018627 | 342.5572 | 6.325e-05
| 342.5454 | 0 | 241.8667 | 0.023065 | 342.5454 | 0 | 241.8667 | 0 | 342.6671 | 0.00024284 | 241.8667 | 0 | 342.6671 | 0.00012927 | 236.12 | -0.0031186 | 342.5454 | 0.0074157 | 236.12 | -0.0014076 | 236.12 | -0.0034686 | 342.6671 | 0.00015062 | 342.6671 | 0.00013841 | 342.5454 | 0.023171 | 241.8667 | 0 | 530.3761 | 0.015567 | 241.8667 | 0 | 529.121 | 0 | 530.3761 | 0.017745 | 342.6671 | 7.1773e-05
| 342.6591 | 0 | 242.072 | -0.018329 | 342.6591 | 0.0044724 | 242.072 | 0 | 342.7771 | 0 | 242.072 | 0 | 342.7771 | 0.0001289 | 236.33 | -0.015113 | 342.6591 | 0.0080373 | 236.33 | -0.0079311 | 236.33 | -0.00086717 | 342.7771 | 0.00015342 | 342.7771 | 0.00011511 | 342.6591 | 0.014758 | 242.072 | 0 | 530.5315 | 0.0050377 | 242.072 | 0 | 529.2775 | 0.00010725 | 530.5315 | 0.018674 | 342.7771 | 7.9079e-05
| 342.7727 | 0 | 242.2773 | 0.023708 | 342.7727 | 0 | 242.2773 | 0 | 342.887 | 0.00053406 | 242.2773 | 0 | 342.887 | 0.00015349 | 236.53 | -0.028548 | 342.7727 | 0.0048846 | 236.53 | -0.0016406 | 236.53 | 0.0021933 | 342.887 | 0.00013526 | 342.887 | 0.00012505 | 342.7727 | 0.03082 | 242.2773 | 0 | 530.6869 | 0.0084416 | 242.2773 | 0 | 529.4339 | 7.1499e-05 | 530.6869 | 0.017605 | 342.887 | 5.662e-05
| 342.8864 | 0 | 242.4825 | -0.012907 | 342.8864 | 0.0013252 | 242.4825 | 0 | 342.997 | 0 | 242.4825 | 0 | 342.997 | 0.00015796 | 236.74 | -0.017032 | 342.8864 | 0.00010505 | 236.74 | -0.0023395 | 236.74 | -0.0011732 | 342.997 | 0.00012337 | 342.997 | 8.6676e-05 | 342.8864 | 0.00042164 | 242.4825 | 0 | 530.8423 | 0.0039902 | 242.4825 | 0 | 529.5903 | 0.00032174 | 530.8423 | 0.018163 | 342.997 | 5.2697e-05
| 343.0001 | 0 | 242.6878 | 0.028411 | 343.0001 | 0 | 242.6878 | 0 | 343.1069 | 0.00024284 | 242.6878 | 0 | 343.1069 | 0.00015479 | 236.95 | 0.0088761 | 343.0001 | 0.0021011 | 236.95 | -0.005368 | 236.95 | -0.0034686 | 343.1069 | 0.00012122 | 343.1069 | 6.8347e-05 | 343.0001 | 0.0062632 | 242.6878 | 0 | 530.9977 | 0.013661 | 242.6878 | 0 | 529.7468 | 7.1499e-05 | 530.9977 | 0.017327 | 343.1069 | 4.2144e-05
| 343.1138 | 0.00071483 | 242.8932 | -0.0093248 | 343.1138 | 0.010317 | 242.8932 | 0 | 343.2169 | 0.00024284 | 242.8932 | 0 | 343.2169 | 0.00013672 | 237.15 | 0.0069569 | 343.1138 | 0.005151 | 237.15 | -0.0059506 | 237.15 | -0.0079064 | 343.2169 | 0.00012716 | 343.2169 | 8.6676e-05 | 343.1138 | 0.0096983 | 242.8932 | 0 | 531.1531 | 0.0041498 | 242.8932 | 0 | 529.9032 | 0.00010725 | 531.1531 | 0.018349 | 343.2169 | 4.4106e-05
| 343.2274 | 0.0019258 | 243.0985 | 0.0060363 | 343.2274 | 0 | 243.0985 | 0 | 343.3269 | 0 | 243.0985 | 0 | 343.3269 | 0.00014045 | 237.36 | -0.0088761 | 343.2274 | 0.0067496 | 237.36 | -0.010726 | 237.36 | -0.0065293 | 343.3269 | 0.00013773 | 343.3269 | 0.00014851 | 343.2274 | 0.028121 | 243.0985 | 0 | 531.3085 | 0.013389 | 243.0985 | 0 | 530.0597 | 0 | 531.3085 | 0.017652 | 343.3269 | 4.5459e-05
| 343.3411 | 0.0082315 | 243.3038 | -0.024953 | 343.3411 | 0.0026503 | 243.3038 | 0 | 343.4368 | 0.00024284 | 243.3038 | 0 | 343.4368 | 0.00014343 | 237.56 | 0.0079165 | 343.3411 | 0.003256 | 237.56 | -0.002689 | 237.56 | -0.0010202 | 343.4368 | 0.00014946 | 343.4368 | 0.00016684 | 343.3411 | 0.0063249 | 243.3038 | 0 | 531.4639 | 0.012118 | 243.3038 | 0 | 530.2162 | 0.00032174 | 531.4639 | 0.018627 | 343.4368 | 4.1467e-05
| 343.4547 | 0 | 243.5092 | -0.014246 | 343.4547 | 0.00083014 | 243.5092 | 0 | 343.5468 | 0 | 243.5092 | 0 | 343.5468 | 0.00013747 | 237.77 | -0.010315 | 343.4547 | 0.0017229 | 237.77 | -0.0043198 | 237.77 | -0.0043867 | 343.5468 | 0.00014104 | 343.5468 | 0.00015348 | 343.4547 | 0.013441 | 243.5092 | 0 | 531.6194 | 0.013479 | 243.5092 | 0 | 530.3727 | 0 | 531.6194 | 0.017698 | 343.5468 | 5.3373e-05
| 343.5684 | 0 | 243.7146 | -0.0088809 | 343.5684 | 0.0066257 | 243.7146 | 0 | 343.6568 | 0.00024284 | 243.7146 | 0 | 343.6568 | 0.00014306 | 237.98 | -0.0074367 | 343.5684 | 0 | 237.98 | -0.0090959 | 237.98 | -0.011732 | 343.6568 | 0.00012221 | 343.6568 | 0.00014509 | 343.5684 | 0.0046383 | 243.7146 | 0 | 531.7748 | 0.0079877 | 243.7146 | 0 | 530.5292 | 0.00032174 | 531.7748 | 0.018488 | 343.6568 | 5.865e-05
| 343.682 | 0 | 243.92 | 0.01223 | 343.682 | 0 | 243.92 | 0 | 343.7668 | 0.00024284 | 243.92 | 0 | 343.7668 | 0.00013784 | 238.18 | -0.0035984 | 343.682 | 0.0029836 | 238.18 | -0.001757 | 238.18 | -0.0049988 | 343.7668 | 0.00010603 | 343.7668 | 0.00011511 | 343.682 | 0.0037298 | 243.92 | 0 | 531.9303 | 0.014932 | 243.92 | 0 | 530.6857 | 7.1499e-05 | 531.9303 | 0.017513 | 343.7668 | 5.9935e-05
| 343.7957 | 0 | 244.1254 | -0.017319 | 343.7957 | 0.0026503 | 244.1254 | 0 | 343.8768 | 0.00024284 | 244.1254 | 0 | 343.8768 | 0.00014753 | 238.39 | -0.0079165 | 343.7957 | 0.0081705 | 238.39 | -0.012591 | 238.39 | -0.0028565 | 343.8768 | 0.00012733 | 343.8768 | 0.0001134 | 343.7957 | 0 | 244.1254 | 0 | 532.0857 | 0.0071708 | 244.1254 | 0 | 530.8421 | 0.00010725 | 532.0857 | 0.018395 | 343.8768 | 5.3373e-05
| 343.9093 | 0 | 244.3309 | -0.012705 | 343.9093 | 0.0014942 | 244.3309 | 0 | 343.9868 | 0 | 244.3309 | 0 | 343.9868 | 0.00013579 | 238.59 | -0.0064771 | 343.9093 | 0.0044849 | 238.59 | 0.0033685 | 238.59 | 0.0066312 | 343.9868 | 0.00013873 | 343.9868 | 7.9995e-05 | 343.9093 | 0.023171 | 244.3309 | 0 | 532.2412 | 0.011074 | 244.3309 | 0 | 530.9987 | 0 | 532.2412 | 0.017559 | 343.9868 | 5.0735e-05
| 344.023 | 0 | 244.5363 | 0.016852 | 344.023 | 0.0033129 | 244.5363 | 0 | 344.0968 | 0.00024284 | 244.5363 | 0 | 344.0968 | 0.00014995 | 238.8 | -0.018952 | 344.023 | 0.012078 | 238.8 | -0.011076 | 238.8 | 0.0084671 | 344.0968 | 0.0001526 | 344.0968 | 0.00012847 | 344.023 | 0 | 244.5363 | 0 | 532.3967 | 0.011074 | 244.5363 | 0 | 531.1552 | 0.00032174 | 532.3967 | 0.018209 | 344.0968 | 5.0735e-05
| 344.1366 | 0.0029628 | 244.7418 | -0.0036707 | 344.1366 | 0 | 244.7418 | 0 | 344.2068 | 0.00024284 | 244.7418 | 0 | 344.2068 | 0.00015833 | 239.01 | 0.029507 | 344.1366 | 0.007016 | 239.01 | -0.0029219 | 239.01 | 0.0041827 | 344.2068 | 0.00015293 | 344.2068 | 0.00013173 | 344.1366 | 0.009641 | 244.7418 | 0 | 532.5522 | 0.014024 | 244.7418 | 0 | 531.3117 | 0 | 532.5522 | 0.017095 | 344.2068 | 4.8773e-05
| 344.2502 | 0 | 244.9473 | 0.0069516 | 344.2502 | 0.0062945 | 244.9473 | 0 | 344.3169 | 0 | 244.9473 | 0 | 344.3169 | 0.00015013 | 239.21 | -0.0011995 | 344.2502 | 0.0047513 | 239.21 | 0.0023201 | 239.21 | 0.0029585 | 344.3169 | 0.00015772 | 344.3169 | 0.00013344 | 344.2502 | 0.0084334 | 244.9473 | 0 | 532.7077 | 0.0093493 | 244.9473 | 0 | 531.4682 | 0.00010725 | 532.7077 | 0.018209 | 344.3169 | 5.2697e-05
| 344.3639 | 0.0019258 | 245.1528 | 0.032518 | 344.3639 | 0 | 245.1528 | 0 | 344.4269 | 0.00024284 | 245.1528 | 0 | 344.4269 | 0.00013654 | 239.42 | 0.0059973 | 344.3639 | 0 | 239.42 | -0.0066496 | 239.42 | -0.007141 | 344.4269 | 0.00015458 | 344.4269 | 0.00012676 | 344.3639 | 0 | 245.1528 | 0 | 532.8632 | 0.013343 | 245.1528 | 0 | 531.6248 | 0 | 532.8632 | 0.017327 | 344.4269 | 6.3926e-05
| 344.4775 | 0 | 245.3584 | -0.044887 | 344.4775 | 0.011463 | 245.3584 | 0 | 344.5369 | 0 | 245.3584 | 0 | 344.5369 | 0.00014604 | 239.62 | -0.0011995 | 344.4775 | 0.0060391 | 239.62 | -0.0028054 | 239.62 | -0.0042337 | 344.5369 | 0.00013691 | 344.5369 | 0.00013515 | 344.4775 | 0 | 245.3584 | 0 | 533.0187 | 0.0065354 | 245.3584 | 0 | 531.7813 | 0.00010725 | 533.0187 | 0.018488 | 344.5369 | 6.4535e-05
| 344.5911 | 0 | 245.5639 | -0.0043521 | 344.5911 | 0.0051469 | 245.5639 | 0 | 344.647 | 0.00024284 | 245.5639 | 0 | 344.647 | 0.0001466 | 239.83 | 0.0083963 | 344.5911 | 0.0048846 | 239.83 | -0.0037373 | 239.83 | 0.0029585 | 344.647 | 0.0001265 | 344.647 | 0.00013687 | 344.5911 | 0 | 245.5639 | 0 | 533.1742 | 0.016021 | 245.5639 | 0 | 531.9379 | 0 | 533.1742 | 0.01742 | 344.647 | 6.8526e-05
| 344.7048 | 0.0011586 | 245.7695 | -0.0029628 | 344.7048 | 0.0072884 | 245.7695 | 0 | 344.757 | 0 | 245.7695 | 0 | 344.757 | 0.00016168 | 240.04 | 0.012714 | 344.7048 | 0.0057727 | 240.04 | -0.0075817 | 240.04 | -0.0094364 | 344.757 | 0.00013608 | 344.757 | 0.00012505 | 344.7048 | 0.021505 | 245.7695 | 0 | 533.3297 | 0.0066262 | 245.7695 | 0 | 532.0944 | 0 | 533.3297 | 0.018442 | 344.757 | 6.1288e-05
| 344.8184 | 0 | 245.9751 | 0.0022006 | 344.8184 | 0 | 245.9751 | 0 | 344.8671 | 0.00024284 | 245.9751 | 0 | 344.8671 | 0.0001492 | 240.24 | 0.036225 | 344.8184 | 0.00374 | 240.24 | -0.0083969 | 240.24 | -0.0066822 | 344.8671 | 0.00015227 | 344.8671 | 9.3356e-05 | 344.8184 | 0.013864 | 245.9751 | 0 | 533.4853 | 0.017382 | 245.9751 | 0 | 532.251 | 0 | 533.4853 | 0.017466 | 344.8671 | 6.1288e-05
| 344.932 | 0.0041166 | 246.1807 | -0.0039397 | 344.932 | 0.0062945 | 246.1807 | 0 | 344.9771 | 0.00024284 | 246.1807 | 0 | 344.9771 | 0.00015088 | 240.45 | 0.012235 | 344.932 | 0.0041382 | 240.45 | -0.00059213 | 240.45 | -0.0080593 | 344.9771 | 0.00014913 | 344.9771 | 0.00011837 | 344.932 | 0 | 246.1807 | 0 | 533.6408 | 0.0082147 | 246.1807 | 0 | 532.4076 | 0.00010725 | 533.6408 | 0.018488 | 344.9771 | 5.3373e-05
| 345.0456 | 0.00059256 | 246.3863 | -0.004643 | 345.0456 | 0 | 246.3863 | 0 | 345.0872 | 0 | 246.3863 | 0 | 345.0872 | 0.00013523 | 240.65 | 0.00071969 | 345.0456 | 0.0065275 | 240.65 | -0.0039703 | 240.65 | -0.0051518 | 345.0872 | 0.00014764 | 345.0872 | 0.00013841 | 345.0456 | 0.017241 | 246.3863 | 0 | 533.7964 | 0.013162 | 246.3863 | 0 | 532.5642 | 0 | 533.7964 | 0.017513 | 345.0872 | 4.6135e-05
| 345.1592 | 0 | 246.5919 | -0.014828 | 345.1592 | 0.0021534 | 246.5919 | 0 | 345.1972 | 0.00053406 | 246.5919 | 0 | 345.1972 | 0.00012275 | 240.86 | -0.002159 | 345.1592 | 0.0042642 | 240.86 | -0.005368 | 240.86 | -0.0031625 | 345.1972 | 0.0001488 | 345.1972 | 0.0001802 | 345.1592 | 0 | 246.5919 | 0 | 533.9519 | 0.01239 | 246.5919 | 0 | 532.7207 | 0.00010725 | 533.9519 | 0.01807 | 345.1972 | 5.662e-05
| 345.2729 | 0 | 246.7976 | 0.011686 | 345.2729 | 0 | 246.7976 | 0 | 345.3073 | 0 | 246.7976 | 0 | 345.3073 | 0.000114 | 241.07 | 0.017992 | 345.2729 | 0 | 241.07 | -0.0064164 | 241.07 | -0.0034686 | 345.3073 | 0.0001483 | 345.3073 | 0.00016016 | 345.2729 | 0.0033074 | 246.7976 | 0 | 534.1075 | 0.013252 | 246.7976 | 0 | 532.8773 | 0.00028599 | 534.1075 | 0.017141 | 345.3073 | 5.4659e-05
| 345.3865 | 0 | 247.0033 | -0.015604 | 345.3865 | 0.00049697 | 247.0033 | 0 | 345.4174 | 0.00024284 | 247.0033 | 0 | 345.4174 | 0.00011325 | 241.27 | -0.02135 | 345.3865 | 0.0085702 | 241.27 | 0.0037179 | 241.27 | -0.0039276 | 345.4174 | 0.00015029 | 345.4174 | 0.00015006 | 345.3865 | 0 | 247.0033 | 0 | 534.2631 | 0.016702 | 247.0033 | 0 | 533.0339 | 0.00010725 | 534.2631 | 0.017977 | 345.4174 | 7.2449e-05
| 345.5001 | 0 | 247.209 | 0.0089315 | 345.5001 | 0.0058111 | 247.209 | 0 | 345.5275 | 0.00024284 | 247.209 | 0 | 345.5275 | 0.00012313 | 241.48 | -0.0035984 | 345.5001 | 0.0072824 | 241.48 | -0.0045528 | 241.48 | 0.00096913 | 345.5275 | 0.00012849 | 345.5275 | 0.00013173 | 345.5001 | 0 | 247.209 | 0 | 534.4187 | 0.0083962 | 247.209 | 0 | 533.1906 | 0 | 534.4187 | 0.017373 | 345.5275 | 5.5335e-05
| 345.6137 | 0 | 247.4147 | 0.0025496 | 345.6137 | 0.0038098 | 247.4147 | 0 | 345.6376 | 0 | 247.4147 | 0 | 345.6376 | 0.00014734 | 241.69 | -0.018472 | 345.6137 | 0.0022476 | 241.69 | -0.0080475 | 241.69 | -0.0043867 | 345.6376 | 0.00013955 | 345.6376 | 0.00012505 | 345.6137 | 0.00042164 | 247.4147 | 0 | 534.5743 | 0.011664 | 247.4147 | 0 | 533.3472 | 0.00032174 | 534.5743 | 0.01807 | 345.6376 | 5.3373e-05
| 345.7273 | 0.0007407 | 247.6204 | 0.022131 | 345.7273 | 0 | 247.6204 | 0 | 345.7477 | 0 | 247.6204 | 0 | 345.7477 | 0.00015274 | 241.89 | 0.0026388 | 345.7273 | 0.0009665 | 241.89 | 0.0059312 | 241.89 | -0.00607 | 345.7477 | 0.00014649 | 345.7477 | 0.00012179 | 345.7273 | 0 | 247.6204 | 0 | 534.7299 | 0.0022339 | 247.6204 | 0 | 533.5038 | 0.00028599 | 534.7299 | 0.01728 | 345.7477 | 3.2944e-05
| 345.8409 | 0.00041907 | 247.8261 | -0.015432 | 345.8409 | 0.0066257 | 247.8261 | 0 | 345.8578 | 0 | 247.8261 | 0 | 345.8578 | 0.00015349 | 242.1 | -0.017992 | 345.8409 | 0.0045293 | 242.1 | -0.0083969 | 242.1 | -0.0031625 | 345.8578 | 0.00016383 | 345.8578 | 0.00012179 | 345.8409 | 0.018132 | 247.8261 | 0 | 534.8855 | 0.0081239 | 247.8261 | 0 | 533.6604 | 0.00032174 | 534.8855 | 0.018488 | 345.8578 | 5.662e-05
| 345.9545 | 0.0019258 | 248.0319 | -0.003601 | 345.9545 | 0 | 248.0319 | 0 | 345.9679 | 0.00024284 | 248.0319 | 0 | 345.9679 | 0.00013151 | 242.3 | -0.0050378 | 345.9545 | 0.0081705 | 242.3 | -0.00082513 | 242.3 | 0.0058659 | 345.9679 | 0.00016614 | 345.9679 | 0.00011511 | 345.9545 | 0.0020408 | 248.0319 | 0 | 535.0411 | 0.010393 | 248.0319 | 0 | 533.8171 | 7.1499e-05 | 535.0411 | 0.017605 | 345.9679 | 5.3373e-05
| 346.0681 | 0.0020459 | 248.2377 | -0.016544 | 346.0681 | 0.0066257 | 248.2377 | 0 | 346.078 | 0 | 248.2377 | 0 | 346.078 | 0.00012145 | 242.51 | 0.017992 | 346.0681 | 0.0043903 | 242.51 | -0.00047565 | 242.51 | -0.0086717 | 346.078 | 0.0001526 | 346.078 | 0.00014337 | 346.0681 | 0.01518 | 248.2377 | 0 | 535.1967 | 0.003671 | 248.2377 | 0 | 533.9737 | 0.00032174 | 535.1967 | 0.018488 | 346.078 | 7.7726e-05
| 346.1816 | 0 | 248.4435 | -0.0053218 | 346.1816 | 0.0028225 | 248.4435 | 0 | 346.1881 | 0.00024284 | 248.4435 | 0 | 346.1881 | 0.00011009 | 242.72 | -0.0002399 | 346.1816 | 0.0026054 | 242.72 | -0.00059213 | 242.72 | -0.005917 | 346.1881 | 0.00014302 | 346.1881 | 0.00013344 | 346.1816 | 0.0033074 | 248.4435 | 0 | 535.3524 | 0.0098031 | 248.4435 | 0 | 534.1304 | 7.1499e-05 | 535.3524 | 0.017373 | 346.1881 | 7.3126e-05
| 346.2952 | 0 | 248.6493 | -0.0084214 | 346.2952 | 0.00066254 | 248.6493 | 0 | 346.2983 | 0 | 248.6493 | 0 | 346.2983 | 0.0001371 | 242.92 | -0.029507 | 346.2952 | 0.016252 | 242.92 | -0.0035044 | 242.92 | -0.010202 | 346.2983 | 0.00013575 | 346.2983 | 0.00015006 | 346.2952 | 0 | 248.6493 | 0 | 535.508 | 0.0097577 | 248.6493 | 0 | 534.287 | 0 | 535.508 | 0.018349 | 346.2983 | 9.2879e-05
| 346.4088 | 0 | 248.8551 | 0.0079719 | 346.4088 | 0 | 248.8551 | 0 | 346.4084 | 0.00024284 | 248.8551 | 0 | 346.4084 | 0.00014008 | 243.13 | 0.013194 | 346.4088 | 0.0065275 | 243.13 | 0.0017376 | 243.13 | 0.0029585 | 346.4084 | 0.00012849 | 346.4084 | 0.0001134 | 346.4088 | 0.018086 | 248.8551 | 0 | 535.6637 | 0.014523 | 248.8551 | 0 | 534.4437 | 7.1499e-05 | 535.6637 | 0.017466 | 346.4084 | 8.6317e-05
| 346.5224 | 0 | 249.061 | -0.0067354 | 346.5224 | 0.0033129 | 249.061 | 0 | 346.5185 | 0 | 249.061 | 0 | 346.5185 | 0.00015926 | 243.34 | -0.024228 | 346.5224 | 0.0091919 | 243.34 | -0.014454 | 243.34 | -0.0062227 | 346.5185 | 0.00012221 | 346.5185 | 0.00013173 | 346.5224 | 0.0067468 | 249.061 | 0 | 535.8194 | 0.0097577 | 249.061 | 0 | 534.6004 | 0.00010725 | 535.8194 | 0.018442 | 346.5185 | 6.9135e-05
| 346.636 | 0.00014814 | 249.2669 | -0.0022817 | 346.636 | 0 | 249.2669 | 0 | 346.6287 | 0 | 249.2669 | 0 | 346.6287 | 0.00014082 | 243.54 | 0.0040782 | 346.636 | 0.001849 | 243.54 | -0.0042033 | 243.54 | 0.0057129 | 346.6287 | 0.00011428 | 346.6287 | 0.00012179 | 346.636 | 0.0020408 | 249.2669 | 0 | 535.9751 | 0.011255 | 249.2669 | 0 | 534.7571 | 7.1499e-05 | 535.9751 | 0.017605 | 346.6287 | 4.4782e-05
| 346.7496 | 0 | 249.4728 | -0.040884 | 346.7496 | 0 | 249.4728 | 0 | 346.7388 | 0 | 249.4728 | 0 | 346.7388 | 0.00014864 | 243.75 | 0.0064771 | 346.7496 | 0.0093251 | 243.75 | -0.0067659 | 243.75 | 0.0031115 | 346.7388 | 0.00011775 | 346.7388 | 0.00011511 | 346.7496 | 0 | 249.4728 | 0 | 536.1307 | 0.010121 | 249.4728 | 0 | 534.9137 | 0.00010725 | 536.1307 | 0.018349 | 346.7388 | 3.8897e-05
| 346.8631 | 0.0051848 | 249.6787 | -0.011298 | 346.8631 | 0 | 249.6787 | 0 | 346.849 | 0 | 249.6787 | 0 | 346.849 | 0.00013225 | 243.96 | -0.013194 | 346.8631 | 0.0012187 | 243.96 | 0.0015046 | 243.96 | -0.0057639 | 346.849 | 0.00012997 | 346.849 | 0.00011014 | 346.8631 | 0.009641 | 249.6787 | 0 | 536.2864 | 0.0093947 | 249.6787 | 0 | 535.0704 | 7.1499e-05 | 536.2864 | 0.017187 | 346.849 | 4.4106e-05
| 346.9767 | 0 | 249.8846 | -0.0095519 | 346.9767 | 0.012418 | 249.8846 | 0 | 346.9592 | 0.00053406 | 249.8846 | 0 | 346.9592 | 0.00013654 | 244.16 | -0.030466 | 346.9767 | 0 | 244.16 | -0.0050185 | 244.16 | -0.011732 | 346.9592 | 0.00013377 | 346.9592 | 7.6741e-05 | 346.9767 | 0 | 249.8846 | 0 | 536.4421 | 0.0087593 | 249.8846 | 0 | 535.2271 | 0.00010725 | 536.4421 | 0.017884 | 346.9592 | 6.1288e-05
| 347.0903 | 0 | 250.0905 | 0.0023396 | 347.0903 | 0 | 250.0905 | 0 | 347.0693 | 0 | 250.0905 | 0 | 347.0693 | 0.00012704 | 244.37 | 0.0059973 | 347.0903 | 0.010568 | 244.37 | 0.002553 | 244.37 | -0.0076005 | 347.0693 | 0.00014038 | 347.0693 | 9.6782e-05 | 347.0903 | 0 | 250.0905 | 0 | 536.5978 | 0.016021 | 250.0905 | 0 | 535.3839 | 0 | 536.5978 | 0.016723 | 347.0693 | 5.7297e-05
| 347.2038 | 0.00071483 | 250.2965 | -0.0025782 | 347.2038 | 0.0016565 | 250.2965 | 0 | 347.1795 | 0.00053406 | 250.2965 | 0 | 347.1795 | 0.00013263 | 244.58 | 0.028068 | 347.2038 | 0.0069272 | 244.58 | -0.0075817 | 244.58 | -0.0017853 | 347.1795 | 0.00014963 | 347.1795 | 8.3421e-05 | 347.2038 | 0 | 250.2965 | 0 | 536.7536 | 0.014024 | 250.2965 | 0 | 535.5406 | 0 | 536.7536 | 0.017791 | 347.1795 | 4.6744e-05
| 347.3174 | 0 | 250.5025 | -0.0018442 | 347.3174 | 0 | 250.5025 | 0 | 347.2897 | 0.00024284 | 250.5025 | 0 | 347.2897 | 0.00012871 | 244.78 | 0.041501 | 347.3174 | 0.0027314 | 244.78 | -0.0042033 | 244.78 | 0.0024994 | 347.2897 | 0.00015177 | 347.2897 | 0.00011014 | 347.3174 | 0 | 250.5025 | 0 | 536.9093 | 0.012753 | 250.5025 | 0 | 535.6973 | 7.1499e-05 | 536.9093 | 0.017048 | 347.2897 | 3.2267e-05
| 347.431 | 0.0072224 | 250.7085 | -0.019321 | 347.431 | 0.0014908 | 250.7085 | 0 | 347.3999 | 0.00024284 | 250.7085 | 0 | 347.3999 | 0.00014604 | 244.99 | -0.015113 | 347.431 | 0.0047513 | 244.99 | -0.011309 | 244.99 | -0.0023974 | 347.3999 | 0.00014764 | 347.3999 | 9.6782e-05 | 347.431 | 0 | 250.7085 | 0 | 537.065 | 0.010529 | 250.7085 | 0 | 535.854 | 0.00010725 | 537.065 | 0.018209 | 347.3999 | 4.6135e-05
| 347.5445 | 0 | 250.9145 | 0.0051164 | 347.5445 | 0 | 250.9145 | 0 | 347.5101 | 0 | 250.9145 | 0 | 347.5101 | 0.00014473 | 245.19 | 0.016553 | 347.5445 | 0 | 245.19 | -0.0021065 | 245.19 | 0.0031115 | 347.5101 | 0.00012601 | 347.5101 | 0.00011014 | 347.5445 | 0 | 250.9145 | 0 | 537.2208 | 0.013706 | 250.9145 | 0 | 536.0108 | 7.1499e-05 | 537.2208 | 0.017187 | 347.5101 | 4.6135e-05
| 347.6581 | 0 | 251.1205 | 0.012212 | 347.6581 | 0.00082819 | 251.1205 | 0 | 347.6203 | 0.00053406 | 251.1205 | 0 | 347.6203 | 0.00015926 | 245.4 | 0.0093559 | 347.6581 | 0.0056394 | 245.4 | -0.002456 | 245.4 | -0.011579 | 347.6203 | 0.00013311 | 347.6203 | 0.00013173 | 347.6581 | 0 | 251.1205 | 0 | 537.3765 | 0.0086231 | 251.1205 | 0 | 536.1675 | 0.00032174 | 537.3765 | 0.017745 | 347.6203 | 6.1288e-05
| 347.7716 | 0 | 251.3266 | -0.01932 | 347.7716 | 0.0018263 | 251.3266 | 0 | 347.7305 | 0 | 251.3266 | 0 | 347.7305 | 0.00014753 | 245.61 | -0.015113 | 347.7716 | 0.0042442 | 245.61 | -0.0057175 | 245.61 | -0.013874 | 347.7305 | 0.00013526 | 347.7305 | 0.0001235 | 347.7716 | 0.0079522 | 251.3266 | 0 | 537.5323 | 0.012935 | 251.3266 | 0 | 536.3243 | 7.1499e-05 | 537.5323 | 0.016676 | 347.7305 | 4.282e-05
| 347.8852 | 0 | 251.5326 | -0.0041409 | 347.8852 | 0.00066254 | 251.5326 | 0 | 347.8407 | 0 | 251.5326 | 0 | 347.8407 | 0.00014492 | 245.81 | -0.022789 | 347.8852 | 0.0036341 | 245.81 | -0.0050185 | 245.81 | -0.014945 | 347.8407 | 0.00015838 | 347.8407 | 0.00010346 | 347.8852 | 0 | 251.5326 | 0 | 537.688 | 0.0093947 | 251.5326 | 0 | 536.481 | 0.00010725 | 537.688 | 0.017373 | 347.8407 | 5.2697e-05
| 347.9987 | 0.0066662 | 251.7387 | 0.024319 | 347.9987 | 0.0028225 | 251.7387 | 0 | 347.9509 | 0.00053406 | 251.7387 | 0 | 347.9509 | 0.00013803 | 246.02 | -0.0069569 | 347.9987 | 0.0052398 | 246.02 | -0.0058343 | 246.02 | -0.0025504 | 347.9509 | 0.00015524 | 347.9509 | 0.00012676 | 347.9987 | 0.004152 | 251.7387 | 0 | 537.8438 | 0.01829 | 251.7387 | 0 | 536.6378 | 0 | 537.8438 | 0.01663 | 347.9509 | 4.742e-05
| 348.1123 | 0.0030813 | 251.9448 | -0.017045 | 348.1123 | 0.0087791 | 251.9448 | 0 | 348.0611 | 0 | 251.9448 | 0 | 348.0611 | 0.00016876 | 246.23 | 0.0098357 | 348.1123 | 0.008437 | 246.23 | 0.002786 | 246.23 | 0.00035706 | 348.0611 | 0.00014682 | 348.0611 | 0.00015674 | 348.1123 | 0 | 251.9448 | 0 | 537.9996 | 0.007897 | 251.9448 | 0 | 536.7946 | 0.00032174 | 537.9996 | 0.017327 | 348.0611 | 5.7297e-05
| 348.2258 | 0 | 252.1509 | 0.022085 | 348.2258 | 0.005645 | 252.1509 | 0 | 348.1713 | 0.00024284 | 252.1509 | 0 | 348.1713 | 0.00017565 | 246.43 | 0.0059973 | 348.2258 | 0.0051066 | 246.43 | -0.0014076 | 246.43 | -0.0028565 | 348.1713 | 0.00013063 | 348.1713 | 0.00016856 | 348.2258 | 0 | 252.1509 | 0 | 538.1554 | 0.015385 | 252.1509 | 0 | 536.9514 | 0 | 538.1554 | 0.016537 | 348.1713 | 5.2697e-05
| 348.3394 | 0 | 252.3571 | 0.0056231 | 348.3394 | 0 | 252.3571 | 0 | 348.2816 | 0 | 252.3571 | 0 | 348.2816 | 0.00017603 | 246.64 | -0.0064771 | 348.3394 | 0.0024997 | 246.64 | -0.011076 | 246.64 | -0.0068351 | 348.2816 | 0.00012683 | 348.2816 | 0.00013173 | 348.3394 | 0 | 252.3571 | 0 | 538.3112 | 0.002873 | 252.3571 | 0 | 537.1081 | 0.00032174 | 538.3112 | 0.017652 | 348.2816 | 4.8097e-05
| 348.4529 | 0 | 252.5632 | 0.016631 | 348.4529 | 0.0031546 | 252.5632 | 0 | 348.3918 | 0 | 252.5632 | 0 | 348.3918 | 0.0001479 | 246.85 | -0.019431 | 348.4529 | 0 | 246.85 | -0.00035917 | 246.85 | 0.0047948 | 348.3918 | 0.00012849 | 348.3918 | 0.00011014 | 348.4529 | 0 | 252.5632 | 0 | 538.467 | 0.015385 | 252.5632 | 0 | 537.2649 | 7.1499e-05 | 538.467 | 0.016816 | 348.3918 | 4.6135e-05
| 348.5664 | 0 | 252.7694 | -0.0043236 | 348.5664 | 0.00066254 | 252.7694 | 0 | 348.502 | 0.00024284 | 252.7694 | 0 | 348.502 | 0.00014231 | 247.05 | -0.041501 | 348.5664 | 0.0035081 | 247.05 | -0.013289 | 247.05 | -0.018924 | 348.502 | 0.00013261 | 348.502 | 9.8495e-05 | 348.5664 | 0 | 252.7694 | 0 | 538.6228 | 0.0055823 | 252.7694 | 0 | 537.4217 | 0.00032174 | 538.6228 | 0.01742 | 348.502 | 5.2697e-05
| 348.68 | 0 | 252.9756 | 0.018437 | 348.68 | 0 | 252.9756 | 0 | 348.6123 | 0.00053406 | 252.9756 | 0 | 348.6123 | 0.00013616 | 247.26 | 0.0079165 | 348.68 | 0 | 247.26 | -0.0092122 | 247.26 | 0.006172 | 348.6123 | 0.00012535 | 348.6123 | 9.0102e-05 | 348.68 | 0.0062632 | 252.9756 | 0 | 538.7787 | 0.019152 | 252.9756 | 0 | 537.5785 | 0.00028599 | 538.7787 | 0.016305 | 348.6123 | 5.1411e-05
| 348.7935 | 0.0047082 | 253.1818 | 0.0050844 | 348.7935 | 0 | 253.1818 | 0 | 348.7226 | 0 | 253.1818 | 0 | 348.7226 | 0.00014268 | 247.47 | -0.014634 | 348.7935 | 0.0080373 | 247.47 | -0.0059506 | 247.47 | -0.00086717 | 348.7226 | 0.00012221 | 348.7226 | 8.1708e-05 | 348.7935 | 0 | 253.1818 | 0 | 538.9345 | 0.0075793 | 253.1818 | 0 | 537.7354 | 0.00010725 | 538.9345 | 0.017234 | 348.7226 | 3.8897e-05
| 348.907 | 0 | 253.3881 | -0.0082677 | 348.907 | 0.0026565 | 253.3881 | 0 | 348.8328 | 0 | 253.3881 | 0 | 348.8328 | 0.00015125 | 247.67 | -0.0074367 | 348.907 | 0.005373 | 247.67 | -0.00094161 | 247.67 | -0.0033155 | 348.8328 | 0.0001265 | 348.8328 | 0.00012505 | 348.907 | 0.03082 | 253.3881 | 0 | 539.0904 | 0.015703 | 253.3881 | 0 | 537.8922 | 0.00028599 | 539.0904 | 0.016816 | 348.8328 | 3.6259e-05
| 349.0205 | 0 | 253.5943 | -0.016441 | 349.0205 | 0.0054662 | 253.5943 | 0 | 348.9431 | 0.00024284 | 253.5943 | 0 | 348.9431 | 0.00013784 | 247.88 | -0.0069569 | 349.0205 | 0 | 247.88 | -0.0012911 | 247.88 | 5.1009e-05 | 348.9431 | 0.00013724 | 348.9431 | 9.5069e-05 | 349.0205 | 0 | 253.5943 | 0 | 539.2462 | 0.011255 | 253.5943 | 0 | 538.049 | 0.00032174 | 539.2462 | 0.017373 | 348.9431 | 3.822e-05
| 349.1341 | 0.0025184 | 253.8006 | 0.020556 | 349.1341 | 0.0043167 | 253.8006 | 0 | 349.0534 | 0 | 253.8006 | 0 | 349.0534 | 0.00012275 | 248.09 | 0.0098357 | 349.1341 | 0.0044849 | 248.09 | -9.7074e-06 | 248.09 | 0.0028055 | 349.0534 | 0.00013294 | 349.0534 | 0.00010843 | 349.1341 | 0 | 253.8006 | 0 | 539.4021 | 0.018335 | 253.8006 | 0 | 538.2059 | 0 | 539.4021 | 0.016676 | 349.0534 | 4.9382e-05
| 349.2476 | 0 | 254.0068 | -0.012242 | 349.2476 | 0.0039755 | 254.0068 | 0 | 349.1637 | 0 | 254.0068 | 0 | 349.1637 | 0.00011567 | 248.3 | 0.0059973 | 349.2476 | 0.0014915 | 248.3 | -0.0001262 | 248.3 | -0.0082122 | 349.1637 | 0.00013608 | 349.1637 | 0.00011837 | 349.2476 | 0 | 254.0068 | 0 | 539.558 | 0.0098939 | 254.0068 | 0 | 538.3627 | 0.00010725 | 539.558 | 0.017466 | 349.1637 | 5.9935e-05
| 349.3611 | 0.0011851 | 254.2131 | 0.022632 | 349.3611 | 0 | 254.2131 | 0 | 349.2739 | 0 | 254.2131 | 0 | 349.2739 | 0.0001276 | 248.5 | 0.0064771 | 349.3611 | 0 | 248.5 | -0.002223 | 248.5 | 0.0093854 | 349.2739 | 0.0001346 | 349.2739 | 0.00015177 | 349.3611 | 0.010486 | 254.2131 | 0 | 539.7138 | 0.0118 | 254.2131 | 0 | 538.5196 | 7.1499e-05 | 539.7138 | 0.016816 | 349.2739 | 7.6441e-05
| 349.4746 | 0.0087254 | 254.4195 | -0.0021658 | 349.4746 | 0.0061289 | 254.4195 | 0 | 349.3842 | 0.00024284 | 254.4195 | 0 | 349.3842 | 0.00013542 | 248.71 | -0.017992 | 349.4746 | 0.0043903 | 248.71 | -0.0021065 | 248.71 | -0.0091305 | 349.3842 | 0.000145 | 349.3842 | 0.00016187 | 349.4746 | 0 | 254.4195 | 0 | 539.8697 | 0.0065354 | 254.4195 | 0 | 538.6764 | 0.00010725 | 539.8697 | 0.017652 | 349.3842 | 8.8955e-05
| 349.5881 | 0 | 254.6258 | -0.031837 | 349.5881 | 0 | 254.6258 | 0 | 349.4945 | 0.00024284 | 254.6258 | 0 | 349.4945 | 0.00013616 | 248.92 | 0.041023 | 349.5881 | 0 | 248.92 | 0.0019706 | 248.92 | 0.0020403 | 349.4945 | 0.00013608 | 349.4945 | 9.5069e-05 | 349.5881 | 0.0037298 | 254.6258 | 0 | 540.0256 | 0.012526 | 254.6258 | 0 | 538.8333 | 7.1499e-05 | 540.0256 | 0.016676 | 349.4945 | 7.0488e-05
| 349.7016 | 0.0020459 | 254.8321 | -0.017461 | 349.7016 | 0 | 254.8321 | 0 | 349.6048 | 0.00024284 | 254.8321 | 0 | 349.6048 | 0.00014473 | 249.12 | -0.02183 | 349.7016 | 0.0022476 | 249.12 | -0.001757 | 249.12 | -0.00025504 | 349.6048 | 0.00014005 | 349.6048 | 8.1708e-05 | 349.7016 | 0 | 254.8321 | 0 | 540.1815 | 0.0022345 | 254.8321 | 0 | 538.9902 | 0.00010725 | 540.1815 | 0.017605 | 349.6048 | 5.662e-05
| 349.8151 | 0.0014814 | 255.0385 | 0.0095065 | 349.8151 | 0 | 255.0385 | 0 | 349.7151 | 0.00024284 | 255.0385 | 0 | 349.7151 | 0.0001384 | 249.33 | -0.017512 | 349.8151 | 0.012078 | 249.33 | 0.00033976 | 249.33 | 0.0017343 | 349.7151 | 0.00013261 | 349.7151 | 6.6805e-05 | 349.8151 | 0.0020408 | 255.0385 | 0 | 540.3374 | 0.018426 | 255.0385 | 0 | 539.1471 | 7.1499e-05 | 540.3374 | 0.016537 | 349.7151 | 4.8097e-05
| 349.9286 | 0 | 255.2449 | -0.00668 | 349.9286 | 0 | 255.2449 | 0 | 349.8254 | 0.00024284 | 255.2449 | 0 | 349.8254 | 0.00014045 | 249.54 | -0.015593 | 349.9286 | 0.0030039 | 249.54 | -0.002689 | 249.54 | -0.0051518 | 349.8254 | 0.00014219 | 349.8254 | 0.00012008 | 349.9286 | 0.0033734 | 255.2449 | 0 | 540.4934 | 0.010711 | 255.2449 | 0 | 539.3039 | 0.00010725 | 540.4934 | 0.017327 | 349.8254 | 5.1411e-05
| 350.0421 | 0 | 255.4513 | 0.0038395 | 350.0421 | 0 | 255.4513 | 0 | 349.9358 | 0 | 255.4513 | 0 | 349.9358 | 0.0001302 | 249.74 | 0.011275 | 350.0421 | 0.0012187 | 249.74 | 0.0010387 | 249.74 | 0.0029585 | 349.9358 | 0.00014005 | 349.9358 | 0.00012505 | 350.0421 | 0.009641 | 255.4513 | 0 | 540.6493 | 0.0093493 | 255.4513 | 0 | 539.4608 | 0 | 540.6493 | 0.016258 | 349.9358 | 6.1288e-05
| 350.1556 | 0.0051518 | 255.6577 | 0.0033292 | 350.1556 | 0.001822 | 255.6577 | 0 | 350.0461 | 0 | 255.6577 | 0 | 350.0461 | 0.0001479 | 249.95 | 0.0079165 | 350.1556 | 0.0012394 | 249.95 | -0.002456 | 249.95 | -0.0091305 | 350.0461 | 0.00015029 | 350.0461 | 0.00013841 | 350.1556 | 0.00084329 | 255.6577 | 0 | 540.8053 | 0.0080785 | 255.6577 | 0 | 539.6178 | 0.00032174 | 540.8053 | 0.017327 | 350.0461 | 5.3982e-05
| 350.2691 | 0 | 255.8642 | 0.04049 | 350.2691 | 0 | 255.8642 | 0 | 350.1564 | 0.00024284 | 255.8642 | 0 | 350.1564 | 0.00014473 | 250.16 | 0.02327 | 350.2691 | 0.011323 | 250.16 | -0.0075817 | 250.16 | -0.00056109 | 350.1564 | 0.00013575 | 350.1564 | 0.00014012 | 350.2691 | 0.019775 | 255.8642 | 0 | 540.9612 | 0.010529 | 255.8642 | 0 | 539.7747 | 0 | 540.9612 | 0.016723 | 350.1564 | 5.202e-05
| 350.3826 | 0.0024896 | 256.0706 | -0.019753 | 350.3826 | 0.0099348 | 256.0706 | 0 | 350.2668 | 0 | 256.0706 | 0 | 350.2668 | 0.00015312 | 250.36 | -0.022311 | 350.3826 | 0.0026258 | 250.36 | -0.011309 | 250.36 | -0.010813 | 350.2668 | 0.00013377 | 350.2668 | 0.0001235 | 350.3826 | 0 | 256.0706 | 0 | 541.1172 | 0.012299 | 256.0706 | 0 | 539.9316 | 0.00032174 | 541.1172 | 0.017605 | 350.2668 | 6.6564e-05
| 350.4961 | 0.0077032 | 256.2771 | -0.006941 | 350.4961 | 0 | 256.2771 | 0 | 350.3771 | 0.00024284 | 256.2771 | 0 | 350.3771 | 0.00014362 | 250.57 | 0.011755 | 350.4961 | 0.0050178 | 250.57 | -0.0023395 | 250.57 | 0.0041827 | 350.3771 | 0.00012072 | 350.3771 | 0.00010346 | 350.4961 | 0 | 256.2771 | 0 | 541.2731 | 0.017382 | 256.2771 | 0 | 540.0885 | 0 | 541.2731 | 0.016584 | 350.3771 | 7.0488e-05
| 350.6096 | 0.003525 | 256.4836 | -0.0018071 | 350.6096 | 0 | 256.4836 | 0 | 350.4875 | 0 | 256.4836 | 0 | 350.4875 | 0.00014473 | 250.78 | -0.017992 | 350.6096 | 0.007016 | 250.78 | -0.010261 | 250.78 | -0.0079064 | 350.4875 | 0.00013526 | 350.4875 | 7.006e-05 | 350.6096 | 0 | 256.4836 | 0 | 541.4291 | 0.011891 | 256.4836 | 0 | 540.2454 | 0.00032174 | 541.4291 | 0.017373 | 350.4875 | 8.2326e-05
| 350.7231 | 0.0054811 | 256.6901 | 0.019756 | 350.7231 | 0 | 256.6901 | 0 | 350.5978 | 0.00024284 | 256.6901 | 0 | 350.5978 | 0.00013188 | 250.99 | 0.042462 | 350.7231 | 0.0026054 | 250.99 | -0.0060669 | 250.99 | -0.0065293 | 350.5978 | 0.00014649 | 350.5978 | 9.1815e-05 | 350.7231 | 0.013019 | 256.6901 | 0 | 541.5851 | 0.014932 | 256.6901 | 0 | 540.4024 | 0.00028599 | 541.5851 | 0.016537 | 350.5978 | 5.3982e-05
| 350.8366 | 0.00889 | 256.8966 | -0.013052 | 350.8366 | 0.0054662 | 256.8966 | 0 | 350.7082 | 0.00024284 | 256.8966 | 0 | 350.7082 | 0.00013803 | 251.19 | -0.016553 | 350.8366 | 0 | 251.19 | -0.0011746 | 251.19 | -0.0086717 | 350.7082 | 0.00017341 | 350.7082 | 7.5028e-05 | 350.8366 | 0.024071 | 256.8966 | 0 | 541.7411 | 0.015658 | 256.8966 | 0 | 540.5593 | 0.00010725 | 541.7411 | 0.017466 | 350.7082 | 4.4106e-05
| 350.9501 | 0 | 257.1032 | 0.0006252 | 350.9501 | 0 | 257.1032 | 0 | 350.8186 | 0 | 257.1032 | 0 | 350.8186 | 0.00014268 | 251.4 | -0.00071969 | 350.9501 | 0.0012187 | 251.4 | -0.00024269 | 251.4 | 0.0092325 | 350.8186 | 0.00016531 | 350.8186 | 9.1815e-05 | 350.9501 | 0.004152 | 257.1032 | 0 | 541.8971 | 0.011891 | 257.1032 | 0 | 540.7163 | 0 | 541.8971 | 0.016537 | 350.8186 | 4.4782e-05
| 351.0635 | 0.0027855 | 257.3098 | -0.028727 | 351.0635 | 0.0031472 | 257.3098 | 0 | 350.9289 | 0.00024284 | 257.3098 | 0 | 350.9289 | 0.00014268 | 251.61 | -0.019431 | 351.0635 | 0.0072824 | 251.61 | -0.001757 | 251.61 | -0.0016323 | 350.9289 | 0.00016036 | 350.9289 | 0.00010004 | 351.0635 | 0 | 257.3098 | 0 | 542.0531 | 0.0082147 | 257.3098 | 0 | 540.8732 | 0 | 542.0531 | 0.017698 | 350.9289 | 5.1411e-05
| 351.177 | 0.0057774 | 257.5163 | 0.0010757 | 351.177 | 0.0013283 | 257.5163 | 0 | 351.0393 | 0.00024284 | 257.5163 | 0 | 351.0393 | 0.00013393 | 251.81 | 0.020391 | 351.177 | 0.0021011 | 251.81 | 0.0051159 | 251.81 | 0.0084671 | 351.0393 | 0.00013311 | 351.0393 | 0.00010843 | 351.177 | 0.010486 | 257.5163 | 0 | 542.2091 | 0.018653 | 257.5163 | 0 | 541.0302 | 0.00028599 | 542.2091 | 0.016723 | 351.0393 | 6.4535e-05
| 351.2905 | 0.0036729 | 257.7229 | 0.003144 | 351.2905 | 0.0082822 | 257.7229 | 0 | 351.1497 | 0.00024284 | 257.7229 | 0 | 351.1497 | 0.00013281 | 252.02 | -0.012235 | 351.2905 | 0.0028778 | 252.02 | -0.00059213 | 252.02 | -0.0054579 | 351.1497 | 0.00014219 | 351.1497 | 0.00010004 | 351.2905 | 0 | 257.7229 | 0 | 542.3651 | 0.012617 | 257.7229 | 0 | 541.1872 | 0 | 542.3651 | 0.01728 | 351.1497 | 7.2449e-05
| 351.404 | 0.0081476 | 257.9296 | -0.022324 | 351.404 | 0.01366 | 257.9296 | 0 | 351.2601 | 0 | 257.9296 | 0 | 351.2601 | 0.00014175 | 252.23 | -0.0098357 | 351.404 | 0.010036 | 252.23 | 0.0069796 | 252.23 | 0.0093854 | 351.2601 | 0.00013757 | 351.2601 | 9.0102e-05 | 351.404 | 0 | 257.9296 | 0 | 542.5212 | 0.0098031 | 257.9296 | 0 | 541.3442 | 7.1499e-05 | 542.5212 | 0.01598 | 351.2601 | 7.7049e-05
| 351.5174 | 0.0073704 | 258.1362 | 0.013655 | 351.5174 | 0.0039755 | 258.1362 | 0 | 351.3705 | 0.00053406 | 258.1362 | 0 | 351.3705 | 0.00015349 | 252.44 | 0.0031186 | 351.5174 | 0.0028778 | 252.44 | -0.0050185 | 252.44 | 0.0057129 | 351.3705 | 0.00015689 | 351.3705 | 0.00010004 | 351.5174 | 0 | 258.1362 | 0 | 542.6772 | 0.0072616 | 258.1362 | 0 | 541.5012 | 0.00010725 | 542.6772 | 0.016491 | 351.3705 | 7.9688e-05
| 351.6309 | 0.0047404 | 258.3428 | -0.0097709 | 351.6309 | 0 | 258.3428 | 0 | 351.4809 | 0 | 258.3428 | 0 | 351.4809 | 0.00015312 | 252.64 | 0.0079165 | 351.6309 | 0.0042442 | 252.64 | -0.0037373 | 252.64 | 0.00081613 | 351.4809 | 0.00013608 | 351.4809 | 7.9995e-05 | 351.6309 | 0 | 258.3428 | 0 | 542.8333 | 0.009667 | 258.3428 | 0 | 541.6581 | 0.00050049 | 542.8333 | 0.01584 | 351.4809 | 6.2573e-05
| 351.7444 | 0.0069267 | 258.5495 | -0.00075991 | 351.7444 | 0 | 258.5495 | 0 | 351.5913 | 0 | 258.5495 | 0 | 351.5913 | 0.00014492 | 252.85 | -0.017992 | 351.7444 | 0.0021216 | 252.85 | -0.010261 | 252.85 | 0.0012752 | 351.5913 | 0.0001412 | 351.5913 | 8.5134e-05 | 351.7444 | 0 | 258.5495 | 0 | 542.9893 | 0.0074431 | 258.5495 | 0 | 541.8152 | 0 | 542.9893 | 0.016955 | 351.5913 | 5.1411e-05
| 351.8578 | 0.0045922 | 258.7562 | 0.0049156 | 351.8578 | 0.0018263 | 258.7562 | 0 | 351.7017 | 0.00024284 | 258.7562 | 0 | 351.7017 | 0.00011698 | 253.06 | 0.002159 | 351.8578 | 0.0051066 | 253.06 | -0.0030384 | 253.06 | -0.00086717 | 351.7017 | 0.00014071 | 351.7017 | 7.6741e-05 | 351.8578 | 0 | 258.7562 | 0 | 543.1454 | 0.013343 | 258.7562 | 0 | 541.9722 | 0 | 543.1454 | 0.016537 | 351.7017 | 4.742e-05
| 351.9713 | 0.0051518 | 258.9629 | -0.012358 | 351.9713 | 0.0036442 | 258.9629 | 0 | 351.8121 | 0.00024284 | 258.9629 | 0 | 351.8121 | 0.0001153 | 253.26 | 0.037664 | 351.9713 | 0.0054174 | 253.26 | -0.0001262 | 253.26 | -0.0076005 | 351.8121 | 0.00013988 | 351.8121 | 0.00010004 | 351.9713 | 0 | 258.9629 | 0 | 543.3015 | 0.013343 | 258.9629 | 0 | 542.1292 | 0 | 543.3015 | 0.017559 | 351.8121 | 6.3926e-05
| 352.0847 | 0.004296 | 259.1696 | 0.0036818 | 352.0847 | 0 | 259.1696 | 0 | 351.9225 | 0.00024284 | 259.1696 | 0 | 351.9225 | 0.00012629 | 253.47 | 0.010795 | 352.0847 | 0 | 253.47 | 0.0053486 | 253.47 | 0.0020403 | 351.9225 | 0.00013658 | 351.9225 | 0.00012179 | 352.0847 | 0 | 259.1696 | 0 | 543.4575 | 0.020832 | 259.1696 | 0 | 542.2862 | 0.00028599 | 543.4575 | 0.016537 | 351.9225 | 7.4411e-05
| 352.1982 | 0.007814 | 259.3764 | 0.012043 | 352.1982 | 0 | 259.3764 | 0 | 352.033 | 0.00024284 | 259.3764 | 0 | 352.033 | 0.00014529 | 253.68 | -0.0055175 | 352.1982 | 0.0024997 | 253.68 | -0.0060669 | 253.68 | -0.0077534 | 352.033 | 0.00013146 | 352.033 | 0.00014012 | 352.1982 | 0 | 259.3764 | 0 | 543.6136 | 0.010302 | 259.3764 | 0 | 542.4432 | 0.00010725 | 543.6136 | 0.017095 | 352.033 | 8.8955e-05
| 352.3116 | 0.0097955 | 259.5831 | 0.0016091 | 352.3116 | 0.0034866 | 259.5831 | 0 | 352.1434 | 0.00053406 | 259.5831 | 0 | 352.1434 | 0.00016224 | 253.89 | 0.024228 | 352.3116 | 0.00071442 | 253.89 | 0.0047664 | 253.89 | -0.0027035 | 352.1434 | 0.00014351 | 352.1434 | 0.00012847 | 352.3116 | 0 | 259.5831 | 0 | 543.7697 | 0.011255 | 259.5831 | 0 | 542.6003 | 0 | 543.7697 | 0.016165 | 352.1434 | 7.7049e-05
| 352.4251 | 0.009137 | 259.7899 | -0.0097239 | 352.4251 | 0.002319 | 259.7899 | 0 | 352.2539 | 0.00053406 | 259.7899 | 0 | 352.2539 | 0.00015908 | 254.09 | -0.011755 | 352.4251 | 0.00023106 | 254.09 | -0.01061 | 254.09 | -0.010049 | 352.2539 | 0.00012683 | 352.2539 | 0.00011511 | 352.4251 | 0.0046383 | 259.7899 | 0 | 543.9258 | 0.013162 | 259.7899 | 0 | 542.7573 | 0.00010725 | 543.9258 | 0.017048 | 352.2539 | 7.5764e-05
| 352.5385 | 0.020579 | 259.9967 | -0.0088067 | 352.5385 | 0.0086336 | 259.9967 | 0 | 352.3643 | 0 | 259.9967 | 0 | 352.3643 | 0.0001561 | 254.3 | 0.027109 | 352.5385 | 0.0027314 | 254.3 | -0.0028054 | 254.3 | -0.0028565 | 352.3643 | 0.00011461 | 352.3643 | 0.00012847 | 352.5385 | 0 | 259.9967 | 0 | 544.082 | 0.012617 | 259.9967 | 0 | 542.9144 | 0 | 544.082 | 0.016398 | 352.3643 | 5.3982e-05
| 352.652 | 0.016216 | 260.2035 | -0.011294 | 352.652 | 0.0049694 | 260.2035 | 0 | 352.4748 | 0 | 260.2035 | 0 | 352.4748 | 0.00015777 | 254.51 | -0.027587 | 352.652 | 0.0012394 | 254.51 | 0.0033685 | 254.51 | -0.00010202 | 352.4748 | 0.00011775 | 352.4748 | 0.00011014 | 352.652 | 0 | 260.2035 | 0 | 544.2381 | 0.012209 | 260.2035 | 0 | 543.0714 | 0 | 544.2381 | 0.016955 | 352.4748 | 3.9506e-05
| 352.7654 | 0.01671 | 260.4103 | 0.013563 | 352.7654 | 0 | 260.4103 | 0 | 352.5852 | 0 | 260.4103 | 0 | 352.5852 | 0.00015647 | 254.72 | 0.0093559 | 352.7654 | 0.0044849 | 254.72 | 0.003485 | 254.72 | 0.0078554 | 352.5852 | 0.00012386 | 352.5852 | 0.00010843 | 352.7654 | 0.017241 | 260.4103 | 0 | 544.3942 | 0.019561 | 260.4103 | 0 | 543.2285 | 0.00028599 | 544.3942 | 0.016119 | 352.5852 | 4.4106e-05
| 352.8789 | 0.025847 | 260.6172 | -0.015483 | 352.8789 | 0.00082819 | 260.6172 | 0 | 352.6957 | 0.00053406 | 260.6172 | 0 | 352.6957 | 0.00015647 | 254.92 | -0.0093559 | 352.8789 | 0.0059059 | 254.92 | -0.0072322 | 254.92 | -0.0048458 | 352.6957 | 0.00015177 | 352.6957 | 8.8389e-05 | 352.8789 | 0 | 260.6172 | 0 | 544.5504 | 0.012072 | 260.6172 | 0 | 543.3856 | 0.00010725 | 544.5504 | 0.016816 | 352.6957 | 5.7297e-05
| 352.9923 | 0.028563 | 260.8241 | 0.023622 | 352.9923 | 0.0058111 | 260.8241 | 0 | 352.8062 | 0.00024284 | 260.8241 | 0 | 352.8062 | 0.00014362 | 255.13 | -0.0083963 | 352.9923 | 0.0013447 | 255.13 | -0.002689 | 255.13 | 0.0047948 | 352.8062 | 0.0001341 | 352.8062 | 0.00013173 | 352.9923 | 0 | 260.8241 | 0 | 544.7065 | 0.014115 | 260.8241 | 0 | 543.5427 | 7.1499e-05 | 544.7065 | 0.016212 | 352.8062 | 7.3803e-05
| 353.1057 | 0.031197 | 261.0309 | -0.020456 | 353.1057 | 0.0087791 | 261.0309 | 0 | 352.9166 | 0.00024284 | 261.0309 | 0 | 352.9166 | 0.00014566 | 255.34 | 0.0083963 | 353.1057 | 0.011323 | 255.34 | -0.00094161 | 255.34 | -0.0080593 | 352.9166 | 0.00014302 | 352.9166 | 0.00016856 | 353.1057 | 0 | 261.0309 | 0 | 544.8627 | 0.01357 | 261.0309 | 0 | 543.6997 | 0.00010725 | 544.8627 | 0.017002 | 352.9166 | 6.2573e-05
| 353.2192 | 0.034819 | 261.2378 | 0.042403 | 353.2192 | 0 | 261.2378 | 0 | 353.0271 | 0.00053406 | 261.2378 | 0 | 353.0271 | 0.00013747 | 255.54 | 0.0088761 | 353.2192 | 0.001975 | 255.54 | -0.0043198 | 255.54 | -0.0030095 | 353.0271 | 0.00012386 | 353.0271 | 0.00015348 | 353.2192 | 0.0075298 | 261.2378 | 0 | 545.0189 | 0.013797 | 261.2378 | 0 | 543.8568 | 7.1499e-05 | 545.0189 | 0.015887 | 353.0271 | 5.9259e-05
| 353.3326 | 0.028234 | 261.4448 | -0.00053446 | 353.3326 | 0.0011595 | 261.4448 | 0 | 353.1376 | 0.00053406 | 261.4448 | 0 | 353.1376 | 0.00013132 | 255.75 | -0.024228 | 353.3326 | 0.0074157 | 255.75 | 0.003019 | 255.75 | 0.0087736 | 353.1376 | 0.00014682 | 353.1376 | 0.0001235 | 353.3326 | 0 | 261.4448 | 0 | 545.175 | 0.014614 | 261.4448 | 0 | 544.014 | 0 | 545.175 | 0.016816 | 353.1376 | 5.9935e-05
| 353.446 | 0.037206 | 261.6517 | 0.0039008 | 353.446 | 0 | 261.6517 | 0 | 353.2481 | 0 | 261.6517 | 0 | 353.2481 | 0.00012182 | 255.96 | 0.015593 | 353.446 | 0.0051066 | 255.96 | 0.00057274 | 255.96 | 0.0011222 | 353.2481 | 0.00013427 | 353.2481 | 0.0001134 | 353.446 | 0 | 261.6517 | 0 | 545.3312 | 0.015159 | 261.6517 | 0 | 544.1711 | 0 | 545.3312 | 0.015654 | 353.2481 | 6.5211e-05
| 353.5594 | 0.042145 | 261.8586 | 0.011041 | 353.5594 | 0.0054662 | 261.8586 | 0 | 353.3586 | 0.00024284 | 261.8586 | 0 | 353.3586 | 0.00011977 | 256.17 | 0.0098357 | 353.5594 | 0.005151 | 256.17 | -0.0060669 | 256.17 | -0.0025504 | 353.3586 | 0.00014583 | 353.3586 | 0.00010672 | 353.5594 | 0 | 261.8586 | 0 | 545.4874 | 0.0082147 | 261.8586 | 0 | 544.3282 | 0.00010725 | 545.4874 | 0.016862 | 353.3586 | 6.0611e-05
| 353.6729 | 0.051859 | 262.0656 | 0.015063 | 353.6729 | 0 | 262.0656 | 0 | 353.4691 | 0.00024284 | 262.0656 | 0 | 353.4691 | 0.00013356 | 256.37 | 0.0093559 | 353.6729 | 0.0013447 | 256.37 | -0.001524 | 256.37 | 0.0073959 | 353.4691 | 0.00013839 | 353.4691 | 0.00015519 | 353.6729 | 0.0071077 | 262.0656 | 0 | 545.6436 | 0.019379 | 262.0656 | 0 | 544.4853 | 0 | 545.6436 | 0.01584 | 353.4691 | 5.4659e-05
| 353.7863 | 0.061654 | 262.2726 | 0.00082098 | 353.7863 | 0.0064601 | 262.2726 | 0 | 353.5796 | 0 | 262.2726 | 0 | 353.5796 | 0.00015796 | 256.58 | -0.018952 | 353.7863 | 0.0036341 | 256.58 | -0.00199 | 256.58 | 5.1009e-05 | 353.5796 | 0.00015607 | 353.5796 | 0.00015674 | 353.7863 | 0 | 262.2726 | 0 | 545.7998 | 0.0118 | 262.2726 | 0 | 544.6424 | 0.00010725 | 545.7998 | 0.016955 | 353.5796 | 5.865e-05
| 353.8997 | 0.056139 | 262.4796 | -0.0046765 | 353.8997 | 0.0031546 | 262.4796 | 0 | 353.6901 | 0.00053406 | 262.4796 | 0 | 353.6901 | 0.00017957 | 256.79 | -0.012714 | 353.8997 | 0.010568 | 256.79 | 0.00092222 | 256.79 | 0.0047948 | 353.6901 | 0.00015375 | 353.6901 | 0.0001701 | 353.8997 | 0.0016187 | 262.4796 | 0 | 545.9561 | 0.0066262 | 262.4796 | 0 | 544.7996 | 7.1499e-05 | 545.9561 | 0.015701 | 353.6901 | 5.9935e-05
| 354.0131 | 0.083961 | 262.6866 | -0.018467 | 354.0131 | 0.0091104 | 262.6866 | 0 | 353.8007 | 0 | 262.6866 | 0 | 353.8007 | 0.00016094 | 257 | -0.018952 | 354.0131 | 0.0052842 | 257 | 0.0012716 | 257 | 0.0047948 | 353.8007 | 0.00014335 | 353.8007 | 0.0001468 | 354.0131 | 0 | 262.6866 | 0 | 546.1123 | 0.0085324 | 262.6866 | 0 | 544.9567 | 0 | 546.1123 | 0.016305 | 353.8007 | 6.8526e-05
| 354.1265 | 0.099437 | 262.8937 | 0.016922 | 354.1265 | 0 | 262.8937 | 0 | 353.9112 | 0.00024284 | 262.8937 | 0 | 353.9112 | 0.00013095 | 257.2 | -0.017992 | 354.1265 | 0 | 257.2 | 0.0038344 | 257.2 | 0.0044887 | 353.9112 | 0.00012882 | 353.9112 | 0.00013687 | 354.1265 | 0 | 262.8937 | 0 | 546.2685 | 0.0094854 | 262.8937 | 0 | 545.1139 | 7.1499e-05 | 546.2685 | 0.015376 | 353.9112 | 6.1288e-05
| 354.2399 | 0.11384 | 263.1007 | 0.01377 | 354.2399 | 0 | 263.1007 | 0 | 354.0217 | 0.00024284 | 263.1007 | 0 | 354.0217 | 0.00012052 | 257.41 | -0.040542 | 354.2399 | 0 | 257.41 | -0.0029219 | 257.41 | -0.0057639 | 354.0217 | 0.00012238 | 354.0217 | 0.00011511 | 354.2399 | 0 | 263.1007 | 0 | 546.4248 | 0.011346 | 263.1007 | 0 | 545.271 | 0.00032174 | 546.4248 | 0.016305 | 354.0217 | 5.865e-05
| 354.3533 | 0.11656 | 263.3078 | 0.0043794 | 354.3533 | 0 | 263.3078 | 0 | 354.1323 | 0.00024284 | 263.3078 | 0 | 354.1323 | 0.0001302 | 257.62 | -0.0079165 | 354.3533 | 0 | 257.62 | -0.0042033 | 257.62 | 0.0063253 | 354.1323 | 0.00013146 | 354.1323 | 9.1815e-05 | 354.3533 | 0 | 263.3078 | 0 | 546.581 | 0.014432 | 263.3078 | 0 | 545.4282 | 0 | 546.581 | 0.015933 | 354.1323 | 5.9259e-05
| 354.4667 | 0.13072 | 263.5149 | 0.00053842 | 354.4667 | 0.0053006 | 263.5149 | 0 | 354.2428 | 0.00024284 | 263.5149 | 0 | 354.2428 | 0.00014697 | 257.83 | -0.028548 | 354.4667 | 0.0011133 | 257.83 | -0.0063001 | 257.83 | -0.0027035 | 354.2428 | 0.00014302 | 354.2428 | 3.3403e-05 | 354.4667 | 0.0063249 | 263.5149 | 0 | 546.7373 | 0.013797 | 263.5149 | 0 | 545.5854 | 0.00032174 | 546.7373 | 0.017048 | 354.2428 | 6.0611e-05
| 354.5802 | 0.15187 | 263.722 | 0.047151 | 354.5802 | 0.00049804 | 263.722 | 0 | 354.3534 | 0 | 263.722 | 0 | 354.3534 | 0.00013877 | 258.04 | -0.013194 | 354.5802 | 0.0023533 | 258.04 | -0.0044363 | 258.04 | -0.0040807 | 354.3534 | 0.00015078 | 354.3534 | 5.0018e-05 | 354.5802 | 0 | 263.722 | 0 | 546.8936 | 0.015567 | 263.722 | 0 | 545.7426 | 0 | 546.8936 | 0.016305 | 354.3534 | 5.1411e-05
| 354.6936 | 0.19443 | 263.9291 | 0.012264 | 354.6936 | 0.0026503 | 263.9291 | 0 | 354.4639 | 0.00024284 | 263.9291 | 0 | 354.4639 | 0.00012443 | 258.24 | -0.041023 | 354.6936 | 0 | 258.24 | -0.0081638 | 258.24 | 0.0014282 | 354.4639 | 0.0001592 | 354.4639 | 7.9995e-05 | 354.6936 | 0 | 263.9291 | 0 | 547.0498 | 0.0093947 | 263.9291 | 0 | 545.8997 | 0.00032174 | 547.0498 | 0.016816 | 354.4639 | 4.5459e-05
| 354.8069 | 0.20398 | 264.1363 | 0.028124 | 354.8069 | 0 | 264.1363 | 0 | 354.5745 | 0 | 264.1363 | 0 | 354.5745 | 0.00012704 | 258.45 | 0.026148 | 354.8069 | 0.0077709 | 258.45 | -0.0042033 | 258.45 | -0.0027035 | 354.5745 | 0.00014186 | 354.5745 | 0.00012676 | 354.8069 | 0.0071077 | 264.1363 | 0 | 547.2061 | 0.017155 | 264.1363 | 0 | 546.0569 | 0.00050049 | 547.2061 | 0.015701 | 354.5745 | 4.6744e-05
| 354.9203 | 0.24744 | 264.3434 | -0.01991 | 354.9203 | 0.0041411 | 264.3434 | 0 | 354.6851 | 0 | 264.3434 | 0 | 354.6851 | 0.0001384 | 258.66 | -0.024228 | 354.9203 | 0.0075489 | 258.66 | -0.0051353 | 258.66 | 0.0020403 | 354.6851 | 0.00014996 | 354.6851 | 0.00013173 | 354.9203 | 0 | 264.3434 | 0 | 547.3624 | 0.013162 | 264.3434 | 0 | 546.2141 | 0.00032174 | 547.3624 | 0.016444 | 354.6851 | 4.9382e-05
| 355.0337 | 0.2597 | 264.5506 | 0.017568 | 355.0337 | 0 | 264.5506 | 0 | 354.7956 | 0.00024284 | 264.5506 | 0 | 354.7956 | 0.0001479 | 258.87 | -0.00071969 | 355.0337 | 0.0022272 | 258.87 | -0.0029219 | 258.87 | 0.0086207 | 354.7956 | 0.00013261 | 354.7956 | 0.00011014 | 355.0337 | 0.0037298 | 264.5506 | 0 | 547.5187 | 0.017473 | 264.5506 | 0 | 546.3713 | 0 | 547.5187 | 0.015562 | 354.7956 | 5.4659e-05
| 355.1471 | 0.29049 | 264.7578 | -0.034727 | 355.1471 | 0.013278 | 264.7578 | 0 | 354.9062 | 0.00024284 | 264.7578 | 0 | 354.9062 | 0.00014101 | 259.07 | -0.0035984 | 355.1471 | 0.0066608 | 259.07 | -0.0023395 | 259.07 | -0.0033155 | 354.9062 | 0.00015656 | 354.9062 | 8.1708e-05 | 355.1471 | 0 | 264.7578 | 0 | 547.675 | 0.014841 | 264.7578 | 0 | 546.5286 | 0 | 547.675 | 0.016584 | 354.9062 | 5.865e-05
| 355.2605 | 0.3412 | 264.965 | 0.0071655 | 355.2605 | 0.00099619 | 264.965 | 0 | 355.0168 | 0.00024284 | 264.965 | 0 | 355.0168 | 0.00014213 | 259.28 | 0.041501 | 355.2605 | 0.0058615 | 259.28 | -0.00199 | 259.28 | -0.0092835 | 355.0168 | 0.00013757 | 355.0168 | 0.00011837 | 355.2605 | 0 | 264.965 | 0 | 547.8314 | 0.014523 | 264.965 | 0 | 546.6858 | 7.1499e-05 | 547.8314 | 0.015515 | 355.0168 | 5.3373e-05
| 355.3739 | 0.35585 | 265.1723 | -0.035533 | 355.3739 | 0.0082822 | 265.1723 | 0 | 355.1274 | 0.00024284 | 265.1723 | 0 | 355.1274 | 0.00014883 | 259.49 | -0.0093559 | 355.3739 | 0 | 259.49 | -0.0079311 | 259.49 | -0.0094364 | 355.1274 | 0.00014963 | 355.1274 | 0.00012847 | 355.3739 | 0 | 265.1723 | 0 | 547.9877 | 0.0086231 | 265.1723 | 0 | 546.843 | 0.00032174 | 547.9877 | 0.016165 | 355.1274 | 5.9935e-05
| 355.4873 | 0.39297 | 265.3795 | 0.010139 | 355.4873 | 0.0038187 | 265.3795 | 0 | 355.238 | 0 | 265.3795 | 0 | 355.238 | 0.00015386 | 259.7 | 0.031905 | 355.4873 | 0 | 259.7 | -0.00199 | 259.7 | -0.0011732 | 355.238 | 0.00012997 | 355.238 | 0.00013173 | 355.4873 | 0 | 265.3795 | 0 | 548.144 | 0.012844 | 265.3795 | 0 | 547.0003 | 0.00028599 | 548.144 | 0.015097 | 355.238 | 5.9935e-05
| 355.6007 | 0.445 | 265.5868 | -0.017527 | 355.6007 | 0.0048037 | 265.5868 | 0 | 355.3486 | 0.00024284 | 265.5868 | 0 | 355.3486 | 0.00015256 | 259.9 | 0.00071969 | 355.6007 | 0.0052842 | 259.9 | -0.0081638 | 259.9 | -0.0014792 | 355.3486 | 0.00013179 | 355.3486 | 9.3356e-05 | 355.6007 | 0 | 265.5868 | 0 | 548.3004 | 0.009667 | 265.5868 | 0 | 547.1575 | 0.00053624 | 548.3004 | 0.016351 | 355.3486 | 8.5641e-05
| 355.714 | 0.4794 | 265.7941 | -0.00045761 | 355.714 | 0 | 265.7941 | 0 | 355.4592 | 0 | 265.7941 | 0 | 355.4592 | 0.00014213 | 260.11 | -0.010315 | 355.714 | 0.0077709 | 260.11 | -0.0016406 | 260.11 | -0.0077534 | 355.4592 | 0.00014616 | 355.4592 | 6.5092e-05 | 355.714 | 0.0033074 | 265.7941 | 0 | 548.4567 | 0.018426 | 265.7941 | 0 | 547.3147 | 7.1499e-05 | 548.4567 | 0.015794 | 355.4592 | 6.8526e-05
| 355.8274 | 0.50739 | 266.0014 | -0.010275 | 355.8274 | 0.0096482 | 266.0014 | 0 | 355.5698 | 0 | 266.0014 | 0 | 355.5698 | 0.00014436 | 260.32 | -0.0050378 | 355.8274 | 0 | 260.32 | -0.0028054 | 260.32 | -0.0023974 | 355.5698 | 0.0001554 | 355.5698 | 0.00010346 | 355.8274 | 0 | 266.0014 | 0 | 548.6131 | 0.0097577 | 266.0014 | 0 | 547.472 | 0.00010725 | 548.6131 | 0.016723 | 355.5698 | 7.1164e-05
| 355.9408 | 0.54707 | 266.2087 | 0.0016222 | 355.9408 | 0 | 266.2087 | 0 | 355.6805 | 0 | 266.2087 | 0 | 355.6805 | 0.0001371 | 260.53 | -0.0002399 | 355.9408 | 0.0046181 | 260.53 | -0.00094161 | 260.53 | -0.00010202 | 355.6805 | 0.00014963 | 355.6805 | 0.00011168 | 355.9408 | 0 | 266.2087 | 0 | 548.7694 | 0.009077 | 266.2087 | 0 | 547.6293 | 0 | 548.7694 | 0.015887 | 355.6805 | 5.202e-05
| 356.0542 | 0.59555 | 266.4161 | 0.006709 | 356.0542 | 0.01089 | 266.4161 | 0 | 355.7911 | 0 | 266.4161 | 0 | 355.7911 | 0.00013747 | 260.74 | -0.017032 | 356.0542 | 0.0026258 | 260.74 | -0.013755 | 260.74 | -0.0037746 | 355.7911 | 0.00013195 | 355.7911 | 0.00012179 | 356.0542 | 0 | 266.4161 | 0 | 548.9258 | 0.010529 | 266.4161 | 0 | 547.7865 | 0.00032174 | 548.9258 | 0.016537 | 355.7911 | 5.3373e-05
| 356.1675 | 0.61876 | 266.6234 | 0.011823 | 356.1675 | 0.0033205 | 266.6234 | 0 | 355.9017 | 0.00024284 | 266.6234 | 0 | 355.9017 | 0.0001397 | 260.94 | 0.010315 | 356.1675 | 0.0026054 | 260.94 | 0.00022327 | 260.94 | -0.0042337 | 355.9017 | 0.0001265 | 355.9017 | 0.00010843 | 356.1675 | 0 | 266.6234 | 0 | 549.0822 | 0.010121 | 266.6234 | 0 | 547.9438 | 7.1499e-05 | 549.0822 | 0.015515 | 355.9017 | 3.6259e-05
| 356.2809 | 0.67474 | 266.8308 | -0.031883 | 356.2809 | 0.0077853 | 266.8308 | 0 | 356.0124 | 0.00024284 | 266.8308 | 0 | 356.0124 | 0.00015908 | 261.15 | -0.0079165 | 356.2809 | 0.005151 | 261.15 | 0.0015046 | 261.15 | -0.0085181 | 356.0124 | 0.00012502 | 356.0124 | 0.00012179 | 356.2809 | 0 | 266.8308 | 0 | 549.2386 | 0.014523 | 266.8308 | 0 | 548.1011 | 0.00010725 | 549.2386 | 0.016165 | 356.0124 | 6.4535e-05
| 356.3943 | 0.70585 | 267.0382 | 0.00053217 | 356.3943 | 0 | 267.0382 | 0 | 356.123 | 0.00024284 | 267.0382 | 0 | 356.123 | 0.00016187 | 261.36 | 0.026148 | 356.3943 | 0.0062611 | 261.36 | -0.0082806 | 261.36 | 0.0046418 | 356.123 | 0.00013195 | 356.123 | 0.00012008 | 356.3943 | 0 | 267.0382 | 0 | 549.395 | 0.013979 | 267.0382 | 0 | 548.2584 | 0 | 549.395 | 0.015329 | 356.123 | 5.1411e-05
| 356.5076 | 0.74314 | 267.2456 | 0.0033735 | 356.5076 | 0.0062945 | 267.2456 | 0 | 356.2336 | 0.00024284 | 267.2456 | 0 | 356.2336 | 0.00016299 | 261.57 | -0.051097 | 356.5076 | 0.0046625 | 261.57 | -0.0071154 | 261.57 | -0.0092835 | 356.2336 | 0.000163 | 356.2336 | 0.00013173 | 356.5076 | 0.0080117 | 267.2456 | 0 | 549.5514 | 0.016293 | 267.2456 | 0 | 548.4157 | 0.00010725 | 549.5514 | 0.016305 | 356.2336 | 5.9259e-05
| 356.621 | 0.77105 | 267.453 | 0.014554 | 356.621 | 0.0051469 | 267.453 | 0 | 356.3443 | 0.00053406 | 267.453 | 0 | 356.3443 | 0.00014529 | 261.78 | 0.0059973 | 356.621 | 0 | 261.78 | -0.00199 | 261.78 | 0.0011222 | 356.3443 | 0.00015309 | 356.3443 | 0.00013515 | 356.621 | 0 | 267.453 | 0 | 549.7078 | 0.01652 | 267.453 | 0 | 548.573 | 7.1499e-05 | 549.7078 | 0.015469 | 356.3443 | 2.5706e-05
| 356.7344 | 0.81122 | 267.6605 | -0.0081185 | 356.7344 | 0.0049694 | 267.6605 | 0 | 356.455 | 0 | 267.6605 | 0 | 356.455 | 0.00016485 | 261.98 | -0.013194 | 356.7344 | 0.0019956 | 261.98 | -0.0056011 | 261.98 | 0.0032646 | 356.455 | 0.00014963 | 356.455 | 0.00016187 | 356.7344 | 0 | 267.6605 | 0 | 549.8643 | 0.012072 | 267.6605 | 0 | 548.7303 | 0 | 549.8643 | 0.016444 | 356.455 | 3.4229e-05
| 356.8477 | 0.88736 | 267.8679 | 0.012127 | 356.8477 | 0 | 267.8679 | 0 | 356.5656 | 0 | 267.8679 | 0 | 356.5656 | 0.00014883 | 262.19 | 0.017032 | 356.8477 | 0.0043703 | 262.19 | -0.0014076 | 262.19 | 0.00051009 | 356.5656 | 0.00011263 | 356.5656 | 0.00013018 | 356.8477 | 0 | 267.8679 | 0 | 550.0207 | 0.01357 | 267.8679 | 0 | 548.8876 | 7.1499e-05 | 550.0207 | 0.015608 | 356.5656 | 3.0306e-05
| 356.9611 | 0.89699 | 268.0754 | -0.02527 | 356.9611 | 0.017195 | 268.0754 | 0 | 356.6763 | 0 | 268.0754 | 0 | 356.6763 | 0.00015796 | 262.4 | 0.0035984 | 356.9611 | 0 | 262.4 | -0.0031549 | 262.4 | -0.01112 | 356.6763 | 0.00013294 | 356.6763 | 0.00013344 | 356.9611 | 0 | 268.0754 | 0 | 550.1772 | 0.014432 | 268.0754 | 0 | 549.045 | 0 | 550.1772 | 0.016584 | 356.6763 | 4.8773e-05
| 357.0744 | 0.96276 | 268.2829 | 0.038415 | 357.0744 | 0 | 268.2829 | 0 | 356.787 | 0.00053406 | 268.2829 | 0 | 356.787 | 0.0001384 | 262.61 | 0.015593 | 357.0744 | 0.0083926 | 262.61 | -0.0067659 | 262.61 | -0.00086717 | 356.787 | 0.00012502 | 356.787 | 0.00013515 | 357.0744 | 0.0087967 | 268.2829 | 0 | 550.3336 | 0.01475 | 268.2829 | 0 | 549.2023 | 7.1499e-05 | 550.3336 | 0.015515 | 356.787 | 5.202e-05
| 357.1878 | 0.98111 | 268.4904 | -0.0034854 | 357.1878 | 0 | 268.4904 | 0 | 356.8977 | 0 | 268.4904 | 0 | 356.8977 | 0.0001384 | 262.82 | -0.028068 | 357.1878 | 0 | 262.82 | -0.0078143 | 262.82 | -0.0083652 | 356.8977 | 0.00013526 | 356.8977 | 0.0001468 | 357.1878 | 0.0021082 | 268.4904 | 0 | 550.4901 | 0.01475 | 268.4904 | 0 | 549.3596 | 0.00032174 | 550.4901 | 0.016212 | 356.8977 | 5.5335e-05
| 357.3011 | 1.0559 | 268.6979 | 0.014437 | 357.3011 | 0 | 268.6979 | 0 | 357.0084 | 0.00024284 | 268.6979 | 0 | 357.0084 | 0.0001276 | 263.02 | 0.0050378 | 357.3011 | 0.0062611 | 263.02 | -0.0071154 | 263.02 | -0.0019383 | 357.0084 | 0.0001346 | 357.0084 | 0.00012505 | 357.3011 | 0 | 268.6979 | 0 | 550.6465 | 0.018744 | 268.6979 | 0 | 549.517 | 0 | 550.6465 | 0.01519 | 357.0084 | 4.742e-05
| 357.4145 | 1.091 | 268.9055 | -0.022393 | 357.4145 | 0.0091104 | 268.9055 | 0 | 357.1191 | 0.00024284 | 268.9055 | 0 | 357.1191 | 0.00013356 | 263.23 | -0.0088761 | 357.4145 | 0.0065275 | 263.23 | -0.0058343 | 263.23 | -0.0068351 | 357.1191 | 0.00014335 | 357.1191 | 0.00011168 | 357.4145 | 0 | 268.9055 | 0 | 550.803 | 0.014205 | 268.9055 | 0 | 549.6744 | 0 | 550.803 | 0.016073 | 357.1191 | 5.9259e-05
| 357.5278 | 1.1693 | 269.113 | 0.0076285 | 357.5278 | 0.00033209 | 269.113 | 0 | 357.2298 | 0 | 269.113 | 0 | 357.2298 | 0.00012871 | 263.44 | 0.042462 | 357.5278 | 0 | 263.44 | 0.0051159 | 263.44 | 0.011681 | 357.2298 | 0.0001592 | 357.2298 | 0.00014012 | 357.5278 | 0 | 269.113 | 0 | 550.9595 | 0.016293 | 269.113 | 0 | 549.8317 | 7.1499e-05 | 550.9595 | 0.015329 | 357.2298 | 5.3982e-05
| 357.6411 | 1.2046 | 269.3206 | -0.015412 | 357.6411 | 0 | 269.3206 | 0 | 357.3405 | 0.00024284 | 269.3206 | 0 | 357.3405 | 0.00013263 | 263.65 | -0.018952 | 357.6411 | 0 | 263.65 | -0.0078143 | 263.65 | -0.0037746 | 357.3405 | 0.0001668 | 357.3405 | 0.0001235 | 357.6411 | 0 | 269.3206 | 0 | 551.116 | 0.0087593 | 269.3206 | 0 | 549.9891 | 0.00010725 | 551.116 | 0.016398 | 357.3405 | 4.8773e-05
| 357.7545 | 1.246 | 269.5282 | 0.040761 | 357.7545 | 0.0039847 | 269.5282 | 0 | 357.4512 | 0.00053406 | 269.5282 | 0 | 357.4512 | 0.0001302 | 263.86 | -0.028548 | 357.7545 | 0.0087922 | 263.86 | -0.00059213 | 263.86 | 0.00035706 | 357.4512 | 0.00016531 | 357.4512 | 9.5069e-05 | 357.7545 | 0.019353 | 269.5282 | 0 | 551.2725 | 0.016429 | 269.5282 | 0 | 550.1465 | 7.1499e-05 | 551.2725 | 0.015654 | 357.4512 | 3.7544e-05
| 357.8678 | 1.3158 | 269.7359 | -0.002664 | 357.8678 | 0.0066257 | 269.7359 | 0 | 357.5619 | 0.00053406 | 269.7359 | 0 | 357.5619 | 0.00014622 | 264.06 | -0.012235 | 357.8678 | 0 | 264.06 | -0.0049022 | 264.06 | -0.00025504 | 357.5619 | 0.00015574 | 357.5619 | 9.1815e-05 | 357.8678 | 0 | 269.7359 | 0 | 551.429 | 0.012935 | 269.7359 | 0 | 550.3039 | 0.00010725 | 551.429 | 0.01663 | 357.5619 | 4.8773e-05
| 357.9812 | 1.383 | 269.9435 | -0.0052458 | 357.9812 | 0 | 269.9435 | 0 | 357.6726 | 0.00053406 | 269.9435 | 0 | 357.6726 | 0.00014138 | 264.27 | 0.011755 | 357.9812 | 0.00046226 | 264.27 | -0.002456 | 264.27 | 0.0038766 | 357.6726 | 0.00014797 | 357.6726 | 0.00012676 | 357.9812 | 0.0020408 | 269.9435 | 0 | 551.5855 | 0.016112 | 269.9435 | 0 | 550.4612 | 7.1499e-05 | 551.5855 | 0.015608 | 357.6726 | 4.8773e-05
| 358.0945 | 1.4303 | 270.1511 | -0.0019961 | 358.0945 | 0.0034785 | 270.1511 | 0 | 357.7833 | 0.00024284 | 270.1511 | 0 | 357.7833 | 0.00012145 | 264.48 | 0.0059973 | 358.0945 | 0.0083038 | 264.48 | 0.0041839 | 264.48 | -0.0016323 | 357.7833 | 0.00014417 | 357.7833 | 0.00014851 | 358.0945 | 0 | 270.1511 | 0 | 551.7421 | 0.016202 | 270.1511 | 0 | 550.6186 | 0.00010725 | 551.7421 | 0.016305 | 357.7833 | 5.2697e-05
| 358.2078 | 1.483 | 270.3588 | 0.029725 | 358.2078 | 0.0064751 | 270.3588 | 0 | 357.8941 | 0 | 270.3588 | 0 | 357.8941 | 0.00012219 | 264.69 | 0.013194 | 358.2078 | 0.0087922 | 264.69 | 0.0029025 | 264.69 | -0.0022444 | 357.8941 | 0.0001341 | 357.8941 | 9.8495e-05 | 358.2078 | 0 | 270.3588 | 0 | 551.8986 | 0.018018 | 270.3588 | 0 | 550.7761 | 0 | 551.8986 | 0.015515 | 357.8941 | 4.8773e-05
| 358.3211 | 1.5417 | 270.5665 | 0.0071087 | 358.3211 | 0.0036442 | 270.5665 | 0 | 358.0048 | 0.00024284 | 270.5665 | 0 | 358.0048 | 0.00013281 | 264.9 | 0.00071969 | 358.3211 | 0.0048846 | 264.9 | -0.014221 | 264.9 | 0.0052539 | 358.0048 | 0.00012452 | 358.0048 | 7.6741e-05 | 358.3211 | 0 | 270.5665 | 0 | 552.0552 | 0.012118 | 270.5665 | 0 | 550.9335 | 0 | 552.0552 | 0.016258 | 358.0048 | 4.4782e-05
| 358.4345 | 1.633 | 270.7742 | 0.0029673 | 358.4345 | 0 | 270.7742 | 0 | 358.1156 | 0 | 270.7742 | 0 | 358.1156 | 0.00014604 | 265.11 | 0.0055175 | 358.4345 | 0 | 265.11 | -0.0087464 | 265.11 | 0.0099978 | 358.1156 | 0.00013063 | 358.1156 | 8.5134e-05 | 358.4345 | 0 | 270.7742 | 0 | 552.2117 | 0.015975 | 270.7742 | 0 | 551.0909 | 0 | 552.2117 | 0.015283 | 358.1156 | 4.2144e-05
| 358.5478 | 1.7282 | 270.9819 | -0.024122 | 358.5478 | 0.0061289 | 270.9819 | 0 | 358.2263 | 0.00024284 | 270.9819 | 0 | 358.2263 | 0.00013281 | 265.31 | 0.011275 | 358.5478 | 0.008437 | 265.31 | -0.0033879 | 265.31 | 0.0014282 | 358.2263 | 0.00014797 | 358.2263 | 0.00013841 | 358.5478 | 0 | 270.9819 | 0 | 552.3683 | 0.0048108 | 270.9819 | 0 | 551.2483 | 0.00010725 | 552.3683 | 0.015608 | 358.2263 | 3.6259e-05
| 358.6611 | 1.7979 | 271.1897 | 0.0067852 | 358.6611 | 0.0028225 | 271.1897 | 0 | 358.3371 | 0.00024284 | 271.1897 | 0 | 358.3371 | 0.00013412 | 265.52 | -0.010795 | 358.6611 | 0.00058834 | 265.52 | -0.0010581 | 265.52 | -0.0053048 | 358.3371 | 0.00014186 | 358.3371 | 0.00015177 | 358.6611 | 0.019775 | 271.1897 | 0 | 552.5248 | 0.011074 | 271.1897 | 0 | 551.4057 | 0 | 552.5248 | 0.014633 | 358.3371 | 4.4106e-05
| 358.7744 | 1.8448 | 271.3974 | -0.016723 | 358.7744 | 0.0021534 | 271.3974 | 0 | 358.4479 | 0.00024284 | 271.3974 | 0 | 358.4479 | 0.0001561 | 265.73 | -0.033346 | 358.7744 | 0 | 265.73 | -0.002223 | 265.73 | -0.0074475 | 358.4479 | 0.00014104 | 358.4479 | 0.00014183 | 358.7744 | 0 | 271.3974 | 0 | 552.6814 | 0.013479 | 271.3974 | 0 | 551.5632 | 0.00053624 | 552.6814 | 0.015701 | 358.4479 | 4.282e-05
| 358.8877 | 1.9495 | 271.6052 | 0.0010002 | 358.8877 | 0 | 271.6052 | 0 | 358.5586 | 0.00024284 | 271.6052 | 0 | 358.5586 | 0.00017826 | 265.94 | -0.0050378 | 358.8877 | 0.0039922 | 265.94 | 0.0066302 | 265.94 | 0.00051009 | 358.5586 | 0.00011527 | 358.5586 | 0.00012676 | 358.8877 | 0.0083743 | 271.6052 | 0 | 552.838 | 0.010847 | 271.6052 | 0 | 551.7206 | 7.1499e-05 | 552.838 | 0.015004 | 358.5586 | 4.8097e-05
| 359.0011 | 2.0319 | 271.813 | -0.041648 | 359.0011 | 0.010794 | 271.813 | 0 | 358.6694 | 0 | 271.813 | 0 | 358.6694 | 0.00016951 | 266.15 | 0.0016793 | 359.0011 | 0.0052842 | 266.15 | -0.010028 | 266.15 | 0.0038766 | 358.6694 | 0.00012238 | 358.6694 | 0.00017678 | 359.0011 | 0.010542 | 271.813 | 0 | 552.9946 | 0.012072 | 271.813 | 0 | 551.8781 | 0.00032174 | 552.9946 | 0.016073 | 358.6694 | 4.9382e-05
| 359.1144 | 2.1017 | 272.0208 | -0.0067884 | 359.1144 | 0 | 272.0208 | 0 | 358.7802 | 0 | 272.0208 | 0 | 358.7802 | 0.00015442 | 266.35 | -0.012235 | 359.1144 | 0.0024794 | 266.35 | -0.00199 | 266.35 | 0.00066312 | 358.7802 | 0.00011957 | 358.7802 | 0.00018688 | 359.1144 | 0 | 272.0208 | 0 | 553.1512 | 0.019561 | 272.0208 | 0 | 552.0355 | 0 | 553.1512 | 0.015051 | 358.7802 | 4.6744e-05
| 359.2277 | 2.2396 | 272.2286 | -0.013057 | 359.2277 | 0.0091104 | 272.2286 | 0 | 358.891 | 0.00024284 | 272.2286 | 0 | 358.891 | 0.00014697 | 266.56 | -0.013194 | 359.2277 | 0.0047513 | 266.56 | -0.0087464 | 266.56 | -0.014792 | 358.891 | 0.00013658 | 358.891 | 0.00018843 | 359.2277 | 0 | 272.2286 | 0 | 553.3078 | 0.021149 | 272.2286 | 0 | 552.193 | 0 | 553.3078 | 0.015747 | 358.891 | 5.3373e-05
| 359.341 | 2.3233 | 272.4365 | 0.020279 | 359.341 | 0.0024904 | 272.4365 | 0 | 359.0018 | 0 | 272.4365 | 0 | 359.0018 | 0.00016262 | 266.77 | 0.015593 | 359.341 | 0.0074157 | 266.77 | -0.0018735 | 266.77 | -0.00040807 | 359.0018 | 0.00014269 | 359.0018 | 0.00012676 | 359.341 | 0 | 272.4365 | 0 | 553.4644 | 0.019561 | 272.4365 | 0 | 552.3505 | 0 | 553.4644 | 0.014586 | 359.0018 | 4.742e-05
| 359.4543 | 2.408 | 272.6443 | -0.003928 | 359.4543 | 0.001822 | 272.6443 | 0 | 359.1126 | 0.00024284 | 272.6443 | 0 | 359.1126 | 0.00015442 | 266.98 | -0.019911 | 359.4543 | 0.015364 | 266.98 | -0.0044363 | 266.98 | 0.00081613 | 359.1126 | 0.00014269 | 359.1126 | 0.00013173 | 359.4543 | 0 | 272.6443 | 0 | 553.6211 | 0.0056731 | 272.6443 | 0 | 552.508 | 0.00010725 | 553.6211 | 0.015701 | 359.1126 | 4.0182e-05
| 359.5676 | 2.5519 | 272.8522 | 0.0089179 | 359.5676 | 0.0011622 | 272.8522 | 0 | 359.2234 | 0.00024284 | 272.8522 | 0 | 359.2234 | 0.00014306 | 267.19 | 0.0016793 | 359.5676 | 0.00021011 | 267.19 | 0.00022327 | 267.19 | -0.0007141 | 359.2234 | 0.00014153 | 359.2234 | 8.5134e-05 | 359.5676 | 0.0020408 | 272.8522 | 0 | 553.7777 | 0.013797 | 272.8522 | 0 | 552.6655 | 0 | 553.7777 | 0.015004 | 359.2234 | 2.2391e-05
| 359.6809 | 2.6682 | 273.0601 | -0.026945 | 359.6809 | 0.0091104 | 273.0601 | 0 | 359.3342 | 0.00024284 | 273.0601 | 0 | 359.3342 | 0.00015051 | 267.4 | -0.027587 | 359.6809 | 0.01119 | 267.4 | -0.0090959 | 267.4 | -0.005917 | 359.3342 | 0.00014005 | 359.3342 | 0.00011168 | 359.6809 | 0 | 273.0601 | 0 | 553.9343 | 0.01357 | 273.0601 | 0 | 552.823 | 0.00032174 | 553.9343 | 0.01598 | 359.3342 | 3.362e-05
| 359.7942 | 2.7761 | 273.268 | 0.013267 | 359.7942 | 0 | 273.268 | 0 | 359.445 | 0.00024284 | 273.268 | 0 | 359.445 | 0.00015349 | 267.61 | 0.0040782 | 359.7942 | 0.0010926 | 267.61 | -0.00199 | 267.61 | -0.0011732 | 359.445 | 0.00013228 | 359.445 | 8.5134e-05 | 359.7942 | 0 | 273.268 | 0 | 554.091 | 0.015249 | 273.268 | 0 | 552.9805 | 7.1499e-05 | 554.091 | 0.014865 | 359.445 | 5.2697e-05
| 359.9075 | 2.8951 | 273.476 | 0.0048821 | 359.9075 | 0 | 273.476 | 0 | 359.5558 | 0.00024284 | 273.476 | 0 | 359.5558 | 0.00015777 | 267.81 | 0.002159 | 359.9075 | 0.0045293 | 267.81 | -0.0079311 | 267.81 | -0.010813 | 359.5558 | 0.00014005 | 359.5558 | 0.00010843 | 359.9075 | 0 | 273.476 | 0 | 554.2477 | 0.015885 | 273.476 | 0 | 553.138 | 0.00010725 | 554.2477 | 0.015608 | 359.5558 | 6.9135e-05
| 360.0208 | 3.0155 | 273.6839 | 0.028235 | 360.0208 | 0 | 273.6839 | 0 | 359.6666 | 0.00053406 | 273.6839 | 0 | 359.6666 | 0.00012964 | 268.02 | 0.0040782 | 360.0208 | 0.0044849 | 268.02 | 0.00022327 | 268.02 | -0.00056109 | 359.6666 | 0.0001412 | 359.6666 | 7.6741e-05 | 360.0208 | 0 | 273.6839 | 0 | 554.4043 | 0.017972 | 273.6839 | 0 | 553.2955 | 0 | 554.4043 | 0.014911 | 359.6666 | 6.1896e-05
| 360.1341 | 3.1962 | 273.8919 | -0.022883 | 360.1341 | 0 | 273.8919 | 0 | 359.7775 | 0 | 273.8919 | 0 | 359.7775 | 0.00013784 | 268.23 | -0.027109 | 360.1341 | 0.0028778 | 268.23 | 0.0038344 | 268.23 | -0.0039276 | 359.7775 | 0.00017043 | 359.7775 | 0.00010346 | 360.1341 | 0 | 273.8919 | 0 | 554.561 | 0.0075793 | 273.8919 | 0 | 553.453 | 0.00010725 | 554.561 | 0.01598 | 359.7775 | 5.4659e-05
| 360.2474 | 3.3264 | 274.0999 | 0.017308 | 360.2474 | 0 | 274.0999 | 0 | 359.8883 | 0 | 274.0999 | 0 | 359.8883 | 0.00013393 | 268.44 | 0.028068 | 360.2474 | 0.0055062 | 268.44 | 0.0026695 | 268.44 | 0.0049478 | 359.8883 | 0.00015722 | 359.8883 | 0.00010175 | 360.2474 | 0.019353 | 274.0999 | 0 | 554.7177 | 0.011709 | 274.0999 | 0 | 553.6105 | 7.1499e-05 | 554.7177 | 0.015097 | 359.8883 | 4.282e-05
| 360.3607 | 3.4234 | 274.3079 | -0.018089 | 360.3607 | 0.0019877 | 274.3079 | 0 | 359.9992 | 0 | 274.3079 | 0 | 359.9992 | 0.00014864 | 268.65 | 0.013194 | 360.3607 | 0.010302 | 268.65 | -0.010261 | 268.65 | -0.0042337 | 359.9992 | 0.0001635 | 359.9992 | 0.00010672 | 360.3607 | 0 | 274.3079 | 0 | 554.8744 | 0.015885 | 274.3079 | 0 | 553.7681 | 0.00032174 | 554.8744 | 0.015608 | 359.9992 | 4.8773e-05
| 360.4739 | 3.6019 | 274.5159 | 0.032936 | 360.4739 | 0.0039847 | 274.5159 | 0 | 360.11 | 0 | 274.5159 | 0 | 360.11 | 0.00016224 | 268.86 | 0.0079165 | 360.4739 | 0.00071442 | 268.86 | -0.001524 | 268.86 | 0.0080083 | 360.11 | 0.00014219 | 360.11 | 9.1815e-05 | 360.4739 | 0 | 274.5159 | 0 | 555.0311 | 0.012299 | 274.5159 | 0 | 553.9256 | 0 | 555.0311 | 0.014447 | 360.11 | 5.0059e-05
| 360.5872 | 3.7653 | 274.7239 | -0.011356 | 360.5872 | 0 | 274.7239 | 0 | 360.2209 | 0.00053406 | 274.7239 | 0 | 360.2209 | 0.00018553 | 269.06 | -0.0083963 | 360.5872 | 0.0031299 | 269.06 | -0.0065332 | 269.06 | -0.0066822 | 360.2209 | 0.00015408 | 360.2209 | 0.00011511 | 360.5872 | 0 | 274.7239 | 0 | 555.1878 | 0.011074 | 274.7239 | 0 | 554.0832 | 0.00010725 | 555.1878 | 0.015329 | 360.2209 | 5.5335e-05
| 360.7005 | 3.8657 | 274.932 | 0.012239 | 360.7005 | 0 | 274.932 | 0 | 360.3317 | 0.00024284 | 274.932 | 0 | 360.3317 | 0.00018869 | 269.27 | -0.017032 | 360.7005 | 0.0056394 | 269.27 | 0.010707 | 269.27 | 0.0063253 | 360.3317 | 0.00014153 | 360.3317 | 0.00010346 | 360.7005 | 0.0028853 | 274.932 | 0 | 555.3445 | 0.022829 | 274.932 | 0 | 554.2407 | 7.1499e-05 | 555.3445 | 0.014679 | 360.3317 | 6.1288e-05
| 360.8138 | 3.9711 | 275.14 | -0.0052551 | 360.8138 | 0 | 275.14 | 0 | 360.4426 | 0.00024284 | 275.14 | 0 | 360.4426 | 0.00016858 | 269.48 | -0.04294 | 360.8138 | 0.0041382 | 269.48 | -0.0086301 | 269.48 | -0.0063763 | 360.4426 | 0.00014682 | 360.4426 | 0.00011837 | 360.8138 | 0.0096983 | 275.14 | 0 | 555.5013 | 0.012753 | 275.14 | 0 | 554.3983 | 0.00010725 | 555.5013 | 0.015701 | 360.4426 | 6.1288e-05
| 360.9271 | 4.1199 | 275.3481 | 0.027184 | 360.9271 | 0 | 275.3481 | 0 | 360.5535 | 0.00024284 | 275.3481 | 0 | 360.5535 | 0.00014753 | 269.69 | 0.026628 | 360.9271 | 0.0072824 | 269.69 | 0.0019706 | 269.69 | 0.0046418 | 360.5535 | 0.00013294 | 360.5535 | 0.00011837 | 360.9271 | 0 | 275.3481 | 0 | 555.658 | 0.017155 | 275.3481 | 0 | 554.5559 | 7.1499e-05 | 555.658 | 0.014633 | 360.5535 | 8.1649e-05
| 361.0403 | 4.1865 | 275.5562 | -0.049681 | 361.0403 | 0.00049697 | 275.5562 | 0 | 360.6643 | 0.00024284 | 275.5562 | 0 | 360.6643 | 0.00013747 | 269.9 | -0.0074367 | 361.0403 | 0.0012394 | 269.9 | -0.0040868 | 269.9 | -0.0053048 | 360.6643 | 0.00014269 | 360.6643 | 0.00015348 | 361.0403 | 0 | 275.5562 | 0 | 555.8147 | 0.0043893 | 275.5562 | 0 | 554.7135 | 0.00032174 | 555.8147 | 0.015329 | 360.6643 | 6.7173e-05
| 361.1536 | 4.2896 | 275.7644 | 0.016403 | 361.1536 | 0 | 275.7644 | 0 | 360.7752 | 0 | 275.7644 | 0 | 360.7752 | 0.00013747 | 270.11 | 0.037183 | 361.1536 | 0.0094139 | 270.11 | -0.0001262 | 270.11 | -0.0068351 | 360.7752 | 0.00014153 | 360.7752 | 0.0001235 | 361.1536 | 0.01133 | 275.7644 | 0 | 555.9715 | 0.014024 | 275.7644 | 0 | 554.871 | 7.1499e-05 | 555.9715 | 0.014214 | 360.7752 | 6.1896e-05
| 361.2669 | 4.4657 | 275.9725 | -0.017531 | 361.2669 | 0.005135 | 275.9725 | 0 | 360.8861 | 0.00024284 | 275.9725 | 0 | 360.8861 | 0.00015256 | 270.32 | -0.035264 | 361.2669 | 0.003256 | 270.32 | -0.001524 | 270.32 | -0.012038 | 360.8861 | 0.00016069 | 360.8861 | 8.5134e-05 | 361.2669 | 0 | 275.9725 | 0 | 556.1282 | 0.020106 | 275.9725 | 0 | 555.0286 | 0 | 556.1282 | 0.015144 | 360.8861 | 4.282e-05
| 361.3801 | 4.5675 | 276.1807 | 0.0045021 | 361.3801 | 0.0041507 | 276.1807 | 0 | 360.997 | 0 | 276.1807 | 0 | 360.997 | 0.00015013 | 270.52 | 0.0011995 | 361.3801 | 0.0055062 | 270.52 | -0.010028 | 270.52 | 0.0064783 | 360.997 | 0.00016564 | 360.997 | 9.1815e-05 | 361.3801 | 0 | 276.1807 | 0 | 556.285 | 0.018608 | 276.1807 | 0 | 555.1862 | 0 | 556.285 | 0.014586 | 360.997 | 4.282e-05
| 361.4934 | 4.6762 | 276.3888 | -0.011039 | 361.4934 | 0 | 276.3888 | 0 | 361.1079 | 0 | 276.3888 | 0 | 361.1079 | 0.0001587 | 270.73 | 0.015593 | 361.4934 | 0.0055062 | 270.73 | -0.012823 | 270.73 | -0.0065293 | 361.1079 | 0.00014186 | 361.1079 | 0.00012505 | 361.4934 | 0 | 276.3888 | 0 | 556.4418 | 0.014932 | 276.3888 | 0 | 555.3438 | 0.00032174 | 556.4418 | 0.015608 | 361.1079 | 4.8773e-05
| 361.6067 | 4.8374 | 276.597 | 0.029415 | 361.6067 | 0 | 276.597 | 0 | 361.2188 | 0.00024284 | 276.597 | 0 | 361.2188 | 0.00015312 | 270.94 | -0.0035984 | 361.6067 | 0.0038661 | 270.94 | 0.00057274 | 270.94 | -0.00607 | 361.2188 | 0.00012502 | 361.2188 | 0.00016513 | 361.6067 | 0 | 276.597 | 0 | 556.5986 | 0.012118 | 276.597 | 0 | 555.5015 | 7.1499e-05 | 556.5986 | 0.014772 | 361.2188 | 3.8897e-05
| 361.7199 | 5.0015 | 276.8052 | -0.016081 | 361.7199 | 0.0086135 | 276.8052 | 0 | 361.3297 | 0.00024284 | 276.8052 | 0 | 361.3297 | 0.00015796 | 271.15 | 0.02135 | 361.7199 | 0.0014915 | 271.15 | -0.0012911 | 271.15 | -0.0033155 | 361.3297 | 0.00011726 | 361.3297 | 0.00017352 | 361.7199 | 0 | 276.8052 | 0 | 556.7554 | 0.0093947 | 276.8052 | 0 | 555.6591 | 0.00032174 | 556.7554 | 0.015654 | 361.3297 | 5.7297e-05
| 361.8332 | 5.1195 | 277.0135 | 0.026097 | 361.8332 | 0 | 277.0135 | 0 | 361.4407 | 0.00024284 | 277.0135 | 0 | 361.4407 | 0.00015833 | 271.36 | 0.002159 | 361.8332 | 0 | 271.36 | -0.0028054 | 271.36 | -0.0028565 | 361.4407 | 0.00012006 | 361.4407 | 0.0001701 | 361.8332 | 0 | 277.0135 | 0 | 556.9122 | 0.01652 | 277.0135 | 0 | 555.8167 | 0 | 556.9122 | 0.014772 | 361.4407 | 7.3126e-05
| 361.9465 | 5.26 | 277.2217 | -0.0089055 | 361.9465 | 0 | 277.2217 | 0 | 361.5516 | 0 | 277.2217 | 0 | 361.5516 | 0.00015647 | 271.57 | -0.002159 | 361.9465 | 0.0031299 | 271.57 | -0.0039703 | 271.57 | 0.00081613 | 361.5516 | 0.00011874 | 361.5516 | 0.00015006 | 361.9465 | 0 | 277.2217 | 0 | 557.069 | 0.0080785 | 277.2217 | 0 | 555.9743 | 0.00010725 | 557.069 | 0.015933 | 361.5516 | 9.4164e-05
| 362.0597 | 5.4009 | 277.43 | 0.01574 | 362.0597 | 0 | 277.43 | 0 | 361.6625 | 0 | 277.43 | 0 | 361.6625 | 0.00016914 | 271.78 | -0.013194 | 362.0597 | 0.0052398 | 271.78 | 0.0016211 | 271.78 | 0.00020403 | 361.6625 | 0.00012766 | 361.6625 | 0.00013841 | 362.0597 | 0.015552 | 277.43 | 0 | 557.2258 | 0.013071 | 277.43 | 0 | 556.132 | 7.1499e-05 | 557.2258 | 0.014865 | 361.6625 | 9.5517e-05
| 362.173 | 5.5204 | 277.6383 | -0.013662 | 362.173 | 0.0087791 | 277.6383 | 0 | 361.7734 | 0 | 277.6383 | 0 | 361.7734 | 0.00017118 | 271.99 | 0.013674 | 362.173 | 0.00023106 | 271.99 | -0.002456 | 271.99 | 0.0012752 | 361.7734 | 0.00016531 | 361.7734 | 0.00015674 | 362.173 | 0 | 277.6383 | 0 | 557.3826 | 0.012118 | 277.6383 | 0 | 556.2897 | 0.00010725 | 557.3826 | 0.015608 | 361.7734 | 7.3803e-05
| 362.2862 | 5.6599 | 277.8465 | 0.019007 | 362.2862 | 0 | 277.8465 | 0 | 361.8844 | 0.00024284 | 277.8465 | 0 | 361.8844 | 0.00016522 | 272.19 | -0.0002399 | 362.2862 | 0.001975 | 272.19 | 0.0041839 | 272.19 | 0.00709 | 361.8844 | 0.00016564 | 361.8844 | 0.00014851 | 362.2862 | 0 | 277.8465 | 0 | 557.5394 | 0.02124 | 277.8465 | 0 | 556.4473 | 7.1499e-05 | 557.5394 | 0.014447 | 361.8844 | 5.7297e-05
| 362.3995 | 5.8022 | 278.0549 | -0.018947 | 362.3995 | 0.0056319 | 278.0549 | 0 | 361.9953 | 0 | 278.0549 | 0 | 361.9953 | 0.0001466 | 272.4 | 0.0069569 | 362.3995 | 0.00060914 | 272.4 | -0.0068827 | 272.4 | -0.0042337 | 361.9953 | 0.00015755 | 361.9953 | 0.00014509 | 362.3995 | 0 | 278.0549 | 0 | 557.6963 | 0.0097577 | 278.0549 | 0 | 556.605 | 0 | 557.6963 | 0.015144 | 361.9953 | 4.8097e-05
| 362.5127 | 5.8798 | 278.2632 | 0.021903 | 362.5127 | 0.0051469 | 278.2632 | 0 | 362.1063 | 0 | 278.2632 | 0 | 362.1063 | 0.00013579 | 272.61 | -0.0083963 | 362.5127 | 0 | 272.61 | 0.0017376 | 272.61 | 0.0046418 | 362.1063 | 0.00013146 | 362.1063 | 0.00010175 | 362.5127 | 0 | 278.2632 | 0 | 557.8532 | 0.015385 | 278.2632 | 0 | 556.7626 | 7.1499e-05 | 557.8532 | 0.014354 | 362.1063 | 5.9935e-05
| 362.626 | 6.0103 | 278.4715 | -0.0075853 | 362.626 | 0.0034785 | 278.4715 | 0 | 362.2172 | 0.00053406 | 278.4715 | 0 | 362.2172 | 0.00014362 | 272.82 | -0.0083963 | 362.626 | 0.0056394 | 272.82 | -0.0016406 | 272.82 | -0.0030095 | 362.2172 | 0.00013377 | 362.2172 | 8.1708e-05 | 362.626 | 0.0054816 | 278.4715 | 0 | 558.01 | 0.015022 | 278.4715 | 0 | 556.9203 | 0.00032174 | 558.01 | 0.014865 | 362.2172 | 6.5888e-05
| 362.7392 | 6.1025 | 278.6799 | -0.0087578 | 362.7392 | 0.0024904 | 278.6799 | 0 | 362.3282 | 0.00024284 | 278.6799 | 0 | 362.3282 | 0.0001492 | 273.03 | 0.0002399 | 362.7392 | 0.0031097 | 273.03 | -0.0057175 | 273.03 | -0.0074475 | 362.3282 | 0.00013113 | 362.3282 | 0.00011511 | 362.7392 | 0 | 278.6799 | 0 | 558.1669 | 0.022102 | 278.6799 | 0 | 557.078 | 7.1499e-05 | 558.1669 | 0.0144 | 362.3282 | 5.6011e-05
| 362.8524 | 6.2522 | 278.8883 | -0.019518 | 362.8524 | 0.00016566 | 278.8883 | 0 | 362.4392 | 0 | 278.8883 | 0 | 362.4392 | 0.00015908 | 273.24 | -0.0011995 | 362.8524 | 0.0062611 | 273.24 | -0.0071154 | 273.24 | -0.00025504 | 362.4392 | 0.00015524 | 362.4392 | 0.00013515 | 362.8524 | 0.0033734 | 278.8883 | 0 | 558.3238 | 0.01062 | 278.8883 | 0 | 557.2357 | 0.00010725 | 558.3238 | 0.015144 | 362.4392 | 5.7297e-05
| 362.9657 | 6.3487 | 279.0967 | 0.01479 | 362.9657 | 0.0068072 | 279.0967 | 0 | 362.5501 | 0.00024284 | 279.0967 | 0 | 362.5501 | 0.00015274 | 273.45 | 0.012714 | 362.9657 | 0.0029836 | 273.45 | 0.0056981 | 273.45 | 0.0051009 | 362.5501 | 0.00014583 | 362.5501 | 0.00016513 | 362.9657 | 0 | 279.0967 | 0 | 558.4806 | 0.014205 | 279.0967 | 0 | 557.3934 | 0 | 558.4806 | 0.014679 | 362.5501 | 5.202e-05
| 363.0789 | 6.4953 | 279.3051 | -0.0045855 | 363.0789 | 0.0056319 | 279.3051 | 0 | 362.6611 | 0 | 279.3051 | 0 | 362.6611 | 0.00015479 | 273.66 | -0.024228 | 363.0789 | 0.007016 | 273.66 | 0.0013882 | 273.66 | -0.00086717 | 362.6611 | 0.00014847 | 362.6611 | 0.00011168 | 363.0789 | 0.0054816 | 279.3051 | 0 | 558.6375 | 0.010711 | 279.3051 | 0 | 557.5511 | 0.00032174 | 558.6375 | 0.015051 | 362.6611 | 6.2573e-05
| 363.1922 | 6.6497 | 279.5135 | -0.0026066 | 363.1922 | 0 | 279.5135 | 0 | 362.7721 | 0.00024284 | 279.5135 | 0 | 362.7721 | 0.0001289 | 273.87 | -0.0088761 | 363.1922 | 0.0043703 | 273.87 | -0.0054848 | 273.87 | -0.0013262 | 362.7721 | 0.00012799 | 362.7721 | 0.000105 | 363.1922 | 0.0062632 | 279.5135 | 0 | 558.7944 | 0.014841 | 279.5135 | 0 | 557.7088 | 7.1499e-05 | 558.7944 | 0.014354 | 362.7721 | 5.3982e-05
| 363.3054 | 6.7675 | 279.722 | -0.0050058 | 363.3054 | 0.0038098 | 279.722 | 0 | 362.8831 | 0 | 279.722 | 0 | 362.8831 | 0.00013002 | 274.07 | -0.022311 | 363.3054 | 0.007016 | 274.07 | -0.01096 | 274.07 | -0.0085181 | 362.8831 | 0.00013311 | 362.8831 | 0.00011682 | 363.3054 | 0 | 279.722 | 0 | 558.9513 | 0.012526 | 279.722 | 0 | 557.8665 | 0 | 558.9513 | 0.015236 | 362.8831 | 5.0735e-05
| 363.4186 | 6.9019 | 279.9305 | 0.007972 | 363.4186 | 0.0034866 | 279.9305 | 0 | 362.9941 | 0.00024284 | 279.9305 | 0 | 362.9941 | 0.00012629 | 274.28 | -0.0093559 | 363.4186 | 0.00084042 | 274.28 | 0.0010387 | 274.28 | 0.0028055 | 362.9941 | 0.00012271 | 362.9941 | 0.00010175 | 363.4186 | 0.013441 | 279.9305 | 0 | 559.1082 | 0.017972 | 279.9305 | 0 | 558.0243 | 0 | 559.1082 | 0.014911 | 362.9941 | 2.7667e-05
| 363.5319 | 7.0767 | 280.1389 | -0.020243 | 363.5319 | 0.0049694 | 280.1389 | 0 | 363.1051 | 0.00024284 | 280.1389 | 0 | 363.1051 | 0.00015312 | 274.49 | -0.030466 | 363.5319 | 0.0017435 | 274.49 | -0.0079311 | 274.49 | -0.0033155 | 363.1051 | 0.00012271 | 363.1051 | 0.00010843 | 363.5319 | 0 | 280.1389 | 0 | 559.2652 | 0.016702 | 280.1389 | 0 | 558.182 | 0.00032174 | 559.2652 | 0.015701 | 363.1051 | 3.5582e-05
| 363.6451 | 7.1989 | 280.3474 | 0.012118 | 363.6451 | 0.00099619 | 280.3474 | 0 | 363.2161 | 0.00053406 | 280.3474 | 0 | 363.2161 | 0.00016187 | 274.7 | -0.027109 | 363.6451 | 0.0067496 | 274.7 | 0.0020871 | 274.7 | -0.0045398 | 363.2161 | 0.00013195 | 363.2161 | 9.8495e-05 | 363.6451 | 0 | 280.3474 | 0 | 559.4221 | 0.02124 | 280.3474 | 0 | 558.3397 | 7.1499e-05 | 559.4221 | 0.014679 | 363.2161 | 3.8897e-05
| 363.7583 | 7.2865 | 280.556 | -0.037331 | 363.7583 | 0.00066254 | 280.556 | 0 | 363.3271 | 0.00024284 | 280.556 | 0 | 363.3271 | 0.00016001 | 274.91 | -0.00071969 | 363.7583 | 0.0030039 | 274.91 | -0.011425 | 274.91 | 0.0026524 | 363.3271 | 0.00013691 | 363.3271 | 0.00011682 | 363.7583 | 0.010963 | 280.556 | 0 | 559.579 | 0.01357 | 280.556 | 0 | 558.4975 | 0 | 559.579 | 0.015376 | 363.3271 | 5.5335e-05
| 363.8715 | 7.4754 | 280.7645 | 0.021719 | 363.8715 | 0 | 280.7645 | 0 | 363.4381 | 0.00024284 | 280.7645 | 0 | 363.4381 | 0.00015479 | 275.12 | -0.0074367 | 363.8715 | 0.0031097 | 275.12 | -0.0068827 | 275.12 | -0.0056109 | 363.4381 | 0.00012948 | 363.4381 | 0.00012008 | 363.8715 | 0 | 280.7645 | 0 | 559.736 | 0.01357 | 280.7645 | 0 | 558.6552 | 0 | 559.736 | 0.014214 | 363.4381 | 4.6135e-05
| 363.9848 | 7.5775 | 280.9731 | 0.0016272 | 363.9848 | 0 | 280.9731 | 0 | 363.5492 | 0 | 280.9731 | 0 | 363.5492 | 0.00014753 | 275.33 | -0.027109 | 363.9848 | 0.003382 | 275.33 | -0.0074648 | 275.33 | -0.01112 | 363.5492 | 0.00013344 | 363.5492 | 0.00012179 | 363.9848 | 0 | 280.9731 | 0 | 559.893 | 0.013162 | 280.9731 | 0 | 558.813 | 0.00010725 | 559.893 | 0.015004 | 363.5492 | 4.5459e-05
| 364.098 | 7.6663 | 281.1816 | 0.018636 | 364.098 | 0 | 281.1816 | 0 | 363.6602 | 0 | 281.1816 | 0 | 363.6602 | 0.00013318 | 275.54 | 0.016553 | 364.098 | 0.0022272 | 275.54 | -0.0068827 | 275.54 | 0.0011222 | 363.6602 | 0.00012601 | 363.6602 | 0.00015006 | 364.098 | 0 | 281.1816 | 0 | 560.0499 | 0.018835 | 281.1816 | 0 | 558.9707 | 0 | 560.0499 | 0.013982 | 363.6602 | 5.0059e-05
| 364.2112 | 7.7865 | 281.3902 | 0.009461 | 364.2112 | 0.001822 | 281.3902 | 0 | 363.7712 | 0 | 281.3902 | 0 | 363.7712 | 0.00011977 | 275.75 | -0.022789 | 364.2112 | 0.0062611 | 275.75 | -0.0071154 | 275.75 | -0.010967 | 363.7712 | 0.00014104 | 363.7712 | 0.00013173 | 364.2112 | 0.0075901 | 281.3902 | 0 | 560.2069 | 0.0056731 | 281.3902 | 0 | 559.1285 | 0 | 560.2069 | 0.015283 | 363.7712 | 4.6744e-05
| 364.3244 | 7.9158 | 281.5988 | 0.019147 | 364.3244 | 0 | 281.5988 | 0 | 363.8823 | 0 | 281.5988 | 0 | 363.8823 | 0.00012834 | 275.96 | -0.019911 | 364.3244 | 0.0092807 | 275.96 | 0.0060475 | 275.96 | -0.0037746 | 363.8823 | 0.00011081 | 363.8823 | 0.00011511 | 364.3244 | 0.0075298 | 281.5988 | 0 | 560.3639 | 0.015794 | 281.5988 | 0 | 559.2863 | 7.1499e-05 | 560.3639 | 0.014447 | 363.8823 | 5.0059e-05
| 364.4376 | 7.9991 | 281.8075 | 0.0045499 | 364.4376 | 0.0024847 | 281.8075 | 0 | 363.9933 | 0.00053406 | 281.8075 | 0 | 363.9933 | 0.00015405 | 276.17 | -0.025668 | 364.4376 | 0.00073522 | 276.17 | -0.0047858 | 276.17 | -0.0069881 | 363.9933 | 0.00013195 | 363.9933 | 8.3421e-05 | 364.4376 | 0 | 281.8075 | 0 | 560.5209 | 0.0056731 | 281.8075 | 0 | 559.4441 | 0.00032174 | 560.5209 | 0.015515 | 363.9933 | 5.4659e-05
| 364.5508 | 8.0828 | 282.0161 | 0.016384 | 364.5508 | 0.0058111 | 282.0161 | 0 | 364.1044 | 0.00024284 | 282.0161 | 0 | 364.1044 | 0.00015405 | 276.37 | 0.0016793 | 364.5508 | 0 | 276.37 | -0.002456 | 276.37 | -0.0011732 | 364.1044 | 0.00011693 | 364.1044 | 0.00013687 | 364.5508 | 0.01133 | 282.0161 | 0 | 560.6779 | 0.012753 | 282.0161 | 0 | 559.6019 | 7.1499e-05 | 560.6779 | 0.014307 | 364.1044 | 6.9811e-05
| 364.664 | 8.145 | 282.2247 | -0.040334 | 364.664 | 0.0056319 | 282.2247 | 0 | 364.2154 | 0.00024284 | 282.2247 | 0 | 364.2154 | 0.00014045 | 276.58 | -0.026628 | 364.664 | 0.0057727 | 276.58 | -0.00082513 | 276.58 | -0.0051518 | 364.2154 | 0.00014384 | 364.2154 | 0.00012847 | 364.664 | 0 | 282.2247 | 0 | 560.8349 | 0.011255 | 282.2247 | 0 | 559.7597 | 0.00032174 | 560.8349 | 0.01519 | 364.2154 | 8.6926e-05
| 364.7772 | 8.1723 | 282.4334 | 0.0009932 | 364.7772 | 0 | 282.4334 | 0 | 364.3265 | 0.00024284 | 282.4334 | 0 | 364.3265 | 0.00012499 | 276.79 | 0.013194 | 364.7772 | 0.007016 | 276.79 | -0.0036209 | 276.79 | -0.0046928 | 364.3265 | 0.00013294 | 364.3265 | 0.00012505 | 364.7772 | 0.0028853 | 282.4334 | 0 | 560.9919 | 0.01947 | 282.4334 | 0 | 559.9175 | 7.1499e-05 | 560.9919 | 0.014168 | 364.3265 | 7.5764e-05
| 364.8904 | 8.2315 | 282.6421 | -0.027876 | 364.8904 | 0.013278 | 282.6421 | 0 | 364.4376 | 0 | 282.6421 | 0 | 364.4376 | 0.00013784 | 277 | -0.025668 | 364.8904 | 0.0090586 | 277 | -0.0001262 | 277 | -0.0048458 | 364.4376 | 0.0001592 | 364.4376 | 6.8347e-05 | 364.8904 | 0 | 282.6421 | 0 | 561.1489 | 0.0118 | 282.6421 | 0 | 560.0753 | 0.00053624 | 561.1489 | 0.014958 | 364.4376 | 6.1896e-05
| 365.0036 | 8.2133 | 282.8508 | 0.027277 | 365.0036 | 0.0036526 | 282.8508 | 0 | 364.5487 | 0 | 282.8508 | 0 | 364.5487 | 0.00014399 | 277.21 | 0.017512 | 365.0036 | 0.00021011 | 277.21 | 0.0096587 | 277.21 | -0.0079064 | 364.5487 | 0.00015838 | 364.5487 | 7.6741e-05 | 365.0036 | 0.00077413 | 282.8508 | 0 | 561.3059 | 0.01534 | 282.8508 | 0 | 560.2331 | 0 | 561.3059 | 0.014122 | 364.5487 | 5.3982e-05
| 365.1168 | 8.1786 | 283.0596 | -0.0066458 | 365.1168 | 0.0043067 | 283.0596 | 0 | 364.6597 | 0.00024284 | 283.0596 | 0 | 364.6597 | 0.00014175 | 277.42 | -0.031905 | 365.1168 | 0.003382 | 277.42 | 0.0019706 | 277.42 | -0.0086717 | 364.6597 | 0.00016036 | 364.6597 | 8.5134e-05 | 365.1168 | 0 | 283.0596 | 0 | 561.463 | 0.014523 | 283.0596 | 0 | 560.391 | 0.00010725 | 561.463 | 0.014958 | 364.6597 | 5.6011e-05
| 365.2301 | 8.1788 | 283.2683 | 0.031606 | 365.2301 | 0 | 283.2683 | 0 | 364.7708 | 0.00024284 | 283.2683 | 0 | 364.7708 | 0.00013188 | 277.63 | 0.002159 | 365.2301 | 0.001975 | 277.63 | 0.002786 | 277.63 | 0.0034176 | 364.7708 | 0.00015062 | 364.7708 | 9.6782e-05 | 365.2301 | 0 | 283.2683 | 0 | 561.62 | 0.014024 | 283.2683 | 0 | 560.5488 | 0 | 561.62 | 0.014354 | 364.7708 | 5.0059e-05
| 365.3433 | 8.2083 | 283.4771 | -0.014781 | 365.3433 | 0.014425 | 283.4771 | 0 | 364.8819 | 0.00024284 | 283.4771 | 0 | 364.8819 | 0.00013654 | 277.84 | -0.019431 | 365.3433 | 0.012345 | 277.84 | -0.00094161 | 277.84 | 0.0075495 | 364.8819 | 0.00014005 | 364.8819 | 0.00010346 | 365.3433 | 0 | 283.4771 | 0 | 561.7771 | 0.013252 | 283.4771 | 0 | 560.7066 | 0.00032174 | 561.7771 | 0.015051 | 364.8819 | 2.8953e-05
| 365.4564 | 8.0828 | 283.6858 | 0.033153 | 365.4564 | 0 | 283.6858 | 0 | 364.993 | 0.00082547 | 283.6858 | 0 | 364.993 | 0.00012573 | 278.05 | 0.017032 | 365.4564 | 0.0065275 | 278.05 | -0.0043198 | 278.05 | 0.0024994 | 364.993 | 0.00013922 | 364.993 | 0.00013173 | 365.4564 | 0.0028853 | 283.6858 | 0 | 561.9341 | 0.020106 | 283.6858 | 0 | 560.8645 | 0 | 561.9341 | 0.014075 | 364.993 | 3.0982e-05
| 365.5696 | 7.9987 | 283.8946 | -0.0036283 | 365.5696 | 0.0026503 | 283.8946 | 0 | 365.1041 | 0.00024284 | 283.8946 | 0 | 365.1041 | 0.00011754 | 278.26 | 0.0074367 | 365.5696 | 0.0056394 | 278.26 | 0.0017376 | 278.26 | 0.00020403 | 365.1041 | 0.00013493 | 365.1041 | 0.00014851 | 365.5696 | 0 | 283.8946 | 0 | 562.0912 | 0.0074885 | 283.8946 | 0 | 561.0223 | 0.00032174 | 562.0912 | 0.014493 | 365.1041 | 3.9506e-05
| 365.6828 | 7.943 | 284.1034 | -0.00016941 | 365.6828 | 0.0039847 | 284.1034 | 0 | 365.2152 | 0.00024284 | 284.1034 | 0 | 365.2152 | 0.0001058 | 278.47 | 0.011755 | 365.6828 | 0.0024794 | 278.47 | -0.0056011 | 278.47 | 0.0023464 | 365.2152 | 0.00013311 | 365.2152 | 0.00015177 | 365.6828 | 0 | 284.1034 | 0 | 562.2483 | 0.019243 | 284.1034 | 0 | 561.1802 | 0.00028599 | 562.2483 | 0.013843 | 365.2152 | 5.3373e-05
| 365.796 | 7.8376 | 284.3123 | -0.014614 | 365.796 | 0.0049694 | 284.3123 | 0 | 365.3263 | 0.00053406 | 284.3123 | 0 | 365.3263 | 0.00013747 | 278.68 | -0.0002399 | 365.796 | 0.0012394 | 278.68 | -0.001524 | 278.68 | 0.0046418 | 365.3263 | 0.00013228 | 365.3263 | 0.00012179 | 365.796 | 0.00506 | 284.3123 | 0 | 562.4054 | 0.011891 | 284.3123 | 0 | 561.3381 | 0 | 562.4054 | 0.01454 | 365.3263 | 5.3373e-05
| 365.9092 | 7.6953 | 284.5211 | -0.03799 | 365.9092 | 0 | 284.5211 | 0 | 365.4375 | 0.00024284 | 284.5211 | 0 | 365.4375 | 0.0001479 | 278.89 | 0.028548 | 365.9092 | 0.0024794 | 278.89 | -0.00035917 | 278.89 | 0.0055599 | 365.4375 | 0.00012766 | 365.4375 | 9.5069e-05 | 365.9092 | 0 | 284.5211 | 0 | 562.5625 | 0.010393 | 284.5211 | 0 | 561.496 | 7.1499e-05 | 562.5625 | 0.013796 | 365.4375 | 4.6744e-05
| 366.0224 | 7.499 | 284.73 | -0.0033109 | 366.0224 | 0.013278 | 284.73 | 0 | 365.5486 | 0 | 284.73 | 0 | 365.5486 | 0.00015088 | 279.09 | -0.012714 | 366.0224 | 0.0076821 | 279.09 | 0.00080569 | 279.09 | -0.0039276 | 365.5486 | 0.00014236 | 365.5486 | 9.1815e-05 | 366.0224 | 0.026096 | 284.73 | 0 | 562.7196 | 0.0118 | 284.73 | 0 | 561.6539 | 0.00010725 | 562.7196 | 0.014586 | 365.5486 | 3.6259e-05
| 366.1356 | 7.3561 | 284.9389 | 0.0053379 | 366.1356 | 0 | 284.9389 | 0 | 365.6597 | 0 | 284.9389 | 0 | 365.6597 | 0.00013616 | 279.3 | -0.0074367 | 366.1356 | 0.0079041 | 279.3 | 0.00092222 | 279.3 | 0.0063253 | 365.6597 | 0.00014302 | 365.6597 | 0.00010175 | 366.1356 | 0 | 284.9389 | 0 | 562.8767 | 0.018517 | 284.9389 | 0 | 561.8117 | 0 | 562.8767 | 0.013796 | 365.6597 | 4.0859e-05
| 366.2488 | 7.1348 | 285.1478 | -0.026175 | 366.2488 | 0.0021534 | 285.1478 | 0 | 365.7709 | 0 | 285.1478 | 0 | 365.7709 | 0.00014529 | 279.51 | 0.013194 | 366.2488 | 0.0065275 | 279.51 | -0.007698 | 279.51 | 0.011528 | 365.7709 | 0.00014764 | 365.7709 | 0.00013018 | 366.2488 | 0 | 285.1478 | 0 | 563.0338 | 0.0098939 | 285.1478 | 0 | 561.9696 | 0.00010725 | 563.0338 | 0.014725 | 365.7709 | 4.8097e-05
| 366.3619 | 6.9937 | 285.3567 | 0.01787 | 366.3619 | 0 | 285.3567 | 0 | 365.882 | 0.00053406 | 285.3567 | 0 | 365.882 | 0.00014101 | 279.72 | -0.0055175 | 366.3619 | 0 | 279.72 | 0.0029025 | 279.72 | 0.0032646 | 365.882 | 0.00013113 | 365.882 | 0.00016856 | 366.3619 | 0 | 285.3567 | 0 | 563.1909 | 0.019561 | 285.3567 | 0 | 562.1276 | 7.1499e-05 | 563.1909 | 0.013936 | 365.882 | 6.0611e-05
| 366.4751 | 6.7918 | 285.5656 | -0.0096603 | 366.4751 | 0 | 285.5656 | 0 | 365.9932 | 0.00024284 | 285.5656 | 0 | 365.9932 | 0.00013747 | 279.93 | 0.0050378 | 366.4751 | 0.0036341 | 279.93 | -0.006999 | 279.93 | -0.0092835 | 365.9932 | 0.00014038 | 365.9932 | 0.00015845 | 366.4751 | 0 | 285.5656 | 0 | 563.348 | 0.012708 | 285.5656 | 0 | 562.2855 | 0.00010725 | 563.348 | 0.014586 | 365.9932 | 6.2573e-05
| 366.5883 | 6.6222 | 285.7746 | -0.0019223 | 366.5883 | 0.0034866 | 285.7746 | 0 | 366.1043 | 0.00024284 | 285.7746 | 0 | 366.1043 | 0.00012499 | 280.14 | 0.0011995 | 366.5883 | 0.0050178 | 280.14 | -0.0073485 | 280.14 | 0.0035706 | 366.1043 | 0.00012948 | 366.1043 | 0.00014337 | 366.5883 | 0 | 285.7746 | 0 | 563.5052 | 0.015249 | 285.7746 | 0 | 562.4434 | 0 | 563.5052 | 0.01375 | 366.1043 | 5.865e-05
| 366.7015 | 6.3996 | 285.9835 | 0.0019944 | 366.7015 | 0.01089 | 285.9835 | 0 | 366.2155 | 0.00024284 | 285.9835 | 0 | 366.2155 | 0.00012275 | 280.35 | 0.0031186 | 366.7015 | 0.0031299 | 280.35 | 0.0032519 | 280.35 | 0.0034176 | 366.2155 | 0.00013988 | 366.2155 | 0.00011014 | 366.7015 | 0 | 285.9835 | 0 | 563.6623 | 0.013888 | 285.9835 | 0 | 562.6013 | 0.00010725 | 563.6623 | 0.014029 | 366.2155 | 6.5211e-05
| 366.8146 | 6.2237 | 286.1925 | 0.0081222 | 366.8146 | 0.0014942 | 286.1925 | 0 | 366.3266 | 0 | 286.1925 | 0 | 366.3266 | 0.00012704 | 280.56 | 0.0050378 | 366.8146 | 0.0097691 | 280.56 | 0.0010387 | 280.56 | 0.0063253 | 366.3266 | 0.00014384 | 366.3266 | 0.00014183 | 366.8146 | 0 | 286.1925 | 0 | 563.8195 | 0.023237 | 286.1925 | 0 | 562.7592 | 0 | 563.8195 | 0.013471 | 366.3266 | 5.4659e-05
| 366.9278 | 6.0569 | 286.4015 | -0.010415 | 366.9278 | 0.00082819 | 286.4015 | 0 | 366.4378 | 0.00024284 | 286.4015 | 0 | 366.4378 | 0.00012797 | 280.77 | 0.02327 | 366.9278 | 0.0091919 | 280.77 | 0.0010387 | 280.77 | 0.0044887 | 366.4378 | 0.0001554 | 366.4378 | 0.00013018 | 366.9278 | 0.00084329 | 286.4015 | 0 | 563.9767 | 0.014705 | 286.4015 | 0 | 562.9172 | 0 | 563.9767 | 0.014307 | 366.4378 | 6.2573e-05
| 367.041 | 5.7849 | 286.6105 | 0.010319 | 367.041 | 0.0078033 | 286.6105 | 0 | 366.549 | 0.00024284 | 286.6105 | 0 | 366.549 | 0.0001289 | 280.98 | -0.002159 | 367.041 | 0.001849 | 280.98 | 0.0026695 | 280.98 | -0.0027035 | 366.549 | 0.00014731 | 366.549 | 0.00014509 | 367.041 | 0.013864 | 286.6105 | 0 | 564.1339 | 0.016611 | 286.6105 | 0 | 563.0751 | 7.1499e-05 | 564.1339 | 0.013936 | 366.549 | 5.0735e-05
| 367.1542 | 5.5789 | 286.8196 | 0.0076356 | 367.1542 | 0 | 286.8196 | 0 | 366.6602 | 0 | 286.8196 | 0 | 366.6602 | 0.00013803 | 281.19 | -0.0064771 | 367.1542 | 0 | 281.19 | 0.00080569 | 281.19 | -0.0028565 | 366.6602 | 0.00011461 | 366.6602 | 0.00010843 | 367.1542 | 0 | 286.8196 | 0 | 564.291 | 0.018018 | 286.8196 | 0 | 563.2331 | 0 | 564.291 | 0.014493 | 366.6602 | 6.325e-05
| 367.2673 | 5.5159 | 287.0286 | -0.0091666 | 367.2673 | 0.0026565 | 287.0286 | 0 | 366.7713 | 0.00024284 | 287.0286 | 0 | 366.7713 | 0.00014175 | 281.4 | -0.028068 | 367.2673 | 0.0096803 | 281.4 | -9.7074e-06 | 281.4 | 0.0089266 | 366.7713 | 0.0001123 | 366.7713 | 0.00013515 | 367.2673 | 0 | 287.0286 | 0 | 564.4482 | 0.023872 | 287.0286 | 0 | 563.391 | 7.1499e-05 | 564.4482 | 0.013657 | 366.7713 | 4.9382e-05
| 367.3805 | 5.3127 | 287.2377 | 0.011562 | 367.3805 | 0.0056319 | 287.2377 | 0 | 366.8825 | 0.00024284 | 287.2377 | 0 | 366.8825 | 0.0001479 | 281.61 | 0.0098357 | 367.3805 | 0.0016175 | 281.61 | -0.010726 | 281.61 | -0.020454 | 366.8825 | 0.00010371 | 366.8825 | 0.0001235 | 367.3805 | 0 | 287.2377 | 0 | 564.6054 | 0.015159 | 287.2377 | 0 | 563.549 | 0.00053624 | 564.6054 | 0.01454 | 366.8825 | 5.405e-05
| 367.4936 | 5.1542 | 287.4468 | 0.016013 | 367.4936 | 0.0038187 | 287.4468 | 0 | 366.9937 | 0 | 287.4468 | 0 | 366.9937 | 0.0001289 | 281.82 | 0.017512 | 367.4936 | 0 | 281.82 | -0.00082513 | 281.82 | -0.0011732 | 366.9937 | 0.00011494 | 366.9937 | 0.00012008 | 367.4936 | 0.00035199 | 287.4468 | 0 | 564.7626 | 0.015794 | 287.4468 | 0 | 563.707 | 0 | 564.7626 | 0.013982 | 366.9937 | 3.8897e-05
| 367.6068 | 4.9778 | 287.6559 | 0.014169 | 367.6068 | 0 | 287.6559 | 0 | 367.1049 | 0 | 287.6559 | 0 | 367.1049 | 0.00014529 | 282.03 | -0.017512 | 367.6068 | 0.0065275 | 282.03 | -0.0030384 | 282.03 | 0.0031115 | 367.1049 | 0.00012155 | 367.1049 | 0.0001235 | 367.6068 | 0 | 287.6559 | 0 | 564.9198 | 0.013706 | 287.6559 | 0 | 563.865 | 0.00010725 | 564.9198 | 0.014633 | 367.1049 | 4.282e-05
| 367.7199 | 4.8238 | 287.865 | 0.016924 | 367.7199 | 0 | 287.865 | 0 | 367.2162 | 0 | 287.865 | 0 | 367.2162 | 0.00013263 | 282.24 | -0.017512 | 367.7199 | 0.011545 | 282.24 | 0.0026695 | 282.24 | -0.0013262 | 367.2162 | 0.00013724 | 367.2162 | 0.00012847 | 367.7199 | 0.0028853 | 287.865 | 0 | 565.0771 | 0.017609 | 287.865 | 0 | 564.0229 | 7.1499e-05 | 565.0771 | 0.013796 | 367.2162 | 3.6867e-05
| 367.8331 | 4.6834 | 288.0741 | -0.011264 | 367.8331 | 0.0026503 | 288.0741 | 0 | 367.3274 | 0 | 288.0741 | 0 | 367.3274 | 0.00015386 | 282.45 | -0.004558 | 367.8331 | 0.00035713 | 282.45 | -0.010843 | 282.45 | -0.0031625 | 367.3274 | 0.0001526 | 367.3274 | 0.00012847 | 367.8331 | 0 | 288.0741 | 0 | 565.2343 | 0.013389 | 288.0741 | 0 | 564.1809 | 0 | 565.2343 | 0.014261 | 367.3274 | 5.4659e-05
| 367.9463 | 4.6052 | 288.2833 | 0.027218 | 367.9463 | 0 | 288.2833 | 0 | 367.4386 | 0 | 288.2833 | 0 | 367.4386 | 0.00013486 | 282.66 | 0.027587 | 367.9463 | 0.0009665 | 282.66 | -0.012008 | 282.66 | 0.0058659 | 367.4386 | 0.0001303 | 367.4386 | 0.00013173 | 367.9463 | 0 | 288.2833 | 0 | 565.3916 | 0.014659 | 288.2833 | 0 | 564.3389 | 7.1499e-05 | 565.3916 | 0.013378 | 367.4386 | 5.9935e-05
| 368.0594 | 4.4898 | 288.4925 | -0.0019991 | 368.0594 | 0.0069571 | 288.4925 | 0 | 367.5498 | 0.00024284 | 288.4925 | 0 | 367.5498 | 0.00014995 | 282.87 | -0.0093559 | 368.0594 | 0.011679 | 282.87 | -0.0075817 | 282.87 | -0.007141 | 367.5498 | 0.00014764 | 367.5498 | 0.0001468 | 368.0594 | 0 | 288.4925 | 0 | 565.5488 | 0.0093947 | 288.4925 | 0 | 564.4969 | 0.00032174 | 565.5488 | 0.014214 | 367.5498 | 7.0488e-05
| 368.1726 | 4.3631 | 288.7017 | 0.016652 | 368.1726 | 0 | 288.7017 | 0 | 367.661 | 0.00024284 | 288.7017 | 0 | 367.661 | 0.00015349 | 283.08 | -0.017512 | 368.1726 | 0.0067496 | 283.08 | -0.0032714 | 283.08 | 0.0015813 | 367.661 | 0.00014417 | 367.661 | 0.0001802 | 368.1726 | 0.013019 | 288.7017 | 0 | 565.7061 | 0.024735 | 288.7017 | 0 | 564.655 | 7.1499e-05 | 565.7061 | 0.013703 | 367.661 | 5.865e-05
| 368.2857 | 4.229 | 288.9109 | -0.049881 | 368.2857 | 0.013947 | 288.9109 | 0 | 367.7723 | 0.00024284 | 288.9109 | 0 | 367.7723 | 0.00015665 | 283.29 | 0.017512 | 368.2857 | 0.0075489 | 283.29 | -0.0032714 | 283.29 | 0.00096913 | 367.7723 | 0.00015805 | 367.7723 | 0.00016856 | 368.2857 | 0 | 288.9109 | 0 | 565.8633 | 0.0072616 | 288.9109 | 0 | 564.813 | 0.00032174 | 565.8633 | 0.014586 | 367.7723 | 6.8526e-05
| 368.3989 | 4.1682 | 289.1201 | -0.0031415 | 368.3989 | 0.0013283 | 289.1201 | 0 | 367.8835 | 0 | 289.1201 | 0 | 367.8835 | 0.00015144 | 283.5 | 0.02327 | 368.3989 | 0.007016 | 283.5 | -0.0036209 | 283.5 | 0.0089266 | 367.8835 | 0.00013344 | 367.8835 | 0.00016016 | 368.3989 | 0 | 289.1201 | 0 | 566.0206 | 0.014614 | 289.1201 | 0 | 564.971 | 0 | 566.0206 | 0.013703 | 367.8835 | 5.6011e-05
| 368.512 | 4.1102 | 289.3293 | 0.036007 | 368.512 | 0.0069571 | 289.3293 | 0 | 367.9948 | 0.00053406 | 289.3293 | 0 | 367.9948 | 0.00014045 | 283.7 | -0.011275 | 368.512 | 0.0038861 | 283.7 | 0.00022327 | 283.7 | -0.011885 | 367.9948 | 0.00012683 | 367.9948 | 0.00014183 | 368.512 | 0 | 289.3293 | 0 | 566.1779 | 0.0118 | 289.3293 | 0 | 565.1291 | 0.00032174 | 566.1779 | 0.014261 | 367.9948 | 4.6744e-05
| 368.6252 | 4.0452 | 289.5386 | 0.019014 | 368.6252 | 0.0046488 | 289.5386 | 0 | 368.106 | 0 | 289.5386 | 0 | 368.106 | 0.00013654 | 283.91 | -0.011275 | 368.6252 | 0.0085258 | 283.91 | -0.0094454 | 283.91 | -0.0051518 | 368.106 | 0.00012502 | 368.106 | 0.00012179 | 368.6252 | 0 | 289.5386 | 0 | 566.3352 | 0.017882 | 289.5386 | 0 | 565.2871 | 0 | 566.3352 | 0.013378 | 368.106 | 4.2144e-05
| 368.7383 | 3.9505 | 289.7479 | -0.01935 | 368.7383 | 0.0048037 | 289.7479 | 0 | 368.2173 | 0.00024284 | 289.7479 | 0 | 368.2173 | 0.00013616 | 284.12 | 0.02375 | 368.7383 | 0.0036341 | 284.12 | 0.0066302 | 284.12 | -0.0053048 | 368.2173 | 0.00015078 | 368.2173 | 8.8389e-05 | 368.7383 | 0 | 289.7479 | 0 | 566.4924 | 0.0089408 | 289.7479 | 0 | 565.4451 | 0 | 566.4924 | 0.014122 | 368.2173 | 6.325e-05
| 368.8514 | 3.897 | 289.9572 | 0.0065783 | 368.8514 | 0.0091316 | 289.9572 | 0 | 368.3286 | 0 | 289.9572 | 0 | 368.3286 | 0.00011977 | 284.33 | 0.02327 | 368.8514 | 0.0029836 | 284.33 | 0.00022327 | 284.33 | -0.00010202 | 368.3286 | 0.00016036 | 368.3286 | 9.8495e-05 | 368.8514 | 0.021886 | 289.9572 | 0 | 566.6498 | 0.017065 | 289.9572 | 0 | 565.6032 | 0 | 566.6498 | 0.013471 | 368.3286 | 8.4288e-05
| 368.9646 | 3.8142 | 290.1665 | -0.0068168 | 368.9646 | 0.015284 | 290.1665 | 0 | 368.4398 | 0 | 290.1665 | 0 | 368.4398 | 0.00012313 | 284.54 | -0.0055175 | 368.9646 | 0.0037601 | 284.54 | -0.0044363 | 284.54 | 0.00066312 | 368.4398 | 0.00016531 | 368.4398 | 0.00012505 | 368.9646 | 0 | 290.1665 | 0 | 566.8071 | 0.01357 | 290.1665 | 0 | 565.7613 | 0.00032174 | 566.8071 | 0.014679 | 368.4398 | 8.4288e-05
| 369.0777 | 3.7605 | 290.3758 | 0.014345 | 369.0777 | 0.0098392 | 290.3758 | 0 | 368.5511 | 0.00024284 | 290.3758 | 0 | 368.5511 | 0.00011437 | 284.75 | -0.0088761 | 369.0777 | 0.0047513 | 284.75 | 0.0056981 | 284.75 | -0.0034686 | 368.5511 | 0.00014682 | 368.5511 | 0.00016684 | 369.0777 | 0.0075298 | 290.3758 | 0 | 566.9644 | 0.019152 | 290.3758 | 0 | 565.9193 | 7.1499e-05 | 566.9644 | 0.013796 | 368.5511 | 5.4659e-05
| 369.1908 | 3.7178 | 290.5851 | 0.03045 | 369.1908 | 0 | 290.5851 | 0 | 368.6624 | 0 | 290.5851 | 0 | 368.6624 | 0.00012964 | 284.96 | 0.022789 | 369.1908 | 0.0069272 | 284.96 | 0.0024366 | 284.96 | -0.0040807 | 368.6624 | 0.00016333 | 368.6624 | 0.00014183 | 369.1908 | 0.0029518 | 290.5851 | 0 | 567.1217 | 0.014523 | 290.5851 | 0 | 566.0774 | 0.00032174 | 567.1217 | 0.014725 | 368.6624 | 4.742e-05
| 369.304 | 3.6662 | 290.7945 | 0.0087072 | 369.304 | 0.005479 | 290.7945 | 0 | 368.7737 | 0.00053406 | 290.7945 | 0 | 368.7737 | 0.00011586 | 285.17 | 0.020391 | 369.304 | 0.0044849 | 285.17 | 0.00022327 | 285.17 | 0.010304 | 368.7737 | 0.00016069 | 368.7737 | 0.00015674 | 369.304 | 0.0079522 | 290.7945 | 0 | 567.2791 | 0.019606 | 290.7945 | 0 | 566.2355 | 0 | 567.2791 | 0.013239 | 368.7737 | 4.5459e-05
| 369.4171 | 3.5968 | 291.0039 | -0.018219 | 369.4171 | 0.0031472 | 291.0039 | 0 | 368.885 | 0.00024284 | 291.0039 | 0 | 368.885 | 0.00012536 | 285.38 | -0.039583 | 369.4171 | 0.0024997 | 285.38 | -0.013406 | 285.38 | -0.0076005 | 368.885 | 0.00015293 | 368.885 | 0.00013841 | 369.4171 | 0 | 291.0039 | 0 | 567.4364 | 0.0088501 | 291.0039 | 0 | 566.3936 | 0.00010725 | 567.4364 | 0.014029 | 368.885 | 6.7849e-05
| 369.5302 | 3.5795 | 291.2133 | 0.034353 | 369.5302 | 0.0039847 | 291.2133 | 0 | 368.9963 | 0 | 291.2133 | 0 | 368.9963 | 0.00012313 | 285.59 | 0.017512 | 369.5302 | 0 | 285.59 | -0.0064164 | 285.59 | -0.0014792 | 368.9963 | 0.00012617 | 368.9963 | 0.00015845 | 369.5302 | 0 | 291.2133 | 0 | 567.5938 | 0.017609 | 291.2133 | 0 | 566.5517 | 7.1499e-05 | 567.5938 | 0.013146 | 368.9963 | 5.0735e-05
| 369.6433 | 3.5299 | 291.4227 | -0.0015946 | 369.6433 | 0.0087791 | 291.4227 | 0 | 369.1076 | 0.00024284 | 291.4227 | 0 | 369.1076 | 0.00014213 | 285.8 | -0.0079165 | 369.6433 | 0.0085702 | 285.8 | -0.012823 | 285.8 | -0.0085181 | 369.1076 | 0.00011841 | 369.1076 | 0.00013687 | 369.6433 | 0.014758 | 291.4227 | 0 | 567.7511 | 0.010075 | 291.4227 | 0 | 566.7098 | 0.00032174 | 567.7511 | 0.014354 | 369.1076 | 4.742e-05
| 369.7565 | 3.5261 | 291.6321 | 0.0081579 | 369.7565 | 0.0063091 | 291.6321 | 0 | 369.2189 | 0 | 291.6321 | 0 | 369.2189 | 0.0001371 | 286.01 | 0.010795 | 369.7565 | 0.0090142 | 286.01 | 0.00057274 | 286.01 | -0.0007141 | 369.2189 | 0.00011197 | 369.2189 | 0.00015845 | 369.7565 | 0 | 291.6321 | 0 | 567.9085 | 0.016611 | 291.6321 | 0 | 566.8679 | 0 | 567.9085 | 0.013378 | 369.2189 | 4.8773e-05
| 369.8696 | 3.4334 | 291.8416 | -0.037524 | 369.8696 | 0.012227 | 291.8416 | 0 | 369.3302 | 0 | 291.8416 | 0 | 369.3302 | 0.00014175 | 286.22 | 0.0055175 | 369.8696 | 0.007016 | 286.22 | -0.0010581 | 286.22 | -0.00025504 | 369.3302 | 0.00011726 | 369.3302 | 0.00013841 | 369.8696 | 0 | 291.8416 | 0 | 568.0659 | 0.012708 | 291.8416 | 0 | 567.026 | 0.00053624 | 568.0659 | 0.014307 | 369.3302 | 6.4535e-05
| 369.9827 | 3.4309 | 292.051 | 0.0085447 | 369.9827 | 0.005479 | 292.051 | 0 | 369.4415 | 0.00024284 | 292.051 | 0 | 369.4415 | 0.00013784 | 286.43 | -0.0064771 | 369.9827 | 0.0009665 | 286.43 | 0.0015046 | 286.43 | 0.0034176 | 369.4415 | 0.00010949 | 369.4415 | 0.00011014 | 369.9827 | 0.0062632 | 292.051 | 0 | 568.2232 | 0.01829 | 292.051 | 0 | 567.1841 | 0 | 568.2232 | 0.013193 | 369.4415 | 6.4535e-05
| 370.0958 | 3.3452 | 292.2605 | -0.010603 | 370.0958 | 0.010126 | 292.2605 | 0 | 369.5529 | 0 | 292.2605 | 0 | 369.5529 | 0.00016522 | 286.64 | -0.0055175 | 370.0958 | 0 | 286.64 | -0.0014076 | 286.64 | -0.0034686 | 369.5529 | 0.00012155 | 369.5529 | 0.000105 | 370.0958 | 0 | 292.2605 | 0 | 568.3806 | 0.015794 | 292.2605 | 0 | 567.3423 | 0.00010725 | 568.3806 | 0.014075 | 369.5529 | 6.2573e-05
| 370.209 | 3.2897 | 292.47 | 0.037215 | 370.209 | 0.0038187 | 292.47 | 0 | 369.6642 | 0.00024284 | 292.47 | 0 | 369.6642 | 0.00015926 | 286.85 | 0.030466 | 370.209 | 0.0029836 | 286.85 | 0.0038344 | 286.85 | -0.0033155 | 369.6642 | 0.00011032 | 369.6642 | 0.00010672 | 370.209 | 0 | 292.47 | 0 | 568.538 | 0.013389 | 292.47 | 0 | 567.5004 | 0 | 568.538 | 0.013193 | 369.6642 | 6.0611e-05
| 370.3221 | 3.2794 | 292.6795 | -0.018054 | 370.3221 | 0.015093 | 292.6795 | 0 | 369.7755 | 0 | 292.6795 | 0 | 369.7755 | 0.00015442 | 287.06 | -0.010315 | 370.3221 | 0 | 287.06 | -0.0025725 | 287.06 | -0.0077534 | 369.7755 | 0.00013146 | 369.7755 | 0.00015845 | 370.3221 | 0 | 292.6795 | 0 | 568.6955 | 0.014932 | 292.6795 | 0 | 567.6585 | 0.00032174 | 568.6955 | 0.014122 | 369.7755 | 5.2697e-05
| 370.4352 | 3.2366 | 292.889 | 0.0089766 | 370.4352 | 0.010603 | 292.889 | 0 | 369.8869 | 0.00024284 | 292.889 | 0 | 369.8869 | 0.00013933 | 287.27 | -0.011275 | 370.4352 | 0.0075045 | 287.27 | -0.0066496 | 287.27 | -0.0034686 | 369.8869 | 0.00013757 | 369.8869 | 0.00012008 | 370.4352 | 0 | 292.889 | 0 | 568.8529 | 0.022102 | 292.889 | 0 | 567.8167 | 0.00050049 | 568.8529 | 0.013425 | 369.8869 | 6.2573e-05
| 370.5483 | 3.1743 | 293.0986 | 0.026399 | 370.5483 | 0.017863 | 293.0986 | 0 | 369.9982 | 0.00053406 | 293.0986 | 0 | 369.9982 | 0.00014045 | 287.48 | 0.019431 | 370.5483 | 0.0023737 | 287.48 | -0.0016406 | 287.48 | -0.010049 | 369.9982 | 0.0001668 | 369.9982 | 0.00013344 | 370.5483 | 0.011385 | 293.0986 | 0 | 569.0103 | 0.0089408 | 293.0986 | 0 | 567.9748 | 0.00010725 | 569.0103 | 0.013796 | 369.9982 | 6.1288e-05
| 370.6614 | 3.136 | 293.3082 | 0.03767 | 370.6614 | 0.015284 | 293.3082 | 0 | 370.1096 | 0 | 293.3082 | 0 | 370.1096 | 0.00014604 | 287.69 | 0.019431 | 370.6614 | 0.0099023 | 287.69 | 0.0012716 | 287.69 | 0.0012752 | 370.1096 | 0.00014269 | 370.1096 | 9.5069e-05 | 370.6614 | 0 | 293.3082 | 0 | 569.1677 | 0.019379 | 293.3082 | 0 | 568.133 | 7.1499e-05 | 569.1677 | 0.013239 | 370.1096 | 7.2449e-05
| 370.7745 | 3.0797 | 293.5177 | 0.010421 | 370.7745 | 0.018246 | 293.5177 | 0 | 370.2209 | 0.00024284 | 293.5177 | 0 | 370.2209 | 0.00014883 | 287.9 | -0.0035984 | 370.7745 | 0.0083038 | 287.9 | -0.0066496 | 287.9 | -0.0033155 | 370.2209 | 0.00013063 | 370.2209 | 0.00015674 | 370.7745 | 0 | 293.5177 | 0 | 569.3252 | 0.016112 | 293.5177 | 0 | 568.2912 | 0.00010725 | 569.3252 | 0.014029 | 370.2209 | 7.4411e-05
| 370.8876 | 3.0447 | 293.7273 | -0.012208 | 370.8876 | 0.017768 | 293.7273 | 0 | 370.3323 | 0 | 293.7273 | 0 | 370.3323 | 0.00013747 | 288.11 | 0.017512 | 370.8876 | 0.0082593 | 288.11 | -0.0059506 | 288.11 | 0.0012752 | 370.3323 | 0.00011379 | 370.3323 | 0.00013841 | 370.8876 | 0 | 293.7273 | 0 | 569.4826 | 0.01534 | 293.7273 | 0 | 568.4494 | 0 | 569.4826 | 0.013518 | 370.3323 | 8.4964e-05
| 371.0007 | 2.9445 | 293.9369 | -0.00087001 | 371.0007 | 0.011941 | 293.9369 | 0 | 370.4437 | 0 | 293.9369 | 0 | 370.4437 | 0.00011847 | 288.32 | -0.030466 | 371.0007 | 0.0096803 | 288.32 | -0.0042033 | 288.32 | 0.006019 | 370.4437 | 0.00012948 | 370.4437 | 0.00011682 | 371.0007 | 0 | 293.9369 | 0 | 569.6401 | 0.012844 | 293.9369 | 0 | 568.6075 | 0.00032174 | 569.6401 | 0.0144 | 370.4437 | 9.2879e-05
| 371.1138 | 2.8944 | 294.1466 | 0.016965 | 371.1138 | 0.017959 | 294.1466 | 0 | 370.5551 | 0.00024284 | 294.1466 | 0 | 370.5551 | 0.00011884 | 288.53 | 0.0069569 | 371.1138 | 0.0038661 | 288.53 | 0.0016211 | 288.53 | -0.0054579 | 370.5551 | 0.00013988 | 370.5551 | 6.8347e-05 | 371.1138 | 0.0033074 | 294.1466 | 0 | 569.7975 | 0.022647 | 294.1466 | 0 | 568.7657 | 0 | 569.7975 | 0.01375 | 370.5551 | 7.1164e-05
| 371.2269 | 2.8132 | 294.3562 | 0.0060624 | 371.2269 | 0.023213 | 294.3562 | 0 | 370.6664 | 0.00024284 | 294.3562 | 0 | 370.6664 | 0.0001302 | 288.74 | -0.0055175 | 371.2269 | 0.0019956 | 288.74 | -0.00082513 | 288.74 | -0.007141 | 370.6664 | 0.00012072 | 370.6664 | 0.00010175 | 371.2269 | 0 | 294.3562 | 0 | 569.955 | 0.0078062 | 294.3562 | 0 | 568.9239 | 0.00010725 | 569.955 | 0.014633 | 370.6664 | 5.1411e-05
| 371.34 | 2.7666 | 294.5659 | 0.022113 | 371.34 | 0.022067 | 294.5659 | 0 | 370.7778 | 0.00053406 | 294.5659 | 0 | 370.7778 | 0.00015125 | 288.95 | 0.012235 | 371.34 | 0.0012187 | 288.95 | 0.0056981 | 288.95 | 0.0043357 | 370.7778 | 0.00012535 | 370.7778 | 0.00012008 | 371.34 | 0.0062632 | 294.5659 | 0 | 570.1125 | 0.017292 | 294.5659 | 0 | 569.0821 | 0 | 570.1125 | 0.013471 | 370.7778 | 3.4906e-05
| 371.4531 | 2.7419 | 294.7756 | -0.015236 | 371.4531 | 0.032001 | 294.7756 | 0 | 370.8892 | 0 | 294.7756 | 0 | 370.8892 | 0.00015405 | 289.16 | 0.02327 | 371.4531 | 0.0016175 | 289.16 | 0.002786 | 289.16 | -0.0042337 | 370.8892 | 0.0001123 | 370.8892 | 0.00011511 | 371.4531 | 0 | 294.7756 | 0 | 570.27 | 0.012072 | 294.7756 | 0 | 569.2404 | 0 | 570.27 | 0.013982 | 370.8892 | 4.1467e-05
| 371.5662 | 2.6373 | 294.9853 | 0.0077703 | 371.5662 | 0.023786 | 294.9853 | 0 | 371.0006 | 0.00024284 | 294.9853 | 0 | 371.0006 | 0.00015349 | 289.37 | 0.0040782 | 371.5662 | 0.0046181 | 289.37 | 0.00045625 | 289.37 | 0.0035706 | 371.0006 | 0.00013988 | 371.0006 | 9.8495e-05 | 371.5662 | 0 | 294.9853 | 0 | 570.4275 | 0.017972 | 294.9853 | 0 | 569.3986 | 7.1499e-05 | 570.4275 | 0.012821 | 371.0006 | 5.9935e-05
| 371.6793 | 2.5621 | 295.195 | 0.010561 | 371.6793 | 0.030951 | 295.195 | 0 | 371.112 | 0 | 295.195 | 0 | 371.112 | 0.00014473 | 289.58 | -0.010795 | 371.6793 | 0.010435 | 289.58 | -0.0061837 | 289.58 | -0.0051518 | 371.112 | 0.00016449 | 371.112 | 0.00011014 | 371.6793 | 0.0080117 | 295.195 | 0 | 570.585 | 0.01357 | 295.195 | 0 | 569.5568 | 0.00010725 | 570.585 | 0.013936 | 371.112 | 6.7849e-05
| 371.7924 | 2.5259 | 295.4047 | 0.010841 | 371.7924 | 0.025697 | 295.4047 | 0 | 371.2234 | 0.00024284 | 295.4047 | 0 | 371.2234 | 0.00013058 | 289.79 | 0.019911 | 371.7924 | 0 | 289.79 | 0.0012716 | 289.79 | -0.0048458 | 371.2234 | 0.00016267 | 371.2234 | 0.00014012 | 371.7924 | 0 | 295.4047 | 0 | 570.7425 | 0.024417 | 295.4047 | 0 | 569.715 | 7.1499e-05 | 570.7425 | 0.013053 | 371.2234 | 6.1288e-05
| 371.9055 | 2.4375 | 295.6145 | -0.0015113 | 371.9055 | 0.042032 | 295.6145 | 0 | 371.3349 | 0.00053406 | 295.6145 | 0 | 371.3349 | 0.00013449 | 290 | -0.013674 | 371.9055 | 0.0050178 | 290 | -0.0046693 | 290 | -0.0036216 | 371.3349 | 0.00014731 | 371.3349 | 0.00013173 | 371.9055 | 0 | 295.6145 | 0 | 570.9 | 0.0074885 | 295.6145 | 0 | 569.8733 | 0.00010725 | 570.9 | 0.013796 | 371.3349 | 5.4659e-05
| 372.0186 | 2.4062 | 295.8242 | 0.019924 | 372.0186 | 0.037828 | 295.8242 | 0 | 371.4463 | 0 | 295.8242 | 0 | 371.4463 | 0.00014753 | 290.21 | 0.0016793 | 372.0186 | 0.001849 | 290.21 | -0.0083969 | 290.21 | -0.0043867 | 371.4463 | 0.00010834 | 371.4463 | 0.00011837 | 372.0186 | 0 | 295.8242 | 0 | 571.0575 | 0.016838 | 295.8242 | 0 | 570.0315 | 0 | 571.0575 | 0.0131 | 371.4463 | 4.8773e-05
| 372.1317 | 2.3573 | 296.034 | 0.0019966 | 372.1317 | 0.041076 | 296.034 | 0 | 371.5577 | 0 | 296.034 | 0 | 371.5577 | 0.00016001 | 290.43 | -0.020391 | 372.1317 | 0.010169 | 290.43 | -0.0016406 | 290.43 | -0.0036216 | 371.5577 | 0.00011726 | 371.5577 | 0.00011168 | 372.1317 | 0 | 296.034 | 0 | 571.2151 | 0.01829 | 296.034 | 0 | 570.1898 | 0 | 571.2151 | 0.013982 | 371.5577 | 5.1411e-05
| 372.2448 | 2.2865 | 296.2438 | -0.0017503 | 372.2448 | 0.050342 | 296.2438 | 0 | 371.6691 | 0 | 296.2438 | 0 | 371.6691 | 0.0001669 | 290.64 | -0.0083963 | 372.2448 | 0.0058615 | 290.64 | -0.0079311 | 290.64 | 0.0031115 | 371.6691 | 0.00012617 | 371.6691 | 0.00013173 | 372.2448 | 0.012597 | 296.2438 | 0 | 571.3726 | 0.019062 | 296.2438 | 0 | 570.348 | 0.00028599 | 571.3726 | 0.013193 | 371.6691 | 4.9382e-05
| 372.3579 | 2.2411 | 296.4537 | -0.022112 | 372.3579 | 0.056456 | 296.4537 | 0 | 371.7806 | 0.00053406 | 296.4537 | 0 | 371.7806 | 0.00017901 | 290.85 | -0.025668 | 372.3579 | 0.0012394 | 290.85 | -0.0037373 | 290.85 | -0.0046928 | 371.7806 | 0.00014269 | 371.7806 | 0.00011014 | 372.3579 | 0 | 296.4537 | 0 | 571.5302 | 0.013479 | 296.4537 | 0 | 570.5063 | 0.00010725 | 571.5302 | 0.013378 | 371.7806 | 5.9935e-05
| 372.471 | 2.1873 | 296.6635 | 0.00026942 | 372.471 | 0.06257 | 296.6635 | 0 | 371.892 | 0 | 296.6635 | 0 | 371.892 | 0.00017528 | 291.06 | -0.030946 | 372.471 | 0.00374 | 291.06 | -0.0068827 | 291.06 | -0.0065293 | 371.892 | 0.0001592 | 371.892 | 7.9995e-05 | 372.471 | 0.017664 | 296.6635 | 0 | 571.6877 | 0.0177 | 296.6635 | 0 | 570.6646 | 7.1499e-05 | 571.6877 | 0.012682 | 371.892 | 6.2573e-05
| 372.584 | 2.154 | 296.8733 | -0.0087477 | 372.584 | 0.067919 | 296.8733 | 0 | 372.0035 | 0 | 296.8733 | 0 | 372.0035 | 0.00014958 | 291.27 | -0.011755 | 372.584 | 0.0050178 | 291.27 | -0.0082806 | 291.27 | -0.0020913 | 372.0035 | 0.00016234 | 372.0035 | 7.8454e-05 | 372.584 | 0 | 296.8733 | 0 | 571.8453 | 0.0097577 | 296.8733 | 0 | 570.8229 | 0.00010725 | 571.8453 | 0.013796 | 372.0035 | 5.9259e-05
| 372.6971 | 2.0854 | 297.0832 | -0.00020812 | 372.6971 | 0.075179 | 297.0832 | 0 | 372.1149 | 0.00024284 | 297.0832 | 0 | 372.1149 | 0.00012797 | 291.48 | 0.017032 | 372.6971 | 0.0092807 | 291.48 | -0.0016406 | 291.48 | -0.00025504 | 372.1149 | 0.00016961 | 372.1149 | 0.00010672 | 372.6971 | 0.01513 | 297.0832 | 0 | 572.0029 | 0.018335 | 297.0832 | 0 | 570.9811 | 0 | 572.0029 | 0.013193 | 372.1149 | 6.3926e-05
| 372.8102 | 2.0542 | 297.2931 | -0.0042653 | 372.8102 | 0.088935 | 297.2931 | 0 | 372.2264 | 0 | 297.2931 | 0 | 372.2264 | 0.00011586 | 291.69 | -0.0016793 | 372.8102 | 0.0027518 | 291.69 | -0.0093286 | 291.69 | -0.007141 | 372.2264 | 0.00015491 | 372.2264 | 0.00012179 | 372.8102 | 0.00084329 | 297.2931 | 0 | 572.1604 | 0.013797 | 297.2931 | 0 | 571.1394 | 0.00010725 | 572.1604 | 0.013703 | 372.2264 | 6.7849e-05
| 372.9233 | 2.0341 | 297.503 | 0.030875 | 372.9233 | 0.081198 | 297.503 | 0 | 372.3378 | 0 | 297.503 | 0 | 372.3378 | 0.00012052 | 291.9 | -0.004558 | 372.9233 | 0.0015969 | 291.9 | -0.01061 | 291.9 | 0.00096913 | 372.3378 | 0.00015524 | 372.3378 | 9.0102e-05 | 372.9233 | 0 | 297.503 | 0 | 572.318 | 0.020514 | 297.503 | 0 | 571.2977 | 0 | 572.318 | 0.012635 | 372.3378 | 7.7726e-05
| 373.0364 | 1.9601 | 297.7129 | -0.0088377 | 373.0364 | 0.11129 | 297.7129 | 0 | 372.4493 | 0 | 297.7129 | 0 | 372.4493 | 0.0001289 | 292.11 | -0.043901 | 373.0364 | 0.0074157 | 292.11 | -0.0088628 | 292.11 | -0.0068351 | 372.4493 | 0.00013344 | 372.4493 | 0.00010004 | 373.0364 | 0 | 297.7129 | 0 | 572.4756 | 0.007897 | 297.7129 | 0 | 571.4561 | 0.00010725 | 572.4756 | 0.01375 | 372.4493 | 7.1773e-05
| 373.1494 | 1.9244 | 297.9229 | 0.0054109 | 373.1494 | 0.10623 | 297.9229 | 0 | 372.5608 | 0 | 297.9229 | 0 | 372.5608 | 0.00013952 | 292.32 | 0.0064771 | 373.1494 | 0.0079041 | 292.32 | -0.0050185 | 292.32 | -0.0007141 | 372.5608 | 0.00012948 | 372.5608 | 9.3356e-05 | 373.1494 | 0 | 297.9229 | 0 | 572.6332 | 0.020015 | 297.9229 | 0 | 571.6144 | 0 | 572.6332 | 0.013239 | 372.5608 | 6.5888e-05
| 373.2625 | 1.8823 | 298.1328 | -0.0062633 | 373.2625 | 0.13087 | 298.1328 | 0 | 372.6723 | 0.00024284 | 298.1328 | 0 | 372.6723 | 0.00015349 | 292.53 | -0.014154 | 373.2625 | 0 | 292.53 | -0.011659 | 292.53 | -0.0010202 | 372.6723 | 0.00011313 | 372.6723 | 9.6782e-05 | 373.2625 | 0 | 298.1328 | 0 | 572.7909 | 0.013661 | 298.1328 | 0 | 571.7727 | 0 | 572.7909 | 0.014168 | 372.6723 | 5.3373e-05
| 373.3756 | 1.8457 | 298.3428 | 0.0084029 | 373.3756 | 0.13584 | 298.3428 | 0 | 372.7838 | 0 | 298.3428 | 0 | 372.7838 | 0.00014529 | 292.74 | 0.028548 | 373.3756 | 0.0085258 | 292.74 | 0.0056981 | 292.74 | 0.0084671 | 372.7838 | 0.00012304 | 372.7838 | 5.4986e-05 | 373.3756 | 0.0045744 | 298.3428 | 0 | 572.9485 | 0.016293 | 298.3428 | 0 | 571.931 | 0.00028599 | 572.9485 | 0.01296 | 372.7838 | 5.0059e-05
| 373.4886 | 1.8125 | 298.5528 | -0.012298 | 373.4886 | 0.16966 | 298.5528 | 0 | 372.8952 | 0 | 298.5528 | 0 | 372.8952 | 0.00014473 | 292.95 | -0.0016793 | 373.4886 | 0.010568 | 292.95 | -0.0040868 | 292.95 | -0.0007141 | 372.8952 | 0.00013608 | 372.8952 | 9.5069e-05 | 373.4886 | 0.0063249 | 298.5528 | 0 | 573.1061 | 0.011074 | 298.5528 | 0 | 572.0893 | 0.00010725 | 573.1061 | 0.013843 | 372.8952 | 5.3982e-05
| 373.6017 | 1.7707 | 298.7628 | 0.012592 | 373.6017 | 0.19048 | 298.7628 | 0 | 373.0068 | 0.00024284 | 298.7628 | 0 | 373.0068 | 0.00013281 | 293.16 | 0.030946 | 373.6017 | 0.0029836 | 293.16 | 0.0038344 | 293.16 | -0.014027 | 373.0068 | 0.00012419 | 373.0068 | 0.00011682 | 373.6017 | 0 | 298.7628 | 0 | 573.2638 | 0.015385 | 298.7628 | 0 | 572.2477 | 7.1499e-05 | 573.2638 | 0.013007 | 373.0068 | 5.7297e-05
| 373.7148 | 1.7409 | 298.9728 | 0.021918 | 373.7148 | 0.2049 | 298.9728 | 0 | 373.1182 | 0.00024284 | 298.9728 | 0 | 373.1182 | 0.00012611 | 293.37 | -0.0064771 | 373.7148 | 0.0065275 | 293.37 | 0.0012716 | 293.37 | -0.005917 | 373.1182 | 0.00014005 | 373.1182 | 0.00017506 | 373.7148 | 0 | 298.9728 | 0 | 573.4214 | 0.0090316 | 298.9728 | 0 | 572.406 | 0.00010725 | 573.4214 | 0.01375 | 373.1182 | 7.2449e-05
| 373.8278 | 1.7342 | 299.1828 | 0.0019386 | 373.8278 | 0.23261 | 299.1828 | 0 | 373.2298 | 0.00024284 | 299.1828 | 0 | 373.2298 | 0.00012499 | 293.58 | 0.024709 | 373.8278 | 0.011323 | 293.58 | 0.00022327 | 293.58 | -0.011426 | 373.2298 | 0.0001237 | 373.2298 | 0.00013344 | 373.8278 | 0 | 299.1828 | 0 | 573.5791 | 0.014205 | 299.1828 | 0 | 572.5644 | 0 | 573.5791 | 0.012774 | 373.2298 | 7.7049e-05
| 373.9409 | 1.6607 | 299.3929 | -0.021707 | 373.9409 | 0.27512 | 299.3929 | 0 | 373.3413 | 0 | 299.3929 | 0 | 373.3413 | 0.00014231 | 293.79 | -0.011275 | 373.9409 | 0.0074157 | 293.79 | -0.0057175 | 293.79 | 0.00081613 | 373.3413 | 0.00014764 | 373.3413 | 9.6782e-05 | 373.9409 | 0 | 299.3929 | 0 | 573.7367 | 0.018018 | 299.3929 | 0 | 572.7228 | 0.00032174 | 573.7367 | 0.013239 | 373.3413 | 9.0917e-05
| 374.0539 | 1.6566 | 299.603 | 0.012734 | 374.0539 | 0.27311 | 299.603 | 0 | 373.4528 | 0 | 299.603 | 0 | 373.4528 | 0.00016448 | 294 | 0.0002399 | 374.0539 | 0.0044849 | 294 | 0.00045625 | 294 | 0.006172 | 373.4528 | 0.00012485 | 373.4528 | 8.6676e-05 | 374.0539 | 0 | 299.603 | 0 | 573.8944 | 0.015385 | 299.603 | 0 | 572.8811 | 7.1499e-05 | 573.8944 | 0.012496 | 373.4528 | 7.0488e-05
| 374.167 | 1.6291 | 299.8131 | -0.041468 | 374.167 | 0.34848 | 299.8131 | 0 | 373.5643 | 0.00024284 | 299.8131 | 0 | 373.5643 | 0.00016094 | 294.21 | -0.015113 | 374.167 | 0.0081705 | 294.21 | -0.0080475 | 294.21 | -0.014792 | 373.5643 | 0.00013724 | 373.5643 | 7.5028e-05 | 374.167 | 0 | 299.8131 | 0 | 574.0521 | 0.012526 | 299.8131 | 0 | 573.0395 | 0 | 574.0521 | 0.013611 | 373.5643 | 6.9135e-05
| 374.2801 | 1.5796 | 300.0232 | 0.041617 | 374.2801 | 0.36109 | 300.0232 | 0 | 373.6759 | 0 | 300.0232 | 0 | 373.6759 | 0.00015125 | 294.42 | -0.0050378 | 374.2801 | 0.0051066 | 294.42 | 0.002553 | 294.42 | -0.0007141 | 373.6759 | 0.00012535 | 373.6759 | 0.00013669 | 374.2801 | 0.0016187 | 300.0232 | 0 | 574.2098 | 0.015794 | 300.0232 | 0 | 573.1979 | 0.00028599 | 574.2098 | 0.0131 | 373.6759 | 5.662e-05
| 374.3931 | 1.5445 | 300.2333 | 0.0064654 | 374.3931 | 0.38698 | 300.2333 | 0 | 373.7874 | 0.00024284 | 300.2333 | 0 | 373.7874 | 0.00011698 | 294.63 | -0.0035984 | 374.3931 | 0.012078 | 294.63 | -0.0001262 | 294.63 | 0.0028055 | 373.7874 | 0.00013542 | 373.7874 | 0.00011837 | 374.3931 | 0 | 300.2333 | 0 | 574.3675 | 0.010439 | 300.2333 | 0 | 573.3563 | 0.00010725 | 574.3675 | 0.013889 | 373.7874 | 6.1288e-05
| 374.5062 | 1.4984 | 300.4434 | 0.033186 | 374.5062 | 0.40847 | 300.4434 | 0 | 373.8989 | 0.00024284 | 300.4434 | 0 | 373.8989 | 0.00011158 | 294.84 | 0.0074367 | 374.5062 | 0.011812 | 294.84 | -0.0021065 | 294.84 | 0.0077024 | 373.8989 | 0.00012337 | 373.8989 | 0.00014183 | 374.5062 | 0.019775 | 300.4434 | 0 | 574.5252 | 0.018835 | 300.4434 | 0 | 573.5147 | 7.1499e-05 | 574.5252 | 0.012589 | 373.8989 | 5.2697e-05
| 374.6192 | 1.4516 | 300.6536 | 0.00074648 | 374.6192 | 0.47773 | 300.6536 | 0 | 374.0105 | 0 | 300.6536 | 0 | 374.0105 | 0.0001153 | 295.06 | -0.034785 | 374.6192 | 0 | 295.06 | -0.00199 | 295.06 | -0.010355 | 374.0105 | 0.0001265 | 374.0105 | 9.0102e-05 | 374.6192 | 0.0059033 | 300.6536 | 0 | 574.6829 | 0.019879 | 300.6536 | 0 | 573.6731 | 0 | 574.6829 | 0.013007 | 374.0105 | 6.1896e-05
| 374.7323 | 1.4217 | 300.8638 | 0.017152 | 374.7323 | 0.50543 | 300.8638 | 0 | 374.122 | 0 | 300.8638 | 0 | 374.122 | 0.00013933 | 295.27 | 0.0031186 | 374.7323 | 0.0028575 | 295.27 | -0.00094161 | 295.27 | -0.0017853 | 374.122 | 0.00011197 | 374.122 | 9.6782e-05 | 374.7323 | 0.00035199 | 300.8638 | 0 | 574.8406 | 0.019561 | 300.8638 | 0 | 573.8315 | 0 | 574.8406 | 0.011985 | 374.122 | 6.9811e-05
| 374.8453 | 1.4208 | 301.0739 | 0.023563 | 374.8453 | 0.53533 | 301.0739 | 0 | 374.2336 | 0.00024284 | 301.0739 | 0 | 374.2336 | 0.00014753 | 295.48 | -0.017032 | 374.8453 | 0.0019956 | 295.48 | -0.0068827 | 295.48 | -0.0025504 | 374.2336 | 0.00011181 | 374.2336 | 0.00010843 | 374.8453 | 0 | 301.0739 | 0 | 574.9983 | 0.012118 | 301.0739 | 0 | 573.9899 | 0.00032174 | 574.9983 | 0.01296 | 374.2336 | 6.3926e-05
| 374.9584 | 1.3601 | 301.2842 | 0.013761 | 374.9584 | 0.59121 | 301.2842 | 0 | 374.3452 | 0 | 301.2842 | 0 | 374.3452 | 0.00016094 | 295.69 | -0.018472 | 374.9584 | 0.0096803 | 295.69 | 0.00022327 | 295.69 | 0.0047948 | 374.3452 | 0.00011544 | 374.3452 | 0.00015348 | 374.9584 | 0 | 301.2842 | 0 | 575.1561 | 0.015476 | 301.2842 | 0 | 574.1483 | 7.1499e-05 | 575.1561 | 0.012496 | 374.3452 | 6.0611e-05
| 375.0714 | 1.3268 | 301.4944 | -0.0063507 | 375.0714 | 0.6215 | 301.4944 | 0 | 374.4567 | 0.00053406 | 301.4944 | 0 | 374.4567 | 0.00016057 | 295.9 | 0.024228 | 375.0714 | 0.0056394 | 295.9 | 0.0051159 | 295.9 | 0.0095384 | 374.4567 | 0.00012997 | 374.4567 | 0.00015348 | 375.0714 | 0 | 301.4944 | 0 | 575.3138 | 0.01062 | 301.4944 | 0 | 574.3067 | 0.00010725 | 575.3138 | 0.013425 | 374.4567 | 4.8773e-05
| 375.1845 | 1.3207 | 301.7046 | 0.015219 | 375.1845 | 0.70479 | 301.7046 | 0 | 374.5683 | 0.00053406 | 301.7046 | 0 | 374.5683 | 0.00017118 | 296.11 | 0.0026388 | 375.1845 | 0.0067496 | 296.11 | -0.002223 | 296.11 | -0.0076005 | 374.5683 | 0.00013344 | 374.5683 | 0.00014012 | 375.1845 | 0 | 301.7046 | 0 | 575.4715 | 0.011346 | 301.7046 | 0 | 574.4652 | 0 | 575.4715 | 0.012589 | 374.5683 | 5.5335e-05
| 375.2975 | 1.2931 | 301.9149 | 0.0069372 | 375.2975 | 0.74788 | 301.9149 | 0 | 374.6799 | 0.00024284 | 301.9149 | 0 | 374.6799 | 0.00016876 | 296.32 | -0.014154 | 375.2975 | 0.0018696 | 296.32 | -0.0067659 | 296.32 | 0.0093854 | 374.6799 | 0.00013575 | 374.6799 | 0.00010672 | 375.2975 | 0 | 301.9149 | 0 | 575.6293 | 0.018517 | 301.9149 | 0 | 574.6236 | 0.00032174 | 575.6293 | 0.013703 | 374.6799 | 4.1467e-05
| 375.4106 | 1.2383 | 302.1252 | 0.014542 | 375.4106 | 0.80223 | 302.1252 | 0 | 374.7915 | 0.00053406 | 302.1252 | 0 | 374.7915 | 0.0001656 | 296.53 | -0.011275 | 375.4106 | 0.010036 | 296.53 | 0.0055817 | 296.53 | 0.0089266 | 374.7915 | 0.00013493 | 374.7915 | 0.00010672 | 375.4106 | 0 | 302.1252 | 0 | 575.7871 | 0.016293 | 302.1252 | 0 | 574.7821 | 7.1499e-05 | 575.7871 | 0.012867 | 374.7915 | 3.6259e-05
| 375.5236 | 1.1993 | 302.3354 | -0.0042886 | 375.5236 | 0.88801 | 302.3354 | 0 | 374.9031 | 0.00024284 | 302.3354 | 0 | 374.9031 | 0.00015051 | 296.74 | -0.017032 | 375.5236 | 0.0063943 | 296.74 | -0.006999 | 296.74 | -0.0027035 | 374.9031 | 0.0001445 | 374.9031 | 9.0102e-05 | 375.5236 | 0 | 302.3354 | 0 | 575.9448 | 0.013888 | 302.3354 | 0 | 574.9405 | 0.00032174 | 575.9448 | 0.013471 | 374.9031 | 3.7544e-05
| 375.6366 | 1.1699 | 302.5458 | 0.037209 | 375.6366 | 0.89441 | 302.5458 | 0 | 375.0147 | 0.00024284 | 302.5458 | 0 | 375.0147 | 0.0001492 | 296.95 | 0.017512 | 375.6366 | 0.0079041 | 296.95 | 0.0084939 | 296.95 | 0.006172 | 375.0147 | 0.0001265 | 375.0147 | 0.00010004 | 375.6366 | 0.0011963 | 302.5458 | 0 | 576.1026 | 0.0091677 | 302.5458 | 0 | 575.099 | 7.1499e-05 | 576.1026 | 0.012542 | 375.0147 | 3.822e-05
| 375.7497 | 1.1443 | 302.7561 | -0.0090057 | 375.7497 | 0.94313 | 302.7561 | 0 | 375.1263 | 0.00024284 | 302.7561 | 0 | 375.1263 | 0.00014864 | 297.16 | -0.037183 | 375.7497 | 0.010835 | 297.16 | -0.002689 | 297.16 | -0.0086717 | 375.1263 | 0.00013658 | 375.1263 | 0.00010175 | 375.7497 | 0 | 302.7561 | 0 | 576.2604 | 0.013162 | 302.7561 | 0 | 575.2574 | 0.00032174 | 576.2604 | 0.013564 | 375.1263 | 4.0859e-05
| 375.8627 | 1.0843 | 302.9664 | -0.0057843 | 375.8627 | 0.96749 | 302.9664 | 0 | 375.2379 | 0 | 302.9664 | 0 | 375.2379 | 0.00014008 | 297.37 | -0.02327 | 375.8627 | 0.0075045 | 297.37 | -0.0035044 | 297.37 | 0.0023464 | 375.2379 | 0.00012386 | 375.2379 | 0.00014012 | 375.8627 | 0.0083743 | 302.9664 | 0 | 576.4182 | 0.016339 | 302.9664 | 0 | 575.4159 | 0 | 576.4182 | 0.01296 | 375.2379 | 4.0859e-05
| 375.9757 | 1.0604 | 303.1768 | -0.016978 | 375.9757 | 1.0696 | 303.1768 | 0 | 375.3495 | 0 | 303.1768 | 0 | 375.3495 | 0.0001289 | 297.58 | -0.017992 | 375.9757 | 0.0016175 | 297.58 | -0.00082513 | 297.58 | 0.0029585 | 375.3495 | 0.00015293 | 375.3495 | 0.00012505 | 375.9757 | 0.0012649 | 303.1768 | 0 | 576.576 | 0.010756 | 303.1768 | 0 | 575.5744 | 0.00032174 | 576.576 | 0.013146 | 375.3495 | 3.8897e-05
| 376.0888 | 1.0439 | 303.3872 | 0.025858 | 376.0888 | 1.1189 | 303.3872 | 0 | 375.4611 | 0 | 303.3872 | 0 | 375.4611 | 0.00013877 | 297.79 | -0.011275 | 376.0888 | 0 | 297.79 | -0.002223 | 297.79 | -0.0043867 | 375.4611 | 0.00014764 | 375.4611 | 0.00011511 | 376.0888 | 0 | 303.3872 | 0 | 576.7338 | 0.0079877 | 303.3872 | 0 | 575.7329 | 0 | 576.7338 | 0.011845 | 375.4611 | 4.4106e-05
| 376.2018 | 1.0013 | 303.5975 | -0.020496 | 376.2018 | 1.1748 | 303.5975 | 0 | 375.5727 | 0.00024284 | 303.5975 | 0 | 375.5727 | 0.00015125 | 298.01 | -0.011755 | 376.2018 | 0.011057 | 298.01 | -0.002223 | 298.01 | -0.007294 | 375.5727 | 0.00017175 | 375.5727 | 6.8347e-05 | 376.2018 | 0 | 303.5975 | 0 | 576.8916 | 0.014296 | 303.5975 | 0 | 575.8914 | 0.00032174 | 576.8916 | 0.012542 | 375.5727 | 4.0859e-05
| 376.3148 | 0.9607 | 303.808 | -0.016124 | 376.3148 | 1.2102 | 303.808 | 0 | 375.6844 | 0.00024284 | 303.808 | 0 | 375.6844 | 0.00015516 | 298.22 | -0.00071969 | 376.3148 | 0.010568 | 298.22 | -0.0089791 | 298.22 | -0.013262 | 375.6844 | 0.00016465 | 375.6844 | 8.3421e-05 | 376.3148 | 0 | 303.808 | 0 | 577.0495 | 0.016838 | 303.808 | 0 | 576.0499 | 0 | 577.0495 | 0.012124 | 375.6844 | 4.742e-05
| 376.4279 | 0.93024 | 304.0184 | 0.0044096 | 376.4279 | 1.2844 | 304.0184 | 0 | 375.796 | 0 | 304.0184 | 0 | 375.796 | 0.00014082 | 298.43 | -0.02183 | 376.4279 | 0.0016175 | 298.43 | -0.00024269 | 298.43 | 0.0051009 | 375.796 | 0.0001592 | 375.796 | 0.00013687 | 376.4279 | 0 | 304.0184 | 0 | 577.2073 | 0.017246 | 304.0184 | 0 | 576.2084 | 0 | 577.2073 | 0.013007 | 375.796 | 5.9259e-05
| 376.5409 | 0.88752 | 304.2288 | 0.066565 | 376.5409 | 1.3354 | 304.2288 | 0 | 375.9076 | 0 | 304.2288 | 0 | 375.9076 | 0.0001302 | 298.64 | -0.0026388 | 376.5409 | 0.0032358 | 298.64 | 0.0041839 | 298.64 | 0.0044887 | 375.9076 | 0.00014913 | 375.9076 | 0.00017849 | 376.5409 | 0 | 304.2288 | 0 | 577.3651 | 0.016339 | 304.2288 | 0 | 576.3669 | 0 | 577.3651 | 0.012078 | 375.9076 | 6.8526e-05
| 376.6539 | 0.84315 | 304.4393 | -0.023482 | 376.6539 | 1.3709 | 304.4393 | 0 | 376.0193 | 0 | 304.4393 | 0 | 376.0193 | 0.00011716 | 298.85 | -0.010315 | 376.6539 | 0.0066608 | 298.85 | 0.0013882 | 298.85 | 0.0063253 | 376.0193 | 0.00015375 | 376.0193 | 0.00016856 | 376.6539 | 0 | 304.4393 | 0 | 577.523 | 0.014387 | 304.4393 | 0 | 576.5254 | 0.00032174 | 577.523 | 0.012682 | 376.0193 | 8.5641e-05
| 376.7669 | 0.8229 | 304.6498 | 0.0050957 | 376.7669 | 1.4285 | 304.6498 | 0 | 376.1309 | 0 | 304.6498 | 0 | 376.1309 | 0.00011921 | 299.06 | 0.038623 | 376.7669 | 0.01079 | 299.06 | -0.0075817 | 299.06 | -0.0027035 | 376.1309 | 0.00013691 | 376.1309 | 0.00012008 | 376.7669 | 0 | 304.6498 | 0 | 577.6809 | 0.020605 | 304.6498 | 0 | 576.684 | 7.1499e-05 | 577.6809 | 0.012078 | 376.1309 | 7.3803e-05
| 376.88 | 0.78101 | 304.8603 | -0.012199 | 376.88 | 1.5019 | 304.8603 | 0 | 376.2426 | 0 | 304.8603 | 0 | 376.2426 | 0.00011698 | 299.27 | 0.0011995 | 376.88 | 0.01159 | 299.27 | -0.0028054 | 299.27 | 0.0034176 | 376.2426 | 0.0001237 | 376.2426 | 9.0102e-05 | 376.88 | 0 | 304.8603 | 0 | 577.8387 | 0.013389 | 304.8603 | 0 | 576.8425 | 0.00010725 | 577.8387 | 0.012821 | 376.2426 | 7.1164e-05
| 376.993 | 0.71384 | 305.0708 | 0.025691 | 376.993 | 1.5779 | 305.0708 | 0 | 376.3543 | 0.00024284 | 305.0708 | 0 | 376.3543 | 0.00013318 | 299.48 | 0.0079165 | 376.993 | 0.00071442 | 299.48 | 0.014551 | 299.48 | 0.015047 | 376.3543 | 0.00010652 | 376.3543 | 9.8495e-05 | 376.993 | 0 | 305.0708 | 0 | 577.9966 | 0.016838 | 305.0708 | 0 | 577.001 | 0 | 577.9966 | 0.012217 | 376.3543 | 5.5335e-05
| 377.106 | 0.71194 | 305.2813 | -0.027853 | 377.106 | 1.6157 | 305.2813 | 0 | 376.4659 | 0 | 305.2813 | 0 | 376.4659 | 0.00015144 | 299.69 | -0.0093559 | 377.106 | 0.0014915 | 299.69 | -0.001524 | 299.69 | -0.0034686 | 376.4659 | 0.00011874 | 376.4659 | 0.0001235 | 377.106 | 0.0063249 | 305.2813 | 0 | 578.1545 | 0.014432 | 305.2813 | 0 | 577.1596 | 0.00032174 | 578.1545 | 0.012728 | 376.4659 | 5.9935e-05
| 377.219 | 0.69079 | 305.4918 | 0.016442 | 377.219 | 1.6962 | 305.4918 | 0 | 376.5776 | 0 | 305.4918 | 0 | 376.5776 | 0.00017267 | 299.9 | -0.0016793 | 377.219 | 0.0071492 | 299.9 | 0.00092222 | 299.9 | -0.0022444 | 376.5776 | 0.00014005 | 376.5776 | 0.00013687 | 377.219 | 0.0092189 | 305.4918 | 0 | 578.3124 | 0.014432 | 305.4918 | 0 | 577.3182 | 0 | 578.3124 | 0.012217 | 376.5776 | 6.5888e-05
| 377.332 | 0.66642 | 305.7024 | -0.0043695 | 377.332 | 1.7467 | 305.7024 | 0 | 376.6893 | 0 | 305.7024 | 0 | 376.6893 | 0.00019 | 300.12 | -0.037664 | 377.332 | 0.010568 | 300.12 | -0.0063001 | 300.12 | -0.010967 | 376.6893 | 0.00015722 | 376.6893 | 0.00012676 | 377.332 | 0 | 305.7024 | 0 | 578.4703 | 0.011074 | 305.7024 | 0 | 577.4767 | 0 | 578.4703 | 0.013146 | 376.6893 | 6.2573e-05
| 377.445 | 0.64058 | 305.913 | -0.0086654 | 377.445 | 1.8248 | 305.913 | 0 | 376.801 | 0.00024284 | 305.913 | 0 | 376.801 | 0.00017863 | 300.33 | 0.02327 | 377.445 | 0.0021011 | 300.33 | -0.0057175 | 300.33 | 0.0031115 | 376.801 | 0.00015062 | 376.801 | 0.00010346 | 377.445 | 0 | 305.913 | 0 | 578.6282 | 0.017382 | 305.913 | 0 | 577.6353 | 0 | 578.6282 | 0.012635 | 376.801 | 5.0735e-05
| 377.5581 | 0.61432 | 306.1236 | -0.002402 | 377.5581 | 1.8915 | 306.1236 | 0 | 376.9126 | 0 | 306.1236 | 0 | 376.9126 | 0.00017342 | 300.54 | -0.016073 | 377.5581 | 0.0046625 | 300.54 | -0.01061 | 300.54 | -0.0095893 | 376.9126 | 0.00013658 | 376.9126 | 0.00011168 | 377.5581 | 0 | 306.1236 | 0 | 578.7861 | 0.01534 | 306.1236 | 0 | 577.7939 | 0.00010725 | 578.7861 | 0.013611 | 376.9126 | 3.6259e-05
| 377.6711 | 0.5995 | 306.3342 | 0.01978 | 377.6711 | 2.0107 | 306.3342 | 0 | 377.0244 | 0 | 306.3342 | 0 | 377.0244 | 0.0001561 | 300.75 | -0.031905 | 377.6711 | 0.007016 | 300.75 | -0.0043198 | 300.75 | 0.0034176 | 377.0244 | 0.00011263 | 377.0244 | 0.00011168 | 377.6711 | 0 | 306.3342 | 0 | 578.944 | 0.018971 | 306.3342 | 0 | 577.9524 | 0 | 578.944 | 0.012635 | 377.0244 | 5.4659e-05
| 377.7841 | 0.57439 | 306.5448 | -0.0067599 | 377.7841 | 2.0326 | 306.5448 | 0 | 377.1361 | 0 | 306.5448 | 0 | 377.1361 | 0.00016355 | 300.96 | 0.014154 | 377.7841 | 0.0057727 | 300.96 | 0.0023201 | 300.96 | 0.0023464 | 377.1361 | 0.00013113 | 377.1361 | 0.00010004 | 377.7841 | 0 | 306.5448 | 0 | 579.1019 | 0.01534 | 306.5448 | 0 | 578.111 | 0.00032174 | 579.1019 | 0.013146 | 377.1361 | 6.3926e-05
| 377.8971 | 0.5604 | 306.7554 | 0.030112 | 377.8971 | 2.1331 | 306.7554 | 0 | 377.2478 | 0.00024284 | 306.7554 | 0 | 377.2478 | 0.00015777 | 301.17 | 0.02135 | 377.8971 | 0.0012187 | 301.17 | -0.00094161 | 301.17 | 0.0054069 | 377.2478 | 0.00013839 | 377.2478 | 9.6782e-05 | 377.8971 | 0.017664 | 306.7554 | 0 | 579.2599 | 0.016838 | 306.7554 | 0 | 578.2696 | 0 | 579.2599 | 0.012171 | 377.2478 | 7.1773e-05
| 378.0101 | 0.53283 | 306.9661 | 0.0057858 | 378.0101 | 2.1931 | 306.9661 | 0 | 377.3595 | 0.00024284 | 306.9661 | 0 | 377.3595 | 0.00015647 | 301.38 | 0.0083963 | 378.0101 | 0.0076821 | 301.38 | -0.0047858 | 301.38 | -0.0013262 | 377.3595 | 0.00014417 | 377.3595 | 9.5069e-05 | 378.0101 | 0 | 306.9661 | 0 | 579.4178 | 0.013025 | 306.9661 | 0 | 578.4282 | 0.00010725 | 579.4178 | 0.012542 | 377.3595 | 6.2573e-05
| 378.1231 | 0.51109 | 307.1768 | 0.0054318 | 378.1231 | 2.3198 | 307.1768 | 0 | 377.4712 | 0 | 307.1768 | 0 | 377.4712 | 0.00014622 | 301.59 | 0.025668 | 378.1231 | 0.012833 | 301.59 | -0.0054848 | 301.59 | 0.00020403 | 377.4712 | 0.00013575 | 377.4712 | 0.00013173 | 378.1231 | 0 | 307.1768 | 0 | 579.5758 | 0.020514 | 307.1768 | 0 | 578.5869 | 0.00028599 | 579.5758 | 0.011985 | 377.4712 | 6.6564e-05
| 378.2361 | 0.49175 | 307.3875 | 0.0013887 | 378.2361 | 2.4427 | 307.3875 | 0 | 377.5829 | 0.00053406 | 307.3875 | 0 | 377.5829 | 0.00014138 | 301.8 | -0.043421 | 378.2361 | 0.0062611 | 301.8 | -0.00070865 | 301.8 | -0.0042337 | 377.5829 | 0.00013658 | 377.5829 | 0.00011511 | 378.2361 | 0 | 307.3875 | 0 | 579.7337 | 0.016838 | 307.3875 | 0 | 578.7455 | 0.00010725 | 579.7337 | 0.012449 | 377.5829 | 5.1411e-05
| 378.3491 | 0.48097 | 307.5982 | 0.0082396 | 378.3491 | 2.4997 | 307.5982 | 0 | 377.6946 | 0 | 307.5982 | 0 | 377.6946 | 0.00013412 | 302.02 | 0.018952 | 378.3491 | 0.0033618 | 302.02 | 0.0019706 | 302.02 | 0.00096913 | 377.6946 | 0.00015607 | 377.6946 | 0.00013173 | 378.3491 | 0.013019 | 307.5982 | 0 | 579.8917 | 0.0236 | 307.5982 | 0 | 578.9041 | 7.1499e-05 | 579.8917 | 0.012171 | 377.6946 | 5.6011e-05
| 378.4621 | 0.46368 | 307.8089 | 0.0075914 | 378.4621 | 2.6205 | 307.8089 | 0 | 377.8064 | 0 | 307.8089 | 0 | 377.8064 | 0.00015144 | 302.23 | 0.0040782 | 378.4621 | 0 | 302.23 | -0.0043198 | 302.23 | -0.0017853 | 377.8064 | 0.00016697 | 377.8064 | 0.00011014 | 378.4621 | 0.0037951 | 307.8089 | 0 | 580.0497 | 0.015885 | 307.8089 | 0 | 579.0627 | 0.00010725 | 580.0497 | 0.013007 | 377.8064 | 4.9382e-05
| 378.5751 | 0.43331 | 308.0197 | 0.0059706 | 378.5751 | 2.6617 | 308.0197 | 0 | 377.9181 | 0 | 308.0197 | 0 | 377.9181 | 0.00015908 | 302.44 | -0.0002399 | 378.5751 | 0.0058615 | 302.44 | 0.0017376 | 302.44 | -0.0063763 | 377.9181 | 0.00015309 | 377.9181 | 0.00014012 | 378.5751 | 0 | 308.0197 | 0 | 580.2077 | 0.023918 | 308.0197 | 0 | 579.2214 | 7.1499e-05 | 580.2077 | 0.012403 | 377.9181 | 6.2573e-05
| 378.6881 | 0.4273 | 308.2304 | -0.0082404 | 378.6881 | 2.7764 | 308.2304 | 0 | 378.0299 | 0 | 308.2304 | 0 | 378.0299 | 0.00016038 | 302.65 | -0.017032 | 378.6881 | 0.0085702 | 302.65 | 0.0036014 | 302.65 | -0.0030095 | 378.0299 | 0.00013724 | 378.0299 | 0.00014012 | 378.6881 | 0 | 308.2304 | 0 | 580.3657 | 0.012209 | 308.2304 | 0 | 579.38 | 0.00010725 | 580.3657 | 0.012914 | 378.0299 | 5.6011e-05
| 378.8011 | 0.41882 | 308.4412 | -0.003544 | 378.8011 | 2.8633 | 308.4412 | 0 | 378.1416 | 0.00024284 | 308.4412 | 0 | 378.1416 | 0.00013803 | 302.86 | 0.0011995 | 378.8011 | 0.0042442 | 302.86 | 0.0033685 | 302.86 | -0.0016323 | 378.1416 | 0.00012122 | 378.1416 | 0.00014509 | 378.8011 | 0 | 308.4412 | 0 | 580.5237 | 0.021467 | 308.4412 | 0 | 579.5386 | 7.1499e-05 | 580.5237 | 0.012031 | 378.1416 | 5.0735e-05
| 378.9141 | 0.3789 | 308.652 | -0.00071711 | 378.9141 | 3.0187 | 308.652 | 0 | 378.2534 | 0 | 308.652 | 0 | 378.2534 | 0.00015051 | 303.07 | -0.029507 | 378.9141 | 0.003256 | 303.07 | -0.010843 | 303.07 | -0.0066822 | 378.2534 | 0.00012386 | 378.2534 | 0.00015845 | 378.9141 | 0 | 308.652 | 0 | 580.6817 | 0.015249 | 308.652 | 0 | 579.6973 | 0 | 580.6817 | 0.012867 | 378.2534 | 5.202e-05
| 379.0271 | 0.36638 | 308.8628 | 0.0063574 | 379.0271 | 3.1443 | 308.8628 | 0 | 378.3651 | 0.00053406 | 308.8628 | 0 | 378.3651 | 0.00013747 | 303.28 | 0.013194 | 379.0271 | 0 | 303.28 | -0.0023395 | 303.28 | 5.1009e-05 | 378.3651 | 0.00012502 | 378.3651 | 0.00020847 | 379.0271 | 0 | 308.8628 | 0 | 580.8397 | 0.018335 | 308.8628 | 0 | 579.856 | 7.1499e-05 | 580.8397 | 0.012124 | 378.3651 | 5.0059e-05
| 379.1401 | 0.3663 | 309.0736 | 0.018121 | 379.1401 | 3.2695 | 309.0736 | 0 | 378.4769 | 0 | 309.0736 | 0 | 378.4769 | 0.00015926 | 303.49 | -0.0002399 | 379.1401 | 0.008437 | 303.49 | -0.0075817 | 303.49 | 0.0038766 | 378.4769 | 0.00011643 | 378.4769 | 0.00020024 | 379.1401 | 0 | 309.0736 | 0 | 580.9977 | 0.01652 | 309.0736 | 0 | 580.0146 | 0.00010725 | 580.9977 | 0.012635 | 378.4769 | 6.2573e-05
| 379.2531 | 0.34498 | 309.2845 | 0.0056641 | 379.2531 | 3.3975 | 309.2845 | 0 | 378.5887 | 0 | 309.2845 | 0 | 378.5887 | 0.00014362 | 303.71 | 0.020872 | 379.2531 | 0.0013447 | 303.71 | 0.011406 | 303.71 | 0.012599 | 378.5887 | 0.00012997 | 378.5887 | 0.00015348 | 379.2531 | 0 | 309.2845 | 0 | 581.1558 | 0.020015 | 309.2845 | 0 | 580.1733 | 0 | 581.1558 | 0.011567 | 378.5887 | 5.865e-05
| 379.3661 | 0.34399 | 309.4953 | -0.014032 | 379.3661 | 3.4945 | 309.4953 | 0 | 378.7004 | 0.00024284 | 309.4953 | 0 | 378.7004 | 0.00015088 | 303.92 | -0.004558 | 379.3661 | 0.0075489 | 303.92 | 0.00022327 | 303.92 | -0.0085181 | 378.7004 | 0.00013955 | 378.7004 | 9.3356e-05 | 379.3661 | 0 | 309.4953 | 0 | 581.3138 | 0.013979 | 309.4953 | 0 | 580.332 | 0.00010725 | 581.3138 | 0.01231 | 378.7004 | 6.9811e-05
| 379.4791 | 0.32366 | 309.7062 | 0.0046618 | 379.4791 | 3.6862 | 309.7062 | 0 | 378.8122 | 0 | 309.7062 | 0 | 378.8122 | 0.00014492 | 304.13 | 0.037183 | 379.4791 | 0.00021011 | 304.13 | -0.0068827 | 304.13 | 0.0080083 | 378.8122 | 0.00013691 | 378.8122 | 9.3356e-05 | 379.4791 | 0.004152 | 309.7062 | 0 | 581.4718 | 0.023782 | 309.7062 | 0 | 580.4907 | 7.1499e-05 | 581.4718 | 0.011752 | 378.8122 | 6.9135e-05
| 379.592 | 0.30111 | 309.9171 | 0.013337 | 379.592 | 3.8098 | 309.9171 | 0 | 378.924 | 0 | 309.9171 | 0 | 378.924 | 0.00015647 | 304.34 | -0.019431 | 379.592 | 0.0056394 | 304.34 | 0.00033976 | 304.34 | 0.0043357 | 378.924 | 0.00014005 | 378.924 | 0.00011682 | 379.592 | 0 | 309.9171 | 0 | 581.6299 | 0.015658 | 309.9171 | 0 | 580.6494 | 0.00010725 | 581.6299 | 0.012449 | 378.924 | 7.3803e-05
| 379.705 | 0.29214 | 310.128 | 0.028348 | 379.705 | 4.0184 | 310.128 | 0 | 379.0358 | 0 | 310.128 | 0 | 379.0358 | 0.00016131 | 304.55 | 0.020391 | 379.705 | 0.0099023 | 304.55 | 0.0037179 | 304.55 | -0.0065293 | 379.0358 | 0.00013641 | 379.0358 | 0.0001134 | 379.705 | 0.0033074 | 310.128 | 0 | 581.788 | 0.018426 | 310.128 | 0 | 580.8081 | 0 | 581.788 | 0.011799 | 379.0358 | 5.9259e-05
| 379.818 | 0.26942 | 310.3389 | -0.020798 | 379.818 | 4.1047 | 310.3389 | 0 | 379.1476 | 0 | 310.3389 | 0 | 379.1476 | 0.00014958 | 304.76 | -0.0079165 | 379.818 | 0.013322 | 304.76 | -0.0059506 | 304.76 | -0.010202 | 379.1476 | 0.0001635 | 379.1476 | 9.1815e-05 | 379.818 | 0 | 310.3389 | 0 | 581.946 | 0.016202 | 310.3389 | 0 | 580.9668 | 0 | 581.946 | 0.012635 | 379.1476 | 5.7297e-05
| 379.931 | 0.27477 | 310.5499 | 0.00042029 | 379.931 | 4.253 | 310.5499 | 0 | 379.2594 | 0 | 310.5499 | 0 | 379.2594 | 0.0001384 | 304.97 | -0.019911 | 379.931 | 0.011679 | 304.97 | -0.013406 | 304.97 | 0.0054069 | 379.2594 | 0.00014533 | 379.2594 | 8.5134e-05 | 379.931 | 0 | 310.5499 | 0 | 582.1041 | 0.022511 | 310.5499 | 0 | 581.1255 | 0 | 582.1041 | 0.012078 | 379.2594 | 5.7973e-05
| 380.044 | 0.26843 | 310.7609 | -0.022651 | 380.044 | 4.4107 | 310.7609 | 0 | 379.3712 | 0 | 310.7609 | 0 | 379.3712 | 0.00014436 | 305.18 | -0.041501 | 380.044 | 0.0085702 | 305.18 | 0.00068922 | 305.18 | -0.0046928 | 379.3712 | 0.00015458 | 379.3712 | 7.3315e-05 | 380.044 | 0 | 310.7609 | 0 | 582.2622 | 0.018925 | 310.7609 | 0 | 581.2842 | 0 | 582.2622 | 0.012728 | 379.3712 | 5.6011e-05
| 380.157 | 0.25806 | 310.9718 | -0.0039767 | 380.157 | 4.5923 | 310.9718 | 0 | 379.483 | 0 | 310.9718 | 0 | 379.483 | 0.00014622 | 305.4 | 0.02375 | 380.157 | 0.0047513 | 305.4 | 0.002553 | 305.4 | 0.0038766 | 379.483 | 0.00013873 | 379.483 | 7.006e-05 | 380.157 | 0.0054186 | 310.9718 | 0 | 582.4203 | 0.018971 | 310.9718 | 0 | 581.443 | 0 | 582.4203 | 0.011892 | 379.483 | 4.282e-05
| 380.2699 | 0.24472 | 311.1828 | -0.021561 | 380.2699 | 4.748 | 311.1828 | 0 | 379.5949 | 0 | 311.1828 | 0 | 379.5949 | 0.00014492 | 305.61 | -0.018472 | 380.2699 | 0.010702 | 305.61 | -0.01096 | 305.61 | -0.015251 | 379.5949 | 0.00012948 | 379.5949 | 5.8412e-05 | 380.2699 | 0 | 311.1828 | 0 | 582.5784 | 0.020015 | 311.1828 | 0 | 581.6017 | 0.00032174 | 582.5784 | 0.012542 | 379.5949 | 4.742e-05
| 380.3829 | 0.23624 | 311.3938 | 0.028225 | 380.3829 | 4.9136 | 311.3938 | 0 | 379.7067 | 0 | 311.3938 | 0 | 379.7067 | 0.00013877 | 305.82 | 0.0002399 | 380.3829 | 0.0031097 | 305.82 | -0.00047565 | 305.82 | 0.0011222 | 379.7067 | 0.0001161 | 379.7067 | 9.6782e-05 | 380.3829 | 0 | 311.3938 | 0 | 582.7365 | 0.013252 | 311.3938 | 0 | 581.7604 | 7.1499e-05 | 582.7365 | 0.011799 | 379.7067 | 5.2697e-05
| 380.4959 | 0.21591 | 311.6049 | -0.0014987 | 380.4959 | 5.1101 | 311.6049 | 0 | 379.8185 | 0 | 311.6049 | 0 | 379.8185 | 0.00014101 | 306.03 | -0.0035984 | 380.4959 | 0.003256 | 306.03 | -0.0039703 | 306.03 | -0.0049988 | 379.8185 | 0.00011775 | 379.8185 | 0.00011837 | 380.4959 | 0.0067468 | 311.6049 | 0 | 582.8946 | 0.012617 | 311.6049 | 0 | 581.9192 | 0.00032174 | 582.8946 | 0.012542 | 379.8185 | 7.5088e-05
| 380.6089 | 0.23847 | 311.8159 | 0.021566 | 380.6089 | 5.3191 | 311.8159 | 0 | 379.9303 | 0 | 311.8159 | 0 | 379.9303 | 0.00015703 | 306.24 | 0.0002399 | 380.6089 | 0.010302 | 306.24 | -0.0010581 | 306.24 | -0.0033155 | 379.9303 | 0.00011957 | 379.9303 | 0.000105 | 380.6089 | 0 | 311.8159 | 0 | 583.0527 | 0.024417 | 311.8159 | 0 | 582.0779 | 0 | 583.0527 | 0.011799 | 379.9303 | 7.9079e-05
| 380.7218 | 0.21698 | 312.027 | 0.0075896 | 380.7218 | 5.5216 | 312.027 | 0 | 380.0422 | 0 | 312.027 | 0 | 380.0422 | 0.00016392 | 306.45 | -0.014154 | 380.7218 | 0.0017435 | 306.45 | -0.0045528 | 306.45 | -0.0013262 | 380.0422 | 0.00012221 | 380.0422 | 8.6676e-05 | 380.7218 | 0 | 312.027 | 0 | 583.2109 | 0.012708 | 312.027 | 0 | 582.2367 | 0.0007506 | 583.2109 | 0.012449 | 380.0422 | 9.6802e-05
| 380.8348 | 0.21213 | 312.238 | 0.0035025 | 380.8348 | 5.6555 | 312.238 | 0 | 380.154 | 0 | 312.238 | 0 | 380.154 | 0.0001574 | 306.67 | 0.039103 | 380.8348 | 0.00071442 | 306.67 | 0.0029025 | 306.67 | 0.0032646 | 380.154 | 0.00013608 | 380.154 | 8.8389e-05 | 380.8348 | 0.004152 | 312.238 | 0 | 583.369 | 0.018109 | 312.238 | 0 | 582.3955 | 0 | 583.369 | 0.011474 | 380.154 | 8.4964e-05
| 380.9478 | 0.21929 | 312.4491 | -0.0070343 | 380.9478 | 5.8611 | 312.4491 | 0 | 380.2659 | 0 | 312.4491 | 0 | 380.2659 | 0.00014306 | 306.88 | -0.011755 | 380.9478 | 0.0074157 | 306.88 | -0.0089791 | 306.88 | -0.0056109 | 380.2659 | 0.00015227 | 380.2659 | 0.00014012 | 380.9478 | 0 | 312.4491 | 0 | 583.5272 | 0.018925 | 312.4491 | 0 | 582.5543 | 0.00010725 | 583.5272 | 0.011985 | 380.2659 | 7.5764e-05
| 381.0607 | 0.19714 | 312.6603 | 0.013387 | 381.0607 | 6.0335 | 312.6603 | 0 | 380.3777 | 0 | 312.6603 | 0 | 380.3777 | 0.00012573 | 307.09 | 0.02135 | 381.0607 | 0.0091474 | 307.09 | -0.0018735 | 307.09 | 0.0080083 | 380.3777 | 0.00015144 | 380.3777 | 0.00014183 | 381.0607 | 0.0033074 | 312.6603 | 0 | 583.6853 | 0.015159 | 312.6603 | 0 | 582.713 | 0 | 583.6853 | 0.011427 | 380.3777 | 5.7973e-05
| 381.1737 | 0.18348 | 312.8714 | -0.033447 | 381.1737 | 6.2551 | 312.8714 | 0 | 380.4896 | 0 | 312.8714 | 0 | 380.4896 | 0.00012871 | 307.3 | -0.0098357 | 381.1737 | 0.013233 | 307.3 | -0.010144 | 307.3 | -0.01617 | 380.4896 | 0.00013873 | 380.4896 | 0.0001468 | 381.1737 | 0 | 312.8714 | 0 | 583.8435 | 0.017155 | 312.8714 | 0 | 582.8718 | 0 | 583.8435 | 0.012356 | 380.4896 | 5.865e-05
| 381.2867 | 0.19122 | 313.0825 | 0.0062376 | 381.2867 | 6.3803 | 313.0825 | 0 | 380.6015 | 0 | 313.0825 | 0 | 380.6015 | 0.0001235 | 307.51 | 0.012235 | 381.2867 | 0.0087922 | 307.51 | 0.0038344 | 307.51 | -0.0023974 | 380.6015 | 0.0001303 | 380.6015 | 0.00011014 | 381.2867 | 0 | 313.0825 | 0 | 584.0016 | 0.014432 | 313.0825 | 0 | 583.0306 | 0 | 584.0016 | 0.011706 | 380.6015 | 4.742e-05
| 381.3997 | 0.16134 | 313.2937 | 0.00027466 | 381.3997 | 6.5661 | 313.2937 | 0 | 380.7133 | 0 | 313.2937 | 0 | 380.7133 | 0.00014362 | 307.72 | -0.0055175 | 381.3997 | 0.0054174 | 307.72 | -0.00094161 | 307.72 | 0.0014282 | 380.7133 | 0.00013922 | 380.7133 | 0.0001235 | 381.3997 | 0 | 313.2937 | 0 | 584.1598 | 0.010529 | 313.2937 | 0 | 583.1894 | 0.00053624 | 584.1598 | 0.012171 | 380.7133 | 5.2697e-05
| 381.5126 | 0.17969 | 313.5049 | 0.026762 | 381.5126 | 6.6338 | 313.5049 | 0 | 380.8252 | 0 | 313.5049 | 0 | 380.8252 | 0.00013281 | 307.93 | 0.0093559 | 381.5126 | 0 | 307.93 | 0.0010387 | 307.93 | 5.1009e-05 | 380.8252 | 0.00013344 | 380.8252 | 0.00013173 | 381.5126 | 0.016819 | 313.5049 | 0 | 584.318 | 0.019606 | 313.5049 | 0 | 583.3482 | 0 | 584.318 | 0.011427 | 380.8252 | 5.662e-05
| 381.6256 | 0.15747 | 313.7161 | -0.013936 | 381.6256 | 6.8683 | 313.7161 | 0 | 380.9371 | 0 | 313.7161 | 0 | 380.9371 | 0.00013877 | 308.15 | -0.014154 | 381.6256 | 0.0050178 | 308.15 | -0.002456 | 308.15 | -0.0022444 | 380.9371 | 0.00013228 | 380.9371 | 0.0001235 | 381.6256 | 0 | 313.7161 | 0 | 584.4762 | 0.010938 | 313.7161 | 0 | 583.5071 | 0.00010725 | 584.4762 | 0.012217 | 380.9371 | 6.9135e-05
| 381.7385 | 0.15541 | 313.9273 | 0.019118 | 381.7385 | 7.0025 | 313.9273 | 0 | 381.049 | 0 | 313.9273 | 0 | 381.049 | 0.0001276 | 308.36 | 0.012235 | 381.7385 | 0.0034878 | 308.36 | -0.0080475 | 308.36 | -0.0076005 | 381.049 | 0.00011379 | 381.049 | 0.00012676 | 381.7385 | 0 | 313.9273 | 0 | 584.6344 | 0.014205 | 313.9273 | 0 | 583.6659 | 7.1499e-05 | 584.6344 | 0.011752 | 381.049 | 5.662e-05
| 381.8515 | 0.15483 | 314.1385 | 0.013148 | 381.8515 | 7.1695 | 314.1385 | 0 | 381.1609 | 0 | 314.1385 | 0 | 381.1609 | 0.00011828 | 308.57 | -0.0055175 | 381.8515 | 0.014831 | 308.57 | 0.0076786 | 308.57 | 0.00051009 | 381.1609 | 0.00012832 | 381.1609 | 0.00013173 | 381.8515 | 0.0059033 | 314.1385 | 0 | 584.7926 | 0.015476 | 314.1385 | 0 | 583.8247 | 0.00032174 | 584.7926 | 0.012774 | 381.1609 | 6.2573e-05
| 381.9645 | 0.13928 | 314.3497 | -0.0029284 | 381.9645 | 7.2442 | 314.3497 | 0 | 381.2728 | 0 | 314.3497 | 0 | 381.2728 | 0.000114 | 308.78 | -0.010315 | 381.9645 | 0.0014708 | 308.78 | 0.0012716 | 308.78 | -0.00025504 | 381.2728 | 0.00014533 | 381.2728 | 0.00015348 | 381.9645 | 0.0011963 | 314.3497 | 0 | 584.9508 | 0.018925 | 314.3497 | 0 | 583.9836 | 0 | 584.9508 | 0.011938 | 381.2728 | 5.662e-05
| 382.0774 | 0.13623 | 314.561 | -0.016703 | 382.0774 | 7.4421 | 314.561 | 0 | 381.3847 | 0 | 314.561 | 0 | 381.3847 | 0.00011959 | 308.99 | 0.0002399 | 382.0774 | 0 | 308.99 | -0.010726 | 308.99 | -0.0034686 | 381.3847 | 0.00014417 | 381.3847 | 0.00013018 | 382.0774 | 0 | 314.561 | 0 | 585.109 | 0.012844 | 314.561 | 0 | 584.1424 | 0.00032174 | 585.109 | 0.012496 | 381.3847 | 6.4535e-05
| 382.1904 | 0.13376 | 314.7723 | 0.020584 | 382.1904 | 7.5736 | 314.7723 | 0 | 381.4966 | 0 | 314.7723 | 0 | 381.4966 | 0.00013784 | 309.21 | -0.0083963 | 382.1904 | 0.0065275 | 309.21 | -0.0036209 | 309.21 | -0.00010202 | 381.4966 | 0.00014302 | 381.4966 | 0.00011168 | 382.1904 | 0 | 314.7723 | 0 | 585.2673 | 0.019606 | 314.7723 | 0 | 584.3012 | 7.1499e-05 | 585.2673 | 0.011195 | 381.4966 | 5.0735e-05
| 382.3033 | 0.11606 | 314.9836 | 0.013038 | 382.3033 | 7.7495 | 314.9836 | 0 | 381.6085 | 0 | 314.9836 | 0 | 381.6085 | 0.00015088 | 309.42 | -0.013194 | 382.3033 | 0.0022476 | 309.42 | -0.00047565 | 309.42 | 5.1009e-05 | 381.6085 | 0.00012452 | 381.6085 | 0.00012676 | 382.3033 | 0 | 314.9836 | 0 | 585.4255 | 0.010847 | 314.9836 | 0 | 584.4601 | 0.00010725 | 585.4255 | 0.011799 | 381.6085 | 4.4782e-05
| 382.4163 | 0.090382 | 315.1949 | 0.006054 | 382.4163 | 7.7966 | 315.1949 | 0 | 381.7205 | 0 | 315.1949 | 0 | 381.7205 | 0.00013914 | 309.63 | -0.0055175 | 382.4163 | 0.0079041 | 309.63 | 0.0013882 | 309.63 | -0.00010202 | 381.7205 | 0.00013955 | 381.7205 | 0.00014012 | 382.4163 | 0.0037298 | 315.1949 | 0 | 585.5838 | 0.012935 | 315.1949 | 0 | 584.619 | 0 | 585.5838 | 0.011056 | 381.7205 | 4.5459e-05
| 382.5292 | 0.10956 | 315.4062 | -0.022507 | 382.5292 | 7.9492 | 315.4062 | 0 | 381.8324 | 0 | 315.4062 | 0 | 381.8324 | 0.00014268 | 309.84 | -0.033825 | 382.5292 | 0 | 309.84 | -0.0043198 | 309.84 | -0.012191 | 381.8324 | 0.00012964 | 381.8324 | 0.00012847 | 382.5292 | 0.0071684 | 315.4062 | 0 | 585.742 | 0.014841 | 315.4062 | 0 | 584.7778 | 0.00010725 | 585.742 | 0.011985 | 381.8324 | 4.4782e-05
| 382.6422 | 0.096144 | 315.6176 | 0.025782 | 382.6422 | 8.0252 | 315.6176 | 0 | 381.9443 | 0 | 315.6176 | 0 | 381.9443 | 0.00013616 | 310.05 | 0.026628 | 382.6422 | 0.0050178 | 310.05 | 0.0059312 | 310.05 | -0.0036216 | 381.9443 | 0.00012617 | 381.9443 | 0.00010672 | 382.6422 | 0 | 315.6176 | 0 | 585.9003 | 0.023237 | 315.6176 | 0 | 584.9367 | 7.1499e-05 | 585.9003 | 0.011752 | 381.9443 | 4.0859e-05
| 382.7551 | 0.092111 | 315.8289 | 0.012605 | 382.7551 | 8.1351 | 315.8289 | 0 | 382.0563 | 0 | 315.8289 | 0 | 382.0563 | 0.00015665 | 310.26 | 0.00071969 | 382.7551 | 0.0071492 | 310.26 | -0.0046693 | 310.26 | 0.0031115 | 382.0563 | 0.00010949 | 382.0563 | 9.3356e-05 | 382.7551 | 0 | 315.8289 | 0 | 586.0585 | 0.014205 | 315.8289 | 0 | 585.0956 | 0.00010725 | 586.0585 | 0.012356 | 382.0563 | 4.2144e-05
| 382.8681 | 0.080422 | 316.0403 | -0.023871 | 382.8681 | 8.3091 | 316.0403 | 0 | 382.1682 | 0 | 316.0403 | 0 | 382.1682 | 0.00015349 | 310.48 | 0.022311 | 382.8681 | 0.0074157 | 310.48 | -0.0018735 | 310.48 | 0.0028055 | 382.1682 | 0.00011412 | 382.1682 | 8.5134e-05 | 382.8681 | 0.010486 | 316.0403 | 0 | 586.2168 | 0.013979 | 316.0403 | 0 | 585.2545 | 7.1499e-05 | 586.2168 | 0.011752 | 382.1682 | 4.6135e-05
| 382.981 | 0.071285 | 316.2517 | -0.036881 | 382.981 | 8.3949 | 316.2517 | 0 | 382.2802 | 0 | 316.2517 | 0 | 382.2802 | 0.00017007 | 310.69 | 0.00071969 | 382.981 | 0.0037601 | 310.69 | -0.005368 | 310.69 | -0.0080593 | 382.2802 | 0.00015078 | 382.2802 | 9.0102e-05 | 382.981 | 0.011807 | 316.2517 | 0 | 586.3751 | 0.016747 | 316.2517 | 0 | 585.4134 | 0 | 586.3751 | 0.011752 | 382.2802 | 5.6011e-05
| 383.094 | 0.064453 | 316.4631 | 0.0055146 | 383.094 | 8.4828 | 316.4631 | 0 | 382.3921 | 0 | 316.4631 | 0 | 382.3921 | 0.0001682 | 310.9 | -0.0055175 | 383.094 | 0.0095471 | 310.9 | -0.0001262 | 310.9 | 0.0028055 | 382.3921 | 0.00015293 | 382.3921 | 8.6676e-05 | 383.094 | 0 | 316.4631 | 0 | 586.5334 | 0.020196 | 316.4631 | 0 | 585.5723 | 0 | 586.5334 | 0.011149 | 382.3921 | 6.5211e-05
| 383.2069 | 0.072602 | 316.6745 | -0.006848 | 383.2069 | 8.5956 | 316.6745 | 0 | 382.5041 | 0 | 316.6745 | 0 | 382.5041 | 0.00016746 | 311.11 | 0.0059973 | 383.2069 | 0.0031299 | 311.11 | -0.00070865 | 311.11 | 0.006172 | 382.5041 | 0.00015342 | 382.5041 | 0.00010672 | 383.2069 | 0 | 316.6745 | 0 | 586.6917 | 0.01947 | 316.6745 | 0 | 585.7312 | 0.00032174 | 586.6917 | 0.011938 | 382.5041 | 6.1896e-05
| 383.3199 | 0.05581 | 316.886 | 0.014296 | 383.3199 | 8.6619 | 316.886 | 0 | 382.616 | 0 | 316.886 | 0 | 382.616 | 0.00015051 | 311.32 | 0.049658 | 383.3199 | 0.0015969 | 311.32 | 0.0010387 | 311.32 | 0.0098449 | 382.616 | 0.0001161 | 382.616 | 7.5028e-05 | 383.3199 | 0 | 316.886 | 0 | 586.85 | 0.017972 | 316.886 | 0 | 585.8901 | 0.00028599 | 586.85 | 0.011474 | 382.616 | 5.6011e-05
| 383.4328 | 0.055398 | 317.0974 | -0.024269 | 383.4328 | 8.6768 | 317.0974 | 0 | 382.728 | 0 | 317.0974 | 0 | 382.728 | 0.00015442 | 311.54 | -0.016553 | 383.4328 | 0.0014915 | 311.54 | -0.0037373 | 311.54 | -0.011426 | 382.728 | 0.00012601 | 382.728 | 8.1708e-05 | 383.4328 | 0 | 317.0974 | 0 | 587.0083 | 0.012844 | 317.0974 | 0 | 586.049 | 0 | 587.0083 | 0.011985 | 382.728 | 3.8897e-05
| 383.5457 | 0.060913 | 317.3089 | 0.013967 | 383.5457 | 8.7819 | 317.3089 | 0 | 382.84 | 0 | 317.3089 | 0 | 382.84 | 0.00014362 | 311.75 | 0.020391 | 383.5457 | 0.0022272 | 311.75 | 0.0013882 | 311.75 | 0.0037236 | 382.84 | 0.00011346 | 382.84 | 9.8495e-05 | 383.5457 | 0 | 317.3089 | 0 | 587.1667 | 0.022965 | 317.3089 | 0 | 586.2079 | 0.00028599 | 587.1667 | 0.011102 | 382.84 | 4.4106e-05
| 383.6587 | 0.050871 | 317.5204 | -0.04849 | 383.6587 | 8.7361 | 317.5204 | 0 | 382.952 | 0 | 317.5204 | 0 | 382.952 | 0.00014864 | 311.96 | 0.0050378 | 383.6587 | 0.0062611 | 311.96 | -0.002689 | 311.96 | 0.0083142 | 382.952 | 0.00012337 | 382.952 | 0.00012179 | 383.6587 | 0 | 317.5204 | 0 | 587.325 | 0.022829 | 317.5204 | 0 | 586.3669 | 0.00010725 | 587.325 | 0.011892 | 382.952 | 4.0859e-05
| 383.7716 | 0.051118 | 317.7319 | 0.020236 | 383.7716 | 8.8897 | 317.7319 | 0 | 383.064 | 0 | 317.7319 | 0 | 383.064 | 0.00013914 | 312.17 | 0.024709 | 383.7716 | 0.0099023 | 312.17 | 0.0039509 | 312.17 | -0.0025504 | 383.064 | 0.00011957 | 383.064 | 0.00013173 | 383.7716 | 0 | 317.7319 | 0 | 587.4833 | 0.020106 | 317.7319 | 0 | 586.5258 | 7.1499e-05 | 587.4833 | 0.011427 | 383.064 | 4.1467e-05
| 383.8846 | 0.034325 | 317.9434 | 0.0192 | 383.8846 | 8.8636 | 317.9434 | 0 | 383.176 | 0 | 317.9434 | 0 | 383.176 | 0.00015442 | 312.38 | 0.016553 | 383.8846 | 0.015364 | 312.38 | -0.014221 | 312.38 | -0.0033155 | 383.176 | 0.00012122 | 383.176 | 9.0102e-05 | 383.8846 | 0.0092767 | 317.9434 | 0 | 587.6417 | 0.020741 | 317.9434 | 0 | 586.6848 | 0 | 587.6417 | 0.012124 | 383.176 | 4.742e-05
| 383.9975 | 0.048566 | 318.155 | -0.0030334 | 383.9975 | 8.9483 | 318.155 | 0 | 383.288 | 0 | 318.155 | 0 | 383.288 | 0.00014362 | 312.6 | 0.029026 | 383.9975 | 0.011323 | 312.6 | 0.003019 | 312.6 | 0.00081613 | 383.288 | 0.00012766 | 383.288 | 7.9995e-05 | 383.9975 | 0.018508 | 318.155 | 0 | 587.8 | 0.025143 | 318.155 | 0 | 586.8437 | 0.00028599 | 587.8 | 0.01152 | 383.288 | 5.865e-05
| 384.1104 | 0.040499 | 318.3665 | 0.0029786 | 384.1104 | 8.9633 | 318.3665 | 0 | 383.3999 | 0 | 318.3665 | 0 | 383.3999 | 0.00014753 | 312.81 | -0.0055175 | 384.1104 | 0.0054174 | 312.81 | 0.002786 | 312.81 | -0.0019383 | 383.3999 | 0.00014533 | 383.3999 | 7.1773e-05 | 384.1104 | 0.0092767 | 318.3665 | 0 | 587.9584 | 0.013479 | 318.3665 | 0 | 587.0027 | 0.00010725 | 587.9584 | 0.011799 | 383.3999 | 7.3803e-05
| 384.2234 | 0.034243 | 318.5781 | -0.0014718 | 384.2234 | 8.9855 | 318.5781 | 0 | 383.512 | 0.045155 | 318.5781 | 0 | 383.512 | 0.00014306 | 313.02 | 0.0035984 | 384.2234 | 0.007016 | 313.02 | 0.0023201 | 313.02 | 0.0051009 | 383.512 | 0.00015953 | 383.512 | 9.5069e-05 | 384.2234 | 0 | 318.5781 | 0 | 588.1168 | 0.01652 | 318.5781 | 0 | 587.1617 | 0.00028599 | 588.1168 | 0.011149 | 383.512 | 6.325e-05
| 384.3363 | 0.02774 | 318.7897 | -0.00013519 | 384.3363 | 9.0999 | 318.7897 | 0 | 383.624 | 0.030269 | 318.7897 | 0 | 383.624 | 0.00015125 | 313.23 | -0.041023 | 384.3363 | 0.0072824 | 313.23 | -0.001524 | 313.23 | -0.00607 | 383.624 | 0.00014384 | 383.624 | 0.0001235 | 384.3363 | 0.012228 | 318.7897 | 0 | 588.2751 | 0.017246 | 318.7897 | 0 | 587.3206 | 0.00010725 | 588.2751 | 0.011567 | 383.624 | 6.5211e-05
| 384.4492 | 0.033173 | 319.0013 | 0.0066776 | 384.4492 | 9.1213 | 319.0013 | 0 | 383.736 | 0.05144 | 319.0013 | 0 | 383.736 | 0.00014362 | 313.44 | -0.0083963 | 384.4492 | 0.0014708 | 313.44 | 0.0026695 | 313.44 | 0.011834 | 383.736 | 0.00012304 | 383.736 | 0.00013173 | 384.4492 | 0 | 319.0013 | 0 | 588.4335 | 0.020968 | 319.0013 | 0 | 587.4796 | 0 | 588.4335 | 0.011149 | 383.736 | 5.7297e-05
| 384.5622 | 0.037124 | 319.2129 | -0.011914 | 384.5622 | 9.1647 | 319.2129 | 0 | 383.848 | 0.04135 | 319.2129 | 0 | 383.848 | 0.00015647 | 313.66 | -0.027587 | 384.5622 | 0.0048846 | 313.66 | -0.0063001 | 313.66 | -0.0022444 | 383.848 | 0.00012386 | 383.848 | 0.00012505 | 384.5622 | 0 | 319.2129 | 0 | 588.5919 | 0.014523 | 319.2129 | 0 | 587.6386 | 0 | 588.5919 | 0.011892 | 383.848 | 5.7973e-05
| 384.6751 | 0.027082 | 319.4246 | 0.020399 | 384.6751 | 9.0605 | 319.4246 | 0 | 383.9601 | 0.054748 | 319.4246 | 0 | 383.9601 | 0.00016299 | 313.87 | 0.018472 | 384.6751 | 0.001975 | 313.87 | -0.0016406 | 313.87 | 0.010916 | 383.9601 | 0.00013757 | 383.9601 | 8.1708e-05 | 384.6751 | 0.0087967 | 319.4246 | 0 | 588.7503 | 0.015975 | 319.4246 | 0 | 587.7976 | 7.1499e-05 | 588.7503 | 0.01152 | 383.9601 | 5.3982e-05
| 384.788 | 0.029963 | 319.6362 | -0.014898 | 384.788 | 9.1608 | 319.6362 | 0 | 384.0721 | 0.072777 | 319.6362 | 0 | 384.0721 | 0.00015405 | 314.08 | -0.0011995 | 384.788 | 0.0035081 | 314.08 | -0.0033879 | 314.08 | -0.0046928 | 384.0721 | 0.00015194 | 384.0721 | 0.00010346 | 384.788 | 0 | 319.6362 | 0 | 588.9087 | 0.016202 | 319.6362 | 0 | 587.9566 | 0 | 588.9087 | 0.011892 | 384.0721 | 5.0059e-05
| 384.901 | 0.024777 | 319.8479 | -0.00028209 | 384.901 | 9.1487 | 319.8479 | 0 | 384.1841 | 0.1004 | 319.8479 | 0 | 384.1841 | 0.00013281 | 314.29 | 0.06453 | 384.901 | 0.0051066 | 314.29 | 0.0023201 | 314.29 | -0.0028565 | 384.1841 | 0.00014104 | 384.1841 | 0.00012179 | 384.901 | 0 | 319.8479 | 0 | 589.0671 | 0.011891 | 319.8479 | 0 | 588.1156 | 7.1499e-05 | 589.0671 | 0.011288 | 384.1841 | 4.0859e-05
| 385.0139 | 0.023789 | 320.0596 | -0.0077061 | 385.0139 | 9.1833 | 320.0596 | 0 | 384.2962 | 0.094941 | 320.0596 | 0 | 384.2962 | 0.00011307 | 314.5 | 0.004558 | 385.0139 | 0.0027518 | 314.5 | -0.00035917 | 314.5 | -0.010049 | 384.2962 | 0.00015062 | 384.2962 | 0.00013841 | 385.0139 | 0 | 320.0596 | 0 | 589.2256 | 0.018925 | 320.0596 | 0 | 588.2746 | 0.00032174 | 589.2256 | 0.011845 | 384.2962 | 4.5459e-05
| 385.1268 | 0.026341 | 320.2713 | 0.0088263 | 385.1268 | 9.2087 | 320.2713 | 0 | 384.4082 | 0.11132 | 320.2713 | 0 | 384.4082 | 0.00011586 | 314.72 | -0.0050378 | 385.1268 | 0.0097691 | 314.72 | -0.002223 | 314.72 | -0.00025504 | 384.4082 | 0.00013889 | 384.4082 | 0.00012008 | 385.1268 | 0 | 320.2713 | 0 | 589.384 | 0.021694 | 320.2713 | 0 | 588.4336 | 7.1499e-05 | 589.384 | 0.011706 | 384.4082 | 5.7297e-05
| 385.2397 | 0.02099 | 320.483 | -0.023686 | 385.2397 | 9.2443 | 320.483 | 0 | 384.5203 | 0.1482 | 320.483 | 0 | 384.5203 | 0.00013523 | 314.93 | -0.029026 | 385.2397 | 0.0063943 | 314.93 | -0.0045528 | 314.93 | -0.0030095 | 384.5203 | 0.00015227 | 384.5203 | 0.00012008 | 385.2397 | 0 | 320.483 | 0 | 589.5424 | 0.014115 | 320.483 | 0 | 588.5927 | 0.00032174 | 589.5424 | 0.012031 | 384.5203 | 5.9259e-05
| 385.3526 | 0.019591 | 320.6948 | 0.023678 | 385.3526 | 9.2667 | 320.6948 | 0 | 384.6323 | 0.21254 | 320.6948 | 0 | 384.6323 | 0.00013784 | 315.14 | 0.0059973 | 385.3526 | 0.0044849 | 315.14 | 0.00045625 | 315.14 | 0.0018873 | 384.6323 | 0.00013922 | 384.6323 | 0.00012847 | 385.3526 | 0 | 320.6948 | 0 | 589.7009 | 0.016611 | 320.6948 | 0 | 588.7517 | 0 | 589.7009 | 0.01152 | 384.6323 | 4.8773e-05
| 385.4656 | 0.015228 | 320.9065 | 0.016731 | 385.4656 | 9.2761 | 320.9065 | 0 | 384.7444 | 0.18938 | 320.9065 | 0 | 384.7444 | 0.0001397 | 315.35 | -0.011275 | 385.4656 | 0.012078 | 315.35 | 0.0065138 | 315.35 | -0.00010202 | 384.7444 | 0.00015408 | 384.7444 | 0.00010672 | 385.4656 | 0 | 320.9065 | 0 | 589.8593 | 0.015385 | 320.9065 | 0 | 588.9107 | 0.00032174 | 589.8593 | 0.011799 | 384.7444 | 4.6135e-05
| 385.5785 | 0.01317 | 321.1183 | 0.017266 | 385.5785 | 9.2166 | 321.1183 | 0 | 384.8565 | 0.22462 | 321.1183 | 0 | 384.8565 | 0.00013914 | 315.56 | 0.018952 | 385.5785 | 0.00071442 | 315.56 | 0.003485 | 315.56 | 0.00020403 | 384.8565 | 0.00014071 | 384.8565 | 9.5069e-05 | 385.5785 | 0 | 321.1183 | 0 | 590.0178 | 0.014523 | 321.1183 | 0 | 589.0698 | 0 | 590.0178 | 0.011102 | 384.8565 | 5.2697e-05
| 385.6914 | 0.01103 | 321.3301 | -0.011032 | 385.6914 | 9.3132 | 321.3301 | 0 | 384.9686 | 0.2959 | 321.3301 | 0 | 384.9686 | 0.00013188 | 315.78 | -0.016073 | 385.6914 | 0.0056394 | 315.78 | -0.0014076 | 315.78 | -0.010202 | 384.9686 | 0.00016234 | 384.9686 | 8.3421e-05 | 385.6914 | 0 | 321.3301 | 0 | 590.1763 | 0.012118 | 321.3301 | 0 | 589.2288 | 0.00032174 | 590.1763 | 0.01152 | 384.9686 | 7.0488e-05
| 385.8043 | 0.014405 | 321.5419 | 0.007915 | 385.8043 | 9.3189 | 321.5419 | 0 | 385.0806 | 0.37083 | 321.5419 | 0 | 385.0806 | 0.00013449 | 315.99 | -0.02375 | 385.8043 | 0.0075045 | 315.99 | 0.002553 | 315.99 | -0.0077534 | 385.0806 | 0.00016069 | 385.0806 | 0.0001235 | 385.8043 | 0 | 321.5419 | 0 | 590.3347 | 0.024962 | 321.5419 | 0 | 589.3879 | 0 | 590.3347 | 0.01087 | 385.0806 | 6.9811e-05
| 385.9172 | 0.0083961 | 321.7537 | 0.0054768 | 385.9172 | 9.3377 | 321.7537 | 0 | 385.1927 | 0.29789 | 321.7537 | 0 | 385.1927 | 0.00013188 | 316.2 | -0.027587 | 385.9172 | 0.010169 | 316.2 | -0.0074648 | 316.2 | -0.0016323 | 385.1927 | 0.0001592 | 385.1927 | 0.00013173 | 385.9172 | 0 | 321.7537 | 0 | 590.4932 | 0.010847 | 321.7537 | 0 | 589.547 | 0.00010725 | 590.4932 | 0.011613 | 385.1927 | 6.325e-05
| 386.0301 | 0.021896 | 321.9655 | 0.00031739 | 386.0301 | 9.3869 | 321.9655 | 0 | 385.3048 | 0.36587 | 321.9655 | 0 | 385.3048 | 0.00015908 | 316.41 | 0.039103 | 386.0301 | 0.0043703 | 316.41 | -0.0021065 | 316.41 | 0.0037236 | 385.3048 | 0.00013873 | 385.3048 | 0.00013344 | 386.0301 | 0 | 321.9655 | 0 | 590.6517 | 0.014342 | 321.9655 | 0 | 589.706 | 0 | 590.6517 | 0.010963 | 385.3048 | 6.2573e-05
| 386.1431 | 0.013747 | 322.1774 | -0.024481 | 386.1431 | 9.4467 | 322.1774 | 0 | 385.4169 | 0.38241 | 322.1774 | 0 | 385.4169 | 0.00014362 | 316.63 | -0.018472 | 386.1431 | 0.013588 | 316.63 | -0.0012911 | 316.63 | -0.0045398 | 385.4169 | 0.00013839 | 385.4169 | 0.00011682 | 386.1431 | 0 | 322.1774 | 0 | 590.8102 | 0.015022 | 322.1774 | 0 | 589.8651 | 0 | 590.8102 | 0.011427 | 385.4169 | 4.4106e-05
| 386.256 | 0.016134 | 322.3893 | 0.021686 | 386.256 | 9.4351 | 322.3893 | 0 | 385.529 | 0.34056 | 322.3893 | 0 | 385.529 | 0.00013412 | 316.84 | 0.033346 | 386.256 | 0.0039922 | 316.84 | -0.001524 | 316.84 | -0.0039276 | 385.529 | 0.00014731 | 385.529 | 9.5069e-05 | 386.256 | 0 | 322.3893 | 0 | 590.9687 | 0.019152 | 322.3893 | 0 | 590.0242 | 7.1499e-05 | 590.9687 | 0.01087 | 385.529 | 5.9935e-05
| 386.3689 | 0.016381 | 322.6012 | -0.025374 | 386.3689 | 9.5014 | 322.6012 | 0 | 385.6411 | 0.4102 | 322.6012 | 0 | 385.6411 | 0.00012275 | 317.05 | -0.040542 | 386.3689 | 0.013455 | 317.05 | 0.0013882 | 317.05 | 0.00096913 | 385.6411 | 0.00015111 | 385.6411 | 0.00011014 | 386.3689 | 0 | 322.6012 | 0 | 591.1272 | 0.013797 | 322.6012 | 0 | 590.1833 | 0.00010725 | 591.1272 | 0.011334 | 385.6411 | 3.822e-05
| 386.4818 | 0.0069625 | 322.8131 | 0.017416 | 386.4818 | 9.4809 | 322.8131 | 0 | 385.7533 | 0.34784 | 322.8131 | 0 | 385.7533 | 0.00015777 | 317.26 | -0.004558 | 386.4818 | 0.0075045 | 317.26 | 0.0019706 | 317.26 | -0.0017853 | 385.7533 | 0.00013311 | 385.7533 | 0.00010346 | 386.4818 | 0 | 322.8131 | 0 | 591.2858 | 0.021558 | 322.8131 | 0 | 590.3424 | 0 | 591.2858 | 0.011102 | 385.7533 | 5.865e-05
| 386.5947 | 0.012265 | 323.025 | -0.0076097 | 386.5947 | 9.5341 | 323.025 | 0 | 385.8654 | 0.41681 | 323.025 | 0 | 385.8654 | 0.0001669 | 317.48 | -0.0083963 | 386.5947 | 0.008437 | 317.48 | 0.0020871 | 317.48 | 0.0055599 | 385.8654 | 0.00013261 | 385.8654 | 0.00014183 | 386.5947 | 0 | 323.025 | 0 | 591.4443 | 0.014523 | 323.025 | 0 | 590.5015 | 0.00010725 | 591.4443 | 0.011567 | 385.8654 | 5.1411e-05
| 386.7076 | 0.0071106 | 323.2369 | 0.022343 | 386.7076 | 9.5526 | 323.2369 | 0 | 385.9775 | 0.42591 | 323.2369 | 0 | 385.9775 | 0.00016858 | 317.69 | 0.026148 | 386.7076 | 0.0068828 | 317.69 | -0.00024269 | 317.69 | -0.0022444 | 385.9775 | 0.00012716 | 385.9775 | 0.00015006 | 386.7076 | 0 | 323.2369 | 0 | 591.6028 | 0.0093947 | 323.2369 | 0 | 590.6606 | 7.1499e-05 | 591.6028 | 0.011009 | 385.9775 | 5.2697e-05
| 386.8205 | 0.011195 | 323.4489 | 0.017082 | 386.8205 | 9.4374 | 323.4489 | 0 | 386.0896 | 0.36008 | 323.4489 | 0 | 386.0896 | 0.00016299 | 317.9 | -0.0069569 | 386.8205 | 0.0056394 | 317.9 | -0.0025725 | 317.9 | -0.0016323 | 386.0896 | 0.00013542 | 386.0896 | 0.00017506 | 386.8205 | 0.011385 | 323.4489 | 0 | 591.7614 | 0.016611 | 323.4489 | 0 | 590.8197 | 0.00032174 | 591.7614 | 0.011056 | 386.0896 | 4.282e-05
| 386.9334 | 0.0068143 | 323.6608 | 5.2089e-05 | 386.9334 | 9.4185 | 323.6608 | 0 | 386.2018 | 0.39448 | 323.6608 | 0 | 386.2018 | 0.00016578 | 318.11 | 0.022311 | 386.9334 | 0.0065275 | 318.11 | -0.0067659 | 318.11 | -0.0088246 | 386.2018 | 0.00013493 | 386.2018 | 0.00013687 | 386.9334 | 0.0016187 | 323.6608 | 0 | 591.9199 | 0.024508 | 323.6608 | 0 | 590.9789 | 0.00028599 | 591.9199 | 0.01022 | 386.2018 | 4.2144e-05
| 387.0463 | 0.0055956 | 323.8728 | -0.021314 | 387.0463 | 9.4136 | 323.8728 | 0 | 386.3139 | 0.43286 | 323.8728 | 0 | 386.3139 | 0.00016783 | 318.33 | -0.027587 | 387.0463 | 0.0056394 | 318.33 | -0.0071154 | 318.33 | -0.016475 | 386.3139 | 0.00014764 | 386.3139 | 0.00011682 | 387.0463 | 0 | 323.8728 | 0 | 592.0785 | 0.016339 | 323.8728 | 0 | 591.138 | 0.00010725 | 592.0785 | 0.010823 | 386.3139 | 5.6011e-05
| 387.1592 | 0 | 324.0848 | 0.0017804 | 387.1592 | 9.3387 | 324.0848 | 0 | 386.4261 | 0.56683 | 324.0848 | 0 | 386.4261 | 0.00016094 | 318.54 | -0.0016793 | 387.1592 | 0.00374 | 318.54 | 0.0041839 | 318.54 | -0.0022444 | 386.4261 | 0.00014583 | 386.4261 | 0.00010175 | 387.1592 | 0.0049965 | 324.0848 | 0 | 592.2371 | 0.02124 | 324.0848 | 0 | 591.2971 | 7.1499e-05 | 592.2371 | 0.010405 | 386.4261 | 5.7973e-05
| 387.2721 | 0.0085608 | 324.2969 | -0.0028554 | 387.2721 | 9.2787 | 324.2969 | 0 | 386.5382 | 0.46511 | 324.2969 | 0 | 386.5382 | 0.00015144 | 318.75 | 0.0079165 | 387.2721 | 0.0083038 | 318.75 | 0.0012716 | 318.75 | -0.0076005 | 386.5382 | 0.00016036 | 386.5382 | 0.00010672 | 387.2721 | 0 | 324.2969 | 0 | 592.3956 | 0.010075 | 324.2969 | 0 | 591.4563 | 0.00032174 | 592.3956 | 0.010823 | 386.5382 | 6.9135e-05
| 387.385 | 0.014405 | 324.5089 | 0.012232 | 387.385 | 9.2233 | 324.5089 | 0 | 386.6504 | 0.59015 | 324.5089 | 0 | 386.6504 | 0.00013933 | 318.96 | 0.011275 | 387.385 | 0.0062611 | 318.96 | -0.0056011 | 318.96 | -0.00010202 | 386.6504 | 0.00014417 | 386.6504 | 0.00010843 | 387.385 | 0 | 324.5089 | 0 | 592.5542 | 0.019879 | 324.5089 | 0 | 591.6154 | 7.1499e-05 | 592.5542 | 0.010127 | 386.6504 | 7.2449e-05
| 387.498 | 0.0054477 | 324.7209 | 0.004054 | 387.498 | 9.0196 | 324.7209 | 0.0023111 | 386.7625 | 0.72181 | 324.7209 | 0 | 386.7625 | 0.00011623 | 319.17 | -0.012235 | 387.498 | 0.00073522 | 319.17 | 0.0024366 | 319.17 | 0.0049478 | 386.7625 | 0.00015574 | 386.7625 | 8.1708e-05 | 387.498 | 0 | 324.7209 | 0 | 592.7128 | 0.014614 | 324.7209 | 0 | 591.7746 | 0 | 592.7128 | 0.010591 | 386.7625 | 6.6564e-05
| 387.6109 | 0.0059255 | 324.933 | 0.011358 | 387.6109 | 8.9828 | 324.933 | 0.037708 | 386.8747 | 0.75804 | 324.933 | 0 | 386.8747 | 0.00011754 | 319.39 | 0.0074367 | 387.6109 | 0.0047513 | 319.39 | -0.00094161 | 319.39 | 0.0087736 | 386.8747 | 0.0001346 | 386.8747 | 0.00010843 | 387.6109 | 0 | 324.933 | 0 | 592.8714 | 0.013979 | 324.933 | 0 | 591.9338 | 0 | 592.8714 | 0.010312 | 386.8747 | 4.8097e-05
| 387.7237 | 0.0085608 | 325.1451 | 0.0036212 | 387.7237 | 8.8686 | 325.1451 | -0.010832 | 386.9869 | 0.76118 | 325.1451 | 0 | 386.9869 | 0.00011567 | 319.6 | -0.024709 | 387.7237 | 0.0045293 | 319.6 | -0.002689 | 319.6 | -0.0082122 | 386.9869 | 0.00014335 | 386.9869 | 0.00011682 | 387.7237 | 0.0092767 | 325.1451 | 0 | 593.03 | 0.024281 | 325.1451 | 0 | 592.0929 | 0 | 593.03 | 0.01087 | 386.9869 | 5.7973e-05
| 387.8366 | 0 | 325.3572 | 0.038977 | 387.8366 | 8.6827 | 325.3572 | 0.046099 | 387.0991 | 0.76697 | 325.3572 | 0 | 387.0991 | 0.00014362 | 319.81 | -0.016073 | 387.8366 | 0.00374 | 319.81 | -0.0032714 | 319.81 | 0.0029585 | 387.0991 | 0.00013311 | 387.0991 | 0.00012179 | 387.8366 | 0 | 325.3572 | 0 | 593.1886 | 0.018426 | 325.3572 | 0 | 592.2521 | 0 | 593.1886 | 0.010405 | 387.0991 | 6.2573e-05
| 387.9495 | 0.0036729 | 325.5693 | -0.025349 | 387.9495 | 8.538 | 325.5693 | -0.022827 | 387.2113 | 0.73438 | 325.5693 | 0 | 387.2113 | 0.00015256 | 320.03 | -0.010795 | 387.9495 | 0.0046625 | 320.03 | -0.0021065 | 320.03 | 0.0089266 | 387.2113 | 0.00013691 | 387.2113 | 9.8495e-05 | 387.9495 | 0 | 325.5693 | 0 | 593.3472 | 0.018744 | 325.5693 | 0 | 592.4113 | 0.00010725 | 593.3472 | 0.010963 | 387.2113 | 8.6926e-05
| 388.0624 | 0.0048885 | 325.7814 | 0.020559 | 388.0624 | 8.3413 | 325.7814 | 0.042488 | 387.3234 | 0.83693 | 325.7814 | 0 | 387.3234 | 0.00017174 | 320.24 | 0.035264 | 388.0624 | 0.0089254 | 320.24 | -0.0028054 | 320.24 | 0.0047948 | 387.3234 | 0.0001237 | 387.3234 | 0.00011837 | 388.0624 | 0 | 325.7814 | 0 | 593.5059 | 0.018835 | 325.7814 | 0 | 592.5705 | 0 | 593.5059 | 0.010638 | 387.3234 | 6.6564e-05
| 388.1753 | 0.0011586 | 325.9936 | -0.006594 | 388.1753 | 8.2564 | 325.9936 | -0.008094 | 387.4356 | 0.82784 | 325.9936 | 0 | 387.4356 | 0.00017379 | 320.45 | -0.0040782 | 388.1753 | 0.011679 | 320.45 | 0.003019 | 320.45 | -0.0007141 | 387.4356 | 0.00011461 | 387.4356 | 0.0001235 | 388.1753 | 0 | 325.9936 | 0 | 593.6645 | 0.015159 | 325.9936 | 0 | 592.7297 | 0.00010725 | 593.6645 | 0.011102 | 387.4356 | 5.7973e-05
| 388.2882 | 0.0017777 | 326.2058 | 0.003235 | 388.2882 | 8.0004 | 326.2058 | 0.02117 | 387.5478 | 0.93303 | 326.2058 | 0 | 387.5478 | 0.00015535 | 320.66 | -0.013194 | 388.2882 | 0.0057727 | 320.66 | 0.0013882 | 320.66 | -0.0013262 | 387.5478 | 0.00011461 | 387.5478 | 0.00012008 | 388.2882 | 0 | 326.2058 | 0 | 593.8232 | 0.020922 | 326.2058 | 0 | 592.8889 | 0 | 593.8232 | 0.010452 | 387.5478 | 5.2697e-05
| 388.4011 | 0.010207 | 326.4179 | 0.0062821 | 388.4011 | 7.842 | 326.4179 | -0.020023 | 387.66 | 0.9499 | 326.4179 | 0 | 387.66 | 0.00016299 | 320.88 | -0.017512 | 388.4011 | 0.013588 | 320.88 | -0.0011746 | 320.88 | 0.0032646 | 387.66 | 0.0001237 | 387.66 | 0.00011014 | 388.4011 | 0 | 326.4179 | 0 | 593.9818 | 0.011891 | 326.4179 | 0 | 593.0481 | 0 | 593.9818 | 0.010731 | 387.66 | 5.7973e-05
| 388.514 | 0.0051848 | 326.6301 | 0.017439 | 388.514 | 7.6931 | 326.6301 | 0.044716 | 387.7722 | 1.0971 | 326.6301 | 0 | 387.7722 | 0.00014082 | 321.09 | 0.0079165 | 388.514 | 0.0062611 | 321.09 | -0.0050185 | 321.09 | -0.0007141 | 387.7722 | 0.00013889 | 387.7722 | 0.00011511 | 388.514 | 0 | 326.6301 | 0 | 594.1405 | 0.017564 | 326.6301 | 0 | 593.2073 | 0 | 594.1405 | 0.010359 | 387.7722 | 6.7849e-05
| 388.6269 | 0.0010107 | 326.8424 | -0.012793 | 388.6269 | 7.4877 | 326.8424 | -0.02762 | 387.8845 | 1.0887 | 326.8424 | 0 | 387.8845 | 0.00014827 | 321.3 | -0.0064771 | 388.6269 | 0.011057 | 321.3 | -0.0078143 | 321.3 | -0.014487 | 387.8845 | 0.00016449 | 387.8845 | 0.00010843 | 388.6269 | 0 | 326.8424 | 0 | 594.2991 | 0.017791 | 326.8424 | 0 | 593.3665 | 0.00010725 | 594.2991 | 0.010823 | 387.8845 | 6.4535e-05
| 388.7398 | 0.0059255 | 327.0546 | 0.0088981 | 388.7398 | 7.2797 | 327.0546 | 0.019124 | 387.9967 | 1.1687 | 327.0546 | 0 | 387.9967 | 0.00012573 | 321.51 | 0.034785 | 388.7398 | 0.0017229 | 321.51 | 0.0015046 | 321.51 | -0.0010202 | 387.9967 | 0.00016333 | 387.9967 | 0.00012008 | 388.7398 | 0 | 327.0546 | 0 | 594.4578 | 0.023464 | 327.0546 | 0 | 593.5258 | 7.1499e-05 | 594.4578 | 0.010405 | 387.9967 | 5.9935e-05
| 388.8527 | 0.0030813 | 327.2668 | 0.010531 | 388.8527 | 7.1147 | 327.2668 | 0.001558 | 388.1089 | 1.1507 | 327.2668 | 0 | 388.1089 | 0.00014399 | 321.73 | -0.004558 | 388.8527 | 0.0091919 | 321.73 | -0.0099112 | 321.73 | -0.021373 | 388.1089 | 0.00017192 | 388.1089 | 0.00011014 | 388.8527 | 0 | 327.2668 | 0 | 594.6165 | 0.01652 | 327.2668 | 0 | 593.685 | 0 | 594.6165 | 0.010823 | 388.1089 | 5.3982e-05
| 388.9656 | 0.0011851 | 327.4791 | -0.0042685 | 388.9656 | 6.9643 | 327.4791 | 0.058197 | 388.2212 | 1.2575 | 327.4791 | 0 | 388.2212 | 0.00013523 | 321.94 | 0.0079165 | 388.9656 | 0.0052398 | 321.94 | -0.00024269 | 321.94 | -0.0020913 | 388.2212 | 0.00013608 | 388.2212 | 0.00011168 | 388.9656 | 0.0011963 | 327.4791 | 0 | 594.7752 | 0.018426 | 327.4791 | 0 | 593.8442 | 0 | 594.7752 | 0.010127 | 388.2212 | 5.3373e-05
| 389.0784 | 0 | 327.6914 | -0.018125 | 389.0784 | 6.7464 | 327.6914 | -0.054629 | 388.3334 | 1.2643 | 327.6914 | 0 | 388.3334 | 0.00015442 | 322.15 | -0.027587 | 389.0784 | 0.0131 | 322.15 | -0.0052516 | 322.15 | -0.0042337 | 388.3334 | 0.00014764 | 388.3334 | 7.5028e-05 | 389.0784 | 0 | 327.6914 | 0 | 594.9339 | 0.016293 | 327.6914 | 0 | 594.0035 | 0.00010725 | 594.9339 | 0.01087 | 388.3334 | 4.0859e-05
| 389.1913 | 0 | 327.9037 | 0.0096859 | 389.1913 | 6.6144 | 327.9037 | 0.047512 | 388.4456 | 1.3922 | 327.9037 | 0 | 388.4456 | 0.00015442 | 322.36 | 0.002159 | 389.1913 | 0.0097691 | 322.36 | -0.002223 | 322.36 | 0.0018873 | 388.4456 | 0.00012964 | 388.4456 | 7.8454e-05 | 389.1913 | 0 | 327.9037 | 0 | 595.0926 | 0.020741 | 327.9037 | 0 | 594.1627 | 7.1499e-05 | 595.0926 | 0.010359 | 388.4456 | 3.822e-05
| 389.3042 | 0 | 328.116 | -0.013505 | 389.3042 | 6.3594 | 328.116 | -0.0085513 | 388.5579 | 1.3945 | 328.116 | 0 | 388.5579 | 0.00015312 | 322.58 | -0.024709 | 389.3042 | 0.0095471 | 322.58 | -0.002223 | 322.58 | -0.012191 | 388.5579 | 0.00015177 | 388.5579 | 7.3315e-05 | 389.3042 | 0 | 328.116 | 0 | 595.2513 | 0.015794 | 328.116 | 0 | 594.322 | 0 | 595.2513 | 0.011242 | 388.5579 | 3.4229e-05
| 389.4171 | 0.0051848 | 328.3283 | -0.003839 | 389.4171 | 6.1942 | 328.3283 | 0.012647 | 388.6701 | 1.4749 | 328.3283 | 0 | 388.6701 | 0.00013263 | 322.79 | 0.020391 | 389.4171 | 0.0026054 | 322.79 | 0.0074455 | 322.79 | -0.0017853 | 388.6701 | 0.00013641 | 388.6701 | 9.0102e-05 | 389.4171 | 0.005841 | 328.3283 | 0 | 595.41 | 0.020832 | 328.3283 | 0 | 594.4813 | 0.00028599 | 595.41 | 0.01022 | 388.6701 | 5.5335e-05
| 389.53 | 0 | 328.5407 | -0.012469 | 389.53 | 5.9955 | 328.5407 | -0.024596 | 388.7824 | 1.5066 | 328.5407 | 0 | 388.7824 | 0.00012368 | 323 | 0.0050378 | 389.53 | 0 | 323 | -0.0065332 | 323 | -0.0036216 | 388.7824 | 0.00014236 | 388.7824 | 9.0102e-05 | 389.53 | 0 | 328.5407 | 0 | 595.5687 | 0.012299 | 328.5407 | 0 | 594.6405 | 0.00053624 | 595.5687 | 0.010638 | 388.7824 | 6.1896e-05
| 389.6429 | 0.0090547 | 328.753 | 0.0076768 | 389.6429 | 5.8215 | 328.753 | 0.046701 | 388.8947 | 1.608 | 328.753 | 0 | 388.8947 | 0.00013151 | 323.22 | 0.0069569 | 389.6429 | 0.0044849 | 323.22 | 0.0041839 | 323.22 | 0.0066312 | 388.8947 | 0.00013955 | 388.8947 | 0.00011511 | 389.6429 | 0 | 328.753 | 0 | 595.7275 | 0.015885 | 328.753 | 0 | 594.7998 | 0 | 595.7275 | 0.0099408 | 388.8947 | 4.742e-05
| 389.7557 | 0.00027119 | 328.9654 | -0.021654 | 389.7557 | 5.7144 | 328.9654 | -0.013168 | 389.0069 | 1.6659 | 328.9654 | 0 | 389.0069 | 0.00014827 | 323.43 | -0.034785 | 389.7557 | 0.01159 | 323.43 | 0.00022327 | 323.43 | -0.005917 | 389.0069 | 0.00014005 | 389.0069 | 0.0001134 | 389.7557 | 0 | 328.9654 | 0 | 595.8862 | 0.016611 | 328.9654 | 0 | 594.9591 | 0.00032174 | 595.8862 | 0.010591 | 389.0069 | 4.5459e-05
| 389.8686 | 0 | 329.1778 | 0.010539 | 389.8686 | 5.4489 | 329.1778 | 0.028138 | 389.1192 | 1.7587 | 329.1778 | 0 | 389.1192 | 0.00014231 | 323.64 | 0.014634 | 389.8686 | 0.0057727 | 323.64 | -0.0047858 | 323.64 | -0.0025504 | 389.1192 | 0.00013427 | 389.1192 | 0.00011168 | 389.8686 | 0 | 329.1778 | 0 | 596.0449 | 0.023146 | 329.1778 | 0 | 595.1184 | 0 | 596.0449 | 0.010312 | 389.1192 | 4.742e-05
| 389.9815 | 0.0095486 | 329.3902 | 0.008899 | 389.9815 | 5.3132 | 329.3902 | -0.018967 | 389.2315 | 1.7938 | 329.3902 | 0 | 389.2315 | 0.00013784 | 323.85 | -0.0059973 | 389.9815 | 0.0040121 | 323.85 | -0.0047858 | 323.85 | -0.0049988 | 389.2315 | 0.00012271 | 389.2315 | 0.00010346 | 389.9815 | 0 | 329.3902 | 0 | 596.2037 | 0.018018 | 329.3902 | 0 | 595.2777 | 0 | 596.2037 | 0.010777 | 389.2315 | 7.6441e-05
| 390.0944 | 0.0063699 | 329.6027 | 0.0097385 | 390.0944 | 5.0791 | 329.6027 | 0.013547 | 389.3438 | 1.8327 | 329.6027 | 0 | 389.3438 | 0.0001302 | 324.07 | 0.018472 | 390.0944 | 0.011679 | 324.07 | 0.0040674 | 324.07 | 0.0081613 | 389.3438 | 0.00012997 | 389.3438 | 0.00010004 | 390.0944 | 0 | 329.6027 | 0 | 596.3625 | 0.023282 | 329.6027 | 0 | 595.437 | 0 | 596.3625 | 0.010359 | 389.3438 | 6.2573e-05
| 390.2072 | 0.0016023 | 329.8151 | -0.018397 | 390.2072 | 5.0406 | 329.8151 | -0.037113 | 389.4561 | 1.9049 | 329.8151 | 0 | 389.4561 | 0.00015051 | 324.28 | -0.0074367 | 390.2072 | 0.012567 | 324.28 | -0.0071154 | 324.28 | -0.0097429 | 389.4561 | 0.00013608 | 389.4561 | 0.00011014 | 390.2072 | 0 | 329.8151 | 0 | 596.5212 | 0.018517 | 329.8151 | 0 | 595.5963 | 0 | 596.5212 | 0.010684 | 389.4561 | 6.9135e-05
| 390.3201 | 0.0019258 | 330.0276 | -0.0099766 | 390.3201 | 4.8208 | 330.0276 | 0.035259 | 389.5684 | 2.0189 | 330.0276 | 0 | 389.5684 | 0.00016783 | 324.49 | -0.012714 | 390.3201 | 0.01683 | 324.49 | -0.0037373 | 324.49 | -0.00040807 | 389.5684 | 0.00014566 | 389.5684 | 0.00014337 | 390.3201 | 0 | 330.0276 | 0 | 596.68 | 0.021785 | 330.0276 | 0 | 595.7557 | 7.1499e-05 | 596.68 | 0.010312 | 389.5684 | 5.3982e-05
| 390.433 | 0 | 330.24 | -0.0060954 | 390.433 | 4.6626 | 330.24 | -0.03606 | 389.6807 | 2.0869 | 330.24 | 0 | 389.6807 | 0.00016727 | 324.71 | -0.013674 | 390.433 | 0.012345 | 324.71 | -0.0051353 | 324.71 | -0.011732 | 389.6807 | 0.00014351 | 389.6807 | 0.00012676 | 390.433 | 0 | 330.24 | 0 | 596.8388 | 0.013797 | 330.24 | 0 | 595.915 | 0 | 596.8388 | 0.010452 | 389.6807 | 7.1773e-05
| 390.5459 | 0.0063699 | 330.4525 | 0.015577 | 390.5459 | 4.5631 | 330.4525 | 0.05379 | 389.793 | 2.1143 | 330.4525 | 0 | 389.793 | 0.00014268 | 324.92 | -0.033346 | 390.5459 | 0.0044849 | 324.92 | 0.0026695 | 324.92 | -0.0054579 | 389.793 | 0.00013806 | 389.793 | 0.00013344 | 390.5459 | 0 | 330.4525 | 0 | 596.9976 | 0.019788 | 330.4525 | 0 | 596.0743 | 7.1499e-05 | 596.9976 | 0.010034 | 389.793 | 5.0735e-05
| 390.6587 | 0.0023418 | 330.665 | -0.012211 | 390.6587 | 4.3913 | 330.665 | -0.033797 | 389.9053 | 2.2253 | 330.665 | 0 | 389.9053 | 0.00014175 | 325.13 | 0.0088761 | 390.6587 | 0.0060391 | 325.13 | -0.010726 | 325.13 | -0.0085181 | 389.9053 | 0.00013922 | 389.9053 | 0.00014183 | 390.6587 | 0 | 330.665 | 0 | 597.1564 | 0.016611 | 330.665 | 0 | 596.2337 | 0.00010725 | 597.1564 | 0.010545 | 389.9053 | 3.4906e-05
| 390.7716 | 0.002074 | 330.8776 | -0.017672 | 390.7716 | 4.3336 | 330.8776 | 0.030383 | 390.0176 | 2.2999 | 330.8776 | 0 | 390.0176 | 0.00014399 | 325.34 | 0.00071969 | 390.7716 | 0.011545 | 325.34 | 0.002786 | 325.34 | 0.00035706 | 390.0176 | 0.00013955 | 390.0176 | 0.00017849 | 390.7716 | 0.0011963 | 330.8776 | 0 | 597.3152 | 0.013162 | 330.8776 | 0 | 596.393 | 7.1499e-05 | 597.3152 | 0.010312 | 390.0176 | 3.9506e-05
| 390.8845 | 0.0044124 | 331.0901 | -0.0073957 | 390.8845 | 4.212 | 331.0901 | -0.015697 | 390.1299 | 2.3765 | 331.0901 | 0 | 390.1299 | 0.00015256 | 325.56 | -0.017992 | 390.8845 | 0.0040121 | 325.56 | -0.0037373 | 325.56 | -0.0025504 | 390.1299 | 0.00013757 | 390.1299 | 0.00015519 | 390.8845 | 0 | 331.0901 | 0 | 597.474 | 0.019652 | 331.0901 | 0 | 596.5524 | 0.00010725 | 597.474 | 0.010684 | 390.1299 | 5.3373e-05
| 390.9973 | 0.0044441 | 331.3027 | 0.034091 | 390.9973 | 4.1034 | 331.3027 | 0.042033 | 390.2422 | 2.5019 | 331.3027 | 0 | 390.2422 | 0.00014082 | 325.77 | -0.00071969 | 390.9973 | 0.019139 | 325.77 | -0.0075817 | 325.77 | -0.0030095 | 390.2422 | 0.00011346 | 390.2422 | 0.00012676 | 390.9973 | 0 | 331.3027 | 0 | 597.6328 | 0.021603 | 331.3027 | 0 | 596.7117 | 7.1499e-05 | 597.6328 | 0.0099873 | 390.2422 | 6.9811e-05
| 391.1102 | 0 | 331.5152 | -0.012757 | 391.1102 | 4.0219 | 331.5152 | -0.050029 | 390.3546 | 2.5222 | 331.5152 | 0 | 390.3546 | 0.00014175 | 325.98 | -0.036225 | 391.1102 | 0.0042642 | 325.98 | -0.0075817 | 325.98 | -0.01418 | 390.3546 | 0.00010603 | 390.3546 | 7.8454e-05 | 391.1102 | 0.008855 | 331.5152 | 0 | 597.7917 | 0.014387 | 331.5152 | 0 | 596.8711 | 0.00032174 | 597.7917 | 0.010638 | 390.3546 | 5.662e-05
| 391.2231 | 0.0034071 | 331.7278 | 0.020349 | 391.2231 | 3.9502 | 331.7278 | 0.043739 | 390.4669 | 2.6658 | 331.7278 | 0 | 390.4669 | 0.00015274 | 326.2 | 0.0093559 | 391.2231 | 0.0079041 | 326.2 | -0.0028054 | 326.2 | 0.0032646 | 390.4669 | 0.00011115 | 390.4669 | 9.0102e-05 | 391.2231 | 0 | 331.7278 | 0 | 597.9505 | 0.02242 | 331.7278 | 0 | 597.0305 | 0 | 597.9505 | 0.010127 | 390.4669 | 5.2697e-05
| 391.336 | 0.0095486 | 331.9404 | 0.015868 | 391.336 | 3.8244 | 331.9404 | 0.00062986 | 390.5793 | 2.6899 | 331.9404 | 0 | 390.5793 | 0.00015312 | 326.41 | -0.018472 | 391.336 | 0.011812 | 326.41 | -0.005368 | 326.41 | -0.0011732 | 390.5793 | 0.00012271 | 390.5793 | 8.1708e-05 | 391.336 | 0 | 331.9404 | 0 | 598.1094 | 0.019879 | 331.9404 | 0 | 597.1898 | 0.00010725 | 598.1094 | 0.010777 | 390.5793 | 5.5335e-05
| 391.4488 | 0 | 332.1531 | 0.026628 | 391.4488 | 3.7463 | 332.1531 | 0.044002 | 390.6916 | 2.8123 | 332.1531 | 0 | 390.6916 | 0.00013356 | 326.62 | -0.0059973 | 391.4488 | 0.01119 | 326.62 | -0.00094161 | 326.62 | -0.0019383 | 390.6916 | 0.00014946 | 390.6916 | 0.00010672 | 391.4488 | 0 | 332.1531 | 0 | 598.2682 | 0.023918 | 332.1531 | 0 | 597.3492 | 7.1499e-05 | 598.2682 | 0.010173 | 390.6916 | 6.325e-05
| 391.5617 | 0.0030813 | 332.3657 | 0.0046014 | 391.5617 | 3.6525 | 332.3657 | -0.029135 | 390.8039 | 2.8492 | 332.3657 | 0 | 390.8039 | 0.00012629 | 326.84 | -0.046299 | 391.5617 | 0.0076821 | 326.84 | -0.0031549 | 326.84 | -0.018771 | 390.8039 | 0.00015425 | 390.8039 | 0.00010004 | 391.5617 | 0 | 332.3657 | 0 | 598.4271 | 0.018199 | 332.3657 | 0 | 597.5086 | 0.00032174 | 598.4271 | 0.010405 | 390.8039 | 7.2449e-05
| 391.6746 | 0 | 332.5784 | 0.026997 | 391.6746 | 3.6257 | 332.5784 | 0.019979 | 390.9163 | 3.0143 | 332.5784 | 0 | 390.9163 | 0.00013803 | 327.05 | 0.030946 | 391.6746 | 0.0042442 | 327.05 | -0.001524 | 327.05 | 0.0031115 | 390.9163 | 0.00015293 | 390.9163 | 0.00010346 | 391.6746 | 0 | 332.5784 | 0 | 598.5859 | 0.014977 | 332.5784 | 0 | 597.668 | 0 | 598.5859 | 0.0098479 | 390.9163 | 7.1773e-05
| 391.7874 | 0.0020459 | 332.791 | 0.011136 | 391.7874 | 3.5382 | 332.791 | -0.016977 | 391.0287 | 3.0884 | 332.791 | 0 | 391.0287 | 0.00015386 | 327.26 | -0.029507 | 391.7874 | 0 | 327.26 | -0.00024269 | 327.26 | -0.0074475 | 391.0287 | 0.00014351 | 391.0287 | 9.1815e-05 | 391.7874 | 0.00084329 | 332.791 | 0 | 598.7448 | 0.018426 | 332.791 | 0 | 597.8274 | 0 | 598.7448 | 0.010034 | 391.0287 | 6.0611e-05
| 391.9003 | 0.0074069 | 333.0037 | 0.022319 | 391.9003 | 3.4581 | 333.0037 | 0.029743 | 391.141 | 3.199 | 333.0037 | 0 | 391.141 | 0.0001574 | 327.47 | -0.0059973 | 391.9003 | 0.0032358 | 327.47 | -0.0025725 | 327.47 | 0.0023464 | 391.141 | 0.00012304 | 391.141 | 8.8389e-05 | 391.9003 | 0 | 333.0037 | 0 | 598.9037 | 0.019924 | 333.0037 | 0 | 597.9868 | 0 | 598.9037 | 0.009755 | 391.141 | 4.8097e-05
| 392.0131 | 0 | 333.2164 | -0.0079565 | 392.0131 | 3.4328 | 333.2164 | -0.020223 | 391.2534 | 3.2467 | 333.2164 | 0 | 391.2534 | 0.00012964 | 327.69 | -0.022311 | 392.0131 | 0.0045293 | 327.69 | 0.00033976 | 327.69 | -0.0048458 | 391.2534 | 0.00014038 | 391.2534 | 6.8347e-05 | 392.0131 | 0 | 333.2164 | 0 | 599.0626 | 0.016112 | 333.2164 | 0 | 598.1463 | 0.00010725 | 599.0626 | 0.010266 | 391.2534 | 6.0611e-05
| 392.126 | 0.0016295 | 333.4292 | 0.007671 | 392.126 | 3.4363 | 333.4292 | 0.033786 | 391.3658 | 3.3798 | 333.4292 | 0 | 391.3658 | 0.00012666 | 327.9 | -0.002159 | 392.126 | 0.0055062 | 327.9 | -0.0080475 | 327.9 | 0.0049478 | 391.3658 | 0.00011808 | 391.3658 | 7.3315e-05 | 392.126 | 0 | 333.4292 | 0 | 599.2215 | 0.023555 | 333.4292 | 0 | 598.3057 | 0 | 599.2215 | 0.010173 | 391.3658 | 5.9259e-05
| 392.2389 | 0.0039686 | 333.6419 | -0.005916 | 392.2389 | 3.3467 | 333.6419 | -0.016651 | 391.4782 | 3.4951 | 333.6419 | 0 | 391.4782 | 0.00012015 | 328.11 | -0.010315 | 392.2389 | 0.014076 | 328.11 | -0.0083969 | 328.11 | -0.0020913 | 391.4782 | 0.00013988 | 391.4782 | 7.1773e-05 | 392.2389 | 0 | 333.6419 | 0 | 599.3804 | 0.015975 | 333.6419 | 0 | 598.4651 | 0.00032174 | 599.3804 | 0.010359 | 391.4782 | 6.1288e-05
| 392.3517 | 0.0063699 | 333.8546 | 0.021186 | 392.3517 | 3.3427 | 333.8546 | 0.033167 | 391.5906 | 3.6756 | 333.8546 | 0 | 391.5906 | 0.00013933 | 328.33 | 0.004558 | 392.3517 | 0.0062611 | 328.33 | 0.00010678 | 328.33 | -0.0062227 | 391.5906 | 0.00013526 | 391.5906 | 0.00011837 | 392.3517 | 0 | 333.8546 | 0 | 599.5393 | 0.016656 | 333.8546 | 0 | 598.6245 | 0 | 599.5393 | 0.0096621 | 391.5906 | 4.742e-05
| 392.4646 | 0.0032291 | 334.0674 | -0.027842 | 392.4646 | 3.3096 | 334.0674 | -0.02254 | 391.703 | 3.7063 | 334.0674 | 0 | 391.703 | 0.00013747 | 328.54 | -0.02375 | 392.4646 | 0.0095471 | 328.54 | -0.0059506 | 328.54 | -0.0033155 | 391.703 | 0.00017374 | 391.703 | 0.0001235 | 392.4646 | 0.00042164 | 334.0674 | 0 | 599.6982 | 0.012526 | 334.0674 | 0 | 598.784 | 0.00032174 | 599.6982 | 0.0099408 | 391.703 | 4.3497e-05
| 392.5774 | 0.0034071 | 334.2802 | -0.024164 | 392.5774 | 3.2898 | 334.2802 | 0.020185 | 391.8154 | 3.8297 | 334.2802 | 0 | 391.8154 | 0.0001587 | 328.75 | 0.014154 | 392.5774 | 0.0094139 | 328.75 | 0.00057274 | 328.75 | 0.0032646 | 391.8154 | 0.00016647 | 391.8154 | 0.00014337 | 392.5774 | 0 | 334.2802 | 0 | 599.8572 | 0.023056 | 334.2802 | 0 | 598.9434 | 7.1499e-05 | 599.8572 | 0.0098944 | 391.8154 | 4.2144e-05
| 392.6903 | 0.0021939 | 334.493 | 0.016045 | 392.6903 | 3.2205 | 334.493 | 0.0049692 | 391.9278 | 3.9462 | 334.493 | 0 | 391.9278 | 0.00016187 | 328.97 | -0.022311 | 392.6903 | 0.0099467 | 328.97 | -0.0057175 | 328.97 | -0.0065293 | 391.9278 | 0.0001635 | 391.9278 | 0.00012676 | 392.6903 | 0 | 334.493 | 0 | 600.0161 | 0.011891 | 334.493 | 0 | 599.1029 | 0.00010725 | 600.0161 | 0.010638 | 391.9278 | 5.4659e-05
| 392.8031 | 0.00014814 | 334.7058 | 0.022211 | 392.8031 | 3.1743 | 334.7058 | 0.037559 | 392.0402 | 4.0095 | 334.7058 | 0 | 392.0402 | 0.00017007 | 329.18 | -0.0026388 | 392.8031 | 0.0057727 | 329.18 | -0.0047858 | 329.18 | -0.0065293 | 392.0402 | 0.00012766 | 392.0402 | 0.00016856 | 392.8031 | 0 | 334.7058 | 0 | 600.175 | 0.022829 | 334.7058 | 0 | 599.2623 | 7.1499e-05 | 600.175 | 0.010312 | 392.0402 | 5.662e-05
| 392.916 | 0 | 334.9187 | 0.00098235 | 392.916 | 3.2246 | 334.9187 | -0.021494 | 392.1526 | 4.2045 | 334.9187 | 0 | 392.1526 | 0.00014995 | 329.39 | -0.0026388 | 392.916 | 0.014609 | 329.39 | -0.0035044 | 329.39 | -0.0066822 | 392.1526 | 0.00013113 | 392.1526 | 0.00016187 | 392.916 | 0 | 334.9187 | 0 | 600.334 | 0.023464 | 334.9187 | 0 | 599.4218 | 0 | 600.334 | 0.01087 | 392.1526 | 6.5211e-05
| 393.0288 | 0.007555 | 335.1315 | 0.075578 | 393.0288 | 3.1557 | 335.1315 | 0.095916 | 392.265 | 4.361 | 335.1315 | 0 | 392.265 | 0.0001574 | 329.61 | -0.0002399 | 393.0288 | 0.0083926 | 329.61 | 0.002553 | 329.61 | 0.0098449 | 392.265 | 0.00012799 | 392.265 | 0.0001235 | 393.0288 | 0 | 335.1315 | 0 | 600.4929 | 0.021876 | 335.1315 | 0 | 599.5813 | 7.1499e-05 | 600.4929 | 0.010405 | 392.265 | 4.5459e-05
| 393.1417 | 0.00086279 | 335.3444 | 0.010863 | 393.1417 | 3.1007 | 335.3444 | -0.00080541 | 392.3775 | 4.5049 | 335.3444 | 0 | 392.3775 | 0.00014958 | 329.82 | -0.0088761 | 393.1417 | 0.0060391 | 329.82 | 0.0016211 | 329.82 | -0.0017853 | 392.3775 | 0.00014467 | 392.3775 | 0.00010004 | 393.1417 | 0 | 335.3444 | 0 | 600.6519 | 0.015567 | 335.3444 | 0 | 599.7408 | 0.00032174 | 600.6519 | 0.01087 | 392.3775 | 5.7297e-05
| 393.2545 | 0.0034071 | 335.5573 | 0.0098984 | 393.2545 | 3.0527 | 335.5573 | 0.015721 | 392.4899 | 4.5414 | 335.5573 | 0 | 392.4899 | 0.00014995 | 330.03 | 0.012235 | 393.2545 | 0.0075045 | 330.03 | 0.0010387 | 330.03 | -0.0027035 | 392.4899 | 0.00015458 | 392.4899 | 7.9995e-05 | 393.2545 | 0 | 335.5573 | 0 | 600.8109 | 0.013162 | 335.5573 | 0 | 599.9003 | 7.1499e-05 | 600.8109 | 0.01008 | 392.4899 | 5.7297e-05
| 393.3674 | 0.0063351 | 335.7702 | -0.00088608 | 393.3674 | 3.0551 | 335.7702 | -0.025592 | 392.6023 | 4.6703 | 335.7702 | 0 | 392.6023 | 0.00014175 | 330.25 | 0.017032 | 393.3674 | 0 | 330.25 | -0.0040868 | 330.25 | 0.0081613 | 392.6023 | 0.00014764 | 392.6023 | 0.00011014 | 393.3674 | 0 | 335.7702 | 0 | 600.9698 | 0.016747 | 335.7702 | 0 | 600.0598 | 0.00010725 | 600.9698 | 0.010452 | 392.6023 | 6.8526e-05
| 393.4802 | 0 | 335.9831 | 0.024244 | 393.4802 | 3.0376 | 335.9831 | 0.020725 | 392.7148 | 4.9111 | 335.9831 | 0 | 392.7148 | 0.00014958 | 330.46 | 0.027109 | 393.4802 | 0.005373 | 330.46 | -0.0001262 | 330.46 | 0.0017343 | 392.7148 | 0.00014384 | 392.7148 | 0.00014012 | 393.4802 | 0 | 335.9831 | 0 | 601.1288 | 0.023691 | 335.9831 | 0 | 600.2193 | 0 | 601.1288 | 0.0098944 | 392.7148 | 5.7297e-05
| 393.5931 | 0 | 336.196 | 0.0095246 | 393.5931 | 2.9945 | 336.196 | -0.020637 | 392.8272 | 4.8868 | 336.196 | 0 | 392.8272 | 0.00014827 | 330.67 | 0.0035984 | 393.5931 | 0.013721 | 330.67 | -0.0056011 | 330.67 | -0.0036216 | 392.8272 | 0.00014533 | 392.8272 | 0.00013018 | 393.5931 | 0.010542 | 336.196 | 0 | 601.2878 | 0.016202 | 336.196 | 0 | 600.3788 | 0 | 601.2878 | 0.01022 | 392.8272 | 5.9259e-05
| 393.7059 | 0 | 336.409 | 0.027278 | 393.7059 | 2.9294 | 336.409 | 0.061916 | 392.9397 | 5.0314 | 336.409 | 0 | 392.9397 | 0.0001384 | 330.89 | 0.015593 | 393.7059 | 0.0014708 | 330.89 | 0.00080569 | 330.89 | 0.0023464 | 392.9397 | 0.00015342 | 392.9397 | 0.00010175 | 393.7059 | 0 | 336.409 | 0 | 601.4468 | 0.018744 | 336.409 | 0 | 600.5383 | 0 | 601.4468 | 0.0096157 | 392.9397 | 5.6011e-05
| 393.8188 | 0 | 336.6219 | 0.0056235 | 393.8188 | 2.9118 | 336.6219 | 0.00080108 | 393.0521 | 5.1807 | 336.6219 | 0 | 393.0521 | 0.00014175 | 331.1 | 0.011275 | 393.8188 | 0.0057727 | 331.1 | -0.0064164 | 331.1 | 0.0051009 | 393.0521 | 0.00014649 | 393.0521 | 9.1815e-05 | 393.8188 | 0 | 336.6219 | 0 | 601.6059 | 0.018835 | 336.6219 | 0 | 600.6978 | 0.00010725 | 601.6059 | 0.010034 | 393.0521 | 5.7973e-05
| 393.9316 | 0 | 336.8349 | 0.013889 | 393.9316 | 2.8509 | 336.8349 | 0.031313 | 393.1646 | 5.3838 | 336.8349 | 0 | 393.1646 | 0.00014231 | 331.31 | -0.011755 | 393.9316 | 0.0087922 | 331.31 | -0.0036209 | 331.31 | -0.0048458 | 393.1646 | 0.00012733 | 393.1646 | 0.00014012 | 393.9316 | 0 | 336.8349 | 0 | 601.7649 | 0.021286 | 336.8349 | 0 | 600.8573 | 0 | 601.7649 | 0.0097086 | 393.1646 | 6.325e-05
| 394.0445 | 0.005004 | 337.0479 | 0.0059819 | 394.0445 | 2.7841 | 337.0479 | -0.014236 | 393.2771 | 5.4984 | 337.0479 | 0 | 393.2771 | 0.00016783 | 331.53 | -0.020391 | 394.0445 | 0.0060391 | 331.53 | -0.011775 | 331.53 | -0.0037746 | 393.2771 | 0.00012452 | 393.2771 | 0.00017181 | 394.0445 | 0 | 337.0479 | 0 | 601.9239 | 0.012072 | 337.0479 | 0 | 601.0169 | 0.00010725 | 601.9239 | 0.010173 | 393.2771 | 6.6564e-05
| 394.1573 | 0 | 337.2609 | 0.037161 | 394.1573 | 2.745 | 337.2609 | 0.03114 | 393.3895 | 5.6268 | 337.2609 | 0 | 393.3895 | 0.00015013 | 331.74 | 0.012235 | 394.1573 | 0.0089254 | 331.74 | 0.0048828 | 331.74 | 0.007243 | 393.3895 | 0.0001237 | 393.3895 | 0.0001134 | 394.1573 | 0.0028853 | 337.2609 | 0 | 602.0829 | 0.018744 | 337.2609 | 0 | 601.1764 | 7.1499e-05 | 602.0829 | 0.0097086 | 393.3895 | 6.7173e-05
| 394.2702 | 0 | 337.4739 | 0.013822 | 394.2702 | 2.7 | 337.4739 | 0.013393 | 393.502 | 5.7861 | 337.4739 | 0 | 393.502 | 0.00014492 | 331.95 | -0.026628 | 394.2702 | 0.0087922 | 331.95 | -0.0021065 | 331.95 | 0.0075495 | 393.502 | 0.00014302 | 393.502 | 8.6676e-05 | 394.2702 | 0 | 337.4739 | 0 | 602.242 | 0.020605 | 337.4739 | 0 | 601.336 | 0.00010725 | 602.242 | 0.0099873 | 393.502 | 7.9079e-05
| 394.383 | 0.0026665 | 337.687 | 0.028649 | 394.383 | 2.6669 | 337.687 | 0.049343 | 393.6145 | 5.9298 | 337.687 | 0 | 393.6145 | 0.00013393 | 332.17 | -0.0074367 | 394.383 | 0.011057 | 332.17 | 0.0056981 | 332.17 | -0.0010202 | 393.6145 | 0.00013988 | 393.6145 | 8.6676e-05 | 394.383 | 0 | 337.687 | 0 | 602.401 | 0.03009 | 337.687 | 0 | 601.4955 | 0.00050049 | 602.401 | 0.0094763 | 393.6145 | 7.8402e-05
| 394.4959 | 0 | 337.9 | 0.0039307 | 394.4959 | 2.6135 | 337.9 | -0.029803 | 393.727 | 5.9839 | 337.9 | 0 | 393.727 | 0.00014958 | 332.38 | 0.013674 | 394.4959 | 0.0083038 | 332.38 | -0.0057175 | 332.38 | -0.0049988 | 393.727 | 0.00013658 | 393.727 | 0.00012505 | 394.4959 | 0 | 337.9 | 0 | 602.5601 | 0.0098939 | 337.9 | 0 | 601.6551 | 0 | 602.5601 | 0.01022 | 393.727 | 8.9564e-05
| 394.6087 | 0.0016295 | 338.1131 | 0.024786 | 394.6087 | 2.5301 | 338.1131 | 0.02211 | 393.8395 | 6.1771 | 338.1131 | 0 | 393.8395 | 0.00014995 | 332.59 | 0.039103 | 394.6087 | 0.0079041 | 332.59 | 0.0047664 | 332.59 | 0.0081613 | 393.8395 | 0.00011313 | 393.8395 | 0.00012179 | 394.6087 | 0.010486 | 338.1131 | 0 | 602.7191 | 0.021921 | 338.1131 | 0 | 601.8146 | 7.1499e-05 | 602.7191 | 0.0098944 | 393.8395 | 7.1164e-05
| 394.7215 | 0 | 338.3262 | 0.023505 | 394.7215 | 2.5036 | 338.3262 | -0.014852 | 393.952 | 6.2902 | 338.3262 | 0 | 393.952 | 0.00014213 | 332.81 | 0.013674 | 394.7215 | 0.0131 | 332.81 | -0.0011746 | 332.81 | -0.011273 | 393.952 | 0.00011494 | 393.952 | 0.00011511 | 394.7215 | 0 | 338.3262 | 0 | 602.8782 | 0.022012 | 338.3262 | 0 | 601.9742 | 0 | 602.8782 | 0.010405 | 393.952 | 5.0735e-05
| 394.8344 | 0 | 338.5393 | 0.038995 | 394.8344 | 2.4406 | 338.5393 | 0.05551 | 394.0645 | 6.5099 | 338.5393 | 0 | 394.0645 | 0.00014082 | 333.02 | -0.0011995 | 394.8344 | 0.0056394 | 333.02 | -0.0064164 | 333.02 | 0.00096913 | 394.0645 | 0.00012238 | 394.0645 | 8.6676e-05 | 394.8344 | 0.020197 | 338.5393 | 0 | 603.0373 | 0.030499 | 338.5393 | 0 | 602.1338 | 7.1499e-05 | 603.0373 | 0.0095228 | 394.0645 | 5.7297e-05
| 394.9472 | 0.00056695 | 338.7524 | 0.027317 | 394.9472 | 2.4022 | 338.7524 | -0.0049129 | 394.177 | 6.5752 | 338.7524 | 0 | 394.177 | 0.00015125 | 333.24 | -0.032866 | 394.9472 | 0.0078153 | 333.24 | 0.0067465 | 333.24 | 0.0040296 | 394.177 | 0.00013146 | 394.177 | 8.5134e-05 | 394.9472 | 0 | 338.7524 | 0 | 603.1963 | 0.015794 | 338.7524 | 0 | 602.2934 | 0 | 603.1963 | 0.01008 | 394.177 | 4.3497e-05
| 395.06 | 0 | 338.9656 | 0.036402 | 395.06 | 2.3403 | 338.9656 | 0.041748 | 394.2895 | 6.8544 | 338.9656 | 0 | 394.2895 | 0.00014753 | 333.45 | 0.010795 | 395.06 | 0.0079041 | 333.45 | 0.0074455 | 333.45 | 0.0012752 | 394.2895 | 0.00013294 | 394.2895 | 6.3379e-05 | 395.06 | 0.0024632 | 338.9656 | 0 | 603.3554 | 0.024644 | 338.9656 | 0 | 602.453 | 0 | 603.3554 | 0.0097086 | 394.2895 | 5.4659e-05
| 395.1729 | 0 | 339.1787 | -0.016787 | 395.1729 | 2.2684 | 339.1787 | -0.054162 | 394.402 | 6.9067 | 339.1787 | 0 | 394.402 | 0.00014883 | 333.66 | 0.010795 | 395.1729 | 0.0052842 | 333.66 | -0.0039703 | 333.66 | -0.0010202 | 394.402 | 0.00012832 | 394.402 | 7.1773e-05 | 395.1729 | 0.0063249 | 339.1787 | 0 | 603.5145 | 0.013479 | 339.1787 | 0 | 602.6126 | 0 | 603.5145 | 0.010498 | 394.402 | 5.3373e-05
| 395.2857 | 0 | 339.3919 | 0.0054828 | 395.2857 | 2.2527 | 339.3919 | 0.022284 | 394.5146 | 7.1253 | 339.3919 | 0 | 394.5146 | 0.00013225 | 333.88 | -0.0083963 | 395.2857 | 0.0089254 | 333.88 | -0.0021065 | 333.88 | 0.0054069 | 394.5146 | 0.00012832 | 394.5146 | 5.6699e-05 | 395.2857 | 0 | 339.3919 | 0 | 603.6736 | 0.023555 | 339.3919 | 0 | 602.7722 | 7.1499e-05 | 603.6736 | 0.010034 | 394.5146 | 7.3126e-05
| 395.3986 | 0.0032291 | 339.6051 | 0.041505 | 395.3986 | 2.2003 | 339.6051 | -0.004836 | 394.6271 | 7.1669 | 339.6051 | 0 | 394.6271 | 0.00015051 | 334.09 | 0.002159 | 395.3986 | 0.010702 | 334.09 | 0.0088434 | 334.09 | -0.0042337 | 394.6271 | 0.00014335 | 394.6271 | 6.3379e-05 | 395.3986 | 0 | 339.6051 | 0 | 603.8328 | 0.015385 | 339.6051 | 0 | 602.9318 | 0.00032174 | 603.8328 | 0.010498 | 394.6271 | 8.8955e-05
| 395.5114 | 0.002074 | 339.8183 | 0.021687 | 395.5114 | 2.1303 | 339.8183 | 0.021988 | 394.7396 | 7.4141 | 339.8183 | 0 | 394.7396 | 0.00015572 | 334.3 | 0.012235 | 395.5114 | 0.010302 | 334.3 | -0.0036209 | 334.3 | -0.0010202 | 394.7396 | 0.00014236 | 394.7396 | 0.00010004 | 395.5114 | 0 | 339.8183 | 0 | 603.9919 | 0.018199 | 339.8183 | 0 | 603.0914 | 0 | 603.9919 | 0.0098015 | 394.7396 | 7.5088e-05
| 395.6242 | 0 | 340.0315 | 0.024558 | 395.6242 | 2.0797 | 340.0315 | 0.0057191 | 394.8522 | 7.4565 | 340.0315 | 0 | 394.8522 | 0.00015181 | 334.52 | -0.014634 | 395.6242 | 0.0078153 | 334.52 | 0.0048828 | 334.52 | -0.012038 | 394.8522 | 0.00014351 | 394.8522 | 0.00012505 | 395.6242 | 0 | 340.0315 | 0 | 604.151 | 0.014614 | 340.0315 | 0 | 603.251 | 0.00010725 | 604.151 | 0.010405 | 394.8522 | 8.1649e-05
| 395.7371 | 0 | 340.2448 | 0.02154 | 395.7371 | 2.0209 | 340.2448 | 0.050878 | 394.9647 | 7.7699 | 340.2448 | 0 | 394.9647 | 0.00013449 | 334.73 | 0.013674 | 395.7371 | 0.0047513 | 334.73 | 0.0056981 | 334.73 | 0.006019 | 394.9647 | 0.00012997 | 394.9647 | 0.00015006 | 395.7371 | 0.0033074 | 340.2448 | 0 | 604.3101 | 0.021603 | 340.2448 | 0 | 603.4107 | 0 | 604.3101 | 0.0098015 | 394.9647 | 6.325e-05
| 395.8499 | 0.007814 | 340.458 | 0.018943 | 395.8499 | 2.0005 | 340.458 | -0.0086888 | 395.0773 | 7.8529 | 340.458 | 0 | 395.0773 | 0.00012666 | 334.94 | 0.012235 | 395.8499 | 0.0024997 | 334.94 | -0.0012911 | 334.94 | -0.011273 | 395.0773 | 0.00013889 | 395.0773 | 0.00011837 | 395.8499 | 0 | 340.458 | 0 | 604.4693 | 0.018018 | 340.458 | 0 | 603.5703 | 0.00010725 | 604.4693 | 0.010498 | 395.0773 | 7.3803e-05
| 395.9627 | 0.0031109 | 340.6713 | 0.039332 | 395.9627 | 1.8942 | 340.6713 | 0.02843 | 395.1898 | 8.0597 | 340.6713 | 0 | 395.1898 | 0.00012871 | 335.16 | 0.002159 | 395.9627 | 0.012078 | 335.16 | 0.00033976 | 335.16 | -0.0027035 | 395.1898 | 0.00014236 | 395.1898 | 0.00010346 | 395.9627 | 0.0037298 | 340.6713 | 0 | 604.6284 | 0.025052 | 340.6713 | 0 | 603.7299 | 0 | 604.6284 | 0.0097086 | 395.1898 | 4.282e-05
| 396.0756 | 0 | 340.8846 | 0.00089542 | 396.0756 | 1.8696 | 340.8846 | -0.020658 | 395.3024 | 8.1335 | 340.8846 | 0 | 395.3024 | 0.00012611 | 335.37 | -0.0059973 | 396.0756 | 0.0131 | 335.37 | -0.012823 | 335.37 | -0.010508 | 395.3024 | 0.00014616 | 395.3024 | 7.6741e-05 | 396.0756 | 0 | 340.8846 | 0 | 604.7876 | 0.020332 | 340.8846 | 0 | 603.8896 | 0.00010725 | 604.7876 | 0.0098479 | 395.3024 | 6.3926e-05
| 396.1884 | 0 | 341.0979 | 0.029611 | 396.1884 | 1.8118 | 341.0979 | 0.024419 | 395.415 | 8.3053 | 341.0979 | 0 | 395.415 | 0.00012536 | 335.59 | 0.002159 | 396.1884 | 0.0090142 | 335.59 | 0.0037179 | 335.59 | 0.00035706 | 395.415 | 0.00014236 | 395.415 | 7.1773e-05 | 396.1884 | 0 | 341.0979 | 0 | 604.9467 | 0.028729 | 341.0979 | 0 | 604.0492 | 0 | 604.9467 | 0.0092905 | 395.415 | 5.2697e-05
| 396.3012 | 0 | 341.3112 | -0.0061624 | 396.3012 | 1.7938 | 341.3112 | -0.017838 | 395.5275 | 8.2549 | 341.3112 | 0 | 395.5275 | 0.00015051 | 335.8 | 0.014634 | 396.3012 | 0.0027518 | 335.8 | -0.0067659 | 335.8 | -0.0036216 | 395.5275 | 0.00014533 | 395.5275 | 7.1773e-05 | 396.3012 | 0 | 341.3112 | 0 | 605.1059 | 0.014387 | 341.3112 | 0 | 604.2089 | 0.00032174 | 605.1059 | 0.0098015 | 395.5275 | 8.3002e-05
| 396.414 | 0 | 341.5246 | -0.0011359 | 396.414 | 1.732 | 341.5246 | 0.034483 | 395.6401 | 8.5992 | 341.5246 | 0 | 395.6401 | 0.00017137 | 336.01 | -0.0074367 | 396.414 | 0.0082593 | 336.01 | 0.0089597 | 336.01 | 0.0034176 | 395.6401 | 0.00014186 | 395.6401 | 8.6676e-05 | 396.414 | 0.0049965 | 341.5246 | 0 | 605.2651 | 0.026505 | 341.5246 | 0 | 604.3686 | 0 | 605.2651 | 0.0098944 | 395.6401 | 5.865e-05
| 396.5269 | 0 | 341.7379 | 0.008392 | 396.5269 | 1.7094 | 341.7379 | -0.021132 | 395.7527 | 8.6444 | 341.7379 | 0 | 395.7527 | 0.00017659 | 336.23 | 0.0098357 | 396.5269 | 0.02016 | 336.23 | -0.0050185 | 336.23 | -0.0034686 | 395.7527 | 0.00014533 | 395.7527 | 9.1815e-05 | 396.5269 | 0 | 341.7379 | 0 | 605.4243 | 0.018653 | 341.7379 | 0 | 604.5282 | 0.00032174 | 605.4243 | 0.010312 | 395.7527 | 5.0059e-05
| 396.6397 | 0 | 341.9513 | 0.0074944 | 396.6397 | 1.6667 | 341.9513 | 0.049442 | 395.8653 | 8.6907 | 341.9513 | 0 | 395.8653 | 0.0001669 | 336.44 | -0.026628 | 396.6397 | 0.01079 | 336.44 | 0.0043004 | 336.44 | 0.00035706 | 395.8653 | 0.00012915 | 395.8653 | 0.00015348 | 396.6397 | 0.0045744 | 341.9513 | 0 | 605.5835 | 0.02537 | 341.9513 | 0 | 604.6879 | 0 | 605.5835 | 0.0099408 | 395.8653 | 2.8344e-05
| 396.7525 | 0.00041907 | 342.1647 | 0.023529 | 396.7525 | 1.6381 | 342.1647 | -0.006311 | 395.9779 | 8.8809 | 342.1647 | 0 | 395.9779 | 0.00014995 | 336.65 | -0.04294 | 396.7525 | 0.0066608 | 336.65 | 0.0062807 | 336.65 | 0.0051009 | 395.9779 | 0.00013179 | 395.9779 | 0.00013173 | 396.7525 | 0.0071684 | 342.1647 | 0 | 605.7427 | 0.016202 | 342.1647 | 0 | 604.8476 | 0.00010725 | 605.7427 | 0.010034 | 395.9779 | 4.0182e-05
| 396.8654 | 0 | 342.3781 | 0.028203 | 396.8654 | 1.574 | 342.3781 | 0.053624 | 396.0905 | 9.0683 | 342.3781 | 0 | 396.0905 | 0.00013281 | 336.87 | -0.0016793 | 396.8654 | 0.0095471 | 336.87 | -0.0044363 | 336.87 | -0.0062227 | 396.0905 | 0.00012733 | 396.0905 | 0.00013669 | 396.8654 | 0 | 342.3781 | 0 | 605.9019 | 0.023282 | 342.3781 | 0 | 605.0073 | 7.1499e-05 | 605.9019 | 0.0094299 | 396.0905 | 5.3982e-05
| 396.9782 | 0.007962 | 342.5915 | -0.0090682 | 396.9782 | 1.5319 | 342.5915 | -0.027425 | 396.2031 | 9.3019 | 342.5915 | 0 | 396.2031 | 0.00013449 | 337.08 | 0.0059973 | 396.9782 | 0.0065275 | 337.08 | 0.0011552 | 337.08 | 0.0040296 | 396.2031 | 0.00015425 | 396.2031 | 7.8454e-05 | 396.9782 | 0 | 342.5915 | 0 | 606.0611 | 0.016611 | 342.5915 | 0 | 605.167 | 0.00053624 | 606.0611 | 0.0099408 | 396.2031 | 5.5335e-05
| 397.091 | 0.0065181 | 342.8049 | 0.026631 | 397.091 | 1.4831 | 342.8049 | 0.057979 | 396.3157 | 9.4334 | 342.8049 | 0 | 396.3157 | 0.00013151 | 337.3 | -0.0002399 | 397.091 | 0.0059947 | 337.3 | -0.0049022 | 337.3 | -0.0025504 | 396.3157 | 0.00016449 | 396.3157 | 0.00011014 | 397.091 | 0 | 342.8049 | 0 | 606.2203 | 0.017972 | 342.8049 | 0 | 605.3267 | 0 | 606.2203 | 0.0094299 | 396.3157 | 4.6135e-05
| 397.2038 | 0.00027119 | 343.0183 | 0.0074789 | 397.2038 | 1.4849 | 343.0183 | -0.019489 | 396.4283 | 9.5364 | 343.0183 | 0 | 396.4283 | 0.00013449 | 337.51 | -0.022789 | 397.2038 | 0.0083038 | 337.51 | -0.010144 | 337.51 | 5.1009e-05 | 396.4283 | 0.00017638 | 396.4283 | 9.1815e-05 | 397.2038 | 0 | 343.0183 | 0 | 606.3795 | 0.02065 | 343.0183 | 0 | 605.4864 | 0.00032174 | 606.3795 | 0.010127 | 396.4283 | 5.3373e-05
| 397.3166 | 0 | 343.2318 | 0.037864 | 397.3166 | 1.4211 | 343.2318 | 0.05762 | 396.5409 | 9.8647 | 343.2318 | 0 | 396.5409 | 0.00012797 | 337.72 | 0.018952 | 397.3166 | 0.013188 | 337.72 | 0.010358 | 337.72 | 0.0055599 | 396.5409 | 0.0001592 | 396.5409 | 9.1815e-05 | 397.3166 | 0.009641 | 343.2318 | 0 | 606.5388 | 0.012708 | 343.2318 | 0 | 605.6461 | 7.1499e-05 | 606.5388 | 0.0094299 | 396.5409 | 5.7297e-05
| 397.4295 | 0 | 343.4453 | 0.025061 | 397.4295 | 1.384 | 343.4453 | -0.011919 | 396.6535 | 9.8586 | 343.4453 | 0 | 396.6535 | 0.0001302 | 337.94 | -0.030466 | 397.4295 | 0.0035081 | 337.94 | 0.0017376 | 337.94 | 0.00051009 | 396.6535 | 0.00013691 | 396.6535 | 7.8454e-05 | 397.4295 | 0 | 343.4453 | 0 | 606.698 | 0.021286 | 343.4453 | 0 | 605.8059 | 0.00032174 | 606.698 | 0.010359 | 396.6535 | 5.6011e-05
| 397.5423 | 0.007555 | 343.6588 | 0.041813 | 397.5423 | 1.3279 | 343.6588 | 0.066661 | 396.7662 | 9.9719 | 343.6588 | 0 | 396.7662 | 0.00012443 | 338.15 | 0.0093559 | 397.5423 | 0.0039922 | 338.15 | -0.0025725 | 338.15 | -0.005917 | 396.7662 | 0.00011643 | 396.7662 | 9.6782e-05 | 397.5423 | 0.0071077 | 343.6588 | 0 | 606.8573 | 0.025869 | 343.6588 | 0 | 605.9656 | 0 | 606.8573 | 0.0095228 | 396.7662 | 4.282e-05
| 397.6551 | 0.0095486 | 343.8723 | 0.0097335 | 397.6551 | 1.3493 | 343.8723 | -0.024847 | 396.8788 | 9.9979 | 343.8723 | 0 | 396.8788 | 0.0001153 | 338.37 | 0.016553 | 397.6551 | 0.0071492 | 338.37 | -0.0051353 | 338.37 | -0.0077534 | 396.8788 | 0.00011428 | 396.8788 | 0.00011682 | 397.6551 | 0 | 343.8723 | 0 | 607.0165 | 0.014115 | 343.8723 | 0 | 606.1253 | 0 | 607.0165 | 0.010405 | 396.8788 | 4.6744e-05
| 397.7679 | 0.00059256 | 344.0858 | 0.023111 | 397.7679 | 1.2913 | 344.0858 | 0.027912 | 396.9915 | 10.3171 | 344.0858 | 0 | 396.9915 | 0.00010804 | 338.58 | 0.0098357 | 397.7679 | 0.0085258 | 338.58 | 0.002786 | 338.58 | 0.0051009 | 396.9915 | 0.00011544 | 396.9915 | 9.6782e-05 | 397.7679 | 0 | 344.0858 | 0 | 607.1758 | 0.022012 | 344.0858 | 0 | 606.2851 | 0 | 607.1758 | 0.0092905 | 396.9915 | 5.0735e-05
| 397.8808 | 0 | 344.2994 | 0.016455 | 397.8808 | 1.2707 | 344.2994 | -0.0073306 | 397.1041 | 10.4173 | 344.2994 | 0 | 397.1041 | 0.00014138 | 338.79 | -0.039583 | 397.8808 | 0.0096803 | 338.79 | -0.0074648 | 338.79 | -0.0010202 | 397.1041 | 0.00011775 | 397.1041 | 7.8454e-05 | 397.8808 | 0 | 344.2994 | 0 | 607.3351 | 0.0177 | 344.2994 | 0 | 606.4448 | 0.00010725 | 607.3351 | 0.009755 | 397.1041 | 5.7297e-05
| 397.9936 | 0.0045922 | 344.5129 | 0.033668 | 397.9936 | 1.2597 | 344.5129 | 0.028301 | 397.2167 | 10.6767 | 344.5129 | 0 | 397.2167 | 0.00016262 | 339.01 | 0.032385 | 397.9936 | 0.0055062 | 339.01 | -0.0014076 | 339.01 | 0.00051009 | 397.2167 | 0.00011379 | 397.2167 | 6.0125e-05 | 397.9936 | 0 | 344.5129 | 0 | 607.4944 | 0.014296 | 344.5129 | 0 | 606.6046 | 0 | 607.4944 | 0.0090118 | 397.2167 | 4.9382e-05
| 398.1064 | 0 | 344.7265 | 0.0002454 | 398.1064 | 1.2128 | 344.7265 | -0.024129 | 397.3294 | 10.5631 | 344.7265 | 0 | 397.3294 | 0.00016876 | 339.22 | 0.0069569 | 398.1064 | 0.0030039 | 339.22 | -0.0086301 | 339.22 | -0.0049988 | 397.3294 | 0.00012882 | 397.3294 | 6.1666e-05 | 398.1064 | 0 | 344.7265 | 0 | 607.6536 | 0.019788 | 344.7265 | 0 | 606.7644 | 0.00053624 | 607.6536 | 0.0096157 | 397.3294 | 6.3926e-05
| 398.2192 | 0.0028147 | 344.9401 | 0.03226 | 398.2192 | 1.1602 | 344.9401 | 0.039703 | 397.4421 | 10.875 | 344.9401 | 0 | 397.4421 | 0.00014268 | 339.44 | -0.0011995 | 398.2192 | 0.0059947 | 339.44 | -0.0040868 | 339.44 | 0.0023464 | 397.4421 | 0.00014104 | 397.4421 | 8.3421e-05 | 398.2192 | 0 | 344.9401 | 0 | 607.8129 | 0.020196 | 344.9401 | 0 | 606.9241 | 0 | 607.8129 | 0.0091511 | 397.4421 | 7.3803e-05
| 398.332 | 0 | 345.1537 | 0.056378 | 398.332 | 1.1852 | 345.1537 | 0.028486 | 397.5547 | 10.9673 | 345.1537 | 0 | 397.5547 | 0.00013579 | 339.65 | -0.0035984 | 398.332 | 0.0069272 | 339.65 | -0.0073485 | 339.65 | -0.0043867 | 397.5547 | 0.00014731 | 397.5547 | 0.00013173 | 398.332 | 0 | 345.1537 | 0 | 607.9723 | 0.015476 | 345.1537 | 0 | 607.0839 | 0.00010725 | 607.9723 | 0.0096621 | 397.5547 | 7.4411e-05
| 398.4448 | 0.0057774 | 345.3673 | 0.062591 | 398.4448 | 1.1349 | 345.3673 | 0.074114 | 397.6674 | 11.16 | 345.3673 | 0 | 397.6674 | 0.00013281 | 339.86 | 0.020872 | 398.4448 | 0.0066608 | 339.86 | 0.0026695 | 339.86 | 0.0096913 | 397.6674 | 0.000145 | 397.6674 | 0.0001701 | 398.4448 | 0 | 345.3673 | 0 | 608.1316 | 0.019788 | 345.3673 | 0 | 607.2437 | 7.1499e-05 | 608.1316 | 0.0087795 | 397.6674 | 5.2697e-05
| 398.5577 | 0.0042645 | 345.581 | 0.020148 | 398.5577 | 1.1353 | 345.581 | -0.026116 | 397.7801 | 11.2599 | 345.581 | 0 | 397.7801 | 0.00014697 | 340.08 | -0.025189 | 398.5577 | 0.0079041 | 340.08 | -0.0093286 | 340.08 | -0.0076005 | 397.7801 | 0.00013988 | 397.7801 | 0.00016187 | 398.5577 | 0 | 345.581 | 0 | 608.2909 | 0.012435 | 345.581 | 0 | 607.4035 | 0.00010725 | 608.2909 | 0.009244 | 397.7801 | 3.6867e-05
| 398.6705 | 0 | 345.7946 | 0.047316 | 398.6705 | 1.0944 | 345.7946 | 0.033041 | 397.8928 | 11.5856 | 345.7946 | 0 | 397.8928 | 0.00014362 | 340.29 | 0.0079165 | 398.6705 | 0.0092807 | 340.29 | 0.0022036 | 340.29 | -0.0049988 | 397.8928 | 0.00013377 | 397.8928 | 0.00012847 | 398.6705 | 0 | 345.7946 | 0 | 608.4502 | 0.016747 | 345.7946 | 0 | 607.5633 | 0 | 608.4502 | 0.0084079 | 397.8928 | 3.0306e-05
| 398.7833 | 0.0013064 | 346.0083 | -0.0036131 | 398.7833 | 1.0977 | 346.0083 | -0.043632 | 398.0054 | 11.5356 | 346.0083 | 0 | 398.0054 | 0.00015535 | 340.51 | -0.019911 | 398.7833 | 0.00086122 | 340.51 | -0.0046693 | 340.51 | -0.0040807 | 398.0054 | 0.00014005 | 398.0054 | 9.1815e-05 | 398.7833 | 0 | 346.0083 | 0 | 608.6095 | 0.020106 | 346.0083 | 0 | 607.7231 | 0.00010725 | 608.6095 | 0.0092905 | 398.0054 | 4.0182e-05
| 398.8961 | 0.0038515 | 346.222 | 0.040208 | 398.8961 | 1.0531 | 346.222 | 0.044502 | 398.1181 | 11.724 | 346.222 | 0 | 398.1181 | 0.00014995 | 340.72 | 0.011755 | 398.8961 | 0.011679 | 340.72 | -0.0045528 | 340.72 | -0.0089776 | 398.1181 | 0.00013113 | 398.1181 | 6.5092e-05 | 398.8961 | 0 | 346.222 | 0 | 608.7689 | 0.022239 | 346.222 | 0 | 607.8829 | 7.1499e-05 | 608.7689 | 0.0092905 | 398.1181 | 3.6259e-05
| 399.0089 | 0 | 346.4357 | 0.037756 | 399.0089 | 1.0523 | 346.4357 | -0.0086814 | 398.2308 | 11.8259 | 346.4357 | 0 | 398.2308 | 0.00014343 | 340.93 | -0.015593 | 399.0089 | 0.0023737 | 340.93 | -0.010144 | 340.93 | -0.016475 | 398.2308 | 0.00012882 | 398.2308 | 4.6764e-05 | 399.0089 | 0 | 346.4357 | 0 | 608.9282 | 0.02419 | 346.4357 | 0 | 608.0427 | 0.00053624 | 608.9282 | 0.0099873 | 398.2308 | 5.0059e-05
| 399.1217 | 0 | 346.6494 | 0.048163 | 399.1217 | 1.0146 | 346.6494 | 0.090692 | 398.3435 | 11.9632 | 346.6494 | 0 | 398.3435 | 0.00013784 | 341.15 | 0.0079165 | 399.1217 | 0.013188 | 341.15 | 0.0037179 | 341.15 | -0.0010202 | 398.3435 | 0.00012485 | 398.3435 | 5.4986e-05 | 399.1217 | 0 | 346.6494 | 0 | 609.0876 | 0.023373 | 346.6494 | 0 | 608.2025 | 7.1499e-05 | 609.0876 | 0.0095228 | 398.3435 | 4.9382e-05
| 399.2346 | 0.0048561 | 346.8632 | 0.026915 | 399.2346 | 1.0259 | 346.8632 | -0.016717 | 398.4563 | 12.0981 | 346.8632 | 0 | 398.4563 | 0.00014101 | 341.36 | -0.016073 | 399.2346 | 0.0066608 | 341.36 | -0.0016406 | 341.36 | -0.0039276 | 398.4563 | 0.00014583 | 398.4563 | 8.3421e-05 | 399.2346 | 0 | 346.8632 | 0 | 609.2469 | 0.021785 | 346.8632 | 0 | 608.3623 | 0 | 609.2469 | 0.0098479 | 398.4563 | 5.865e-05
| 399.3474 | 0 | 347.0769 | 0.030067 | 399.3474 | 1.0056 | 347.0769 | 0.062759 | 398.569 | 12.2854 | 347.0769 | 0 | 398.569 | 0.00014045 | 341.58 | 0.0002399 | 399.3474 | 0.0081705 | 341.58 | -0.0033879 | 341.58 | -0.0037746 | 398.569 | 0.00014797 | 398.569 | 9.5069e-05 | 399.3474 | 0.015552 | 347.0769 | 0 | 609.4063 | 0.025461 | 347.0769 | 0 | 608.5222 | 0.00028599 | 609.4063 | 0.0093369 | 398.569 | 6.9811e-05
| 399.4602 | 0.0042645 | 347.2907 | -0.0043772 | 399.4602 | 1.0243 | 347.2907 | -0.0059315 | 398.6817 | 12.2457 | 347.2907 | 0 | 398.6817 | 0.0001302 | 341.79 | -0.015113 | 399.4602 | 0.0079041 | 341.79 | 0.0023201 | 341.79 | -0.00086717 | 398.6817 | 0.00013311 | 398.6817 | 8.8389e-05 | 399.4602 | 0 | 347.2907 | 0 | 609.5657 | 0.022919 | 347.2907 | 0 | 608.682 | 0.00032174 | 609.5657 | 0.0098015 | 398.6817 | 6.8526e-05
| 399.573 | 0 | 347.5045 | 0.056934 | 399.573 | 0.97131 | 347.5045 | 0.075704 | 398.7944 | 12.5274 | 347.5045 | 0 | 398.7944 | 0.00011791 | 342 | 0.002159 | 399.573 | 0.0048846 | 342 | -0.0036209 | 342 | -0.0051518 | 398.7944 | 0.00012419 | 398.7944 | 6.1666e-05 | 399.573 | 0 | 347.5045 | 0 | 609.7251 | 0.028229 | 347.5045 | 0 | 608.8419 | 7.1499e-05 | 609.7251 | 0.0090118 | 398.7944 | 6.5211e-05
| 399.6858 | 0 | 347.7183 | 0.029353 | 399.6858 | 0.97198 | 347.7183 | -0.021078 | 398.9071 | 12.68 | 347.7183 | 0 | 398.9071 | 0.0001371 | 342.22 | -0.012235 | 399.6858 | 0.019139 | 342.22 | -0.0054848 | 342.22 | -0.011426 | 398.9071 | 0.00014698 | 398.9071 | 5.4986e-05 | 399.6858 | 0 | 347.7183 | 0 | 609.8845 | 0.015975 | 347.7183 | 0 | 609.0017 | 0.00010725 | 609.8845 | 0.0093369 | 398.9071 | 3.6259e-05
| 399.7986 | 0.0022221 | 347.9321 | -0.010613 | 399.7986 | 0.94686 | 347.9321 | 0.025115 | 399.0199 | 12.8534 | 347.9321 | 0 | 399.0199 | 0.00014138 | 342.43 | 0.017992 | 399.7986 | 0.015853 | 342.43 | 0.0026695 | 342.43 | -0.00040807 | 399.0199 | 0.00015227 | 399.0199 | 6.1666e-05 | 399.7986 | 0 | 347.9321 | 0 | 610.0438 | 0.017882 | 347.9321 | 0 | 609.1616 | 0 | 610.0438 | 0.0084544 | 399.0199 | 3.362e-05
| 399.9114 | 0.010948 | 348.1459 | 0.023047 | 399.9114 | 0.92384 | 348.1459 | -0.01069 | 399.1326 | 12.9253 | 348.1459 | 0 | 399.1326 | 0.0001466 | 342.65 | -0.018952 | 399.9114 | 0.0096803 | 342.65 | 0.0038344 | 342.65 | 0.00035706 | 399.1326 | 0.00016564 | 399.1326 | 0.00011168 | 399.9114 | 0.00084329 | 348.1459 | 0 | 610.2033 | 0.0177 | 348.1459 | 0 | 609.3214 | 0.00010725 | 610.2033 | 0.008826 | 399.1326 | 3.8897e-05
| 400.0242 | 0.0056292 | 348.3598 | 0.05342 | 400.0242 | 0.9289 | 348.3598 | 0.062804 | 399.2453 | 12.9167 | 348.3598 | 0 | 399.2453 | 0.0001302 | 342.86 | -0.030946 | 400.0242 | 0.007016 | 342.86 | 0.0037179 | 342.86 | 0.00066312 | 399.2453 | 0.00014186 | 399.2453 | 0.0001235 | 400.0242 | 0.021464 | 348.3598 | 0 | 610.3627 | 0.024553 | 348.3598 | 0 | 609.4813 | 7.1499e-05 | 610.3627 | 0.0082221 | 399.2453 | 5.7297e-05
| 400.137 | 0 | 348.5736 | 0.062842 | 400.137 | 0.90559 | 348.5736 | -0.028877 | 399.3581 | 13.1195 | 348.5736 | 0 | 399.3581 | 0.00014436 | 343.08 | -0.0055175 | 400.137 | 0.011679 | 343.08 | 0.0032519 | 343.08 | 0.0041827 | 399.3581 | 0.00014104 | 399.3581 | 0.000105 | 400.137 | 0 | 348.5736 | 0 | 610.5221 | 0.015385 | 348.5736 | 0 | 609.6412 | 0.00032174 | 610.5221 | 0.0089189 | 399.3581 | 8.1649e-05
| 400.2498 | 0.0053329 | 348.7875 | 0.043119 | 400.2498 | 0.85869 | 348.7875 | 0.063009 | 399.4708 | 13.0841 | 348.7875 | 0 | 399.4708 | 0.00014082 | 343.29 | 0.0040782 | 400.2498 | 0.013455 | 343.29 | 0.0047664 | 343.29 | 0.0031115 | 399.4708 | 0.0001123 | 399.4708 | 8.6676e-05 | 400.2498 | 0 | 348.7875 | 0 | 610.6815 | 0.024871 | 348.7875 | 0 | 609.8011 | 7.1499e-05 | 610.6815 | 0.0084079 | 399.4708 | 8.6317e-05
| 400.3626 | 0.0045602 | 349.0014 | 0.043241 | 400.3626 | 0.86337 | 349.0014 | -0.019459 | 399.5836 | 13.2988 | 349.0014 | 0 | 399.5836 | 0.00016131 | 343.5 | -0.0055175 | 400.3626 | 0.012478 | 343.5 | 0.00010678 | 343.5 | 0.0041827 | 399.5836 | 0.00011759 | 399.5836 | 0.00013344 | 400.3626 | 0 | 349.0014 | 0 | 610.8409 | 0.016202 | 349.0014 | 0 | 609.961 | 0.00010725 | 610.8409 | 0.0087331 | 399.5836 | 8.5641e-05
| 400.4754 | 0.0054811 | 349.2153 | 0.052486 | 400.4754 | 0.84646 | 349.2153 | 0.042053 | 399.6964 | 13.4243 | 349.2153 | 0 | 399.6964 | 0.0001384 | 343.72 | 0.004558 | 400.4754 | 0.013943 | 343.72 | -0.0038538 | 343.72 | 0.0064783 | 399.6964 | 0.00011759 | 399.6964 | 0.00014509 | 400.4754 | 0 | 349.2153 | 0 | 611.0004 | 0.02714 | 349.2153 | 0 | 610.1209 | 0 | 611.0004 | 0.0080827 | 399.6964 | 6.1896e-05
| 400.5882 | 0.0030813 | 349.4292 | 0.018798 | 400.5882 | 0.85057 | 349.4292 | 0.0039483 | 399.8091 | 13.4366 | 349.4292 | 0 | 399.8091 | 0.0001384 | 343.93 | -0.037183 | 400.5882 | 0.011323 | 343.93 | -0.0080475 | 343.93 | -0.0080593 | 399.8091 | 0.00012849 | 399.8091 | 0.00011511 | 400.5882 | 0 | 349.4292 | 0 | 611.1598 | 0.016929 | 349.4292 | 0 | 610.2808 | 0 | 611.1598 | 0.0087331 | 399.8091 | 4.6135e-05
| 400.7011 | 0 | 349.6432 | 0.031492 | 400.7011 | 0.80758 | 349.6432 | 0.059037 | 399.9219 | 13.5524 | 349.6432 | 0 | 399.9219 | 0.00012499 | 344.15 | 0.0088761 | 400.7011 | 0.0080373 | 344.15 | -0.0086301 | 344.15 | -0.0068351 | 399.9219 | 0.0001303 | 399.9219 | 6.3379e-05 | 400.7011 | 0 | 349.6432 | 0 | 611.3193 | 0.019379 | 349.6432 | 0 | 610.4407 | 7.1499e-05 | 611.3193 | 0.008826 | 399.9219 | 3.6867e-05
| 400.8139 | 0 | 349.8571 | 0.06811 | 400.8139 | 0.79707 | 349.8571 | 0.0070843 | 400.0347 | 13.6662 | 349.8571 | 0 | 400.0347 | 0.00013449 | 344.36 | -0.031426 | 400.8139 | 0.010169 | 344.36 | -0.0043198 | 344.36 | -0.0097429 | 400.0347 | 0.00013724 | 400.0347 | 5.1731e-05 | 400.8139 | 0 | 349.8571 | 0 | 611.4787 | 0.021059 | 349.8571 | 0 | 610.6006 | 0 | 611.4787 | 0.0093369 | 400.0347 | 3.2267e-05
| 400.9267 | 0 | 350.0711 | 0.031881 | 400.9267 | 0.77224 | 350.0711 | 0.057399 | 400.1475 | 13.7166 | 350.0711 | 0 | 400.1475 | 0.00012275 | 344.58 | 0.028068 | 400.9267 | 0.010657 | 344.58 | -0.0036209 | 344.58 | -0.0017853 | 400.1475 | 0.00014731 | 400.1475 | 5.6699e-05 | 400.9267 | 0.0011963 | 350.0711 | 0 | 611.6382 | 0.018018 | 350.0711 | 0 | 610.7605 | 0 | 611.6382 | 0.0090118 | 400.1475 | 4.1467e-05
| 401.0395 | 0 | 350.2851 | 0.050419 | 401.0395 | 0.7666 | 350.2851 | -0.01575 | 400.2603 | 13.8699 | 350.2851 | 0 | 400.2603 | 0.00013449 | 344.79 | -0.041981 | 401.0395 | 0.0096803 | 344.79 | -0.0033879 | 344.79 | -0.0051518 | 400.2603 | 0.00013773 | 400.2603 | 4.6764e-05 | 401.0395 | 0 | 350.2851 | 0 | 611.7977 | 0.01534 | 350.2851 | 0 | 610.9204 | 0 | 611.7977 | 0.0093369 | 400.2603 | 4.2144e-05
| 401.1523 | 0.0029628 | 350.4991 | 0.081998 | 401.1523 | 0.71941 | 350.4991 | 0.041419 | 400.3731 | 13.9267 | 350.4991 | 0 | 400.3731 | 0.0001574 | 345 | 0.00071969 | 401.1523 | 0.010435 | 345 | -0.0057175 | 345 | 0.0058659 | 400.3731 | 0.00013575 | 400.3731 | 4.1625e-05 | 401.1523 | 0 | 350.4991 | 0 | 611.9572 | 0.02124 | 350.4991 | 0 | 611.0804 | 7.1499e-05 | 611.9572 | 0.0088724 | 400.3731 | 5.0735e-05
| 401.2651 | 0 | 350.7131 | 0.059722 | 401.2651 | 0.71158 | 350.7131 | -0.024834 | 400.4859 | 13.8951 | 350.7131 | 0 | 400.4859 | 0.00017379 | 345.22 | 0.011275 | 401.2651 | 0.0072824 | 345.22 | -0.0047858 | 345.22 | 0.00066312 | 400.4859 | 0.0001237 | 400.4859 | 5.0018e-05 | 401.2651 | 0 | 350.7131 | 0 | 612.1167 | 0.012753 | 350.7131 | 0 | 611.2403 | 0.00032174 | 612.1167 | 0.0093834 | 400.4859 | 4.4106e-05
| 401.3779 | 0.0023702 | 350.9272 | 0.12551 | 401.3779 | 0.68005 | 350.9272 | 0.03951 | 400.5987 | 14.0507 | 350.9272 | 0 | 400.5987 | 0.00015051 | 345.43 | -0.0050378 | 401.3779 | 0.01381 | 345.43 | -0.0083969 | 345.43 | 0.0014282 | 400.5987 | 0.00011808 | 400.5987 | 0.00011682 | 401.3779 | 0.01513 | 350.9272 | 0 | 612.2762 | 0.017065 | 350.9272 | 0 | 611.4003 | 7.1499e-05 | 612.2762 | 0.0087331 | 400.5987 | 4.6744e-05
| 401.4907 | 0 | 351.1412 | 0.1171 | 401.4907 | 0.66391 | 351.1412 | 0.014194 | 400.7115 | 14.0233 | 351.1412 | 0 | 400.7115 | 0.00013412 | 345.65 | 0.0079165 | 401.4907 | 0.011057 | 345.65 | -0.0045528 | 345.65 | -0.0011732 | 400.7115 | 0.00012039 | 400.7115 | 0.00014012 | 401.4907 | 0 | 351.1412 | 0 | 612.4357 | 0.017019 | 351.1412 | 0 | 611.5602 | 0 | 612.4357 | 0.0093834 | 400.7115 | 4.1467e-05
| 401.6035 | 0.0028147 | 351.3553 | 0.15211 | 401.6035 | 0.64156 | 351.3553 | 0.048907 | 400.8243 | 14.1958 | 351.3553 | 0 | 400.8243 | 0.00012313 | 345.86 | 0.014154 | 401.6035 | 0.0095471 | 345.86 | -0.00070865 | 345.86 | -0.0098958 | 400.8243 | 0.00012188 | 400.8243 | 0.00014851 | 401.6035 | 0 | 351.3553 | 0 | 612.5952 | 0.024236 | 351.3553 | 0 | 611.7202 | 7.1499e-05 | 612.5952 | 0.0085937 | 400.8243 | 4.0182e-05
| 401.7163 | 0 | 351.5694 | 0.13158 | 401.7163 | 0.6427 | 351.5694 | -0.0047551 | 400.9371 | 14.2857 | 351.5694 | 0 | 400.9371 | 0.00012927 | 346.08 | -0.022311 | 401.7163 | 0.0098135 | 346.08 | -9.7074e-06 | 346.08 | 0.0032646 | 400.9371 | 0.00014764 | 400.9371 | 7.3315e-05 | 401.7163 | 0 | 351.5694 | 0 | 612.7547 | 0.015885 | 351.5694 | 0 | 611.8801 | 0.00010725 | 612.7547 | 0.0091511 | 400.9371 | 4.282e-05
| 401.8291 | 0.0047404 | 351.7835 | 0.18329 | 401.8291 | 0.60717 | 351.7835 | 0.03245 | 401.0499 | 14.3989 | 351.7835 | 0 | 401.0499 | 0.00011195 | 346.29 | -0.0055175 | 401.8291 | 0.010568 | 346.29 | -0.0029219 | 346.29 | 0.0037236 | 401.0499 | 0.00013575 | 401.0499 | 5.4986e-05 | 401.8291 | 0 | 351.7835 | 0 | 612.9142 | 0.026096 | 351.7835 | 0 | 612.0401 | 7.1499e-05 | 612.9142 | 0.0084079 | 401.0499 | 5.2697e-05
| 401.9419 | 0 | 351.9976 | 0.19051 | 401.9419 | 0.60029 | 351.9976 | -0.012264 | 401.1628 | 14.5234 | 351.9976 | 0 | 401.1628 | 0.00012573 | 346.51 | -0.012714 | 401.9419 | 0.0041382 | 346.51 | -0.0037373 | 346.51 | -0.0036216 | 401.1628 | 0.00014186 | 401.1628 | 3.169e-05 | 401.9419 | 0 | 351.9976 | 0 | 613.0738 | 0.020287 | 351.9976 | 0 | 612.2001 | 0.00032174 | 613.0738 | 0.0090582 | 401.1628 | 6.1288e-05
| 402.0547 | 0.0037034 | 352.2117 | 0.2502 | 402.0547 | 0.5617 | 352.2117 | 0.051637 | 401.2756 | 14.6655 | 352.2117 | 0 | 401.2756 | 0.00011269 | 346.72 | -0.0079165 | 402.0547 | 0.0061279 | 346.72 | 0.0052322 | 346.72 | -0.0010202 | 401.2756 | 0.00011808 | 401.2756 | 4.6764e-05 | 402.0547 | 0 | 352.2117 | 0 | 613.2333 | 0.018971 | 352.2117 | 0 | 612.3601 | 7.1499e-05 | 613.2333 | 0.0086866 | 401.2756 | 6.1288e-05
| 402.1675 | 0.0021939 | 352.4259 | 0.23654 | 402.1675 | 0.54813 | 352.4259 | -0.010316 | 401.3884 | 14.67 | 352.4259 | 0 | 401.3884 | 0.00013914 | 346.94 | -0.016073 | 402.1675 | 0.016608 | 346.94 | -0.0065332 | 346.94 | -0.010355 | 401.3884 | 0.00012799 | 401.3884 | 4.8305e-05 | 402.1675 | 0 | 352.4259 | 0 | 613.3928 | 0.013252 | 352.4259 | 0 | 612.5201 | 0.00010725 | 613.3928 | 0.0095692 | 401.3884 | 5.7297e-05
| 402.2803 | 0 | 352.6401 | 0.30542 | 402.2803 | 0.53514 | 352.6401 | 0.064374 | 401.5013 | 14.6786 | 352.6401 | 0 | 401.5013 | 0.00013412 | 347.15 | -0.0031186 | 402.2803 | 0.016341 | 347.15 | -0.002223 | 347.15 | 0.010763 | 401.5013 | 0.00012386 | 401.5013 | 6.6805e-05 | 402.2803 | 0.0028853 | 352.6401 | 0 | 613.5524 | 0.019606 | 352.6401 | 0 | 612.6801 | 0 | 613.5524 | 0.0091047 | 401.5013 | 5.9935e-05
| 402.3931 | 0 | 352.8542 | 0.30608 | 402.3931 | 0.50486 | 352.8542 | 0.023952 | 401.6141 | 14.7788 | 352.8542 | 0 | 401.6141 | 0.00015181 | 347.36 | -0.0098357 | 402.3931 | 0.01008 | 347.36 | 0.0015046 | 347.36 | -0.01112 | 401.6141 | 0.00015425 | 401.6141 | 6.1666e-05 | 402.3931 | 0 | 352.8542 | 0 | 613.712 | 0.025869 | 352.8542 | 0 | 612.8401 | 0.00010725 | 613.712 | 0.0096157 | 401.6141 | 5.0059e-05
| 402.5059 | 0 | 353.0684 | 0.35439 | 402.5059 | 0.50371 | 353.0684 | 0.084801 | 401.727 | 14.8478 | 353.0684 | 0 | 401.727 | 0.0001397 | 347.58 | 0.015593 | 402.5059 | 0.0096803 | 347.58 | -0.0001262 | 347.58 | -0.0076005 | 401.727 | 0.00014797 | 401.727 | 8.6676e-05 | 402.5059 | 0 | 353.0684 | 0 | 613.8715 | 0.023282 | 353.0684 | 0 | 613.0001 | 7.1499e-05 | 613.8715 | 0.0085937 | 401.727 | 5.0735e-05
| 402.6186 | 0.0058913 | 353.2826 | 0.34568 | 402.6186 | 0.48117 | 353.2826 | -0.015887 | 401.8399 | 14.9823 | 353.2826 | 0 | 401.8399 | 0.00013486 | 347.79 | -0.0098357 | 402.6186 | 0.01714 | 347.79 | -0.0036209 | 347.79 | -0.012497 | 401.8399 | 0.00015029 | 401.8399 | 7.5028e-05 | 402.6186 | 0 | 353.2826 | 0 | 614.0311 | 0.022012 | 353.2826 | 0 | 613.1601 | 0.00032174 | 614.0311 | 0.0094299 | 401.8399 | 4.8097e-05
| 402.7314 | 0 | 353.4969 | 0.40945 | 402.7314 | 0.44181 | 353.4969 | 0.075789 | 401.9527 | 15.0524 | 353.4969 | 0 | 401.9527 | 0.00011493 | 348.01 | 0.049177 | 402.7314 | 0.015098 | 348.01 | 0.00057274 | 348.01 | 0.0055599 | 401.9527 | 0.0001346 | 401.9527 | 6.0125e-05 | 402.7314 | 0 | 353.4969 | 0 | 614.1907 | 0.02242 | 353.4969 | 0 | 613.3201 | 7.1499e-05 | 614.1907 | 0.0088724 | 401.9527 | 4.742e-05
| 402.8442 | 0 | 353.7111 | 0.34725 | 402.8442 | 0.45222 | 353.7111 | 0.0089703 | 402.0656 | 15.0987 | 353.7111 | 0 | 402.0656 | 0.00012964 | 348.22 | -0.0064771 | 402.8442 | 0.020382 | 348.22 | -0.0081638 | 348.22 | -0.011579 | 402.0656 | 0.00014005 | 402.0656 | 5.0018e-05 | 402.8442 | 0.014337 | 353.7111 | 0 | 614.3503 | 0.019243 | 353.7111 | 0 | 613.4802 | 0.00010725 | 614.3503 | 0.0089653 | 402.0656 | 4.1467e-05
| 402.957 | 0.0085608 | 353.9254 | 0.42309 | 402.957 | 0.42175 | 353.9254 | 0.0343 | 402.1785 | 15.2026 | 353.9254 | 0 | 402.1785 | 0.00013449 | 348.44 | -0.0031186 | 402.957 | 0.011412 | 348.44 | -0.0074648 | 348.44 | -0.00040807 | 402.1785 | 0.00012964 | 402.1785 | 6.6805e-05 | 402.957 | 0.0079522 | 353.9254 | 0 | 614.5099 | 0.021558 | 353.9254 | 0 | 613.6402 | 0 | 614.5099 | 0.0079898 | 402.1785 | 4.0859e-05
| 403.0698 | 0 | 354.1397 | 0.50721 | 403.0698 | 0.42251 | 354.1397 | 0.00092047 | 402.2914 | 15.2363 | 354.1397 | 0 | 402.2914 | 0.00015926 | 348.65 | -0.029987 | 403.0698 | 0.020648 | 348.65 | -0.0083969 | 348.65 | -0.0063763 | 402.2914 | 0.00011726 | 402.2914 | 6.8347e-05 | 403.0698 | 0 | 354.1397 | 0 | 614.6695 | 0.020423 | 354.1397 | 0 | 613.8002 | 0.00032174 | 614.6695 | 0.0086866 | 402.2914 | 4.9382e-05
| 403.1826 | 0 | 354.354 | 0.58522 | 403.1826 | 0.39032 | 354.354 | 0.053617 | 402.4042 | 15.2959 | 354.354 | 0 | 402.4042 | 0.00014343 | 348.87 | 0.0031186 | 403.1826 | 0.008659 | 348.87 | -0.00047565 | 348.87 | 0.0037236 | 402.4042 | 0.00010305 | 402.4042 | 7.3315e-05 | 403.1826 | 0 | 354.354 | 0 | 614.8291 | 0.019879 | 354.354 | 0 | 613.9603 | 0 | 614.8291 | 0.0085473 | 402.4042 | 8.1649e-05
| 403.2954 | 0.0061872 | 354.5683 | 0.58099 | 403.2954 | 0.3802 | 354.5683 | -0.014291 | 402.5171 | 15.3321 | 354.5683 | 0 | 402.5171 | 0.00015479 | 349.08 | 0.0040782 | 403.2954 | 0.02127 | 349.08 | -0.0016406 | 349.08 | -0.0033155 | 402.5171 | 0.00010025 | 402.5171 | 5.4986e-05 | 403.2954 | 0 | 354.5683 | 0 | 614.9887 | 0.018608 | 354.5683 | 0 | 614.1203 | 0.00032174 | 614.9887 | 0.0090582 | 402.5171 | 8.2326e-05
| 403.4082 | 0.0022221 | 354.7826 | 0.66256 | 403.4082 | 0.34533 | 354.7826 | 0.024605 | 402.63 | 15.436 | 354.7826 | 0 | 402.63 | 0.00014138 | 349.3 | -0.0079165 | 403.4082 | 0.022913 | 349.3 | -0.0031549 | 349.3 | 0.0038766 | 402.63 | 9.9254e-05 | 402.63 | 5.6699e-05 | 403.4082 | 0 | 354.7826 | 0 | 615.1484 | 0.023691 | 354.7826 | 0 | 614.2804 | 0.00050049 | 615.1484 | 0.0081292 | 402.63 | 8.1041e-05
| 403.521 | 0.0026375 | 354.9969 | 0.73466 | 403.521 | 0.34972 | 354.9969 | 0.0048964 | 402.7429 | 15.4297 | 354.9969 | 0 | 402.7429 | 0.00016485 | 349.51 | -0.019431 | 403.521 | 0.0081705 | 349.51 | 0.00033976 | 349.51 | -0.01112 | 402.7429 | 0.00010834 | 402.7429 | 7.5028e-05 | 403.521 | 0 | 354.9969 | 0 | 615.308 | 0.015975 | 354.9969 | 0 | 614.4405 | 0.00032174 | 615.308 | 0.008826 | 402.7429 | 5.0735e-05
| 403.6338 | 0 | 355.2113 | 0.80165 | 403.6338 | 0.32278 | 355.2113 | 0.06818 | 402.8558 | 15.4894 | 355.2113 | 0 | 402.8558 | 0.00016094 | 349.73 | -0.0055175 | 403.6338 | 0.017629 | 349.73 | -0.0032714 | 349.73 | 0.0031115 | 402.8558 | 0.0001161 | 402.8558 | 7.8454e-05 | 403.6338 | 0.0011963 | 355.2113 | 0 | 615.4676 | 0.022102 | 355.2113 | 0 | 614.6005 | 0 | 615.4676 | 0.0083614 | 402.8558 | 5.3373e-05
| 403.7466 | 0 | 355.4257 | 0.84274 | 403.7466 | 0.30177 | 355.4257 | -0.019888 | 402.9688 | 15.6869 | 355.4257 | 0 | 402.9688 | 0.00016746 | 349.94 | -0.026628 | 403.7466 | 0.013322 | 349.94 | -0.0018735 | 349.94 | -0.0088246 | 402.9688 | 0.0001341 | 402.9688 | 8.1708e-05 | 403.7466 | 0 | 355.4257 | 0 | 615.6273 | 0.018335 | 355.4257 | 0 | 614.7606 | 0.00010725 | 615.6273 | 0.0087331 | 402.9688 | 5.9935e-05
| 403.8594 | 0.00059256 | 355.64 | 0.91836 | 403.8594 | 0.29671 | 355.64 | 0.033565 | 403.0817 | 15.6367 | 355.64 | 0 | 403.0817 | 0.00014529 | 350.16 | 0.016073 | 403.8594 | 0.011057 | 350.16 | 0.0010387 | 350.16 | 0.0040296 | 403.0817 | 0.00012766 | 403.0817 | 5.8412e-05 | 403.8594 | 0 | 355.64 | 0 | 615.7869 | 0.028229 | 355.64 | 0 | 614.9207 | 7.1499e-05 | 615.7869 | 0.0082221 | 403.0817 | 5.4659e-05
| 403.9721 | 0.001898 | 355.8545 | 1.019 | 403.9721 | 0.29489 | 355.8545 | 0.0057056 | 403.1946 | 15.6455 | 355.8545 | 0 | 403.1946 | 0.00015181 | 350.37 | 0.014154 | 403.9721 | 0.015364 | 350.37 | 0.0012716 | 350.37 | 0.0090795 | 403.1946 | 0.00012419 | 403.1946 | 5.1731e-05 | 403.9721 | 0 | 355.8545 | 0 | 615.9466 | 0.016838 | 355.8545 | 0 | 615.0808 | 0.00032174 | 615.9466 | 0.0090118 | 403.1946 | 4.5459e-05
| 404.0849 | 0.00044442 | 356.0689 | 1.1364 | 404.0849 | 0.27989 | 356.0689 | 0.10767 | 403.3075 | 15.7861 | 356.0689 | 0 | 403.3075 | 0.00015777 | 350.59 | -0.016073 | 404.0849 | 0.015986 | 350.59 | 0.0022036 | 350.59 | -0.0042337 | 403.3075 | 0.00010735 | 403.3075 | 7.5028e-05 | 404.0849 | 0 | 356.0689 | 0 | 616.1063 | 0.023373 | 356.0689 | 0 | 615.2409 | 0.00028599 | 616.1063 | 0.0087795 | 403.3075 | 3.9506e-05
| 404.1977 | 0 | 356.2833 | 1.1869 | 404.1977 | 0.26384 | 356.2833 | 0.015639 | 403.4205 | 15.7868 | 356.2833 | 0 | 403.4205 | 0.00016429 | 350.8 | -0.0088761 | 404.1977 | 0.012478 | 350.8 | -0.010726 | 350.8 | -0.0049988 | 403.4205 | 0.00012419 | 403.4205 | 0.00010004 | 404.1977 | 0.0071684 | 356.2833 | 0 | 616.2659 | 0.016929 | 356.2833 | 0 | 615.401 | 0 | 616.2659 | 0.0098015 | 403.4205 | 5.7297e-05
| 404.3105 | 0.002074 | 356.4978 | 1.255 | 404.3105 | 0.26461 | 356.4978 | 0.044945 | 403.5334 | 15.8518 | 356.4978 | 0 | 403.5334 | 0.0001479 | 351.01 | 0.013674 | 404.3105 | 0.00374 | 351.01 | 0.0047664 | 351.01 | 0.011069 | 403.5334 | 0.00012155 | 403.5334 | 0.00010346 | 404.3105 | 0 | 356.4978 | 0 | 616.4256 | 0.021558 | 356.4978 | 0 | 615.5611 | 0.00028599 | 616.4256 | 0.0091976 | 403.5334 | 5.662e-05
| 404.4233 | 0 | 356.7122 | 1.3869 | 404.4233 | 0.24942 | 356.7122 | 0.017146 | 403.6463 | 15.9447 | 356.7122 | 0 | 403.6463 | 0.00012834 | 351.23 | -0.041501 | 404.4233 | 0.0089254 | 351.23 | -0.0088628 | 351.23 | -0.0074475 | 403.6463 | 0.0001199 | 403.6463 | 6.1666e-05 | 404.4233 | 0 | 356.7122 | 0 | 616.5853 | 0.016611 | 356.7122 | 0 | 615.7212 | 0.00010725 | 616.5853 | 0.009755 | 403.6463 | 6.1288e-05
| 404.5361 | 0 | 356.9267 | 1.4855 | 404.5361 | 0.24187 | 356.9267 | 0.047279 | 403.7593 | 15.9861 | 356.9267 | 0 | 403.7593 | 0.00011586 | 351.44 | -0.012714 | 404.5361 | 0.010302 | 351.44 | 0.0080281 | 351.44 | -0.0031625 | 403.7593 | 0.00010768 | 403.7593 | 3.837e-05 | 404.5361 | 0 | 356.9267 | 0 | 616.745 | 0.02124 | 356.9267 | 0 | 615.8814 | 0.00028599 | 616.745 | 0.0084544 | 403.7593 | 5.6011e-05
| 404.6489 | 0 | 357.1412 | 1.6338 | 404.6489 | 0.23194 | 357.1412 | 0.012957 | 403.8722 | 15.927 | 357.1412 | 0 | 403.8722 | 9.8538e-05 | 351.66 | -0.028548 | 404.6489 | 0.013721 | 351.66 | -0.0060669 | 351.66 | -0.0007141 | 403.8722 | 0.00012683 | 403.8722 | 4.1625e-05 | 404.6489 | 0.0092767 | 357.1412 | 0 | 616.9047 | 0.01534 | 357.1412 | 0 | 616.0415 | 0.00010725 | 616.9047 | 0.0087331 | 403.8722 | 4.742e-05
| 404.7617 | 0 | 357.3557 | 1.7666 | 404.7617 | 0.22114 | 357.3557 | 0.070519 | 403.9852 | 15.9456 | 357.3557 | 0 | 403.9852 | 9.0528e-05 | 351.87 | 0.035744 | 404.7617 | 0.0055062 | 351.87 | -0.0052516 | 351.87 | -0.0046928 | 403.9852 | 0.00013542 | 403.9852 | 5.8412e-05 | 404.7617 | 0.0049965 | 357.3557 | 0 | 617.0644 | 0.032223 | 357.3557 | 0 | 616.2016 | 0.00028599 | 617.0644 | 0.008315 | 403.9852 | 4.742e-05
| 404.8745 | 0.0039686 | 357.5703 | 1.9137 | 404.8745 | 0.24197 | 357.5703 | -0.0036558 | 404.0982 | 15.9937 | 357.5703 | 0 | 404.0982 | 0.00011269 | 352.09 | -0.0083963 | 404.8745 | 0.015719 | 352.09 | -0.0086301 | 352.09 | -0.0043867 | 404.0982 | 0.00013724 | 404.0982 | 7.8454e-05 | 404.8745 | 0 | 357.5703 | 0 | 617.2242 | 0.015703 | 357.5703 | 0 | 616.3618 | 0 | 617.2242 | 0.0090118 | 404.0982 | 3.362e-05
| 404.9872 | 0.0034071 | 357.7848 | 2.0967 | 404.9872 | 0.18981 | 357.7848 | 0.067026 | 404.2111 | 16.0582 | 357.7848 | 0 | 404.2111 | 0.00013747 | 352.3 | 0.0035984 | 404.9872 | 0.017851 | 352.3 | 0.0011552 | 352.3 | 0.00035706 | 404.2111 | 0.00012601 | 404.2111 | 7.6741e-05 | 404.9872 | 0.0037298 | 357.7848 | 0 | 617.3839 | 0.022012 | 357.7848 | 0 | 616.5219 | 7.1499e-05 | 617.3839 | 0.0084544 | 404.2111 | 5.662e-05
| 405.1 | 0 | 357.9994 | 2.2322 | 405.1 | 0.20041 | 357.9994 | 0.011194 | 404.3241 | 16.2692 | 357.9994 | 0 | 404.3241 | 0.00015833 | 352.52 | 0.020872 | 405.1 | 0.0085702 | 352.52 | -0.0079311 | 352.52 | -0.005917 | 404.3241 | 0.0001199 | 404.3241 | 0.00010843 | 405.1 | 0 | 357.9994 | 0 | 617.5436 | 0.015159 | 357.9994 | 0 | 616.6821 | 0.00010725 | 617.5436 | 0.0087331 | 404.3241 | 5.3982e-05
| 405.2128 | 0.0065181 | 358.2139 | 2.4432 | 405.2128 | 0.18981 | 358.2139 | 0.036041 | 404.4371 | 16.1985 | 358.2139 | 0 | 404.4371 | 0.00015013 | 352.73 | 0.00071969 | 405.2128 | 0.0028575 | 352.73 | 0.00080569 | 352.73 | -0.0056109 | 404.4371 | 0.00011775 | 404.4371 | 0.00014012 | 405.2128 | 0 | 358.2139 | 0 | 617.7034 | 0.025461 | 358.2139 | 0 | 616.8422 | 0.00028599 | 617.7034 | 0.008315 | 404.4371 | 5.3982e-05
| 405.3256 | 0 | 358.4285 | 2.6606 | 405.3256 | 0.19927 | 358.4285 | 0.03336 | 404.5501 | 16.0868 | 358.4285 | 0 | 404.5501 | 0.00015181 | 352.95 | 0.014154 | 405.3256 | 0.011323 | 352.95 | -0.0093286 | 352.95 | -0.00607 | 404.5501 | 9.6612e-05 | 404.5501 | 0.00013841 | 405.3256 | 0 | 358.4285 | 0 | 617.8631 | 0.015567 | 358.4285 | 0 | 617.0024 | 0 | 617.8631 | 0.008826 | 404.5501 | 4.2144e-05
| 405.4384 | 0 | 358.6431 | 2.9303 | 405.4384 | 0.19745 | 358.6431 | 0.11973 | 404.6631 | 16.2132 | 358.6431 | 0 | 404.6631 | 0.00014175 | 353.16 | -0.0050378 | 405.4384 | 0.016341 | 353.16 | 0.0032519 | 353.16 | -0.0030095 | 404.6631 | 0.00010487 | 404.6631 | 9.8495e-05 | 405.4384 | 0 | 358.6431 | 0 | 618.0229 | 0.025552 | 358.6431 | 0 | 617.1626 | 7.1499e-05 | 618.0229 | 0.0085008 | 404.6631 | 4.6135e-05
| 405.5512 | 0 | 358.8578 | 3.113 | 405.5512 | 0.18055 | 358.8578 | 0.025995 | 404.776 | 16.2678 | 358.8578 | 0 | 404.776 | 0.00013151 | 353.38 | -0.027109 | 405.5512 | 0.0127 | 353.38 | 0.0010387 | 353.38 | -0.0048458 | 404.776 | 0.00011643 | 404.776 | 4.1625e-05 | 405.5512 | 0.010542 | 358.8578 | 0 | 618.1826 | 0.016021 | 358.8578 | 0 | 617.3228 | 0.00032174 | 618.1826 | 0.0089653 | 404.776 | 4.282e-05
| 405.6639 | 0 | 359.0724 | 3.4225 | 405.6639 | 0.18217 | 359.0724 | 0.11671 | 404.889 | 16.2727 | 359.0724 | 0 | 404.889 | 0.00011437 | 353.59 | 0.028548 | 405.6639 | 0.013455 | 353.59 | 0.0022036 | 353.59 | -0.0025504 | 404.889 | 0.00012304 | 404.889 | 5.1731e-05 | 405.6639 | 0.0071077 | 359.0724 | 0 | 618.3424 | 0.028411 | 359.0724 | 0 | 617.4829 | 0 | 618.3424 | 0.0086402 | 404.889 | 3.5582e-05
| 405.7767 | 0 | 359.2871 | 3.7118 | 405.7767 | 0.1751 | 359.2871 | 0.044377 | 405.002 | 16.2517 | 359.2871 | 0 | 405.002 | 0.0001235 | 353.81 | -0.059734 | 405.7767 | 0.018384 | 353.81 | -0.0029219 | 353.81 | 0.0041827 | 405.002 | 0.00013377 | 405.002 | 6.5092e-05 | 405.7767 | 0 | 359.2871 | 0 | 618.5022 | 0.016202 | 359.2871 | 0 | 617.6431 | 0 | 618.5022 | 0.0091047 | 405.002 | 2.9629e-05
| 405.8895 | 0 | 359.5017 | 4.0693 | 405.8895 | 0.13593 | 359.5017 | 0.09414 | 405.1151 | 16.4641 | 359.5017 | 0 | 405.1151 | 0.00011754 | 354.02 | -0.0026388 | 405.8895 | 0.0123 | 354.02 | -0.0028054 | 354.02 | -0.0011732 | 405.1151 | 0.00011065 | 405.1151 | 6.8347e-05 | 405.8895 | 0 | 359.5017 | 0 | 618.662 | 0.020196 | 359.5017 | 0 | 617.8033 | 0 | 618.662 | 0.0086402 | 405.1151 | 3.362e-05
| 406.0023 | 0.0047082 | 359.7164 | 4.3338 | 406.0023 | 0.15542 | 359.7164 | 0.026917 | 405.2281 | 16.2967 | 359.7164 | 0 | 405.2281 | 0.00012219 | 354.24 | -0.0098357 | 406.0023 | 0.018117 | 354.24 | -0.0096781 | 354.24 | -0.01112 | 405.2281 | 0.00011148 | 405.2281 | 6.3379e-05 | 406.0023 | 0 | 359.7164 | 0 | 618.8218 | 0.021966 | 359.7164 | 0 | 617.9635 | 0.00010725 | 618.8218 | 0.0091976 | 405.2281 | 6.1288e-05
| 406.1151 | 0.0039997 | 359.9311 | 4.7734 | 406.1151 | 0.17252 | 359.9311 | 0.12285 | 405.3411 | 16.3792 | 359.9311 | 0 | 405.3411 | 0.00011456 | 354.45 | 0.002159 | 406.1151 | 0.0085258 | 354.45 | -0.00059213 | 354.45 | 0.0018873 | 405.3411 | 8.2574e-05 | 405.3411 | 5.4986e-05 | 406.1151 | 0.013864 | 359.9311 | 0 | 618.9816 | 0.019152 | 359.9311 | 0 | 618.1237 | 0 | 618.9816 | 0.0085473 | 405.3411 | 6.9135e-05
| 406.2279 | 0 | 360.1458 | 5.1449 | 406.2279 | 0.15303 | 360.1458 | 0.042726 | 405.4541 | 16.5245 | 360.1458 | 0 | 405.4541 | 0.00012666 | 354.67 | -0.031905 | 406.2279 | 0.015986 | 354.67 | -0.0092122 | 354.67 | -0.0095893 | 405.4541 | 9.2649e-05 | 405.4541 | 7.8454e-05 | 406.2279 | 0 | 360.1458 | 0 | 619.1414 | 0.014296 | 360.1458 | 0 | 618.284 | 0.00032174 | 619.1414 | 0.0087331 | 405.4541 | 9.1594e-05
| 406.3406 | 0 | 360.3606 | 5.5802 | 406.3406 | 0.15819 | 360.3606 | 0.098438 | 405.5672 | 16.5291 | 360.3606 | 0 | 405.5672 | 0.00014045 | 354.88 | -0.026628 | 406.3406 | 0.011057 | 354.88 | -0.00082513 | 354.88 | -0.0054579 | 405.5672 | 9.7273e-05 | 405.5672 | 8.6676e-05 | 406.3406 | 0.004152 | 360.3606 | 0 | 619.3012 | 0.014115 | 360.3606 | 0 | 618.4442 | 0 | 619.3012 | 0.0079434 | 405.5672 | 6.9135e-05
| 406.4534 | 0.0047082 | 360.5753 | 6.0261 | 406.4534 | 0.16966 | 360.5753 | 0.060355 | 405.6802 | 16.5402 | 360.5753 | 0 | 405.6802 | 0.00012797 | 355.1 | -0.015113 | 406.4534 | 0.019627 | 355.1 | -0.0045528 | 355.1 | 0.0046418 | 405.6802 | 9.6447e-05 | 405.6802 | 8.3421e-05 | 406.4534 | 0 | 360.5753 | 0 | 619.461 | 0.020922 | 360.5753 | 0 | 618.6044 | 0.00032174 | 619.461 | 0.0085008 | 405.6802 | 7.2449e-05
| 406.5662 | 0 | 360.7901 | 6.4904 | 406.5662 | 0.13469 | 360.7901 | 0.093909 | 405.7932 | 16.4122 | 360.7901 | 0 | 405.7932 | 0.00011009 | 355.32 | 0.022789 | 406.5662 | 0.023046 | 355.32 | -0.002223 | 355.32 | -0.0036216 | 405.7932 | 9.3474e-05 | 405.7932 | 6.8347e-05 | 406.5662 | 0 | 360.7901 | 0 | 619.6208 | 0.022012 | 360.7901 | 0 | 618.7646 | 7.1499e-05 | 619.6208 | 0.0087331 | 405.7932 | 4.4106e-05
| 406.679 | 0.0048561 | 361.0049 | 7.0722 | 406.679 | 0.13918 | 361.0049 | 0.04977 | 405.9063 | 16.4418 | 361.0049 | 0 | 405.9063 | 0.00010059 | 355.53 | 0.013194 | 406.679 | 0.023934 | 355.53 | 0.00057274 | 355.53 | -0.0013262 | 405.9063 | 9.9254e-05 | 405.9063 | 6.5092e-05 | 406.679 | 0 | 361.0049 | 0 | 619.7807 | 0.014115 | 361.0049 | 0 | 618.9249 | 0.00010725 | 619.7807 | 0.0092905 | 405.9063 | 5.5335e-05
| 406.7918 | 0 | 361.2197 | 7.7052 | 406.7918 | 0.12485 | 361.2197 | 0.12496 | 406.0193 | 16.4729 | 361.2197 | 0 | 406.0193 | 0.00012611 | 355.75 | 0.00071969 | 406.7918 | 0.013455 | 355.75 | -0.0014076 | 355.75 | 0.0034176 | 406.0193 | 9.9089e-05 | 406.0193 | 9.3356e-05 | 406.7918 | 0.0011963 | 361.2197 | 0 | 619.9405 | 0.012435 | 361.2197 | 0 | 619.0851 | 0 | 619.9405 | 0.0089189 | 406.0193 | 4.6744e-05
| 406.9045 | 0 | 361.4345 | 8.2908 | 406.9045 | 0.13727 | 361.4345 | 0.040433 | 406.1324 | 16.4426 | 361.4345 | 0 | 406.1324 | 0.00013654 | 355.96 | -0.029987 | 406.9045 | 0.012078 | 355.96 | 0.0013882 | 355.96 | -0.012038 | 406.1324 | 7.9271e-05 | 406.1324 | 7.8454e-05 | 406.9045 | 0 | 361.4345 | 0 | 620.1004 | 0.021059 | 361.4345 | 0 | 619.2454 | 0.00053624 | 620.1004 | 0.0090118 | 406.1324 | 7.8402e-05
| 407.0173 | 0 | 361.6493 | 8.9918 | 407.0173 | 0.10164 | 361.6493 | 0.12482 | 406.2454 | 16.4373 | 361.6493 | 0 | 406.2454 | 0.00013933 | 356.18 | -0.0035984 | 407.0173 | 0.016608 | 356.18 | 0.00022327 | 356.18 | 0.0028055 | 406.2454 | 6.6885e-05 | 406.2454 | 7.3315e-05 | 407.0173 | 0.00077413 | 361.6493 | 0 | 620.2602 | 0.019788 | 361.6493 | 0 | 619.4057 | 7.1499e-05 | 620.2602 | 0.0083614 | 406.2454 | 7.1164e-05
| 407.1301 | 0 | 361.8642 | 9.6642 | 407.1301 | 0.1259 | 361.8642 | 0.072804 | 406.3585 | 16.3963 | 361.8642 | 0 | 406.3585 | 0.00012443 | 356.39 | 0.0031186 | 407.1301 | 0.013455 | 356.39 | 0.0045333 | 356.39 | 0.0028055 | 406.3585 | 7.3161e-05 | 406.3585 | 5.8412e-05 | 407.1301 | 0 | 361.8642 | 0 | 620.4201 | 0.021876 | 361.8642 | 0 | 619.5659 | 0.00010725 | 620.4201 | 0.0083614 | 406.3585 | 8.3002e-05
| 407.2429 | 0 | 362.079 | 10.5085 | 407.2429 | 0.10078 | 362.079 | 0.15714 | 406.4716 | 16.4389 | 362.079 | 0 | 406.4716 | 0.00011716 | 356.61 | 0.026628 | 407.2429 | 0.0085258 | 356.61 | -0.0036209 | 356.61 | -0.0049988 | 406.4716 | 8.6538e-05 | 406.4716 | 8.5134e-05 | 407.2429 | 0 | 362.079 | 0 | 620.5799 | 0.021149 | 362.079 | 0 | 619.7262 | 0 | 620.5799 | 0.007804 | 406.4716 | 6.5211e-05
| 407.3557 | 0.01103 | 362.2939 | 11.2253 | 407.3557 | 0.12122 | 362.2939 | 0.067754 | 406.5846 | 16.4307 | 362.2939 | 0 | 406.5846 | 0.00012219 | 356.82 | -0.02327 | 407.3557 | 0.021048 | 356.82 | -0.0060669 | 356.82 | -0.007141 | 406.5846 | 8.3731e-05 | 406.5846 | 0.00010004 | 407.3557 | 0 | 362.2939 | 0 | 620.7398 | 0.019016 | 362.2939 | 0 | 619.8865 | 0.00010725 | 620.7398 | 0.0081756 | 406.5846 | 5.9259e-05
| 407.4684 | 0 | 362.5088 | 12.1177 | 407.4684 | 0.090655 | 362.5088 | 0.15364 | 406.6977 | 16.4518 | 362.5088 | 0 | 406.6977 | 0.00012741 | 357.04 | 0.016073 | 407.4684 | 0.0042442 | 357.04 | -0.0057175 | 357.04 | 0.0014282 | 406.6977 | 7.795e-05 | 406.6977 | 0.00013018 | 407.4684 | 0.0024632 | 362.5088 | 0 | 620.8997 | 0.020196 | 362.5088 | 0 | 620.0468 | 7.1499e-05 | 620.8997 | 0.0078505 | 406.6977 | 4.8773e-05
| 407.5812 | 0.01243 | 362.7237 | 12.9734 | 407.5812 | 0.11301 | 362.7237 | 0.11724 | 406.8108 | 16.4074 | 362.7237 | 0 | 406.8108 | 0.00012797 | 357.25 | -0.011275 | 407.5812 | 0.015853 | 357.25 | -0.0088628 | 357.25 | -0.0017853 | 406.8108 | 7.6959e-05 | 406.8108 | 0.00012676 | 407.5812 | 0.0071684 | 362.7237 | 0 | 621.0596 | 0.020514 | 362.7237 | 0 | 620.207 | 0.00010725 | 621.0596 | 0.0082685 | 406.8108 | 4.3497e-05
| 407.694 | 0 | 362.9386 | 13.9724 | 407.694 | 0.094667 | 362.9386 | 0.17026 | 406.9239 | 16.3111 | 362.9386 | 0 | 406.9239 | 0.00011661 | 357.47 | 0.015113 | 407.694 | 0.016741 | 357.47 | 0.0013882 | 357.47 | 5.1009e-05 | 406.9239 | 8.0262e-05 | 406.9239 | 9.6782e-05 | 407.694 | 0 | 362.9386 | 0 | 621.2195 | 0.024009 | 362.9386 | 0 | 620.3673 | 0 | 621.2195 | 0.0079898 | 406.9239 | 3.6259e-05
| 407.8068 | 0.0081099 | 363.1536 | 14.9622 | 407.8068 | 0.095909 | 363.1536 | 0.1621 | 407.037 | 16.2749 | 363.1536 | 0 | 407.037 | 0.00011027 | 357.68 | -0.0093559 | 407.8068 | 0.011679 | 357.68 | -0.0090959 | 357.68 | -0.0042337 | 407.037 | 8.3896e-05 | 407.037 | 6.6805e-05 | 407.8068 | 0.0067468 | 363.1536 | 0 | 621.3794 | 0.018018 | 363.1536 | 0 | 620.5276 | 0.00010725 | 621.3794 | 0.0086402 | 407.037 | 3.362e-05
| 407.9196 | 0 | 363.3685 | 16.069 | 407.9196 | 0.07623 | 363.3685 | 0.20132 | 407.1501 | 16.2537 | 363.3685 | 0 | 407.1501 | 0.00011959 | 357.9 | -0.0074367 | 407.9196 | 0.017851 | 357.9 | -0.0058343 | 357.9 | -0.0040807 | 407.1501 | 8.9676e-05 | 407.1501 | 5.0018e-05 | 407.9196 | 0 | 363.3685 | 0 | 621.5393 | 0.026641 | 363.3685 | 0 | 620.688 | 0 | 621.5393 | 0.0082685 | 407.1501 | 4.5459e-05
| 408.0323 | 0.0061872 | 363.5835 | 17.118 | 408.0323 | 0.089126 | 363.5835 | 0.14924 | 407.2632 | 16.2299 | 363.5835 | 0 | 407.2632 | 0.00010115 | 358.11 | -0.038142 | 408.0323 | 0.010302 | 358.11 | -0.002689 | 358.11 | -0.0086717 | 407.2632 | 9.7273e-05 | 407.2632 | 8.5134e-05 | 408.0323 | 0 | 363.5835 | 0 | 621.6992 | 0.017882 | 363.5835 | 0 | 620.8483 | 0.00032174 | 621.6992 | 0.0087795 | 407.2632 | 6.6564e-05
| 408.1451 | 0 | 363.7985 | 18.231 | 408.1451 | 0.079574 | 363.7985 | 0.23875 | 407.3763 | 16.2595 | 363.7985 | 0 | 407.3763 | 0.00010971 | 358.33 | -0.016553 | 408.1451 | 0.016341 | 358.33 | 0.0020871 | 358.33 | -0.0053048 | 407.3763 | 9.43e-05 | 407.3763 | 8.5134e-05 | 408.1451 | 0 | 363.7985 | 0 | 621.8591 | 0.022193 | 363.7985 | 0 | 621.0086 | 0 | 621.8591 | 0.0080363 | 407.3763 | 6.5211e-05
| 408.2579 | 0.0097132 | 364.0135 | 19.2927 | 408.2579 | 0.074893 | 364.0135 | 0.18691 | 407.4894 | 16.1067 | 364.0135 | 0 | 407.4894 | 0.00010375 | 358.54 | -0.0093559 | 408.2579 | 0.022913 | 358.54 | -0.0039703 | 358.54 | -0.00025504 | 407.4894 | 0.00010537 | 407.4894 | 8.6676e-05 | 408.2579 | 0 | 364.0135 | 0 | 622.0191 | 0.019334 | 364.0135 | 0 | 621.1689 | 0.00032174 | 622.0191 | 0.0085008 | 407.4894 | 5.3373e-05
| 408.3707 | 0 | 364.2285 | 20.3341 | 408.3707 | 0.04719 | 364.2285 | 0.25101 | 407.6025 | 16.2415 | 364.2285 | 0 | 407.6025 | 0.00012015 | 358.76 | 0.004558 | 408.3707 | 0.014076 | 358.76 | -0.0044363 | 358.76 | -0.0098958 | 407.6025 | 0.00010735 | 407.6025 | 6.3379e-05 | 408.3707 | 0 | 364.2285 | 0 | 622.179 | 0.021059 | 364.2285 | 0 | 621.3293 | 7.1499e-05 | 622.179 | 0.0082685 | 407.6025 | 3.6259e-05
| 408.4834 | 0.0038207 | 364.4435 | 21.3443 | 408.4834 | 0.073842 | 364.4435 | 0.16388 | 407.7157 | 16.0408 | 364.4435 | 0 | 407.7157 | 0.00011437 | 358.98 | -0.0083963 | 408.4834 | 0.013721 | 358.98 | -0.0054848 | 358.98 | -0.0036216 | 407.7157 | 0.00011891 | 407.7157 | 4.0083e-05 | 408.4834 | 0.018975 | 364.4435 | 0 | 622.339 | 0.019969 | 364.4435 | 0 | 621.4896 | 0.00053624 | 622.339 | 0.0091047 | 407.7157 | 4.0859e-05
| 408.5962 | 0 | 364.6586 | 22.4744 | 408.5962 | 0.04528 | 364.6586 | 0.26404 | 407.8288 | 16.109 | 364.6586 | 0 | 407.8288 | 0.00010357 | 359.19 | 0.02327 | 408.5962 | 0.01381 | 359.19 | -0.0038538 | 359.19 | -0.0019383 | 407.8288 | 0.00010487 | 407.8288 | 2.8435e-05 | 408.5962 | 0 | 364.6586 | 0 | 622.4989 | 0.022239 | 364.6586 | 0 | 621.65 | 7.1499e-05 | 622.4989 | 0.0086402 | 407.8288 | 3.9506e-05
| 408.709 | 0.0094662 | 364.8736 | 23.4806 | 408.709 | 0.068588 | 364.8736 | 0.19646 | 407.9419 | 15.9662 | 364.8736 | 0 | 407.9419 | 9.7234e-05 | 359.41 | -0.018952 | 408.709 | 0.015586 | 359.41 | 0.0017376 | 359.41 | 0.0018873 | 407.9419 | 9.6942e-05 | 407.9419 | 3.6657e-05 | 408.709 | 0.0071684 | 364.8736 | 0 | 622.6589 | 0.017791 | 364.8736 | 0 | 621.8103 | 0.00010725 | 622.6589 | 0.0090118 | 407.9419 | 3.4229e-05
| 408.8218 | 0 | 365.0887 | 24.5716 | 408.8218 | 0.052253 | 365.0887 | 0.32537 | 408.0551 | 15.9009 | 365.0887 | 0 | 408.0551 | 9.9283e-05 | 359.62 | -0.0069569 | 408.8218 | 0.014965 | 359.62 | -0.00094161 | 359.62 | -0.01617 | 408.0551 | 7.8115e-05 | 408.0551 | 5.0018e-05 | 408.8218 | 0 | 365.0887 | 0 | 622.8188 | 0.018018 | 365.0887 | 0 | 621.9707 | 0 | 622.8188 | 0.0082221 | 408.0551 | 2.6991e-05
| 408.9345 | 0.010042 | 365.3038 | 25.5614 | 408.9345 | 0.066773 | 365.3038 | 0.26608 | 408.1682 | 15.8835 | 365.3038 | 0 | 408.1682 | 9.891e-05 | 359.84 | -0.016073 | 408.9345 | 0.017895 | 359.84 | -0.00035917 | 359.84 | -0.013874 | 408.1682 | 7.0849e-05 | 408.1682 | 6.6805e-05 | 408.9345 | 0 | 365.3038 | 0 | 622.9788 | 0.015159 | 365.3038 | 0 | 622.131 | 0.00010725 | 622.9788 | 0.0085008 | 408.1682 | 4.0182e-05
| 409.0473 | 0 | 365.5189 | 26.4543 | 409.0473 | 0.028085 | 365.5189 | 0.36899 | 408.2813 | 15.796 | 365.5189 | 0 | 408.2813 | 9.7979e-05 | 360.05 | 0.02135 | 409.0473 | 0.0099023 | 360.05 | 0.0032519 | 360.05 | 0.00020403 | 408.2813 | 7.0684e-05 | 408.2813 | 8.1708e-05 | 409.0473 | 0.0033074 | 365.5189 | 0 | 623.1388 | 0.022102 | 365.5189 | 0 | 622.2914 | 7.1499e-05 | 623.1388 | 0.0080363 | 408.2813 | 5.662e-05
| 409.1601 | 0.0048561 | 365.7341 | 27.21 | 409.1601 | 0.046044 | 365.7341 | 0.31999 | 408.3945 | 15.7305 | 365.7341 | 0 | 408.3945 | 9.2391e-05 | 360.27 | -0.033346 | 409.1601 | 0.014476 | 360.27 | -0.002689 | 360.27 | -0.011732 | 408.3945 | 7.1179e-05 | 408.3945 | 6.8347e-05 | 409.1601 | 0 | 365.7341 | 0 | 623.2988 | 0.014115 | 365.7341 | 0 | 622.4518 | 0.00010725 | 623.2988 | 0.0082221 | 408.3945 | 7.1164e-05
| 409.2729 | 0 | 365.9492 | 28.0225 | 409.2729 | 0.026938 | 365.9492 | 0.35034 | 408.5077 | 15.6678 | 365.9492 | 0 | 408.5077 | 0.00010152 | 360.48 | 0.033825 | 409.2729 | 0.01421 | 360.48 | 0.00033976 | 360.48 | -0.0063763 | 408.5077 | 6.7711e-05 | 408.5077 | 7.9995e-05 | 409.2729 | 0 | 365.9492 | 0 | 623.4588 | 0.023918 | 365.9492 | 0 | 622.6122 | 0 | 623.4588 | 0.0079898 | 408.5077 | 5.7297e-05
| 409.3856 | 0.0061872 | 366.1644 | 28.6069 | 409.3856 | 0.051489 | 366.1644 | 0.34984 | 408.6208 | 15.5195 | 366.1644 | 0 | 408.6208 | 0.00010021 | 360.7 | -0.020391 | 409.3856 | 0.01865 | 360.7 | -0.0092122 | 360.7 | 0.0015813 | 408.6208 | 7.8115e-05 | 408.6208 | 6.0125e-05 | 409.3856 | 0 | 366.1644 | 0 | 623.6188 | 0.016747 | 366.1644 | 0 | 622.7726 | 0.00010725 | 623.6188 | 0.0085008 | 408.6208 | 5.3982e-05
| 409.4984 | 0 | 366.3795 | 29.0785 | 409.4984 | 0.026365 | 366.3795 | 0.45124 | 408.734 | 15.5656 | 366.3795 | 0 | 408.734 | 0.00010766 | 360.91 | -0.015113 | 409.4984 | 0.020648 | 360.91 | 0.0015046 | 360.91 | 0.00081613 | 408.734 | 8.2574e-05 | 408.734 | 8.1708e-05 | 409.4984 | 0 | 366.3795 | 0 | 623.7788 | 0.023282 | 366.3795 | 0 | 622.933 | 7.1499e-05 | 623.7788 | 0.0084544 | 408.734 | 3.2944e-05
| 409.6112 | 0 | 366.5947 | 29.4591 | 409.6112 | 0.046426 | 366.5947 | 0.45189 | 408.8472 | 15.3757 | 366.5947 | 0 | 408.8472 | 0.00011065 | 361.13 | -0.011275 | 409.6112 | 0.01976 | 361.13 | -0.0011746 | 361.13 | -0.0037746 | 408.8472 | 9.2649e-05 | 408.8472 | 6.5092e-05 | 409.6112 | 0 | 366.5947 | 0 | 623.9388 | 0.019016 | 366.5947 | 0 | 623.0934 | 0 | 623.9388 | 0.0087331 | 408.8472 | 4.1467e-05
| 409.724 | 0 | 366.8099 | 29.5802 | 409.724 | 0.022926 | 366.8099 | 0.50146 | 408.9604 | 15.4293 | 366.8099 | 0 | 408.9604 | 0.00012108 | 361.35 | -0.012714 | 409.724 | 0.021137 | 361.35 | 0.0043004 | 361.35 | 0.0046418 | 408.9604 | 7.5638e-05 | 408.9604 | 6.8347e-05 | 409.724 | 0 | 366.8099 | 0 | 624.0988 | 0.028229 | 366.8099 | 0 | 623.2538 | 0 | 624.0988 | 0.0080827 | 408.9604 | 2.8344e-05
| 409.8367 | 0.0048561 | 367.0252 | 29.7679 | 409.8367 | 0.044229 | 367.0252 | 0.44579 | 409.0735 | 15.3179 | 367.0252 | 0 | 409.0735 | 0.00012219 | 361.56 | 0.0098357 | 409.8367 | 0.014609 | 361.56 | -9.7074e-06 | 361.56 | -0.0039276 | 409.0735 | 7.184e-05 | 409.0735 | 7.006e-05 | 409.8367 | 0 | 367.0252 | 0 | 624.2589 | 0.020106 | 367.0252 | 0 | 623.4142 | 0.00010725 | 624.2589 | 0.0086402 | 409.0735 | 4.9382e-05
| 409.9495 | 0 | 367.2404 | 29.8214 | 409.9495 | 0.0092977 | 367.2404 | 0.55519 | 409.1867 | 15.3078 | 367.2404 | 0 | 409.1867 | 0.00011884 | 361.78 | 0.0002399 | 409.9495 | 0.017096 | 361.78 | -0.0059506 | 361.78 | -0.0051518 | 409.1867 | 7.6959e-05 | 409.1867 | 7.6741e-05 | 409.9495 | 0.01133 | 367.2404 | 0 | 624.4189 | 0.024417 | 367.2404 | 0 | 623.5746 | 0.00028599 | 624.4189 | 0.0085008 | 409.1867 | 3.6259e-05
| 410.0623 | 0.00041907 | 367.4556 | 29.7504 | 410.0623 | 0.038306 | 367.4556 | 0.56416 | 409.2999 | 15.1663 | 367.4556 | 0 | 409.2999 | 0.00010673 | 361.99 | -0.00071969 | 410.0623 | 0.014476 | 361.99 | 0.00022327 | 361.99 | -0.010049 | 409.2999 | 8.307e-05 | 409.2999 | 9.6782e-05 | 410.0623 | 0 | 367.4556 | 0 | 624.5789 | 0.016929 | 367.4556 | 0 | 623.735 | 0.00010725 | 624.5789 | 0.0090118 | 409.2999 | 3.6867e-05
| 410.175 | 0 | 367.6709 | 29.591 | 410.175 | 0.01175 | 367.6709 | 0.64286 | 409.4131 | 15.0418 | 367.6709 | 0 | 409.4131 | 0.00011158 | 362.21 | 0.012235 | 410.175 | 0.014965 | 362.21 | -0.0042033 | 362.21 | 0.0023464 | 409.4131 | 9.6447e-05 | 409.4131 | 9.6782e-05 | 410.175 | 0.0092189 | 367.6709 | 0 | 624.739 | 0.023282 | 367.6709 | 0 | 623.8955 | 0 | 624.739 | 0.0080827 | 409.4131 | 2.5706e-05
| 410.2878 | 0.014652 | 367.8862 | 29.3741 | 410.2878 | 0.035918 | 367.8862 | 0.62782 | 409.5263 | 14.8996 | 367.8862 | 0 | 409.5263 | 0.00011716 | 362.42 | -0.004558 | 410.2878 | 0.015719 | 362.42 | 0.0031355 | 362.42 | 0.00051009 | 409.5263 | 8.9511e-05 | 409.5263 | 0.00012008 | 410.2878 | 0 | 367.8862 | 0 | 624.8991 | 0.017065 | 367.8862 | 0 | 624.0559 | 0 | 624.8991 | 0.0083614 | 409.5263 | 2.6991e-05
| 410.4006 | 0 | 368.1015 | 29.0787 | 410.4006 | 0.016431 | 368.1015 | 0.74725 | 409.6395 | 14.6794 | 368.1015 | 0 | 409.6395 | 0.00011363 | 362.64 | 0.017512 | 410.4006 | 0.014076 | 362.64 | 0.00057274 | 362.64 | -0.0063763 | 409.6395 | 9.1162e-05 | 409.6395 | 0.00012676 | 410.4006 | 0.013019 | 368.1015 | 0 | 625.0591 | 0.014342 | 368.1015 | 0 | 624.2164 | 7.1499e-05 | 625.0591 | 0.0079434 | 409.6395 | 2.5029e-05
| 410.5134 | 0 | 368.3168 | 28.5345 | 410.5134 | 0.025506 | 368.3168 | 0.69358 | 409.7528 | 14.3531 | 368.3168 | 0 | 409.7528 | 9.7047e-05 | 362.86 | 0.0016793 | 410.5134 | 0.017629 | 362.86 | -0.0044363 | 362.86 | 0.006019 | 409.7528 | 7.6134e-05 | 409.7528 | 0.00012008 | 410.5134 | 0 | 368.3168 | 0 | 625.2192 | 0.017473 | 368.3168 | 0 | 624.3768 | 0.00032174 | 625.2192 | 0.0089189 | 409.7528 | 2.2391e-05
| 410.6261 | 0.0034071 | 368.5321 | 27.9013 | 410.6261 | 0.0091316 | 368.5321 | 0.83058 | 409.866 | 14.3843 | 368.5321 | 0 | 409.866 | 8.8479e-05 | 363.07 | 0.0069569 | 410.6261 | 0.014831 | 363.07 | -0.0025725 | 363.07 | 0.0052539 | 409.866 | 6.606e-05 | 409.866 | 7.3315e-05 | 410.6261 | 0 | 368.5321 | 0 | 625.3793 | 0.026096 | 368.5321 | 0 | 624.5373 | 7.1499e-05 | 625.3793 | 0.0085008 | 409.866 | 2.1715e-05
| 410.7389 | 0.0036729 | 368.7475 | 27.1549 | 410.7389 | 0.027512 | 368.7475 | 0.7985 | 409.9792 | 14.3122 | 368.7475 | 0 | 409.9792 | 0.00010748 | 363.29 | -0.035264 | 410.7389 | 0.01825 | 363.29 | -0.0038538 | 363.29 | 0.0020403 | 409.9792 | 6.3417e-05 | 409.9792 | 3.6657e-05 | 410.7389 | 0 | 368.7475 | 0 | 625.5394 | 0.018199 | 368.7475 | 0 | 624.6977 | 0.00032174 | 625.5394 | 0.0086866 | 409.9792 | 2.5706e-05
| 410.8517 | 0 | 368.9628 | 26.4644 | 410.8517 | 0.010317 | 368.9628 | 0.92757 | 410.0924 | 14.338 | 368.9628 | 0 | 410.0924 | 0.00010115 | 363.5 | 0.0098357 | 410.8517 | 0.01683 | 363.5 | -0.0054848 | 363.5 | -0.0031625 | 410.0924 | 6.3087e-05 | 410.0924 | 2.9977e-05 | 410.8517 | 0 | 368.9628 | 0 | 625.6995 | 0.023918 | 368.9628 | 0 | 624.8582 | 0.00028599 | 625.6995 | 0.0079898 | 410.0924 | 3.0306e-05
| 410.9644 | 0.0029334 | 369.1782 | 25.9272 | 410.9644 | 0.029804 | 369.1782 | 0.94415 | 410.2057 | 14.163 | 369.1782 | 0 | 410.2057 | 9.2763e-05 | 363.72 | 0.013674 | 410.9644 | 0.01714 | 363.72 | -0.0028054 | 363.72 | -0.007141 | 410.2057 | 7.2665e-05 | 410.2057 | 5.6699e-05 | 410.9644 | 0 | 369.1782 | 0 | 625.8596 | 0.016747 | 369.1782 | 0 | 625.0187 | 0.00032174 | 625.8596 | 0.008315 | 410.2057 | 3.2267e-05
| 411.0772 | 0 | 369.3936 | 25.459 | 411.0772 | 0.0096482 | 369.3936 | 1.0725 | 410.3189 | 14.1349 | 369.3936 | 0 | 410.3189 | 6.892e-05 | 363.93 | 0.00071969 | 411.0772 | 0.01079 | 363.93 | 0.003485 | 363.93 | 0.00020403 | 410.3189 | 7.0353e-05 | 410.3189 | 6.6805e-05 | 411.0772 | 0 | 369.3936 | 0 | 626.0197 | 0.025915 | 369.3936 | 0 | 625.1792 | 0 | 626.0197 | 0.0080363 | 410.3189 | 3.7544e-05
| 411.19 | 0 | 369.609 | 24.8108 | 411.19 | 0.032097 | 369.609 | 1.1008 | 410.4321 | 13.9455 | 369.609 | 0 | 410.4321 | 7.7675e-05 | 364.15 | -0.046299 | 411.19 | 0.017229 | 364.15 | -0.0032714 | 364.15 | -0.0054579 | 410.4321 | 7.8776e-05 | 410.4321 | 9.3356e-05 | 411.19 | 0.0025301 | 369.609 | 0 | 626.1798 | 0.016112 | 369.609 | 0 | 625.3397 | 0.00010725 | 626.1798 | 0.008315 | 410.4321 | 3.0306e-05
| 411.3028 | 0 | 369.8244 | 24.2482 | 411.3028 | 0.0024904 | 369.8244 | 1.1948 | 410.5454 | 13.7675 | 369.8244 | 0 | 410.5454 | 7.9352e-05 | 364.37 | -0.0035984 | 411.3028 | 0.010568 | 364.37 | 0.0056981 | 364.37 | -0.0007141 | 410.5454 | 7.5308e-05 | 410.5454 | 6.5092e-05 | 411.3028 | 0 | 369.8244 | 0 | 626.3399 | 0.021694 | 369.8244 | 0 | 625.5001 | 7.1499e-05 | 626.3399 | 0.0079434 | 410.5454 | 2.3067e-05
| 411.4155 | 0.003377 | 370.0399 | 23.4073 | 411.4155 | 0.022735 | 370.0399 | 1.217 | 410.6587 | 13.6996 | 370.0399 | 0 | 410.6587 | 9.8538e-05 | 364.58 | -0.019911 | 411.4155 | 0.015098 | 364.58 | -0.0083969 | 364.58 | -0.0076005 | 410.6587 | 7.5638e-05 | 410.6587 | 5.3444e-05 | 411.4155 | 0.0033734 | 370.0399 | 0 | 626.5 | 0.01652 | 370.0399 | 0 | 625.6607 | 0.00032174 | 626.5 | 0.0087331 | 410.6587 | 3.0306e-05
| 411.5283 | 0 | 370.2553 | 22.5285 | 411.5283 | 0.0024904 | 370.2553 | 1.3489 | 410.7719 | 13.5366 | 370.2553 | 0 | 410.7719 | 8.9224e-05 | 364.8 | 0.022789 | 411.5283 | 0.018872 | 364.8 | 0.0047664 | 364.8 | 0.0021933 | 410.7719 | 6.7216e-05 | 410.7719 | 5.8412e-05 | 411.5283 | 0.01133 | 370.2553 | 0 | 626.6602 | 0.023373 | 370.2553 | 0 | 625.8212 | 7.1499e-05 | 626.6602 | 0.0084079 | 410.7719 | 2.3067e-05
| 411.6411 | 0.00071483 | 370.4708 | 21.6674 | 411.6411 | 0.018914 | 370.4708 | 1.4076 | 410.8852 | 13.4182 | 370.4708 | 0 | 410.8852 | 0.00010748 | 365.01 | -0.0055175 | 411.6411 | 0.018872 | 365.01 | -0.0068827 | 365.01 | -0.017853 | 410.8852 | 6.8867e-05 | 410.8852 | 8.6676e-05 | 411.6411 | 0 | 370.4708 | 0 | 626.8203 | 0.016429 | 370.4708 | 0 | 625.9817 | 0.00010725 | 626.8203 | 0.0087331 | 410.8852 | 2.5706e-05
| 411.7538 | 0 | 370.6863 | 20.8347 | 411.7538 | 0 | 370.6863 | 1.4928 | 410.9984 | 13.2202 | 370.6863 | 0 | 410.9984 | 0.00010152 | 365.23 | 0.025668 | 411.7538 | 0.01381 | 365.23 | -0.0012911 | 365.23 | 0.0028055 | 410.9984 | 5.4499e-05 | 410.9984 | 9.3356e-05 | 411.7538 | 0 | 370.6863 | 0 | 626.9805 | 0.026732 | 370.6863 | 0 | 626.1422 | 0 | 626.9805 | 0.0080827 | 410.9984 | 8.5911e-06
| 411.8666 | 0.0081099 | 370.9018 | 20.1067 | 411.8666 | 0.023308 | 370.9018 | 1.5343 | 411.1117 | 13.0497 | 370.9018 | 0 | 411.1117 | 9.5371e-05 | 365.45 | -0.0088761 | 411.8666 | 0.019893 | 365.45 | -0.0089791 | 365.45 | -0.0040807 | 411.1117 | 6.1601e-05 | 411.1117 | 7.5028e-05 | 411.8666 | 0.0054816 | 370.9018 | 0 | 627.1406 | 0.018744 | 370.9018 | 0 | 626.3027 | 0.00010725 | 627.1406 | 0.0085937 | 411.1117 | 2.3744e-05
| 411.9794 | 0 | 371.1173 | 19.4182 | 411.9794 | 0.0041507 | 371.1173 | 1.7049 | 411.225 | 12.9586 | 371.1173 | 0 | 411.225 | 6.4077e-05 | 365.66 | 0.0079165 | 411.9794 | 0.016075 | 365.66 | -0.0047858 | 365.66 | 0.0041827 | 411.225 | 6.3417e-05 | 411.225 | 6.1666e-05 | 411.9794 | 0.0071077 | 371.1173 | 0 | 627.3008 | 0.029273 | 371.1173 | 0 | 626.4633 | 0 | 627.3008 | 0.0080363 | 411.225 | 3.0306e-05
| 412.0922 | 0.0032291 | 371.3328 | 18.6401 | 412.0922 | 0.020347 | 371.3328 | 1.7578 | 411.3383 | 12.6957 | 371.3328 | 0 | 411.3383 | 7.1901e-05 | 365.88 | -0.027587 | 412.0922 | 0.021803 | 365.88 | 0.0013882 | 365.88 | 0.0029585 | 411.3383 | 8.274e-05 | 411.3383 | 9.8495e-05 | 412.0922 | 0 | 371.3328 | 0 | 627.461 | 0.0095762 | 371.3328 | 0 | 626.6238 | 0.00053624 | 627.461 | 0.0084079 | 411.3383 | 4.282e-05
| 412.2049 | 0 | 371.5484 | 18.0437 | 412.2049 | 0.0014942 | 371.5484 | 1.9437 | 411.4516 | 12.577 | 371.5484 | 0 | 411.4516 | 7.7116e-05 | 366.09 | 0.0002399 | 412.2049 | 0.017629 | 366.09 | -0.0073485 | 366.09 | -0.0027035 | 411.4516 | 8.9676e-05 | 411.4516 | 9.0102e-05 | 412.2049 | 0 | 371.5484 | 0 | 627.6211 | 0.017882 | 371.5484 | 0 | 626.7843 | 0 | 627.6211 | 0.0078969 | 411.4516 | 3.362e-05
| 412.3177 | 0.011936 | 371.764 | 17.3526 | 412.3177 | 0.024168 | 371.764 | 1.9668 | 411.5649 | 12.3633 | 371.764 | 0 | 411.5649 | 8.5871e-05 | 366.31 | -0.018472 | 412.3177 | 0.01976 | 366.31 | 0.0081444 | 366.31 | -0.0057639 | 411.5649 | 7.8446e-05 | 411.5649 | 8.3421e-05 | 412.3177 | 0 | 371.764 | 0 | 627.7813 | 0.013979 | 371.764 | 0 | 626.9449 | 0 | 627.7813 | 0.0084544 | 411.5649 | 3.2267e-05
| 412.4305 | 0 | 371.9795 | 16.7106 | 412.4305 | 0 | 371.9795 | 2.1646 | 411.6782 | 12.3322 | 371.9795 | 0 | 411.6782 | 7.842e-05 | 366.53 | -0.019911 | 412.4305 | 0.014476 | 366.53 | -9.7074e-06 | 366.53 | 0.0047948 | 411.6782 | 6.4243e-05 | 411.6782 | 8.3421e-05 | 412.4305 | 0 | 371.9795 | 0 | 627.9415 | 0.025869 | 371.9795 | 0 | 627.1055 | 0 | 627.9415 | 0.0078969 | 411.6782 | 1.9076e-05
| 412.5432 | 0.0021939 | 372.1951 | 16.0947 | 412.5432 | 0.015857 | 372.1951 | 2.2419 | 411.7915 | 12.0816 | 372.1951 | 0 | 411.7915 | 7.1156e-05 | 366.74 | -0.015113 | 412.5432 | 0.018517 | 366.74 | -0.0016406 | 366.74 | -0.0023974 | 411.7915 | 5.7307e-05 | 411.7915 | 8.6676e-05 | 412.5432 | 0 | 372.1951 | 0 | 628.1017 | 0.0118 | 372.1951 | 0 | 627.266 | 0.00032174 | 628.1017 | 0.0085937 | 411.7915 | 1.5153e-05
| 412.656 | 0 | 372.4107 | 15.4649 | 412.656 | 0.00066409 | 372.4107 | 2.4208 | 411.9048 | 12.0211 | 372.4107 | 0 | 411.9048 | 6.3332e-05 | 366.96 | 0.0098357 | 412.656 | 0.017851 | 366.96 | 0.0038344 | 366.96 | -0.0010202 | 411.9048 | 6.7381e-05 | 411.9048 | 0.00011168 | 412.656 | 0 | 372.4107 | 0 | 628.2619 | 0.020287 | 372.4107 | 0 | 627.4266 | 0 | 628.2619 | 0.0085008 | 411.9048 | 8.5911e-06
| 412.7688 | 0.0024896 | 372.6264 | 14.8556 | 412.7688 | 0.017577 | 372.6264 | 2.5676 | 412.0181 | 11.9293 | 372.6264 | 0 | 412.0181 | 6.1656e-05 | 367.17 | -0.016073 | 412.7688 | 0.019627 | 367.17 | -0.010144 | 367.17 | -0.013109 | 412.0181 | 6.8372e-05 | 412.0181 | 8.1708e-05 | 412.7688 | 0 | 372.6264 | 0 | 628.4221 | 0.021694 | 372.6264 | 0 | 627.5871 | 0.00053624 | 628.4221 | 0.0087795 | 412.0181 | 9.8764e-06
| 412.8816 | 0 | 372.842 | 14.188 | 412.8816 | 0 | 372.842 | 2.7732 | 412.1314 | 11.8682 | 372.842 | 0 | 412.1314 | 5.5136e-05 | 367.39 | -0.012714 | 412.8816 | 0.017362 | 367.39 | 0.00010678 | 367.39 | 0.0020403 | 412.1314 | 6.5729e-05 | 412.1314 | 8.8389e-05 | 412.8816 | 0 | 372.842 | 0 | 628.5823 | 0.017791 | 372.842 | 0 | 627.7477 | 7.1499e-05 | 628.5823 | 0.0081292 | 412.1314 | 1.1838e-05
| 412.9943 | 0 | 373.0577 | 13.6342 | 412.9943 | 0.020538 | 373.0577 | 2.9082 | 412.2448 | 11.653 | 373.0577 | 0 | 412.2448 | 7.5813e-05 | 367.61 | -0.041023 | 412.9943 | 0.013455 | 367.61 | -0.0078143 | 367.61 | -0.0011732 | 412.2448 | 7.9932e-05 | 412.2448 | 6.6805e-05 | 412.9943 | 0 | 373.0577 | 0 | 628.7426 | 0.015703 | 373.0577 | 0 | 627.9083 | 0.00010725 | 628.7426 | 0.0081292 | 412.2448 | 2.3067e-05
| 413.1071 | 0 | 373.2733 | 13.091 | 413.1071 | 0 | 373.2733 | 3.0796 | 412.3581 | 11.5952 | 373.2733 | 0 | 412.3581 | 6.0166e-05 | 367.82 | 0.017512 | 413.1071 | 0.018606 | 367.82 | -0.007698 | 367.82 | -0.0028565 | 412.3581 | 8.4226e-05 | 412.3581 | 9.6782e-05 | 413.1071 | 0 | 373.2733 | 0 | 628.9028 | 0.021286 | 373.2733 | 0 | 628.0689 | 0 | 628.9028 | 0.007804 | 412.3581 | 2.5029e-05
| 413.2199 | 0.011524 | 373.489 | 12.4513 | 413.2199 | 0.020347 | 373.489 | 3.2883 | 412.4714 | 11.508 | 373.489 | 0 | 412.4714 | 7.2832e-05 | 368.04 | 0.0074367 | 413.2199 | 0.014831 | 368.04 | -0.013406 | 368.04 | -0.0007141 | 412.4714 | 8.6538e-05 | 412.4714 | 0.00012179 | 413.2199 | 0 | 373.489 | 0 | 629.063 | 0.02124 | 373.489 | 0 | 628.2295 | 0.00010725 | 629.063 | 0.0079434 | 412.4714 | 2.9629e-05
| 413.3326 | 0 | 373.7047 | 12.0422 | 413.3326 | 0 | 373.7047 | 3.5763 | 412.5847 | 11.4527 | 373.7047 | 0 | 412.5847 | 4.9921e-05 | 368.25 | 0.0011995 | 413.3326 | 0.018384 | 368.25 | -0.00094161 | 368.25 | 0.010763 | 412.5847 | 7.2665e-05 | 412.5847 | 0.000105 | 413.3326 | 0.020619 | 373.7047 | 0 | 629.2233 | 0.022193 | 373.7047 | 0 | 628.3901 | 7.1499e-05 | 629.2233 | 0.0074789 | 412.5847 | 2.2391e-05
| 413.4454 | 0.00027119 | 373.9204 | 11.5665 | 413.4454 | 0.012609 | 373.9204 | 3.7246 | 412.6981 | 11.221 | 373.9204 | 0 | 412.6981 | 4.8989e-05 | 368.47 | -0.022311 | 413.4454 | 0.02429 | 368.47 | -0.0035044 | 368.47 | 0.0012752 | 412.6981 | 8.7694e-05 | 412.6981 | 7.9995e-05 | 413.4454 | 0 | 373.9204 | 0 | 629.3835 | 0.019016 | 373.9204 | 0 | 628.5507 | 0.00010725 | 629.3835 | 0.0082685 | 412.6981 | 2.2391e-05
| 413.5582 | 0 | 374.1362 | 11.0538 | 413.5582 | 0 | 374.1362 | 4.0182 | 412.8114 | 11.1421 | 374.1362 | 0 | 412.8114 | 4.0421e-05 | 368.69 | 0.010795 | 413.5582 | 0.016341 | 368.69 | -0.0054848 | 368.69 | 0.00051009 | 412.8114 | 7.9271e-05 | 412.8114 | 3.837e-05 | 413.5582 | 0.03127 | 374.1362 | 0 | 629.5438 | 0.0177 | 374.1362 | 0 | 628.7114 | 0 | 629.5438 | 0.0082221 | 412.8114 | 1.38e-05
| 413.6709 | 0.010454 | 374.3519 | 10.6165 | 413.6709 | 0.02818 | 374.3519 | 4.2527 | 412.9248 | 10.9539 | 374.3519 | 0 | 412.9248 | 4.3029e-05 | 368.9 | 0.010795 | 413.6709 | 0.016385 | 368.9 | -0.0047858 | 368.9 | -0.0010202 | 412.9248 | 8.5712e-05 | 412.9248 | 6.6805e-05 | 413.6709 | 0 | 374.3519 | 0 | 629.7041 | 0.013888 | 374.3519 | 0 | 628.872 | 0.00010725 | 629.7041 | 0.0086402 | 412.9248 | 1.4476e-05
| 413.7837 | 0 | 374.5677 | 10.2103 | 413.7837 | 0 | 374.5677 | 4.5823 | 413.0382 | 10.7784 | 374.5677 | 0 | 413.0382 | 4.9362e-05 | 369.12 | 0.020391 | 413.7837 | 0.017851 | 369.12 | 0.0016211 | 369.12 | 0.0023464 | 413.0382 | 7.0849e-05 | 413.0382 | 5.0018e-05 | 413.7837 | 0 | 374.5677 | 0 | 629.8643 | 0.020922 | 374.5677 | 0 | 629.0326 | 7.1499e-05 | 629.8643 | 0.0082221 | 413.0382 | 9.1999e-06
| 413.8965 | 0.011689 | 374.7835 | 9.6907 | 413.8965 | 0.01624 | 374.7835 | 4.7987 | 413.1515 | 10.7113 | 374.7835 | 0 | 413.1515 | 4.5637e-05 | 369.33 | -0.012235 | 413.8965 | 0.016252 | 369.33 | 0.0058149 | 369.33 | 0.013517 | 413.1515 | 7.3822e-05 | 413.1515 | 7.8454e-05 | 413.8965 | 0 | 374.7835 | 0 | 630.0246 | 0.021876 | 374.7835 | 0 | 629.1932 | 0.00053624 | 630.0246 | 0.0084079 | 413.1515 | 1.7791e-05
| 414.0092 | 0 | 374.9993 | 9.3567 | 414.0092 | 0 | 374.9993 | 5.132 | 413.2649 | 10.5989 | 374.9993 | 0 | 413.2649 | 4.1538e-05 | 369.55 | -0.0011995 | 414.0092 | 0.015098 | 369.55 | 0.0056981 | 369.55 | 0.0023464 | 413.2649 | 8.3896e-05 | 413.2649 | 0.00010004 | 414.0092 | 0.00035199 | 374.9993 | 0 | 630.1849 | 0.01947 | 374.9993 | 0 | 629.3539 | 0 | 630.1849 | 0.008315 | 413.2649 | 1.2515e-05
| 414.122 | 0.0026375 | 375.2151 | 8.8788 | 414.122 | 0.024359 | 375.2151 | 5.4628 | 413.3783 | 10.4426 | 375.2151 | 0 | 413.3783 | 3.3715e-05 | 369.77 | -0.016073 | 414.122 | 0.010924 | 369.77 | -0.01096 | 369.77 | -0.0063763 | 413.3783 | 8.307e-05 | 413.3783 | 0.0001468 | 414.122 | 0 | 375.2151 | 0 | 630.3452 | 0.015658 | 375.2151 | 0 | 629.5145 | 0.00010725 | 630.3452 | 0.0085008 | 413.3783 | 1.38e-05
| 414.2348 | 0 | 375.4309 | 8.623 | 414.2348 | 0 | 375.4309 | 5.8866 | 413.4916 | 10.3963 | 375.4309 | 0 | 413.4916 | 3.6882e-05 | 369.98 | 0.014634 | 414.2348 | 0.024423 | 369.98 | -0.005368 | 369.98 | 0.0014282 | 413.4916 | 8.4887e-05 | 413.4916 | 0.00012505 | 414.2348 | 0 | 375.4309 | 0 | 630.5055 | 0.024508 | 375.4309 | 0 | 629.6752 | 7.1499e-05 | 630.5055 | 0.008315 | 413.4916 | 4.6e-06
| 414.3475 | 0.0055956 | 375.6467 | 8.2884 | 414.3475 | 0.0099348 | 375.6467 | 6.2484 | 413.605 | 10.2734 | 375.6467 | 0 | 413.605 | 3.949e-05 | 370.2 | 0.0016793 | 414.3475 | 0.02016 | 370.2 | 0.00033976 | 370.2 | -0.0088246 | 413.605 | 7.4482e-05 | 413.605 | 0.00010175 | 414.3475 | 0 | 375.6467 | 0 | 630.6658 | 0.019652 | 375.6467 | 0 | 629.8359 | 0 | 630.6658 | 0.0085008 | 413.605 | 8.5911e-06
| 414.4603 | 0 | 375.8626 | 8.016 | 414.4603 | 0 | 375.8626 | 6.7021 | 413.7184 | 10.2781 | 375.8626 | 0 | 413.7184 | 3.4647e-05 | 370.41 | 0.0098357 | 414.4603 | 0.021625 | 370.41 | 0.00022327 | 370.41 | -0.0016323 | 413.7184 | 7.3822e-05 | 413.7184 | 6.8347e-05 | 414.4603 | 0.011752 | 375.8626 | 0 | 630.8261 | 0.018653 | 375.8626 | 0 | 629.9965 | 7.1499e-05 | 630.8261 | 0.0080363 | 413.7184 | 7.2382e-06
| 414.5731 | 0.0060393 | 376.0785 | 7.6894 | 414.5731 | 0.0097437 | 376.0785 | 7.1294 | 413.8318 | 9.9888 | 376.0785 | 0 | 413.8318 | 3.7813e-05 | 370.63 | -0.012235 | 414.5731 | 0.02016 | 370.63 | -0.01061 | 370.63 | -0.0046928 | 413.8318 | 7.1179e-05 | 413.8318 | 7.1773e-05 | 414.5731 | 0 | 376.0785 | 0 | 630.9864 | 0.017246 | 376.0785 | 0 | 630.1572 | 0.00032174 | 630.9864 | 0.008315 | 413.8318 | 4.6e-06
| 414.6859 | 0 | 376.2944 | 7.3418 | 414.6859 | 0 | 376.2944 | 7.5965 | 413.9452 | 9.9134 | 376.2944 | 0 | 413.9452 | 3.9117e-05 | 370.85 | -0.0031186 | 414.6859 | 0.016608 | 370.85 | -0.002456 | 370.85 | 0.0029585 | 413.9452 | 6.1435e-05 | 413.9452 | 6.6805e-05 | 414.6859 | 0 | 376.2944 | 0 | 631.1468 | 0.015794 | 376.2944 | 0 | 630.3179 | 7.1499e-05 | 631.1468 | 0.0079898 | 413.9452 | 0
| 414.7986 | 0.010042 | 376.5103 | 7.1436 | 414.7986 | 0.016526 | 376.5103 | 8.076 | 414.0586 | 9.6846 | 376.5103 | 0 | 414.0586 | 3.7254e-05 | 371.06 | 0.0011995 | 414.7986 | 0.020782 | 371.06 | -0.0033879 | 371.06 | 0.0018873 | 414.0586 | 7.2996e-05 | 414.0586 | 7.1773e-05 | 414.7986 | 0 | 376.5103 | 0 | 631.3071 | 0.018835 | 376.5103 | 0 | 630.4786 | 0 | 631.3071 | 0.0086402 | 414.0586 | 0
| 414.9114 | 0 | 376.7262 | 6.9222 | 414.9114 | 0 | 376.7262 | 8.7202 | 414.172 | 9.6343 | 376.7262 | 0 | 414.172 | 2.999e-05 | 371.28 | -0.0093559 | 414.9114 | 0.018606 | 371.28 | -0.00094161 | 371.28 | -0.0045398 | 414.172 | 7.6464e-05 | 414.172 | 9.8495e-05 | 414.9114 | 0.0037298 | 376.7262 | 0 | 631.4674 | 0.028865 | 376.7262 | 0 | 630.6392 | 7.1499e-05 | 631.4674 | 0.0079898 | 414.172 | 2.6382e-06
| 415.0242 | 0.003377 | 376.9421 | 6.6636 | 415.0242 | 0.016526 | 376.9421 | 9.1834 | 414.2854 | 9.5675 | 376.9421 | 0 | 414.2854 | 2.7009e-05 | 371.5 | -0.0098357 | 415.0242 | 0.0127 | 371.5 | -0.0016406 | 371.5 | -0.0080593 | 414.2854 | 9.463e-05 | 414.2854 | 0.00011014 | 415.0242 | 0 | 376.9421 | 0 | 631.6278 | 0.021966 | 376.9421 | 0 | 630.7999 | 0 | 631.6278 | 0.0085008 | 414.2854 | 3.9235e-06
| 415.1369 | 0 | 377.1581 | 6.4456 | 415.1369 | 0 | 377.1581 | 9.9106 | 414.3988 | 9.4942 | 377.1581 | 0 | 414.3988 | 2.9058e-05 | 371.71 | -0.011275 | 415.1369 | 0.015986 | 371.71 | -0.001757 | 371.71 | 0.0044887 | 414.3988 | 7.5638e-05 | 414.3988 | 0.00010672 | 415.1369 | 0.0079522 | 377.1581 | 0 | 631.7881 | 0.026505 | 377.1581 | 0 | 630.9606 | 7.1499e-05 | 631.7881 | 0.0077576 | 414.3988 | 3.9235e-06
| 415.2497 | 0.0121 | 377.374 | 6.2641 | 415.2497 | 0.012227 | 377.374 | 10.535 | 414.5123 | 9.2941 | 377.374 | 0 | 414.5123 | 2.6078e-05 | 371.93 | -0.012235 | 415.2497 | 0.022158 | 371.93 | -0.0050185 | 371.93 | -0.0051518 | 414.5123 | 7.9106e-05 | 414.5123 | 0.00010346 | 415.2497 | 0 | 377.374 | 0 | 631.9485 | 0.020332 | 377.374 | 0 | 631.1214 | 0.00032174 | 631.9485 | 0.0086402 | 414.5123 | 1.2853e-06
| 415.3625 | 0 | 377.59 | 6.0402 | 415.3625 | 0 | 377.59 | 11.1954 | 414.6257 | 9.1423 | 377.59 | 0 | 414.6257 | 1.5647e-05 | 372.15 | 0.013194 | 415.3625 | 0.01976 | 372.15 | 0.0026695 | 372.15 | -0.00010202 | 414.6257 | 6.2591e-05 | 414.6257 | 9.6782e-05 | 415.3625 | 0 | 377.59 | 0 | 632.1089 | 0.024326 | 377.59 | 0 | 631.2821 | 0.00028599 | 632.1089 | 0.0076647 | 414.6257 | 0
| 415.4752 | 0.0038207 | 377.806 | 5.9241 | 415.4752 | 0.011559 | 377.806 | 12.0864 | 414.7391 | 9.1196 | 377.806 | 0 | 414.7391 | 1.7696e-05 | 372.36 | -0.025668 | 415.4752 | 0.02167 | 372.36 | -0.0064164 | 372.36 | -0.02229 | 414.7391 | 6.8867e-05 | 414.7391 | 9.5069e-05 | 415.4752 | 0 | 377.806 | 0 | 632.2693 | 0.018517 | 377.806 | 0 | 631.4428 | 0.00010725 | 632.2693 | 0.0084079 | 414.7391 | 0
| 415.588 | 0 | 378.022 | 5.7056 | 415.588 | 0 | 378.022 | 13.0073 | 414.8526 | 9.0248 | 378.022 | 0 | 414.8526 | 1.4715e-05 | 372.58 | 0.0035984 | 415.588 | 0.018739 | 372.58 | 0.008727 | 372.58 | -0.0034686 | 414.8526 | 5.6811e-05 | 414.8526 | 7.5028e-05 | 415.588 | 0.0020408 | 378.022 | 0 | 632.4296 | 0.027776 | 378.022 | 0 | 631.6035 | 0 | 632.4296 | 0.0074789 | 414.8526 | 2.6382e-06
| 415.7008 | 0.003377 | 378.2381 | 5.4999 | 415.7008 | 0.01089 | 378.2381 | 13.415 | 414.966 | 8.8763 | 378.2381 | 0 | 414.966 | 1.9558e-05 | 372.79 | -0.0098357 | 415.7008 | 0.016608 | 372.79 | 0.0011552 | 372.79 | -0.0063763 | 414.966 | 6.7216e-05 | 414.966 | 0.00010672 | 415.7008 | 0 | 378.2381 | 0 | 632.59 | 0.014115 | 378.2381 | 0 | 631.7643 | 0.00010725 | 632.59 | 0.0084079 | 414.966 | 4.6e-06
| 415.8135 | 0 | 378.4541 | 5.2603 | 415.8135 | 0 | 378.4541 | 14.0643 | 415.0795 | 8.7878 | 378.4541 | 0 | 415.0795 | 1.3039e-05 | 373.01 | 0.026148 | 415.8135 | 0.019627 | 373.01 | -0.0057175 | 373.01 | 0.0090795 | 415.0795 | 8.7199e-05 | 415.0795 | 0.00011837 | 415.8135 | 0 | 378.4541 | 0 | 632.7504 | 0.022239 | 378.4541 | 0 | 631.925 | 0 | 632.7504 | 0.0075718 | 415.0795 | 4.6e-06
| 415.9263 | 0.0041166 | 378.6702 | 5.0063 | 415.9263 | 0.0096482 | 378.6702 | 14.739 | 415.1929 | 8.6283 | 378.6702 | 0 | 415.1929 | 1.7696e-05 | 373.23 | 0.0040782 | 415.9263 | 0.018117 | 373.23 | -0.001757 | 373.23 | -0.01112 | 415.1929 | 0.0001019 | 415.1929 | 0.00013344 | 415.9263 | 0 | 378.6702 | 0 | 632.9108 | 0.01652 | 378.6702 | 0 | 632.0857 | 0.00010725 | 632.9108 | 0.0079434 | 415.1929 | 5.2764e-06
| 416.0391 | 0 | 378.8862 | 5.0015 | 416.0391 | 0.00049804 | 378.8862 | 15.8206 | 415.3064 | 8.54 | 378.8862 | 0 | 415.3064 | 1.3784e-05 | 373.44 | 0.020872 | 416.0391 | 0.020648 | 373.44 | -0.0018735 | 373.44 | 0.0051009 | 415.3064 | 0.00010256 | 415.3064 | 9.1815e-05 | 416.0391 | 0 | 378.8862 | 0 | 633.0712 | 0.027866 | 378.8862 | 0 | 632.2465 | 0 | 633.0712 | 0.0076182 | 415.3064 | 3.3147e-06
| 416.1518 | 0.0061872 | 379.1023 | 4.9433 | 416.1518 | 0.010317 | 379.1023 | 17.0329 | 415.4198 | 8.4906 | 379.1023 | 0 | 415.4198 | 1.9931e-05 | 373.66 | -0.011755 | 416.1518 | 0.019627 | 373.66 | 0.00092222 | 373.66 | 0.0035706 | 415.4198 | 9.3144e-05 | 415.4198 | 8.6676e-05 | 416.1518 | 0 | 379.1023 | 0 | 633.2317 | 0.016293 | 379.1023 | 0 | 632.4072 | 0.00010725 | 633.2317 | 0.0081756 | 415.4198 | 3.3147e-06
| 416.2646 | 0 | 379.3184 | 4.8879 | 416.2646 | 0 | 379.3184 | 18.2952 | 415.5333 | 8.3432 | 379.3184 | 0 | 415.5333 | 1.1735e-05 | 373.88 | 0.016553 | 416.2646 | 0.021892 | 373.88 | 0.0023201 | 373.88 | 0.0020403 | 415.5333 | 9.9915e-05 | 415.5333 | 5.8412e-05 | 416.2646 | 0 | 379.3184 | 0 | 633.3921 | 0.023464 | 379.3184 | 0 | 632.568 | 7.1499e-05 | 633.3921 | 0.0079898 | 415.5333 | 0
| 416.3774 | 0.0048561 | 379.5345 | 4.7938 | 416.3774 | 0.013087 | 379.5345 | 19.4081 | 415.6468 | 8.3516 | 379.5345 | 0 | 415.6468 | 1.1176e-05 | 374.09 | 0.0079165 | 416.3774 | 0.022647 | 374.09 | -0.00070865 | 374.09 | -0.0016323 | 415.6468 | 8.6043e-05 | 415.6468 | 7.006e-05 | 416.3774 | 0 | 379.5345 | 0 | 633.5525 | 0.013706 | 379.5345 | 0 | 632.7288 | 0.00010725 | 633.5525 | 0.0082221 | 415.6468 | 0
| 416.4901 | 0 | 379.7507 | 4.6925 | 416.4901 | 0 | 379.7507 | 20.7614 | 415.7603 | 8.2752 | 379.7507 | 0 | 415.7603 | 1.6764e-06 | 374.31 | 0.011275 | 416.4901 | 0.026288 | 374.31 | 0.00045625 | 374.31 | 0.0075495 | 415.7603 | 8.0262e-05 | 415.7603 | 7.6741e-05 | 416.4901 | 0 | 379.7507 | 0 | 633.713 | 0.021921 | 379.7507 | 0 | 632.8896 | 7.1499e-05 | 633.713 | 0.0078969 | 415.7603 | 0
| 416.6029 | 0.018439 | 379.9668 | 4.619 | 416.6029 | 0.0057976 | 379.9668 | 22.0608 | 415.8737 | 8.0437 | 379.9668 | 0 | 415.8737 | 2.9803e-06 | 374.53 | -0.0074367 | 416.6029 | 0.014476 | 374.53 | -0.0032714 | 374.53 | -0.0025504 | 415.8737 | 7.0684e-05 | 415.8737 | 6.8347e-05 | 416.6029 | 0.0071684 | 379.9668 | 0 | 633.8734 | 0.018653 | 379.9668 | 0 | 633.0503 | 0.00032174 | 633.8734 | 0.0080827 | 415.8737 | 0
| 416.7157 | 0 | 380.183 | 4.5798 | 416.7157 | 0 | 380.183 | 23.3912 | 415.9872 | 7.9985 | 380.183 | 0 | 415.9872 | 3.5392e-06 | 374.74 | 0.022789 | 416.7157 | 0.013588 | 374.74 | -0.0030384 | 374.74 | -0.0048458 | 415.9872 | 8.0262e-05 | 415.9872 | 4.6764e-05 | 416.7157 | 0.0037298 | 380.183 | 0 | 634.0339 | 0.022329 | 380.183 | 0 | 633.2111 | 0 | 634.0339 | 0.007804 | 415.9872 | 0
| 416.8284 | 0.010783 | 380.3992 | 4.4568 | 416.8284 | 0.019678 | 380.3992 | 24.7752 | 416.1007 | 8.0519 | 380.3992 | 0 | 416.1007 | 4.2842e-06 | 374.96 | -0.026148 | 416.8284 | 0.024689 | 374.96 | 0.0011552 | 374.96 | -0.0037746 | 416.1007 | 9.8759e-05 | 416.1007 | 5.1731e-05 | 416.8284 | 0.00084329 | 380.3992 | 0 | 634.1943 | 0.021149 | 380.3992 | 0 | 633.3719 | 0 | 634.1943 | 0.0081292 | 416.1007 | 0
| 416.9412 | 0 | 380.6154 | 4.4023 | 416.9412 | 0 | 380.6154 | 26.3752 | 416.2142 | 7.9437 | 380.6154 | 0 | 416.2142 | 2.9803e-06 | 375.18 | 0.010795 | 416.9412 | 0.025444 | 375.18 | -0.0030384 | 375.18 | 0.0051009 | 416.2142 | 0.00010735 | 416.2142 | 0.00010175 | 416.9412 | 0.0092189 | 380.6154 | 0 | 634.3548 | 0.028819 | 380.6154 | 0 | 633.5327 | 7.1499e-05 | 634.3548 | 0.0079898 | 416.2142 | 0
| 417.054 | 0.0057434 | 380.8316 | 4.3266 | 417.054 | 0.014902 | 380.8316 | 28.04 | 416.3277 | 7.8007 | 380.8316 | 0 | 416.3277 | 4.6568e-06 | 375.39 | -0.012714 | 417.054 | 0.022425 | 375.39 | -0.00199 | 375.39 | -0.010813 | 416.3277 | 0.00010834 | 416.3277 | 0.00014337 | 417.054 | 0 | 380.8316 | 0 | 634.5153 | 0.02124 | 380.8316 | 0 | 633.6935 | 0.00010725 | 634.5153 | 0.0081292 | 416.3277 | 0
| 417.1668 | 0 | 381.0478 | 4.2838 | 417.1668 | 0 | 381.0478 | 29.6906 | 416.4412 | 7.739 | 381.0478 | 0.41613 | 416.4412 | 3.9117e-06 | 375.61 | 0.0079165 | 417.1668 | 0.022913 | 375.61 | 0.00092222 | 375.61 | 5.1009e-05 | 416.4412 | 8.4887e-05 | 416.4412 | 0.00011837 | 417.1668 | 0 | 381.0478 | -0.0344 | 634.6757 | 0.021694 | 381.0478 | -0.0062747 | 633.8543 | 0 | 634.6757 | 0.007804 | 416.4412 | 0
| 417.2795 | 0.0063351 | 381.2641 | 4.1916 | 417.2795 | 0.010794 | 381.2641 | 29.9917 | 416.5547 | 7.5656 | 381.2641 | 0.14333 | 416.5547 | 3.9117e-06 | 375.83 | -0.014154 | 417.2795 | 0.0079041 | 375.83 | -0.0030384 | 375.83 | 0.00096913 | 416.5547 | 8.0262e-05 | 416.5547 | 9.0102e-05 | 417.2795 | 0 | 381.2641 | -0.020171 | 634.8362 | 0.016339 | 381.2641 | 0.0020364 | 634.0152 | 0.00010725 | 634.8362 | 0.0079898 | 416.5547 | 0
| 417.3923 | 0 | 381.4803 | 4.186 | 417.3923 | 0 | 381.4803 | 30.3229 | 416.6683 | 7.5799 | 381.4803 | 0.43451 | 416.6683 | 9.3136e-07 | 376.04 | 0.015113 | 417.3923 | 0.020737 | 376.04 | -0.00199 | 376.04 | -0.0039276 | 416.6683 | 6.8867e-05 | 416.6683 | 5.8412e-05 | 417.3923 | 0.0033074 | 381.4803 | 0.052849 | 634.9967 | 0.021059 | 381.4803 | 0.056268 | 634.176 | 0 | 634.9967 | 0.0080363 | 416.6683 | 0
| 417.5051 | 0.0013064 | 381.6966 | 4.1465 | 417.5051 | 0.01624 | 381.6966 | 31.9899 | 416.7818 | 7.4795 | 381.6966 | 0.16537 | 416.7818 | 9.3136e-07 | 376.26 | -0.018952 | 417.5051 | 0.017895 | 376.26 | -0.0042033 | 376.26 | 0.0015813 | 416.7818 | 7.8776e-05 | 416.7818 | 7.8454e-05 | 417.5051 | 0 | 381.6966 | 0.016653 | 635.1572 | 0.016929 | 381.6966 | -0.038201 | 634.3368 | 0.00010725 | 635.1572 | 0.008315 | 416.7818 | 0
| 417.6178 | 0 | 381.9129 | 4.1709 | 417.6178 | 0 | 381.9129 | 33.7543 | 416.8953 | 7.4403 | 381.9129 | 0.50294 | 416.8953 | 1.3039e-06 | 376.48 | 0.02183 | 417.6178 | 0.015586 | 376.48 | -0.0059506 | 376.48 | 0.0032646 | 416.8953 | 8.852e-05 | 416.8953 | 0.00012847 | 417.6178 | 0.015975 | 381.9129 | -0.023179 | 635.3177 | 0.023782 | 381.9129 | 0.019694 | 634.4977 | 0 | 635.3177 | 0.0081756 | 416.8953 | 0
| 417.7306 | 0.003525 | 382.1292 | 4.1432 | 417.7306 | 0.0029816 | 382.1292 | 34.8836 | 417.0088 | 7.3693 | 382.1292 | 0.23552 | 417.0088 | 7.4509e-07 | 376.69 | 0.011275 | 417.7306 | 0.018872 | 376.69 | -0.00199 | 376.69 | -0.0039276 | 417.0088 | 0.00010388 | 417.0088 | 0.00014012 | 417.7306 | 0 | 382.1292 | -0.0047017 | 635.4782 | 0.011709 | 382.1292 | -0.13968 | 634.6585 | 0.00032174 | 635.4782 | 0.008315 | 417.0088 | 0
| 417.8434 | 0 | 382.3455 | 4.1767 | 417.8434 | 0 | 382.3455 | 35.5405 | 417.1224 | 7.3048 | 382.3455 | 0.53454 | 417.1224 | 7.4509e-07 | 376.91 | -0.00071969 | 417.8434 | 0.020737 | 376.91 | -0.0044363 | 376.91 | -0.0027035 | 417.1224 | 0.00010503 | 417.1224 | 0.00013173 | 417.8434 | 0.0049965 | 382.3455 | 0.019965 | 635.6387 | 0.024871 | 382.3455 | 0.087669 | 634.8193 | 7.1499e-05 | 635.6387 | 0.0078505 | 417.1224 | 0
| 417.9561 | 0.00012322 | 382.5618 | 4.0487 | 417.9561 | 0.010412 | 382.5618 | 35.3574 | 417.2359 | 7.2347 | 382.5618 | 0.29675 | 417.2359 | 3.3529e-06 | 377.13 | -0.019911 | 417.9561 | 0.016119 | 377.13 | -0.0021065 | 377.13 | -0.0057639 | 417.2359 | 0.00010305 | 417.2359 | 0.00013018 | 417.9561 | 0 | 382.5618 | -0.023326 | 635.7993 | 0.012935 | 382.5618 | -0.0090396 | 634.9802 | 0.00032174 | 635.7993 | 0.0079898 | 417.2359 | 1.2853e-06
| 418.0689 | 0 | 382.7782 | 4.0129 | 418.0689 | 0 | 382.7782 | 37.0818 | 417.3495 | 7.0468 | 382.7782 | 0.54052 | 417.3495 | 3.3529e-06 | 377.34 | -0.0031186 | 418.0689 | 0.0123 | 377.34 | 0.0045333 | 377.34 | 0.0078554 | 417.3495 | 8.3731e-05 | 417.3495 | 0.00013173 | 418.0689 | 0 | 382.7782 | 0.026723 | 635.9598 | 0.019788 | 382.7782 | -0.030389 | 635.1411 | 7.1499e-05 | 635.9598 | 0.0075718 | 417.3495 | 1.2853e-06
| 418.1817 | 0.0052997 | 382.9945 | 3.9351 | 418.1817 | 0.014233 | 382.9945 | 37.017 | 417.463 | 6.9624 | 382.9945 | 0.36091 | 417.463 | 3.5392e-06 | 377.56 | 0.022311 | 418.1817 | 0.014476 | 377.56 | -0.0081638 | 377.56 | 0.0067842 | 417.463 | 8.3896e-05 | 417.463 | 0.00015177 | 418.1817 | 0 | 382.9945 | -0.0099931 | 636.1204 | 0.018653 | 382.9945 | -0.017763 | 635.3019 | 0.00032174 | 636.1204 | 0.0079434 | 417.463 | 1.2853e-06
| 418.2945 | 0 | 383.2109 | 3.8336 | 418.2945 | 0 | 383.2109 | 38.1122 | 417.5766 | 6.9416 | 383.2109 | 0.56918 | 417.5766 | 3.7254e-07 | 377.78 | 0.015593 | 418.2945 | 0.017851 | 377.78 | -0.00094161 | 377.78 | -0.0010202 | 417.5766 | 7.0023e-05 | 417.5766 | 0.00010843 | 418.2945 | 0 | 383.2109 | 0.018261 | 636.2809 | 0.02065 | 383.2109 | 0.021308 | 635.4628 | 0 | 636.2809 | 0.0078505 | 417.5766 | 0
| 418.4072 | 0.0063351 | 383.4273 | 3.7803 | 418.4072 | 0.0072884 | 383.4273 | 38.6962 | 417.6901 | 6.7715 | 383.4273 | 0.40299 | 417.6901 | 3.7254e-07 | 377.99 | -0.016553 | 418.4072 | 0.016608 | 377.99 | -0.0080475 | 377.99 | 0.0058659 | 417.6901 | 8.8024e-05 | 417.6901 | 0.00012676 | 418.4072 | 0 | 383.4273 | -0.0052105 | 636.4415 | 0.019016 | 383.4273 | -0.0053939 | 635.6237 | 0.00010725 | 636.4415 | 0.0084079 | 417.6901 | 1.5153e-05
| 418.52 | 0 | 383.6437 | 3.7143 | 418.52 | 0 | 383.6437 | 40.5628 | 417.8037 | 6.8164 | 383.6437 | 0.62324 | 417.8037 | 0 | 378.21 | 0.035744 | 418.52 | 0.021004 | 378.21 | 0.0020871 | 378.21 | 0.0018873 | 417.8037 | 8.7199e-05 | 417.8037 | 0.00011511 | 418.52 | 0.027446 | 383.6437 | 0.014345 | 636.602 | 0.019924 | 383.6437 | 0.049124 | 635.7846 | 0 | 636.602 | 0.008315 | 417.8037 | 0.00037808
| 418.6328 | 0.0052997 | 383.8602 | 3.6268 | 418.6328 | 0.028467 | 383.8602 | 41.1147 | 417.9173 | 6.7605 | 383.8602 | 0.46699 | 417.9173 | 5.5882e-06 | 378.43 | -0.0088761 | 418.6328 | 0.014476 | 378.43 | -0.0068827 | 378.43 | -0.012497 | 417.9173 | 0.00010883 | 417.9173 | 0.00011014 | 418.6328 | 0 | 383.8602 | -0.028784 | 636.7626 | 0.016702 | 383.8602 | -0.010851 | 635.9455 | 0.00032174 | 636.7626 | 0.0084544 | 417.9173 | 0.0023609
| 418.7455 | 0 | 384.0766 | 3.5978 | 418.7455 | 0 | 384.0766 | 43.1069 | 418.0308 | 6.6637 | 384.0766 | 0.71891 | 418.0308 | 5.5882e-06 | 378.64 | 0.0088761 | 418.7455 | 0.016963 | 378.64 | 0.0019706 | 378.64 | 0.00035706 | 418.0308 | 0.00010025 | 418.0308 | 8.3421e-05 | 418.7455 | 0 | 384.0766 | 0.046932 | 636.9231 | 0.020741 | 384.0766 | 0.012101 | 636.1064 | 0 | 636.9231 | 0.0079434 | 418.0308 | 0.0030268
| 418.8583 | 0.0073704 | 384.2931 | 3.5485 | 418.8583 | 0.016048 | 384.2931 | 43.3521 | 418.1444 | 6.5415 | 384.2931 | 0.54119 | 418.1444 | 5.5882e-06 | 378.86 | -0.013194 | 418.8583 | 0.022158 | 378.86 | -0.0085133 | 378.86 | -0.0048458 | 418.1444 | 0.0001019 | 418.1444 | 5.6699e-05 | 418.8583 | 0 | 384.2931 | -0.054773 | 637.0837 | 0.019652 | 384.2931 | -0.0024511 | 636.2673 | 0.00010725 | 637.0837 | 0.0078505 | 418.1444 | 0.0065404
| 418.9711 | 0 | 384.5095 | 3.4718 | 418.9711 | 0 | 384.5095 | 44.5475 | 418.258 | 6.4662 | 384.5095 | 0.80366 | 418.258 | 0 | 379.08 | 0.010795 | 418.9711 | 0.02389 | 379.08 | 0.00057274 | 379.08 | 0.0073959 | 418.258 | 7.6464e-05 | 418.258 | 9.0102e-05 | 418.9711 | 0 | 384.5095 | 0.04102 | 637.2443 | 0.021376 | 384.5095 | -0.0060342 | 636.4282 | 7.1499e-05 | 637.2443 | 0.0072001 | 418.258 | 0.006942
| 419.0838 | 0 | 384.726 | 3.4159 | 419.0838 | 0.016431 | 384.726 | 45.1549 | 418.3716 | 6.4161 | 384.726 | 0.67208 | 418.3716 | 9.3136e-07 | 379.29 | -0.028548 | 419.0838 | 0.018872 | 379.29 | -0.0012911 | 379.29 | -0.0030095 | 418.3716 | 8.2244e-05 | 418.3716 | 9.1815e-05 | 419.0838 | 0.0084334 | 384.726 | -0.023577 | 637.4049 | 0.016929 | 384.726 | -0.084263 | 636.5891 | 0.00010725 | 637.4049 | 0.0077576 | 418.3716 | 0.012564
| 419.1966 | 0 | 384.9425 | 3.3409 | 419.1966 | 0 | 384.9425 | 45.7597 | 418.4852 | 6.3296 | 384.9425 | 0.87419 | 418.4852 | 9.3136e-07 | 379.51 | -0.0031186 | 419.1966 | 0.028819 | 379.51 | 0.002553 | 379.51 | 0.010763 | 418.4852 | 7.0849e-05 | 418.4852 | 0.00010843 | 419.1966 | 0.0020408 | 384.9425 | 0.064316 | 637.5655 | 0.022965 | 384.9425 | 0.07241 | 636.75 | 7.1499e-05 | 637.5655 | 0.0075718 | 418.4852 | 0.013482
| 419.3094 | 0.00071483 | 385.159 | 3.1498 | 419.3094 | 0.025315 | 385.159 | 45.6368 | 418.5988 | 6.2416 | 385.159 | 0.70396 | 418.5988 | 1.6764e-06 | 379.73 | 0.011275 | 419.3094 | 0.013721 | 379.73 | -0.0063001 | 379.73 | 0.00051009 | 418.5988 | 9.0667e-05 | 418.5988 | 8.3421e-05 | 419.3094 | 0 | 385.159 | -0.043805 | 637.7261 | 0.020287 | 385.159 | -0.043691 | 636.9109 | 0 | 637.7261 | 0.0080827 | 418.5988 | 0.019334
| 419.4222 | 0 | 385.3756 | 3.1811 | 419.4222 | 0 | 385.3756 | 46.021 | 418.7124 | 6.1128 | 385.3756 | 0.99174 | 418.7124 | 7.4509e-07 | 379.94 | 0.015593 | 419.4222 | 0.02087 | 379.94 | -0.0035044 | 379.94 | -0.0033155 | 418.7124 | 8.3896e-05 | 418.7124 | 9.3356e-05 | 419.4222 | 0 | 385.3756 | 0.039706 | 637.8867 | 0.024735 | 385.3756 | -0.024143 | 637.0719 | 0 | 637.8867 | 0.0073395 | 418.7124 | 0.021113
| 419.5349 | 0 | 385.5921 | 3.0782 | 419.5349 | 0.0076196 | 385.5921 | 46.1281 | 418.826 | 6.0208 | 385.5921 | 0.83027 | 418.826 | 2.6078e-06 | 380.16 | -0.043901 | 419.5349 | 0.021892 | 380.16 | 0.0067465 | 380.16 | -0.0049988 | 418.826 | 9.2979e-05 | 418.826 | 0.00012676 | 419.5349 | 0 | 385.5921 | -0.0046132 | 638.0474 | 0.015794 | 385.5921 | -0.029036 | 637.2328 | 0.00010725 | 638.0474 | 0.0080363 | 418.826 | 0.028399
| 419.6477 | 0 | 385.8087 | 2.9942 | 419.6477 | 0 | 385.8087 | 46.902 | 418.9396 | 6.0324 | 385.8087 | 1.1059 | 418.9396 | 2.049e-06 | 380.38 | 0.010795 | 419.6477 | 0.018872 | 380.38 | -0.0010581 | 380.38 | 0.00020403 | 418.9396 | 9.6447e-05 | 418.9396 | 0.00014183 | 419.6477 | 0.0045744 | 385.8087 | 0.0092878 | 638.208 | 0.024009 | 385.8087 | 0.014615 | 637.3938 | 0 | 638.208 | 0.0079898 | 418.9396 | 0.029489
| 419.7605 | 0.0061872 | 386.0253 | 2.9695 | 419.7605 | 0.015571 | 386.0253 | 45.7171 | 419.0532 | 5.8691 | 386.0253 | 0.94324 | 419.0532 | 0.00016951 | 380.6 | -0.016073 | 419.7605 | 0.023668 | 380.6 | -0.0056011 | 380.6 | 0.0020403 | 419.0532 | 0.0001161 | 419.0532 | 0.00012847 | 419.7605 | 0 | 386.0253 | -0.0035872 | 638.3686 | 0.019697 | 386.0253 | -0.037277 | 637.5547 | 0.00032174 | 638.3686 | 0.0082221 | 419.0532 | 0.035226
| 419.8733 | 0 | 386.2419 | 2.916 | 419.8733 | 0 | 386.2419 | 45.2154 | 419.1669 | 5.8585 | 386.2419 | 1.1603 | 419.1669 | 0.00016746 | 380.81 | -0.0088761 | 419.8733 | 0.017984 | 380.81 | 0.0013882 | 380.81 | 0.015047 | 419.1669 | 0.00011296 | 419.1669 | 0.00011168 | 419.8733 | 0.0016187 | 386.2419 | -0.020972 | 638.5293 | 0.021467 | 386.2419 | 0.010423 | 637.7157 | 0.00028599 | 638.5293 | 0.0077576 | 419.1669 | 0.036488
| 419.986 | 0.0038207 | 386.4585 | 2.8354 | 419.986 | 0.016526 | 386.4585 | 44.57 | 419.2805 | 5.7204 | 386.4585 | 1.0632 | 419.2805 | 0.0012195 | 381.03 | -0.0098357 | 419.986 | 0.022425 | 381.03 | 0.0026695 | 381.03 | 0.0089266 | 419.2805 | 0.00010768 | 419.2805 | 8.6676e-05 | 419.986 | 0.013493 | 386.4585 | 0.0096809 | 638.6899 | 0.017337 | 386.4585 | -0.018733 | 637.8766 | 0.00053624 | 638.6899 | 0.0079434 | 419.2805 | 0.043889
| 420.0988 | 0 | 386.6751 | 2.8018 | 420.0988 | 0 | 386.6751 | 44.6423 | 419.3941 | 5.6592 | 386.6751 | 1.2579 | 419.3941 | 0.0010521 | 381.25 | -0.0011995 | 420.0988 | 0.018117 | 381.25 | -0.00059213 | 381.25 | -0.0043867 | 419.3941 | 9.0832e-05 | 419.3941 | 0.00015519 | 420.0988 | 0.00077413 | 386.6751 | -0.0050107 | 638.8506 | 0.027186 | 386.6751 | -0.0045506 | 638.0376 | 7.1499e-05 | 638.8506 | 0.0077576 | 419.3941 | 0.045955
| 420.2116 | 0.0036729 | 386.8917 | 2.7271 | 420.2116 | 0.016717 | 386.8917 | 42.4336 | 419.5078 | 5.6109 | 386.8917 | 1.1151 | 419.5078 | 0.0041388 | 381.46 | -0.049658 | 420.2116 | 0.015853 | 381.46 | -0.0068827 | 381.46 | 0.0040296 | 419.5078 | 8.6208e-05 | 419.5078 | 0.00014851 | 420.2116 | 0 | 386.8917 | -0.040544 | 639.0112 | 0.021649 | 386.8917 | -0.033081 | 638.1986 | 0.00010725 | 639.0112 | 0.007804 | 419.5078 | 0.05479
| 420.3243 | 0 | 387.1084 | 2.6468 | 420.3243 | 0 | 387.1084 | 41.9903 | 419.6214 | 5.6144 | 387.1084 | 1.3723 | 419.6214 | 0.0039931 | 381.68 | 0.004558 | 420.3243 | 0.022025 | 381.68 | 0.0018541 | 381.68 | -0.007141 | 419.6214 | 8.3896e-05 | 419.6214 | 0.00015845 | 420.3243 | 0.01133 | 387.1084 | 0.016299 | 639.1719 | 0.030635 | 387.1084 | 0.027435 | 638.3596 | 0 | 639.1719 | 0.0074324 | 419.6214 | 0.057945
| 420.4371 | 0.0042645 | 387.3251 | 2.5984 | 420.4371 | 0.0026503 | 387.3251 | 41.1546 | 419.7351 | 5.4778 | 387.3251 | 1.2794 | 419.7351 | 0.015257 | 381.9 | 0.0059973 | 420.4371 | 0.01976 | 381.9 | -0.014105 | 381.9 | -0.0086717 | 419.7351 | 8.6208e-05 | 419.7351 | 8.8389e-05 | 420.4371 | 0 | 387.3251 | -0.00032531 | 639.3326 | 0.01239 | 387.3251 | -0.046866 | 638.5205 | 0.00010725 | 639.3326 | 0.0078969 | 419.7351 | 0.065289
| 420.5499 | 0 | 387.5417 | 2.5768 | 420.5499 | 0 | 387.5417 | 41.6422 | 419.8487 | 5.3593 | 387.5417 | 1.5701 | 419.8487 | 0.017628 | 382.11 | -0.013674 | 420.5499 | 0.02238 | 382.11 | -0.0049022 | 382.11 | -0.00025504 | 419.8487 | 9.9585e-05 | 419.8487 | 6.5092e-05 | 420.5499 | 0 | 387.5417 | 0.02311 | 639.4932 | 0.021785 | 387.5417 | -0.0061034 | 638.6815 | 7.1499e-05 | 639.4932 | 0.0077111 | 419.8487 | 0.065863
| 420.6627 | 0.0089723 | 387.7584 | 2.5097 | 420.6627 | 0.0019877 | 387.7584 | 39.6357 | 419.9624 | 5.2876 | 387.7584 | 1.4292 | 419.9624 | 0.034257 | 382.33 | -0.028548 | 420.6627 | 0.022558 | 382.33 | -0.0040868 | 382.33 | -0.0086717 | 419.9624 | 0.0001019 | 419.9624 | 5.1731e-05 | 420.6627 | 0 | 387.7584 | 0.0060484 | 639.6539 | 0.014932 | 387.7584 | 0.012571 | 638.8425 | 0 | 639.6539 | 0.0083614 | 419.9624 | 0.073149
| 420.7754 | 0 | 387.9752 | 2.4601 | 420.7754 | 0 | 387.9752 | 39.613 | 420.076 | 5.2709 | 387.9752 | 1.6851 | 420.076 | 0.032428 | 382.55 | 0.00071969 | 420.7754 | 0.022513 | 382.55 | 0.003019 | 382.55 | -0.0082122 | 420.076 | 0.00010338 | 420.076 | 7.006e-05 | 420.7754 | 0 | 387.9752 | 0.039946 | 639.8146 | 0.029182 | 387.9752 | 0.048485 | 639.0035 | 0 | 639.8146 | 0.0075718 | 420.076 | 0.076878
| 420.8882 | 0.0045602 | 388.1919 | 2.3528 | 420.8882 | 0.011272 | 388.1919 | 37.9775 | 420.1897 | 5.1663 | 388.1919 | 1.5937 | 420.1897 | 0.047728 | 382.77 | -0.014634 | 420.8882 | 0.020782 | 382.77 | -0.0029219 | 382.77 | -0.0028565 | 420.1897 | 0.00010619 | 420.1897 | 7.006e-05 | 420.8882 | 0 | 388.1919 | -0.0068969 | 639.9753 | 0.014932 | 388.1919 | -0.0020532 | 639.1645 | 0.00010725 | 639.9753 | 0.0082685 | 420.1897 | 0.084508
| 421.001 | 0 | 388.4086 | 2.3138 | 421.001 | 0 | 388.4086 | 37.3689 | 420.3034 | 5.0955 | 388.4086 | 1.8721 | 420.3034 | 0.044734 | 382.98 | 0.0093559 | 421.001 | 0.024423 | 382.98 | 0.0029025 | 382.98 | 0.0040296 | 420.3034 | 9.7768e-05 | 420.3034 | 9.5069e-05 | 421.001 | 0 | 388.4086 | 0.027798 | 640.136 | 0.021785 | 388.4086 | 0.019916 | 639.3256 | 0 | 640.136 | 0.0077111 | 420.3034 | 0.086459
| 421.1138 | 0 | 388.6254 | 2.2293 | 421.1138 | 0.013947 | 388.6254 | 36.0213 | 420.4171 | 4.9381 | 388.6254 | 1.7893 | 420.4171 | 0.061697 | 383.2 | -0.028068 | 421.1138 | 0.01714 | 383.2 | -0.0060669 | 383.2 | 0.0026524 | 420.4171 | 9.8759e-05 | 420.4171 | 9.0102e-05 | 421.1138 | 0 | 388.6254 | -0.0026965 | 640.2968 | 0.014115 | 388.6254 | -0.020084 | 639.4866 | 0.00010725 | 640.2968 | 0.008315 | 420.4171 | 0.095007
| 421.2265 | 0 | 388.8422 | 2.2035 | 421.2265 | 0 | 388.8422 | 35.488 | 420.5307 | 4.8668 | 388.8422 | 2.0417 | 420.5307 | 0.058537 | 383.42 | 0.0050378 | 421.2265 | 0.028464 | 383.42 | -0.0031549 | 383.42 | 0.00035706 | 420.5307 | 8.0428e-05 | 420.5307 | 9.5069e-05 | 421.2265 | 0.028121 | 388.8422 | 0.017741 | 640.4575 | 0.014024 | 388.8422 | -0.014773 | 639.6476 | 0 | 640.4575 | 0.0077576 | 420.5307 | 0.10166
| 421.3393 | 0.010289 | 389.059 | 2.1327 | 421.3393 | 0.013374 | 389.059 | 34.3651 | 420.6444 | 4.7598 | 389.059 | 2.007 | 420.6444 | 0.075333 | 383.63 | -0.019911 | 421.3393 | 0.024068 | 383.63 | 0.0054654 | 383.63 | 0.0011222 | 420.6444 | 8.1914e-05 | 420.6444 | 8.3421e-05 | 421.3393 | 0 | 389.059 | 0.01745 | 640.6182 | 0.010529 | 389.059 | -0.012887 | 639.8087 | 0 | 640.6182 | 0.008315 | 420.6444 | 0.11486
| 421.4521 | 0 | 389.2758 | 2.1692 | 421.4521 | 0 | 389.2758 | 34.553 | 420.7581 | 4.8109 | 389.2758 | 2.3668 | 420.7581 | 0.073836 | 383.85 | 0.018472 | 421.4521 | 0.013455 | 383.85 | 0.0066302 | 383.85 | -0.0033155 | 420.7581 | 7.4647e-05 | 420.7581 | 9.6782e-05 | 421.4521 | 0.0062632 | 389.2758 | -0.0075386 | 640.779 | 0.019606 | 389.2758 | 0.0019728 | 639.9697 | 7.1499e-05 | 640.779 | 0.0080363 | 420.7581 | 0.12335
| 421.5649 | 0.0066309 | 389.4926 | 2.0362 | 421.5649 | 0.015571 | 389.4926 | 33.5143 | 420.8718 | 4.6319 | 389.4926 | 2.3374 | 420.8718 | 0.094291 | 384.07 | -0.039103 | 421.5649 | 0.023934 | 384.07 | -0.0079311 | 384.07 | -0.0010202 | 420.8718 | 9.7768e-05 | 420.8718 | 0.000105 | 421.5649 | 0 | 389.4926 | -0.014658 | 640.9397 | 0.01534 | 389.4926 | 0.0024975 | 640.1308 | 0 | 640.9397 | 0.008315 | 420.8718 | 0.13138
| 421.6777 | 0 | 389.7094 | 2.0314 | 421.6777 | 0 | 389.7094 | 33.43 | 420.9855 | 4.6322 | 389.7094 | 2.698 | 420.9855 | 0.092628 | 384.29 | -0.017512 | 421.6777 | 0.023801 | 384.29 | -0.0065332 | 384.29 | -0.007141 | 420.9855 | 8.7694e-05 | 420.9855 | 0.00010346 | 421.6777 | 0 | 389.7094 | 0.0089662 | 641.1004 | 0.03009 | 389.7094 | -0.023113 | 640.2918 | 7.1499e-05 | 641.1004 | 0.0074324 | 420.9855 | 0.13373
| 421.7904 | 0.010289 | 389.9263 | 1.9675 | 421.7904 | 0.010412 | 389.9263 | 32.1772 | 421.0992 | 4.5156 | 389.9263 | 2.6815 | 421.0992 | 0.11757 | 384.5 | 0.0055175 | 421.7904 | 0.022158 | 384.5 | -0.0021065 | 384.5 | 0.006019 | 421.0992 | 8.4887e-05 | 421.0992 | 0.00011014 | 421.7904 | 0 | 389.9263 | -0.03329 | 641.2612 | 0.015567 | 389.9263 | 0.0031194 | 640.4529 | 0.00032174 | 641.2612 | 0.0078969 | 421.0992 | 0.13528
| 421.9032 | 0 | 390.1432 | 1.9453 | 421.9032 | 0 | 390.1432 | 31.3313 | 421.2129 | 4.516 | 390.1432 | 2.9752 | 421.2129 | 0.11774 | 384.72 | 0.02375 | 421.9032 | 0.025444 | 384.72 | 0.0016211 | 384.72 | 0.0073959 | 421.2129 | 7.2996e-05 | 421.2129 | 0.0001235 | 421.9032 | 0.0083743 | 390.1432 | 0.01649 | 641.422 | 0.023691 | 390.1432 | 0.0069255 | 640.6139 | 0 | 641.422 | 0.0074789 | 421.2129 | 0.13804
| 422.016 | 0 | 390.36 | 1.8754 | 422.016 | 0.0054662 | 390.36 | 30.1815 | 421.3266 | 4.3775 | 390.36 | 2.9694 | 421.3266 | 0.14036 | 384.94 | -0.015113 | 422.016 | 0.025044 | 384.94 | -0.002223 | 384.94 | -0.0030095 | 421.3266 | 7.5803e-05 | 421.3266 | 0.0001134 | 422.016 | 0 | 390.36 | -0.017668 | 641.5827 | 0.019561 | 390.36 | -0.030242 | 640.775 | 0.00032174 | 641.5827 | 0.0081292 | 421.3266 | 0.1358
| 422.1288 | 0 | 390.5769 | 1.8467 | 422.1288 | 0 | 390.5769 | 29.4345 | 421.4404 | 4.3256 | 390.5769 | 3.2614 | 421.4404 | 0.13553 | 385.15 | -0.0050378 | 422.1288 | 0.024423 | 385.15 | 0.0013882 | 385.15 | 0.00020403 | 421.4404 | 8.1914e-05 | 421.4404 | 0.00010004 | 422.1288 | 0.0054186 | 390.5769 | 0.012767 | 641.7435 | 0.026732 | 390.5769 | 0.018324 | 640.9361 | 7.1499e-05 | 641.7435 | 0.0073859 | 421.4404 | 0.13958
| 422.2415 | 0.00012322 | 390.7939 | 1.7988 | 422.2415 | 0.012609 | 390.7939 | 27.4485 | 421.5541 | 4.2015 | 390.7939 | 3.2265 | 421.5541 | 0.15898 | 385.37 | -0.0050378 | 422.2415 | 0.017629 | 385.37 | 0.00022327 | 385.37 | -0.005917 | 421.5541 | 6.9528e-05 | 421.5541 | 8.1708e-05 | 422.2415 | 0 | 390.7939 | -0.027568 | 641.9043 | 0.025869 | 390.7939 | -0.044535 | 641.0972 | 0.00010725 | 641.9043 | 0.0080363 | 421.5541 | 0.13436
| 422.3543 | 0 | 391.0108 | 1.7637 | 422.3543 | 0 | 391.0108 | 27.0349 | 421.6678 | 4.253 | 391.0108 | 3.5504 | 421.6678 | 0.15981 | 385.59 | 0.002159 | 422.3543 | 0.018872 | 385.59 | 0.010707 | 385.59 | 0.010763 | 421.6678 | 9.3474e-05 | 421.6678 | 8.3421e-05 | 422.3543 | 0 | 391.0108 | 0.00056135 | 642.0651 | 0.023282 | 391.0108 | 0.05667 | 641.2582 | 7.1499e-05 | 642.0651 | 0.0075718 | 421.6678 | 0.14412
| 422.4671 | 0.0083961 | 391.2277 | 1.7244 | 422.4671 | 0.014042 | 391.2277 | 25.3278 | 421.7816 | 4.074 | 391.2277 | 3.4956 | 421.7816 | 0.18127 | 385.81 | 0.014634 | 422.4671 | 0.020915 | 385.81 | -0.0001262 | 385.81 | -0.011426 | 421.7816 | 0.00010537 | 421.7816 | 7.8454e-05 | 422.4671 | 0 | 391.2277 | -0.0093636 | 642.2259 | 0.012435 | 391.2277 | -0.022247 | 641.4193 | 0.00010725 | 642.2259 | 0.0081756 | 421.7816 | 0.13746
| 422.5799 | 0 | 391.4447 | 1.6856 | 422.5799 | 0 | 391.4447 | 24.7153 | 421.8953 | 4.0578 | 391.4447 | 3.8554 | 421.8953 | 0.17811 | 386.02 | -0.002159 | 422.5799 | 0.025044 | 386.02 | -0.0031549 | 386.02 | 0.0054069 | 421.8953 | 0.00012683 | 421.8953 | 9.1815e-05 | 422.5799 | 0 | 391.4447 | 0.0066138 | 642.3867 | 0.022738 | 391.4447 | 0.00034937 | 641.5804 | 0 | 642.3867 | 0.0075253 | 421.8953 | 0.14572
| 422.6926 | 0.0085608 | 391.6617 | 1.633 | 422.6926 | 0.01089 | 391.6617 | 23.4338 | 422.0091 | 3.8922 | 391.6617 | 3.886 | 422.0091 | 0.20056 | 386.24 | 0.02135 | 422.6926 | 0.023046 | 386.24 | -0.0065332 | 386.24 | -0.0046928 | 422.0091 | 0.0001161 | 422.0091 | 0.00010843 | 422.6926 | 0 | 391.6617 | -0.0068378 | 642.5475 | 0.017019 | 391.6617 | -0.001073 | 641.7415 | 0 | 642.5475 | 0.0078969 | 422.0091 | 0.14165
| 422.8054 | 0 | 391.8787 | 1.6136 | 422.8054 | 0 | 391.8787 | 22.9435 | 422.1228 | 3.902 | 391.8787 | 4.2935 | 422.1228 | 0.19956 | 386.46 | 0.0040782 | 422.8054 | 0.024423 | 386.46 | -0.0060669 | 386.46 | -0.0048458 | 422.1228 | 0.00012155 | 422.1228 | 8.5134e-05 | 422.8054 | 0 | 391.8787 | 0.014094 | 642.7083 | 0.020015 | 391.8787 | -0.00053999 | 641.9027 | 0 | 642.7083 | 0.0074324 | 422.1228 | 0.14555
| 422.9182 | 0.0069267 | 392.0957 | 1.564 | 422.9182 | 0.0087791 | 392.0957 | 21.5731 | 422.2366 | 3.831 | 392.0957 | 4.2711 | 422.2366 | 0.22733 | 386.68 | -0.016073 | 422.9182 | 0.019627 | 386.68 | -0.001524 | 386.68 | 0.0046418 | 422.2366 | 0.00011032 | 422.2366 | 9.8495e-05 | 422.9182 | 0 | 392.0957 | -0.0097647 | 642.8691 | 0.019788 | 392.0957 | -0.027349 | 642.0638 | 0.00032174 | 642.8691 | 0.0079898 | 422.2366 | 0.14486
| 423.031 | 0 | 392.3127 | 1.5096 | 423.031 | 0 | 392.3127 | 20.9196 | 422.3503 | 3.7717 | 392.3127 | 4.6141 | 422.3503 | 0.23132 | 386.89 | 0.017992 | 423.031 | 0.019627 | 386.89 | 0.0046498 | 386.89 | -0.0013262 | 422.3503 | 9.8759e-05 | 422.3503 | 9.6782e-05 | 423.031 | 0 | 392.3127 | 0.020071 | 643.0299 | 0.021921 | 392.3127 | 0.017819 | 642.2249 | 0 | 643.0299 | 0.0076647 | 422.3503 | 0.13964
| 423.1438 | 0.011524 | 392.5297 | 1.4676 | 423.1438 | 0.01538 | 392.5297 | 19.8391 | 422.4641 | 3.6536 | 392.5297 | 4.6409 | 422.4641 | 0.26125 | 387.11 | -0.024709 | 423.1438 | 0.022913 | 387.11 | -0.00024269 | 387.11 | -0.0063763 | 422.4641 | 9.8098e-05 | 422.4641 | 0.00011014 | 423.1438 | 0.0025301 | 392.5297 | 0.0048998 | 643.1908 | 0.018608 | 392.5297 | -0.038757 | 642.386 | 0 | 643.1908 | 0.008315 | 422.4641 | 0.13999
| 423.2565 | 0.0087254 | 392.7468 | 1.436 | 423.2565 | 0 | 392.7468 | 18.9573 | 422.5779 | 3.6759 | 392.7468 | 4.9688 | 422.5779 | 0.26475 | 387.33 | -0.0050378 | 423.2565 | 0.030728 | 387.33 | 0.012688 | 387.33 | 0.0035706 | 422.5779 | 0.00010999 | 422.5779 | 6.6805e-05 | 423.2565 | 0.0049965 | 392.7468 | 0.038342 | 643.3516 | 0.022193 | 392.7468 | 0.012004 | 642.5472 | 0 | 643.3516 | 0.007804 | 422.5779 | 0.13304
| 423.3693 | 0 | 392.9638 | 1.3862 | 423.3693 | 0.013087 | 392.9638 | 17.9539 | 422.6916 | 3.5601 | 392.9638 | 5.0084 | 422.6916 | 0.29185 | 387.55 | -0.011755 | 423.3693 | 0.01976 | 387.55 | -0.0075817 | 387.55 | 0.012752 | 422.6916 | 0.00012964 | 422.6916 | 6.0125e-05 | 423.3693 | 0 | 392.9638 | -0.028747 | 643.5125 | 0.014296 | 392.9638 | -0.022738 | 642.7083 | 0.00010725 | 643.5125 | 0.0086402 | 422.6916 | 0.13637
| 423.4821 | 0 | 393.1809 | 1.3844 | 423.4821 | 0 | 393.1809 | 17.432 | 422.8054 | 3.4908 | 393.1809 | 5.3453 | 422.8054 | 0.3015 | 387.76 | -0.0074367 | 423.4821 | 0.028819 | 387.76 | -0.0030384 | 387.76 | 0.0031115 | 422.8054 | 0.00012716 | 422.8054 | 4.8305e-05 | 423.4821 | 0 | 393.1809 | 0.025854 | 643.6733 | 0.015159 | 393.1809 | 0.02576 | 642.8695 | 0 | 643.6733 | 0.0080363 | 422.8054 | 0.13712
| 423.5949 | 0.0069267 | 393.398 | 1.3383 | 423.5949 | 0.0076196 | 393.398 | 16.4508 | 422.9192 | 3.3871 | 393.398 | 5.4496 | 422.9192 | 0.33193 | 387.98 | 0.017512 | 423.5949 | 0.024556 | 387.98 | -9.7074e-06 | 387.98 | -0.0048458 | 422.9192 | 0.00013658 | 422.9192 | 7.5028e-05 | 423.5949 | 0 | 393.398 | 0.0096918 | 643.8342 | 0.014205 | 393.398 | -0.033857 | 643.0306 | 0.00032174 | 643.8342 | 0.0084544 | 422.9192 | 0.14997
| 423.7077 | 0.0031109 | 393.6151 | 1.3332 | 423.7077 | 0 | 393.6151 | 15.9573 | 423.033 | 3.3307 | 393.6151 | 5.8685 | 423.033 | 0.34241 | 388.2 | -0.027587 | 423.7077 | 0.019139 | 388.2 | -0.0092122 | 388.2 | 0.0073959 | 423.033 | 0.00011775 | 423.033 | 8.3421e-05 | 423.7077 | 0.0037298 | 393.6151 | -0.02287 | 643.9951 | 0.026505 | 393.6151 | 0.012604 | 643.1918 | 0 | 643.9951 | 0.0075718 | 423.033 | 0.16035
| 423.8204 | 0.0069267 | 393.8322 | 1.266 | 423.8204 | 0.0087791 | 393.8322 | 15.2159 | 423.1468 | 3.2478 | 393.8322 | 6.0009 | 423.1468 | 0.36436 | 388.42 | -0.028068 | 423.8204 | 0.023401 | 388.42 | -0.0049022 | 388.42 | -0.0045398 | 423.1468 | 0.00011197 | 423.1468 | 0.00011837 | 423.8204 | 0.0059033 | 393.8322 | -0.021336 | 644.1559 | 0.018199 | 393.8322 | 0.016886 | 643.3529 | 0.00010725 | 644.1559 | 0.0080827 | 423.1468 | 0.18445
| 423.9332 | 0 | 394.0494 | 1.2693 | 423.9332 | 0 | 394.0494 | 14.9964 | 423.2606 | 3.2068 | 394.0494 | 6.4461 | 423.2606 | 0.37051 | 388.63 | -0.029507 | 423.9332 | 0.023135 | 388.63 | 0.0029025 | 388.63 | 0.0066312 | 423.2606 | 9.8098e-05 | 423.2606 | 0.00011168 | 423.9332 | 0 | 394.0494 | 0.026981 | 644.3168 | 0.025779 | 394.0494 | 0.039392 | 643.5141 | 7.1499e-05 | 644.3168 | 0.0075253 | 423.2606 | 0.18956
| 424.046 | 0.0010107 | 394.2665 | 1.2091 | 424.046 | 0.0021534 | 394.2665 | 14.1217 | 423.3744 | 3.1569 | 394.2665 | 6.6531 | 423.3744 | 0.37766 | 388.85 | 0.0079165 | 424.046 | 0.024556 | 388.85 | 0.0013882 | 388.85 | 0.0096913 | 423.3744 | 0.00010652 | 423.3744 | 9.1815e-05 | 424.046 | 0 | 394.2665 | -0.00081739 | 644.4777 | 0.019697 | 394.2665 | 0.021449 | 643.6753 | 0.00032174 | 644.4777 | 0.0080827 | 423.3744 | 0.20803
| 424.1588 | 0 | 394.4837 | 1.2006 | 424.1588 | 0 | 394.4837 | 13.9979 | 423.4882 | 3.1332 | 394.4837 | 7.2129 | 423.4882 | 0.38298 | 389.07 | -0.033346 | 424.1588 | 0.027442 | 389.07 | -0.00035917 | 389.07 | -0.0074475 | 423.4882 | 0.00011081 | 423.4882 | 5.6699e-05 | 424.1588 | 0.011752 | 394.4837 | 0.0073535 | 644.6386 | 0.025552 | 394.4837 | 0.0046279 | 643.8365 | 0.00028599 | 644.6386 | 0.0076182 | 423.4882 | 0.20201
| 424.2716 | 0.0066309 | 394.7009 | 1.1806 | 424.2716 | 0.015571 | 394.7009 | 13.2726 | 423.602 | 3.0103 | 394.7009 | 7.3564 | 423.602 | 0.3745 | 389.29 | -0.022789 | 424.2716 | 0.02429 | 389.29 | -0.0040868 | 389.29 | -0.0098958 | 423.602 | 0.00012997 | 423.602 | 3.837e-05 | 424.2716 | 0.0012649 | 394.7009 | -0.0010707 | 644.7995 | 0.01652 | 394.7009 | -0.033687 | 643.9977 | 0.00032174 | 644.7995 | 0.0080363 | 423.602 | 0.21474
| 424.3844 | 0 | 394.9181 | 1.1419 | 424.3844 | 0 | 394.9181 | 12.962 | 423.7158 | 2.9528 | 394.9181 | 7.8739 | 423.7158 | 0.38698 | 389.5 | -0.019911 | 424.3844 | 0.031616 | 389.5 | -0.00024269 | 389.5 | 0.006019 | 423.7158 | 0.00012915 | 423.7158 | 4.0083e-05 | 424.3844 | 0 | 394.9181 | 0.037605 | 644.9604 | 0.021603 | 394.9181 | 0.0091238 | 644.1589 | 0 | 644.9604 | 0.0073859 | 423.7158 | 0.22174
| 424.4971 | 0.0060393 | 395.1353 | 1.0889 | 424.4971 | 0.0092761 | 395.1353 | 12.5856 | 423.8296 | 2.9309 | 395.1353 | 8.1237 | 423.8296 | 0.37351 | 389.72 | -0.027109 | 424.4971 | 0.024822 | 389.72 | -0.0067659 | 389.72 | 0.0049478 | 423.8296 | 0.00014302 | 423.8296 | 9.1815e-05 | 424.4971 | 0 | 395.1353 | -0.033054 | 645.1213 | 0.017564 | 395.1353 | -0.047512 | 644.3201 | 0 | 645.1213 | 0.0077111 | 423.8296 | 0.22931
| 424.6099 | 0 | 395.3525 | 1.0732 | 424.6099 | 0 | 395.3525 | 12.2278 | 423.9435 | 2.8849 | 395.3525 | 8.6841 | 423.9435 | 0.39562 | 389.94 | -0.0093559 | 424.6099 | 0.033259 | 389.94 | 0.0067465 | 389.94 | 0.0066312 | 423.9435 | 0.00011263 | 423.9435 | 0.00011511 | 424.6099 | 0 | 395.3525 | 0.0092123 | 645.2823 | 0.020287 | 395.3525 | 0.0067938 | 644.4813 | 0 | 645.2823 | 0.0075718 | 423.9435 | 0.24974
| 424.7227 | 0.0076661 | 395.5698 | 1.0286 | 424.7227 | 0.0021534 | 395.5698 | 11.5936 | 424.0573 | 2.7266 | 395.5698 | 8.9679 | 424.0573 | 0.37999 | 390.16 | -0.022311 | 424.7227 | 0.02722 | 390.16 | -0.0018735 | 390.16 | 0.0046418 | 424.0573 | 0.00012568 | 424.0573 | 0.00013018 | 424.7227 | 0 | 395.5698 | -0.0093023 | 645.4432 | 0.02124 | 395.5698 | -0.014683 | 644.6425 | 0.00010725 | 645.4432 | 0.0081292 | 424.0573 | 0.25169
| 424.8355 | 0 | 395.787 | 1.0555 | 424.8355 | 0 | 395.787 | 11.254 | 424.1711 | 2.6653 | 395.787 | 9.5727 | 424.1711 | 0.4061 | 390.37 | 0.0064771 | 424.8355 | 0.021403 | 390.37 | -0.00047565 | 390.37 | -0.0028565 | 424.1711 | 9.2979e-05 | 424.1711 | 0.00011511 | 424.8355 | 0.025196 | 395.787 | 0.0083287 | 645.6041 | 0.020332 | 395.787 | 0.03782 | 644.8037 | 0 | 645.6041 | 0.0077111 | 424.1711 | 0.2728
| 424.9483 | 0.0060393 | 396.0043 | 0.98421 | 424.9483 | 0.0024847 | 396.0043 | 10.7876 | 424.285 | 2.6291 | 396.0043 | 9.9342 | 424.285 | 0.40311 | 390.59 | -0.025189 | 424.9483 | 0.022025 | 390.59 | -0.00094161 | 390.59 | -0.0020913 | 424.285 | 9.7603e-05 | 424.285 | 0.00012505 | 424.9483 | 0.00042164 | 396.0043 | -0.024203 | 645.7651 | 0.015385 | 396.0043 | -0.016514 | 644.9649 | 0 | 645.7651 | 0.0080363 | 424.285 | 0.26924
| 425.0611 | 0 | 396.2216 | 0.98516 | 425.0611 | 0 | 396.2216 | 10.7013 | 424.3988 | 2.6312 | 396.2216 | 10.523 | 424.3988 | 0.42073 | 390.81 | -0.0069569 | 425.0611 | 0.02087 | 390.81 | 0.0037179 | 390.81 | 0.00051009 | 424.3988 | 8.307e-05 | 424.3988 | 0.00011682 | 425.0611 | 0.004152 | 396.2216 | 0.0024293 | 645.926 | 0.017473 | 396.2216 | 0.0036222 | 645.1262 | 0 | 645.926 | 0.0077576 | 424.3988 | 0.2802
| 425.1739 | 0.0039686 | 396.4389 | 0.96704 | 425.1739 | 0.011081 | 396.4389 | 10.0855 | 424.5127 | 2.5113 | 396.4389 | 10.8869 | 424.5127 | 0.41841 | 391.03 | -0.014154 | 425.1739 | 0.026821 | 391.03 | -0.0088628 | 391.03 | -0.007141 | 424.5127 | 9.9585e-05 | 424.5127 | 8.1708e-05 | 425.1739 | 0 | 396.4389 | -0.012207 | 646.087 | 0.024599 | 396.4389 | -0.010163 | 645.2874 | 0.00032174 | 646.087 | 0.0081292 | 424.5127 | 0.27779
| 425.2866 | 0 | 396.6562 | 0.96962 | 425.2866 | 0 | 396.6562 | 9.9894 | 424.6265 | 2.4785 | 396.6562 | 11.5585 | 424.6265 | 0.40361 | 391.24 | 0.0064771 | 425.2866 | 0.023668 | 391.24 | -0.00082513 | 391.24 | 0.01214 | 424.6265 | 0.00011379 | 424.6265 | 7.8454e-05 | 425.2866 | 0.009641 | 396.6562 | 0.020157 | 646.2479 | 0.022102 | 396.6562 | 0.036157 | 645.4487 | 0.00028599 | 646.2479 | 0.0074789 | 424.6265 | 0.27774
| 425.3994 | 0.011195 | 396.8736 | 0.94133 | 425.3994 | 0.011463 | 396.8736 | 9.604 | 424.7404 | 2.3884 | 396.8736 | 11.9747 | 424.7404 | 0.40261 | 391.46 | -0.0093559 | 425.3994 | 0.030107 | 391.46 | -0.00070865 | 391.46 | -0.0068351 | 424.7404 | 0.00011775 | 424.7404 | 0.00010004 | 425.3994 | 0 | 396.8736 | -0.00055674 | 646.4089 | 0.016611 | 396.8736 | -0.027694 | 645.6099 | 0.00010725 | 646.4089 | 0.008315 | 424.7404 | 0.27326
| 425.5122 | 0 | 397.0909 | 0.93777 | 425.5122 | 0 | 397.0909 | 9.3257 | 424.8543 | 2.3512 | 397.0909 | 12.6437 | 424.8543 | 0.37966 | 391.68 | 0.019911 | 425.5122 | 0.026421 | 391.68 | 0.0026695 | 391.68 | -0.00086717 | 424.8543 | 0.0001123 | 424.8543 | 0.00010175 | 425.5122 | 0.0028853 | 397.0909 | 0.0075338 | 646.5699 | 0.021467 | 397.0909 | 0.01206 | 645.7712 | 7.1499e-05 | 646.5699 | 0.007804 | 424.8543 | 0.27011
| 425.625 | 0.010289 | 397.3083 | 0.8862 | 425.625 | 0.0081166 | 397.3083 | 8.7197 | 424.9681 | 2.3203 | 397.3083 | 13.0963 | 424.9681 | 0.38614 | 391.9 | -0.0050378 | 425.625 | 0.017629 | 391.9 | -0.0030384 | 391.9 | -0.00040807 | 424.9681 | 0.00012039 | 424.9681 | 0.00012008 | 425.625 | 0 | 397.3083 | -0.0060077 | 646.7309 | 0.020015 | 397.3083 | -0.020545 | 645.9324 | 0.00010725 | 646.7309 | 0.0085473 | 424.9681 | 0.27068
| 425.7378 | 0 | 397.5257 | 0.9187 | 425.7378 | 0 | 397.5257 | 8.8513 | 425.082 | 2.2592 | 397.5257 | 13.8201 | 425.082 | 0.36868 | 392.11 | 0.011755 | 425.7378 | 0.029973 | 392.11 | -0.0018735 | 392.11 | 0.0098449 | 425.082 | 0.00011197 | 425.082 | 0.00013018 | 425.7378 | 0 | 397.5257 | 0.039905 | 646.8918 | 0.018426 | 397.5257 | 0.048273 | 646.0937 | 7.1499e-05 | 646.8918 | 0.0075253 | 425.082 | 0.26942
| 425.8506 | 0.0045602 | 397.7431 | 0.87626 | 425.8506 | 0.016431 | 397.7431 | 8.3264 | 425.1959 | 2.197 | 397.7431 | 14.2148 | 425.1959 | 0.39296 | 392.33 | -0.02375 | 425.8506 | 0.023668 | 392.33 | 0.00045625 | 392.33 | -0.0086717 | 425.1959 | 0.00012039 | 425.1959 | 0.00015006 | 425.8506 | 0 | 397.7431 | -0.014804 | 647.0528 | 0.01357 | 397.7431 | -0.0018703 | 646.255 | 0.00010725 | 647.0528 | 0.0082685 | 425.1959 | 0.27705
| 425.9634 | 0 | 397.9605 | 0.86297 | 425.9634 | 0 | 397.9605 | 8.07 | 425.3098 | 2.1752 | 397.9605 | 14.9287 | 425.3098 | 0.39213 | 392.55 | 0.0069569 | 425.9634 | 0.030195 | 392.55 | -0.0061837 | 392.55 | 0.0029585 | 425.3098 | 0.00010223 | 425.3098 | 0.00014183 | 425.9634 | 0.00077413 | 397.9605 | 0.0036214 | 647.2138 | 0.019606 | 397.9605 | 0.024202 | 646.4162 | 7.1499e-05 | 647.2138 | 0.0074789 | 425.3098 | 0.27768
| 426.0762 | 0.018027 | 398.1779 | 0.83886 | 426.0762 | 0.0043067 | 398.1779 | 7.3312 | 425.4237 | 2.0688 | 398.1779 | 15.3121 | 425.4237 | 0.4347 | 392.77 | -0.0083963 | 426.0762 | 0.033881 | 392.77 | -0.010144 | 392.77 | -0.0043867 | 425.4237 | 0.00011197 | 425.4237 | 0.00013687 | 426.0762 | 0 | 398.1779 | -0.034072 | 647.3749 | 0.013343 | 398.1779 | 0.0045396 | 646.5775 | 0.00053624 | 647.3749 | 0.0079434 | 425.4237 | 0.2876
| 426.1889 | 0 | 398.3954 | 0.84109 | 426.1889 | 0 | 398.3954 | 7.4696 | 425.5376 | 2.0576 | 398.3954 | 16.1347 | 425.5376 | 0.43121 | 392.99 | 0.014154 | 426.1889 | 0.025933 | 392.99 | -0.00082513 | 392.99 | -0.0057639 | 425.5376 | 0.00010503 | 425.5376 | 0.00013841 | 426.1889 | 0 | 398.3954 | 0.015014 | 647.5359 | 0.016974 | 398.3954 | -0.019617 | 646.7388 | 7.1499e-05 | 647.5359 | 0.0073395 | 425.5376 | 0.28565
| 426.3017 | 0.0010107 | 398.6128 | 0.75988 | 426.3017 | 0.0079509 | 398.6128 | 6.8167 | 425.6515 | 1.9683 | 398.6128 | 16.579 | 425.6515 | 0.50738 | 393.2 | -0.019431 | 426.3017 | 0.029973 | 393.2 | -0.0092122 | 393.2 | -0.0025504 | 425.6515 | 0.00012105 | 425.6515 | 0.00012008 | 426.3017 | 0 | 398.6128 | 0.002796 | 647.6969 | 0.018517 | 398.6128 | -0.044216 | 646.9001 | 0.00032174 | 647.6969 | 0.0078969 | 425.6515 | 0.29609
| 426.4145 | 0 | 398.8303 | 0.80167 | 426.4145 | 0 | 398.8303 | 6.8624 | 425.7654 | 1.9421 | 398.8303 | 17.3023 | 425.7654 | 0.51403 | 393.42 | 0.0026388 | 426.4145 | 0.029441 | 393.42 | -0.0030384 | 393.42 | -0.0034686 | 425.7654 | 0.00010801 | 425.7654 | 9.5069e-05 | 426.4145 | 0 | 398.8303 | 0.013252 | 647.8579 | 0.024735 | 398.8303 | -0.012061 | 647.0614 | 7.1499e-05 | 647.8579 | 0.0075253 | 425.7654 | 0.30315
| 426.5273 | 0.0089723 | 399.0478 | 0.77723 | 426.5273 | 0.012896 | 399.0478 | 6.3595 | 425.8793 | 1.8599 | 399.0478 | 17.8457 | 425.8793 | 0.58071 | 393.64 | -0.012714 | 426.5273 | 0.029618 | 393.64 | -0.0030384 | 393.64 | -0.0089776 | 425.8793 | 0.0001199 | 425.8793 | 8.1708e-05 | 426.5273 | 0 | 399.0478 | -0.0048479 | 648.0189 | 0.019561 | 399.0478 | -0.010366 | 647.2227 | 0.00010725 | 648.0189 | 0.0081292 | 425.8793 | 0.31824
| 426.6401 | 0 | 399.2653 | 0.77154 | 426.6401 | 0 | 399.2653 | 6.499 | 425.9932 | 1.8748 | 399.2653 | 18.7307 | 425.9932 | 0.57024 | 393.86 | 0.0098357 | 426.6401 | 0.030462 | 393.86 | 0.0058149 | 393.86 | 0.016119 | 425.9932 | 0.00010272 | 425.9932 | 0.00011511 | 426.6401 | 0 | 399.2653 | 0.0093641 | 648.18 | 0.023872 | 399.2653 | 0.0083056 | 647.384 | 7.1499e-05 | 648.18 | 0.0076182 | 425.9932 | 0.32788
| 426.7529 | 0 | 399.4828 | 0.73761 | 426.7529 | 0.011081 | 399.4828 | 5.9084 | 426.1071 | 1.7842 | 399.4828 | 19.2642 | 426.1071 | 0.60266 | 394.07 | 0.0050378 | 426.7529 | 0.031883 | 394.07 | -0.0031549 | 394.07 | -0.0085181 | 426.1071 | 0.00012221 | 426.1071 | 0.00012505 | 426.7529 | 0 | 399.4828 | 0.016608 | 648.341 | 0.015703 | 399.4828 | -0.026731 | 647.5454 | 0 | 648.341 | 0.0078505 | 426.1071 | 0.33494
| 426.8657 | 0 | 399.7003 | 0.75791 | 426.8657 | 0 | 399.7003 | 5.9081 | 426.221 | 1.77 | 399.7003 | 20.1384 | 426.221 | 0.59485 | 394.29 | -0.0088761 | 426.8657 | 0.03095 | 394.29 | 0.0011552 | 394.29 | 0.0090795 | 426.221 | 0.00010619 | 426.221 | 0.0001701 | 426.8657 | 0.016397 | 399.7003 | -0.0075598 | 648.5021 | 0.020332 | 399.7003 | 0.025232 | 647.7067 | 7.1499e-05 | 648.5021 | 0.007293 | 426.221 | 0.34429
| 426.9785 | 0.013994 | 399.9179 | 0.73072 | 426.9785 | 0.019678 | 399.9179 | 5.6545 | 426.3349 | 1.7172 | 399.9179 | 20.6983 | 426.3349 | 0.61647 | 394.51 | -0.020391 | 426.9785 | 0.026954 | 394.51 | -0.0046693 | 394.51 | 0.00035706 | 426.3349 | 0.0001161 | 426.3349 | 0.00014012 | 426.9785 | 0 | 399.9179 | -0.012913 | 648.6631 | 0.017019 | 399.9179 | 0.0095226 | 647.868 | 0.00010725 | 648.6631 | 0.007804 | 426.3349 | 0.35157
| 427.0913 | 0 | 400.1354 | 0.76045 | 427.0913 | 0 | 400.1354 | 5.6926 | 426.4489 | 1.7002 | 400.1354 | 21.6004 | 426.4489 | 0.6632 | 394.73 | 0.015593 | 427.0913 | 0.031705 | 394.73 | 0.00057274 | 394.73 | -0.011732 | 426.4489 | 0.00011065 | 426.4489 | 0.00013515 | 427.0913 | 0.009641 | 400.1354 | 0.0038818 | 648.8242 | 0.037806 | 400.1354 | 0.013409 | 648.0294 | 7.1499e-05 | 648.8242 | 0.0078969 | 426.4489 | 0.36064
| 427.2041 | 0.0020459 | 400.353 | 0.72777 | 427.2041 | 0.0069571 | 400.353 | 5.3337 | 426.5628 | 1.6433 | 400.353 | 22.306 | 426.5628 | 0.72124 | 394.95 | -0.011275 | 427.2041 | 0.029085 | 394.95 | -0.010028 | 394.95 | -0.010967 | 426.5628 | 0.00013757 | 426.5628 | 7.6741e-05 | 427.2041 | 0 | 400.353 | -0.008372 | 648.9853 | 0.01829 | 400.353 | 0.010702 | 648.1907 | 0 | 648.9853 | 0.008315 | 426.5628 | 0.36615
| 427.3169 | 0 | 400.5706 | 0.71252 | 427.3169 | 0 | 400.5706 | 5.2183 | 426.6768 | 1.6264 | 400.5706 | 22.9888 | 426.6768 | 0.7678 | 395.16 | 0.011755 | 427.3169 | 0.031084 | 395.16 | 0.0084939 | 395.16 | 0.0012752 | 426.6768 | 0.0001308 | 426.6768 | 8.6676e-05 | 427.3169 | 0.004152 | 400.5706 | -0.012759 | 649.1464 | 0.024236 | 400.5706 | -0.0010608 | 648.3521 | 7.1499e-05 | 649.1464 | 0.0078505 | 426.6768 | 0.37337
| 427.4297 | 0.010207 | 400.7882 | 0.62458 | 427.4297 | 0.012609 | 400.7882 | 4.8968 | 426.7907 | 1.5415 | 400.7882 | 23.491 | 426.7907 | 0.78044 | 395.38 | -0.020872 | 427.4297 | 0.028597 | 395.38 | -0.00047565 | 395.38 | -0.0043867 | 426.7907 | 0.00013575 | 426.7907 | 8.6676e-05 | 427.4297 | 0.0012649 | 400.7882 | -0.00025072 | 649.3075 | 0.021286 | 400.7882 | -0.025391 | 648.5134 | 0 | 649.3075 | 0.0080827 | 426.7907 | 0.3798
| 427.5425 | 0 | 401.0058 | 0.66225 | 427.5425 | 0 | 401.0058 | 4.7691 | 426.9047 | 1.5556 | 401.0058 | 24.0597 | 426.9047 | 0.78509 | 395.6 | 0.028548 | 427.5425 | 0.034014 | 395.6 | 0.0024366 | 395.6 | 0.0041827 | 426.9047 | 0.00011957 | 426.9047 | 0.0001134 | 427.5425 | 0 | 401.0058 | 0.0087249 | 649.4686 | 0.030544 | 401.0058 | 0.019628 | 648.6748 | 7.1499e-05 | 649.4686 | 0.0075718 | 426.9047 | 0.388
| 427.6553 | 0.0026375 | 401.2235 | 0.67654 | 427.6553 | 0.018532 | 401.2235 | 4.5876 | 427.0186 | 1.4691 | 401.2235 | 24.8178 | 427.0186 | 0.77728 | 395.82 | -0.027587 | 427.6553 | 0.038277 | 395.82 | -0.002456 | 395.82 | -0.0040807 | 427.0186 | 0.00012039 | 427.0186 | 0.00012179 | 427.6553 | 0 | 401.2235 | -0.0089391 | 649.6296 | 0.018018 | 401.2235 | 0.033553 | 648.8361 | 0.00032174 | 649.6296 | 0.0081292 | 427.0186 | 0.39781
| 427.7681 | 0 | 401.4411 | 0.64698 | 427.7681 | 0 | 401.4411 | 4.5697 | 427.1326 | 1.4833 | 401.4411 | 25.4944 | 427.1326 | 0.77013 | 396.04 | 0.030466 | 427.7681 | 0.027709 | 396.04 | -0.00024269 | 396.04 | 0.0041827 | 427.1326 | 0.0001199 | 427.1326 | 0.00012008 | 427.7681 | 0 | 401.4411 | 0.01769 | 649.7908 | 0.027458 | 401.4411 | 0.036943 | 648.9975 | 0 | 649.7908 | 0.0075253 | 427.1326 | 0.40235
| 427.8809 | 0 | 401.6588 | 0.62073 | 427.8809 | 0.0079509 | 401.6588 | 4.1405 | 427.2465 | 1.4071 | 401.6588 | 26.1265 | 427.2465 | 0.76148 | 396.25 | -0.037183 | 427.8809 | 0.034503 | 396.25 | -0.0040868 | 396.25 | 0.0021933 | 427.2465 | 0.00010949 | 427.2465 | 0.00013018 | 427.8809 | 0.0033734 | 401.6588 | -0.018316 | 649.9519 | 0.011709 | 401.6588 | -0.021405 | 649.1589 | 0 | 649.9519 | 0.0081292 | 427.2465 | 0.40929
| 427.9937 | 0 | 401.8765 | 0.60542 | 427.9937 | 0 | 401.8765 | 4.1577 | 427.3605 | 1.4087 | 401.8765 | 27.1047 | 427.3605 | 0.75583 | 396.47 | 0.010315 | 427.9937 | 0.03095 | 396.47 | 0.00045625 | 396.47 | 0.01214 | 427.3605 | 9.7273e-05 | 427.3605 | 0.000105 | 427.9937 | 0 | 401.8765 | -0.0040404 | 650.113 | 0.018925 | 401.8765 | 0.015575 | 649.3203 | 0 | 650.113 | 0.0078969 | 427.3605 | 0.41199
| 428.1064 | 0.0098778 | 402.0942 | 0.60793 | 428.1064 | 0.011081 | 402.0942 | 3.84 | 427.4745 | 1.3667 | 402.0942 | 27.9489 | 427.4745 | 0.77462 | 396.69 | 0.0098357 | 428.1064 | 0.040675 | 396.69 | -0.0052516 | 396.69 | -0.0034686 | 427.4745 | 0.00011065 | 427.4745 | 9.6782e-05 | 428.1064 | 0.0029518 | 402.0942 | -0.018549 | 650.2741 | 0.018018 | 402.0942 | -0.025646 | 649.4817 | 0.00010725 | 650.2741 | 0.008315 | 427.4745 | 0.42191
| 428.2192 | 0 | 402.3119 | 0.59465 | 428.2192 | 0 | 402.3119 | 4.0035 | 427.5885 | 1.401 | 402.3119 | 28.3996 | 427.5885 | 0.77611 | 396.91 | 0.02135 | 428.2192 | 0.032371 | 396.91 | -0.0028054 | 396.91 | 0.0024994 | 427.5885 | 0.00012188 | 427.5885 | 6.5092e-05 | 428.2192 | 0 | 402.3119 | 0.023214 | 650.4352 | 0.023464 | 402.3119 | 0.023199 | 649.6431 | 7.1499e-05 | 650.4352 | 0.0082221 | 427.5885 | 0.42587
| 428.332 | 0 | 402.5296 | 0.59793 | 428.332 | 0.0074539 | 402.5296 | 3.6645 | 427.7025 | 1.3333 | 402.5296 | 28.8987 | 427.7025 | 0.80887 | 397.13 | -0.020391 | 428.332 | 0.035124 | 397.13 | 0.0047664 | 397.13 | -0.00040807 | 427.7025 | 0.00014038 | 427.7025 | 7.8454e-05 | 428.332 | 0 | 402.5296 | -0.01138 | 650.5964 | 0.016339 | 402.5296 | -0.019903 | 649.8045 | 0.00010725 | 650.5964 | 0.0086402 | 427.7025 | 0.43688
| 428.4448 | 0 | 402.7474 | 0.58692 | 428.4448 | 0 | 402.7474 | 3.7113 | 427.8164 | 1.3001 | 402.7474 | 29.526 | 427.8164 | 0.80305 | 397.34 | 0.0064771 | 428.4448 | 0.033348 | 397.34 | -0.0001262 | 397.34 | 0.0043357 | 427.8164 | 0.00011197 | 427.8164 | 7.5028e-05 | 428.4448 | 0.016819 | 402.7474 | 0.017765 | 650.7575 | 0.033585 | 402.7474 | 0.01219 | 649.9659 | 0 | 650.7575 | 0.0085008 | 427.8164 | 0.44165
| 428.5577 | 0.01317 | 402.9651 | 0.61333 | 428.5577 | 0.015093 | 402.9651 | 3.4999 | 427.9304 | 1.1952 | 402.9651 | 30.3511 | 427.9304 | 0.83665 | 397.56 | 0.0055175 | 428.5577 | 0.038677 | 397.56 | -0.0085133 | 397.56 | 0.0011222 | 427.9304 | 0.00012221 | 427.9304 | 0.00010004 | 428.5577 | 0 | 402.9651 | -0.034835 | 650.9187 | 0.017473 | 402.9651 | 0.016677 | 650.1273 | 0.00032174 | 650.9187 | 0.0081756 | 427.9304 | 0.45071
| 428.6705 | 0 | 403.1829 | 0.59849 | 428.6705 | 0 | 403.1829 | 3.5965 | 428.0444 | 1.2208 | 403.1829 | 31.1128 | 428.0444 | 0.84297 | 397.78 | 0.0088761 | 428.6705 | 0.033481 | 397.78 | 0.003019 | 397.78 | 0.00035706 | 428.0444 | 0.00010025 | 428.0444 | 0.00014012 | 428.6705 | 0 | 403.1829 | 0.014313 | 651.0798 | 0.026868 | 403.1829 | -0.010779 | 650.2887 | 0 | 651.0798 | 0.0075718 | 428.0444 | 0.4549
| 428.7833 | 0.00027119 | 403.4007 | 0.55942 | 428.7833 | 0.011941 | 403.4007 | 3.1799 | 428.1584 | 1.1687 | 403.4007 | 31.3699 | 428.1584 | 0.88836 | 398 | -0.0083963 | 428.7833 | 0.037167 | 398 | 0.00033976 | 398 | -0.0062227 | 428.1584 | 0.00012105 | 428.1584 | 0.00018688 | 428.7833 | 0 | 403.4007 | -0.010364 | 651.241 | 0.015567 | 403.4007 | -0.016877 | 650.4501 | 0.00010725 | 651.241 | 0.0079898 | 428.1584 | 0.46362
| 428.8961 | 0 | 403.6185 | 0.58101 | 428.8961 | 0 | 403.6185 | 3.2108 | 428.2724 | 1.1828 | 403.6185 | 32.1797 | 428.2724 | 0.90516 | 398.22 | -0.020391 | 428.8961 | 0.032371 | 398.22 | 0.0043004 | 398.22 | 0.0066312 | 428.2724 | 0.00011081 | 428.2724 | 0.00018346 | 428.8961 | 0.0024632 | 403.6185 | 0.015757 | 651.4022 | 0.028865 | 403.6185 | 0.029977 | 650.6116 | 0 | 651.4022 | 0.0080363 | 428.2724 | 0.4689
| 429.0089 | 0.0063351 | 403.8363 | 0.5573 | 429.0089 | 0.013565 | 403.8363 | 3.0896 | 428.3865 | 1.1343 | 403.8363 | 32.5833 | 428.3865 | 0.94441 | 398.44 | -0.026148 | 429.0089 | 0.034769 | 398.44 | -0.0094454 | 398.44 | -0.018771 | 428.3865 | 0.00015177 | 428.3865 | 0.00011837 | 429.0089 | 0 | 403.8363 | -0.017578 | 651.5634 | 0.014024 | 403.8363 | -0.016134 | 650.773 | 0.00010725 | 651.5634 | 0.008315 | 428.3865 | 0.47722
| 429.1217 | 0 | 404.0541 | 0.57652 | 429.1217 | 0 | 404.0541 | 3.1932 | 428.5005 | 1.1232 | 404.0541 | 33.2611 | 428.5005 | 0.95638 | 398.65 | 0.0059973 | 429.1217 | 0.036146 | 398.65 | 0.011639 | 398.65 | 0.014589 | 428.5005 | 0.00014996 | 428.5005 | 7.8454e-05 | 429.1217 | 0 | 404.0541 | 0.020826 | 651.7245 | 0.028411 | 404.0541 | 0.0091836 | 650.9345 | 7.1499e-05 | 651.7245 | 0.0077111 | 428.5005 | 0.48393
| 429.2345 | 0.0014543 | 404.272 | 0.55452 | 429.2345 | 0.0091104 | 404.272 | 2.8921 | 428.6145 | 1.0673 | 404.272 | 33.4077 | 428.6145 | 0.9913 | 398.87 | -0.0035984 | 429.2345 | 0.034014 | 398.87 | 0.0037179 | 398.87 | 0.0083142 | 428.6145 | 0.00015111 | 428.6145 | 6.0125e-05 | 429.2345 | 0 | 404.272 | -0.015487 | 651.8857 | 0.022647 | 404.272 | 0.020771 | 651.0959 | 0.00010725 | 651.8857 | 0.0079898 | 428.6145 | 0.49408
| 429.3473 | 0 | 404.4898 | 0.53415 | 429.3473 | 0 | 404.4898 | 2.8903 | 428.7285 | 1.0536 | 404.4898 | 33.6544 | 428.7285 | 1.0069 | 399.09 | 0.0088761 | 429.3473 | 0.035391 | 399.09 | -0.00199 | 399.09 | -0.0033155 | 428.7285 | 0.00012882 | 428.7285 | 5.6699e-05 | 429.3473 | 0 | 404.4898 | -0.015431 | 652.0469 | 0.020605 | 404.4898 | 0.00089052 | 651.2574 | 0 | 652.0469 | 0.0078969 | 428.7285 | 0.50005
| 429.4601 | 0.010619 | 404.7077 | 0.53389 | 429.4601 | 0.013374 | 404.7077 | 2.6135 | 428.8426 | 1.021 | 404.7077 | 34.3052 | 428.8426 | 1.0442 | 399.31 | 0.0002399 | 429.4601 | 0.032371 | 399.31 | 0.002786 | 399.31 | 0.0012752 | 428.8426 | 0.00012485 | 428.8426 | 6.8347e-05 | 429.4601 | 0 | 404.7077 | -0.0070713 | 652.2081 | 0.014614 | 404.7077 | -0.017026 | 651.4188 | 0.00010725 | 652.2081 | 0.0082221 | 428.8426 | 0.51032
| 429.5729 | 0 | 404.9256 | 0.53633 | 429.5729 | 0 | 404.9256 | 2.7126 | 428.9566 | 1.0485 | 404.9256 | 34.3958 | 428.9566 | 1.0572 | 399.53 | -0.019911 | 429.5729 | 0.036634 | 399.53 | 0.0056981 | 399.53 | 0.0035706 | 428.9566 | 0.00012683 | 428.9566 | 0.00010004 | 429.5729 | 0 | 404.9256 | -0.0014972 | 652.3693 | 0.016202 | 404.9256 | 0.030253 | 651.5803 | 0.00028599 | 652.3693 | 0.0079898 | 428.9566 | 0.5137
| 429.6857 | 0.0073704 | 405.1435 | 0.514 | 429.6857 | 0.0053006 | 405.1435 | 2.5685 | 429.0707 | 0.96942 | 405.1435 | 34.0797 | 429.0707 | 1.0881 | 399.74 | -0.024228 | 429.6857 | 0.039165 | 399.74 | -0.0063001 | 399.74 | 0.0017343 | 429.0707 | 0.00012502 | 429.0707 | 0.0001468 | 429.6857 | 0 | 405.1435 | -0.0052322 | 652.5306 | 0.014523 | 405.1435 | 0.0028189 | 651.7418 | 0.00010725 | 652.5306 | 0.0081292 | 429.0707 | 0.52495
| 429.7985 | 0 | 405.3614 | 0.52468 | 429.7985 | 0 | 405.3614 | 2.543 | 429.1847 | 0.9203 | 405.3614 | 34.3288 | 429.1847 | 1.0996 | 399.96 | -0.020872 | 429.7985 | 0.033126 | 399.96 | 0.0018541 | 399.96 | -0.0014792 | 429.1847 | 0.00011874 | 429.1847 | 0.00016187 | 429.7985 | 0 | 405.3614 | 0.022399 | 652.6918 | 0.019289 | 405.3614 | 0.017473 | 651.9032 | 7.1499e-05 | 652.6918 | 0.0074324 | 429.1847 | 0.53063
| 429.9113 | 0.0039686 | 405.5794 | 0.49732 | 429.9113 | 0.010317 | 405.5794 | 2.383 | 429.2987 | 0.89251 | 405.5794 | 34.6539 | 429.2987 | 1.14 | 400.18 | 0.02375 | 429.9113 | 0.031483 | 400.18 | -0.0035044 | 400.18 | -0.0019383 | 429.2987 | 0.0001341 | 429.2987 | 0.00015006 | 429.9113 | 0 | 405.5794 | -0.017201 | 652.853 | 0.018109 | 405.5794 | -0.017131 | 652.0647 | 0.00032174 | 652.853 | 0.0075253 | 429.2987 | 0.54721
| 430.0241 | 0 | 405.7973 | 0.52051 | 430.0241 | 0 | 405.7973 | 2.504 | 429.4128 | 0.90458 | 405.7973 | 34.8004 | 429.4128 | 1.1563 | 400.4 | -0.0083963 | 430.0241 | 0.038011 | 400.4 | -0.00199 | 400.4 | 0.0012752 | 429.4128 | 0.00014005 | 429.4128 | 0.00012505 | 430.0241 | 0 | 405.7973 | 0.0417 | 653.0142 | 0.022738 | 405.7973 | -0.0073305 | 652.2262 | 0 | 653.0142 | 0.0071072 | 429.4128 | 0.55335
| 430.1369 | 0.0093016 | 406.0153 | 0.48826 | 430.1369 | 0.010412 | 406.0153 | 2.2419 | 429.5269 | 0.87183 | 406.0153 | 34.4781 | 429.5269 | 1.181 | 400.62 | -0.0002399 | 430.1369 | 0.033748 | 400.62 | -0.0051353 | 400.62 | -0.010202 | 429.5269 | 0.00015342 | 429.5269 | 0.00010004 | 430.1369 | 0.00084329 | 406.0153 | 0.0055417 | 653.1755 | 0.014296 | 406.0153 | -0.03428 | 652.3877 | 0.00010725 | 653.1755 | 0.007804 | 429.5269 | 0.56345
| 430.2497 | 0 | 406.2333 | 0.5136 | 430.2497 | 0 | 406.2333 | 2.4592 | 429.6409 | 0.83114 | 406.2333 | 34.4426 | 429.6409 | 1.1842 | 400.84 | 0.0093559 | 430.2497 | 0.044094 | 400.84 | -0.00094161 | 400.84 | 0.00096913 | 429.6409 | 0.00012386 | 429.6409 | 7.1773e-05 | 430.2497 | 0 | 406.2333 | 0.024435 | 653.3367 | 0.018653 | 406.2333 | 0.023004 | 652.5492 | 0 | 653.3367 | 0.0077111 | 429.6409 | 0.56614
| 430.3625 | 0.010783 | 406.4513 | 0.51307 | 430.3625 | 0.017099 | 406.4513 | 2.1341 | 429.755 | 0.7458 | 406.4513 | 34.2714 | 429.755 | 1.2126 | 401.05 | -0.031426 | 430.3625 | 0.037522 | 401.05 | -0.0012911 | 401.05 | -0.0036216 | 429.755 | 0.00013195 | 429.755 | 7.8454e-05 | 430.3625 | 0 | 406.4513 | 0.024492 | 653.498 | 0.014841 | 406.4513 | -0.0010785 | 652.7107 | 0.00032174 | 653.498 | 0.0084544 | 429.755 | 0.57268
| 430.4753 | 0 | 406.6693 | 0.50468 | 430.4753 | 0 | 406.6693 | 2.1676 | 429.8691 | 0.80203 | 406.6693 | 34.283 | 429.8691 | 1.2288 | 401.27 | -0.0016793 | 430.4753 | 0.029219 | 401.27 | -0.0033879 | 401.27 | 0.0054069 | 429.8691 | 0.00011726 | 429.8691 | 0.00012505 | 430.4753 | 0.0049965 | 406.6693 | -0.0016043 | 653.6593 | 0.022647 | 406.6693 | 0.017123 | 652.8722 | 7.1499e-05 | 653.6593 | 0.0082685 | 429.8691 | 0.57825
| 430.5881 | 0.003525 | 406.8873 | 0.49929 | 430.5881 | 0.0048037 | 406.8873 | 2.047 | 429.9832 | 0.72859 | 406.8873 | 33.41 | 429.9832 | 1.2622 | 401.49 | -0.011275 | 430.5881 | 0.048624 | 401.49 | 0.0015046 | 401.49 | -0.00056109 | 429.9832 | 0.00012733 | 429.9832 | 0.00016342 | 430.5881 | 0 | 406.8873 | 0.00051388 | 653.8205 | 0.018018 | 406.8873 | -0.016856 | 653.0338 | 0.00032174 | 653.8205 | 0.0085473 | 429.9832 | 0.58611
| 430.701 | 0 | 407.1053 | 0.46587 | 430.701 | 0 | 407.1053 | 2.0587 | 430.0972 | 0.77077 | 407.1053 | 32.9005 | 430.0972 | 1.2782 | 401.71 | 0.025668 | 430.701 | 0.033615 | 401.71 | -9.7074e-06 | 401.71 | -0.005917 | 430.0972 | 0.00011263 | 430.0972 | 0.00014509 | 430.701 | 0 | 407.1053 | -0.0032574 | 653.9818 | 0.018744 | 407.1053 | 0.0069606 | 653.1953 | 0.00028599 | 653.9818 | 0.0079434 | 430.0972 | 0.5954
| 430.8138 | 0.0020459 | 407.3234 | 0.45936 | 430.8138 | 0.01624 | 407.3234 | 1.8268 | 430.2113 | 0.72479 | 407.3234 | 32.082 | 430.2113 | 1.3184 | 401.93 | -0.02135 | 430.8138 | 0.038277 | 401.93 | -0.012474 | 401.93 | -0.0020913 | 430.2113 | 0.00012006 | 430.2113 | 9.8495e-05 | 430.8138 | 0 | 407.3234 | -0.012083 | 654.1431 | 0.013479 | 407.3234 | 0.00072388 | 653.3568 | 0.00010725 | 654.1431 | 0.0084079 | 430.2113 | 0.61003
| 430.9266 | 0 | 407.5415 | 0.47725 | 430.9266 | 0 | 407.5415 | 1.9941 | 430.3254 | 0.74133 | 407.5415 | 31.8172 | 430.3254 | 1.3404 | 402.15 | 0.012714 | 430.9266 | 0.033615 | 402.15 | -0.0050185 | 402.15 | 0.0011222 | 430.3254 | 0.00014005 | 430.3254 | 8.1708e-05 | 430.9266 | 0.004152 | 407.5415 | 0.0070737 | 654.3044 | 0.021694 | 407.5415 | 0.010506 | 653.5184 | 0.00050049 | 654.3044 | 0.0076647 | 430.3254 | 0.62179
| 431.0394 | 0.0081099 | 407.7595 | 0.45571 | 431.0394 | 0.0071227 | 407.7595 | 1.723 | 430.4395 | 0.74944 | 407.7595 | 30.9347 | 430.4395 | 1.3814 | 402.36 | -0.012714 | 431.0394 | 0.04738 | 402.36 | -0.0086301 | 402.36 | -0.0054579 | 430.4395 | 0.00015986 | 430.4395 | 7.8454e-05 | 431.0394 | 0 | 407.7595 | -0.017241 | 654.4657 | 0.0236 | 407.7595 | 0.01747 | 653.6799 | 0.00032174 | 654.4657 | 0.0079434 | 430.4395 | 0.63533
| 431.1522 | 0 | 407.9776 | 0.42807 | 431.1522 | 0 | 407.9776 | 1.7613 | 430.5536 | 0.7405 | 407.9776 | 30.1268 | 430.5536 | 1.3946 | 402.58 | -0.00071969 | 431.1522 | 0.049645 | 402.58 | -0.0073485 | 402.58 | 0.0014282 | 430.5536 | 0.00015375 | 430.5536 | 0.00010004 | 431.1522 | 0 | 407.9776 | -0.0067334 | 654.627 | 0.023555 | 407.9776 | 0.00094501 | 653.8415 | 7.1499e-05 | 654.627 | 0.007293 | 430.5536 | 0.64032
| 431.265 | 0.0083961 | 408.1958 | 0.44372 | 431.265 | 0.0062945 | 408.1958 | 1.6427 | 430.6677 | 0.77805 | 408.1958 | 29.4041 | 430.6677 | 1.4258 | 402.8 | -0.04294 | 431.265 | 0.033615 | 402.8 | -0.00094161 | 402.8 | -0.0013262 | 430.6677 | 9.3805e-05 | 430.6677 | 6.5092e-05 | 431.265 | 0 | 408.1958 | -0.011128 | 654.7883 | 0.017564 | 408.1958 | -0.009646 | 654.003 | 0.00032174 | 654.7883 | 0.0076647 | 430.6677 | 0.6522
| 431.3778 | 0 | 408.4139 | 0.45599 | 431.3778 | 0 | 408.4139 | 1.5425 | 430.7819 | 0.76498 | 408.4139 | 28.3661 | 430.7819 | 1.4571 | 403.02 | 0.024228 | 431.3778 | 0.036013 | 403.02 | 0.0031355 | 403.02 | 0.006172 | 430.7819 | 0.00022989 | 430.7819 | 0.00028195 | 431.3778 | 0 | 408.4139 | -0.0056982 | 654.9496 | 0.019062 | 408.4139 | -0.017805 | 654.1646 | 0 | 654.9496 | 0.0078505 | 430.7819 | 0.66253
| 431.4907 | 0.007814 | 408.632 | 0.46259 | 431.4907 | 0.01175 | 408.632 | 1.6174 | 430.896 | 0.61381 | 408.632 | 27.7382 | 430.896 | 1.4988 | 403.24 | -0.012714 | 431.4907 | 0.038544 | 403.24 | 0.0036014 | 403.24 | 0.0047948 | 430.896 | 0.00019339 | 430.896 | 0.00023348 | 431.4907 | 0.036669 | 408.632 | 0.0045183 | 655.1109 | 0.016611 | 408.632 | -0.0089398 | 654.3261 | 0.0007506 | 655.1109 | 0.0077576 | 430.896 | 0.67675
| 431.6035 | 0 | 408.8502 | 0.43618 | 431.6035 | 0 | 408.8502 | 1.445 | 431.0101 | 0.59809 | 408.8502 | 26.6287 | 431.0101 | 1.5394 | 403.46 | -0.0055175 | 431.6035 | 0.038544 | 403.46 | -0.002223 | 403.46 | -0.0022444 | 431.0101 | 0.00039537 | 431.0101 | 0.00041693 | 431.6035 | 0 | 408.8502 | -0.010434 | 655.2722 | 0.018925 | 408.8502 | -0.0095799 | 654.4877 | 0 | 655.2722 | 0.0085473 | 431.0101 | 0.68972
| 431.7163 | 0.007814 | 409.0684 | 0.43946 | 431.7163 | 0.011272 | 409.0684 | 1.5649 | 431.1242 | 0.58701 | 409.0684 | 25.8603 | 431.1242 | 1.5624 | 403.68 | 0.056854 | 431.7163 | 0.043828 | 403.68 | 0.0011552 | 403.68 | 5.1009e-05 | 431.1242 | 0.00020611 | 431.1242 | 0.00018688 | 431.7163 | 0.021505 | 409.0684 | 0.010516 | 655.4336 | 0.021558 | 409.0684 | 0.026014 | 654.6493 | 0.0007506 | 655.4336 | 0.0077111 | 431.1242 | 0.69976
| 431.8291 | 0 | 409.2866 | 0.4357 | 431.8291 | 0 | 409.2866 | 1.3211 | 431.2384 | 0.52747 | 409.2866 | 25.1098 | 431.2384 | 1.6029 | 403.89 | -0.039103 | 431.8291 | 0.038766 | 403.89 | -0.0018735 | 403.89 | 0.00096913 | 431.2384 | 0.00041684 | 431.2384 | 0.00039038 | 431.8291 | 0 | 409.2866 | -0.013451 | 655.5949 | 0.014841 | 409.2866 | -0.021206 | 654.8109 | 0 | 655.5949 | 0.0084544 | 431.2384 | 0.71106
| 431.9419 | 0.0094662 | 409.5048 | 0.44009 | 431.9419 | 0.014425 | 409.5048 | 1.4489 | 431.3525 | 0.58635 | 409.5048 | 24.3018 | 431.3525 | 1.6252 | 404.11 | 0.035744 | 431.9419 | 0.046625 | 404.11 | -0.0067659 | 404.11 | -0.0022444 | 431.3525 | 0.00021502 | 431.3525 | 0.00020675 | 431.9419 | 0.023621 | 409.5048 | -0.002316 | 655.7563 | 0.020741 | 409.5048 | 0.020537 | 654.9725 | 0.0007506 | 655.7563 | 0.0079898 | 431.3525 | 0.7168
| 432.0547 | 0 | 409.723 | 0.42571 | 432.0547 | 0 | 409.723 | 1.2139 | 431.4666 | 0.51622 | 409.723 | 23.2491 | 431.4666 | 1.6663 | 404.33 | 0.0088761 | 432.0547 | 0.039565 | 404.33 | -0.0044363 | 404.33 | -0.010202 | 431.4666 | 0.0004137 | 431.4666 | 0.000407 | 432.0547 | 0 | 409.723 | 0.00071404 | 655.9176 | 0.01947 | 409.723 | 0.011193 | 655.1341 | 0 | 655.9176 | 0.008826 | 431.4666 | 0.72971
| 432.1676 | 0.0054477 | 409.9412 | 0.417 | 432.1676 | 0.0064601 | 409.9412 | 1.3841 | 431.5808 | 0.64325 | 409.9412 | 22.6858 | 431.5808 | 1.6869 | 404.55 | -0.016073 | 432.1676 | 0.046359 | 404.55 | 0.00068922 | 404.55 | -0.0023974 | 431.5808 | 0.00020297 | 431.5808 | 0.0002035 | 432.1676 | 0.042968 | 409.9412 | 0.0087902 | 656.079 | 0.021876 | 409.9412 | 0.016075 | 655.2957 | 0.0007506 | 656.079 | 0.0081756 | 431.5808 | 0.73883
| 432.2804 | 0 | 410.1595 | 0.41525 | 432.2804 | 0 | 410.1595 | 1.1763 | 431.6949 | 0.51506 | 410.1595 | 22.082 | 431.6949 | 1.7323 | 404.77 | -0.014154 | 432.2804 | 0.048135 | 404.77 | -0.00199 | 404.77 | -0.0017853 | 431.6949 | 0.0004099 | 431.6949 | 0.00034687 | 432.2804 | 0 | 410.1595 | 0.0054575 | 656.2403 | 0.012027 | 410.1595 | -0.031125 | 655.4573 | 0 | 656.2403 | 0.008315 | 431.6949 | 0.7526
| 432.3932 | 0.003377 | 410.3777 | 0.43652 | 432.3932 | 0.0094417 | 410.3777 | 1.324 | 431.8091 | 0.54153 | 410.3777 | 21.609 | 431.8091 | 1.7506 | 404.99 | 0.0050378 | 432.3932 | 0.042584 | 404.99 | 0.0056981 | 404.99 | -0.0065293 | 431.8091 | 0.00020726 | 431.8091 | 0.00014337 | 432.3932 | 0.036219 | 410.3777 | 0.011334 | 656.4017 | 0.017337 | 410.3777 | 0.01012 | 655.6189 | 0.00053624 | 656.4017 | 0.0079434 | 431.8091 | 0.76023
| 432.506 | 0 | 410.596 | 0.41037 | 432.506 | 0 | 410.596 | 1.126 | 431.9232 | 0.39581 | 410.596 | 20.9954 | 431.9232 | 1.7884 | 405.21 | -0.037183 | 432.506 | 0.045737 | 405.21 | -0.0047858 | 405.21 | 0.0037236 | 431.9232 | 0.00043368 | 431.9232 | 0.00035698 | 432.506 | 0 | 410.596 | -0.016026 | 656.5631 | 0.031769 | 410.596 | 0.0052642 | 655.7805 | 0 | 656.5631 | 0.0086866 | 431.9232 | 0.77469
| 432.6189 | 0.0083961 | 410.8143 | 0.4047 | 432.6189 | 0.021398 | 410.8143 | 1.2241 | 432.0374 | 0.50911 | 410.8143 | 20.3706 | 432.0374 | 1.8 | 405.42 | -0.015113 | 432.6189 | 0.045204 | 405.42 | -0.0045528 | 405.42 | 0.0020403 | 432.0374 | 0.00023038 | 432.0374 | 0.00021343 | 432.6189 | 0.027446 | 410.8143 | 0.012629 | 656.7245 | 0.019062 | 410.8143 | 0.018111 | 655.9421 | 0.00053624 | 656.7245 | 0.0081756 | 432.0374 | 0.78507
| 432.7317 | 0 | 411.0326 | 0.41457 | 432.7317 | 0 | 411.0326 | 0.98706 | 432.1516 | 0.40027 | 411.0326 | 19.4211 | 432.1516 | 1.8428 | 405.64 | -0.0002399 | 432.7317 | 0.052886 | 405.64 | 0.0095423 | 405.64 | -0.0092835 | 432.1516 | 0.00043946 | 432.1516 | 0.00035698 | 432.7317 | 0 | 411.0326 | 0.0018295 | 656.8859 | 0.016429 | 411.0326 | -0.031636 | 656.1037 | 0 | 656.8859 | 0.0085473 | 432.1516 | 0.79752
| 432.8445 | 0.0045602 | 411.2509 | 0.43442 | 432.8445 | 0.013087 | 411.2509 | 1.1745 | 432.2657 | 0.42707 | 411.2509 | 19.0868 | 432.2657 | 1.8665 | 405.86 | 0.012235 | 432.8445 | 0.040808 | 405.86 | 0.0016211 | 405.86 | 0.0089266 | 432.2657 | 0.00021304 | 432.2657 | 0.00014337 | 432.8445 | 0.02857 | 411.2509 | 0.010719 | 657.0472 | 0.022284 | 411.2509 | 0.017603 | 656.2654 | 0.00053624 | 657.0472 | 0.0075253 | 432.2657 | 0.80573
| 432.9573 | 0 | 411.4693 | 0.3933 | 432.9573 | 0 | 411.4693 | 1.0168 | 432.3799 | 0.34056 | 411.4693 | 18.4859 | 432.3799 | 1.9192 | 406.08 | -0.015593 | 432.9573 | 0.050133 | 406.08 | -0.0028054 | 406.08 | -0.0045398 | 432.3799 | 0.00040131 | 432.3799 | 0.00030696 | 432.9573 | 0 | 411.4693 | 0.0082506 | 657.2087 | 0.013389 | 411.4693 | -0.0034455 | 656.427 | 0 | 657.2087 | 0.0080827 | 432.3799 | 0.81726
| 433.0701 | 0.003377 | 411.6876 | 0.39548 | 433.0701 | 0.021493 | 411.6876 | 1.1372 | 432.4941 | 0.37348 | 411.6876 | 17.8544 | 432.4941 | 1.949 | 406.3 | 0.0055175 | 433.0701 | 0.0504 | 406.3 | -0.0038538 | 406.3 | -0.00086717 | 432.4941 | 0.00019273 | 432.4941 | 0.00016342 | 433.0701 | 0.025196 | 411.6876 | -0.001958 | 657.3701 | 0.024009 | 411.6876 | 0.037492 | 656.5887 | 0.00053624 | 657.3701 | 0.007293 | 432.4941 | 0.83154
| 433.183 | 0 | 411.906 | 0.39569 | 433.183 | 0 | 411.906 | 0.90975 | 432.6083 | 0.41863 | 411.906 | 16.9779 | 432.6083 | 2.0024 | 406.52 | -0.011755 | 433.183 | 0.04183 | 406.52 | -0.006999 | 406.52 | -0.0011732 | 432.6083 | 0.00039487 | 432.6083 | 0.00038696 | 433.183 | 0 | 411.906 | -0.010037 | 657.5315 | 0.016429 | 411.906 | -0.010224 | 656.7503 | 0 | 657.5315 | 0.0080363 | 432.6083 | 0.84824
| 433.2958 | 0.019179 | 412.1244 | 0.38933 | 433.2958 | 0.015093 | 412.1244 | 1.0669 | 432.7225 | 0.42525 | 412.1244 | 16.6298 | 432.7225 | 2.0268 | 406.74 | 0.014634 | 433.2958 | 0.051021 | 406.74 | -0.0064164 | 406.74 | -0.0017853 | 432.7225 | 0.00020264 | 432.7225 | 0.00022354 | 433.2958 | 0.018132 | 412.1244 | 0.0056231 | 657.6929 | 0.020015 | 412.1244 | 0.011193 | 656.912 | 0.0007506 | 657.6929 | 0.0075253 | 432.7225 | 0.86229
| 433.4086 | 0 | 412.3427 | 0.4033 | 433.4086 | 0 | 412.3427 | 0.82311 | 432.8367 | 0.37282 | 412.3427 | 16.0189 | 432.8367 | 2.0722 | 406.95 | -0.0011995 | 433.4086 | 0.038544 | 406.95 | 0.00045625 | 406.95 | 0.0081613 | 432.8367 | 0.00038133 | 432.8367 | 0.00044708 | 433.4086 | 0 | 412.3427 | 0.0018543 | 657.8543 | 0.020605 | 412.3427 | 0.0018277 | 657.0737 | 0 | 657.8543 | 0.0081292 | 432.8367 | 0.87629
| 433.5215 | 0.0081099 | 412.5612 | 0.38988 | 433.5215 | 0.018246 | 412.5612 | 0.95865 | 432.9509 | 0.43021 | 412.5612 | 15.3882 | 432.9509 | 2.0975 | 407.17 | -0.029987 | 433.5215 | 0.051643 | 407.17 | 0.0073291 | 407.17 | 0.00051009 | 432.9509 | 0.00017919 | 432.9509 | 0.0002268 | 433.5215 | 0.011385 | 412.5612 | 0.010103 | 658.0158 | 0.018653 | 412.5612 | -0.046377 | 657.2353 | 0.00032174 | 658.0158 | 0.0074789 | 432.9509 | 0.88553
| 433.6343 | 0 | 412.7796 | 0.36972 | 433.6343 | 0 | 412.7796 | 0.77178 | 433.0651 | 0.43021 | 412.7796 | 14.6877 | 433.0651 | 2.1457 | 407.39 | -0.019431 | 433.6343 | 0.043828 | 407.39 | 0.0044169 | 407.39 | -0.0017853 | 433.0651 | 0.00039867 | 433.0651 | 0.0004404 | 433.6343 | 0 | 412.7796 | -0.0051387 | 658.1772 | 0.016929 | 412.7796 | -0.012534 | 657.397 | 0 | 658.1772 | 0.0081292 | 433.0651 | 0.89786
| 433.7471 | 0 | 412.998 | 0.37981 | 433.7471 | 0.024359 | 412.998 | 0.95296 | 433.1793 | 0.37116 | 412.998 | 14.4073 | 433.1793 | 2.1667 | 407.61 | 0.025189 | 433.7471 | 0.04587 | 407.61 | 0.0039509 | 407.61 | -0.0017853 | 433.1793 | 0.00021948 | 433.1793 | 0.00021686 | 433.7471 | 0.043868 | 412.998 | 0.0027146 | 658.3387 | 0.018653 | 412.998 | 0.0025157 | 657.5587 | 0.0007506 | 658.3387 | 0.0077576 | 433.1793 | 0.9094
| 433.8599 | 0 | 413.2165 | 0.37634 | 433.8599 | 0 | 413.2165 | 0.78543 | 433.2935 | 0.41632 | 413.2165 | 13.8611 | 433.2935 | 2.2109 | 407.83 | -0.050617 | 433.8599 | 0.044449 | 407.83 | -0.0063001 | 407.83 | -0.0091305 | 433.2935 | 0.00041172 | 433.2935 | 0.00034191 | 433.8599 | 0 | 413.2165 | -0.013272 | 658.5001 | 0.012617 | 413.2165 | -0.024107 | 657.7204 | 0 | 658.5001 | 0.0086866 | 433.2935 | 0.9258
| 433.9728 | 0.003525 | 413.435 | 0.38808 | 433.9728 | 0.0059632 | 413.435 | 0.90141 | 433.4077 | 0.36206 | 413.435 | 13.5676 | 433.4077 | 2.2377 | 408.05 | -0.0040782 | 433.9728 | 0.05191 | 408.05 | 0.0074455 | 408.05 | 0.0021933 | 433.4077 | 0.00019223 | 433.4077 | 0.00012847 | 433.9728 | 0.016867 | 413.435 | 0.013144 | 658.6616 | 0.021376 | 413.435 | 0.016375 | 657.8821 | 0.0007506 | 658.6616 | 0.0081292 | 433.4077 | 0.93934
| 434.0856 | 0 | 413.6534 | 0.343 | 434.0856 | 0 | 413.6534 | 0.6858 | 433.522 | 0.39415 | 413.6534 | 13.0207 | 433.522 | 2.2884 | 408.27 | -0.0016793 | 434.0856 | 0.054174 | 408.27 | -0.0050185 | 408.27 | -0.00040807 | 433.522 | 0.0003995 | 433.522 | 0.00032186 | 434.0856 | 0 | 413.6534 | -0.0039563 | 658.823 | 0.019243 | 413.6534 | -0.007484 | 658.0438 | 0 | 658.823 | 0.0089653 | 433.522 | 0.95501
| 434.1984 | 0 | 413.8719 | 0.36395 | 434.1984 | 0.019201 | 413.8719 | 0.86666 | 433.6362 | 0.33957 | 413.8719 | 12.6976 | 433.6362 | 2.318 | 408.49 | 0.029987 | 434.1984 | 0.049245 | 408.49 | -0.0052516 | 408.49 | 0.0047948 | 433.6362 | 0.00020792 | 433.6362 | 0.00019357 | 434.1984 | 0.040044 | 413.8719 | -0.0030449 | 658.9845 | 0.020968 | 413.8719 | -0.00013618 | 658.2055 | 0.00053624 | 658.9845 | 0.0081292 | 433.6362 | 0.96705
| 434.3113 | 0 | 414.0904 | 0.37182 | 434.3113 | 0 | 414.0904 | 0.73196 | 433.7504 | 0.40259 | 414.0904 | 12.3781 | 433.7504 | 2.3717 | 408.71 | -0.033825 | 434.3113 | 0.052398 | 408.71 | -0.0010581 | 408.71 | -0.0095893 | 433.7504 | 0.00041221 | 433.7504 | 0.00043543 | 434.3113 | 0 | 414.0904 | 0.006048 | 659.146 | 0.019606 | 414.0904 | -0.0060427 | 658.3672 | 0 | 659.146 | 0.0087331 | 433.7504 | 0.98306
| 434.4241 | 0.005004 | 414.309 | 0.37839 | 434.4241 | 0.016431 | 414.309 | 0.80031 | 433.8647 | 0.35247 | 414.309 | 12.2073 | 433.8647 | 2.4117 | 408.92 | 0.014154 | 434.4241 | 0.054041 | 408.92 | -0.0046693 | 408.92 | -0.0049988 | 433.8647 | 0.00020495 | 433.8647 | 0.00024187 | 434.4241 | 0.018132 | 414.309 | -0.0032298 | 659.3075 | 0.019062 | 414.309 | 0.022525 | 658.5289 | 0.0007506 | 659.3075 | 0.0080827 | 433.8647 | 0.99304
| 434.5369 | 0.0016295 | 414.5275 | 0.36614 | 434.5369 | 0 | 414.5275 | 0.60245 | 433.9789 | 0.39068 | 414.5275 | 11.7009 | 433.9789 | 2.4692 | 409.14 | -0.024709 | 434.5369 | 0.049112 | 409.14 | -0.0094454 | 409.14 | -0.00010202 | 433.9789 | 0.00040825 | 433.9789 | 0.00046541 | 434.5369 | 0 | 414.5275 | -0.0078577 | 659.469 | 0.012435 | 414.5275 | -0.014947 | 658.6906 | 0 | 659.469 | 0.0085937 | 433.9789 | 1.0119
| 434.6498 | 0 | 414.7461 | 0.36026 | 434.6498 | 0.01175 | 414.7461 | 0.69415 | 434.0932 | 0.34106 | 414.7461 | 11.529 | 434.0932 | 2.4991 | 409.36 | 0.022789 | 434.6498 | 0.049645 | 409.36 | 0.0040674 | 409.36 | -0.0036216 | 434.0932 | 0.00020379 | 434.0932 | 0.00022354 | 434.6498 | 0.033295 | 414.7461 | 0.013749 | 659.6305 | 0.016929 | 414.7461 | 0.010836 | 658.8524 | 0.00053624 | 659.6305 | 0.007804 | 434.0932 | 1.0223
| 434.7626 | 0 | 414.9647 | 0.34403 | 434.7626 | 0 | 414.9647 | 0.56584 | 434.2074 | 0.39531 | 414.9647 | 11.2889 | 434.2074 | 2.5479 | 409.58 | -0.036703 | 434.7626 | 0.046092 | 409.58 | -0.0058343 | 409.58 | 0.0057129 | 434.2074 | 0.0004094 | 434.2074 | 0.00039706 | 434.7626 | 0 | 414.9647 | -0.0071125 | 659.792 | 0.014614 | 414.9647 | -0.021168 | 659.0141 | 0 | 659.792 | 0.0082685 | 434.2074 | 1.0423
| 434.8754 | 0.012512 | 415.1832 | 0.37058 | 434.8754 | 0.010412 | 415.1832 | 0.69985 | 434.3217 | 0.38092 | 415.1832 | 11.2733 | 434.3217 | 2.5735 | 409.8 | 0.017512 | 434.8754 | 0.049645 | 409.8 | 0.0018541 | 409.8 | 0.0078554 | 434.3217 | 0.00020561 | 434.3217 | 0.00017352 | 434.8754 | 0.021927 | 415.1832 | 0.014704 | 659.9535 | 0.020832 | 415.1832 | 0.0096923 | 659.1758 | 0.0007506 | 659.9535 | 0.0075253 | 434.3217 | 1.0535
| 434.9883 | 0 | 415.4018 | 0.35379 | 434.9883 | 0 | 415.4018 | 0.60336 | 434.4359 | 0.35909 | 415.4018 | 10.7963 | 434.4359 | 2.632 | 410.02 | 0.0069569 | 434.9883 | 0.051288 | 410.02 | -0.0014076 | 410.02 | 0.0023464 | 434.4359 | 0.0003995 | 434.4359 | 0.00037702 | 434.9883 | 0 | 415.4018 | -0.02105 | 660.115 | 0.018653 | 415.4018 | -0.019796 | 659.3376 | 0 | 660.115 | 0.008315 | 434.4359 | 1.0718
| 435.1011 | 0.0021939 | 415.6205 | 0.36192 | 435.1011 | 0.0077853 | 415.6205 | 0.70034 | 434.5502 | 0.34337 | 415.6205 | 10.681 | 434.5502 | 2.6698 | 410.24 | -0.0088761 | 435.1011 | 0.049112 | 410.24 | 0.0043004 | 410.24 | 0.0052539 | 434.5502 | 0.00019603 | 434.5502 | 0.0002035 | 435.1011 | 0.046343 | 415.6205 | 0.0061754 | 660.2766 | 0.019379 | 415.6205 | 0.002715 | 659.4993 | 0.0007506 | 660.2766 | 0.0074789 | 434.5502 | 1.0862
| 435.214 | 0 | 415.8391 | 0.34709 | 435.214 | 0 | 415.8391 | 0.49547 | 434.6645 | 0.32716 | 415.8391 | 10.4925 | 434.6645 | 2.7396 | 410.46 | -0.02375 | 435.214 | 0.048002 | 410.46 | -0.00094161 | 410.46 | -0.0017853 | 434.6645 | 0.00039603 | 434.6645 | 0.000407 | 435.214 | 0 | 415.8391 | -0.002934 | 660.4381 | 0.018018 | 415.8391 | -0.0049606 | 659.6611 | 0 | 660.4381 | 0.0085937 | 434.6645 | 1.1026
| 435.3268 | 0.0036729 | 416.0577 | 0.37736 | 435.3268 | 0.011463 | 416.0577 | 0.67767 | 434.7788 | 0.35297 | 416.0577 | 10.4021 | 434.7788 | 2.7882 | 410.68 | 0.02375 | 435.3268 | 0.053686 | 410.68 | 0.0074455 | 410.68 | -0.0010202 | 434.7788 | 0.00020214 | 434.7788 | 0.0002035 | 435.3268 | 0.050167 | 416.0577 | -0.0071625 | 660.5996 | 0.031361 | 416.0577 | 0.0065641 | 659.8229 | 0.0007506 | 660.5996 | 0.0079898 | 434.7788 | 1.1168
| 435.4396 | 0 | 416.2764 | 0.33965 | 435.4396 | 0 | 416.2764 | 0.58423 | 434.893 | 0.28747 | 416.2764 | 10.0033 | 434.893 | 2.8562 | 410.89 | -0.013674 | 435.4396 | 0.063366 | 410.89 | -0.0052516 | 410.89 | -0.00040807 | 434.893 | 0.00042641 | 434.893 | 0.00041693 | 435.4396 | 0 | 416.2764 | -0.0025113 | 660.7612 | 0.017564 | 416.2764 | -0.0034014 | 659.9846 | 0 | 660.7612 | 0.0085937 | 434.893 | 1.1324
| 435.5525 | 0.0041166 | 416.4951 | 0.36305 | 435.5525 | 0.015093 | 416.4951 | 0.66966 | 435.0073 | 0.29971 | 416.4951 | 9.9895 | 435.0073 | 2.8921 | 411.11 | -0.017512 | 435.5525 | 0.060347 | 411.11 | -0.00047565 | 411.11 | 0.00051009 | 435.0073 | 0.00022642 | 435.0073 | 0.00021343 | 435.5525 | 0.019397 | 416.4951 | 0.0094761 | 660.9227 | 0.017882 | 416.4951 | -0.014299 | 660.1464 | 0.0007506 | 660.9227 | 0.0078505 | 435.0073 | 1.1474
| 435.6653 | 0 | 416.7138 | 0.35013 | 435.6653 | 0 | 416.7138 | 0.51646 | 435.1216 | 0.29508 | 416.7138 | 9.659 | 435.1216 | 2.9426 | 411.33 | -0.026628 | 435.6653 | 0.04849 | 411.33 | -0.0058343 | 411.33 | -0.0045398 | 435.1216 | 0.00044409 | 435.1216 | 0.00039706 | 435.6653 | 0 | 416.7138 | 0.013662 | 661.0843 | 0.021603 | 416.7138 | -0.022998 | 660.3082 | 0 | 661.0843 | 0.0084544 | 435.1216 | 1.1676
| 435.7782 | 0.0038207 | 416.9325 | 0.36657 | 435.7782 | 0.015093 | 416.9325 | 0.68261 | 435.2359 | 0.28515 | 416.9325 | 9.5946 | 435.2359 | 2.9708 | 411.55 | -0.0083963 | 435.7782 | 0.052265 | 411.55 | 0.0026695 | 411.55 | 0.0029585 | 435.2359 | 0.00021915 | 435.2359 | 0.00018346 | 435.7782 | 0.027896 | 416.9325 | -0.0055604 | 661.2458 | 0.017564 | 416.9325 | 0.023399 | 660.47 | 0.00053624 | 661.2458 | 0.0081292 | 435.2359 | 1.1837
| 435.891 | 0 | 417.1512 | 0.3184 | 435.891 | 0 | 417.1512 | 0.45657 | 435.3502 | 0.22114 | 417.1512 | 9.1719 | 435.3502 | 3.0343 | 411.77 | -0.0098357 | 435.891 | 0.054174 | 411.77 | -0.00094161 | 411.77 | 0.0041827 | 435.3502 | 0.00042988 | 435.3502 | 0.00037702 | 435.891 | 0 | 417.1512 | 0.0012961 | 661.4074 | 0.019606 | 417.1512 | -0.00073633 | 660.6318 | 0 | 661.4074 | 0.0087795 | 435.3502 | 1.2061
| 436.0038 | 0.0048561 | 417.3699 | 0.35541 | 436.0038 | 0.021398 | 417.3699 | 0.51958 | 435.4645 | 0.29045 | 417.3699 | 8.9904 | 435.4645 | 3.079 | 411.99 | 0.017992 | 436.0038 | 0.057061 | 411.99 | 0.0010387 | 411.99 | 0.0034176 | 435.4645 | 0.00021337 | 435.4645 | 0.00019357 | 436.0038 | 0.024521 | 417.3699 | 0.0019261 | 661.569 | 0.019969 | 417.3699 | 0.0099631 | 660.7935 | 0.0007506 | 661.569 | 0.0081292 | 435.4645 | 1.2265
| 436.1167 | 0 | 417.5887 | 0.3439 | 436.1167 | 0 | 417.5887 | 0.48782 | 435.5788 | 0.21353 | 417.5887 | 8.6823 | 435.5788 | 3.1547 | 412.21 | -0.018472 | 436.1167 | 0.050267 | 412.21 | -0.0059506 | 412.21 | -0.007141 | 435.5788 | 0.00040709 | 435.5788 | 0.00037702 | 436.1167 | 0 | 417.5887 | -0.0076716 | 661.7306 | 0.019788 | 417.5887 | 0.002227 | 660.9554 | 0 | 661.7306 | 0.0084544 | 435.5788 | 1.251
| 436.2295 | 0.011524 | 417.8074 | 0.39577 | 436.2295 | 0.0086135 | 417.8074 | 0.55793 | 435.6931 | 0.21668 | 417.8074 | 8.6483 | 435.6931 | 3.2004 | 412.43 | -0.0088761 | 436.2295 | 0.054663 | 412.43 | -0.0036209 | 412.43 | 0.0047948 | 435.6931 | 0.0001962 | 435.6931 | 0.00018346 | 436.2295 | 0.031945 | 417.8074 | 0.0080678 | 661.8922 | 0.020106 | 417.8074 | 0.012787 | 661.1172 | 0.00032174 | 661.8922 | 0.0077576 | 435.6931 | 1.2698
| 436.3424 | 0 | 418.0262 | 0.34031 | 436.3424 | 0 | 418.0262 | 0.45959 | 435.8075 | 0.20824 | 418.0262 | 8.2218 | 435.8075 | 3.2747 | 412.65 | -0.041023 | 436.3424 | 0.053641 | 412.65 | -0.0068827 | 412.65 | -0.010049 | 435.8075 | 0.00038678 | 435.8075 | 0.00043698 | 436.3424 | 0 | 418.0262 | -0.015469 | 662.0537 | 0.022511 | 418.0262 | 0.0068601 | 661.279 | 0 | 662.0537 | 0.008315 | 435.8075 | 1.2894
| 436.4552 | 0.0047082 | 418.245 | 0.34626 | 436.4552 | 0.0096482 | 418.245 | 0.52843 | 435.9218 | 0.21205 | 418.245 | 8.1648 | 435.9218 | 3.3205 | 412.87 | -0.027587 | 436.4552 | 0.058704 | 412.87 | 0.0029025 | 412.87 | 0.0023464 | 435.9218 | 0.0001919 | 435.9218 | 0.00025352 | 436.4552 | 0.023621 | 418.245 | 0.0071071 | 662.2153 | 0.019652 | 418.245 | -0.0021896 | 661.4408 | 0.0007506 | 662.2153 | 0.007804 | 435.9218 | 1.3066
| 436.5681 | 0 | 418.4638 | 0.32653 | 436.5681 | 0 | 418.4638 | 0.36456 | 436.0361 | 0.19418 | 418.4638 | 7.7789 | 436.0361 | 3.3888 | 413.08 | -0.025668 | 436.5681 | 0.05746 | 413.08 | -0.015037 | 413.08 | -0.0074475 | 436.0361 | 0.00039223 | 436.0361 | 0.00043698 | 436.5681 | 0 | 418.4638 | -0.013104 | 662.3769 | 0.017292 | 418.4638 | -0.042209 | 661.6026 | 0 | 662.3769 | 0.0084079 | 436.0361 | 1.3255
| 436.6809 | 0.0060393 | 418.6826 | 0.33969 | 436.6809 | 0.0043067 | 418.6826 | 0.55881 | 436.1504 | 0.21023 | 418.6826 | 7.6837 | 436.1504 | 3.4322 | 413.3 | 0.0079165 | 436.6809 | 0.064121 | 413.3 | 0.00057274 | 413.3 | 0.00066312 | 436.1504 | 0.00020495 | 436.1504 | 0.00018346 | 436.6809 | 0.012228 | 418.6826 | 0.01207 | 662.5386 | 0.014614 | 418.6826 | 0.020556 | 661.7645 | 0.00053624 | 662.5386 | 0.0080827 | 436.1504 | 1.3428
| 436.7938 | 0 | 418.9015 | 0.32375 | 436.7938 | 0 | 418.9015 | 0.35008 | 436.2648 | 0.17152 | 418.9015 | 7.2932 | 436.2648 | 3.5077 | 413.52 | -0.0064771 | 436.7938 | 0.048357 | 413.52 | -0.0035044 | 413.52 | -0.0020913 | 436.2648 | 0.00040907 | 436.2648 | 0.000327 | 436.7938 | 0 | 418.9015 | -0.0049082 | 662.7002 | 0.02242 | 418.9015 | -0.018139 | 661.9263 | 0 | 662.7002 | 0.0085008 | 436.2648 | 1.3676
| 436.9066 | 0.0055956 | 419.1203 | 0.33822 | 436.9066 | 0.017195 | 419.1203 | 0.48237 | 436.3791 | 0.20559 | 419.1203 | 7.1189 | 436.3791 | 3.5609 | 413.74 | 0.015593 | 436.9066 | 0.06008 | 413.74 | -0.00047565 | 413.74 | -0.0014792 | 436.3791 | 0.00020908 | 436.3791 | 0.00014337 | 436.9066 | 0.024971 | 419.1203 | 0.0090078 | 662.8618 | 0.01357 | 419.1203 | 0.0072155 | 662.0881 | 0.00053624 | 662.8618 | 0.0077111 | 436.3791 | 1.3916
| 437.0195 | 0 | 419.3392 | 0.32158 | 437.0195 | 0 | 419.3392 | 0.37954 | 436.4935 | 0.13249 | 419.3392 | 6.8507 | 436.4935 | 3.6346 | 413.96 | -0.020872 | 437.0195 | 0.044716 | 413.96 | -0.0065332 | 413.96 | -0.00025504 | 436.4935 | 0.00039636 | 436.4935 | 0.00035698 | 437.0195 | 0 | 419.3392 | -0.00092834 | 663.0234 | 0.024099 | 419.3392 | -0.0092718 | 662.25 | 0 | 663.0234 | 0.0079898 | 436.4935 | 1.4164
| 437.1323 | 0.0081099 | 419.5581 | 0.34636 | 437.1323 | 0.0061289 | 419.5581 | 0.45409 | 436.6078 | 0.17334 | 419.5581 | 6.7871 | 436.6078 | 3.6912 | 414.18 | 0.0098357 | 437.1323 | 0.056439 | 414.18 | -0.001524 | 414.18 | -0.0043867 | 436.6078 | 0.0001919 | 436.6078 | 0.00021343 | 437.1323 | 0.0075901 | 419.5581 | 0.016223 | 663.1851 | 0.024417 | 419.5581 | 0.0052883 | 662.4118 | 0.0009651 | 663.1851 | 0.0077576 | 436.6078 | 1.4347
| 437.2452 | 0 | 419.777 | 0.32514 | 437.2452 | 0 | 419.777 | 0.37647 | 436.7222 | 0.14969 | 419.777 | 6.3723 | 436.7222 | 3.7758 | 414.4 | -0.0093559 | 437.2452 | 0.052531 | 414.4 | -0.0052516 | 414.4 | 0.0014282 | 436.7222 | 0.00038843 | 436.7222 | 0.000407 | 437.2452 | 0 | 419.777 | -0.0016352 | 663.3467 | 0.015159 | 419.777 | -0.02643 | 662.5737 | 0 | 663.3467 | 0.0084544 | 436.7222 | 1.4561
| 437.358 | 0.0029334 | 419.9959 | 0.33388 | 437.358 | 0.0066257 | 419.9959 | 0.4119 | 436.8365 | 0.19302 | 419.9959 | 6.2246 | 436.8365 | 3.8407 | 414.62 | 0.022789 | 437.358 | 0.051021 | 414.62 | -0.0052516 | 414.62 | -0.011579 | 436.8365 | 0.00019834 | 436.8365 | 0.00021018 | 437.358 | 0.033745 | 419.9959 | -0.0013213 | 663.5084 | 0.015975 | 419.9959 | 0.015827 | 662.7356 | 0.0007506 | 663.5084 | 0.0079434 | 436.8365 | 1.4782
| 437.4709 | 0 | 420.2148 | 0.32248 | 437.4709 | 0 | 420.2148 | 0.2736 | 436.9509 | 0.12223 | 420.2148 | 5.8997 | 436.9509 | 3.9235 | 414.84 | -0.016073 | 437.4709 | 0.048135 | 414.84 | -0.0088628 | 414.84 | -0.013721 | 436.9509 | 0.00041948 | 436.9509 | 0.00036366 | 437.4709 | 0 | 420.2148 | -0.014588 | 663.67 | 0.019289 | 420.2148 | -0.015051 | 662.8975 | 0 | 663.67 | 0.0085008 | 436.9509 | 1.5018
| 437.5838 | 0.012265 | 420.4338 | 0.29732 | 437.5838 | 0.013087 | 420.4338 | 0.43376 | 437.0653 | 0.15961 | 420.4338 | 5.8184 | 437.0653 | 3.9789 | 415.06 | -0.037664 | 437.5838 | 0.059725 | 415.06 | 0.0024366 | 415.06 | -0.0048458 | 437.0653 | 0.00022345 | 437.0653 | 0.0001701 | 437.5838 | 0.03037 | 420.4338 | 0.011637 | 663.8317 | 0.019788 | 420.4338 | -0.00017715 | 663.0593 | 0.00053624 | 663.8317 | 0.0077111 | 437.0653 | 1.5211
| 437.6966 | 0 | 420.6527 | 0.31675 | 437.6966 | 0 | 420.6527 | 0.31249 | 437.1796 | 0.11826 | 420.6527 | 5.4962 | 437.1796 | 4.0583 | 415.28 | 0.011755 | 437.6966 | 0.055062 | 415.28 | -0.0036209 | 415.28 | -0.00607 | 437.1796 | 0.00043797 | 437.1796 | 0.00034687 | 437.6966 | 0 | 420.6527 | -0.012106 | 663.9934 | 0.018199 | 420.6527 | -0.0089046 | 663.2212 | 0 | 663.9934 | 0.0083614 | 437.1796 | 1.5504
| 437.8095 | 0.0041166 | 420.8717 | 0.31198 | 437.8095 | 0.018723 | 420.8717 | 0.3609 | 437.294 | 0.11132 | 420.8717 | 5.3847 | 437.294 | 4.1037 | 415.5 | 0.042462 | 437.8095 | 0.061501 | 415.5 | -0.0037373 | 415.5 | 0.00051009 | 437.294 | 0.00021998 | 437.294 | 0.00019357 | 437.8095 | 0.040943 | 420.8717 | -0.0055663 | 664.155 | 0.026732 | 420.8717 | -0.0064642 | 663.3831 | 0.0007506 | 664.155 | 0.0076182 | 437.294 | 1.5751
| 437.9223 | 0 | 421.0907 | 0.29354 | 437.9223 | 0 | 421.0907 | 0.28745 | 437.4084 | 0.10718 | 421.0907 | 5.0877 | 437.4084 | 4.1812 | 415.72 | 0.030946 | 437.9223 | 0.058704 | 415.72 | 0.0023201 | 415.72 | -0.0036216 | 437.4084 | 0.00043054 | 437.4084 | 0.00035698 | 437.9223 | 0 | 421.0907 | 0.0070826 | 664.3167 | 0.019879 | 421.0907 | -0.011267 | 663.545 | 0 | 664.3167 | 0.0085008 | 437.4084 | 1.6046
| 438.0352 | 0.007814 | 421.3097 | 0.3256 | 438.0352 | 0.01089 | 421.3097 | 0.4313 | 437.5228 | 0.1267 | 421.3097 | 5.0393 | 437.5228 | 4.2336 | 415.93 | -0.019431 | 438.0352 | 0.055418 | 415.93 | -0.0038538 | 415.93 | -0.0031625 | 437.5228 | 0.00021618 | 437.5228 | 0.00016684 | 438.0352 | 0.038469 | 421.3097 | 0.011237 | 664.4784 | 0.024009 | 421.3097 | -0.009766 | 663.7069 | 0.00053624 | 664.4784 | 0.0078505 | 437.5228 | 1.6235
| 438.1481 | 0 | 421.5287 | 0.30641 | 438.1481 | 0 | 421.5287 | 0.2339 | 437.6372 | 0.093121 | 421.5287 | 4.7491 | 437.6372 | 4.3262 | 416.15 | 0.0074367 | 438.1481 | 0.056794 | 416.15 | 0.00033976 | 416.15 | -0.0063763 | 437.6372 | 0.00041799 | 437.6372 | 0.00036024 | 438.1481 | 0 | 421.5287 | -0.015973 | 664.6401 | 0.01652 | 421.5287 | -0.018343 | 663.8688 | 0 | 664.6401 | 0.0084079 | 437.6372 | 1.6518
| 438.2609 | 0.00041907 | 421.7477 | 0.32882 | 438.2609 | 0.0079509 | 421.7477 | 0.3657 | 437.7516 | 0.079724 | 421.7477 | 4.7166 | 437.7516 | 4.3963 | 416.37 | -0.0079165 | 438.2609 | 0.054041 | 416.37 | -0.0072322 | 416.37 | -0.0063763 | 437.7516 | 0.00020842 | 437.7516 | 0.00020024 | 438.2609 | 0.040494 | 421.7477 | 0.018101 | 664.8018 | 0.014432 | 421.7477 | 0.016543 | 664.0307 | 0.00053624 | 664.8018 | 0.0077111 | 437.7516 | 1.6772
| 438.3738 | 0 | 421.9667 | 0.31038 | 438.3738 | 0 | 421.9667 | 0.26156 | 437.866 | 0.069634 | 421.9667 | 4.4792 | 437.866 | 4.4992 | 416.59 | -0.037664 | 438.3738 | 0.054174 | 416.59 | -0.0075817 | 416.59 | -0.0092835 | 437.866 | 0.00043484 | 437.866 | 0.0004303 | 438.3738 | 0 | 421.9667 | -0.010158 | 664.9635 | 0.018971 | 421.9667 | -0.013202 | 664.1926 | 0 | 664.9635 | 0.0082221 | 437.866 | 1.7099
| 438.4866 | 0.010289 | 422.1858 | 0.31544 | 438.4866 | 0.01175 | 422.1858 | 0.39212 | 437.9804 | 0.1095 | 422.1858 | 4.4258 | 437.9804 | 4.5749 | 416.81 | 0.0079165 | 438.4866 | 0.063899 | 416.81 | 0.0024366 | 416.81 | 0.0069371 | 437.9804 | 0.00023022 | 437.9804 | 0.0002369 | 438.4866 | 0.036669 | 422.1858 | 0.01067 | 665.1252 | 0.018744 | 422.1858 | 0.029105 | 664.3546 | 0.00053624 | 665.1252 | 0.0078969 | 437.9804 | 1.7347
| 438.5995 | 0 | 422.4049 | 0.32414 | 438.5995 | 0 | 422.4049 | 0.26481 | 438.0948 | 0.054086 | 422.4049 | 4.164 | 438.0948 | 4.6673 | 417.03 | -0.011755 | 438.5995 | 0.052664 | 417.03 | -0.0038538 | 417.03 | -0.010049 | 438.0948 | 0.00044177 | 438.0948 | 0.00038696 | 438.5995 | 0 | 422.4049 | 0.010321 | 665.287 | 0.021059 | 422.4049 | -0.016202 | 664.5165 | 0 | 665.287 | 0.0086866 | 438.0948 | 1.7619
| 438.7124 | 0.0054477 | 422.624 | 0.32154 | 438.7124 | 0.0087791 | 422.624 | 0.32896 | 438.2092 | 0.040523 | 422.624 | 4.1408 | 438.2092 | 4.7279 | 417.25 | 0.010795 | 438.7124 | 0.053908 | 417.25 | -0.002689 | 417.25 | 0.0051009 | 438.2092 | 0.00021535 | 438.2092 | 0.00015348 | 438.7124 | 0.02947 | 422.624 | -0.0026414 | 665.4487 | 0.022511 | 422.624 | 0.0017385 | 664.6784 | 0.0007506 | 665.4487 | 0.0081292 | 438.2092 | 1.7833
| 438.8252 | 0 | 422.8431 | 0.29635 | 438.8252 | 0 | 422.8431 | 0.22533 | 438.3236 | 0.032253 | 422.8431 | 3.9165 | 438.3236 | 4.8123 | 417.47 | 0.0088761 | 438.8252 | 0.055418 | 417.47 | -0.0094454 | 417.47 | 0.0055599 | 438.3236 | 0.00040181 | 438.3236 | 0.00032529 | 438.8252 | 0 | 422.8431 | -0.0029315 | 665.6104 | 0.0177 | 422.8431 | -0.0021943 | 664.8404 | 0 | 665.6104 | 0.0084079 | 438.3236 | 1.8115
| 438.9381 | 0.012841 | 423.0622 | 0.29572 | 438.9381 | 0.015762 | 423.0622 | 0.31768 | 438.4381 | 0.081874 | 423.0622 | 3.9065 | 438.4381 | 4.8815 | 417.69 | -0.0011995 | 438.9381 | 0.053153 | 417.69 | -0.0061837 | 417.69 | 0.0034176 | 438.4381 | 0.00018992 | 438.4381 | 0.00017181 | 438.9381 | 0.0012649 | 423.0622 | 0.012289 | 665.7722 | 0.023691 | 423.0622 | -0.0006931 | 665.0023 | 0.0007506 | 665.7722 | 0.0075253 | 438.4381 | 1.8354
| 439.051 | 0 | 423.2813 | 0.31406 | 439.051 | 0.0033205 | 423.2813 | 0.21781 | 438.5525 | 0.024976 | 423.2813 | 3.6773 | 438.5525 | 4.9896 | 417.91 | -0.002159 | 439.051 | 0.056705 | 417.91 | -0.00082513 | 417.91 | 0.0015813 | 438.5525 | 0.00041452 | 438.5525 | 0.00039535 | 439.051 | 0 | 423.2813 | -0.0059564 | 665.9339 | 0.016656 | 423.2813 | -0.024149 | 665.1643 | 0 | 665.9339 | 0.0080827 | 438.5525 | 1.8683
| 439.1639 | 0.0093016 | 423.5004 | 0.3149 | 439.1639 | 0.015762 | 423.5004 | 0.3 | 438.6669 | 0.052102 | 423.5004 | 3.6403 | 438.6669 | 5.0706 | 418.13 | -0.0040782 | 439.1639 | 0.057682 | 418.13 | 0.0016211 | 418.13 | 0.0038766 | 438.6669 | 0.00022807 | 438.6669 | 0.00022354 | 439.1639 | 0.0059033 | 423.5004 | -0.00010326 | 666.0957 | 0.016429 | 423.5004 | 0.036049 | 665.3262 | 0.0007506 | 666.0957 | 0.0074789 | 438.6669 | 1.895
| 439.2767 | 0 | 423.7196 | 0.30614 | 439.2767 | 0 | 423.7196 | 0.20708 | 438.7814 | 0.0019907 | 423.7196 | 3.4597 | 438.7814 | 5.1682 | 418.35 | -0.043421 | 439.2767 | 0.05191 | 418.35 | -0.0023395 | 418.35 | -0.0091305 | 438.7814 | 0.00045135 | 438.7814 | 0.00041693 | 439.2767 | 0 | 423.7196 | -0.013051 | 666.2574 | 0.020196 | 423.7196 | -0.003643 | 665.4882 | 0 | 666.2574 | 0.0082221 | 438.7814 | 1.9224
| 439.3896 | 0.021731 | 423.9388 | 0.31539 | 439.3896 | 0.015762 | 423.9388 | 0.32745 | 438.8958 | 0.038704 | 423.9388 | 3.4728 | 438.8958 | 5.2282 | 418.57 | -0.0055175 | 439.3896 | 0.065764 | 418.57 | -0.0018735 | 418.57 | 0.0029585 | 438.8958 | 0.00022642 | 438.8958 | 0.00021018 | 439.3896 | 0.01518 | 423.9388 | 0.005812 | 666.4192 | 0.020922 | 423.9388 | 0.037836 | 665.6502 | 0.00053624 | 666.4192 | 0.0078505 | 438.8958 | 1.9382
| 439.5025 | 0 | 424.158 | 0.28855 | 439.5025 | 0 | 424.158 | 0.1724 | 439.0103 | 0.0016993 | 424.158 | 3.3429 | 439.0103 | 5.3101 | 418.79 | -0.019431 | 439.5025 | 0.060835 | 418.79 | 0.0044169 | 418.79 | -0.0177 | 439.0103 | 0.00042377 | 439.0103 | 0.00041368 | 439.5025 | 0 | 424.158 | -0.0071459 | 666.581 | 0.025052 | 424.158 | -0.010456 | 665.8121 | 0 | 666.581 | 0.0087795 | 439.0103 | 1.9594
| 439.6153 | 0.0076661 | 424.3772 | 0.30768 | 439.6153 | 0.014042 | 424.3772 | 0.33251 | 439.1247 | 0.036388 | 424.3772 | 3.3714 | 439.1247 | 5.3615 | 419.01 | -0.0002399 | 439.6153 | 0.057593 | 419.01 | -9.7074e-06 | 419.01 | -0.0046928 | 439.1247 | 0.00020033 | 439.1247 | 0.00022012 | 439.6153 | 0.02024 | 424.3772 | -0.0043364 | 666.7427 | 0.01652 | 424.3772 | 0.0065565 | 665.9741 | 0.0007506 | 666.7427 | 0.0082685 | 439.1247 | 1.9785
| 439.7282 | 0 | 424.5964 | 0.31577 | 439.7282 | 0 | 424.5964 | 0.19318 | 439.2392 | 0.00024284 | 424.5964 | 3.1703 | 439.2392 | 5.4391 | 419.23 | 0.0011995 | 439.7282 | 0.056927 | 419.23 | -0.0025725 | 419.23 | -0.0057639 | 439.2392 | 0.00041997 | 439.2392 | 0.00041693 | 439.7282 | 0 | 424.5964 | 0.010433 | 666.9045 | 0.013071 | 424.5964 | -0.015197 | 666.1361 | 0 | 666.9045 | 0.0085937 | 439.2392 | 2.0026
| 439.8411 | 0.019179 | 424.8156 | 0.29063 | 439.8411 | 0.011941 | 424.8156 | 0.32139 | 439.3536 | 0.022991 | 424.8156 | 3.1489 | 439.3536 | 5.4815 | 419.45 | 0.013194 | 439.8411 | 0.06008 | 419.45 | -0.0040868 | 419.45 | -0.0046928 | 439.3536 | 0.00022345 | 439.3536 | 0.00021343 | 439.8411 | 0.028345 | 424.8156 | -0.012387 | 667.0663 | 0.016929 | 424.8156 | 0.025191 | 666.2981 | 0.0009651 | 667.0663 | 0.0077576 | 439.3536 | 2.0236
| 439.954 | 0 | 425.0349 | 0.30134 | 439.954 | 0 | 425.0349 | 0.17585 | 439.4681 | 0 | 425.0349 | 2.9398 | 439.4681 | 5.5622 | 419.67 | 0.015593 | 439.954 | 0.060347 | 419.67 | -0.011309 | 419.67 | -0.0077534 | 439.4681 | 0.00043137 | 439.4681 | 0.000407 | 439.954 | 0 | 425.0349 | -0.01357 | 667.2281 | 0.019606 | 425.0349 | -0.018525 | 666.4601 | 0 | 667.2281 | 0.0082685 | 439.4681 | 2.0518
| 440.0668 | 0.0072224 | 425.2541 | 0.32449 | 440.0668 | 0.0099348 | 425.2541 | 0.33793 | 439.5826 | 0.042177 | 425.2541 | 2.9744 | 439.5826 | 5.6257 | 419.89 | 0.018472 | 440.0668 | 0.061723 | 419.89 | 0.00080569 | 419.89 | 0.013517 | 439.5826 | 0.00021139 | 439.5826 | 0.00019357 | 440.0668 | 0.036219 | 425.2541 | -0.0083514 | 667.3899 | 0.021649 | 425.2541 | 0.012248 | 666.6221 | 0.0007506 | 667.3899 | 0.0078505 | 439.5826 | 2.0703
| 440.1797 | 0 | 425.4734 | 0.29147 | 440.1797 | 0 | 425.4734 | 0.15154 | 439.697 | 0 | 425.4734 | 2.7686 | 439.697 | 5.7276 | 420.1 | -0.017992 | 440.1797 | 0.059725 | 420.1 | -0.0060669 | 420.1 | -0.0023974 | 439.697 | 0.00044342 | 439.697 | 0.00039706 | 440.1797 | 0 | 425.4734 | 0.0090224 | 667.5517 | 0.0177 | 425.4734 | -0.010159 | 666.7841 | 0 | 667.5517 | 0.0081756 | 439.697 | 2.0922
| 440.2926 | 0.0073704 | 425.6927 | 0.25568 | 440.2926 | 0.013087 | 425.6927 | 0.31627 | 439.8115 | 0.00024284 | 425.6927 | 2.7738 | 439.8115 | 5.7933 | 420.32 | -0.0064771 | 440.2926 | 0.071048 | 420.32 | -0.0044363 | 420.32 | 0.0015813 | 439.8115 | 0.00023451 | 439.8115 | 0.0002035 | 440.2926 | 0.043418 | 425.6927 | -0.0022954 | 667.7135 | 0.027049 | 425.6927 | 0.0060634 | 666.9461 | 0.00053624 | 667.7135 | 0.0076647 | 439.8115 | 2.1113
| 440.4055 | 0 | 425.912 | 0.28666 | 440.4055 | 0 | 425.912 | 0.13222 | 439.926 | 0 | 425.912 | 2.5906 | 439.926 | 5.8999 | 420.54 | -0.011275 | 440.4055 | 0.059725 | 420.54 | 0.00080569 | 420.54 | -0.0054579 | 439.926 | 0.00044062 | 439.926 | 0.00038028 | 440.4055 | 0 | 425.912 | -0.016811 | 667.8753 | 0.018426 | 425.912 | -0.013708 | 667.1081 | 7.1499e-05 | 667.8753 | 0.0086866 | 439.926 | 2.1506
| 440.5184 | 0.0098778 | 426.1313 | 0.31731 | 440.5184 | 0.016048 | 426.1313 | 0.26103 | 440.0405 | 0 | 426.1313 | 2.6252 | 440.0405 | 5.9774 | 420.76 | 0.0002399 | 440.5184 | 0.064743 | 420.76 | 0.0013882 | 420.76 | 0.0073959 | 440.0405 | 0.00020726 | 440.0405 | 0.00017678 | 440.5184 | 0.041843 | 426.1313 | 0.0023756 | 668.0372 | 0.019016 | 426.1313 | 0.011072 | 667.2702 | 0.0007506 | 668.0372 | 0.008315 | 440.0405 | 2.1853
| 440.6313 | 0 | 426.3506 | 0.29745 | 440.6313 | 0 | 426.3506 | 0.23144 | 440.155 | 0 | 426.3506 | 2.4789 | 440.155 | 6.1028 | 420.98 | 0.0031186 | 440.6313 | 0.062123 | 420.98 | 0.0053486 | 420.98 | -0.0010202 | 440.155 | 0.00038364 | 440.155 | 0.00031022 | 440.6313 | 0 | 426.3506 | -0.0055268 | 668.199 | 0.017564 | 426.3506 | -0.0033637 | 667.4322 | 0 | 668.199 | 0.0089189 | 440.155 | 2.2301
| 440.7441 | 0.0048561 | 426.57 | 0.30604 | 440.7441 | 0.019392 | 426.57 | 0.29952 | 440.2695 | 0.00024284 | 426.57 | 2.5304 | 440.2695 | 6.2144 | 421.2 | -0.0031186 | 440.7441 | 0.070071 | 421.2 | -0.0050185 | 421.2 | 0.00051009 | 440.2695 | 0.00017638 | 440.2695 | 0.00013344 | 440.7441 | 0.052642 | 426.57 | 0.0012684 | 668.3608 | 0.014387 | 426.57 | -0.0092112 | 667.5942 | 0.0007506 | 668.3608 | 0.007804 | 440.2695 | 2.2637
| 440.857 | 0 | 426.7894 | 0.27867 | 440.857 | 0 | 426.7894 | 0.16428 | 440.384 | 0 | 426.7894 | 2.3237 | 440.384 | 6.381 | 421.42 | -0.0026388 | 440.857 | 0.065275 | 421.42 | -0.0033879 | 421.42 | -0.0083652 | 440.384 | 0.0003957 | 440.384 | 0.00030696 | 440.857 | 0 | 426.7894 | -0.0031323 | 668.5227 | 0.016929 | 426.7894 | -0.0067994 | 667.7563 | 0 | 668.5227 | 0.0085008 | 440.384 | 2.3133
| 440.9699 | 0.011936 | 427.0087 | 0.29816 | 440.9699 | 0.016431 | 427.0087 | 0.23309 | 440.4985 | 0 | 427.0087 | 2.3484 | 440.4985 | 6.525 | 421.64 | 0.0026388 | 440.9699 | 0.059458 | 421.64 | -0.00082513 | 421.64 | 0.010151 | 440.4985 | 0.00021948 | 440.4985 | 0.00017678 | 440.9699 | 0.0067468 | 427.0087 | 0.0055443 | 668.6845 | 0.019561 | 427.0087 | -0.015494 | 667.9183 | 0.0007506 | 668.6845 | 0.0078969 | 440.4985 | 2.3553
| 441.0828 | 0 | 427.2281 | 0.31113 | 441.0828 | 0 | 427.2281 | 0.13022 | 440.613 | 0 | 427.2281 | 2.1988 | 440.613 | 6.6775 | 421.86 | -0.0079165 | 441.0828 | 0.059858 | 421.86 | -0.0049022 | 421.86 | -0.0034686 | 440.613 | 0.00044227 | 440.613 | 0.0003837 | 441.0828 | 0 | 427.2281 | 0.010515 | 668.8464 | 0.019243 | 427.2281 | 0.0099709 | 668.0804 | 0 | 668.8464 | 0.0084079 | 440.613 | 2.4038
| 441.1957 | 0.0021939 | 427.4475 | 0.29127 | 441.1957 | 0.0099348 | 427.4475 | 0.2599 | 440.7275 | 0 | 427.4475 | 2.1896 | 440.7275 | 6.7921 | 422.08 | 0.010315 | 441.1957 | 0.065009 | 422.08 | 0.0032519 | 422.08 | 0.0018873 | 440.7275 | 0.00022873 | 440.7275 | 0.00021018 | 441.1957 | 0.046343 | 427.4475 | 0.013402 | 669.0083 | 0.032087 | 427.4475 | 0.044079 | 668.2424 | 0.00053624 | 669.0083 | 0.0076182 | 440.7275 | 2.4452
| 441.3086 | 0 | 427.6669 | 0.26998 | 441.3086 | 0 | 427.6669 | 0.14206 | 440.8421 | 0 | 427.6669 | 1.986 | 440.8421 | 6.9233 | 422.3 | -0.012235 | 441.3086 | 0.065498 | 422.3 | 0.0022036 | 422.3 | 0.007243 | 440.8421 | 0.00043764 | 440.8421 | 0.00041025 | 441.3086 | 0 | 427.6669 | -0.012778 | 669.1701 | 0.017791 | 427.6669 | 0.004045 | 668.4045 | 0 | 669.1701 | 0.0076647 | 440.8421 | 2.4915
| 441.4214 | 0.005004 | 427.8864 | 0.28724 | 441.4214 | 0.012418 | 427.8864 | 0.24547 | 440.9566 | 0.00024284 | 427.8864 | 2.0417 | 440.9566 | 7.017 | 422.52 | -0.012235 | 441.4214 | 0.061723 | 422.52 | -0.0059506 | 422.52 | 0.0018873 | 440.9566 | 0.00021535 | 440.9566 | 0.0002035 | 441.4214 | 0.0016866 | 427.8864 | -0.00018384 | 669.332 | 0.020832 | 427.8864 | 0.011502 | 668.5666 | 0.0011796 | 669.332 | 0.0070608 | 440.9566 | 2.532
| 441.5343 | 0 | 428.1058 | 0.26861 | 441.5343 | 0 | 428.1058 | 0.13345 | 441.0711 | 0 | 428.1058 | 1.8758 | 441.0711 | 7.1482 | 422.74 | -0.033346 | 441.5343 | 0.063632 | 422.74 | -0.002456 | 422.74 | 0.0044887 | 441.0711 | 0.00043252 | 441.0711 | 0.00037702 | 441.5343 | 0 | 428.1058 | 0.0031556 | 669.4939 | 0.017609 | 428.1058 | -0.021842 | 668.7287 | 0 | 669.4939 | 0.0081292 | 441.0711 | 2.5717
| 441.6472 | 0.0085608 | 428.3253 | 0.28995 | 441.6472 | 0.0059632 | 428.3253 | 0.25356 | 441.1857 | 0 | 428.3253 | 1.9426 | 441.1857 | 7.2591 | 422.96 | 0.002159 | 441.6472 | 0.074068 | 422.96 | 0.002553 | 422.96 | 0.0023464 | 441.1857 | 0.00022345 | 441.1857 | 0.00017352 | 441.6472 | 0.021505 | 428.3253 | -0.0072285 | 669.6558 | 0.021876 | 428.3253 | 0.012922 | 668.8907 | 0.0009651 | 669.6558 | 0.0079898 | 441.1857 | 2.6044
| 441.7601 | 0 | 428.5448 | 0.28399 | 441.7601 | 0 | 428.5448 | 0.095356 | 441.3002 | 0 | 428.5448 | 1.7701 | 441.3002 | 7.4084 | 423.18 | -0.0088761 | 441.7601 | 0.066918 | 423.18 | 0.0068633 | 423.18 | 0.0026524 | 441.3002 | 0.0004284 | 441.3002 | 0.00036692 | 441.7601 | 0 | 428.5448 | -0.010534 | 669.8177 | 0.022012 | 428.5448 | 0.0019937 | 669.0528 | 0 | 669.8177 | 0.0087795 | 441.3002 | 2.6429
| 441.873 | 0.0039686 | 428.7643 | 0.28716 | 441.873 | 0.0092761 | 428.7643 | 0.22717 | 441.4147 | 0.00024284 | 428.7643 | 1.8347 | 441.4147 | 7.5067 | 423.4 | -0.002159 | 441.873 | 0.067052 | 423.4 | 0.002786 | 423.4 | 0.01719 | 441.4147 | 0.00020561 | 441.4147 | 0.00019853 | 441.873 | 0.035769 | 428.7643 | 0.0079155 | 669.9796 | 0.012526 | 428.7643 | 0.018089 | 669.2149 | 0.0009651 | 669.9796 | 0.0079898 | 441.4147 | 2.679
| 441.9859 | 0 | 428.9838 | 0.27814 | 441.9859 | 0 | 428.9838 | 0.12671 | 441.5293 | 0 | 428.9838 | 1.7301 | 441.5293 | 7.6249 | 423.62 | -0.024228 | 441.9859 | 0.071315 | 423.62 | -0.0086301 | 423.62 | -0.0019383 | 441.5293 | 0.00042146 | 441.5293 | 0.00035201 | 441.9859 | 0 | 428.9838 | -0.024438 | 670.1415 | 0.017155 | 428.9838 | 0.013422 | 669.377 | 0 | 670.1415 | 0.0086402 | 441.5293 | 2.728
| 442.0988 | 0.0070745 | 429.2033 | 0.291 | 442.0988 | 0.012801 | 429.2033 | 0.28374 | 441.6438 | 0 | 429.2033 | 1.7787 | 441.6438 | 7.7257 | 423.84 | -0.0083963 | 442.0988 | 0.063499 | 423.84 | 0.0041839 | 423.84 | 0.0026524 | 441.6438 | 0.00021767 | 441.6438 | 0.00015845 | 442.0988 | 0.0092767 | 429.2033 | 0.014091 | 670.3034 | 0.019152 | 429.2033 | 0.0084801 | 669.5391 | 0.00053624 | 670.3034 | 0.0078969 | 441.6438 | 2.7756
| 442.2117 | 0 | 429.4228 | 0.27808 | 442.2117 | 0 | 429.4228 | 0.16606 | 441.7584 | 0 | 429.4228 | 1.6262 | 441.7584 | 7.8905 | 424.06 | -0.016073 | 442.2117 | 0.060968 | 424.06 | -0.0028054 | 424.06 | 0.00081613 | 441.7584 | 0.00044227 | 441.7584 | 0.00036692 | 442.2117 | 0 | 429.4228 | -0.01014 | 670.4653 | 0.016293 | 429.4228 | -0.012861 | 669.7012 | 0 | 670.4653 | 0.008826 | 441.7584 | 2.8316
| 442.3246 | 0.0044124 | 429.6424 | 0.26956 | 442.3246 | 0.010412 | 429.6424 | 0.23283 | 441.873 | 0 | 429.6424 | 1.686 | 441.873 | 8.0432 | 424.28 | 0.031905 | 442.3246 | 0.063766 | 424.28 | 0.00045625 | 424.28 | -0.0062227 | 441.873 | 0.00022691 | 441.873 | 0.00021343 | 442.3246 | 0 | 429.6424 | 0.0030907 | 670.6272 | 0.019016 | 429.6424 | -0.0028566 | 669.8634 | 0.00053624 | 670.6272 | 0.0082685 | 441.873 | 2.8715
| 442.4375 | 0 | 429.8619 | 0.26991 | 442.4375 | 0 | 429.8619 | 0.05527 | 441.9875 | 0 | 429.8619 | 1.565 | 441.9875 | 8.2244 | 424.5 | 0.0050378 | 442.4375 | 0.074823 | 424.5 | 0.00022327 | 424.5 | -0.00010202 | 441.9875 | 0.00042906 | 441.9875 | 0.00038696 | 442.4375 | 0 | 429.8619 | -0.01327 | 670.7892 | 0.019697 | 429.8619 | -0.031156 | 670.0255 | 0 | 670.7892 | 0.0090118 | 441.9875 | 2.9206
| 442.5504 | 0.0029334 | 430.0815 | 0.25496 | 442.5504 | 0.0041411 | 430.0815 | 0.24518 | 442.1021 | 0 | 430.0815 | 1.6305 | 442.1021 | 8.3606 | 424.72 | 0.041981 | 442.5504 | 0.067407 | 424.72 | 0.0038344 | 424.72 | -0.0030095 | 442.1021 | 0.00020578 | 442.1021 | 0.00017352 | 442.5504 | 0.037119 | 430.0815 | 0.0094893 | 670.9511 | 0.017246 | 430.0815 | -0.0024012 | 670.1876 | 0.0007506 | 670.9511 | 0.0081292 | 442.1021 | 2.9629
| 442.6633 | 0 | 430.3011 | 0.27315 | 442.6633 | 0 | 430.3011 | 0.066288 | 442.2167 | 0 | 430.3011 | 1.5098 | 442.2167 | 8.5048 | 424.94 | 0.015113 | 442.6633 | 0.074201 | 424.94 | 0.0039509 | 424.94 | 0.0026524 | 442.2167 | 0.00038182 | 442.2167 | 0.00035698 | 442.6633 | 0 | 430.3011 | -0.012662 | 671.1131 | 0.017882 | 430.3011 | -0.024053 | 670.3497 | 0 | 671.1131 | 0.008826 | 442.2167 | 3.01
| 442.7762 | 0.0024896 | 430.5207 | 0.27821 | 442.7762 | 0.011272 | 430.5207 | 0.24665 | 442.3313 | 0.00024284 | 430.5207 | 1.5695 | 442.3313 | 8.5873 | 425.16 | 0.011755 | 442.7762 | 0.067052 | 425.16 | -0.0010581 | 425.16 | -0.0013262 | 442.3313 | 0.00017803 | 442.3313 | 0.00018346 | 442.7762 | 0.041393 | 430.5207 | -0.0046153 | 671.275 | 0.014432 | 430.5207 | 0.0010863 | 670.5119 | 0.0007506 | 671.275 | 0.0079898 | 442.3313 | 3.0452
| 442.8891 | 0 | 430.7404 | 0.26893 | 442.8891 | 0 | 430.7404 | 0.1353 | 442.4458 | 0 | 430.7404 | 1.4448 | 442.4458 | 8.6879 | 425.38 | -0.017032 | 442.8891 | 0.074823 | 425.38 | -0.0030384 | 425.38 | 0.0031115 | 442.4458 | 0.00038909 | 442.4458 | 0.00034687 | 442.8891 | 0 | 430.7404 | -0.015851 | 671.437 | 0.019561 | 430.7404 | 0.00027605 | 670.674 | 0 | 671.437 | 0.0084544 | 442.4458 | 3.0811
| 443.002 | 0.0024896 | 430.96 | 0.29787 | 443.002 | 0.013278 | 430.96 | 0.21288 | 442.5604 | 0 | 430.96 | 1.52 | 442.5604 | 8.7777 | 425.6 | 0.004558 | 443.002 | 0.071448 | 425.6 | 0.0049991 | 425.6 | -0.0013262 | 442.5604 | 0.00021304 | 442.5604 | 0.00016342 | 443.002 | 0.046343 | 430.96 | 0.013554 | 671.5989 | 0.016838 | 430.96 | 0.0075985 | 670.8362 | 0.00053624 | 671.5989 | 0.0078505 | 442.5604 | 3.1241
| 443.1149 | 0 | 431.1796 | 0.28373 | 443.1149 | 0 | 431.1796 | 0.10937 | 442.675 | 0 | 431.1796 | 1.4051 | 442.675 | 8.9382 | 425.82 | -0.015113 | 443.1149 | 0.076865 | 425.82 | -0.0029219 | 425.82 | 0.00035706 | 442.675 | 0.00043418 | 442.675 | 0.00041693 | 443.1149 | 0 | 431.1796 | -0.011234 | 671.7609 | 0.013343 | 431.1796 | -0.0023661 | 670.9983 | 0 | 671.7609 | 0.0090118 | 442.675 | 3.1664
| 443.2278 | 0.011195 | 431.3993 | 0.30611 | 443.2278 | 0.0044724 | 431.3993 | 0.17925 | 442.7896 | 0.00053406 | 431.3993 | 1.4702 | 442.7896 | 9.0993 | 426.04 | -0.011275 | 443.2278 | 0.067807 | 426.04 | 0.0060475 | 426.04 | 0.0043357 | 442.7896 | 0.0002218 | 442.7896 | 0.00025352 | 443.2278 | 0.037119 | 431.3993 | -0.010805 | 671.9229 | 0.025869 | 431.3993 | 0.010092 | 671.1605 | 0.0007506 | 671.9229 | 0.0084079 | 442.7896 | 3.2113
| 443.3407 | 0 | 431.619 | 0.28297 | 443.3407 | 0 | 431.619 | 0.079648 | 442.9042 | 0 | 431.619 | 1.3457 | 442.9042 | 9.308 | 426.26 | -0.0059973 | 443.3407 | 0.079752 | 426.26 | -0.0023395 | 426.26 | -0.0017853 | 442.9042 | 0.00044409 | 442.9042 | 0.000407 | 443.3407 | 0 | 431.619 | 0.01003 | 672.0848 | 0.017564 | 431.619 | 0.00047754 | 671.3227 | 0 | 672.0848 | 0.0089189 | 442.9042 | 3.2662
| 443.4536 | 0.0098778 | 431.8387 | 0.30139 | 443.4536 | 0.005135 | 431.8387 | 0.20011 | 443.0188 | 0.00024284 | 431.8387 | 1.3619 | 443.0188 | 9.4745 | 426.48 | -0.033346 | 443.4536 | 0.072558 | 426.48 | -0.0068827 | 426.48 | 0.0015813 | 443.0188 | 0.00022378 | 443.0188 | 0.00015348 | 443.4536 | 0.013493 | 431.8387 | 0.0035117 | 672.2468 | 0.019788 | 431.8387 | 0.021503 | 671.4848 | 0.00053624 | 672.2468 | 0.0081756 | 443.0188 | 3.3222
| 443.5666 | 0 | 432.0584 | 0.27576 | 443.5666 | 0 | 432.0584 | 0.073695 | 443.1334 | 0 | 432.0584 | 1.2247 | 443.1334 | 9.634 | 426.7 | -0.02375 | 443.5666 | 0.074467 | 426.7 | -0.005368 | 426.7 | -0.0043867 | 443.1334 | 0.00044838 | 443.1334 | 0.00033694 | 443.5666 | 0 | 432.0584 | 0.00087169 | 672.4088 | 0.016656 | 432.0584 | 0.009103 | 671.647 | 0 | 672.4088 | 0.008826 | 443.1334 | 3.3837
| 443.6795 | 0.010207 | 432.2781 | 0.25856 | 443.6795 | 0.0062945 | 432.2781 | 0.23043 | 443.2481 | 0 | 432.2781 | 1.2652 | 443.2481 | 9.724 | 426.92 | 0.0016793 | 443.6795 | 0.078641 | 426.92 | -0.0044363 | 426.92 | -0.0066822 | 443.2481 | 0.00022559 | 443.2481 | 0.00018346 | 443.6795 | 0.026546 | 432.2781 | 0.0082233 | 672.5708 | 0.017246 | 432.2781 | -0.0092805 | 671.8092 | 0.0007506 | 672.5708 | 0.0081292 | 443.2481 | 3.4241
| 443.7924 | 0 | 432.4979 | 0.25414 | 443.7924 | 0 | 432.4979 | 0.12637 | 443.3627 | 0 | 432.4979 | 1.1511 | 443.3627 | 9.8345 | 427.14 | 0.0083963 | 443.7924 | 0.069938 | 427.14 | -0.0089791 | 427.14 | -0.0048458 | 443.3627 | 0.00042675 | 443.3627 | 0.00035698 | 443.7924 | 0 | 432.4979 | -0.0035595 | 672.7328 | 0.017882 | 432.4979 | -0.023291 | 671.9714 | 0 | 672.7328 | 0.008826 | 443.3627 | 3.4704
| 443.9053 | 0.0048561 | 432.7176 | 0.27613 | 443.9053 | 0.016431 | 432.7176 | 0.2393 | 443.4773 | 0 | 432.7176 | 1.2088 | 443.4773 | 9.9541 | 427.36 | 0.019431 | 443.9053 | 0.077354 | 427.36 | 0.0015046 | 427.36 | 0.0051009 | 443.4773 | 0.00020346 | 443.4773 | 0.00017352 | 443.9053 | 0.032845 | 432.7176 | 0.0085174 | 672.8948 | 0.019879 | 432.7176 | 0.0016737 | 672.1336 | 0.0007506 | 672.8948 | 0.0085008 | 443.4773 | 3.4959
| 444.0182 | 0 | 432.9374 | 0.28007 | 444.0182 | 0 | 432.9374 | 0.11058 | 443.5919 | 0 | 432.9374 | 1.0904 | 443.5919 | 10.1289 | 427.58 | -0.0002399 | 444.0182 | 0.068917 | 427.58 | -0.0072322 | 427.58 | -0.007141 | 443.5919 | 0.00042295 | 443.5919 | 0.00034019 | 444.0182 | 0 | 432.9374 | -0.0068839 | 673.0569 | 0.021149 | 432.9374 | -0.0045651 | 672.2958 | 0 | 673.0569 | 0.0089653 | 443.5919 | 3.5388
| 444.1311 | 0.0075183 | 433.1572 | 0.27381 | 444.1311 | 0.023977 | 433.1572 | 0.19431 | 443.7066 | 0 | 433.1572 | 1.1477 | 443.7066 | 10.2902 | 427.8 | 0.025668 | 444.1311 | 0.074068 | 427.8 | 0.0076786 | 427.8 | -0.0023974 | 443.7066 | 0.00022295 | 443.7066 | 0.00016684 | 444.1311 | 0.02947 | 433.1572 | 0.0094872 | 673.2189 | 0.023056 | 433.1572 | 0.0091636 | 672.458 | 0.00053624 | 673.2189 | 0.0079898 | 443.7066 | 3.5741
| 444.244 | 0 | 433.377 | 0.26398 | 444.244 | 0 | 433.377 | 0.052261 | 443.8212 | 0 | 433.377 | 1.0452 | 443.8212 | 10.4522 | 428.02 | -0.031905 | 444.244 | 0.069938 | 428.02 | -0.0073485 | 428.02 | -0.0017853 | 443.8212 | 0.00043054 | 443.8212 | 0.00036024 | 444.244 | 0 | 433.377 | -0.01846 | 673.3809 | 0.014841 | 433.377 | 0.0092787 | 672.6202 | 0 | 673.3809 | 0.0085937 | 443.8212 | 3.6271
| 444.3569 | 0.0094662 | 433.5968 | 0.27958 | 444.3569 | 0.0061289 | 433.5968 | 0.20459 | 443.9359 | 0 | 433.5968 | 1.0972 | 443.9359 | 10.5561 | 428.24 | -0.017512 | 444.3569 | 0.070693 | 428.24 | -0.0092122 | 428.24 | 0.00051009 | 443.9359 | 0.00021106 | 443.9359 | 0.00019357 | 444.3569 | 0.035094 | 433.5968 | 0.017769 | 673.543 | 0.022012 | 433.5968 | 0.022295 | 672.7824 | 0.0007506 | 673.543 | 0.0081756 | 443.9359 | 3.6713
| 444.4699 | 0 | 433.8166 | 0.27218 | 444.4699 | 0 | 433.8166 | 0.085984 | 444.0505 | 0 | 433.8166 | 0.98221 | 444.0505 | 10.6719 | 428.46 | 0.019911 | 444.4699 | 0.069938 | 428.46 | -0.00082513 | 428.46 | -0.0010202 | 444.0505 | 0.00040759 | 444.0505 | 0.000407 | 444.4699 | 0 | 433.8166 | 0.0044643 | 673.705 | 0.015885 | 433.8166 | -0.016144 | 672.9447 | 0 | 673.705 | 0.0087795 | 444.0505 | 3.723
| 444.5828 | 0.0044124 | 434.0364 | 0.27841 | 444.5828 | 0.0074539 | 434.0364 | 0.21023 | 444.1652 | 0 | 434.0364 | 1.0225 | 444.1652 | 10.7583 | 428.68 | 0.019431 | 444.5828 | 0.082771 | 428.68 | -0.0028054 | 428.68 | 0.0011222 | 444.1652 | 0.00020181 | 444.1652 | 0.00021343 | 444.5828 | 0.025646 | 434.0364 | 0.01809 | 673.867 | 0.020196 | 434.0364 | 0.0017597 | 673.1069 | 0.0007506 | 673.867 | 0.0079898 | 444.1652 | 3.7613
| 444.6957 | 0 | 434.2563 | 0.25627 | 444.6957 | 0 | 434.2563 | 0.065402 | 444.2798 | 0 | 434.2563 | 0.90593 | 444.2798 | 10.8975 | 428.9 | 0.029987 | 444.6957 | 0.069538 | 428.9 | -0.002456 | 428.9 | -0.0014792 | 444.2798 | 0.00041485 | 444.2798 | 0.00033694 | 444.6957 | 0 | 434.2563 | 0.0046394 | 674.0291 | 0.030499 | 434.2563 | -0.022434 | 673.2691 | 0 | 674.0291 | 0.0085473 | 444.2798 | 3.8068
| 444.8086 | 0.0073704 | 434.4761 | 0.27994 | 444.8086 | 0.011272 | 434.4761 | 0.23662 | 444.3945 | 0.00024284 | 434.4761 | 0.95212 | 444.3945 | 11.0341 | 429.12 | 0.010795 | 444.8086 | 0.06905 | 429.12 | -0.0073485 | 429.12 | -0.0046928 | 444.3945 | 0.00021684 | 444.3945 | 0.0001235 | 444.8086 | 0.036669 | 434.4761 | 0.012305 | 674.1912 | 0.024281 | 434.4761 | 0.0082052 | 673.4314 | 0.00053624 | 674.1912 | 0.0079434 | 444.3945 | 3.8532
| 444.9216 | 0 | 434.696 | 0.26192 | 444.9216 | 0 | 434.696 | 0.034103 | 444.5091 | 0 | 434.696 | 0.83468 | 444.5091 | 11.216 | 429.34 | -0.020872 | 444.9216 | 0.078863 | 429.34 | -0.0051353 | 429.34 | -0.0019383 | 444.5091 | 0.00042443 | 444.5091 | 0.00034687 | 444.9216 | 0 | 434.696 | -0.0082687 | 674.3532 | 0.021876 | 434.696 | -0.0068627 | 673.5936 | 0 | 674.3532 | 0.0085008 | 444.5091 | 3.9063
| 445.0345 | 0.0016023 | 434.9159 | 0.27814 | 445.0345 | 0.0089448 | 434.9159 | 0.19446 | 444.6238 | 0 | 434.9159 | 0.88927 | 444.6238 | 11.3765 | 429.56 | 0.013194 | 445.0345 | 0.07913 | 429.56 | 0.00010678 | 429.56 | 0.00020403 | 444.6238 | 0.00021255 | 444.6238 | 0.00022354 | 445.0345 | 0.047242 | 434.9159 | 0.0057263 | 674.5153 | 0.018199 | 434.9159 | 0.0096766 | 673.7559 | 0.0007506 | 674.5153 | 0.0081292 | 444.6238 | 3.9495
| 445.1474 | 0 | 435.1358 | 0.25738 | 445.1474 | 0 | 435.1358 | 0.076894 | 444.7385 | 0 | 435.1358 | 0.8077 | 444.7385 | 11.5511 | 429.78 | -0.0093559 | 445.1474 | 0.080151 | 429.78 | -0.01061 | 429.78 | -0.01418 | 444.7385 | 0.0004279 | 444.7385 | 0.00043698 | 445.1474 | 0 | 435.1358 | -0.0023951 | 674.6774 | 0.013979 | 435.1358 | -0.019228 | 673.9181 | 0 | 674.6774 | 0.0089189 | 444.7385 | 3.9917
| 445.2603 | 0.0081099 | 435.3558 | 0.27023 | 445.2603 | 0.016431 | 435.3558 | 0.16216 | 444.8532 | 0 | 435.3558 | 0.86521 | 444.8532 | 11.679 | 430 | -0.018952 | 445.2603 | 0.083171 | 430 | -0.0063001 | 430 | 0.0041827 | 444.8532 | 0.00021998 | 444.8532 | 0.00021343 | 445.2603 | 0.033295 | 435.3558 | -0.002688 | 674.8395 | 0.019788 | 435.3558 | 0.012144 | 674.0804 | 0.0007506 | 674.8395 | 0.008315 | 444.8532 | 4.0367
| 445.3733 | 0 | 435.5757 | 0.25707 | 445.3733 | 0 | 435.5757 | 0.066809 | 444.9679 | 0 | 435.5757 | 0.75629 | 444.9679 | 11.8215 | 430.22 | 0.0059973 | 445.3733 | 0.077487 | 430.22 | -0.0038538 | 430.22 | -0.0076005 | 444.9679 | 0.00045399 | 444.9679 | 0.00042704 | 445.3733 | 0 | 435.5757 | -0.0052442 | 675.0015 | 0.015658 | 435.5757 | -0.0057231 | 674.2427 | 0 | 675.0015 | 0.0086866 | 444.9679 | 4.0833
| 445.4862 | 0.0072224 | 435.7957 | 0.28161 | 445.4862 | 0.015093 | 435.7957 | 0.15838 | 445.0826 | 0 | 435.7957 | 0.81598 | 445.0826 | 11.9334 | 430.44 | 0.012235 | 445.4862 | 0.074601 | 430.44 | -0.006999 | 430.44 | 0.0043357 | 445.0826 | 0.00023914 | 445.0826 | 0.00021343 | 445.4862 | 0.022348 | 435.7957 | 0.0030484 | 675.1636 | 0.021376 | 435.7957 | 0.029432 | 674.4049 | 0.00053624 | 675.1636 | 0.0079434 | 445.0826 | 4.1259
| 445.5991 | 0 | 436.0156 | 0.25757 | 445.5991 | 0 | 436.0156 | 0.023885 | 445.1972 | 0 | 436.0156 | 0.71319 | 445.1972 | 12.099 | 430.66 | 0.0035984 | 445.5991 | 0.075977 | 430.66 | -0.011425 | 430.66 | -0.0062227 | 445.1972 | 0.00046787 | 445.1972 | 0.00043698 | 445.5991 | 0 | 436.0156 | -0.0067884 | 675.3257 | 0.018109 | 436.0156 | -0.0019408 | 674.5672 | 0 | 675.3257 | 0.0082685 | 445.1972 | 4.1831
| 445.712 | 0.0067788 | 436.2356 | 0.26479 | 445.712 | 0.0097437 | 436.2356 | 0.18894 | 445.312 | 0 | 436.2356 | 0.75956 | 445.312 | 12.2525 | 430.88 | -0.014634 | 445.712 | 0.073579 | 430.88 | -0.00082513 | 430.88 | 0.0041827 | 445.312 | 0.00023269 | 445.312 | 0.00022354 | 445.712 | 0.023621 | 436.2356 | 0.0080855 | 675.4879 | 0.02065 | 436.2356 | 0.003564 | 674.7295 | 0.0007506 | 675.4879 | 0.0075253 | 445.312 | 4.2328
| 445.825 | 0 | 436.4556 | 0.25651 | 445.825 | 0 | 436.4556 | 0.049102 | 445.4266 | 0 | 436.4556 | 0.65745 | 445.4266 | 12.4288 | 431.1 | 0.002159 | 445.825 | 0.076865 | 431.1 | -0.001757 | 431.1 | 0.00035706 | 445.4266 | 0.00044062 | 445.4266 | 0.00037702 | 445.825 | 0 | 436.4556 | 0.0040591 | 675.65 | 0.01947 | 436.4556 | -0.026571 | 674.8918 | 0 | 675.65 | 0.0082221 | 445.4266 | 4.2875
| 445.9379 | 0.0073704 | 436.6756 | 0.26512 | 445.9379 | 0.013087 | 436.6756 | 0.1607 | 445.5414 | 0.00024284 | 436.6756 | 0.70728 | 445.5414 | 12.5497 | 431.32 | 0.02375 | 445.9379 | 0.071581 | 431.32 | -0.0031549 | 431.32 | 0.0066312 | 445.5414 | 0.00021023 | 445.5414 | 0.00015348 | 445.9379 | 0.022721 | 436.6756 | 0.0010004 | 675.8121 | 0.015885 | 436.6756 | 0.0073781 | 675.0541 | 0.00053624 | 675.8121 | 0.0074789 | 445.5414 | 4.3217
| 446.0509 | 0 | 436.8956 | 0.26151 | 446.0509 | 0 | 436.8956 | 0.066198 | 445.6561 | 0 | 436.8956 | 0.6198 | 445.6561 | 12.6856 | 431.54 | -0.02375 | 446.0509 | 0.074467 | 431.54 | -0.0040868 | 431.54 | -0.0094364 | 445.6561 | 0.00042262 | 445.6561 | 0.00036692 | 446.0509 | 0 | 436.8956 | 0.0013387 | 675.9742 | 0.017609 | 436.8956 | -0.0058178 | 675.2164 | 0 | 675.9742 | 0.0081292 | 445.6561 | 4.3608
| 446.1638 | 0.014487 | 437.1157 | 0.26392 | 446.1638 | 0.0057976 | 437.1157 | 0.15961 | 445.7708 | 0 | 437.1157 | 0.67734 | 445.7708 | 12.8001 | 431.76 | 0.013194 | 446.1638 | 0.09627 | 431.76 | 0.0045333 | 431.76 | 0.0028055 | 445.7708 | 0.00021651 | 445.7708 | 0.00021343 | 446.1638 | 0.03127 | 437.1157 | 0.0069445 | 676.1364 | 0.020287 | 437.1157 | 0.0041842 | 675.3787 | 0.00053624 | 676.1364 | 0.0076647 | 445.7708 | 4.3892
| 446.2767 | 0 | 437.3357 | 0.25125 | 446.2767 | 0 | 437.3357 | 0.076645 | 445.8855 | 0 | 437.3357 | 0.56899 | 445.8855 | 12.9475 | 431.98 | 0.045821 | 446.2767 | 0.07762 | 431.98 | -0.0054848 | 431.98 | -0.0031625 | 445.8855 | 0.00041915 | 445.8855 | 0.00046712 | 446.2767 | 0 | 437.3357 | -0.0032295 | 676.2985 | 0.0177 | 437.3357 | -0.012957 | 675.541 | 0 | 676.2985 | 0.0085473 | 445.8855 | 4.4326
| 446.3897 | 0.0039686 | 437.5558 | 0.26546 | 446.3897 | 0.014616 | 437.5558 | 0.21465 | 446.0002 | 0.00024284 | 437.5558 | 0.63518 | 446.0002 | 13.0785 | 432.2 | 0.0050378 | 446.3897 | 0.083792 | 432.2 | -0.00059213 | 432.2 | 0.0040296 | 446.0002 | 0.00020677 | 446.0002 | 0.00025352 | 446.3897 | 0.046343 | 437.5558 | 0.0070637 | 676.4606 | 0.01829 | 437.5558 | 0.014868 | 675.7033 | 0.0007506 | 676.4606 | 0.0080363 | 446.0002 | 4.4876
| 446.5026 | 0 | 437.7759 | 0.24403 | 446.5026 | 0 | 437.7759 | 0.061074 | 446.115 | 0 | 437.7759 | 0.54615 | 446.115 | 13.2483 | 432.42 | 0.016553 | 446.5026 | 0.076466 | 432.42 | -0.001524 | 432.42 | -0.0011732 | 446.115 | 0.00039537 | 446.115 | 0.00042704 | 446.5026 | 0 | 437.7759 | -0.014108 | 676.6228 | 0.023464 | 437.7759 | -0.0081474 | 675.8656 | 0 | 676.6228 | 0.008315 | 446.115 | 4.5603
| 446.6155 | 0.0045602 | 437.996 | 0.26464 | 446.6155 | 0.0038098 | 437.996 | 0.18883 | 446.2297 | 0.00024284 | 437.996 | 0.62355 | 446.2297 | 13.407 | 432.64 | 0.020872 | 446.6155 | 0.084192 | 432.64 | 0.0048828 | 432.64 | -0.0010202 | 446.2297 | 0.00019157 | 446.2297 | 0.00017352 | 446.6155 | 0.02024 | 437.996 | -0.0019297 | 676.785 | 0.013888 | 437.996 | 0.029831 | 676.028 | 0.00053624 | 676.785 | 0.0078969 | 446.2297 | 4.6246
| 446.7285 | 0 | 438.2161 | 0.2543 | 446.7285 | 0 | 438.2161 | 0.014802 | 446.3444 | 0 | 438.2161 | 0.5326 | 446.3444 | 13.5761 | 432.87 | 0.046779 | 446.7285 | 0.080373 | 432.87 | 0.0016211 | 432.87 | -0.0034686 | 446.3444 | 0.00041981 | 446.3444 | 0.00036024 | 446.7285 | 0 | 438.2161 | -0.011255 | 676.9471 | 0.021921 | 438.2161 | -0.0087236 | 676.1903 | 0 | 676.9471 | 0.0084079 | 446.3444 | 4.6801
| 446.8414 | 0.0032291 | 438.4362 | 0.26179 | 446.8414 | 0.00099385 | 438.4362 | 0.12504 | 446.4592 | 0.00024284 | 438.4362 | 0.57689 | 446.4592 | 13.6895 | 433.09 | 0.020391 | 446.8414 | 0.0873 | 433.09 | 0.00022327 | 433.09 | -0.0079064 | 446.4592 | 0.00023071 | 446.4592 | 0.00018688 | 446.8414 | 0.035094 | 438.4362 | 0.0066335 | 677.1093 | 0.024326 | 438.4362 | 0.018876 | 676.3527 | 0.00053624 | 677.1093 | 0.0081756 | 446.4592 | 4.7118
| 446.9544 | 0 | 438.6564 | 0.24266 | 446.9544 | 0 | 438.6564 | 0.10312 | 446.5739 | 0 | 438.6564 | 0.48204 | 446.5739 | 13.8008 | 433.31 | 0.0083963 | 446.9544 | 0.081128 | 433.31 | -0.0072322 | 433.31 | -0.0036216 | 446.5739 | 0.00045763 | 446.5739 | 0.0004303 | 446.9544 | 0 | 438.6564 | -0.0033644 | 677.2715 | 0.018335 | 438.6564 | 0.005325 | 676.515 | 0 | 677.2715 | 0.0087795 | 446.5739 | 4.7417
| 447.0673 | 0.013417 | 438.8765 | 0.26539 | 447.0673 | 0.020347 | 438.8765 | 0.17723 | 446.6887 | 0.00024284 | 438.8765 | 0.55222 | 446.6887 | 13.8802 | 433.53 | 0.040062 | 447.0673 | 0.084547 | 433.53 | 0.0018541 | 433.53 | 0.007243 | 446.6887 | 0.00022989 | 446.6887 | 0.00024358 | 447.0673 | 0.039594 | 438.8765 | 0.0067607 | 677.4336 | 0.019016 | 438.8765 | 0.018022 | 676.6774 | 0.00053624 | 677.4336 | 0.0082685 | 446.6887 | 4.7672
| 447.1803 | 0 | 439.0967 | 0.24062 | 447.1803 | 0 | 439.0967 | 0.11517 | 446.8034 | 0 | 439.0967 | 0.44916 | 446.8034 | 13.9923 | 433.75 | 0.062613 | 447.1803 | 0.07722 | 433.75 | -0.001757 | 433.75 | -0.0011732 | 446.8034 | 0.00045284 | 446.8034 | 0.00044708 | 447.1803 | 0 | 439.0967 | -0.0127 | 677.5958 | 0.013888 | 439.0967 | -0.0069394 | 676.8397 | 0 | 677.5958 | 0.0087795 | 446.8034 | 4.8036
| 447.2932 | 0 | 439.3169 | 0.25564 | 447.2932 | 0.01987 | 439.3169 | 0.13347 | 446.9182 | 0.00024284 | 439.3169 | 0.51331 | 446.9182 | 14.0954 | 433.97 | 0.064052 | 447.2932 | 0.084414 | 433.97 | 0.0024366 | 433.97 | 0.0012752 | 446.9182 | 0.00022576 | 446.9182 | 0.00020675 | 447.2932 | 0.049717 | 439.3169 | 0.011081 | 677.758 | 0.019788 | 439.3169 | 0.016048 | 677.0021 | 0.00053624 | 677.758 | 0.0081292 | 446.9182 | 4.8387
| 447.4062 | 0 | 439.5371 | 0.2403 | 447.4062 | 0 | 439.5371 | 0.091433 | 447.033 | 0 | 439.5371 | 0.42113 | 447.033 | 14.2192 | 434.19 | 0.074126 | 447.4062 | 0.071936 | 434.19 | -0.00047565 | 434.19 | -0.014487 | 447.033 | 0.00044788 | 447.033 | 0.00038028 | 447.4062 | 0 | 439.5371 | -0.0017029 | 677.9202 | 0.015794 | 439.5371 | -0.0080242 | 677.1644 | 0 | 677.9202 | 0.0087331 | 447.033 | 4.8777
| 447.5191 | 0.0013064 | 439.7573 | 0.23945 | 447.5191 | 0.015093 | 439.7573 | 0.11356 | 447.1477 | 0 | 439.7573 | 0.48811 | 447.1477 | 14.3005 | 434.41 | 0.055415 | 447.5191 | 0.090098 | 434.41 | -0.0046693 | 434.41 | -0.0019383 | 447.1477 | 0.00022295 | 447.1477 | 0.00017678 | 447.5191 | 0.02024 | 439.7573 | -0.0062363 | 678.0824 | 0.015885 | 439.7573 | 0.003797 | 677.3268 | 0.0009651 | 678.0824 | 0.0079434 | 447.1477 | 4.9056
| 447.6321 | 0 | 439.9775 | 0.24041 | 447.6321 | 0 | 439.9775 | 0.06878 | 447.2625 | 0 | 439.9775 | 0.40407 | 447.2625 | 14.3682 | 434.63 | 0.10339 | 447.6321 | 0.096004 | 434.63 | -0.0092122 | 434.63 | -0.007294 | 447.2625 | 0.00045284 | 447.2625 | 0.00036692 | 447.6321 | 0 | 439.9775 | -0.0033181 | 678.2446 | 0.014841 | 439.9775 | -0.0097622 | 677.4892 | 0 | 678.2446 | 0.0085008 | 447.2625 | 4.9328
| 447.745 | 0.0024896 | 440.1977 | 0.25529 | 447.745 | 0.022831 | 440.1977 | 0.16922 | 447.3773 | 0.00024284 | 440.1977 | 0.46115 | 447.3773 | 14.4074 | 434.85 | 0.084681 | 447.745 | 0.083926 | 434.85 | -0.00047565 | 434.85 | 0.0075495 | 447.3773 | 0.00023038 | 447.3773 | 0.00019357 | 447.745 | 0.035319 | 440.1977 | -0.0035939 | 678.4069 | 0.020605 | 440.1977 | 4.1636e-05 | 677.6516 | 0.0007506 | 678.4069 | 0.0078969 | 447.3773 | 4.9559
| 447.858 | 0 | 440.418 | 0.23487 | 447.858 | 0 | 440.418 | 0.021595 | 447.4921 | 0 | 440.418 | 0.38419 | 447.4921 | 14.4952 | 435.07 | 0.13506 | 447.858 | 0.081395 | 435.07 | 0.00022327 | 435.07 | -0.0088246 | 447.4921 | 0.00046374 | 447.4921 | 0.00039706 | 447.858 | 0 | 440.418 | -0.0038838 | 678.5691 | 0.017882 | 440.418 | 0.014495 | 677.814 | 0 | 678.5691 | 0.0087795 | 447.4921 | 4.998
| 447.971 | 0.0048561 | 440.6383 | 0.25142 | 447.971 | 0.02713 | 440.6383 | 0.17689 | 447.6069 | 0.00024284 | 440.6383 | 0.4353 | 447.6069 | 14.6033 | 435.29 | 0.1744 | 447.971 | 0.082904 | 435.29 | 0.0026695 | 435.29 | -0.0016323 | 447.6069 | 0.00023385 | 447.6069 | 0.0002035 | 447.971 | 0.041393 | 440.6383 | 0.0071382 | 678.7313 | 0.016702 | 440.6383 | 9.0266e-05 | 677.9764 | 0.0007506 | 678.7313 | 0.0083614 | 447.6069 | 5.0347
| 448.0839 | 0 | 440.8585 | 0.24009 | 448.0839 | 0 | 440.8585 | 0.035546 | 447.7217 | 0 | 440.8585 | 0.38143 | 447.7217 | 14.7575 | 435.51 | 0.17009 | 448.0839 | 0.089698 | 435.51 | -0.0011746 | 435.51 | 0.0098449 | 447.7217 | 0.00044689 | 447.7217 | 0.00042704 | 448.0839 | 0 | 440.8585 | 0.0093377 | 678.8936 | 0.014024 | 440.8585 | -0.006331 | 678.1388 | 0 | 678.8936 | 0.0086866 | 447.7217 | 5.074
| 448.1969 | 0.0069267 | 441.0788 | 0.2506 | 448.1969 | 0.0044724 | 441.0788 | 0.13385 | 447.8365 | 0.00024284 | 441.0788 | 0.41621 | 447.8365 | 14.8983 | 435.73 | 0.14226 | 448.1969 | 0.087212 | 435.73 | -0.0073485 | 435.73 | -0.0082122 | 447.8365 | 0.00021304 | 447.8365 | 0.00022354 | 448.1969 | 0.040044 | 441.0788 | 0.0082127 | 679.0558 | 0.01947 | 441.0788 | 0.015671 | 678.3012 | 0.0009651 | 679.0558 | 0.0081292 | 447.8365 | 5.1021
| 448.3098 | 0 | 441.2992 | 0.23315 | 448.3098 | 0 | 441.2992 | 0.038742 | 447.9513 | 0 | 441.2992 | 0.34294 | 447.9513 | 15.0362 | 435.95 | 0.21854 | 448.3098 | 0.086323 | 435.95 | -0.0058343 | 435.95 | -0.0049988 | 447.9513 | 0.00038909 | 447.9513 | 0.00039706 | 448.3098 | 0 | 441.2992 | -0.00084565 | 679.218 | 0.024099 | 441.2992 | -0.0066665 | 678.4636 | 0 | 679.218 | 0.0082221 | 447.9513 | 5.1396
| 448.4228 | 0.0069267 | 441.5195 | 0.2313 | 448.4228 | 0.0053006 | 441.5195 | 0.13876 | 448.0661 | 0.00024284 | 441.5195 | 0.40261 | 448.0661 | 15.1401 | 436.17 | 0.20368 | 448.4228 | 0.088189 | 436.17 | 0.0026695 | 436.17 | 0.0032646 | 448.0661 | 0.00017605 | 448.0661 | 0.00017352 | 448.4228 | 0.014337 | 441.5195 | -0.00066652 | 679.3803 | 0.013706 | 441.5195 | 0.0038403 | 678.626 | 0.0007506 | 679.3803 | 0.0079434 | 448.0661 | 5.1793
| 448.5358 | 0 | 441.7398 | 0.23994 | 448.5358 | 0 | 441.7398 | 0.054295 | 448.1809 | 0 | 441.7398 | 0.32599 | 448.1809 | 15.2529 | 436.39 | 0.30538 | 448.5358 | 0.086546 | 436.39 | -0.00070865 | 436.39 | -0.018924 | 448.1809 | 0.00039173 | 448.1809 | 0.00036692 | 448.5358 | 0 | 441.7398 | 0.00032611 | 679.5426 | 0.020196 | 441.7398 | -0.00057944 | 678.7885 | 0 | 679.5426 | 0.0080363 | 448.1809 | 5.229
| 448.6487 | 0.007814 | 441.9602 | 0.25098 | 448.6487 | 0.012801 | 441.9602 | 0.15517 | 448.2957 | 0.0011167 | 441.9602 | 0.39357 | 448.2957 | 15.3641 | 436.61 | 0.29579 | 448.6487 | 0.08619 | 436.61 | 0.0036014 | 436.61 | -0.0036216 | 448.2957 | 0.00021965 | 448.2957 | 0.00019357 | 448.6487 | 0.035094 | 441.9602 | 0.0043702 | 679.7048 | 0.013888 | 441.9602 | 0.018353 | 678.9509 | 0.0007506 | 679.7048 | 0.0081292 | 448.2957 | 5.2803
| 448.7617 | 0 | 442.1805 | 0.22655 | 448.7617 | 0 | 442.1805 | 0.01679 | 448.4105 | 0 | 442.1805 | 0.32573 | 448.4105 | 15.5076 | 436.83 | 0.33946 | 448.7617 | 0.084281 | 436.83 | 0.010474 | 436.83 | -0.0043867 | 448.4105 | 0.00043748 | 448.4105 | 0.000407 | 448.7617 | 0 | 442.1805 | 0.0049604 | 679.8671 | 0.017882 | 442.1805 | 0.0013008 | 679.1133 | 0 | 679.8671 | 0.0086402 | 448.4105 | 5.3415
| 448.8746 | 0.010619 | 442.4009 | 0.24564 | 448.8746 | 0.0094417 | 442.4009 | 0.14968 | 448.5253 | 0.00024284 | 442.4009 | 0.376 | 448.5253 | 15.6282 | 437.06 | 0.29724 | 448.8746 | 0.091608 | 437.06 | -0.0047858 | 437.06 | -0.00607 | 448.5253 | 0.00022262 | 448.5253 | 0.00021343 | 448.8746 | 0.032395 | 442.4009 | 0.0058216 | 680.0294 | 0.018426 | 442.4009 | -0.0039902 | 679.2758 | 0.0007506 | 680.0294 | 0.0085008 | 448.5253 | 5.3875
| 448.9876 | 0 | 442.6213 | 0.24344 | 448.9876 | 0 | 442.6213 | 0.043489 | 448.6402 | 0 | 442.6213 | 0.3026 | 448.6402 | 15.7721 | 437.28 | 0.42772 | 448.9876 | 0.081395 | 437.28 | 0.0010387 | 437.28 | -0.0025504 | 448.6402 | 0.00044326 | 448.6402 | 0.00041693 | 448.9876 | 0 | 442.6213 | -0.018684 | 680.1917 | 0.021149 | 442.6213 | 0.0031913 | 679.4382 | 0 | 680.1917 | 0.0090582 | 448.6402 | 5.4276
| 449.1006 | 0.011359 | 442.8417 | 0.2436 | 449.1006 | 0.0074539 | 442.8417 | 0.14147 | 448.755 | 0.00053406 | 442.8417 | 0.35678 | 448.755 | 15.874 | 437.5 | 0.42341 | 449.1006 | 0.092496 | 437.5 | 0.0010387 | 437.5 | 0.0084671 | 448.755 | 0.00022609 | 448.755 | 0.00020675 | 449.1006 | 0.01771 | 442.8417 | 0.0058958 | 680.354 | 0.02065 | 442.8417 | 0.00018748 | 679.6006 | 0.0009651 | 680.354 | 0.0085473 | 448.755 | 5.454
| 449.2136 | 0 | 443.0622 | 0.23538 | 449.2136 | 0 | 443.0622 | 0.035947 | 448.8698 | 0 | 443.0622 | 0.2867 | 448.8698 | 15.9854 | 437.72 | 0.52993 | 449.2136 | 0.088455 | 437.72 | 0.0015046 | 437.72 | -0.0013262 | 448.8698 | 0.00042559 | 448.8698 | 0.00041025 | 449.2136 | 0 | 443.0622 | 0.0029825 | 680.5163 | 0.016293 | 443.0622 | -0.019292 | 679.7631 | 0 | 680.5163 | 0.0091047 | 448.8698 | 5.4879
| 449.3265 | 0.0081099 | 443.2826 | 0.23124 | 449.3265 | 0.011272 | 443.2826 | 0.16919 | 448.9847 | 0.00024284 | 443.2826 | 0.34857 | 448.9847 | 16.0588 | 437.94 | 0.54048 | 449.3265 | 0.089831 | 437.94 | -0.001757 | 437.94 | -0.0034686 | 448.9847 | 0.00020099 | 448.9847 | 0.00020675 | 449.3265 | 0.034195 | 443.2826 | -0.00013606 | 680.6786 | 0.024099 | 443.2826 | 0.011048 | 679.9256 | 0.00032174 | 680.6786 | 0.0085008 | 448.9847 | 5.5139
| 449.4395 | 0 | 443.5031 | 0.22851 | 449.4395 | 0 | 443.5031 | 0.029888 | 449.0995 | 0 | 443.5031 | 0.26343 | 449.0995 | 16.1241 | 438.16 | 0.61437 | 449.4395 | 0.084681 | 438.16 | 0.0016211 | 438.16 | -0.0016323 | 449.0995 | 0.00041799 | 449.0995 | 0.00038696 | 449.4395 | 0 | 443.5031 | 0.0021935 | 680.8409 | 0.010938 | 443.5031 | -0.009641 | 680.088 | 0 | 680.8409 | 0.0088724 | 449.0995 | 5.5512
| 449.5525 | 0.0082315 | 443.7235 | 0.23408 | 449.5525 | 0.019678 | 443.7235 | 0.088346 | 449.2144 | 0.00024284 | 443.7235 | 0.32329 | 449.2144 | 16.164 | 438.38 | 0.58701 | 449.5525 | 0.087212 | 438.38 | -0.0045528 | 438.38 | 0.0032646 | 449.2144 | 0.00022262 | 449.2144 | 0.00018346 | 449.5525 | 0.03172 | 443.7235 | 0.021339 | 681.0032 | 0.019652 | 443.7235 | -0.0036337 | 680.2505 | 0.00032174 | 681.0032 | 0.0082221 | 449.2144 | 5.5774
| 449.6655 | 0 | 443.944 | 0.21805 | 449.6655 | 0 | 443.944 | -0.011088 | 449.3292 | 0 | 443.944 | 0.24267 | 449.3292 | 16.2254 | 438.6 | 0.74054 | 449.6655 | 0.082904 | 438.6 | -0.0067659 | 438.6 | -0.0042337 | 449.3292 | 0.00044029 | 449.3292 | 0.0003169 | 449.6655 | 0 | 443.944 | -0.0044877 | 681.1655 | 0.014024 | 443.944 | -0.014819 | 680.413 | 0 | 681.1655 | 0.0086866 | 449.3292 | 5.6097
| 449.7784 | 0.013417 | 444.1645 | 0.22694 | 449.7784 | 0.0061289 | 444.1645 | 0.10915 | 449.4441 | 0 | 444.1645 | 0.30832 | 449.4441 | 16.2944 | 438.82 | 0.75638 | 449.7784 | 0.088855 | 438.82 | 0.0019706 | 438.82 | 0.0035706 | 449.4441 | 0.00022295 | 449.4441 | 0.00013344 | 449.7784 | 0.058941 | 444.1645 | 0.0037881 | 681.3278 | 0.0177 | 444.1645 | 0.00013127 | 680.5755 | 0.00053624 | 681.3278 | 0.0080363 | 449.4441 | 5.6222
| 449.8914 | 0 | 444.385 | 0.22746 | 449.8914 | 0 | 444.385 | 0.0021849 | 449.559 | 0 | 444.385 | 0.24275 | 449.559 | 16.3895 | 439.04 | 0.84898 | 449.8914 | 0.093606 | 439.04 | -0.002689 | 439.04 | -0.0065293 | 449.559 | 0.00041485 | 449.559 | 0.00033523 | 449.8914 | 0 | 444.385 | -0.01383 | 681.4902 | 0.01534 | 444.385 | -0.0013339 | 680.738 | 0 | 681.4902 | 0.008826 | 449.559 | 5.6382
| 450.0044 | 0.0060393 | 444.6055 | 0.21586 | 450.0044 | 0.0072884 | 444.6055 | 0.10163 | 449.6738 | 0.00053406 | 444.6055 | 0.29379 | 449.6738 | 16.4494 | 439.26 | 0.78229 | 450.0044 | 0.090986 | 439.26 | -0.0036209 | 439.26 | -0.007141 | 449.6738 | 0.00019719 | 449.6738 | 0.00020179 | 450.0044 | 0.046793 | 444.6055 | 0.015491 | 681.6525 | 0.020423 | 444.6055 | 0.0095464 | 680.9005 | 0.00053624 | 681.6525 | 0.0082221 | 449.6738 | 5.6504
| 450.1174 | 0 | 444.8261 | 0.21893 | 450.1174 | 0 | 444.8261 | 0.059193 | 449.7887 | 0 | 444.8261 | 0.23272 | 449.7887 | 16.5099 | 439.48 | 0.94014 | 450.1174 | 0.077487 | 439.48 | -0.00035917 | 439.48 | -0.00056109 | 449.7887 | 0.00040247 | 449.7887 | 0.00043543 | 450.1174 | 0 | 444.8261 | -0.010485 | 681.8148 | 0.018608 | 444.8261 | 0.0017783 | 681.063 | 0 | 681.8148 | 0.0086866 | 449.7887 | 5.6753
| 450.2304 | 0.0016023 | 445.0466 | 0.22548 | 450.2304 | 0.016048 | 445.0466 | 0.13027 | 449.9036 | 0.00024284 | 445.0466 | 0.29523 | 449.9036 | 16.5152 | 439.7 | 0.96941 | 450.2304 | 0.093384 | 439.7 | 0.0073291 | 439.7 | 0.0038766 | 449.9036 | 0.00020677 | 449.9036 | 0.00023348 | 450.2304 | 0.0080117 | 445.0466 | -0.010828 | 681.9772 | 0.015249 | 445.0466 | 0.014764 | 681.2255 | 0.0007506 | 681.9772 | 0.0077111 | 449.9036 | 5.6927
| 450.3433 | 0 | 445.2672 | 0.19892 | 450.3433 | 0 | 445.2672 | 0.015717 | 450.0185 | 0 | 445.2672 | 0.21814 | 450.0185 | 16.5177 | 439.93 | 1.0774 | 450.3433 | 0.092984 | 439.93 | 0.00057274 | 439.93 | -0.0091305 | 450.0185 | 0.00040759 | 450.0185 | 0.00038696 | 450.3433 | 0 | 445.2672 | 0.0039515 | 682.1396 | 0.020968 | 445.2672 | -0.015455 | 681.388 | 0 | 682.1396 | 0.0082685 | 450.0185 | 5.7108
| 450.4563 | 0.003525 | 445.4878 | 0.22836 | 450.4563 | 0.013087 | 445.4878 | 0.10927 | 450.1334 | 0.00082547 | 445.4878 | 0.28645 | 450.1334 | 16.4956 | 440.15 | 1.1028 | 450.4563 | 0.090986 | 440.15 | -0.0049022 | 440.15 | -0.0077534 | 450.1334 | 0.00020214 | 450.1334 | 0.00015348 | 450.4563 | 0.042068 | 445.4878 | 0.011817 | 682.3019 | 0.021059 | 445.4878 | 0.0087641 | 681.5505 | 0.00053624 | 682.3019 | 0.0078505 | 450.1334 | 5.7076
| 450.5693 | 0 | 445.7084 | 0.22716 | 450.5693 | 0 | 445.7084 | 0.039509 | 450.2482 | 0 | 445.7084 | 0.22052 | 450.2482 | 16.5252 | 440.37 | 1.2059 | 450.5693 | 0.083926 | 440.37 | -0.0016406 | 440.37 | 0.010763 | 450.2482 | 0.00040131 | 450.2482 | 0.00031022 | 450.5693 | 0 | 445.7084 | -0.013423 | 682.4643 | 0.018925 | 445.7084 | -0.0012607 | 681.713 | 0 | 682.4643 | 0.0085937 | 450.2482 | 5.7044
| 450.6823 | 0 | 445.929 | 0.2342 | 450.6823 | 0.014233 | 445.929 | 0.16222 | 450.3631 | 0.00053406 | 445.929 | 0.28793 | 450.3631 | 16.547 | 440.59 | 1.2352 | 450.6823 | 0.096403 | 440.59 | -0.002223 | 440.59 | 0.0043357 | 450.3631 | 0.00020445 | 450.3631 | 0.00015674 | 450.6823 | 0.020662 | 445.929 | 0.0034109 | 682.6267 | 0.019879 | 445.929 | 0.015813 | 681.8756 | 0.00032174 | 682.6267 | 0.0078969 | 450.3631 | 5.6878
| 450.7953 | 0 | 446.1496 | 0.23431 | 450.7953 | 0 | 446.1496 | 0.028589 | 450.478 | 0 | 446.1496 | 0.21414 | 450.478 | 16.6012 | 440.81 | 1.3585 | 450.7953 | 0.098535 | 440.81 | -0.0067659 | 440.81 | -0.0010202 | 450.478 | 0.0004099 | 450.478 | 0.00040032 | 450.7953 | 0 | 446.1496 | -0.005275 | 682.789 | 0.016838 | 446.1496 | -0.020951 | 682.0381 | 0 | 682.789 | 0.0087795 | 450.478 | 5.6817
| 450.9083 | 0.0054477 | 446.3702 | 0.25284 | 450.9083 | 0.018341 | 446.3702 | 0.19603 | 450.5929 | 0.00024284 | 446.3702 | 0.28715 | 450.5929 | 16.6162 | 441.03 | 1.359 | 450.9083 | 0.097647 | 441.03 | -0.0039703 | 441.03 | -0.0016323 | 450.5929 | 0.0002104 | 450.5929 | 0.00024684 | 450.9083 | 0.022721 | 446.3702 | 0.012423 | 682.9514 | 0.01534 | 446.3702 | 0.012703 | 682.2006 | 0.0007506 | 682.9514 | 0.0082221 | 450.5929 | 5.6877
| 451.0213 | 0 | 446.5909 | 0.22562 | 451.0213 | 0 | 446.5909 | 0.058957 | 450.7079 | 0 | 446.5909 | 0.20064 | 450.7079 | 16.6298 | 441.25 | 1.4852 | 451.0213 | 0.094361 | 441.25 | -0.0095617 | 441.25 | 0.0011222 | 450.7079 | 0.0004137 | 450.7079 | 0.00048031 | 451.0213 | 0 | 446.5909 | 0.00033218 | 683.1138 | 0.012299 | 446.5909 | -0.0043624 | 682.3632 | 0 | 683.1138 | 0.0089189 | 450.7079 | 5.7078
| 451.1343 | 0.012841 | 446.8116 | 0.23465 | 451.1343 | 0.013278 | 446.8116 | 0.11724 | 450.8228 | 0.00024284 | 446.8116 | 0.26828 | 450.8228 | 16.5964 | 441.47 | 1.5696 | 451.1343 | 0.095249 | 441.47 | 0.0045333 | 441.47 | 0.0054069 | 450.8228 | 0.00020809 | 450.8228 | 0.00024358 | 451.1343 | 0.011385 | 446.8116 | 0.0011751 | 683.2762 | 0.014205 | 446.8116 | 0.021865 | 682.5257 | 0.0009651 | 683.2762 | 0.0080363 | 450.8228 | 5.7268
| 451.2473 | 0 | 447.0322 | 0.22882 | 451.2473 | 0 | 447.0322 | 0.045686 | 450.9377 | 0 | 447.0322 | 0.1843 | 450.9377 | 16.5761 | 441.69 | 1.702 | 451.2473 | 0.094494 | 441.69 | 0.0040674 | 441.69 | -0.0046928 | 450.9377 | 0.00043186 | 450.9377 | 0.00041693 | 451.2473 | 0 | 447.0322 | -0.0046628 | 683.4386 | 0.016202 | 447.0322 | -0.0017767 | 682.6883 | 0 | 683.4386 | 0.0085473 | 450.9377 | 5.7372
| 451.3603 | 0.0016023 | 447.2529 | 0.20349 | 451.3603 | 0.0079509 | 447.2529 | 0.098498 | 451.0526 | 0.00024284 | 447.2529 | 0.24466 | 451.0526 | 16.5803 | 441.91 | 1.7241 | 451.3603 | 0.096892 | 441.91 | -0.0052516 | 441.91 | 0.010916 | 451.0526 | 0.00022576 | 451.0526 | 0.00018346 | 451.3603 | 0.024071 | 447.2529 | 0.0043322 | 683.601 | 0.022102 | 447.2529 | 0.0066543 | 682.8509 | 0.0009651 | 683.601 | 0.0079434 | 451.0526 | 5.7273
| 451.4733 | 0 | 447.4736 | 0.21831 | 451.4733 | 0 | 447.4736 | 0.012515 | 451.1675 | 0 | 447.4736 | 0.17042 | 451.1675 | 16.613 | 442.13 | 1.7908 | 451.4733 | 0.095915 | 442.13 | -0.002456 | 442.13 | -0.0057639 | 451.1675 | 0.00043996 | 451.1675 | 0.0003503 | 451.4733 | 0 | 447.4736 | -0.011693 | 683.7635 | 0.020922 | 447.4736 | -0.023693 | 683.0134 | 0 | 683.7635 | 0.0086866 | 451.1675 | 5.7168
| 451.5863 | 0 | 447.6944 | 0.22983 | 451.5863 | 0.014233 | 447.6944 | 0.1204 | 451.2825 | 0.00053406 | 447.6944 | 0.23937 | 451.2825 | 16.624 | 442.36 | 1.7663 | 451.5863 | 0.10231 | 442.36 | 0.0037179 | 442.36 | 0.0057129 | 451.2825 | 0.00021833 | 451.2825 | 0.00017678 | 451.5863 | 0.051967 | 447.6944 | 0.0058346 | 683.9259 | 0.021376 | 447.6944 | 0.0043524 | 683.176 | 0.0007506 | 683.9259 | 0.0082221 | 451.2825 | 5.6992
| 451.6993 | 0 | 447.9151 | 0.20985 | 451.6993 | 0 | 447.9151 | 0.053996 | 451.3974 | 0 | 447.9151 | 0.18418 | 451.3974 | 16.6237 | 442.58 | 1.9036 | 451.6993 | 0.10586 | 442.58 | -0.0014076 | 442.58 | -0.010202 | 451.3974 | 0.00045218 | 451.3974 | 0.00032032 | 451.6993 | 0 | 447.9151 | 0.00021721 | 684.0883 | 0.015885 | 447.9151 | 0.0026496 | 683.3386 | 0 | 684.0883 | 0.0088724 | 451.3974 | 5.7011
| 451.8123 | 0.00041907 | 448.1359 | 0.22295 | 451.8123 | 0.016717 | 448.1359 | 0.093989 | 451.5124 | 0.00024284 | 448.1359 | 0.23449 | 451.5124 | 16.5931 | 442.8 | 2.0001 | 451.8123 | 0.10484 | 442.8 | 0.0060475 | 442.8 | 0.0041827 | 451.5124 | 0.00023848 | 451.5124 | 0.0001468 | 451.8123 | 0.032395 | 448.1359 | 0.00056721 | 684.2507 | 0.018608 | 448.1359 | 0.0011152 | 683.5012 | 0.00032174 | 684.2507 | 0.0081756 | 451.5124 | 5.702
| 451.9253 | 0 | 448.3566 | 0.22199 | 451.9253 | 0.00083014 | 448.3566 | 0.0004354 | 451.6273 | 0 | 448.3566 | 0.16155 | 451.6273 | 16.5761 | 443.02 | 2.1252 | 451.9253 | 0.1056 | 443.02 | -0.0065332 | 443.02 | 0.0023464 | 451.6273 | 0.00044987 | 451.6273 | 0.00034687 | 451.9253 | 0 | 448.3566 | -0.0062063 | 684.4132 | 0.017292 | 448.3566 | -0.019702 | 683.6638 | 0 | 684.4132 | 0.0090582 | 451.6273 | 5.7108
| 452.0383 | 0.010619 | 448.5774 | 0.2404 | 452.0383 | 0.011272 | 448.5774 | 0.1428 | 451.7422 | 0.00053406 | 448.5774 | 0.23856 | 451.7422 | 16.5337 | 443.24 | 2.1871 | 452.0383 | 0.10937 | 443.24 | -0.0039703 | 443.24 | 0.00709 | 451.7422 | 0.00021486 | 451.7422 | 0.0002035 | 452.0383 | 0.02992 | 448.5774 | -0.013112 | 684.5756 | 0.020015 | 448.5774 | 0.016191 | 683.8264 | 0.0007506 | 684.5756 | 0.0084544 | 451.7422 | 5.7093
| 452.1513 | 0 | 448.7982 | 0.22008 | 452.1513 | 0 | 448.7982 | 0.050522 | 451.8572 | 0 | 448.7982 | 0.1606 | 451.8572 | 16.5079 | 443.46 | 2.332 | 452.1513 | 0.10435 | 443.46 | 0.00022327 | 443.46 | 0.0092325 | 451.8572 | 0.00040065 | 451.8572 | 0.00043698 | 452.1513 | 0 | 448.7982 | 0.0087551 | 684.7381 | 0.0084416 | 448.7982 | -0.006194 | 683.989 | 0 | 684.7381 | 0.0093369 | 451.8572 | 5.6999
| 452.2643 | 0.0048561 | 449.019 | 0.23906 | 452.2643 | 0.018055 | 449.019 | 0.1735 | 451.9721 | 0.00024284 | 449.019 | 0.23678 | 451.9721 | 16.4778 | 443.68 | 2.2715 | 452.2643 | 0.11217 | 443.68 | 0.00045625 | 443.68 | 0.0080083 | 451.9721 | 0.00018645 | 451.9721 | 0.00023348 | 452.2643 | 0.014758 | 449.019 | 0.007561 | 684.9005 | 0.025234 | 449.019 | 0.0052068 | 684.1516 | 0.00053624 | 684.9005 | 0.0085473 | 451.9721 | 5.6811
| 452.3773 | 0 | 449.2398 | 0.20661 | 452.3773 | 0 | 449.2398 | 0.020046 | 452.0871 | 0 | 449.2398 | 0.15233 | 452.0871 | 16.477 | 443.9 | 2.4615 | 452.3773 | 0.11368 | 443.9 | -0.0036209 | 443.9 | -0.0031625 | 452.0871 | 0.00037637 | 452.0871 | 0.00041693 | 452.3773 | 0 | 449.2398 | -0.0041686 | 685.063 | 0.017609 | 449.2398 | -0.022422 | 684.3142 | 0 | 685.063 | 0.0093369 | 452.0871 | 5.6732
| 452.4903 | 0.015475 | 449.4607 | 0.22127 | 452.4903 | 0.0082822 | 449.4607 | 0.12817 | 452.2021 | 0.00082547 | 449.4607 | 0.21437 | 452.2021 | 16.4658 | 444.12 | 2.5326 | 452.4903 | 0.11217 | 444.12 | -0.0063001 | 444.12 | 0.0041827 | 452.2021 | 0.00018992 | 452.2021 | 0.00018346 | 452.4903 | 0.038019 | 449.4607 | 0.0083571 | 685.2255 | 0.022511 | 449.4607 | 0.0033004 | 684.4768 | 0.0007506 | 685.2255 | 0.0084544 | 452.2021 | 5.6653
| 452.6033 | 0 | 449.6815 | 0.21691 | 452.6033 | 0 | 449.6815 | 0.027805 | 452.3171 | 0 | 449.6815 | 0.13753 | 452.3171 | 16.4559 | 444.35 | 2.7005 | 452.6033 | 0.10675 | 444.35 | -0.0038538 | 444.35 | 0.0051009 | 452.3171 | 0.00041634 | 452.3171 | 0.00036692 | 452.6033 | 0 | 449.6815 | 0.0035073 | 685.3879 | 0.021059 | 449.6815 | -0.011432 | 684.6394 | 0 | 685.3879 | 0.0086402 | 452.3171 | 5.6714
| 452.7163 | 0.0024896 | 449.9024 | 0.22178 | 452.7163 | 0.0084479 | 449.9024 | 0.13145 | 452.432 | 0.00082547 | 449.9024 | 0.20818 | 452.432 | 16.409 | 444.57 | 2.7648 | 452.7163 | 0.10306 | 444.57 | -9.7074e-06 | 444.57 | 0.0047948 | 452.432 | 0.00022642 | 452.432 | 0.00018346 | 452.7163 | 0.036219 | 449.9024 | 0.0007398 | 685.5504 | 0.016838 | 449.9024 | 0.021419 | 684.8021 | 0.0007506 | 685.5504 | 0.0076647 | 452.432 | 5.6582
| 452.8294 | 0 | 450.1232 | 0.22387 | 452.8294 | 0 | 450.1232 | 0.081941 | 452.547 | 0 | 450.1232 | 0.13965 | 452.547 | 16.3784 | 444.79 | 2.8857 | 452.8294 | 0.10839 | 444.79 | 0.0011552 | 444.79 | 0.0092325 | 452.547 | 0.00043715 | 452.547 | 0.00039706 | 452.8294 | 0 | 450.1232 | 0.0085866 | 685.7129 | 0.017609 | 450.1232 | -0.023383 | 684.9647 | 0 | 685.7129 | 0.008315 | 452.547 | 5.6471
| 452.9424 | 0 | 450.3441 | 0.22357 | 452.9424 | 0.0064601 | 450.3441 | 0.1553 | 452.662 | 0.00053406 | 450.3441 | 0.21329 | 452.662 | 16.3212 | 445.01 | 2.9897 | 452.9424 | 0.099023 | 445.01 | -0.0014076 | 445.01 | -0.0019383 | 452.662 | 0.00021139 | 452.662 | 0.00021686 | 452.9424 | 0.03172 | 450.3441 | 0.013757 | 685.8754 | 0.02124 | 450.3441 | 0.0055299 | 685.1273 | 0.0009651 | 685.8754 | 0.0081292 | 452.662 | 5.6156
| 453.0554 | 0 | 450.565 | 0.21233 | 453.0554 | 0 | 450.565 | 0.01516 | 452.777 | 0 | 450.565 | 0.12119 | 452.777 | 16.2957 | 445.23 | 3.1399 | 453.0554 | 0.10915 | 445.23 | -0.0087464 | 445.23 | -0.0037746 | 452.777 | 0.00041172 | 452.777 | 0.00042036 | 453.0554 | 0 | 450.565 | -0.01592 | 686.0379 | 0.020922 | 450.565 | -0.0041278 | 685.29 | 0 | 686.0379 | 0.0089653 | 452.777 | 5.5932
| 453.1684 | 0.0039686 | 450.786 | 0.17514 | 453.1684 | 0.013756 | 450.786 | 0.14765 | 452.892 | 0.00024284 | 450.786 | 0.21108 | 452.892 | 16.2467 | 445.45 | 3.1573 | 453.1684 | 0.10648 | 445.45 | 0.00057274 | 445.45 | -0.0031625 | 452.892 | 0.00020214 | 452.892 | 0.00021018 | 453.1684 | 0.026996 | 450.786 | -0.0077326 | 686.2004 | 0.022511 | 450.786 | 0.012916 | 685.4526 | 0.0007506 | 686.2004 | 0.0085473 | 452.892 | 5.567
| 453.2815 | 0 | 451.0069 | 0.1649 | 453.2815 | 0 | 451.0069 | 0.041432 | 453.007 | 0 | 451.0069 | 0.1264 | 453.007 | 16.2236 | 445.67 | 3.4033 | 453.2815 | 0.097292 | 445.67 | -0.006999 | 445.67 | -0.012191 | 453.007 | 0.00040016 | 453.007 | 0.00042036 | 453.2815 | 0 | 451.0069 | -0.0058828 | 686.3629 | 0.017065 | 451.0069 | -0.016594 | 685.6153 | 0 | 686.3629 | 0.0087795 | 453.007 | 5.5661
| 453.3945 | 0.0021939 | 451.2278 | 0.22093 | 453.3945 | 0.0061289 | 451.2278 | 0.16036 | 453.122 | 0.00024284 | 451.2278 | 0.20275 | 453.122 | 16.1672 | 445.89 | 3.4346 | 453.3945 | 0.10218 | 445.89 | -0.011076 | 445.89 | 0.00051009 | 453.122 | 0.00020033 | 453.122 | 0.00021686 | 453.3945 | 0.018553 | 451.2278 | -0.015527 | 686.5254 | 0.022647 | 451.2278 | -0.0055772 | 685.7779 | 0.0007506 | 686.5254 | 0.0079434 | 453.122 | 5.5529
| 453.5075 | 0.0013333 | 451.4488 | 0.21809 | 453.5075 | 0 | 451.4488 | 0.031712 | 453.237 | 0 | 451.4488 | 0.12652 | 453.237 | 16.116 | 446.12 | 3.6019 | 453.5075 | 0.09929 | 446.12 | -0.0038538 | 446.12 | -0.0065293 | 453.237 | 0.00041865 | 453.237 | 0.00042704 | 453.5075 | 0 | 451.4488 | 0.015393 | 686.688 | 0.012435 | 451.4488 | -0.01106 | 685.9406 | 0 | 686.688 | 0.0082685 | 453.237 | 5.5429
| 453.6205 | 0.0089723 | 451.6698 | 0.23746 | 453.6205 | 0.012418 | 451.6698 | 0.076752 | 453.352 | 0.00053406 | 451.6698 | 0.19973 | 453.352 | 16.0355 | 446.34 | 3.615 | 453.6205 | 0.10218 | 446.34 | 0.012688 | 446.34 | -0.0023974 | 453.352 | 0.00022064 | 453.352 | 0.00021343 | 453.6205 | 0 | 451.6698 | 0.0073367 | 686.8505 | 0.020196 | 451.6698 | 0.0077821 | 686.1033 | 0.00053624 | 686.8505 | 0.0080827 | 453.352 | 5.5152
| 453.7335 | 0 | 451.8908 | 0.2269 | 453.7335 | 0 | 451.8908 | 0.0016172 | 453.467 | 0 | 451.8908 | 0.12832 | 453.467 | 15.9663 | 446.56 | 3.8634 | 453.7335 | 0.10635 | 446.56 | -0.0057175 | 446.56 | -0.0013262 | 453.467 | 0.00040478 | 453.467 | 0.00041025 | 453.7335 | 0 | 451.8908 | -0.00792 | 687.013 | 0.014115 | 451.8908 | -0.010086 | 686.2659 | 0 | 687.013 | 0.0090118 | 453.467 | 5.4919
| 453.8466 | 0.007962 | 452.1118 | 0.22718 | 453.8466 | 0.017195 | 452.1118 | 0.14253 | 453.582 | 0.00053406 | 452.1118 | 0.18144 | 453.582 | 15.8936 | 446.78 | 3.8578 | 453.8466 | 0.11012 | 446.78 | -0.0046693 | 446.78 | -0.00025504 | 453.582 | 0.00018876 | 453.582 | 0.00019682 | 453.8466 | 0.033295 | 452.1118 | -0.0044472 | 687.1756 | 0.016021 | 452.1118 | 0.0057877 | 686.4286 | 0.0009651 | 687.1756 | 0.0087795 | 453.582 | 5.4574
| 453.9596 | 0 | 452.3328 | 0.21059 | 453.9596 | 0 | 452.3328 | 0.013971 | 453.6971 | 0 | 452.3328 | 0.10874 | 453.6971 | 15.8585 | 447 | 4.0735 | 453.9596 | 0.10786 | 447 | -0.00094161 | 447 | -0.0023974 | 453.6971 | 0.00039025 | 453.6971 | 0.00036024 | 453.9596 | 0 | 452.3328 | -0.016961 | 687.3381 | 0.020832 | 452.3328 | -0.017666 | 686.5913 | 0 | 687.3381 | 0.0092905 | 453.6971 | 5.4156
| 454.0727 | 0.0030813 | 452.5538 | 0.2254 | 454.0727 | 0.014902 | 452.5538 | 0.13423 | 453.8121 | 0.00024284 | 452.5538 | 0.18917 | 453.8121 | 15.8035 | 447.22 | 4.0673 | 454.0727 | 0.10599 | 447.22 | 0.0048828 | 447.22 | 0.0064783 | 453.8121 | 0.00020578 | 453.8121 | 0.00016342 | 454.0727 | 0.023171 | 452.5538 | 0.0021827 | 687.5006 | 0.022602 | 452.5538 | 0.012582 | 686.754 | 0.0007506 | 687.5006 | 0.0084079 | 453.8121 | 5.372
| 454.1857 | 0 | 452.7749 | 0.22329 | 454.1857 | 0 | 452.7749 | 0.011918 | 453.9271 | 0 | 452.7749 | 0.113 | 453.9271 | 15.7469 | 447.44 | 4.336 | 454.1857 | 0.11012 | 447.44 | 0.0086102 | 447.44 | 0.0096913 | 453.9271 | 0.00041651 | 453.9271 | 0.00033694 | 454.1857 | 0 | 452.7749 | -0.010349 | 687.6632 | 0.022193 | 452.7749 | 9.6615e-05 | 686.9167 | 0 | 687.6632 | 0.0091976 | 453.9271 | 5.3373
| 454.2987 | 0.0066309 | 452.9959 | 0.21037 | 454.2987 | 0.010126 | 452.9959 | 0.11835 | 454.0422 | 0.00082547 | 452.9959 | 0.17381 | 454.0422 | 15.6274 | 447.66 | 4.4743 | 454.2987 | 0.11217 | 447.66 | 0.0067465 | 447.66 | 0.0018873 | 454.0422 | 0.00021684 | 454.0422 | 0.00017352 | 454.2987 | 0.036219 | 452.9959 | 0.0081278 | 687.8258 | 0.017246 | 452.9959 | -0.0090305 | 687.0794 | 0.00032174 | 687.8258 | 0.0085937 | 454.0422 | 5.3139
| 454.4118 | 0 | 453.217 | 0.16693 | 454.4118 | 0 | 453.217 | 0.033301 | 454.1572 | 0 | 453.217 | 0.10269 | 454.1572 | 15.5289 | 447.89 | 4.6416 | 454.4118 | 0.099068 | 447.89 | -0.0037373 | 447.89 | 0.0018873 | 454.1572 | 0.00042559 | 454.1572 | 0.00042704 | 454.4118 | 0 | 453.217 | -0.016319 | 687.9883 | 0.021558 | 453.217 | -0.007302 | 687.2421 | 0 | 687.9883 | 0.0090582 | 454.1572 | 5.3055
| 454.5248 | 0.013253 | 453.4381 | 0.22168 | 454.5248 | 0.010603 | 453.4381 | 0.12883 | 454.2722 | 0.0011167 | 453.4381 | 0.17841 | 454.2722 | 15.4055 | 448.11 | 4.7943 | 454.5248 | 0.10218 | 448.11 | -0.0056011 | 448.11 | 0.006172 | 454.2722 | 0.00021156 | 454.2722 | 0.00026859 | 454.5248 | 0.049267 | 453.4381 | 0.0044335 | 688.1509 | 0.022012 | 453.4381 | -0.019042 | 687.4049 | 0.0009651 | 688.1509 | 0.0080827 | 454.2722 | 5.2927
| 454.6378 | 0 | 453.6592 | 0.19721 | 454.6378 | 0 | 453.6592 | 0.048209 | 454.3873 | 0 | 453.6592 | 0.097222 | 454.3873 | 15.3367 | 448.33 | 4.8556 | 454.6378 | 0.096537 | 448.33 | 0.0020871 | 448.33 | -0.0016323 | 454.3873 | 0.00042361 | 454.3873 | 0.00049213 | 454.6378 | 0 | 453.6592 | -0.0011117 | 688.3135 | 0.020514 | 453.6592 | -0.0086107 | 687.5676 | 0 | 688.3135 | 0.0085473 | 454.3873 | 5.2788
| 454.7509 | 0.00041907 | 453.8803 | 0.22846 | 454.7509 | 0.0094417 | 453.8803 | 0.12821 | 454.5023 | 0.00024284 | 453.8803 | 0.17977 | 454.5023 | 15.2371 | 448.55 | 4.9507 | 454.7509 | 0.10182 | 448.55 | -0.0039703 | 448.55 | 0.0044887 | 454.5023 | 0.00021453 | 454.5023 | 0.00023844 | 454.7509 | 0.010542 | 453.8803 | 0.011488 | 688.4761 | 0.021286 | 453.8803 | 0.0030636 | 687.7303 | 0.00053624 | 688.4761 | 0.0083614 | 454.5023 | 5.2403
| 454.8639 | 0 | 454.1015 | 0.19706 | 454.8639 | 0 | 454.1015 | 0.014654 | 454.6174 | 0 | 454.1015 | 0.088217 | 454.6174 | 15.1775 | 448.77 | 5.2405 | 454.8639 | 0.10209 | 448.77 | -0.00070865 | 448.77 | 0.00081613 | 454.6174 | 0.00044227 | 454.6174 | 0.00044708 | 454.8639 | 0 | 454.1015 | -0.012898 | 688.6387 | 0.021149 | 454.1015 | -0.012281 | 687.893 | 0 | 688.6387 | 0.0093834 | 454.6174 | 5.2116
| 454.977 | 0.005004 | 454.3226 | 0.22674 | 454.977 | 0.013947 | 454.3226 | 0.11742 | 454.7325 | 0 | 454.3226 | 0.16904 | 454.7325 | 15.1095 | 448.99 | 5.3331 | 454.977 | 0.11101 | 448.99 | 0.003485 | 448.99 | 0.006172 | 454.7325 | 0.00022807 | 454.7325 | 0.00022354 | 454.977 | 0.032845 | 454.3226 | 0.011587 | 688.8013 | 0.021785 | 454.3226 | 0.018485 | 688.0558 | 0.00032174 | 688.8013 | 0.0090582 | 454.7325 | 5.1681
| 455.09 | 0 | 454.5438 | 0.22197 | 455.09 | 0 | 454.5438 | 0.010433 | 454.8475 | 0 | 454.5438 | 0.097815 | 454.8475 | 15.0703 | 449.21 | 5.5462 | 455.09 | 0.10093 | 449.21 | -0.0021065 | 449.21 | -0.00025504 | 454.8475 | 0.00044755 | 454.8475 | 0.00041693 | 455.09 | 0 | 454.5438 | 0.002626 | 688.9639 | 0.016339 | 454.5438 | -0.0022208 | 688.2185 | 0 | 688.9639 | 0.009755 | 454.8475 | 5.1351
| 455.2031 | 0.00071483 | 454.7649 | 0.19858 | 455.2031 | 0.015762 | 454.7649 | 0.14862 | 454.9626 | 0.00082547 | 454.7649 | 0.1591 | 454.9626 | 14.9848 | 449.44 | 5.5639 | 455.2031 | 0.10697 | 449.44 | -0.0030384 | 449.44 | 0.0047948 | 454.9626 | 0.00021948 | 454.9626 | 0.00019357 | 455.2031 | 0.024521 | 454.7649 | 0.019324 | 689.1265 | 0.020605 | 454.7649 | 0.023514 | 688.3813 | 0.0007506 | 689.1265 | 0.008826 | 454.9626 | 5.0916
| 455.3161 | 0 | 454.9861 | 0.19305 | 455.3161 | 0 | 454.9861 | 0.024639 | 455.0777 | 0 | 454.9861 | 0.085958 | 455.0777 | 14.8604 | 449.66 | 5.8828 | 455.3161 | 0.10688 | 449.66 | -0.005368 | 449.66 | -0.010661 | 455.0777 | 0.00043368 | 455.0777 | 0.00037702 | 455.3161 | 0 | 454.9861 | -0.0057914 | 689.2891 | 0.018018 | 454.9861 | -0.020597 | 688.544 | 0 | 689.2891 | 0.0093834 | 455.0777 | 5.0595
| 455.4292 | 0.0024896 | 455.2073 | 0.20758 | 455.4292 | 0.010794 | 455.2073 | 0.15706 | 455.1928 | 0.00082547 | 455.2073 | 0.15489 | 455.1928 | 14.7156 | 449.88 | 5.952 | 455.4292 | 0.11745 | 449.88 | -0.0095617 | 449.88 | -0.00607 | 455.1928 | 0.0002142 | 455.1928 | 0.00018346 | 455.4292 | 0.00084329 | 455.2073 | -0.0016758 | 689.4517 | 0.019697 | 455.2073 | 0.026009 | 688.7068 | 0.0007506 | 689.4517 | 0.008315 | 455.1928 | 5.0299
| 455.5422 | 0 | 455.4285 | 0.18357 | 455.5422 | 0 | 455.4285 | 0.025152 | 455.3079 | 0 | 455.4285 | 0.088515 | 455.3079 | 14.6188 | 450.1 | 6.1429 | 455.5422 | 0.11088 | 450.1 | -0.00082513 | 450.1 | -0.0063763 | 455.3079 | 0.00043533 | 455.3079 | 0.00035698 | 455.5422 | 0 | 455.4285 | -0.0040968 | 689.6144 | 0.013343 | 455.4285 | 0.022801 | 688.8696 | 0 | 689.6144 | 0.0089653 | 455.3079 | 5.008
| 455.6553 | 0.010207 | 455.6498 | 0.20918 | 455.6553 | 0.014425 | 455.6498 | 0.11641 | 455.423 | 0.00082547 | 455.6498 | 0.13577 | 455.423 | 14.5469 | 450.32 | 6.2865 | 455.6553 | 0.10848 | 450.32 | 0.0037179 | 450.32 | -0.0010202 | 455.423 | 0.00022312 | 455.423 | 0.00017352 | 455.6553 | 0.025196 | 455.6498 | 0.007359 | 689.777 | 0.019969 | 455.6498 | 0.0064409 | 689.0323 | 0.00053624 | 689.777 | 0.0084079 | 455.423 | 4.9742
| 455.7683 | 0 | 455.871 | 0.19307 | 455.7683 | 0 | 455.871 | 0.0050745 | 455.538 | 0 | 455.871 | 0.073918 | 455.538 | 14.5037 | 450.54 | 6.6046 | 455.7683 | 0.1036 | 450.54 | -0.0046693 | 450.54 | -0.01112 | 455.538 | 0.00042179 | 455.538 | 0.00038696 | 455.7683 | 0 | 455.871 | -0.011205 | 689.9396 | 0.015794 | 455.871 | -0.015443 | 689.1951 | 0 | 689.9396 | 0.0091511 | 455.538 | 4.9447
| 455.8814 | 0.010783 | 456.0923 | 0.20939 | 455.8814 | 0.0081166 | 456.0923 | 0.07087 | 455.6531 | 0.00082547 | 456.0923 | 0.15024 | 455.6531 | 14.42 | 450.76 | 6.6856 | 455.8814 | 0.11088 | 450.76 | -0.0051353 | 450.76 | 0.00051009 | 455.6531 | 0.00020181 | 455.6531 | 0.00021343 | 455.8814 | 0.027896 | 456.0923 | 0.0098586 | 690.1023 | 0.020741 | 456.0923 | 0.024733 | 689.3579 | 0.00032174 | 690.1023 | 0.0084079 | 455.6531 | 4.9044
| 455.9944 | 0 | 456.3135 | 0.20349 | 455.9944 | 0 | 456.3135 | -0.0028104 | 455.7683 | 0 | 456.3135 | 0.081658 | 455.7683 | 14.3336 | 450.99 | 6.958 | 455.9944 | 0.096537 | 450.99 | -0.0046693 | 450.99 | -0.0014792 | 455.7683 | 0.00041403 | 455.7683 | 0.00043698 | 455.9944 | 0 | 456.3135 | 0.014131 | 690.2649 | 0.017292 | 456.3135 | -0.0065017 | 689.5207 | 0 | 690.2649 | 0.0085937 | 455.7683 | 4.8764
| 456.1075 | 0.011359 | 456.5348 | 0.20502 | 456.1075 | 0.013947 | 456.5348 | 0.14152 | 455.8834 | 0.00024284 | 456.5348 | 0.14783 | 455.8834 | 14.1936 | 451.21 | 7.1562 | 456.1075 | 0.12123 | 451.21 | 0.00068922 | 451.21 | 0.010916 | 455.8834 | 0.00021535 | 455.8834 | 0.00022354 | 456.1075 | 0.052192 | 456.5348 | 0.0055909 | 690.4276 | 0.020015 | 456.5348 | 0.011078 | 689.6834 | 0.0009651 | 690.4276 | 0.0081756 | 455.8834 | 4.8332
| 456.2206 | 0 | 456.7561 | 0.19752 | 456.2206 | 0 | 456.7561 | 0.0098083 | 455.9985 | 0 | 456.7561 | 0.076647 | 455.9985 | 14.0821 | 451.43 | 7.365 | 456.2206 | 0.11012 | 451.43 | -0.0066496 | 451.43 | 0.0038766 | 455.9985 | 0.00043533 | 455.9985 | 0.000407 | 456.2206 | 0 | 456.7561 | 0.0048692 | 690.5902 | 0.018925 | 456.7561 | 0.015643 | 689.8463 | 0 | 690.5902 | 0.0090582 | 455.9985 | 4.7983
| 456.3336 | 0.0081099 | 456.9774 | 0.20998 | 456.3336 | 0.015093 | 456.9774 | 0.080838 | 456.1136 | 0.00082547 | 456.9774 | 0.13484 | 456.1136 | 13.9378 | 451.65 | 7.4585 | 456.3336 | 0.11519 | 451.65 | -0.0028054 | 451.65 | 0.0015813 | 456.1136 | 0.00022113 | 456.1136 | 0.00018346 | 456.3336 | 0.033745 | 456.9774 | 0.012632 | 690.7529 | 0.023872 | 456.9774 | 0.016034 | 690.0091 | 0.00032174 | 690.7529 | 0.0087331 | 456.1136 | 4.7573
| 456.4467 | 0 | 457.1988 | 0.18711 | 456.4467 | 0 | 457.1988 | 0.048805 | 456.2287 | 0 | 457.1988 | 0.066749 | 456.2287 | 13.849 | 451.87 | 7.7181 | 456.4467 | 0.098402 | 451.87 | -0.0083969 | 451.87 | -0.012803 | 456.2287 | 0.00045102 | 456.2287 | 0.00032186 | 456.4467 | 0 | 457.1988 | -0.0031636 | 690.9156 | 0.023555 | 457.1988 | -0.015533 | 690.1719 | 0 | 690.9156 | 0.0093834 | 456.2287 | 4.7329
| 456.5598 | 0.0021939 | 457.4201 | 0.19383 | 456.5598 | 0.010126 | 457.4201 | 0.14998 | 456.3438 | 0.00053406 | 457.4201 | 0.14482 | 456.3438 | 13.7472 | 452.09 | 7.7397 | 456.5598 | 0.11834 | 452.09 | -0.0080475 | 452.09 | 0.0096913 | 456.3438 | 0.00023104 | 456.3438 | 0.00013841 | 456.5598 | 0.051967 | 457.4201 | 0.0052755 | 691.0783 | 0.025143 | 457.4201 | -0.013072 | 690.3347 | 0.0007506 | 691.0783 | 0.0081756 | 456.3438 | 4.7081
| 456.6728 | 0 | 457.6415 | 0.19042 | 456.6728 | 0 | 457.6415 | 0.076742 | 456.459 | 0 | 457.6415 | 0.071656 | 456.459 | 13.6872 | 452.32 | 8.0817 | 456.6728 | 0.11039 | 452.32 | -0.00035917 | 452.32 | -0.0077534 | 456.459 | 0.00044871 | 456.459 | 0.00034191 | 456.6728 | 0 | 457.6415 | -0.0043073 | 691.241 | 0.018744 | 457.6415 | -0.0061927 | 690.4975 | 0 | 691.241 | 0.0090118 | 456.459 | 4.6869
| 456.7859 | 0.001898 | 457.8628 | 0.18006 | 456.7859 | 0.0033129 | 457.8628 | 0.10227 | 456.5741 | 0.00082547 | 457.8628 | 0.1327 | 456.5741 | 13.5879 | 452.54 | 8.2151 | 456.7859 | 0.11354 | 452.54 | 0.003019 | 452.54 | -0.0037746 | 456.5741 | 0.00021882 | 456.5741 | 0.00020675 | 456.7859 | 0.049717 | 457.8628 | 0.016374 | 691.4036 | 0.020423 | 457.8628 | -0.0075777 | 690.6603 | 0.0009651 | 691.4036 | 0.0083614 | 456.5741 | 4.6429
| 456.899 | 0 | 458.0842 | 0.18553 | 456.899 | 0 | 458.0842 | -0.014251 | 456.6892 | 0 | 458.0842 | 0.081294 | 456.6892 | 13.4994 | 452.76 | 8.4238 | 456.899 | 0.12012 | 452.76 | -0.012124 | 452.76 | -0.0063763 | 456.6892 | 0.00041518 | 456.6892 | 0.00040032 | 456.899 | 0 | 458.0842 | -0.010014 | 691.5663 | 0.018971 | 458.0842 | -0.0074941 | 690.8232 | 0 | 691.5663 | 0.0095228 | 456.6892 | 4.5974
| 457.0121 | 0.0061872 | 458.3056 | 0.16979 | 457.0121 | 0.023213 | 458.3056 | 0.070213 | 456.8044 | 0.00024284 | 458.3056 | 0.13981 | 456.8044 | 13.3772 | 452.98 | 8.6734 | 457.0121 | 0.1099 | 452.98 | -0.0030384 | 452.98 | 0.0051009 | 456.8044 | 0.0001995 | 456.8044 | 0.00021018 | 457.0121 | 0.041393 | 458.3056 | -0.0077931 | 691.7291 | 0.020106 | 458.3056 | 0.010511 | 690.986 | 0.00032174 | 691.7291 | 0.0085008 | 456.8044 | 4.547
| 457.1251 | 0 | 458.527 | 0.1966 | 457.1251 | 0 | 458.527 | 0.074686 | 456.9195 | 0 | 458.527 | 0.075944 | 456.9195 | 13.2729 | 453.2 | 8.8374 | 457.1251 | 0.11079 | 453.2 | -0.0087464 | 453.2 | -0.0040807 | 456.9195 | 0.0003876 | 456.9195 | 0.00037034 | 457.1251 | 0 | 458.527 | 0.0012563 | 691.8918 | 0.01475 | 458.527 | 0.001608 | 691.1488 | 0 | 691.8918 | 0.0090582 | 456.9195 | 4.5164
| 457.2382 | 0.0060393 | 458.7484 | 0.20648 | 457.2382 | 0.011463 | 458.7484 | 0.075759 | 457.0347 | 0.00053406 | 458.7484 | 0.13939 | 457.0347 | 13.1474 | 453.42 | 8.9501 | 457.2382 | 0.11719 | 453.42 | 0.0026695 | 453.42 | -0.0033155 | 457.0347 | 0.00019075 | 457.0347 | 0.0001802 | 457.2382 | 0.024521 | 458.7484 | -0.012912 | 692.0545 | 0.021376 | 458.7484 | 0.0075494 | 691.3117 | 0.0007506 | 692.0545 | 0.0080827 | 457.0347 | 4.4757
| 457.3513 | 0 | 458.9699 | 0.20244 | 457.3513 | 0 | 458.9699 | 0.024917 | 457.1498 | 0 | 458.9699 | 0.072861 | 457.1498 | 13.0501 | 453.65 | 9.2981 | 457.3513 | 0.10258 | 453.65 | -0.0063001 | 453.65 | -0.0074475 | 457.1498 | 0.00041337 | 457.1498 | 0.00034019 | 457.3513 | 0 | 458.9699 | 0.0031926 | 692.2172 | 0.020423 | 458.9699 | -0.015916 | 691.4745 | 0 | 692.2172 | 0.0090118 | 457.1498 | 4.4423
| 457.4644 | 0.0060393 | 459.1913 | 0.21348 | 457.4644 | 0.022067 | 459.1913 | 0.16352 | 457.265 | 0.00053406 | 459.1913 | 0.14066 | 457.265 | 12.9111 | 453.87 | 9.4539 | 457.4644 | 0.10675 | 453.87 | -0.0038538 | 453.87 | -0.0062227 | 457.265 | 0.00022691 | 457.265 | 0.00017678 | 457.4644 | 0.02992 | 459.1913 | 0.0073745 | 692.3799 | 0.025915 | 459.1913 | 0.030531 | 691.6374 | 0.0007506 | 692.3799 | 0.0083614 | 457.265 | 4.3902
| 457.5774 | 0 | 459.4128 | 0.20372 | 457.5774 | 0 | 459.4128 | 0.039777 | 457.3802 | 0 | 459.4128 | 0.074217 | 457.3802 | 12.7755 | 454.09 | 9.7015 | 457.5774 | 0.1123 | 454.09 | 0.00080569 | 454.09 | -0.0076005 | 457.3802 | 0.00042675 | 457.3802 | 0.00034019 | 457.5774 | 0 | 459.4128 | -0.00097848 | 692.5426 | 0.022919 | 459.4128 | 0.0026177 | 691.8003 | 0 | 692.5426 | 0.0090582 | 457.3802 | 4.3446
| 457.6905 | 0 | 459.6343 | 0.20251 | 457.6905 | 0.0074539 | 459.6343 | 0.10048 | 457.4953 | 0.00082547 | 459.6343 | 0.13301 | 457.4953 | 12.6106 | 454.31 | 9.8494 | 457.6905 | 0.11368 | 454.31 | 0.0037179 | 454.31 | -0.0036216 | 457.4953 | 0.00020214 | 457.4953 | 0.00016684 | 457.6905 | 0.02992 | 459.6343 | -0.0036747 | 692.7054 | 0.024417 | 459.6343 | 0.0089829 | 691.9631 | 0.00032174 | 692.7054 | 0.0083614 | 457.4953 | 4.2881
| 457.8036 | 0 | 459.8558 | 0.19353 | 457.8036 | 0.0026565 | 459.8558 | -0.00086901 | 457.6105 | 0 | 459.8558 | 0.06778 | 457.6105 | 12.4995 | 454.53 | 9.9808 | 457.8036 | 0.10675 | 454.53 | 0.0016211 | 454.53 | -0.0057639 | 457.6105 | 0.00040247 | 457.6105 | 0.00037034 | 457.8036 | 0 | 459.8558 | 0.0079371 | 692.8681 | 0.027776 | 459.8558 | -0.021359 | 692.126 | 0 | 692.8681 | 0.0089189 | 457.6105 | 4.2474
| 457.9167 | 0.0095486 | 460.0773 | 0.19166 | 457.9167 | 0.01175 | 460.0773 | 0.096572 | 457.7257 | 0 | 460.0773 | 0.14692 | 457.7257 | 12.3664 | 454.75 | 10.2604 | 457.9167 | 0.11856 | 454.75 | 0.0011552 | 454.75 | 0.0035706 | 457.7257 | 0.00020561 | 457.7257 | 0.0002035 | 457.9167 | 0.026996 | 460.0773 | 0.0075147 | 693.0309 | 0.025597 | 460.0773 | 0.016012 | 692.2889 | 0.0007506 | 693.0309 | 0.0086402 | 457.7257 | 4.2053
| 458.0298 | 0 | 460.2988 | 0.20373 | 458.0298 | 0 | 460.2988 | 0.047616 | 457.8408 | 0 | 460.2988 | 0.063784 | 457.8408 | 12.2673 | 454.98 | 10.4448 | 458.0298 | 0.10937 | 454.98 | 0.0026695 | 454.98 | 0.011834 | 457.8408 | 0.00043021 | 457.8408 | 0.00043698 | 458.0298 | 0 | 460.2988 | 0.015194 | 693.1936 | 0.020106 | 460.2988 | -0.0077862 | 692.4517 | 0 | 693.1936 | 0.0094763 | 457.8408 | 4.1765
| 458.1429 | 0.012512 | 460.5203 | 0.19308 | 458.1429 | 0.015571 | 460.5203 | 0.1409 | 457.956 | 0.00082547 | 460.5203 | 0.13478 | 457.956 | 12.1539 | 455.2 | 10.5963 | 458.1429 | 0.11972 | 455.2 | 0.00045625 | 455.2 | -0.00056109 | 457.956 | 0.00022906 | 457.956 | 0.0002369 | 458.1429 | 0.02947 | 460.5203 | 0.0011768 | 693.3564 | 0.026596 | 460.5203 | 0.004155 | 692.6146 | 0.0011796 | 693.3564 | 0.0086866 | 457.956 | 4.1429
| 458.256 | 0 | 460.7419 | 0.19981 | 458.256 | 0 | 460.7419 | 0.071772 | 458.0712 | 0 | 460.7419 | 0.061363 | 458.0712 | 12.0779 | 455.42 | 10.8881 | 458.256 | 0.11266 | 455.42 | -0.0011746 | 455.42 | -0.0043867 | 458.0712 | 0.00044326 | 458.0712 | 0.00040529 | 458.256 | 0 | 460.7419 | -0.0082757 | 693.5192 | 0.018653 | 460.7419 | -0.0016586 | 692.7775 | 0 | 693.5192 | 0.0091976 | 458.0712 | 4.1157
| 458.3691 | 0.0047082 | 460.9634 | 0.20174 | 458.3691 | 0.015093 | 460.9634 | 0.11394 | 458.1864 | 0.00053406 | 460.9634 | 0.127 | 458.1864 | 11.9538 | 455.64 | 11.0142 | 458.3691 | 0.11856 | 455.64 | -0.0001262 | 455.64 | -0.0010202 | 458.1864 | 0.00022147 | 458.1864 | 0.00017181 | 458.3691 | 0.027446 | 460.9634 | 0.0046455 | 693.6819 | 0.029273 | 460.9634 | 0.010435 | 692.9404 | 0.0009651 | 693.6819 | 0.0083614 | 458.1864 | 4.0737
| 458.4822 | 0 | 461.185 | 0.15856 | 458.4822 | 0 | 461.185 | 0.032715 | 458.3016 | 0 | 461.185 | 0.081255 | 458.3016 | 11.8158 | 455.86 | 11.0747 | 458.4822 | 0.11772 | 455.86 | -0.016551 | 455.86 | -0.007294 | 458.3016 | 0.00042443 | 458.3016 | 0.00037205 | 458.4822 | 0 | 461.185 | 0.0039027 | 693.8447 | 0.019924 | 461.185 | -0.0070714 | 693.1033 | 0 | 693.8447 | 0.0093369 | 458.3016 | 4.0255
| 458.5953 | 0.007814 | 461.4066 | 0.20346 | 458.5953 | 0.0099348 | 461.4066 | 0.11093 | 458.4168 | 0.0011167 | 461.4066 | 0.14256 | 458.4168 | 11.6297 | 456.09 | 11.3007 | 458.5953 | 0.11279 | 456.09 | -0.0040868 | 456.09 | 0.0075495 | 458.4168 | 0.00020908 | 458.4168 | 0.00020675 | 458.5953 | 0.014758 | 461.4066 | -0.00032097 | 694.0075 | 0.021694 | 461.4066 | 0.012407 | 693.2663 | 0.0007506 | 694.0075 | 0.0084544 | 458.4168 | 3.9663
| 458.7084 | 0 | 461.6282 | 0.19858 | 458.7084 | 0 | 461.6282 | 0.046033 | 458.532 | 0 | 461.6282 | 0.069564 | 458.532 | 11.4749 | 456.31 | 11.658 | 458.7084 | 0.11869 | 456.31 | -0.002689 | 456.31 | -0.00025504 | 458.532 | 0.00041865 | 458.532 | 0.0004404 | 458.7084 | 0 | 461.6282 | -0.0040785 | 694.1703 | 0.025461 | 461.6282 | 0.0036191 | 693.4292 | 0 | 694.1703 | 0.0090118 | 458.532 | 3.9141
| 458.8215 | 0.003525 | 461.8498 | 0.18931 | 458.8215 | 0.0069571 | 461.8498 | 0.094546 | 458.6472 | 0.00082547 | 461.8498 | 0.13295 | 458.6472 | 11.3242 | 456.53 | 11.874 | 458.8215 | 0.11807 | 456.53 | 0.003019 | 456.53 | 0.0043357 | 458.6472 | 0.00021568 | 458.6472 | 0.0002369 | 458.8215 | 0.045893 | 461.8498 | -0.0018538 | 694.3331 | 0.017972 | 461.8498 | 0.00035084 | 693.5921 | 0.0007506 | 694.3331 | 0.0084544 | 458.6472 | 3.8771
| 458.9346 | 0.0037034 | 462.0715 | 0.18928 | 458.9346 | 0 | 462.0715 | 0.029847 | 458.7625 | 0 | 462.0715 | 0.067056 | 458.7625 | 11.2418 | 456.75 | 11.8481 | 458.9346 | 0.099689 | 456.75 | -0.006999 | 456.75 | -0.00040807 | 458.7625 | 0.00043104 | 458.7625 | 0.000407 | 458.9346 | 0 | 462.0715 | -0.0072088 | 694.4959 | 0.021876 | 462.0715 | -0.0052967 | 693.755 | 0 | 694.4959 | 0.0091976 | 458.7625 | 3.8481
| 459.0477 | 0.0064829 | 462.2931 | 0.19683 | 459.0477 | 0.017099 | 462.2931 | 0.126 | 458.8777 | 0.00053406 | 462.2931 | 0.12275 | 458.8777 | 11.1578 | 456.97 | 12.0818 | 459.0477 | 0.12527 | 456.97 | -0.0011746 | 456.97 | 5.1009e-05 | 458.8777 | 0.00021882 | 458.8777 | 0.00017678 | 459.0477 | 0.012228 | 462.2931 | 0.0043741 | 694.6587 | 0.028093 | 462.2931 | 0.0088299 | 693.918 | 0.0007506 | 694.6587 | 0.0087331 | 458.8777 | 3.8216
| 459.1608 | 0 | 462.5148 | 0.18693 | 459.1608 | 0 | 462.5148 | 0.051864 | 458.9929 | 0 | 462.5148 | 0.053732 | 458.9929 | 11.1076 | 457.19 | 12.3575 | 459.1608 | 0.1163 | 457.19 | -0.0021065 | 457.19 | 0.015047 | 458.9929 | 0.00042592 | 458.9929 | 0.00036024 | 459.1608 | 0 | 462.5148 | -0.0076464 | 694.8215 | 0.023056 | 462.5148 | 0.0030763 | 694.0809 | 0 | 694.8215 | 0.0096157 | 458.9929 | 3.7927
| 459.2739 | 0.0098778 | 462.7365 | 0.19989 | 459.2739 | 0.012132 | 462.7365 | 0.1347 | 459.1081 | 0.00082547 | 462.7365 | 0.12847 | 459.1081 | 10.9991 | 457.42 | 12.4345 | 459.2739 | 0.12185 | 457.42 | -0.0042033 | 457.42 | -0.007141 | 459.1081 | 0.00020875 | 459.1081 | 0.00018688 | 459.2739 | 0.03127 | 462.7365 | -0.0045845 | 694.9843 | 0.031043 | 462.7365 | 0.0097892 | 694.2438 | 0.00053624 | 694.9843 | 0.0093369 | 459.1081 | 3.7519
| 459.387 | 0 | 462.9581 | 0.18568 | 459.387 | 0 | 462.9581 | 0.065289 | 459.2234 | 0 | 462.9581 | 0.065664 | 459.2234 | 10.8925 | 457.64 | 12.6177 | 459.387 | 0.1206 | 457.64 | 0.0072128 | 457.64 | 0.00020403 | 459.2234 | 0.00042443 | 459.2234 | 0.00037702 | 459.387 | 0 | 462.9581 | -0.0033301 | 695.1472 | 0.021876 | 462.9581 | -0.016581 | 694.4068 | 0 | 695.1472 | 0.0098944 | 459.2234 | 3.7131
| 459.5001 | 0.015475 | 463.1798 | 0.19027 | 459.5001 | 0.011559 | 463.1798 | 0.11618 | 459.3386 | 0.0011167 | 463.1798 | 0.12272 | 459.3386 | 10.734 | 457.86 | 12.7971 | 459.5001 | 0.12047 | 457.86 | -0.0031549 | 457.86 | -0.0069881 | 459.3386 | 0.00021998 | 459.3386 | 0.00019357 | 459.5001 | 0.027896 | 463.1798 | -0.0024112 | 695.31 | 0.023963 | 463.1798 | 0.0090197 | 694.5697 | 0.0007506 | 695.31 | 0.0086866 | 459.3386 | 3.6625
| 459.6132 | 0 | 463.4016 | 0.19372 | 459.6132 | 0 | 463.4016 | 0.017433 | 459.4538 | 0 | 463.4016 | 0.068524 | 459.4538 | 10.6113 | 458.08 | 13.0106 | 459.6132 | 0.12149 | 458.08 | -0.0093286 | 458.08 | -0.0076005 | 459.4538 | 0.00043797 | 459.4538 | 0.00039038 | 459.6132 | 0 | 463.4016 | -0.0030786 | 695.4728 | 0.025552 | 463.4016 | -0.005141 | 694.7327 | 0 | 695.4728 | 0.0091976 | 459.4538 | 3.6214
| 459.7263 | 0.0013064 | 463.6233 | 0.1937 | 459.7263 | 0.0087791 | 463.6233 | 0.084396 | 459.5691 | 0.00024284 | 463.6233 | 0.12327 | 459.5691 | 10.4731 | 458.3 | 12.9641 | 459.7263 | 0.123 | 458.3 | -0.010494 | 458.3 | -0.0082122 | 459.5691 | 0.00022526 | 459.5691 | 0.00020024 | 459.7263 | 0.028345 | 463.6233 | 0.0081721 | 695.6357 | 0.029046 | 463.6233 | 0.014377 | 694.8957 | 0.00032174 | 695.6357 | 0.0086866 | 459.5691 | 3.574
| 459.8395 | 0 | 463.845 | 0.18159 | 459.8395 | 0 | 463.845 | 0.068346 | 459.6843 | 0 | 463.845 | 0.062324 | 459.6843 | 10.3732 | 458.53 | 13.1959 | 459.8395 | 0.11847 | 458.53 | 0.0029025 | 458.53 | 0.0026524 | 459.6843 | 0.00041865 | 459.6843 | 0.00041368 | 459.8395 | 0 | 463.845 | 0.0034664 | 695.7985 | 0.029909 | 463.845 | 0.0076677 | 695.0586 | 0 | 695.7985 | 0.0098944 | 459.6843 | 3.5308
| 459.9526 | 0.0042645 | 464.0668 | 0.18414 | 459.9526 | 0.010603 | 464.0668 | 0.14293 | 459.7996 | 0.00024284 | 464.0668 | 0.11015 | 459.7996 | 10.2549 | 458.75 | 13.3701 | 459.9526 | 0.12966 | 458.75 | -0.0033879 | 458.75 | 0.0044887 | 459.7996 | 0.00020066 | 459.7996 | 0.00021686 | 459.9526 | 0.021083 | 464.0668 | 0.011185 | 695.9614 | 0.031769 | 464.0668 | -0.0093167 | 695.2216 | 0.0007506 | 695.9614 | 0.0090582 | 459.7996 | 3.4928
| 460.0657 | 0 | 464.2886 | 0.17523 | 460.0657 | 0 | 464.2886 | -0.007565 | 459.9149 | 0 | 464.2886 | 0.060259 | 459.9149 | 10.1598 | 458.97 | 13.4222 | 460.0657 | 0.12478 | 458.97 | -0.00024269 | 458.97 | -0.015404 | 459.9149 | 0.00041337 | 459.9149 | 0.00037702 | 460.0657 | 0 | 464.2886 | 0.00071636 | 696.1242 | 0.0236 | 464.2886 | -0.0056095 | 695.3846 | 0 | 696.1242 | 0.0098944 | 459.9149 | 3.4571
| 460.1788 | 0.0063351 | 464.5103 | 0.17622 | 460.1788 | 0.018341 | 464.5103 | 0.086215 | 460.0301 | 0.0011167 | 464.5103 | 0.11056 | 460.0301 | 10.0293 | 459.19 | 13.5638 | 460.1788 | 0.12766 | 459.19 | 0.0011552 | 459.19 | 0.0012752 | 460.0301 | 0.00027266 | 460.0301 | 0.00021515 | 460.1788 | 0.026096 | 464.5103 | 0.0086456 | 696.2871 | 0.030181 | 464.5103 | 0.011334 | 695.5476 | 0.00032174 | 696.2871 | 0.0094763 | 460.0301 | 3.4157
| 460.2919 | 0 | 464.7321 | 0.1803 | 460.2919 | 0 | 464.7321 | 0.11435 | 460.1454 | 0.00024284 | 464.7321 | 0.10358 | 460.1454 | 9.8932 | 459.41 | 13.7308 | 460.2919 | 0.13082 | 459.41 | -0.0046693 | 459.41 | 0.0024994 | 460.1454 | 0.00030718 | 460.1454 | 0.00026517 | 460.2919 | 0.0033074 | 464.7321 | -0.0022269 | 696.45 | 0.030499 | 464.7321 | -0.0083139 | 695.7106 | 0 | 696.45 | 0.0096621 | 460.1454 | 3.3675
| 460.4051 | 0 | 464.954 | 0.19069 | 460.4051 | 0.0059632 | 464.954 | 0.049285 | 460.2607 | 0.00053406 | 464.954 | 0.068421 | 460.2607 | 9.7509 | 459.64 | 13.9866 | 460.4051 | 0.13646 | 459.64 | -0.0059506 | 459.64 | -0.010049 | 460.2607 | 0.00015408 | 460.2607 | 0.00011837 | 460.4051 | 0 | 464.954 | 0.0016409 | 696.6128 | 0.025234 | 464.954 | -0.0074521 | 695.8736 | 0.00010725 | 696.6128 | 0.0094763 | 460.2607 | 3.322
| 460.5182 | 0 | 465.1758 | 0.19174 | 460.5182 | 0 | 465.1758 | 0.14395 | 460.3759 | 0.00024284 | 465.1758 | 0.11575 | 460.3759 | 9.6007 | 459.86 | 13.977 | 460.5182 | 0.13308 | 459.86 | -0.0072322 | 459.86 | 0.011528 | 460.3759 | 0.00013806 | 460.3759 | 0.00010346 | 460.5182 | 0.0049965 | 465.1758 | -0.0033836 | 696.7757 | 0.030408 | 465.1758 | -0.0003894 | 696.0366 | 7.1499e-05 | 696.7757 | 0.0089653 | 460.3759 | 3.2768
| 460.6313 | 0.001898 | 465.3976 | 0.18112 | 460.6313 | 0.0082822 | 465.3976 | 0.050121 | 460.4912 | 0 | 465.3976 | 0.057239 | 460.4912 | 9.4983 | 460.08 | 14.0028 | 460.6313 | 0.1298 | 460.08 | -9.7074e-06 | 460.08 | 0.00035706 | 460.4912 | 0.00014963 | 460.4912 | 7.8454e-05 | 460.6313 | 0 | 465.3976 | -0.0074529 | 696.9386 | 0.025869 | 465.3976 | -0.0090753 | 696.1996 | 0.00032174 | 696.9386 | 0.0093369 | 460.4912 | 3.244
| 460.7444 | 0 | 465.6195 | 0.19077 | 460.7444 | 0 | 465.6195 | 0.11804 | 460.6065 | 0.00024284 | 465.6195 | 0.1182 | 460.6065 | 9.3855 | 460.3 | 13.9961 | 460.7444 | 0.13095 | 460.3 | 0.0029025 | 460.3 | -0.0040807 | 460.6065 | 0.00012105 | 460.6065 | 9.5069e-05 | 460.7444 | 0 | 465.6195 | -0.0051096 | 697.1015 | 0.041482 | 465.6195 | -0.0018555 | 696.3626 | 0 | 697.1015 | 0.0089189 | 460.6065 | 3.2094
| 460.8576 | 0.0064829 | 465.8414 | 0.17149 | 460.8576 | 0.013947 | 465.8414 | 0.038484 | 460.7218 | 0.00024284 | 465.8414 | 0.062023 | 460.7218 | 9.3223 | 460.53 | 14.1094 | 460.8576 | 0.13952 | 460.53 | -0.0001262 | 460.53 | -0.0046928 | 460.7218 | 0.00012799 | 460.7218 | 0.00013841 | 460.8576 | 0 | 465.8414 | 0.0015748 | 697.2644 | 0.032314 | 465.8414 | -0.010018 | 696.5256 | 0.00032174 | 697.2644 | 0.0091976 | 460.7218 | 3.1925
| 460.9707 | 0 | 466.0632 | 0.18985 | 460.9707 | 0 | 466.0632 | 0.1132 | 460.8371 | 0 | 466.0632 | 0.11316 | 460.8371 | 9.2219 | 460.75 | 14.1865 | 460.9707 | 0.13433 | 460.75 | 0.0018541 | 460.75 | -0.0019383 | 460.8371 | 0.00013063 | 460.8371 | 0.00015177 | 460.9707 | 0 | 466.0632 | 0.0051377 | 697.4273 | 0.029273 | 466.0632 | 0.0081857 | 696.6886 | 0 | 697.4273 | 0.0087331 | 460.8371 | 3.1671
| 461.0839 | 0.0076661 | 466.2851 | 0.18188 | 461.0839 | 0.0087791 | 466.2851 | 0.053358 | 460.9524 | 0.00053406 | 466.2851 | 0.049131 | 460.9524 | 9.1474 | 460.97 | 14.1707 | 461.0839 | 0.1302 | 460.97 | -0.0012911 | 460.97 | 0.0018873 | 460.9524 | 0.00015293 | 460.9524 | 0.00019185 | 461.0839 | 0.0084334 | 466.2851 | -0.011319 | 697.5902 | 0.024826 | 466.2851 | 0.0010794 | 696.8517 | 0.00010725 | 697.5902 | 0.0091047 | 460.9524 | 3.1461
| 461.197 | 0 | 466.507 | 0.18595 | 461.197 | 0 | 466.507 | 0.10023 | 461.0677 | 0 | 466.507 | 0.1127 | 461.0677 | 9.033 | 461.19 | 14.0637 | 461.197 | 0.13233 | 461.19 | 0.0023201 | 461.19 | -0.0043867 | 461.0677 | 0.00015425 | 461.0677 | 0.00014183 | 461.197 | 0.010908 | 466.507 | -0.0012225 | 697.7531 | 0.035899 | 466.507 | 0.003163 | 697.0147 | 0 | 697.7531 | 0.0087795 | 461.0677 | 3.1095
| 461.3101 | 0.0027855 | 466.729 | 0.18672 | 461.3101 | 0.018341 | 466.729 | 0.053067 | 461.183 | 0 | 466.729 | 0.062018 | 461.183 | 8.9443 | 461.41 | 14.2254 | 461.3101 | 0.13028 | 461.41 | 0.0015046 | 461.41 | 0.0069371 | 461.183 | 0.00014996 | 461.183 | 0.00012676 | 461.3101 | 0 | 466.729 | -0.008508 | 697.9161 | 0.029228 | 466.729 | -0.010406 | 697.1777 | 0.00032174 | 697.9161 | 0.0092905 | 461.183 | 3.0764
| 461.4233 | 0 | 466.9509 | 0.1926 | 461.4233 | 0 | 466.9509 | 0.12508 | 461.2983 | 0.00024284 | 466.9509 | 0.11247 | 461.2983 | 8.8268 | 461.64 | 14.0373 | 461.4233 | 0.13837 | 461.64 | -0.00082513 | 461.64 | -0.01265 | 461.2983 | 0.00014302 | 461.2983 | 6.6805e-05 | 461.4233 | 0 | 466.9509 | 0.010813 | 698.079 | 0.039666 | 466.9509 | 0.011209 | 697.3408 | 7.1499e-05 | 698.079 | 0.0089653 | 461.2983 | 3.0375
| 461.5364 | 0 | 467.1728 | 0.19128 | 461.5364 | 0.0079509 | 467.1728 | 0.064471 | 461.4136 | 0 | 467.1728 | 0.059758 | 461.4136 | 8.737 | 461.86 | 14.1051 | 461.5364 | 0.1357 | 461.86 | -0.017133 | 461.86 | -0.014027 | 461.4136 | 0.00013261 | 461.4136 | 8.8389e-05 | 461.5364 | 0 | 467.1728 | -0.00386 | 698.2419 | 0.031134 | 467.1728 | -0.007892 | 697.5038 | 0.00032174 | 698.2419 | 0.0094763 | 461.4136 | 3.0086
| 461.6496 | 0 | 467.3948 | 0.19238 | 461.6496 | 0 | 467.3948 | 0.10636 | 461.529 | 0.00024284 | 467.3948 | 0.1122 | 461.529 | 8.6221 | 462.08 | 14.0502 | 461.6496 | 0.1413 | 462.08 | 0.0018541 | 462.08 | 0.0015813 | 461.529 | 0.00014038 | 461.529 | 0.000105 | 461.6496 | 0 | 467.3948 | 0.0059223 | 698.4049 | 0.036081 | 467.3948 | -0.011771 | 697.6669 | 7.1499e-05 | 698.4049 | 0.0091047 | 461.529 | 2.9749
| 461.7627 | 0 | 467.6168 | 0.17261 | 461.7627 | 0.016526 | 467.6168 | 0.008365 | 461.6443 | 0 | 467.6168 | 0.058614 | 461.6443 | 8.5479 | 462.3 | 13.8964 | 461.7627 | 0.13672 | 462.3 | -0.0011746 | 462.3 | -0.00025504 | 461.6443 | 0.00014071 | 461.6443 | 0.00013841 | 461.7627 | 0 | 467.6168 | -0.0021372 | 698.5678 | 0.031996 | 467.6168 | -0.022128 | 697.83 | 0.00010725 | 698.5678 | 0.0091511 | 461.6443 | 2.9448
| 461.8759 | 0 | 467.8388 | 0.19438 | 461.8759 | 0 | 467.8388 | 0.10402 | 461.7596 | 0 | 467.8388 | 0.11099 | 461.7596 | 8.4516 | 462.53 | 13.7768 | 461.8759 | 0.13739 | 462.53 | -0.0028054 | 462.53 | 0.0031115 | 461.7596 | 0.00014913 | 461.7596 | 0.0001235 | 461.8759 | 0 | 467.8388 | 0.0035041 | 698.7307 | 0.04897 | 467.8388 | 0.0071221 | 697.993 | 7.1499e-05 | 698.7307 | 0.0084079 | 461.7596 | 2.9111
| 461.989 | 0.003377 | 468.0608 | 0.17858 | 461.989 | 0.015093 | 468.0608 | 0.066843 | 461.875 | 0.00024284 | 468.0608 | 0.061968 | 461.875 | 8.3738 | 462.75 | 13.605 | 461.989 | 0.13282 | 462.75 | -0.0011746 | 462.75 | 0.0067842 | 461.875 | 0.00015574 | 461.875 | 0.00013515 | 461.989 | 0 | 468.0608 | -0.0030976 | 698.8937 | 0.029682 | 468.0608 | -0.016069 | 698.1561 | 0.00010725 | 698.8937 | 0.0090118 | 461.875 | 2.8834
| 462.1022 | 0 | 468.2828 | 0.19368 | 462.1022 | 0 | 468.2828 | 0.07613 | 461.9903 | 0.00082547 | 468.2828 | 0.11151 | 461.9903 | 8.2487 | 462.97 | 13.68 | 462.1022 | 0.13246 | 462.97 | -0.0049022 | 462.97 | 0.011528 | 461.9903 | 0.00013873 | 461.9903 | 0.00010672 | 462.1022 | 0.0049965 | 468.2828 | 0.0035294 | 699.0567 | 0.042662 | 468.2828 | 0.0001505 | 698.3192 | 0 | 699.0567 | 0.008826 | 461.9903 | 2.8511
| 462.2153 | 0.0013064 | 468.5048 | 0.18615 | 462.2153 | 0.015857 | 468.5048 | 0.03699 | 462.1056 | 0.00053406 | 468.5048 | 0.059078 | 462.1056 | 8.1489 | 463.19 | 13.6948 | 462.2153 | 0.13788 | 463.19 | -0.005368 | 463.19 | -0.0089776 | 462.1056 | 0.00015574 | 462.1056 | 0.00010672 | 462.2153 | 0 | 468.5048 | 0.0036627 | 699.2196 | 0.036716 | 468.5048 | -0.007782 | 698.4823 | 0.00010725 | 699.2196 | 0.0098479 | 462.1056 | 2.8237
| 462.3285 | 0.0007407 | 468.7269 | 0.18878 | 462.3285 | 0 | 468.7269 | 0.1032 | 462.221 | 0 | 468.7269 | 0.11638 | 462.221 | 8.0197 | 463.41 | 13.4228 | 462.3285 | 0.13486 | 463.41 | -0.002223 | 463.41 | -0.0077534 | 462.221 | 0.000145 | 462.221 | 0.00011511 | 462.3285 | 0 | 468.7269 | -0.0034299 | 699.3826 | 0.053282 | 468.7269 | -0.0079191 | 698.6453 | 0 | 699.3826 | 0.0094299 | 462.221 | 2.7865
| 462.4416 | 0.005004 | 468.949 | 0.18828 | 462.4416 | 0.010794 | 468.949 | 0.031756 | 462.3363 | 0.00024284 | 468.949 | 0.055858 | 462.3363 | 7.9346 | 463.64 | 13.4531 | 462.4416 | 0.13637 | 463.64 | -0.0060669 | 463.64 | -0.0022444 | 462.3363 | 0.00018034 | 462.3363 | 0.00013841 | 462.4416 | 0 | 468.949 | 0.00042674 | 699.5456 | 0.040801 | 468.949 | -0.0075235 | 698.8084 | 0 | 699.5456 | 0.0098015 | 462.3363 | 2.7627
| 462.5548 | 0 | 469.171 | 0.19173 | 462.5548 | 0 | 469.171 | 0.11735 | 462.4517 | 0 | 469.171 | 0.11404 | 462.4517 | 7.8411 | 463.86 | 13.0846 | 462.5548 | 0.14671 | 463.86 | -0.001757 | 463.86 | 0.0014282 | 462.4517 | 0.00015375 | 462.4517 | 0.00014012 | 462.5548 | 0 | 469.171 | 0.0020387 | 699.7086 | 0.052102 | 469.171 | 0.0073464 | 698.9715 | 7.1499e-05 | 699.7086 | 0.0089189 | 462.4517 | 2.737
| 462.668 | 0.0072224 | 469.3931 | 0.14834 | 462.668 | 0.0081166 | 469.3931 | 0.07688 | 462.567 | 0 | 469.3931 | 0.056918 | 462.567 | 7.7887 | 464.08 | 13.2826 | 462.668 | 0.1341 | 464.08 | -0.0065332 | 464.08 | 5.1009e-05 | 462.567 | 0.00015375 | 462.567 | 0.00015006 | 462.668 | 0 | 469.3931 | -0.002123 | 699.8715 | 0.041164 | 469.3931 | -0.0094272 | 699.1346 | 0.00010725 | 699.8715 | 0.0093369 | 462.567 | 2.7207
| 462.7811 | 0 | 469.6152 | 0.18184 | 462.7811 | 0 | 469.6152 | 0.1158 | 462.6824 | 0 | 469.6152 | 0.10904 | 462.6824 | 7.6976 | 464.3 | 12.9973 | 462.7811 | 0.13357 | 464.3 | -0.0060669 | 464.3 | 0.0021933 | 462.6824 | 0.0001237 | 462.6824 | 0.00016016 | 462.7811 | 0 | 469.6152 | 0.00097688 | 700.0345 | 0.05251 | 469.6152 | 0.0015197 | 699.2977 | 7.1499e-05 | 700.0345 | 0.009244 | 462.6824 | 2.6933
| 462.8943 | 0 | 469.8373 | 0.16918 | 462.8943 | 0 | 469.8373 | 0.045591 | 462.7978 | 0 | 469.8373 | 0.057238 | 462.7978 | 7.6188 | 464.53 | 12.9981 | 462.8943 | 0.14192 | 464.53 | -0.0033879 | 464.53 | 0.0026524 | 462.7978 | 0.00013311 | 462.7978 | 0.00018843 | 462.8943 | 0 | 469.8373 | -0.0074334 | 700.1975 | 0.035491 | 469.8373 | -0.012482 | 699.4609 | 0.00010725 | 700.1975 | 0.01008 | 462.7978 | 2.6689
| 463.0075 | 0 | 470.0595 | 0.1804 | 463.0075 | 0 | 470.0595 | 0.1178 | 462.9131 | 0.00024284 | 470.0595 | 0.1054 | 462.9131 | 7.5017 | 464.75 | 12.536 | 463.0075 | 0.13335 | 464.75 | 0.0038344 | 464.75 | -0.0017853 | 462.9131 | 0.00013575 | 462.9131 | 0.00016856 | 463.0075 | 0 | 470.0595 | -0.00057982 | 700.3606 | 0.050196 | 470.0595 | -0.00067013 | 699.624 | 7.1499e-05 | 700.3606 | 0.0095228 | 462.9131 | 2.6394
| 463.1206 | 0.0072224 | 470.2816 | 0.16256 | 463.1206 | 0.012609 | 470.2816 | 0.04639 | 463.0285 | 0.00024284 | 470.2816 | 0.059351 | 463.0285 | 7.4204 | 464.97 | 12.4694 | 463.1206 | 0.13863 | 464.97 | -0.01096 | 464.97 | -0.00056109 | 463.0285 | 0.0001445 | 463.0285 | 0.00016856 | 463.1206 | 0 | 470.2816 | 0.0028799 | 700.5236 | 0.057956 | 470.2816 | -0.002232 | 699.7871 | 0.00032174 | 700.5236 | 0.009755 | 463.0285 | 2.6151
| 463.2338 | 0 | 470.5038 | 0.18572 | 463.2338 | 0 | 470.5038 | 0.12422 | 463.1439 | 0.00053406 | 470.5038 | 0.10553 | 463.1439 | 7.3213 | 465.19 | 12.2919 | 463.2338 | 0.12966 | 465.19 | 0.0075623 | 465.19 | -0.0049988 | 463.1439 | 0.00014913 | 463.1439 | 0.00011168 | 463.2338 | 0 | 470.5038 | 0.013088 | 700.6866 | 0.05546 | 470.5038 | 0.0087695 | 699.9502 | 7.1499e-05 | 700.6866 | 0.0088724 | 463.1439 | 2.5891
| 463.347 | 0.00012322 | 470.7259 | 0.17849 | 463.347 | 0.020252 | 470.7259 | 0.034728 | 463.2593 | 0 | 470.7259 | 0.05808 | 463.2593 | 7.2604 | 465.42 | 12.0015 | 463.347 | 0.12864 | 465.42 | -0.002223 | 465.42 | -0.0080593 | 463.2593 | 0.00014533 | 463.2593 | 7.5028e-05 | 463.347 | 0 | 470.7259 | -0.0020845 | 700.8496 | 0.060498 | 470.7259 | -0.01379 | 700.1134 | 0.00010725 | 700.8496 | 0.0091976 | 463.2593 | 2.5704
| 463.4601 | 0 | 470.9481 | 0.1786 | 463.4601 | 0 | 470.9481 | 0.086383 | 463.3747 | 0.00024284 | 470.9481 | 0.095775 | 463.3747 | 7.1736 | 465.64 | 11.9023 | 463.4601 | 0.11821 | 465.64 | -0.00035917 | 465.64 | 0.0083142 | 463.3747 | 0.00015062 | 463.3747 | 9.5069e-05 | 463.4601 | 0.010063 | 470.9481 | 0.0095734 | 701.0126 | 0.048607 | 470.9481 | 0.0036592 | 700.2765 | 0.00050049 | 701.0126 | 0.0087795 | 463.3747 | 2.5492
| 463.5733 | 0.0083961 | 471.1703 | 0.16785 | 463.5733 | 0.016431 | 471.1703 | 0.029207 | 463.4901 | 0 | 471.1703 | 0.054436 | 463.4901 | 7.1101 | 465.86 | 11.6393 | 463.5733 | 0.13672 | 465.86 | -0.0040868 | 465.86 | -0.0048458 | 463.4901 | 0.00015986 | 463.4901 | 0.00013687 | 463.5733 | 0 | 471.1703 | -0.0060137 | 701.1757 | 0.048834 | 471.1703 | 0.0012654 | 700.4397 | 0.00010725 | 701.1757 | 0.0092905 | 463.4901 | 2.5284
| 463.6865 | 0 | 471.3925 | 0.17368 | 463.6865 | 0 | 471.3925 | 0.12396 | 463.6055 | 0 | 471.3925 | 0.10286 | 463.6055 | 7.0178 | 466.08 | 11.2974 | 463.6865 | 0.14014 | 466.08 | -0.0075817 | 466.08 | -0.0062227 | 463.6055 | 0.00014996 | 463.6055 | 0.00015845 | 463.6865 | 0 | 471.3925 | 0.0020496 | 701.3387 | 0.062631 | 471.3925 | 0.016049 | 700.6028 | 0 | 701.3387 | 0.008826 | 463.6055 | 2.5044
| 463.7997 | 0 | 471.6148 | 0.16713 | 463.7997 | 0.021207 | 471.6148 | 0.069909 | 463.7209 | 0 | 471.6148 | 0.054187 | 463.7209 | 6.9413 | 466.31 | 11.2622 | 463.7997 | 0.14418 | 466.31 | -0.006999 | 466.31 | -0.0028565 | 463.7209 | 0.00014417 | 463.7209 | 0.00010346 | 463.7997 | 0 | 471.6148 | 0.00046658 | 701.5018 | 0.05714 | 471.6148 | 0.0016366 | 700.766 | 0.00032174 | 701.5018 | 0.0095692 | 463.7209 | 2.4831
| 463.9129 | 0 | 471.837 | 0.17311 | 463.9129 | 0 | 471.837 | 0.11226 | 463.8363 | 0.00024284 | 471.837 | 0.099484 | 463.8363 | 6.8392 | 466.53 | 10.9865 | 463.9129 | 0.13672 | 466.53 | -0.0001262 | 466.53 | 0.0087736 | 463.8363 | 0.00013146 | 463.8363 | 7.8454e-05 | 463.9129 | 0.0033074 | 471.837 | 0.0067803 | 701.6648 | 0.060543 | 471.837 | 0.00020444 | 700.9291 | 7.1499e-05 | 701.6648 | 0.0093369 | 463.8363 | 2.4604
| 464.026 | 0 | 472.0592 | 0.16506 | 464.026 | 0.0062945 | 472.0592 | 0.025914 | 463.9517 | 0 | 472.0592 | 0.052041 | 463.9517 | 6.7682 | 466.75 | 10.7393 | 464.026 | 0.13006 | 466.75 | -0.0045528 | 466.75 | 0.0017343 | 463.9517 | 0.00013641 | 463.9517 | 7.6741e-05 | 464.026 | 0 | 472.0592 | -0.01045 | 701.8279 | 0.059046 | 472.0592 | -0.0095739 | 701.0923 | 0.00010725 | 701.8279 | 0.009755 | 463.9517 | 2.4397
| 464.1392 | 0 | 472.2815 | 0.18054 | 464.1392 | 0 | 472.2815 | 0.11813 | 464.0671 | 0.00024284 | 472.2815 | 0.10123 | 464.0671 | 6.687 | 466.97 | 10.3348 | 464.1392 | 0.14747 | 466.97 | -0.0061837 | 466.97 | -0.0023974 | 464.0671 | 0.00014219 | 464.0671 | 7.5028e-05 | 464.1392 | 0.0092189 | 472.2815 | 0.0049696 | 701.9909 | 0.06254 | 472.2815 | 0.011313 | 701.2555 | 0 | 701.9909 | 0.0091047 | 464.0671 | 2.4091
| 464.2524 | 0.0010107 | 472.5038 | 0.16578 | 464.2524 | 0.010794 | 472.5038 | 0.054604 | 464.1825 | 0 | 472.5038 | 0.057051 | 464.1825 | 6.6366 | 467.2 | 10.2143 | 464.2524 | 0.13885 | 467.2 | -0.0051353 | 467.2 | -0.010049 | 464.1825 | 0.00013493 | 464.1825 | 8.8389e-05 | 464.2524 | 0 | 472.5038 | 0.0046201 | 702.154 | 0.048743 | 472.5038 | -0.0081581 | 701.4186 | 0 | 702.154 | 0.0096621 | 464.1825 | 2.3886
| 464.3656 | 0 | 472.7261 | 0.16896 | 464.3656 | 0 | 472.7261 | 0.071005 | 464.2979 | 0.00024284 | 472.7261 | 0.094847 | 464.2979 | 6.5593 | 467.42 | 9.9449 | 464.3656 | 0.13965 | 467.42 | -0.0011746 | 467.42 | 0.0093854 | 464.2979 | 0.0001346 | 464.2979 | 0.00011511 | 464.3656 | 0 | 472.7261 | 0.0031389 | 702.3171 | 0.065672 | 472.7261 | -0.0033575 | 701.5818 | 0 | 702.3171 | 0.0093834 | 464.2979 | 2.366
| 464.4788 | 0.003377 | 472.9484 | 0.16082 | 464.4788 | 0.0079509 | 472.9484 | 0.04959 | 464.4134 | 0 | 472.9484 | 0.057692 | 464.4134 | 6.4973 | 467.64 | 9.8349 | 464.4788 | 0.1429 | 467.64 | -0.0021065 | 467.64 | -0.00607 | 464.4134 | 0.00013806 | 464.4134 | 0.00015519 | 464.4788 | 0 | 472.9484 | -0.0057515 | 702.4802 | 0.056595 | 472.9484 | -0.0063552 | 701.745 | 0.00010725 | 702.4802 | 0.0096157 | 464.4134 | 2.3603
| 464.592 | 0 | 473.1707 | 0.16605 | 464.592 | 0 | 473.1707 | 0.104 | 464.5288 | 0 | 473.1707 | 0.10339 | 464.5288 | 6.4111 | 467.86 | 9.4113 | 464.592 | 0.14356 | 467.86 | 0.0072128 | 467.86 | 0.0032646 | 464.5288 | 0.00014153 | 464.5288 | 0.00013841 | 464.592 | 0 | 473.1707 | 0.00090445 | 702.6432 | 0.064764 | 473.1707 | 0.0050744 | 701.9082 | 7.1499e-05 | 702.6432 | 0.0089189 | 464.5288 | 2.3434
| 464.7052 | 0 | 473.3931 | 0.15707 | 464.7052 | 0.010603 | 473.3931 | 0.012904 | 464.6442 | 0 | 473.3931 | 0.046528 | 464.6442 | 6.3543 | 468.09 | 9.3653 | 464.7052 | 0.14352 | 468.09 | -0.0067659 | 468.09 | -0.005917 | 464.6442 | 0.00012915 | 464.6442 | 0.00012505 | 464.7052 | 0 | 473.3931 | -0.0013572 | 702.8063 | 0.058002 | 473.3931 | -0.01611 | 702.0714 | 0.00010725 | 702.8063 | 0.0091047 | 464.6442 | 2.3308
| 464.8184 | 0 | 473.6154 | 0.16856 | 464.8184 | 0 | 473.6154 | 0.090039 | 464.7597 | 0 | 473.6154 | 0.0894 | 464.7597 | 6.2771 | 468.31 | 9.0524 | 464.8184 | 0.13912 | 468.31 | -0.0075817 | 468.31 | -0.0007141 | 464.7597 | 0.00013294 | 464.7597 | 0.000105 | 464.8184 | 0.0028853 | 473.6154 | 0.0028215 | 702.9694 | 0.067896 | 473.6154 | 0.0056169 | 702.2346 | 0 | 702.9694 | 0.0088724 | 464.7597 | 2.311
| 464.9316 | 0.0039686 | 473.8378 | 0.14219 | 464.9316 | 0.011081 | 473.8378 | 0.037741 | 464.8751 | 0.00053406 | 473.8378 | 0.056104 | 464.8751 | 6.2112 | 468.53 | 8.9698 | 464.9316 | 0.14267 | 468.53 | -0.006999 | 468.53 | -0.0062227 | 464.8751 | 0.00015111 | 464.8751 | 0.00011014 | 464.9316 | 0 | 473.8378 | -0.0033823 | 703.1325 | 0.051149 | 473.8378 | -0.013904 | 702.3978 | 0.00010725 | 703.1325 | 0.0094299 | 464.8751 | 2.2992
| 465.0448 | 0 | 474.0601 | 0.16341 | 465.0448 | 0 | 474.0601 | 0.06925 | 464.9906 | 0.00053406 | 474.0601 | 0.096094 | 464.9906 | 6.1128 | 468.75 | 8.4959 | 465.0448 | 0.13965 | 468.75 | -0.0023395 | 468.75 | -0.0031625 | 464.9906 | 0.00016647 | 464.9906 | 9.8495e-05 | 465.0448 | 0.009641 | 474.0601 | 0.00041078 | 703.2956 | 0.066534 | 474.0601 | 0.0068751 | 702.561 | 0 | 703.2956 | 0.0095228 | 464.9906 | 2.285
| 465.158 | 0.0041166 | 474.2825 | 0.16836 | 465.158 | 0.014616 | 474.2825 | 0.029481 | 465.106 | 0.00024284 | 474.2825 | 0.053055 | 465.106 | 6.0514 | 468.98 | 8.489 | 465.158 | 0.15728 | 468.98 | -0.002456 | 468.98 | 0.0014282 | 465.106 | 0.00015887 | 465.106 | 0.00012847 | 465.158 | 0 | 474.2825 | -0.0043163 | 703.4588 | 0.069757 | 474.2825 | 0.00019679 | 702.7243 | 0.00010725 | 703.4588 | 0.010173 | 465.106 | 2.2697
| 465.2712 | 0 | 474.5049 | 0.16589 | 465.2712 | 0 | 474.5049 | 0.11076 | 465.2215 | 0.00024284 | 474.5049 | 0.095189 | 465.2215 | 5.9699 | 469.2 | 8.0885 | 465.2712 | 0.15804 | 469.2 | 0.0065138 | 469.2 | 0.0044887 | 465.2215 | 0.00013806 | 465.2215 | 0.00015845 | 465.2712 | 0 | 474.5049 | 0.0031013 | 703.6219 | 0.066534 | 474.5049 | 0.0072062 | 702.8875 | 0 | 703.6219 | 0.0094299 | 465.2215 | 2.2449
| 465.3844 | 0.01317 | 474.7274 | 0.16364 | 465.3844 | 0.014042 | 474.7274 | 0.037395 | 465.3369 | 0.00024284 | 474.7274 | 0.055561 | 465.3369 | 5.922 | 469.42 | 7.8712 | 465.3844 | 0.15426 | 469.42 | -0.0079311 | 469.42 | 0.00051009 | 465.3369 | 0.00013311 | 465.3369 | 0.00015177 | 465.3844 | 0.0037951 | 474.7274 | -0.0043509 | 703.785 | 0.068168 | 474.7274 | -0.0022167 | 703.0507 | 0.00010725 | 703.785 | 0.0094763 | 465.3369 | 2.2249
| 465.4976 | 0 | 474.9498 | 0.16926 | 465.4976 | 0 | 474.9498 | 0.10986 | 465.4524 | 0 | 474.9498 | 0.097334 | 465.4524 | 5.845 | 469.64 | 7.6249 | 465.4976 | 0.15022 | 469.64 | -0.00199 | 469.64 | -0.0010202 | 465.4524 | 0.00011924 | 465.4524 | 0.0001802 | 465.4976 | 0 | 474.9498 | 0.0077726 | 703.9481 | 0.069167 | 474.9498 | -0.0069642 | 703.2139 | 7.1499e-05 | 703.9481 | 0.0089189 | 465.4524 | 2.2038
| 465.6108 | 0.0060393 | 475.1722 | 0.1641 | 465.6108 | 0.0036442 | 475.1722 | 0.053779 | 465.5679 | 0.00024284 | 475.1722 | 0.051683 | 465.5679 | 5.8031 | 469.87 | 7.5411 | 465.6108 | 0.15235 | 469.87 | 0.0072128 | 469.87 | 0.0058659 | 465.5679 | 0.00012882 | 465.5679 | 0.00017678 | 465.6108 | 0 | 475.1722 | -0.00031681 | 704.1113 | 0.067669 | 475.1722 | -0.0074931 | 703.3772 | 0.00032174 | 704.1113 | 0.009755 | 465.5679 | 2.191
| 465.724 | 0 | 475.3947 | 0.17451 | 465.724 | 0 | 475.3947 | 0.13119 | 465.6833 | 0 | 475.3947 | 0.10194 | 465.6833 | 5.7238 | 470.09 | 7.198 | 465.724 | 0.15564 | 470.09 | -0.00059213 | 470.09 | -0.0056109 | 465.6833 | 0.00013575 | 465.6833 | 0.00018688 | 465.724 | 0 | 475.3947 | 0.0069556 | 704.2744 | 0.067487 | 475.3947 | 0.013209 | 703.5404 | 0 | 704.2744 | 0.0093834 | 465.6833 | 2.1754
| 465.8373 | 0.0054477 | 475.6172 | 0.1677 | 465.8373 | 0.011081 | 475.6172 | 0.012098 | 465.7988 | 0 | 475.6172 | 0.06128 | 465.7988 | 5.6736 | 470.31 | 7.1309 | 465.8373 | 0.16306 | 470.31 | 0.0036014 | 470.31 | -0.0020913 | 465.7988 | 0.00015293 | 465.7988 | 0.00013018 | 465.8373 | 0 | 475.6172 | -0.0051685 | 704.4375 | 0.06785 | 475.6172 | -0.0063641 | 703.7037 | 0.00032174 | 704.4375 | 0.010127 | 465.7988 | 2.1644
| 465.9505 | 0 | 475.8396 | 0.16737 | 465.9505 | 0 | 475.8396 | 0.12461 | 465.9143 | 0.00024284 | 475.8396 | 0.10035 | 465.9143 | 5.5924 | 470.54 | 6.8338 | 465.9505 | 0.15804 | 470.54 | -0.0046693 | 470.54 | 0.0087736 | 465.9143 | 0.00013113 | 465.9143 | 0.00014509 | 465.9505 | 0.0028853 | 475.8396 | 0.0084494 | 704.6007 | 0.06894 | 475.8396 | 0.0048725 | 703.8669 | 0 | 704.6007 | 0.0092905 | 465.9143 | 2.1479
| 466.0637 | 0.0061872 | 476.0621 | 0.15689 | 466.0637 | 0.0086135 | 476.0621 | 0.07266 | 466.0298 | 0 | 476.0621 | 0.055278 | 466.0298 | 5.5492 | 470.76 | 6.5589 | 466.0637 | 0.1579 | 470.76 | -0.013289 | 470.76 | -0.0037746 | 466.0298 | 0.0001346 | 466.0298 | 0.00014337 | 466.0637 | 0 | 476.0621 | -0.004873 | 704.7639 | 0.070074 | 476.0621 | -0.015107 | 704.0302 | 0.00010725 | 704.7639 | 0.0096621 | 466.0298 | 2.1385
| 466.1769 | 0 | 476.2847 | 0.16513 | 466.1769 | 0 | 476.2847 | 0.10227 | 466.1453 | 0.00053406 | 476.2847 | 0.097803 | 466.1453 | 5.4777 | 470.98 | 6.4989 | 466.1769 | 0.17092 | 470.98 | 0.0098918 | 470.98 | 0.0023464 | 466.1453 | 0.00013179 | 466.1453 | 0.00013515 | 466.1769 | 0 | 476.2847 | 0.010033 | 704.927 | 0.068713 | 476.2847 | 0.010949 | 704.1935 | 0 | 704.927 | 0.0087331 | 466.1453 | 2.1207
| 466.2901 | 0.0052997 | 476.5072 | 0.149 | 466.2901 | 0.0072884 | 476.5072 | 0.0029029 | 466.2608 | 0 | 476.5072 | 0.055786 | 466.2608 | 5.4389 | 471.2 | 6.2874 | 466.2901 | 0.16168 | 471.2 | 0.0015046 | 471.2 | 0.0040296 | 466.2608 | 0.00015458 | 466.2608 | 0.000105 | 466.2901 | 0 | 476.5072 | 0.0040899 | 705.0902 | 0.07189 | 476.5072 | 0.00097674 | 704.3568 | 0.00032174 | 705.0902 | 0.0096621 | 466.2608 | 2.1067
| 466.4034 | 0 | 476.7297 | 0.16777 | 466.4034 | 0 | 476.7297 | 0.14096 | 466.3763 | 0 | 476.7297 | 0.09724 | 466.3763 | 5.3633 | 471.43 | 6.1041 | 466.4034 | 0.16736 | 471.43 | -0.0036209 | 471.43 | 0.0052539 | 466.3763 | 0.0001346 | 466.3763 | 9.1815e-05 | 466.4034 | 0 | 476.7297 | 0.019072 | 705.2534 | 0.068304 | 476.7297 | 0.012161 | 704.52 | 0 | 705.2534 | 0.0093369 | 466.3763 | 2.0828
| 466.5166 | 0.0010107 | 476.9523 | 0.15954 | 466.5166 | 0.011272 | 476.9523 | 0.047419 | 466.4918 | 0.00024284 | 476.9523 | 0.051518 | 466.4918 | 5.3059 | 471.65 | 5.8848 | 466.5166 | 0.16723 | 471.65 | 0.0026695 | 471.65 | -0.00607 | 466.4918 | 0.0001303 | 466.4918 | 0.00014337 | 466.5166 | 0 | 476.9523 | -0.0013158 | 705.4166 | 0.06903 | 476.9523 | -0.0083808 | 704.6833 | 0.00032174 | 705.4166 | 0.0099408 | 466.4918 | 2.0664
| 466.6298 | 0 | 477.1748 | 0.16688 | 466.6298 | 0 | 477.1748 | 0.10402 | 466.6073 | 0 | 477.1748 | 0.099583 | 466.6073 | 5.2193 | 471.87 | 5.7768 | 466.6298 | 0.17407 | 471.87 | 0.0010387 | 471.87 | 5.1009e-05 | 466.6073 | 0.00011841 | 466.6073 | 0.00015177 | 466.6298 | 0.0037298 | 477.1748 | 0.0023457 | 705.5797 | 0.06599 | 477.1748 | 0.019749 | 704.8466 | 0 | 705.5797 | 0.0091047 | 466.6073 | 2.048
| 466.7431 | 0 | 477.3974 | 0.15807 | 466.7431 | 0.015762 | 477.3974 | 0.033678 | 466.7228 | 0.00024284 | 477.3974 | 0.049337 | 466.7228 | 5.1734 | 472.09 | 5.5331 | 466.7431 | 0.1599 | 472.09 | -0.010261 | 472.09 | 0.006019 | 466.7228 | 0.00013889 | 466.7228 | 0.00015519 | 466.7431 | 0 | 477.3974 | -0.0045823 | 705.7429 | 0.072525 | 477.3974 | -0.0048811 | 705.0099 | 0.00010725 | 705.7429 | 0.009755 | 466.7228 | 2.0406
| 466.8563 | 0 | 477.62 | 0.159 | 466.8563 | 0 | 477.62 | 0.17988 | 466.8383 | 0 | 477.62 | 0.10104 | 466.8383 | 5.118 | 472.32 | 5.3325 | 466.8563 | 0.16257 | 472.32 | 0.00068922 | 472.32 | 0.013058 | 466.8383 | 0.00014797 | 466.8383 | 0.00011837 | 466.8563 | 0 | 477.62 | 0.0028618 | 705.9061 | 0.067397 | 477.62 | 0.008742 | 705.1732 | 0 | 705.9061 | 0.0090582 | 466.8383 | 2.0301
| 466.9695 | 0.0085608 | 477.8426 | 0.1689 | 466.9695 | 0.0094417 | 477.8426 | 0.032732 | 466.9538 | 0.00024284 | 477.8426 | 0.059113 | 466.9538 | 5.0857 | 472.54 | 5.1902 | 466.9695 | 0.15613 | 472.54 | -0.0082806 | 472.54 | -0.0037746 | 466.9538 | 0.00016449 | 466.9538 | 9.1815e-05 | 466.9695 | 0 | 477.8426 | -0.0074757 | 706.0693 | 0.072934 | 477.8426 | -0.0011592 | 705.3365 | 0.00032174 | 706.0693 | 0.0098479 | 466.9538 | 2.0264
| 467.0828 | 0 | 478.0652 | 0.16287 | 467.0828 | 0 | 478.0652 | 0.11204 | 467.0693 | 0.00082547 | 478.0652 | 0.10488 | 467.0693 | 5.0267 | 472.76 | 5.0308 | 467.0828 | 0.17242 | 472.76 | 0.0052322 | 472.76 | 0.0077024 | 467.0693 | 0.00016119 | 467.0693 | 9.6782e-05 | 467.0828 | 0.0083743 | 478.0652 | -0.00041736 | 706.2325 | 0.067669 | 478.0652 | -0.00081626 | 705.4998 | 7.1499e-05 | 706.2325 | 0.0090582 | 467.0693 | 2.0097
| 467.196 | 0.0047082 | 478.2879 | 0.15931 | 467.196 | 0.001822 | 478.2879 | 0.020373 | 467.1849 | 0.00024284 | 478.2879 | 0.049132 | 467.1849 | 4.9881 | 472.99 | 4.9968 | 467.196 | 0.16092 | 472.99 | 0.0055817 | 472.99 | -0.0048458 | 467.1849 | 0.00014996 | 467.1849 | 0.00013018 | 467.196 | 0 | 478.2879 | 0.001226 | 706.3958 | 0.071844 | 478.2879 | -0.017711 | 705.6631 | 0.00032174 | 706.3958 | 0.009755 | 467.1849 | 1.9988
| 467.3093 | 0 | 478.5105 | 0.17034 | 467.3093 | 0 | 478.5105 | 0.082666 | 467.3004 | 0.00053406 | 478.5105 | 0.10034 | 467.3004 | 4.9294 | 473.21 | 4.6125 | 467.3093 | 0.15377 | 473.21 | -0.00035917 | 473.21 | -0.0085181 | 467.3004 | 0.00013063 | 467.3004 | 0.00014012 | 467.3093 | 0 | 478.5105 | 0.0034283 | 706.559 | 0.067896 | 478.5105 | -0.0019791 | 705.8265 | 0 | 706.559 | 0.0089653 | 467.3004 | 1.9782
| 467.4225 | 0.0054477 | 478.7332 | 0.14867 | 467.4225 | 0.0081166 | 478.7332 | 0.040349 | 467.416 | 0.00024284 | 478.7332 | 0.048993 | 467.416 | 4.8932 | 473.43 | 4.691 | 467.4225 | 0.17238 | 473.43 | 0.0032519 | 473.43 | -0.0094364 | 467.416 | 0.00014302 | 467.416 | 0.00013841 | 467.4225 | 0 | 478.7332 | 0.0022788 | 706.7222 | 0.070937 | 478.7332 | -0.0071511 | 705.9898 | 0.00010725 | 706.7222 | 0.0099873 | 467.416 | 1.9712
| 467.5358 | 0 | 478.9559 | 0.16065 | 467.5358 | 0 | 478.9559 | 0.09464 | 467.5315 | 0 | 478.9559 | 0.10139 | 467.5315 | 4.8246 | 473.65 | 4.3831 | 467.5358 | 0.15906 | 473.65 | -0.0032714 | 473.65 | 0.0047948 | 467.5315 | 0.00013608 | 467.5315 | 0.00013669 | 467.5358 | 0 | 478.9559 | -0.0037847 | 706.8854 | 0.065082 | 478.9559 | -0.0099394 | 706.1531 | 0 | 706.8854 | 0.0096157 | 467.5315 | 1.9594
| 467.649 | 0.003377 | 479.1786 | 0.15334 | 467.649 | 0.005135 | 479.1786 | 0.049439 | 467.647 | 0.00024284 | 479.1786 | 0.044501 | 467.647 | 4.7836 | 473.88 | 4.3784 | 467.649 | 0.16683 | 473.88 | 0.0045333 | 473.88 | 0.00051009 | 467.647 | 0.00014219 | 467.647 | 0.00013173 | 467.649 | 0.0029518 | 479.1786 | -0.0044357 | 707.0487 | 0.071663 | 479.1786 | -0.016713 | 706.3164 | 0.00010725 | 707.0487 | 0.01022 | 467.647 | 1.9548
| 467.7622 | 0 | 479.4013 | 0.15794 | 467.7622 | 0 | 479.4013 | 0.12461 | 467.7626 | 0.00024284 | 479.4013 | 0.096135 | 467.7626 | 4.7159 | 474.1 | 4.1495 | 467.7622 | 0.17291 | 474.1 | 0.0086102 | 474.1 | 0.0063253 | 467.7626 | 0.00011775 | 467.7626 | 0.00011014 | 467.7622 | 0 | 479.4013 | 0.0021146 | 707.2119 | 0.062132 | 479.4013 | -0.0027411 | 706.4798 | 0 | 707.2119 | 0.0095692 | 467.7626 | 1.9432
| 467.8755 | 0.001898 | 479.624 | 0.13601 | 467.8755 | 0.01089 | 479.624 | 0.064567 | 467.8781 | 0.00053406 | 479.624 | 0.048264 | 467.8781 | 4.685 | 474.32 | 4.0343 | 467.8755 | 0.16785 | 474.32 | -0.0049022 | 474.32 | -0.0085181 | 467.8781 | 0.0001303 | 467.8781 | 0.00012676 | 467.8755 | 0 | 479.624 | 0.00052097 | 707.3751 | 0.070619 | 479.624 | 0.0071145 | 706.6431 | 0.00010725 | 707.3751 | 0.0098015 | 467.8781 | 1.9392
| 467.9887 | 0 | 479.8467 | 0.16729 | 467.9887 | 0 | 479.8467 | 0.11412 | 467.9937 | 0 | 479.8467 | 0.10042 | 467.9937 | 4.6204 | 474.55 | 3.8414 | 467.9887 | 0.17895 | 474.55 | 0.00022327 | 474.55 | -0.0037746 | 467.9937 | 0.00013542 | 467.9937 | 0.00018843 | 467.9887 | 0 | 479.8467 | 0.0089683 | 707.5384 | 0.062132 | 479.8467 | 0.011892 | 706.8065 | 0 | 707.5384 | 0.0092905 | 467.9937 | 1.9272
| 468.102 | 0.001898 | 480.0694 | 0.15301 | 468.102 | 0.0066257 | 480.0694 | 0.028431 | 468.1093 | 0 | 480.0694 | 0.047526 | 468.1093 | 4.5885 | 474.77 | 3.8357 | 468.102 | 0.16949 | 474.77 | -0.0040868 | 474.77 | 0.0032646 | 468.1093 | 0.00013873 | 468.1093 | 0.00027031 | 468.102 | 0 | 480.0694 | -0.0018019 | 707.7017 | 0.071163 | 480.0694 | -0.010878 | 706.9698 | 0 | 707.7017 | 0.0097086 | 468.1093 | 1.9185
| 468.2153 | 0 | 480.2922 | 0.16544 | 468.2153 | 0 | 480.2922 | 0.12138 | 468.2248 | 0 | 480.2922 | 0.10259 | 468.2248 | 4.5261 | 474.99 | 3.6351 | 468.2153 | 0.17092 | 474.99 | -0.00199 | 474.99 | 0.0017343 | 468.2248 | 0.00013063 | 468.2248 | 0.00022851 | 468.2153 | 0.015975 | 480.2922 | -0.0051349 | 707.8649 | 0.063267 | 480.2922 | 0.011385 | 707.1332 | 0 | 707.8649 | 0.0091511 | 468.2248 | 1.9046
| 468.3285 | 0 | 480.515 | 0.164 | 468.3285 | 0.0061289 | 480.515 | 0.050632 | 468.3404 | 0.00053406 | 480.515 | 0.056693 | 468.3404 | 4.5035 | 475.22 | 3.5861 | 468.3285 | 0.17065 | 475.22 | -0.0030384 | 475.22 | -0.011732 | 468.3404 | 0.00012006 | 468.3404 | 0.00017678 | 468.3285 | 0 | 480.515 | 0.0024619 | 708.0282 | 0.070619 | 480.515 | -0.012287 | 707.2966 | 0.00010725 | 708.0282 | 0.0096621 | 468.3404 | 1.8972
| 468.4418 | 0 | 480.7378 | 0.15785 | 468.4418 | 0 | 480.7378 | 0.096238 | 468.456 | 0 | 480.7378 | 0.093763 | 468.456 | 4.4596 | 475.44 | 3.3793 | 468.4418 | 0.16736 | 475.44 | 0.0032519 | 475.44 | 0.0028055 | 468.456 | 0.00013575 | 468.456 | 0.00014337 | 468.4418 | 0 | 480.7378 | 0.0023711 | 708.1915 | 0.062767 | 480.7378 | 0.0029864 | 707.4599 | 0.00028599 | 708.1915 | 0.009244 | 468.456 | 1.8849
| 468.5551 | 0.0021939 | 480.9606 | 0.14524 | 468.5551 | 0.005135 | 480.9606 | 0.061971 | 468.5716 | 0 | 480.9606 | 0.0473 | 468.5716 | 4.4368 | 475.66 | 3.3703 | 468.5551 | 0.16306 | 475.66 | -0.0023395 | 475.66 | -0.0053048 | 468.5716 | 0.00012849 | 468.5716 | 0.00016856 | 468.5551 | 0 | 480.9606 | -0.0074113 | 708.3547 | 0.071527 | 480.9606 | -0.011868 | 707.6233 | 0 | 708.3547 | 0.010034 | 468.5716 | 1.8741
| 468.6683 | 0 | 481.1834 | 0.1636 | 468.6683 | 0 | 481.1834 | 0.090506 | 468.6871 | 0.00053406 | 481.1834 | 0.10305 | 468.6871 | 4.3815 | 475.88 | 3.0958 | 468.6683 | 0.16963 | 475.88 | 0.0077949 | 475.88 | 0.0037236 | 468.6871 | 0.00015029 | 468.6871 | 0.00017181 | 468.6683 | 0.0037298 | 481.1834 | 0.0036573 | 708.518 | 0.062631 | 481.1834 | 0.003011 | 707.7867 | 7.1499e-05 | 708.518 | 0.0097086 | 468.6871 | 1.8666
| 468.7816 | 0.005004 | 481.4062 | 0.15534 | 468.7816 | 0.011941 | 481.4062 | 0.067792 | 468.8027 | 0.00053406 | 481.4062 | 0.048607 | 468.8027 | 4.342 | 476.11 | 3.0727 | 468.7816 | 0.18273 | 476.11 | -0.0089791 | 476.11 | -0.00010202 | 468.8027 | 0.00013113 | 468.8027 | 0.00013173 | 468.7816 | 0 | 481.4062 | -0.0012671 | 708.6813 | 0.069983 | 481.4062 | -0.011559 | 707.9501 | 0.00053624 | 708.6813 | 0.010405 | 468.8027 | 1.8616
| 468.8949 | 0 | 481.629 | 0.15887 | 468.8949 | 0 | 481.629 | 0.089911 | 468.9183 | 0 | 481.629 | 0.099472 | 468.9183 | 4.2878 | 476.33 | 2.9232 | 468.8949 | 0.17203 | 476.33 | 0.0013882 | 476.33 | 0.0023464 | 468.9183 | 0.00016878 | 468.9183 | 8.5134e-05 | 468.8949 | 0 | 481.629 | -0.0018755 | 708.8446 | 0.061905 | 481.629 | 0.0035468 | 708.1135 | 0 | 708.8446 | 0.01022 | 468.9183 | 1.8506
| 469.0081 | 0.010207 | 481.8519 | 0.13396 | 469.0081 | 0.0096482 | 481.8519 | 0.051703 | 469.0339 | 0 | 481.8519 | 0.047971 | 469.0339 | 4.2567 | 476.55 | 2.8247 | 469.0081 | 0.18917 | 476.55 | 0.0053486 | 476.55 | -0.00607 | 469.0339 | 0.00017192 | 469.0339 | 4.5051e-05 | 469.0081 | 0 | 481.8519 | 0.0018691 | 709.0079 | 0.0708 | 481.8519 | -0.0026893 | 708.2769 | 0 | 709.0079 | 0.010545 | 469.0339 | 1.8386
| 469.1214 | 0 | 482.0747 | 0.1586 | 469.1214 | 0 | 482.0747 | 0.11286 | 469.1495 | 0 | 482.0747 | 0.094846 | 469.1495 | 4.2004 | 476.78 | 2.6285 | 469.1214 | 0.17962 | 476.78 | 0.0047664 | 476.78 | -0.0019383 | 469.1495 | 0.00016961 | 469.1495 | 9.1815e-05 | 469.1214 | 0.0011963 | 482.0747 | 0.0048108 | 709.1712 | 0.061996 | 482.0747 | 0.0062452 | 708.4403 | 7.1499e-05 | 709.1712 | 0.0094299 | 469.1495 | 1.8255
| 469.2347 | 0.0060393 | 482.2976 | 0.15066 | 469.2347 | 0.013087 | 482.2976 | 0.066686 | 469.2651 | 0 | 482.2976 | 0.046008 | 469.2651 | 4.1623 | 477 | 2.6587 | 469.2347 | 0.1754 | 477 | -0.0052516 | 477 | 0.0081613 | 469.2651 | 0.00015689 | 469.2651 | 0.00011014 | 469.2347 | 0 | 482.2976 | -0.0096761 | 709.3345 | 0.076156 | 482.2976 | -0.0038659 | 708.6037 | 0.00010725 | 709.3345 | 0.0093834 | 469.2651 | 1.8185
| 469.348 | 0 | 482.5205 | 0.15304 | 469.348 | 0 | 482.5205 | 0.099131 | 469.3807 | 0 | 482.5205 | 0.095697 | 469.3807 | 4.1062 | 477.22 | 2.5392 | 469.348 | 0.18655 | 477.22 | 0.0011552 | 477.22 | 0.0015813 | 469.3807 | 0.00013526 | 469.3807 | 0.00016684 | 469.348 | 0.0037298 | 482.5205 | 0.00085853 | 709.4979 | 0.061814 | 482.5205 | 0.00992 | 708.7671 | 0 | 709.4979 | 0.0089189 | 469.3807 | 1.8136
| 469.4613 | 0 | 482.7434 | 0.15326 | 469.4613 | 0.010794 | 482.7434 | 0.042384 | 469.4963 | 0.00024284 | 482.7434 | 0.047404 | 469.4963 | 4.0765 | 477.45 | 2.5056 | 469.4613 | 0.19258 | 477.45 | -0.0036209 | 477.45 | -0.0077534 | 469.4963 | 0.00015986 | 469.4963 | 0.00012505 | 469.4613 | 0 | 482.7434 | -0.00011742 | 709.6612 | 0.074159 | 482.7434 | -0.0078364 | 708.9305 | 0.00032174 | 709.6612 | 0.010034 | 469.4963 | 1.8072
| 469.5745 | 0 | 482.9663 | 0.1517 | 469.5745 | 0 | 482.9663 | 0.097524 | 469.612 | 0 | 482.9663 | 0.099908 | 469.612 | 4.0257 | 477.67 | 2.3656 | 469.5745 | 0.18415 | 477.67 | -0.0010581 | 477.67 | 0.0024994 | 469.612 | 0.00016102 | 469.612 | 0.00011511 | 469.5745 | 0.0062632 | 482.9663 | 0.0050251 | 709.8245 | 0.062404 | 482.9663 | -0.013261 | 709.094 | 0.00028599 | 709.8245 | 0.0096621 | 469.612 | 1.7981
| 469.6878 | 0.0082315 | 483.1893 | 0.15276 | 469.6878 | 0.0079509 | 483.1893 | 0.010144 | 469.7276 | 0 | 483.1893 | 0.049754 | 469.7276 | 4.0085 | 477.89 | 2.4064 | 469.6878 | 0.17238 | 477.89 | -0.00199 | 477.89 | -0.0095893 | 469.7276 | 0.00016961 | 469.7276 | 7.8454e-05 | 469.6878 | 0 | 483.1893 | 0.0011092 | 709.9878 | 0.072797 | 483.1893 | -0.0072065 | 709.2574 | 0.00032174 | 709.9878 | 0.010127 | 469.7276 | 1.7882
| 469.8011 | 0 | 483.4122 | 0.15106 | 469.8011 | 0 | 483.4122 | 0.089303 | 469.8432 | 0.00082547 | 483.4122 | 0.092665 | 469.8432 | 3.9664 | 478.12 | 2.2274 | 469.8011 | 0.18832 | 478.12 | 0.0036014 | 478.12 | 0.00035706 | 469.8432 | 0.00015607 | 469.8432 | 0.00011168 | 469.8011 | 0 | 483.4122 | 0.00048607 | 710.1512 | 0.06127 | 483.4122 | 0.0032645 | 709.4208 | 7.1499e-05 | 710.1512 | 0.0093369 | 469.8432 | 1.7753
| 469.9144 | 0.0024896 | 483.6352 | 0.14665 | 469.9144 | 0.018055 | 483.6352 | 0.048966 | 469.9588 | 0.00024284 | 483.6352 | 0.048773 | 469.9588 | 3.9488 | 478.34 | 2.1881 | 469.9144 | 0.19445 | 478.34 | -0.0063001 | 478.34 | -0.0085181 | 469.9588 | 0.00013757 | 469.9588 | 0.0001235 | 469.9144 | 0 | 483.6352 | -0.00019795 | 710.3145 | 0.078516 | 483.6352 | -0.0031708 | 709.5843 | 0.00010725 | 710.3145 | 0.0098015 | 469.9588 | 1.7711
| 470.0277 | 0 | 483.8582 | 0.14554 | 470.0277 | 0 | 483.8582 | 0.11839 | 470.0745 | 0 | 483.8582 | 0.098229 | 470.0745 | 3.8945 | 478.56 | 2.1084 | 470.0277 | 0.19019 | 478.56 | 0.0073291 | 478.56 | 0.0089266 | 470.0745 | 0.00013839 | 470.0745 | 0.00015177 | 470.0277 | 0.010486 | 483.8582 | 0.0093187 | 710.4779 | 0.071799 | 483.8582 | 0.001498 | 709.7477 | 0 | 710.4779 | 0.0094299 | 470.0745 | 1.7583
| 470.141 | 0.0023418 | 484.0811 | 0.14954 | 470.141 | 0.0049694 | 484.0811 | 0.021127 | 470.1901 | 0.00024284 | 484.0811 | 0.047463 | 470.1901 | 3.8688 | 478.79 | 2.093 | 470.141 | 0.19849 | 478.79 | -9.7074e-06 | 478.79 | -0.010355 | 470.1901 | 0.0001483 | 470.1901 | 0.00012008 | 470.141 | 0 | 484.0811 | -0.0067735 | 710.6412 | 0.079424 | 484.0811 | 0.00062803 | 709.9112 | 0 | 710.6412 | 0.0098944 | 470.1901 | 1.7551
| 470.2543 | 0 | 484.3041 | 0.14977 | 470.2543 | 0 | 484.3041 | 0.10698 | 470.3057 | 0.00024284 | 484.3041 | 0.093219 | 470.3057 | 3.8144 | 479.01 | 1.9309 | 470.2543 | 0.19854 | 479.01 | -0.0068827 | 479.01 | -0.00607 | 470.3057 | 0.00014467 | 470.3057 | 0.00013018 | 470.2543 | 0 | 484.3041 | 0.012967 | 710.8046 | 0.062223 | 484.3041 | -0.0053109 | 710.0746 | 7.1499e-05 | 710.8046 | 0.0092905 | 470.3057 | 1.7435
| 470.3676 | 0.005004 | 484.5272 | 0.14189 | 470.3676 | 0.014425 | 484.5272 | 0.020713 | 470.4214 | 0 | 484.5272 | 0.045898 | 470.4214 | 3.7913 | 479.23 | 1.8988 | 470.3676 | 0.19485 | 479.23 | -9.7074e-06 | 479.23 | -0.0076005 | 470.4214 | 0.00014698 | 470.4214 | 0.00010346 | 470.3676 | 0 | 484.5272 | -0.0073776 | 710.968 | 0.079333 | 484.5272 | -0.0071557 | 710.2381 | 0 | 710.968 | 0.009755 | 470.4214 | 1.7401
| 470.4809 | 0 | 484.7502 | 0.14487 | 470.4809 | 0 | 484.7502 | 0.10889 | 470.5371 | 0 | 484.7502 | 0.090485 | 470.5371 | 3.7394 | 479.46 | 1.8148 | 470.4809 | 0.20595 | 479.46 | 0.0031355 | 479.46 | 0.00035706 | 470.5371 | 0.00012964 | 470.5371 | 0.00010346 | 470.4809 | 0 | 484.7502 | -0.0088506 | 711.1313 | 0.075566 | 484.7502 | 0.0071748 | 710.4015 | 0 | 711.1313 | 0.0094763 | 470.5371 | 1.7288
| 470.5942 | 0.0017502 | 484.9732 | 0.13931 | 470.5942 | 0 | 484.9732 | 0.048681 | 470.6527 | 0.00024284 | 484.9732 | 0.04335 | 470.6527 | 3.7277 | 479.68 | 1.7817 | 470.5942 | 0.19876 | 479.68 | 0.003019 | 479.68 | 0.0021933 | 470.6527 | 0.00015574 | 470.6527 | 9.0102e-05 | 470.5942 | 0 | 484.9732 | -0.0024606 | 711.2947 | 0.079968 | 484.9732 | -0.0017257 | 710.565 | 0.00032174 | 711.2947 | 0.010266 | 470.6527 | 1.7249
| 470.7075 | 0 | 485.1963 | 0.14082 | 470.7075 | 0 | 485.1963 | 0.084714 | 470.7684 | 0.00024284 | 485.1963 | 0.092607 | 470.7684 | 3.6862 | 479.9 | 1.5979 | 470.7075 | 0.20697 | 479.9 | 0.0044169 | 479.9 | 0.0073959 | 470.7684 | 0.00014566 | 470.7684 | 9.5069e-05 | 470.7075 | 0 | 485.1963 | 0.0094961 | 711.4581 | 0.074023 | 485.1963 | 0.0093635 | 710.7285 | 0 | 711.4581 | 0.0098015 | 470.7684 | 1.7152
| 470.8208 | 0.0094662 | 485.4193 | 0.14022 | 470.8208 | 0.014711 | 485.4193 | 0.016147 | 470.884 | 0.00024284 | 485.4193 | 0.038161 | 470.884 | 3.674 | 480.13 | 1.6358 | 470.8208 | 0.22544 | 480.13 | -0.001757 | 480.13 | 0.0067842 | 470.884 | 0.00015838 | 470.884 | 0.00014337 | 470.8208 | 0 | 485.4193 | -0.00050629 | 711.6215 | 0.063357 | 485.4193 | -0.0049829 | 710.892 | 0.00010725 | 711.6215 | 0.010405 | 470.884 | 1.7145
| 470.9341 | 0 | 485.6424 | 0.14152 | 470.9341 | 0 | 485.6424 | 0.094183 | 470.9997 | 0.00053406 | 485.6424 | 0.09337 | 470.9997 | 3.6167 | 480.35 | 1.5653 | 470.9341 | 0.21807 | 480.35 | -0.0096781 | 480.35 | -0.0028565 | 470.9997 | 0.00014038 | 470.9997 | 0.00013018 | 470.9341 | 0 | 485.6424 | -0.0022008 | 711.7849 | 0.082192 | 485.6424 | 0.0046995 | 711.0555 | 0 | 711.7849 | 0.0094763 | 470.9997 | 1.7038
| 471.0474 | 0 | 485.8655 | 0.13966 | 471.0474 | 0.011272 | 485.8655 | 0.02409 | 471.1154 | 0.00024284 | 485.8655 | 0.037251 | 471.1154 | 3.5879 | 480.57 | 1.5178 | 471.0474 | 0.21523 | 480.57 | 0.002553 | 480.57 | -0.0056109 | 471.1154 | 0.00014616 | 471.1154 | 0.00014337 | 471.0474 | 0 | 485.8655 | 0.0019182 | 711.9483 | 0.073342 | 485.8655 | -0.0078183 | 711.2189 | 0.00010725 | 711.9483 | 0.010034 | 471.1154 | 1.7028
| 471.1607 | 0 | 486.0886 | 0.14841 | 471.1607 | 0 | 486.0886 | 0.14339 | 471.231 | 0.00024284 | 486.0886 | 0.096735 | 471.231 | 3.54 | 480.8 | 1.3662 | 471.1607 | 0.21425 | 480.8 | 0.0048828 | 480.8 | 0.0051009 | 471.231 | 0.00013493 | 471.231 | 0.00015006 | 471.1607 | 0 | 486.0886 | 0.0041063 | 712.1117 | 0.08083 | 486.0886 | 0.0051818 | 711.3824 | 0 | 712.1117 | 0.0091976 | 471.231 | 1.6933
| 471.2741 | 0.0061872 | 486.3117 | 0.14093 | 471.2741 | 0.0057976 | 486.3117 | -0.0090789 | 471.3467 | 0.00024284 | 486.3117 | 0.042087 | 471.3467 | 3.5285 | 481.02 | 1.3465 | 471.2741 | 0.21652 | 481.02 | 0.0033685 | 481.02 | -0.005917 | 471.3467 | 0.0001303 | 471.3467 | 0.0001701 | 471.2741 | 0.0092767 | 486.3117 | -0.0063168 | 712.2751 | 0.065354 | 486.3117 | 0.00082926 | 711.5459 | 0.00032174 | 712.2751 | 0.010127 | 471.3467 | 1.6896
| 471.3874 | 0 | 486.5349 | 0.13699 | 471.3874 | 0 | 486.5349 | 0.096628 | 471.4624 | 0.00024284 | 486.5349 | 0.093956 | 471.4624 | 3.4999 | 481.24 | 1.2846 | 471.3874 | 0.21501 | 481.24 | 0.0033685 | 481.24 | -0.0051518 | 471.4624 | 0.0001199 | 471.4624 | 0.0001701 | 471.3874 | 0 | 486.5349 | 0.0087106 | 712.4385 | 0.078743 | 486.5349 | 0.0029219 | 711.7095 | 7.1499e-05 | 712.4385 | 0.0091047 | 471.4624 | 1.6775
| 471.5007 | 0.0066309 | 486.758 | 0.13526 | 471.5007 | 0.014711 | 486.758 | 0.013319 | 471.5781 | 0.00024284 | 486.758 | 0.039645 | 471.5781 | 3.4904 | 481.47 | 1.3417 | 471.5007 | 0.2218 | 481.47 | -0.00070865 | 481.47 | -0.00607 | 471.5781 | 0.00012271 | 471.5781 | 0.00013515 | 471.5007 | 0 | 486.758 | 0.0026656 | 712.6019 | 0.058819 | 486.758 | -0.0095442 | 711.873 | 0.00010725 | 712.6019 | 0.0096157 | 471.5781 | 1.6683
| 471.614 | 0 | 486.9812 | 0.13739 | 471.614 | 0 | 486.9812 | 0.096512 | 471.6938 | 0.00024284 | 486.9812 | 0.088893 | 471.6938 | 3.4477 | 481.69 | 1.1776 | 471.614 | 0.21403 | 481.69 | 0.0029025 | 481.69 | -0.0057639 | 471.6938 | 0.00012882 | 471.6938 | 0.00012008 | 471.614 | 0 | 486.9812 | 0.0017043 | 712.7654 | 0.079605 | 486.9812 | -0.012029 | 712.0365 | 0 | 712.7654 | 0.0091047 | 471.6938 | 1.6599
| 471.7274 | 0 | 487.2044 | 0.1325 | 471.7274 | 0.0021534 | 487.2044 | 0.039223 | 471.8095 | 0.00053406 | 487.2044 | 0.040682 | 471.8095 | 3.4093 | 481.91 | 1.1805 | 471.7274 | 0.21261 | 481.91 | -0.002689 | 481.91 | -0.0077534 | 471.8095 | 0.00012568 | 471.8095 | 0.000105 | 471.7274 | 0 | 487.2044 | -0.0037419 | 712.9288 | 0.06136 | 487.2044 | -0.0021323 | 712.2 | 0.00010725 | 712.9288 | 0.0099408 | 471.8095 | 1.6529
| 471.8407 | 0 | 487.4276 | 0.14379 | 471.8407 | 0 | 487.4276 | 0.090948 | 471.9252 | 0.00024284 | 487.4276 | 0.092381 | 471.9252 | 3.3436 | 482.14 | 1.0606 | 471.8407 | 0.22336 | 482.14 | 0.010591 | 482.14 | -0.007141 | 471.9252 | 0.00012485 | 471.9252 | 7.006e-05 | 471.8407 | 0.0011963 | 487.4276 | -0.0042672 | 713.0922 | 0.077154 | 487.4276 | 0.0080609 | 712.3636 | 0 | 713.0922 | 0.0094763 | 471.9252 | 1.6451
| 471.954 | 0.0045602 | 487.6508 | 0.13036 | 471.954 | 0.014902 | 487.6508 | 0.050164 | 472.0409 | 0 | 487.6508 | 0.04599 | 472.0409 | 3.3082 | 482.36 | 1.0587 | 471.954 | 0.2262 | 482.36 | 0.018512 | 482.36 | 0.0032646 | 472.0409 | 0.00013839 | 472.0409 | 6.3379e-05 | 471.954 | 0 | 487.6508 | -0.0015931 | 713.2557 | 0.066807 | 487.6508 | -0.0092166 | 712.5271 | 0.00032174 | 713.2557 | 0.0099873 | 472.0409 | 1.6361
| 472.0673 | 0 | 487.874 | 0.13756 | 472.0673 | 0 | 487.874 | 0.082459 | 472.1566 | 0.00053406 | 487.874 | 0.092649 | 472.1566 | 3.2668 | 482.58 | 0.92815 | 472.0673 | 0.2115 | 482.58 | 0.006397 | 482.58 | -0.011732 | 472.1566 | 0.00014797 | 472.1566 | 7.9995e-05 | 472.0673 | 0 | 487.874 | 0.0067462 | 713.4191 | 0.080558 | 487.874 | 0.0030512 | 712.6906 | 7.1499e-05 | 713.4191 | 0.0095692 | 472.1566 | 1.6238
| 472.1807 | 0.0063351 | 488.0972 | 0.1318 | 472.1807 | 0.014233 | 488.0972 | 0.036643 | 472.2723 | 0.00024284 | 488.0972 | 0.041748 | 472.2723 | 3.2636 | 482.81 | 1.0251 | 472.1807 | 0.22771 | 482.81 | 0.015833 | 482.81 | -0.00025504 | 472.2723 | 0.00015144 | 472.2723 | 9.5069e-05 | 472.1807 | 0 | 488.0972 | -0.0099132 | 713.5826 | 0.060952 | 488.0972 | -0.024506 | 712.8542 | 0.00010725 | 713.5826 | 0.010312 | 472.2723 | 1.6121
| 472.294 | 0 | 488.3204 | 0.1516 | 472.294 | 0 | 488.3204 | 0.11135 | 472.388 | 0.00024284 | 488.3204 | 0.091318 | 472.388 | 3.2433 | 483.03 | 0.86193 | 472.294 | 0.21883 | 483.03 | 0.0011552 | 483.03 | -0.0011732 | 472.388 | 0.00012716 | 472.388 | 0.00011511 | 472.294 | 0 | 488.3204 | 0.013382 | 713.746 | 0.067487 | 488.3204 | 0.01004 | 713.0177 | 7.1499e-05 | 713.746 | 0.01008 | 472.388 | 1.602
| 472.4074 | 0.0075183 | 488.5437 | 0.14456 | 472.4074 | 0.01175 | 488.5437 | 0.029813 | 472.5038 | 0 | 488.5437 | 0.042497 | 472.5038 | 3.2342 | 483.25 | 0.93582 | 472.4074 | 0.21488 | 483.25 | 0.0089597 | 483.25 | -0.005917 | 472.5038 | 0.00012485 | 472.5038 | 0.0001235 | 472.4074 | 0 | 488.5437 | -0.0073667 | 713.9095 | 0.059636 | 488.5437 | 0.0046299 | 713.1813 | 0.00010725 | 713.9095 | 0.010266 | 472.5038 | 1.6018
| 472.5207 | 0 | 488.767 | 0.14887 | 472.5207 | 0 | 488.767 | 0.095382 | 472.6195 | 0 | 488.767 | 0.091188 | 472.6195 | 3.1851 | 483.48 | 0.80245 | 472.5207 | 0.2091 | 483.48 | 0.019444 | 483.48 | 0.0043357 | 472.6195 | 0.00012271 | 472.6195 | 0.00013344 | 472.5207 | 0.016819 | 488.767 | 0.0062127 | 714.073 | 0.072752 | 488.767 | -5.1884e-05 | 713.3448 | 0.00028599 | 714.073 | 0.0094299 | 472.6195 | 1.6013
| 472.634 | 0.0085608 | 488.9902 | 0.13148 | 472.634 | 0.017768 | 488.9902 | 0.037228 | 472.7352 | 0.00082547 | 488.9902 | 0.042049 | 472.7352 | 3.1492 | 483.7 | 0.85666 | 472.634 | 0.2135 | 483.7 | 0.01525 | 483.7 | -0.0098958 | 472.7352 | 0.00012617 | 472.7352 | 0.00010004 | 472.634 | 0 | 488.9902 | -0.0027537 | 714.2365 | 0.059681 | 488.9902 | -0.021195 | 713.5084 | 0 | 714.2365 | 0.0096157 | 472.7352 | 1.5975
| 472.7474 | 0 | 489.2135 | 0.13176 | 472.7474 | 0 | 489.2135 | 0.085141 | 472.8509 | 0 | 489.2135 | 0.095636 | 472.8509 | 3.0985 | 483.92 | 0.75015 | 472.7474 | 0.21665 | 483.92 | 0.021308 | 483.92 | -0.00010202 | 472.8509 | 0.00013608 | 472.8509 | 7.006e-05 | 472.7474 | 0 | 489.2135 | -0.0010269 | 714.3999 | 0.069983 | 489.2135 | 0.0074218 | 713.672 | 7.1499e-05 | 714.3999 | 0.0094299 | 472.8509 | 1.5844
| 472.8607 | 0.0066309 | 489.4369 | 0.14152 | 472.8607 | 0.01175 | 489.4369 | 0.021024 | 472.9667 | 0.00053406 | 489.4369 | 0.037952 | 472.9667 | 3.0807 | 484.15 | 0.79333 | 472.8607 | 0.21741 | 484.15 | 0.030976 | 484.15 | -0.0028565 | 472.9667 | 0.00013658 | 472.9667 | 6.1666e-05 | 472.8607 | 0 | 489.4369 | -0.011624 | 714.5634 | 0.059046 | 489.4369 | -0.001616 | 713.8355 | 0.00010725 | 714.5634 | 0.010312 | 472.9667 | 1.5753
| 472.9741 | 0 | 489.6602 | 0.13762 | 472.9741 | 0 | 489.6602 | 0.10181 | 473.0824 | 0 | 489.6602 | 0.090037 | 473.0824 | 3.0492 | 484.37 | 0.69737 | 472.9741 | 0.22056 | 484.37 | 0.023172 | 484.37 | 0.0011222 | 473.0824 | 0.0001445 | 473.0824 | 7.1773e-05 | 472.9741 | 0.021041 | 489.6602 | -0.0093098 | 714.7269 | 0.071163 | 489.6602 | 0.0053109 | 713.9991 | 0 | 714.7269 | 0.0096157 | 473.0824 | 1.5672
| 473.0874 | 0.0032291 | 489.8835 | 0.13506 | 473.0874 | 0.010126 | 489.8835 | 0.025669 | 473.1982 | 0 | 489.8835 | 0.046717 | 473.1982 | 3.0492 | 484.59 | 0.6398 | 473.0874 | 0.21754 | 484.59 | 0.023055 | 484.59 | -0.0045398 | 473.1982 | 0.0001592 | 473.1982 | 7.5028e-05 | 473.0874 | 0 | 489.8835 | 0.0061572 | 714.8904 | 0.058819 | 489.8835 | -5.7145e-05 | 714.1627 | 0 | 714.8904 | 0.010359 | 473.1982 | 1.5626
| 473.2008 | 0 | 490.1069 | 0.11248 | 473.2008 | 0 | 490.1069 | 0.10833 | 473.3139 | 0.00024284 | 490.1069 | 0.09322 | 473.3139 | 3.0163 | 484.82 | 0.59518 | 473.2008 | 0.22247 | 484.82 | 0.032724 | 484.82 | -0.0098958 | 473.3139 | 0.00016267 | 473.3139 | 7.9995e-05 | 473.2008 | 0 | 490.1069 | 0.0012154 | 715.0539 | 0.068531 | 490.1069 | -0.0053475 | 714.3263 | 0 | 715.0539 | 0.0096621 | 473.3139 | 1.553
| 473.3141 | 0 | 490.3302 | 0.1343 | 473.3141 | 0.0092761 | 490.3302 | 0.012622 | 473.4297 | 0 | 490.3302 | 0.043286 | 473.4297 | 3.001 | 485.04 | 0.62445 | 473.3141 | 0.23606 | 485.04 | 0.045305 | 485.04 | -0.00025504 | 473.4297 | 0.00017456 | 473.4297 | 7.9995e-05 | 473.3141 | 0 | 490.3302 | -0.0031669 | 715.2174 | 0.062268 | 490.3302 | -0.0065787 | 714.4899 | 0.00010725 | 715.2174 | 0.0091047 | 473.4297 | 1.5489
| 473.4275 | 0 | 490.5536 | 0.1416 | 473.4275 | 0 | 490.5536 | 0.12136 | 473.5454 | 0.00024284 | 490.5536 | 0.092911 | 473.5454 | 2.9501 | 485.26 | 0.43204 | 473.4275 | 0.22864 | 485.26 | 0.052526 | 485.26 | 0.0099978 | 473.5454 | 0.00014533 | 473.5454 | 0.00011014 | 473.4275 | 0.0045744 | 490.5536 | 0.005602 | 715.3809 | 0.071254 | 490.5536 | 0.0064395 | 714.6535 | 7.1499e-05 | 715.3809 | 0.0084079 | 473.5454 | 1.5431
| 473.5409 | 0.0042645 | 490.777 | 0.13509 | 473.5409 | 0.017099 | 490.777 | 0.06261 | 473.6612 | 0 | 490.777 | 0.048385 | 473.6612 | 2.924 | 485.49 | 0.59566 | 473.5409 | 0.22598 | 485.49 | 0.069068 | 485.49 | -0.010202 | 473.6612 | 0.00014946 | 473.6612 | 0.00010672 | 473.5409 | 0 | 490.777 | -0.0026206 | 715.5445 | 0.083554 | 490.777 | -0.012912 | 714.8171 | 0.00032174 | 715.5445 | 0.0087795 | 473.6612 | 1.5372
| 473.6542 | 0 | 491.0004 | 0.14139 | 473.6542 | 0 | 491.0004 | 0.075821 | 473.777 | 0 | 491.0004 | 0.090437 | 473.777 | 2.876 | 485.71 | 0.45028 | 473.6542 | 0.23144 | 485.71 | 0.062429 | 485.71 | -0.00025504 | 473.777 | 0.00013526 | 473.777 | 0.00010843 | 473.6542 | 0 | 491.0004 | 0.0059331 | 715.708 | 0.12327 | 491.0004 | 0.00050458 | 714.9807 | 7.1499e-05 | 715.708 | 0.009755 | 473.777 | 1.525
| 473.7676 | 0.010454 | 491.2238 | 0.1314 | 473.7676 | 0.013947 | 491.2238 | 0.018319 | 473.8927 | 0 | 491.2238 | 0.038319 | 473.8927 | 2.8633 | 485.94 | 0.47906 | 473.7676 | 0.23628 | 485.94 | 0.068255 | 485.94 | -0.0068351 | 473.8927 | 0.00013757 | 473.8927 | 0.00011168 | 473.7676 | 0.01265 | 491.2238 | -0.0076416 | 715.8715 | 0.10189 | 491.2238 | -0.0038685 | 715.1443 | 0 | 715.8715 | 0.010173 | 473.8927 | 1.5202
| 473.881 | 0 | 491.4472 | 0.13446 | 473.881 | 0 | 491.4472 | 0.077558 | 474.0085 | 0 | 491.4472 | 0.086093 | 474.0085 | 2.8412 | 486.16 | 0.39847 | 473.881 | 0.22664 | 486.16 | 0.06336 | 486.16 | 0.0046418 | 474.0085 | 0.00014153 | 474.0085 | 0.00015674 | 473.881 | 0.010486 | 491.4472 | 0.0038368 | 716.0351 | 0.12612 | 491.4472 | -0.00054741 | 715.308 | 0.00028599 | 716.0351 | 0.0098479 | 474.0085 | 1.516
| 473.9943 | 0.0036729 | 491.6707 | 0.1251 | 473.9943 | 0.0071227 | 491.6707 | 0.01147 | 474.1243 | 0.00024284 | 491.6707 | 0.039646 | 474.1243 | 2.8504 | 486.38 | 0.40279 | 473.9943 | 0.23455 | 486.38 | 0.095045 | 486.38 | -0.0054579 | 474.1243 | 0.0001308 | 474.1243 | 0.0001701 | 473.9943 | 0 | 491.6707 | -0.004074 | 716.1986 | 0.097351 | 491.6707 | 0.0068572 | 715.4716 | 0.00032174 | 716.1986 | 0.010545 | 474.1243 | 1.5202
| 474.1077 | 0 | 491.8941 | 0.14318 | 474.1077 | 0 | 491.8941 | 0.083461 | 474.2401 | 0 | 491.8941 | 0.091384 | 474.2401 | 2.8208 | 486.61 | 0.34424 | 474.1077 | 0.23535 | 486.61 | 0.09085 | 486.61 | 0.0046418 | 474.2401 | 0.00014533 | 474.2401 | 0.00015177 | 474.1077 | 0 | 491.8941 | 0.0033548 | 716.3621 | 0.12812 | 491.8941 | 0.0049742 | 715.6352 | 0.00028599 | 716.3621 | 0.010127 | 474.2401 | 1.517
| 474.2211 | 0.0021939 | 492.1176 | 0.12904 | 474.2211 | 0.0053006 | 492.1176 | 0.05052 | 474.3559 | 0.00024284 | 492.1176 | 0.045194 | 474.3559 | 2.8033 | 486.83 | 0.38744 | 474.2211 | 0.23051 | 486.83 | 0.12836 | 486.83 | 0.0012752 | 474.3559 | 0.00011924 | 474.3559 | 0.00012008 | 474.2211 | 0.0067468 | 492.1176 | -0.00078399 | 716.5257 | 0.08546 | 492.1176 | -0.0001651 | 715.7988 | 0 | 716.5257 | 0.010173 | 474.3559 | 1.5201
| 474.3345 | 0 | 492.3411 | 0.13967 | 474.3345 | 0 | 492.3411 | 0.086838 | 474.4717 | 0 | 492.3411 | 0.086574 | 474.4717 | 2.7514 | 487.05 | 0.31786 | 474.3345 | 0.24414 | 487.05 | 0.1152 | 487.05 | -0.0092835 | 474.4717 | 0.00012964 | 474.4717 | 0.00011511 | 474.3345 | 0 | 492.3411 | 0.0056774 | 716.6893 | 0.1323 | 492.3411 | -0.0018163 | 715.9625 | 0.00028599 | 716.6893 | 0.0095692 | 474.4717 | 1.5086
| 474.4478 | 0.0013064 | 492.5646 | 0.12907 | 474.4478 | 0.0041411 | 492.5646 | 0.048923 | 474.5874 | 0 | 492.5646 | 0.038844 | 474.5874 | 2.7268 | 487.28 | 0.37447 | 474.4478 | 0.23779 | 487.28 | 0.15632 | 487.28 | -0.0068351 | 474.5874 | 0.00012915 | 474.5874 | 0.0001468 | 474.4478 | 0 | 492.5646 | -0.0070655 | 716.8528 | 0.10398 | 492.5646 | -0.014991 | 716.1261 | 0 | 716.8528 | 0.0099873 | 474.5874 | 1.4995
| 474.5612 | 0 | 492.7881 | 0.13002 | 474.5612 | 0 | 492.7881 | 0.092248 | 474.7033 | 0.00024284 | 492.7881 | 0.089022 | 474.7033 | 2.6887 | 487.5 | 0.27419 | 474.5612 | 0.24201 | 487.5 | 0.15306 | 487.5 | -0.0013262 | 474.7033 | 0.00015293 | 474.7033 | 0.00015348 | 474.5612 | 0.0049965 | 492.7881 | 0.0089167 | 717.0164 | 0.13947 | 492.7881 | -0.0030989 | 716.2898 | 7.1499e-05 | 717.0164 | 0.0099408 | 474.7033 | 1.4829
| 474.6746 | 0.0048561 | 493.0116 | 0.13371 | 474.6746 | 0.0086135 | 493.0116 | 0.017177 | 474.8191 | 0.00053406 | 493.0116 | 0.043082 | 474.8191 | 2.6789 | 487.73 | 0.31881 | 474.6746 | 0.24614 | 487.73 | 0.16505 | 487.73 | -0.00607 | 474.8191 | 0.00015227 | 474.8191 | 0.00017352 | 474.6746 | 0 | 493.0116 | -0.0080656 | 717.18 | 0.11269 | 493.0116 | -0.0079777 | 716.4534 | 0.00010725 | 717.18 | 0.010591 | 474.8191 | 1.4782
| 474.788 | 0 | 493.2351 | 0.11639 | 474.788 | 0 | 493.2351 | 0.079839 | 474.9349 | 0 | 493.2351 | 0.089346 | 474.9349 | 2.6543 | 487.95 | 0.21758 | 474.788 | 0.24112 | 487.95 | 0.2 | 487.95 | 0.0026524 | 474.9349 | 0.00013113 | 474.9349 | 0.00014851 | 474.788 | 0 | 493.2351 | 0.0028106 | 717.3435 | 0.12662 | 493.2351 | 0.0063714 | 716.6171 | 0 | 717.3435 | 0.0098944 | 474.9349 | 1.4753
| 474.9014 | 0.0061872 | 493.4587 | 0.13003 | 474.9014 | 0.012609 | 493.4587 | 0.018129 | 475.0507 | 0.00024284 | 493.4587 | 0.036602 | 475.0507 | 2.6475 | 488.17 | 0.24205 | 474.9014 | 0.23468 | 488.17 | 0.22737 | 488.17 | 0.0012752 | 475.0507 | 0.00012039 | 475.0507 | 0.00011837 | 474.9014 | 0 | 493.4587 | -0.0086985 | 717.5071 | 0.10965 | 493.4587 | -0.012954 | 716.7808 | 0.00032174 | 717.5071 | 0.010173 | 475.0507 | 1.4784
| 475.0148 | 0 | 493.6823 | 0.12137 | 475.0148 | 0 | 493.6823 | 0.10317 | 475.1665 | 0.00024284 | 493.6823 | 0.088609 | 475.1665 | 2.6212 | 488.4 | 0.20655 | 475.0148 | 0.24263 | 488.4 | 0.22761 | 488.4 | -0.0022444 | 475.1665 | 0.00011065 | 475.1665 | 0.00013344 | 475.0148 | 0 | 493.6823 | 0.00011356 | 717.6707 | 0.14487 | 493.6823 | 0.019332 | 716.9444 | 7.1499e-05 | 717.6707 | 0.0095228 | 475.1665 | 1.4765
| 475.1282 | 0.001898 | 493.9058 | 0.12751 | 475.1282 | 0.0091104 | 493.9058 | 0.0075437 | 475.2823 | 0.00053406 | 493.9058 | 0.039685 | 475.2823 | 2.6119 | 488.62 | 0.21998 | 475.1282 | 0.24401 | 488.62 | 0.25696 | 488.62 | 0.0038766 | 475.2823 | 0.00013608 | 475.2823 | 0.00014012 | 475.1282 | 0 | 493.9058 | 0.0026702 | 717.8343 | 0.12236 | 493.9058 | -0.0042263 | 717.1081 | 0.00010725 | 717.8343 | 0.010173 | 475.2823 | 1.476
| 475.2416 | 0 | 494.1294 | 0.13734 | 475.2416 | 0 | 494.1294 | 0.074337 | 475.3981 | 0 | 494.1294 | 0.090888 | 475.3981 | 2.5655 | 488.84 | 0.1768 | 475.2416 | 0.25826 | 488.84 | 0.27933 | 488.84 | -0.0016323 | 475.3981 | 0.00014566 | 475.3981 | 0.00017849 | 475.2416 | 0 | 494.1294 | -0.0023683 | 717.9979 | 0.14569 | 494.1294 | 0.0033528 | 717.2718 | 0.00028599 | 717.9979 | 0.0098944 | 475.3981 | 1.4616
| 475.355 | 0.0042645 | 494.353 | 0.1203 | 475.355 | 0.014616 | 494.353 | 0.01888 | 475.514 | 0 | 494.353 | 0.040392 | 475.514 | 2.5425 | 489.07 | 0.2075 | 475.355 | 0.26465 | 489.07 | 0.3102 | 489.07 | -0.0025504 | 475.514 | 0.00016763 | 475.514 | 0.00014851 | 475.355 | 0 | 494.353 | 0.0038145 | 718.1615 | 0.12372 | 494.353 | 0.0014247 | 717.4355 | 0.00032174 | 718.1615 | 0.010452 | 475.514 | 1.4518
| 475.4684 | 0 | 494.5766 | 0.13362 | 475.4684 | 0 | 494.5766 | 0.11616 | 475.6298 | 0 | 494.5766 | 0.091076 | 475.6298 | 2.5036 | 489.29 | 0.16097 | 475.4684 | 0.25107 | 489.29 | 0.3229 | 489.29 | 0.0058659 | 475.6298 | 0.00015887 | 475.6298 | 0.00012847 | 475.4684 | 0 | 494.5766 | 0.00019842 | 718.3251 | 0.12671 | 494.5766 | 0.0070407 | 717.5992 | 7.1499e-05 | 718.3251 | 0.010173 | 475.6298 | 1.4381
| 475.5818 | 0.0036729 | 494.8003 | 0.13615 | 475.5818 | 0.016526 | 494.8003 | 0.018553 | 475.7456 | 0.00024284 | 494.8003 | 0.049301 | 475.7456 | 2.4995 | 489.52 | 0.1888 | 475.5818 | 0.27185 | 489.52 | 0.36227 | 489.52 | -0.0094364 | 475.7456 | 0.0001673 | 475.7456 | 9.0102e-05 | 475.5818 | 0 | 494.8003 | -0.0012484 | 718.4887 | 0.12272 | 494.8003 | -0.0085376 | 717.7629 | 0.00010725 | 718.4887 | 0.010684 | 475.7456 | 1.4371
| 475.6952 | 0 | 495.0239 | 0.12188 | 475.6952 | 0 | 495.0239 | 0.076997 | 475.8615 | 0 | 495.0239 | 0.088654 | 475.8615 | 2.4675 | 489.74 | 0.13986 | 475.6952 | 0.27025 | 489.74 | 0.38161 | 489.74 | -0.00056109 | 475.8615 | 0.00013922 | 475.8615 | 9.0102e-05 | 475.6952 | 0 | 495.0239 | 0.0015781 | 718.6523 | 0.13212 | 495.0239 | 0.0020354 | 717.9266 | 7.1499e-05 | 718.6523 | 0.01008 | 475.8615 | 1.4316
| 475.8086 | 0.0044124 | 495.2476 | 0.12631 | 475.8086 | 0.014425 | 495.2476 | 0.025081 | 475.9773 | 0.00024284 | 495.2476 | 0.041765 | 475.9773 | 2.4574 | 489.96 | 0.16433 | 475.8086 | 0.27096 | 489.96 | 0.42599 | 489.96 | -0.014487 | 475.9773 | 0.00014847 | 475.9773 | 0.0001235 | 475.8086 | 0 | 495.2476 | -0.0074704 | 718.816 | 0.12004 | 495.2476 | -0.012246 | 718.0903 | 0.00010725 | 718.816 | 0.010545 | 475.9773 | 1.4334
| 475.922 | 0 | 495.4712 | 0.13867 | 475.922 | 0 | 495.4712 | 0.10759 | 476.0932 | 0 | 495.4712 | 0.091837 | 476.0932 | 2.4248 | 490.19 | 0.14945 | 475.922 | 0.26909 | 490.19 | 0.431 | 490.19 | -0.0043867 | 476.0932 | 0.00012271 | 476.0932 | 0.00016016 | 475.922 | 0 | 495.4712 | 0.0036663 | 718.9796 | 0.12844 | 495.4712 | -0.0061452 | 718.254 | 0 | 718.9796 | 0.010034 | 476.0932 | 1.4301
| 476.0354 | 0.00041907 | 495.6949 | 0.1322 | 476.0354 | 0.0094417 | 495.6949 | 0.021479 | 476.209 | 0.00024284 | 495.6949 | 0.045762 | 476.209 | 2.4161 | 490.41 | 0.10771 | 476.0354 | 0.26981 | 490.41 | 0.46361 | 490.41 | -0.0030095 | 476.209 | 0.00013113 | 476.209 | 0.00016684 | 476.0354 | 0 | 495.6949 | 0.0022824 | 719.1432 | 0.15449 | 495.6949 | -0.0056379 | 718.4177 | 0 | 719.1432 | 0.010452 | 476.209 | 1.431
| 476.1488 | 0 | 495.9186 | 0.13368 | 476.1488 | 0 | 495.9186 | 0.12329 | 476.3249 | 0 | 495.9186 | 0.088318 | 476.3249 | 2.3804 | 490.64 | 0.12546 | 476.1488 | 0.29418 | 490.64 | 0.48818 | 490.64 | 0.0014282 | 476.3249 | 0.00010388 | 476.3249 | 0.00013344 | 476.1488 | 0.0062632 | 495.9186 | 0.0038844 | 719.3069 | 0.13198 | 495.9186 | 0.0022045 | 718.5815 | 0 | 719.3069 | 0.0098015 | 476.3249 | 1.4229
| 476.2622 | 0 | 496.1423 | 0.11782 | 476.2622 | 0.012896 | 496.1423 | 0.043752 | 476.4407 | 0 | 496.1423 | 0.046011 | 476.4407 | 2.3734 | 490.86 | 0.095717 | 476.2622 | 0.27913 | 490.86 | 0.52743 | 490.86 | 0.00066312 | 476.4407 | 0.0001308 | 476.4407 | 0.00012505 | 476.2622 | 0.0080117 | 496.1423 | -0.006775 | 719.4705 | 0.12985 | 496.1423 | -0.015958 | 718.7452 | 0.00032174 | 719.4705 | 0.010127 | 476.4407 | 1.4207
| 476.3757 | 0 | 496.366 | 0.10428 | 476.3757 | 0 | 496.366 | 0.083138 | 476.5566 | 0 | 496.366 | 0.088691 | 476.5566 | 2.3438 | 491.08 | 0.13122 | 476.3757 | 0.28663 | 491.08 | 0.52862 | 491.08 | 0.013976 | 476.5566 | 0.00013427 | 476.5566 | 0.00011682 | 476.3757 | 0 | 496.366 | 0.0047511 | 719.6342 | 0.13243 | 496.366 | 0.0075809 | 718.9089 | 0 | 719.6342 | 0.0095692 | 476.5566 | 1.4149
| 476.4891 | 0.010207 | 496.5898 | 0.13491 | 476.4891 | 0.0092761 | 496.5898 | 0.03951 | 476.6725 | 0.00024284 | 496.5898 | 0.045898 | 476.6725 | 2.338 | 491.31 | 0.10387 | 476.4891 | 0.27247 | 491.31 | 0.57439 | 491.31 | 0.0081613 | 476.6725 | 0.00015062 | 476.6725 | 0.00010346 | 476.4891 | 0 | 496.5898 | -0.0065425 | 719.7979 | 0.17491 | 496.5898 | 0.0070483 | 719.0727 | 0.00010725 | 719.7979 | 0.010405 | 476.6725 | 1.4138
| 476.6025 | 0 | 496.8135 | 0.1301 | 476.6025 | 0 | 496.8135 | 0.080151 | 476.7883 | 0 | 496.8135 | 0.079821 | 476.7883 | 2.3031 | 491.53 | 0.090919 | 476.6025 | 0.2917 | 491.53 | 0.59549 | 491.53 | 0.00081613 | 476.7883 | 0.00014351 | 476.7883 | 9.0102e-05 | 476.6025 | 0 | 496.8135 | -0.0036826 | 719.9615 | 0.13148 | 496.8135 | -0.0010038 | 719.2364 | 0 | 719.9615 | 0.010034 | 476.7883 | 1.4038
| 476.7159 | 0.00889 | 497.0373 | 0.1273 | 476.7159 | 0.012418 | 497.0373 | 0.02245 | 476.9042 | 0.00024284 | 497.0373 | 0.0396 | 476.9042 | 2.2928 | 491.76 | 0.074607 | 476.7159 | 0.28761 | 491.76 | 0.67375 | 491.76 | -0.0017853 | 476.9042 | 0.00016383 | 476.9042 | 0.00011014 | 476.7159 | 0 | 497.0373 | -0.0036986 | 720.1252 | 0.17391 | 497.0373 | 0.0062817 | 719.4002 | 0.00032174 | 720.1252 | 0.010591 | 476.9042 | 1.3978
| 476.8294 | 0 | 497.2611 | 0.12818 | 476.8294 | 0 | 497.2611 | 0.11383 | 477.0201 | 0 | 497.2611 | 0.082861 | 477.0201 | 2.2555 | 491.98 | 0.080364 | 476.8294 | 0.29081 | 491.98 | 0.65266 | 491.98 | 0.0014282 | 477.0201 | 0.00016614 | 477.0201 | 0.0001134 | 476.8294 | 0 | 497.2611 | -0.00073989 | 720.2889 | 0.15413 | 497.2611 | 0.0080571 | 719.5639 | 7.1499e-05 | 720.2889 | 0.01008 | 477.0201 | 1.3883
| 476.9428 | 0.0013064 | 497.4849 | 0.12498 | 476.9428 | 0.0059632 | 497.4849 | 0.023422 | 477.136 | 0 | 497.4849 | 0.04134 | 477.136 | 2.2412 | 492.2 | 0.065491 | 476.9428 | 0.28255 | 492.2 | 0.71125 | 492.2 | 0.0043357 | 477.136 | 0.00015111 | 477.136 | 0.00012179 | 476.9428 | 0 | 497.4849 | -0.0013036 | 720.4525 | 0.17455 | 497.4849 | -0.0050931 | 719.7277 | 0.00053624 | 720.4525 | 0.010731 | 477.136 | 1.3837
| 477.0562 | 0 | 497.7087 | 0.13665 | 477.0562 | 0 | 497.7087 | 0.073232 | 477.2519 | 0.00024284 | 497.7087 | 0.08405 | 477.2519 | 2.2061 | 492.43 | 0.099076 | 477.0562 | 0.29094 | 492.43 | 0.73211 | 492.43 | -0.0085181 | 477.2519 | 0.00013724 | 477.2519 | 0.0001134 | 477.0562 | 0 | 497.7087 | 0.0074024 | 720.6162 | 0.15671 | 497.7087 | -2.2694e-05 | 719.8914 | 0 | 720.6162 | 0.010173 | 477.2519 | 1.3764
| 477.1697 | 0.0095486 | 497.9325 | 0.1194 | 477.1697 | 0.018055 | 497.9325 | 0.019914 | 477.3678 | 0 | 497.9325 | 0.039214 | 477.3678 | 2.1981 | 492.65 | 0.035264 | 477.1697 | 0.28886 | 492.65 | 0.78153 | 492.65 | -0.0092835 | 477.3678 | 0.00014649 | 477.3678 | 0.00015519 | 477.1697 | 0 | 497.9325 | -0.0027934 | 720.7799 | 0.17428 | 497.9325 | -0.0019182 | 720.0552 | 0.00032174 | 720.7799 | 0.010405 | 477.3678 | 1.3737
| 477.2831 | 0 | 498.1563 | 0.12261 | 477.2831 | 0 | 498.1563 | 0.091295 | 477.4837 | 0 | 498.1563 | 0.082391 | 477.4837 | 2.1674 | 492.88 | 0.035744 | 477.2831 | 0.30582 | 492.88 | 0.77547 | 492.88 | -0.007141 | 477.4837 | 0.00016234 | 477.4837 | 0.00016856 | 477.2831 | 0.012597 | 498.1563 | 0.0083048 | 720.9436 | 0.16683 | 498.1563 | -0.0038243 | 720.219 | 0 | 720.9436 | 0.0098479 | 477.4837 | 1.3699
| 477.3965 | 0.0016023 | 498.3801 | 0.11924 | 477.3965 | 0.010317 | 498.3801 | 0.03631 | 477.5996 | 0.00024284 | 498.3801 | 0.041875 | 477.5996 | 2.1549 | 493.1 | 0.069809 | 477.3965 | 0.29552 | 493.1 | 0.86679 | 493.1 | 0.0014282 | 477.5996 | 0.0001564 | 477.5996 | 0.00013841 | 477.3965 | 0 | 498.3801 | 0.00019292 | 721.1073 | 0.15513 | 498.3801 | -0.0049792 | 720.3827 | 0.00032174 | 721.1073 | 0.010545 | 477.5996 | 1.3681
| 477.51 | 0 | 498.604 | 0.12892 | 477.51 | 0 | 498.604 | 0.05151 | 477.7155 | 0 | 498.604 | 0.086785 | 477.7155 | 2.1288 | 493.32 | 0.061174 | 477.51 | 0.29321 | 493.32 | 0.87053 | 493.32 | -0.0025504 | 477.7155 | 0.0001564 | 477.7155 | 0.00012847 | 477.51 | 0.0024632 | 498.604 | 0.0009785 | 721.271 | 0.16833 | 498.604 | 0.00053109 | 720.5465 | 7.1499e-05 | 721.271 | 0.010359 | 477.7155 | 1.3651
| 477.6234 | 0.005004 | 498.8279 | 0.10046 | 477.6234 | 0.0099348 | 498.8279 | 0.02365 | 477.8314 | 0.00053406 | 498.8279 | 0.042342 | 477.8314 | 2.1225 | 493.55 | 0.011755 | 477.6234 | 0.29392 | 493.55 | 0.92515 | 493.55 | 0.0041827 | 477.8314 | 0.00015177 | 477.8314 | 0.00011014 | 477.6234 | 0 | 498.8279 | -0.0054556 | 721.4347 | 0.17056 | 498.8279 | -0.013968 | 720.7103 | 0.00010725 | 721.4347 | 0.010498 | 477.8314 | 1.3622
| 477.7369 | 0 | 499.0517 | 0.12609 | 477.7369 | 0 | 499.0517 | 0.09355 | 477.9473 | 0.00024284 | 499.0517 | 0.083598 | 477.9473 | 2.0937 | 493.77 | 0.051577 | 477.7369 | 0.30191 | 493.77 | 0.95754 | 493.77 | -0.0048458 | 477.9473 | 0.0001488 | 477.9473 | 0.00012847 | 477.7369 | 0.009641 | 499.0517 | 0.0018447 | 721.5984 | 0.17219 | 499.0517 | -0.0046812 | 720.8741 | 0 | 721.5984 | 0.0098015 | 477.9473 | 1.3525
| 477.8503 | 0.0081099 | 499.2756 | 0.12725 | 477.8503 | 0.011272 | 499.2756 | 0.043065 | 478.0632 | 0.00024284 | 499.2756 | 0.047096 | 478.0632 | 2.0756 | 494 | 0.050617 | 477.8503 | 0.30235 | 494 | 1.0124 | 494 | -0.0068351 | 478.0632 | 0.00013988 | 478.0632 | 0.00010843 | 477.8503 | 0 | 499.2756 | 0.0027519 | 721.7622 | 0.15417 | 499.2756 | -0.00086952 | 721.0379 | 0.00032174 | 721.7622 | 0.010266 | 478.0632 | 1.344
| 477.9638 | 0 | 499.4995 | 0.1266 | 477.9638 | 0 | 499.4995 | 0.11006 | 478.1792 | 0 | 499.4995 | 0.080652 | 478.1792 | 2.043 | 494.22 | 0.029987 | 477.9638 | 0.31172 | 494.22 | 1.0235 | 494.22 | 0.0032646 | 478.1792 | 0.00012948 | 478.1792 | 0.0001134 | 477.9638 | 0.0033074 | 499.4995 | 0.002585 | 721.9259 | 0.15367 | 499.4995 | -0.0067489 | 721.2017 | 7.1499e-05 | 721.9259 | 0.010127 | 478.1792 | 1.3372
| 478.0772 | 0.0044124 | 499.7235 | 0.11165 | 478.0772 | 0.011559 | 499.7235 | 0.048463 | 478.2951 | 0 | 499.7235 | 0.044603 | 478.2951 | 2.0386 | 494.44 | 0.032866 | 478.0772 | 0.29592 | 494.44 | 1.0851 | 494.44 | 0.0021933 | 478.2951 | 0.00012799 | 478.2951 | 9.5069e-05 | 478.0772 | 0 | 499.7235 | 0.0061104 | 722.0896 | 0.15218 | 499.7235 | 0.00028539 | 721.3655 | 0.00032174 | 722.0896 | 0.010963 | 478.2951 | 1.3387
| 478.1907 | 0.0013333 | 499.9474 | 0.1139 | 478.1907 | 0 | 499.9474 | 0.09611 | 478.411 | 0 | 499.9474 | 0.082098 | 478.411 | 2.0159 | 494.67 | 0.017512 | 478.1907 | 0.30426 | 494.67 | 1.1216 | 494.67 | 0.0084671 | 478.411 | 0.00012948 | 478.411 | 0.00010346 | 478.1907 | 0 | 499.9474 | -0.0016932 | 722.2534 | 0.15517 | 499.9474 | 0.00055859 | 721.5294 | 7.1499e-05 | 722.2534 | 0.010359 | 478.411 | 1.3387
| 478.3042 | 0.0038207 | 500.1713 | 0.12 | 478.3042 | 0.017195 | 500.1713 | 0.032884 | 478.5269 | 0 | 500.1713 | 0.041444 | 478.5269 | 2.0074 | 494.89 | 0.041023 | 478.3042 | 0.32012 | 494.89 | 1.1651 | 494.89 | -0.0062227 | 478.5269 | 0.00014996 | 478.5269 | 0.00010672 | 478.3042 | 0 | 500.1713 | 0.001297 | 722.4171 | 0.14986 | 500.1713 | 0.00075728 | 721.6932 | 0.00032174 | 722.4171 | 0.010916 | 478.5269 | 1.3404
| 478.4176 | 0 | 500.3953 | 0.12372 | 478.4176 | 0 | 500.3953 | 0.058724 | 478.6429 | 0 | 500.3953 | 0.082092 | 478.6429 | 1.9728 | 495.12 | 0.054456 | 478.4176 | 0.30782 | 495.12 | 1.1882 | 495.12 | 0.0031115 | 478.6429 | 0.00014847 | 478.6429 | 0.00013687 | 478.4176 | 0.0054186 | 500.3953 | 0.00029324 | 722.5809 | 0.15653 | 500.3953 | 0.0066196 | 721.857 | 7.1499e-05 | 722.5809 | 0.01022 | 478.6429 | 1.3348
| 478.5311 | 0.010783 | 500.6193 | 0.12293 | 478.5311 | 0.013087 | 500.6193 | 0.031434 | 478.7588 | 0.00024284 | 500.6193 | 0.04406 | 478.7588 | 1.9615 | 495.34 | 0.018472 | 478.5311 | 0.3234 | 495.34 | 1.2622 | 495.34 | -0.0013262 | 478.7588 | 0.00013889 | 478.7588 | 0.0001468 | 478.5311 | 0 | 500.6193 | -0.0023142 | 722.7446 | 0.1505 | 500.6193 | -0.00085921 | 722.0208 | 0.00032174 | 722.7446 | 0.010777 | 478.7588 | 1.3276
| 478.6446 | 0 | 500.8433 | 0.11516 | 478.6446 | 0 | 500.8433 | 0.072932 | 478.8748 | 0.00024284 | 500.8433 | 0.08024 | 478.8748 | 1.9329 | 495.56 | 0.071728 | 478.6446 | 0.3159 | 495.56 | 1.2809 | 495.56 | -0.00086717 | 478.8748 | 0.0001085 | 478.8748 | 0.00015177 | 478.6446 | 0 | 500.8433 | 0.0051489 | 722.9084 | 0.15749 | 500.8433 | -0.012086 | 722.1847 | 0 | 722.9084 | 0.01008 | 478.8748 | 1.3205
| 478.758 | 0.0093016 | 501.0673 | 0.11794 | 478.758 | 0.0081166 | 501.0673 | 0.041173 | 478.9907 | 0 | 501.0673 | 0.036217 | 478.9907 | 1.9229 | 495.79 | 0.02327 | 478.758 | 0.30777 | 495.79 | 1.3428 | 495.79 | -0.0027035 | 478.9907 | 0.00010966 | 478.9907 | 0.00013687 | 478.758 | 0 | 501.0673 | -0.00046201 | 723.0721 | 0.15299 | 501.0673 | 0.00056556 | 722.3485 | 0.00010725 | 723.0721 | 0.010359 | 478.9907 | 1.3189
| 478.8715 | 0 | 501.2913 | 0.11429 | 478.8715 | 0 | 501.2913 | 0.092235 | 479.1067 | 0.00024284 | 501.2913 | 0.083599 | 479.1067 | 1.8943 | 496.01 | 0.028548 | 478.8715 | 0.32482 | 496.01 | 1.3892 | 496.01 | -0.0017853 | 479.1067 | 0.00011313 | 479.1067 | 0.00016187 | 478.8715 | 0 | 501.2913 | 0.0055352 | 723.2359 | 0.1623 | 501.2913 | 0.008764 | 722.5123 | 7.1499e-05 | 723.2359 | 0.0096157 | 479.1067 | 1.3128
| 478.985 | 0.0026375 | 501.5153 | 0.10597 | 478.985 | 0.016717 | 501.5153 | 0.014689 | 479.2226 | 0 | 501.5153 | 0.041332 | 479.2226 | 1.8792 | 496.24 | 0.026148 | 478.985 | 0.33219 | 496.24 | 1.417 | 496.24 | -0.0046928 | 479.2226 | 0.00013344 | 479.2226 | 0.00013687 | 478.985 | 0 | 501.5153 | -0.0019848 | 723.3997 | 0.15481 | 501.5153 | -0.012521 | 722.6762 | 0 | 723.3997 | 0.010266 | 479.2226 | 1.3125
| 479.0985 | 0 | 501.7393 | 0.12668 | 479.0985 | 0 | 501.7393 | 0.069232 | 479.3386 | 0 | 501.7393 | 0.079576 | 479.3386 | 1.8446 | 496.46 | 0.035744 | 479.0985 | 0.33051 | 496.46 | 1.4512 | 496.46 | 0.006172 | 479.3386 | 0.0001564 | 479.3386 | 0.00017352 | 479.0985 | 0.021464 | 501.7393 | 0.00023805 | 723.5634 | 0.16634 | 501.7393 | 0.0049364 | 722.8401 | 0.00028599 | 723.5634 | 0.0099408 | 479.3386 | 1.3068
| 479.212 | 0.0093016 | 501.9634 | 0.11299 | 479.212 | 0.01175 | 501.9634 | 0.049516 | 479.4546 | 0 | 501.9634 | 0.037263 | 479.4546 | 1.8283 | 496.69 | 0.045821 | 479.212 | 0.34481 | 496.69 | 1.5304 | 496.69 | 0.0038766 | 479.4546 | 0.00016614 | 479.4546 | 0.00015348 | 479.212 | 0 | 501.9634 | -0.0045961 | 723.7272 | 0.1529 | 501.9634 | -0.0069131 | 723.0039 | 0 | 723.7272 | 0.010777 | 479.4546 | 1.3065
| 479.3254 | 0 | 502.1875 | 0.11786 | 479.3254 | 0 | 502.1875 | 0.070103 | 479.5706 | 0 | 502.1875 | 0.077912 | 479.5706 | 1.8013 | 496.91 | 0.037664 | 479.3254 | 0.34578 | 496.91 | 1.5393 | 496.91 | 0.0066312 | 479.5706 | 0.00015342 | 479.5706 | 0.00016856 | 479.3254 | 0 | 502.1875 | 0.0031511 | 723.891 | 0.17809 | 502.1875 | -0.0022652 | 723.1678 | 7.1499e-05 | 723.891 | 0.010452 | 479.5706 | 1.2998
| 479.4389 | 0.011936 | 502.4115 | 0.11323 | 479.4389 | 0.0092761 | 502.4115 | 0.058723 | 479.6865 | 0 | 502.4115 | 0.042347 | 479.6865 | 1.7988 | 497.13 | 0.015593 | 479.4389 | 0.35187 | 497.13 | 1.6172 | 497.13 | 0.0028055 | 479.6865 | 0.00012485 | 479.6865 | 0.0001134 | 479.4389 | 0 | 502.4115 | -0.0062982 | 724.0548 | 0.17246 | 502.4115 | 0.0063552 | 723.3317 | 0.00010725 | 724.0548 | 0.011195 | 479.6865 | 1.2991
| 479.5524 | 0 | 502.6356 | 0.11652 | 479.5524 | 0 | 502.6356 | 0.06868 | 479.8025 | 0.00024284 | 502.6356 | 0.074136 | 479.8025 | 1.7761 | 497.36 | 0.0040782 | 479.5524 | 0.35067 | 497.36 | 1.6242 | 497.36 | -0.00010202 | 479.8025 | 0.00013873 | 479.8025 | 0.00011837 | 479.5524 | 0 | 502.6356 | 0.0074886 | 724.2186 | 0.17904 | 502.6356 | 0.0051616 | 723.4955 | 0.00028599 | 724.2186 | 0.010545 | 479.8025 | 1.2948
| 479.6659 | 0.0073704 | 502.8597 | 0.11322 | 479.6659 | 0.015284 | 502.8597 | 0.025543 | 479.9185 | 0 | 502.8597 | 0.039398 | 479.9185 | 1.7631 | 497.58 | 0.035744 | 479.6659 | 0.34143 | 497.58 | 1.6965 | 497.58 | -0.0091305 | 479.9185 | 0.0001488 | 479.9185 | 0.00013173 | 479.6659 | 0 | 502.8597 | -0.010576 | 724.3824 | 0.16929 | 502.8597 | -0.012111 | 723.6594 | 0 | 724.3824 | 0.010916 | 479.9185 | 1.2921
| 479.7794 | 0 | 503.0838 | 0.12342 | 479.7794 | 0 | 503.0838 | 0.068134 | 480.0345 | 0.00024284 | 503.0838 | 0.079325 | 480.0345 | 1.7245 | 497.81 | 0.011755 | 479.7794 | 0.35333 | 497.81 | 1.7142 | 497.81 | -0.005917 | 480.0345 | 0.000163 | 480.0345 | 0.00014851 | 479.7794 | 0.0033074 | 503.0838 | 0.0013398 | 724.5462 | 0.19234 | 503.0838 | 0.0057516 | 723.8233 | 0 | 724.5462 | 0.01008 | 480.0345 | 1.278
| 479.8929 | 0 | 503.308 | 0.10932 | 479.8929 | 0.014711 | 503.308 | 0.059575 | 480.1505 | 0 | 503.308 | 0.042103 | 480.1505 | 1.7044 | 498.03 | 0.014154 | 479.8929 | 0.36021 | 498.03 | 1.8046 | 498.03 | 0.0029585 | 480.1505 | 0.00013113 | 480.1505 | 0.0001235 | 479.8929 | 0 | 503.308 | 0.00026722 | 724.7101 | 0.17655 | 503.308 | -0.011222 | 723.9872 | 0.00010725 | 724.7101 | 0.010312 | 480.1505 | 1.2699
| 480.0064 | 0 | 503.5321 | 0.11878 | 480.0064 | 0 | 503.5321 | 0.066978 | 480.2665 | 0 | 503.5321 | 0.077557 | 480.2665 | 1.6688 | 498.26 | -0.012235 | 480.0064 | 0.36541 | 498.26 | 1.8159 | 498.26 | 0.00035706 | 480.2665 | 0.00014467 | 480.2665 | 9.5069e-05 | 480.0064 | 0.0028853 | 503.5321 | -0.0064392 | 724.8739 | 0.18876 | 503.5321 | -0.0062244 | 724.1511 | 0 | 724.8739 | 0.0097086 | 480.2665 | 1.2571
| 480.1199 | 0.013006 | 503.7563 | 0.11655 | 480.1199 | 0.0026503 | 503.7563 | 0.037916 | 480.3825 | 0 | 503.7563 | 0.044951 | 480.3825 | 1.6568 | 498.48 | 0.02135 | 480.1199 | 0.36119 | 498.48 | 1.8618 | 498.48 | -0.0062227 | 480.3825 | 0.00014996 | 480.3825 | 8.3421e-05 | 480.1199 | 0 | 503.7563 | -0.0021763 | 725.0377 | 0.19075 | 503.7563 | 0.0093756 | 724.315 | 0.00032174 | 725.0377 | 0.010545 | 480.3825 | 1.2575
| 480.2334 | 0 | 503.9804 | 0.12119 | 480.2334 | 0 | 503.9804 | 0.06579 | 480.4985 | 0 | 503.9804 | 0.079765 | 480.4985 | 1.6279 | 498.71 | 0.0064771 | 480.2334 | 0.36896 | 498.71 | 1.9192 | 498.71 | -0.0042337 | 480.4985 | 0.00016267 | 480.4985 | 0.0001134 | 480.2334 | 0 | 503.9804 | 0.0053211 | 725.2015 | 0.18966 | 503.9804 | -0.007805 | 724.4789 | 7.1499e-05 | 725.2015 | 0.010312 | 480.4985 | 1.2525
| 480.3469 | 0.0020459 | 504.2046 | 0.11486 | 480.3469 | 0.010412 | 504.2046 | 0.040924 | 480.6145 | 0.00024284 | 504.2046 | 0.043838 | 480.6145 | 1.6352 | 498.93 | -0.017512 | 480.3469 | 0.37784 | 498.93 | 1.9907 | 498.93 | -0.0068351 | 480.6145 | 0.00015755 | 480.6145 | 0.00014012 | 480.3469 | 0 | 504.2046 | -7.5248e-05 | 725.3654 | 0.18122 | 504.2046 | 0.0018774 | 724.6428 | 0.00010725 | 725.3654 | 0.01087 | 480.6145 | 1.2558
| 480.4604 | 0 | 504.4288 | 0.11789 | 480.4604 | 0 | 504.4288 | 0.085017 | 480.7305 | 0.00024284 | 504.4288 | 0.07678 | 480.7305 | 1.6116 | 499.15 | 0.024709 | 480.4604 | 0.39543 | 499.15 | 1.9856 | 499.15 | -0.0023974 | 480.7305 | 0.00016069 | 480.7305 | 0.00013173 | 480.4604 | 0 | 504.4288 | 0.0035367 | 725.5292 | 0.20528 | 504.4288 | 0.00032203 | 724.8067 | 7.1499e-05 | 725.5292 | 0.010127 | 480.7305 | 1.2523
| 480.5739 | 0 | 504.653 | 0.10799 | 480.5739 | 0.010317 | 504.653 | 0.033894 | 480.8465 | 0.00053406 | 504.653 | 0.038992 | 480.8465 | 1.6076 | 499.38 | -0.0026388 | 480.5739 | 0.38819 | 499.38 | 2.0692 | 499.38 | -0.005917 | 480.8465 | 0.00014996 | 480.8465 | 0.00016016 | 480.5739 | 0 | 504.653 | -0.0030113 | 725.6931 | 0.19479 | 504.653 | -0.0072187 | 724.9706 | 0 | 725.6931 | 0.010452 | 480.8465 | 1.2547
| 480.6875 | 0 | 504.8773 | 0.11543 | 480.6875 | 0 | 504.8773 | 0.03853 | 480.9625 | 0.00024284 | 504.8773 | 0.078925 | 480.9625 | 1.5694 | 499.6 | 0.046299 | 480.6875 | 0.4127 | 499.6 | 2.0808 | 499.6 | -0.0017853 | 480.9625 | 0.00013988 | 480.9625 | 0.00014509 | 480.6875 | 0 | 504.8773 | 0.010149 | 725.8569 | 0.20886 | 504.8773 | -0.0067756 | 725.1346 | 7.1499e-05 | 725.8569 | 0.010173 | 480.9625 | 1.2505
| 480.801 | 0.0030813 | 505.1015 | 0.10606 | 480.801 | 0.012132 | 505.1015 | 0.032083 | 481.0786 | 0 | 505.1015 | 0.039521 | 481.0786 | 1.5577 | 499.83 | -0.020391 | 480.801 | 0.40231 | 499.83 | 2.1836 | 499.83 | -0.0062227 | 481.0786 | 0.00013113 | 481.0786 | 0.0001802 | 480.801 | 0 | 505.1015 | -0.0042541 | 726.0208 | 0.20564 | 505.1015 | -7.9521e-05 | 725.2985 | 0.00010725 | 726.0208 | 0.011102 | 481.0786 | 1.2492
| 480.9145 | 0 | 505.3257 | 0.11839 | 480.9145 | 0 | 505.3257 | 0.07088 | 481.1946 | 0.00024284 | 505.3257 | 0.077934 | 481.1946 | 1.5296 | 500.05 | 0.017512 | 480.9145 | 0.40537 | 500.05 | 2.1923 | 500.05 | 0.0011222 | 481.1946 | 0.00013179 | 481.1946 | 0.00013687 | 480.9145 | 0 | 505.3257 | 0.00094906 | 726.1846 | 0.20718 | 505.3257 | 0.0088659 | 725.4624 | 0 | 726.1846 | 0.011102 | 481.1946 | 1.2374
| 481.028 | 0.0026375 | 505.55 | 0.11067 | 481.028 | 0.0076196 | 505.55 | 0.024584 | 481.3106 | 0.00024284 | 505.55 | 0.041771 | 481.3106 | 1.5246 | 500.28 | -0.010315 | 481.028 | 0.41554 | 500.28 | 2.239 | 500.28 | -0.0034686 | 481.3106 | 0.00012964 | 481.3106 | 0.00015845 | 481.028 | 0 | 505.55 | -0.0038497 | 726.3485 | 0.22847 | 505.55 | -0.0016601 | 725.6264 | 0 | 726.3485 | 0.01152 | 481.3106 | 1.2319
| 481.1415 | 0 | 505.7743 | 0.1206 | 481.1415 | 0 | 505.7743 | 0.081733 | 481.4266 | 0.00053406 | 505.7743 | 0.074507 | 481.4266 | 1.5088 | 500.5 | 0.018952 | 481.1415 | 0.42078 | 500.5 | 2.3035 | 500.5 | -0.007141 | 481.4266 | 0.00013146 | 481.4266 | 0.00015845 | 481.1415 | 0 | 505.7743 | 0.0016471 | 726.5124 | 0.22325 | 505.7743 | 0.0059385 | 725.7903 | 7.1499e-05 | 726.5124 | 0.010731 | 481.4266 | 1.2255
| 481.2551 | 0.0075183 | 505.9986 | 0.11327 | 481.2551 | 0.013565 | 505.9986 | 0.028908 | 481.5427 | 0 | 505.9986 | 0.038187 | 481.5427 | 1.5008 | 500.73 | -0.004558 | 481.2551 | 0.4353 | 500.73 | 2.3767 | 500.73 | 0.0023464 | 481.5427 | 0.00014384 | 481.5427 | 0.00014851 | 481.2551 | 0.0012649 | 505.9986 | 0.0028228 | 726.6762 | 0.22969 | 505.9986 | -0.0064564 | 725.9543 | 0.00032174 | 726.6762 | 0.011009 | 481.5427 | 1.2299
| 481.3686 | 0 | 506.2229 | 0.11174 | 481.3686 | 0 | 506.2229 | 0.062272 | 481.6587 | 0.00082547 | 506.2229 | 0.078873 | 481.6587 | 1.4716 | 500.95 | 0.027109 | 481.3686 | 0.44219 | 500.95 | 2.3567 | 500.95 | 0.0023464 | 481.6587 | 0.00015144 | 481.6587 | 0.00013687 | 481.3686 | 0 | 506.2229 | 0.0025479 | 726.8401 | 0.23105 | 506.2229 | 0.0017131 | 726.1182 | 7.1499e-05 | 726.8401 | 0.010591 | 481.6587 | 1.2265
| 481.4821 | 0.0051518 | 506.4472 | 0.11099 | 481.4821 | 0 | 506.4472 | 0.028456 | 481.7748 | 0.00024284 | 506.4472 | 0.03908 | 481.7748 | 1.4513 | 501.17 | -0.033346 | 481.4821 | 0.41692 | 501.17 | 2.4418 | 501.17 | 0.0032646 | 481.7748 | 0.0001554 | 481.7748 | 0.00012505 | 481.4821 | 0.0012649 | 506.4472 | -0.0031089 | 727.004 | 0.23201 | 506.4472 | -0.0053292 | 726.2822 | 0 | 727.004 | 0.011009 | 481.7748 | 1.2269
| 481.5957 | 0 | 506.6715 | 0.11232 | 481.5957 | 0 | 506.6715 | 0.076475 | 481.8908 | 0.00024284 | 506.6715 | 0.077232 | 481.8908 | 1.418 | 501.4 | 0.018952 | 481.5957 | 0.4286 | 501.4 | 2.4592 | 501.4 | 0.0017343 | 481.8908 | 0.00014847 | 481.8908 | 0.00012008 | 481.5957 | 0.00077413 | 506.6715 | 0.0055144 | 727.1679 | 0.22729 | 506.6715 | -0.0019685 | 726.4462 | 0.00028599 | 727.1679 | 0.010405 | 481.8908 | 1.2221
| 481.7092 | 0.010454 | 506.8959 | 0.11303 | 481.7092 | 0.013278 | 506.8959 | 0.046044 | 482.0069 | 0 | 506.8959 | 0.043518 | 482.0069 | 1.407 | 501.62 | -0.0050378 | 481.7092 | 0.44312 | 501.62 | 2.5151 | 501.62 | 0.0031115 | 482.0069 | 0.00014583 | 482.0069 | 0.00010843 | 481.7092 | 0 | 506.8959 | 0.0045408 | 727.3318 | 0.22116 | 506.8959 | -0.0018951 | 726.6101 | 0 | 727.3318 | 0.010963 | 482.0069 | 1.2209
| 481.8227 | 0 | 507.1202 | 0.11444 | 481.8227 | 0 | 507.1202 | 0.078681 | 482.123 | 0 | 507.1202 | 0.072967 | 482.123 | 1.3833 | 501.85 | 0.014634 | 481.8227 | 0.42798 | 501.85 | 2.5546 | 501.85 | -0.0083652 | 482.123 | 0.00014153 | 482.123 | 9.3356e-05 | 481.8227 | 0 | 507.1202 | 0.0034898 | 727.4957 | 0.24172 | 507.1202 | -0.0024894 | 726.7741 | 0 | 727.4957 | 0.010545 | 482.123 | 1.2136
| 481.9363 | 0.007814 | 507.3446 | 0.11016 | 481.9363 | 0.0033129 | 507.3446 | 0.035968 | 482.239 | 0.00053406 | 507.3446 | 0.040533 | 482.239 | 1.3836 | 502.07 | -0.012235 | 481.9363 | 0.44338 | 502.07 | 2.6282 | 502.07 | -0.0043867 | 482.239 | 0.0001483 | 482.239 | 7.8454e-05 | 481.9363 | 0.0012649 | 507.3446 | -0.0011688 | 727.6596 | 0.24172 | 507.3446 | -0.0045175 | 726.9381 | 0.00010725 | 727.6596 | 0.011334 | 482.239 | 1.2069
| 482.0498 | 0.0013333 | 507.569 | 0.099321 | 482.0498 | 0 | 507.569 | 0.074162 | 482.3551 | 0 | 507.569 | 0.072445 | 482.3551 | 1.3723 | 502.3 | 0.018952 | 482.0498 | 0.44436 | 502.3 | 2.6197 | 502.3 | 0.0064783 | 482.3551 | 0.000163 | 482.3551 | 6.0125e-05 | 482.0498 | 0 | 507.569 | 0.0012328 | 727.8235 | 0.24127 | 507.569 | -0.0050544 | 727.1021 | 7.1499e-05 | 727.8235 | 0.010545 | 482.3551 | 1.2019
| 482.1634 | 0.0013064 | 507.7933 | 0.10506 | 482.1634 | 0.0064601 | 507.7933 | 0.036452 | 482.4712 | 0 | 507.7933 | 0.042998 | 482.4712 | 1.3723 | 502.52 | -0.0031186 | 482.1634 | 0.44161 | 502.52 | 2.7 | 502.52 | 0.0017343 | 482.4712 | 0.00017308 | 482.4712 | 4.5051e-05 | 482.1634 | 0 | 507.7933 | 0.0025883 | 727.9875 | 0.24308 | 507.7933 | -0.0038504 | 727.2661 | 0.00010725 | 727.9875 | 0.011195 | 482.4712 | 1.203
| 482.2769 | 0 | 508.0178 | 0.11647 | 482.2769 | 0 | 508.0178 | 0.10573 | 482.5872 | 0.00024284 | 508.0178 | 0.077177 | 482.5872 | 1.3432 | 502.75 | -0.0040782 | 482.2769 | 0.44121 | 502.75 | 2.7029 | 502.75 | -0.0046928 | 482.5872 | 0.00016383 | 482.5872 | 8.5134e-05 | 482.2769 | 0 | 508.0178 | 0.0082223 | 728.1514 | 0.24862 | 508.0178 | 0.0088358 | 727.4301 | 0 | 728.1514 | 0.010359 | 482.5872 | 1.2019
| 482.3905 | 0.0089723 | 508.2422 | 0.10907 | 482.3905 | 0.010412 | 508.2422 | 0.039852 | 482.7033 | 0.00053406 | 508.2422 | 0.039941 | 482.7033 | 1.3222 | 502.97 | 0.0035984 | 482.3905 | 0.45848 | 502.97 | 2.7857 | 502.97 | -0.007141 | 482.7033 | 0.00016218 | 482.7033 | 0.00010672 | 482.3905 | 0 | 508.2422 | 0.0022157 | 728.3153 | 0.24077 | 508.2422 | -0.010119 | 727.5941 | 0.00010725 | 728.3153 | 0.011056 | 482.7033 | 1.2014
| 482.504 | 0 | 508.4666 | 0.11014 | 482.504 | 0 | 508.4666 | 0.066039 | 482.8194 | 0.00024284 | 508.4666 | 0.080039 | 482.8194 | 1.2833 | 503.2 | 0.030946 | 482.504 | 0.446 | 503.2 | 2.8102 | 503.2 | -0.010202 | 482.8194 | 0.00014335 | 482.8194 | 0.00014337 | 482.504 | 0.005841 | 508.4666 | 0.0056881 | 728.4793 | 0.24948 | 508.4666 | 0.007296 | 727.7581 | 0 | 728.4793 | 0.010266 | 482.8194 | 1.1948
| 482.6176 | 0.0066309 | 508.691 | 0.10426 | 482.6176 | 0.002319 | 508.691 | 0.033075 | 482.9355 | 0.00053406 | 508.691 | 0.039748 | 482.9355 | 1.2702 | 503.42 | 0.014634 | 482.6176 | 0.45724 | 503.42 | 2.8771 | 503.42 | -0.0039276 | 482.9355 | 0.00013575 | 482.9355 | 0.00013173 | 482.6176 | 0 | 508.691 | -0.0055913 | 728.6432 | 0.25402 | 508.691 | 0.0022939 | 727.9221 | 0.00032174 | 728.6432 | 0.010591 | 482.9355 | 1.1959
| 482.7312 | 0 | 508.9155 | 0.10557 | 482.7312 | 0 | 508.9155 | 0.053086 | 483.0516 | 0.00024284 | 508.9155 | 0.074242 | 483.0516 | 1.2412 | 503.64 | -0.012714 | 482.7312 | 0.46816 | 503.64 | 2.9141 | 503.64 | 0.010304 | 483.0516 | 0.00011412 | 483.0516 | 0.00013018 | 482.7312 | 0 | 508.9155 | 0.0035458 | 728.8071 | 0.26677 | 508.9155 | -0.001198 | 728.0861 | 0 | 728.8071 | 0.0099873 | 483.0516 | 1.1909
| 482.8447 | 0 | 509.14 | 0.10872 | 482.8447 | 0.011272 | 509.14 | 0.028799 | 483.1677 | 0.00024284 | 509.14 | 0.044153 | 483.1677 | 1.2419 | 503.87 | 0.011755 | 482.8447 | 0.46479 | 503.87 | 2.9513 | 503.87 | -0.0046928 | 483.1677 | 0.00012452 | 483.1677 | 0.00013173 | 482.8447 | 0 | 509.14 | 0.0016232 | 728.9711 | 0.26278 | 509.14 | -0.0068352 | 728.2501 | 0.0007506 | 728.9711 | 0.010916 | 483.1677 | 1.1897
| 482.9583 | 0 | 509.3645 | 0.11131 | 482.9583 | 0 | 509.3645 | 0.08119 | 483.2838 | 0 | 509.3645 | 0.074069 | 483.2838 | 1.224 | 504.09 | -0.025668 | 482.9583 | 0.46124 | 504.09 | 2.9356 | 504.09 | 0.0015813 | 483.2838 | 0.00012337 | 483.2838 | 0.00010672 | 482.9583 | 0 | 509.3645 | 0.0042064 | 729.135 | 0.26464 | 509.3645 | -0.00015023 | 728.4142 | 0 | 729.135 | 0.010916 | 483.2838 | 1.1832
| 483.0718 | 0.0057434 | 509.589 | 0.098103 | 483.0718 | 0.013756 | 509.589 | 0.028896 | 483.3999 | 0.00024284 | 509.589 | 0.040019 | 483.3999 | 1.2245 | 504.32 | -0.012235 | 483.0718 | 0.47513 | 504.32 | 2.9995 | 504.32 | -0.00056109 | 483.3999 | 0.00013839 | 483.3999 | 8.8389e-05 | 483.0718 | 0.00042164 | 509.589 | -0.0023947 | 729.299 | 0.26741 | 509.589 | -0.0044772 | 728.5782 | 0.00053624 | 729.299 | 0.011613 | 483.3999 | 1.1805
| 483.1854 | 0 | 509.8135 | 0.10982 | 483.1854 | 0 | 509.8135 | 0.052868 | 483.516 | 0 | 509.8135 | 0.074895 | 483.516 | 1.195 | 504.54 | -0.02183 | 483.1854 | 0.47611 | 504.54 | 3.0236 | 504.54 | 0.00020403 | 483.516 | 0.00012948 | 483.516 | 9.1815e-05 | 483.1854 | 0.0066856 | 509.8135 | 0.0035355 | 729.463 | 0.27127 | 509.8135 | 0.005215 | 728.7422 | 0 | 729.463 | 0.010916 | 483.516 | 1.1739
| 483.299 | 0.0027855 | 510.038 | 0.10124 | 483.299 | 0.014902 | 510.038 | 0.0037826 | 483.6321 | 0.00053406 | 510.038 | 0.040991 | 483.6321 | 1.1784 | 504.77 | 0.00071969 | 483.299 | 0.46958 | 504.77 | 3.0488 | 504.77 | 0.0031115 | 483.6321 | 0.00013724 | 483.6321 | 0.00012676 | 483.299 | 0 | 510.038 | -0.004074 | 729.6269 | 0.26832 | 510.038 | -0.0059203 | 728.9063 | 0.00010725 | 729.6269 | 0.011288 | 483.6321 | 1.1688
| 483.4126 | 0 | 510.2625 | 0.10961 | 483.4126 | 0 | 510.2625 | 0.10198 | 483.7482 | 0.00053406 | 510.2625 | 0.073964 | 483.7482 | 1.142 | 504.99 | 0.025668 | 483.4126 | 0.48002 | 504.99 | 3.0667 | 504.99 | 0.00051009 | 483.7482 | 0.00012188 | 483.7482 | 0.0001468 | 483.4126 | 0 | 510.2625 | 0.0072183 | 729.7909 | 0.27925 | 510.2625 | -0.0070111 | 729.0703 | 0 | 729.7909 | 0.010498 | 483.7482 | 1.1586
| 483.5262 | 0.0052997 | 510.4871 | 0.10431 | 483.5262 | 0.011941 | 510.4871 | 0.0057573 | 483.8644 | 0 | 510.4871 | 0.038637 | 483.8644 | 1.129 | 505.22 | -0.040542 | 483.5262 | 0.48433 | 505.22 | 3.0889 | 505.22 | 0.0029585 | 483.8644 | 0.00014417 | 483.8644 | 0.0001134 | 483.5262 | 0.0063249 | 510.4871 | 0.00222 | 729.9549 | 0.27072 | 510.4871 | -0.0046376 | 729.2344 | 0 | 729.9549 | 0.010684 | 483.8644 | 1.1563
| 483.6397 | 0 | 510.7116 | 0.10861 | 483.6397 | 0 | 510.7116 | 0.073343 | 483.9805 | 0 | 510.7116 | 0.071805 | 483.9805 | 1.1022 | 505.44 | 0.0040782 | 483.6397 | 0.48331 | 505.44 | 3.1401 | 505.44 | 0.0052539 | 483.9805 | 0.00015293 | 483.9805 | 8.1708e-05 | 483.6397 | 0 | 510.7116 | -0.0032349 | 730.1189 | 0.27898 | 510.7116 | 0.0020212 | 729.3984 | 0 | 730.1189 | 0.0099408 | 483.9805 | 1.1532
| 483.7533 | 0.012841 | 510.9362 | 0.10773 | 483.7533 | 0.013756 | 510.9362 | 0.021024 | 484.0966 | 0 | 510.9362 | 0.041576 | 484.0966 | 1.0949 | 505.67 | -0.024228 | 483.7533 | 0.48672 | 505.67 | 3.1491 | 505.67 | -0.00010202 | 484.0966 | 0.00015144 | 484.0966 | 8.1708e-05 | 483.7533 | 0 | 510.9362 | -0.0034668 | 730.2829 | 0.2758 | 510.9362 | 0.00046614 | 729.5625 | 0.00053624 | 730.2829 | 0.010731 | 484.0966 | 1.1576
| 483.8669 | 0 | 511.1608 | 0.10901 | 483.8669 | 0 | 511.1608 | 0.11046 | 484.2127 | 0.00024284 | 511.1608 | 0.074472 | 484.2127 | 1.0781 | 505.89 | 0.004558 | 483.8669 | 0.49312 | 505.89 | 3.1438 | 505.89 | -0.0051518 | 484.2127 | 0.00013179 | 484.2127 | 9.1815e-05 | 483.8669 | 0.010908 | 511.1608 | 0.0023469 | 730.4469 | 0.28012 | 511.1608 | 0.0038443 | 729.7265 | 0 | 730.4469 | 0.010777 | 484.2127 | 1.1552
| 483.9805 | 0.0030813 | 511.3854 | 0.1023 | 483.9805 | 0.014902 | 511.3854 | 0.0012933 | 484.3289 | 0.00024284 | 511.3854 | 0.037059 | 484.3289 | 1.0784 | 506.12 | 0.0031186 | 483.9805 | 0.48459 | 506.12 | 3.2298 | 506.12 | -0.011426 | 484.3289 | 0.00013179 | 484.3289 | 0.00010004 | 483.9805 | 0 | 511.3854 | -0.0071771 | 730.6109 | 0.28602 | 511.3854 | -0.0019808 | 729.8906 | 0.00010725 | 730.6109 | 0.011427 | 484.3289 | 1.1547
| 484.0941 | 0 | 511.61 | 0.10635 | 484.0941 | 0 | 511.61 | 0.080223 | 484.445 | 0.00024284 | 511.61 | 0.069674 | 484.445 | 1.0626 | 506.34 | 0.030466 | 484.0941 | 0.47735 | 506.34 | 3.2502 | 506.34 | 5.1009e-05 | 484.445 | 0.00015144 | 484.445 | 8.5134e-05 | 484.0941 | 0.023171 | 511.61 | 0.000798 | 730.7749 | 0.28338 | 511.61 | 0.013501 | 730.0547 | 0 | 730.7749 | 0.010731 | 484.445 | 1.151
| 484.2077 | 0.00056695 | 511.8346 | 0.10253 | 484.2077 | 0.011559 | 511.8346 | 0.021607 | 484.5612 | 0.00024284 | 511.8346 | 0.036557 | 484.5612 | 1.053 | 506.57 | -0.025189 | 484.2077 | 0.49734 | 506.57 | 3.2654 | 506.57 | 0.00020403 | 484.5612 | 0.00014583 | 484.5612 | 0.00013344 | 484.2077 | 0 | 511.8346 | -0.0038906 | 730.9389 | 0.27381 | 511.8346 | -0.0092617 | 730.2188 | 0.00010725 | 730.9389 | 0.011102 | 484.5612 | 1.1517
| 484.3213 | 0 | 512.0593 | 0.10032 | 484.3213 | 0 | 512.0593 | 0.085153 | 484.6773 | 0 | 512.0593 | 0.071234 | 484.6773 | 1.0236 | 506.79 | -0.035264 | 484.3213 | 0.50551 | 506.79 | 3.3073 | 506.79 | -0.0043867 | 484.6773 | 0.00014616 | 484.6773 | 0.00011168 | 484.3213 | 0 | 512.0593 | 0.0018397 | 731.1029 | 0.29822 | 512.0593 | 0.00093481 | 730.3829 | 0 | 731.1029 | 0.010684 | 484.6773 | 1.1463
| 484.4349 | 0.00041907 | 512.2839 | 0.10557 | 484.4349 | 0.0079509 | 512.2839 | 0.014702 | 484.7935 | 0.00024284 | 512.2839 | 0.035758 | 484.7935 | 1.0064 | 507.02 | -0.017512 | 484.4349 | 0.50373 | 507.02 | 3.3051 | 507.02 | -0.0045398 | 484.7935 | 0.00012733 | 484.7935 | 0.00016016 | 484.4349 | 0.015602 | 512.2839 | 0.0034527 | 731.2669 | 0.28887 | 512.2839 | -0.0023899 | 730.547 | 0.00032174 | 731.2669 | 0.011056 | 484.7935 | 1.1459
| 484.5485 | 0 | 512.5086 | 0.10171 | 484.5485 | 0 | 512.5086 | 0.072158 | 484.9096 | 0 | 512.5086 | 0.07187 | 484.9096 | 0.97501 | 507.24 | -0.0031186 | 484.5485 | 0.50688 | 507.24 | 3.3315 | 507.24 | 0.0028055 | 484.9096 | 0.00013658 | 484.9096 | 0.00016342 | 484.5485 | 0 | 512.5086 | -0.0023427 | 731.431 | 0.294 | 512.5086 | 0.0040887 | 730.7111 | 0 | 731.431 | 0.010498 | 484.9096 | 1.1393
| 484.6621 | 0.0095486 | 512.7333 | 0.096794 | 484.6621 | 0.0082822 | 512.7333 | 0.021945 | 485.0258 | 0.00024284 | 512.7333 | 0.033044 | 485.0258 | 0.96669 | 507.47 | 0.0083963 | 484.6621 | 0.52025 | 507.47 | 3.329 | 507.47 | -0.0033155 | 485.0258 | 0.00013773 | 485.0258 | 0.00020024 | 484.6621 | 0 | 512.7333 | -0.0075812 | 731.595 | 0.29977 | 512.7333 | -0.0054005 | 730.8752 | 0.00010725 | 731.595 | 0.010684 | 485.0258 | 1.1374
| 484.7757 | 0 | 512.958 | 0.10666 | 484.7757 | 0 | 512.958 | 0.079689 | 485.142 | 0 | 512.958 | 0.069501 | 485.142 | 0.93543 | 507.69 | -0.0083963 | 484.7757 | 0.52012 | 507.69 | 3.3576 | 507.69 | -0.0017853 | 485.142 | 0.00013873 | 485.142 | 0.00016856 | 484.7757 | 0 | 512.958 | 0.0094773 | 731.7591 | 0.30285 | 512.958 | 0.0053436 | 731.0393 | 7.1499e-05 | 731.7591 | 0.010638 | 485.142 | 1.1286
| 484.8893 | 0.0024896 | 513.1827 | 0.095347 | 484.8893 | 0.018055 | 513.1827 | 0.044932 | 485.2581 | 0 | 513.1827 | 0.042523 | 485.2581 | 0.92295 | 507.92 | -0.0083963 | 484.8893 | 0.52593 | 507.92 | 3.4092 | 507.92 | -0.01265 | 485.2581 | 0.00014731 | 485.2581 | 0.00012008 | 484.8893 | 0 | 513.1827 | -0.0064673 | 731.9231 | 0.30136 | 513.1827 | -0.0036428 | 731.2034 | 0.00010725 | 731.9231 | 0.011288 | 485.2581 | 1.1251
| 485.0029 | 0 | 513.4074 | 0.10532 | 485.0029 | 0 | 513.4074 | 0.067142 | 485.3743 | 0 | 513.4074 | 0.072445 | 485.3743 | 0.88654 | 508.14 | 0.010795 | 485.0029 | 0.52829 | 508.14 | 3.4158 | 508.14 | -0.0014792 | 485.3743 | 0.00014583 | 485.3743 | 9.0102e-05 | 485.0029 | 0.0033074 | 513.4074 | 0.0045837 | 732.0871 | 0.30771 | 513.4074 | 0.0053135 | 731.3675 | 0 | 732.0871 | 0.010916 | 485.3743 | 1.1221
| 485.1166 | 0.00027119 | 513.6321 | 0.10166 | 485.1166 | 0.0097437 | 513.6321 | 0.03926 | 485.4905 | 0 | 513.6321 | 0.034872 | 485.4905 | 0.87656 | 508.37 | 0.002159 | 485.1166 | 0.52704 | 508.37 | 3.4312 | 508.37 | -0.013874 | 485.4905 | 0.0001564 | 485.4905 | 9.3356e-05 | 485.1166 | 0 | 513.6321 | -0.00096057 | 732.2512 | 0.30957 | 513.6321 | 0.00035859 | 731.5316 | 0.00032174 | 732.2512 | 0.011056 | 485.4905 | 1.1207
| 485.2302 | 0.0038515 | 513.8569 | 0.10388 | 485.2302 | 0 | 513.8569 | 0.072238 | 485.6067 | 0.00024284 | 513.8569 | 0.072657 | 485.6067 | 0.83798 | 508.59 | 0.0035984 | 485.2302 | 0.54556 | 508.59 | 3.4212 | 508.59 | 0.00020403 | 485.6067 | 0.00013889 | 485.6067 | 0.00012179 | 485.2302 | 0 | 513.8569 | 0.0051978 | 732.4153 | 0.31656 | 513.8569 | 0.0085342 | 731.6957 | 7.1499e-05 | 732.4153 | 0.010312 | 485.6067 | 1.1155
| 485.3438 | 0.013582 | 514.0816 | 0.097289 | 485.3438 | 0.014616 | 514.0816 | 0.036523 | 485.7228 | 0 | 514.0816 | 0.036433 | 485.7228 | 0.83532 | 508.82 | -0.013674 | 485.3438 | 0.5568 | 508.82 | 3.4571 | 508.82 | 0.0031115 | 485.7228 | 0.00013839 | 485.7228 | 0.0001468 | 485.3438 | 0 | 514.0816 | 0.0021169 | 732.5793 | 0.32609 | 514.0816 | 0.0034676 | 731.8599 | 0 | 732.5793 | 0.010963 | 485.7228 | 1.1127
| 485.4574 | 0 | 514.3064 | 0.088817 | 485.4574 | 0 | 514.3064 | 0.048534 | 485.839 | 0.00024284 | 514.3064 | 0.070328 | 485.839 | 0.80838 | 509.04 | 0.00071969 | 485.4574 | 0.54898 | 509.04 | 3.4509 | 509.04 | -0.0031625 | 485.839 | 0.00012964 | 485.839 | 0.00016187 | 485.4574 | 0 | 514.3064 | 0.0013301 | 732.7434 | 0.31819 | 514.3064 | 0.0077384 | 732.024 | 7.1499e-05 | 732.7434 | 0.010498 | 485.839 | 1.1082
| 485.5711 | 0 | 514.5312 | 0.09511 | 485.5711 | 0.0014908 | 514.5312 | 0.02663 | 485.9552 | 0 | 514.5312 | 0.034156 | 485.9552 | 0.82268 | 509.27 | -0.002159 | 485.5711 | 0.5587 | 509.27 | 3.4612 | 509.27 | -0.0085181 | 485.9552 | 0.00014384 | 485.9552 | 0.00015006 | 485.5711 | 0 | 514.5312 | -0.005652 | 732.9075 | 0.324 | 514.5312 | -0.014417 | 732.1881 | 0 | 732.9075 | 0.011149 | 485.9552 | 1.1086
| 485.6847 | 0 | 514.756 | 0.10158 | 485.6847 | 0 | 514.756 | 0.059731 | 486.0714 | 0 | 514.756 | 0.067432 | 486.0714 | 0.7964 | 509.49 | 0.0055175 | 485.6847 | 0.56661 | 509.49 | 3.4645 | 509.49 | -0.0007141 | 486.0714 | 0.00013806 | 486.0714 | 0.00013687 | 485.6847 | 0.01513 | 514.756 | 0.0050864 | 733.0715 | 0.33821 | 514.756 | 0.0041592 | 732.3523 | 0 | 733.0715 | 0.010823 | 486.0714 | 1.1056
| 485.7983 | 0.007962 | 514.9808 | 0.094222 | 485.7983 | 0.013565 | 514.9808 | 0.013159 | 486.1876 | 0 | 514.9808 | 0.033511 | 486.1876 | 0.79823 | 509.72 | -0.0055175 | 485.7983 | 0.56186 | 509.72 | 3.5036 | 509.72 | -0.011273 | 486.1876 | 0.0001488 | 486.1876 | 0.00015674 | 485.7983 | 0.022721 | 514.9808 | -0.0048362 | 733.2356 | 0.33789 | 514.9808 | -0.0064444 | 732.5164 | 0.00032174 | 733.2356 | 0.011613 | 486.1876 | 1.1039
| 485.912 | 0 | 515.2056 | 0.096956 | 485.912 | 0 | 515.2056 | 0.072919 | 486.3038 | 0 | 515.2056 | 0.066328 | 486.3038 | 0.7678 | 509.94 | 0.0055175 | 485.912 | 0.56146 | 509.94 | 3.4994 | 509.94 | 0.0093854 | 486.3038 | 0.0001412 | 486.3038 | 0.00012505 | 485.912 | 0.010063 | 515.2056 | -0.00015793 | 733.3997 | 0.33612 | 515.2056 | 0.0093304 | 732.6806 | 0 | 733.3997 | 0.011009 | 486.3038 | 1.1002
| 486.0256 | 0.0027855 | 515.4304 | 0.096689 | 486.0256 | 0.013756 | 515.4304 | -0.0046213 | 486.42 | 0 | 515.4304 | 0.033933 | 486.42 | 0.7653 | 510.17 | -0.0050378 | 486.0256 | 0.58504 | 510.17 | 3.5064 | 510.17 | -0.0177 | 486.42 | 0.00015309 | 486.42 | 0.00014183 | 486.0256 | 0 | 515.4304 | -0.0039338 | 733.5638 | 0.33766 | 515.4304 | -0.0012761 | 732.8448 | 0 | 733.5638 | 0.011474 | 486.42 | 1.0981
| 486.1393 | 0 | 515.6553 | 0.10117 | 486.1393 | 0 | 515.6553 | 0.058261 | 486.5362 | 0 | 515.6553 | 0.071417 | 486.5362 | 0.7505 | 510.39 | 0.00071969 | 486.1393 | 0.59751 | 510.39 | 3.5459 | 510.39 | 0.0018873 | 486.5362 | 0.00013195 | 486.5362 | 0.00014337 | 486.1393 | 0 | 515.6553 | 0.01151 | 733.7279 | 0.35169 | 515.6553 | 0.0064078 | 733.0089 | 0 | 733.7279 | 0.010684 | 486.5362 | 1.096
| 486.2529 | 0.016381 | 515.8801 | 0.092432 | 486.2529 | 0.0034785 | 515.8801 | 0.037588 | 486.6524 | 0.00082547 | 515.8801 | 0.035274 | 486.6524 | 0.75433 | 510.62 | -0.02375 | 486.2529 | 0.61403 | 510.62 | 3.5338 | 510.62 | -0.005917 | 486.6524 | 0.00013773 | 486.6524 | 0.00019853 | 486.2529 | 0 | 515.8801 | -0.00658 | 733.892 | 0.35114 | 515.8801 | -0.0049938 | 733.1731 | 0.00032174 | 733.892 | 0.011567 | 486.6524 | 1.0973
| 486.3666 | 0 | 516.105 | 0.10556 | 486.3666 | 0 | 516.105 | 0.073574 | 486.7687 | 0 | 516.105 | 0.071317 | 486.7687 | 0.75599 | 510.84 | -0.011755 | 486.3666 | 0.60964 | 510.84 | 3.5074 | 510.84 | 0.013976 | 486.7687 | 0.00011296 | 486.7687 | 0.00020675 | 486.3666 | 0 | 516.105 | 0.0016704 | 734.0561 | 0.35378 | 516.105 | 0.0077647 | 733.3373 | 0 | 734.0561 | 0.011009 | 486.7687 | 1.092
| 486.4802 | 0.0048561 | 516.3299 | 0.077389 | 486.4802 | 0.014616 | 516.3299 | 0.02051 | 486.8849 | 0 | 516.3299 | 0.030989 | 486.8849 | 0.76364 | 511.07 | 0.0002399 | 486.4802 | 0.62047 | 511.07 | 3.5118 | 511.07 | -0.00056109 | 486.8849 | 0.00012849 | 486.8849 | 0.00021515 | 486.4802 | 0 | 516.3299 | 0.0043764 | 734.2202 | 0.34955 | 516.3299 | -3.6955e-05 | 733.5015 | 0.00010725 | 734.2202 | 0.011938 | 486.8849 | 1.0864
| 486.5939 | 0 | 516.5548 | 0.099761 | 486.5939 | 0 | 516.5548 | 0.077947 | 487.0011 | 0 | 516.5548 | 0.07061 | 487.0011 | 0.77561 | 511.29 | 0.0011995 | 486.5939 | 0.62753 | 511.29 | 3.5542 | 511.29 | -0.0077534 | 487.0011 | 0.00012716 | 487.0011 | 0.00016684 | 486.5939 | 0 | 516.5548 | 0.011769 | 734.3843 | 0.36907 | 516.5548 | 0.0022659 | 733.6656 | 7.1499e-05 | 734.3843 | 0.011242 | 487.0011 | 1.0771
| 486.7075 | 0 | 516.7797 | 0.083461 | 486.7075 | 0.013278 | 516.7797 | 0.013082 | 487.1174 | 0 | 516.7797 | 0.031061 | 487.1174 | 0.78094 | 511.52 | -0.037664 | 486.7075 | 0.6322 | 511.52 | 3.5637 | 511.52 | -0.0036216 | 487.1174 | 0.00016498 | 487.1174 | 0.00014012 | 486.7075 | 0 | 516.7797 | -0.011051 | 734.5485 | 0.35913 | 516.7797 | -0.0097876 | 733.8298 | 0.00010725 | 734.5485 | 0.011752 | 487.1174 | 1.0763
| 486.8212 | 0 | 517.0046 | 0.10648 | 486.8212 | 0 | 517.0046 | 0.080728 | 487.2336 | 0 | 517.0046 | 0.076185 | 487.2336 | 0.7831 | 511.74 | 0.031426 | 486.8212 | 0.67505 | 511.74 | 3.5049 | 511.74 | -0.0040807 | 487.2336 | 0.00015408 | 487.2336 | 8.6676e-05 | 486.8212 | 0 | 517.0046 | 0.00092322 | 734.7126 | 0.37193 | 517.0046 | 0.014011 | 733.994 | 0 | 734.7126 | 0.011149 | 487.2336 | 1.0748
| 486.9348 | 0.0061872 | 517.2296 | 0.097361 | 486.9348 | 0.010603 | 517.2296 | 0.014452 | 487.3498 | 0 | 517.2296 | 0.032237 | 487.3498 | 0.75799 | 511.97 | 0.002159 | 486.9348 | 0.67465 | 511.97 | 3.5804 | 511.97 | -0.0048458 | 487.3498 | 0.0001483 | 487.3498 | 8.1708e-05 | 486.9348 | 0.0063249 | 517.2296 | -0.0066788 | 734.8767 | 0.36399 | 517.2296 | -0.0014481 | 734.1582 | 0.00010725 | 734.8767 | 0.011567 | 487.3498 | 1.0779
| 487.0485 | 0 | 517.4545 | 0.097612 | 487.0485 | 0 | 517.4545 | 0.074106 | 487.4661 | 0 | 517.4545 | 0.074664 | 487.4661 | 0.73504 | 512.19 | -0.02183 | 487.0485 | 0.67545 | 512.19 | 3.5277 | 512.19 | -0.0043867 | 487.4661 | 0.00013113 | 487.4661 | 8.8389e-05 | 487.0485 | 0.0011963 | 517.4545 | 0.0061782 | 735.0409 | 0.37361 | 517.4545 | -0.0030988 | 734.3224 | 7.1499e-05 | 735.0409 | 0.010963 | 487.4661 | 1.0727
| 487.1622 | 0.0069267 | 517.6795 | 0.083836 | 487.1622 | 0.010794 | 517.6795 | -0.0012834 | 487.5823 | 0 | 517.6795 | 0.031387 | 487.5823 | 0.69729 | 512.42 | -0.017032 | 487.1622 | 0.6802 | 512.42 | 3.5774 | 512.42 | 0.00081613 | 487.5823 | 0.00015144 | 487.5823 | 0.00012676 | 487.1622 | 0 | 517.6795 | -0.0062082 | 735.205 | 0.36748 | 517.6795 | -0.0040708 | 734.4866 | 0 | 735.205 | 0.011613 | 487.5823 | 1.0738
| 487.2758 | 0 | 517.9045 | 0.093091 | 487.2758 | 0 | 517.9045 | 0.061459 | 487.6986 | 0.00024284 | 517.9045 | 0.069289 | 487.6986 | 0.66769 | 512.64 | 0.0035984 | 487.2758 | 0.70466 | 512.64 | 3.5783 | 512.64 | 0.0020403 | 487.6986 | 0.00016614 | 487.6986 | 0.00013687 | 487.2758 | 0 | 517.9045 | -0.0034981 | 735.3692 | 0.37706 | 517.9045 | 0.0075062 | 734.6509 | 0 | 735.3692 | 0.010963 | 487.6986 | 1.0632
| 487.3895 | 0.0036729 | 518.1295 | 0.090955 | 487.3895 | 0.012896 | 518.1295 | 0.015596 | 487.8148 | 0.00024284 | 518.1295 | 0.033656 | 487.8148 | 0.63676 | 512.87 | -0.012235 | 487.3895 | 0.7282 | 512.87 | 3.5467 | 512.87 | -0.00086717 | 487.8148 | 0.00016218 | 487.8148 | 0.00016342 | 487.3895 | 0 | 518.1295 | -0.005612 | 735.5333 | 0.37524 | 518.1295 | -0.005843 | 734.8151 | 0 | 735.5333 | 0.011799 | 487.8148 | 1.0632
| 487.5032 | 0 | 518.3545 | 0.10031 | 487.5032 | 0 | 518.3545 | 0.069539 | 487.9311 | 0 | 518.3545 | 0.073957 | 487.9311 | 0.60732 | 513.09 | 0.018472 | 487.5032 | 0.71386 | 513.09 | 3.5399 | 513.09 | 0.0096913 | 487.9311 | 0.00014797 | 487.9311 | 0.00013018 | 487.5032 | 0.0071077 | 518.3545 | 0.0038258 | 735.6975 | 0.3737 | 518.3545 | 0.0059342 | 734.9793 | 7.1499e-05 | 735.6975 | 0.011009 | 487.9311 | 1.0582
| 487.6169 | 0.011195 | 518.5795 | 0.093164 | 487.6169 | 0.01089 | 518.5795 | 0.016659 | 488.0474 | 0 | 518.5795 | 0.035816 | 488.0474 | 0.60483 | 513.32 | 0.0035984 | 487.6169 | 0.71461 | 513.32 | 3.5792 | 513.32 | -0.011426 | 488.0474 | 0.00014566 | 488.0474 | 0.0001701 | 487.6169 | 0 | 518.5795 | -0.0032306 | 735.8616 | 0.38827 | 518.5795 | -0.006047 | 735.1435 | 0.00010725 | 735.8616 | 0.011892 | 488.0474 | 1.0605
| 487.7306 | 0 | 518.8045 | 0.10056 | 487.7306 | 0 | 518.8045 | 0.07145 | 488.1636 | 0 | 518.8045 | 0.069581 | 488.1636 | 0.58404 | 513.54 | 0.011755 | 487.7306 | 0.70493 | 513.54 | 3.5282 | 513.54 | 0.0058659 | 488.1636 | 0.00014269 | 488.1636 | 0.00015519 | 487.7306 | 0 | 518.8045 | 0.0089209 | 736.0258 | 0.39076 | 518.8045 | -0.0059492 | 735.3078 | 0 | 736.0258 | 0.011242 | 488.1636 | 1.0545
| 487.8442 | 0 | 519.0295 | 0.088101 | 487.8442 | 0.0099348 | 519.0295 | 0.034064 | 488.2799 | 0.00024284 | 519.0295 | 0.029484 | 488.2799 | 0.60449 | 513.77 | -0.038142 | 487.8442 | 0.72647 | 513.77 | 3.557 | 513.77 | -0.0079064 | 488.2799 | 0.00014038 | 488.2799 | 0.00018688 | 487.8442 | 0.0042167 | 519.0295 | -0.0055099 | 736.19 | 0.39671 | 519.0295 | -0.0053037 | 735.472 | 0.00053624 | 736.19 | 0.011474 | 488.2799 | 1.0519
| 487.9579 | 0 | 519.2546 | 0.099435 | 487.9579 | 0 | 519.2546 | 0.093892 | 488.3962 | 0 | 519.2546 | 0.067825 | 488.3962 | 0.56974 | 513.99 | 0.0002399 | 487.9579 | 0.75258 | 513.99 | 3.5402 | 513.99 | 0.0037236 | 488.3962 | 0.00012882 | 488.3962 | 0.00014851 | 487.9579 | 0.004152 | 519.2546 | 0.0056446 | 736.3542 | 0.40538 | 519.2546 | 0.0090624 | 735.6363 | 0 | 736.3542 | 0.010777 | 488.3962 | 1.0492
| 488.0716 | 0 | 519.4797 | 0.093766 | 488.0716 | 0.012418 | 519.4797 | 0.019156 | 488.5125 | 0.00024284 | 519.4797 | 0.033018 | 488.5125 | 0.57922 | 514.22 | -0.0093559 | 488.0716 | 0.73881 | 514.22 | 3.608 | 514.22 | 0.0075495 | 488.5125 | 0.00013228 | 488.5125 | 0.00013841 | 488.0716 | 0 | 519.4797 | 0.00016581 | 736.5184 | 0.40987 | 519.4797 | -0.0086201 | 735.8005 | 0.00032174 | 736.5184 | 0.011195 | 488.5125 | 1.0477
| 488.1853 | 0 | 519.7047 | 0.096718 | 488.1853 | 0 | 519.7047 | 0.06166 | 488.6287 | 0.00053406 | 519.7047 | 0.071479 | 488.6287 | 0.50787 | 514.44 | 0.002159 | 488.1853 | 0.76141 | 514.44 | 3.5191 | 514.44 | 0.0051009 | 488.6287 | 0.00013377 | 488.6287 | 0.00012179 | 488.1853 | 0 | 519.7047 | 0.0034048 | 736.6825 | 0.40252 | 519.7047 | -0.0021031 | 735.9648 | 0 | 736.6825 | 0.011102 | 488.6287 | 1.042
| 488.299 | 0.0030813 | 519.9298 | 0.084907 | 488.299 | 0.0039755 | 519.9298 | 0.021264 | 488.745 | 0.00024284 | 519.9298 | 0.031054 | 488.745 | 0.5122 | 514.67 | -0.019911 | 488.299 | 0.74649 | 514.67 | 3.5713 | 514.67 | -0.0063763 | 488.745 | 0.0001412 | 488.745 | 0.00012179 | 488.299 | 0.0025301 | 519.9298 | 0.00036932 | 736.8467 | 0.40315 | 519.9298 | -0.0038294 | 736.129 | 0.00032174 | 736.8467 | 0.011706 | 488.745 | 1.0398
| 488.4127 | 0 | 520.1549 | 0.099609 | 488.4127 | 0 | 520.1549 | 0.056246 | 488.8613 | 0.00024284 | 520.1549 | 0.075381 | 488.8613 | 0.45233 | 514.89 | 0.0050378 | 488.4127 | 0.75307 | 514.89 | 3.5072 | 514.89 | 0.00096913 | 488.8613 | 0.00015078 | 488.8613 | 9.5069e-05 | 488.4127 | 0.0011963 | 520.1549 | 0.0010262 | 737.0109 | 0.41613 | 520.1549 | 0.0048862 | 736.2933 | 0.00028599 | 737.0109 | 0.011102 | 488.8613 | 1.0365
| 488.5264 | 0.012512 | 520.3801 | 0.099522 | 488.5264 | 0.016431 | 520.3801 | 0.023526 | 488.9776 | 0 | 520.3801 | 0.036505 | 488.9776 | 0.46963 | 515.12 | -0.0016793 | 488.5264 | 0.76754 | 515.12 | 3.5492 | 515.12 | 0.00066312 | 488.9776 | 0.00015953 | 488.9776 | 6.3379e-05 | 488.5264 | 0 | 520.3801 | -0.0075529 | 737.1751 | 0.42035 | 520.3801 | 0.0032328 | 736.4575 | 0.00010725 | 737.1751 | 0.011752 | 488.9776 | 1.039
| 488.6401 | 0 | 520.6052 | 0.095615 | 488.6401 | 0 | 520.6052 | 0.07187 | 489.0939 | 0 | 520.6052 | 0.072105 | 489.0939 | 0.41525 | 515.34 | 0.0079165 | 488.6401 | 0.7619 | 515.34 | 3.5301 | 515.34 | 0.00066312 | 489.0939 | 0.0001554 | 489.0939 | 7.5028e-05 | 488.6401 | 0 | 520.6052 | 0.0019745 | 737.3393 | 0.41799 | 520.6052 | 0.0051903 | 736.6218 | 0 | 737.3393 | 0.011056 | 489.0939 | 1.0318
| 488.7538 | 0 | 520.8303 | 0.084951 | 488.7538 | 0.017768 | 520.8303 | 0.0064763 | 489.2102 | 0 | 520.8303 | 0.029782 | 489.2102 | 0.4076 | 515.57 | -0.046779 | 488.7538 | 0.77247 | 515.57 | 3.5726 | 515.57 | -0.007141 | 489.2102 | 0.00014236 | 489.2102 | 0.00017181 | 488.7538 | 0 | 520.8303 | -0.0055823 | 737.5036 | 0.41786 | 520.8303 | -0.0025002 | 736.7861 | 0.00032174 | 737.5036 | 0.011985 | 489.2102 | 1.0321
| 488.8675 | 0 | 521.0555 | 0.098034 | 488.8675 | 0 | 521.0555 | 0.085811 | 489.3265 | 0 | 521.0555 | 0.076304 | 489.3265 | 0.37001 | 515.8 | 0.019431 | 488.8675 | 0.78233 | 515.8 | 3.5305 | 515.8 | 0.0083142 | 489.3265 | 0.00014269 | 489.3265 | 0.00018843 | 488.8675 | 0 | 521.0555 | 0.0010408 | 737.6678 | 0.43043 | 521.0555 | 0.0093425 | 736.9504 | 7.1499e-05 | 737.6678 | 0.011288 | 489.3265 | 1.027
| 488.9812 | 0.0041166 | 521.2807 | 0.0877 | 488.9812 | 0.014902 | 521.2807 | 0.017432 | 489.4428 | 0 | 521.2807 | 0.030232 | 489.4428 | 0.37899 | 516.02 | 0.010315 | 488.9812 | 0.78872 | 516.02 | 3.5799 | 516.02 | 0.00066312 | 489.4428 | 0.00014417 | 489.4428 | 0.00017352 | 488.9812 | 0 | 521.2807 | -0.001417 | 737.832 | 0.43551 | 521.2807 | -0.0036345 | 737.1147 | 0.00010725 | 737.832 | 0.01166 | 489.4428 | 1.0295
| 489.095 | 0 | 521.5058 | 0.096939 | 489.095 | 0 | 521.5058 | 0.060004 | 489.5591 | 0.00024284 | 521.5058 | 0.076246 | 489.5591 | 0.378 | 516.25 | -0.0026388 | 489.095 | 0.804 | 516.25 | 3.5478 | 516.25 | 0.0043357 | 489.5591 | 0.00013311 | 489.5591 | 0.0001235 | 489.095 | 0 | 521.5058 | 0.0021387 | 737.9962 | 0.44046 | 521.5058 | 0.0064882 | 737.279 | 7.1499e-05 | 737.9962 | 0.011102 | 489.5591 | 1.0236
| 489.2087 | 0.0021939 | 521.731 | 0.089879 | 489.2087 | 0.011463 | 521.731 | 0.019111 | 489.6755 | 0 | 521.731 | 0.027287 | 489.6755 | 0.39213 | 516.47 | -0.0079165 | 489.2087 | 0.82034 | 516.47 | 3.5727 | 516.47 | -0.00025504 | 489.6755 | 8.3731e-05 | 489.6755 | 8.5134e-05 | 489.2087 | 0 | 521.731 | -0.0016417 | 738.1605 | 0.45108 | 521.731 | -0.013474 | 737.4433 | 0.00032174 | 738.1605 | 0.011195 | 489.6755 | 1.0173
| 489.3224 | 0 | 521.9562 | 0.08017 | 489.3224 | 0 | 521.9562 | 0.0062948 | 489.7918 | 0 | 521.9562 | 0.03228 | 489.7918 | 0.40494 | 516.7 | 0.004558 | 489.3224 | 0.81639 | 516.7 | 3.5033 | 516.7 | -0.0065293 | 489.7918 | 0.00023335 | 489.7918 | 0.00023348 | 489.3224 | 0 | 521.9562 | -0.01299 | 738.3247 | 0.4573 | 521.9562 | -0.0051808 | 737.6076 | 0 | 738.3247 | 0.011149 | 489.7918 | 1.0121
| 489.4361 | 0.0075183 | 522.1815 | 0.096366 | 489.4361 | 0.0057976 | 522.1815 | 0.078183 | 489.9081 | 0.00053406 | 522.1815 | 0.067993 | 489.9081 | 0.41957 | 516.92 | 0.011275 | 489.4361 | 0.82793 | 516.92 | 3.5381 | 516.92 | 0.0017343 | 489.9081 | 0.00019917 | 489.9081 | 0.00017352 | 489.4361 | 0.025196 | 522.1815 | 0.0010246 | 738.489 | 0.46542 | 522.1815 | -5.8703e-05 | 737.7719 | 0.0007506 | 738.489 | 0.011102 | 489.9081 | 1.0105
| 489.5499 | 0 | 522.4067 | 0.090451 | 489.5499 | 0 | 522.4067 | 0.0099094 | 490.0245 | 0 | 522.4067 | 0.024771 | 490.0245 | 0.41491 | 517.15 | 0.002159 | 489.5499 | 0.84587 | 517.15 | 3.565 | 517.15 | 0.0037236 | 490.0245 | 0.00040825 | 490.0245 | 0.00039706 | 489.5499 | 0 | 522.4067 | 0.0012766 | 738.6532 | 0.46338 | 522.4067 | -0.0056392 | 737.9362 | 0 | 738.6532 | 0.011752 | 490.0245 | 1.0107
| 489.6636 | 0.0048561 | 522.6319 | 0.094652 | 489.6636 | 0.020347 | 522.6319 | 0.085335 | 490.1408 | 0.00082547 | 522.6319 | 0.070108 | 490.1408 | 0.41708 | 517.37 | 0.0040782 | 489.6636 | 0.84658 | 517.37 | 3.5107 | 517.37 | 0.0041827 | 490.1408 | 0.0002099 | 490.1408 | 0.00022354 | 489.6636 | 0.032395 | 522.6319 | -0.0016633 | 738.8175 | 0.46134 | 522.6319 | 0.0064777 | 738.1005 | 0.0007506 | 738.8175 | 0.011288 | 490.1408 | 1.0067
| 489.7773 | 0 | 522.8572 | 0.088673 | 489.7773 | 0 | 522.8572 | 0.022527 | 490.2571 | 0 | 522.8572 | 0.030349 | 490.2571 | 0.39995 | 517.6 | -0.022789 | 489.7773 | 0.85546 | 517.6 | 3.5051 | 517.6 | -0.0049988 | 490.2571 | 0.00041651 | 490.2571 | 0.00044708 | 489.7773 | 0 | 522.8572 | -0.0074394 | 738.9817 | 0.48267 | 522.8572 | -0.0074832 | 738.2648 | 0 | 738.9817 | 0.011892 | 490.2571 | 1.0068
| 489.8911 | 0.003377 | 523.0825 | 0.081151 | 489.8911 | 0.0038098 | 523.0825 | 0.033917 | 490.3735 | 0.00024284 | 523.0825 | 0.06359 | 490.3735 | 0.41175 | 517.82 | 0.0055175 | 489.8911 | 0.86208 | 517.82 | 3.5246 | 517.82 | -0.0042337 | 490.3735 | 0.00020908 | 490.3735 | 0.0002369 | 489.8911 | 0.035319 | 523.0825 | 0.0017398 | 739.146 | 0.48344 | 523.0825 | -0.010887 | 738.4292 | 0.0009651 | 739.146 | 0.011242 | 490.3735 | 1.0054
| 490.0048 | 0 | 523.3077 | 0.092268 | 490.0048 | 0 | 523.3077 | 0.002782 | 490.4898 | 0 | 523.3077 | 0.023223 | 490.4898 | 0.38415 | 518.05 | -0.0064771 | 490.0048 | 0.90338 | 518.05 | 3.5141 | 518.05 | -0.0057639 | 490.4898 | 0.00039867 | 490.4898 | 0.00045034 | 490.0048 | 0 | 523.3077 | -0.0047333 | 739.3102 | 0.4937 | 523.3077 | -0.0058979 | 738.5935 | 0 | 739.3102 | 0.012078 | 490.4898 | 1.0078
| 490.1186 | 0.0098778 | 523.533 | 0.091756 | 490.1186 | 0.0071227 | 523.533 | 0.063327 | 490.6062 | 0.0011167 | 523.533 | 0.068415 | 490.6062 | 0.39995 | 518.27 | 0.026148 | 490.1186 | 0.92154 | 518.27 | 3.5135 | 518.27 | 5.1009e-05 | 490.6062 | 0.00019141 | 490.6062 | 0.0002268 | 490.1186 | 0.018553 | 523.533 | -0.0011485 | 739.4745 | 0.49111 | 523.533 | -0.0062544 | 738.7578 | 0.0007506 | 739.4745 | 0.011567 | 490.6062 | 1.0051
| 490.2323 | 0 | 523.7584 | 0.08685 | 490.2323 | 0 | 523.7584 | 0.02609 | 490.7225 | 0 | 523.7584 | 0.029462 | 490.7225 | 0.37567 | 518.5 | -0.014634 | 490.2323 | 0.92882 | 518.5 | 3.5207 | 518.5 | -0.0043867 | 490.7225 | 0.00040412 | 490.7225 | 0.00041693 | 490.2323 | 0 | 523.7584 | -0.0049387 | 739.6388 | 0.50863 | 523.7584 | -0.0081389 | 738.9222 | 0 | 739.6388 | 0.011985 | 490.7225 | 1.0053
| 490.346 | 0.0067788 | 523.9837 | 0.081916 | 490.346 | 0.0043067 | 523.9837 | 0.067348 | 490.8389 | 0.00082547 | 523.9837 | 0.070787 | 490.8389 | 0.39429 | 518.73 | 0.0031186 | 490.346 | 0.91816 | 518.73 | 3.4993 | 518.73 | 0.0093854 | 490.8389 | 0.00021486 | 490.8389 | 0.0002035 | 490.346 | 0.01012 | 523.9837 | 0.0050914 | 739.8031 | 0.49696 | 523.9837 | 0.0052955 | 739.0865 | 0.00053624 | 739.8031 | 0.011149 | 490.8389 | 1.0023
| 490.4598 | 0 | 524.209 | 0.085026 | 490.4598 | 0 | 524.209 | 0.016526 | 490.9552 | 0 | 524.209 | 0.023627 | 490.9552 | 0.37534 | 518.95 | -0.033825 | 490.4598 | 0.94219 | 518.95 | 3.4976 | 518.95 | -0.012191 | 490.9552 | 0.00046209 | 490.9552 | 0.00042036 | 490.4598 | 0 | 524.209 | -0.0025741 | 739.9674 | 0.51117 | 524.209 | -0.017065 | 739.2509 | 0 | 739.9674 | 0.011567 | 490.9552 | 0.99953
| 490.5736 | 0.0072224 | 524.4344 | 0.098142 | 490.5736 | 0.015762 | 524.4344 | 0.046003 | 491.0716 | 0.00082547 | 524.4344 | 0.070069 | 491.0716 | 0.3913 | 519.18 | 0.022311 | 490.5736 | 0.95182 | 519.18 | 3.4817 | 519.18 | -0.0037746 | 491.0716 | 0.00024838 | 491.0716 | 0.00021686 | 490.5736 | 0.020662 | 524.4344 | 0.0031985 | 740.1317 | 0.51181 | 524.4344 | -0.0010321 | 739.4152 | 0.0007506 | 740.1317 | 0.010916 | 491.0716 | 0.99333
| 490.6873 | 0 | 524.6597 | 0.085557 | 490.6873 | 0 | 524.6597 | 0.039106 | 491.188 | 0 | 524.6597 | 0.02996 | 491.188 | 0.37916 | 519.4 | 0.02135 | 490.6873 | 0.95795 | 519.4 | 3.5072 | 519.4 | -0.0080593 | 491.188 | 0.00043649 | 491.188 | 0.00038867 | 490.6873 | 0 | 524.6597 | -0.0029569 | 740.296 | 0.53105 | 524.6597 | 0.0061041 | 739.5796 | 0 | 740.296 | 0.011752 | 491.188 | 0.99029
| 490.8011 | 0.007962 | 524.8851 | 0.089132 | 490.8011 | 0.013947 | 524.8851 | 0.07758 | 491.3043 | 0.0011167 | 524.8851 | 0.064592 | 491.3043 | 0.38747 | 519.63 | -0.0050378 | 490.8011 | 0.98535 | 519.63 | 3.4776 | 519.63 | 0.0054069 | 491.3043 | 0.00019141 | 491.3043 | 0.00017181 | 490.8011 | 0.033745 | 524.8851 | -0.0028256 | 740.4603 | 0.52288 | 524.8851 | -0.0014887 | 739.744 | 0.00053624 | 740.4603 | 0.011288 | 491.3043 | 0.98685
| 490.9148 | 0 | 525.1105 | 0.07976 | 490.9148 | 0 | 525.1105 | 0.00075876 | 491.4207 | 0 | 525.1105 | 0.023726 | 491.4207 | 0.38282 | 519.85 | -0.014154 | 490.9148 | 0.99689 | 519.85 | 3.4916 | 519.85 | -0.0023974 | 491.4207 | 0.00041188 | 491.4207 | 0.00035527 | 490.9148 | 0 | 525.1105 | -0.00044077 | 740.6246 | 0.54203 | 525.1105 | -0.010668 | 739.9083 | 0 | 740.6246 | 0.012171 | 491.4207 | 0.98662
| 491.0286 | 0.0089723 | 525.3359 | 0.088382 | 491.0286 | 0.015284 | 525.3359 | 0.055007 | 491.5371 | 0.0011167 | 525.3359 | 0.070347 | 491.5371 | 0.38066 | 520.08 | 0.042462 | 491.0286 | 1.0423 | 520.08 | 3.4559 | 520.08 | 0.0077024 | 491.5371 | 0.00022312 | 491.5371 | 0.00018346 | 491.0286 | 0.033745 | 525.3359 | 0.0064047 | 740.7889 | 0.52601 | 525.3359 | 0.0054505 | 740.0727 | 0.0007506 | 740.7889 | 0.011799 | 491.5371 | 0.98501
| 491.1424 | 0 | 525.5613 | 0.084095 | 491.1424 | 0 | 525.5613 | 0.018771 | 491.6535 | 0 | 525.5613 | 0.023138 | 491.6535 | 0.37949 | 520.3 | 0.011755 | 491.1424 | 1.043 | 520.3 | 3.4763 | 520.3 | -0.0082122 | 491.6535 | 0.00043368 | 491.6535 | 0.00037702 | 491.1424 | 0 | 525.5613 | -0.00049937 | 740.9532 | 0.54212 | 525.5613 | -0.0032959 | 740.2371 | 0 | 740.9532 | 0.012403 | 491.6535 | 0.98604
| 491.2561 | 0.0013064 | 525.7867 | 0.089474 | 491.2561 | 0.017386 | 525.7867 | 0.052931 | 491.7699 | 0.00082547 | 525.7867 | 0.067125 | 491.7699 | 0.36403 | 520.53 | 0.02183 | 491.2561 | 1.0776 | 520.53 | 3.4155 | 520.53 | -0.0025504 | 491.7699 | 0.00021255 | 491.7699 | 0.00019357 | 491.2561 | 0.039594 | 525.7867 | 0.005672 | 741.1175 | 0.54317 | 525.7867 | 0.0028059 | 740.4015 | 0.00053624 | 741.1175 | 0.011567 | 491.7699 | 0.97847
| 491.3699 | 0 | 526.0121 | 0.087524 | 491.3699 | 0 | 526.0121 | -0.00012038 | 491.8863 | 0 | 526.0121 | 0.024841 | 491.8863 | 0.35871 | 520.76 | -0.014154 | 491.3699 | 1.0768 | 520.76 | 3.4903 | 520.76 | -0.0031625 | 491.8863 | 0.00043021 | 491.8863 | 0.00038696 | 491.3699 | 0 | 526.0121 | -0.005357 | 741.2819 | 0.54453 | 526.0121 | 0.00087495 | 740.5659 | 0 | 741.2819 | 0.012124 | 491.8863 | 0.97273
| 491.4837 | 0 | 526.2376 | 0.083717 | 491.4837 | 0.0067914 | 526.2376 | 0.039688 | 492.0027 | 0.00082547 | 526.2376 | 0.06538 | 492.0027 | 0.33459 | 520.98 | -0.0093559 | 491.4837 | 1.1139 | 520.98 | 3.4117 | 520.98 | 0.007243 | 492.0027 | 0.00022031 | 492.0027 | 0.00019357 | 491.4837 | 0.038694 | 526.2376 | -0.00079971 | 741.4462 | 0.55569 | 526.2376 | 0.0026275 | 740.7303 | 0.00053624 | 741.4462 | 0.01152 | 492.0027 | 0.9643
| 491.5975 | 0 | 526.4631 | 0.089473 | 491.5975 | 0 | 526.4631 | -0.033656 | 492.1191 | 0 | 526.4631 | 0.023676 | 492.1191 | 0.33509 | 521.21 | -0.014154 | 491.5975 | 1.1596 | 521.21 | 3.431 | 521.21 | 0.0018873 | 492.1191 | 0.00041882 | 492.1191 | 0.000407 | 491.5975 | 0 | 526.4631 | 0.0024307 | 741.6105 | 0.56668 | 526.4631 | -0.0044595 | 740.8947 | 0 | 741.6105 | 0.012496 | 492.1191 | 0.96413
| 491.7113 | 0.0066309 | 526.6885 | 0.092031 | 491.7113 | 0.012418 | 526.6885 | 0.043676 | 492.2355 | 0.00053406 | 526.6885 | 0.068252 | 492.2355 | 0.31879 | 521.43 | 0.013674 | 491.7113 | 1.138 | 521.43 | 3.3813 | 521.43 | 0.0023464 | 492.2355 | 0.00020346 | 492.2355 | 0.00021686 | 491.7113 | 0.0012649 | 526.6885 | 0.001025 | 741.7749 | 0.57285 | 526.6885 | 0.0075749 | 741.0591 | 0.00032174 | 741.7749 | 0.011474 | 492.2355 | 0.96717
| 491.8251 | 0 | 526.914 | 0.084022 | 491.8251 | 0 | 526.914 | 0.018622 | 492.3519 | 0 | 526.914 | 0.023011 | 492.3519 | 0.3168 | 521.66 | -0.026148 | 491.8251 | 1.1873 | 521.66 | 3.4169 | 521.66 | 0.00020403 | 492.3519 | 0.00041518 | 492.3519 | 0.00035527 | 491.8251 | 0 | 526.914 | 0.003382 | 741.9392 | 0.56599 | 526.914 | 0.0094593 | 741.2235 | 0 | 741.9392 | 0.012171 | 492.3519 | 0.97021
| 491.9389 | 0.0072224 | 527.1395 | 0.084568 | 491.9389 | 0.013947 | 527.1395 | 0.079318 | 492.4683 | 0.00024284 | 527.1395 | 0.065546 | 492.4683 | 0.28404 | 521.88 | 0.0088761 | 491.9389 | 1.2055 | 521.88 | 3.3765 | 521.88 | 0.0020403 | 492.4683 | 0.000218 | 492.4683 | 0.00014509 | 491.9389 | 0.033745 | 527.1395 | -2.3924e-05 | 742.1036 | 0.58002 | 527.1395 | -0.0043622 | 741.3879 | 0.0007506 | 742.1036 | 0.011427 | 492.4683 | 0.96964
| 492.0526 | 0 | 527.365 | 0.0761 | 492.0526 | 0 | 527.365 | 0.026165 | 492.5847 | 0 | 527.365 | 0.02253 | 492.5847 | 0.27921 | 522.11 | -0.029507 | 492.0526 | 1.2437 | 522.11 | 3.4253 | 522.11 | -0.0027035 | 492.5847 | 0.00041419 | 492.5847 | 0.00035527 | 492.0526 | 0 | 527.365 | -0.00015192 | 742.268 | 0.58442 | 527.365 | -0.0071835 | 741.5523 | 0 | 742.268 | 0.012728 | 492.5847 | 0.96539
| 492.1664 | 0.0036729 | 527.5906 | 0.082419 | 492.1664 | 0.0097437 | 527.5906 | 0.070972 | 492.7011 | 0.0011167 | 527.5906 | 0.068109 | 492.7011 | 0.25128 | 522.34 | 0.004558 | 492.1664 | 1.2413 | 522.34 | 3.3996 | 522.34 | 0.00066312 | 492.7011 | 0.00020181 | 492.7011 | 0.00021686 | 492.1664 | 0.027896 | 527.5906 | 0.0032406 | 742.4323 | 0.5984 | 527.5906 | 0.00066634 | 741.7167 | 0.00053624 | 742.4323 | 0.012403 | 492.7011 | 0.95942
| 492.2802 | 0 | 527.8161 | 0.081486 | 492.2802 | 0 | 527.8161 | 0.014203 | 492.8176 | 0 | 527.8161 | 0.025145 | 492.8176 | 0.24928 | 522.56 | -0.012235 | 492.2802 | 1.2653 | 522.56 | 3.3637 | 522.56 | -0.0022444 | 492.8176 | 0.00042146 | 492.8176 | 0.000407 | 492.2802 | 0 | 527.8161 | 0.00091178 | 742.5967 | 0.59654 | 527.8161 | -0.012526 | 741.8812 | 0 | 742.5967 | 0.013053 | 492.8176 | 0.95638
| 492.394 | 0 | 528.0417 | 0.083603 | 492.394 | 0.0064601 | 528.0417 | 0.068373 | 492.934 | 0.00053406 | 528.0417 | 0.063491 | 492.934 | 0.22051 | 522.79 | 0.0088761 | 492.394 | 1.2861 | 522.79 | 3.3722 | 522.79 | 0.00096913 | 492.934 | 0.00022295 | 492.934 | 0.00019357 | 492.394 | 0.03037 | 528.0417 | 0.0091791 | 742.761 | 0.58978 | 528.0417 | -0.0044202 | 742.0456 | 0.0009651 | 742.761 | 0.011938 | 492.934 | 0.95007
| 492.5079 | 0 | 528.2672 | 0.085111 | 492.5079 | 0 | 528.2672 | 0.02436 | 493.0504 | 0 | 528.2672 | 0.030179 | 493.0504 | 0.22184 | 523.01 | -0.0055175 | 492.5079 | 1.3098 | 523.01 | 3.3482 | 523.01 | -0.0065293 | 493.0504 | 0.0004284 | 493.0504 | 0.00037034 | 492.5079 | 0 | 528.2672 | -0.0051765 | 742.9254 | 0.60026 | 528.2672 | -0.014279 | 742.2101 | 0 | 742.9254 | 0.012589 | 493.0504 | 0.95007
| 492.6217 | 0.0095486 | 528.4928 | 0.08655 | 492.6217 | 0.011272 | 528.4928 | 0.066705 | 493.1669 | 0.00082547 | 528.4928 | 0.071056 | 493.1669 | 0.20072 | 523.24 | -0.004558 | 492.6217 | 1.3158 | 523.24 | 3.3377 | 523.24 | -0.0048458 | 493.1669 | 0.00020726 | 493.1669 | 0.00017678 | 492.6217 | 0.037119 | 528.4928 | 0.001954 | 743.0898 | 0.60507 | 528.4928 | -0.0052004 | 742.3745 | 0.0007506 | 743.0898 | 0.012031 | 493.1669 | 0.94755
| 492.7355 | 0 | 528.7184 | 0.078698 | 492.7355 | 0 | 528.7184 | -0.038758 | 493.2833 | 0 | 528.7184 | 0.021097 | 493.2833 | 0.20122 | 523.46 | 0.016553 | 492.7355 | 1.3335 | 523.46 | 3.2884 | 523.46 | -0.0063763 | 493.2833 | 0.00041106 | 493.2833 | 0.00033026 | 492.7355 | 0 | 528.7184 | 0.0011981 | 743.2542 | 0.61442 | 528.7184 | -0.021244 | 742.5389 | 0 | 743.2542 | 0.012914 | 493.2833 | 0.94566
| 492.8493 | 0.0094662 | 528.944 | 0.091428 | 492.8493 | 0.015857 | 528.944 | 0.083892 | 493.3997 | 0.00053406 | 528.944 | 0.068479 | 493.3997 | 0.18459 | 523.69 | 0.00071969 | 492.8493 | 1.3285 | 523.69 | 3.2759 | 523.69 | -0.0027035 | 493.3997 | 0.00020561 | 493.3997 | 0.00015348 | 492.8493 | 0.02857 | 528.944 | 0.00093008 | 743.4186 | 0.61556 | 528.944 | 0.0095045 | 742.7034 | 0.00053624 | 743.4186 | 0.012356 | 493.3997 | 0.94284
| 492.9631 | 0 | 529.1696 | 0.076043 | 492.9631 | 0 | 529.1696 | -0.018988 | 493.5162 | 0 | 529.1696 | 0.025147 | 493.5162 | 0.1934 | 523.92 | -0.011275 | 492.9631 | 1.3441 | 523.92 | 3.2842 | 523.92 | -0.01464 | 493.5162 | 0.00043021 | 493.5162 | 0.00037702 | 492.9631 | 0 | 529.1696 | 0.00043125 | 743.583 | 0.63779 | 529.1696 | -0.0075164 | 742.8679 | 0 | 743.583 | 0.013053 | 493.5162 | 0.94491
| 493.0769 | 0.0075183 | 529.3952 | 0.08919 | 493.0769 | 0.023022 | 529.3952 | 0.031285 | 493.6326 | 0.00053406 | 529.3952 | 0.061407 | 493.6326 | 0.17594 | 524.14 | 0.00071969 | 493.0769 | 1.3718 | 524.14 | 3.2593 | 524.14 | 0.0017343 | 493.6326 | 0.00022642 | 493.6326 | 0.00022354 | 493.0769 | 0.019397 | 529.3952 | -0.00085241 | 743.7474 | 0.63539 | 529.3952 | 0.01493 | 743.0323 | 0.0007506 | 743.7474 | 0.012263 | 493.6326 | 0.9468
| 493.1907 | 0 | 529.6209 | 0.08241 | 493.1907 | 0 | 529.6209 | 0.018879 | 493.7491 | 0 | 529.6209 | 0.028184 | 493.7491 | 0.17877 | 524.37 | -0.026148 | 493.1907 | 1.3862 | 524.37 | 3.2717 | 524.37 | -0.0079064 | 493.7491 | 0.00044062 | 493.7491 | 0.000407 | 493.1907 | 0 | 529.6209 | -0.0053112 | 743.9118 | 0.64215 | 529.6209 | -0.010432 | 743.1968 | 0 | 743.9118 | 0.012821 | 493.7491 | 0.9472
| 493.3046 | 0.003525 | 529.8465 | 0.078579 | 493.3046 | 0.016431 | 529.8465 | 0.02909 | 493.8655 | 0.00024284 | 529.8465 | 0.061011 | 493.8655 | 0.16031 | 524.59 | 0.0050378 | 493.3046 | 1.3778 | 524.59 | 3.2307 | 524.59 | 0.0012752 | 493.8655 | 0.00021998 | 493.8655 | 0.00018346 | 493.3046 | 0.01771 | 529.8465 | 0.0035022 | 744.0762 | 0.64188 | 529.8465 | 0.0078245 | 743.3613 | 0.00032174 | 744.0762 | 0.011985 | 493.8655 | 0.94313
| 493.4184 | 0 | 530.0722 | 0.081821 | 493.4184 | 0 | 530.0722 | -0.030673 | 493.982 | 0 | 530.0722 | 0.025877 | 493.982 | 0.16779 | 524.82 | -0.019911 | 493.4184 | 1.4218 | 524.82 | 3.1914 | 524.82 | -0.010813 | 493.982 | 0.00045416 | 493.982 | 0.00034687 | 493.4184 | 0 | 530.0722 | -0.0025359 | 744.2406 | 0.64801 | 530.0722 | -0.0013511 | 743.5257 | 0 | 744.2406 | 0.012496 | 493.982 | 0.93923
| 493.5322 | 0.01317 | 530.2979 | 0.082405 | 493.5322 | 0.0097437 | 530.2979 | 0.072634 | 494.0985 | 0.00082547 | 530.2979 | 0.061601 | 494.0985 | 0.14501 | 525.05 | -0.0093559 | 493.5322 | 1.4223 | 525.05 | 3.1955 | 525.05 | -0.0080593 | 494.0985 | 0.00023831 | 494.0985 | 0.00016684 | 493.5322 | 0.046343 | 530.2979 | 0.0029837 | 744.405 | 0.65885 | 530.2979 | 0.0078492 | 743.6902 | 0.0007506 | 744.405 | 0.011752 | 494.0985 | 0.93206
| 493.6461 | 0.00044442 | 530.5236 | 0.07996 | 493.6461 | 0 | 530.5236 | 0.010285 | 494.2149 | 0 | 530.5236 | 0.027507 | 494.2149 | 0.14485 | 525.27 | -0.025189 | 493.6461 | 1.4417 | 525.27 | 3.2041 | 525.27 | -0.00056109 | 494.2149 | 0.00044144 | 494.2149 | 0.00037034 | 493.6461 | 0 | 530.5236 | -0.0059688 | 744.5695 | 0.66244 | 530.5236 | -0.0043015 | 743.8547 | 0 | 744.5695 | 0.012635 | 494.2149 | 0.92965
| 493.7599 | 0.01317 | 530.7493 | 0.088406 | 493.7599 | 0.021685 | 530.7493 | 0.09816 | 494.3314 | 0.00053406 | 530.7493 | 0.062526 | 494.3314 | 0.12439 | 525.5 | -0.020391 | 493.7599 | 1.4633 | 525.5 | 3.1681 | 525.5 | -0.0019383 | 494.3314 | 0.00020726 | 494.3314 | 0.00020675 | 493.7599 | 0.033745 | 530.7493 | 0.0033121 | 744.7339 | 0.66566 | 530.7493 | 0.0039227 | 744.0192 | 0.0007506 | 744.7339 | 0.012031 | 494.3314 | 0.92999
| 493.8738 | 0 | 530.975 | 0.070464 | 493.8738 | 0 | 530.975 | 0.024246 | 494.4479 | 0 | 530.975 | 0.015944 | 494.4479 | 0.13454 | 525.72 | -0.00071969 | 493.8738 | 1.4434 | 525.72 | 3.1512 | 525.72 | -0.0043867 | 494.4479 | 0.00041634 | 494.4479 | 0.00037702 | 493.8738 | 0 | 530.975 | -0.010496 | 744.8984 | 0.68182 | 530.975 | -0.0029917 | 744.1837 | 0 | 744.8984 | 0.01296 | 494.4479 | 0.93562
| 493.9876 | 0.0036729 | 531.2007 | 0.087737 | 493.9876 | 0.010794 | 531.2007 | 0.073969 | 494.5644 | 0.00053406 | 531.2007 | 0.064708 | 494.5644 | 0.11741 | 525.95 | 0.015593 | 493.9876 | 1.4243 | 525.95 | 3.1268 | 525.95 | 0.011222 | 494.5644 | 0.00020908 | 494.5644 | 0.00017678 | 493.9876 | 0.034195 | 531.2007 | 0.0063217 | 745.0628 | 0.7085 | 531.2007 | 0.0061062 | 744.3482 | 0.00053624 | 745.0628 | 0.012263 | 494.5644 | 0.93671
| 494.1014 | 0 | 531.4264 | 0.070589 | 494.1014 | 0 | 531.4264 | -0.0088488 | 494.6809 | 0 | 531.4264 | 0.022064 | 494.6809 | 0.12107 | 526.17 | -0.010315 | 494.1014 | 1.4515 | 526.17 | 3.1332 | 526.17 | -0.0068351 | 494.6809 | 0.00041799 | 494.6809 | 0.0003503 | 494.1014 | 0 | 531.4264 | -0.0024762 | 745.2272 | 0.70215 | 531.4264 | -0.012072 | 744.5127 | 0 | 745.2272 | 0.013285 | 494.6809 | 0.93728
| 494.2153 | 0.0070745 | 531.6522 | 0.0808 | 494.2153 | 0.0062945 | 531.6522 | 0.05804 | 494.7974 | 0 | 531.6522 | 0.067188 | 494.7974 | 0.099945 | 526.4 | 0.013674 | 494.2153 | 1.4581 | 526.4 | 3.0907 | 526.4 | 0.0040296 | 494.7974 | 0.00021139 | 494.7974 | 0.00017678 | 494.2153 | 0.049267 | 531.6522 | 0.0031843 | 745.3917 | 0.7184 | 531.6522 | -0.0018139 | 744.6772 | 0.0007506 | 745.3917 | 0.012263 | 494.7974 | 0.93361
| 494.3292 | 0 | 531.878 | 0.061587 | 494.3292 | 0 | 531.878 | -0.028424 | 494.9139 | 0 | 531.878 | 0.027987 | 494.9139 | 0.10693 | 526.63 | -0.035264 | 494.3292 | 1.4586 | 526.63 | 3.0765 | 526.63 | -0.012344 | 494.9139 | 0.00042377 | 494.9139 | 0.00038696 | 494.3292 | 0 | 531.878 | 0.00054761 | 745.5561 | 0.70015 | 531.878 | -0.019284 | 744.8417 | 0 | 745.5561 | 0.013146 | 494.9139 | 0.93562
| 494.443 | 0.012265 | 532.1037 | 0.083609 | 494.443 | 0.0092761 | 532.1037 | 0.051683 | 495.0304 | 0.00053406 | 532.1037 | 0.067019 | 495.0304 | 0.090134 | 526.85 | 0.032385 | 494.443 | 1.4751 | 526.85 | 3.0761 | 526.85 | 0.00035706 | 495.0304 | 0.00021486 | 495.0304 | 0.00021343 | 494.443 | 0.02947 | 532.1037 | 0.0055912 | 745.7206 | 0.71731 | 532.1037 | 0.015731 | 745.0063 | 0.0009651 | 745.7206 | 0.012682 | 495.0304 | 0.93257
| 494.5569 | 0 | 532.3295 | 0.074471 | 494.5569 | 0 | 532.3295 | 0.0060289 | 495.1469 | 0 | 532.3295 | 0.02236 | 495.1469 | 0.094291 | 527.08 | -0.02375 | 494.5569 | 1.4881 | 527.08 | 3.0754 | 527.08 | -0.00010202 | 495.1469 | 0.00042493 | 495.1469 | 0.00043698 | 494.5569 | 0 | 532.3295 | 0.0035104 | 745.8851 | 0.72802 | 532.3295 | -0.0069721 | 745.1708 | 0 | 745.8851 | 0.013378 | 495.1469 | 0.9328
| 494.6707 | 0.005004 | 532.5553 | 0.080216 | 494.6707 | 0.01901 | 532.5553 | 0.055302 | 495.2634 | 0.00024284 | 532.5553 | 0.05823 | 495.2634 | 0.075499 | 527.3 | 0.032866 | 494.6707 | 1.473 | 527.3 | 3.043 | 527.3 | 0.0054069 | 495.2634 | 0.00021255 | 495.2634 | 0.00022354 | 494.6707 | 0.033745 | 532.5553 | -0.0038443 | 746.0495 | 0.73324 | 532.5553 | 0.0094177 | 745.3353 | 0.00053624 | 746.0495 | 0.012403 | 495.2634 | 0.92821
| 494.7846 | 0 | 532.7812 | 0.075474 | 494.7846 | 0 | 532.7812 | -0.010753 | 495.3799 | 0 | 532.7812 | 0.023739 | 495.3799 | 0.080322 | 527.53 | -0.022311 | 494.7846 | 1.5085 | 527.53 | 3.0456 | 527.53 | -0.0085181 | 495.3799 | 0.0004094 | 495.3799 | 0.00038696 | 494.7846 | 0 | 532.7812 | -0.0045074 | 746.214 | 0.73918 | 532.7812 | -0.0018197 | 745.4999 | 0 | 746.214 | 0.012821 | 495.3799 | 0.93057
| 494.8985 | 0.003377 | 533.007 | 0.07752 | 494.8985 | 0.018914 | 533.007 | 0.072554 | 495.4964 | 0.0011167 | 533.007 | 0.062378 | 495.4964 | 0.065189 | 527.76 | 0.0098357 | 494.8985 | 1.4993 | 527.76 | 2.9738 | 527.76 | 0.0034176 | 495.4964 | 0.00019851 | 495.4964 | 0.00016342 | 494.8985 | 0.022348 | 533.007 | 0.0008751 | 746.3785 | 0.76269 | 533.007 | 0.0080775 | 745.6644 | 0.0007506 | 746.3785 | 0.012031 | 495.4964 | 0.92741
| 495.0124 | 0 | 533.2328 | 0.077528 | 495.0124 | 0 | 533.2328 | -0.027047 | 495.6129 | 0 | 533.2328 | 0.022401 | 495.6129 | 0.069845 | 527.98 | -0.017512 | 495.0124 | 1.5303 | 527.98 | 2.9696 | 527.98 | -0.00086717 | 495.6129 | 0.00040065 | 495.6129 | 0.00036692 | 495.0124 | 0 | 533.2328 | 0.00034017 | 746.543 | 0.76537 | 533.2328 | -0.013697 | 745.8289 | 0 | 746.543 | 0.013239 | 495.6129 | 0.92672
| 495.1262 | 0.0095486 | 533.4587 | 0.074362 | 495.1262 | 0.001822 | 533.4587 | 0.044128 | 495.7294 | 0.0011167 | 533.4587 | 0.059832 | 495.7294 | 0.054047 | 528.21 | -0.002159 | 495.1262 | 1.5371 | 528.21 | 2.9791 | 528.21 | -0.0014792 | 495.7294 | 0.00020462 | 495.7294 | 0.0002035 | 495.1262 | 0.023621 | 533.4587 | -0.00035692 | 746.7075 | 0.767 | 533.4587 | 0.012088 | 745.9935 | 0.0007506 | 746.7075 | 0.012542 | 495.7294 | 0.9254
| 495.2401 | 0 | 533.6845 | 0.071574 | 495.2401 | 0 | 533.6845 | 0.023329 | 495.846 | 0 | 533.6845 | 0.019326 | 495.846 | 0.058038 | 528.43 | -0.0002399 | 495.2401 | 1.5488 | 528.43 | 2.9696 | 528.43 | -0.0046928 | 495.846 | 0.00041882 | 495.846 | 0.00043698 | 495.2401 | 0 | 533.6845 | -0.0014676 | 746.872 | 0.7774 | 533.6845 | -0.0044389 | 746.1581 | 0 | 746.872 | 0.013239 | 495.846 | 0.92879
| 495.354 | 0.0020459 | 533.9104 | 0.082419 | 495.354 | 0.0087791 | 533.9104 | 0.066628 | 495.9625 | 0.00053406 | 533.9104 | 0.058804 | 495.9625 | 0.043903 | 528.66 | -0.011755 | 495.354 | 1.5639 | 528.66 | 2.8968 | 528.66 | 0.00081613 | 495.9625 | 0.00021734 | 495.9625 | 0.00023348 | 495.354 | 0.013072 | 533.9104 | 0.0062583 | 747.0365 | 0.77068 | 533.9104 | 0.0021533 | 746.3226 | 0.0007506 | 747.0365 | 0.012496 | 495.9625 | 0.93022
| 495.4679 | 0 | 534.1363 | 0.071272 | 495.4679 | 0 | 534.1363 | -0.011462 | 496.079 | 0 | 534.1363 | 0.019562 | 496.079 | 0.047728 | 528.89 | 0.004558 | 495.4679 | 1.5454 | 528.89 | 2.9094 | 528.89 | -0.0020913 | 496.079 | 0.00041172 | 496.079 | 0.00041865 | 495.4679 | 0 | 534.1363 | 0.0023382 | 747.201 | 0.79065 | 534.1363 | -0.012027 | 746.4872 | 0 | 747.201 | 0.013007 | 496.079 | 0.9293
| 495.5818 | 0.0038207 | 534.3622 | 0.075755 | 495.5818 | 0.013947 | 534.3622 | 0.036867 | 496.1956 | 0.00053406 | 534.3622 | 0.062236 | 496.1956 | 0.031929 | 529.11 | -0.002159 | 495.5818 | 1.5893 | 529.11 | 2.8555 | 529.11 | 0.0066312 | 496.1956 | 0.0001962 | 496.1956 | 0.00018517 | 495.5818 | 0.017288 | 534.3622 | 0.0035562 | 747.3655 | 0.7911 | 534.3622 | 0.00012974 | 746.6517 | 0.0009651 | 747.3655 | 0.012403 | 496.1956 | 0.92431
| 495.6957 | 0 | 534.5881 | 0.069646 | 495.6957 | 0 | 534.5881 | -0.0028421 | 496.3121 | 0 | 534.5881 | 0.020624 | 496.3121 | 0.035255 | 529.34 | -0.0064771 | 495.6957 | 1.5786 | 529.34 | 2.8909 | 529.34 | -0.0068351 | 496.3121 | 0.00042724 | 496.3121 | 0.00037856 | 495.6957 | 0 | 534.5881 | -0.007189 | 747.53 | 0.79464 | 534.5881 | -0.0061156 | 746.8163 | 0 | 747.53 | 0.0131 | 496.3121 | 0.92466
| 495.8096 | 0.0047082 | 534.8141 | 0.076753 | 495.8096 | 0.01175 | 534.8141 | 0.058936 | 496.4286 | 0.00053406 | 534.8141 | 0.061162 | 496.4286 | 0.020455 | 529.56 | -0.010315 | 495.8096 | 1.5869 | 529.56 | 2.8508 | 529.56 | -0.0023974 | 496.4286 | 0.00023335 | 496.4286 | 0.00019357 | 495.8096 | 0.03037 | 534.8141 | 0.0029652 | 747.6945 | 0.81162 | 534.8141 | -0.0094382 | 746.9809 | 0.0011796 | 747.6945 | 0.012449 | 496.4286 | 0.92024
| 495.9235 | 0 | 535.04 | 0.070578 | 495.9235 | 0 | 535.04 | -0.015426 | 496.5452 | 0 | 535.04 | 0.018368 | 496.5452 | 0.025943 | 529.79 | 0.012235 | 495.9235 | 1.6069 | 529.79 | 2.8577 | 529.79 | -0.007141 | 496.5452 | 0.00044689 | 496.5452 | 0.00038696 | 495.9235 | 0 | 535.04 | -0.00050969 | 747.859 | 0.84098 | 535.04 | -0.0026387 | 747.1455 | 0 | 747.859 | 0.013285 | 496.5452 | 0.92506
| 496.0374 | 0.00086279 | 535.266 | 0.0754 | 496.0374 | 0.013087 | 535.266 | 0.0486 | 496.6617 | 0.00053406 | 535.266 | 0.057456 | 496.6617 | 0.016381 | 530.02 | 0.02375 | 496.0374 | 1.6932 | 530.02 | 2.8454 | 530.02 | -0.0022444 | 496.6617 | 0.00021651 | 496.6617 | 0.00019357 | 496.0374 | 0.034644 | 535.266 | 0.0073343 | 748.0236 | 0.84284 | 535.266 | -0.0025823 | 747.3101 | 0.0009651 | 748.0236 | 0.012496 | 496.6617 | 0.92454
| 496.1513 | 0 | 535.4919 | 0.071682 | 496.1513 | 0 | 535.4919 | 0.00040277 | 496.7783 | 0 | 535.4919 | 0.020839 | 496.7783 | 0.024446 | 530.24 | -0.0088761 | 496.1513 | 1.6683 | 530.24 | 2.8574 | 530.24 | -0.0016323 | 496.7783 | 0.00044342 | 496.7783 | 0.00039706 | 496.1513 | 0 | 535.4919 | 0.0019132 | 748.1881 | 0.84266 | 535.4919 | 0.00053582 | 747.4747 | 0 | 748.1881 | 0.013564 | 496.7783 | 0.93016
| 496.2652 | 0.0066309 | 535.7179 | 0.074805 | 496.2652 | 0.017577 | 535.7179 | 0.046892 | 496.8949 | 0.00053406 | 535.7179 | 0.057787 | 496.8949 | 0.014143 | 530.47 | 0.0079165 | 496.2652 | 1.698 | 530.47 | 2.847 | 530.47 | -0.0014792 | 496.8949 | 0.00022923 | 496.8949 | 0.0002035 | 496.2652 | 0.03127 | 535.7179 | 0.0052617 | 748.3526 | 0.84584 | 535.7179 | 0.012271 | 747.6393 | 0.0009651 | 748.3526 | 0.012774 | 496.8949 | 0.92764
| 496.3791 | 0 | 535.9439 | 0.071082 | 496.3791 | 0 | 535.9439 | 0.01367 | 497.0114 | 0 | 535.9439 | 0.019633 | 497.0114 | 0.017129 | 530.7 | -0.0055175 | 496.3791 | 1.6812 | 530.7 | 2.793 | 530.7 | 0.0063253 | 497.0114 | 0.00045284 | 497.0114 | 0.00042704 | 496.3791 | 0 | 535.9439 | -0.00078564 | 748.5172 | 0.86458 | 535.9439 | 0.0026154 | 747.8039 | 0 | 748.5172 | 0.013425 | 497.0114 | 0.9277
| 496.493 | 0.0073704 | 536.1699 | 0.078958 | 496.493 | 0.015093 | 536.1699 | 0.077508 | 497.128 | 0.00053406 | 536.1699 | 0.061922 | 497.128 | 0.0068503 | 530.92 | 0.0040782 | 496.493 | 1.7186 | 530.92 | 2.778 | 530.92 | -0.010049 | 497.128 | 0.00022724 | 497.128 | 0.00022354 | 496.493 | 0.032395 | 536.1699 | 0.0029712 | 748.6817 | 0.85936 | 536.1699 | 0.011147 | 747.9685 | 0.0007506 | 748.6817 | 0.012589 | 497.128 | 0.9246
| 496.6069 | 0 | 536.3959 | 0.070429 | 496.6069 | 0 | 536.3959 | -0.023497 | 497.2446 | 0 | 536.3959 | 0.017712 | 497.2446 | 0.010553 | 531.15 | 0.032385 | 496.6069 | 1.7092 | 531.15 | 2.8035 | 531.15 | -0.0054579 | 497.2446 | 0.0004502 | 497.2446 | 0.00039706 | 496.6069 | 0 | 536.3959 | -0.0026234 | 748.8463 | 0.87561 | 536.3959 | -0.0062637 | 748.1331 | 0 | 748.8463 | 0.013657 | 497.2446 | 0.92609
| 496.7208 | 0.011936 | 536.622 | 0.076008 | 496.7208 | 0.020538 | 536.622 | 0.051737 | 497.3611 | 0.00082547 | 536.622 | 0.054481 | 497.3611 | 0.0039747 | 531.37 | -0.019431 | 496.7208 | 1.7476 | 531.37 | 2.7352 | 531.37 | -0.0027035 | 497.3611 | 0.00022609 | 497.3611 | 0.00017352 | 496.7208 | 0.041843 | 536.622 | 0.0056537 | 749.0108 | 0.87738 | 536.622 | 0.0077007 | 748.2977 | 0.00032174 | 749.0108 | 0.012914 | 497.3611 | 0.92689
| 496.8348 | 0 | 536.848 | 0.076688 | 496.8348 | 0 | 536.848 | 0.027594 | 497.4777 | 0 | 536.848 | 0.020257 | 497.4777 | 0.0053043 | 531.6 | -0.049177 | 496.8348 | 1.7301 | 531.6 | 2.7217 | 531.6 | -0.0074475 | 497.4777 | 0.00042906 | 497.4777 | 0.00036024 | 496.8348 | 0 | 536.848 | 0.0020062 | 749.1754 | 0.86971 | 536.848 | 0.0012034 | 748.4623 | 0 | 749.1754 | 0.01375 | 497.4777 | 0.93556
| 496.9487 | 0.0038207 | 537.0741 | 0.074034 | 496.9487 | 0.019678 | 537.0741 | 0.037232 | 497.5943 | 0.00082547 | 537.0741 | 0.054662 | 497.5943 | 0.0014488 | 531.83 | -0.0088761 | 496.9487 | 1.8095 | 531.83 | 2.6701 | 531.83 | -0.0079064 | 497.5943 | 0.00020611 | 497.5943 | 0.00018688 | 496.9487 | 0.026096 | 537.0741 | 0.0036746 | 749.34 | 0.90761 | 537.0741 | 0.007503 | 748.627 | 0.0007506 | 749.34 | 0.012496 | 497.5943 | 0.93854
| 497.0626 | 0 | 537.3001 | 0.067119 | 497.0626 | 0 | 537.3001 | -0.021774 | 497.7109 | 0 | 537.3001 | 0.022528 | 497.7109 | 0.0024798 | 532.05 | -0.012714 | 497.0626 | 1.7827 | 532.05 | 2.7007 | 532.05 | -0.0046928 | 497.7109 | 0.00043021 | 497.7109 | 0.00039038 | 497.0626 | 0 | 537.3001 | -0.0046561 | 749.5045 | 0.88614 | 537.3001 | -0.0014014 | 748.7916 | 0 | 749.5045 | 0.013471 | 497.7109 | 0.94502
| 497.1766 | 0.003525 | 537.5262 | 0.072431 | 497.1766 | 0.018055 | 537.5262 | 0.052125 | 497.8275 | 0.00053406 | 537.5262 | 0.05884 | 497.8275 | 0.0010351 | 532.28 | -0.012235 | 497.1766 | 1.8467 | 532.28 | 2.6676 | 532.28 | -0.00607 | 497.8275 | 0.00022526 | 497.8275 | 0.0002035 | 497.1766 | 0.031945 | 537.5262 | 0.006722 | 749.6691 | 0.91455 | 537.5262 | -0.0017105 | 748.9562 | 0.0007506 | 749.6691 | 0.012449 | 497.8275 | 0.93963
| 497.2905 | 0 | 537.7523 | 0.069585 | 497.2905 | 0 | 537.7523 | -0.013682 | 497.9441 | 0 | 537.7523 | 0.02217 | 497.9441 | 0.0011549 | 532.51 | -0.031426 | 497.2905 | 1.906 | 532.51 | 2.6552 | 532.51 | -0.0074475 | 497.9441 | 0.00042724 | 497.9441 | 0.00041693 | 497.2905 | 0 | 537.7523 | -0.0037545 | 749.8337 | 0.93856 | 537.7523 | 0.0027711 | 749.1209 | 0 | 749.8337 | 0.013518 | 497.9441 | 0.9402
| 497.4044 | 0.013994 | 537.9784 | 0.07202 | 497.4044 | 0.016908 | 537.9784 | 0.053234 | 498.0607 | 0.00082547 | 537.9784 | 0.059481 | 498.0607 | 0.00011977 | 532.73 | 0.014154 | 497.4044 | 1.89 | 532.73 | 2.641 | 532.73 | -0.0076005 | 498.0607 | 0.00020644 | 498.0607 | 0.00021343 | 497.4044 | 0.033745 | 537.9784 | 0.0050453 | 749.9983 | 0.94296 | 537.9784 | 0.012417 | 749.2855 | 0.00032174 | 749.9983 | 0.012589 | 498.0607 | 0.93596
| 497.5184 | 0 | 538.2045 | 0.072877 | 497.5184 | 0 | 538.2045 | 0.024648 | 498.1773 | 0 | 538.2045 | 0.024992 | 498.1773 | 0.00023768 | 532.96 | -0.0064771 | 497.5184 | 1.9223 | 532.96 | 2.6209 | 532.96 | -0.007294 | 498.1773 | 0.00043401 | 498.1773 | 0.00043698 | 497.5184 | 0 | 538.2045 | 0.0030777 | 750.1629 | 0.95435 | 538.2045 | -0.0063878 | 749.4502 | 0 | 750.1629 | 0.013611 | 498.1773 | 0.93619
| 497.6323 | 0.0066309 | 538.4307 | 0.064185 | 497.6323 | 0.0079509 | 538.4307 | 0.05508 | 498.2939 | 0.00082547 | 538.4307 | 0.057816 | 498.2939 | 0.00011791 | 533.18 | 0.0064771 | 497.6323 | 1.9283 | 533.18 | 2.585 | 533.18 | 0.0026524 | 498.2939 | 0.0002322 | 498.2939 | 0.00022354 | 497.6323 | 0.034644 | 538.4307 | -0.00097721 | 750.3275 | 0.9445 | 538.4307 | 0.00078731 | 749.6148 | 0.00032174 | 750.3275 | 0.012774 | 498.2939 | 0.9355
| 497.7463 | 0.001037 | 538.6568 | 0.067899 | 497.7463 | 0 | 538.6568 | 0.019278 | 498.4105 | 0 | 538.6568 | 0.021153 | 498.4105 | 0.00022129 | 533.41 | -0.014634 | 497.7463 | 1.9796 | 533.41 | 2.5998 | 533.41 | -0.0098958 | 498.4105 | 0.0004426 | 498.4105 | 0.00042704 | 497.7463 | 0 | 538.6568 | -0.0010631 | 750.4921 | 0.9731 | 538.6568 | 0.0015429 | 749.7795 | 0 | 750.4921 | 0.013518 | 498.4105 | 0.93975
| 497.8602 | 0.0085608 | 538.883 | 0.07226 | 497.8602 | 0.022353 | 538.883 | 0.044476 | 498.5271 | 0.0011167 | 538.883 | 0.052375 | 498.5271 | 0.00010357 | 533.64 | -0.042462 | 497.8602 | 1.9954 | 533.64 | 2.5557 | 533.64 | 0.0047948 | 498.5271 | 0.00021453 | 498.5271 | 0.00020675 | 497.8602 | 0.013493 | 538.883 | 0.0017781 | 750.6567 | 0.97827 | 538.883 | 0.0091154 | 749.9441 | 0.0007506 | 750.6567 | 0.012635 | 498.5271 | 0.94273
| 497.9742 | 0 | 539.1091 | 0.065638 | 497.9742 | 0 | 539.1091 | 0.032436 | 498.6437 | 0 | 539.1091 | 0.020719 | 498.6437 | 0.00018907 | 533.86 | -0.0074367 | 497.9742 | 1.9946 | 533.86 | 2.5604 | 533.86 | -0.0051518 | 498.6437 | 0.00044227 | 498.6437 | 0.0004303 | 497.9742 | 0 | 539.1091 | 0.0060237 | 750.8213 | 0.99121 | 539.1091 | -0.010218 | 750.1088 | 0 | 750.8213 | 0.01375 | 498.6437 | 0.94944
| 498.0881 | 0.0039686 | 539.3353 | 0.059694 | 498.0881 | 0.017386 | 539.3353 | 0.055959 | 498.7603 | 0.00053406 | 539.3353 | 0.05383 | 498.7603 | 8.5499e-05 | 534.09 | -0.0055175 | 498.0881 | 2.031 | 534.09 | 2.4988 | 534.09 | -0.0054579 | 498.7603 | 0.00022807 | 498.7603 | 0.0002268 | 498.0881 | 0.033745 | 539.3353 | 0.0040902 | 750.9859 | 0.97124 | 539.3353 | -0.0057287 | 750.2735 | 0.00032174 | 750.9859 | 0.01296 | 498.7603 | 0.94709
| 498.2021 | 0 | 539.5615 | 0.064085 | 498.2021 | 0 | 539.5615 | 0.012683 | 498.8769 | 0 | 539.5615 | 0.021712 | 498.8769 | 0.00016187 | 534.32 | 0.015113 | 498.2021 | 2.0642 | 534.32 | 2.5107 | 534.32 | -0.00010202 | 498.8769 | 0.00043715 | 498.8769 | 0.00039706 | 498.2021 | 0 | 539.5615 | -0.0029295 | 751.1505 | 1.0115 | 539.5615 | 0.0017218 | 750.4382 | 0 | 751.1505 | 0.013982 | 498.8769 | 0.94801
| 498.3161 | 0.007962 | 539.7877 | 0.073142 | 498.3161 | 0.0049694 | 539.7877 | 0.074748 | 498.9936 | 0.00082547 | 539.7877 | 0.053108 | 498.9936 | 7.6371e-05 | 534.54 | -0.019911 | 498.3161 | 2.0922 | 534.54 | 2.4827 | 534.54 | -0.0016323 | 498.9936 | 0.00020924 | 498.9936 | 0.00017352 | 498.3161 | 0.038019 | 539.7877 | 0.0034619 | 751.3151 | 1.0129 | 539.7877 | 0.0019062 | 750.6028 | 0.00053624 | 751.3151 | 0.013146 | 498.9936 | 0.93911
| 498.43 | 0 | 540.0139 | 0.06527 | 498.43 | 0 | 540.0139 | 0.011561 | 499.1102 | 0 | 540.0139 | 0.019411 | 499.1102 | 0.00015665 | 534.77 | -0.037183 | 498.43 | 2.1325 | 534.77 | 2.4554 | 534.77 | -0.0054579 | 499.1102 | 0.00045994 | 499.1102 | 0.00036692 | 498.43 | 0 | 540.0139 | -0.00088632 | 751.4798 | 1.028 | 540.0139 | -0.0035531 | 750.7675 | 0 | 751.4798 | 0.014122 | 499.1102 | 0.93699
| 498.544 | 0.0020459 | 540.2402 | 0.062047 | 498.544 | 0.0097437 | 540.2402 | 0.02527 | 499.2268 | 0.00053406 | 540.2402 | 0.050164 | 499.2268 | 8.0283e-05 | 535 | -0.011275 | 498.544 | 2.1865 | 535 | 2.4394 | 535 | 0.011528 | 499.2268 | 0.00025136 | 499.2268 | 0.00019682 | 498.544 | 0.03127 | 540.2402 | 0.0034511 | 751.6444 | 1.021 | 540.2402 | 0.0087138 | 750.9322 | 0.00053624 | 751.6444 | 0.0131 | 499.2268 | 0.93619
| 498.658 | 0 | 540.4664 | 0.067297 | 498.658 | 0 | 540.4664 | 0.0014346 | 499.3435 | 0 | 540.4664 | 0.022771 | 499.3435 | 0.00014436 | 535.22 | -0.012714 | 498.658 | 2.2094 | 535.22 | 2.4375 | 535.22 | -0.0025504 | 499.3435 | 0.00044607 | 499.3435 | 0.00039038 | 498.658 | 0 | 540.4664 | -0.0022947 | 751.809 | 1.0418 | 540.4664 | 0.00069785 | 751.0969 | 0 | 751.809 | 0.013703 | 499.3435 | 0.94365
| 498.772 | 0.0038207 | 540.6927 | 0.069111 | 498.772 | 0.014233 | 540.6927 | 0.036445 | 499.4601 | 0.0011167 | 540.6927 | 0.056892 | 499.4601 | 6.4077e-05 | 535.45 | 0.0069569 | 498.772 | 2.272 | 535.45 | 2.3908 | 535.45 | 0.00081613 | 499.4601 | 0.00019603 | 499.4601 | 0.00019682 | 498.772 | 0.02902 | 540.6927 | 0.0051407 | 751.9737 | 1.0648 | 540.6927 | 0.0031239 | 751.2616 | 0.00032174 | 751.9737 | 0.012867 | 499.4601 | 0.95116
| 498.8859 | 0 | 540.9189 | 0.055765 | 498.8859 | 0 | 540.9189 | 0.0047189 | 499.5768 | 0 | 540.9189 | 0.022769 | 499.5768 | 0.00013654 | 535.67 | -0.0093559 | 498.8859 | 2.3113 | 535.67 | 2.394 | 535.67 | 0.0026524 | 499.5768 | 0.00042212 | 499.5768 | 0.00038696 | 498.8859 | 0 | 540.9189 | 0.004967 | 752.1383 | 1.0706 | 540.9189 | -0.0058117 | 751.4263 | 0 | 752.1383 | 0.013378 | 499.5768 | 0.95736
| 498.9999 | 0.0093016 | 541.1452 | 0.069391 | 498.9999 | 0.016908 | 541.1452 | 0.048982 | 499.6934 | 0.00053406 | 541.1452 | 0.049561 | 499.6934 | 7.246e-05 | 535.9 | 0.0050378 | 498.9999 | 2.3392 | 535.9 | 2.3809 | 535.9 | 0.0092325 | 499.6934 | 0.00022724 | 499.6934 | 0.00019357 | 498.9999 | 0.026096 | 541.1452 | 0.0057415 | 752.303 | 1.0765 | 541.1452 | -0.0099067 | 751.5911 | 0.0007506 | 752.303 | 0.012774 | 499.6934 | 0.95466
| 499.1139 | 0 | 541.3715 | 0.062805 | 499.1139 | 0 | 541.3715 | -0.0073669 | 499.8101 | 0 | 541.3715 | 0.017968 | 499.8101 | 0.00013654 | 536.13 | 0.0064771 | 499.1139 | 2.3535 | 536.13 | 2.3454 | 536.13 | -0.011426 | 499.8101 | 0.00045482 | 499.8101 | 0.00039706 | 499.1139 | 0 | 541.3715 | -0.0028723 | 752.4677 | 1.0992 | 541.3715 | 0.0018328 | 751.7558 | 0 | 752.4677 | 0.013657 | 499.8101 | 0.95214
| 499.2279 | 0.0095486 | 541.5978 | 0.071052 | 499.2279 | 0.0077853 | 541.5978 | 0.064623 | 499.9267 | 0.00053406 | 541.5978 | 0.055179 | 499.9267 | 6.4077e-05 | 536.35 | 0.0002399 | 499.2279 | 2.3841 | 536.35 | 2.2816 | 536.35 | -0.0023974 | 499.9267 | 0.00022873 | 499.9267 | 0.0002035 | 499.2279 | 0.012228 | 541.5978 | 0.0013205 | 752.6323 | 1.1109 | 541.5978 | 0.0018079 | 751.9205 | 0.00053624 | 752.6323 | 0.013378 | 499.9267 | 0.94548
| 499.3419 | 0 | 541.8241 | 0.061084 | 499.3419 | 0 | 541.8241 | 0.010848 | 500.0434 | 0 | 541.8241 | 0.022558 | 500.0434 | 0.00011567 | 536.58 | -0.010315 | 499.3419 | 2.4291 | 536.58 | 2.2945 | 536.58 | -0.010967 | 500.0434 | 0.0004383 | 500.0434 | 0.00041693 | 499.3419 | 0 | 541.8241 | -0.0038909 | 752.797 | 1.1194 | 541.8241 | 0.0034159 | 752.0852 | 0 | 752.797 | 0.014075 | 500.0434 | 0.95007
| 499.4559 | 0.005004 | 542.0505 | 0.06289 | 499.4559 | 0.0097437 | 542.0505 | 0.051828 | 500.1601 | 0.00053406 | 542.0505 | 0.050484 | 500.1601 | 5.1597e-05 | 536.81 | -0.027109 | 499.4559 | 2.4763 | 536.81 | 2.2297 | 536.81 | 0.0026524 | 500.1601 | 0.00021139 | 500.1601 | 0.00021686 | 499.4559 | 0.03172 | 542.0505 | 0.0025378 | 752.9616 | 1.1474 | 542.0505 | 0.0086694 | 752.25 | 0.00053624 | 752.9616 | 0.013146 | 500.1601 | 0.95122
| 499.5699 | 0 | 542.2768 | 0.062993 | 499.5699 | 0 | 542.2768 | 0.024437 | 500.2767 | 0 | 542.2768 | 0.021911 | 500.2767 | 0.00011567 | 537.03 | -0.0059973 | 499.5699 | 2.5218 | 537.03 | 2.2514 | 537.03 | -0.0076005 | 500.2767 | 0.00045135 | 500.2767 | 0.00040032 | 499.5699 | 0 | 542.2768 | -0.00042687 | 753.1263 | 1.1213 | 542.2768 | -0.0019761 | 752.4147 | 0 | 753.1263 | 0.013889 | 500.2767 | 0.95696
| 499.6839 | 0.0073704 | 542.5032 | 0.068697 | 499.6839 | 0.01175 | 542.5032 | 0.049472 | 500.3934 | 0.00082547 | 542.5032 | 0.051276 | 500.3934 | 6.4077e-05 | 537.26 | 0.0064771 | 499.6839 | 2.5429 | 537.26 | 2.2283 | 537.26 | -0.0033155 | 500.3934 | 0.00024178 | 500.3934 | 0.00018688 | 499.6839 | 0.02902 | 542.5032 | 0.0051664 | 753.291 | 1.1388 | 542.5032 | -0.0060759 | 752.5794 | 0.00032174 | 753.291 | 0.013239 | 500.3934 | 0.95782
| 499.7979 | 0 | 542.7295 | 0.059356 | 499.7979 | 0 | 542.7295 | -0.010075 | 500.5101 | 0.00024284 | 542.7295 | 0.020972 | 500.5101 | 0.00011437 | 537.49 | -0.019911 | 499.7979 | 2.5529 | 537.49 | 2.2162 | 537.49 | -0.010967 | 500.5101 | 0.00046341 | 500.5101 | 0.00038696 | 499.7979 | 0 | 542.7295 | -0.0050367 | 753.4557 | 1.162 | 542.7295 | -0.0051426 | 752.7442 | 0 | 753.4557 | 0.014075 | 500.5101 | 0.96373
| 499.9119 | 0.0076661 | 542.9559 | 0.063902 | 499.9119 | 0.022831 | 542.9559 | 0.061449 | 500.6268 | 0.00082547 | 542.9559 | 0.054497 | 500.6268 | 5.0293e-05 | 537.71 | -0.0059973 | 499.9119 | 2.5663 | 537.71 | 2.1707 | 537.71 | -0.0025504 | 500.6268 | 0.00022411 | 500.6268 | 0.00021686 | 499.9119 | 0.0084334 | 542.9559 | 0.0054818 | 753.6204 | 1.1826 | 542.9559 | 0.0049086 | 752.9089 | 0.00032174 | 753.6204 | 0.013378 | 500.6268 | 0.967
| 500.026 | 0 | 543.1823 | 0.060617 | 500.026 | 0 | 543.1823 | 0.016777 | 500.7434 | 0 | 543.1823 | 0.021528 | 500.7434 | 0.00011437 | 537.94 | -0.039103 | 500.026 | 2.6017 | 537.94 | 2.1515 | 537.94 | -0.010813 | 500.7434 | 0.00045218 | 500.7434 | 0.00040032 | 500.026 | 0 | 543.1823 | 0.00080191 | 753.7851 | 1.1932 | 543.1823 | 0.0021251 | 753.0737 | 0 | 753.7851 | 0.014168 | 500.7434 | 0.96883
| 500.14 | 0.0095486 | 543.4087 | 0.072753 | 500.14 | 0.022162 | 543.4087 | 0.0616 | 500.8601 | 0.0011167 | 543.4087 | 0.049174 | 500.8601 | 6.4077e-05 | 538.17 | 0.0026388 | 500.14 | 2.6324 | 538.17 | 2.1365 | 538.17 | -0.011273 | 500.8601 | 0.00022923 | 500.8601 | 0.00019682 | 500.14 | 0.039144 | 543.4087 | 0.0062648 | 753.9498 | 1.2065 | 543.4087 | 0.003763 | 753.2384 | 0.0007506 | 753.9498 | 0.013611 | 500.8601 | 0.96424
| 500.254 | 0 | 543.6351 | 0.04777 | 500.254 | 0 | 543.6351 | 0.012832 | 500.9768 | 0 | 543.6351 | 0.018686 | 500.9768 | 0.00012573 | 538.39 | -0.0059973 | 500.254 | 2.637 | 538.39 | 2.1133 | 538.39 | 0.0043357 | 500.9768 | 0.00045647 | 500.9768 | 0.00037702 | 500.254 | 0 | 543.6351 | 0.0012281 | 754.1145 | 1.1824 | 543.6351 | -0.007648 | 753.4032 | 0 | 754.1145 | 0.014493 | 500.9768 | 0.96396
| 500.368 | 0.0030813 | 543.8616 | 0.068514 | 500.368 | 0.0064601 | 543.8616 | 0.044281 | 501.0935 | 0.00053406 | 543.8616 | 0.053043 | 501.0935 | 6.1656e-05 | 538.62 | -0.013194 | 500.368 | 2.6445 | 538.62 | 2.0656 | 538.62 | -0.0079064 | 501.0935 | 0.00023071 | 501.0935 | 0.00019357 | 500.368 | 0.027896 | 543.8616 | 0.0026372 | 754.2792 | 1.2095 | 543.8616 | 0.01049 | 753.568 | 0.0007506 | 754.2792 | 0.01375 | 501.0935 | 0.96419
| 500.4821 | 0 | 544.088 | 0.063383 | 500.4821 | 0 | 544.088 | 0.0013951 | 501.2102 | 0 | 544.088 | 0.023092 | 501.2102 | 0.00012499 | 538.85 | -0.0035984 | 500.4821 | 2.6669 | 538.85 | 2.0723 | 538.85 | -0.0092835 | 501.2102 | 0.00043632 | 501.2102 | 0.000407 | 500.4821 | 0 | 544.088 | -0.0024871 | 754.4439 | 1.2259 | 544.088 | 0.0013356 | 753.7328 | 0 | 754.4439 | 0.014679 | 501.2102 | 0.97015
| 500.5961 | 0.0029334 | 544.3145 | 0.068992 | 500.5961 | 0.015093 | 544.3145 | 0.062949 | 501.3269 | 0.00053406 | 544.3145 | 0.051181 | 501.3269 | 6.3332e-05 | 539.07 | 0.002159 | 500.5961 | 2.6445 | 539.07 | 1.9831 | 539.07 | -0.0085181 | 501.3269 | 0.00020875 | 501.3269 | 0.00021343 | 500.5961 | 0.033295 | 544.3145 | -0.00084321 | 754.6086 | 1.2369 | 544.3145 | 0.012664 | 753.8975 | 0.0011796 | 754.6086 | 0.013703 | 501.3269 | 0.97251
| 500.7101 | 0 | 544.5409 | 0.057107 | 500.7101 | 0 | 544.5409 | 0.034165 | 501.4436 | 0 | 544.5409 | 0.02047 | 501.4436 | 0.00013188 | 539.3 | -0.00071969 | 500.7101 | 2.6824 | 539.3 | 2.0043 | 539.3 | -0.011732 | 501.4436 | 0.00042212 | 501.4436 | 0.00039706 | 500.7101 | 0 | 544.5409 | -0.0017563 | 754.7734 | 1.2398 | 544.5409 | -0.0038214 | 754.0623 | 0 | 754.7734 | 0.014679 | 501.4436 | 0.97578
| 500.8242 | 0.0045602 | 544.7674 | 0.065938 | 500.8242 | 0.0071227 | 544.7674 | 0.034828 | 501.5603 | 0.0011167 | 544.7674 | 0.053069 | 501.5603 | 6.8548e-05 | 539.53 | 0.017032 | 500.8242 | 2.7105 | 539.53 | 1.934 | 539.53 | -0.0046928 | 501.5603 | 0.00021833 | 501.5603 | 0.00020024 | 500.8242 | 0.010963 | 544.7674 | 0.001101 | 754.9381 | 1.2558 | 544.7674 | 0.0069281 | 754.2271 | 0.0007506 | 754.9381 | 0.01375 | 501.5603 | 0.97503
| 500.9382 | 0 | 544.9939 | 0.059522 | 500.9382 | 0 | 544.9939 | -0.0055234 | 501.6771 | 0 | 544.9939 | 0.019001 | 501.6771 | 0.00012182 | 539.75 | -0.013194 | 500.9382 | 2.7287 | 539.75 | 1.9254 | 539.75 | 0.0015813 | 501.6771 | 0.0004284 | 501.6771 | 0.0003837 | 500.9382 | 0 | 544.9939 | 0.0036368 | 755.1028 | 1.2566 | 544.9939 | -0.0062458 | 754.3919 | 0 | 755.1028 | 0.014493 | 501.6771 | 0.97692
| 501.0522 | 0 | 545.2204 | 0.057054 | 501.0522 | 0.018723 | 545.2204 | 0.034707 | 501.7938 | 0.00053406 | 545.2204 | 0.053916 | 501.7938 | 5.3274e-05 | 539.98 | -0.0055175 | 501.0522 | 2.7735 | 539.98 | 1.889 | 539.98 | 0.0029585 | 501.7938 | 0.00021568 | 501.7938 | 0.00020024 | 501.0522 | 0.035094 | 545.2204 | 0.0023406 | 755.2676 | 1.2882 | 545.2204 | -0.00054023 | 754.5567 | 0.0007506 | 755.2676 | 0.013564 | 501.7938 | 0.97652
| 501.1663 | 0 | 545.4469 | 0.059991 | 501.1663 | 0 | 545.4469 | 0.022918 | 501.9105 | 0 | 545.4469 | 0.020008 | 501.9105 | 0.00011139 | 540.21 | -0.015593 | 501.1663 | 2.7971 | 540.21 | 1.899 | 540.21 | 0.0017343 | 501.9105 | 0.00042641 | 501.9105 | 0.00033694 | 501.1663 | 0 | 545.4469 | -0.0066387 | 755.4323 | 1.3012 | 545.4469 | 0.0036183 | 754.7215 | 0 | 755.4323 | 0.014307 | 501.9105 | 0.98111
| 501.2803 | 0.011689 | 545.6734 | 0.058225 | 501.2803 | 0.017577 | 545.6734 | 0.061141 | 502.0272 | 0.00053406 | 545.6734 | 0.055849 | 502.0272 | 5.8117e-05 | 540.43 | 0.0040782 | 501.2803 | 2.7993 | 540.43 | 1.8312 | 540.43 | 0.0011222 | 502.0272 | 0.00021948 | 502.0272 | 0.00015674 | 501.2803 | 0.023621 | 545.6734 | 0.0026039 | 755.597 | 1.302 | 545.6734 | 0.0081476 | 754.8863 | 0.0007506 | 755.597 | 0.013657 | 502.0272 | 0.98513
| 501.3944 | 0 | 545.9 | 0.059457 | 501.3944 | 0 | 545.9 | 0.020715 | 502.144 | 0 | 545.9 | 0.020199 | 502.144 | 0.00011269 | 540.66 | -0.018952 | 501.3944 | 2.7975 | 540.66 | 1.8278 | 540.66 | -0.0082122 | 502.144 | 0.00041832 | 502.144 | 0.00039038 | 501.3944 | 0 | 545.9 | -0.002249 | 755.7618 | 1.3006 | 545.9 | -0.0090564 | 755.0511 | 0 | 755.7618 | 0.0144 | 502.144 | 0.99431
| 501.5085 | 0.018027 | 546.1265 | 0.058384 | 501.5085 | 0.016431 | 546.1265 | 0.062153 | 502.2607 | 0.00082547 | 546.1265 | 0.046745 | 502.2607 | 5.4578e-05 | 540.89 | 0.0098357 | 501.5085 | 2.8469 | 540.89 | 1.7721 | 540.89 | 0.00020403 | 502.2607 | 0.00020578 | 502.2607 | 0.0002369 | 501.5085 | 0.049717 | 546.1265 | 0.0052734 | 755.9265 | 1.3248 | 546.1265 | -0.0055689 | 755.2159 | 0.0007506 | 755.9265 | 0.013564 | 502.2607 | 0.99689
| 501.6225 | 0 | 546.3531 | 0.059812 | 501.6225 | 0 | 546.3531 | -0.0054424 | 502.3774 | 0 | 546.3531 | 0.0227 | 502.3774 | 0.00010617 | 541.11 | -0.0002399 | 501.6225 | 2.8175 | 541.11 | 1.7714 | 541.11 | 0.0024994 | 502.3774 | 0.00042146 | 502.3774 | 0.000407 | 501.6225 | 0 | 546.3531 | -0.0036403 | 756.0913 | 1.3362 | 546.3531 | -0.0020625 | 755.3808 | 0 | 756.0913 | 0.014772 | 502.3774 | 0.99809
| 501.7366 | 0.00071483 | 546.5797 | 0.05345 | 501.7366 | 0.017863 | 546.5797 | 0.031812 | 502.4942 | 0.00082547 | 546.5797 | 0.046334 | 502.4942 | 5.1597e-05 | 541.34 | 0.015113 | 501.7366 | 2.9105 | 541.34 | 1.7263 | 541.34 | -0.005917 | 502.4942 | 0.00022295 | 502.4942 | 0.00017352 | 501.7366 | 0.021927 | 546.5797 | -0.0012752 | 756.2561 | 1.3583 | 546.5797 | 0.0024412 | 755.5456 | 0.00053624 | 756.2561 | 0.013796 | 502.4942 | 0.99127
| 501.8507 | 0 | 546.8063 | 0.055365 | 501.8507 | 0 | 546.8063 | -0.000478 | 502.6109 | 0 | 546.8063 | 0.018901 | 502.6109 | 0.00010804 | 541.57 | -0.010795 | 501.8507 | 2.9428 | 541.57 | 1.724 | 541.57 | -0.0043867 | 502.6109 | 0.00045796 | 502.6109 | 0.00029857 | 501.8507 | 0 | 546.8063 | -0.0056326 | 756.4208 | 1.3563 | 546.8063 | -0.0051988 | 755.7104 | 0 | 756.4208 | 0.01454 | 502.6109 | 0.99029
| 501.9647 | 0.0063351 | 547.0329 | 0.058238 | 501.9647 | 0.0097437 | 547.0329 | 0.030595 | 502.7277 | 0.00053406 | 547.0329 | 0.048001 | 502.7277 | 5.644e-05 | 541.79 | 0.0031186 | 501.9647 | 3.0251 | 541.79 | 1.6607 | 541.79 | -0.0042337 | 502.7277 | 0.00023914 | 502.7277 | 0.00012505 | 501.9647 | 0.0037951 | 547.0329 | 0.0031108 | 756.5856 | 1.3818 | 547.0329 | -0.0028967 | 755.8752 | 0.00053624 | 756.5856 | 0.013425 | 502.7277 | 0.98782
| 502.0788 | 0 | 547.2595 | 0.051058 | 502.0788 | 0 | 547.2595 | 0.014955 | 502.8444 | 0 | 547.2595 | 0.017999 | 502.8444 | 0.00012834 | 542.02 | 0.0055175 | 502.0788 | 3.0166 | 542.02 | 1.7065 | 542.02 | 0.0028055 | 502.8444 | 0.0004203 | 502.8444 | 0.00031861 | 502.0788 | 0 | 547.2595 | -0.0017295 | 756.7504 | 1.3792 | 547.2595 | -0.0062567 | 756.0401 | 0 | 756.7504 | 0.014354 | 502.8444 | 0.99706
| 502.1929 | 0.0094662 | 547.4861 | 0.060688 | 502.1929 | 0.024359 | 547.4861 | 0.028681 | 502.9612 | 0.00082547 | 547.4861 | 0.050971 | 502.9612 | 7.1901e-05 | 542.25 | 0.013194 | 502.1929 | 3.0676 | 542.25 | 1.605 | 542.25 | -0.0028565 | 502.9612 | 0.00018645 | 502.9612 | 0.00019357 | 502.1929 | 0.042968 | 547.4861 | -0.0029891 | 756.9152 | 1.4049 | 547.4861 | -0.0067804 | 756.2049 | 0.00053624 | 756.9152 | 0.013611 | 502.9612 | 1.0043
| 502.307 | 0 | 547.7128 | 0.057429 | 502.307 | 0 | 547.7128 | 0.0081424 | 503.0779 | 0 | 547.7128 | 0.017289 | 503.0779 | 0.00015796 | 542.47 | -0.022789 | 502.307 | 3.0789 | 542.47 | 1.6087 | 542.47 | 0.0075495 | 503.0779 | 0.0003914 | 503.0779 | 0.00041693 | 502.307 | 0 | 547.7128 | -0.00027626 | 757.08 | 1.4384 | 547.7128 | -0.0042462 | 756.3698 | 0 | 757.08 | 0.014493 | 503.0779 | 1.0185
| 502.4211 | 0.010454 | 547.9394 | 0.057314 | 502.4211 | 0.017195 | 547.9394 | 0.047724 | 503.1947 | 0.00053406 | 547.9394 | 0.043225 | 503.1947 | 8.6244e-05 | 542.7 | -0.02375 | 502.4211 | 3.1169 | 542.7 | 1.5596 | 542.7 | -0.00010202 | 503.1947 | 0.00020842 | 503.1947 | 0.00022354 | 502.4211 | 0.035319 | 547.9394 | 0.00040019 | 757.2448 | 1.4598 | 547.9394 | 0.0027201 | 756.5346 | 0.00032174 | 757.2448 | 0.013982 | 503.1947 | 1.0187
| 502.5351 | 0 | 548.1661 | 0.052844 | 502.5351 | 0 | 548.1661 | -0.0030522 | 503.3115 | 0 | 548.1661 | 0.020097 | 503.3115 | 0.0001751 | 542.93 | -0.032385 | 502.5351 | 3.1655 | 542.93 | 1.5458 | 542.93 | -0.021984 | 503.3115 | 0.00041981 | 503.3115 | 0.00038696 | 502.5351 | 0 | 548.1661 | -0.00057045 | 757.4096 | 1.4488 | 548.1661 | 0.0016109 | 756.6995 | 0 | 757.4096 | 0.015097 | 503.3115 | 1.0204
| 502.6492 | 0.0066309 | 548.3928 | 0.060596 | 502.6492 | 0.0054662 | 548.3928 | 0.044066 | 503.4282 | 0.00053406 | 548.3928 | 0.048349 | 503.4282 | 8.8851e-05 | 543.15 | 0.0016793 | 502.6492 | 3.1802 | 543.15 | 1.5247 | 543.15 | -0.010967 | 503.4282 | 0.0002142 | 503.4282 | 0.00016342 | 502.6492 | 0.041843 | 548.3928 | -0.00057215 | 757.5744 | 1.4456 | 548.3928 | 0.0021904 | 756.8643 | 0.0009651 | 757.5744 | 0.014261 | 503.4282 | 1.0151
| 502.7633 | 0 | 548.6194 | 0.060079 | 502.7633 | 0 | 548.6194 | 0.0071459 | 503.545 | 0 | 548.6194 | 0.019984 | 503.545 | 0.00016299 | 543.38 | -0.018472 | 502.7633 | 3.2361 | 543.38 | 1.5195 | 543.38 | -0.011426 | 503.545 | 0.00041287 | 503.545 | 0.00035698 | 502.7633 | 0 | 548.6194 | -0.0052349 | 757.7392 | 1.4848 | 548.6194 | 0.0043655 | 757.0292 | 0 | 757.7392 | 0.015329 | 503.545 | 1.019
| 502.8774 | 0.0039686 | 548.8462 | 0.056825 | 502.8774 | 0.013374 | 548.8462 | 0.038815 | 503.6618 | 0.00082547 | 548.8462 | 0.046474 | 503.6618 | 7.4136e-05 | 543.61 | 0.037664 | 502.8774 | 3.2415 | 543.61 | 1.4556 | 543.61 | 0.011375 | 503.6618 | 0.00020264 | 503.6618 | 0.00019682 | 502.8774 | 0.02992 | 548.8462 | 0.0058641 | 757.904 | 1.4619 | 548.8462 | 0.0093348 | 757.1941 | 0.00010725 | 757.904 | 0.01454 | 503.6618 | 1.0177
| 502.9915 | 0 | 549.0729 | 0.057011 | 502.9915 | 0 | 549.0729 | 0.007268 | 503.7786 | 0 | 549.0729 | 0.02203 | 503.7786 | 0.00014958 | 543.83 | -0.017992 | 502.9915 | 3.3206 | 543.83 | 1.4321 | 543.83 | 0.00096913 | 503.7786 | 0.00039537 | 503.7786 | 0.00037034 | 502.9915 | 0 | 549.0729 | -0.0077179 | 758.0688 | 1.538 | 549.0729 | 0.001959 | 757.359 | 0 | 758.0688 | 0.015515 | 503.7786 | 1.0256
| 503.1057 | 0.001898 | 549.2996 | 0.055985 | 503.1057 | 0.011081 | 549.2996 | 0.047437 | 503.8954 | 0.00082547 | 549.2996 | 0.046848 | 503.8954 | 7.544e-05 | 544.06 | -0.017032 | 503.1057 | 3.354 | 544.06 | 1.4017 | 544.06 | 0.0046418 | 503.8954 | 0.00019504 | 503.8954 | 0.00017678 | 503.1057 | 0.028345 | 549.2996 | -0.0018006 | 758.2336 | 1.5642 | 549.2996 | -7.7825e-05 | 757.5239 | 0.00053624 | 758.2336 | 0.014168 | 503.8954 | 1.0259
| 503.2198 | 0 | 549.5263 | 0.052543 | 503.2198 | 0 | 549.5263 | 0.022671 | 504.0121 | 0 | 549.5263 | 0.02188 | 504.0121 | 0.00014268 | 544.29 | -0.035264 | 503.2198 | 3.3784 | 544.29 | 1.3982 | 544.29 | -0.0049988 | 504.0121 | 0.00042096 | 504.0121 | 0.00034687 | 503.2198 | 0 | 549.5263 | -0.0018927 | 758.3985 | 1.5687 | 549.5263 | -0.002186 | 757.6887 | 0 | 758.3985 | 0.014958 | 504.0121 | 1.0317
| 503.3339 | 0.0016023 | 549.7531 | 0.055584 | 503.3339 | 0.01089 | 549.7531 | 0.03914 | 504.1289 | 0.00082547 | 549.7531 | 0.04702 | 504.1289 | 6.7244e-05 | 544.51 | 0.018952 | 503.3339 | 3.3626 | 544.51 | 1.3436 | 544.51 | -0.0030095 | 504.1289 | 0.00023022 | 504.1289 | 0.00017352 | 503.3339 | 0.034644 | 549.7531 | 0.0033576 | 758.5633 | 1.5769 | 549.7531 | 0.0025455 | 757.8536 | 0.00032174 | 758.5633 | 0.014122 | 504.1289 | 1.0317
| 503.448 | 0 | 549.9798 | 0.055195 | 503.448 | 0 | 549.9798 | 0.014948 | 504.2457 | 0 | 549.9798 | 0.019908 | 504.2457 | 0.00015777 | 544.74 | -0.017512 | 503.448 | 3.4228 | 544.74 | 1.3356 | 544.74 | 0.00051009 | 504.2457 | 0.00044607 | 504.2457 | 0.000407 | 503.448 | 0 | 549.9798 | -0.0010003 | 758.7281 | 1.5761 | 549.9798 | 0.0041575 | 758.0185 | 0 | 758.7281 | 0.015097 | 504.2457 | 1.0399
| 503.5621 | 0 | 550.2066 | 0.060511 | 503.5621 | 0.0069571 | 550.2066 | 0.038284 | 504.3625 | 0.00053406 | 550.2066 | 0.046846 | 504.3625 | 9.0528e-05 | 544.97 | 0.0011995 | 503.5621 | 3.492 | 544.97 | 1.3198 | 544.97 | 0.0055599 | 504.3625 | 0.00021833 | 504.3625 | 0.00023348 | 503.5621 | 0.037569 | 550.2066 | 0.003366 | 758.893 | 1.6013 | 550.2066 | -0.0010413 | 758.1834 | 0.0007506 | 758.893 | 0.014261 | 504.3625 | 1.0403
| 503.6762 | 0 | 550.4334 | 0.056694 | 503.6762 | 0 | 550.4334 | 0.012432 | 504.4793 | 0 | 550.4334 | 0.020589 | 504.4793 | 0.00018609 | 545.2 | 0.0055175 | 503.6762 | 3.5689 | 545.2 | 1.292 | 545.2 | -0.0062227 | 504.4793 | 0.00043401 | 504.4793 | 0.00043698 | 503.6762 | 0 | 550.4334 | -0.0012952 | 759.0578 | 1.609 | 550.4334 | -0.0090554 | 758.3483 | 0 | 759.0578 | 0.015004 | 504.4793 | 1.0435
| 503.7904 | 0.005004 | 550.6602 | 0.059466 | 503.7904 | 0.012132 | 550.6602 | 0.060507 | 504.5962 | 0.00082547 | 550.6602 | 0.049622 | 504.5962 | 9.5744e-05 | 545.42 | -0.024709 | 503.7904 | 3.624 | 545.42 | 1.2351 | 545.42 | -0.0019383 | 504.5962 | 0.000218 | 504.5962 | 0.0002035 | 503.7904 | 0.053541 | 550.6602 | 0.002917 | 759.2227 | 1.6374 | 550.6602 | -0.0017804 | 758.5132 | 0.00053624 | 759.2227 | 0.014354 | 504.5962 | 1.0435
| 503.9045 | 0 | 550.887 | 0.041248 | 503.9045 | 0 | 550.887 | 0.011372 | 504.713 | 0 | 550.887 | 0.01875 | 504.713 | 0.00018478 | 545.65 | -0.012235 | 503.9045 | 3.6191 | 545.65 | 1.2469 | 545.65 | -0.0048458 | 504.713 | 0.00042328 | 504.713 | 0.00037702 | 503.9045 | 0 | 550.887 | -0.0031455 | 759.3875 | 1.6539 | 550.887 | 0.0017793 | 758.6782 | 0 | 759.3875 | 0.015469 | 504.713 | 1.0497
| 504.0186 | 0.0051518 | 551.1139 | 0.054441 | 504.0186 | 0.013374 | 551.1139 | 0.02656 | 504.8298 | 0.00024284 | 551.1139 | 0.047159 | 504.8298 | 8.9224e-05 | 545.88 | 0.036225 | 504.0186 | 3.6747 | 545.88 | 1.191 | 545.88 | -0.0017853 | 504.8298 | 0.00020677 | 504.8298 | 0.00017678 | 504.0186 | 0.024971 | 551.1139 | 0.004707 | 759.5524 | 1.6845 | 551.1139 | 0.0053894 | 758.8431 | 0.0007506 | 759.5524 | 0.014865 | 504.8298 | 1.0551
| 504.1328 | 0 | 551.3407 | 0.051505 | 504.1328 | 0 | 551.3407 | 0.013983 | 504.9466 | 0 | 551.3407 | 0.017086 | 504.9466 | 0.00016708 | 546.1 | -0.0074367 | 504.1328 | 3.7342 | 546.1 | 1.1839 | 546.1 | -0.0046928 | 504.9466 | 0.00041568 | 504.9466 | 0.00040032 | 504.1328 | 0 | 551.3407 | 0.00075751 | 759.7172 | 1.684 | 551.3407 | -0.00582 | 759.008 | 0 | 759.7172 | 0.015747 | 504.9466 | 1.0621
| 504.2469 | 0.0121 | 551.5675 | 0.057491 | 504.2469 | 0.015857 | 551.5675 | 0.028283 | 505.0634 | 0.00053406 | 551.5675 | 0.0451 | 505.0634 | 7.8048e-05 | 546.33 | 0.010795 | 504.2469 | 3.7542 | 546.33 | 1.149 | 546.33 | -0.00025504 | 505.0634 | 0.00021156 | 505.0634 | 0.0002268 | 504.2469 | 0.016867 | 551.5675 | 0.0026652 | 759.8821 | 1.7171 | 551.5675 | -0.0056631 | 759.1729 | 0.00032174 | 759.8821 | 0.014818 | 505.0634 | 1.0682
| 504.361 | 0 | 551.7944 | 0.055937 | 504.361 | 0 | 551.7944 | -0.009983 | 505.1803 | 0 | 551.7944 | 0.022934 | 505.1803 | 0.00019074 | 546.56 | 0.004558 | 504.361 | 3.7986 | 546.56 | 1.1093 | 546.56 | -0.0053048 | 505.1803 | 0.00042295 | 505.1803 | 0.00042704 | 504.361 | 0 | 551.7944 | -0.0041645 | 760.047 | 1.7275 | 551.7944 | -0.0097754 | 759.3379 | 0 | 760.047 | 0.015654 | 505.1803 | 1.0707
| 504.4752 | 0.013911 | 552.0213 | 0.058552 | 504.4752 | 0.0087791 | 552.0213 | 0.037386 | 505.2971 | 0.00024284 | 552.0213 | 0.047236 | 505.2971 | 0.00011269 | 546.78 | 0.016553 | 504.4752 | 3.9029 | 546.78 | 1.083 | 546.78 | 0.011069 | 505.2971 | 0.00021453 | 505.2971 | 0.00020675 | 504.4752 | 0.042968 | 552.0213 | -9.6204e-05 | 760.2118 | 1.7303 | 552.0213 | -0.0042534 | 759.5028 | 0.0007506 | 760.2118 | 0.014958 | 505.2971 | 1.0698
| 504.5894 | 0 | 552.2482 | 0.053024 | 504.5894 | 0 | 552.2482 | 0.010716 | 505.4139 | 0 | 552.2482 | 0.015924 | 505.4139 | 0.00022036 | 547.01 | -0.027109 | 504.5894 | 3.8896 | 547.01 | 1.0672 | 547.01 | 0.0078554 | 505.4139 | 0.0004464 | 505.4139 | 0.00038028 | 504.5894 | 0 | 552.2482 | -0.0053518 | 760.3767 | 1.7306 | 552.2482 | -0.0015944 | 759.6677 | 0 | 760.3767 | 0.015747 | 505.4139 | 1.0712
| 504.7035 | 0.0069267 | 552.4751 | 0.058092 | 504.7035 | 0.01175 | 552.4751 | 0.031507 | 505.5308 | 0.0011167 | 552.4751 | 0.044019 | 505.5308 | 0.00010766 | 547.24 | 0.034305 | 504.7035 | 3.9081 | 547.24 | 1.0238 | 547.24 | 0.013517 | 505.5308 | 0.00023567 | 505.5308 | 0.00017678 | 504.7035 | 0.038469 | 552.4751 | 0.001708 | 760.5416 | 1.7693 | 552.4751 | 0.0072972 | 759.8327 | 0.00053624 | 760.5416 | 0.014586 | 505.5308 | 1.0742
| 504.8177 | 0 | 552.702 | 0.054448 | 504.8177 | 0 | 552.702 | 0.01191 | 505.6476 | 0 | 552.702 | 0.017568 | 505.6476 | 0.00021905 | 547.47 | 0.0079165 | 504.8177 | 3.8926 | 547.47 | 1.0259 | 547.47 | 0.0041827 | 505.6476 | 0.0004284 | 505.6476 | 0.00036692 | 504.8177 | 0 | 552.702 | -0.0036028 | 760.7065 | 1.7756 | 552.702 | -0.0031059 | 759.9976 | 0 | 760.7065 | 0.015608 | 505.6476 | 1.0842
| 504.9318 | 0.0045602 | 552.9289 | 0.05585 | 504.9318 | 0.010603 | 552.9289 | 0.041586 | 505.7644 | 0.00053406 | 552.9289 | 0.042809 | 505.7644 | 0.00011139 | 547.69 | -0.00071969 | 504.9318 | 3.9212 | 547.69 | 0.95102 | 547.69 | -0.0053048 | 505.7644 | 0.00019851 | 505.7644 | 0.00019682 | 504.9318 | 0.024971 | 552.9289 | 0.0045758 | 760.8714 | 1.8226 | 552.9289 | 0.0023227 | 760.1626 | 0.00053624 | 760.8714 | 0.014911 | 505.7644 | 1.0905
| 505.046 | 0 | 553.1558 | 0.049546 | 505.046 | 0 | 553.1558 | 0.019811 | 505.8813 | 0 | 553.1558 | 0.016587 | 505.8813 | 0.00022129 | 547.92 | 0.0016793 | 505.046 | 3.9755 | 547.92 | 0.9504 | 547.92 | 0.0047948 | 505.8813 | 0.00040594 | 505.8813 | 0.00040032 | 505.046 | 0 | 553.1558 | -0.0029065 | 761.0363 | 1.8328 | 553.1558 | -0.0044433 | 760.3276 | 0 | 761.0363 | 0.01584 | 505.8813 | 1.1015
| 505.1602 | 0.012265 | 553.3828 | 0.056622 | 505.1602 | 0.011081 | 553.3828 | 0.047062 | 505.9981 | 0.00082547 | 553.3828 | 0.046364 | 505.9981 | 0.00011009 | 548.15 | -0.0050378 | 505.1602 | 4.0032 | 548.15 | 0.91862 | 548.15 | 0.0044887 | 505.9981 | 0.00021304 | 505.9981 | 0.00020675 | 505.1602 | 0.026996 | 553.3828 | 0.0038082 | 761.2012 | 1.842 | 553.3828 | 0.011003 | 760.4925 | 0.00053624 | 761.2012 | 0.014865 | 505.9981 | 1.0998
| 505.2743 | 0 | 553.6097 | 0.048229 | 505.2743 | 0 | 553.6097 | 0.025672 | 506.115 | 0 | 553.6097 | 0.01887 | 506.115 | 0.00020993 | 548.37 | -0.010315 | 505.2743 | 4.0118 | 548.37 | 0.89928 | 548.37 | -0.0028565 | 506.115 | 0.00040759 | 506.115 | 0.00033197 | 505.2743 | 0 | 553.6097 | 0.0014764 | 761.3661 | 1.8588 | 553.6097 | -0.0043884 | 760.6575 | 0 | 761.3661 | 0.015654 | 506.115 | 1.1037
| 505.3885 | 0.0081099 | 553.8367 | 0.055381 | 505.3885 | 0.0091104 | 553.8367 | 0.049577 | 506.2319 | 0.00082547 | 553.8367 | 0.045353 | 506.2319 | 9.9841e-05 | 548.6 | -0.0035984 | 505.3885 | 4.0549 | 548.6 | 0.85837 | 548.6 | -0.010202 | 506.2319 | 0.00019851 | 506.2319 | 0.00012847 | 505.3885 | 0.036669 | 553.8367 | 0.0055885 | 761.531 | 1.8571 | 553.8367 | -0.0042936 | 760.8225 | 0.00053624 | 761.531 | 0.014772 | 506.2319 | 1.0996
| 505.5027 | 0 | 554.0637 | 0.048708 | 505.5027 | 0 | 554.0637 | 0.0077003 | 506.3487 | 0 | 554.0637 | 0.014202 | 506.3487 | 0.00019912 | 548.83 | -0.0083963 | 505.5027 | 4.0239 | 548.83 | 0.86329 | 548.83 | -0.0063763 | 506.3487 | 0.00041403 | 506.3487 | 0.00034191 | 505.5027 | 0 | 554.0637 | 0.0013095 | 761.6959 | 1.8984 | 554.0637 | -0.0080647 | 760.9874 | 0 | 761.6959 | 0.015422 | 506.3487 | 1.1064
| 505.6169 | 0.0041166 | 554.2907 | 0.052502 | 505.6169 | 0.014711 | 554.2907 | 0.041592 | 506.4656 | 0.00024284 | 554.2907 | 0.042712 | 506.4656 | 9.9283e-05 | 549.06 | -0.02375 | 505.6169 | 4.0344 | 549.06 | 0.80541 | 549.06 | -0.0031625 | 506.4656 | 0.00021601 | 506.4656 | 0.00021343 | 505.6169 | 0.03037 | 554.2907 | 0.0045185 | 761.8609 | 1.9125 | 554.2907 | 0.0075231 | 761.1524 | 0.0007506 | 761.8609 | 0.014214 | 506.4656 | 1.108
| 505.7311 | 0 | 554.5177 | 0.051536 | 505.7311 | 0 | 554.5177 | -0.015376 | 506.5825 | 0 | 554.5177 | 0.017277 | 506.5825 | 0.00020862 | 549.28 | -0.015113 | 505.7311 | 4.039 | 549.28 | 0.81307 | 549.28 | -0.0028565 | 506.5825 | 0.00043715 | 506.5825 | 0.00043698 | 505.7311 | 0 | 554.5177 | -0.0022508 | 762.0258 | 1.9489 | 554.5177 | -0.0020568 | 761.3174 | 0 | 762.0258 | 0.015515 | 506.5825 | 1.1175
| 505.8453 | 0 | 554.7447 | 0.049014 | 505.8453 | 0.013087 | 554.7447 | 0.046557 | 506.6993 | 0.00024284 | 554.7447 | 0.044416 | 506.6993 | 0.00010934 | 549.51 | 0.019431 | 505.8453 | 4.0614 | 549.51 | 0.78091 | 549.51 | 0.0032646 | 506.6993 | 0.0002218 | 506.6993 | 0.00022354 | 505.8453 | 0.014337 | 554.7447 | 0.004315 | 762.1907 | 1.9664 | 554.7447 | 0.0048174 | 761.4824 | 0.0007506 | 762.1907 | 0.014818 | 506.6993 | 1.1188
| 505.9595 | 0 | 554.9718 | 0.050053 | 505.9595 | 0 | 554.9718 | 0.0035036 | 506.8162 | 0 | 554.9718 | 0.015437 | 506.8162 | 0.0002185 | 549.74 | -0.02327 | 505.9595 | 4.067 | 549.74 | 0.77571 | 549.74 | 0.006172 | 506.8162 | 0.00044293 | 506.8162 | 0.000407 | 505.9595 | 0 | 554.9718 | -0.0067165 | 762.3557 | 1.957 | 554.9718 | -0.0062096 | 761.6474 | 0 | 762.3557 | 0.016444 | 506.8162 | 1.1267
| 506.0736 | 0.0089723 | 555.1988 | 0.051528 | 506.0736 | 0.016048 | 555.1988 | 0.037315 | 506.9331 | 0.00082547 | 555.1988 | 0.043786 | 506.9331 | 0.00010897 | 549.96 | -0.029507 | 506.0736 | 4.034 | 549.96 | 0.72222 | 549.96 | 0.00035706 | 506.9331 | 0.00022312 | 506.9331 | 0.00019682 | 506.0736 | 0.008855 | 555.1988 | 0.00062002 | 762.5206 | 1.9907 | 555.1988 | -0.0025048 | 761.8124 | 0.0007506 | 762.5206 | 0.015422 | 506.9331 | 1.1287
| 506.1879 | 0 | 555.4259 | 0.046109 | 506.1879 | 0 | 555.4259 | -0.010493 | 507.05 | 0 | 555.4259 | 0.015279 | 507.05 | 0.00024122 | 550.19 | 0.0050378 | 506.1879 | 4.0251 | 550.19 | 0.71872 | 550.19 | -0.0065293 | 507.05 | 0.00042476 | 507.05 | 0.00040032 | 506.1879 | 0 | 555.4259 | -0.0074106 | 762.6855 | 2.004 | 555.4259 | 0.0023711 | 761.9774 | 0 | 762.6855 | 0.016537 | 507.05 | 1.1344
| 506.3021 | 0.0042645 | 555.6529 | 0.054713 | 506.3021 | 0.0099348 | 555.6529 | 0.030153 | 507.1669 | 0.00053406 | 555.6529 | 0.045287 | 507.1669 | 0.00013225 | 550.42 | 0.002159 | 506.3021 | 4.0342 | 550.42 | 0.70279 | 550.42 | 0.0021933 | 507.1669 | 0.00020346 | 507.1669 | 0.00021686 | 506.3021 | 0.026996 | 555.6529 | 0.0049418 | 762.8505 | 2.0519 | 555.6529 | 0.0051842 | 762.1424 | 0.00032174 | 762.8505 | 0.015515 | 507.1669 | 1.1337
| 506.4163 | 0 | 555.88 | 0.052314 | 506.4163 | 0 | 555.88 | 0.019285 | 507.2838 | 0 | 555.88 | 0.017748 | 507.2838 | 0.00025761 | 550.65 | -0.0035984 | 506.4163 | 4.1036 | 550.65 | 0.68354 | 550.65 | -0.0077534 | 507.2838 | 0.00041452 | 507.2838 | 0.00037702 | 506.4163 | 0 | 555.88 | 0.0021685 | 763.0154 | 2.0545 | 555.88 | -0.0065886 | 762.3075 | 0 | 763.0154 | 0.016723 | 507.2838 | 1.1378
| 506.5305 | 0.010783 | 556.1071 | 0.05282 | 506.5305 | 0.0062945 | 556.1071 | 0.049336 | 507.4007 | 0.00082547 | 556.1071 | 0.041656 | 507.4007 | 0.00012536 | 550.87 | 0.02327 | 506.5305 | 4.0952 | 550.87 | 0.65304 | 550.87 | 0.00709 | 507.4007 | 0.0002142 | 507.4007 | 0.00017352 | 506.5305 | 0.05984 | 556.1071 | 0.007451 | 763.1804 | 2.082 | 556.1071 | -0.0028654 | 762.4725 | 0.0007506 | 763.1804 | 0.015422 | 507.4007 | 1.1436
| 506.6447 | 0 | 556.3342 | 0.046359 | 506.6447 | 0 | 556.3342 | 0.0040735 | 507.5176 | 0 | 556.3342 | 0.014079 | 507.5176 | 0.00025836 | 551.1 | -0.038142 | 506.6447 | 4.1227 | 551.1 | 0.65465 | 551.1 | -0.0014792 | 507.5176 | 0.00043797 | 507.5176 | 0.00037702 | 506.6447 | 0 | 556.3342 | -0.0021011 | 763.3454 | 2.0993 | 556.3342 | -0.0055872 | 762.6375 | 0 | 763.3454 | 0.016212 | 507.5176 | 1.155
| 506.7589 | 0.0020459 | 556.5613 | 0.05088 | 506.7589 | 0.023691 | 556.5613 | 0.036005 | 507.6345 | 0.00082547 | 556.5613 | 0.04549 | 507.6345 | 0.00013281 | 551.33 | -0.00071969 | 506.7589 | 4.1242 | 551.33 | 0.60944 | 551.33 | -0.0028565 | 507.6345 | 0.00022807 | 507.6345 | 0.0002035 | 506.7589 | 0.049717 | 556.5613 | 0.0018559 | 763.5103 | 2.1325 | 556.5613 | 0.0081294 | 762.8025 | 0.00053624 | 763.5103 | 0.015283 | 507.6345 | 1.1601
| 506.8731 | 0 | 556.7885 | 0.04854 | 506.8731 | 0 | 556.7885 | -0.0091993 | 507.7514 | 0 | 556.7885 | 0.011377 | 507.7514 | 0.0002632 | 551.55 | -0.028068 | 506.8731 | 4.1013 | 551.55 | 0.56635 | 551.55 | -0.0020913 | 507.7514 | 0.00045449 | 507.7514 | 0.00044708 | 506.8731 | 0 | 556.7885 | -0.0016582 | 763.6753 | 2.1435 | 556.7885 | -0.0064907 | 762.9676 | 0 | 763.6753 | 0.016816 | 507.7514 | 1.1658
| 506.9874 | 0 | 557.0156 | 0.051114 | 506.9874 | 0.017195 | 557.0156 | 0.041519 | 507.8683 | 0.00053406 | 557.0156 | 0.043288 | 507.8683 | 0.0001302 | 551.78 | -0.016553 | 506.9874 | 4.103 | 551.78 | 0.56579 | 551.78 | -0.0011732 | 507.8683 | 0.0002322 | 507.8683 | 0.00024358 | 506.9874 | 0.050167 | 557.0156 | 0.001164 | 763.8403 | 2.1625 | 557.0156 | 0.0013976 | 763.1326 | 0.0007506 | 763.8403 | 0.015887 | 507.8683 | 1.1671
| 507.1016 | 0 | 557.2428 | 0.042547 | 507.1016 | 0 | 557.2428 | 0.0060945 | 507.9852 | 0 | 557.2428 | 0.013091 | 507.9852 | 0.00023116 | 552.01 | -0.015593 | 507.1016 | 4.0894 | 552.01 | 0.55028 | 552.01 | -0.0085181 | 507.9852 | 0.00045069 | 507.9852 | 0.00041693 | 507.1016 | 0 | 557.2428 | -0.0052116 | 764.0053 | 2.1853 | 557.2428 | -0.0060588 | 763.2976 | 0 | 764.0053 | 0.016723 | 507.9852 | 1.1735
| 507.2158 | 0.0052997 | 557.4699 | 0.053034 | 507.2158 | 0.0099348 | 557.4699 | 0.037878 | 508.1021 | 0.00082547 | 557.4699 | 0.039842 | 508.1021 | 0.00010096 | 552.24 | 0.031905 | 507.2158 | 4.1098 | 552.24 | 0.53547 | 552.24 | -0.0022444 | 508.1021 | 0.00022411 | 508.1021 | 0.00017352 | 507.2158 | 0.026546 | 557.4699 | -0.0009678 | 764.1703 | 2.1985 | 557.4699 | 0.0040739 | 763.4627 | 0.00032174 | 764.1703 | 0.015422 | 508.1021 | 1.1758
| 507.3301 | 0 | 557.6971 | 0.049284 | 507.3301 | 0 | 557.6971 | -0.010215 | 508.2191 | 0 | 557.6971 | 0.011591 | 508.2191 | 0.00022166 | 552.46 | -0.016073 | 507.3301 | 4.1404 | 552.46 | 0.51173 | 552.46 | -0.0088246 | 508.2191 | 0.00045251 | 508.2191 | 0.00033694 | 507.3301 | 0 | 557.6971 | -0.0024315 | 764.3352 | 2.2023 | 557.6971 | -0.0025272 | 763.6277 | 0 | 764.3352 | 0.016816 | 508.2191 | 1.1815
| 507.4443 | 0.011359 | 557.9243 | 0.053731 | 507.4443 | 0.010794 | 557.9243 | 0.044785 | 508.336 | 0.00024284 | 557.9243 | 0.043605 | 508.336 | 0.00012089 | 552.69 | -0.0050378 | 507.4443 | 4.1301 | 552.69 | 0.4713 | 552.69 | -0.0020913 | 508.336 | 0.00023369 | 508.336 | 0.00016342 | 507.4443 | 0.03037 | 557.9243 | 0.0046947 | 764.5003 | 2.2283 | 557.9243 | 0.0040198 | 763.7928 | 0.0007506 | 764.5003 | 0.016073 | 508.336 | 1.1856
| 507.5585 | 0 | 558.1515 | 0.045791 | 507.5585 | 0 | 558.1515 | 0.013809 | 508.4529 | 0 | 558.1515 | 0.01333 | 508.4529 | 0.00023638 | 552.92 | -0.012714 | 507.5585 | 4.1389 | 552.92 | 0.47735 | 552.92 | -0.0086717 | 508.4529 | 0.00047249 | 508.4529 | 0.00036692 | 507.5585 | 0 | 558.1515 | -0.0020711 | 764.6653 | 2.2777 | 558.1515 | -0.003028 | 763.9579 | 0 | 764.6653 | 0.01728 | 508.4529 | 1.1969
| 507.6728 | 0.0054477 | 558.3787 | 0.050257 | 507.6728 | 0.018532 | 558.3787 | 0.031229 | 508.5698 | 0.00053406 | 558.3787 | 0.039448 | 508.5698 | 0.00011567 | 553.15 | 0.016553 | 507.6728 | 4.0791 | 553.15 | 0.43391 | 553.15 | -0.00025504 | 508.5698 | 0.00024492 | 508.5698 | 0.0002035 | 507.6728 | 0.038469 | 558.3787 | 0.0042532 | 764.8302 | 2.2887 | 558.3787 | -0.00051607 | 764.1229 | 0.0009651 | 764.8302 | 0.016119 | 508.5698 | 1.2008
| 507.787 | 0 | 558.606 | 0.051204 | 507.787 | 0 | 558.606 | 0.0057894 | 508.6868 | 0 | 558.606 | 0.015656 | 508.6868 | 0.00024979 | 553.37 | -0.013194 | 507.787 | 4.0885 | 553.37 | 0.46128 | 553.37 | -0.0053048 | 508.6868 | 0.00046209 | 508.6868 | 0.00036692 | 507.787 | 0 | 558.606 | 0.0025793 | 764.9953 | 2.3208 | 558.606 | 0.000399 | 764.288 | 0 | 764.9953 | 0.016955 | 508.6868 | 1.2051
| 507.9013 | 0.01103 | 558.8332 | 0.056491 | 507.9013 | 0.01089 | 558.8332 | 0.033257 | 508.8037 | 0.00082547 | 558.8332 | 0.039126 | 508.8037 | 0.00013412 | 553.6 | -0.012235 | 507.9013 | 4.1068 | 553.6 | 0.37695 | 553.6 | -0.00086717 | 508.8037 | 0.00022378 | 508.8037 | 0.00016342 | 507.9013 | 0.021083 | 558.8332 | 0.0034462 | 765.1603 | 2.3472 | 558.8332 | 0.0048897 | 764.4531 | 0.0007506 | 765.1603 | 0.016026 | 508.8037 | 1.2065
| 508.0156 | 0 | 559.0604 | 0.048376 | 508.0156 | 0 | 559.0604 | 0.031901 | 508.9207 | 0 | 559.0604 | 0.01169 | 508.9207 | 0.00025202 | 553.83 | -0.017032 | 508.0156 | 4.1356 | 553.83 | 0.40502 | 553.83 | -0.0092835 | 508.9207 | 0.00043566 | 508.9207 | 0.00035698 | 508.0156 | 0 | 559.0604 | -0.001843 | 765.3253 | 2.3627 | 559.0604 | -0.0057942 | 764.6182 | 0 | 765.3253 | 0.01728 | 508.9207 | 1.2117
| 508.1298 | 0.0067788 | 559.2877 | 0.05234 | 508.1298 | 0.013278 | 559.2877 | 0.034652 | 509.0376 | 0.00082547 | 559.2877 | 0.042307 | 509.0376 | 0.00011791 | 554.06 | -0.0011995 | 508.1298 | 4.104 | 554.06 | 0.35749 | 554.06 | -0.007294 | 509.0376 | 0.000218 | 509.0376 | 0.00019357 | 508.1298 | 0.027896 | 559.2877 | 0.0019946 | 765.4903 | 2.3964 | 559.2877 | -0.00090253 | 764.7833 | 0.00032174 | 765.4903 | 0.016584 | 509.0376 | 1.2146
| 508.2441 | 0 | 559.515 | 0.049906 | 508.2441 | 0 | 559.515 | -0.0090734 | 509.1546 | 0 | 559.515 | 0.014838 | 509.1546 | 0.00024849 | 554.28 | -0.0002399 | 508.2441 | 4.1001 | 554.28 | 0.36949 | 554.28 | -0.0022444 | 509.1546 | 0.00041634 | 509.1546 | 0.00038696 | 508.2441 | 0 | 559.515 | -0.0023499 | 765.6553 | 2.4167 | 559.515 | -0.006674 | 764.9484 | 0 | 765.6553 | 0.017652 | 509.1546 | 1.2196
| 508.3584 | 0.0061872 | 559.7423 | 0.050818 | 508.3584 | 0.004638 | 559.7423 | 0.032811 | 509.2715 | 0.00053406 | 559.7423 | 0.040786 | 509.2715 | 0.00013058 | 554.51 | 0.027109 | 508.3584 | 4.1414 | 554.51 | 0.33245 | 554.51 | 0.0020403 | 509.2715 | 0.00020297 | 509.2715 | 0.00019682 | 508.3584 | 0.036219 | 559.7423 | 0.00070719 | 765.8204 | 2.4246 | 559.7423 | 0.0011656 | 765.1134 | 0.00053624 | 765.8204 | 0.016398 | 509.2715 | 1.2219
| 508.4726 | 0 | 559.9696 | 0.04648 | 508.4726 | 0 | 559.9696 | -0.00041846 | 509.3885 | 0 | 559.9696 | 0.0075088 | 509.3885 | 0.00027624 | 554.74 | -0.0098357 | 508.4726 | 4.1679 | 554.74 | 0.31707 | 554.74 | 0.0026524 | 509.3885 | 0.0004137 | 509.3885 | 0.0003503 | 508.4726 | 0 | 559.9696 | -0.0051444 | 765.9854 | 2.4806 | 559.9696 | 0.0016785 | 765.2785 | 0 | 765.9854 | 0.017141 | 509.3885 | 1.2304
| 508.5869 | 0.012841 | 560.1969 | 0.051163 | 508.5869 | 0.010412 | 560.1969 | 0.021149 | 509.5055 | 0.0011167 | 560.1969 | 0.043178 | 509.5055 | 0.00014566 | 554.97 | 0.010795 | 508.5869 | 4.0913 | 554.97 | 0.29587 | 554.97 | -0.0010202 | 509.5055 | 0.00021767 | 509.5055 | 0.00015674 | 508.5869 | 0.059391 | 560.1969 | 0.0028189 | 766.1504 | 2.4777 | 560.1969 | -0.0038815 | 765.4437 | 0.0007506 | 766.1504 | 0.016212 | 509.5055 | 1.2385
| 508.7012 | 0 | 560.4242 | 0.05028 | 508.7012 | 0 | 560.4242 | -0.0039679 | 509.6224 | 0 | 560.4242 | 0.016737 | 509.6224 | 0.00029151 | 555.19 | 0.00071969 | 508.7012 | 4.0842 | 555.19 | 0.30799 | 555.19 | -0.0082122 | 509.6224 | 0.00043632 | 509.6224 | 0.00035698 | 508.7012 | 0 | 560.4242 | -0.00098238 | 766.3155 | 2.51 | 560.4242 | -0.0040021 | 765.6088 | 0 | 766.3155 | 0.017327 | 509.6224 | 1.25
| 508.8155 | 0.0048561 | 560.6516 | 0.055615 | 508.8155 | 0.013087 | 560.6516 | 0.035931 | 509.7394 | 0.00082547 | 560.6516 | 0.03924 | 509.7394 | 0.0001466 | 555.42 | 0.0088761 | 508.8155 | 4.1251 | 555.42 | 0.25638 | 555.42 | 0.0018873 | 509.7394 | 0.00022444 | 509.7394 | 0.0002035 | 508.8155 | 0.02857 | 560.6516 | 0.0035666 | 766.4805 | 2.5226 | 560.6516 | 0.0027366 | 765.7739 | 0.00053624 | 766.4805 | 0.016862 | 509.7394 | 1.2552
| 508.9298 | 0 | 560.8789 | 0.043488 | 508.9298 | 0 | 560.8789 | -0.0064156 | 509.8564 | 0 | 560.8789 | 0.012499 | 509.8564 | 0.00029356 | 555.65 | 0.013674 | 508.9298 | 4.0995 | 555.65 | 0.27351 | 555.65 | 0.0012752 | 509.8564 | 0.00044821 | 509.8564 | 0.000407 | 508.9298 | 0 | 560.8789 | -0.0022477 | 766.6456 | 2.5569 | 560.8789 | -0.0057798 | 765.939 | 0 | 766.6456 | 0.017698 | 509.8564 | 1.2584
| 509.0441 | 0.009137 | 561.1063 | 0.057174 | 509.0441 | 0.011272 | 561.1063 | 0.035428 | 509.9733 | 0.00053406 | 561.1063 | 0.04072 | 509.9733 | 0.00014753 | 555.87 | -0.0026388 | 509.0441 | 4.129 | 555.87 | 0.23111 | 555.87 | -0.0092835 | 509.9733 | 0.00022873 | 509.9733 | 0.0002035 | 509.0441 | 0.040494 | 561.1063 | 0.0046161 | 766.8107 | 2.5742 | 561.1063 | 0.0014846 | 766.1041 | 0.00053624 | 766.8107 | 0.017002 | 509.9733 | 1.2578
| 509.1583 | 0 | 561.3336 | 0.045723 | 509.1583 | 0 | 561.3336 | -0.0013549 | 510.0903 | 0 | 561.3336 | 0.014113 | 510.0903 | 0.00030567 | 556.1 | 0.0093559 | 509.1583 | 4.1519 | 556.1 | 0.25126 | 556.1 | -0.0007141 | 510.0903 | 0.00044574 | 510.0903 | 0.00041693 | 509.1583 | 0 | 561.3336 | -0.00038905 | 766.9757 | 2.6247 | 561.3336 | -0.0030248 | 766.2692 | 0 | 766.9757 | 0.017791 | 510.0903 | 1.2608
| 509.2726 | 0.0042645 | 561.561 | 0.053192 | 509.2726 | 0.013565 | 561.561 | 0.04227 | 510.2073 | 0.00082547 | 561.561 | 0.040585 | 510.2073 | 0.0001587 | 556.33 | 0.0035984 | 509.2726 | 4.1772 | 556.33 | 0.224 | 556.33 | -0.0013262 | 510.2073 | 0.00021767 | 510.2073 | 0.00022012 | 509.2726 | 0.028345 | 561.561 | 0.0029859 | 767.1408 | 2.6441 | 561.561 | -0.0064883 | 766.4344 | 0.0007506 | 767.1408 | 0.017141 | 510.2073 | 1.2644
| 509.387 | 0 | 561.7884 | 0.049186 | 509.387 | 0 | 561.7884 | -0.0032994 | 510.3243 | 0 | 561.7884 | 0.011585 | 510.3243 | 0.00030269 | 556.56 | 0.032866 | 509.387 | 4.1419 | 556.56 | 0.23087 | 556.56 | 0.0040296 | 510.3243 | 0.0004388 | 510.3243 | 0.00042361 | 509.387 | 0 | 561.7884 | -0.0034065 | 767.3059 | 2.6757 | 561.7884 | -0.0062358 | 766.5995 | 0 | 767.3059 | 0.018163 | 510.3243 | 1.2723
| 509.5013 | 0.010207 | 562.0158 | 0.052055 | 509.5013 | 0.0081166 | 562.0158 | 0.028095 | 510.4413 | 0.00024284 | 562.0158 | 0.042138 | 510.4413 | 0.00014399 | 556.79 | -0.0031186 | 509.5013 | 4.1284 | 556.79 | 0.19441 | 556.79 | 0.0020403 | 510.4413 | 0.00022196 | 510.4413 | 0.00021018 | 509.5013 | 0.035319 | 562.0158 | 0.0034165 | 767.4709 | 2.7004 | 562.0158 | 0.0053154 | 766.7646 | 0.00053624 | 767.4709 | 0.017559 | 510.4413 | 1.2793
| 509.6156 | 0 | 562.2433 | 0.046881 | 509.6156 | 0 | 562.2433 | 0.011016 | 510.5583 | 0 | 562.2433 | 0.010902 | 510.5583 | 0.00028183 | 557.01 | -0.037664 | 509.6156 | 4.1449 | 557.01 | 0.1979 | 557.01 | -0.0019383 | 510.5583 | 0.00043797 | 510.5583 | 0.00038696 | 509.6156 | 0 | 562.2433 | -0.0012009 | 767.636 | 2.7515 | 562.2433 | -0.0010177 | 766.9298 | 0 | 767.636 | 0.018442 | 510.5583 | 1.2893
| 509.7299 | 0.0081099 | 562.4707 | 0.051296 | 509.7299 | 0.020347 | 562.4707 | 0.02124 | 510.6753 | 0.00082547 | 562.4707 | 0.034157 | 510.6753 | 0.00013784 | 557.24 | 0.024228 | 509.7299 | 4.1244 | 557.24 | 0.16983 | 557.24 | 0.0086207 | 510.6753 | 0.00021684 | 510.6753 | 0.00018688 | 509.7299 | 0.049717 | 562.4707 | 0.0018775 | 767.8011 | 2.7589 | 562.4707 | -0.0013948 | 767.0949 | 0.0007506 | 767.8011 | 0.017466 | 510.6753 | 1.2986
| 509.8442 | 0 | 562.6981 | 0.043716 | 509.8442 | 0 | 562.6981 | -0.010962 | 510.7923 | 0 | 562.6981 | 0.010283 | 510.7923 | 0.00027456 | 557.47 | -0.016073 | 509.8442 | 4.1537 | 557.47 | 0.1675 | 557.47 | -0.00056109 | 510.7923 | 0.00044111 | 510.7923 | 0.0003837 | 509.8442 | 0 | 562.6981 | -0.0049549 | 767.9662 | 2.7835 | 562.6981 | -0.012094 | 767.2601 | 0 | 767.9662 | 0.018209 | 510.7923 | 1.3084
| 509.9585 | 0.0030813 | 562.9256 | 0.048854 | 509.9585 | 0.017386 | 562.9256 | 0.029887 | 510.9093 | 0.00053406 | 562.9256 | 0.039057 | 510.9093 | 0.00013672 | 557.7 | 0.0074367 | 509.9585 | 4.1558 | 557.7 | 0.13931 | 557.7 | 0.0077024 | 510.9093 | 0.00022526 | 510.9093 | 0.00020024 | 509.9585 | 0.024521 | 562.9256 | 0.0014812 | 768.1313 | 2.803 | 562.9256 | 0.00655 | 767.4253 | 0.00053624 | 768.1313 | 0.017187 | 510.9093 | 1.3133
| 510.0729 | 0 | 563.1531 | 0.043378 | 510.0729 | 0 | 563.1531 | 0.00047025 | 511.0263 | 0 | 563.1531 | 0.0087952 | 511.0263 | 0.00029971 | 557.92 | -0.0050378 | 510.0729 | 4.1535 | 557.92 | 0.15142 | 557.92 | -0.0036216 | 511.0263 | 0.00043418 | 511.0263 | 0.00039038 | 510.0729 | 0 | 563.1531 | -0.0037222 | 768.2964 | 2.8316 | 563.1531 | -0.0017635 | 767.5904 | 0 | 768.2964 | 0.017791 | 511.0263 | 1.3178
| 510.1872 | 0.0082315 | 563.3806 | 0.053695 | 510.1872 | 0.013947 | 563.3806 | 0.057838 | 511.1433 | 0.00053406 | 563.3806 | 0.042965 | 511.1433 | 0.00016299 | 558.15 | 0.020872 | 510.1872 | 4.1875 | 558.15 | 0.11951 | 558.15 | 0.0020403 | 511.1433 | 0.00020908 | 511.1433 | 0.00019357 | 510.1872 | 0.026546 | 563.3806 | 0.0043484 | 768.4615 | 2.8726 | 563.3806 | -0.0012478 | 767.7556 | 0.00053624 | 768.4615 | 0.017373 | 511.1433 | 1.3192
| 510.3015 | 0 | 563.6081 | 0.048947 | 510.3015 | 0 | 563.6081 | 0.0020544 | 511.2604 | 0 | 563.6081 | 0.012999 | 511.2604 | 0.00032299 | 558.38 | -0.0064771 | 510.3015 | 4.2195 | 558.38 | 0.12463 | 558.38 | -0.0031625 | 511.2604 | 0.0004284 | 511.2604 | 0.00044708 | 510.3015 | 0 | 563.6081 | 0.00029651 | 768.6266 | 2.8939 | 563.6081 | -0.007871 | 767.9208 | 0 | 768.6266 | 0.01872 | 511.2604 | 1.3275
| 510.4158 | 0.0069267 | 563.8356 | 0.045484 | 510.4158 | 0.0067914 | 563.8356 | 0.031235 | 511.3774 | 0.00053406 | 563.8356 | 0.039282 | 511.3774 | 0.00016001 | 558.61 | 0.0069569 | 510.4158 | 4.2223 | 558.61 | 0.11566 | 558.61 | 0.006172 | 511.3774 | 0.00021965 | 511.3774 | 0.0002602 | 510.4158 | 0.019397 | 563.8356 | 0.0024182 | 768.7917 | 2.9036 | 563.8356 | -0.000608 | 768.0859 | 0.00032174 | 768.7917 | 0.018163 | 511.3774 | 1.3355
| 510.5302 | 0 | 564.0631 | 0.033293 | 510.5302 | 0 | 564.0631 | 0.0031126 | 511.4944 | 0 | 564.0631 | 0.012193 | 511.4944 | 0.00031834 | 558.83 | -0.028068 | 510.5302 | 4.2482 | 558.83 | 0.10774 | 558.83 | -0.0037746 | 511.4944 | 0.00042873 | 511.4944 | 0.00044366 | 510.5302 | 0 | 564.0631 | 0.00080669 | 768.9568 | 2.9231 | 564.0631 | 0.0027625 | 768.2511 | 0 | 768.9568 | 0.018999 | 511.4944 | 1.3432
| 510.6445 | 0.0070745 | 564.2906 | 0.047364 | 510.6445 | 0.010126 | 564.2906 | 0.044521 | 511.6114 | 0.00082547 | 564.2906 | 0.039237 | 511.6114 | 0.00015833 | 559.06 | 0.0031186 | 510.6445 | 4.2795 | 559.06 | 0.09679 | 559.06 | 0.0011222 | 511.6114 | 0.00020957 | 511.6114 | 0.00019014 | 510.6445 | 0.024071 | 564.2906 | 0.0026281 | 769.1219 | 2.9896 | 564.2906 | -0.0073783 | 768.4163 | 0.00053624 | 769.1219 | 0.018024 | 511.6114 | 1.3434
| 510.7589 | 0 | 564.5182 | 0.037129 | 510.7589 | 0 | 564.5182 | -0.0046185 | 511.7285 | 0 | 564.5182 | 0.013275 | 511.7285 | 0.00032001 | 559.29 | -0.0040782 | 510.7589 | 4.2775 | 559.29 | 0.09749 | 559.29 | 0.0073959 | 511.7285 | 0.00042526 | 511.7285 | 0.00037702 | 510.7589 | 0 | 564.5182 | -0.00065192 | 769.2871 | 3.0181 | 564.5182 | -0.0020892 | 768.5815 | 0 | 769.2871 | 0.019464 | 511.7285 | 1.3485
| 510.8732 | 0.001898 | 564.7457 | 0.047244 | 510.8732 | 0.0099348 | 564.7457 | 0.024758 | 511.8455 | 0.00053406 | 564.7457 | 0.039576 | 511.8455 | 0.00016168 | 559.52 | 0.0098357 | 510.8732 | 4.2915 | 559.52 | 0.079784 | 559.52 | -0.0039276 | 511.8455 | 0.00021618 | 511.8455 | 0.00019357 | 510.8732 | 0.036219 | 564.7457 | 0.0078631 | 769.4522 | 3.0517 | 564.7457 | 0.0037031 | 768.7467 | 0.00053624 | 769.4522 | 0.018674 | 511.8455 | 1.3521
| 510.9876 | 0 | 564.9733 | 0.046678 | 510.9876 | 0 | 564.9733 | 0.004123 | 511.9625 | 0 | 564.9733 | 0.0095223 | 511.9625 | 0.00030846 | 559.74 | 0.018952 | 510.9876 | 4.2518 | 559.74 | 0.085142 | 559.74 | -0.0033155 | 511.9625 | 0.00043021 | 511.9625 | 0.00038696 | 510.9876 | 0 | 564.9733 | 0.0038161 | 769.6173 | 3.0625 | 564.9733 | -0.0060641 | 768.9119 | 0 | 769.6173 | 0.01951 | 511.9625 | 1.3619
| 511.1019 | 0 | 565.2009 | 0.046511 | 511.1019 | 0.004638 | 565.2009 | 0.030695 | 512.0796 | 0.00082547 | 565.2009 | 0.040233 | 512.0796 | 0.00014697 | 559.97 | -0.019911 | 511.1019 | 4.233 | 559.97 | 0.073145 | 559.97 | 0.0096913 | 512.0796 | 0.0002142 | 512.0796 | 0.00019357 | 511.1019 | 0.023621 | 565.2009 | 0.0045794 | 769.7825 | 3.0841 | 565.2009 | 0.0021835 | 769.0771 | 0.00032174 | 769.7825 | 0.017977 | 512.0796 | 1.3664
| 511.2163 | 0 | 565.4284 | 0.041359 | 511.2163 | 0 | 565.4284 | 0.020497 | 512.1966 | 0 | 565.4284 | 0.013049 | 512.1966 | 0.00030101 | 560.2 | 0.0050378 | 511.2163 | 4.2377 | 560.2 | 0.0714 | 560.2 | 0.0028055 | 512.1966 | 0.00044227 | 512.1966 | 0.00037702 | 511.2163 | 0 | 565.4284 | 0.00057797 | 769.9476 | 3.1196 | 565.4284 | -0.0039129 | 769.2423 | 0 | 769.9476 | 0.019231 | 512.1966 | 1.3763
| 511.3307 | 0.010783 | 565.6561 | 0.054984 | 511.3307 | 0.0096482 | 565.6561 | 0.044228 | 512.3137 | 0.00024284 | 565.6561 | 0.041062 | 512.3137 | 0.00015405 | 560.43 | 0.0083963 | 511.3307 | 4.3427 | 560.43 | 0.066737 | 560.43 | 5.1009e-05 | 512.3137 | 0.00022873 | 512.3137 | 0.00018346 | 511.3307 | 0.012228 | 565.6561 | 0.0037682 | 770.1128 | 3.1352 | 565.6561 | 0.01125 | 769.4075 | 0.0007506 | 770.1128 | 0.018627 | 512.3137 | 1.3827
| 511.445 | 0 | 565.8837 | 0.050743 | 511.445 | 0 | 565.8837 | 0.0073953 | 512.4307 | 0 | 565.8837 | 0.0051211 | 512.4307 | 0.00030362 | 560.66 | 0.013194 | 511.445 | 4.3172 | 560.66 | 0.061379 | 560.66 | -0.0045398 | 512.4307 | 0.00045746 | 512.4307 | 0.00042704 | 511.445 | 0 | 565.8837 | 0.0011174 | 770.2779 | 3.2007 | 565.8837 | -0.011538 | 769.5727 | 0 | 770.2779 | 0.019975 | 512.4307 | 1.3921
| 511.5594 | 0.010207 | 566.1113 | 0.049687 | 511.5594 | 0.0077853 | 566.1113 | 0.04768 | 512.5478 | 0.00053406 | 566.1113 | 0.040464 | 512.5478 | 0.00014958 | 560.88 | 0.029507 | 511.5594 | 4.3252 | 560.88 | 0.048799 | 560.88 | 0.0099978 | 512.5478 | 0.00023038 | 512.5478 | 0.00024358 | 511.5594 | 0.021927 | 566.1113 | 0.0040192 | 770.4431 | 3.2086 | 566.1113 | 0.0081159 | 769.738 | 0.00053624 | 770.4431 | 0.01872 | 512.5478 | 1.3969
| 511.6738 | 0 | 566.3389 | 0.042452 | 511.6738 | 0 | 566.3389 | -0.038465 | 512.6649 | 0 | 566.3389 | 0.0081175 | 512.6649 | 0.0002958 | 561.11 | -0.019911 | 511.6738 | 4.4057 | 561.11 | 0.050081 | 561.11 | -0.0066822 | 512.6649 | 0.0004388 | 512.6649 | 0.00038696 | 511.6738 | 0 | 566.3389 | -0.0037545 | 770.6082 | 3.2712 | 566.3389 | -0.001505 | 769.9032 | 0 | 770.6082 | 0.019882 | 512.6649 | 1.406
| 511.7882 | 0.0048561 | 566.5666 | 0.044725 | 511.7882 | 0.0092761 | 566.5666 | 0.036761 | 512.7819 | 0.00053406 | 566.5666 | 0.0352 | 512.7819 | 0.00014622 | 561.34 | 0.017032 | 511.7882 | 4.3553 | 561.34 | 0.030627 | 561.34 | 0.0014282 | 512.7819 | 0.00021337 | 512.7819 | 0.00014337 | 511.7882 | 0.01771 | 566.5666 | 0.0032099 | 770.7734 | 3.2995 | 566.5666 | -0.0024446 | 770.0684 | 0.00053624 | 770.7734 | 0.019138 | 512.7819 | 1.4102
| 511.9026 | 0 | 566.7942 | 0.036241 | 511.9026 | 0 | 566.7942 | 0.0014046 | 512.899 | 0 | 566.7942 | 0.0077554 | 512.899 | 0.00029543 | 561.57 | -0.017512 | 511.9026 | 4.3767 | 561.57 | 0.040878 | 561.57 | -0.0069881 | 512.899 | 0.00041419 | 512.899 | 0.00033694 | 511.9026 | 0 | 566.7942 | -0.0016743 | 770.9386 | 3.3251 | 566.7942 | -0.0088649 | 770.2337 | 0 | 770.9386 | 0.020114 | 512.899 | 1.4184
| 512.0169 | 0.0051518 | 567.0219 | 0.048195 | 512.0169 | 0.0099348 | 567.0219 | 0.035209 | 513.0161 | 0.00024284 | 567.0219 | 0.040456 | 513.0161 | 0.0001492 | 561.79 | 0.002159 | 512.0169 | 4.3946 | 561.79 | 0.033306 | 561.79 | 0.0092325 | 513.0161 | 0.00020792 | 513.0161 | 0.00019357 | 512.0169 | 0.03127 | 567.0219 | 0.006388 | 771.1037 | 3.3395 | 567.0219 | -0.0016267 | 770.3989 | 0.00053624 | 771.1037 | 0.018906 | 513.0161 | 1.4162
| 512.1313 | 0 | 567.2496 | 0.043161 | 512.1313 | 0 | 567.2496 | -0.003924 | 513.1331 | 0 | 567.2496 | 0.01012 | 513.1331 | 0.00029189 | 562.02 | -0.012714 | 512.1313 | 4.3719 | 562.02 | 0.038664 | 562.02 | -0.0077534 | 513.1331 | 0.00041766 | 513.1331 | 0.00039706 | 512.1313 | 0 | 567.2496 | 0.0027434 | 771.2689 | 3.3627 | 567.2496 | -0.0055235 | 770.5641 | 0 | 771.2689 | 0.019789 | 513.1331 | 1.4234
| 512.2457 | 0.0048561 | 567.4773 | 0.053718 | 512.2457 | 0.020347 | 567.4773 | 0.040858 | 513.2502 | 0.00024284 | 567.4773 | 0.043299 | 513.2502 | 0.00014268 | 562.25 | 0.020872 | 512.2457 | 4.3755 | 562.25 | 0.025385 | 562.25 | -0.0027035 | 513.2502 | 0.00021734 | 513.2502 | 0.0002035 | 512.2457 | 0.033745 | 567.4773 | 0.002914 | 771.4341 | 3.4072 | 567.4773 | 0.004723 | 770.7294 | 0.0007506 | 771.4341 | 0.019046 | 513.2502 | 1.4265
| 512.3601 | 0 | 567.705 | 0.044667 | 512.3601 | 0 | 567.705 | -0.025464 | 513.3673 | 0 | 567.705 | 0.0065781 | 513.3673 | 0.00031778 | 562.48 | -0.031426 | 512.3601 | 4.3575 | 562.48 | 0.021308 | 562.48 | -0.010661 | 513.3673 | 0.00043764 | 513.3673 | 0.00036692 | 512.3601 | 0 | 567.705 | 0.0038661 | 771.5993 | 3.4129 | 567.705 | 0.001335 | 770.8946 | 0 | 771.5993 | 0.020207 | 513.3673 | 1.4367
| 512.4745 | 0.0070745 | 567.9327 | 0.051622 | 512.4745 | 0.020347 | 567.9327 | 0.044296 | 513.4844 | 0.00082547 | 567.9327 | 0.039769 | 513.4844 | 0.00017565 | 562.71 | -0.016553 | 512.4745 | 4.3625 | 562.71 | 0.034937 | 562.71 | 0.0035706 | 513.4844 | 0.00022873 | 513.4844 | 0.00016342 | 512.4745 | 0.011385 | 567.9327 | -0.0025193 | 771.7645 | 3.4685 | 567.9327 | 0.0012724 | 771.0599 | 0.0007506 | 771.7645 | 0.019371 | 513.4844 | 1.4417
| 512.5889 | 0 | 568.1605 | 0.046013 | 512.5889 | 0 | 568.1605 | -0.0022799 | 513.6015 | 0 | 568.1605 | 0.0054791 | 513.6015 | 0.0003405 | 562.93 | -0.013194 | 512.5889 | 4.3576 | 562.93 | 0.028064 | 562.93 | 0.0032646 | 513.6015 | 0.00043946 | 513.6015 | 0.00038696 | 512.5889 | 0 | 568.1605 | 0.0020786 | 771.9297 | 3.5109 | 568.1605 | -0.0036748 | 771.2252 | 0 | 771.9297 | 0.020346 | 513.6015 | 1.4523
| 512.7034 | 0.0060393 | 568.3882 | 0.046622 | 512.7034 | 0.021207 | 568.3882 | 0.046488 | 513.7186 | 0.00082547 | 568.3882 | 0.041161 | 513.7186 | 0.0001656 | 563.16 | 0.0088761 | 512.7034 | 4.3745 | 563.16 | 0.031792 | 563.16 | 0.0081613 | 513.7186 | 0.00021651 | 513.7186 | 0.00022354 | 512.7034 | 0.01518 | 568.3882 | 0.0088328 | 772.0949 | 3.5432 | 568.3882 | 0.0049749 | 771.3904 | 0.00053624 | 772.0949 | 0.019417 | 513.7186 | 1.4588
| 512.8178 | 0 | 568.616 | 0.043863 | 512.8178 | 0 | 568.616 | -0.0071999 | 513.8357 | 0 | 568.616 | 0.0051618 | 513.8357 | 0.00033305 | 563.39 | -0.022789 | 512.8178 | 4.385 | 563.39 | 0.018396 | 563.39 | -0.0020913 | 513.8357 | 0.00044062 | 513.8357 | 0.00038696 | 512.8178 | 0 | 568.616 | 0.0029778 | 772.2601 | 3.5596 | 568.616 | -0.0016096 | 771.5557 | 0 | 772.2601 | 0.020671 | 513.8357 | 1.469
| 512.9322 | 0.0066309 | 568.8438 | 0.044102 | 512.9322 | 0.018341 | 568.8438 | -0.0038529 | 513.9528 | 0.00024284 | 568.8438 | 0.038114 | 513.9528 | 0.0001682 | 563.62 | -0.0088761 | 512.9322 | 4.4405 | 563.62 | 0.017929 | 563.62 | -0.0048458 | 513.9528 | 0.0002284 | 513.9528 | 0.00016342 | 512.9322 | 0.053092 | 568.8438 | 0.0035567 | 772.4253 | 3.5928 | 568.8438 | -0.0021267 | 771.721 | 0.0009651 | 772.4253 | 0.019603 | 513.9528 | 1.4705
| 513.0466 | 0 | 569.0715 | 0.03838 | 513.0466 | 0 | 569.0715 | 0.0020604 | 514.0699 | 0 | 569.0715 | 0.005539 | 514.0699 | 0.0003284 | 563.84 | -0.0016793 | 513.0466 | 4.4069 | 563.84 | 0.020609 | 563.84 | 0.00081613 | 514.0699 | 0.00045482 | 514.0699 | 0.00039706 | 513.0466 | 0 | 569.0715 | 0.0008738 | 772.5905 | 3.6155 | 569.0715 | -0.0043619 | 771.8863 | 0 | 772.5905 | 0.021229 | 514.0699 | 1.4756
| 513.161 | 0.005004 | 569.2993 | 0.043847 | 513.161 | 0.017099 | 569.2993 | 0.019792 | 514.187 | 0.00053406 | 569.2993 | 0.037267 | 514.187 | 0.00016038 | 564.07 | 0.0064771 | 513.161 | 4.4112 | 564.07 | 0.024104 | 564.07 | -0.0042337 | 514.187 | 0.00022675 | 514.187 | 0.00023348 | 513.161 | 0.02947 | 569.2993 | 0.0039196 | 772.7557 | 3.6638 | 569.2993 | 0.0049664 | 772.0516 | 0.00010725 | 772.7557 | 0.020393 | 514.187 | 1.4714
| 513.2755 | 0 | 569.5271 | 0.050033 | 513.2755 | 0 | 569.5271 | -0.022921 | 514.3041 | 0 | 569.5271 | 0.0088591 | 514.3041 | 0.00030567 | 564.3 | -0.034785 | 513.2755 | 4.3382 | 564.3 | 0.013153 | 564.3 | -0.0040807 | 514.3041 | 0.00043021 | 514.3041 | 0.00045702 | 513.2755 | 0 | 569.5271 | 0.0005762 | 772.921 | 3.6851 | 569.5271 | -0.0018363 | 772.2168 | 0 | 772.921 | 0.022018 | 514.3041 | 1.4794
| 513.3899 | 0.0026375 | 569.755 | 0.047879 | 513.3899 | 0.01538 | 569.755 | 0.017046 | 514.4212 | 0.00082547 | 569.755 | 0.033645 | 514.4212 | 0.00014604 | 564.53 | 0.0016793 | 513.3899 | 4.3087 | 564.53 | 0.018512 | 564.53 | 0.00096913 | 514.4212 | 0.00020379 | 514.4212 | 0.00022354 | 513.3899 | 0.051967 | 569.755 | -0.0010225 | 773.0862 | 3.6899 | 569.755 | 0.0066208 | 772.3821 | 0.0007506 | 773.0862 | 0.020625 | 514.4212 | 1.4824
| 513.5044 | 0 | 569.9828 | 0.043721 | 513.5044 | 0 | 569.9828 | 0.004703 | 514.5383 | 0.00024284 | 569.9828 | 0.0080651 | 514.5383 | 0.00031014 | 564.76 | -0.016553 | 513.5044 | 4.3393 | 564.76 | 0.013736 | 564.76 | -0.0074475 | 514.5383 | 0.00041981 | 514.5383 | 0.00036692 | 513.5044 | 0 | 569.9828 | -0.00014815 | 773.2514 | 3.7029 | 569.9828 | -0.0052944 | 772.5474 | 0 | 773.2514 | 0.021879 | 514.5383 | 1.4947
| 513.6188 | 0.0032291 | 570.2106 | 0.042661 | 513.6188 | 0.021398 | 570.2106 | 0.04163 | 514.6555 | 0.00082547 | 570.2106 | 0.039794 | 514.6555 | 0.00016485 | 564.98 | -0.0040782 | 513.6188 | 4.3416 | 564.98 | 0.0060475 | 564.98 | 0.0031115 | 514.6555 | 0.00021601 | 514.6555 | 0.00014337 | 513.6188 | 0.045218 | 570.2106 | 0.0032776 | 773.4167 | 3.7398 | 570.2106 | -0.0018179 | 772.7127 | 0.00053624 | 773.4167 | 0.020578 | 514.6555 | 1.5028
| 513.7332 | 0 | 570.4385 | 0.044065 | 513.7332 | 0 | 570.4385 | -0.0075083 | 514.7726 | 0 | 570.4385 | 0.0081786 | 514.7726 | 0.00033771 | 565.21 | -0.019911 | 513.7332 | 4.3255 | 565.21 | 0.0061643 | 565.21 | 5.1009e-05 | 514.7726 | 0.00040412 | 514.7726 | 0.00029686 | 513.7332 | 0 | 570.4385 | -0.00064001 | 773.5819 | 3.7731 | 570.4385 | -0.0095656 | 772.8781 | 0 | 773.5819 | 0.021926 | 514.7726 | 1.5221
| 513.8477 | 0.0030813 | 570.6664 | 0.04728 | 513.8477 | 0.017386 | 570.6664 | 0.04207 | 514.8897 | 0.00053406 | 570.6664 | 0.038292 | 514.8897 | 0.00017342 | 565.44 | -0.0055175 | 513.8477 | 4.2888 | 565.44 | 0.010358 | 565.44 | -0.0053048 | 514.8897 | 0.0001881 | 514.8897 | 0.00015348 | 513.8477 | 0.010542 | 570.6664 | 0.0032852 | 773.7471 | 3.8075 | 570.6664 | 0.0046056 | 773.0434 | 0.00053624 | 773.7471 | 0.020671 | 514.8897 | 1.5358
| 513.9621 | 0 | 570.8942 | 0.038469 | 513.9621 | 0 | 570.8942 | -0.0087852 | 515.0068 | 0 | 570.8942 | 0.0053548 | 515.0068 | 0.00034777 | 565.67 | 0.002159 | 513.9621 | 4.2786 | 565.67 | 0.0058149 | 565.67 | 0.0069371 | 515.0068 | 0.00041287 | 515.0068 | 0.00038696 | 513.9621 | 0 | 570.8942 | -0.0021461 | 773.9124 | 3.815 | 570.8942 | -0.0047648 | 773.2087 | 0 | 773.9124 | 0.021926 | 515.0068 | 1.5455
| 514.0766 | 0.0030813 | 571.1221 | 0.047356 | 514.0766 | 0.010412 | 571.1221 | 0.027013 | 515.124 | 0.00024284 | 571.1221 | 0.035975 | 515.124 | 0.00017435 | 565.9 | -0.0059973 | 514.0766 | 4.2396 | 565.9 | 0.0098918 | 565.9 | 0.0096913 | 515.124 | 0.0002246 | 515.124 | 0.00023348 | 514.0766 | 0.039594 | 571.1221 | 0.0071873 | 774.0776 | 3.8661 | 571.1221 | -0.0014074 | 773.374 | 0.0007506 | 774.0776 | 0.020857 | 515.124 | 1.5478
| 514.1911 | 0 | 571.35 | 0.045569 | 514.1911 | 0 | 571.35 | -0.0061005 | 515.2411 | 0 | 571.35 | 0.0070548 | 515.2411 | 0.0003474 | 566.12 | 0.018472 | 514.1911 | 4.2906 | 566.12 | 0.011173 | 566.12 | 0.0020403 | 515.2411 | 0.0004388 | 515.2411 | 0.00043698 | 514.1911 | 0 | 571.35 | -0.0058037 | 774.2429 | 3.8872 | 571.35 | 0.0022896 | 773.5393 | 0 | 774.2429 | 0.022158 | 515.2411 | 1.5529
| 514.3055 | 0.005004 | 571.578 | 0.049456 | 514.3055 | 0.023882 | 571.578 | 0.022238 | 515.3583 | 0.00053406 | 571.578 | 0.038674 | 515.3583 | 0.00017305 | 566.35 | -0.025189 | 514.3055 | 4.1941 | 566.35 | 0.0097755 | 566.35 | 0.0051009 | 515.3583 | 0.0002142 | 515.3583 | 0.0002035 | 514.3055 | 0.024521 | 571.578 | 0.010585 | 774.4082 | 3.9279 | 571.578 | -0.0044294 | 773.7047 | 0.00053624 | 774.4082 | 0.020904 | 515.3583 | 1.5573
| 514.42 | 0 | 571.8059 | 0.043622 | 514.42 | 0 | 571.8059 | -0.012488 | 515.4754 | 0 | 571.8059 | 0.0074874 | 515.4754 | 0.00035298 | 566.58 | -0.0016793 | 514.42 | 4.2019 | 566.58 | 0.0010387 | 566.58 | -0.00010202 | 515.4754 | 0.00045333 | 515.4754 | 0.00039706 | 514.42 | 0 | 571.8059 | -0.0019274 | 774.5734 | 3.9488 | 571.8059 | -0.0023033 | 773.87 | 0 | 774.5734 | 0.021926 | 515.4754 | 1.5666
| 514.5345 | 0.003377 | 572.0338 | 0.044238 | 514.5345 | 0.016048 | 572.0338 | 0.014207 | 515.5926 | 0.00082547 | 572.0338 | 0.03634 | 515.5926 | 0.00018087 | 566.81 | 0.0074367 | 514.5345 | 4.1708 | 566.81 | 0.0015046 | 566.81 | 0.015353 | 515.5926 | 0.0002426 | 515.5926 | 0.00019357 | 514.5345 | 0.032845 | 572.0338 | 0.008079 | 774.7387 | 3.9827 | 572.0338 | -5.9893e-05 | 774.0353 | 0.00032174 | 774.7387 | 0.020578 | 515.5926 | 1.5672
| 514.6489 | 0 | 572.2618 | 0.038292 | 514.6489 | 0 | 572.2618 | 0.0035386 | 515.7097 | 0 | 572.2618 | 0.0040542 | 515.7097 | 0.00033268 | 567.04 | -0.050138 | 514.6489 | 4.1618 | 567.04 | 0.011406 | 567.04 | -0.0007141 | 515.7097 | 0.00047067 | 515.7097 | 0.00038696 | 514.6489 | 0 | 572.2618 | -0.0060696 | 774.904 | 3.9915 | 572.2618 | -0.0053235 | 774.2007 | 0 | 774.904 | 0.02239 | 515.7097 | 1.5746
| 514.7634 | 0.003377 | 572.4897 | 0.042416 | 514.7634 | 0.020729 | 572.4897 | 0.02656 | 515.8269 | 0.00053406 | 572.4897 | 0.03192 | 515.8269 | 0.00015274 | 567.26 | -0.0093559 | 514.7634 | 4.1179 | 567.26 | -0.0046693 | 567.26 | 0.0012752 | 515.8269 | 0.00023302 | 515.8269 | 0.00019357 | 514.7634 | 0.0033734 | 572.4897 | 0.00050965 | 775.0693 | 4.0483 | 572.4897 | 0.0041918 | 774.366 | 0.00010725 | 775.0693 | 0.021368 | 515.8269 | 1.5801
| 514.8779 | 0 | 572.7177 | 0.047751 | 514.8779 | 0 | 572.7177 | -0.0074318 | 515.944 | 0 | 572.7177 | 0.0058511 | 515.944 | 0.000331 | 567.49 | -0.019911 | 514.8779 | 4.1207 | 567.49 | 0.0022036 | 567.49 | -0.0042337 | 515.944 | 0.00042295 | 515.944 | 0.00038696 | 514.8779 | 0 | 572.7177 | -0.0011897 | 775.2345 | 4.0581 | 572.7177 | -0.0051513 | 774.5314 | 0 | 775.2345 | 0.022855 | 515.944 | 1.5952
| 514.9924 | 0 | 572.9457 | 0.045173 | 514.9924 | 0.013756 | 572.9457 | 0.035005 | 516.0612 | 0.00082547 | 572.9457 | 0.036199 | 516.0612 | 0.00017919 | 567.72 | 0.013194 | 514.9924 | 4.0846 | 567.72 | 0.0090765 | 567.72 | 0.0043357 | 516.0612 | 0.0001962 | 516.0612 | 0.00019682 | 514.9924 | 0.03127 | 572.9457 | 0.0039052 | 775.3998 | 4.0903 | 572.9457 | 0.0001991 | 774.6967 | 0.00053624 | 775.3998 | 0.021647 | 516.0612 | 1.6053
| 515.1069 | 0 | 573.1737 | 0.043842 | 515.1069 | 0 | 573.1737 | -0.0043973 | 516.1784 | 0 | 573.1737 | 0.0069132 | 516.1784 | 0.00033566 | 567.95 | -0.0074367 | 515.1069 | 4.0831 | 567.95 | 0.0074455 | 567.95 | -0.0097429 | 516.1784 | 0.00039867 | 516.1784 | 0.0003736 | 515.1069 | 0 | 573.1737 | 0.0014678 | 775.5651 | 4.116 | 573.1737 | -0.00084424 | 774.8621 | 0 | 775.5651 | 0.023273 | 516.1784 | 1.615
| 515.2214 | 0.0095486 | 573.4017 | 0.042174 | 515.2214 | 0.011463 | 573.4017 | 0.020337 | 516.2956 | 0.00053406 | 573.4017 | 0.037609 | 516.2956 | 0.00015647 | 568.18 | 0.018472 | 515.2214 | 4.1205 | 568.18 | 0.0079117 | 568.18 | -0.007294 | 516.2956 | 0.00020528 | 516.2956 | 0.0001802 | 515.2214 | 0.031945 | 573.4017 | 0.0026049 | 775.7304 | 4.1637 | 573.4017 | 0.0087282 | 775.0275 | 0.0007506 | 775.7304 | 0.022251 | 516.2956 | 1.6182
| 515.3359 | 0 | 573.6297 | 0.042956 | 515.3359 | 0 | 573.6297 | -0.0080373 | 516.4127 | 0 | 573.6297 | 0.0097307 | 516.4127 | 0.00035298 | 568.41 | 0.0064771 | 515.3359 | 4.0552 | 568.41 | 0.0052322 | 568.41 | -0.014487 | 516.4127 | 0.0004284 | 516.4127 | 0.00041025 | 515.3359 | 0 | 573.6297 | -0.0024608 | 775.8957 | 4.1918 | 573.6297 | -0.0032778 | 775.1928 | 0 | 775.8957 | 0.023691 | 516.4127 | 1.6225
| 515.4504 | 0.014487 | 573.8578 | 0.043561 | 515.4504 | 0.010317 | 573.8578 | 0.043371 | 516.5299 | 0.00053406 | 573.8578 | 0.033497 | 516.5299 | 0.00019726 | 568.63 | 0.013674 | 515.4504 | 4.0629 | 568.63 | 0.0029025 | 568.63 | -0.010661 | 516.5299 | 0.0002246 | 516.5299 | 0.00023348 | 515.4504 | 0.020662 | 573.8578 | 0.0022024 | 776.061 | 4.1906 | 573.8578 | 0.00097529 | 775.3582 | 0.00053624 | 776.061 | 0.022576 | 516.5299 | 1.6236
| 515.5649 | 0 | 574.0858 | 0.037533 | 515.5649 | 0 | 574.0858 | -0.0015509 | 516.6471 | 0 | 574.0858 | 0.0071739 | 516.6471 | 0.00036398 | 568.86 | 0.011275 | 515.5649 | 4.1004 | 568.86 | -0.00094161 | 568.86 | -0.0037746 | 516.6471 | 0.00045102 | 516.6471 | 0.00042704 | 515.5649 | 0 | 574.0858 | 0.0010119 | 776.2263 | 4.251 | 574.0858 | -0.0035731 | 775.5236 | 0 | 776.2263 | 0.023784 | 516.6471 | 1.631
| 515.6794 | 0.00086279 | 574.3139 | 0.048526 | 515.6794 | 0.020729 | 574.3139 | 0.021503 | 516.7643 | 0.00053406 | 574.3139 | 0.039513 | 516.7643 | 0.00016746 | 569.09 | 0.004558 | 515.6794 | 4.0953 | 569.09 | 0.0013882 | 569.09 | 0.0024994 | 516.7643 | 0.00022642 | 516.7643 | 0.00019357 | 515.6794 | 0.013493 | 574.3139 | 0.0011581 | 776.3917 | 4.2377 | 574.3139 | 0.0048304 | 775.689 | 0.00032174 | 776.3917 | 0.022297 | 516.7643 | 1.6387
| 515.7939 | 0 | 574.5419 | 0.04049 | 515.7939 | 0 | 574.5419 | -0.018856 | 516.8815 | 0 | 574.5419 | 0.005016 | 516.8815 | 0.00033659 | 569.32 | -0.028548 | 515.7939 | 4.0791 | 569.32 | -0.00035917 | 569.32 | -0.00056109 | 516.8815 | 0.00044755 | 516.8815 | 0.00033694 | 515.7939 | 0 | 574.5419 | -0.0031975 | 776.557 | 4.2905 | 574.5419 | -0.0031007 | 775.8544 | 0 | 776.557 | 0.023598 | 516.8815 | 1.649
| 515.9085 | 0.0081099 | 574.77 | 0.042154 | 515.9085 | 0.01987 | 574.77 | 0.042335 | 516.9987 | 0.00024284 | 574.77 | 0.034903 | 516.9987 | 0.00017007 | 569.55 | 0.019911 | 515.9085 | 4.1447 | 569.55 | 0.003485 | 569.55 | -0.0028565 | 516.9987 | 0.00022444 | 516.9987 | 0.00014337 | 515.9085 | 0.02902 | 574.77 | 0.0074691 | 776.7223 | 4.2628 | 574.77 | 0.008641 | 776.0198 | 0.00010725 | 776.7223 | 0.022437 | 516.9987 | 1.6603
| 516.023 | 0 | 574.9981 | 0.033721 | 516.023 | 0 | 574.9981 | -0.018315 | 517.1159 | 0 | 574.9981 | 0.0045163 | 517.1159 | 0.00035261 | 569.77 | -0.0064771 | 516.023 | 4.1444 | 569.77 | 0.0093092 | 569.77 | -0.0092835 | 517.1159 | 0.00042063 | 517.1159 | 0.0003169 | 516.023 | 0 | 574.9981 | 0.0014795 | 776.8876 | 4.2931 | 574.9981 | 0.0028147 | 776.1852 | 0 | 776.8876 | 0.024109 | 517.1159 | 1.6785
| 516.1375 | 0.011689 | 575.2262 | 0.039208 | 516.1375 | 0.005135 | 575.2262 | 0.018427 | 517.2331 | 0.00053406 | 575.2262 | 0.038692 | 517.2331 | 0.00018292 | 570 | 0.024709 | 516.1375 | 4.1504 | 570 | -0.002689 | 570 | -0.0011732 | 517.2331 | 0.00020033 | 517.2331 | 0.00017352 | 516.1375 | 0.048142 | 575.2262 | 0.0072685 | 777.053 | 4.3217 | 575.2262 | 0.0057604 | 776.3506 | 0.00053624 | 777.053 | 0.02318 | 517.2331 | 1.6936
| 516.252 | 0 | 575.4543 | 0.045259 | 516.252 | 0 | 575.4543 | -0.0036589 | 517.3503 | 0 | 575.4543 | 0.0071697 | 517.3503 | 0.00035522 | 570.23 | -0.022789 | 516.252 | 4.2176 | 570.23 | -0.002689 | 570.23 | -0.0057639 | 517.3503 | 0.0003957 | 517.3503 | 0.00035698 | 516.252 | 0 | 575.4543 | -0.0028913 | 777.2183 | 4.3306 | 575.4543 | -0.0061124 | 776.516 | 0 | 777.2183 | 0.025084 | 517.3503 | 1.7062
| 516.3666 | 0 | 575.6825 | 0.039345 | 516.3666 | 0.0091104 | 575.6825 | 0.017964 | 517.4675 | 0.0011167 | 575.6825 | 0.036743 | 517.4675 | 0.00017342 | 570.46 | 0.0040782 | 516.3666 | 4.1755 | 570.46 | 0.003019 | 570.46 | 0.0017343 | 517.4675 | 0.00020115 | 517.4675 | 0.00019357 | 516.3666 | 0.026096 | 575.6825 | 0.0051383 | 777.3836 | 4.3592 | 575.6825 | 0.00051618 | 776.6814 | 0.00053624 | 777.3836 | 0.023923 | 517.4675 | 1.7052
| 516.4811 | 0 | 575.9106 | 0.041146 | 516.4811 | 0 | 575.9106 | -0.011857 | 517.5847 | 0 | 575.9106 | 0.0057842 | 517.5847 | 0.00033734 | 570.69 | -0.0016793 | 516.4811 | 4.1711 | 570.69 | 0.00068922 | 570.69 | 0.0081613 | 517.5847 | 0.00042295 | 517.5847 | 0.00033694 | 516.4811 | 0 | 575.9106 | -0.0015408 | 777.549 | 4.3993 | 575.9106 | -0.0058884 | 776.8468 | 0 | 777.549 | 0.025456 | 517.5847 | 1.7058
| 516.5956 | 0.0041166 | 576.1388 | 0.040265 | 516.5956 | 0.015284 | 576.1388 | 0.044491 | 517.7019 | 0.00024284 | 576.1388 | 0.038026 | 517.7019 | 0.00016615 | 570.92 | 0.02375 | 516.5956 | 4.1965 | 570.92 | -0.00035917 | 570.92 | -0.0017853 | 517.7019 | 0.00022642 | 517.7019 | 0.00015348 | 516.5956 | 0.037119 | 576.1388 | 0.0067158 | 777.7143 | 4.3888 | 576.1388 | 0.005035 | 777.0122 | 0.0007506 | 777.7143 | 0.024016 | 517.7019 | 1.7
| 516.7102 | 0 | 576.3669 | 0.035573 | 516.7102 | 0 | 576.3669 | -0.0090086 | 517.8191 | 0 | 576.3669 | -0.0010341 | 517.8191 | 0.00034162 | 571.14 | -0.032866 | 516.7102 | 4.1791 | 571.14 | 0.0013882 | 571.14 | -0.005917 | 517.8191 | 0.00044227 | 517.8191 | 0.000327 | 516.7102 | 0 | 576.3669 | -0.0013195 | 777.8797 | 4.4269 | 576.3669 | -0.013491 | 777.1776 | 0 | 777.8797 | 0.02541 | 517.8191 | 1.6992
| 516.8247 | 0.0081099 | 576.5951 | 0.04499 | 516.8247 | 0.0071227 | 576.5951 | 0.035413 | 517.9364 | 0.00053406 | 576.5951 | 0.040218 | 517.9364 | 0.00017789 | 571.37 | 0.0069569 | 516.8247 | 4.1543 | 571.37 | 0.0075623 | 571.37 | 0.0051009 | 517.9364 | 0.00021965 | 517.9364 | 0.00018688 | 516.8247 | 0.037119 | 576.5951 | 0.0066232 | 778.045 | 4.4602 | 576.5951 | 0.005706 | 777.3431 | 0.00053624 | 778.045 | 0.024202 | 517.9364 | 1.6997
| 516.9393 | 0 | 576.8233 | 0.037213 | 516.9393 | 0 | 576.8233 | -0.018626 | 518.0536 | 0 | 576.8233 | 0.0047842 | 518.0536 | 0.00036994 | 571.6 | -0.0098357 | 516.9393 | 4.1583 | 571.6 | -0.010261 | 571.6 | 0.0052539 | 518.0536 | 0.00043368 | 518.0536 | 0.00041025 | 516.9393 | 0 | 576.8233 | 0.0010765 | 778.2104 | 4.4173 | 576.8233 | -0.00057281 | 777.5085 | 0 | 778.2104 | 0.02606 | 518.0536 | 1.7142
| 517.0539 | 0.005004 | 577.0515 | 0.044751 | 517.0539 | 0.014711 | 577.0515 | 0.032493 | 518.1708 | 0.00082547 | 577.0515 | 0.038379 | 518.1708 | 0.00019689 | 571.83 | -0.02375 | 517.0539 | 4.1678 | 571.83 | 0.0077949 | 571.83 | 0.0090795 | 518.1708 | 0.00021651 | 518.1708 | 0.0002268 | 517.0539 | 0.016445 | 577.0515 | 0.0016307 | 778.3758 | 4.4463 | 577.0515 | 0.0082363 | 777.6739 | 0.0009651 | 778.3758 | 0.024806 | 518.1708 | 1.7312
| 517.1684 | 0 | 577.2797 | 0.040737 | 517.1684 | 0 | 577.2797 | -0.02616 | 518.2881 | 0 | 577.2797 | 0.002885 | 518.2881 | 0.0003826 | 572.06 | -0.017992 | 517.1684 | 4.1771 | 572.06 | 0.00033976 | 572.06 | -0.0045398 | 518.2881 | 0.00040825 | 518.2881 | 0.000407 | 517.1684 | 0 | 577.2797 | 0.00024856 | 778.5411 | 4.4431 | 577.2797 | 0.002967 | 777.8394 | 0 | 778.5411 | 0.026385 | 518.2881 | 1.7499
| 517.283 | 0.0051518 | 577.5079 | 0.042136 | 517.283 | 0.015284 | 577.5079 | 0.048266 | 518.4053 | 0.00053406 | 577.5079 | 0.03633 | 518.4053 | 0.00018907 | 572.29 | 0.0064771 | 517.283 | 4.1912 | 572.29 | 0.0018541 | 572.29 | 0.0023464 | 518.4053 | 0.00019339 | 518.4053 | 0.00018346 | 517.283 | 0.025196 | 577.5079 | 0.0028943 | 778.7065 | 4.4556 | 577.5079 | 0.0042494 | 778.0048 | 0.00053624 | 778.7065 | 0.025084 | 518.4053 | 1.7596
| 517.3976 | 0 | 577.7362 | 0.040479 | 517.3976 | 0 | 577.7362 | -0.02352 | 518.5225 | 0 | 577.7362 | 0.0066068 | 518.5225 | 0.00037068 | 572.51 | -0.012235 | 517.3976 | 4.1441 | 572.51 | -0.01096 | 572.51 | 0.00020403 | 518.5225 | 0.00041056 | 518.5225 | 0.00037702 | 517.3976 | 0 | 577.7362 | 0.0031195 | 778.8719 | 4.4866 | 577.7362 | -0.0088372 | 778.1703 | 0 | 778.8719 | 0.027221 | 518.5225 | 1.7727
| 517.5122 | 0.0017502 | 577.9644 | 0.036731 | 517.5122 | 0.013756 | 577.9644 | 0.044874 | 518.6398 | 0.00053406 | 577.9644 | 0.039121 | 518.6398 | 0.00018478 | 572.74 | 0.0064771 | 517.5122 | 4.0906 | 572.74 | 0.006397 | 572.74 | 0.012752 | 518.6398 | 0.00022229 | 518.6398 | 0.00019357 | 517.5122 | 0.033745 | 577.9644 | 0.00024369 | 779.0373 | 4.4736 | 577.9644 | 0.012723 | 778.3357 | 0.00053624 | 779.0373 | 0.026292 | 518.6398 | 1.778
| 517.6267 | 0 | 578.1927 | 0.033804 | 517.6267 | 0 | 578.1927 | -0.016489 | 518.757 | 0 | 578.1927 | 0.0045259 | 518.757 | 0.00037683 | 572.97 | -0.02183 | 517.6267 | 4.1157 | 572.97 | -0.0054848 | 572.97 | 0.0077024 | 518.757 | 0.00044987 | 518.757 | 0.00034687 | 517.6267 | 0 | 578.1927 | -0.0012986 | 779.2026 | 4.5024 | 578.1927 | -0.0084759 | 778.5012 | 0 | 779.2026 | 0.027918 | 518.757 | 1.7882
| 517.7413 | 0.0061872 | 578.4209 | 0.042462 | 517.7413 | 0.0094417 | 578.4209 | 0.035395 | 518.8743 | 0.00053406 | 578.4209 | 0.035319 | 518.8743 | 0.00019223 | 573.2 | -0.0016793 | 517.7413 | 4.0629 | 573.2 | 0.0022036 | 573.2 | -0.0014792 | 518.8743 | 0.00023369 | 518.8743 | 0.00015348 | 517.7413 | 0.053991 | 578.4209 | 0.004679 | 779.3681 | 4.5264 | 578.4209 | 0.0047684 | 778.6667 | 0.00032174 | 779.3681 | 0.026199 | 518.8743 | 1.7878
| 517.8559 | 0 | 578.6492 | 0.040726 | 517.8559 | 0 | 578.6492 | -0.0097311 | 518.9915 | 0 | 578.6492 | 0.0049934 | 518.9915 | 0.00039601 | 573.43 | 0.014154 | 517.8559 | 4.097 | 573.43 | -0.0065332 | 573.43 | 0.0054069 | 518.9915 | 0.00043054 | 518.9915 | 0.000327 | 517.8559 | 0 | 578.6492 | -0.0044292 | 779.5334 | 4.5153 | 578.6492 | -0.0053676 | 778.8321 | 0 | 779.5334 | 0.027221 | 518.9915 | 1.7973
| 517.9705 | 0.0060393 | 578.8775 | 0.042849 | 517.9705 | 0.0066257 | 578.8775 | 0.041017 | 519.1088 | 0.00053406 | 578.8775 | 0.034504 | 519.1088 | 0.00020415 | 573.66 | 0.011275 | 517.9705 | 4.059 | 573.66 | 0.00092222 | 573.66 | -0.0022444 | 519.1088 | 0.00020561 | 519.1088 | 0.00017678 | 517.9705 | 0.013915 | 578.8775 | -0.0016755 | 779.6988 | 4.5111 | 578.8775 | 0.0028563 | 778.9976 | 0.0007506 | 779.6988 | 0.025781 | 519.1088 | 1.7984
| 518.0851 | 0 | 579.1058 | 0.036093 | 518.0851 | 0 | 579.1058 | 0.00076273 | 519.2261 | 0 | 579.1058 | 0.0077934 | 519.2261 | 0.00039583 | 573.88 | -0.0074367 | 518.0851 | 4.0108 | 573.88 | -0.0051353 | 573.88 | 0.0066312 | 519.2261 | 0.00040792 | 519.2261 | 0.00036024 | 518.0851 | 0 | 579.1058 | -0.0050539 | 779.8642 | 4.4969 | 579.1058 | -0.012396 | 779.1631 | 0 | 779.8642 | 0.027453 | 519.2261 | 1.8064
| 518.1997 | 0.0089723 | 579.3341 | 0.038271 | 518.1997 | 0.011559 | 579.3341 | 0.035421 | 519.3433 | 0.0011167 | 579.3341 | 0.033874 | 519.3433 | 0.0001926 | 574.11 | 0.029026 | 518.1997 | 4.0378 | 574.11 | 0.0016211 | 574.11 | -0.00040807 | 519.3433 | 0.00020957 | 519.3433 | 0.00018688 | 518.1997 | 0.020662 | 579.3341 | 0.0080006 | 780.0296 | 4.5156 | 579.3341 | 0.0047174 | 779.3286 | 0.00010725 | 780.0296 | 0.026524 | 519.3433 | 1.8099
| 518.3143 | 0 | 579.5625 | 0.03581 | 518.3143 | 0 | 579.5625 | -0.016568 | 519.4606 | 0 | 579.5625 | 0.0013885 | 519.4606 | 0.00039042 | 574.34 | -0.010795 | 518.3143 | 4.0375 | 574.34 | 0.0093092 | 574.34 | 0.0098449 | 519.4606 | 0.00040263 | 519.4606 | 0.00039038 | 518.3143 | 0 | 579.5625 | 0.0027022 | 780.1951 | 4.5074 | 579.5625 | -0.0047605 | 779.4941 | 0 | 780.1951 | 0.027639 | 519.4606 | 1.8235
| 518.4289 | 0.010454 | 579.7908 | 0.04376 | 518.4289 | 0.0054662 | 579.7908 | 0.033467 | 519.5779 | 0.0011167 | 579.7908 | 0.031232 | 519.5779 | 0.00021458 | 574.57 | 0.0069569 | 518.4289 | 4.0283 | 574.57 | 0.010241 | 574.57 | 0.01872 | 519.5779 | 0.00025103 | 519.5779 | 0.00028863 | 518.4289 | 0.038694 | 579.7908 | -0.0013911 | 780.3605 | 4.5128 | 579.7908 | -0.0032038 | 779.6595 | 0.00010725 | 780.3605 | 0.028011 | 519.5779 | 1.8283
| 518.5435 | 0 | 580.0192 | 0.045165 | 518.5435 | 0 | 580.0192 | 0.032042 | 519.6951 | 0.00053406 | 580.0192 | 0.033754 | 519.6951 | 0.00024718 | 574.8 | 0.0079165 | 518.5435 | 3.9992 | 574.8 | 0.0015046 | 574.8 | -0.00056109 | 519.6951 | 0.00030486 | 519.6951 | 0.000327 | 518.5435 | 0.0020408 | 580.0192 | 0.00084131 | 780.5259 | 4.5295 | 580.0192 | 0.0048765 | 779.8251 | 0 | 780.5259 | 0.028475 | 519.6951 | 1.8286
| 518.6581 | 0.0069267 | 580.2475 | 0.033015 | 518.6581 | 0.010794 | 580.2475 | -0.017459 | 519.8124 | 0 | 580.2475 | 0.0042235 | 519.8124 | 7.5999e-05 | 575.03 | -0.020872 | 518.6581 | 3.9772 | 575.03 | 0.0020871 | 575.03 | 0.0073959 | 519.8124 | 0.00016614 | 519.8124 | 0.00018175 | 518.6581 | 0.0059033 | 580.2475 | 0.0036411 | 780.6913 | 4.5329 | 580.2475 | -0.0067405 | 779.9905 | 0 | 780.6913 | 0.029172 | 519.8124 | 1.8306
| 518.7727 | 0.0013333 | 580.4759 | 0.041095 | 518.7727 | 0 | 580.4759 | 0.025868 | 519.9297 | 0 | 580.4759 | 0.037828 | 519.9297 | 0.00010096 | 575.26 | 0.015593 | 518.7727 | 3.9749 | 575.26 | 0.0020871 | 575.26 | 0.01214 | 519.9297 | 0.00015111 | 519.9297 | 0.0001701 | 518.7727 | 0 | 580.4759 | -0.0037684 | 780.8568 | 4.5385 | 580.4759 | 0.0039862 | 780.1561 | 0 | 780.8568 | 0.027825 | 519.9297 | 1.8407
| 518.8874 | 0.0061872 | 580.7043 | 0.035296 | 518.8874 | 0.005135 | 580.7043 | -0.023976 | 520.047 | 0 | 580.7043 | 0.0017816 | 520.047 | 9.5371e-05 | 575.48 | 0.017032 | 518.8874 | 3.9007 | 575.48 | -0.0035044 | 575.48 | 0.011222 | 520.047 | 0.00013641 | 520.047 | 0.00015348 | 518.8874 | 0 | 580.7043 | 0.0013004 | 781.0222 | 4.5369 | 580.7043 | -0.0038995 | 780.3216 | 0 | 781.0222 | 0.029219 | 520.047 | 1.8615
| 519.002 | 0 | 580.9327 | 0.043505 | 519.002 | 0 | 580.9327 | 0.025413 | 520.1643 | 0 | 580.9327 | 0.034651 | 520.1643 | 0.00010245 | 575.71 | -0.0002399 | 519.002 | 3.9109 | 575.71 | -0.002456 | 575.71 | 0.011528 | 520.1643 | 0.00012948 | 520.1643 | 0.00014851 | 519.002 | 0 | 580.9327 | 0.0052916 | 781.1876 | 4.5133 | 580.9327 | -0.0013023 | 780.4871 | 0 | 781.1876 | 0.028475 | 520.1643 | 1.8708
| 519.1166 | 0.0073704 | 581.1611 | 0.031437 | 519.1166 | 0.016048 | 581.1611 | -0.0054982 | 520.2816 | 0 | 581.1611 | 0.006729 | 520.2816 | 8.7175e-05 | 575.94 | -0.025189 | 519.1166 | 3.8572 | 575.94 | -0.0097949 | 575.94 | 0.0054069 | 520.2816 | 0.00013228 | 520.2816 | 0.00011837 | 519.1166 | 0 | 581.1611 | 0.0053484 | 781.3531 | 4.4982 | 581.1611 | -0.0046857 | 780.6526 | 0 | 781.3531 | 0.030333 | 520.2816 | 1.8836
| 519.2313 | 0 | 581.3895 | 0.037178 | 519.2313 | 0 | 581.3895 | 0.022312 | 520.3989 | 0.00024284 | 581.3895 | 0.032075 | 520.3989 | 7.8979e-05 | 576.17 | -0.0083963 | 519.2313 | 3.7949 | 576.17 | -9.7074e-06 | 576.17 | 0.014282 | 520.3989 | 0.00012238 | 520.3989 | 0.00019357 | 519.2313 | 0.0020408 | 581.3895 | 0.0055604 | 781.5185 | 4.487 | 581.3895 | 0.0034912 | 780.8181 | 0 | 781.5185 | 0.029497 | 520.3989 | 1.8814
| 519.3459 | 0.0030813 | 581.618 | 0.028987 | 519.3459 | 0.011272 | 581.618 | -0.0028539 | 520.5162 | 0 | 581.618 | 0.0054644 | 520.5162 | 7.5999e-05 | 576.4 | -0.020872 | 519.3459 | 3.7293 | 576.4 | -9.7074e-06 | 576.4 | 0.033257 | 520.5162 | 0.00013113 | 520.5162 | 0.00019682 | 519.3459 | 0 | 581.618 | -0.0010829 | 781.684 | 4.4535 | 581.618 | 0.00037246 | 780.9836 | 0 | 781.684 | 0.031077 | 520.5162 | 1.8863
| 519.4606 | 0 | 581.8464 | 0.040595 | 519.4606 | 0 | 581.8464 | 0.03242 | 520.6335 | 0 | 581.8464 | 0.038742 | 520.6335 | 7.4136e-05 | 576.63 | -0.02183 | 519.4606 | 3.7217 | 576.63 | 0.0032519 | 576.63 | 0.03035 | 520.6335 | 0.00013063 | 520.6335 | 0.00019014 | 519.4606 | 0 | 581.8464 | 0.0035375 | 781.8494 | 4.4507 | 581.8464 | 0.0046592 | 781.1492 | 0 | 781.8494 | 0.030101 | 520.6335 | 1.8807
| 519.5752 | 0.0047082 | 582.0749 | 0.032871 | 519.5752 | 0.016717 | 582.0749 | -0.012854 | 520.7508 | 0 | 582.0749 | 0.003113 | 520.7508 | 8.1587e-05 | 576.85 | -0.011755 | 519.5752 | 3.6925 | 576.85 | -0.010261 | 576.85 | 0.036624 | 520.7508 | 0.0001483 | 520.7508 | 0.000105 | 519.5752 | 0.0016866 | 582.0749 | 0.0054936 | 782.0149 | 4.4609 | 582.0749 | -0.010337 | 781.3147 | 0 | 782.0149 | 0.031495 | 520.7508 | 1.8906
| 519.6898 | 0 | 582.3033 | 0.037423 | 519.6898 | 0 | 582.3033 | 0.020304 | 520.8681 | 0 | 582.3033 | 0.035761 | 520.8681 | 6.7244e-05 | 577.08 | -0.0093559 | 519.6898 | 3.6617 | 577.08 | -0.0040868 | 577.08 | 0.038001 | 520.8681 | 0.00012766 | 520.8681 | 0.00012847 | 519.6898 | 0 | 582.3033 | 0.0023299 | 782.1803 | 4.5043 | 582.3033 | 0.0044725 | 781.4802 | 0 | 782.1803 | 0.03038 | 520.8681 | 1.8958
| 519.8045 | 0.003377 | 582.5318 | 0.033607 | 519.8045 | 0.010126 | 582.5318 | 0.020041 | 520.9854 | 0 | 582.5318 | 0.0026887 | 520.9854 | 8.1959e-05 | 577.31 | -0.0016793 | 519.8045 | 3.6283 | 577.31 | -0.0010581 | 577.31 | 0.049325 | 520.9854 | 0.00012072 | 520.9854 | 0.00014337 | 519.8045 | 0 | 582.5318 | -0.0027612 | 782.3458 | 4.45 | 582.5318 | -0.0037163 | 781.6458 | 0 | 782.3458 | 0.032331 | 520.9854 | 1.9055
| 519.9192 | 0 | 582.7603 | 0.036839 | 519.9192 | 0 | 582.7603 | 0.027012 | 521.1027 | 0.00024284 | 582.7603 | 0.033766 | 521.1027 | 9.4999e-05 | 577.54 | -0.0074367 | 519.9192 | 3.5619 | 577.54 | -0.0037373 | 577.54 | 0.047642 | 521.1027 | 0.00011891 | 521.1027 | 0.00019357 | 519.9192 | 0 | 582.7603 | 0.0022709 | 782.5113 | 4.4571 | 582.7603 | 9.6143e-05 | 781.8113 | 0 | 782.5113 | 0.031681 | 521.1027 | 1.9047
| 520.0338 | 0.0097132 | 582.9888 | 0.035903 | 520.0338 | 0.010794 | 582.9888 | -0.030296 | 521.2201 | 0.00024284 | 582.9888 | 0.0031479 | 521.2201 | 0.00012238 | 577.77 | -0.0059973 | 520.0338 | 3.593 | 577.77 | 0.00057274 | 577.77 | 0.067537 | 521.2201 | 0.00012683 | 521.2201 | 0.00011837 | 520.0338 | 0.0092767 | 582.9888 | 4.429e-05 | 782.6768 | 4.4407 | 582.9888 | -0.0057424 | 781.9769 | 0 | 782.6768 | 0.032377 | 521.2201 | 1.9114
| 520.1485 | 0 | 583.2173 | 0.027258 | 520.1485 | 0 | 583.2173 | 0.047389 | 521.3374 | 0.00053406 | 583.2173 | 0.030978 | 521.3374 | 0.00010878 | 578 | 0.026148 | 520.1485 | 3.5162 | 578 | 0.0053486 | 578 | 0.073195 | 521.3374 | 0.00014236 | 521.3374 | 0.0001235 | 520.1485 | 0 | 583.2173 | 0.0039007 | 782.8423 | 4.4261 | 583.2173 | 0.016058 | 782.1425 | 0 | 782.8423 | 0.030891 | 521.3374 | 1.9191
| 520.2632 | 0.0060393 | 583.4459 | 0.030274 | 520.2632 | 0.015571 | 583.4459 | -0.020499 | 521.4547 | 0 | 583.4459 | 0.0014109 | 521.4547 | 0.00010357 | 578.23 | -0.016553 | 520.2632 | 3.4704 | 578.23 | -0.011775 | 578.23 | 0.089571 | 521.4547 | 0.00012832 | 521.4547 | 0.00014851 | 520.2632 | 0 | 583.4459 | -0.0065496 | 783.0077 | 4.408 | 583.4459 | -0.0049306 | 782.308 | 0 | 783.0077 | 0.03261 | 521.4547 | 1.9311
| 520.3778 | 0 | 583.6744 | 0.041882 | 520.3778 | 0 | 583.6744 | 0.030378 | 521.572 | 0.00024284 | 583.6744 | 0.035322 | 521.572 | 9.1087e-05 | 578.46 | 0.0083963 | 520.3778 | 3.459 | 578.46 | -0.0054848 | 578.46 | 0.079779 | 521.572 | 0.0001161 | 521.572 | 0.00020521 | 520.3778 | 0 | 583.6744 | 0.0083707 | 783.1732 | 4.3868 | 583.6744 | 0.0076022 | 782.4736 | 0 | 783.1732 | 0.031959 | 521.572 | 1.9369
| 520.4925 | 0.0013064 | 583.903 | 0.029648 | 520.4925 | 0.015284 | 583.903 | -0.0029815 | 521.6894 | 0.00024284 | 583.903 | 0.0022805 | 521.6894 | 9.0714e-05 | 578.68 | -0.02327 | 520.4925 | 3.3943 | 578.68 | -0.001757 | 578.68 | 0.10273 | 521.6894 | 0.00012039 | 521.6894 | 0.00016016 | 520.4925 | 0 | 583.903 | -0.0091142 | 783.3387 | 4.3868 | 583.903 | -0.0049511 | 782.6391 | 0 | 783.3387 | 0.033353 | 521.6894 | 1.9427
| 520.6072 | 0 | 584.1315 | 0.039545 | 520.6072 | 0 | 584.1315 | 0.031123 | 521.8067 | 0.00024284 | 584.1315 | 0.035264 | 521.8067 | 9.5371e-05 | 578.91 | 0.013674 | 520.6072 | 3.3801 | 578.91 | 0.0039509 | 578.91 | 0.11038 | 521.8067 | 0.00013113 | 521.8067 | 0.00011511 | 520.6072 | 0 | 584.1315 | 0.001797 | 783.5042 | 4.3901 | 584.1315 | 0.007428 | 782.8047 | 0 | 783.5042 | 0.032099 | 521.8067 | 1.9489
| 520.7219 | 0.0011586 | 584.3601 | 0.026194 | 520.7219 | 0.0092761 | 584.3601 | -0.00613 | 521.9241 | 0.00024284 | 584.3601 | -0.00035575 | 521.9241 | 8.5871e-05 | 579.14 | -0.028548 | 520.7219 | 3.2967 | 579.14 | 0.0012716 | 579.14 | 0.16195 | 521.9241 | 0.0001445 | 521.9241 | 8.1708e-05 | 520.7219 | 0 | 584.3601 | 0.00072876 | 783.6697 | 4.3881 | 584.3601 | -0.00075959 | 782.9703 | 0 | 783.6697 | 0.033771 | 521.9241 | 1.9585
| 520.8366 | 0 | 584.5887 | 0.036862 | 520.8366 | 0 | 584.5887 | 0.041069 | 522.0414 | 0 | 584.5887 | 0.033539 | 522.0414 | 0.00010189 | 579.37 | 0.016073 | 520.8366 | 3.2916 | 579.37 | 0.0010387 | 579.37 | 0.16975 | 522.0414 | 0.00013641 | 522.0414 | 0.00013173 | 520.8366 | 0 | 584.5887 | 0.0035713 | 783.8352 | 4.3867 | 584.5887 | 0.0045149 | 783.1359 | 0 | 783.8352 | 0.033028 | 522.0414 | 1.9627
| 520.9513 | 0.007962 | 584.8173 | 0.034007 | 520.9513 | 0.015093 | 584.8173 | -0.011103 | 522.1588 | 0 | 584.8173 | 0.0022448 | 522.1588 | 8.8479e-05 | 579.6 | -0.016073 | 520.9513 | 3.3119 | 579.6 | -0.0082806 | 579.6 | 0.2002 | 522.1588 | 0.00014351 | 522.1588 | 0.00010346 | 520.9513 | 0 | 584.8173 | 0.0036464 | 784.0007 | 4.3523 | 584.8173 | -0.0031403 | 783.3015 | 0 | 784.0007 | 0.034514 | 522.1588 | 1.9657
| 521.066 | 0 | 585.0459 | 0.03571 | 521.066 | 0 | 585.0459 | 0.036453 | 522.2761 | 0.00024284 | 585.0459 | 0.035918 | 522.2761 | 8.9224e-05 | 579.83 | -0.019911 | 521.066 | 3.2618 | 579.83 | 0.003019 | 579.83 | 0.20633 | 522.2761 | 0.00014583 | 522.2761 | 9.3356e-05 | 521.066 | 0 | 585.0459 | 0.0063947 | 784.1662 | 4.3552 | 585.0459 | -0.0066039 | 783.4671 | 0 | 784.1662 | 0.034607 | 522.2761 | 1.9629
| 521.1807 | 0.0063351 | 585.2745 | 0.030515 | 521.1807 | 0.001822 | 585.2745 | -0.022849 | 522.3935 | 0.00024284 | 585.2745 | -0.00055074 | 522.3935 | 8.8851e-05 | 580.06 | -0.0002399 | 521.1807 | 3.2478 | 580.06 | -0.0028054 | 580.06 | 0.24489 | 522.3935 | 0.00015986 | 522.3935 | 7.5028e-05 | 521.1807 | 0 | 585.2745 | 0.00033097 | 784.3318 | 4.2758 | 585.2745 | -0.002001 | 783.6327 | 0 | 784.3318 | 0.036512 | 522.3935 | 1.9616
| 521.2954 | 0 | 585.5032 | 0.036671 | 521.2954 | 0 | 585.5032 | 0.028586 | 522.5108 | 0.00053406 | 585.5032 | 0.031194 | 522.5108 | 7.991e-05 | 580.28 | 0.0064771 | 521.2954 | 3.2646 | 580.28 | -0.0080475 | 580.28 | 0.25637 | 522.5108 | 0.00015722 | 522.5108 | 0.00012676 | 521.2954 | 0 | 585.5032 | 0.0014643 | 784.4973 | 4.2497 | 585.5032 | -0.0025646 | 783.7983 | 0 | 784.4973 | 0.036233 | 522.5108 | 1.959
| 521.4101 | 0 | 585.7318 | 0.028461 | 521.4101 | 0.0077853 | 585.7318 | -0.011823 | 522.6282 | 0 | 585.7318 | 0.0012973 | 522.6282 | 9.5371e-05 | 580.51 | -0.0016793 | 521.4101 | 3.2245 | 580.51 | -0.0050185 | 580.51 | 0.311 | 522.6282 | 0.00015062 | 522.6282 | 0.00015177 | 521.4101 | 0 | 585.7318 | -0.0012285 | 784.6628 | 4.2063 | 585.7318 | -0.0067631 | 783.9639 | 0 | 784.6628 | 0.037487 | 522.6282 | 1.9592
| 521.5249 | 0 | 585.9605 | 0.024885 | 521.5249 | 0 | 585.9605 | 0.031842 | 522.7456 | 0.00024284 | 585.9605 | 0.036398 | 522.7456 | 8.4567e-05 | 580.74 | 0.011755 | 521.5249 | 3.2124 | 580.74 | -0.0042033 | 580.74 | 0.32003 | 522.7456 | 0.00015342 | 522.7456 | 0.0001468 | 521.5249 | 0 | 585.9605 | -8.3806e-05 | 784.8284 | 4.2043 | 585.9605 | 0.0061267 | 784.1295 | 0 | 784.8284 | 0.037301 | 522.7456 | 1.9703
| 521.6396 | 0.0098778 | 586.1891 | 0.030294 | 521.6396 | 0.019583 | 586.1891 | -0.035824 | 522.8629 | 0.00024284 | 586.1891 | 0.0057291 | 522.8629 | 0.00010766 | 580.97 | -0.017032 | 521.6396 | 3.2132 | 580.97 | 0.00080569 | 580.97 | 0.39026 | 522.8629 | 0.00015689 | 522.8629 | 0.00012179 | 521.6396 | 0 | 586.1891 | 0.0021285 | 784.9939 | 4.2012 | 586.1891 | -0.0017973 | 784.2951 | 0 | 784.9939 | 0.039392 | 522.8629 | 1.986
| 521.7543 | 0 | 586.4178 | 0.036921 | 521.7543 | 0 | 586.4178 | 0.033788 | 522.9803 | 0.00024284 | 586.4178 | 0.03248 | 522.9803 | 9.9655e-05 | 581.2 | 0.004558 | 521.7543 | 3.2169 | 581.2 | -0.0047858 | 581.2 | 0.36165 | 522.9803 | 0.00015062 | 522.9803 | 0.00011168 | 521.7543 | 0 | 586.4178 | 0.00065033 | 785.1594 | 4.1968 | 586.4178 | 0.00039092 | 784.4607 | 0 | 785.1594 | 0.038556 | 522.9803 | 2.0018
| 521.869 | 0.0089723 | 586.6465 | 0.02393 | 521.869 | 0.0089448 | 586.6465 | -0.020432 | 523.0977 | 0.00024284 | 586.6465 | 0.0045409 | 523.0977 | 0.00010841 | 581.43 | -0.031426 | 521.869 | 3.1963 | 581.43 | -0.002689 | 581.43 | 0.41628 | 523.0977 | 0.0001445 | 523.0977 | 0.00013687 | 521.869 | 0 | 586.6465 | -0.0029589 | 785.325 | 4.1539 | 586.6465 | 0.0044348 | 784.6264 | 0 | 785.325 | 0.039856 | 523.0977 | 2.0097
| 521.9838 | 0 | 586.8752 | 0.041592 | 521.9838 | 0 | 586.8752 | 0.035412 | 523.2151 | 0 | 586.8752 | 0.032995 | 523.2151 | 9.6675e-05 | 581.66 | 0.00071969 | 521.9838 | 3.1162 | 581.66 | -0.00035917 | 581.66 | 0.43235 | 523.2151 | 0.00013773 | 523.2151 | 0.00019357 | 521.9838 | 0 | 586.8752 | 0.0024771 | 785.4905 | 4.0959 | 586.8752 | 0.0044608 | 784.792 | 0 | 785.4905 | 0.038788 | 523.2151 | 2.0086
| 522.0985 | 0.00071483 | 587.1039 | 0.033781 | 522.0985 | 0.0092761 | 587.1039 | -0.019897 | 523.3324 | 0.00053406 | 587.1039 | 0.0043179 | 523.3324 | 9.891e-05 | 581.89 | -0.0064771 | 522.0985 | 3.1132 | 581.89 | -0.0028054 | 581.89 | 0.49111 | 523.3324 | 0.00015772 | 523.3324 | 0.00020847 | 522.0985 | 0 | 587.1039 | 0.0032737 | 785.6561 | 4.0371 | 587.1039 | 0.0035027 | 784.9576 | 0 | 785.6561 | 0.040553 | 523.3324 | 2.0078
| 522.2133 | 0 | 587.3327 | 0.02825 | 522.2133 | 0 | 587.3327 | 0.028709 | 523.4498 | 0.00024284 | 587.3327 | 0.030281 | 523.4498 | 9.4999e-05 | 582.12 | 0.0074367 | 522.2133 | 3.1124 | 582.12 | -0.002689 | 582.12 | 0.48591 | 523.4498 | 0.00015772 | 523.4498 | 0.00017506 | 522.2133 | 0.0020408 | 587.3327 | 0.0011835 | 785.8216 | 4.0289 | 587.3327 | 0.010465 | 785.1232 | 0 | 785.8216 | 0.039252 | 523.4498 | 2.0073
| 522.328 | 0.0045602 | 587.5614 | 0.03443 | 522.328 | 0.015284 | 587.5614 | 0.0065952 | 523.5672 | 0 | 587.5614 | 0.0042692 | 523.5672 | 9.2763e-05 | 582.34 | -0.031905 | 522.328 | 3.0211 | 582.34 | -0.0029219 | 582.34 | 0.54926 | 523.5672 | 0.0001526 | 523.5672 | 0.00011511 | 522.328 | 0 | 587.5614 | 0.0013557 | 785.9872 | 4.0001 | 587.5614 | 0.0014902 | 785.2889 | 0 | 785.9872 | 0.039763 | 523.5672 | 2.0113
| 522.4428 | 0 | 587.7902 | 0.032641 | 522.4428 | 0 | 587.7902 | 0.024001 | 523.6846 | 0.00024284 | 587.7902 | 0.030831 | 523.6846 | 8.2891e-05 | 582.57 | 0.011275 | 522.4428 | 3.0218 | 582.57 | -0.005368 | 582.57 | 0.58109 | 523.6846 | 0.00013922 | 523.6846 | 0.00012505 | 522.4428 | 0 | 587.7902 | 0.0010983 | 786.1527 | 3.9159 | 587.7902 | -0.0026751 | 785.4545 | 0 | 786.1527 | 0.039113 | 523.6846 | 2.0093
| 522.5575 | 0.0095486 | 588.0189 | 0.019873 | 522.5575 | 0.0064601 | 588.0189 | -0.020079 | 523.802 | 0.00024284 | 588.0189 | -0.00015675 | 523.802 | 8.8106e-05 | 582.8 | -0.019911 | 522.5575 | 2.9556 | 582.8 | -0.002223 | 582.8 | 0.6487 | 523.802 | 0.00013575 | 523.802 | 0.0001802 | 522.5575 | 0 | 588.0189 | 0.00061611 | 786.3183 | 3.9029 | 588.0189 | -0.0060726 | 785.6202 | 0 | 786.3183 | 0.041482 | 523.802 | 2.0135
| 522.6723 | 0.0025184 | 588.2477 | 0.033075 | 522.6723 | 0 | 588.2477 | 0.021057 | 523.9194 | 0.00053406 | 588.2477 | 0.032441 | 523.9194 | 0.00011269 | 583.03 | 0.0083963 | 522.6723 | 2.9286 | 583.03 | 0.0072128 | 583.03 | 0.6515 | 523.9194 | 0.00014566 | 523.9194 | 0.00020024 | 522.6723 | 0.010908 | 588.2477 | -0.00061616 | 786.4839 | 3.8875 | 588.2477 | 0.0077733 | 785.7858 | 0 | 786.4839 | 0.042086 | 523.9194 | 2.0137
| 522.787 | 0.0030813 | 588.4765 | 0.036847 | 522.787 | 0.0054662 | 588.4765 | -0.013091 | 524.0368 | 0.00053406 | 588.4765 | 0.0035685 | 524.0368 | 0.00011884 | 583.26 | -0.010315 | 522.787 | 2.9277 | 583.26 | -0.0068827 | 583.26 | 0.71392 | 524.0368 | 0.00014847 | 524.0368 | 0.0001701 | 522.787 | 0 | 588.4765 | 0.0016112 | 786.6495 | 3.8598 | 588.4765 | -5.0452e-05 | 785.9515 | 0 | 786.6495 | 0.043758 | 524.0368 | 2.0272
| 522.9018 | 0 | 588.7053 | 0.039385 | 522.9018 | 0 | 588.7053 | 0.023979 | 524.1542 | 0 | 588.7053 | 0.033408 | 524.1542 | 0.00010413 | 583.49 | -0.0055175 | 522.9018 | 2.9202 | 583.49 | -0.0036209 | 583.49 | 0.75246 | 524.1542 | 0.00013195 | 524.1542 | 0.00010672 | 522.9018 | 0 | 588.7053 | 0.007445 | 786.815 | 3.8535 | 588.7053 | -0.0013026 | 786.1172 | 0 | 786.815 | 0.043433 | 524.1542 | 2.0346
| 523.0166 | 0.0023418 | 588.9341 | 0.026729 | 523.0166 | 0.01175 | 588.9341 | -0.024871 | 524.2717 | 0.00024284 | 588.9341 | 0.0013035 | 524.2717 | 9.1832e-05 | 583.72 | -0.011275 | 523.0166 | 2.895 | 583.72 | -0.0054848 | 583.72 | 0.81414 | 524.2717 | 0.00014153 | 524.2717 | 0.00012505 | 523.0166 | 0.0033734 | 588.9341 | -0.0076371 | 786.9806 | 3.7797 | 588.9341 | -0.0030025 | 786.2828 | 0 | 786.9806 | 0.045245 | 524.2717 | 2.0467
| 523.1313 | 0 | 589.1629 | 0.033743 | 523.1313 | 0 | 589.1629 | 0.022741 | 524.3891 | 0 | 589.1629 | 0.035092 | 524.3891 | 8.8106e-05 | 583.95 | -0.016553 | 523.1313 | 2.8593 | 583.95 | -0.0012911 | 583.95 | 0.82775 | 524.3891 | 0.00013757 | 524.3891 | 0.00010346 | 523.1313 | 0 | 589.1629 | -5.7176e-05 | 787.1462 | 3.7546 | 589.1629 | 0.011916 | 786.4485 | 0 | 787.1462 | 0.045152 | 524.3891 | 2.0473
| 523.2461 | 0.005004 | 589.3917 | 0.030007 | 523.2461 | 0.021685 | 589.3917 | -0.0021041 | 524.5065 | 0.00024284 | 589.3917 | 0.0030077 | 524.5065 | 0.00011027 | 584.18 | -0.017992 | 523.2461 | 2.7905 | 584.18 | 0.003019 | 584.18 | 0.89235 | 524.5065 | 0.00014946 | 524.5065 | 0.00015006 | 523.2461 | 0 | 589.3917 | -0.0043348 | 787.3118 | 3.7261 | 589.3917 | 0.0025034 | 786.6142 | 0 | 787.3118 | 0.046406 | 524.5065 | 2.0498
| 523.3609 | 0 | 589.6206 | 0.037109 | 523.3609 | 0 | 589.6206 | 0.024923 | 524.6239 | 0.00024284 | 589.6206 | 0.031497 | 524.6239 | 9.9841e-05 | 584.4 | 0.033825 | 523.3609 | 2.8244 | 584.4 | 0.0032519 | 584.4 | 0.91958 | 524.6239 | 0.00013955 | 524.6239 | 9.3356e-05 | 523.3609 | 0 | 589.6206 | 0.002473 | 787.4774 | 3.6848 | 589.6206 | 0.0062197 | 786.7799 | 0 | 787.4774 | 0.04622 | 524.6239 | 2.0509
| 523.4757 | 0.0054477 | 589.8494 | 0.029189 | 523.4757 | 0.0054662 | 589.8494 | -0.0012033 | 524.7413 | 0 | 589.8494 | 0.0031134 | 524.7413 | 0.00010375 | 584.63 | -0.025668 | 523.4757 | 2.7732 | 584.63 | -0.0054848 | 584.63 | 0.98523 | 524.7413 | 0.00013608 | 524.7413 | 0.00013018 | 523.4757 | 0 | 589.8494 | -0.0067968 | 787.643 | 3.649 | 589.8494 | 0.003015 | 786.9455 | 0 | 787.643 | 0.048032 | 524.7413 | 2.0564
| 523.5905 | 0 | 590.0783 | 0.027973 | 523.5905 | 0 | 590.0783 | 0.034895 | 524.8588 | 0 | 590.0783 | 0.027381 | 524.8588 | 8.9783e-05 | 584.86 | 0.02183 | 523.5905 | 2.7981 | 584.86 | 0.00033976 | 584.86 | 1.0088 | 524.8588 | 0.00014038 | 524.8588 | 8.1708e-05 | 523.5905 | 0 | 590.0783 | 0.001649 | 787.8086 | 3.6512 | 590.0783 | 0.0047294 | 787.1112 | 0 | 787.8086 | 0.047893 | 524.8588 | 2.0571
| 523.7053 | 0.011524 | 590.3072 | 0.029356 | 523.7053 | 0.015093 | 590.3072 | -0.017231 | 524.9762 | 0 | 590.3072 | 0.0015748 | 524.9762 | 0.00011363 | 585.09 | -0.0011995 | 523.7053 | 2.7355 | 585.09 | -0.0037373 | 585.09 | 1.0988 | 524.9762 | 0.00013873 | 524.9762 | 0.00011014 | 523.7053 | 0 | 590.3072 | 0.00037098 | 787.9742 | 3.5844 | 590.3072 | 0.0014776 | 787.2769 | 0 | 787.9742 | 0.04924 | 524.9762 | 2.0595
| 523.8201 | 0 | 590.5361 | 0.028087 | 523.8201 | 0 | 590.5361 | 0.02938 | 525.0936 | 0 | 590.5361 | 0.027708 | 525.0936 | 0.00012108 | 585.32 | 0.017512 | 523.8201 | 2.7235 | 585.32 | -0.0032714 | 585.32 | 1.1034 | 525.0936 | 0.00015029 | 525.0936 | 8.8389e-05 | 523.8201 | 0.013019 | 590.5361 | 0.0035873 | 788.1398 | 3.5504 | 590.5361 | -0.0012751 | 787.4426 | 0 | 788.1398 | 0.049286 | 525.0936 | 2.0557
| 523.9349 | 0.0013064 | 590.765 | 0.02316 | 523.9349 | 0.011941 | 590.765 | -0.013118 | 525.2111 | 0.00024284 | 590.765 | 0.0025106 | 525.2111 | 0.00012573 | 585.55 | -0.020391 | 523.9349 | 2.7065 | 585.55 | -0.0031549 | 585.55 | 1.2081 | 525.2111 | 0.00014946 | 525.2111 | 0.00010346 | 523.9349 | 0 | 590.765 | 0.0012394 | 788.3055 | 3.5481 | 590.765 | -0.0029236 | 787.6083 | 0 | 788.3055 | 0.051051 | 525.2111 | 2.0584
| 524.0497 | 0 | 590.9939 | 0.038521 | 524.0497 | 0 | 590.9939 | 0.024894 | 525.3285 | 0.00024284 | 590.9939 | 0.031722 | 525.3285 | 0.00011623 | 585.78 | 0.019911 | 524.0497 | 2.6761 | 585.78 | 0.0051159 | 585.78 | 1.1923 | 525.3285 | 0.00014153 | 525.3285 | 0.000105 | 524.0497 | 0 | 590.9939 | 0.0076422 | 788.4711 | 3.4953 | 590.9939 | 0.0049912 | 787.774 | 0 | 788.4711 | 0.051191 | 525.3285 | 2.0579
| 524.1645 | 0.010783 | 591.2228 | 0.02045 | 524.1645 | 0.0049694 | 591.2228 | -0.023485 | 525.446 | 0 | 591.2228 | -0.0017267 | 525.446 | 0.00011139 | 586.01 | 0.0059973 | 524.1645 | 2.6804 | 586.01 | 0.0067465 | 586.01 | 1.2656 | 525.446 | 0.00014946 | 525.446 | 0.00013173 | 524.1645 | 0.0025301 | 591.2228 | 0.00068713 | 788.6367 | 3.46 | 591.2228 | -0.0029448 | 787.9397 | 0 | 788.6367 | 0.05212 | 525.446 | 2.0669
| 524.2794 | 0 | 591.4518 | 0.031904 | 524.2794 | 0 | 591.4518 | 0.021746 | 525.5634 | 0 | 591.4518 | 0.029247 | 525.5634 | 0.00012108 | 586.24 | -0.0026388 | 524.2794 | 2.6466 | 586.24 | -0.0066496 | 586.24 | 1.3152 | 525.5634 | 0.00014583 | 525.5634 | 0.00014337 | 524.2794 | 0 | 591.4518 | 0.0021543 | 788.8023 | 3.4271 | 591.4518 | 0.0055054 | 788.1055 | 0 | 788.8023 | 0.05212 | 525.5634 | 2.0713
| 524.3942 | 0 | 591.6807 | 0.02636 | 524.3942 | 0.0081166 | 591.6807 | -0.019304 | 525.6809 | 0.00024284 | 591.6807 | 0.0013582 | 525.6809 | 0.00010804 | 586.47 | -0.035264 | 524.3942 | 2.6609 | 586.47 | -0.0018735 | 586.47 | 1.4299 | 525.6809 | 0.00017407 | 525.6809 | 0.00012847 | 524.3942 | 0.011385 | 591.6807 | -0.00076633 | 788.968 | 3.3552 | 591.6807 | -0.010808 | 788.2712 | 0 | 788.968 | 0.053606 | 525.6809 | 2.0754
| 524.509 | 0 | 591.9097 | 0.02854 | 524.509 | 0 | 591.9097 | 0.033526 | 525.7983 | 0.00024284 | 591.9097 | 0.027886 | 525.7983 | 0.00010748 | 586.69 | 0.0035984 | 524.509 | 2.6839 | 586.69 | -0.0012911 | 586.69 | 1.461 | 525.7983 | 0.00014797 | 525.7983 | 0.00013344 | 524.509 | 0 | 591.9097 | 0.0025136 | 789.1336 | 3.3484 | 591.9097 | 0.0033419 | 788.4369 | 0 | 789.1336 | 0.053746 | 525.7983 | 2.066
| 524.6238 | 0.00056695 | 592.1386 | 0.025429 | 524.6238 | 0.0029816 | 592.1386 | -0.0035036 | 525.9158 | 0 | 592.1386 | -9.651e-05 | 525.9158 | 9.6302e-05 | 586.92 | -0.017992 | 524.6238 | 2.6522 | 586.92 | -0.0036209 | 586.92 | 1.5554 | 525.9158 | 0.00014186 | 525.9158 | 0.00012179 | 524.6238 | 0.0075901 | 592.1386 | 0.0035462 | 789.2993 | 3.2999 | 592.1386 | -0.0051086 | 788.6026 | 0 | 789.2993 | 0.055046 | 525.9158 | 2.0631
| 524.7387 | 0.004296 | 592.3676 | 0.030122 | 524.7387 | 0 | 592.3676 | 0.015892 | 526.0333 | 0.00053406 | 592.3676 | 0.030812 | 526.0333 | 9.5371e-05 | 587.15 | -0.0050378 | 524.7387 | 2.6348 | 587.15 | 0.0019706 | 587.15 | 1.5706 | 526.0333 | 0.00012271 | 526.0333 | 0.00011837 | 524.7387 | 0 | 592.3676 | 0.0016675 | 789.4649 | 3.2484 | 592.3676 | 0.0032062 | 788.7684 | 0 | 789.4649 | 0.054349 | 526.0333 | 2.0631
| 524.8535 | 0 | 592.5966 | 0.027775 | 524.8535 | 0.017195 | 592.5966 | -0.0044156 | 526.1507 | 0 | 592.5966 | 0.0028193 | 526.1507 | 9.8351e-05 | 587.38 | 0.002159 | 524.8535 | 2.6231 | 587.38 | -0.0037373 | 587.38 | 1.6628 | 526.1507 | 0.00013889 | 526.1507 | 7.006e-05 | 524.8535 | 0 | 592.5966 | -0.0021793 | 789.6305 | 3.2161 | 592.5966 | 0.00042388 | 788.9341 | 0 | 789.6305 | 0.055789 | 526.1507 | 2.0705
| 524.9684 | 0 | 592.8256 | 0.029651 | 524.9684 | 0 | 592.8256 | 0.034602 | 526.2682 | 0.00024284 | 592.8256 | 0.029076 | 526.2682 | 0.0001045 | 587.61 | 0.0064771 | 524.9684 | 2.5478 | 587.61 | 0.003485 | 587.61 | 1.6827 | 526.2682 | 0.0001445 | 526.2682 | 7.1773e-05 | 524.9684 | 0 | 592.8256 | 0.0050658 | 789.7962 | 3.2034 | 592.8256 | 0.0033905 | 789.0998 | 0 | 789.7962 | 0.056022 | 526.2682 | 2.0733
| 525.0832 | 0.0057434 | 593.0547 | 0.023773 | 525.0832 | 0.0072884 | 593.0547 | -0.010583 | 526.3857 | 0.00082547 | 593.0547 | 0.00088246 | 526.3857 | 0.00010804 | 587.84 | -0.0016793 | 525.0832 | 2.5546 | 587.84 | 0.0072128 | 587.84 | 1.7879 | 526.3857 | 0.00014946 | 526.3857 | 6.3379e-05 | 525.0832 | 0.013493 | 593.0547 | -0.0019964 | 789.9619 | 3.1323 | 593.0547 | -0.0077578 | 789.2656 | 0 | 789.9619 | 0.057462 | 526.3857 | 2.0786
| 525.1981 | 0 | 593.2837 | 0.030744 | 525.1981 | 0 | 593.2837 | 0.031179 | 526.5032 | 0.00024284 | 593.2837 | 0.023165 | 526.5032 | 0.00010636 | 588.07 | -0.020391 | 525.1981 | 2.5846 | 588.07 | 0.0013882 | 588.07 | 1.8237 | 526.5032 | 0.00013493 | 526.5032 | 7.9995e-05 | 525.1981 | 0 | 593.2837 | 0.0020262 | 790.1275 | 3.107 | 593.2837 | 0.00035878 | 789.4313 | 0 | 790.1275 | 0.057601 | 526.5032 | 2.0782
| 525.3129 | 0.003377 | 593.5127 | 0.031606 | 525.3129 | 0.004638 | 593.5127 | -0.019778 | 526.6206 | 0 | 593.5127 | 0.00079746 | 526.6206 | 0.00011065 | 588.3 | -0.034305 | 525.3129 | 2.5542 | 588.3 | 0.00057274 | 588.3 | 1.9407 | 526.6206 | 0.00014005 | 526.6206 | 9.8495e-05 | 525.3129 | 0 | 593.5127 | 0.0037673 | 790.2932 | 3.0521 | 593.5127 | 0.0017501 | 789.5971 | 0 | 790.2932 | 0.058855 | 526.6206 | 2.075
| 525.4278 | 0 | 593.7418 | 0.033004 | 525.4278 | 0 | 593.7418 | 0.044546 | 526.7381 | 0 | 593.7418 | 0.031073 | 526.7381 | 0.00011456 | 588.53 | -0.012235 | 525.4278 | 2.5373 | 588.53 | -0.00199 | 588.53 | 1.9367 | 526.7381 | 0.00012997 | 526.7381 | 0.00010004 | 525.4278 | 0 | 593.7418 | 0.0024123 | 790.4589 | 3.0011 | 593.7418 | 0.0066071 | 789.7628 | 0 | 790.4589 | 0.059506 | 526.7381 | 2.0662
| 525.5426 | 0.016216 | 593.9708 | 0.025852 | 525.5426 | 0.0061289 | 593.9708 | -0.0084912 | 526.8556 | 0 | 593.9708 | 0.0045195 | 526.8556 | 0.00013412 | 588.76 | -0.019911 | 525.5426 | 2.5465 | 588.76 | 0.015949 | 588.76 | 2.1007 | 526.8556 | 0.00014038 | 526.8556 | 0.00010004 | 525.5426 | 0 | 593.9708 | 6.3844e-05 | 790.6245 | 2.9891 | 593.9708 | -0.00083743 | 789.9286 | 0 | 790.6245 | 0.06062 | 526.8556 | 2.0682
| 525.6575 | 0 | 594.1999 | 0.027728 | 525.6575 | 0 | 594.1999 | 0.026758 | 526.9731 | 0 | 594.1999 | 0.028847 | 526.9731 | 0.00012499 | 588.99 | -0.027587 | 525.6575 | 2.545 | 588.99 | -0.0049022 | 588.99 | 2.1098 | 526.9731 | 0.00014186 | 526.9731 | 7.3315e-05 | 525.6575 | 0 | 594.1999 | 0.0038684 | 790.7902 | 2.9218 | 594.1999 | 0.0076257 | 790.0944 | 0 | 790.7902 | 0.060481 | 526.9731 | 2.07
| 525.7724 | 0 | 594.429 | 0.027705 | 525.7724 | 0.017577 | 594.429 | -0.013264 | 527.0906 | 0 | 594.429 | 0.0024974 | 527.0906 | 0.00012871 | 589.21 | -0.034785 | 525.7724 | 2.5481 | 589.21 | -0.0051353 | 589.21 | 2.1978 | 527.0906 | 0.00015986 | 527.0906 | 9.5069e-05 | 525.7724 | 0 | 594.429 | -0.00040385 | 790.9559 | 2.8774 | 594.429 | -0.0095753 | 790.2601 | 0 | 790.9559 | 0.061317 | 527.0906 | 2.0728
| 525.8873 | 0 | 594.6581 | 0.022372 | 525.8873 | 0 | 594.6581 | 0.021884 | 527.2081 | 0 | 594.6581 | 0.024144 | 527.2081 | 0.00011437 | 589.44 | 0.019431 | 525.8873 | 2.5342 | 589.44 | 0.00010678 | 589.44 | 2.2713 | 527.2081 | 0.00015953 | 527.2081 | 0.00010346 | 525.8873 | 0 | 594.6581 | -0.0017852 | 791.1216 | 2.8513 | 594.6581 | 0.0045814 | 790.4259 | 0 | 791.1216 | 0.06155 | 527.2081 | 2.0664
| 526.0022 | 0.00086279 | 594.8872 | 0.023678 | 526.0022 | 0.0062945 | 594.8872 | -0.017404 | 527.3256 | 0 | 594.8872 | 0.0038605 | 527.3256 | 0.00011325 | 589.67 | -0.017992 | 526.0022 | 2.5076 | 589.67 | -0.00035917 | 589.67 | 2.3791 | 527.3256 | 0.00014236 | 527.3256 | 0.00012179 | 526.0022 | 0 | 594.8872 | 0.002284 | 791.2873 | 2.7923 | 594.8872 | 0.0027365 | 790.5917 | 0 | 791.2873 | 0.062618 | 527.3256 | 2.0731
| 526.117 | 0 | 595.1163 | 0.030303 | 526.117 | 0 | 595.1163 | 0.027897 | 527.4431 | 0.00024284 | 595.1163 | 0.02575 | 527.4431 | 0.00011977 | 589.9 | 0.029507 | 526.117 | 2.4784 | 589.9 | 0.00022327 | 589.9 | 2.4169 | 527.4431 | 0.00012997 | 527.4431 | 0.00012847 | 526.117 | 0.0045744 | 595.1163 | -0.0013167 | 791.453 | 2.7687 | 595.1163 | 0.0088005 | 790.7575 | 0 | 791.453 | 0.062525 | 527.4431 | 2.0747
| 526.2319 | 0.011524 | 595.3455 | 0.027193 | 526.2319 | 0.0091104 | 595.3455 | -0.0057663 | 527.5606 | 0.00024284 | 595.3455 | 0.0020592 | 527.5606 | 0.00011623 | 590.13 | -0.0016793 | 526.2319 | 2.4678 | 590.13 | -0.0014076 | 590.13 | 2.4959 | 527.5606 | 0.00014417 | 527.5606 | 0.00017849 | 526.2319 | 0 | 595.3455 | -0.005973 | 791.6187 | 2.7207 | 595.3455 | -0.0040858 | 790.9233 | 0 | 791.6187 | 0.063036 | 527.5606 | 2.0863
| 526.3468 | 0 | 595.5746 | 0.024405 | 526.3468 | 0 | 595.5746 | 0.019972 | 527.6781 | 0.00024284 | 595.5746 | 0.029626 | 527.6781 | 0.00011921 | 590.36 | 0.0093559 | 526.3468 | 2.4641 | 590.36 | -0.0010581 | 590.36 | 2.5553 | 527.6781 | 0.00015805 | 527.6781 | 0.00018517 | 526.3468 | 0 | 595.5746 | 0.0021253 | 791.7844 | 2.6647 | 595.5746 | 0.00056688 | 791.0891 | 0.018981 | 791.7844 | 0.063361 | 527.6781 | 2.0817
| 526.4617 | 0.010454 | 595.8038 | 0.027484 | 526.4617 | 0.0076196 | 595.8038 | -0.011528 | 527.7956 | 0.00024284 | 595.8038 | -0.00083077 | 527.7956 | 0.00010282 | 590.59 | -0.0064771 | 526.4617 | 2.4624 | 590.59 | -0.0014076 | 590.59 | 2.727 | 527.7956 | 0.00015986 | 527.7956 | 0.00014851 | 526.4617 | 0.008855 | 595.8038 | -0.0060126 | 791.9501 | 2.6568 | 595.8038 | -0.0031316 | 791.2549 | 0 | 791.9501 | 0.064151 | 527.7956 | 2.0848
| 526.5766 | 0 | 596.0329 | 0.028867 | 526.5766 | 0 | 596.0329 | 0.021746 | 527.9132 | 0 | 596.0329 | 0.02488 | 527.9132 | 0.00010059 | 590.82 | 0.015593 | 526.5766 | 2.4116 | 590.82 | 0.0059312 | 590.82 | 2.7508 | 527.9132 | 0.00013988 | 527.9132 | 0.00010672 | 526.5766 | 0.009641 | 596.0329 | 0.00053831 | 792.1158 | 2.6079 | 596.0329 | 0.0041622 | 791.4207 | 0.049866 | 792.1158 | 0.064662 | 527.9132 | 2.0747
| 526.6916 | 0.013417 | 596.2621 | 0.026611 | 526.6916 | 0.011272 | 596.2621 | -0.0084878 | 528.0307 | 0.00024284 | 596.2621 | 0.0014937 | 528.0307 | 0.00010245 | 591.05 | -0.026148 | 526.6916 | 2.4032 | 591.05 | -0.010144 | 591.05 | 2.846 | 528.0307 | 0.00013641 | 528.0307 | 7.006e-05 | 526.6916 | 0 | 596.2621 | -6.417e-05 | 792.2815 | 2.5744 | 596.2621 | -0.0028422 | 791.5865 | 0.0061125 | 792.2815 | 0.065173 | 528.0307 | 2.0735
| 526.8065 | 0 | 596.4913 | 0.029886 | 526.8065 | 0 | 596.4913 | 0.029297 | 528.1482 | 0.00024284 | 596.4913 | 0.026458 | 528.1482 | 0.00011586 | 591.28 | 0.0059973 | 526.8065 | 2.379 | 591.28 | -0.0031549 | 591.28 | 2.9002 | 528.1482 | 0.00013889 | 528.1482 | 9.1815e-05 | 526.8065 | 0.010486 | 596.4913 | 0.0018828 | 792.4472 | 2.5135 | 596.4913 | 0.0051509 | 791.7523 | 0.069384 | 792.4472 | 0.066055 | 528.1482 | 2.0643
| 526.9214 | 0.0069267 | 596.7205 | 0.024581 | 526.9214 | 0.023213 | 596.7205 | -0.01462 | 528.2657 | 0.00024284 | 596.7205 | 0.0038063 | 528.2657 | 0.00013486 | 591.51 | -0.026148 | 526.9214 | 2.3812 | 591.51 | -0.010377 | 591.51 | 3.0497 | 528.2657 | 0.0001483 | 528.2657 | 0.00010843 | 526.9214 | 0 | 596.7205 | -0.00013571 | 792.613 | 2.4565 | 596.7205 | -0.0049924 | 791.9181 | 0.053512 | 792.613 | 0.066288 | 528.2657 | 2.0686
| 527.0363 | 0 | 596.9497 | 0.029707 | 527.0363 | 0 | 596.9497 | 0.022951 | 528.3833 | 0.00024284 | 596.9497 | 0.029237 | 528.3833 | 0.00014175 | 591.74 | -0.017032 | 527.0363 | 2.3592 | 591.74 | 0.0040674 | 591.74 | 3.117 | 528.3833 | 0.00013294 | 528.3833 | 0.00014337 | 527.0363 | 0.005841 | 596.9497 | 0.0020592 | 792.7787 | 2.4192 | 596.9497 | -0.00084503 | 792.0839 | 0.10391 | 792.7787 | 0.066938 | 528.3833 | 2.0613
| 527.1512 | 0.00056695 | 597.179 | 0.020808 | 527.1512 | 0.0097437 | 597.179 | -0.018643 | 528.5008 | 0.00024284 | 597.179 | 0.0016749 | 528.5008 | 0.00014231 | 591.97 | -0.0059973 | 527.1512 | 2.3288 | 591.97 | -0.0065332 | 591.97 | 3.1966 | 528.5008 | 0.00013691 | 528.5008 | 0.00016684 | 527.1512 | 0 | 597.179 | 0.0015488 | 792.9444 | 2.3614 | 597.179 | -0.0080523 | 792.2497 | 0.055443 | 792.9444 | 0.066845 | 528.5008 | 2.0624
| 527.2662 | 0 | 597.4082 | 0.028356 | 527.2662 | 0 | 597.4082 | 0.011004 | 528.6183 | 0 | 597.4082 | 0.030963 | 528.6183 | 0.00011009 | 592.19 | 0.017512 | 527.2662 | 2.2811 | 592.19 | 0.0041839 | 592.19 | 3.2884 | 528.6183 | 0.00014417 | 528.6183 | 0.00016684 | 527.2662 | 0 | 597.4082 | 0.0067541 | 793.1102 | 2.3099 | 597.4082 | 0.0030004 | 792.4156 | 0.075389 | 793.1102 | 0.067681 | 528.6183 | 2.0591
| 527.3811 | 0.0055956 | 597.6374 | 0.022131 | 527.3811 | 0.021876 | 597.6374 | -0.0078064 | 528.7359 | 0.00053406 | 597.6374 | -0.0014306 | 528.7359 | 0.00011065 | 592.42 | -0.013674 | 527.3811 | 2.2925 | 592.42 | -0.0075817 | 592.42 | 3.3895 | 528.7359 | 0.00016531 | 528.7359 | 0.00016016 | 527.3811 | 0 | 597.6374 | 0.00090362 | 793.2759 | 2.281 | 597.6374 | -0.0018964 | 792.5814 | 0.083754 | 793.2759 | 0.06731 | 528.7359 | 2.0642
| 527.496 | 0 | 597.8667 | 0.026381 | 527.496 | 0 | 597.8667 | 0.025096 | 528.8534 | 0 | 597.8667 | 0.028902 | 528.8534 | 9.3322e-05 | 592.65 | -0.0055175 | 527.496 | 2.275 | 592.65 | -0.0016406 | 592.65 | 3.4398 | 528.8534 | 0.00015689 | 528.8534 | 0.00012847 | 527.496 | 0 | 597.8667 | 0.00049564 | 793.4416 | 2.2513 | 597.8667 | 0.0023918 | 792.7472 | 0.11292 | 793.4416 | 0.068006 | 528.8534 | 2.0627
| 527.611 | 0.01317 | 598.096 | 0.024214 | 527.611 | 0.0082822 | 598.096 | -0.010656 | 528.971 | 0.00024284 | 598.096 | 0.00139 | 528.971 | 0.00011456 | 592.88 | 0.0011995 | 527.611 | 2.262 | 592.88 | -0.0045528 | 592.88 | 3.5701 | 528.971 | 0.00014996 | 528.971 | 0.00013018 | 527.611 | 0 | 598.096 | -0.0014286 | 793.6074 | 2.1836 | 598.096 | -0.006169 | 792.9131 | 0.098124 | 793.6074 | 0.067728 | 528.971 | 2.0634
| 527.7259 | 0 | 598.3253 | 0.028533 | 527.7259 | 0 | 598.3253 | 0.029564 | 529.0885 | 0 | 598.3253 | 0.025897 | 529.0885 | 9.7606e-05 | 593.11 | -0.0064771 | 527.7259 | 2.2762 | 593.11 | -0.0016406 | 593.11 | 3.629 | 529.0885 | 0.0001412 | 529.0885 | 0.00010175 | 527.7259 | 0.014708 | 598.3253 | 0.0011516 | 793.7731 | 2.1777 | 598.3253 | 0.0080281 | 793.0789 | 0.11485 | 793.7731 | 0.068982 | 529.0885 | 2.0641
| 527.8409 | 0.0036729 | 598.5546 | 0.025798 | 527.8409 | 0.013565 | 598.5546 | 0.005365 | 529.2061 | 0 | 598.5546 | 0.0020548 | 529.2061 | 0.00010413 | 593.34 | 0.0098357 | 527.8409 | 2.2236 | 593.34 | -0.0074648 | 593.34 | 3.7236 | 529.2061 | 0.00014005 | 529.2061 | 0.00011168 | 527.8409 | 0 | 598.5546 | -0.00035835 | 793.9389 | 2.1459 | 598.5546 | 0.00026718 | 793.2447 | 0.13694 | 793.9389 | 0.068425 | 529.2061 | 2.0696
| 527.9559 | 0 | 598.7839 | 0.027365 | 527.9559 | 0 | 598.7839 | 0.036649 | 529.3237 | 0 | 598.7839 | 0.023928 | 529.3237 | 0.00010971 | 593.57 | -0.0016793 | 527.9559 | 2.219 | 593.57 | -0.0030384 | 593.57 | 3.8063 | 529.3237 | 0.00012832 | 529.3237 | 7.6741e-05 | 527.9559 | 0.0037298 | 598.7839 | 0.003462 | 794.1047 | 2.0991 | 598.7839 | 0.0031035 | 793.4106 | 0.1333 | 794.1047 | 0.069539 | 529.3237 | 2.0676
| 528.0708 | 0.0070745 | 599.0132 | 0.025651 | 528.0708 | 0.0057976 | 599.0132 | 0.0015346 | 529.4412 | 0.00024284 | 599.0132 | -0.00086838 | 529.4412 | 0.00011623 | 593.8 | -0.0079165 | 528.0708 | 2.2017 | 593.8 | -0.0093286 | 593.8 | 3.9285 | 529.4412 | 0.00013889 | 529.4412 | 9.5069e-05 | 528.0708 | 0 | 599.0132 | -0.0016376 | 794.2704 | 2.0578 | 599.0132 | -0.0090523 | 793.5765 | 0.14209 | 794.2704 | 0.068564 | 529.4412 | 2.066
| 528.1858 | 0 | 599.2425 | 0.026869 | 528.1858 | 0 | 599.2425 | 0.017115 | 529.5588 | 0.00024284 | 599.2425 | 0.022548 | 529.5588 | 0.00011791 | 594.03 | 0.0083963 | 528.1858 | 2.1756 | 594.03 | 0.0017376 | 594.03 | 3.9663 | 529.5588 | 0.00012799 | 529.5588 | 0.00011511 | 528.1858 | 0 | 599.2425 | 0.0068818 | 794.4362 | 2.0017 | 599.2425 | 0.00093613 | 793.7423 | 0.16847 | 794.4362 | 0.069818 | 529.5588 | 2.0653
| 528.3007 | 0.011359 | 599.4718 | 0.020066 | 528.3007 | 0.0097437 | 599.4718 | 0.0016213 | 529.6764 | 0 | 599.4718 | 0.00070312 | 529.6764 | 0.00010748 | 594.26 | 0.014634 | 528.3007 | 2.1564 | 594.26 | 0.00010678 | 594.26 | 4.0754 | 529.6764 | 0.00013641 | 529.6764 | 0.00014509 | 528.3007 | 0 | 599.4718 | -0.0038732 | 794.602 | 1.9585 | 599.4718 | -0.0045182 | 793.9082 | 0.12837 | 794.602 | 0.06861 | 529.6764 | 2.0682
| 528.4157 | 0 | 599.7012 | 0.026442 | 528.4157 | 0 | 599.7012 | 0.024443 | 529.7939 | 0 | 599.7012 | 0.023425 | 529.7939 | 0.00011065 | 594.49 | 0.0059973 | 528.4157 | 2.1388 | 594.49 | -0.0035044 | 594.49 | 4.1631 | 529.7939 | 0.0001303 | 529.7939 | 0.00015006 | 528.4157 | 0 | 599.7012 | 0.0026393 | 794.7677 | 1.9089 | 599.7012 | -0.0017045 | 794.0741 | 0.19314 | 794.7677 | 0.069865 | 529.7939 | 2.0605
| 528.5307 | 0.010454 | 599.9306 | 0.024503 | 528.5307 | 0.013947 | 599.9306 | -0.0090497 | 529.9115 | 0 | 599.9306 | 0.00040816 | 529.9115 | 0.00011232 | 594.72 | -0.010315 | 528.5307 | 2.1401 | 594.72 | -0.0056011 | 594.72 | 4.2773 | 529.9115 | 0.00012882 | 529.9115 | 0.00016187 | 528.5307 | 0 | 599.9306 | 0.00045795 | 794.9335 | 1.9219 | 599.9306 | -0.0079072 | 794.2399 | 0.1792 | 794.9335 | 0.068471 | 529.9115 | 2.052
| 528.6457 | 0 | 600.1599 | 0.024997 | 528.6457 | 0 | 600.1599 | 0.025552 | 530.0291 | 0.00024284 | 600.1599 | 0.024615 | 530.0291 | 0.00011158 | 594.95 | -0.026628 | 528.6457 | 2.1258 | 594.95 | 0.0049991 | 594.95 | 4.3082 | 530.0291 | 0.00012733 | 530.0291 | 0.00014509 | 528.6457 | 0 | 600.1599 | 0.0038026 | 795.0993 | 1.8758 | 600.1599 | 0.0049717 | 794.4058 | 0.21845 | 795.0993 | 0.07005 | 530.0291 | 2.0399
| 528.7607 | 0.0016023 | 600.3893 | 0.017515 | 528.7607 | 0.01175 | 600.3893 | 0.0038754 | 530.1467 | 0 | 600.3893 | -0.0024726 | 530.1467 | 0.00010152 | 595.18 | -0.014154 | 528.7607 | 2.1044 | 595.18 | 0.00080569 | 595.18 | 4.4405 | 530.1467 | 0.00012964 | 530.1467 | 0.00015845 | 528.7607 | 0 | 600.3893 | -0.0059603 | 795.2651 | 1.8401 | 600.3893 | -0.0099884 | 794.5717 | 0.18735 | 795.2651 | 0.068657 | 530.1467 | 2.037
| 528.8757 | 0 | 600.6187 | 0.029639 | 528.8757 | 0 | 600.6187 | 0.034362 | 530.2643 | 0 | 600.6187 | 0.02755 | 530.2643 | 9.444e-05 | 595.41 | 0.0002399 | 528.8757 | 2.1212 | 595.41 | 0.0056981 | 595.41 | 4.4047 | 530.2643 | 0.00013113 | 530.2643 | 0.00012179 | 528.8757 | 0 | 600.6187 | 0.004168 | 795.4309 | 1.7964 | 600.6187 | 0.0069405 | 794.7376 | 0.23217 | 795.4309 | 0.070515 | 530.2643 | 2.0316
| 528.9907 | 0 | 600.8481 | 0.023704 | 528.9907 | 0.024837 | 600.8481 | 0.0049513 | 530.3819 | 0.00053406 | 600.8481 | 0.0009638 | 530.3819 | 0.00010617 | 595.64 | -0.019431 | 528.9907 | 2.1391 | 595.64 | -0.0056011 | 595.64 | 4.5599 | 530.3819 | 0.00014186 | 530.3819 | 0.00014012 | 528.9907 | 0 | 600.8481 | 0.0043962 | 795.5967 | 1.7595 | 600.8481 | -0.0030187 | 794.9035 | 0.24311 | 795.5967 | 0.068471 | 530.3819 | 2.0345
| 529.1057 | 0 | 601.0775 | 0.0272 | 529.1057 | 0 | 601.0775 | 0.0277 | 530.4995 | 0.00024284 | 601.0775 | 0.024185 | 530.4995 | 0.00010804 | 595.87 | 0.012714 | 529.1057 | 2.0993 | 595.87 | -0.00082513 | 595.87 | 4.5761 | 530.4995 | 0.00015722 | 530.4995 | 0.00012847 | 529.1057 | 0 | 601.0775 | 0.00088204 | 795.7625 | 1.7309 | 601.0775 | 0.00026661 | 795.0694 | 0.24483 | 795.7625 | 0.070329 | 530.4995 | 2.0388
| 529.2207 | 0.0021939 | 601.307 | 0.02409 | 529.2207 | 0.005135 | 601.307 | -0.0073704 | 530.617 | 0.00053406 | 601.307 | 0.0017707 | 530.617 | 0.00012089 | 596.1 | 0.011755 | 529.2207 | 2.0554 | 596.1 | -0.0054848 | 596.1 | 4.6107 | 530.617 | 0.00016928 | 530.617 | 0.00012847 | 529.2207 | 0 | 601.307 | 0.0057693 | 795.9283 | 1.7035 | 601.307 | -0.0034515 | 795.2353 | 0.26542 | 795.9283 | 0.068378 | 530.617 | 2.0472
| 529.3357 | 0 | 601.5364 | 0.026757 | 529.3357 | 0 | 601.5364 | 0.015918 | 530.7346 | 0.00053406 | 601.5364 | 0.025249 | 530.7346 | 0.00012797 | 596.32 | -0.026148 | 529.3357 | 2.0895 | 596.32 | -0.0033879 | 596.32 | 4.5971 | 530.7346 | 0.00016647 | 530.7346 | 0.00010004 | 529.3357 | 0 | 601.5364 | 0.0020686 | 796.0941 | 1.6558 | 601.5364 | 0.0024307 | 795.4012 | 0.23946 | 796.0941 | 0.070468 | 530.7346 | 2.0495
| 529.4507 | 0 | 601.7659 | 0.021645 | 529.4507 | 0.0086135 | 601.7659 | -0.0043597 | 530.8523 | 0 | 601.7659 | 0.00061478 | 530.8523 | 0.00015926 | 596.55 | 0.0079165 | 529.4507 | 2.0782 | 596.55 | 0.0045333 | 596.55 | 4.7071 | 530.8523 | 0.00014797 | 530.8523 | 0.00014337 | 529.4507 | 0 | 601.7659 | -0.0014935 | 796.2599 | 1.6211 | 601.7659 | -0.0042053 | 795.5671 | 0.28 | 796.2599 | 0.068239 | 530.8523 | 2.0507
| 529.5657 | 0 | 601.9953 | 0.022631 | 529.5657 | 0 | 601.9953 | 0.019721 | 530.9699 | 0 | 601.9953 | 0.023629 | 530.9699 | 0.00015274 | 596.78 | -0.0059973 | 529.5657 | 2.1005 | 596.78 | -0.0038538 | 596.78 | 4.673 | 530.9699 | 0.0001341 | 530.9699 | 0.00015348 | 529.5657 | 0 | 601.9953 | -0.00029435 | 796.4257 | 1.5941 | 601.9953 | -0.0016874 | 795.733 | 0.2785 | 796.4257 | 0.070283 | 530.9699 | 2.0467
| 529.6807 | 0.01103 | 602.2248 | 0.020722 | 529.6807 | 0.016717 | 602.2248 | -0.016736 | 531.0875 | 0.00024284 | 602.2248 | 0.0012266 | 531.0875 | 0.00013486 | 597.01 | -0.025668 | 529.6807 | 2.0713 | 597.01 | -9.7074e-06 | 597.01 | 4.6612 | 531.0875 | 0.00013427 | 531.0875 | 0.00015519 | 529.6807 | 0 | 602.2248 | -0.00084772 | 796.5915 | 1.5486 | 602.2248 | -0.0031047 | 795.8989 | 0.27357 | 796.5915 | 0.068053 | 531.0875 | 2.0405
| 529.7958 | 0 | 602.4543 | 0.021307 | 529.7958 | 0 | 602.4543 | 0.022669 | 531.2051 | 0 | 602.4543 | 0.020127 | 531.2051 | 0.00010934 | 597.24 | 0.0088761 | 529.7958 | 2.0382 | 597.24 | -0.0057175 | 597.24 | 4.6619 | 531.2051 | 0.00012304 | 531.2051 | 0.00016684 | 529.7958 | 0 | 602.4543 | 0.0012258 | 796.7574 | 1.5249 | 602.4543 | -0.001547 | 796.0648 | 0.24804 | 796.7574 | 0.070283 | 531.2051 | 2.0374
| 529.9108 | 0.0060393 | 602.6838 | 0.022341 | 529.9108 | 0.016908 | 602.6838 | -0.0095386 | 531.3227 | 0 | 602.6838 | 0.00014718 | 531.3227 | 0.00010115 | 597.47 | -0.0040782 | 529.9108 | 2.0217 | 597.47 | -0.0023395 | 597.47 | 4.6289 | 531.3227 | 0.00013228 | 531.3227 | 0.00018346 | 529.9108 | 0 | 602.6838 | 0.0077743 | 796.9232 | 1.4892 | 602.6838 | 0.00065133 | 796.2307 | 0.29158 | 796.9232 | 0.067728 | 531.3227 | 2.0404
| 530.0258 | 0 | 602.9133 | 0.024227 | 530.0258 | 0 | 602.9133 | 0.031119 | 531.4403 | 0.00024284 | 602.9133 | 0.025051 | 531.4403 | 9.7047e-05 | 597.7 | 0.013194 | 530.0258 | 2.037 | 597.7 | -9.7074e-06 | 597.7 | 4.6581 | 531.4403 | 0.00013658 | 531.4403 | 0.00020847 | 530.0258 | 0 | 602.9133 | 0.0036377 | 797.089 | 1.4857 | 602.9133 | 7.6912e-05 | 796.3967 | 0.29973 | 797.089 | 0.069957 | 531.4403 | 2.044
| 530.1409 | 0.00041907 | 603.1428 | 0.024959 | 530.1409 | 0 | 603.1428 | -0.0088873 | 531.558 | 0.00024284 | 603.1428 | 0.0010101 | 531.558 | 0.00010841 | 597.93 | -0.0035984 | 530.1409 | 2.0137 | 597.93 | 0.0044169 | 597.93 | 4.6624 | 531.558 | 0.00014996 | 531.558 | 0.00015519 | 530.1409 | 0 | 603.1428 | -0.0020734 | 797.2549 | 1.4495 | 603.1428 | -0.0019807 | 796.5626 | 0.24397 | 797.2549 | 0.067124 | 531.558 | 2.0447
| 530.2559 | 0 | 603.3724 | 0.026162 | 530.2559 | 0 | 603.3724 | 0.0085418 | 531.6756 | 0 | 603.3724 | 0.024223 | 531.6756 | 0.00011269 | 598.16 | 0.02375 | 530.2559 | 2.0183 | 598.16 | -0.00059213 | 598.16 | 4.5966 | 531.6756 | 0.00014649 | 531.6756 | 0.00014183 | 530.2559 | 0 | 603.3724 | 0.00034985 | 797.4207 | 1.3875 | 603.3724 | -0.0011815 | 796.7286 | 0.3229 | 797.4207 | 0.069539 | 531.6756 | 2.0291
| 530.371 | 0.0085608 | 603.6019 | 0.026607 | 530.371 | 0.016048 | 603.6019 | -0.0020247 | 531.7932 | 0.00024284 | 603.6019 | 0.0018802 | 531.7932 | 0.00011493 | 598.39 | -0.013194 | 530.371 | 2.021 | 598.39 | -0.013406 | 598.39 | 4.6081 | 531.7932 | 0.00013542 | 531.7932 | 0.0001235 | 530.371 | 0 | 603.6019 | -3.0913e-05 | 797.5865 | 1.388 | 603.6019 | -0.0041915 | 796.8945 | 0.28193 | 797.5865 | 0.066845 | 531.7932 | 2.0197
| 530.486 | 0 | 603.8315 | 0.027561 | 530.486 | 0 | 603.8315 | 0.021044 | 531.9108 | 0.00024284 | 603.8315 | 0.023082 | 531.9108 | 0.00011437 | 598.62 | 0.019911 | 530.486 | 2.0149 | 598.62 | 0.00080569 | 598.62 | 4.5077 | 531.9108 | 0.0001341 | 531.9108 | 0.00013018 | 530.486 | 0 | 603.8315 | 0.0088949 | 797.7524 | 1.3516 | 603.8315 | 0.0032258 | 797.0604 | 0.31925 | 797.7524 | 0.069586 | 531.9108 | 2.0046
| 530.6011 | 0.0081099 | 604.061 | 0.024084 | 530.6011 | 0.0074539 | 604.061 | -0.0090345 | 532.0285 | 0 | 604.061 | 0.0034641 | 532.0285 | 0.00012611 | 598.85 | 0.0079165 | 530.6011 | 2.0217 | 598.85 | 0.0015046 | 598.85 | 4.4247 | 532.0285 | 0.00015425 | 532.0285 | 0.00012847 | 530.6011 | 0 | 604.061 | -0.00064086 | 797.9182 | 1.3196 | 604.061 | -0.003118 | 797.2264 | 0.2637 | 797.9182 | 0.066892 | 532.0285 | 2.0054
| 530.7162 | 0 | 604.2906 | 0.026436 | 530.7162 | 0 | 604.2906 | 0.0096118 | 532.1461 | 0.00053406 | 604.2906 | 0.024034 | 532.1461 | 0.00012275 | 599.08 | 0.02183 | 530.7162 | 2.0457 | 599.08 | -0.0028054 | 599.08 | 4.3562 | 532.1461 | 0.00016234 | 532.1461 | 0.00010843 | 530.7162 | 0 | 604.2906 | 0.0029102 | 798.0841 | 1.3246 | 604.2906 | 0.0023845 | 797.3923 | 0.2755 | 798.0841 | 0.069632 | 532.1461 | 2.0023
| 530.8312 | 0.0070745 | 604.5202 | 0.022723 | 530.8312 | 0.015762 | 604.5202 | -0.0089026 | 532.2638 | 0 | 604.5202 | -0.0026354 | 532.2638 | 0.00011791 | 599.31 | -0.02135 | 530.8312 | 2.0151 | 599.31 | -0.002456 | 599.31 | 4.3454 | 532.2638 | 0.00015342 | 532.2638 | 7.006e-05 | 530.8312 | 0 | 604.5202 | -0.0017729 | 798.25 | 1.2666 | 604.5202 | -0.0057796 | 797.5583 | 0.25148 | 798.25 | 0.066474 | 532.2638 | 2.0117
| 530.9463 | 0 | 604.7498 | 0.024935 | 530.9463 | 0.00066409 | 604.7498 | 0.017106 | 532.3814 | 0.00024284 | 604.7498 | 0.02568 | 532.3814 | 9.9655e-05 | 599.54 | -0.0064771 | 530.9463 | 2.0014 | 599.54 | -0.0042033 | 599.54 | 4.2167 | 532.3814 | 0.00014384 | 532.3814 | 5.3444e-05 | 530.9463 | 0.010486 | 604.7498 | 9.1535e-05 | 798.4158 | 1.2623 | 604.7498 | -0.0010524 | 797.7243 | 0.27164 | 798.4158 | 0.069075 | 532.3814 | 2.0119
| 531.0614 | 0.0075183 | 604.9794 | 0.021963 | 531.0614 | 0.012132 | 604.9794 | -0.0046527 | 532.4991 | 0.00053406 | 604.9794 | 0.00094498 | 532.4991 | 9.9655e-05 | 599.77 | -0.015113 | 531.0614 | 2.0071 | 599.77 | -0.0030384 | 599.77 | 4.1486 | 532.4991 | 0.00013179 | 532.4991 | 0.00011682 | 531.0614 | 0 | 604.9794 | 0.0021799 | 798.5817 | 1.2039 | 604.9794 | -0.0038057 | 797.8902 | 0.29008 | 798.5817 | 0.065777 | 532.4991 | 2.0139
| 531.1765 | 0 | 605.2091 | 0.029947 | 531.1765 | 0 | 605.2091 | 0.021452 | 532.6167 | 0 | 605.2091 | 0.025473 | 532.6167 | 9.6302e-05 | 600 | -0.00071969 | 531.1765 | 1.954 | 600 | 0.00080569 | 600 | 4.0667 | 532.6167 | 0.00014236 | 532.6167 | 0.00012505 | 531.1765 | 0.01133 | 605.2091 | 0.0077436 | 798.7476 | 1.1918 | 605.2091 | 0.0078763 | 798.0562 | 0.42842 | 798.7476 | 0.068657 | 532.6167 | 1.9991
| 531.2916 | 0 | 605.4387 | 0.021488 | 531.2916 | 0.012227 | 605.4387 | -0.010692 | 532.7344 | 0 | 605.4387 | -0.00065747 | 532.7344 | 0.00012145 | 600.23 | -0.020872 | 531.2916 | 1.9863 | 600.23 | 0.0033685 | 600.23 | 3.9758 | 532.7344 | 0.00012716 | 532.7344 | 0.00010346 | 531.2916 | 0 | 605.4387 | -0.0022921 | 798.9135 | 1.1715 | 605.4387 | 5.4782e-05 | 798.2222 | 0.31904 | 798.9135 | 0.065452 | 532.7344 | 1.9887
| 531.4067 | 0 | 605.6683 | 0.02552 | 531.4067 | 0 | 605.6683 | 0.028563 | 532.852 | 0 | 605.6683 | 0.023574 | 532.852 | 0.00013281 | 600.46 | 0.035264 | 531.4067 | 1.9537 | 600.46 | 0.0077949 | 600.46 | 3.862 | 532.852 | 0.00012997 | 532.852 | 3.837e-05 | 531.4067 | 0 | 605.6683 | 0.0011916 | 799.0793 | 1.1541 | 605.6683 | 0.003636 | 798.3882 | 0.41384 | 799.0793 | 0.06861 | 532.852 | 1.9728
| 531.5217 | 0.013911 | 605.898 | 0.021427 | 531.5217 | 0.0066257 | 605.898 | -0.0086482 | 532.9697 | 0.00082547 | 605.898 | 0.00077267 | 532.9697 | 0.00013616 | 600.69 | -0.0031186 | 531.5217 | 1.9542 | 600.69 | -0.002456 | 600.69 | 3.7657 | 532.9697 | 0.00012733 | 532.9697 | 6.6805e-05 | 531.5217 | 0 | 605.898 | 0.0045177 | 799.2452 | 1.123 | 605.898 | -0.008832 | 798.5542 | 0.35528 | 799.2452 | 0.065359 | 532.9697 | 1.9717
| 531.6368 | 0 | 606.1277 | 0.025857 | 531.6368 | 0 | 606.1277 | 0.018692 | 533.0874 | 0 | 606.1277 | 0.023217 | 533.0874 | 0.00012182 | 600.92 | 0.036225 | 531.6368 | 1.9373 | 600.92 | 0.00022327 | 600.92 | 3.6484 | 533.0874 | 0.00013641 | 533.0874 | 0.00011014 | 531.6368 | 0.016819 | 606.1277 | 0.0039649 | 799.4111 | 1.1018 | 606.1277 | 0.005388 | 798.7201 | 0.36922 | 799.4111 | 0.068564 | 533.0874 | 1.9648
| 531.752 | 0 | 606.3574 | 0.020419 | 531.752 | 0.0084479 | 606.3574 | -0.015098 | 533.2051 | 0 | 606.3574 | 0.00075195 | 533.2051 | 0.00013151 | 601.15 | 0.004558 | 531.752 | 1.9012 | 601.15 | -0.0061837 | 601.15 | 3.5351 | 533.2051 | 0.00013641 | 533.2051 | 0.00013344 | 531.752 | 0 | 606.3574 | 0.00027634 | 799.577 | 1.0629 | 606.3574 | -0.0031603 | 798.8861 | 0.36622 | 799.577 | 0.065126 | 533.2051 | 1.9721
| 531.8671 | 0 | 606.5871 | 0.021084 | 531.8671 | 0 | 606.5871 | 0.020411 | 533.3227 | 0 | 606.5871 | 0.021495 | 533.3227 | 0.00011456 | 601.38 | 0.013674 | 531.8671 | 1.8826 | 601.38 | -0.0073485 | 601.38 | 3.4223 | 533.3227 | 0.00012997 | 533.3227 | 0.00012676 | 531.8671 | 0 | 606.5871 | -0.00057065 | 799.7429 | 1.0364 | 606.5871 | 0.006742 | 799.0521 | 0.49598 | 799.7429 | 0.068378 | 533.3227 | 1.9705
| 531.9822 | 0.0027855 | 606.8168 | 0.02234 | 531.9822 | 0.0013252 | 606.8168 | -0.014046 | 533.4404 | 0 | 606.8168 | -0.0019263 | 533.4404 | 0.00011567 | 601.61 | -0.012235 | 531.9822 | 1.8884 | 601.61 | -0.00070865 | 601.61 | 3.314 | 533.4404 | 0.00013427 | 533.4404 | 9.3356e-05 | 531.9822 | 0 | 606.8168 | 0.0023457 | 799.9088 | 1.0147 | 606.8168 | 1.7175e-05 | 799.2181 | 0.5052 | 799.9088 | 0.064987 | 533.4404 | 1.9767
| 532.0973 | 0 | 607.0465 | 0.020144 | 532.0973 | 0 | 607.0465 | 0.029691 | 533.5581 | 0.00024284 | 607.0465 | 0.021917 | 533.5581 | 0.00011325 | 601.84 | 0.02327 | 532.0973 | 1.8615 | 601.84 | 0.0010387 | 601.84 | 3.1418 | 533.5581 | 0.00013179 | 533.5581 | 8.6676e-05 | 532.0973 | 0 | 607.0465 | 0.00054347 | 800.0747 | 0.99615 | 607.0465 | -0.0026554 | 799.3841 | 0.57748 | 800.0747 | 0.068703 | 533.5581 | 1.9697
| 532.2124 | 0.0051518 | 607.2762 | 0.018102 | 532.2124 | 0.017577 | 607.2762 | -0.0095599 | 533.6758 | 0 | 607.2762 | -0.00092307 | 533.6758 | 0.00012871 | 602.07 | 0.025668 | 532.2124 | 1.8729 | 602.07 | 0.0033685 | 602.07 | 3.0434 | 533.6758 | 0.00013757 | 533.6758 | 0.00011014 | 532.2124 | 0.0084334 | 607.2762 | -0.0014566 | 800.2406 | 0.97922 | 607.2762 | -0.0059412 | 799.5501 | 0.57491 | 800.2406 | 0.065452 | 533.6758 | 1.9696
| 532.3276 | 0 | 607.5059 | 0.023018 | 532.3276 | 0 | 607.5059 | 0.023554 | 533.7935 | 0.00024284 | 607.5059 | 0.020683 | 533.7935 | 0.00014473 | 602.3 | -0.010315 | 532.3276 | 1.8683 | 602.3 | 0.0013882 | 602.3 | 2.9343 | 533.7935 | 0.00013955 | 533.7935 | 0.00011014 | 532.3276 | 0 | 607.5059 | 0.0049261 | 800.4065 | 0.95889 | 607.5059 | 0.0013398 | 799.7162 | 0.54274 | 800.4065 | 0.069028 | 533.7935 | 1.9622
| 532.4427 | 0.0069267 | 607.7357 | 0.018817 | 532.4427 | 0.0074539 | 607.7357 | 0.0034454 | 533.9112 | 0 | 607.7357 | -0.0015844 | 533.9112 | 0.00012704 | 602.53 | 0.011275 | 532.4427 | 1.8568 | 602.53 | -0.0044363 | 602.53 | 2.8462 | 533.9112 | 0.00015772 | 533.9112 | 0.00013515 | 532.4427 | 0 | 607.7357 | -0.0010461 | 800.5724 | 0.9465 | 607.7357 | -0.0055814 | 799.8822 | 0.54166 | 800.5724 | 0.065637 | 533.9112 | 1.9546
| 532.5578 | 0 | 607.9654 | 0.032793 | 532.5578 | 0 | 607.9654 | 0.013754 | 534.0289 | 0 | 607.9654 | 0.026739 | 534.0289 | 0.0001235 | 602.76 | 0.0098357 | 532.5578 | 1.8777 | 602.76 | 0.0022036 | 602.76 | 2.7083 | 534.0289 | 0.00015871 | 534.0289 | 0.00012676 | 532.5578 | 0.00035199 | 607.9654 | 0.0062129 | 800.7383 | 0.93824 | 607.9654 | -0.005346 | 800.0482 | 0.55947 | 800.7383 | 0.0694 | 534.0289 | 1.9417
| 532.673 | 0 | 608.1952 | 0.021077 | 532.673 | 0.0077853 | 608.1952 | 0.007233 | 534.1466 | 0 | 608.1952 | -0.0013817 | 534.1466 | 0.00012238 | 602.99 | 0.0083963 | 532.673 | 1.8585 | 602.99 | -0.010843 | 602.99 | 2.6495 | 534.1466 | 0.00015111 | 534.1466 | 0.00017678 | 532.673 | 0 | 608.1952 | 0.0021888 | 800.9043 | 0.89277 | 608.1952 | -0.0028162 | 800.2142 | 0.52772 | 800.9043 | 0.06652 | 534.1466 | 1.938
| 532.7881 | 0 | 608.425 | 0.022767 | 532.7881 | 0 | 608.425 | 0.030741 | 534.2642 | 0 | 608.425 | 0.024369 | 534.2642 | 0.00012499 | 603.22 | -0.022789 | 532.7881 | 1.8622 | 603.22 | -0.0087464 | 603.22 | 2.493 | 534.2642 | 0.00013063 | 534.2642 | 0.00014012 | 532.7881 | 0.0011963 | 608.425 | -0.000417 | 801.0702 | 0.87184 | 608.425 | -0.0023259 | 800.3803 | 0.59936 | 801.0702 | 0.070236 | 534.2642 | 1.9338
| 532.9033 | 0.0058913 | 608.6548 | 0.024242 | 532.9033 | 0.0064601 | 608.6548 | -0.0069768 | 534.3819 | 0.00024284 | 608.6548 | -0.0010042 | 534.3819 | 0.00014008 | 603.45 | -0.0050378 | 532.9033 | 1.8516 | 603.45 | -0.00047565 | 603.45 | 2.3926 | 534.3819 | 0.00013873 | 534.3819 | 0.00013687 | 532.9033 | 0 | 608.6548 | -0.0037815 | 801.2361 | 0.86222 | 608.6548 | -0.0037745 | 800.5463 | 0.53973 | 801.2361 | 0.067031 | 534.3819 | 1.9327
| 533.0184 | 0 | 608.8846 | 0.025752 | 533.0184 | 0 | 608.8846 | 0.025246 | 534.4997 | 0.00024284 | 608.8846 | 0.022507 | 534.4997 | 0.00012741 | 603.68 | 0.014634 | 533.0184 | 1.8433 | 603.68 | -0.0030384 | 603.68 | 2.2922 | 534.4997 | 0.00014996 | 534.4997 | 0.00010175 | 533.0184 | 0 | 608.8846 | 0.00066359 | 801.4021 | 0.85106 | 608.8846 | 0.0045543 | 800.7123 | 0.59228 | 801.4021 | 0.070886 | 534.4997 | 1.9264
| 533.1336 | 0 | 609.1144 | 0.020644 | 533.1336 | 0.010603 | 609.1144 | -0.0018789 | 534.6174 | 0.00024284 | 609.1144 | -0.0023314 | 534.6174 | 0.00014306 | 603.91 | -0.0093559 | 533.1336 | 1.8494 | 603.91 | -0.00047565 | 603.91 | 2.2062 | 534.6174 | 0.00015293 | 534.6174 | 0.00012008 | 533.1336 | 0 | 609.1144 | 0.00043 | 801.568 | 0.82582 | 609.1144 | 0.0033109 | 800.8784 | 0.60579 | 801.568 | 0.067774 | 534.6174 | 1.9246
| 533.2487 | 0 | 609.3442 | 0.022674 | 533.2487 | 0.0044828 | 609.3442 | 0.033482 | 534.7351 | 0 | 609.3442 | 0.023418 | 534.7351 | 0.00012499 | 604.14 | 0.030946 | 533.2487 | 1.7795 | 604.14 | 0.0018541 | 604.14 | 2.0517 | 534.7351 | 0.00014038 | 534.7351 | 0.00012008 | 533.2487 | 0.0066856 | 609.3442 | 0.0012365 | 801.7339 | 0.83127 | 609.3442 | -0.0015227 | 801.0444 | 0.65276 | 801.7339 | 0.072048 | 534.7351 | 1.9148
| 533.3639 | 0.00071483 | 609.5741 | 0.018639 | 533.3639 | 0 | 609.5741 | -0.01794 | 534.8528 | 0.00024284 | 609.5741 | -0.007337 | 534.8528 | 0.00013542 | 604.36 | -0.0074367 | 533.3639 | 1.8024 | 604.36 | -0.0025725 | 604.36 | 1.9438 | 534.8528 | 0.00012964 | 534.8528 | 0.00011014 | 533.3639 | 0 | 609.5741 | -0.0030123 | 801.8999 | 0.79868 | 609.5741 | -0.0039453 | 801.2105 | 0.64719 | 801.8999 | 0.06875 | 534.8528 | 1.91
| 533.4791 | 0 | 609.8039 | 0.024923 | 533.4791 | 0 | 609.8039 | 0.026908 | 534.9705 | 0.00053406 | 609.8039 | 0.023517 | 534.9705 | 0.00013393 | 604.59 | 0.013194 | 533.4791 | 1.7567 | 604.59 | 0.0010387 | 604.59 | 1.8677 | 534.9705 | 0.00012617 | 534.9705 | 0.00018688 | 533.4791 | 0 | 609.8039 | 0.00025616 | 802.0658 | 0.7675 | 609.8039 | 0.0049523 | 801.3765 | 0.67893 | 802.0658 | 0.073302 | 534.9705 | 1.8975
| 533.5943 | 0.012512 | 610.0338 | 0.021307 | 533.5943 | 0.013374 | 610.0338 | -0.033572 | 535.0883 | 0 | 610.0338 | -0.00043006 | 535.0883 | 0.00013877 | 604.82 | -0.0098357 | 533.5943 | 1.7262 | 604.82 | 0.0010387 | 604.82 | 1.7946 | 535.0883 | 0.00013427 | 535.0883 | 0.00016856 | 533.5943 | 0 | 610.0338 | -5.3808e-05 | 802.2318 | 0.75185 | 610.0338 | -0.0023396 | 801.5426 | 0.72912 | 802.2318 | 0.070654 | 535.0883 | 1.8966
| 533.7095 | 0 | 610.2637 | 0.022938 | 533.7095 | 0 | 610.2637 | 0.0038749 | 535.206 | 0 | 610.2637 | 0.02122 | 535.206 | 0.00012219 | 605.05 | 0.014634 | 533.7095 | 1.6921 | 605.05 | 0.00068922 | 605.05 | 1.6625 | 535.206 | 0.00013542 | 535.206 | 0.00019185 | 533.7095 | 0.015552 | 610.2637 | 0.0009889 | 802.3977 | 0.73669 | 610.2637 | 0.0037289 | 801.7087 | 0.76386 | 802.3977 | 0.074789 | 535.206 | 1.8896
| 533.8247 | 0.0045602 | 610.4936 | 0.017813 | 533.8247 | 0.01089 | 610.4936 | -0.01449 | 535.3237 | 0 | 610.4936 | -0.0020769 | 535.3237 | 0.00010152 | 605.28 | 0.0031186 | 533.8247 | 1.7004 | 605.28 | -0.0031549 | 605.28 | 1.6143 | 535.3237 | 0.0001483 | 535.3237 | 9.8495e-05 | 533.8247 | 0 | 610.4936 | 0.0035074 | 802.5637 | 0.72343 | 610.4936 | 0.00060668 | 801.8747 | 0.75979 | 802.5637 | 0.072187 | 535.3237 | 1.8912
| 533.9398 | 0 | 610.7235 | 0.022705 | 533.9398 | 0 | 610.7235 | 0.028841 | 535.4415 | 0.00024284 | 610.7235 | 0.023656 | 535.4415 | 9.4626e-05 | 605.51 | 0.017512 | 533.9398 | 1.6953 | 605.51 | -0.0035044 | 605.51 | 1.5123 | 535.4415 | 0.00014384 | 535.4415 | 0.00010346 | 533.9398 | 0 | 610.7235 | 0.0057788 | 802.7297 | 0.69371 | 610.7235 | -0.0021832 | 802.0408 | 0.7778 | 802.7297 | 0.075578 | 535.4415 | 1.8835
| 534.055 | 0.00027119 | 610.9534 | 0.011867 | 534.055 | 0.0096482 | 610.9534 | -0.020328 | 535.5592 | 0 | 610.9534 | -0.0038019 | 535.5592 | 0.00010096 | 605.74 | -0.028548 | 534.055 | 1.6542 | 605.74 | -0.005368 | 605.74 | 1.4206 | 535.5592 | 0.00014005 | 535.5592 | 8.1708e-05 | 534.055 | 0 | 610.9534 | 0.0036387 | 802.8956 | 0.6908 | 610.9534 | 0.0015076 | 802.2069 | 0.79539 | 802.8956 | 0.073023 | 535.5592 | 1.8769
| 534.1702 | 0 | 611.1833 | 0.025772 | 534.1702 | 0 | 611.1833 | 0.037491 | 535.6769 | 0.00024284 | 611.1833 | 0.023532 | 535.6769 | 0.00012797 | 605.97 | 0.031426 | 534.1702 | 1.6427 | 605.97 | 0.002786 | 605.97 | 1.3338 | 535.6769 | 0.0001265 | 535.6769 | 0.00011837 | 534.1702 | 0.020619 | 611.1833 | -0.0027201 | 803.0616 | 0.68813 | 611.1833 | 0.0047885 | 802.3729 | 0.8074 | 803.0616 | 0.075996 | 535.6769 | 1.8666
| 534.2854 | 0.0041166 | 611.4132 | 0.02158 | 534.2854 | 0.0019877 | 611.4132 | -0.013076 | 535.7947 | 0.00053406 | 611.4132 | -0.0025878 | 535.7947 | 0.00015256 | 606.2 | -0.013674 | 534.2854 | 1.6048 | 606.2 | 0.002786 | 606.2 | 1.309 | 535.7947 | 0.00013377 | 535.7947 | 0.00016187 | 534.2854 | 0 | 611.4132 | -0.0021658 | 803.2276 | 0.66788 | 611.4132 | -0.0010659 | 802.539 | 0.80226 | 803.2276 | 0.07372 | 535.7947 | 1.8541
| 534.4007 | 0 | 611.6432 | 0.019323 | 534.4007 | 0 | 611.6432 | 0.010907 | 535.9124 | 0.00024284 | 611.6432 | 0.023645 | 535.9124 | 0.00016783 | 606.43 | 0.0059973 | 534.4007 | 1.577 | 606.43 | -0.0049022 | 606.43 | 1.1889 | 535.9124 | 0.00014005 | 535.9124 | 0.00018517 | 534.4007 | 0 | 611.6432 | 0.0026534 | 803.3936 | 0.66339 | 611.6432 | 0.0074176 | 802.7051 | 0.86531 | 803.3936 | 0.076229 | 535.9124 | 1.8436
| 534.5159 | 0.0017502 | 611.8731 | 0.020645 | 534.5159 | 0.016717 | 611.8731 | -0.020199 | 536.0302 | 0 | 611.8731 | -0.0052001 | 536.0302 | 0.00016224 | 606.66 | -0.035744 | 534.5159 | 1.5558 | 606.66 | -0.0068827 | 606.66 | 1.1309 | 536.0302 | 0.0001488 | 536.0302 | 0.00017181 | 534.5159 | 0 | 611.8731 | -0.0014892 | 803.5596 | 0.62981 | 611.8731 | 0.0044649 | 802.8712 | 0.84279 | 803.5596 | 0.074649 | 536.0302 | 1.8439
| 534.6311 | 0 | 612.1031 | 0.021677 | 534.6311 | 0 | 612.1031 | 0.029779 | 536.1479 | 0 | 612.1031 | 0.022534 | 536.1479 | 0.00014995 | 606.89 | -0.0011995 | 534.6311 | 1.5221 | 606.89 | -0.0056011 | 606.89 | 1.0313 | 536.1479 | 0.00012964 | 536.1479 | 0.00015519 | 534.6311 | 0.0071077 | 612.1031 | 0.0031435 | 803.7255 | 0.62563 | 612.1031 | 0.0030891 | 803.0373 | 0.8799 | 803.7255 | 0.076275 | 536.1479 | 1.8525
| 534.7463 | 0.0045602 | 612.333 | 0.018341 | 534.7463 | 0.010603 | 612.333 | -0.014373 | 536.2657 | 0 | 612.333 | -0.003228 | 536.2657 | 0.00014492 | 607.12 | -0.017992 | 534.7463 | 1.5255 | 607.12 | -0.0036209 | 607.12 | 0.99045 | 536.2657 | 0.0001308 | 536.2657 | 0.00015519 | 534.7463 | 0 | 612.333 | 0.0023878 | 803.8915 | 0.61388 | 612.333 | -0.0042079 | 803.2034 | 0.89019 | 803.8915 | 0.07516 | 536.2657 | 1.8573
| 534.8615 | 0 | 612.563 | 0.021037 | 534.8615 | 0 | 612.563 | 0.040161 | 536.3835 | 0 | 612.563 | 0.021841 | 536.3835 | 0.00014492 | 607.35 | 0.04294 | 534.8615 | 1.5034 | 607.35 | 0.0061643 | 607.35 | 0.90889 | 536.3835 | 0.00012601 | 536.3835 | 0.00017181 | 534.8615 | 0 | 612.563 | 0.0079199 | 804.0575 | 0.59749 | 612.563 | 0.0018732 | 803.3695 | 0.93244 | 804.0575 | 0.075392 | 536.3835 | 1.8447
| 534.9768 | 0.0016023 | 612.793 | 0.019605 | 534.9768 | 0.01089 | 612.793 | -0.014728 | 536.5012 | 0.00053406 | 612.793 | -0.0023459 | 536.5012 | 0.00014436 | 607.58 | -0.0069569 | 534.9768 | 1.4914 | 607.58 | -0.0056011 | 607.58 | 0.87183 | 536.5012 | 0.00013922 | 536.5012 | 0.00014012 | 534.9768 | 0 | 612.793 | -7.4298e-05 | 804.2235 | 0.59958 | 612.793 | -0.0020173 | 803.5356 | 0.88912 | 804.2235 | 0.075625 | 536.5012 | 1.8276
| 535.092 | 0 | 613.023 | 0.024962 | 535.092 | 0 | 613.023 | 0.025011 | 536.619 | 0 | 613.023 | 0.022874 | 536.619 | 0.00013318 | 607.81 | -0.014634 | 535.092 | 1.4778 | 607.81 | -0.00024269 | 607.81 | 0.77727 | 536.619 | 0.00015309 | 536.619 | 0.00011511 | 535.092 | 0.0011963 | 613.023 | 0.0038011 | 804.3895 | 0.59191 | 613.023 | 0.0015015 | 803.7017 | 0.9747 | 804.3895 | 0.075532 | 536.619 | 1.8132
| 535.2073 | 0.0047082 | 613.2531 | 0.016884 | 535.2073 | 0.016048 | 613.2531 | -0.020437 | 536.7368 | 0.00053406 | 613.2531 | -0.00038149 | 536.7368 | 0.00014138 | 608.05 | -0.02183 | 535.2073 | 1.4848 | 608.05 | -0.00094161 | 608.05 | 0.74973 | 536.7368 | 0.00016647 | 536.7368 | 7.6741e-05 | 535.2073 | 0 | 613.2531 | -0.002461 | 804.5555 | 0.57634 | 613.2531 | -0.0032621 | 803.8679 | 0.94703 | 804.5555 | 0.076507 | 536.7368 | 1.8128
| 535.3225 | 0 | 613.4831 | 0.02205 | 535.3225 | 0 | 613.4831 | 0.030225 | 536.8545 | 0.00053406 | 613.4831 | 0.023026 | 536.8545 | 0.00014213 | 608.28 | -0.022311 | 535.3225 | 1.4881 | 608.28 | -0.0082806 | 608.28 | 0.65746 | 536.8545 | 0.00016614 | 536.8545 | 7.3315e-05 | 535.3225 | 0 | 613.4831 | -0.001778 | 804.7216 | 0.55383 | 613.4831 | -0.0025659 | 804.034 | 1.0002 | 804.7216 | 0.073534 | 536.8545 | 1.818
| 535.4378 | 0 | 613.7131 | 0.013214 | 535.4378 | 0.0066257 | 613.7131 | -0.00062651 | 536.9723 | 0.00053406 | 613.7131 | -0.0018993 | 536.9723 | 0.00013784 | 608.51 | 0.0088761 | 535.4378 | 1.4648 | 608.51 | 0.00092222 | 608.51 | 0.65317 | 536.9723 | 0.0001554 | 536.9723 | 7.8454e-05 | 535.4378 | 0 | 613.7131 | 0.00031722 | 804.8876 | 0.5458 | 613.7131 | 0.00076127 | 804.2001 | 1.0045 | 804.8876 | 0.074928 | 536.9723 | 1.8288
| 535.553 | 0 | 613.9432 | 0.021436 | 535.553 | 0 | 613.9432 | 0.0025978 | 537.0901 | 0 | 613.9432 | 0.019599 | 537.0901 | 0.00013784 | 608.74 | 0.012235 | 535.553 | 1.4131 | 608.74 | -0.0064164 | 608.74 | 0.54559 | 537.0901 | 0.00014682 | 537.0901 | 9.3356e-05 | 535.553 | 0.02992 | 613.9432 | 0.0013635 | 805.0536 | 0.54507 | 613.9432 | -0.00090047 | 804.3662 | 1.0208 | 805.0536 | 0.072234 | 537.0901 | 1.8266
| 535.6683 | 0.00012322 | 614.1732 | 0.020981 | 535.6683 | 0.01175 | 614.1732 | -0.0092791 | 537.2079 | 0.00024284 | 614.1732 | -0.00096222 | 537.2079 | 0.0001289 | 608.97 | 0.0040782 | 535.6683 | 1.4244 | 608.97 | 0.0026695 | 608.97 | 0.52906 | 537.2079 | 0.00014351 | 537.2079 | 8.1708e-05 | 535.6683 | 0 | 614.1732 | 0.00097732 | 805.2196 | 0.51217 | 614.1732 | -0.0051387 | 804.5324 | 1.0275 | 805.2196 | 0.075299 | 537.2079 | 1.8226
| 535.7836 | 0 | 614.4033 | 0.020792 | 535.7836 | 0 | 614.4033 | 0.030111 | 537.3257 | 0 | 614.4033 | 0.019567 | 537.3257 | 0.00013784 | 609.2 | -0.0050378 | 535.7836 | 1.4313 | 609.2 | -0.010494 | 609.2 | 0.44551 | 537.3257 | 0.00014384 | 537.3257 | 7.3315e-05 | 535.7836 | 0 | 614.4033 | 0.0037027 | 805.3856 | 0.51053 | 614.4033 | 0.0011943 | 804.6985 | 1.0847 | 805.3856 | 0.071072 | 537.3257 | 1.8059
| 535.8988 | 0 | 614.6334 | 0.018095 | 535.8988 | 0.013087 | 614.6334 | -0.017275 | 537.4434 | 0 | 614.6334 | -0.00042393 | 537.4434 | 0.0001302 | 609.43 | -0.02135 | 535.8988 | 1.4052 | 609.43 | 0.00010678 | 609.43 | 0.40817 | 537.4434 | 0.00014946 | 537.4434 | 6.1666e-05 | 535.8988 | 0 | 614.6334 | 0.0013623 | 805.5517 | 0.4912 | 614.6334 | -0.0021524 | 804.8647 | 1.0712 | 805.5517 | 0.073302 | 537.4434 | 1.7979
| 536.0141 | 0 | 614.8635 | 0.023262 | 536.0141 | 0 | 614.8635 | 0.013295 | 537.5612 | 0.00024284 | 614.8635 | 0.024287 | 537.5612 | 0.00011921 | 609.66 | 0.0069569 | 536.0141 | 1.4096 | 609.66 | 0.0048828 | 609.66 | 0.3641 | 537.5612 | 0.00014417 | 537.5612 | 8.5134e-05 | 536.0141 | 0 | 614.8635 | 0.0028418 | 805.7177 | 0.49288 | 614.8635 | 0.0012116 | 805.0308 | 1.0942 | 805.7177 | 0.069725 | 537.5612 | 1.7836
| 536.1294 | 0.0042645 | 615.0936 | 0.020481 | 536.1294 | 0.014616 | 615.0936 | -0.015943 | 537.679 | 0.00024284 | 615.0936 | -0.0030263 | 537.679 | 0.00012313 | 609.89 | -0.018952 | 536.1294 | 1.383 | 609.89 | 0.0067465 | 609.89 | 0.35078 | 537.679 | 0.00013641 | 537.679 | 0.00010004 | 536.1294 | 0 | 615.0936 | 0.0010926 | 805.8837 | 0.48939 | 615.0936 | 0.001615 | 805.197 | 1.0899 | 805.8837 | 0.072884 | 537.679 | 1.7775
| 536.2447 | 0 | 615.3237 | 0.019934 | 536.2447 | 0 | 615.3237 | 0.023919 | 537.7968 | 0.00053406 | 615.3237 | 0.02317 | 537.7968 | 0.00012015 | 610.12 | 0.0088761 | 536.2447 | 1.3994 | 610.12 | -0.006999 | 610.12 | 0.25682 | 537.7968 | 0.0001308 | 537.7968 | 0.00010672 | 536.2447 | 0.00077413 | 615.3237 | 0.0028762 | 806.0498 | 0.48235 | 615.3237 | 0.0030403 | 805.3631 | 1.1542 | 806.0498 | 0.068657 | 537.7968 | 1.7708
| 536.36 | 0.0032291 | 615.5539 | 0.018956 | 536.36 | 0.0079509 | 615.5539 | -0.026447 | 537.9147 | 0 | 615.5539 | -0.0039126 | 537.9147 | 0.00013616 | 610.35 | -0.0074367 | 536.36 | 1.4101 | 610.35 | 0.0019706 | 610.35 | 0.24581 | 537.9147 | 0.00012601 | 537.9147 | 0.00013344 | 536.36 | 0 | 615.5539 | 0.00049573 | 806.2158 | 0.46229 | 615.5539 | -0.0051154 | 805.5293 | 1.1416 | 806.2158 | 0.070654 | 537.9147 | 1.7736
| 536.4753 | 0.00014814 | 615.784 | 0.023725 | 536.4753 | 0 | 615.784 | 0.027453 | 538.0325 | 0.00053406 | 615.784 | 0.021112 | 538.0325 | 0.00012704 | 610.58 | -0.0093559 | 536.4753 | 1.3829 | 610.58 | -0.005368 | 610.58 | 0.2126 | 538.0325 | 0.00012683 | 538.0325 | 0.00014337 | 536.4753 | 0 | 615.784 | 0.00092583 | 806.3819 | 0.45834 | 615.784 | -0.0032764 | 805.6954 | 1.1939 | 806.3819 | 0.066334 | 538.0325 | 1.7769
| 536.5906 | 0.0020459 | 616.0142 | 0.019075 | 536.5906 | 0.0079509 | 616.0142 | -0.0067659 | 538.1503 | 0.00024284 | 616.0142 | -0.0017771 | 538.1503 | 0.00010971 | 610.81 | -0.018472 | 536.5906 | 1.3822 | 610.81 | -0.0025725 | 610.81 | 0.18827 | 538.1503 | 0.00013063 | 538.1503 | 0.00015519 | 536.5906 | 0 | 616.0142 | -9.1799e-05 | 806.5479 | 0.44395 | 616.0142 | -0.0026553 | 805.8616 | 1.1276 | 806.5479 | 0.068843 | 538.1503 | 1.7836
| 536.7059 | 0 | 616.2443 | 0.023603 | 536.7059 | 0 | 616.2443 | 0.0064666 | 538.2681 | 0.00024284 | 616.2443 | 0.022312 | 538.2681 | 0.00011158 | 611.04 | 0.0098357 | 536.7059 | 1.3859 | 611.04 | 0.009426 | 611.04 | 0.14788 | 538.2681 | 0.00014236 | 538.2681 | 0.00013173 | 536.7059 | 0 | 616.2443 | 0.0001734 | 806.714 | 0.4352 | 616.2443 | 0.0072008 | 806.0278 | 1.2083 | 806.714 | 0.064941 | 538.2681 | 1.785
| 536.8212 | 0.00041907 | 616.4745 | 0.02044 | 536.8212 | 0.010794 | 616.4745 | -0.0080233 | 538.3859 | 0.00024284 | 616.4745 | -0.0040044 | 538.3859 | 0.0001248 | 611.27 | -0.010795 | 536.8212 | 1.3614 | 611.27 | -0.0057175 | 611.27 | 0.1289 | 538.3859 | 0.00015722 | 538.3859 | 0.00012008 | 536.8212 | 0 | 616.4745 | 0.00010753 | 806.88 | 0.4268 | 616.4745 | -0.0030584 | 806.194 | 1.1791 | 806.88 | 0.06717 | 538.3859 | 1.7855
| 536.9365 | 0 | 616.7047 | 0.018102 | 536.9365 | 0 | 616.7047 | 0.030935 | 538.5037 | 0 | 616.7047 | 0.024241 | 538.5037 | 0.00013914 | 611.5 | -0.010795 | 536.9365 | 1.3569 | 611.5 | 0.0015046 | 611.5 | 0.11421 | 538.5037 | 0.00015524 | 538.5037 | 0.00014183 | 536.9365 | 0.0011963 | 616.7047 | 0.002412 | 807.0461 | 0.42031 | 616.7047 | 0.0057541 | 806.3601 | 1.2381 | 807.0461 | 0.063965 | 538.5037 | 1.774
| 537.0518 | 0.0029334 | 616.9349 | 0.021985 | 537.0518 | 0.0061289 | 616.9349 | -0.027863 | 538.6215 | 0 | 616.9349 | -0.0029665 | 538.6215 | 0.00014622 | 611.73 | -0.014634 | 537.0518 | 1.3326 | 611.73 | 0.0029025 | 611.73 | 0.09018 | 538.6215 | 0.00015953 | 538.6215 | 0.00015177 | 537.0518 | 0 | 616.9349 | 0.0013594 | 807.2122 | 0.40452 | 616.9349 | -0.0028317 | 806.5263 | 1.2342 | 807.2122 | 0.066334 | 538.6215 | 1.7602
| 537.1671 | 0 | 617.1651 | 0.023184 | 537.1671 | 0 | 617.1651 | 0.0077316 | 538.7394 | 0 | 617.1651 | 0.023568 | 538.7394 | 0.0001371 | 611.96 | 0.010795 | 537.1671 | 1.3524 | 611.96 | -0.0083969 | 611.96 | 0.054681 | 538.7394 | 0.00014219 | 538.7394 | 0.00016016 | 537.1671 | 0.01133 | 617.1651 | 0.0045062 | 807.3783 | 0.39276 | 617.1651 | 0.004403 | 806.6925 | 1.2675 | 807.3783 | 0.064058 | 538.7394 | 1.7462
| 537.2825 | 0.00041907 | 617.3953 | 0.018993 | 537.2825 | 0.0076196 | 617.3953 | -0.014288 | 538.8572 | 0.00024284 | 617.3953 | -0.004626 | 538.8572 | 0.00014566 | 612.19 | -0.0088761 | 537.2825 | 1.3471 | 612.19 | -0.010377 | 612.19 | 0.065697 | 538.8572 | 0.00014533 | 538.8572 | 0.00014337 | 537.2825 | 0 | 617.3953 | -0.0038124 | 807.5443 | 0.39535 | 617.3953 | -0.0036028 | 806.8587 | 1.2863 | 807.5443 | 0.066288 | 538.8572 | 1.7416
| 537.3978 | 0 | 617.6256 | 0.024615 | 537.3978 | 0 | 617.6256 | 0.030444 | 538.975 | 0.00024284 | 617.6256 | 0.022293 | 538.975 | 0.00013002 | 612.42 | -0.019431 | 537.3978 | 1.3234 | 612.42 | 0.0044169 | 612.42 | 0.04856 | 538.975 | 0.00013658 | 538.975 | 0.0001134 | 537.3978 | 0 | 617.6256 | 0.0052089 | 807.7104 | 0.38836 | 617.6256 | 0.0063687 | 807.0249 | 1.3222 | 807.7104 | 0.064569 | 538.975 | 1.7349
| 537.5131 | 0.0021939 | 617.8558 | 0.017003 | 537.5131 | 0.014233 | 617.8558 | -0.012605 | 539.0929 | 0 | 617.8558 | -0.001856 | 539.0929 | 0.00012611 | 612.65 | -0.0016793 | 537.5131 | 1.3306 | 612.65 | 0.006397 | 612.65 | 0.048101 | 539.0929 | 0.00014351 | 539.0929 | 0.00013515 | 537.5131 | 0 | 617.8558 | 0.0011286 | 807.8765 | 0.37438 | 617.8558 | 0.00073953 | 807.1911 | 1.3018 | 807.8765 | 0.06717 | 539.0929 | 1.7316
| 537.6285 | 0 | 618.086 | 0.022826 | 537.6285 | 0 | 618.086 | 0.017924 | 539.2107 | 0 | 618.086 | 0.022675 | 539.2107 | 0.00011791 | 612.88 | 0.037183 | 537.6285 | 1.3002 | 612.88 | -0.006999 | 612.88 | 0.019179 | 539.2107 | 0.00013806 | 539.2107 | 0.00017678 | 537.6285 | 0 | 618.086 | 0.0052601 | 808.0426 | 0.36421 | 618.086 | 0.0023465 | 807.3573 | 1.343 | 808.0426 | 0.066241 | 539.2107 | 1.7267
| 537.7438 | 0.00056695 | 618.3163 | 0.011883 | 537.7438 | 0.014042 | 618.3163 | -0.0148 | 539.3286 | 0 | 618.3163 | -0.0069779 | 539.3286 | 0.00012964 | 613.11 | -0.020391 | 537.7438 | 1.3103 | 613.11 | -0.005368 | 613.11 | 0.024535 | 539.3286 | 0.00014219 | 539.3286 | 0.00018517 | 537.7438 | 0 | 618.3163 | 0.0017586 | 808.2087 | 0.35759 | 618.3163 | -0.0020379 | 807.5235 | 1.3191 | 808.2087 | 0.069121 | 539.3286 | 1.7311
| 537.8592 | 0 | 618.5466 | 0.021548 | 537.8592 | 0 | 618.5466 | 0.035051 | 539.4464 | 0.00053406 | 618.5466 | 0.021094 | 539.4464 | 0.00013188 | 613.34 | 0.020391 | 537.8592 | 1.3104 | 613.34 | -0.0021065 | 613.34 | 0.018108 | 539.4464 | 0.00012832 | 539.4464 | 0.00016016 | 537.8592 | 0 | 618.5466 | 0.0081014 | 808.3748 | 0.36794 | 618.5466 | -0.0011573 | 807.6897 | 1.3921 | 808.3748 | 0.06796 | 539.4464 | 1.7281
| 537.9745 | 0.0069267 | 618.7769 | 0.013664 | 537.9745 | 0.00099385 | 618.7769 | -0.020627 | 539.5643 | 0 | 618.7769 | -0.0038001 | 539.5643 | 0.00011959 | 613.57 | 0.010795 | 537.9745 | 1.2815 | 613.57 | -0.002223 | 613.57 | 0.01367 | 539.5643 | 0.00012799 | 539.5643 | 0.00011014 | 537.9745 | 0 | 618.7769 | -0.00016885 | 808.5409 | 0.33798 | 618.7769 | -0.010452 | 807.856 | 1.4159 | 808.5409 | 0.07084 | 539.5643 | 1.7269
| 538.0899 | 0 | 619.0072 | 0.019692 | 538.0899 | 0 | 619.0072 | 0.034782 | 539.6821 | 0.00053406 | 619.0072 | 0.022953 | 539.6821 | 0.00011232 | 613.8 | -0.011275 | 538.0899 | 1.2433 | 613.8 | 0.0059312 | 613.8 | 0.01566 | 539.6821 | 0.0001265 | 539.6821 | 0.00014851 | 538.0899 | 0.00035199 | 619.0072 | 0.0088408 | 808.707 | 0.33431 | 619.0072 | 0.0081976 | 808.0222 | 1.4517 | 808.707 | 0.070097 | 539.6821 | 1.7198
| 538.2053 | 0.0021939 | 619.2375 | 0.0061494 | 538.2053 | 0.0064601 | 619.2375 | -0.0057775 | 539.8 | 0.00024284 | 619.2375 | -0.0086239 | 539.8 | 0.00011661 | 614.03 | -0.0093559 | 538.2053 | 1.2612 | 614.03 | -0.0079311 | 614.03 | 0.0024994 | 539.8 | 0.00014071 | 539.8 | 0.00012179 | 538.2053 | 0.010542 | 619.2375 | -0.004507 | 808.8731 | 0.32872 | 619.2375 | -0.0013835 | 808.1884 | 1.4064 | 808.8731 | 0.075021 | 539.8 | 1.7167
| 538.3207 | 0 | 619.4678 | 0.025046 | 538.3207 | 0 | 619.4678 | 0.024545 | 539.9178 | 0 | 619.4678 | 0.022822 | 539.9178 | 0.00011828 | 614.26 | -0.018472 | 538.3207 | 1.2804 | 614.26 | -0.002223 | 614.26 | 0.013364 | 539.9178 | 0.00012535 | 539.9178 | 0.0001235 | 538.3207 | 0.0020408 | 619.4678 | 0.0042109 | 809.0392 | 0.3319 | 619.4678 | 0.0084043 | 808.3546 | 1.4811 | 809.0392 | 0.075114 | 539.9178 | 1.7104
| 538.436 | 0.0044124 | 619.6981 | 0.021113 | 538.436 | 0.016431 | 619.6981 | -0.015849 | 540.0357 | 0 | 619.6981 | -0.0047358 | 540.0357 | 0.00010636 | 614.49 | -0.017032 | 538.436 | 1.2684 | 614.49 | 0.0032519 | 614.49 | 0.0089266 | 540.0357 | 0.00014186 | 540.0357 | 9.5069e-05 | 538.436 | 0 | 619.6981 | -0.0012532 | 809.2053 | 0.31788 | 619.6981 | 0.0018145 | 808.5209 | 1.4714 | 809.2053 | 0.080409 | 540.0357 | 1.7068
| 538.5514 | 0 | 619.9285 | 0.021017 | 538.5514 | 0 | 619.9285 | 0.0071187 | 540.1536 | 0.00024284 | 619.9285 | 0.019504 | 540.1536 | 0.00010357 | 614.72 | 0.02375 | 538.5514 | 1.242 | 614.72 | -0.001524 | 614.72 | 0.014129 | 540.1536 | 0.00012882 | 540.1536 | 0.00014012 | 538.5514 | 0 | 619.9285 | 0.0056368 | 809.3714 | 0.31665 | 619.9285 | -0.00050335 | 808.6871 | 1.5154 | 809.3714 | 0.078505 | 540.1536 | 1.704
| 538.6668 | 0.0047082 | 620.1588 | 0.016298 | 538.6668 | 0.015762 | 620.1588 | -0.010561 | 540.2714 | 0.00024284 | 620.1588 | -0.0036863 | 540.2714 | 0.00011493 | 614.95 | -0.011275 | 538.6668 | 1.2056 | 614.95 | -0.0059506 | 614.95 | -0.005917 | 540.2714 | 0.00014302 | 540.2714 | 0.00012008 | 538.6668 | 0 | 620.1588 | 0.00032965 | 809.5376 | 0.30508 | 620.1588 | -0.0025288 | 808.8533 | 1.509 | 809.5376 | 0.082871 | 540.2714 | 1.7045
| 538.7822 | 0 | 620.3892 | 0.0184 | 538.7822 | 0 | 620.3892 | 0.016064 | 540.3893 | 0.00024284 | 620.3892 | 0.023668 | 540.3893 | 0.00011921 | 615.18 | -0.0098357 | 538.7822 | 1.22 | 615.18 | -0.00047565 | 615.18 | 0.00066312 | 540.3893 | 0.00013542 | 540.3893 | 0.00011682 | 538.7822 | 0 | 620.3892 | 0.00056164 | 809.7037 | 0.3039 | 620.3892 | -0.00031269 | 809.0196 | 1.5489 | 809.7037 | 0.080734 | 540.3893 | 1.6942
| 538.8976 | 0.0051518 | 620.6196 | 0.018152 | 538.8976 | 0.014902 | 620.6196 | -0.017771 | 540.5072 | 0.00024284 | 620.6196 | -0.0070156 | 540.5072 | 0.00013188 | 615.41 | -0.022311 | 538.8976 | 1.217 | 615.41 | 0.00022327 | 615.41 | 0.0037236 | 540.5072 | 0.00013873 | 540.5072 | 8.5134e-05 | 538.8976 | 0 | 620.6196 | 0.0018143 | 809.8698 | 0.29042 | 620.6196 | -0.0041328 | 809.1858 | 1.5171 | 809.8698 | 0.087609 | 540.5072 | 1.6841
| 539.013 | 0 | 620.85 | 0.021823 | 539.013 | 0 | 620.85 | 0.007421 | 540.6251 | 0.00024284 | 620.85 | 0.022716 | 540.6251 | 0.00013952 | 615.64 | -0.0079165 | 539.013 | 1.217 | 615.64 | 0.0015046 | 615.64 | 0.0018873 | 540.6251 | 0.00014335 | 540.6251 | 0.00010175 | 539.013 | 0 | 620.85 | 0.0058177 | 810.0359 | 0.29001 | 620.85 | 0.0036308 | 809.3521 | 1.608 | 810.0359 | 0.087006 | 540.6251 | 1.6722
| 539.1284 | 0 | 621.0804 | 0.003146 | 539.1284 | 0.0096482 | 621.0804 | -0.019038 | 540.7429 | 0.00024284 | 621.0804 | -0.0063801 | 540.7429 | 0.00016262 | 615.87 | 0.016553 | 539.1284 | 1.219 | 615.87 | 0.0058149 | 615.87 | 0.0098449 | 540.7429 | 0.00014236 | 540.7429 | 0.00013344 | 539.1284 | 0 | 621.0804 | 0.0022049 | 810.2021 | 0.28547 | 621.0804 | -0.0030394 | 809.5184 | 1.6147 | 810.2021 | 0.097272 | 540.7429 | 1.6761
| 539.2438 | 0 | 621.3108 | 0.025151 | 539.2438 | 0 | 621.3108 | 0.018739 | 540.8608 | 0 | 621.3108 | 0.022597 | 540.8608 | 0.00015386 | 616.1 | -0.039103 | 539.2438 | 1.2067 | 616.1 | 0.0054654 | 616.1 | 0.013976 | 540.8608 | 0.00013988 | 540.8608 | 0.00015674 | 539.2438 | 0 | 621.3108 | 0.0054874 | 810.3682 | 0.28393 | 621.3108 | 0.00055723 | 809.6846 | 1.6653 | 810.3682 | 0.095506 | 540.8608 | 1.6684
| 539.3592 | 0.0038207 | 621.5412 | 0.017256 | 539.3592 | 0.014425 | 621.5412 | -0.016325 | 540.9787 | 0.00024284 | 621.5412 | -0.0039527 | 540.9787 | 0.00013225 | 616.34 | 0.0088761 | 539.3592 | 1.2007 | 616.34 | 0.002786 | 616.34 | 0.0015813 | 540.9787 | 0.00015491 | 540.9787 | 0.00018346 | 539.3592 | 0 | 621.5412 | 0.0018036 | 810.5344 | 0.28084 | 621.5412 | -0.0037994 | 809.8509 | 1.6297 | 810.5344 | 0.10545 | 540.9787 | 1.6682
| 539.4746 | 0 | 621.7716 | 0.021634 | 539.4746 | 0 | 621.7716 | 0.026684 | 541.0966 | 0 | 621.7716 | 0.025484 | 541.0966 | 0.00011716 | 616.57 | -0.012714 | 539.4746 | 1.1808 | 616.57 | 0.0032519 | 616.57 | 0.0049478 | 541.0966 | 0.00016581 | 541.0966 | 0.00015845 | 539.4746 | 0.0045744 | 621.7716 | 0.0064102 | 810.7005 | 0.26178 | 621.7716 | 0.0015623 | 810.0172 | 1.682 | 810.7005 | 0.1008 | 541.0966 | 1.6616
| 539.5901 | 0.0024896 | 622.0021 | 0.016141 | 539.5901 | 0.013565 | 622.0021 | -0.032786 | 541.2145 | 0 | 622.0021 | -0.0041374 | 541.2145 | 0.00010897 | 616.8 | 0.016073 | 539.5901 | 1.1822 | 616.8 | -0.002689 | 616.8 | -0.0045398 | 541.2145 | 0.00016151 | 541.2145 | 0.00014337 | 539.5901 | 0 | 622.0021 | 0.0014789 | 810.8667 | 0.26695 | 622.0021 | -0.0023081 | 810.1834 | 1.7273 | 810.8667 | 0.11093 | 541.2145 | 1.6698
| 539.7055 | 0 | 622.2325 | 0.022466 | 539.7055 | 0 | 622.2325 | 0.021675 | 541.3324 | 0 | 622.2325 | 0.024633 | 541.3324 | 0.00012219 | 617.03 | 0.012714 | 539.7055 | 1.1524 | 617.03 | -0.0063001 | 617.03 | 0.00709 | 541.3324 | 0.00014071 | 541.3324 | 0.00013515 | 539.7055 | 0 | 622.2325 | 0.0058561 | 811.0328 | 0.25488 | 622.2325 | 0.0035991 | 810.3497 | 1.7434 | 811.0328 | 0.10559 | 541.3324 | 1.6672
| 539.8209 | 0.0021939 | 622.463 | 0.014704 | 539.8209 | 0.00099385 | 622.463 | -0.021331 | 541.4503 | 0.00024284 | 622.463 | -0.0064411 | 541.4503 | 0.00012313 | 617.26 | -0.0079165 | 539.8209 | 1.161 | 617.26 | 0.00092222 | 617.26 | 0.0026524 | 541.4503 | 0.00014302 | 541.4503 | 0.00017181 | 539.8209 | 0 | 622.463 | 0.0016791 | 811.199 | 0.24499 | 622.463 | -0.0012889 | 810.516 | 1.755 | 811.199 | 0.11706 | 541.4503 | 1.6666
| 539.9364 | 0 | 622.6935 | 0.020157 | 539.9364 | 0 | 622.6935 | 0.02561 | 541.5682 | 0.00053406 | 622.6935 | 0.024714 | 541.5682 | 0.00013449 | 617.49 | 0.019911 | 539.9364 | 1.1531 | 617.49 | -0.002456 | 617.49 | 0.0040296 | 541.5682 | 0.00014731 | 541.5682 | 0.0001468 | 539.9364 | 0 | 622.6935 | 0.0067936 | 811.3651 | 0.24494 | 622.6935 | 0.0057895 | 810.6823 | 1.8202 | 811.3651 | 0.11121 | 541.5682 | 1.6545
| 540.0518 | 0.0026375 | 622.9239 | 0.02126 | 540.0518 | 0.0029816 | 622.9239 | -0.025731 | 541.6861 | 0.00024284 | 622.9239 | -0.0027237 | 541.6861 | 0.00013672 | 617.72 | -0.0026388 | 540.0518 | 1.1694 | 617.72 | -0.0011746 | 617.72 | -0.0031625 | 541.6861 | 0.00015491 | 541.6861 | 0.000105 | 540.0518 | 0.0021082 | 622.9239 | 0.0036417 | 811.5313 | 0.23478 | 622.9239 | 0.0016706 | 810.8486 | 1.7738 | 811.5313 | 0.12175 | 541.6861 | 1.6449
| 540.1673 | 0 | 623.1544 | 0.01949 | 540.1673 | 0 | 623.1544 | 0.035301 | 541.804 | 0.00024284 | 623.1544 | 0.024446 | 541.804 | 0.0001492 | 617.95 | 0.010315 | 540.1673 | 1.1545 | 617.95 | -0.0037373 | 617.95 | -0.0082122 | 541.804 | 0.0001554 | 541.804 | 7.006e-05 | 540.1673 | 0 | 623.1544 | 0.0039297 | 811.6975 | 0.23695 | 623.1544 | -0.0012831 | 811.0149 | 1.8302 | 811.6975 | 0.11432 | 541.804 | 1.6317
| 540.2827 | 0.01103 | 623.3849 | 0.017549 | 540.2827 | 0.0077853 | 623.3849 | -0.020885 | 541.922 | 0.00024284 | 623.3849 | -0.0035626 | 541.922 | 0.00013672 | 618.18 | -0.012714 | 540.2827 | 1.123 | 618.18 | -0.0068827 | 618.18 | -0.0045398 | 541.922 | 0.00016218 | 541.922 | 0.00012505 | 540.2827 | 0.00084329 | 623.3849 | 0.002536 | 811.8636 | 0.234 | 623.3849 | -0.0037992 | 811.1812 | 1.8756 | 811.8636 | 0.12454 | 541.922 | 1.6333
| 540.3982 | 0 | 623.6155 | 0.022523 | 540.3982 | 0 | 623.6155 | 0.0096907 | 542.0399 | 0 | 623.6155 | 0.024194 | 542.0399 | 0.0001397 | 618.41 | -0.0079165 | 540.3982 | 1.1421 | 618.41 | -0.0033879 | 618.41 | 0.00051009 | 542.0399 | 0.00016961 | 542.0399 | 0.00013841 | 540.3982 | 0 | 623.6155 | 0.007652 | 812.0298 | 0.22529 | 623.6155 | 0.0023997 | 811.3475 | 1.8907 | 812.0298 | 0.11896 | 542.0399 | 1.6318
| 540.5136 | 0.0051518 | 623.846 | 0.0167 | 540.5136 | 0.014425 | 623.846 | -0.010375 | 542.1578 | 0 | 623.846 | -0.0074577 | 542.1578 | 0.00014213 | 618.64 | -0.02327 | 540.5136 | 1.1458 | 618.64 | -0.0032714 | 618.64 | -0.0053048 | 542.1578 | 0.00014104 | 542.1578 | 0.00017678 | 540.5136 | 0 | 623.846 | 0.0017568 | 812.196 | 0.22538 | 623.846 | 0.0028746 | 811.5138 | 1.8812 | 812.196 | 0.12877 | 542.1578 | 1.6345
| 540.6291 | 0 | 624.0765 | 0.020895 | 540.6291 | 0 | 624.0765 | 0.014228 | 542.2757 | 0.00024284 | 624.0765 | 0.026874 | 542.2757 | 0.00014175 | 618.87 | 0.0031186 | 540.6291 | 1.152 | 618.87 | 0.002786 | 618.87 | -0.0040807 | 542.2757 | 0.00012502 | 542.2757 | 0.00019014 | 540.6291 | 0 | 624.0765 | 0.0097339 | 812.3622 | 0.22062 | 624.0765 | 0.0070095 | 811.6801 | 1.9281 | 812.3622 | 0.12315 | 542.2757 | 1.6265
| 540.7446 | 0.011195 | 624.3071 | 0.018976 | 540.7446 | 0.0099348 | 624.3071 | -0.0070483 | 542.3936 | 0 | 624.3071 | -0.0057309 | 542.3936 | 0.00015181 | 619.1 | -0.049658 | 540.7446 | 1.1598 | 619.1 | -0.0078143 | 619.1 | -0.0095893 | 542.3936 | 0.00011346 | 542.3936 | 0.00020179 | 540.7446 | 0 | 624.3071 | -0.00021788 | 812.5284 | 0.2237 | 624.3071 | -0.0043271 | 811.8464 | 1.9657 | 812.5284 | 0.13039 | 542.3936 | 1.6242
| 540.8601 | 0 | 624.5377 | 0.016532 | 540.8601 | 0 | 624.5377 | 0.028612 | 542.5116 | 0.00024284 | 624.5377 | 0.025932 | 542.5116 | 0.00013188 | 619.33 | -0.0088761 | 540.8601 | 1.1564 | 619.33 | -0.00035917 | 619.33 | 0.0015813 | 542.5116 | 0.00011181 | 542.5116 | 0.00016856 | 540.8601 | 0.0071077 | 624.5377 | 0.0021961 | 812.6946 | 0.20065 | 624.5377 | 0.0085502 | 812.0127 | 2.0434 | 812.6946 | 0.12426 | 542.5116 | 1.6126
| 540.9755 | 0.0095486 | 624.7682 | 0.01018 | 540.9755 | 0.015284 | 624.7682 | -0.023028 | 542.6295 | 0.00053406 | 624.7682 | -0.00654 | 542.6295 | 0.0001371 | 619.56 | -0.019431 | 540.9755 | 1.1347 | 619.56 | -0.0080475 | 619.56 | -0.012344 | 542.6295 | 0.00013575 | 542.6295 | 0.00011837 | 540.9755 | 0 | 624.7682 | -0.0021963 | 812.8608 | 0.20455 | 624.7682 | -0.0024743 | 812.179 | 2.0245 | 812.8608 | 0.13058 | 542.6295 | 1.6048
| 541.091 | 0 | 624.9988 | 0.021773 | 541.091 | 0 | 624.9988 | 0.02167 | 542.7474 | 0.00053406 | 624.9988 | 0.027907 | 542.7474 | 0.00012704 | 619.79 | 0.012714 | 541.091 | 1.1503 | 619.79 | -0.001757 | 619.79 | -0.0007141 | 542.7474 | 0.00014236 | 542.7474 | 0.00018346 | 541.091 | 0 | 624.9988 | 0.0087621 | 813.027 | 0.18276 | 624.9988 | 0.0045391 | 812.3454 | 2.0692 | 813.027 | 0.12505 | 542.7474 | 1.596
| 541.2065 | 0 | 625.2294 | 0.016181 | 541.2065 | 0.0081166 | 625.2294 | -0.019161 | 542.8654 | 0 | 625.2294 | -0.0049975 | 542.8654 | 0.00014306 | 620.02 | 0.0031186 | 541.2065 | 1.141 | 620.02 | -0.0080475 | 620.02 | 0.0021933 | 542.8654 | 0.00015607 | 542.8654 | 0.00016342 | 541.2065 | 0 | 625.2294 | -0.00078388 | 813.1932 | 0.17396 | 625.2294 | -0.0038282 | 812.5117 | 2.1049 | 813.1932 | 0.1303 | 542.8654 | 1.5965
| 541.322 | 0 | 625.46 | 0.018817 | 541.322 | 0 | 625.46 | 0.0053831 | 542.9833 | 0 | 625.46 | 0.025476 | 542.9833 | 0.00015088 | 620.26 | 0.026148 | 541.322 | 1.1557 | 620.26 | -0.0031549 | 620.26 | 0.014741 | 542.9833 | 0.00015953 | 542.9833 | 0.00018517 | 541.322 | 0.0066856 | 625.46 | -0.00033073 | 813.3594 | 0.18517 | 625.46 | 0.00073194 | 812.678 | 2.1245 | 813.3594 | 0.12505 | 542.9833 | 1.5978
| 541.4375 | 0 | 625.6906 | 0.011916 | 541.4375 | 0.0044724 | 625.6906 | -0.010557 | 543.1013 | 0 | 625.6906 | -0.0066936 | 543.1013 | 0.00014697 | 620.49 | -0.017512 | 541.4375 | 1.1409 | 620.49 | -0.00199 | 620.49 | 0.0018873 | 543.1013 | 0.00015029 | 543.1013 | 0.00014012 | 541.4375 | 0 | 625.6906 | 0.0023808 | 813.5256 | 0.15953 | 625.6906 | -0.0044905 | 812.8444 | 2.1068 | 813.5256 | 0.12932 | 543.1013 | 1.6102
| 541.553 | 0 | 625.9213 | 0.022494 | 541.553 | 0 | 625.9213 | 0.0060184 | 543.2192 | 0 | 625.9213 | 0.025059 | 543.2192 | 0.00014082 | 620.72 | 0.010795 | 541.553 | 1.1159 | 620.72 | -0.0066496 | 620.72 | 0.0058659 | 543.2192 | 0.00014351 | 543.2192 | 0.00015348 | 541.553 | 0 | 625.9213 | -6.5341e-05 | 813.6918 | 0.17219 | 625.9213 | 0.003612 | 813.0107 | 2.1773 | 813.6918 | 0.12468 | 543.2192 | 1.6166
| 541.6685 | 0.014487 | 626.1519 | 0.012551 | 541.6685 | 0.017386 | 626.1519 | -0.0092886 | 543.3372 | 0 | 626.1519 | -0.0085568 | 543.3372 | 0.00012145 | 620.95 | -0.0088761 | 541.6685 | 1.1005 | 620.95 | 0.0033685 | 620.95 | 0.0012752 | 543.3372 | 0.00013988 | 543.3372 | 0.00014851 | 541.6685 | 0.0025301 | 626.1519 | 0.0013892 | 813.858 | 0.16951 | 626.1519 | -0.005411 | 813.1771 | 2.1714 | 813.858 | 0.12779 | 543.3372 | 1.6166
| 541.7841 | 0 | 626.3826 | 0.01794 | 541.7841 | 0 | 626.3826 | 0.028844 | 543.4552 | 0 | 626.3826 | 0.022174 | 543.4552 | 0.00011158 | 621.18 | -0.0083963 | 541.7841 | 1.1139 | 621.18 | -0.0036209 | 621.18 | 0.0029585 | 543.4552 | 0.00012617 | 543.4552 | 0.00010175 | 541.7841 | 0 | 626.3826 | 0.0097291 | 814.0242 | 0.16098 | 626.3826 | 0.0037634 | 813.3434 | 2.2418 | 814.0242 | 0.12412 | 543.4552 | 1.599
| 541.8996 | 0 | 626.6132 | 0.018689 | 541.8996 | 0.014233 | 626.6132 | -0.019392 | 543.5731 | 0.00053406 | 626.6132 | -0.0075174 | 543.5731 | 0.00011661 | 621.41 | 0.02183 | 541.8996 | 1.0946 | 621.41 | -0.002456 | 621.41 | -0.010355 | 543.5731 | 0.0001237 | 543.5731 | 9.8495e-05 | 541.8996 | 0.008855 | 626.6132 | 0.0026486 | 814.1905 | 0.15649 | 626.6132 | -0.0065699 | 813.5098 | 2.2256 | 814.1905 | 0.12677 | 543.5731 | 1.5842
| 542.0151 | 0 | 626.8439 | 0.022752 | 542.0151 | 0 | 626.8439 | 0.02492 | 543.6911 | 0 | 626.8439 | 0.025095 | 543.6911 | 0.00014362 | 621.64 | -0.010315 | 542.0151 | 1.0925 | 621.64 | -0.0092122 | 621.64 | -0.0056109 | 543.6911 | 0.00010966 | 543.6911 | 8.1708e-05 | 542.0151 | 0 | 626.8439 | 0.0061946 | 814.3567 | 0.15336 | 626.8439 | 0.0022019 | 813.6762 | 2.28 | 814.3567 | 0.12398 | 543.6911 | 1.5711
| 542.1306 | 0.0094662 | 627.0746 | 0.015862 | 542.1306 | 0.004638 | 627.0746 | -0.023723 | 543.809 | 0.00053406 | 627.0746 | -0.0079573 | 543.809 | 0.00017081 | 621.87 | -0.012235 | 542.1306 | 1.0751 | 621.87 | -0.0050185 | 621.87 | -0.0053048 | 543.809 | 0.00012039 | 543.809 | 0.00012676 | 542.1306 | 0 | 627.0746 | -0.0011238 | 814.5229 | 0.15004 | 627.0746 | -0.007963 | 813.8425 | 2.3322 | 814.5229 | 0.1257 | 543.809 | 1.5703
| 542.2462 | 0 | 627.3053 | 0.019323 | 542.2462 | 0 | 627.3053 | 0.0099656 | 543.927 | 0.00053406 | 627.3053 | 0.025609 | 543.927 | 0.00015442 | 622.1 | 0.013674 | 542.2462 | 1.0766 | 622.1 | -0.0016406 | 622.1 | -0.0013262 | 543.927 | 0.0001308 | 543.927 | 0.00011168 | 542.2462 | 0 | 627.3053 | 0.0041231 | 814.6892 | 0.15399 | 627.3053 | 0.0097052 | 814.0089 | 2.3774 | 814.6892 | 0.12482 | 543.927 | 1.5673
| 542.3617 | 0.0072224 | 627.536 | 0.01778 | 542.3617 | 0.0071227 | 627.536 | -0.02664 | 544.045 | 0.00024284 | 627.536 | -0.0047166 | 544.045 | 0.00014399 | 622.33 | -0.036225 | 542.3617 | 1.0822 | 622.33 | -0.0061837 | 622.33 | -0.0095893 | 544.045 | 0.00013691 | 544.045 | 0.00013344 | 542.3617 | 0.024071 | 627.536 | 0.0036329 | 814.8554 | 0.16039 | 627.536 | 0.0044152 | 814.1753 | 2.3946 | 814.8554 | 0.1263 | 544.045 | 1.5731
| 542.4773 | 0 | 627.7667 | 0.019206 | 542.4773 | 0 | 627.7667 | 0.032224 | 544.163 | 0 | 627.7667 | 0.026068 | 544.163 | 0.00012182 | 622.56 | 0.019431 | 542.4773 | 1.0786 | 622.56 | 0.00022327 | 622.56 | -0.0025504 | 544.163 | 0.00013955 | 544.163 | 0.00013344 | 542.4773 | 0 | 627.7667 | 0.0095641 | 815.0217 | 0.16738 | 627.7667 | 0.00030923 | 814.3416 | 2.4385 | 815.0217 | 0.12779 | 544.163 | 1.5703
| 542.5928 | 0.0048561 | 627.9974 | 0.014831 | 542.5928 | 0.011941 | 627.9974 | -0.031484 | 544.2809 | 0 | 627.9974 | -0.0097114 | 544.2809 | 0.00012871 | 622.79 | 0.00071969 | 542.5928 | 1.0874 | 622.79 | 0.0024366 | 622.79 | 0.0052539 | 544.2809 | 0.00014649 | 544.2809 | 0.00015845 | 542.5928 | 0 | 627.9974 | 0.002395 | 815.1879 | 0.16488 | 627.9974 | -0.0032133 | 814.508 | 2.4431 | 815.1879 | 0.12784 | 544.2809 | 1.5675
| 542.7084 | 0 | 628.2282 | 0.01989 | 542.7084 | 0 | 628.2282 | 0.0046799 | 544.3989 | 0.00024284 | 628.2282 | 0.024171 | 544.3989 | 0.00013281 | 623.02 | -0.0079165 | 542.7084 | 1.0506 | 623.02 | -0.0030384 | 623.02 | -0.00086717 | 544.3989 | 0.00013873 | 544.3989 | 0.00016016 | 542.7084 | 0 | 628.2282 | 0.0088788 | 815.3542 | 0.17283 | 628.2282 | 0.0055633 | 814.6744 | 2.4953 | 815.3542 | 0.13216 | 544.3989 | 1.5556
| 542.8239 | 0.0026375 | 628.4589 | 0.0099353 | 542.8239 | 0.002319 | 628.4589 | -0.0059871 | 544.5169 | 0 | 628.4589 | -0.0021232 | 544.5169 | 0.00015516 | 623.25 | -0.0055175 | 542.8239 | 1.0612 | 623.25 | -0.0010581 | 623.25 | 0.0063253 | 544.5169 | 0.00012105 | 544.5169 | 0.00013687 | 542.8239 | 0 | 628.4589 | 0.0035823 | 815.5204 | 0.17519 | 628.4589 | -0.0050279 | 814.8408 | 2.4828 | 815.5204 | 0.13211 | 544.5169 | 1.5489
| 542.9395 | 0 | 628.6897 | 0.019141 | 542.9395 | 0 | 628.6897 | 0.0030847 | 544.6349 | 0.00024284 | 628.6897 | 0.026504 | 544.6349 | 0.00016317 | 623.49 | 0.00071969 | 542.9395 | 1.0395 | 623.49 | -0.0066496 | 623.49 | 0.0051009 | 544.6349 | 9.4961e-05 | 544.6349 | 0.00011511 | 542.9395 | 0.02992 | 628.6897 | 0.0024911 | 815.6867 | 0.13634 | 628.6897 | -0.0024829 | 815.0072 | 2.4771 | 815.6867 | 0.13866 | 544.6349 | 1.5405
| 543.0551 | 0.001898 | 628.9205 | 0.013856 | 543.0551 | 0.013947 | 628.9205 | -0.013571 | 544.7529 | 0.00053406 | 628.9205 | -0.0058696 | 544.7529 | 0.00015013 | 623.72 | 0.0002399 | 543.0551 | 1.0448 | 623.72 | -0.0023395 | 623.72 | -0.0074475 | 544.7529 | 0.00011379 | 544.7529 | 9.1815e-05 | 543.0551 | 0 | 628.9205 | 0.0018452 | 815.8529 | 0.17428 | 628.9205 | -0.0026585 | 815.1736 | 2.5088 | 815.8529 | 0.13615 | 544.7529 | 1.5411
| 543.1707 | 0 | 629.1512 | 0.019354 | 543.1707 | 0 | 629.1512 | 0.025481 | 544.8709 | 0.00024284 | 629.1512 | 0.026642 | 544.8709 | 0.00012927 | 623.95 | -0.0031186 | 543.1707 | 1.0295 | 623.95 | -0.0023395 | 623.95 | -0.0022444 | 544.8709 | 0.0001303 | 544.8709 | 0.00010175 | 543.1707 | 0.0045744 | 629.1512 | 0.0048819 | 816.0192 | 0.12876 | 629.1512 | 0.004503 | 815.34 | 2.555 | 816.0192 | 0.14122 | 544.8709 | 1.5365
| 543.2862 | 0.0097132 | 629.382 | 0.012237 | 543.2862 | 0.026365 | 629.382 | -0.015347 | 544.9889 | 0 | 629.382 | -0.0022166 | 544.9889 | 0.00012145 | 624.18 | -0.013194 | 543.2862 | 1.0529 | 624.18 | -0.013522 | 624.18 | -0.0030095 | 544.9889 | 0.00014764 | 544.9889 | 0.0001134 | 543.2862 | 0 | 629.382 | -8.7578e-06 | 816.1855 | 0.16466 | 629.382 | -0.0043558 | 815.5064 | 2.5995 | 816.1855 | 0.13597 | 544.9889 | 1.5401
| 543.4018 | 0 | 629.6128 | 0.020157 | 543.4018 | 0 | 629.6128 | -0.0076915 | 545.1069 | 0.00024284 | 629.6128 | 0.026018 | 545.1069 | 0.00012275 | 624.41 | 0.0050378 | 543.4018 | 1.0244 | 624.41 | -0.0059506 | 624.41 | -0.0007141 | 545.1069 | 0.00014219 | 545.1069 | 0.00012505 | 543.4018 | 0 | 629.6128 | 0.0091761 | 816.3517 | 0.12821 | 629.6128 | 0.001199 | 815.6728 | 2.6772 | 816.3517 | 0.14279 | 545.1069 | 1.5374
| 543.5174 | 0.01243 | 629.8436 | 0.01417 | 543.5174 | 0.0071227 | 629.8436 | -0.029429 | 545.2249 | 0.00024284 | 629.8436 | -0.0057322 | 545.2249 | 0.00012145 | 624.64 | 0.019911 | 543.5174 | 0.99983 | 624.64 | 0.0013882 | 624.64 | 0.00066312 | 545.2249 | 0.00014583 | 545.2249 | 0.00011682 | 543.5174 | 0 | 629.8436 | -0.0032031 | 816.518 | 0.11859 | 629.8436 | -0.0012973 | 815.8392 | 2.6464 | 816.518 | 0.14052 | 545.2249 | 1.5439
| 543.633 | 0 | 630.0745 | 0.021336 | 543.633 | 0 | 630.0745 | 0.029929 | 545.3429 | 0.00024284 | 630.0745 | 0.026356 | 545.3429 | 0.00011884 | 624.87 | 0.011275 | 543.633 | 1.0042 | 624.87 | 0.0036014 | 624.87 | 0.0029585 | 545.3429 | 0.0001341 | 545.3429 | 0.00013515 | 543.633 | 0 | 630.0745 | 0.0052418 | 816.6843 | 0.12526 | 630.0745 | -0.0032276 | 816.0056 | 2.7137 | 816.6843 | 0.15134 | 545.3429 | 1.5402
| 543.7486 | 0 | 630.3053 | 0.013191 | 543.7486 | 0.010412 | 630.3053 | -0.032443 | 545.4609 | 0.00024284 | 630.3053 | -0.0069426 | 545.4609 | 0.00014362 | 625.1 | -0.016073 | 543.7486 | 1.0144 | 625.1 | -0.0085133 | 625.1 | -0.010661 | 545.4609 | 0.00012683 | 545.4609 | 0.00011682 | 543.7486 | 0 | 630.3053 | -0.00083268 | 816.8506 | 0.1151 | 630.3053 | -0.0091488 | 816.1721 | 2.7099 | 816.8506 | 0.14842 | 545.4609 | 1.5378
| 543.8642 | 0 | 630.5362 | 0.018999 | 543.8642 | 0 | 630.5362 | 0.013399 | 545.5789 | 0.00024284 | 630.5362 | 0.024314 | 545.5789 | 0.00014864 | 625.33 | 0.0074367 | 543.8642 | 1.0143 | 625.33 | -0.00199 | 625.33 | -0.010049 | 545.5789 | 0.00012502 | 545.5789 | 0.00010175 | 543.8642 | 0.010486 | 630.5362 | 0.0097606 | 817.0169 | 0.13116 | 630.5362 | 0.00032659 | 816.3385 | 2.7197 | 817.0169 | 0.15696 | 545.5789 | 1.5267
| 543.9799 | 0.0073704 | 630.767 | 0.014032 | 543.9799 | 0.0077853 | 630.767 | -0.017829 | 545.6969 | 0 | 630.767 | -0.0090033 | 545.6969 | 0.00015535 | 625.56 | 0.010315 | 543.9799 | 1.0078 | 625.56 | 0.0032519 | 625.56 | -0.012344 | 545.6969 | 0.00013542 | 545.6969 | 8.6676e-05 | 543.9799 | 0 | 630.767 | -0.0025043 | 817.1831 | 0.12404 | 630.767 | 0.0019699 | 816.5049 | 2.7121 | 817.1831 | 0.15148 | 545.6969 | 1.5217
| 544.0955 | 0 | 630.9979 | 0.017066 | 544.0955 | 0 | 630.9979 | 0.01578 | 545.815 | 0 | 630.9979 | 0.021404 | 545.815 | 0.00015405 | 625.79 | 0.00071969 | 544.0955 | 0.99627 | 625.79 | -0.0011746 | 625.79 | 0.0024994 | 545.815 | 0.00014583 | 545.815 | 0.000105 | 544.0955 | 0 | 630.9979 | 0.0066094 | 817.3494 | 0.14264 | 630.9979 | -0.00063821 | 816.6713 | 2.7531 | 817.3494 | 0.15956 | 545.815 | 1.5171
| 544.2111 | 0 | 631.2288 | 0.011507 | 544.2111 | 0.0061289 | 631.2288 | -0.036604 | 545.933 | 0 | 631.2288 | -0.0067478 | 545.933 | 0.00017137 | 626.03 | 0.00071969 | 544.2111 | 0.99339 | 626.03 | -0.0025725 | 626.03 | -0.0088246 | 545.933 | 0.00014186 | 545.933 | 0.00012847 | 544.2111 | 0 | 631.2288 | 0.0010467 | 817.5157 | 0.11882 | 631.2288 | -0.0070655 | 816.8378 | 2.7575 | 817.5157 | 0.15529 | 545.933 | 1.5204
| 544.3267 | 0 | 631.4597 | 0.019287 | 544.3267 | 0 | 631.4597 | 0.013112 | 546.051 | 0 | 631.4597 | 0.021881 | 546.051 | 0.00017696 | 626.26 | -0.010795 | 544.3267 | 0.9945 | 626.26 | -0.0014076 | 626.26 | -0.0056109 | 546.051 | 0.00013691 | 546.051 | 0.00011014 | 544.3267 | 0.0071077 | 631.4597 | 0.003329 | 817.682 | 0.14019 | 631.4597 | 0.00090863 | 817.0042 | 2.8368 | 817.682 | 0.1624 | 546.051 | 1.5207
| 544.4424 | 0 | 631.6906 | 0.01419 | 544.4424 | 0.021398 | 631.6906 | -0.026671 | 546.169 | 0 | 631.6906 | -0.003567 | 546.169 | 0.00017044 | 626.49 | -0.0079165 | 544.4424 | 0.9822 | 626.49 | -0.0058343 | 626.49 | 0.00066312 | 546.169 | 0.00013988 | 546.169 | 0.00013018 | 544.4424 | 0 | 631.6906 | 0.0011853 | 817.8483 | 0.093765 | 631.6906 | -0.0066894 | 817.1707 | 2.8236 | 817.8483 | 0.1584 | 546.169 | 1.5252
| 544.558 | 0 | 631.9215 | 0.016908 | 544.558 | 0 | 631.9215 | 0.0063956 | 546.2871 | 0.00024284 | 631.9215 | 0.020941 | 546.2871 | 0.00015665 | 626.72 | -0.0074367 | 544.558 | 0.98557 | 626.72 | -0.0049022 | 626.72 | -0.00056109 | 546.2871 | 0.00014236 | 546.2871 | 0.00013687 | 544.558 | 0.0071077 | 631.9215 | 0.0073263 | 818.0147 | 0.13547 | 631.9215 | 0.0061213 | 817.3371 | 2.8145 | 818.0147 | 0.16314 | 546.2871 | 1.5195
| 544.6736 | 0.00071483 | 632.1524 | 0.0077845 | 544.6736 | 0.01175 | 632.1524 | -0.016444 | 546.4051 | 0 | 632.1524 | -0.0084051 | 546.4051 | 0.00015051 | 626.95 | 0.010315 | 544.6736 | 0.97158 | 626.95 | -0.0074648 | 626.95 | -0.010508 | 546.4051 | 0.00014005 | 546.4051 | 0.00016856 | 544.6736 | 0 | 632.1524 | 0.0035784 | 818.181 | 0.090815 | 632.1524 | -0.0050063 | 817.5036 | 2.8935 | 818.181 | 0.16138 | 546.4051 | 1.5177
| 544.7893 | 0 | 632.3833 | 0.01895 | 544.7893 | 0 | 632.3833 | 0.022131 | 546.5232 | 0.00024284 | 632.3833 | 0.02573 | 546.5232 | 0.00012927 | 627.18 | -0.0002399 | 544.7893 | 0.97558 | 627.18 | 0.0023201 | 627.18 | 5.1009e-05 | 546.5232 | 0.00013526 | 546.5232 | 0.00016513 | 544.7893 | 0.0083743 | 632.3833 | 0.0092784 | 818.3473 | 0.095989 | 632.3833 | -0.0051581 | 817.67 | 2.9541 | 818.3473 | 0.16458 | 546.5232 | 1.5139
| 544.9049 | 0 | 632.6143 | 0.014433 | 544.9049 | 0.002816 | 632.6143 | -0.025256 | 546.6412 | 0.00053406 | 632.6143 | -0.0082465 | 546.6412 | 0.0001384 | 627.41 | -0.034305 | 544.9049 | 0.96492 | 627.41 | -0.0023395 | 627.41 | -0.012038 | 546.6412 | 0.00014996 | 546.6412 | 0.0001701 | 544.9049 | 0 | 632.6143 | 0.0047018 | 818.5136 | 0.085959 | 632.6143 | -0.011608 | 817.8365 | 2.9291 | 818.5136 | 0.16323 | 546.6412 | 1.512
| 545.0206 | 0 | 632.8452 | 0.016302 | 545.0206 | 0 | 632.8452 | 0.022465 | 546.7592 | 0 | 632.8452 | 0.023092 | 546.7592 | 0.00013877 | 627.64 | 0.028548 | 545.0206 | 0.9544 | 627.64 | 0.0010387 | 627.64 | -0.0053048 | 546.7592 | 0.00014649 | 546.7592 | 0.00012179 | 545.0206 | 0 | 632.8452 | 0.009365 | 818.6799 | 0.088228 | 632.8452 | -0.0011692 | 818.003 | 2.9385 | 818.6799 | 0.16323 | 546.7592 | 1.507
| 545.1363 | 0.0036729 | 633.0762 | 0.020278 | 545.1363 | 0.0044724 | 633.0762 | -0.024931 | 546.8773 | 0 | 633.0762 | -0.0061713 | 546.8773 | 0.00014343 | 627.87 | 0.013194 | 545.1363 | 0.98157 | 627.87 | -0.002223 | 627.87 | -0.0030095 | 546.8773 | 0.00013988 | 546.8773 | 0.00013841 | 545.1363 | 0 | 633.0762 | 0.0043427 | 818.8463 | 0.069439 | 633.0762 | -0.0045478 | 818.1694 | 2.9765 | 818.8463 | 0.16156 | 546.8773 | 1.5012
| 545.2519 | 0 | 633.3072 | 0.02257 | 545.2519 | 0 | 633.3072 | 0.02135 | 546.9954 | 0.00024284 | 633.3072 | 0.025655 | 546.9954 | 0.00012834 | 628.1 | 0.012714 | 545.2519 | 0.96994 | 628.1 | 0.0053486 | 628.1 | 0.0083142 | 546.9954 | 0.00014335 | 546.9954 | 0.00013515 | 545.2519 | 0 | 633.3072 | 0.0068125 | 819.0126 | 0.08083 | 633.3072 | 0.0021873 | 818.3359 | 3.0034 | 819.0126 | 0.16082 | 546.9954 | 1.4963
| 545.3676 | 0.0029334 | 633.5382 | 0.012282 | 545.3676 | 0.012609 | 633.5382 | -0.012755 | 547.1134 | 0.00024284 | 633.5382 | -0.0045343 | 547.1134 | 0.00013132 | 628.33 | -0.014634 | 545.3676 | 0.96062 | 628.33 | -0.010144 | 628.33 | -0.0082122 | 547.1134 | 0.00014996 | 547.1134 | 0.0001468 | 545.3676 | 0 | 633.5382 | -0.00018761 | 819.1789 | 0.06018 | 633.5382 | 0.0013103 | 818.5024 | 3.0351 | 819.1789 | 0.16012 | 547.1134 | 1.4983
| 545.4833 | 0 | 633.7692 | 0.015251 | 545.4833 | 0 | 633.7692 | 0.022084 | 547.2315 | 0 | 633.7692 | 0.02679 | 547.2315 | 0.00012238 | 628.57 | -0.0059973 | 545.4833 | 0.97078 | 628.57 | -0.0087464 | 628.57 | 0.0028055 | 547.2315 | 0.000145 | 547.2315 | 0.00012008 | 545.4833 | 0.0049965 | 633.7692 | 0.0043303 | 819.3453 | 0.0654 | 633.7692 | -0.0064203 | 818.6689 | 3.0772 | 819.3453 | 0.15942 | 547.2315 | 1.4993
| 545.599 | 0.005004 | 634.0002 | 0.011748 | 545.599 | 0.018532 | 634.0002 | -0.013216 | 547.3495 | 0.00024284 | 634.0002 | -0.0086305 | 547.3495 | 0.00012536 | 628.8 | -0.027587 | 545.599 | 0.97247 | 628.8 | -0.0063001 | 628.8 | 0.0046418 | 547.3495 | 0.00012072 | 547.3495 | 0.00010672 | 545.599 | 0 | 634.0002 | -0.00058789 | 819.5116 | 0.059363 | 634.0002 | -0.0041124 | 818.8353 | 3.0085 | 819.5116 | 0.15956 | 547.3495 | 1.5035
| 545.7147 | 0 | 634.2312 | 0.017048 | 545.7147 | 0 | 634.2312 | 0.01413 | 547.4676 | 0 | 634.2312 | 0.023575 | 547.4676 | 0.0001153 | 629.03 | -0.026148 | 545.7147 | 0.96803 | 629.03 | -0.0038538 | 629.03 | 0.0038766 | 547.4676 | 0.00011759 | 547.4676 | 0.00016187 | 545.7147 | 0 | 634.2312 | 0.0092143 | 819.678 | 0.072661 | 634.2312 | 0.0023884 | 819.0018 | 3.1045 | 819.678 | 0.15845 | 547.4676 | 1.5019
| 545.8303 | 0.013417 | 634.4622 | 0.00506 | 545.8303 | 0.0064601 | 634.4622 | -0.0038145 | 547.5857 | 0.00024284 | 634.4622 | -0.011012 | 547.5857 | 0.00013058 | 629.26 | -0.010315 | 545.8303 | 0.95986 | 629.26 | 0.00010678 | 629.26 | -0.0065293 | 547.5857 | 0.00013641 | 547.5857 | 0.00014012 | 545.8303 | 0 | 634.4622 | 0.00065841 | 819.8443 | 0.073478 | 634.4622 | -0.0047994 | 819.1683 | 3.1226 | 819.8443 | 0.15798 | 547.5857 | 1.502
| 545.946 | 0 | 634.6933 | 0.017627 | 545.946 | 0 | 634.6933 | 0.033004 | 547.7037 | 0.00024284 | 634.6933 | 0.022403 | 547.7037 | 0.00014045 | 629.49 | 0.0069569 | 545.946 | 0.93788 | 629.49 | -0.0090959 | 629.49 | 0.0041827 | 547.7037 | 0.00014649 | 547.7037 | 0.00016513 | 545.946 | 0 | 634.6933 | 0.0061644 | 820.0107 | 0.08083 | 634.6933 | 0.0013003 | 819.3348 | 3.1523 | 820.0107 | 0.1565 | 547.7037 | 1.4955
| 546.0617 | 0 | 634.9243 | 0.013322 | 546.0617 | 0.0039755 | 634.9243 | -0.033045 | 547.8218 | 0.00024284 | 634.9243 | -0.0054479 | 547.8218 | 0.0001561 | 629.72 | -0.019911 | 546.0617 | 0.94023 | 629.72 | -0.0059506 | 629.72 | -0.00607 | 547.8218 | 0.0001483 | 547.8218 | 0.0001468 | 546.0617 | 0.00506 | 634.9243 | 0.0040244 | 820.177 | 0.066307 | 634.9243 | -0.0066705 | 819.5013 | 3.1488 | 820.177 | 0.15654 | 547.8218 | 1.4917
| 546.1775 | 0 | 635.1554 | 0.019036 | 546.1775 | 0 | 635.1554 | 0.030415 | 547.9399 | 0 | 635.1554 | 0.024374 | 547.9399 | 0.00014827 | 629.95 | -0.016073 | 546.1775 | 0.94876 | 629.95 | 0.00022327 | 629.95 | -0.0086717 | 547.9399 | 0.00013873 | 547.9399 | 0.00016016 | 546.1775 | 0 | 635.1554 | 0.0076537 | 820.3434 | 0.07611 | 635.1554 | 0.010214 | 819.6678 | 3.19 | 820.3434 | 0.15529 | 547.9399 | 1.483
| 546.2932 | 0.0063351 | 635.3865 | 0.015261 | 546.2932 | 0.0038098 | 635.3865 | -0.012679 | 548.058 | 0 | 635.3865 | -0.0045216 | 548.058 | 0.00014343 | 630.18 | -0.00071969 | 546.2932 | 0.93997 | 630.18 | -9.7074e-06 | 630.18 | -0.0025504 | 548.058 | 0.00015375 | 548.058 | 9.6782e-05 | 546.2932 | 0 | 635.3865 | 0.0045407 | 820.5097 | 0.069348 | 635.3865 | -0.0055056 | 819.8343 | 3.2062 | 820.5097 | 0.15487 | 548.058 | 1.4824
| 546.4089 | 0 | 635.6176 | 0.013943 | 546.4089 | 0 | 635.6176 | 0.0351 | 548.1761 | 0.00053406 | 635.6176 | 0.027353 | 548.1761 | 0.00012052 | 630.41 | 0.0026388 | 546.4089 | 0.94925 | 630.41 | 0.00057274 | 630.41 | -0.0053048 | 548.1761 | 0.0001483 | 548.1761 | 6.6805e-05 | 546.4089 | 0.0020408 | 635.6176 | 0.0067771 | 820.6761 | 0.080967 | 635.6176 | 0.0077062 | 820.0009 | 3.2838 | 820.6761 | 0.15278 | 548.1761 | 1.4816
| 546.5246 | 0.0047082 | 635.8487 | 0.014066 | 546.5246 | 0.017768 | 635.8487 | -0.01721 | 548.2941 | 0 | 635.8487 | -0.0070452 | 548.2941 | 0.0001276 | 630.65 | -0.0074367 | 546.5246 | 0.94339 | 630.65 | -0.01096 | 630.65 | -0.0022444 | 548.2941 | 0.00014153 | 548.2941 | 0.00011168 | 546.5246 | 0 | 635.8487 | 0.003635 | 820.8425 | 0.078607 | 635.8487 | -0.00068038 | 820.1674 | 3.2832 | 820.8425 | 0.15278 | 548.2941 | 1.4859
| 546.6403 | 0 | 636.0798 | 0.0062354 | 546.6403 | 0 | 636.0798 | 0.016097 | 548.4122 | 0.00024284 | 636.0798 | 0.020126 | 548.4122 | 0.00012052 | 630.88 | -0.010795 | 546.6403 | 0.93903 | 630.88 | -0.0046693 | 630.88 | 0.0011222 | 548.4122 | 0.00011544 | 548.4122 | 0.0001468 | 546.6403 | 0 | 636.0798 | 0.0061425 | 821.0088 | 0.067805 | 636.0798 | 0.0024987 | 820.3339 | 3.3653 | 821.0088 | 0.15125 | 548.4122 | 1.4808
| 546.7561 | 0.0060393 | 636.3109 | 0.012017 | 546.7561 | 0.011463 | 636.3109 | -0.023119 | 548.5303 | 0.00024284 | 636.3109 | -0.0082908 | 548.5303 | 0.00015088 | 631.11 | -0.013674 | 546.7561 | 0.94121 | 631.11 | 0.0017376 | 631.11 | -0.0030095 | 548.5303 | 0.00012997 | 548.5303 | 0.00016513 | 546.7561 | 0.0067468 | 636.3109 | 0.0052553 | 821.1752 | 0.079469 | 636.3109 | -0.0010197 | 820.5004 | 3.2714 | 821.1752 | 0.1525 | 548.5303 | 1.482
| 546.8718 | 0 | 636.542 | 0.017661 | 546.8718 | 0 | 636.542 | 0.025973 | 548.6484 | 0 | 636.542 | 0.023156 | 548.6484 | 0.00015312 | 631.34 | -0.010315 | 546.8718 | 0.93437 | 631.34 | 0.0018541 | 631.34 | 0.0029585 | 548.6484 | 0.0001265 | 548.6484 | 0.00011014 | 546.8718 | 0 | 636.542 | 0.0058631 | 821.3416 | 0.072434 | 636.542 | -0.001733 | 820.667 | 3.4133 | 821.3416 | 0.15134 | 548.6484 | 1.4761
| 546.9876 | 0.0087254 | 636.7732 | 0.0090266 | 546.9876 | 0.014233 | 636.7732 | -0.012064 | 548.7665 | 0.00024284 | 636.7732 | -0.0087923 | 548.7665 | 0.00016299 | 631.57 | -0.0083963 | 546.9876 | 0.93428 | 631.57 | 0.00068922 | 631.57 | -0.0034686 | 548.7665 | 0.00014946 | 548.7665 | 0.00010843 | 546.9876 | 0 | 636.7732 | 0.0062834 | 821.508 | 0.079968 | 636.7732 | -8.701e-06 | 820.8335 | 3.3431 | 821.508 | 0.15297 | 548.7665 | 1.482
| 547.1033 | 0 | 637.0043 | 0.021146 | 547.1033 | 0 | 637.0043 | 0.0095167 | 548.8846 | 0 | 637.0043 | 0.024937 | 548.8846 | 0.00014306 | 631.8 | 0.043421 | 547.1033 | 0.92669 | 631.8 | 0.0015046 | 631.8 | -0.0042337 | 548.8846 | 0.0001412 | 548.8846 | 8.1708e-05 | 547.1033 | 0 | 637.0043 | 0.014802 | 821.6744 | 0.07897 | 637.0043 | 0.0080734 | 821 | 3.4253 | 821.6744 | 0.15171 | 548.8846 | 1.4773
| 547.2191 | 0.0041166 | 637.2355 | 0.012676 | 547.2191 | 0.0057976 | 637.2355 | -0.033109 | 549.0027 | 0.00024284 | 637.2355 | -0.0090022 | 549.0027 | 0.0001492 | 632.03 | -0.0011995 | 547.2191 | 0.91399 | 632.03 | -0.0059506 | 632.03 | -0.0013262 | 549.0027 | 0.00015805 | 549.0027 | 8.1708e-05 | 547.2191 | 0 | 637.2355 | 0.010594 | 821.8408 | 0.078697 | 637.2355 | -0.0053902 | 821.1666 | 3.46 | 821.8408 | 0.15418 | 549.0027 | 1.4829
| 547.3348 | 0 | 637.4667 | 0.01459 | 547.3348 | 0 | 637.4667 | 0.037653 | 549.1209 | 0.00053406 | 637.4667 | 0.022327 | 549.1209 | 0.00012964 | 632.26 | 0.0016793 | 547.3348 | 0.91825 | 632.26 | 0.0020871 | 632.26 | 0.0011222 | 549.1209 | 0.00012304 | 549.1209 | 6.5092e-05 | 547.3348 | 0 | 637.4667 | 0.014504 | 822.0072 | 0.066126 | 637.4667 | 0.0064125 | 821.3331 | 3.5068 | 822.0072 | 0.15278 | 549.1209 | 1.4775
| 547.4506 | 0 | 637.6978 | 0.013493 | 547.4506 | 0.012609 | 637.6978 | -0.024204 | 549.239 | 0.00024284 | 637.6978 | -0.0049762 | 549.239 | 0.00013393 | 632.5 | -0.020872 | 547.4506 | 0.89609 | 632.5 | -0.010144 | 632.5 | -0.007141 | 549.239 | 0.00012072 | 549.239 | 5.8412e-05 | 547.4506 | 0 | 637.6978 | 0.0013125 | 822.1735 | 0.07484 | 637.6978 | -0.0020721 | 821.4996 | 3.5061 | 822.1735 | 0.15478 | 549.239 | 1.4773
| 547.5664 | 0 | 637.929 | 0.012017 | 547.5664 | 0 | 637.929 | 0.033582 | 549.3571 | 0.00024284 | 637.929 | 0.017584 | 549.3571 | 0.00014231 | 632.73 | 0.002159 | 547.5664 | 0.89503 | 632.73 | 0.0033685 | 632.73 | -0.0054579 | 549.3571 | 0.00011412 | 549.3571 | 7.9995e-05 | 547.5664 | 0 | 637.929 | 0.009191 | 822.34 | 0.062404 | 637.929 | 0.0044965 | 821.6662 | 3.5806 | 822.34 | 0.15288 | 549.3571 | 1.4685
| 547.6821 | 0.0083961 | 638.1602 | 0.01557 | 547.6821 | 0.0072884 | 638.1602 | -0.0042775 | 549.4752 | 0 | 638.1602 | -0.005202 | 549.4752 | 0.00014827 | 632.96 | -0.0059973 | 547.6821 | 0.89911 | 632.96 | -0.0065332 | 632.96 | -0.0036216 | 549.4752 | 0.00013757 | 549.4752 | 0.00010175 | 547.6821 | 0.008855 | 638.1602 | 0.0025342 | 822.5064 | 0.070528 | 638.1602 | -0.0038891 | 821.8328 | 3.6178 | 822.5064 | 0.15492 | 549.4752 | 1.4709
| 547.7979 | 0 | 638.3915 | 0.018368 | 547.7979 | 0 | 638.3915 | 0.016709 | 549.5933 | 0.00024284 | 638.3915 | 0.024195 | 549.5933 | 0.00015963 | 633.19 | 0.002159 | 547.7979 | 0.87487 | 633.19 | 0.0015046 | 633.19 | 0.0037236 | 549.5933 | 0.00014302 | 549.5933 | 0.00012008 | 547.7979 | 0 | 638.3915 | 0.00704 | 822.6728 | 0.063811 | 638.3915 | 0.0089342 | 821.9993 | 3.6902 | 822.6728 | 0.15325 | 549.5933 | 1.4715
| 547.9137 | 0.0020459 | 638.6227 | 0.01073 | 547.9137 | 0.015093 | 638.6227 | -0.024929 | 549.7115 | 0 | 638.6227 | -0.0091482 | 549.7115 | 9.7606e-05 | 633.42 | -0.036225 | 547.9137 | 0.89876 | 633.42 | -0.010494 | 633.42 | -0.0034686 | 549.7115 | 9.7768e-05 | 549.7115 | 7.3315e-05 | 547.9137 | 0 | 638.6227 | 0.0079675 | 822.8392 | 0.070528 | 638.6227 | 0.0013851 | 822.1659 | 3.636 | 822.8392 | 0.15432 | 549.7115 | 1.4756
| 548.0295 | 0 | 638.8539 | 0.015041 | 548.0295 | 0 | 638.8539 | 0.0035736 | 549.8296 | 0 | 638.8539 | -0.0039004 | 549.8296 | 0.00027587 | 633.65 | -0.018472 | 548.0295 | 0.88673 | 633.65 | -0.005368 | 633.65 | -0.0085181 | 549.8296 | 0.00026655 | 549.8296 | 0.00023519 | 548.0295 | 0 | 638.8539 | 0.0088538 | 823.0056 | 0.071481 | 638.8539 | 0.0039589 | 822.3325 | 3.7387 | 823.0056 | 0.15701 | 549.8296 | 1.4762
| 548.1453 | 0.0063351 | 639.0852 | 0.016551 | 548.1453 | 0.020347 | 639.0852 | 0.019722 | 549.9477 | 0.00053406 | 639.0852 | 0.025301 | 549.9477 | 0.00021775 | 633.88 | 0.024228 | 548.1453 | 0.86736 | 633.88 | 0.0056981 | 633.88 | 0.0081613 | 549.9477 | 0.0002208 | 549.9477 | 0.0002035 | 548.1453 | 0.048592 | 639.0852 | 0.0071113 | 823.172 | 0.062404 | 639.0852 | 0.015454 | 822.499 | 3.8514 | 823.172 | 0.15864 | 549.9477 | 1.4731
| 548.2611 | 0 | 639.3164 | 0.012118 | 548.2611 | 0 | 639.3164 | -0.0325 | 550.0658 | 0 | 639.3164 | -0.0055083 | 550.0658 | 0.00042638 | 634.11 | -0.0074367 | 548.2611 | 0.86568 | 634.11 | -9.7074e-06 | 634.11 | -0.0056109 | 550.0658 | 0.00044293 | 550.0658 | 0.000407 | 548.2611 | 0 | 639.3164 | 0.0075166 | 823.3384 | 0.071663 | 639.3164 | -0.0038319 | 822.6656 | 3.8963 | 823.3384 | 0.16337 | 550.0658 | 1.4743
| 548.3769 | 0.003525 | 639.5477 | 0.017552 | 548.3769 | 0.013565 | 639.5477 | 0.022676 | 550.184 | 0.00082547 | 639.5477 | 0.020555 | 550.184 | 0.00021067 | 634.35 | -0.0050378 | 548.3769 | 0.84592 | 634.35 | -0.0035044 | 634.35 | -0.0051518 | 550.184 | 0.00022923 | 550.184 | 0.0002035 | 548.3769 | 0.014337 | 639.5477 | 0.018874 | 823.5049 | 0.06136 | 639.5477 | 0.010985 | 822.8322 | 3.9329 | 823.5049 | 0.16119 | 550.184 | 1.4703
| 548.4927 | 0 | 639.779 | 0.014957 | 548.4927 | 0 | 639.779 | -0.032834 | 550.3021 | 0 | 639.779 | -0.0062214 | 550.3021 | 0.00040235 | 634.58 | -0.011275 | 548.4927 | 0.8417 | 634.58 | -0.0011746 | 634.58 | -0.0085181 | 550.3021 | 0.00043484 | 550.3021 | 0.000407 | 548.4927 | 0 | 639.779 | 0.0057844 | 823.6713 | 0.072934 | 639.779 | -0.0011821 | 822.9988 | 3.9849 | 823.6713 | 0.16579 | 550.3021 | 1.4758
| 548.6085 | 0.0024896 | 640.0103 | 0.022852 | 548.6085 | 0.015762 | 640.0103 | 0.020927 | 550.4203 | 0.00053406 | 640.0103 | 0.025429 | 550.4203 | 0.00019465 | 634.81 | 0.02135 | 548.6085 | 0.83788 | 634.81 | 0.0013882 | 634.81 | 0.0015813 | 550.4203 | 0.00021304 | 550.4203 | 0.0002035 | 548.6085 | 0.013493 | 640.0103 | 0.0097884 | 823.8377 | 0.061996 | 640.0103 | 0.0051406 | 823.1654 | 3.9852 | 823.8377 | 0.16272 | 550.4203 | 1.4761
| 548.7243 | 0 | 640.2416 | 0.011169 | 548.7243 | 0 | 640.2416 | -0.02448 | 550.5384 | 0 | 640.2416 | -0.011954 | 550.5384 | 0.00042973 | 635.04 | -0.020872 | 548.7243 | 0.83211 | 635.04 | -0.00035917 | 635.04 | -0.0092835 | 550.5384 | 0.00041799 | 550.5384 | 0.00043698 | 548.7243 | 0 | 640.2416 | 0.0047538 | 824.0042 | 0.07198 | 640.2416 | -0.0019025 | 823.332 | 4.0241 | 824.0042 | 0.16774 | 550.5384 | 1.4783
| 548.8402 | 0.0087254 | 640.4729 | 0.013516 | 548.8402 | 0.011941 | 640.4729 | 0.017205 | 550.6566 | 0.00053406 | 640.4729 | 0.018716 | 550.6566 | 0.00023805 | 635.27 | 0.017512 | 548.8402 | 0.82176 | 635.27 | -0.00047565 | 635.27 | 0.0023464 | 550.6566 | 0.00021189 | 550.6566 | 0.0002369 | 548.8402 | 0.034644 | 640.4729 | 0.014504 | 824.1706 | 0.067987 | 640.4729 | 0.0061731 | 823.4986 | 4.0736 | 824.1706 | 0.1656 | 550.6566 | 1.4693
| 548.956 | 0 | 640.7042 | 0.017265 | 548.956 | 0 | 640.7042 | -0.03846 | 550.7747 | 0 | 640.7042 | -0.0092418 | 550.7747 | 0.00044444 | 635.5 | -0.016073 | 548.956 | 0.80728 | 635.5 | -0.0029219 | 635.5 | -0.0068351 | 550.7747 | 0.00044227 | 550.7747 | 0.0004404 | 548.956 | 0 | 640.7042 | 0.0055182 | 824.337 | 0.07307 | 640.7042 | -0.0051543 | 823.6652 | 4.1425 | 824.337 | 0.1709 | 550.7747 | 1.4674
| 549.0719 | 0.005004 | 640.9356 | 0.012819 | 549.0719 | 0.0096482 | 640.9356 | 0.028993 | 550.8929 | 0.00053406 | 640.9356 | 0.019877 | 550.8929 | 0.00020769 | 635.73 | -0.0088761 | 549.0719 | 0.79023 | 635.73 | 0.0081444 | 635.73 | -0.0023974 | 550.8929 | 0.00023501 | 550.8929 | 0.00020675 | 549.0719 | 0.02902 | 640.9356 | 0.011045 | 824.5035 | 0.065672 | 640.9356 | 0.0092435 | 823.8318 | 4.2149 | 824.5035 | 0.16788 | 550.8929 | 1.4669
| 549.1877 | 0 | 641.1669 | 0.00058439 | 549.1877 | 0 | 641.1669 | -0.025042 | 551.011 | 0 | 641.1669 | -0.0084501 | 551.011 | 0.00039769 | 635.96 | -0.049658 | 549.1877 | 0.78575 | 635.96 | -0.0040868 | 635.96 | 0.0011222 | 551.011 | 0.00043715 | 551.011 | 0.00039706 | 549.1877 | 0 | 641.1669 | 0.0092019 | 824.6699 | 0.07198 | 641.1669 | -0.00039516 | 823.9984 | 4.2313 | 824.6699 | 0.17211 | 551.011 | 1.476
| 549.3035 | 0.0061872 | 641.3983 | 0.02069 | 549.3035 | 0.012896 | 641.3983 | 0.0265 | 551.1292 | 0.00053406 | 641.3983 | 0.024417 | 551.1292 | 0.00019205 | 636.2 | 0.011755 | 549.3035 | 0.76377 | 636.2 | -0.0018735 | 636.2 | 0.0024994 | 551.1292 | 0.00020214 | 551.1292 | 0.00019357 | 549.3035 | 0.01012 | 641.3983 | 0.011746 | 824.8364 | 0.062313 | 641.3983 | 0.0085074 | 824.165 | 4.2765 | 824.8364 | 0.16885 | 551.1292 | 1.4778
| 549.4194 | 0 | 641.6296 | 0.013174 | 549.4194 | 0 | 641.6296 | -0.025508 | 551.2474 | 0 | 641.6296 | -0.0074617 | 551.2474 | 0.00041688 | 636.43 | -0.0079165 | 549.4194 | 0.76101 | 636.43 | -0.0021065 | 636.43 | 0.0017343 | 551.2474 | 0.00042377 | 551.2474 | 0.000407 | 549.4194 | 0 | 641.6296 | 0.0082645 | 825.0029 | 0.072434 | 641.6296 | -0.0026428 | 824.3316 | 4.3476 | 825.0029 | 0.17355 | 551.2474 | 1.4801
| 549.5353 | 0.0087254 | 641.861 | 0.017674 | 549.5353 | 0.015571 | 641.861 | 0.01613 | 551.3655 | 0.00053406 | 641.861 | 0.025621 | 551.3655 | 0.00022688 | 636.66 | 0.029507 | 549.5353 | 0.74307 | 636.66 | 0.0026695 | 636.66 | 0.0041827 | 551.3655 | 0.00022295 | 551.3655 | 0.0002268 | 549.5353 | 0.048142 | 641.861 | 0.0085958 | 825.1693 | 0.065763 | 641.861 | 0.0068465 | 824.4982 | 4.4176 | 825.1693 | 0.17211 | 551.3655 | 1.4787
| 549.6511 | 0 | 642.0924 | -7.9158e-05 | 549.6511 | 0 | 642.0924 | -0.020424 | 551.4837 | 0 | 642.0924 | -0.0057509 | 551.4837 | 0.00046586 | 636.89 | -0.002159 | 549.6511 | 0.74516 | 636.89 | 0.002553 | 636.89 | 0.0018873 | 551.4837 | 0.00044937 | 551.4837 | 0.00045034 | 549.6511 | 0 | 642.0924 | 0.0047554 | 825.3358 | 0.073705 | 642.0924 | -0.0026758 | 824.6648 | 4.4211 | 825.3358 | 0.17698 | 551.4837 | 1.4772
| 549.767 | 0.00041907 | 642.3238 | 0.021024 | 549.767 | 0.011272 | 642.3238 | 0.045968 | 551.6019 | 0.00082547 | 642.3238 | 0.023743 | 551.6019 | 0.00024234 | 637.12 | 0.0050378 | 549.767 | 0.73855 | 637.12 | -0.0049022 | 637.12 | -0.0082122 | 551.6019 | 0.00022873 | 551.6019 | 0.0002369 | 549.767 | 0.042518 | 642.3238 | 0.014 | 825.5023 | 0.066625 | 642.3238 | 0.015009 | 824.8315 | 4.4774 | 825.5023 | 0.17527 | 551.6019 | 1.472
| 549.8829 | 0 | 642.5552 | 0.013951 | 549.8829 | 0 | 642.5552 | -0.025645 | 551.7201 | 0 | 642.5552 | -0.0071535 | 551.7201 | 0.0004532 | 637.35 | -0.015113 | 549.8829 | 0.7218 | 637.35 | -0.0081638 | 637.35 | -0.0023974 | 551.7201 | 0.00043137 | 551.7201 | 0.000407 | 549.8829 | 0 | 642.5552 | 0.012053 | 825.6687 | 0.07316 | 642.5552 | 0.0018072 | 824.9981 | 4.5345 | 825.6687 | 0.17838 | 551.7201 | 1.4689
| 549.9987 | 0.003377 | 642.7866 | 0.0079272 | 549.9987 | 0.014711 | 642.7866 | 0.035662 | 551.8382 | 0.00082547 | 642.7866 | 0.021745 | 551.8382 | 0.00021328 | 637.58 | -0.0074367 | 549.9987 | 0.72962 | 637.58 | -0.0035044 | 637.58 | -0.0043867 | 551.8382 | 0.00020957 | 551.8382 | 0.00018688 | 549.9987 | 0.0012649 | 642.7866 | 0.015395 | 825.8352 | 0.068486 | 642.7866 | 0.0071854 | 825.1647 | 4.6497 | 825.8352 | 0.17703 | 551.8382 | 1.467
| 550.1146 | 0 | 643.0181 | 0.010532 | 550.1146 | 0 | 643.0181 | -0.032301 | 551.9564 | 0 | 643.0181 | -0.0077702 | 551.9564 | 0.00043029 | 637.82 | -0.012235 | 550.1146 | 0.70857 | 637.82 | -0.0047858 | 637.82 | -0.0020913 | 551.9564 | 0.00041915 | 551.9564 | 0.00039038 | 550.1146 | 0 | 643.0181 | 0.011714 | 826.0017 | 0.074023 | 643.0181 | 0.0040867 | 825.3314 | 4.6055 | 826.0017 | 0.18093 | 551.9564 | 1.4668
| 550.2305 | 0.012265 | 643.2495 | 0.0136 | 550.2305 | 0.0097437 | 643.2495 | 0.00053939 | 552.0746 | 0.00053406 | 643.2495 | 0.020072 | 552.0746 | 0.00021943 | 638.05 | 0.02327 | 550.2305 | 0.70844 | 638.05 | 0.0015046 | 638.05 | -0.0046928 | 552.0746 | 0.00021684 | 552.0746 | 0.00020675 | 550.2305 | 0.028345 | 643.2495 | 0.01656 | 826.1682 | 0.066398 | 643.2495 | 0.0040743 | 825.498 | 4.7198 | 826.1682 | 0.18098 | 552.0746 | 1.4635
| 550.3464 | 0 | 643.4809 | 0.011719 | 550.3464 | 0 | 643.4809 | -0.041829 | 552.1928 | 0 | 643.4809 | -0.011025 | 552.1928 | 0.00044761 | 638.28 | -0.0055175 | 550.3464 | 0.70062 | 638.28 | -0.005368 | 638.28 | -0.0066822 | 552.1928 | 0.00041766 | 552.1928 | 0.00037702 | 550.3464 | 0 | 643.4809 | 0.0096461 | 826.3347 | 0.07071 | 643.4809 | -0.0023789 | 825.6647 | 4.7331 | 826.3347 | 0.18488 | 552.1928 | 1.4653
| 550.4623 | 0 | 643.7124 | 0.023128 | 550.4623 | 0.014425 | 643.7124 | 0.015524 | 552.311 | 0.00053406 | 643.7124 | 0.02681 | 552.311 | 0.0002293 | 638.51 | 0.012235 | 550.4623 | 0.70893 | 638.51 | 0.0026695 | 638.51 | -0.0085181 | 552.311 | 0.00020693 | 552.311 | 0.00017352 | 550.4623 | 0.014337 | 643.7124 | 0.01482 | 826.5011 | 0.067578 | 643.7124 | -0.0054452 | 825.8313 | 4.8127 | 826.5011 | 0.18511 | 552.311 | 1.4683
| 550.5782 | 0 | 643.9439 | 0.012432 | 550.5782 | 0 | 643.9439 | -0.026169 | 552.4292 | 0 | 643.9439 | -0.0067477 | 552.4292 | 0.00046568 | 638.74 | -0.015113 | 550.5782 | 0.67998 | 638.74 | -0.0065332 | 638.74 | 0.0046418 | 552.4292 | 0.00042146 | 552.4292 | 0.00037702 | 550.5782 | 0 | 643.9439 | 0.012209 | 826.6676 | 0.072343 | 643.9439 | 0.0044025 | 825.998 | 4.8223 | 826.6676 | 0.18776 | 552.4292 | 1.474
| 550.6941 | 0.0044124 | 644.1754 | 0.015801 | 550.6941 | 0.0077853 | 644.1754 | 0.023348 | 552.5474 | 0.00053406 | 644.1754 | 0.022239 | 552.5474 | 0.00023712 | 638.97 | -0.0002399 | 550.6941 | 0.69796 | 638.97 | 0.0038344 | 638.97 | -0.0051518 | 552.5474 | 0.00021601 | 552.5474 | 0.0002035 | 550.6941 | 0.038019 | 644.1754 | 0.0167 | 826.8341 | 0.068531 | 644.1754 | 0.0011021 | 826.1646 | 4.882 | 826.8341 | 0.18832 | 552.5474 | 1.4713
| 550.81 | 0 | 644.4069 | 0.010087 | 550.81 | 0 | 644.4069 | -0.032814 | 552.6656 | 0 | 644.4069 | -0.010009 | 552.6656 | 0.00045618 | 639.21 | -0.032866 | 550.81 | 0.69205 | 639.21 | -0.012474 | 639.21 | 0.0075495 | 552.6656 | 0.00043715 | 552.6656 | 0.00038696 | 550.81 | 0 | 644.4069 | 0.010537 | 827.0006 | 0.072934 | 644.4069 | -0.0098412 | 826.3313 | 4.9534 | 827.0006 | 0.19083 | 552.6656 | 1.4719
| 550.926 | 0 | 644.6384 | 0.015618 | 550.926 | 0.017577 | 644.6384 | 0.018715 | 552.7838 | 0.00082547 | 644.6384 | 0.02485 | 552.7838 | 0.00021943 | 639.44 | -0.0098357 | 550.926 | 0.68686 | 639.44 | 0.00057274 | 639.44 | 0.0038766 | 552.7838 | 0.00022345 | 552.7838 | 0.00018346 | 550.926 | 0.0029518 | 644.6384 | 0.011025 | 827.1671 | 0.06726 | 644.6384 | 0.0016864 | 826.498 | 4.9913 | 827.1671 | 0.1919 | 552.7838 | 1.4695
| 551.0419 | 0 | 644.8699 | 0.0059371 | 551.0419 | 0 | 644.8699 | -0.025489 | 552.902 | 0 | 644.8699 | -0.0098079 | 552.902 | 0.00045227 | 639.67 | -0.018952 | 551.0419 | 0.67944 | 639.67 | -0.00024269 | 639.67 | -0.0086717 | 552.902 | 0.00042377 | 552.902 | 0.00034687 | 551.0419 | 0 | 644.8699 | 0.011988 | 827.3336 | 0.067487 | 644.8699 | -0.010427 | 826.6646 | 5.022 | 827.3336 | 0.19385 | 552.902 | 1.477
| 551.1578 | 0.001898 | 645.1014 | 0.016454 | 551.1578 | 0.0061289 | 645.1014 | 0.012209 | 553.0202 | 0.00053406 | 645.1014 | 0.025538 | 553.0202 | 0.00024029 | 639.9 | 0.0088761 | 551.1578 | 0.6913 | 639.9 | 0.003485 | 639.9 | 0.0020403 | 553.0202 | 0.0002033 | 553.0202 | 0.00016342 | 551.1578 | 0.02857 | 645.1014 | 0.014517 | 827.5001 | 0.068304 | 645.1014 | 0.0026086 | 826.8313 | 5.0625 | 827.5001 | 0.19529 | 553.0202 | 1.4763
| 551.2738 | 0 | 645.333 | 0.0085049 | 551.2738 | 0 | 645.333 | -0.030791 | 553.1385 | 0 | 645.333 | -0.012313 | 553.1385 | 0.0004437 | 640.13 | -0.026628 | 551.2738 | 0.67935 | 640.13 | -0.0011746 | 640.13 | 0.0029585 | 553.1385 | 0.00042113 | 553.1385 | 0.00036692 | 551.2738 | 0 | 645.333 | 0.0099088 | 827.6667 | 0.072026 | 645.333 | -0.004106 | 826.998 | 5.2013 | 827.6667 | 0.19719 | 553.1385 | 1.4793
| 551.3897 | 0.0045602 | 645.5645 | 0.014528 | 551.3897 | 0.002816 | 645.5645 | 0.026534 | 553.2567 | 0.00024284 | 645.5645 | 0.017795 | 553.2567 | 0.00021123 | 640.36 | -0.016553 | 551.3897 | 0.64454 | 640.36 | -0.0042033 | 640.36 | -0.0036216 | 553.2567 | 0.0002208 | 553.2567 | 0.0002035 | 551.3897 | 0.026546 | 645.5645 | 0.015884 | 827.8332 | 0.06726 | 645.5645 | 0.0036833 | 827.1647 | 5.134 | 827.8332 | 0.19882 | 553.2567 | 1.47
| 551.5057 | 0 | 645.7961 | 0.010601 | 551.5057 | 0 | 645.7961 | -0.032987 | 553.3749 | 0 | 645.7961 | -0.0096884 | 553.3749 | 0.00043588 | 640.59 | -0.0064771 | 551.5057 | 0.64769 | 640.59 | -0.0035044 | 640.59 | -0.012497 | 553.3749 | 0.00044144 | 553.3749 | 0.000407 | 551.5057 | 0 | 645.7961 | 0.010258 | 827.9997 | 0.067033 | 645.7961 | -0.0057904 | 827.3314 | 5.1745 | 827.9997 | 0.20072 | 553.3749 | 1.4693
| 551.6216 | 0.0070745 | 646.0276 | 0.014871 | 551.6216 | 0.015284 | 646.0276 | 0.0011105 | 553.4931 | 0.00082547 | 646.0276 | 0.019731 | 553.4931 | 0.00023638 | 640.83 | 0.0064771 | 551.6216 | 0.65147 | 640.83 | -0.001757 | 640.83 | 0.0090795 | 553.4931 | 0.00022411 | 553.4931 | 0.0002035 | 551.6216 | 0.02947 | 646.0276 | 0.012239 | 828.1662 | 0.065536 | 646.0276 | 0.0037053 | 827.4981 | 5.2234 | 828.1662 | 0.203 | 553.4931 | 1.4641
| 551.7376 | 0 | 646.2592 | 0.017063 | 551.7376 | 0 | 646.2592 | -0.029582 | 553.6113 | 0 | 646.2592 | -0.0047437 | 553.6113 | 0.00045283 | 641.06 | -0.0002399 | 551.7376 | 0.63948 | 641.06 | -0.0060669 | 641.06 | -0.00056109 | 553.6113 | 0.00043715 | 553.6113 | 0.000407 | 551.7376 | 0 | 646.2592 | 0.0093792 | 828.3328 | 0.067487 | 646.2592 | -0.0038363 | 827.6648 | 5.218 | 828.3328 | 0.20439 | 553.6113 | 1.4649
| 551.8535 | 0.0048561 | 646.4908 | 0.015716 | 551.8535 | 0.0071227 | 646.4908 | 0.012001 | 553.7296 | 0.00053406 | 646.4908 | 0.021996 | 553.7296 | 0.00022111 | 641.29 | -0.0069569 | 551.8535 | 0.61856 | 641.29 | -0.0023395 | 641.29 | 0.0012752 | 553.7296 | 0.00021601 | 553.7296 | 0.0002035 | 551.8535 | 0.013072 | 646.4908 | 0.020058 | 828.4993 | 0.057049 | 646.4908 | 0.0097823 | 827.8315 | 5.2852 | 828.4993 | 0.20588 | 553.7296 | 1.4617
| 551.9695 | 0 | 646.7224 | 0.016349 | 551.9695 | 0 | 646.7224 | -0.024284 | 553.8478 | 0 | 646.7224 | -0.0055607 | 553.8478 | 0.00045134 | 641.52 | -0.0011995 | 551.9695 | 0.63508 | 641.52 | 0.0066302 | 641.52 | 0.0029585 | 553.8478 | 0.00041997 | 553.8478 | 0.00046712 | 551.9695 | 0 | 646.7224 | 0.019938 | 828.6658 | 0.066126 | 646.7224 | -0.0012757 | 827.9982 | 5.3424 | 828.6658 | 0.20718 | 553.8478 | 1.4672
| 552.0855 | 0.0023418 | 646.954 | 0.017038 | 552.0855 | 0.015093 | 646.954 | 0.01399 | 553.966 | 0.00053406 | 646.954 | 0.021894 | 553.966 | 0.00023675 | 641.75 | -0.00071969 | 552.0855 | 0.63193 | 641.75 | 0.0022036 | 641.75 | -0.0036216 | 553.966 | 0.00020875 | 553.966 | 0.00026362 | 552.0855 | 0.018975 | 646.954 | 0.01348 | 828.8324 | 0.065763 | 646.954 | 0.010205 | 828.1649 | 5.3852 | 828.8324 | 0.21168 | 553.966 | 1.4671
| 552.2015 | 0 | 647.1856 | 0.011255 | 552.2015 | 0 | 647.1856 | -0.02753 | 554.0843 | 0 | 647.1856 | -0.0094726 | 554.0843 | 0.00045786 | 641.98 | -0.015113 | 552.2015 | 0.62829 | 641.98 | -0.0074648 | 641.98 | 0.012446 | 554.0843 | 0.0004099 | 554.0843 | 0.00047706 | 552.2015 | 0 | 647.1856 | 0.014654 | 828.9989 | 0.069257 | 647.1856 | 0.003223 | 828.3316 | 5.357 | 828.9989 | 0.2154 | 554.0843 | 1.4707
| 552.3174 | 0.010783 | 647.4173 | 0.020629 | 552.3174 | 0.01538 | 647.4173 | 0.021746 | 554.2025 | 0.00053406 | 647.4173 | 0.020632 | 554.2025 | 0.00022371 | 642.22 | -0.010795 | 552.3174 | 0.62829 | 642.22 | 0.0080281 | 642.22 | 0.0032646 | 554.2025 | 0.00020346 | 554.2025 | 0.00021343 | 552.3174 | 0.01265 | 647.4173 | 0.020122 | 829.1654 | 0.055642 | 647.4173 | 0.0045415 | 828.4983 | 5.418 | 829.1654 | 0.22042 | 554.2025 | 1.4709
| 552.4334 | 0 | 647.6489 | 0.01806 | 552.4334 | 0 | 647.6489 | -0.0040947 | 554.3208 | 0 | 647.6489 | -0.0059159 | 554.3208 | 0.00044202 | 642.45 | -0.011275 | 552.4334 | 0.60648 | 642.45 | -0.01096 | 642.45 | -0.0085181 | 554.3208 | 0.00042476 | 554.3208 | 0.000407 | 552.4334 | 0 | 647.6489 | 0.018724 | 829.332 | 0.065581 | 647.6489 | -0.0020879 | 828.665 | 5.4486 | 829.332 | 0.22237 | 554.3208 | 1.4778
| 552.5494 | 0.007814 | 647.8806 | 0.01596 | 552.5494 | 0.010126 | 647.8806 | 0.027387 | 554.439 | 0.00082547 | 647.8806 | 0.023784 | 554.439 | 0.00022129 | 642.68 | -0.0002399 | 552.5494 | 0.58304 | 642.68 | 0.0047664 | 642.68 | 0.00081613 | 554.439 | 0.00022609 | 554.439 | 0.00019357 | 552.5494 | 0.022348 | 647.8806 | 0.01902 | 829.4985 | 0.06608 | 647.8806 | -0.0048026 | 828.8317 | 5.53 | 829.4985 | 0.22437 | 554.439 | 1.4786
| 552.6654 | 0 | 648.1122 | 0.011892 | 552.6654 | 0 | 648.1122 | -0.027438 | 554.5573 | 0 | 648.1122 | -0.010518 | 554.5573 | 0.00046586 | 642.91 | 0.012235 | 552.6654 | 0.58593 | 642.91 | -0.0071154 | 642.91 | -0.0063763 | 554.5573 | 0.00044557 | 554.5573 | 0.00041693 | 552.6654 | 0 | 648.1122 | 0.014563 | 829.6651 | 0.06009 | 648.1122 | -0.0081894 | 828.9985 | 5.4681 | 829.6651 | 0.22418 | 554.5573 | 1.4791
| 552.7814 | 0.003377 | 648.3439 | 0.019325 | 552.7814 | 0.0056319 | 648.3439 | 0.015352 | 554.6755 | 0.00024284 | 648.3439 | 0.024553 | 554.6755 | 0.00024755 | 643.14 | -0.0074367 | 552.7814 | 0.58628 | 643.14 | 0.006397 | 643.14 | -0.0080593 | 554.6755 | 0.00022262 | 554.6755 | 0.00022354 | 552.7814 | 0.038694 | 648.3439 | 0.022713 | 829.8316 | 0.05546 | 648.3439 | 0.005398 | 829.1652 | 5.5497 | 829.8316 | 0.22488 | 554.6755 | 1.4743
| 552.8975 | 0 | 648.5756 | 0.010731 | 552.8975 | 0 | 648.5756 | -0.029209 | 554.7938 | 0 | 648.5756 | -0.010639 | 554.7938 | 0.00046307 | 643.37 | -0.0040782 | 552.8975 | 0.57358 | 643.37 | -0.0089791 | 643.37 | -0.0007141 | 554.7938 | 0.00046209 | 554.7938 | 0.00043698 | 552.8975 | 0 | 648.5756 | 0.017136 | 829.9982 | 0.0536 | 648.5756 | -0.0094295 | 829.3319 | 5.6043 | 829.9982 | 0.22446 | 554.7938 | 1.4771
| 553.0135 | 0.0093016 | 648.8073 | 0.013477 | 553.0135 | 0.013087 | 648.8073 | 0.0093389 | 554.9121 | 0.00082547 | 648.8073 | 0.017379 | 554.9121 | 0.00022036 | 643.61 | -0.012235 | 553.0135 | 0.56221 | 643.61 | 0.00045625 | 643.61 | 0.0034176 | 554.9121 | 0.00024376 | 554.9121 | 0.00021343 | 553.0135 | 0.040943 | 648.8073 | 0.020055 | 830.1648 | 0.057366 | 648.8073 | 0.0050833 | 829.4986 | 5.6308 | 830.1648 | 0.22562 | 554.9121 | 1.4755
| 553.1295 | 0 | 649.039 | 0.0093505 | 553.1295 | 0 | 649.039 | -0.020067 | 555.0303 | 0 | 649.039 | -0.011563 | 555.0303 | 0.00042936 | 643.84 | -0.012714 | 553.1295 | 0.55413 | 643.84 | 0.00092222 | 643.84 | -0.0042337 | 555.0303 | 0.00045796 | 555.0303 | 0.000407 | 553.1295 | 0 | 649.039 | 0.015556 | 830.3314 | 0.053463 | 649.039 | -0.0011095 | 829.6654 | 5.5578 | 830.3314 | 0.22738 | 555.0303 | 1.4798
| 553.2455 | 0.0030813 | 649.2707 | 0.01182 | 553.2455 | 0.011463 | 649.2707 | 0.014207 | 555.1486 | 0.00053406 | 649.2707 | 0.021019 | 555.1486 | 0.00021458 | 644.07 | -0.0088761 | 553.2455 | 0.579 | 644.07 | -0.0097949 | 644.07 | -0.0054579 | 555.1486 | 0.00021618 | 555.1486 | 0.00019357 | 553.2455 | 0.026546 | 649.2707 | 0.022391 | 830.4979 | 0.045566 | 649.2707 | 0.0077493 | 829.8321 | 5.6469 | 830.4979 | 0.23017 | 555.1486 | 1.4808
| 553.3615 | 0 | 649.5025 | 0.013461 | 553.3615 | 0 | 649.5025 | -0.023944 | 555.2669 | 0 | 649.5025 | -0.0089605 | 555.2669 | 0.00043941 | 644.3 | -0.0088761 | 553.3615 | 0.56501 | 644.3 | -0.0066496 | 644.3 | -0.0017853 | 555.2669 | 0.00043054 | 555.2669 | 0.00042704 | 553.3615 | 0 | 649.5025 | 0.017804 | 830.6645 | 0.05714 | 649.5025 | -0.0067116 | 829.9989 | 5.5827 | 830.6645 | 0.23152 | 555.2669 | 1.4819
| 553.4776 | 0.0044124 | 649.7342 | 0.013438 | 553.4776 | 0.018246 | 649.7342 | 0.037398 | 555.3851 | 0.00053406 | 649.7342 | 0.023089 | 555.3851 | 0.00022856 | 644.53 | 0.012714 | 553.4776 | 0.57926 | 644.53 | -0.0044363 | 644.53 | 0.0047948 | 555.3851 | 0.00021915 | 555.3851 | 0.00023348 | 553.4776 | 0.051517 | 649.7342 | 0.015667 | 830.8311 | 0.06136 | 649.7342 | 9.9749e-05 | 830.1656 | 5.6855 | 830.8311 | 0.23161 | 555.3851 | 1.4804
| 553.5936 | 0 | 649.9659 | 0.01112 | 553.5936 | 0 | 649.9659 | -0.0241 | 555.5034 | 0 | 649.9659 | -0.0099129 | 555.5034 | 0.00047015 | 644.76 | -0.00071969 | 553.5936 | 0.55164 | 644.76 | -0.00024269 | 644.76 | 0.0037236 | 555.5034 | 0.00041634 | 555.5034 | 0.00041693 | 553.5936 | 0 | 649.9659 | 0.023699 | 830.9977 | 0.042526 | 649.9659 | -0.0024331 | 830.3324 | 5.6429 | 830.9977 | 0.23152 | 555.5034 | 1.4822
| 553.7097 | 0.0041166 | 650.1977 | 0.015289 | 553.7097 | 0.0031472 | 650.1977 | 0.0071604 | 555.6217 | 0.0011167 | 650.1977 | 0.022828 | 555.6217 | 0.00024513 | 645 | 0.0064771 | 553.7097 | 0.55418 | 645 | -0.0021065 | 645 | 0.010916 | 555.6217 | 0.00020181 | 555.6217 | 0.00018688 | 553.7097 | 0 | 650.1977 | 0.027063 | 831.1642 | 0.04779 | 650.1977 | 0.0046975 | 830.4992 | 5.6177 | 831.1642 | 0.23175 | 555.6217 | 1.4858
| 553.8257 | 0 | 650.4295 | 0.014702 | 553.8257 | 0 | 650.4295 | -0.036931 | 555.74 | 0 | 650.4295 | -0.0044145 | 555.74 | 0.00044575 | 645.23 | -0.02183 | 553.8257 | 0.54583 | 645.23 | -0.0010581 | 645.23 | 0.0044887 | 555.74 | 0.00041485 | 555.74 | 0.00038028 | 553.8257 | 0 | 650.4295 | 0.016614 | 831.3308 | 0.03717 | 650.4295 | -0.0082143 | 830.6659 | 5.7032 | 831.3308 | 0.23291 | 555.74 | 1.4987
| 553.9418 | 0.010783 | 650.6613 | 0.016281 | 553.9418 | 0.0066257 | 650.6613 | 0.020345 | 555.8583 | 0.00082547 | 650.6613 | 0.023207 | 555.8583 | 0.00020304 | 645.46 | 0.0050378 | 553.9418 | 0.55267 | 645.46 | -0.002223 | 645.46 | 0.0031115 | 555.8583 | 0.00021833 | 555.8583 | 0.00020024 | 553.9418 | 0.02947 | 650.6613 | 0.029286 | 831.4974 | 0.040393 | 650.6613 | -7.6171e-06 | 830.8327 | 5.6949 | 831.4974 | 0.2344 | 555.8583 | 1.5023
| 554.0579 | 0 | 650.893 | 0.01259 | 554.0579 | 0 | 650.893 | -0.039894 | 555.9765 | 0 | 650.893 | -0.0092946 | 555.9765 | 0.00044202 | 645.69 | -0.011755 | 554.0579 | 0.53686 | 645.69 | -0.0095617 | 645.69 | -0.00010202 | 555.9765 | 0.00041717 | 555.9765 | 0.00037034 | 554.0579 | 0 | 650.893 | 0.022487 | 831.664 | 0.0477 | 650.893 | -0.010634 | 830.9995 | 5.6875 | 831.664 | 0.23644 | 555.9765 | 1.5121
| 554.1739 | 0.016875 | 651.1249 | 0.01169 | 554.1739 | 0.0057976 | 651.1249 | 0.01591 | 556.0948 | 0.0011167 | 651.1249 | 0.022185 | 556.0948 | 0.00024104 | 645.92 | 0.0079165 | 554.1739 | 0.52846 | 645.92 | -0.0039703 | 645.92 | -0.0030095 | 556.0948 | 0.00020264 | 556.0948 | 0.00018175 | 554.1739 | 0.040943 | 651.1249 | 0.025978 | 831.8306 | 0.045067 | 651.1249 | 0.0050888 | 831.1662 | 5.7102 | 831.8306 | 0.23756 | 556.0948 | 1.508
| 554.29 | 0 | 651.3567 | 0.0085329 | 554.29 | 0 | 651.3567 | -0.0054907 | 556.2131 | 0 | 651.3567 | -0.0083383 | 556.2131 | 0.000464 | 646.16 | -0.010795 | 554.29 | 0.54783 | 646.16 | 0.0032519 | 646.16 | -0.0085181 | 556.2131 | 0.00041981 | 556.2131 | 0.00036195 | 554.29 | 0 | 651.3567 | 0.021345 | 831.9972 | 0.048743 | 651.3567 | -0.0092662 | 831.333 | 5.6841 | 831.9972 | 0.23914 | 556.2131 | 1.5073
| 554.4061 | 0.0029334 | 651.5885 | 0.015182 | 554.4061 | 0.0038098 | 651.5885 | 0.033659 | 556.3314 | 0.00082547 | 651.5885 | 0.020484 | 556.3314 | 0.00022297 | 646.39 | -0.012235 | 554.4061 | 0.53464 | 646.39 | -0.0031549 | 646.39 | -0.00086717 | 556.3314 | 0.00022064 | 556.3314 | 0.00018843 | 554.4061 | 0.02947 | 651.5885 | 0.025757 | 832.1638 | 0.047473 | 651.5885 | 0.0031665 | 831.4998 | 5.7299 | 832.1638 | 0.23974 | 556.3314 | 1.4965
| 554.5222 | 0 | 651.8203 | 0.007724 | 554.5222 | 0 | 651.8203 | -0.021352 | 556.4497 | 0 | 651.8203 | -0.0097754 | 556.4497 | 0.0004735 | 646.62 | 0.0098357 | 554.5222 | 0.52731 | 646.62 | -0.0043198 | 646.62 | -0.011273 | 556.4497 | 0.00042295 | 556.4497 | 0.00035698 | 554.5222 | 0 | 651.8203 | 0.02077 | 832.3304 | 0.037579 | 651.8203 | -0.0019292 | 831.6666 | 5.7463 | 832.3304 | 0.24123 | 556.4497 | 1.4932
| 554.6383 | 0.014487 | 652.0522 | 0.015166 | 554.6383 | 0.015284 | 652.0522 | 0.030734 | 556.568 | 0.00024284 | 652.0522 | 0.021055 | 556.568 | 0.00025165 | 646.85 | -0.030466 | 554.6383 | 0.52984 | 646.85 | -0.0042033 | 646.85 | -0.010661 | 556.568 | 0.00020495 | 556.568 | 0.00017678 | 554.6383 | 0.032845 | 652.0522 | 0.027366 | 832.497 | 0.043751 | 652.0522 | 0.00017114 | 831.8334 | 5.7745 | 832.497 | 0.24146 | 556.568 | 1.4924
| 554.7544 | 0 | 652.284 | 0.01475 | 554.7544 | 0 | 652.284 | -0.027959 | 556.6863 | 0 | 652.284 | -0.010913 | 556.6863 | 0.00048058 | 647.08 | -0.019431 | 554.7544 | 0.50386 | 647.08 | -0.012008 | 647.08 | -0.011579 | 556.6863 | 0.00040065 | 556.6863 | 0.00036024 | 554.7544 | 0 | 652.284 | 0.02198 | 832.6636 | 0.036853 | 652.284 | 0.0056144 | 832.0002 | 5.7722 | 832.6636 | 0.24355 | 556.6863 | 1.4924
| 554.8705 | 0.0026375 | 652.5159 | 0.013217 | 554.8705 | 0.011941 | 652.5159 | 0.0076373 | 556.8047 | 0.00082547 | 652.5159 | 0.019949 | 556.8047 | 0.00023023 | 647.31 | -0.015593 | 554.8705 | 0.50728 | 647.31 | 0.002786 | 647.31 | 0.0051009 | 556.8047 | 0.00019686 | 556.8047 | 0.00018688 | 554.8705 | 0.014758 | 652.5159 | 0.032084 | 832.8303 | 0.03422 | 652.5159 | 0.0045213 | 832.167 | 5.7812 | 832.8303 | 0.24494 | 556.8047 | 1.4904
| 554.9866 | 0 | 652.7478 | 0.010754 | 554.9866 | 0 | 652.7478 | -0.037916 | 556.923 | 0 | 652.7478 | -0.0077238 | 556.923 | 0.00045581 | 647.55 | -0.027109 | 554.9866 | 0.51505 | 647.55 | -0.0044363 | 647.55 | -0.010813 | 556.923 | 0.00041634 | 556.923 | 0.00037702 | 554.9866 | 0 | 652.7478 | 0.029933 | 832.9969 | 0.044931 | 652.7478 | -0.0034447 | 832.3338 | 5.8244 | 832.9969 | 0.24759 | 556.923 | 1.4897
| 555.1027 | 0.0081099 | 652.9797 | 0.018532 | 555.1027 | 0.0034785 | 652.9797 | 0.020583 | 557.0413 | 0.00024284 | 652.9797 | 0.021275 | 557.0413 | 0.00023023 | 647.78 | 0.019431 | 555.1027 | 0.49796 | 647.78 | -0.0051353 | 647.78 | 0.014436 | 557.0413 | 0.00021998 | 557.0413 | 0.00019357 | 555.1027 | 0.035094 | 652.9797 | 0.02497 | 833.1635 | 0.053872 | 652.9797 | 0.0043434 | 832.5006 | 5.8575 | 833.1635 | 0.24782 | 557.0413 | 1.4906
| 555.2188 | 0 | 653.2115 | 0.0078607 | 555.2188 | 0 | 653.2115 | -0.031135 | 557.1596 | 0 | 653.2115 | -0.011453 | 557.1596 | 0.00044072 | 648.01 | -0.033118 | 555.2188 | 0.51408 | 648.01 | -0.0012822 | 648.01 | -0.002989 | 557.1596 | 0.00042377 | 557.1596 | 0.00037702 | 555.2188 | 0 | 653.2115 | 0.030513 | 833.3302 | 0.04071 | 653.2115 | -0.0035777 | 832.6674 | 5.8503 | 833.3302 | 0.24894 | 557.1596 | 1.4972
| 555.335 | 0 | 653.4435 | 0.014718 | 555.335 | 0.014233 | 653.4435 | 0.018983 | 557.2779 | 0.0011167 | 653.4435 | 0.022363 | 557.2779 | 0.00021812 | 648.24 | 0.0036326 | 555.335 | 0.50311 | 648.24 | -0.0021265 | 648.24 | 0.0011329 | 557.2779 | 0.00020495 | 557.2779 | 0.00018346 | 555.335 | 0.032845 | 653.4435 | 0.030352 | 833.4968 | 0.041028 | 653.4435 | 0.0098873 | 832.8342 | 5.9519 | 833.4968 | 0.24801 | 557.2779 | 1.4992
| 555.4511 | 0 | 653.6754 | 0.0057402 | 555.4511 | 0 | 653.6754 | -0.024115 | 557.3963 | 0 | 653.6754 | -0.013186 | 557.3963 | 0.00044184 | 648.47 | -0.021469 | 555.4511 | 0.48597 | 648.47 | -0.0084433 | 648.47 | -0.0067189 | 557.3963 | 0.00041518 | 557.3963 | 0.000407 | 555.4511 | 0 | 653.6754 | 0.027126 | 833.6634 | 0.036853 | 653.6754 | -0.0075458 | 833.001 | 5.9303 | 833.6634 | 0.24866 | 557.3963 | 1.5042
| 555.5672 | 0.0060393 | 653.9073 | 0.012271 | 555.5672 | 0.017195 | 653.9073 | 0.029198 | 557.5146 | 0.00082547 | 653.9073 | 0.02682 | 557.5146 | 0.00023116 | 648.71 | -0.0026357 | 555.5672 | 0.49418 | 648.71 | 0.0059241 | 648.71 | 0.0011209 | 557.5146 | 0.00021139 | 557.5146 | 0.00022354 | 555.5672 | 0.0084334 | 653.9073 | 0.033552 | 833.8301 | 0.04652 | 653.9073 | -0.0024352 | 833.1679 | 5.9146 | 833.8301 | 0.24787 | 557.5146 | 1.5087
| 555.6834 | 0 | 654.1392 | 0.0090119 | 555.6834 | 0 | 654.1392 | -0.039647 | 557.6329 | 0 | 654.1392 | -0.013742 | 557.6329 | 0.00045804 | 648.94 | -0.027695 | 555.6834 | 0.48783 | 648.94 | -0.0046873 | 648.94 | 0.00066567 | 557.6329 | 0.00041337 | 557.6329 | 0.00046712 | 555.6834 | 0 | 654.1392 | 0.029605 | 833.9967 | 0.033267 | 654.1392 | -0.0020116 | 833.3347 | 5.8767 | 833.9967 | 0.24959 | 557.6329 | 1.5148
| 555.7995 | 0.0026375 | 654.3712 | 0.003934 | 555.7995 | 0.018341 | 654.3712 | 0.0141 | 557.7513 | 0.00082547 | 654.3712 | 0.018324 | 557.7513 | 0.00023116 | 649.17 | -0.0012046 | 555.7995 | 0.47869 | 649.17 | -0.0032854 | 649.17 | 0.00081961 | 557.7513 | 0.00020379 | 557.7513 | 0.00024358 | 555.7995 | 0.03082 | 654.3712 | 0.028412 | 834.1633 | 0.035128 | 654.3712 | 0.007595 | 833.5015 | 5.9294 | 834.1633 | 0.25024 | 557.7513 | 1.5178
| 555.9157 | 0 | 654.6032 | 0.01266 | 555.9157 | 0 | 654.6032 | -0.046115 | 557.8696 | 0 | 654.6032 | -0.014666 | 557.8696 | 0.00044444 | 649.4 | 0.00023908 | 555.9157 | 0.45253 | 649.4 | -0.0073234 | 649.4 | -0.00055917 | 557.8696 | 0.00038678 | 557.8696 | 0.00041693 | 555.9157 | 0 | 654.6032 | 0.031804 | 834.33 | 0.035491 | 654.6032 | -0.00050049 | 833.6684 | 5.949 | 834.33 | 0.25233 | 557.8696 | 1.5194
| 556.0318 | 0.0061872 | 654.8351 | 0.013393 | 556.0318 | 0.0077853 | 654.8351 | 0.0053742 | 557.9879 | 0.00082547 | 654.8351 | 0.019099 | 557.9879 | 0.00021328 | 649.63 | -0.014143 | 556.0318 | 0.46039 | 649.63 | 0.0034823 | 649.63 | 0.011978 | 557.9879 | 0.00018414 | 557.9879 | 0.00017352 | 556.0318 | 0.021505 | 654.8351 | 0.035514 | 834.4966 | 0.033857 | 654.8351 | 0.0039043 | 833.8352 | 5.9828 | 834.4966 | 0.25293 | 557.9879 | 1.516
| 556.148 | 0 | 655.0671 | 0.0037737 | 556.148 | 0 | 655.0671 | -0.05395 | 558.1063 | 0 | 655.0671 | -0.014329 | 558.1063 | 0.00044407 | 649.87 | -0.0026576 | 556.148 | 0.45795 | 649.87 | -0.0013003 | 649.87 | -0.011661 | 558.1063 | 0.00037984 | 558.1063 | 0.00033694 | 556.148 | 0 | 655.0671 | 0.022831 | 834.6633 | 0.024009 | 655.0671 | 0.0039155 | 834.002 | 5.9775 | 834.6633 | 0.25479 | 558.1063 | 1.5156
| 556.2642 | 0.007814 | 655.2991 | 0.01307 | 556.2642 | 0.012132 | 655.2991 | 0.017525 | 558.2246 | 0.00082547 | 655.2991 | 0.018457 | 558.2246 | 0.00023414 | 650.1 | -0.0035906 | 556.2642 | 0.45196 | 650.1 | -0.001637 | 650.1 | -0.0016287 | 558.2246 | 0.00019735 | 558.2246 | 0.00016342 | 556.2642 | 0.041393 | 655.2991 | 0.039914 | 834.83 | 0.030816 | 655.2991 | 0.0054692 | 834.1689 | 6.0598 | 834.83 | 0.2553 | 558.2246 | 1.5044
| 556.3803 | 0 | 655.5311 | 0.0030846 | 556.3803 | 0 | 655.5311 | -0.018046 | 558.343 | 0 | 655.5311 | -0.016721 | 558.343 | 0.00046102 | 650.33 | -0.0105 | 556.3803 | 0.45218 | 650.33 | -0.0025022 | 650.33 | -0.0030761 | 558.343 | 0.00040874 | 558.343 | 0.00034687 | 556.3803 | 0 | 655.5311 | 0.032137 | 834.9966 | 0.031996 | 655.5311 | -0.0088075 | 834.3357 | 5.9554 | 834.9966 | 0.25711 | 558.343 | 1.5023
| 556.4965 | 0.007814 | 655.7631 | 0.015196 | 556.4965 | 0.018723 | 655.7631 | 0.019311 | 558.4613 | 0.00082547 | 655.7631 | 0.018832 | 558.4613 | 0.00023116 | 650.56 | 0.012925 | 556.4965 | 0.45018 | 650.56 | 0.0043268 | 650.56 | 0.0070956 | 558.4613 | 0.00021387 | 558.4613 | 0.00018346 | 556.4965 | 0.018132 | 655.7631 | 0.038969 | 835.1633 | 0.038849 | 655.7631 | 0.010044 | 834.5026 | 6.0969 | 835.1633 | 0.25772 | 558.4613 | 1.503
| 556.6127 | 0 | 655.9951 | 0.0069628 | 556.6127 | 0 | 655.9951 | -0.023931 | 558.5797 | 0 | 655.9951 | -0.012928 | 558.5797 | 0.00043662 | 650.79 | 0.0086603 | 556.6127 | 0.44574 | 650.79 | -0.0067153 | 650.79 | 0.009008 | 558.5797 | 0.00041717 | 558.5797 | 0.00043698 | 556.6127 | 0 | 655.9951 | 0.037867 | 835.33 | 0.032768 | 655.9951 | -0.0057033 | 834.6694 | 6.0817 | 835.33 | 0.25944 | 558.5797 | 1.5147
| 556.7289 | 0.007814 | 656.2272 | 0.0063976 | 556.7289 | 0.0084479 | 656.2272 | -0.011965 | 558.698 | 0.00082547 | 656.2272 | 0.018207 | 558.698 | 0.00020993 | 651.03 | 0.055417 | 556.7289 | 0.46594 | 651.03 | 0.002361 | 651.03 | 0.0072156 | 558.698 | 0.00020611 | 558.698 | 0.00025352 | 556.7289 | 0.033745 | 656.2272 | 0.04094 | 835.4966 | 0.029046 | 656.2272 | 0.00061586 | 834.8363 | 6.1095 | 835.4966 | 0.25911 | 558.698 | 1.5277
| 556.8451 | 0 | 656.4592 | 0.0014391 | 556.8451 | 0 | 656.4592 | -0.022465 | 558.8164 | 0 | 656.4592 | -0.011085 | 558.8164 | 0.00040849 | 651.26 | -0.0068713 | 556.8451 | 0.45329 | 651.26 | -0.0075486 | 651.26 | 0.00070347 | 558.8164 | 0.00043219 | 558.8164 | 0.00043698 | 556.8451 | 0 | 656.4592 | 0.034479 | 835.6633 | 0.029137 | 656.4592 | -0.0067337 | 835.0032 | 6.1452 | 835.6633 | 0.25981 | 558.8164 | 1.5372
| 556.9613 | 0.0066309 | 656.6913 | 0.0094533 | 556.9613 | 0.01624 | 656.6913 | -0.0079475 | 558.9348 | 0.00024284 | 656.6913 | 0.021344 | 558.9348 | 0.0002008 | 651.49 | 0.027367 | 556.9613 | 0.44565 | 651.49 | 0.0019245 | 651.49 | -0.0024858 | 558.9348 | 0.00022989 | 558.9348 | 0.00018346 | 556.9613 | 0.038019 | 656.6913 | 0.043198 | 835.83 | 0.032541 | 656.6913 | 0.0017295 | 835.17 | 6.1372 | 835.83 | 0.25902 | 558.9348 | 1.5359
| 557.0775 | 0 | 656.9233 | 0.0066947 | 557.0775 | 0 | 656.9233 | -0.041487 | 559.0531 | 0 | 656.9233 | -0.01288 | 559.0531 | 0.00041203 | 651.72 | 0.01963 | 557.0775 | 0.44725 | 651.72 | -0.00040259 | 651.72 | -0.014179 | 559.0531 | 0.0004421 | 559.0531 | 0.00038696 | 557.0775 | 0 | 656.9233 | 0.036336 | 835.9967 | 0.036716 | 656.9233 | -0.0055637 | 835.3369 | 6.0955 | 835.9967 | 0.2613 | 559.0531 | 1.5327
| 557.1937 | 0.0098778 | 657.1554 | 0.0093883 | 557.1937 | 0.014902 | 657.1554 | 0.010563 | 559.1715 | 0.00082547 | 657.1554 | 0.016677 | 559.1715 | 0.00021254 | 651.95 | -0.012831 | 557.1937 | 0.43166 | 651.95 | 0.0081269 | 651.95 | 0.010077 | 559.1715 | 0.00021387 | 559.1715 | 0.0002035 | 557.1937 | 0.02947 | 657.1554 | 0.041944 | 836.1634 | 0.036081 | 657.1554 | 0.0086094 | 835.5038 | 6.2348 | 836.1634 | 0.26185 | 559.1715 | 1.5241
| 557.3099 | 0 | 657.3875 | -0.0039444 | 557.3099 | 0 | 657.3875 | -0.02172 | 559.2899 | 0 | 657.3875 | -0.016648 | 559.2899 | 0.00044705 | 652.19 | -0.027449 | 557.3099 | 0.42807 | 652.19 | -0.0043703 | 652.19 | -0.014182 | 559.2899 | 0.00043021 | 559.2899 | 0.00037034 | 557.3099 | 0 | 657.3875 | 0.03796 | 836.33 | 0.034946 | 657.3875 | -0.0023855 | 835.6707 | 6.1521 | 836.33 | 0.26418 | 559.2899 | 1.5237
| 557.4262 | 0 | 657.6196 | 0.0047239 | 557.4262 | 0.017863 | 657.6196 | 0.00030886 | 559.4083 | 0.00024284 | 657.6196 | 0.01681 | 559.4083 | 0.00023601 | 652.42 | -0.0085254 | 557.4262 | 0.42713 | 652.42 | -0.0017667 | 652.42 | 0.0046691 | 559.4083 | 0.00022113 | 559.4083 | 0.00016684 | 557.4262 | 0.050167 | 657.6196 | 0.045296 | 836.4967 | 0.029046 | 657.6196 | 0.0016298 | 835.8375 | 6.1878 | 836.4967 | 0.26399 | 559.4083 | 1.5225
| 557.5424 | 0 | 657.8517 | 0.00037145 | 557.5424 | 0 | 657.8517 | -0.020602 | 559.5266 | 0 | 657.8517 | -0.012103 | 559.5266 | 0.00045916 | 652.65 | -0.030481 | 557.5424 | 0.43428 | 652.65 | -0.010085 | 652.65 | -0.0053376 | 559.5266 | 0.00044062 | 559.5266 | 0.00038028 | 557.5424 | 0 | 657.8517 | 0.037422 | 836.6634 | 0.029591 | 657.8517 | -0.0050653 | 836.0044 | 6.1744 | 836.6634 | 0.26608 | 559.5266 | 1.5284
| 557.6586 | 0.010454 | 658.0838 | 0.0052411 | 557.6586 | 0.013756 | 658.0838 | 0.022669 | 559.645 | 0.0011167 | 658.0838 | 0.013079 | 559.645 | 0.00022539 | 652.88 | -0.020253 | 557.6586 | 0.42571 | 652.88 | 0.00061204 | 652.88 | -0.0040336 | 559.645 | 0.00022295 | 559.645 | 0.0002369 | 557.6586 | 0.023171 | 658.0838 | 0.04197 | 836.8301 | 0.03009 | 658.0838 | -0.00078934 | 836.1713 | 6.2809 | 836.8301 | 0.26701 | 559.645 | 1.5413
| 557.7749 | 0 | 658.3159 | 0.0021232 | 557.7749 | 0 | 658.3159 | -0.027198 | 559.7634 | 0 | 658.3159 | -0.011326 | 559.7634 | 0.00045022 | 653.12 | -0.007919 | 557.7749 | 0.41874 | 653.12 | 0.0051996 | 653.12 | 0.01032 | 559.7634 | 0.00041832 | 559.7634 | 0.00042036 | 557.7749 | 0 | 658.3159 | 0.042236 | 836.9968 | 0.031134 | 658.3159 | 0.0035771 | 836.3382 | 6.2477 | 836.9968 | 0.2698 | 559.7634 | 1.5549
| 557.8911 | 0 | 658.5481 | 0.0037665 | 557.8911 | 0.010603 | 658.5481 | -0.012376 | 559.8818 | 0.00053406 | 658.5481 | 0.012769 | 559.8818 | 0.00022762 | 653.35 | 0.0022869 | 557.8911 | 0.40835 | 653.35 | -0.0027249 | 653.35 | -0.010644 | 559.8818 | 0.00019884 | 559.8818 | 0.00021018 | 557.8911 | 0.038469 | 658.5481 | 0.049211 | 837.1635 | 0.032087 | 658.5481 | 0.0019324 | 836.5051 | 6.333 | 837.1635 | 0.27059 | 559.8818 | 1.5593
| 558.0074 | 0 | 658.7802 | 0.00085142 | 558.0074 | 0 | 658.7802 | -0.033733 | 560.0002 | 0 | 658.7802 | -0.013336 | 560.0002 | 0.00045488 | 653.58 | 0.027974 | 558.0074 | 0.40591 | 653.58 | 0.0059861 | 653.58 | -0.0036439 | 560.0002 | 0.00041139 | 560.0002 | 0.00042036 | 558.0074 | 0 | 658.7802 | 0.046119 | 837.3302 | 0.0295 | 658.7802 | -0.00010512 | 836.672 | 6.2776 | 837.3302 | 0.2724 | 560.0002 | 1.5545
| 558.1236 | 0.0045602 | 659.0124 | 0.0076191 | 558.1236 | 0.0091104 | 659.0124 | 0.026765 | 560.1186 | 0.00082547 | 659.0124 | 0.017955 | 560.1186 | 0.0002293 | 653.81 | 0.015351 | 558.1236 | 0.40307 | 653.81 | 0.0036558 | 653.81 | 0.0011772 | 560.1186 | 0.00021255 | 560.1186 | 0.00024187 | 558.1236 | 0.033295 | 659.0124 | 0.047637 | 837.4969 | 0.028638 | 659.0124 | 0.011456 | 836.8389 | 6.3021 | 837.4969 | 0.27268 | 560.1186 | 1.538
| 558.2399 | 0 | 659.2446 | -0.00062692 | 558.2399 | 0 | 659.2446 | -0.040967 | 560.237 | 0 | 659.2446 | -0.018441 | 560.237 | 0.00044239 | 654.04 | -0.011434 | 558.2399 | 0.40187 | 654.04 | 0.00048322 | 654.04 | 0.006699 | 560.237 | 0.00042675 | 560.237 | 0.00047209 | 558.2399 | 0 | 659.2446 | 0.045847 | 837.6637 | 0.02832 | 659.2446 | -0.0056137 | 837.0058 | 6.3567 | 837.6637 | 0.27477 | 560.237 | 1.5273
| 558.3561 | 0.010454 | 659.4767 | 0.0086349 | 558.3561 | 0.0091104 | 659.4767 | 0.016642 | 560.3554 | 0.00024284 | 659.4767 | 0.014522 | 560.3554 | 0.00021514 | 654.28 | -0.024205 | 558.3561 | 0.39774 | 654.28 | -0.0053301 | 654.28 | -0.0051466 | 560.3554 | 0.00021502 | 560.3554 | 0.00023844 | 558.3561 | 0.041393 | 659.4767 | 0.05565 | 837.8304 | 0.022647 | 659.4767 | 0.0077291 | 837.1727 | 6.383 | 837.8304 | 0.27532 | 560.3554 | 1.5172
| 558.4724 | 0 | 659.7089 | 0.0015628 | 558.4724 | 0 | 659.7089 | -0.0047189 | 560.4738 | 0 | 659.7089 | -0.010839 | 560.4738 | 0.00044593 | 654.51 | -0.011404 | 558.4724 | 0.3992 | 654.51 | -0.00099471 | 654.51 | -0.0099686 | 560.4738 | 0.00042592 | 560.4738 | 0.00047706 | 558.4724 | 0 | 659.7089 | 0.044134 | 837.9971 | 0.033176 | 659.7089 | 0.0069709 | 837.3397 | 6.391 | 837.9971 | 0.27714 | 560.4738 | 1.5248
| 558.5887 | 0.0048561 | 659.9411 | 0.0070169 | 558.5887 | 0.015284 | 659.9411 | 0.0076605 | 560.5922 | 0.00053406 | 659.9411 | 0.015852 | 560.5922 | 0.00023321 | 654.74 | 0.016071 | 558.5887 | 0.40582 | 654.74 | -0.0049651 | 654.74 | -0.0017358 | 560.5922 | 0.00021156 | 560.5922 | 0.00024684 | 558.5887 | 0.019397 | 659.9411 | 0.053075 | 838.1638 | 0.0236 | 659.9411 | 0.0071999 | 837.5066 | 6.4284 | 838.1638 | 0.27746 | 560.5922 | 1.5337
| 558.705 | 0 | 660.1733 | 0.0063485 | 558.705 | 0 | 660.1733 | -0.015555 | 560.7106 | 0 | 660.1733 | -0.011214 | 560.7106 | 0.00044277 | 654.97 | 0.023918 | 558.705 | 0.3861 | 654.97 | 0.00047882 | 654.97 | -0.0084578 | 560.7106 | 0.00041981 | 560.7106 | 0.00042036 | 558.705 | 0 | 660.1733 | 0.053545 | 838.3306 | 0.024417 | 660.1733 | 0.0018193 | 837.6735 | 6.4088 | 838.3306 | 0.28029 | 560.7106 | 1.5514
| 558.8213 | 0.011359 | 660.4056 | 0.0039281 | 558.8213 | 0.0097437 | 660.4056 | 0.021758 | 560.829 | 0.00053406 | 660.4056 | 0.014401 | 560.829 | 0.00021198 | 655.2 | -0.0145 | 558.8213 | 0.39623 | 655.2 | -0.0013691 | 655.2 | 0.002975 | 560.829 | 0.00020908 | 560.829 | 0.0001802 | 558.8213 | 0.0092767 | 660.4056 | 0.052107 | 838.4973 | 0.035854 | 660.4056 | 0.00020537 | 837.8405 | 6.478 | 838.4973 | 0.28141 | 560.829 | 1.5611
| 558.9376 | 0 | 660.6378 | 0.0062778 | 558.9376 | 0 | 660.6378 | -0.014222 | 560.9474 | 0 | 660.6378 | -0.010543 | 560.9474 | 0.00042675 | 655.44 | -0.022401 | 558.9376 | 0.38144 | 655.44 | -0.0012323 | 655.44 | 0.0064758 | 560.9474 | 0.00040759 | 560.9474 | 0.00040032 | 558.9376 | 0 | 660.6378 | 0.058244 | 838.664 | 0.021149 | 660.6378 | -0.0035118 | 838.0074 | 6.4654 | 838.664 | 0.28471 | 560.9474 | 1.5685
| 559.0539 | 0.015393 | 660.87 | 0.0049214 | 559.0539 | 0.0067914 | 660.87 | 0.024144 | 561.0659 | 0.00082547 | 660.87 | 0.016258 | 561.0659 | 0.00021645 | 655.67 | 0.0057944 | 559.0539 | 0.37962 | 655.67 | -0.006616 | 655.67 | -0.0087848 | 561.0659 | 0.00019983 | 561.0659 | 0.00023022 | 559.0539 | 0.02992 | 660.87 | 0.058997 | 838.8308 | 0.027912 | 660.87 | 0.0038373 | 838.1743 | 6.5308 | 838.8308 | 0.28508 | 561.0659 | 1.5627
| 559.1702 | 0 | 661.1023 | 7.0444e-05 | 559.1702 | 0 | 661.1023 | -0.028939 | 561.1843 | 0 | 661.1023 | -0.013827 | 561.1843 | 0.00040421 | 655.9 | -0.014758 | 559.1702 | 0.38042 | 655.9 | -0.002075 | 655.9 | -0.0026593 | 561.1843 | 0.00041221 | 561.1843 | 0.0004303 | 559.1702 | 0 | 661.1023 | 0.057676 | 838.9975 | 0.019924 | 661.1023 | -0.0054039 | 838.3413 | 6.503 | 838.9975 | 0.28801 | 561.1843 | 1.5587
| 559.2865 | 0.010289 | 661.3346 | 0.0071083 | 559.2865 | 0.014042 | 661.3346 | 0.0034754 | 561.3027 | 0.00082547 | 661.3346 | 0.014317 | 561.3027 | 0.00019223 | 656.13 | 0.01536 | 559.2865 | 0.36723 | 656.13 | 0.0080408 | 656.13 | -0.00088128 | 561.3027 | 0.00021387 | 561.3027 | 0.00020675 | 559.2865 | 0.036219 | 661.3346 | 0.061636 | 839.1642 | 0.026596 | 661.3346 | -0.0010712 | 838.5082 | 6.5878 | 839.1642 | 0.28847 | 561.3027 | 1.5537
| 559.4028 | 0 | 661.5668 | 0.0025743 | 559.4028 | 0 | 661.5668 | -0.02822 | 561.4211 | 0 | 661.5668 | -0.011447 | 561.4211 | 0.00042544 | 656.37 | -0.020067 | 559.4028 | 0.37487 | 656.37 | -0.011633 | 656.37 | 0.0026733 | 561.4211 | 0.00041304 | 561.4211 | 0.00039706 | 559.4028 | 0 | 661.5668 | 0.0573 | 839.331 | 0.021376 | 661.5668 | -0.0067354 | 838.6752 | 6.5178 | 839.331 | 0.29163 | 561.4211 | 1.5561
| 559.5191 | 0.0042645 | 661.7991 | 0.008685 | 559.5191 | 0.01175 | 661.7991 | 0.0042271 | 561.5396 | 0.00024284 | 661.7991 | 0.015614 | 561.5396 | 0.00023861 | 656.6 | 0.0040441 | 559.5191 | 0.37558 | 656.6 | -0.00024066 | 656.6 | 0.003996 | 561.5396 | 0.00020181 | 561.5396 | 0.00019357 | 559.5191 | 0.043868 | 661.7991 | 0.06672 | 839.4977 | 0.0236 | 661.7991 | 0.011579 | 838.8421 | 6.5996 | 839.4977 | 0.29256 | 561.5396 | 1.5569
| 559.6355 | 0 | 662.0314 | 0.0081269 | 559.6355 | 0 | 662.0314 | -0.044749 | 561.658 | 0 | 662.0314 | -0.01351 | 561.658 | 0.00045413 | 656.83 | -0.010566 | 559.6355 | 0.36341 | 656.83 | 0.0075154 | 656.83 | -0.0081874 | 561.658 | 0.00041403 | 561.658 | 0.00041693 | 559.6355 | 0 | 662.0314 | 0.061283 | 839.6645 | 0.020832 | 662.0314 | -0.0039076 | 839.0091 | 6.5858 | 839.6645 | 0.29511 | 561.658 | 1.5639
| 559.7518 | 0.0073704 | 662.2637 | 0.0073604 | 559.7518 | 0.0084479 | 662.2637 | 0.020437 | 561.7764 | 0.0011167 | 662.2637 | 0.015271 | 561.7764 | 0.00022036 | 657.06 | 0.02194 | 559.7518 | 0.37331 | 657.06 | -0.0034461 | 657.06 | -0.002207 | 561.7764 | 0.00021387 | 561.7764 | 0.00022354 | 559.7518 | 0.047242 | 662.2637 | 0.068704 | 839.8312 | 0.030816 | 662.2637 | 0.0099109 | 839.176 | 6.7186 | 839.8312 | 0.29516 | 561.7764 | 1.577
| 559.8682 | 0 | 662.496 | 0.0073234 | 559.8682 | 0 | 662.496 | -0.034373 | 561.8949 | 0 | 662.496 | -0.012454 | 561.8949 | 0.00044239 | 657.3 | -0.01579 | 559.8682 | 0.35635 | 657.3 | -0.003786 | 657.3 | 0.003658 | 561.8949 | 0.00041651 | 561.8949 | 0.00039706 | 559.8682 | 0 | 662.496 | 0.061894 | 839.998 | 0.023146 | 662.496 | -0.0020842 | 839.343 | 6.6668 | 839.998 | 0.29683 | 561.8949 | 1.5886
| 559.9845 | 0.0047082 | 662.7284 | 0.0018102 | 559.9845 | 0.001822 | 662.7284 | -0.0080435 | 562.0133 | 0.00082547 | 662.7284 | 0.016799 | 562.0133 | 0.0002239 | 657.53 | -0.003136 | 559.9845 | 0.34836 | 657.53 | -0.0057496 | 657.53 | -0.00071808 | 562.0133 | 0.00020412 | 562.0133 | 0.00017352 | 559.9845 | 0.02857 | 662.7284 | 0.073698 | 840.1648 | 0.018517 | 662.7284 | -0.0027691 | 839.51 | 6.7259 | 840.1648 | 0.29725 | 562.0133 | 1.5894
| 560.1009 | 0 | 662.9607 | 0.0033365 | 560.1009 | 0 | 662.9607 | -0.029654 | 562.1318 | 0 | 662.9607 | -0.013391 | 562.1318 | 0.00044109 | 657.76 | -0.034996 | 560.1009 | 0.35409 | 657.76 | -0.0085653 | 657.76 | -0.01165 | 562.1318 | 0.00041799 | 562.1318 | 0.00035698 | 560.1009 | 0 | 662.9607 | 0.068975 | 840.3315 | 0.02124 | 662.9607 | 0.00046533 | 839.6769 | 6.6906 | 840.3315 | 0.29911 | 562.1318 | 1.5864
| 560.2172 | 0.0087254 | 663.193 | 0.0080314 | 560.2172 | 0.015284 | 663.193 | 0.024151 | 562.2502 | 0.00082547 | 663.193 | 0.015054 | 562.2502 | 0.00021812 | 657.99 | -0.002649 | 560.2172 | 0.34481 | 657.99 | -0.0048043 | 657.99 | 0.0055814 | 562.2502 | 0.00021651 | 562.2502 | 0.00019357 | 560.2172 | 0.02947 | 663.193 | 0.071561 | 840.4983 | 0.023872 | 663.193 | 0.0040808 | 839.8439 | 6.7446 | 840.4983 | 0.29906 | 562.2502 | 1.578
| 560.3336 | 0 | 663.4254 | -0.0030738 | 560.3336 | 0 | 663.4254 | -0.029928 | 562.3687 | 0 | 663.4254 | -0.010935 | 562.3687 | 0.00045022 | 658.22 | -0.04277 | 560.3336 | 0.331 | 658.22 | 0.0082035 | 658.22 | -0.0010276 | 562.3687 | 0.00043071 | 562.3687 | 0.000407 | 560.3336 | 0 | 663.4254 | 0.07027 | 840.6651 | 0.024508 | 663.4254 | -0.0035734 | 840.0109 | 6.7801 | 840.6651 | 0.29985 | 562.3687 | 1.5806
| 560.4499 | 0.0072224 | 663.6578 | 0.0062748 | 560.4499 | 0.0091104 | 663.6578 | -0.0057458 | 562.4871 | 0.00053406 | 663.6578 | 0.01479 | 562.4871 | 0.00023377 | 658.46 | 0.033805 | 560.4499 | 0.3433 | 658.46 | -0.00012612 | 658.46 | 0.0058625 | 562.4871 | 0.00021651 | 562.4871 | 0.00022354 | 560.4499 | 0.02024 | 663.6578 | 0.073054 | 840.8319 | 0.029455 | 663.6578 | 0.010296 | 840.1779 | 6.8055 | 840.8319 | 0.29999 | 562.4871 | 1.5789
| 560.5663 | 0 | 663.8901 | 0.0039099 | 560.5663 | 0 | 663.8901 | -0.029551 | 562.6056 | 0 | 663.8901 | -0.01028 | 562.6056 | 0.00043941 | 658.69 | -0.036225 | 560.5663 | 0.32798 | 658.69 | 0.0048828 | 658.69 | 0.00035706 | 562.6056 | 0.00044227 | 562.6056 | 0.00041025 | 560.5663 | 0 | 663.8901 | 0.067628 | 840.9986 | 0.027186 | 663.8901 | -0.0039008 | 840.3448 | 6.767 | 840.9986 | 0.30222 | 562.6056 | 1.5885
| 560.6827 | 0.0027855 | 664.1225 | 0.007792 | 560.6827 | 0.016431 | 664.1225 | -0.0058301 | 562.724 | 0.00053406 | 664.1225 | 0.01871 | 562.724 | 0.00020676 | 658.92 | 0.00071969 | 560.6827 | 0.33548 | 658.92 | 0.0052322 | 658.92 | 0.0096913 | 562.724 | 0.00022807 | 562.724 | 0.00019682 | 560.6827 | 0.043868 | 664.1225 | 0.079985 | 841.1654 | 0.028592 | 664.1225 | -0.00082069 | 840.5118 | 6.8651 | 841.1654 | 0.30371 | 562.724 | 1.594
| 560.7991 | 0 | 664.3549 | 0.0054455 | 560.7991 | 0 | 664.3549 | -0.011556 | 562.8425 | 0 | 664.3549 | -0.012524 | 562.8425 | 0.00041166 | 659.15 | -0.00071969 | 560.7991 | 0.33064 | 659.15 | -0.0081638 | 659.15 | -0.0053048 | 562.8425 | 0.00045796 | 562.8425 | 0.00034019 | 560.7991 | 0 | 664.3549 | 0.075771 | 841.3322 | 0.020514 | 664.3549 | -0.0041916 | 840.6788 | 6.8056 | 841.3322 | 0.30608 | 562.8425 | 1.6058
| 560.9155 | 0.010207 | 664.5873 | 0.0055592 | 560.9155 | 0.0084479 | 664.5873 | 0.0152 | 562.961 | 0.00053406 | 664.5873 | 0.012244 | 562.961 | 0.00020676 | 659.39 | -0.039583 | 560.9155 | 0.32163 | 659.39 | -0.0097949 | 659.39 | 0.0014282 | 562.961 | 0.00023022 | 562.961 | 0.0001468 | 560.9155 | 0.01771 | 664.5873 | 0.080287 | 841.499 | 0.022193 | 664.5873 | -0.0026914 | 840.8458 | 6.9357 | 841.499 | 0.30677 | 562.961 | 1.6049
| 561.0319 | 0 | 664.8197 | 0.0074186 | 561.0319 | 0 | 664.8197 | -0.017307 | 563.0794 | 0 | 664.8197 | -0.0093756 | 563.0794 | 0.00042377 | 659.62 | -0.017032 | 561.0319 | 0.31816 | 659.62 | -0.0029219 | 659.62 | -0.011885 | 563.0794 | 0.0004426 | 563.0794 | 0.00036024 | 561.0319 | 0 | 664.8197 | 0.079704 | 841.6658 | 0.024871 | 664.8197 | -0.0026207 | 841.0128 | 6.9171 | 841.6658 | 0.30826 | 563.0794 | 1.605
| 561.1483 | 0.014323 | 665.0522 | 0.0081388 | 561.1483 | 0.01175 | 665.0522 | 0.012524 | 563.1979 | 0.00024284 | 665.0522 | 0.017759 | 563.1979 | 0.0002185 | 659.85 | -0.025189 | 561.1483 | 0.30724 | 659.85 | 0.0049991 | 659.85 | 0.0067842 | 563.1979 | 0.00021271 | 563.1979 | 0.00021686 | 561.1483 | 0.02947 | 665.0522 | 0.085883 | 841.8326 | 0.021785 | 665.0522 | 0.0027762 | 841.1798 | 6.9142 | 841.8326 | 0.30868 | 563.1979 | 1.5929
| 561.2647 | 0 | 665.2846 | 0.00022747 | 561.2647 | 0 | 665.2846 | -0.013304 | 563.3164 | 0 | 665.2846 | -0.014429 | 563.3164 | 0.00043923 | 660.08 | -0.0040782 | 561.2647 | 0.31536 | 660.08 | -0.002456 | 660.08 | -0.015404 | 563.3164 | 0.00041106 | 563.3164 | 0.00038696 | 561.2647 | 0 | 665.2846 | 0.086523 | 841.9994 | 0.023782 | 665.2846 | -0.0067603 | 841.3468 | 6.9708 | 841.9994 | 0.3103 | 563.3164 | 1.5948
| 561.3811 | 0.0069267 | 665.5171 | -0.0017703 | 561.3811 | 0.0054662 | 665.5171 | -0.0010176 | 563.4349 | 0.00053406 | 665.5171 | 0.013862 | 563.4349 | 0.00022241 | 660.32 | -0.010315 | 561.3811 | 0.32087 | 660.32 | -0.006999 | 660.32 | -0.00607 | 563.4349 | 0.00019851 | 563.4349 | 0.00017352 | 561.3811 | 0.031945 | 665.5171 | 0.088883 | 842.1662 | 0.023555 | 665.5171 | 0.0050329 | 841.5139 | 7.044 | 842.1662 | 0.31053 | 563.4349 | 1.5935
| 561.4975 | 0 | 665.7495 | 0.003505 | 561.4975 | 0 | 665.7495 | -0.010634 | 563.5534 | 0 | 665.7495 | -0.013461 | 563.5534 | 0.00046065 | 660.55 | -0.02327 | 561.4975 | 0.31981 | 660.55 | -0.0035044 | 660.55 | 0.0096913 | 563.5534 | 0.00040594 | 563.5534 | 0.00034687 | 561.4975 | 0 | 665.7495 | 0.08743 | 842.333 | 0.024508 | 665.7495 | -0.0069239 | 841.6809 | 7.0608 | 842.333 | 0.31309 | 563.5534 | 1.6043
| 561.614 | 0.010289 | 665.982 | 0.0077457 | 561.614 | 0.01089 | 665.982 | 0.020694 | 563.6718 | 0.0011167 | 665.982 | 0.014221 | 563.6718 | 0.00023973 | 660.78 | 0.016073 | 561.614 | 0.3012 | 660.78 | 0.0020871 | 660.78 | 0.0046418 | 563.6718 | 0.00020726 | 563.6718 | 0.00017352 | 561.614 | 0.027446 | 665.982 | 0.093869 | 842.4998 | 0.023237 | 665.982 | 0.0082827 | 841.8479 | 6.999 | 842.4998 | 0.31407 | 563.6718 | 1.6074
| 561.7304 | 0 | 666.2145 | 0.0045879 | 561.7304 | 0 | 666.2145 | -0.036523 | 563.7903 | 0 | 666.2145 | -0.012446 | 563.7903 | 0.00043327 | 661.01 | -0.0050378 | 561.7304 | 0.29583 | 661.01 | -0.010494 | 661.01 | 0.00096913 | 563.7903 | 0.00040594 | 563.7903 | 0.00034687 | 561.7304 | 0 | 666.2145 | 0.084234 | 842.6666 | 0.020741 | 666.2145 | -0.00096486 | 842.0149 | 7.131 | 842.6666 | 0.31764 | 563.7903 | 1.6151
| 561.8468 | 0.0060393 | 666.447 | 0.0086115 | 561.8468 | 0.013087 | 666.447 | 0.01958 | 563.9088 | 0.00082547 | 666.447 | 0.014394 | 563.9088 | 0.00019428 | 661.25 | -0.0079165 | 561.8468 | 0.30409 | 661.25 | -0.00035917 | 661.25 | 0.0044887 | 563.9088 | 0.00019851 | 563.9088 | 0.00017352 | 561.8468 | 0.034644 | 666.447 | 0.095497 | 842.8334 | 0.025552 | 666.447 | 0.0010346 | 842.1819 | 7.1191 | 842.8334 | 0.31904 | 563.9088 | 1.6124
| 561.9633 | 0 | 666.6795 | -0.00061904 | 561.9633 | 0 | 666.6795 | -0.018157 | 564.0273 | 0 | 666.6795 | -0.014019 | 564.0273 | 0.00042675 | 661.48 | -0.0079165 | 561.9633 | 0.30404 | 661.48 | -0.0035044 | 661.48 | -0.00025504 | 564.0273 | 0.00040247 | 564.0273 | 0.0003085 | 561.9633 | 0 | 666.6795 | 0.088569 | 843.0002 | 0.028002 | 666.6795 | -9.8118e-05 | 842.349 | 7.1312 | 843.0002 | 0.32294 | 564.0273 | 1.6066
| 562.0797 | 0.0027855 | 666.912 | 0.0037576 | 562.0797 | 0.016048 | 666.912 | 0.011308 | 564.1458 | 0.0011167 | 666.912 | 0.011266 | 564.1458 | 0.00023284 | 661.71 | -0.012235 | 562.0797 | 0.30551 | 661.71 | -0.00199 | 661.71 | 0.0038766 | 564.1458 | 0.00020495 | 564.1458 | 0.00013515 | 562.0797 | 0.025646 | 666.912 | 0.097022 | 843.1671 | 0.021649 | 666.912 | 0.0035066 | 842.516 | 7.2141 | 843.1671 | 0.32447 | 564.1458 | 1.5973
| 562.1962 | 0 | 667.1445 | 0.0036414 | 562.1962 | 0 | 667.1445 | -0.018521 | 564.2643 | 0 | 667.1445 | -0.011214 | 564.2643 | 0.00045003 | 661.94 | -0.0016793 | 562.1962 | 0.29876 | 661.94 | -0.0028054 | 661.94 | 5.1009e-05 | 564.2643 | 0.00040181 | 564.2643 | 0.00031861 | 562.1962 | 0 | 667.1445 | 0.098968 | 843.3339 | 0.016747 | 667.1445 | -0.0044053 | 842.683 | 7.1807 | 843.3339 | 0.3274 | 564.2643 | 1.5929
| 562.3126 | 0.009137 | 667.377 | 0.0052732 | 562.3126 | 0.014902 | 667.377 | 0.0049988 | 564.3828 | 0.00024284 | 667.377 | 0.015819 | 564.3828 | 0.00021775 | 662.18 | 0.024228 | 562.3126 | 0.29489 | 662.18 | -0.0012911 | 662.18 | 0.0021933 | 564.3828 | 0.00019834 | 564.3828 | 0.00018346 | 562.3126 | 0.047242 | 667.377 | 0.10675 | 843.5007 | 0.021059 | 667.377 | 0.0040065 | 842.8501 | 7.1613 | 843.5007 | 0.32754 | 564.3828 | 1.5963
| 562.4291 | 0 | 667.6096 | 0.00014179 | 562.4291 | 0 | 667.6096 | -0.045504 | 564.5013 | 0 | 667.6096 | -0.01763 | 564.5013 | 0.00045264 | 662.41 | -0.028068 | 562.4291 | 0.30102 | 662.41 | -0.012008 | 662.41 | -0.0068351 | 564.5013 | 0.00041651 | 564.5013 | 0.000327 | 562.4291 | 0 | 667.6096 | 0.092859 | 843.6675 | 0.025552 | 667.6096 | -0.0056291 | 843.0171 | 7.2298 | 843.6675 | 0.32828 | 564.5013 | 1.605
| 562.5456 | 0.0047082 | 667.8421 | 0.0032177 | 562.5456 | 0.010412 | 667.8421 | 0.02208 | 564.6198 | 0.00024284 | 667.8421 | 0.010824 | 564.6198 | 0.00023545 | 662.64 | 0.015593 | 562.5456 | 0.28619 | 662.64 | -0.0036209 | 662.64 | 0.0028055 | 564.6198 | 0.00021965 | 564.6198 | 0.00014337 | 562.5456 | 0.048817 | 667.8421 | 0.10119 | 843.8344 | 0.025552 | 667.8421 | 0.0057486 | 843.1842 | 7.3179 | 843.8344 | 0.32786 | 564.6198 | 1.6165
| 562.6621 | 0 | 668.0747 | 0.0010169 | 562.6621 | 0 | 668.0747 | -0.019524 | 564.7383 | 0.00024284 | 668.0747 | -0.013439 | 564.7383 | 0.00045394 | 662.87 | 0.026148 | 562.6621 | 0.28903 | 662.87 | -0.00070865 | 662.87 | 0.0040296 | 564.7383 | 0.00041799 | 564.7383 | 0.00035698 | 562.6621 | 0 | 668.0747 | 0.10579 | 844.0012 | 0.020106 | 668.0747 | -0.00076688 | 843.3512 | 7.318 | 844.0012 | 0.32977 | 564.7383 | 1.6272
| 562.7785 | 0.007814 | 668.3072 | 0.0078428 | 562.7785 | 0.013087 | 668.3072 | -0.0053784 | 564.8569 | 0.00082547 | 668.3072 | 0.011907 | 564.8569 | 0.00021905 | 663.11 | -0.016073 | 562.7785 | 0.29592 | 663.11 | -0.0054848 | 663.11 | -0.00056109 | 564.8569 | 0.00019884 | 564.8569 | 0.00021343 | 562.7785 | 0.042968 | 668.3072 | 0.1105 | 844.168 | 0.030226 | 668.3072 | 0.0057414 | 843.5183 | 7.379 | 844.168 | 0.33111 | 564.8569 | 1.6269
| 562.895 | 0 | 668.5398 | 0.00097268 | 562.895 | 0 | 668.5398 | -0.030451 | 564.9754 | 0 | 668.5398 | -0.015221 | 564.9754 | 0.00041278 | 663.34 | -0.0064771 | 562.895 | 0.27957 | 663.34 | 0.0046498 | 663.34 | -0.0027035 | 564.9754 | 0.00040379 | 564.9754 | 0.00038696 | 562.895 | 0 | 668.5398 | 0.10126 | 844.3349 | 0.024508 | 668.5398 | -0.0059452 | 843.6853 | 7.4345 | 844.3349 | 0.33344 | 564.9754 | 1.6224
| 563.0115 | 0 | 668.7724 | 0.0062384 | 563.0115 | 0.013278 | 668.7724 | 0.019793 | 565.0939 | 0.0011167 | 668.7724 | 0.011652 | 565.0939 | 0.00019689 | 663.57 | -0.02327 | 563.0115 | 0.29112 | 663.57 | 0.0019706 | 663.57 | 0.0026524 | 565.0939 | 0.00020644 | 565.0939 | 0.00017352 | 563.0115 | 0.010963 | 668.7724 | 0.1136 | 844.5017 | 0.021649 | 668.7724 | 0.0035779 | 843.8524 | 7.4931 | 844.5017 | 0.33427 | 565.0939 | 1.6097
| 563.128 | 0 | 669.005 | 0.0026238 | 563.128 | 0 | 669.005 | -0.029295 | 565.2124 | 0 | 669.005 | -0.0086973 | 565.2124 | 0.00040365 | 663.8 | -0.012714 | 563.128 | 0.2865 | 663.8 | 0.0033685 | 663.8 | 0.00035706 | 565.2124 | 0.00041254 | 565.2124 | 0.00034687 | 563.128 | 0 | 669.005 | 0.11234 | 844.6686 | 0.017292 | 669.005 | -0.0078998 | 844.0195 | 7.5374 | 844.6686 | 0.33632 | 565.2124 | 1.6043
| 563.2445 | 0.007962 | 669.2376 | 0.0097208 | 563.2445 | 0.017386 | 669.2376 | 0.011164 | 565.3309 | 0.00053406 | 669.2376 | 0.016289 | 565.3309 | 0.00020993 | 664.04 | -0.0055175 | 563.2445 | 0.26616 | 664.04 | -0.00082513 | 664.04 | 0.0051009 | 565.3309 | 0.00020809 | 565.3309 | 0.00017352 | 563.2445 | 0.028345 | 669.2376 | 0.11889 | 844.8355 | 0.026006 | 669.2376 | 0.0068366 | 844.1866 | 7.6349 | 844.8355 | 0.33757 | 565.3309 | 1.6015
| 563.361 | 0 | 669.4703 | 0.0034652 | 563.361 | 0 | 669.4703 | -0.037959 | 565.4495 | 0 | 669.4703 | -0.015996 | 565.4495 | 0.00039713 | 664.27 | -0.016073 | 563.361 | 0.2734 | 664.27 | -0.0044363 | 664.27 | -0.011426 | 565.4495 | 0.00041948 | 565.4495 | 0.00033694 | 563.361 | 0 | 669.4703 | 0.11783 | 845.0023 | 0.018744 | 669.4703 | -0.0054623 | 844.3536 | 7.5541 | 845.0023 | 0.33938 | 565.4495 | 1.6054
| 563.4776 | 0.0066309 | 669.7029 | 0.0069545 | 563.4776 | 0.021493 | 669.7029 | 0.0022249 | 565.568 | 0.00024284 | 669.7029 | 0.014524 | 565.568 | 0.00019093 | 664.5 | 0.02327 | 563.4776 | 0.27913 | 664.5 | -0.0038538 | 664.5 | 0.0083142 | 565.568 | 0.00021304 | 565.568 | 0.00016342 | 563.4776 | 0.03127 | 669.7029 | 0.12263 | 845.1692 | 0.015885 | 669.7029 | 0.00057444 | 844.5207 | 7.6726 | 845.1692 | 0.34008 | 565.568 | 1.6109
| 563.5941 | 0 | 669.9355 | 0.0035839 | 563.5941 | 0 | 669.9355 | -0.020862 | 565.6865 | 0 | 669.9355 | -0.013696 | 565.6865 | 0.00039676 | 664.73 | 0.013674 | 563.5941 | 0.27607 | 664.73 | -0.00059213 | 664.73 | 0.0011222 | 565.6865 | 0.00040412 | 565.6865 | 0.00033694 | 563.5941 | 0 | 669.9355 | 0.11792 | 845.336 | 0.019606 | 669.9355 | -0.00046712 | 844.6878 | 7.6631 | 845.336 | 0.34157 | 565.6865 | 1.6233
| 563.7106 | 0.001898 | 670.1682 | 0.0042401 | 563.7106 | 0.014042 | 670.1682 | 0.0073619 | 565.8051 | 0.0011167 | 670.1682 | 0.010452 | 565.8051 | 0.00020676 | 664.97 | 0.0059973 | 563.7106 | 0.26719 | 664.97 | 0.0023201 | 664.97 | 0.0055599 | 565.8051 | 0.0001919 | 565.8051 | 0.00017352 | 563.7106 | 0.01771 | 670.1682 | 0.13137 | 845.5029 | 0.031134 | 670.1682 | -0.0019034 | 844.8549 | 7.7582 | 845.5029 | 0.34305 | 565.8051 | 1.6343
| 563.8271 | 0 | 670.4009 | 0.00027912 | 563.8271 | 0 | 670.4009 | -0.049953 | 565.9236 | 0 | 670.4009 | -0.013863 | 565.9236 | 0.00041688 | 665.2 | -0.051097 | 563.8271 | 0.28108 | 665.2 | -0.0014076 | 665.2 | -0.013874 | 565.9236 | 0.00039223 | 565.9236 | 0.00036692 | 563.8271 | 0 | 670.4009 | 0.12217 | 845.6698 | 0.019924 | 670.4009 | -0.011139 | 845.022 | 7.7412 | 845.6698 | 0.34556 | 565.9236 | 1.6403
| 563.9437 | 0.0048561 | 670.6335 | 0.0059086 | 563.9437 | 0.0099348 | 670.6335 | 0.014323 | 566.0421 | 0.00024284 | 670.6335 | 0.011496 | 566.0421 | 0.0002116 | 665.43 | -0.029026 | 563.9437 | 0.25608 | 665.43 | 0.012571 | 665.43 | 0.00051009 | 566.0421 | 0.00020066 | 566.0421 | 0.00019357 | 563.9437 | 0.037569 | 670.6335 | 0.13276 | 845.8366 | 0.022012 | 670.6335 | 0.0029608 | 845.1891 | 7.7992 | 845.8366 | 0.34723 | 566.0421 | 1.6347
| 564.0602 | 0 | 670.8662 | -0.0025006 | 564.0602 | 0 | 670.8662 | -0.015557 | 566.1607 | 0 | 670.8662 | -0.015771 | 566.1607 | 0.00043811 | 665.67 | -0.033346 | 564.0602 | 0.27012 | 665.67 | -0.0088628 | 665.67 | 0.0058659 | 566.1607 | 0.00037225 | 566.1607 | 0.000407 | 564.0602 | 0 | 670.8662 | 0.13318 | 846.0035 | 0.021785 | 670.8662 | -0.0055548 | 845.3562 | 7.8402 | 846.0035 | 0.34965 | 566.1607 | 1.6228
| 564.1768 | 0.0030813 | 671.0989 | 0.006532 | 564.1768 | 0.013087 | 671.0989 | -0.0007267 | 566.2792 | 0.00082547 | 671.0989 | 0.01415 | 566.2792 | 0.000228 | 665.9 | 0.011755 | 564.1768 | 0.2687 | 665.9 | 0.00092222 | 665.9 | 0.0064783 | 566.2792 | 0.00017192 | 566.2792 | 0.00021343 | 564.1768 | 0.011807 | 671.0989 | 0.13133 | 846.1704 | 0.02419 | 671.0989 | -0.00097489 | 845.5233 | 7.8905 | 846.1704 | 0.3509 | 566.2792 | 1.6121
| 564.2934 | 0 | 671.3316 | 0.0010229 | 564.2934 | 0 | 671.3316 | -0.031677 | 566.3978 | 0 | 671.3316 | -0.012194 | 566.3978 | 0.00044202 | 666.13 | -0.025189 | 564.2934 | 0.26004 | 666.13 | -0.0028054 | 666.13 | -0.0077534 | 566.3978 | 0.00038149 | 566.3978 | 0.00041693 | 564.2934 | 0 | 671.3316 | 0.13884 | 846.3373 | 0.018199 | 671.3316 | 0.005336 | 845.6904 | 7.9689 | 846.3373 | 0.35327 | 566.3978 | 1.6098
| 564.4099 | 0.0039686 | 671.5643 | 0.0044183 | 564.4099 | 0.012132 | 671.5643 | 0.018149 | 566.5163 | 0.00053406 | 671.5643 | 0.012846 | 566.5163 | 0.00021999 | 666.36 | -0.017032 | 564.4099 | 0.24814 | 666.36 | -0.0061837 | 666.36 | -0.0033155 | 566.5163 | 0.00020957 | 566.5163 | 0.0002035 | 564.4099 | 0.020662 | 671.5643 | 0.13408 | 846.5041 | 0.02124 | 671.5643 | -0.00042933 | 845.8575 | 8.0413 | 846.5041 | 0.35466 | 566.5163 | 1.6112
| 564.5265 | 0 | 671.7971 | 0.0034069 | 564.5265 | 0 | 671.7971 | -0.015129 | 566.6349 | 0 | 671.7971 | -0.014099 | 566.6349 | 0.00044053 | 666.6 | -0.036225 | 564.5265 | 0.25715 | 666.6 | -0.0030384 | 666.6 | -0.011426 | 566.6349 | 0.00039784 | 566.6349 | 0.00034687 | 564.5265 | 0 | 671.7971 | 0.14383 | 846.671 | 0.022556 | 671.7971 | -0.0054447 | 846.0246 | 8.089 | 846.671 | 0.35824 | 566.6349 | 1.6215
| 564.6431 | 0.0048561 | 672.0298 | 0.0050279 | 564.6431 | 0.0034785 | 672.0298 | -0.0057803 | 566.7535 | 0.00082547 | 672.0298 | 0.010443 | 566.7535 | 0.00022595 | 666.83 | -0.0050378 | 564.6431 | 0.24161 | 666.83 | 0.0061643 | 666.83 | 0.00020403 | 566.7535 | 0.00018926 | 566.7535 | 0.00014337 | 564.6431 | 0.0025301 | 672.0298 | 0.14975 | 846.8379 | 0.019152 | 672.0298 | 0.0032538 | 846.1917 | 8.199 | 846.8379 | 0.36042 | 566.7535 | 1.6237
| 564.7596 | 0 | 672.2625 | -0.0025302 | 564.7596 | 0 | 672.2625 | -0.022883 | 566.872 | 0 | 672.2625 | -0.014037 | 566.872 | 0.00041296 | 667.06 | 0.014154 | 564.7596 | 0.24503 | 667.06 | -0.0068827 | 667.06 | -0.0016323 | 566.872 | 0.00038496 | 566.872 | 0.0003169 | 564.7596 | 0 | 672.2625 | 0.15141 | 847.0048 | 0.019924 | 672.2625 | -0.0041705 | 846.3588 | 8.2111 | 847.0048 | 0.36382 | 566.872 | 1.6339
| 564.8762 | 0.012841 | 672.4953 | 0.0030239 | 564.8762 | 0.013947 | 672.4953 | 0.013356 | 566.9906 | 0.00082547 | 672.4953 | 0.014595 | 566.9906 | 0.0001926 | 667.29 | 0.017512 | 564.8762 | 0.25355 | 667.29 | -0.0037373 | 667.29 | 0.00051009 | 566.9906 | 0.00019735 | 566.9906 | 0.00017352 | 564.8762 | 0.028345 | 672.4953 | 0.15452 | 847.1717 | 0.020196 | 672.4953 | -0.010643 | 846.526 | 8.356 | 847.1717 | 0.36502 | 566.9906 | 1.6349
| 564.9928 | 0 | 672.7281 | 0.0021304 | 564.9928 | 0 | 672.7281 | -0.023934 | 567.1092 | 0 | 672.7281 | -0.015031 | 567.1092 | 0.00039024 | 667.53 | 0.0064771 | 564.9928 | 0.23446 | 667.53 | 0.0011552 | 667.53 | -0.0031625 | 567.1092 | 0.00039867 | 567.1092 | 0.00037702 | 564.9928 | 0 | 672.7281 | 0.1515 | 847.3386 | 0.017882 | 672.7281 | -0.014721 | 846.6931 | 8.3807 | 847.3386 | 0.36744 | 567.1092 | 1.6409
| 565.1094 | 0.0024896 | 672.9608 | 0.0049 | 565.1094 | 0.018341 | 672.9608 | 0.016165 | 567.2277 | 0.00053406 | 672.9608 | 0.0077998 | 567.2277 | 0.00019894 | 667.76 | 0.034785 | 565.1094 | 0.2397 | 667.76 | 0.0053486 | 667.76 | 0.0051009 | 567.2277 | 0.00020495 | 567.2277 | 0.0002035 | 565.1094 | 0.042968 | 672.9608 | 0.1558 | 847.5055 | 0.020514 | 672.9608 | 0.0064064 | 846.8602 | 8.443 | 847.5055 | 0.36893 | 567.2277 | 1.6434
| 565.226 | 0 | 673.1936 | 0.00094064 | 565.226 | 0 | 673.1936 | -0.031066 | 567.3463 | 0 | 673.1936 | -0.012662 | 567.3463 | 0.00041334 | 667.99 | -0.013194 | 565.226 | 0.24263 | 667.99 | -0.0031549 | 667.99 | 0.0049478 | 567.3463 | 0.00039784 | 567.3463 | 0.00038696 | 565.226 | 0 | 673.1936 | 0.16251 | 847.6724 | 0.023373 | 673.1936 | -0.0082197 | 847.0273 | 8.492 | 847.6724 | 0.37106 | 567.3463 | 1.6495
| 565.3426 | 0 | 673.4264 | 0.0042788 | 565.3426 | 0.014616 | 673.4264 | 0.0044598 | 567.4649 | 0.00053406 | 673.4264 | 0.011941 | 567.4649 | 0.00021775 | 668.23 | 0.041501 | 565.3426 | 0.24951 | 668.23 | 0.00068922 | 668.23 | 0.0017343 | 567.4649 | 0.00019537 | 567.4649 | 0.00018346 | 565.3426 | 0.03082 | 673.4264 | 0.16701 | 847.8393 | 0.019697 | 673.4264 | 0.0023875 | 847.1945 | 8.6054 | 847.8393 | 0.37287 | 567.4649 | 1.647
| 565.4593 | 0 | 673.6592 | 0.0028327 | 565.4593 | 0 | 673.6592 | -0.039549 | 567.5835 | 0 | 673.6592 | -0.012828 | 567.5835 | 0.00044407 | 668.46 | 0.0011995 | 565.4593 | 0.22638 | 668.46 | 0.0048828 | 668.46 | -0.0074475 | 567.5835 | 0.00040594 | 567.5835 | 0.000407 | 565.4593 | 0 | 673.6592 | 0.16995 | 848.0062 | 0.018608 | 673.6592 | -0.0037548 | 847.3616 | 8.6551 | 848.0062 | 0.37478 | 567.5835 | 1.6477
| 565.5759 | 0.013006 | 673.892 | 0.0059952 | 565.5759 | 0.015093 | 673.892 | -0.005921 | 567.7021 | 0.00082547 | 673.892 | 0.014243 | 567.7021 | 0.00022949 | 668.69 | -0.0064771 | 565.5759 | 0.22838 | 668.69 | -0.0016406 | 668.69 | 0.0066312 | 567.7021 | 0.00021304 | 567.7021 | 0.00022354 | 565.5759 | 0.041393 | 673.892 | 0.16944 | 848.1731 | 0.019697 | 673.892 | 0.0058266 | 847.5288 | 8.7603 | 848.1731 | 0.37515 | 567.7021 | 1.6422
| 565.6925 | 0 | 674.1249 | 3.0487e-05 | 565.6925 | 0 | 674.1249 | -0.036788 | 567.8207 | 0 | 674.1249 | -0.017581 | 567.8207 | 0.00044277 | 668.92 | -0.017992 | 565.6925 | 0.23344 | 668.92 | 0.00033976 | 668.92 | 0.0152 | 567.8207 | 0.00038265 | 567.8207 | 0.00036692 | 565.6925 | 0 | 674.1249 | 0.17257 | 848.3401 | 0.028093 | 674.1249 | -0.0045984 | 847.6959 | 8.8073 | 848.3401 | 0.37622 | 567.8207 | 1.6444
| 565.8091 | 0.0054477 | 674.3577 | 0.0083292 | 565.8091 | 0.010603 | 674.3577 | 0.019701 | 567.9392 | 0.00053406 | 674.3577 | 0.012753 | 567.9392 | 0.00021589 | 669.16 | -0.011275 | 565.8091 | 0.23757 | 669.16 | -0.0033879 | 669.16 | -0.0023974 | 567.9392 | 0.00017027 | 567.9392 | 0.00015674 | 565.8091 | 0.020662 | 674.3577 | 0.18642 | 848.507 | 0.022511 | 674.3577 | 0.00063975 | 847.8631 | 8.8795 | 848.507 | 0.37701 | 567.9392 | 1.6456
| 565.9258 | 0 | 674.5906 | 0.0054366 | 565.9258 | 0 | 674.5906 | -0.015459 | 568.0578 | 0 | 674.5906 | -0.016163 | 568.0578 | 0.00042842 | 669.39 | -0.026148 | 565.9258 | 0.23144 | 669.39 | -0.0066496 | 669.39 | 0.0029585 | 568.0578 | 0.00036217 | 568.0578 | 0.00030028 | 565.9258 | 0 | 674.5906 | 0.18725 | 848.6739 | 0.02537 | 674.5906 | -0.00023218 | 848.0302 | 8.9766 | 848.6739 | 0.37998 | 568.0578 | 1.6497
| 566.0424 | 0.010207 | 674.8234 | 0.0027516 | 566.0424 | 0.0074539 | 674.8234 | 0.023215 | 568.1764 | 0.00082547 | 674.8234 | 0.013421 | 568.1764 | 0.00021458 | 669.62 | 0.02183 | 566.0424 | 0.22611 | 669.62 | 0.0043004 | 669.62 | -0.0023974 | 568.1764 | 0.00019339 | 568.1764 | 0.0001701 | 566.0424 | 0.02857 | 674.8234 | 0.18598 | 848.8408 | 0.01829 | 674.8234 | 0.0046698 | 848.1974 | 9.1059 | 848.8408 | 0.38198 | 568.1764 | 1.6526
| 566.1591 | 0 | 675.0563 | -0.0012251 | 566.1591 | 0 | 675.0563 | -0.0087119 | 568.295 | 0 | 675.0563 | -0.01688 | 568.295 | 0.00042712 | 669.86 | -0.025668 | 566.1591 | 0.2115 | 669.86 | -9.7074e-06 | 669.86 | -0.0028565 | 568.295 | 0.00037687 | 568.295 | 0.0003503 | 566.1591 | 0 | 675.0563 | 0.18606 | 849.0078 | 0.025189 | 675.0563 | -0.0071412 | 848.3646 | 9.096 | 849.0078 | 0.38565 | 568.295 | 1.657
| 566.2757 | 0 | 675.2892 | 0.0012631 | 566.2757 | 0.021398 | 675.2892 | 0.013964 | 568.4136 | 0.00082547 | 675.2892 | 0.011398 | 568.4136 | 0.00021607 | 670.09 | -0.011275 | 566.2757 | 0.21221 | 670.09 | -0.0049022 | 670.09 | 0.0052539 | 568.4136 | 0.00018447 | 568.4136 | 0.00020675 | 566.2757 | 0.021083 | 675.2892 | 0.19147 | 849.1747 | 0.015385 | 675.2892 | 0.0050833 | 848.5317 | 9.2148 | 849.1747 | 0.38811 | 568.4136 | 1.6626
| 566.3924 | 0 | 675.522 | -0.0044012 | 566.3924 | 0 | 675.522 | -0.025908 | 568.5322 | 0 | 675.522 | -0.015985 | 568.5322 | 0.00043625 | 670.32 | -0.031426 | 566.3924 | 0.20142 | 670.32 | 0.0032519 | 670.32 | -0.0025504 | 568.5322 | 0.00039338 | 568.5322 | 0.00034687 | 566.3924 | 0 | 675.522 | 0.19245 | 849.3416 | 0.023555 | 675.522 | -0.00086613 | 848.6989 | 9.2208 | 849.3416 | 0.39159 | 568.5322 | 1.6711
| 566.5091 | 0.0038207 | 675.7549 | 0.00037998 | 566.5091 | 0.017195 | 675.7549 | 0.023048 | 568.6508 | 0.00082547 | 675.7549 | 0.011385 | 568.6508 | 0.00022371 | 670.55 | 0.0064771 | 566.5091 | 0.21599 | 670.55 | -0.00047565 | 670.55 | -0.010202 | 568.6508 | 0.0002099 | 568.6508 | 0.00015348 | 566.5091 | 0.031945 | 675.7549 | 0.20665 | 849.5086 | 0.025869 | 675.7549 | -0.0055899 | 848.8661 | 9.3444 | 849.5086 | 0.39299 | 568.6508 | 1.6687
| 566.6258 | 0 | 675.9879 | -0.00057972 | 566.6258 | 0 | 675.9879 | -0.016001 | 568.7695 | 0 | 675.9879 | -0.016915 | 568.7695 | 0.00043755 | 670.79 | -0.015113 | 566.6258 | 0.20231 | 670.79 | -0.0056011 | 670.79 | -0.011426 | 568.7695 | 0.00041535 | 568.7695 | 0.00035698 | 566.6258 | 0 | 675.9879 | 0.2033 | 849.6755 | 0.020106 | 675.9879 | -0.0051971 | 849.0333 | 9.4403 | 849.6755 | 0.3961 | 568.7695 | 1.6695
| 566.7424 | 0.0051518 | 676.2208 | 0.0063446 | 566.7424 | 0.002319 | 676.2208 | 0.01783 | 568.8881 | 0.00024284 | 676.2208 | 0.011128 | 568.8881 | 0.00021645 | 671.02 | 0.024709 | 566.7424 | 0.20795 | 671.02 | -0.00024269 | 671.02 | 0.0028055 | 568.8881 | 0.00020578 | 568.8881 | 0.00020847 | 566.7424 | 0.026996 | 676.2208 | 0.22204 | 849.8425 | 0.022602 | 676.2208 | 0.0034899 | 849.2004 | 9.4855 | 849.8425 | 0.39847 | 568.8881 | 1.666
| 566.8591 | 0 | 676.4537 | -9.2607e-05 | 566.8591 | 0 | 676.4537 | -0.030567 | 569.0067 | 0 | 676.4537 | -0.016417 | 569.0067 | 0.0004437 | 671.25 | -0.02375 | 566.8591 | 0.20835 | 671.25 | -0.0096781 | 671.25 | -0.014027 | 569.0067 | 0.00039917 | 569.0067 | 0.00038199 | 566.8591 | 0 | 676.4537 | 0.2185 | 850.0094 | 0.01534 | 676.4537 | -0.0032144 | 849.3676 | 9.5286 | 850.0094 | 0.40154 | 569.0067 | 1.6698
| 566.9758 | 0.0121 | 676.6866 | 0.00070446 | 566.9758 | 0.015284 | 676.6866 | 0.01005 | 569.1253 | 0.00024284 | 676.6866 | 0.010713 | 569.1253 | 0.00022762 | 671.49 | -0.0026388 | 566.9758 | 0.20568 | 671.49 | 0.0069796 | 671.49 | -0.0030095 | 569.1253 | 0.00019389 | 569.1253 | 0.00018175 | 566.9758 | 0.025196 | 676.6866 | 0.21839 | 850.1764 | 0.024099 | 676.6866 | 0.0046625 | 849.5348 | 9.6768 | 850.1764 | 0.40298 | 569.1253 | 1.6665
| 567.0925 | 0 | 676.9196 | -0.0031193 | 567.0925 | 0 | 676.9196 | -0.043342 | 569.2439 | 0 | 676.9196 | -0.016057 | 569.2439 | 0.00043662 | 671.72 | -0.032866 | 567.0925 | 0.19902 | 671.72 | -0.00070865 | 671.72 | -0.00607 | 569.2439 | 0.00037489 | 569.2439 | 0.00037034 | 567.0925 | 0 | 676.9196 | 0.21994 | 850.3433 | 0.019879 | 676.9196 | -0.0072949 | 849.702 | 9.6893 | 850.3433 | 0.40479 | 569.2439 | 1.6672
| 567.2092 | 0 | 677.1525 | 0.0039692 | 567.2092 | 0.016526 | 677.1525 | 0.011479 | 569.3625 | 0.00024284 | 677.1525 | 0.012183 | 569.3625 | 0.0002103 | 671.95 | -0.0026388 | 567.2092 | 0.20027 | 671.95 | -0.002223 | 671.95 | 0.0067842 | 569.3625 | 0.0001815 | 569.3625 | 0.00019682 | 567.2092 | 0.044768 | 677.1525 | 0.23103 | 850.5103 | 0.026323 | 677.1525 | 0.0076569 | 849.8692 | 9.8014 | 850.5103 | 0.40618 | 569.3625 | 1.6645
| 567.3259 | 0 | 677.3855 | 0.0028666 | 567.3259 | 0 | 677.3855 | -0.03294 | 569.4812 | 0 | 677.3855 | -0.012119 | 569.4812 | 0.00042191 | 672.18 | 0.013194 | 567.3259 | 0.20471 | 672.18 | -0.0085133 | 672.18 | 0.0029585 | 569.4812 | 0.00039371 | 569.4812 | 0.00034687 | 567.3259 | 0 | 677.3855 | 0.23077 | 850.6772 | 0.019788 | 677.3855 | -0.0067698 | 850.0364 | 9.8732 | 850.6772 | 0.40943 | 569.4812 | 1.6665
| 567.4426 | 0.0070745 | 677.6185 | 0.0029014 | 567.4426 | 0.011463 | 677.6185 | 0.0065276 | 569.5998 | 0.00053406 | 677.6185 | 0.013375 | 569.5998 | 0.00021328 | 672.42 | 0.027587 | 567.4426 | 0.18499 | 672.42 | -0.00070865 | 672.42 | 0.0034176 | 569.5998 | 0.00021601 | 569.5998 | 0.00016342 | 567.4426 | 0.025196 | 677.6185 | 0.2384 | 850.8442 | 0.026323 | 677.6185 | 0.004224 | 850.2036 | 9.94 | 850.8442 | 0.4105 | 569.5998 | 1.664
| 567.5594 | 0 | 677.8515 | 0.00022123 | 567.5594 | 0 | 677.8515 | -0.045699 | 569.7184 | 0 | 677.8515 | -0.01617 | 569.7184 | 0.00042079 | 672.65 | 0.018952 | 567.5594 | 0.18641 | 672.65 | -0.0075817 | 672.65 | -0.0013262 | 569.7184 | 0.00040594 | 569.7184 | 0.0003169 | 567.5594 | 0 | 677.8515 | 0.24631 | 851.0112 | 0.013479 | 677.8515 | 0.0033954 | 850.3708 | 10.036 | 851.0112 | 0.41199 | 569.7184 | 1.6681
| 567.6761 | 0.01317 | 678.0845 | 0.0079646 | 567.6761 | 0.018055 | 678.0845 | 0.020739 | 569.8371 | 0.00082547 | 678.0845 | 0.012898 | 569.8371 | 0.00020993 | 672.88 | 0.016553 | 567.6761 | 0.18615 | 672.88 | -0.00070865 | 672.88 | 0.0047948 | 569.8371 | 0.00019372 | 569.8371 | 0.00016342 | 567.6761 | 0.03172 | 678.0845 | 0.2506 | 851.1781 | 0.023782 | 678.0845 | -0.0013869 | 850.538 | 10.0768 | 851.1781 | 0.41152 | 569.8371 | 1.6678
| 567.7928 | 0 | 678.3175 | -0.0032467 | 567.7928 | 0 | 678.3175 | -0.0049912 | 569.9557 | 0 | 678.3175 | -0.018233 | 569.9557 | 0.0004342 | 673.12 | -0.017512 | 567.7928 | 0.17633 | 673.12 | -0.0058343 | 673.12 | -0.0022444 | 569.9557 | 0.00037489 | 569.9557 | 0.00036692 | 567.7928 | 0 | 678.3175 | 0.25278 | 851.3451 | 0.022329 | 678.3175 | -0.00060767 | 850.7052 | 10.1357 | 851.3451 | 0.4138 | 569.9557 | 1.6727
| 567.9096 | 0.0060393 | 678.5505 | 0.0098161 | 567.9096 | 0.017195 | 678.5505 | 0.00042043 | 570.0743 | 0.00053406 | 678.5505 | 0.01573 | 570.0743 | 0.00022595 | 673.35 | 0.010315 | 567.9096 | 0.18162 | 673.35 | 0.011173 | 673.35 | 0.0034176 | 570.0743 | 0.00018497 | 570.0743 | 0.00021343 | 567.9096 | 0.02947 | 678.5505 | 0.26004 | 851.5121 | 0.0177 | 678.5505 | 0.0036348 | 850.8725 | 10.2085 | 851.5121 | 0.41533 | 570.0743 | 1.672
| 568.0263 | 0 | 678.7835 | 0.00094769 | 568.0263 | 0 | 678.7835 | -0.025967 | 570.193 | 0 | 678.7835 | -0.016003 | 570.193 | 0.00043662 | 673.58 | 0.012235 | 568.0263 | 0.1742 | 673.58 | 0.0019706 | 673.58 | 0.0093854 | 570.193 | 0.00037803 | 570.193 | 0.000407 | 568.0263 | 0 | 678.7835 | 0.25876 | 851.6791 | 0.015567 | 678.7835 | -0.0034592 | 851.0397 | 10.2472 | 851.6791 | 0.41835 | 570.193 | 1.6797
| 568.1431 | 0.0048561 | 679.0166 | 0.0042906 | 568.1431 | 0.012609 | 679.0166 | 0.0049248 | 570.3116 | 0.0011167 | 679.0166 | 0.0148 | 570.3116 | 0.00021216 | 673.82 | -0.013194 | 568.1431 | 0.18424 | 673.82 | -0.0042033 | 673.82 | -0.0074475 | 570.3116 | 0.00019603 | 570.3116 | 0.00019357 | 568.1431 | 0.019397 | 679.0166 | 0.26684 | 851.8461 | 0.011074 | 679.0166 | -0.001235 | 851.2069 | 10.2829 | 851.8461 | 0.42049 | 570.3116 | 1.6782
| 568.2598 | 0 | 679.2496 | -0.0015566 | 568.2598 | 0 | 679.2496 | -0.021938 | 570.4303 | 0 | 679.2496 | -0.017483 | 570.4303 | 0.00044575 | 674.05 | -0.0074367 | 568.2598 | 0.17305 | 674.05 | 0.0051159 | 674.05 | -0.016017 | 570.4303 | 0.00038067 | 570.4303 | 0.00039535 | 568.2598 | 0 | 679.2496 | 0.26991 | 852.013 | 0.019924 | 679.2496 | -0.0044125 | 851.3741 | 10.3178 | 852.013 | 0.42328 | 570.4303 | 1.6785
| 568.3766 | 0.009137 | 679.4827 | 0.0028297 | 568.3766 | 0.012418 | 679.4827 | 0.016469 | 570.5489 | 0.00082547 | 679.4827 | 0.01166 | 570.5489 | 0.0002347 | 674.28 | 0.010795 | 568.3766 | 0.17553 | 674.28 | -0.0032714 | 674.28 | -0.0089776 | 570.5489 | 0.00018728 | 570.5489 | 0.00020179 | 568.3766 | 0.048817 | 679.4827 | 0.27835 | 852.18 | 0.020287 | 679.4827 | -0.0020836 | 851.5414 | 10.393 | 852.18 | 0.4242 | 570.5489 | 1.6674
| 568.4934 | 0 | 679.7158 | 0.0027733 | 568.4934 | 0 | 679.7158 | -0.025087 | 570.6676 | 0 | 679.7158 | -0.013904 | 570.6676 | 0.00044537 | 674.51 | 0.011755 | 568.4934 | 0.1679 | 674.51 | -0.015736 | 674.51 | -0.01617 | 570.6676 | 0.00038364 | 570.6676 | 0.00037531 | 568.4934 | 0 | 679.7158 | 0.28474 | 852.347 | 0.018835 | 679.7158 | -0.0024965 | 851.7086 | 10.3836 | 852.347 | 0.42462 | 570.6676 | 1.6694
| 568.6101 | 0 | 679.9488 | 0.0059467 | 568.6101 | 0.017768 | 679.9488 | 0.028012 | 570.7863 | 0.00082547 | 679.9488 | 0.011739 | 570.7863 | 0.00021738 | 674.75 | -0.0002399 | 568.6101 | 0.17038 | 674.75 | 0.0016211 | 674.75 | 0.00051009 | 570.7863 | 0.00020066 | 570.7863 | 0.00017352 | 568.6101 | 0.011385 | 679.9488 | 0.28837 | 852.514 | 0.020423 | 679.9488 | 0.00028316 | 851.8759 | 10.527 | 852.514 | 0.42406 | 570.7863 | 1.6683
| 568.7269 | 0 | 680.1819 | -0.0012104 | 568.7269 | 0 | 680.1819 | -0.025493 | 570.9049 | 0 | 680.1819 | -0.016019 | 570.9049 | 0.00044463 | 674.98 | 0.0064771 | 568.7269 | 0.16612 | 674.98 | -0.0040868 | 674.98 | -0.0023974 | 570.9049 | 0.00037753 | 570.9049 | 0.00038696 | 568.7269 | 0 | 680.1819 | 0.29071 | 852.681 | 0.017292 | 680.1819 | 0.0013451 | 852.0431 | 10.4696 | 852.681 | 0.42574 | 570.9049 | 1.6789
| 568.8437 | 0.0093016 | 680.415 | 0.0043967 | 568.8437 | 0.012227 | 680.415 | 0.0049367 | 571.0236 | 0.00053406 | 680.415 | 0.012296 | 571.0236 | 0.0002334 | 675.21 | 0.015113 | 568.8437 | 0.16847 | 675.21 | -0.0030384 | 675.21 | -0.0092835 | 571.0236 | 0.00017869 | 571.0236 | 0.00021343 | 568.8437 | 0.036219 | 680.415 | 0.30069 | 852.848 | 0.023373 | 680.415 | 0.0021063 | 852.2104 | 10.5489 | 852.848 | 0.42685 | 571.0236 | 1.6793
| 568.9605 | 0 | 680.6481 | 0.0010444 | 568.9605 | 0 | 680.6481 | -0.029517 | 571.1422 | 0.00024284 | 680.6481 | -0.016582 | 571.1422 | 0.00044277 | 675.45 | -0.0074367 | 568.9605 | 0.17895 | 675.45 | 0.0059312 | 675.45 | 0.011069 | 571.1422 | 0.00033905 | 571.1422 | 0.00041693 | 568.9605 | 0 | 680.6481 | 0.29995 | 853.015 | 0.018653 | 680.6481 | 0.0053236 | 852.3776 | 10.6011 | 853.015 | 0.43024 | 571.1422 | 1.6814
| 569.0773 | 0.0048561 | 680.8813 | 0.0015295 | 569.0773 | 0.0094417 | 680.8813 | 0.0047858 | 571.2609 | 0.00024284 | 680.8813 | 0.016147 | 571.2609 | 0.00021514 | 675.68 | -0.0074367 | 569.0773 | 0.15728 | 675.68 | -0.007698 | 675.68 | -0.0025504 | 571.2609 | 0.00016416 | 571.2609 | 0.0002035 | 569.0773 | 0.037119 | 680.8813 | 0.30915 | 853.182 | 0.01534 | 680.8813 | 0.011635 | 852.5449 | 10.607 | 853.182 | 0.43187 | 571.2609 | 1.6766
| 569.1941 | 0 | 681.1144 | -0.0031004 | 569.1941 | 0 | 681.1144 | -0.038223 | 571.3796 | 0 | 681.1144 | -0.016488 | 571.3796 | 0.00043271 | 675.91 | -0.0016793 | 569.1941 | 0.15542 | 675.91 | -0.013057 | 675.91 | -0.0022444 | 571.3796 | 0.00034797 | 571.3796 | 0.00035527 | 569.1941 | 0 | 681.1144 | 0.31155 | 853.349 | 0.019561 | 681.1144 | 0.00045188 | 852.7121 | 10.6444 | 853.349 | 0.4361 | 571.3796 | 1.6746
| 569.3109 | 0.010619 | 681.3475 | 0.0054393 | 569.3109 | 0.013374 | 681.3475 | 0.0076847 | 571.4983 | 0.00082547 | 681.3475 | 0.011095 | 571.4983 | 0.0002185 | 676.15 | -0.0011995 | 569.3109 | 0.15728 | 676.15 | -0.0010581 | 676.15 | -0.0025504 | 571.4983 | 0.00018645 | 571.4983 | 0.00015177 | 569.3109 | 0.038019 | 681.3475 | 0.32422 | 853.516 | 0.019062 | 681.3475 | 0.002683 | 852.8794 | 10.6628 | 853.516 | 0.43953 | 571.4983 | 1.6705
| 569.4277 | 0 | 681.5807 | 0.0013181 | 569.4277 | 0 | 681.5807 | -0.022775 | 571.6169 | 0 | 681.5807 | -0.018143 | 571.6169 | 0.00043196 | 676.38 | -0.016553 | 569.4277 | 0.16687 | 676.38 | -0.0025725 | 676.38 | 0.0034176 | 571.6169 | 0.00035606 | 571.6169 | 0.00035527 | 569.4277 | 0 | 681.5807 | 0.32826 | 853.6831 | 0.018744 | 681.5807 | -0.0052636 | 853.0467 | 10.5898 | 853.6831 | 0.4445 | 571.6169 | 1.6713
| 569.5446 | 0.01317 | 681.8138 | 0.0042644 | 569.5446 | 0.012132 | 681.8138 | 0.013043 | 571.7356 | 0.00053406 | 681.8138 | 0.013878 | 571.7356 | 0.00021458 | 676.61 | 0.018472 | 569.5446 | 0.15022 | 676.61 | -0.0033879 | 676.61 | 0.0049478 | 571.7356 | 0.00017225 | 571.7356 | 0.0002035 | 569.5446 | 0.042968 | 681.8138 | 0.33304 | 853.8501 | 0.023464 | 681.8138 | 0.0044167 | 853.2139 | 10.7239 | 853.8501 | 0.44618 | 571.7356 | 1.6711
| 569.6614 | 0.00088884 | 682.047 | 0.0023771 | 569.6614 | 0 | 682.047 | -0.018436 | 571.8543 | 0 | 682.047 | -0.019214 | 571.8543 | 0.00041296 | 676.85 | -0.018472 | 569.6614 | 0.16399 | 676.85 | -0.006999 | 676.85 | -0.007141 | 571.8543 | 0.00034714 | 571.8543 | 0.00037702 | 569.6614 | 0 | 682.047 | 0.33773 | 854.0171 | 0.024417 | 682.047 | 0.0024462 | 853.3812 | 10.5898 | 854.0171 | 0.4485 | 571.8543 | 1.6745
| 569.7782 | 0.0016023 | 682.2802 | 0.0065445 | 569.7782 | 0.01175 | 682.2802 | 0.012635 | 571.973 | 0.0014081 | 682.2802 | 0.016214 | 571.973 | 0.00020248 | 677.08 | 0.015593 | 569.7782 | 0.15071 | 677.08 | -0.00082513 | 677.08 | 0.0031115 | 571.973 | 0.00017605 | 571.973 | 0.00017352 | 569.7782 | 0.027896 | 682.2802 | 0.34671 | 854.1841 | 0.021694 | 682.2802 | 0.0028652 | 853.5485 | 10.6814 | 854.1841 | 0.44933 | 571.973 | 1.6703
| 569.8951 | 0 | 682.5134 | -0.0023202 | 569.8951 | 0 | 682.5134 | -0.043859 | 572.0917 | 0 | 682.5134 | -0.012676 | 572.0917 | 0.00039601 | 677.31 | -0.0055175 | 569.8951 | 0.14369 | 677.31 | -0.0030384 | 677.31 | -0.0066822 | 572.0917 | 0.00032914 | 572.0917 | 0.00035698 | 569.8951 | 0 | 682.5134 | 0.34069 | 854.3511 | 0.017882 | 682.5134 | -0.0063998 | 853.7158 | 10.6957 | 854.3511 | 0.45277 | 572.0917 | 1.6697
| 570.0119 | 0.010454 | 682.7466 | 0.0013392 | 570.0119 | 0.00099385 | 682.7466 | 0.016953 | 572.2104 | 0.00053406 | 682.7466 | 0.0098032 | 572.2104 | 0.00019652 | 677.54 | 0.0059973 | 570.0119 | 0.15488 | 677.54 | -0.0028054 | 677.54 | 5.1009e-05 | 572.2104 | 0.00015375 | 572.2104 | 0.00018346 | 570.0119 | 0.026996 | 682.7466 | 0.36383 | 854.5182 | 0.022829 | 682.7466 | 0.0085166 | 853.8831 | 10.7166 | 854.5182 | 0.45593 | 572.2104 | 1.66
| 570.1288 | 0 | 682.9798 | -0.0017558 | 570.1288 | 0 | 682.9798 | -0.029445 | 572.3291 | 0 | 682.9798 | -0.016837 | 572.3291 | 0.00040719 | 677.78 | -0.036225 | 570.1288 | 0.14911 | 677.78 | 0.0032519 | 677.78 | 0.0038766 | 572.3291 | 0.00031874 | 572.3291 | 0.00035698 | 570.1288 | 0 | 682.9798 | 0.36056 | 854.6852 | 0.017382 | 682.9798 | -0.0069013 | 854.0503 | 10.6567 | 854.6852 | 0.46155 | 572.3291 | 1.6557
| 570.2456 | 0.0016023 | 683.213 | 0.00083269 | 570.2456 | 0.0092761 | 683.213 | 0.0048662 | 572.4478 | 0.00053406 | 683.213 | 0.012496 | 572.4478 | 0.00021347 | 678.01 | 0.018472 | 570.2456 | 0.14543 | 678.01 | 0.0081444 | 678.01 | 0.014436 | 572.4478 | 0.00016564 | 572.4478 | 0.00017352 | 570.2456 | 0.026996 | 683.213 | 0.37896 | 854.8523 | 0.027549 | 683.213 | 0.0065695 | 854.2176 | 10.7181 | 854.8523 | 0.46508 | 572.4478 | 1.6459
| 570.3625 | 0 | 683.4462 | -0.0063699 | 570.3625 | 0 | 683.4462 | -0.028933 | 572.5665 | 0 | 683.4462 | -0.020665 | 572.5665 | 0.00043662 | 678.24 | -0.050617 | 570.3625 | 0.1433 | 678.24 | -0.012358 | 678.24 | -0.0049988 | 572.5665 | 0.00033492 | 572.5665 | 0.00040203 | 570.3625 | 0 | 683.4462 | 0.37788 | 855.0193 | 0.016838 | 683.4462 | -0.0023229 | 854.3849 | 10.6723 | 855.0193 | 0.46871 | 572.5665 | 1.6429
| 570.4794 | 0.0069267 | 683.6795 | 0.0035148 | 570.4794 | 0.023213 | 683.6795 | 0.014685 | 572.6852 | 0.00082547 | 683.6795 | 0.013446 | 572.6852 | 0.00022669 | 678.48 | -0.015113 | 570.4794 | 0.14947 | 678.48 | -0.001757 | 678.48 | 0.0037236 | 572.6852 | 0.00016928 | 572.6852 | 0.00022851 | 570.4794 | 0.06164 | 683.6795 | 0.39257 | 855.1863 | 0.022193 | 683.6795 | 0.0014498 | 854.5522 | 10.621 | 855.1863 | 0.46977 | 572.6852 | 1.6375
| 570.5962 | 0 | 683.9127 | -0.0034321 | 570.5962 | 0 | 683.9127 | -0.028662 | 572.8039 | 0 | 683.9127 | -0.018197 | 572.8039 | 0.00043271 | 678.71 | 0.017512 | 570.5962 | 0.14014 | 678.71 | -0.0081638 | 678.71 | -0.0049988 | 572.8039 | 0.00032865 | 572.8039 | 0.00041197 | 570.5962 | 0 | 683.9127 | 0.3864 | 855.3534 | 0.017609 | 683.9127 | -0.0055589 | 854.7195 | 10.6106 | 855.3534 | 0.47196 | 572.8039 | 1.6358
| 570.7131 | 0.0066309 | 684.146 | -0.0042194 | 570.7131 | 0.0072884 | 684.146 | 0.011601 | 572.9226 | 0.0011167 | 684.146 | 0.013961 | 572.9226 | 0.00020993 | 678.94 | 0.025189 | 570.7131 | 0.15386 | 678.94 | -0.0031549 | 678.94 | -0.0040807 | 572.9226 | 0.00015953 | 572.9226 | 0.00018346 | 570.7131 | 0.02947 | 684.146 | 0.40415 | 855.5204 | 0.022965 | 684.146 | -0.0027405 | 854.8868 | 10.6184 | 855.5204 | 0.47238 | 572.9226 | 1.6315
| 570.83 | 0 | 684.3793 | -0.0005239 | 570.83 | 0 | 684.3793 | -0.038949 | 573.0413 | 0 | 684.3793 | -0.014781 | 573.0413 | 0.00041893 | 679.18 | 0.028548 | 570.83 | 0.13823 | 679.18 | -0.0018735 | 679.18 | 0.0075495 | 573.0413 | 0.00032749 | 573.0413 | 0.00034687 | 570.83 | 0 | 684.3793 | 0.39806 | 855.6875 | 0.015794 | 684.3793 | -0.00020172 | 855.0541 | 10.5492 | 855.6875 | 0.47321 | 573.0413 | 1.6293
| 570.9469 | 0.016957 | 684.6125 | 0.00053733 | 570.9469 | 0.0096482 | 684.6125 | 0.011258 | 573.16 | 0.00024284 | 684.6125 | 0.013794 | 573.16 | 0.00021291 | 679.41 | 0.016073 | 570.9469 | 0.14796 | 679.41 | 0.002786 | 679.41 | -0.0007141 | 573.16 | 0.00016812 | 573.16 | 0.00016684 | 570.9469 | 0.036669 | 684.6125 | 0.41593 | 855.8545 | 0.023282 | 684.6125 | 0.0093946 | 855.2215 | 10.5289 | 855.8545 | 0.47326 | 573.16 | 1.6312
| 571.0638 | 0 | 684.8458 | -0.0059042 | 571.0638 | 0 | 684.8458 | -0.033839 | 573.2787 | 0 | 684.8458 | -0.016166 | 573.2787 | 0.00042582 | 679.64 | -0.0098357 | 571.0638 | 0.1365 | 679.64 | 0.0040674 | 679.64 | -0.0039276 | 573.2787 | 0.00033756 | 573.2787 | 0.00032032 | 571.0638 | 0 | 684.8458 | 0.42065 | 856.0216 | 0.016611 | 684.8458 | -0.0075667 | 855.3888 | 10.4454 | 856.0216 | 0.47553 | 573.2787 | 1.6396
| 571.1807 | 0.012841 | 685.0791 | 0.0048044 | 571.1807 | 0.010603 | 685.0791 | 0.0075118 | 573.3975 | 0.00024284 | 685.0791 | 0.016595 | 573.3975 | 0.00021328 | 679.88 | 0.012714 | 571.1807 | 0.13561 | 679.88 | -0.00059213 | 679.88 | 0.0093854 | 573.3975 | 0.00016961 | 573.3975 | 0.00015674 | 571.1807 | 0.043868 | 685.0791 | 0.43992 | 856.1887 | 0.024735 | 685.0791 | 0.0097097 | 855.5561 | 10.4541 | 856.1887 | 0.47786 | 573.3975 | 1.6442
| 571.2976 | 0 | 685.3124 | 0.001573 | 571.2976 | 0 | 685.3124 | -0.039316 | 573.5162 | 0 | 685.3124 | -0.017849 | 573.5162 | 0.0004355 | 680.11 | -0.029987 | 571.2976 | 0.14432 | 680.11 | -0.0056011 | 680.11 | -0.010355 | 573.5162 | 0.000345 | 573.5162 | 0.00030696 | 571.2976 | 0 | 685.3124 | 0.44036 | 856.3557 | 0.017609 | 685.3124 | -0.0001114 | 855.7234 | 10.4102 | 856.3557 | 0.48143 | 573.5162 | 1.6455
| 571.4145 | 0.0038207 | 685.5458 | 0.0019714 | 571.4145 | 0.015093 | 685.5458 | 0.02433 | 573.6349 | 0.00024284 | 685.5458 | 0.01393 | 573.6349 | 0.00022241 | 680.34 | -0.0079165 | 571.4145 | 0.1361 | 680.34 | -0.002223 | 680.34 | -0.0066822 | 573.6349 | 0.00017539 | 573.6349 | 0.00015348 | 571.4145 | 0.013915 | 685.5458 | 0.45589 | 856.5228 | 0.023282 | 685.5458 | 0.0085297 | 855.8908 | 10.4425 | 856.5228 | 0.48301 | 573.6349 | 1.6394
| 571.5315 | 0 | 685.7791 | -0.0014443 | 571.5315 | 0 | 685.7791 | -0.054955 | 573.7537 | 0 | 685.7791 | -0.017956 | 573.7537 | 0.00044407 | 680.58 | -0.00071969 | 571.5315 | 0.13246 | 680.58 | 0.00045625 | 680.58 | 0.0066312 | 573.7537 | 0.00030982 | 573.7537 | 0.00035698 | 571.5315 | 0 | 685.7791 | 0.4592 | 856.6898 | 0.021467 | 685.7791 | -0.0058872 | 856.0581 | 10.3118 | 856.6898 | 0.48561 | 573.7537 | 1.6432
| 571.6484 | 0.013006 | 686.0124 | 0.0037168 | 571.6484 | 0.013374 | 686.0124 | 0.0093569 | 573.8724 | 0.00082547 | 686.0124 | 0.013462 | 573.8724 | 0.00022204 | 680.81 | -0.020391 | 571.6484 | 0.13734 | 680.81 | -0.0063001 | 680.81 | -0.0036216 | 573.8724 | 0.00013427 | 573.8724 | 0.0002035 | 571.6484 | 0.035769 | 686.0124 | 0.45678 | 856.8569 | 0.021558 | 686.0124 | -0.0011841 | 856.2254 | 10.2079 | 856.8569 | 0.48733 | 573.8724 | 1.642
| 571.7654 | 0 | 686.2458 | 0.00036761 | 571.7654 | 0 | 686.2458 | -0.04933 | 573.9911 | 0 | 686.2458 | -0.018188 | 573.9911 | 0.00042377 | 681.04 | -0.004558 | 571.7654 | 0.13082 | 681.04 | -0.01061 | 681.04 | -0.0068351 | 573.9911 | 0.00029991 | 573.9911 | 0.00035698 | 571.7654 | 0 | 686.2458 | 0.4713 | 857.024 | 0.021876 | 686.2458 | -0.00072738 | 856.3927 | 10.1625 | 857.024 | 0.49086 | 573.9911 | 1.6461
| 571.8823 | 0 | 686.4791 | 0.0047667 | 571.8823 | 0.017195 | 686.4791 | -0.002779 | 574.1099 | 0.00082547 | 686.4791 | 0.012044 | 574.1099 | 0.0002021 | 681.28 | -0.015113 | 571.8823 | 0.13255 | 681.28 | -0.002456 | 681.28 | -0.0068351 | 574.1099 | 0.00016614 | 574.1099 | 0.00015674 | 571.8823 | 0.026096 | 686.4791 | 0.48655 | 857.1911 | 0.025915 | 686.4791 | 0.0051345 | 856.5601 | 10.1232 | 857.1911 | 0.49277 | 574.1099 | 1.6426
| 571.9992 | 0 | 686.7125 | -0.00070861 | 571.9992 | 0 | 686.7125 | -0.025749 | 574.2286 | 0 | 686.7125 | -0.022555 | 574.2286 | 0.00040421 | 681.51 | -0.020391 | 571.9992 | 0.12287 | 681.51 | 0.00045625 | 681.51 | 0.0049478 | 574.2286 | 0.00031989 | 574.2286 | 0.00031022 | 571.9992 | 0 | 686.7125 | 0.48336 | 857.3582 | 0.025552 | 686.7125 | -0.01297 | 856.7274 | 9.9984 | 857.3582 | 0.49588 | 574.2286 | 1.6403
| 572.1162 | 0.0057434 | 686.9459 | 0.013682 | 572.1162 | 0.0074539 | 686.9459 | 0.016384 | 574.3474 | 0.00053406 | 686.9459 | 0.014689 | 574.3474 | 0.00020248 | 681.74 | 0.0011995 | 572.1162 | 0.12123 | 681.74 | -0.0029219 | 681.74 | 0.00035706 | 574.3474 | 0.00015425 | 574.3474 | 0.00015674 | 572.1162 | 0.042968 | 686.9459 | 0.50123 | 857.5252 | 0.026187 | 686.9459 | 0.012063 | 856.8948 | 9.9915 | 857.5252 | 0.49732 | 574.3474 | 1.6346
| 572.2332 | 0 | 687.1793 | -0.0011246 | 572.2332 | 0 | 687.1793 | -0.015036 | 574.4661 | 0 | 687.1793 | -0.01913 | 574.4661 | 0.00041948 | 681.98 | -0.019911 | 572.2332 | 0.12327 | 681.98 | -0.014804 | 681.98 | 0.00020403 | 574.4661 | 0.00030916 | 574.4661 | 0.00034687 | 572.2332 | 0 | 687.1793 | 0.5156 | 857.6923 | 0.0177 | 687.1793 | 0.004909 | 857.0621 | 9.9427 | 857.6923 | 0.50053 | 574.4661 | 1.6302
| 572.3501 | 0 | 687.4127 | 0.0042654 | 572.3501 | 0.01987 | 687.4127 | 0.010989 | 574.5848 | 0.00082547 | 687.4127 | 0.015676 | 574.5848 | 0.00021812 | 682.21 | -0.0026388 | 572.3501 | 0.13268 | 682.21 | -0.0071154 | 682.21 | -0.0030095 | 574.5848 | 0.0001554 | 574.5848 | 0.00019357 | 572.3501 | 0.039594 | 687.4127 | 0.5182 | 857.8594 | 0.021149 | 687.4127 | 0.0042484 | 857.2295 | 9.7935 | 857.8594 | 0.50206 | 574.5848 | 1.6273
| 572.4671 | 0 | 687.6461 | -0.0054675 | 572.4671 | 0 | 687.6461 | -0.024967 | 574.7036 | 0 | 687.6461 | -0.021648 | 574.7036 | 0.00042153 | 682.44 | -0.002159 | 572.4671 | 0.12327 | 682.44 | -0.0047858 | 682.44 | -0.0031625 | 574.7036 | 0.00032799 | 574.7036 | 0.00035698 | 572.4671 | 0 | 687.6461 | 0.5286 | 858.0265 | 0.018018 | 687.6461 | -0.0045415 | 857.3969 | 9.664 | 858.0265 | 0.50652 | 574.7036 | 1.633
| 572.5841 | 0.0038207 | 687.8795 | 0.0037575 | 572.5841 | 0.018341 | 687.8795 | -0.02007 | 574.8224 | 0.00053406 | 687.8795 | 0.012039 | 574.8224 | 0.00020434 | 682.68 | 0.02375 | 572.5841 | 0.125 | 682.68 | 0.0060475 | 682.68 | 0.00709 | 574.8224 | 0.00017258 | 574.8224 | 0.00016342 | 572.5841 | 0.039594 | 687.8795 | 0.53195 | 858.1936 | 0.021558 | 687.8795 | 0.002044 | 857.5642 | 9.6773 | 858.1936 | 0.50968 | 574.8224 | 1.6333
| 572.7011 | 0 | 688.1129 | 0.0012191 | 572.7011 | 0 | 688.1129 | -0.039812 | 574.9411 | 0 | 688.1129 | -0.020457 | 574.9411 | 0.00038912 | 682.91 | -0.010315 | 572.7011 | 0.11368 | 682.91 | -0.0059506 | 682.91 | -0.012956 | 574.9411 | 0.00033459 | 574.9411 | 0.00034019 | 572.7011 | 0 | 688.1129 | 0.54441 | 858.3607 | 0.0177 | 688.1129 | -0.0089702 | 857.7316 | 9.5125 | 858.3607 | 0.51376 | 574.9411 | 1.6319
| 572.8181 | 0 | 688.3464 | 0.0050257 | 572.8181 | 0.013278 | 688.3464 | 0.0077536 | 575.0599 | 0.00053406 | 688.3464 | 0.014533 | 575.0599 | 0.00018832 | 683.14 | -0.0064771 | 572.8181 | 0.11972 | 683.14 | 0.0082607 | 683.14 | 0.013364 | 575.0599 | 0.00016218 | 575.0599 | 0.00017678 | 572.8181 | 0.036219 | 688.3464 | 0.55502 | 858.5278 | 0.02065 | 688.3464 | 0.0032119 | 857.899 | 9.3804 | 858.5278 | 0.51474 | 575.0599 | 1.6209
| 572.9351 | 0 | 688.5798 | -0.0001076 | 572.9351 | 0 | 688.5798 | -0.027927 | 575.1786 | 0 | 688.5798 | -0.021796 | 575.1786 | 0.00037217 | 683.38 | 0.0074367 | 572.9351 | 0.11492 | 683.38 | -0.010843 | 683.38 | -0.0053048 | 575.1786 | 0.0002796 | 575.1786 | 0.00037034 | 572.9351 | 0 | 688.5798 | 0.55256 | 858.6949 | 0.013979 | 688.5798 | 0.00082572 | 858.0663 | 9.3004 | 858.6949 | 0.51753 | 575.1786 | 1.6148
| 573.0521 | 0.0021939 | 688.8133 | 0.0041198 | 573.0521 | 0.0084479 | 688.8133 | 0.016699 | 575.2974 | 0.0011167 | 688.8133 | 0.01657 | 575.2974 | 0.00018702 | 683.61 | 0.011275 | 573.0521 | 0.11616 | 683.61 | -0.0050185 | 683.61 | 0.0012752 | 575.2974 | 0.00011759 | 575.2974 | 0.00019682 | 573.0521 | 0.014337 | 688.8133 | 0.57621 | 858.862 | 0.0094854 | 688.8133 | 0.0074512 | 858.2337 | 9.1453 | 858.862 | 0.51999 | 575.2974 | 1.61
| 573.1691 | 0 | 689.0468 | -0.0061465 | 573.1691 | 0 | 689.0468 | -0.024671 | 575.4162 | 0 | 689.0468 | -0.020218 | 575.4162 | 0.00039415 | 683.84 | -0.019911 | 573.1691 | 0.11683 | 683.84 | -0.0001262 | 683.84 | 5.1009e-05 | 575.4162 | 0.00025714 | 575.4162 | 0.00040032 | 573.1691 | 0 | 689.0468 | 0.59051 | 859.0291 | 0.013343 | 689.0468 | 0.0017439 | 858.4011 | 9.1063 | 859.0291 | 0.52431 | 575.4162 | 1.6082
| 573.2861 | 0.01243 | 689.2802 | -0.0010378 | 573.2861 | 0.01175 | 689.2802 | 0.0060547 | 575.5349 | 0.00053406 | 689.2802 | 0.014629 | 575.5349 | 0.00021067 | 684.08 | 0.0035984 | 573.2861 | 0.10826 | 684.08 | -0.0036209 | 684.08 | -0.0010202 | 575.5349 | 0.00013955 | 575.5349 | 0.00020675 | 573.2861 | 0.017288 | 689.2802 | 0.5986 | 859.1962 | 0.021694 | 689.2802 | 0.0074107 | 858.5685 | 8.986 | 859.1962 | 0.52672 | 575.5349 | 1.6024
| 573.4031 | 0 | 689.5137 | 0.0030503 | 573.4031 | 0 | 689.5137 | -0.029679 | 575.6537 | 0 | 689.5137 | -0.015364 | 575.6537 | 0.00042712 | 684.31 | 0.0069569 | 573.4031 | 0.11203 | 684.31 | 0.00045625 | 684.31 | -0.00607 | 575.6537 | 0.00026952 | 575.6537 | 0.00033694 | 573.4031 | 0 | 689.5137 | 0.61137 | 859.3633 | 0.017292 | 689.5137 | -0.0014305 | 858.7359 | 8.7638 | 859.3633 | 0.52974 | 575.6537 | 1.5962
| 573.5202 | 0.0093016 | 689.7472 | -4.6828e-06 | 573.5202 | 0.0077853 | 689.7472 | -0.0022798 | 575.7725 | 0.00053406 | 689.7472 | 0.014765 | 575.7725 | 0.00021738 | 684.54 | 0.002159 | 573.5202 | 0.10964 | 684.54 | -0.0037373 | 684.54 | 0.010457 | 575.7725 | 0.00012997 | 575.7725 | 0.00013344 | 573.5202 | 0.038019 | 689.7472 | 0.61991 | 859.5305 | 0.016611 | 689.7472 | 0.0067581 | 858.9033 | 8.7959 | 859.5305 | 0.53183 | 575.7725 | 1.5806
| 573.6372 | 0 | 689.9807 | -0.0030575 | 573.6372 | 0 | 689.9807 | -0.063175 | 575.8913 | 0 | 689.9807 | -0.017967 | 575.8913 | 0.00044854 | 684.78 | -0.0002399 | 573.6372 | 0.10924 | 684.78 | -0.0010581 | 684.78 | -0.0046928 | 575.8913 | 0.0002791 | 575.8913 | 0.00030028 | 573.6372 | 0 | 689.9807 | 0.63218 | 859.6976 | 0.014659 | 689.9807 | -0.0078062 | 859.0707 | 8.5515 | 859.6976 | 0.53592 | 575.8913 | 1.5711
| 573.7542 | 0.01103 | 690.2142 | 0.00018646 | 573.7542 | 0.014616 | 690.2142 | 0.00019651 | 576.0101 | 0.0011167 | 690.2142 | 0.011951 | 576.0101 | 0.00023191 | 685.01 | 0.016073 | 573.7542 | 0.10244 | 685.01 | 0.0044169 | 685.01 | -0.0074475 | 576.0101 | 0.00014963 | 576.0101 | 0.00016684 | 573.7542 | 0.06164 | 690.2142 | 0.63973 | 859.8647 | 0.028229 | 690.2142 | 0.0013357 | 859.2381 | 8.4535 | 859.8647 | 0.53834 | 576.0101 | 1.5602
| 573.8713 | 0 | 690.4478 | -0.0028248 | 573.8713 | 0 | 690.4478 | -0.042699 | 576.1289 | 0 | 690.4478 | -0.020986 | 576.1289 | 0.00043364 | 685.25 | 0.010795 | 573.8713 | 0.11417 | 685.25 | -0.0016406 | 685.25 | -0.0025504 | 576.1289 | 0.00027365 | 576.1289 | 0.00033026 | 573.8713 | 0 | 690.4478 | 0.64254 | 860.0318 | 0.019062 | 690.4478 | -0.0090697 | 859.4055 | 8.2855 | 860.0318 | 0.5414 | 576.1289 | 1.563
| 573.9883 | 0.0020459 | 690.6813 | 0.0037097 | 573.9883 | 0.013565 | 690.6813 | 0.013391 | 576.2476 | 0.0011167 | 690.6813 | 0.010894 | 576.2476 | 0.0002021 | 685.48 | -0.020391 | 573.9883 | 0.096537 | 685.48 | -0.0079311 | 685.48 | -0.0053048 | 576.2476 | 0.00012452 | 576.2476 | 0.00016342 | 573.9883 | 0 | 690.6813 | 0.65967 | 860.199 | 0.024417 | 690.6813 | 0.00048956 | 859.5729 | 8.2371 | 860.199 | 0.54229 | 576.2476 | 1.5617
| 574.1054 | 0 | 690.9149 | 0.0019512 | 574.1054 | 0 | 690.9149 | -0.044592 | 576.3664 | 0 | 690.9149 | -0.017984 | 576.3664 | 0.0004355 | 685.71 | -0.0050378 | 574.1054 | 0.1036 | 685.71 | 0.00068922 | 685.71 | -0.0030095 | 576.3664 | 0.0002715 | 576.3664 | 0.00034687 | 574.1054 | 0 | 690.9149 | 0.67299 | 860.3661 | 0.015658 | 690.9149 | 0.0085219 | 859.7403 | 7.9623 | 860.3661 | 0.54661 | 576.3664 | 1.5691
| 574.2225 | 0.0026375 | 691.1484 | -0.00027385 | 574.2225 | 0.011081 | 691.1484 | -0.006785 | 576.4852 | 0.00053406 | 691.1484 | 0.016613 | 576.4852 | 0.00023452 | 685.95 | 0.013674 | 574.2225 | 0.10511 | 685.95 | 0.0026695 | 685.95 | -0.0030095 | 576.4852 | 0.00014764 | 576.4852 | 0.00018346 | 574.2225 | 0.00084329 | 691.1484 | 0.68989 | 860.5332 | 0.011255 | 691.1484 | -0.00080287 | 859.9077 | 7.9139 | 860.5332 | 0.54963 | 576.4852 | 1.5696
| 574.3395 | 0 | 691.382 | 0.00042953 | 574.3395 | 0 | 691.382 | -0.059326 | 576.604 | 0 | 691.382 | -0.023262 | 576.604 | 0.00046717 | 686.18 | -0.027587 | 574.3395 | 0.094006 | 686.18 | 0.00010678 | 686.18 | -0.01112 | 576.604 | 0.0002933 | 576.604 | 0.00036195 | 574.3395 | 0 | 691.382 | 0.68894 | 860.7004 | 0.018653 | 691.382 | -0.0032397 | 860.0751 | 7.7131 | 860.7004 | 0.5546 | 576.604 | 1.5751
| 574.4566 | 0.0029334 | 691.6156 | 0.0062959 | 574.4566 | 0.0024847 | 691.6156 | 0.020298 | 576.7228 | 0.00082547 | 691.6156 | 0.015 | 576.7228 | 0.00023414 | 686.41 | 0.013674 | 574.4566 | 0.1036 | 686.41 | -0.002456 | 686.41 | -0.00086717 | 576.7228 | 0.00014566 | 576.7228 | 0.00017849 | 574.4566 | 0.033745 | 691.6156 | 0.71662 | 860.8675 | 0.021059 | 691.6156 | -0.0015219 | 860.2425 | 7.66 | 860.8675 | 0.5572 | 576.7228 | 1.5728
| 574.5737 | 0 | 691.8491 | -0.0032696 | 574.5737 | 0 | 691.8491 | -0.041204 | 576.8416 | 0 | 691.8491 | -0.019893 | 576.8416 | 0.00042619 | 686.65 | -0.031426 | 574.5737 | 0.08921 | 686.65 | -0.0001262 | 686.65 | -0.0037746 | 576.8416 | 0.00028174 | 576.8416 | 0.00035201 | 574.5737 | 0 | 691.8491 | 0.70844 | 861.0347 | 0.016838 | 691.8491 | 0.00041749 | 860.41 | 7.5123 | 861.0347 | 0.56142 | 576.8416 | 1.5757
| 574.6908 | 0.013253 | 692.0827 | 0.0038293 | 574.6908 | 0.0097437 | 692.0827 | 0.0033601 | 576.9604 | 0.00082547 | 692.0827 | 0.012858 | 576.9604 | 0.00019652 | 686.88 | 0.010315 | 574.6908 | 0.09627 | 686.88 | 0.0046498 | 686.88 | -0.01418 | 576.9604 | 0.00013641 | 576.9604 | 0.00017352 | 574.6908 | 0.033295 | 692.0827 | 0.73586 | 861.2018 | 0.027866 | 692.0827 | -0.00088486 | 860.5774 | 7.3872 | 861.2018 | 0.56514 | 576.9604 | 1.5751
| 574.8079 | 0 | 692.3164 | -0.0042831 | 574.8079 | 0 | 692.3164 | -0.037406 | 577.0792 | 0 | 692.3164 | -0.017945 | 577.0792 | 0.00041464 | 687.11 | -0.017992 | 574.8079 | 0.097425 | 687.11 | -0.0074648 | 687.11 | -0.015404 | 577.0792 | 0.00023963 | 577.0792 | 0.00032032 | 574.8079 | 0 | 692.3164 | 0.73727 | 861.369 | 0.025915 | 692.3164 | 0.0050341 | 860.7448 | 7.1621 | 861.369 | 0.57067 | 577.0792 | 1.5754
| 574.925 | 0.011195 | 692.55 | 0.0013249 | 574.925 | 0.016717 | 692.55 | 0.024161 | 577.198 | 0.00082547 | 692.55 | 0.016115 | 577.198 | 0.00022204 | 687.35 | -0.027109 | 574.925 | 0.097292 | 687.35 | -0.0016406 | 687.35 | 0.0052539 | 577.198 | 0.00010371 | 577.198 | 0.0001468 | 574.925 | 0.035319 | 692.55 | 0.76017 | 861.5361 | 0.017246 | 692.55 | -0.0018829 | 860.9123 | 7.0753 | 861.5361 | 0.57411 | 577.198 | 1.571
| 575.0421 | 0 | 692.7836 | -0.0010145 | 575.0421 | 0 | 692.7836 | -0.055447 | 577.3169 | 0 | 692.7836 | -0.015553 | 577.3169 | 0.00042619 | 687.58 | -0.017992 | 575.0421 | 0.10155 | 687.58 | 0.00033976 | 687.58 | -0.00025504 | 577.3169 | 0.00022791 | 577.3169 | 0.00036024 | 575.0421 | 0 | 692.7836 | 0.76916 | 861.7033 | 0.022511 | 692.7836 | -0.0018655 | 861.0797 | 6.9004 | 861.7033 | 0.57815 | 577.3169 | 1.5692
| 575.1592 | 0.0089723 | 693.0172 | 0.0071711 | 575.1592 | 0.018532 | 693.0172 | 0.042358 | 577.4357 | 0.00024284 | 693.0172 | 0.016418 | 577.4357 | 0.00020732 | 687.81 | 0.040542 | 575.1592 | 0.098268 | 687.81 | -0.00070865 | 687.81 | 0.0021933 | 577.4357 | 0.00012452 | 577.4357 | 0.00021343 | 575.1592 | 0.010963 | 693.0172 | 0.78918 | 861.8704 | 0.023373 | 693.0172 | 0.0051522 | 861.2471 | 6.7838 | 861.8704 | 0.57977 | 577.4357 | 1.5641
| 575.2763 | 0 | 693.2509 | -0.0034414 | 575.2763 | 0 | 693.2509 | -0.043362 | 577.5545 | 0 | 693.2509 | -0.020517 | 577.5545 | 0.00043848 | 688.05 | -0.0098357 | 575.2763 | 0.092984 | 688.05 | -0.0060669 | 688.05 | -0.0065293 | 577.5545 | 0.00023104 | 577.5545 | 0.00038696 | 575.2763 | 0 | 693.2509 | 0.80252 | 862.0376 | 0.015385 | 693.2509 | -0.0027228 | 861.4146 | 6.5928 | 862.0376 | 0.58465 | 577.5545 | 1.5648
| 575.3935 | 0.0072224 | 693.4845 | -0.0042755 | 575.3935 | 0.0094417 | 693.4845 | 0.017672 | 577.6733 | 0.00053406 | 693.4845 | 0.01431 | 577.6733 | 0.00023209 | 688.28 | -0.0002399 | 575.3935 | 0.092762 | 688.28 | 0.00010678 | 688.28 | -0.0053048 | 577.6733 | 0.00010652 | 577.6733 | 0.00017352 | 575.3935 | 0.032845 | 693.4845 | 0.82237 | 862.2047 | 0.026323 | 693.4845 | 0.0069086 | 861.582 | 6.535 | 862.2047 | 0.58665 | 577.6733 | 1.5623
| 575.5106 | 0 | 693.7182 | -0.0009686 | 575.5106 | 0 | 693.7182 | -0.037242 | 577.7921 | 0 | 693.7182 | -0.017375 | 577.7921 | 0.00044929 | 688.52 | -0.029026 | 575.5106 | 0.089698 | 688.52 | -0.0089791 | 688.52 | -0.0028565 | 577.7921 | 0.00023501 | 577.7921 | 0.0003169 | 575.5106 | 0 | 693.7182 | 0.82772 | 862.3719 | 0.021558 | 693.7182 | -0.0046283 | 861.7495 | 6.3816 | 862.3719 | 0.59143 | 577.7921 | 1.5596
| 575.6278 | 0.0070745 | 693.9519 | 0.0059099 | 575.6278 | 0.0079509 | 693.9519 | 0.013543 | 577.911 | 0.00053406 | 693.9519 | 0.014242 | 577.911 | 0.00021812 | 688.75 | 0.033346 | 575.6278 | 0.1075 | 688.75 | 0.0067465 | 688.75 | -0.00056109 | 577.911 | 0.00012849 | 577.911 | 0.00014337 | 575.6278 | 0.042068 | 693.9519 | 0.84009 | 862.5391 | 0.024009 | 693.9519 | 0.00030466 | 861.9169 | 6.2002 | 862.5391 | 0.59464 | 577.911 | 1.5498
| 575.7449 | 0 | 694.1856 | -0.0055553 | 575.7449 | 0 | 694.1856 | -0.034961 | 578.0298 | 0 | 694.1856 | -0.024373 | 578.0298 | 0.00042414 | 688.98 | 0.0055175 | 575.7449 | 0.095782 | 688.98 | 0.00022327 | 688.98 | 0.0093854 | 578.0298 | 0.00021717 | 578.0298 | 0.0003169 | 575.7449 | 0 | 694.1856 | 0.84058 | 862.7062 | 0.019697 | 694.1856 | 0.00059581 | 862.0844 | 6.0373 | 862.7062 | 0.60003 | 578.0298 | 1.5373
| 575.8621 | 0.0013064 | 694.4193 | -0.0055107 | 575.8621 | 0.014616 | 694.4193 | 0.0086084 | 578.1486 | 0.0011167 | 694.4193 | 0.014414 | 578.1486 | 0.00020695 | 689.22 | 0.012235 | 575.8621 | 0.096537 | 689.22 | -0.0028054 | 689.22 | 0.0055599 | 578.1486 | 8.852e-05 | 578.1486 | 0.00017352 | 575.8621 | 0.042518 | 694.4193 | 0.87416 | 862.8734 | 0.021059 | 694.4193 | -0.00086965 | 862.2519 | 5.8867 | 862.8734 | 0.60286 | 578.1486 | 1.5284
| 575.9792 | 0 | 694.653 | -0.0045614 | 575.9792 | 0 | 694.653 | -0.032019 | 578.2675 | 0 | 694.653 | -0.020594 | 578.2675 | 0.00041632 | 689.45 | -0.015113 | 575.9792 | 0.098801 | 689.45 | -0.00199 | 689.45 | -0.00010202 | 578.2675 | 0.00019455 | 578.2675 | 0.00027527 | 575.9792 | 0 | 694.653 | 0.87716 | 863.0406 | 0.024553 | 694.653 | -0.0071862 | 862.4193 | 5.7146 | 863.0406 | 0.60602 | 578.2675 | 1.5275
| 576.0964 | 0 | 694.8867 | 0.0026776 | 576.0964 | 0.019392 | 694.8867 | -0.0011555 | 578.3863 | 0.00053406 | 694.8867 | 0.013979 | 578.3863 | 0.0002103 | 689.68 | 0.012714 | 576.0964 | 0.093384 | 689.68 | 0.0015046 | 689.68 | 0.010916 | 578.3863 | 0.00010603 | 578.3863 | 0.000105 | 576.0964 | 0.038694 | 694.8867 | 0.89083 | 863.2078 | 0.016929 | 694.8867 | 0.011505 | 862.5868 | 5.6081 | 863.2078 | 0.60764 | 578.3863 | 1.5263
| 576.2136 | 0 | 695.1204 | -0.0054064 | 576.2136 | 0 | 695.1204 | -0.040264 | 578.5051 | 0 | 695.1204 | -0.019626 | 578.5051 | 0.00041557 | 689.92 | -0.0098357 | 576.2136 | 0.0881 | 689.92 | -0.0033879 | 689.92 | 0.0064783 | 578.5051 | 0.00020297 | 578.5051 | 0.00027853 | 576.2136 | 0 | 695.1204 | 0.89872 | 863.375 | 0.019289 | 695.1204 | -0.0012771 | 862.7543 | 5.4293 | 863.375 | 0.61136 | 578.5051 | 1.5291
| 576.3307 | 0.0075183 | 695.3541 | -0.00058888 | 576.3307 | 0.0079509 | 695.3541 | -0.0091817 | 578.624 | 0.00024284 | 695.3541 | 0.013601 | 578.624 | 0.00020639 | 690.15 | 0.0040782 | 576.3307 | 0.087966 | 690.15 | -0.012124 | 690.15 | -0.0040807 | 578.624 | 9.6942e-05 | 578.624 | 0.00017678 | 576.3307 | 0.032395 | 695.3541 | 0.92379 | 863.5422 | 0.021286 | 695.3541 | -0.00019792 | 862.9217 | 5.3403 | 863.5422 | 0.6121 | 578.624 | 1.5244
| 576.4479 | 0 | 695.5879 | 0.0031883 | 576.4479 | 0.0014942 | 695.5879 | -0.04752 | 578.7428 | 0 | 695.5879 | -0.022081 | 578.7428 | 0.00040104 | 690.38 | -0.004558 | 576.4479 | 0.081528 | 690.38 | -0.0029219 | 690.38 | -0.0017853 | 578.7428 | 0.00018183 | 578.7428 | 0.00034687 | 576.4479 | 0 | 695.5879 | 0.94213 | 863.7093 | 0.015476 | 695.5879 | -0.0016107 | 863.0892 | 5.1503 | 863.7093 | 0.61452 | 578.7428 | 1.5197
| 576.5651 | 0.01317 | 695.8216 | -0.0030737 | 576.5651 | 0.0062945 | 695.8216 | 0.0063577 | 578.8617 | 0.00082547 | 695.8216 | 0.015942 | 578.8617 | 0.00019558 | 690.62 | 0.013674 | 576.5651 | 0.08921 | 690.62 | 0.0010387 | 690.62 | 0.007243 | 578.8617 | 8.4887e-05 | 578.8617 | 0.00017352 | 576.5651 | 0.015602 | 695.8216 | 0.96026 | 863.8765 | 0.022738 | 695.8216 | 0.0060621 | 863.2567 | 5.099 | 863.8765 | 0.61424 | 578.8617 | 1.5074
| 576.6823 | 0 | 696.0554 | -0.0046651 | 576.6823 | 0 | 696.0554 | -0.053539 | 578.9805 | 0 | 696.0554 | -0.023285 | 578.9805 | 0.00038782 | 690.85 | 0.018952 | 576.6823 | 0.078997 | 690.85 | -0.006999 | 690.85 | -0.0022444 | 578.9805 | 0.00017374 | 578.9805 | 0.00030696 | 576.6823 | 0 | 696.0554 | 0.97568 | 864.0437 | 0.02242 | 696.0554 | -0.0025061 | 863.4242 | 4.9225 | 864.0437 | 0.61689 | 578.9805 | 1.5017
| 576.7995 | 0.019673 | 696.2892 | -0.0013759 | 576.7995 | 0.013087 | 696.2892 | 0.0095392 | 579.0994 | 0.00082547 | 696.2892 | 0.016031 | 579.0994 | 0.00019298 | 691.09 | -0.0040782 | 576.7995 | 0.088721 | 691.09 | 0.002553 | 691.09 | 0.0051009 | 579.0994 | 8.885e-05 | 579.0994 | 0.00013344 | 576.7995 | 0.056916 | 696.2892 | 0.99124 | 864.2109 | 0.020922 | 696.2892 | 0.0030711 | 863.5917 | 4.8858 | 864.2109 | 0.61814 | 579.0994 | 1.4973
| 576.9167 | 0 | 696.523 | -0.0037012 | 576.9167 | 0 | 696.523 | -0.025702 | 579.2183 | 0 | 696.523 | -0.019053 | 579.2183 | 0.00041408 | 691.32 | 0.0011995 | 576.9167 | 0.078508 | 691.32 | -0.0031549 | 691.32 | -0.0013262 | 579.2183 | 0.00017043 | 579.2183 | 0.00028692 | 576.9167 | 0 | 696.523 | 1.0009 | 864.3781 | 0.01947 | 696.523 | -0.0013323 | 863.7592 | 4.6166 | 864.3781 | 0.6213 | 579.2183 | 1.4975
| 577.0339 | 0.001898 | 696.7567 | 0.0040151 | 577.0339 | 0.020347 | 696.7567 | -0.00022149 | 579.3371 | 0.00082547 | 696.7567 | 0.013306 | 579.3371 | 0.00022204 | 691.55 | -0.0055175 | 577.0339 | 0.089609 | 691.55 | 0.0088434 | 691.55 | 0.0018873 | 579.3371 | 8.1584e-05 | 579.3371 | 0.00015348 | 577.0339 | 0.034644 | 696.7567 | 1.0213 | 864.5453 | 0.022965 | 696.7567 | -0.0053579 | 863.9267 | 4.5843 | 864.5453 | 0.62404 | 579.3371 | 1.4964
| 577.1512 | 0 | 696.9905 | -0.00015713 | 577.1512 | 0 | 696.9905 | -0.029851 | 579.456 | 0 | 696.9905 | -0.018545 | 579.456 | 0.00043457 | 691.79 | -0.018952 | 577.1512 | 0.080506 | 691.79 | -0.012591 | 691.79 | -0.007294 | 579.456 | 0.00017027 | 579.456 | 0.00032529 | 577.1512 | 0 | 696.9905 | 1.0195 | 864.7125 | 0.018018 | 696.9905 | 0.0058846 | 864.0942 | 4.3808 | 864.7125 | 0.62985 | 579.456 | 1.4939
| 577.2684 | 0 | 697.2244 | -0.00031824 | 577.2684 | 0.014711 | 697.2244 | -0.010512 | 579.5748 | 0.00024284 | 697.2244 | 0.0099788 | 579.5748 | 0.00021347 | 692.02 | 0.0079165 | 577.2684 | 0.085569 | 692.02 | 0.0032519 | 692.02 | 0.0046418 | 579.5748 | 8.852e-05 | 579.5748 | 0.00017181 | 577.2684 | 0.035094 | 697.2244 | 1.0586 | 864.8797 | 0.02242 | 697.2244 | 0.0059612 | 864.2617 | 4.2823 | 864.8797 | 0.63542 | 579.5748 | 1.487
| 577.3856 | 0 | 697.4582 | -0.0047264 | 577.3856 | 0 | 697.4582 | -0.017047 | 579.6937 | 0 | 697.4582 | -0.024 | 579.6937 | 0.00042544 | 692.25 | -0.0088761 | 577.3856 | 0.080151 | 692.25 | 0.0011552 | 692.25 | -0.00607 | 579.6937 | 0.00015887 | 579.6937 | 0.00033523 | 577.3856 | 0 | 697.4582 | 1.0703 | 865.047 | 0.021467 | 697.4582 | -5.038e-05 | 864.4292 | 4.1599 | 865.047 | 0.64346 | 579.6937 | 1.4814
| 577.5029 | 0.003377 | 697.692 | 0.0046943 | 577.5029 | 0.0091104 | 697.692 | -0.0088366 | 579.8126 | 0.00053406 | 697.692 | 0.016491 | 579.8126 | 0.00021216 | 692.49 | 0.013674 | 577.5029 | 0.091341 | 692.49 | -0.005368 | 692.49 | -0.0063763 | 579.8126 | 7.0353e-05 | 579.8126 | 0.00016342 | 577.5029 | 0.034195 | 697.692 | 1.0924 | 865.2142 | 0.013661 | 697.692 | 0.0024131 | 864.5967 | 4.0294 | 865.2142 | 0.64885 | 579.8126 | 1.4764
| 577.6201 | 0 | 697.9259 | -0.0037416 | 577.6201 | 0 | 697.9259 | -0.05352 | 579.9315 | 0 | 697.9259 | -0.025466 | 579.9315 | 0.00044537 | 692.72 | -0.011275 | 577.6201 | 0.083171 | 692.72 | -0.0030384 | 692.72 | -0.012803 | 579.9315 | 0.00016218 | 579.9315 | 0.00030696 | 577.6201 | 0 | 697.9259 | 1.111 | 865.3814 | 0.018517 | 697.9259 | -0.0023864 | 864.7642 | 3.9049 | 865.3814 | 0.65535 | 579.9315 | 1.4843
| 577.7374 | 0.0054477 | 698.1597 | 0.0030531 | 577.7374 | 0.011463 | 698.1597 | 0.022912 | 580.0503 | 0.0016993 | 698.1597 | 0.015975 | 580.0503 | 0.00026506 | 692.96 | 0.014154 | 577.7374 | 0.085924 | 692.96 | 0.00080569 | 692.96 | 0.0077024 | 580.0503 | 9.4135e-05 | 580.0503 | 0.00015674 | 577.7374 | 0.036219 | 698.1597 | 1.1421 | 865.5486 | 0.018744 | 698.1597 | 0.0027899 | 864.9318 | 3.8389 | 865.5486 | 0.66065 | 580.0503 | 1.4787
| 577.8546 | 0 | 698.3936 | 0.0013422 | 577.8546 | 0 | 698.3936 | 0.0042879 | 580.1692 | 0.00053406 | 698.3936 | 0.019278 | 580.1692 | 0.00029803 | 693.19 | -0.00071969 | 577.8546 | 0.07913 | 693.19 | -0.0086301 | 693.19 | 0.0077024 | 580.1692 | 9.6447e-05 | 580.1692 | 0.00019682 | 577.8546 | 0 | 698.3936 | 1.1392 | 865.7158 | 0.02419 | 698.3936 | 0.0088595 | 865.0993 | 3.6239 | 865.7158 | 0.66608 | 580.1692 | 1.4727
| 577.9719 | 0.00056695 | 698.6274 | -0.0076443 | 577.9719 | 0.013374 | 698.6274 | -0.045964 | 580.2881 | 0.00024284 | 698.6274 | -0.02277 | 580.2881 | 0.00011195 | 693.42 | -0.022789 | 577.9719 | 0.082771 | 693.42 | -0.0056011 | 693.42 | -0.0023974 | 580.2881 | 1.0074e-05 | 580.2881 | 9.1815e-05 | 577.9719 | 0 | 698.6274 | 1.1613 | 865.8831 | 0.014841 | 698.6274 | 0.0037728 | 865.2668 | 3.4769 | 865.8831 | 0.67091 | 580.2881 | 1.4545
| 578.0892 | 0 | 698.8613 | 0.004068 | 578.0892 | 0 | 698.8613 | 0.016991 | 580.407 | 0 | 698.8613 | 0.013113 | 580.407 | 0.00012666 | 693.66 | 0.0031186 | 578.0892 | 0.074734 | 693.66 | -0.0014076 | 693.66 | 0.018108 | 580.407 | 7.762e-06 | 580.407 | 8.3421e-05 | 578.0892 | 0 | 698.8613 | 1.1767 | 866.0503 | 0.020196 | 698.8613 | 0.0054361 | 865.4343 | 3.4429 | 866.0503 | 0.6724 | 580.407 | 1.4471
| 578.2065 | 0.0021939 | 699.0952 | 0.0049716 | 578.2065 | 0.017386 | 699.0952 | -0.022024 | 580.5259 | 0.00024284 | 699.0952 | -0.019122 | 580.5259 | 0.0001384 | 693.89 | -0.028548 | 578.2065 | 0.07953 | 693.89 | -0.0073485 | 693.89 | -0.00607 | 580.5259 | 6.606e-06 | 580.5259 | 7.1773e-05 | 578.2065 | 0 | 699.0952 | 1.2143 | 866.2175 | 0.014523 | 699.0952 | -0.0071408 | 865.6019 | 3.2787 | 866.2175 | 0.67351 | 580.5259 | 1.4504
| 578.3237 | 0 | 699.3291 | 0.0020968 | 578.3237 | 0 | 699.3291 | 0.0087811 | 580.6448 | 0.00024284 | 699.3291 | 0.011451 | 580.6448 | 0.00014436 | 694.12 | 0.018952 | 578.3237 | 0.077753 | 694.12 | -0.0016406 | 694.12 | -0.0077534 | 580.6448 | 2.3121e-06 | 580.6448 | 4.0083e-05 | 578.3237 | 0 | 699.3291 | 1.2333 | 866.3848 | 0.022239 | 699.3291 | -0.0032806 | 865.7694 | 3.1465 | 866.3848 | 0.6744 | 580.6448 | 1.4472
| 578.441 | 0.010454 | 699.563 | -0.004797 | 578.441 | 0.015857 | 699.563 | -0.047052 | 580.7637 | 0 | 699.563 | -0.027682 | 580.7637 | 0.00015479 | 694.36 | 0.0031186 | 578.441 | 0.077753 | 694.36 | -0.010028 | 694.36 | -0.01617 | 580.7637 | 7.2665e-06 | 580.7637 | 5.1731e-05 | 578.441 | 0 | 699.563 | 1.2608 | 866.552 | 0.01947 | 699.563 | 0.0044686 | 865.937 | 3.111 | 866.552 | 0.67876 | 580.7637 | 1.4459
| 578.5583 | 0 | 699.7969 | 0.0014504 | 578.5583 | 0 | 699.7969 | 0.0077193 | 580.8826 | 0.00024284 | 699.7969 | 0.01879 | 580.8826 | 0.00014306 | 694.59 | 0.02183 | 578.5583 | 0.084547 | 694.59 | -0.002223 | 694.59 | 0.0069371 | 580.8826 | 6.1105e-06 | 580.8826 | 5.8412e-05 | 578.5583 | 0 | 699.7969 | 1.2594 | 866.7192 | 0.018608 | 699.7969 | -0.0023904 | 866.1045 | 3.0221 | 866.7192 | 0.68346 | 580.8826 | 1.4345
| 578.6756 | 0.0047082 | 700.0309 | 0.0020894 | 578.6756 | 0.015571 | 700.0309 | -0.022947 | 581.0015 | 0.00024284 | 700.0309 | -0.01925 | 581.0015 | 0.0001248 | 694.83 | 0.0050378 | 578.6756 | 0.089609 | 694.83 | -0.0052516 | 694.83 | -0.0025504 | 581.0015 | 5.4499e-06 | 581.0015 | 5.4986e-05 | 578.6756 | 0 | 700.0309 | 1.2871 | 866.8865 | 0.017972 | 700.0309 | 0.003646 | 866.272 | 2.9465 | 866.8865 | 0.68857 | 581.0015 | 1.4377
| 578.7929 | 0 | 700.2648 | 0.0029145 | 578.7929 | 0 | 700.2648 | 0.020967 | 581.1204 | 0 | 700.2648 | 0.013234 | 581.1204 | 9.593e-05 | 695.06 | 0.0098357 | 578.7929 | 0.073091 | 695.06 | 0.0017376 | 695.06 | -0.0083652 | 581.1204 | 6.606e-07 | 581.1204 | 5.4986e-05 | 578.7929 | 0.013019 | 700.2648 | 1.3187 | 867.0537 | 0.02419 | 700.2648 | 0.0010436 | 866.4396 | 2.8428 | 867.0537 | 0.68912 | 581.1204 | 1.4353
| 578.9103 | 0 | 700.4988 | -0.0065316 | 578.9103 | 0.0066257 | 700.4988 | -0.061957 | 581.2393 | 0 | 700.4988 | -0.018826 | 581.2393 | 0.00011437 | 695.29 | -0.029507 | 578.9103 | 0.074734 | 695.29 | -0.00047565 | 695.29 | -0.0010202 | 581.2393 | 6.606e-07 | 581.2393 | 4.1625e-05 | 578.9103 | 0.0021082 | 700.4988 | 1.3419 | 867.221 | 0.023373 | 700.4988 | -0.0077761 | 866.6071 | 2.6971 | 867.221 | 0.69019 | 581.2393 | 1.4368
| 579.0276 | 0 | 700.7327 | 0.0015532 | 579.0276 | 0.00083014 | 700.7327 | -0.0091578 | 581.3582 | 0.00024284 | 700.7327 | 0.015173 | 581.3582 | 0.00013225 | 695.53 | 0.0074367 | 579.0276 | 0.074201 | 695.53 | -0.0001262 | 695.53 | 0.0012752 | 581.3582 | 0 | 581.3582 | 7.1773e-05 | 579.0276 | 0 | 700.7327 | 1.3603 | 867.3882 | 0.023282 | 700.7327 | -0.0049096 | 866.7747 | 2.6513 | 867.3882 | 0.69075 | 581.3582 | 1.4274
| 579.1449 | 0.0039686 | 700.9667 | -0.004788 | 579.1449 | 0.013374 | 700.9667 | -0.033134 | 581.4771 | 0.00024284 | 700.9667 | -0.019193 | 581.4771 | 0.0001466 | 695.76 | -0.0074367 | 579.1449 | 0.072069 | 695.76 | -0.0081638 | 695.76 | -0.010508 | 581.4771 | 1.9818e-06 | 581.4771 | 7.8454e-05 | 579.1449 | 0 | 700.9667 | 1.3833 | 867.5555 | 0.023282 | 700.9667 | -0.0061663 | 866.9423 | 2.5945 | 867.5555 | 0.69609 | 581.4771 | 1.4226
| 579.2622 | 0 | 701.2007 | 0.0026059 | 579.2622 | 0 | 701.2007 | 0.011161 | 581.596 | 0 | 701.2007 | 0.016981 | 581.596 | 0.00012573 | 696 | 0.0074367 | 579.2622 | 0.076599 | 696 | -0.0001262 | 696 | -0.0034686 | 581.596 | 1.9818e-06 | 581.596 | 6.3379e-05 | 579.2622 | 0 | 701.2007 | 1.3883 | 867.7227 | 0.014115 | 701.2007 | 0.0053355 | 867.1098 | 2.5091 | 867.7227 | 0.69934 | 581.596 | 1.4131
| 579.3796 | 0.0054477 | 701.4347 | -0.0059355 | 579.3796 | 0.0092761 | 701.4347 | -0.022371 | 581.7149 | 0 | 701.4347 | -0.025779 | 581.7149 | 0.0001058 | 696.23 | 0.0064771 | 579.3796 | 0.071581 | 696.23 | 0.002553 | 696.23 | -0.0094364 | 581.7149 | 1.9818e-06 | 581.7149 | 3.837e-05 | 579.3796 | 0 | 701.4347 | 1.4295 | 867.89 | 0.015794 | 701.4347 | 0.0027689 | 867.2774 | 2.3934 | 867.89 | 0.70134 | 581.7149 | 1.4083
| 579.4969 | 0 | 701.6686 | -0.0029285 | 579.4969 | 0 | 701.6686 | 0.0072842 | 581.8338 | 0 | 701.6686 | 0.014901 | 581.8338 | 9.1459e-05 | 696.46 | 0.017032 | 579.4969 | 0.071936 | 696.46 | 0.010358 | 696.46 | -0.0013262 | 581.8338 | 0 | 581.8338 | 4.0083e-05 | 579.4969 | 0 | 701.6686 | 1.4662 | 868.0573 | 0.025461 | 701.6686 | 0.0062086 | 867.445 | 2.3733 | 868.0573 | 0.70074 | 581.8338 | 1.4002
| 579.6143 | 0.0097132 | 701.9027 | -0.0061361 | 579.6143 | 0.016048 | 701.9027 | -0.03351 | 581.9528 | 0.00024284 | 701.9027 | -0.02381 | 581.9528 | 0.00010841 | 696.7 | -0.012714 | 579.6143 | 0.080506 | 696.7 | 0.0011552 | 696.7 | 0.00020403 | 581.9528 | 0 | 581.9528 | 7.006e-05 | 579.6143 | 0 | 701.9027 | 1.4798 | 868.2245 | 0.019062 | 701.9027 | -0.008698 | 867.6125 | 2.2917 | 868.2245 | 0.70464 | 581.9528 | 1.3994
| 579.7317 | 0 | 702.1367 | -0.0018876 | 579.7317 | 0 | 702.1367 | 0.021143 | 582.0717 | 0.00053406 | 702.1367 | 0.015305 | 582.0717 | 0.00011493 | 696.93 | 0.0026388 | 579.7317 | 0.06754 | 696.93 | -0.0052516 | 696.93 | -0.0043867 | 582.0717 | 0 | 582.0717 | 6.6805e-05 | 579.7317 | 0.0016187 | 702.1367 | 1.511 | 868.3918 | 0.018018 | 702.1367 | -0.017285 | 867.7801 | 2.1921 | 868.3918 | 0.711 | 582.0717 | 1.3929
| 579.849 | 0.0094662 | 702.3707 | -0.0020845 | 579.849 | 0.0076196 | 702.3707 | -0.042892 | 582.1906 | 0.00053406 | 702.3707 | -0.01992 | 582.1906 | 0.00012015 | 697.17 | -0.025189 | 579.849 | 0.069672 | 697.17 | -0.010144 | 697.17 | -0.0031625 | 582.1906 | 6.606e-07 | 582.1906 | 5.0018e-05 | 579.849 | 0 | 702.3707 | 1.5153 | 868.5591 | 0.01239 | 702.3707 | -0.0079379 | 867.9477 | 2.0856 | 868.5591 | 0.72108 | 582.1906 | 1.3913
| 579.9664 | 0.0007407 | 702.6047 | 0.0042115 | 579.9664 | 0 | 702.6047 | 0.027751 | 582.3095 | 0 | 702.6047 | 0.012921 | 582.3095 | 0.00011027 | 697.4 | -0.02183 | 579.9664 | 0.075089 | 697.4 | -0.0031549 | 697.4 | 0.014894 | 582.3095 | 6.606e-07 | 582.3095 | 3.4944e-05 | 579.9664 | 0 | 702.6047 | 1.5273 | 868.7263 | 0.025552 | 702.6047 | 0.0024382 | 868.1153 | 2.0389 | 868.7263 | 0.72768 | 582.3095 | 1.3841
| 580.0838 | 0.0047082 | 702.8388 | -0.0057675 | 580.0838 | 0.014711 | 702.8388 | -0.024863 | 582.4285 | 0 | 702.8388 | -0.024657 | 582.4285 | 0.00012219 | 697.63 | 0.018472 | 580.0838 | 0.067274 | 697.63 | -0.0032714 | 697.63 | -0.0063763 | 582.4285 | 8.2574e-07 | 582.4285 | 3.6657e-05 | 580.0838 | 0 | 702.8388 | 1.5668 | 868.8936 | 0.016429 | 702.8388 | -0.0072775 | 868.2829 | 1.9711 | 868.8936 | 0.7346 | 582.4285 | 1.3873
| 580.2012 | 0 | 703.0728 | 0.0022724 | 580.2012 | 0 | 703.0728 | 0.026981 | 582.5474 | 0 | 703.0728 | 0.015282 | 582.5474 | 0.00011754 | 697.87 | -0.004558 | 580.2012 | 0.075355 | 697.87 | -0.0039703 | 697.87 | 5.1009e-05 | 582.5474 | 3.303e-07 | 582.5474 | 4.6764e-05 | 580.2012 | 0 | 703.0728 | 1.595 | 869.0609 | 0.018517 | 703.0728 | 0.004223 | 868.4505 | 1.9424 | 869.0609 | 0.73827 | 582.5474 | 1.3847
| 580.3186 | 0.01103 | 703.3069 | -0.0044545 | 580.3186 | 0.016048 | 703.3069 | -0.081422 | 582.6663 | 0 | 703.3069 | -0.021485 | 582.6663 | 0.00011307 | 698.1 | -0.025668 | 580.3186 | 0.06865 | 698.1 | 0.0031355 | 698.1 | -0.0028565 | 582.6663 | 2.6424e-06 | 582.6663 | 4.1625e-05 | 580.3186 | 0 | 703.3069 | 1.6246 | 869.2282 | 0.016202 | 703.3069 | -0.00099224 | 868.6181 | 1.8235 | 869.2282 | 0.74547 | 582.6663 | 1.383
| 580.436 | 0 | 703.541 | 0.0039768 | 580.436 | 0 | 703.541 | 0.031289 | 582.7853 | 0 | 703.541 | 0.018076 | 582.7853 | 0.00010021 | 698.34 | -0.002159 | 580.436 | 0.063988 | 698.34 | -0.0052516 | 698.34 | 0.0073959 | 582.7853 | 2.3121e-06 | 582.7853 | 4.3338e-05 | 580.436 | 0 | 703.541 | 1.6399 | 869.3955 | 0.019606 | 703.541 | -0.0031655 | 868.7857 | 1.8442 | 869.3955 | 0.74965 | 582.7853 | 1.3703
| 580.5534 | 0.0030813 | 703.7751 | -0.0019748 | 580.5534 | 0.017768 | 703.7751 | -0.033577 | 582.9042 | 0 | 703.7751 | -0.024206 | 582.9042 | 0.00010878 | 698.57 | -0.020872 | 580.5534 | 0.077132 | 698.57 | -0.0011746 | 698.57 | -0.0017853 | 582.9042 | 2.3121e-06 | 582.9042 | 3.6657e-05 | 580.5534 | 0.01265 | 703.7751 | 1.667 | 869.5627 | 0.01652 | 703.7751 | -0.017654 | 868.9533 | 1.7625 | 869.5627 | 0.75527 | 582.9042 | 1.3665
| 580.6708 | 0 | 704.0092 | 0.00024803 | 580.6708 | 0 | 704.0092 | -0.013579 | 583.0232 | 0 | 704.0092 | 0.018105 | 583.0232 | 0.00010543 | 698.8 | 0.0035984 | 580.6708 | 0.073224 | 698.8 | -0.0058343 | 698.8 | -0.01418 | 583.0232 | 0 | 583.0232 | 4.0083e-05 | 580.6708 | 0 | 704.0092 | 1.7 | 869.73 | 0.024735 | 704.0092 | 0.014139 | 869.1209 | 1.7086 | 869.73 | 0.75722 | 583.0232 | 1.3537
| 580.7882 | 0.015969 | 704.2433 | -0.0032636 | 580.7882 | 0.010412 | 704.2433 | -0.05539 | 583.1421 | 0.00024284 | 704.2433 | -0.027642 | 583.1421 | 0.00010543 | 699.04 | 0.00071969 | 580.7882 | 0.081395 | 699.04 | -0.011425 | 699.04 | -0.0040807 | 583.1421 | 1.9818e-06 | 583.1421 | 4.0083e-05 | 580.7882 | 0.0080117 | 704.2433 | 1.7088 | 869.8973 | 0.013888 | 704.2433 | -0.0051701 | 869.2885 | 1.6415 | 869.8973 | 0.76465 | 583.1421 | 1.349
| 580.9056 | 0 | 704.4774 | -0.0024313 | 580.9056 | 0 | 704.4774 | 0.0071703 | 583.261 | 0.00053406 | 704.4774 | 0.01354 | 583.261 | 0.00010413 | 699.27 | 0.0064771 | 580.9056 | 0.071803 | 699.27 | 0.00068922 | 699.27 | -0.00010202 | 583.261 | 1.9818e-06 | 583.261 | 4.6764e-05 | 580.9056 | 0 | 704.4774 | 1.7681 | 870.0646 | 0.019879 | 704.4774 | 0.00047715 | 869.4561 | 1.5733 | 870.0646 | 0.7713 | 583.261 | 1.3363
| 581.0231 | 0.010042 | 704.7115 | 0.00012358 | 581.0231 | 0.015284 | 704.7115 | -0.051696 | 583.38 | 0.00053406 | 704.7115 | -0.023208 | 583.38 | 0.0001289 | 699.51 | 0.017512 | 581.0231 | 0.062611 | 699.51 | -0.0016406 | 699.51 | 0.0066312 | 583.38 | 4.2939e-06 | 583.38 | 2.9977e-05 | 581.0231 | 0 | 704.7115 | 1.7914 | 870.2319 | 0.014841 | 704.7115 | -0.0091959 | 869.6237 | 1.5002 | 870.2319 | 0.77905 | 583.38 | 1.3353
| 581.1405 | 0 | 704.9456 | 0.0022383 | 581.1405 | 0 | 704.9456 | 0.0045135 | 583.499 | 0 | 704.9456 | 0.015011 | 583.499 | 0.0001248 | 699.74 | 0.02135 | 581.1405 | 0.065009 | 699.74 | 0.006397 | 699.74 | 0.0092325 | 583.499 | 2.3121e-06 | 583.499 | 2.5009e-05 | 581.1405 | 0.015975 | 704.9456 | 1.7991 | 870.3992 | 0.01829 | 704.9456 | 0.004227 | 869.7913 | 1.5124 | 870.3992 | 0.78063 | 583.499 | 1.3289
| 581.2579 | 0.001898 | 705.1798 | -0.0075419 | 581.2579 | 0.014711 | 705.1798 | -0.081917 | 583.6179 | 0 | 705.1798 | -0.023381 | 583.6179 | 0.00011977 | 699.97 | 0.018952 | 581.2579 | 0.065142 | 699.97 | -0.0061837 | 699.97 | -0.0040807 | 583.6179 | 2.9727e-06 | 583.6179 | 1.6616e-05 | 581.2579 | 0 | 705.1798 | 1.8522 | 870.5665 | 0.013389 | 705.1798 | 0.0045905 | 869.959 | 1.3955 | 870.5665 | 0.78221 | 583.6179 | 1.328
| 581.3754 | 0 | 705.4139 | 0.0030226 | 581.3754 | 0 | 705.4139 | -0.015768 | 583.7369 | 0.00024284 | 705.4139 | 0.01669 | 583.7369 | 9.2763e-05 | 700.21 | 0.039103 | 581.3754 | 0.06754 | 700.21 | 0.008727 | 700.21 | 0.0037236 | 583.7369 | 6.606e-07 | 583.7369 | 1.6616e-05 | 581.3754 | 0.004152 | 705.4139 | 1.8773 | 870.7338 | 0.022965 | 705.4139 | 0.0044393 | 870.1266 | 1.3608 | 870.7338 | 0.78259 | 583.7369 | 1.3207
| 581.4928 | 0.010454 | 705.6481 | -0.0028329 | 581.4928 | 0.0086135 | 705.6481 | -0.058417 | 583.8559 | 0.00024284 | 705.6481 | -0.019659 | 583.8559 | 9.1459e-05 | 700.44 | 0.004558 | 581.4928 | 0.068561 | 700.44 | -9.7074e-06 | 700.44 | -0.0051518 | 583.8559 | 1.9818e-06 | 583.8559 | 2.5009e-05 | 581.4928 | 0 | 705.6481 | 1.8885 | 870.9011 | 0.015249 | 705.6481 | -0.0070595 | 870.2942 | 1.3232 | 870.9011 | 0.78579 | 583.8559 | 1.3176
| 581.6103 | 0 | 705.8822 | -0.00025754 | 581.6103 | 0 | 705.8822 | 0.0078428 | 583.9748 | 0.00082547 | 705.8822 | 0.015069 | 583.9748 | 9.5744e-05 | 700.68 | -0.004558 | 581.6103 | 0.065498 | 700.68 | -0.0039703 | 700.68 | 0.0078554 | 583.9748 | 1.4863e-06 | 583.9748 | 2.3296e-05 | 581.6103 | 0 | 705.8822 | 1.9115 | 871.0684 | 0.024326 | 705.8822 | 0.00075607 | 870.4619 | 1.3157 | 871.0684 | 0.78941 | 583.9748 | 1.3061
| 581.7278 | 0.0095486 | 706.1164 | -0.0068591 | 581.7278 | 0.011559 | 706.1164 | -0.047064 | 584.0938 | 0 | 706.1164 | -0.023784 | 584.0938 | 9.7234e-05 | 700.91 | -0.015113 | 581.7278 | 0.064254 | 700.91 | 0.002786 | 700.91 | 0.00051009 | 584.0938 | 1.9818e-06 | 584.0938 | 3.837e-05 | 581.7278 | 0 | 706.1164 | 1.9565 | 871.2358 | 0.020514 | 706.1164 | -0.0040576 | 870.6295 | 1.2396 | 871.2358 | 0.79448 | 584.0938 | 1.3024
| 581.8453 | 0 | 706.3506 | 0.00074257 | 581.8453 | 0 | 706.3506 | 0.029432 | 584.2128 | 0 | 706.3506 | 0.0094556 | 584.2128 | 9.9841e-05 | 701.14 | 0.025189 | 581.8453 | 0.058215 | 701.14 | 0.0013882 | 701.14 | 0.0075495 | 584.2128 | 6.606e-07 | 584.2128 | 2.8435e-05 | 581.8453 | 0 | 706.3506 | 1.9926 | 871.4031 | 0.02124 | 706.3506 | -0.0026223 | 870.7971 | 1.1922 | 871.4031 | 0.79987 | 584.2128 | 1.2937
| 581.9628 | 0.0072224 | 706.5848 | -0.0012349 | 581.9628 | 0.0053006 | 706.5848 | -0.039113 | 584.3317 | 0.00024284 | 706.5848 | -0.025097 | 584.3317 | 0.00012368 | 701.38 | -0.0074367 | 581.9628 | 0.057949 | 701.38 | -0.00047565 | 701.38 | 0.0032646 | 584.3317 | 5.2848e-06 | 584.3317 | 2.3296e-05 | 581.9628 | 0 | 706.5848 | 2.0227 | 871.5704 | 0.018109 | 706.5848 | -0.0094597 | 870.9648 | 1.1231 | 871.5704 | 0.80567 | 584.3317 | 1.2961
| 582.0802 | 0 | 706.819 | 0.0049604 | 582.0802 | 0 | 706.819 | 0.02251 | 584.4507 | 0.00053406 | 706.819 | 0.011655 | 584.4507 | 0.00014827 | 701.61 | -0.0011995 | 582.0802 | 0.066519 | 701.61 | 0.0038344 | 701.61 | 0.00066312 | 584.4507 | 4.6242e-06 | 584.4507 | 1.1648e-05 | 582.0802 | 0 | 706.819 | 2.0597 | 871.7377 | 0.018426 | 706.819 | 0.0098398 | 871.1324 | 1.1319 | 871.7377 | 0.81139 | 584.4507 | 1.2902
| 582.1977 | 0 | 707.0532 | -0.0019609 | 582.1977 | 0.01987 | 707.0532 | -0.059263 | 584.5697 | 0.00024284 | 707.0532 | -0.024715 | 584.5697 | 0.00015051 | 701.85 | -0.020391 | 582.1977 | 0.063988 | 701.85 | 0.0015046 | 701.85 | -0.0037746 | 584.5697 | 8.0923e-06 | 584.5697 | 2.3296e-05 | 582.1977 | 0 | 707.0532 | 2.0586 | 871.905 | 0.017791 | 707.0532 | -0.0071452 | 871.3001 | 1.062 | 871.905 | 0.81882 | 584.5697 | 1.2882
| 582.3152 | 0 | 707.2875 | -0.0011981 | 582.3152 | 0 | 707.2875 | 0.020446 | 584.6887 | 0.00024284 | 707.2875 | 0.012429 | 584.6887 | 0.00013914 | 702.08 | -0.0016793 | 582.3152 | 0.058215 | 702.08 | -0.0039703 | 702.08 | 0.011222 | 584.6887 | 3.4681e-06 | 584.6887 | 2.0042e-05 | 582.3152 | 0.0071077 | 707.2875 | 2.099 | 872.0724 | 0.024417 | 707.2875 | 0.00045887 | 871.4677 | 1.0783 | 872.0724 | 0.82527 | 584.6887 | 1.2763
| 582.4328 | 0.0030813 | 707.5217 | -0.0042141 | 582.4328 | 0.0082822 | 707.5217 | -0.020493 | 584.8077 | 0.00024284 | 707.5217 | -0.022569 | 584.8077 | 0.00011828 | 702.32 | 0.0059973 | 582.4328 | 0.063144 | 702.32 | -0.0012911 | 702.32 | -0.0051518 | 584.8077 | 1.5359e-05 | 584.8077 | 1.3361e-05 | 582.4328 | 0 | 707.5217 | 2.1537 | 872.2397 | 0.018109 | 707.5217 | 7.2891e-05 | 871.6354 | 0.96354 | 872.2397 | 0.83145 | 584.8077 | 1.2732
| 582.5503 | 0 | 707.756 | -0.0017254 | 582.5503 | 0 | 707.756 | 0.0062517 | 584.9266 | 0.00024284 | 707.756 | 0.014247 | 584.9266 | 0.00010841 | 702.55 | 0.0031186 | 582.5503 | 0.058704 | 702.55 | -0.0030384 | 702.55 | 0.0012752 | 584.9266 | 1.1891e-05 | 584.9266 | 3.2546e-06 | 582.5503 | 0 | 707.756 | 2.177 | 872.407 | 0.027186 | 707.756 | -0.00068995 | 871.803 | 0.97748 | 872.407 | 0.83452 | 584.9266 | 1.2697
| 582.6678 | 0.0075183 | 707.9902 | -0.0094782 | 582.6678 | 0.0059632 | 707.9902 | -0.054679 | 585.0456 | 0.00053406 | 707.9902 | -0.028662 | 585.0456 | 0.00011065 | 702.78 | -0.015113 | 582.6678 | 0.063011 | 702.78 | 0.00057274 | 702.78 | -0.005917 | 585.0456 | 5.8793e-05 | 585.0456 | 9.9352e-06 | 582.6678 | 0.0084334 | 707.9902 | 2.2159 | 872.5744 | 0.013025 | 707.9902 | -0.013871 | 871.9707 | 0.88719 | 872.5744 | 0.83893 | 585.0456 | 1.2698
| 582.7853 | 0 | 708.2245 | 0.0040892 | 582.7853 | 0 | 708.2245 | -0.01205 | 585.1646 | 0 | 708.2245 | 0.011896 | 585.1646 | 0.00012275 | 703.02 | -0.015113 | 582.7853 | 0.066252 | 703.02 | 0.002553 | 703.02 | -0.0049988 | 585.1646 | 4.6902e-05 | 585.1646 | 1.8329e-05 | 582.7853 | 0 | 708.2245 | 2.2244 | 872.7417 | 0.020741 | 708.2245 | -0.0049776 | 872.1384 | 0.90928 | 872.7417 | 0.84395 | 585.1646 | 1.2598
| 582.9028 | 0.0016023 | 708.4588 | 0.00053624 | 582.9028 | 0.016048 | 708.4588 | -0.064948 | 585.2836 | 0 | 708.4588 | -0.023749 | 585.2836 | 0.00013579 | 703.25 | -0.0093559 | 582.9028 | 0.058082 | 703.25 | -0.0045528 | 703.25 | -0.0076005 | 585.2836 | 0.0003772 | 585.2836 | 1.5074e-05 | 582.9028 | 0 | 708.4588 | 2.2706 | 872.909 | 0.014387 | 708.4588 | -0.011257 | 872.3061 | 0.84923 | 872.909 | 0.84924 | 585.2836 | 1.2514
| 583.0204 | 0 | 708.693 | 0.0079897 | 583.0204 | 0 | 708.693 | 0.0056952 | 585.4026 | 0 | 708.693 | 0.020225 | 585.4026 | 0.00014138 | 703.49 | 0.015113 | 583.0204 | 0.063233 | 703.49 | 0.00033976 | 703.49 | -0.0011732 | 585.4026 | 0.0003303 | 585.4026 | 2.1755e-05 | 583.0204 | 0 | 708.693 | 2.3138 | 873.0764 | 0.02242 | 708.693 | 0.0025029 | 872.4737 | 0.84108 | 873.0764 | 0.85329 | 585.4026 | 1.2377
| 583.1379 | 0.007962 | 708.9273 | -0.0081296 | 583.1379 | 0.01901 | 708.9273 | -0.055996 | 585.5216 | 0 | 708.9273 | -0.028006 | 585.5216 | 0.00014566 | 703.72 | -0.0050378 | 583.1379 | 0.06008 | 703.72 | -0.0051353 | 703.72 | -0.0091305 | 585.5216 | 0.00056398 | 585.5216 | 1.6616e-05 | 583.1379 | 0 | 708.9273 | 2.3297 | 873.2437 | 0.015567 | 708.9273 | -0.010011 | 872.6414 | 0.77716 | 873.2437 | 0.85807 | 585.5216 | 1.2319
| 583.2555 | 0 | 709.1616 | -0.003531 | 583.2555 | 0 | 709.1616 | -0.0052753 | 585.6406 | 0 | 709.1616 | 0.011235 | 585.6406 | 0.00014883 | 703.96 | -0.014154 | 583.2555 | 0.058437 | 703.96 | 0.00092222 | 703.96 | 0.0046418 | 585.6406 | 0.00023369 | 585.6406 | 1.6616e-05 | 583.2555 | 0 | 709.1616 | 2.3544 | 873.4111 | 0.020332 | 709.1616 | 0.0040473 | 872.8091 | 0.78638 | 873.4111 | 0.86188 | 585.6406 | 1.2271
| 583.3731 | 0.012265 | 709.396 | -0.0049412 | 583.3731 | 0.0061289 | 709.396 | -0.055576 | 585.7596 | 0 | 709.396 | -0.025173 | 585.7596 | 0.00013952 | 704.19 | -0.015593 | 583.3731 | 0.056084 | 704.19 | -0.0099112 | 704.19 | -0.0027035 | 585.7596 | 0.0020662 | 585.7596 | 2.9977e-05 | 583.3731 | 0 | 709.396 | 2.3907 | 873.5784 | 0.01357 | 709.396 | -0.0046862 | 872.9768 | 0.73062 | 873.5784 | 0.86829 | 585.7596 | 1.235
| 583.4906 | 0 | 709.6303 | 0.0010936 | 583.4906 | 0 | 709.6303 | -0.0040254 | 585.8786 | 0 | 709.6303 | 0.015102 | 585.8786 | 0.00012871 | 704.42 | 0.0074367 | 583.4906 | 0.056439 | 704.42 | -0.0021065 | 704.42 | 0.0041827 | 585.8786 | 0.0018393 | 585.8786 | 2.8435e-05 | 583.4906 | 0 | 709.6303 | 2.4324 | 873.7458 | 0.01947 | 709.6303 | 0.011286 | 873.1445 | 0.66392 | 873.7458 | 0.87261 | 585.8786 | 1.2373
| 583.6082 | 0.0069267 | 709.8646 | -0.0016936 | 583.6082 | 0.010412 | 709.8646 | -0.018452 | 585.9977 | 0.00024284 | 709.8646 | -0.022878 | 585.9977 | 0.00011661 | 704.66 | 0.029507 | 583.6082 | 0.057682 | 704.66 | 0.00092222 | 704.66 | 0.0064783 | 585.9977 | 0.0064299 | 585.9977 | 3.6657e-05 | 583.6082 | 0 | 709.8646 | 2.4665 | 873.9131 | 0.016611 | 709.8646 | -0.0030832 | 873.3121 | 0.69416 | 873.9131 | 0.88139 | 585.9977 | 1.2424
| 583.7258 | 0 | 710.099 | -0.00048062 | 583.7258 | 0 | 710.099 | 0.030614 | 586.1167 | 0.00024284 | 710.099 | 0.013764 | 586.1167 | 0.00010673 | 704.89 | 0.017032 | 583.7258 | 0.051776 | 704.89 | -0.0045528 | 704.89 | 0.00020403 | 586.1167 | 0.0064223 | 586.1167 | 9.9352e-06 | 583.7258 | 0.0054186 | 710.099 | 2.483 | 874.0805 | 0.025552 | 710.099 | 0.0030885 | 873.4799 | 0.6399 | 874.0805 | 0.8872 | 586.1167 | 1.2361
| 583.8434 | 0.00086279 | 710.3333 | -0.0002109 | 583.8434 | 0.0091104 | 710.3333 | -0.067541 | 586.2357 | 0 | 710.3333 | -0.022337 | 586.2357 | 0.00010766 | 705.13 | -0.016553 | 583.8434 | 0.059458 | 705.13 | 0.0012716 | 705.13 | -0.00040807 | 586.2357 | 0.015654 | 586.2357 | 8.3935e-06 | 583.8434 | 0 | 710.3333 | 2.5268 | 874.2479 | 0.01534 | 710.3333 | -0.006044 | 873.6476 | 0.54081 | 874.2479 | 0.8943 | 586.2357 | 1.2333
| 583.961 | 0 | 710.5677 | 0.0066716 | 583.961 | 0 | 710.5677 | 0.0073956 | 586.3547 | 0 | 710.5677 | 0.021571 | 586.3547 | 0.00012406 | 705.36 | -0.0035984 | 583.961 | 0.061457 | 705.36 | -0.0028054 | 705.36 | -0.0010202 | 586.3547 | 0.01206 | 586.3547 | 6.6805e-06 | 583.961 | 0.0011963 | 710.5677 | 2.5682 | 874.4152 | 0.023872 | 710.5677 | -0.0035872 | 873.8152 | 0.59207 | 874.4152 | 0.897 | 586.3547 | 1.2176
| 584.0786 | 0.0094662 | 710.802 | -0.028268 | 584.0786 | 0.011941 | 710.802 | -0.039214 | 586.4737 | 0 | 710.802 | -0.024483 | 586.4737 | 0.00013151 | 705.6 | -0.020872 | 584.0786 | 0.055196 | 705.6 | -0.005368 | 705.6 | -0.0057639 | 586.4737 | 0.021859 | 586.4737 | 6.6805e-06 | 584.0786 | 0 | 710.802 | 2.6013 | 874.5826 | 0.014024 | 710.802 | -0.0095061 | 873.9829 | 0.523 | 874.5826 | 0.90239 | 586.4737 | 1.2089
| 584.1962 | 0 | 711.0364 | 0.017171 | 584.1962 | 0 | 711.0364 | 0.0030429 | 586.5928 | 0.00024284 | 711.0364 | 0.013474 | 586.5928 | 0.00012666 | 705.83 | -0.0055175 | 584.1962 | 0.052132 | 705.83 | -0.00047565 | 705.83 | -0.0028565 | 586.5928 | 0.018051 | 586.5928 | 6.6805e-06 | 584.1962 | 0.0049965 | 711.0364 | 2.6436 | 874.75 | 0.023918 | 711.0364 | 0.0049788 | 874.1507 | 0.55818 | 874.75 | 0.90369 | 586.5928 | 1.1993
| 584.3138 | 0.011524 | 711.2708 | -0.016514 | 584.3138 | 0.0029816 | 711.2708 | -0.048624 | 586.7118 | 0 | 711.2708 | -0.024061 | 586.7118 | 0.00012871 | 706.06 | 0.0040782 | 584.3138 | 0.054574 | 706.06 | -0.0023395 | 706.06 | -0.0094364 | 586.7118 | 0.030461 | 586.7118 | 3.2546e-06 | 584.3138 | 0 | 711.2708 | 2.6754 | 874.9173 | 0.017065 | 711.2708 | 0.0011786 | 874.3184 | 0.57491 | 874.9173 | 0.90736 | 586.7118 | 1.1969
| 584.4314 | 0 | 711.5052 | -0.010057 | 584.4314 | 0 | 711.5052 | 0.00021046 | 586.8308 | 0 | 711.5052 | 0.016196 | 586.8308 | 0.00012089 | 706.3 | 0.036703 | 584.4314 | 0.045959 | 706.3 | 0.00010678 | 706.3 | 0.0031115 | 586.8308 | 0.035115 | 586.8308 | 3.2546e-06 | 584.4314 | 0 | 711.5052 | 2.6956 | 875.0847 | 0.018199 | 711.5052 | 0.0008869 | 874.4861 | 0.57384 | 875.0847 | 0.90801 | 586.8308 | 1.1947
| 584.549 | 0.0054477 | 711.7396 | 0.0093157 | 584.549 | 0.010412 | 711.7396 | -0.031124 | 586.9498 | 0 | 711.7396 | -0.022229 | 586.9498 | 0.00012629 | 706.53 | -0.014634 | 584.549 | 0.055551 | 706.53 | -0.0028054 | 706.53 | -0.0031625 | 586.9498 | 0.044986 | 586.9498 | 2.6722e-05 | 584.549 | 0.015602 | 711.7396 | 2.7202 | 875.2521 | 0.019243 | 711.7396 | 0.0085741 | 874.6538 | 0.55239 | 875.2521 | 0.91381 | 586.9498 | 1.187
| 584.6667 | 0 | 711.9741 | -0.0047475 | 584.6667 | 0 | 711.9741 | 0.017167 | 587.0689 | 0.00024284 | 711.9741 | 0.010837 | 587.0689 | 0.00012499 | 706.77 | -0.020391 | 584.6667 | 0.050133 | 706.77 | -0.0014076 | 706.77 | -0.0034686 | 587.0689 | 0.041884 | 587.0689 | 2.3296e-05 | 584.6667 | 0 | 711.9741 | 2.7703 | 875.4195 | 0.021921 | 711.9741 | -0.0024565 | 874.8215 | 0.50563 | 875.4195 | 0.91878 | 587.0689 | 1.179
| 584.7843 | 0.0030813 | 712.2085 | 0.0028743 | 584.7843 | 0.013756 | 712.2085 | -0.027749 | 587.1879 | 0.00024284 | 712.2085 | -0.025189 | 587.1879 | 0.00012611 | 707 | 0.0074367 | 584.7843 | 0.053908 | 707 | -0.0028054 | 707 | -0.0025504 | 587.1879 | 0.043012 | 587.1879 | 2.3296e-05 | 584.7843 | 0 | 712.2085 | 2.7838 | 875.5869 | 0.013888 | 712.2085 | -0.0037292 | 874.9893 | 0.4385 | 875.5869 | 0.92538 | 587.1879 | 1.1714
| 584.902 | 0 | 712.4429 | 0.01871 | 584.902 | 0 | 712.4429 | 0.00019088 | 587.307 | 0.00024284 | 712.4429 | 0.015006 | 587.307 | 0.00012927 | 707.24 | 0.00071969 | 584.902 | 0.05746 | 707.24 | -0.00035917 | 707.24 | 0.0011222 | 587.307 | 0.041038 | 587.307 | 0 | 584.902 | 0.0011963 | 712.4429 | 2.8186 | 875.7542 | 0.020423 | 712.4429 | 0.0024806 | 875.157 | 0.37308 | 875.7542 | 0.92863 | 587.307 | 1.1676
| 585.0196 | 0.00056695 | 712.6774 | -0.014302 | 585.0196 | 0 | 712.6774 | -0.036348 | 587.426 | 0.00024284 | 712.6774 | -0.024368 | 587.426 | 0.00013654 | 707.47 | -0.026628 | 585.0196 | 0.045338 | 707.47 | -0.0047858 | 707.47 | -0.00607 | 587.426 | 0.052037 | 587.426 | 0 | 585.0196 | 0 | 712.6774 | 2.8432 | 875.9216 | 0.020015 | 712.6774 | 0.0037511 | 875.3247 | 0.30767 | 875.9216 | 0.93221 | 587.426 | 1.1656
| 585.1373 | 0 | 712.9118 | 0.0049146 | 585.1373 | 0 | 712.9118 | -0.012508 | 587.5451 | 0.00024284 | 712.9118 | 0.017465 | 587.5451 | 0.00013486 | 707.7 | 0.020872 | 585.1373 | 0.048135 | 707.7 | 0.00068922 | 707.7 | 0.011069 | 587.5451 | 0.04964 | 587.5451 | 0 | 585.1373 | 0.013441 | 712.9118 | 2.8799 | 876.089 | 0.018744 | 712.9118 | 0.0015666 | 875.4925 | 0.4385 | 876.089 | 0.93314 | 587.5451 | 1.1591
| 585.2549 | 0.00012322 | 713.1463 | -0.0061481 | 585.2549 | 0.0056319 | 713.1463 | -0.051552 | 587.6641 | 0 | 713.1463 | -0.023659 | 587.6641 | 0.0001235 | 707.94 | -0.018472 | 585.2549 | 0.053686 | 707.94 | -0.0073485 | 707.94 | -0.010202 | 587.6641 | 0.060358 | 587.6641 | 9.9352e-06 | 585.2549 | 0.014337 | 713.1463 | 2.9389 | 876.2564 | 0.015658 | 713.1463 | -0.0047381 | 875.6602 | 0.27936 | 876.2564 | 0.93723 | 587.6641 | 1.1555
| 585.3726 | 0 | 713.3808 | -0.035355 | 585.3726 | 0 | 713.3808 | 0.014972 | 587.7832 | 0.00024284 | 713.3808 | 0.01657 | 587.7832 | 0.00011009 | 708.17 | 0.0035984 | 585.3726 | 0.052531 | 708.17 | 0.0033685 | 708.17 | -0.0054579 | 587.7832 | 0.057255 | 587.7832 | 1.1648e-05 | 585.3726 | 0 | 713.3808 | 2.9686 | 876.4238 | 0.027186 | 713.3808 | 0.010986 | 875.8279 | 0.28815 | 876.4238 | 0.94136 | 587.7832 | 1.1488
| 585.4903 | 0.0032291 | 713.6153 | 0.0060039 | 585.4903 | 0.013374 | 713.6153 | -0.050619 | 587.9022 | 0.00053406 | 713.6153 | -0.019496 | 587.9022 | 0.00010189 | 708.41 | -0.018472 | 585.4903 | 0.041341 | 708.41 | -0.0066496 | 708.41 | -0.011426 | 587.9022 | 0.068114 | 587.9022 | 1.1648e-05 | 585.4903 | 0 | 713.6153 | 2.9991 | 876.5912 | 0.015159 | 713.6153 | 0.0025292 | 875.9957 | 0.24526 | 876.5912 | 0.94791 | 587.9022 | 1.1465
| 585.608 | 0 | 713.8497 | 0.015664 | 585.608 | 0 | 713.8497 | 0.032907 | 588.0213 | 0.00024284 | 713.8497 | 0.014493 | 588.0213 | 0.00011698 | 708.64 | 0.004558 | 585.608 | 0.045604 | 708.64 | 0.0020871 | 708.64 | -0.0023974 | 588.0213 | 0.065576 | 588.0213 | 3.2546e-06 | 585.608 | 0 | 713.8497 | 3.0165 | 876.7586 | 0.021921 | 713.8497 | 0.0026596 | 876.1634 | 0.30402 | 876.7586 | 0.95474 | 588.0213 | 1.1419
| 585.7257 | 0 | 714.0843 | -0.022587 | 585.7257 | 0.0057976 | 714.0843 | -0.05768 | 588.1403 | 0 | 714.0843 | -0.02052 | 588.1403 | 0.00011586 | 708.88 | -0.0002399 | 585.7257 | 0.056927 | 708.88 | -0.0028054 | 708.88 | 0.0043357 | 588.1403 | 0.077422 | 588.1403 | 1.713e-06 | 585.7257 | 0.0016866 | 714.0843 | 3.0661 | 876.926 | 0.016838 | 714.0843 | -0.0006734 | 876.3312 | 0.31153 | 876.926 | 0.9625 | 588.1403 | 1.1407
| 585.8434 | 0 | 714.3188 | 0.0019345 | 585.8434 | 0 | 714.3188 | 0.014504 | 588.2594 | 0.00024284 | 714.3188 | 0.010331 | 588.2594 | 0.00011698 | 709.11 | -0.014634 | 585.8434 | 0.051643 | 709.11 | 0.0054654 | 709.11 | -0.0054579 | 588.2594 | 0.075306 | 588.2594 | 1.713e-06 | 585.8434 | 0.00077413 | 714.3188 | 3.0895 | 877.0934 | 0.023782 | 714.3188 | 0.0018962 | 876.4989 | 0.3244 | 877.0934 | 0.96853 | 588.2594 | 1.1294
| 585.9611 | 0.003377 | 714.5533 | -0.041855 | 585.9611 | 0.012227 | 714.5533 | -0.03704 | 588.3785 | 0.00024284 | 714.5533 | -0.023361 | 588.3785 | 0.00011493 | 709.35 | -0.010315 | 585.9611 | 0.049512 | 709.35 | -0.0033879 | 709.35 | -0.0048458 | 588.3785 | 0.089691 | 588.3785 | 3.2546e-06 | 585.9611 | 0 | 714.5533 | 3.1035 | 877.2608 | 0.019243 | 714.5533 | -0.0082102 | 876.6667 | 0.29888 | 877.2608 | 0.97313 | 588.3785 | 1.1201
| 586.0788 | 0 | 714.7878 | -0.011004 | 586.0788 | 0 | 714.7878 | 0.0026466 | 588.4975 | 0 | 714.7878 | 0.013712 | 588.4975 | 0.00011307 | 709.58 | 0.031426 | 586.0788 | 0.046714 | 709.58 | 0.0011552 | 709.58 | -0.0051518 | 588.4975 | 0.086024 | 588.4975 | 3.2546e-06 | 586.0788 | 0 | 714.7878 | 3.1493 | 877.4282 | 0.029182 | 714.7878 | -0.0013277 | 876.8345 | 0.25619 | 877.4282 | 0.97555 | 588.4975 | 1.1046
| 586.1965 | 0.0038207 | 715.0224 | -0.025619 | 586.1965 | 0.015093 | 715.0224 | -0.046395 | 588.6166 | 0.00024284 | 715.0224 | -0.023209 | 588.6166 | 0.00013784 | 709.81 | -0.025668 | 586.1965 | 0.04889 | 709.81 | 0.0010387 | 709.81 | -0.00086717 | 588.6166 | 0.098857 | 588.6166 | 3.2546e-06 | 586.1965 | 0.00042164 | 715.0224 | 3.182 | 877.5956 | 0.014614 | 715.0224 | 0.0012719 | 877.0022 | 0.31668 | 877.5956 | 0.98015 | 588.6166 | 1.1004
| 586.3142 | 0 | 715.2569 | 0.0076229 | 586.3142 | 0 | 715.2569 | 0.054188 | 588.7357 | 0.00024284 | 715.2569 | 0.01077 | 588.7357 | 0.00013132 | 710.05 | 0.010795 | 586.3142 | 0.040542 | 710.05 | -0.002456 | 710.05 | 0.0012752 | 588.7357 | 0.095332 | 588.7357 | 0 | 586.3142 | 0 | 715.2569 | 3.2133 | 877.7631 | 0.017791 | 715.2569 | -0.0016607 | 877.17 | 0.24633 | 877.7631 | 0.98502 | 588.7357 | 1.0967
| 586.432 | 0.0052997 | 715.4915 | 0.0037927 | 586.432 | 0.010603 | 715.4915 | -0.037223 | 588.8547 | 0 | 715.4915 | -0.022361 | 588.8547 | 0.00012704 | 710.28 | -0.0074367 | 586.432 | 0.044227 | 710.28 | -0.0074648 | 710.28 | -0.00010202 | 588.8547 | 0.11225 | 588.8547 | 0 | 586.432 | 0 | 715.4915 | 3.2559 | 877.9305 | 0.017155 | 715.4915 | -0.010542 | 877.3378 | 0.24633 | 877.9305 | 0.99306 | 588.8547 | 1.1035
| 586.5497 | 0 | 715.726 | 0.021979 | 586.5497 | 0 | 715.726 | 0.025242 | 588.9738 | 0.00024284 | 715.726 | 0.015586 | 588.9738 | 0.00010282 | 710.52 | 0.0026388 | 586.5497 | 0.041297 | 710.52 | -0.0063001 | 710.52 | -0.0062227 | 588.9738 | 0.1107 | 588.9738 | 0 | 586.5497 | 0 | 715.726 | 3.2737 | 878.0979 | 0.018517 | 715.726 | 0.0066533 | 877.5055 | 0.23367 | 878.0979 | 1.0004 | 588.9738 | 1.1046
| 586.6675 | 0.0076661 | 715.9606 | -0.010721 | 586.6675 | 0.016526 | 715.9606 | -0.026836 | 589.0929 | 0.00053406 | 715.9606 | -0.015481 | 589.0929 | 0.00011363 | 710.75 | 0.0064771 | 586.6675 | 0.047869 | 710.75 | 0.0033685 | 710.75 | 0.0083142 | 589.0929 | 0.12438 | 589.0929 | 3.2546e-06 | 586.6675 | 0 | 715.9606 | 3.3012 | 878.2653 | 0.03186 | 715.9606 | -0.0038015 | 877.6733 | 0.19614 | 878.2653 | 1.0066 | 589.0929 | 1.1067
| 586.7852 | 0 | 716.1952 | -0.022689 | 586.7852 | 0 | 716.1952 | 0.00081256 | 589.212 | 0 | 716.1952 | 0.016758 | 589.212 | 0.00011884 | 710.99 | -0.0016793 | 586.7852 | 0.041563 | 710.99 | 0.0010387 | 710.99 | 0.0043357 | 589.212 | 0.12043 | 589.212 | 3.2546e-06 | 586.7852 | 0.019775 | 716.1952 | 3.3331 | 878.4328 | 0.013389 | 716.1952 | 0.011625 | 877.8411 | 0.18606 | 878.4328 | 1.0105 | 589.212 | 1.0998
| 586.903 | 0.0026375 | 716.4298 | -0.018456 | 586.903 | 0.0087791 | 716.4298 | -0.031883 | 589.3311 | 0 | 716.4298 | -0.026483 | 589.3311 | 0.00013654 | 711.22 | -0.035264 | 586.903 | 0.043206 | 711.22 | -0.007698 | 711.22 | -0.0011732 | 589.3311 | 0.13595 | 589.3311 | 3.2546e-06 | 586.903 | 0 | 716.4298 | 3.3505 | 878.6002 | 0.013343 | 716.4298 | 0.0018658 | 878.0089 | 0.15346 | 878.6002 | 1.0157 | 589.3311 | 1.0957
| 587.0207 | 0 | 716.6644 | -0.018928 | 587.0207 | 0 | 716.6644 | -0.00042731 | 589.4502 | 0 | 716.6644 | 0.0086367 | 589.4502 | 0.00013784 | 711.46 | 0.035264 | 587.0207 | 0.035524 | 711.46 | -0.00082513 | 711.46 | -0.0017853 | 589.4502 | 0.13397 | 589.4502 | 0 | 587.0207 | 0.017241 | 716.6644 | 3.3673 | 878.7676 | 0.020332 | 716.6644 | 0.0054403 | 878.1767 | 0.15818 | 878.7676 | 1.0221 | 589.4502 | 1.0843
| 587.1385 | 0.0087254 | 716.899 | -0.0014875 | 587.1385 | 0.014616 | 716.899 | -0.052086 | 589.5693 | 0 | 716.899 | -0.020289 | 589.5693 | 0.00014753 | 711.69 | -0.025668 | 587.1385 | 0.039165 | 711.69 | -0.0018735 | 711.69 | 0.0052539 | 589.5693 | 0.14934 | 589.5693 | 0 | 587.1385 | 0.01265 | 716.899 | 3.3824 | 878.9351 | 0.017382 | 716.899 | 0.00036205 | 878.3445 | 0.11013 | 878.9351 | 1.0325 | 589.5693 | 1.0804
| 587.2563 | 0 | 717.1337 | -0.033502 | 587.2563 | 0 | 717.1337 | 0.022331 | 589.6884 | 0.00053406 | 717.1337 | 0.015775 | 589.6884 | 0.00014492 | 711.92 | 0.0069569 | 587.2563 | 0.040675 | 711.92 | -0.00082513 | 711.92 | 0.0047948 | 589.6884 | 0.14539 | 589.6884 | 0 | 587.2563 | 0.0075298 | 717.1337 | 3.4319 | 879.1025 | 0.020015 | 717.1337 | -0.0039021 | 878.5123 | 0.11507 | 879.1025 | 1.0393 | 589.6884 | 1.0706
| 587.3741 | 0.0073704 | 717.3683 | -0.012264 | 587.3741 | 0.0036442 | 717.3683 | -0.013499 | 589.8075 | 0.00024284 | 717.3683 | -0.023518 | 589.8075 | 0.00012704 | 712.16 | -0.012235 | 587.3741 | 0.047735 | 712.16 | -0.0036209 | 712.16 | -0.0023974 | 589.8075 | 0.16316 | 589.8075 | 9.9352e-06 | 587.3741 | 0 | 717.3683 | 3.4783 | 879.2699 | 0.014024 | 717.3683 | 0.0095613 | 878.6801 | 0.11893 | 879.2699 | 1.0468 | 589.8075 | 1.0747
| 587.4918 | 0 | 717.603 | 0.0025045 | 587.4918 | 0 | 717.603 | -0.0095907 | 589.9266 | 0 | 717.603 | 0.012252 | 589.9266 | 0.00011158 | 712.39 | 0.017512 | 587.4918 | 0.039565 | 712.39 | -0.0079311 | 712.39 | -0.011273 | 589.9266 | 0.1602 | 589.9266 | 9.9352e-06 | 587.4918 | 0 | 717.603 | 3.4899 | 879.4374 | 0.023373 | 717.603 | 0.0072432 | 878.8479 | 0.12043 | 879.4374 | 1.0479 | 589.9266 | 1.0714
| 587.6096 | 0.0052997 | 717.8376 | 0.00050535 | 587.6096 | 0.0034785 | 717.8376 | -0.044439 | 590.0457 | 0.00024284 | 717.8376 | -0.024411 | 590.0457 | 0.00010413 | 712.63 | -0.042462 | 587.6096 | 0.053419 | 712.63 | -0.0040868 | 712.63 | 0.0018873 | 590.0457 | 0.17487 | 590.0457 | 9.9352e-06 | 587.6096 | 0.0042167 | 717.8376 | 3.5242 | 879.6048 | 0.011165 | 717.8376 | 0.0031092 | 879.0157 | 0.05866 | 879.6048 | 1.0522 | 590.0457 | 1.0729
| 587.7275 | 0 | 718.0723 | 0.017207 | 587.7275 | 0 | 718.0723 | 0.0048096 | 590.1648 | 0.00024284 | 718.0723 | 0.015017 | 590.1648 | 0.00010096 | 712.86 | -0.043901 | 587.7275 | 0.048757 | 712.86 | -0.0016406 | 712.86 | -0.0062227 | 590.1648 | 0.16584 | 590.1648 | 0 | 587.7275 | 0 | 718.0723 | 3.5523 | 879.7723 | 0.020015 | 718.0723 | -0.001375 | 879.1835 | 0.076676 | 879.7723 | 1.0534 | 590.1648 | 1.0614
| 587.8453 | 0.00012322 | 718.3069 | -0.026348 | 587.8453 | 0.0086135 | 718.3069 | -0.027383 | 590.2839 | 0.00024284 | 718.3069 | -0.023522 | 590.2839 | 0.00011065 | 713.1 | 0.02135 | 587.8453 | 0.044227 | 713.1 | -0.005368 | 713.1 | 0.0018873 | 590.2839 | 0.18023 | 590.2839 | 0 | 587.8453 | 0 | 718.3069 | 3.5686 | 879.9397 | 0.017655 | 718.3069 | -0.0011812 | 879.3513 | 0.049223 | 879.9397 | 1.0586 | 590.2839 | 1.0536
| 587.9631 | 0 | 718.5416 | 0.0022982 | 587.9631 | 0 | 718.5416 | 0.0014184 | 590.403 | 0.00053406 | 718.5416 | 0.012898 | 590.403 | 0.00012108 | 713.33 | -0.035264 | 587.9631 | 0.046581 | 713.33 | -0.0080475 | 713.33 | -0.013568 | 590.403 | 0.17868 | 590.403 | 0 | 587.9631 | 0 | 718.5416 | 3.5925 | 880.1072 | 0.021059 | 718.5416 | 0.0028318 | 879.5191 | 0.068955 | 880.1072 | 1.062 | 590.403 | 1.0436
| 588.0809 | 0.0081099 | 718.7763 | -0.0059154 | 588.0809 | 0.011463 | 718.7763 | -0.046166 | 590.5221 | 0.00024284 | 718.7763 | -0.025303 | 590.5221 | 0.00013542 | 713.57 | -0.0002399 | 588.0809 | 0.03881 | 713.57 | -0.0089791 | 713.57 | 0.0018873 | 590.5221 | 0.19884 | 590.5221 | 0 | 588.0809 | 0 | 718.7763 | 3.6235 | 880.2746 | 0.014932 | 718.7763 | -0.0028509 | 879.687 | 0.030778 | 880.2746 | 1.0692 | 590.5221 | 1.0377
| 588.1988 | 0.0035553 | 719.011 | 0.015159 | 588.1988 | 0 | 719.011 | 0.012399 | 590.6412 | 0.00024284 | 719.011 | 0.017448 | 590.6412 | 0.00013616 | 713.8 | 0.028068 | 588.1988 | 0.041297 | 713.8 | -0.0021065 | 713.8 | 0.0066312 | 590.6412 | 0.19503 | 590.6412 | 0 | 588.1988 | 0.0062632 | 719.011 | 3.6628 | 880.4421 | 0.024508 | 719.011 | -0.0013643 | 879.8548 | 0.039142 | 880.4421 | 1.0731 | 590.6412 | 1.0311
| 588.3166 | 0.0054477 | 719.2457 | -0.0036107 | 588.3166 | 0.01089 | 719.2457 | -0.045729 | 590.7603 | 0 | 719.2457 | -0.020715 | 590.7603 | 0.0001276 | 714.04 | -0.046779 | 588.3166 | 0.045471 | 714.04 | -0.007698 | 714.04 | -0.0095893 | 590.7603 | 0.21337 | 590.7603 | 0 | 588.3166 | 0 | 719.2457 | 3.6732 | 880.6096 | 0.011573 | 719.2457 | -0.007689 | 880.0226 | 0 | 880.6096 | 1.0784 | 590.7603 | 1.0304
| 588.4344 | 0 | 719.4805 | 0.01219 | 588.4344 | 0 | 719.4805 | 0.0039651 | 590.8794 | 0 | 719.4805 | 0.013548 | 590.8794 | 0.00014306 | 714.27 | -0.018952 | 588.4344 | 0.037034 | 714.27 | 0.00045625 | 714.27 | 0.0066312 | 590.8794 | 0.21294 | 590.8794 | 0 | 588.4344 | 0.0011963 | 719.4805 | 3.6899 | 880.777 | 0.029818 | 719.4805 | 0.0059034 | 880.1904 | 0.037855 | 880.777 | 1.0811 | 590.8794 | 1.0278
| 588.5523 | 0.013417 | 719.7152 | -0.0063488 | 588.5523 | 0.011941 | 719.7152 | -0.038495 | 590.9986 | 0.00053406 | 719.7152 | -0.022725 | 590.9986 | 0.00012704 | 714.51 | -0.022311 | 588.5523 | 0.03881 | 714.51 | -0.00082513 | 714.51 | 0.0028055 | 590.9986 | 0.2317 | 590.9986 | 0 | 588.5523 | 0 | 719.7152 | 3.7118 | 880.9445 | 0.019334 | 719.7152 | -0.0049143 | 880.3583 | 0.0037533 | 880.9445 | 1.0884 | 590.9986 | 1.0284
| 588.6701 | 0 | 719.9499 | 0.0065166 | 588.6701 | 0 | 719.9499 | 0.0157 | 591.1177 | 0.00024284 | 719.9499 | 0.012573 | 591.1177 | 0.00011567 | 714.74 | -0.0093559 | 588.6701 | 0.04294 | 714.74 | -0.001524 | 714.74 | 0.0078554 | 591.1177 | 0.22634 | 591.1177 | 0 | 588.6701 | 0.0062632 | 719.9499 | 3.7573 | 881.1119 | 0.020741 | 719.9499 | 0.010546 | 880.5261 | 0.00028599 | 881.1119 | 1.095 | 591.1177 | 1.0186
| 588.788 | 0 | 720.1847 | -0.032841 | 588.788 | 0.015571 | 720.1847 | -0.05379 | 591.2368 | 0.00082547 | 720.1847 | -0.020421 | 591.2368 | 8.9783e-05 | 714.97 | -0.016073 | 588.788 | 0.039032 | 714.97 | 0.00010678 | 714.97 | -0.00056109 | 591.2368 | 0.24947 | 591.2368 | 0 | 588.788 | 0 | 720.1847 | 3.7635 | 881.2794 | 0.013661 | 720.1847 | 0.00025164 | 880.6939 | 0 | 881.2794 | 1.1035 | 591.2368 | 1.0149
| 588.9059 | 0 | 720.4194 | 0.031662 | 588.9059 | 0 | 720.4194 | 0.0085219 | 591.3559 | 0 | 720.4194 | 0.01474 | 591.3559 | 0.00011847 | 715.21 | 0.0031186 | 588.9059 | 0.037034 | 715.21 | -0.0014076 | 715.21 | 0.00081613 | 591.3559 | 0.2475 | 591.3559 | 0 | 588.9059 | 0.0079522 | 720.4194 | 3.7904 | 881.4469 | 0.022965 | 720.4194 | -0.0019097 | 880.8618 | 0 | 881.4469 | 1.1094 | 591.3559 | 1.0045
| 589.0238 | 0.0036729 | 720.6542 | -0.015441 | 589.0238 | 0.0048037 | 720.6542 | -0.032846 | 591.4751 | 0.00024284 | 720.6542 | -0.019339 | 591.4751 | 0.00012741 | 715.44 | -0.012235 | 589.0238 | 0.038544 | 715.44 | -0.0087464 | 715.44 | -0.0046928 | 591.4751 | 0.27288 | 591.4751 | 0 | 589.0238 | 0 | 720.6542 | 3.831 | 881.6144 | 0.020423 | 720.6542 | -0.0018831 | 881.0296 | 0 | 881.6144 | 1.116 | 591.4751 | 1.0035
| 589.1417 | 0 | 720.889 | 0.0096318 | 589.1417 | 0 | 720.889 | 0.018227 | 591.5942 | 0 | 720.889 | 0.016614 | 591.5942 | 0.00012797 | 715.68 | 0.013674 | 589.1417 | 0.040053 | 715.68 | 0.0019706 | 715.68 | 0.011375 | 591.5942 | 0.27062 | 591.5942 | 0 | 589.1417 | 0.0037298 | 720.889 | 3.8461 | 881.7818 | 0.018426 | 720.889 | -0.0031504 | 881.1975 | 0 | 881.7818 | 1.1192 | 591.5942 | 0.9962
| 589.2595 | 0.0082315 | 721.1238 | 0.0083891 | 589.2595 | 0.0062945 | 721.1238 | -0.030529 | 591.7133 | 0 | 721.1238 | -0.017982 | 591.7133 | 0.00010617 | 715.91 | -0.015593 | 589.2595 | 0.034769 | 715.91 | -0.0036209 | 715.91 | -0.013109 | 591.7133 | 0.29699 | 591.7133 | 0 | 589.2595 | 0 | 721.1238 | 3.8767 | 881.9493 | 0.01534 | 721.1238 | -0.0093233 | 881.3653 | 0 | 881.9493 | 1.1238 | 591.7133 | 0.99603
| 589.3774 | 0 | 721.3586 | 0.015146 | 589.3774 | 0 | 721.3586 | -0.0065985 | 591.8325 | 0.00024284 | 721.3586 | 0.019687 | 591.8325 | 0.00011977 | 716.15 | 0.010315 | 589.3774 | 0.036279 | 716.15 | 0.00092222 | 716.15 | 0.0034176 | 591.8325 | 0.30221 | 591.8325 | 0 | 589.3774 | 0.0087967 | 721.3586 | 3.9098 | 882.1168 | 0.027458 | 721.3586 | 0.003447 | 881.5332 | 0 | 882.1168 | 1.1281 | 591.8325 | 0.98886
| 589.4954 | 0.010783 | 721.5934 | -0.0022446 | 589.4954 | 0.0064601 | 721.5934 | -0.027187 | 591.9516 | 0 | 721.5934 | -0.019467 | 591.9516 | 0.00014082 | 716.38 | -0.015593 | 589.4954 | 0.035524 | 716.38 | -0.0072322 | 716.38 | 0.0015813 | 591.9516 | 0.32055 | 591.9516 | 0 | 589.4954 | 0 | 721.5934 | 3.9691 | 882.2843 | 0.015885 | 721.5934 | -0.0071981 | 881.7011 | 0 | 882.2843 | 1.1381 | 591.9516 | 0.98886
| 589.6133 | 0 | 721.8282 | -0.015881 | 589.6133 | 0 | 721.8282 | -0.0045447 | 592.0708 | 0.00024284 | 721.8282 | 0.0097525 | 592.0708 | 0.00013188 | 716.62 | 0.031905 | 589.6133 | 0.029441 | 716.62 | -0.002223 | 716.62 | -0.0054579 | 592.0708 | 0.32365 | 592.0708 | 0 | 589.6133 | 0.0045744 | 721.8282 | 3.9626 | 882.4518 | 0.023555 | 721.8282 | 0.0044161 | 881.8689 | 0 | 882.4518 | 1.1478 | 592.0708 | 0.983
| 589.7312 | 0.0061872 | 722.063 | -0.048854 | 589.7312 | 0.013278 | 722.063 | -0.030404 | 592.1899 | 0.00024284 | 722.063 | -0.01955 | 592.1899 | 0.00012219 | 716.85 | -0.028068 | 589.7312 | 0.033526 | 716.85 | -0.0067659 | 716.85 | -0.0046928 | 592.1899 | 0.33352 | 592.1899 | 0 | 589.7312 | 0 | 722.063 | 3.9803 | 882.6193 | 0.013389 | 722.063 | 0.0030527 | 882.0368 | 0 | 882.6193 | 1.1613 | 592.1899 | 0.98048
| 589.8491 | 0 | 722.2978 | 0.019775 | 589.8491 | 0 | 722.2978 | -0.0091537 | 592.3091 | 0.00053406 | 722.2978 | 0.015137 | 592.3091 | 0.00012499 | 717.09 | 0.02183 | 589.8491 | 0.03992 | 717.09 | -0.00024269 | 717.09 | 0.011222 | 592.3091 | 0.33493 | 592.3091 | 0 | 589.8491 | 0.013019 | 722.2978 | 3.9937 | 882.7868 | 0.019788 | 722.2978 | 0.0092319 | 882.2047 | 0 | 882.7868 | 1.1717 | 592.3091 | 0.97319
| 589.967 | 0.0075183 | 722.5327 | -0.020766 | 589.967 | 0.010794 | 722.5327 | -0.027854 | 592.4282 | 0 | 722.5327 | -0.022869 | 592.4282 | 0.00015405 | 717.32 | 0.0098357 | 589.967 | 0.039787 | 717.32 | -0.0037373 | 717.32 | -0.0077534 | 592.4282 | 0.33972 | 592.4282 | 0 | 589.967 | 0 | 722.5327 | 4.044 | 882.9543 | 0.024281 | 722.5327 | 0.009716 | 882.3725 | 0 | 882.9543 | 1.1816 | 592.4282 | 0.97147
| 590.085 | 0 | 722.7675 | 0.0022533 | 590.085 | 0 | 722.7675 | -0.001738 | 592.5474 | 0.00053406 | 722.7675 | 0.011865 | 592.5474 | 0.00015777 | 717.56 | -0.036225 | 590.085 | 0.040053 | 717.56 | -0.0090959 | 717.56 | -0.0068351 | 592.5474 | 0.34311 | 592.5474 | 0 | 590.085 | 0 | 722.7675 | 4.0541 | 883.1218 | 0.020423 | 722.7675 | 0.00809 | 882.5404 | 0 | 883.1218 | 1.1858 | 592.5474 | 0.96625
| 590.2029 | 0.010207 | 723.0024 | -0.031595 | 590.2029 | 0.0079509 | 723.0024 | -0.061201 | 592.6666 | 0 | 723.0024 | -0.024412 | 592.6666 | 0.00016262 | 717.79 | 0.0026388 | 590.2029 | 0.04183 | 717.79 | 0.0026695 | 717.79 | 0.0018873 | 592.6666 | 0.34297 | 592.6666 | 0 | 590.2029 | 0 | 723.0024 | 4.0844 | 883.2893 | 0.013888 | 723.0024 | -0.0060711 | 882.7083 | 0 | 883.2893 | 1.1904 | 592.6666 | 0.96051
| 590.3209 | 0 | 723.2373 | 0.0065726 | 590.3209 | 0 | 723.2373 | -0.0041248 | 592.7857 | 0 | 723.2373 | 0.010846 | 592.7857 | 0.00014604 | 718.03 | 0.012235 | 590.3209 | 0.039299 | 718.03 | -0.011193 | 718.03 | 0.0024994 | 592.7857 | 0.34635 | 592.7857 | 0 | 590.3209 | 0 | 723.2373 | 4.0984 | 883.4568 | 0.025189 | 723.2373 | -0.00024694 | 882.8762 | 0 | 883.4568 | 1.1936 | 592.7857 | 0.95225
| 590.4388 | 0.0042645 | 723.4722 | -0.013209 | 590.4388 | 0.015762 | 723.4722 | -0.04159 | 592.9049 | 0 | 723.4722 | -0.019219 | 592.9049 | 0.00014827 | 718.26 | -0.024709 | 590.4388 | 0.035791 | 718.26 | -0.012241 | 718.26 | 0.00709 | 592.9049 | 0.33634 | 592.9049 | 0 | 590.4388 | 0 | 723.4722 | 4.0853 | 883.6243 | 0.022602 | 723.4722 | 0.0072314 | 883.044 | 0 | 883.6243 | 1.2 | 592.9049 | 0.9499
| 590.5568 | 0 | 723.707 | -0.01601 | 590.5568 | 0 | 723.707 | 0.019111 | 593.024 | 0.00024284 | 723.707 | 0.0097988 | 593.024 | 0.0001235 | 718.5 | 0.0088761 | 590.5568 | 0.025799 | 718.5 | 0.00022327 | 718.5 | 0.0043357 | 593.024 | 0.3441 | 593.024 | 0 | 590.5568 | 0.0033074 | 723.707 | 4.1262 | 883.7918 | 0.024553 | 723.707 | 0.010698 | 883.2119 | 0 | 883.7918 | 1.2041 | 593.024 | 0.94588
| 590.6748 | 0 | 723.9419 | -0.043 | 590.6748 | 0.013565 | 723.9419 | -0.040902 | 593.1432 | 0 | 723.9419 | -0.021553 | 593.1432 | 0.00012499 | 718.73 | -0.025668 | 590.6748 | 0.029707 | 718.73 | -0.0023395 | 718.73 | -0.0033155 | 593.1432 | 0.33253 | 593.1432 | 0 | 590.6748 | 0.0016866 | 723.9419 | 4.1657 | 883.9593 | 0.018653 | 723.9419 | -0.0059286 | 883.3798 | 0 | 883.9593 | 1.2116 | 593.1432 | 0.94611
| 590.7928 | 0 | 724.1769 | 0.017234 | 590.7928 | 0 | 724.1769 | -0.020072 | 593.2624 | 0 | 724.1769 | 0.011485 | 593.2624 | 0.00011493 | 718.97 | 0.002159 | 590.7928 | 0.033748 | 718.97 | 0.0016211 | 718.97 | 0.00051009 | 593.2624 | 0.34931 | 593.2624 | 0 | 590.7928 | 0 | 724.1769 | 4.1755 | 884.1268 | 0.022239 | 724.1769 | 0.0089801 | 883.5477 | 0 | 884.1268 | 1.2162 | 593.2624 | 0.94405
| 590.9108 | 0.0047082 | 724.4118 | -0.01775 | 590.9108 | 0.0092761 | 724.4118 | -0.047274 | 593.3815 | 0.00024284 | 724.4118 | -0.020367 | 593.3815 | 0.00013151 | 719.2 | 0.0011995 | 590.9108 | 0.034281 | 719.2 | -0.0023395 | 719.2 | -0.0007141 | 593.3815 | 0.33437 | 593.3815 | 0 | 590.9108 | 0.0067468 | 724.4118 | 4.2015 | 884.2943 | 0.017337 | 724.4118 | 0.00032505 | 883.7156 | 0 | 884.2943 | 1.226 | 593.3815 | 0.94462
| 591.0287 | 0 | 724.6467 | 0.013014 | 591.0287 | 0 | 724.6467 | 0.018165 | 593.5007 | 0 | 724.6467 | 0.011833 | 593.5007 | 0.00013914 | 719.44 | 0.00071969 | 591.0287 | 0.039565 | 719.44 | -0.0016406 | 719.44 | -0.0095893 | 593.5007 | 0.35665 | 593.5007 | 0 | 591.0287 | 0 | 724.6467 | 4.2508 | 884.4618 | 0.017609 | 724.6467 | 0.0062804 | 883.8835 | 0 | 884.4618 | 1.2328 | 593.5007 | 0.93894
| 591.1467 | 0 | 724.8816 | -0.016008 | 591.1467 | 0.0087791 | 724.8816 | -0.030848 | 593.6199 | 0 | 724.8816 | -0.020026 | 593.6199 | 0.00016876 | 719.67 | 0.0083963 | 591.1467 | 0.037922 | 719.67 | -0.0023395 | 719.67 | -0.0025504 | 593.6199 | 0.34621 | 593.6199 | 0 | 591.1467 | 0 | 724.8816 | 4.2672 | 884.6294 | 0.017655 | 724.8816 | 0.004353 | 884.0514 | 0 | 884.6294 | 1.2431 | 593.6199 | 0.93648
| 591.2648 | 0 | 725.1166 | -0.01036 | 591.2648 | 0 | 725.1166 | 0.0090388 | 593.7391 | 0.00024284 | 725.1166 | 0.016081 | 593.7391 | 0.00017137 | 719.91 | -0.02183 | 591.2648 | 0.030728 | 719.91 | -0.0075817 | 719.91 | -0.0028565 | 593.7391 | 0.36863 | 593.7391 | 0 | 591.2648 | 0.0054186 | 725.1166 | 4.286 | 884.7969 | 0.023237 | 725.1166 | 0.0070725 | 884.2193 | 0 | 884.7969 | 1.2488 | 593.7391 | 0.93481
| 591.3828 | 0.016381 | 725.3515 | -0.012181 | 591.3828 | 0.01987 | 725.3515 | -0.035652 | 593.8583 | 0.00024284 | 725.3515 | -0.020844 | 593.8583 | 0.00016262 | 720.14 | -0.013194 | 591.3828 | 0.039299 | 720.14 | 0.00092222 | 720.14 | -0.0057639 | 593.8583 | 0.36003 | 593.8583 | 0 | 591.3828 | 0 | 725.3515 | 4.3159 | 884.9644 | 0.030499 | 725.3515 | -0.0032724 | 884.3873 | 0 | 884.9644 | 1.2549 | 593.8583 | 0.93516
| 591.5008 | 0 | 725.5865 | -0.014606 | 591.5008 | 0 | 725.5865 | 0.0049174 | 593.9775 | 0 | 725.5865 | 0.013542 | 593.9775 | 0.00013281 | 720.37 | -0.020391 | 591.5008 | 0.042673 | 720.37 | -0.00199 | 720.37 | 0.0084671 | 593.9775 | 0.37131 | 593.9775 | 0 | 591.5008 | 0.010063 | 725.5865 | 4.3442 | 885.1319 | 0.028865 | 725.5865 | 0.00037159 | 884.5552 | 0 | 885.1319 | 1.2564 | 593.9775 | 0.92753
| 591.6188 | 0 | 725.8215 | -0.030078 | 591.6188 | 0.017386 | 725.8215 | -0.033622 | 594.0966 | 0.00024284 | 725.8215 | -0.016564 | 594.0966 | 0.00011139 | 720.61 | 0.026628 | 591.6188 | 0.035879 | 720.61 | 0.0052322 | 720.61 | 0.0026524 | 594.0966 | 0.36652 | 594.0966 | 0 | 591.6188 | 0 | 725.8215 | 4.3614 | 885.2994 | 0.014705 | 725.8215 | 0.0037042 | 884.7231 | 0 | 885.2994 | 1.2612 | 594.0966 | 0.92276
| 591.7369 | 0 | 726.0564 | 0.025015 | 591.7369 | 0 | 726.0564 | 0.015193 | 594.2159 | 0.00024284 | 726.0564 | 0.011638 | 594.2159 | 0.00010766 | 720.84 | -0.0016793 | 591.7369 | 0.031483 | 720.84 | -9.7074e-06 | 720.84 | -0.0013262 | 594.2159 | 0.36793 | 594.2159 | 0 | 591.7369 | 0 | 726.0564 | 4.3982 | 885.467 | 0.022647 | 726.0564 | 0.0076419 | 884.891 | 0 | 885.467 | 1.2638 | 594.2159 | 0.91456
| 591.8549 | 0.0089723 | 726.2914 | -0.014891 | 591.8549 | 0.0033129 | 726.2914 | -0.061184 | 594.335 | 0.00024284 | 726.2914 | -0.016549 | 594.335 | 0.00012219 | 721.08 | -0.017992 | 591.8549 | 0.033881 | 721.08 | -0.0071154 | 721.08 | -0.0054579 | 594.335 | 0.37061 | 594.335 | 0 | 591.8549 | 0 | 726.2914 | 4.411 | 885.6345 | 0.016702 | 726.2914 | 0.0027829 | 885.0589 | 0 | 885.6345 | 1.2708 | 594.335 | 0.91496
| 591.9729 | 0 | 726.5264 | -0.00034664 | 591.9729 | 0 | 726.5264 | 0.011321 | 594.4542 | 0 | 726.5264 | 0.016423 | 594.4542 | 0.00014231 | 721.31 | 0.028548 | 591.9729 | 0.034014 | 721.31 | 0.0054654 | 721.31 | 0.0087736 | 594.4542 | 0.3551 | 594.4542 | 0 | 591.9729 | 0.0087967 | 726.5264 | 4.4007 | 885.8021 | 0.022647 | 726.5264 | 0.0070217 | 885.2269 | 0 | 885.8021 | 1.2754 | 594.4542 | 0.91181
| 592.091 | 0.0081099 | 726.7615 | -0.0062819 | 592.091 | 0.010412 | 726.7615 | -0.010739 | 594.5734 | 0.00024284 | 726.7615 | -0.02214 | 594.5734 | 0.00016262 | 721.55 | -0.031426 | 592.091 | 0.03881 | 721.55 | -0.00070865 | 721.55 | -0.00607 | 594.5734 | 0.35312 | 594.5734 | 0 | 592.091 | 0 | 726.7615 | 4.4345 | 885.9696 | 0.0098939 | 726.7615 | -0.003857 | 885.3948 | 0 | 885.9696 | 1.2843 | 594.5734 | 0.91158
| 592.2091 | 0 | 726.9965 | 0.0016901 | 592.2091 | 0 | 726.9965 | 0.013218 | 594.6926 | 0.00024284 | 726.9965 | 0.012936 | 594.6926 | 0.0001479 | 721.78 | -0.0031186 | 592.2091 | 0.032505 | 721.78 | 0.0032519 | 721.78 | 0.0052539 | 594.6926 | 0.33183 | 594.6926 | 0 | 592.2091 | 0 | 726.9965 | 4.4742 | 886.1371 | 0.02065 | 726.9965 | 0.0037856 | 885.5627 | 0 | 886.1371 | 1.2921 | 594.6926 | 0.90458
| 592.3271 | 0.0058913 | 727.2315 | -0.023408 | 592.3271 | 0.0056319 | 727.2315 | -0.032906 | 594.8118 | 0 | 727.2315 | -0.021717 | 594.8118 | 0.00014958 | 722.02 | -0.0035984 | 592.3271 | 0.034636 | 722.02 | -0.0036209 | 722.02 | -0.00056109 | 594.8118 | 0.3386 | 594.8118 | 9.9352e-06 | 592.3271 | 0 | 727.2315 | 4.5013 | 886.3047 | 0.026096 | 727.2315 | -0.0054245 | 885.7307 | 0 | 886.3047 | 1.3009 | 594.8118 | 0.8985
| 592.4452 | 0 | 727.4665 | 0.0066933 | 592.4452 | 0 | 727.4665 | -0.011103 | 594.9311 | 0 | 727.4665 | 0.01065 | 594.9311 | 0.0001289 | 722.25 | 0.0069569 | 592.4452 | 0.042584 | 722.25 | -0.0001262 | 722.25 | -0.0051518 | 594.9311 | 0.32929 | 594.9311 | 1.5074e-05 | 592.4452 | 0 | 727.4665 | 4.5147 | 886.4722 | 0.025915 | 727.4665 | 0.0059849 | 885.8986 | 0 | 886.4722 | 1.3085 | 594.9311 | 0.8919
| 592.5633 | 0.0073704 | 727.7016 | -0.010032 | 592.5633 | 0.016908 | 727.7016 | -0.036109 | 595.0503 | 0 | 727.7016 | -0.022664 | 595.0503 | 0.00012499 | 722.49 | -0.030466 | 592.5633 | 0.03286 | 722.49 | -0.0060669 | 722.49 | -0.0066822 | 595.0503 | 0.34353 | 595.0503 | 0.00061547 | 592.5633 | 0 | 727.7016 | 4.5515 | 886.6398 | 0.013389 | 727.7016 | -0.01114 | 886.0666 | 0 | 886.6398 | 1.316 | 595.0503 | 0.88668
| 592.6814 | 0 | 727.9366 | -0.002521 | 592.6814 | 0 | 727.9366 | 0.01523 | 595.1695 | 0.00024284 | 727.9366 | 0.011948 | 595.1695 | 0.00011698 | 722.72 | 0.025189 | 592.6814 | 0.032727 | 722.72 | 0.0068633 | 722.72 | 0.0066312 | 595.1695 | 0.34212 | 595.1695 | 0.00060553 | 592.6814 | 0 | 727.9366 | 4.5687 | 886.8073 | 0.02242 | 727.9366 | 0.017933 | 886.2345 | 0 | 886.8073 | 1.3244 | 595.1695 | 0.8791
| 592.7995 | 0.012512 | 728.1717 | -0.0032151 | 592.7995 | 0.011941 | 728.1717 | -0.027394 | 595.2887 | 0.00053406 | 728.1717 | -0.023222 | 595.2887 | 0.00011269 | 722.96 | 0.002159 | 592.7995 | 0.026465 | 722.96 | -0.0016406 | 722.96 | 0.0037236 | 595.2887 | 0.37442 | 595.2887 | 0.0011576 | 592.7995 | 0 | 728.1717 | 4.595 | 886.9749 | 0.01534 | 728.1717 | 0.0093862 | 886.4025 | 0 | 886.9749 | 1.3351 | 595.2887 | 0.87509
| 592.9176 | 0 | 728.4068 | -0.0033784 | 592.9176 | 0 | 728.4068 | 0.0233 | 595.4079 | 0 | 728.4068 | 0.014289 | 595.4079 | 0.00012238 | 723.19 | -0.0040782 | 592.9176 | 0.036146 | 723.19 | 0.011173 | 723.19 | -0.0036216 | 595.4079 | 0.38471 | 595.4079 | 0.00055705 | 592.9176 | 0 | 728.4068 | 4.5961 | 887.1424 | 0.025552 | 728.4068 | 0.0041097 | 886.5704 | 0 | 887.1424 | 1.3461 | 595.4079 | 0.87314
| 593.0357 | 0.0083961 | 728.6419 | -0.019799 | 593.0357 | 0.0033129 | 728.6419 | -0.034322 | 595.5271 | 0.00024284 | 728.6419 | -0.022448 | 595.5271 | 0.00011437 | 723.43 | -0.026628 | 593.0357 | 0.032993 | 723.43 | 0.00045625 | 723.43 | -0.0069881 | 595.5271 | 0.42815 | 595.5271 | 0.003865 | 593.0357 | 0 | 728.6419 | 4.6144 | 887.31 | 0.019561 | 728.6419 | -0.0056832 | 886.7384 | 0 | 887.31 | 1.357 | 595.5271 | 0.87549
| 593.1538 | 0 | 728.877 | -0.0057896 | 593.1538 | 0 | 728.877 | 0.0076605 | 595.6463 | 0 | 728.877 | 0.011133 | 595.6463 | 0.0001302 | 723.66 | -0.0031186 | 593.1538 | 0.025933 | 723.66 | -0.0080475 | 723.66 | 0.0032646 | 595.6463 | 0.42377 | 595.6463 | 0.0036664 | 593.1538 | 0.0020408 | 728.877 | 4.629 | 887.4776 | 0.022511 | 728.877 | 0.014079 | 886.9063 | 0 | 887.4776 | 1.3631 | 595.6463 | 0.87113
| 593.2719 | 0.0027855 | 729.1121 | -0.0064665 | 593.2719 | 0.012418 | 729.1121 | -0.051863 | 595.7656 | 0 | 729.1121 | -0.023247 | 595.7656 | 0.00011232 | 723.9 | 0.013674 | 593.2719 | 0.0373 | 723.9 | 0.0032519 | 723.9 | 0.00035706 | 595.7656 | 0.47497 | 595.7656 | 0.014801 | 593.2719 | 0.012228 | 729.1121 | 4.6392 | 887.6451 | 0.02124 | 729.1121 | -0.0027981 | 887.0743 | 0 | 887.6451 | 1.3701 | 595.7656 | 0.86706
| 593.3901 | 0 | 729.3472 | 0.035026 | 593.3901 | 0 | 729.3472 | 0.023446 | 595.8848 | 0 | 729.3472 | 0.011112 | 595.8848 | 0.0001276 | 724.13 | 0.0079165 | 593.3901 | 0.034103 | 724.13 | 0.0039509 | 724.13 | 0.0046418 | 595.8848 | 0.46989 | 595.8848 | 0.0156 | 593.3901 | 0 | 729.3472 | 4.6583 | 887.8127 | 0.025052 | 729.3472 | 0.0052161 | 887.2423 | 0 | 887.8127 | 1.3743 | 595.8848 | 0.86229
| 593.5082 | 0.00056695 | 729.5823 | -0.0070649 | 593.5082 | 0.014902 | 729.5823 | -0.034263 | 596.004 | 0 | 729.5823 | -0.01996 | 596.004 | 0.00011586 | 724.37 | -0.027587 | 593.5082 | 0.035657 | 724.37 | -0.013057 | 724.37 | -0.0030095 | 596.004 | 0.51967 | 596.004 | 0.031199 | 593.5082 | 0 | 729.5823 | 4.6914 | 887.9803 | 0.014205 | 729.5823 | 0.0073364 | 887.4103 | 0 | 887.9803 | 1.3818 | 596.004 | 0.86413
| 593.6264 | 0 | 729.8174 | 0.016794 | 593.6264 | 0 | 729.8174 | -0.0087701 | 596.1233 | 0 | 729.8174 | 0.013023 | 596.1233 | 0.0001248 | 724.6 | 0.0069569 | 593.6264 | 0.026199 | 724.6 | 0.00080569 | 724.6 | -0.007141 | 596.1233 | 0.4988 | 596.1233 | 0.027923 | 593.6264 | 0.0011963 | 729.8174 | 4.7213 | 888.1478 | 0.026732 | 729.8174 | 0.0084363 | 887.5782 | 0 | 888.1478 | 1.3851 | 596.1233 | 0.86247
| 593.7445 | 0.0063351 | 730.0526 | -0.027787 | 593.7445 | 0.010126 | 730.0526 | -0.063095 | 596.2425 | 0 | 730.0526 | -0.0209 | 596.2425 | 0.00011586 | 724.84 | -0.026628 | 593.7445 | 0.031883 | 724.84 | -0.0038538 | 724.84 | 0.0044887 | 596.2425 | 0.53095 | 596.2425 | 0.038531 | 593.7445 | 0 | 730.0526 | 4.7484 | 888.3154 | 0.019788 | 730.0526 | -0.0040027 | 887.7462 | 0 | 888.3154 | 1.3932 | 596.2425 | 0.86092
| 593.8627 | 0 | 730.2877 | -0.0018786 | 593.8627 | 0 | 730.2877 | 0.019915 | 596.3617 | 0.00053406 | 730.2877 | 0.01254 | 596.3617 | 0.00012275 | 725.07 | -0.0031186 | 593.8627 | 0.029973 | 725.07 | 0.00045625 | 725.07 | -0.0053048 | 596.3617 | 0.52136 | 596.3617 | 0.031979 | 593.8627 | 0.0071077 | 730.2877 | 4.7469 | 888.483 | 0.021149 | 730.2877 | 0.0033951 | 887.9142 | 0 | 888.483 | 1.3985 | 596.3617 | 0.85398
| 593.9808 | 0 | 730.5229 | -0.0074244 | 593.9808 | 0.01175 | 730.5229 | -0.020641 | 596.481 | 0 | 730.5229 | -0.021938 | 596.481 | 0.00014213 | 725.31 | -0.02327 | 593.9808 | 0.030728 | 725.31 | -0.0052516 | 725.31 | 0.0047948 | 596.481 | 0.54111 | 596.481 | 0.042587 | 593.9808 | 0 | 730.5229 | 4.7561 | 888.6506 | 0.013888 | 730.5229 | 0.0010729 | 888.0822 | 0 | 888.6506 | 1.4102 | 596.481 | 0.85334
| 594.099 | 0.0016295 | 730.758 | 0.0079927 | 594.099 | 0 | 730.758 | 0.014428 | 596.6002 | 0 | 730.758 | 0.013584 | 596.6002 | 0.00013002 | 725.54 | 0.02327 | 594.099 | 0.02984 | 725.54 | 0.0013882 | 725.54 | -0.00040807 | 596.6002 | 0.55182 | 596.6002 | 0.046799 | 594.099 | 0 | 730.758 | 4.786 | 888.8181 | 0.019879 | 730.758 | 0.0079269 | 888.2502 | 0 | 888.8181 | 1.4201 | 596.6002 | 0.84996
| 594.2172 | 0.0020459 | 730.9932 | -0.046103 | 594.2172 | 0.0029816 | 730.9932 | -0.024484 | 596.7195 | 0.00024284 | 730.9932 | -0.019277 | 596.7195 | 0.00015013 | 725.78 | -0.015593 | 594.2172 | 0.03135 | 725.78 | -0.00070865 | 725.78 | 0.0035706 | 596.7195 | 0.56423 | 596.7195 | 0.058654 | 594.2172 | 0 | 730.9932 | 4.7988 | 888.9857 | 0.013479 | 730.9932 | -0.0038155 | 888.4181 | 0 | 888.9857 | 1.4346 | 596.7195 | 0.85145
| 594.3354 | 0 | 731.2284 | 0.0066831 | 594.3354 | 0 | 731.2284 | 0.0064991 | 596.8387 | 0.00024284 | 731.2284 | 0.0097006 | 596.8387 | 0.00015051 | 726.01 | 0.0040782 | 594.3354 | 0.032727 | 726.01 | 0.0011552 | 726.01 | -0.0077534 | 596.8387 | 0.60104 | 596.8387 | 0.057406 | 594.3354 | 0 | 731.2284 | 4.8458 | 889.1533 | 0.026868 | 731.2284 | 0.014474 | 888.5861 | 0 | 889.1533 | 1.4472 | 596.8387 | 0.84296
| 594.4536 | 0 | 731.4636 | -0.018348 | 594.4536 | 0.014902 | 731.4636 | -0.019872 | 596.958 | 0.00024284 | 731.4636 | -0.019524 | 596.958 | 0.00015572 | 726.25 | 0.010795 | 594.4536 | 0.022425 | 726.25 | -0.00024269 | 726.25 | -0.0048458 | 596.958 | 0.61387 | 596.958 | 0.065362 | 594.4536 | 0 | 731.4636 | 4.8388 | 889.3209 | 0.014432 | 731.4636 | 0.010059 | 888.7541 | 0 | 889.3209 | 1.4628 | 596.958 | 0.83722
| 594.5718 | 0 | 731.6988 | -0.0022741 | 594.5718 | 0 | 731.6988 | 0.017218 | 597.0772 | 0.00024284 | 731.6988 | 0.011254 | 597.0772 | 0.00011884 | 726.48 | 0.035744 | 594.5718 | 0.031838 | 726.48 | 0.002786 | 726.48 | 0.00066312 | 597.0772 | 0.64899 | 597.0772 | 0.060838 | 594.5718 | 0 | 731.6988 | 4.8318 | 889.4885 | 0.029591 | 731.6988 | 0.0060747 | 888.9221 | 0 | 889.4885 | 1.4746 | 597.0772 | 0.82931
| 594.69 | 0.0030813 | 731.934 | -0.016979 | 594.69 | 0.012227 | 731.934 | -0.041577 | 597.1965 | 0 | 731.934 | -0.022216 | 597.1965 | 0.00011567 | 726.72 | -0.025189 | 594.69 | 0.041696 | 726.72 | -0.0037373 | 726.72 | -0.010508 | 597.1965 | 0.659 | 597.1965 | 0.077062 | 594.69 | 0 | 731.934 | 4.8624 | 889.6561 | 0.013479 | 731.934 | 0.00025109 | 889.0901 | 0 | 889.6561 | 1.4851 | 597.1965 | 0.83091
| 594.8082 | 0 | 732.1692 | 0.023526 | 594.8082 | 0 | 732.1692 | 0.027023 | 597.3157 | 0 | 732.1692 | 0.016868 | 597.3157 | 0.00012145 | 726.96 | 0.04486 | 594.8082 | 0.036279 | 726.96 | -0.0057175 | 726.96 | 0.0024994 | 597.3157 | 0.68565 | 597.3157 | 0.075034 | 594.8082 | 0 | 732.1692 | 4.9277 | 889.8237 | 0.019152 | 732.1692 | 0.0071291 | 889.2582 | 0 | 889.8237 | 1.4883 | 597.3157 | 0.82936
| 594.9264 | 0.0073704 | 732.4045 | -0.041455 | 594.9264 | 0.011081 | 732.4045 | -0.045773 | 597.435 | 0.00053406 | 732.4045 | -0.022725 | 597.435 | 0.00015926 | 727.19 | -0.0016793 | 594.9264 | 0.030107 | 727.19 | -0.0072322 | 727.19 | -0.01617 | 597.435 | 0.69158 | 597.435 | 0.096873 | 594.9264 | 0 | 732.4045 | 4.9027 | 889.9913 | 0.016339 | 732.4045 | -0.00090763 | 889.4262 | 0 | 889.9913 | 1.4917 | 597.435 | 0.83194
| 595.0446 | 0 | 732.6397 | -0.0082506 | 595.0446 | 0 | 732.6397 | -0.0036031 | 597.5543 | 0 | 732.6397 | 0.013974 | 597.5543 | 0.00017118 | 727.43 | -0.0011995 | 595.0446 | 0.033881 | 727.43 | -0.0025725 | 727.43 | 0.0037236 | 597.5543 | 0.69806 | 597.5543 | 0.091101 | 595.0446 | 0.018086 | 732.6397 | 4.9052 | 890.1589 | 0.021376 | 732.6397 | 0.0068679 | 889.5942 | 0 | 890.1589 | 1.4928 | 597.5543 | 0.82793
| 595.1629 | 0.010207 | 732.8749 | -0.014204 | 595.1629 | 0.0089448 | 732.8749 | -0.050651 | 597.6735 | 0.00024284 | 732.8749 | -0.022558 | 597.6735 | 0.00017044 | 727.66 | -0.00071969 | 595.1629 | 0.038544 | 727.66 | 0.0041839 | 727.66 | 0.0034176 | 597.6735 | 0.69017 | 597.6735 | 0.10764 | 595.1629 | 0.0096983 | 732.8749 | 4.9566 | 890.3265 | 0.017065 | 732.8749 | 0.00027382 | 889.7622 | 0 | 890.3265 | 1.4969 | 597.6735 | 0.82971
| 595.2811 | 0 | 733.1102 | -0.019742 | 595.2811 | 0 | 733.1102 | 0.0053546 | 597.7928 | 0 | 733.1102 | 0.010297 | 597.7928 | 0.00017957 | 727.9 | 0.0079165 | 595.2811 | 0.026554 | 727.9 | 0.0011552 | 727.9 | -0.0079064 | 597.7928 | 0.68297 | 597.7928 | 0.10498 | 595.2811 | 0 | 733.1102 | 4.9498 | 890.4941 | 0.028547 | 733.1102 | 0.0077772 | 889.9302 | 0 | 890.4941 | 1.4975 | 597.7928 | 0.82259
| 595.3994 | 0.0061872 | 733.3455 | 0.0001509 | 595.3994 | 0.0038098 | 733.3455 | -0.040444 | 597.9121 | 0 | 733.3455 | -0.017902 | 597.9121 | 0.00016392 | 728.13 | 0.025668 | 595.3994 | 0.025311 | 728.13 | 0.03051 | 728.13 | 0.030809 | 597.9121 | 0.67451 | 597.9121 | 0.12183 | 595.3994 | 0 | 733.3455 | 4.9729 | 890.6617 | 0.018335 | 733.3455 | 0.0023906 | 890.0982 | 0 | 890.6617 | 1.5013 | 597.9121 | 0.82093
| 595.5176 | 0 | 733.5808 | -0.013851 | 595.5176 | 0 | 733.5808 | 0.012552 | 598.0313 | 0.00024284 | 733.5808 | 0.012236 | 598.0313 | 0.00014566 | 728.37 | 0.017032 | 595.5176 | 0.03095 | 728.37 | -0.0037373 | 728.37 | -0.0034686 | 598.0313 | 0.66845 | 598.0313 | 0.12105 | 595.5176 | 0 | 733.5808 | 4.9505 | 890.8293 | 0.016747 | 733.5808 | 0.010481 | 890.2663 | 0 | 890.8293 | 1.5037 | 598.0313 | 0.81336
| 595.6359 | 0.0039686 | 733.816 | -0.00025227 | 595.6359 | 0.0087791 | 733.816 | -0.027864 | 598.1506 | 0 | 733.816 | -0.022972 | 598.1506 | 0.00012368 | 728.6 | 0.0055175 | 595.6359 | 0.028863 | 728.6 | -0.011775 | 728.6 | -0.012038 | 598.1506 | 0.67733 | 598.1506 | 0.13166 | 595.6359 | 0 | 733.816 | 4.9869 | 890.9969 | 0.014432 | 733.816 | -0.0040372 | 890.4343 | 0 | 890.9969 | 1.5137 | 598.1506 | 0.81427
| 595.7541 | 0 | 734.0513 | 0.00781 | 595.7541 | 0 | 734.0513 | 0.0033618 | 598.2699 | 0 | 734.0513 | 0.011956 | 598.2699 | 0.00012443 | 728.84 | 0.0050378 | 595.7541 | 0.020648 | 728.84 | 0.0049991 | 728.84 | 0.0014282 | 598.2699 | 0.67494 | 598.2699 | 0.13088 | 595.7541 | 0.00077413 | 734.0513 | 5.0098 | 891.1645 | 0.021876 | 734.0513 | 0.0060128 | 890.6023 | 0 | 891.1645 | 1.5224 | 598.2699 | 0.80997
| 595.8724 | 0.00071483 | 734.2866 | 0.00044854 | 595.8724 | 0.0087791 | 734.2866 | -0.043367 | 598.3892 | 0.00024284 | 734.2866 | -0.021859 | 598.3892 | 0.00018031 | 729.07 | -0.011275 | 595.8724 | 0.025311 | 729.07 | -0.0030384 | 729.07 | 0.0031115 | 598.3892 | 0.69256 | 598.3892 | 0.14445 | 595.8724 | 0 | 734.2866 | 5.0059 | 891.3321 | 0.027685 | 734.2866 | -1.184e-05 | 890.7704 | 0 | 891.3321 | 1.5382 | 598.3892 | 0.80888
| 595.9907 | 0 | 734.5219 | 0.0016255 | 595.9907 | 0 | 734.5219 | 0.016769 | 598.5085 | 0.00024284 | 734.5219 | 0.014197 | 598.5085 | 0.0001587 | 729.31 | 0.0074367 | 595.9907 | 0.026821 | 729.31 | 0.00022327 | 729.31 | -0.0051518 | 598.5085 | 0.68876 | 598.5085 | 0.14632 | 595.9907 | 0 | 734.5219 | 5.0193 | 891.4998 | 0.019561 | 734.5219 | 0.019618 | 890.9384 | 0 | 891.4998 | 1.5512 | 598.5085 | 0.8036
| 596.109 | 0.001898 | 734.7573 | -0.024732 | 596.109 | 0.015762 | 734.7573 | -0.025493 | 598.6277 | 0.00024284 | 734.7573 | -0.019714 | 598.6277 | 0.00017659 | 729.54 | -0.053497 | 596.109 | 0.035524 | 729.54 | -0.0074648 | 729.54 | 0.0035706 | 598.6277 | 0.71259 | 598.6277 | 0.16161 | 596.109 | 0 | 734.7573 | 5.0188 | 891.6674 | 0.017382 | 734.7573 | -0.0023091 | 891.1064 | 0 | 891.6674 | 1.5692 | 598.6277 | 0.80441
| 596.2273 | 0 | 734.9926 | 0.0066247 | 596.2273 | 0 | 734.9926 | -0.0092208 | 598.747 | 0.00024284 | 734.9926 | 0.012611 | 598.747 | 0.0001289 | 729.78 | 0.025668 | 596.2273 | 0.027931 | 729.78 | 0.0041839 | 729.78 | 0.00020403 | 598.747 | 0.71837 | 598.747 | 0.16052 | 596.2273 | 0 | 734.9926 | 5.0179 | 891.835 | 0.026232 | 734.9926 | 0.0070543 | 891.2745 | 0 | 891.835 | 1.5811 | 598.747 | 0.79987
| 596.3456 | 0.0082315 | 735.2279 | -0.030239 | 596.3456 | 0.0087791 | 735.2279 | 0.00043439 | 598.8663 | 0.00024284 | 735.2279 | -0.022398 | 598.8663 | 0.00015516 | 730.01 | -0.0098357 | 596.3456 | 0.035391 | 730.01 | 0.00057274 | 730.01 | -0.0025504 | 598.8663 | 0.75095 | 598.8663 | 0.17471 | 596.3456 | 0 | 735.2279 | 5.0213 | 892.0026 | 0.020922 | 735.2279 | 0.0070247 | 891.4425 | 0 | 892.0026 | 1.5947 | 598.8663 | 0.79959
| 596.4639 | 0 | 735.4633 | -0.010584 | 596.4639 | 0 | 735.4633 | -0.0097394 | 598.9856 | 0.00053406 | 735.4633 | 0.010124 | 598.9856 | 0.00013188 | 730.25 | 0.018952 | 596.4639 | 0.030195 | 730.25 | -0.010377 | 730.25 | 0.0041827 | 598.9856 | 0.76674 | 598.9856 | 0.17362 | 596.4639 | 0.0020408 | 735.4633 | 5.0455 | 892.1703 | 0.021149 | 735.4633 | 0.015493 | 891.6106 | 0 | 892.1703 | 1.6012 | 598.9856 | 0.7919
| 596.5822 | 0.0095486 | 735.6987 | 0.0060732 | 596.5822 | 0.0079509 | 735.6987 | -0.035727 | 599.1049 | 0.00024284 | 735.6987 | -0.020182 | 599.1049 | 0.00012573 | 730.48 | -0.012714 | 596.5822 | 0.024689 | 730.48 | -0.0047858 | 730.48 | -0.00025504 | 599.1049 | 0.79988 | 599.1049 | 0.18985 | 596.5822 | 0 | 735.6987 | 5.0295 | 892.3379 | 0.014296 | 735.6987 | 0.0011399 | 891.7786 | 0 | 892.3379 | 1.6097 | 599.1049 | 0.79333
| 596.7006 | 0 | 735.934 | 0.0051263 | 596.7006 | 0 | 735.934 | -0.0035471 | 599.2242 | 0.00024284 | 735.934 | 0.014914 | 599.2242 | 0.00011009 | 730.72 | 0.025668 | 596.7006 | 0.035613 | 730.72 | -0.00199 | 730.72 | 0.011528 | 599.2242 | 0.8185 | 599.2242 | 0.19265 | 596.7006 | 0 | 735.934 | 5.0335 | 892.5055 | 0.015703 | 735.934 | 0.0072872 | 891.9467 | 0 | 892.5055 | 1.6146 | 599.2242 | 0.78978
| 596.8189 | 0.0054477 | 736.1694 | -0.021058 | 596.8189 | 0.0084479 | 736.1694 | -0.057739 | 599.3435 | 0.00024284 | 736.1694 | -0.015263 | 599.3435 | 0.00013263 | 730.95 | -0.026148 | 596.8189 | 0.027842 | 730.95 | -0.0090959 | 730.95 | -0.0037746 | 599.3435 | 0.84473 | 599.3435 | 0.20981 | 596.8189 | 0 | 736.1694 | 5.0365 | 892.6732 | 0.022193 | 736.1694 | 0.0019279 | 892.1148 | 0.00010725 | 892.6732 | 1.6238 | 599.3435 | 0.79368
| 596.9372 | 0 | 736.4048 | 0.0072373 | 596.9372 | 0 | 736.4048 | 0.010868 | 599.4628 | 0 | 736.4048 | 0.01295 | 599.4628 | 0.00014958 | 731.19 | 0.015593 | 596.9372 | 0.029352 | 731.19 | -0.0074648 | 731.19 | 0.0034176 | 599.4628 | 0.85827 | 599.4628 | 0.21028 | 596.9372 | 0 | 736.4048 | 5.0262 | 892.8408 | 0.023056 | 736.4048 | 0.0082439 | 892.2828 | 0 | 892.8408 | 1.6309 | 599.4628 | 0.78823
| 597.0556 | 0.0024896 | 736.6402 | -0.027739 | 597.0556 | 0.0062945 | 736.6402 | -0.039726 | 599.5821 | 0.00053406 | 736.6402 | -0.021651 | 599.5821 | 0.00016522 | 731.42 | -0.0002399 | 597.0556 | 0.027442 | 731.42 | 0.0010387 | 731.42 | 0.0044887 | 599.5821 | 0.87956 | 599.5821 | 0.23087 | 597.0556 | 0 | 736.6402 | 5.0064 | 893.0084 | 0.016339 | 736.6402 | 0.0028833 | 892.4509 | 0.00010725 | 893.0084 | 1.6401 | 599.5821 | 0.78897
| 597.1739 | 0 | 736.8756 | -0.023211 | 597.1739 | 0 | 736.8756 | 0.00096643 | 599.7014 | 0.00024284 | 736.8756 | 0.010691 | 599.7014 | 0.00014362 | 731.66 | -0.0059973 | 597.1739 | 0.035124 | 731.66 | -0.0058343 | 731.66 | 0.0028055 | 599.7014 | 0.89423 | 599.7014 | 0.22978 | 597.1739 | 0 | 736.8756 | 4.9796 | 893.1761 | 0.024735 | 736.8756 | 0.0058538 | 892.619 | 0 | 893.1761 | 1.6466 | 599.7014 | 0.78536
| 597.2923 | 0.013417 | 737.111 | -0.0054138 | 597.2923 | 0.0099348 | 737.111 | -0.048782 | 599.8207 | 0 | 737.111 | -0.017853 | 599.8207 | 0.0001397 | 731.89 | 0.040542 | 597.2923 | 0.026687 | 731.89 | -0.007698 | 731.89 | -0.0053048 | 599.8207 | 0.91876 | 599.8207 | 0.24975 | 597.2923 | 0 | 737.111 | 4.9865 | 893.3437 | 0.014115 | 737.111 | 0.0041886 | 892.7871 | 0 | 893.3437 | 1.6574 | 599.8207 | 0.78496
| 597.4107 | 0 | 737.3464 | -0.019192 | 597.4107 | 0 | 737.3464 | 0.0043853 | 599.9401 | 0 | 737.3464 | 0.0099719 | 599.9401 | 0.00014343 | 732.13 | 0.02135 | 597.4107 | 0.027043 | 732.13 | -0.0021065 | 732.13 | -0.0027035 | 599.9401 | 0.93146 | 599.9401 | 0.24678 | 597.4107 | 0.018086 | 737.3464 | 4.9609 | 893.5114 | 0.021921 | 737.3464 | 0.021388 | 892.9551 | 0 | 893.5114 | 1.6678 | 599.9401 | 0.77802
| 597.529 | 0.015228 | 737.5818 | -0.025752 | 597.529 | 0.0072884 | 737.5818 | -0.044249 | 600.0594 | 0 | 737.5818 | -0.020658 | 600.0594 | 0.00014566 | 732.37 | -0.0083963 | 597.529 | 0.023801 | 732.37 | -0.0071154 | 732.37 | -0.0034686 | 600.0594 | 0.95219 | 600.0594 | 0.27377 | 597.529 | 0 | 737.5818 | 4.9258 | 893.679 | 0.017246 | 737.5818 | 0.0034147 | 893.1232 | 0 | 893.679 | 1.682 | 600.0594 | 0.77199
| 597.6474 | 0 | 737.8173 | -0.0097973 | 597.6474 | 0 | 737.8173 | -0.0064973 | 600.1787 | 0.00053406 | 737.8173 | 0.0092418 | 600.1787 | 0.00014362 | 732.6 | 0.0059973 | 597.6474 | 0.025178 | 732.6 | -0.0014076 | 732.6 | -0.0037746 | 600.1787 | 0.96008 | 600.1787 | 0.2811 | 597.6474 | 0 | 737.8173 | 4.9359 | 893.8467 | 0.027276 | 737.8173 | 0.016892 | 893.2913 | 0 | 893.8467 | 1.6924 | 600.1787 | 0.76625
| 597.7658 | 0.0087254 | 738.0527 | -0.006389 | 597.7658 | 0.010317 | 738.0527 | -0.048318 | 600.298 | 0.00024284 | 738.0527 | -0.02101 | 600.298 | 0.00014362 | 732.84 | -0.050138 | 597.7658 | 0.02127 | 732.84 | -0.0089791 | 732.84 | -0.0097429 | 600.298 | 0.98011 | 600.298 | 0.30637 | 597.7658 | 0 | 738.0527 | 4.9237 | 894.0143 | 0.018018 | 738.0527 | 0.0099962 | 893.4594 | 0.00010725 | 894.0143 | 1.7029 | 600.298 | 0.76493
| 597.8842 | 0 | 738.2882 | 0.0036283 | 597.8842 | 0 | 738.2882 | 0.0033633 | 600.4173 | 0.00053406 | 738.2882 | 0.016481 | 600.4173 | 0.00015535 | 733.07 | -0.00071969 | 597.8842 | 0.026954 | 733.07 | -0.00199 | 733.07 | 0.007243 | 600.4173 | 0.98928 | 600.4173 | 0.31839 | 597.8842 | 0 | 738.2882 | 4.8981 | 894.182 | 0.026232 | 738.2882 | 0.016767 | 893.6275 | 0 | 894.182 | 1.7093 | 600.4173 | 0.76218
| 598.0026 | 0.0070745 | 738.5237 | -0.028465 | 598.0026 | 0.0086135 | 738.5237 | -0.029938 | 600.5367 | 0.00024284 | 738.5237 | -0.021111 | 600.5367 | 0.00018702 | 733.31 | 0.0002399 | 598.0026 | 0.024956 | 733.31 | -0.0061837 | 733.31 | 0.0014282 | 600.5367 | 1.0099 | 600.5367 | 0.33555 | 598.0026 | 0 | 738.5237 | 4.8802 | 894.3496 | 0.020015 | 738.5237 | 0.0075811 | 893.7956 | 0 | 894.3496 | 1.7207 | 600.5367 | 0.75989
| 598.121 | 0.00044442 | 738.7591 | 0.039331 | 598.121 | 0 | 738.7591 | 0.012657 | 600.656 | 0.00024284 | 738.7591 | 0.010004 | 600.656 | 0.00016727 | 733.54 | -0.012235 | 598.121 | 0.021758 | 733.54 | 0.0023201 | 733.54 | 5.1009e-05 | 600.656 | 1.0189 | 600.656 | 0.34475 | 598.121 | 0 | 738.7591 | 4.8415 | 894.5173 | 0.021921 | 738.7591 | 0.017886 | 893.9637 | 0 | 894.5173 | 1.7321 | 600.656 | 0.75409
| 598.2394 | 0.0039686 | 738.9946 | -0.026765 | 598.2394 | 0.0077853 | 738.9946 | -0.046333 | 600.7753 | 0 | 738.9946 | -0.020518 | 600.7753 | 0.00015908 | 733.78 | -0.015593 | 598.2394 | 0.025444 | 733.78 | -0.010261 | 733.78 | -0.0013262 | 600.7753 | 1.0415 | 600.7753 | 0.34553 | 598.2394 | 0.0025301 | 738.9946 | 4.8369 | 894.685 | 0.020605 | 738.9946 | -0.0044345 | 894.1318 | 0 | 894.685 | 1.7449 | 600.7753 | 0.75191
| 598.3579 | 0 | 739.2301 | 0.0055609 | 598.3579 | 0 | 739.2301 | 0.0018134 | 600.8946 | 0.00024284 | 739.2301 | 0.013001 | 600.8946 | 0.00012536 | 734.01 | -0.0031186 | 598.3579 | 0.024023 | 734.01 | -0.011775 | 734.01 | 0.0040296 | 600.8946 | 1.0503 | 600.8946 | 0.35193 | 598.3579 | 0.0011963 | 739.2301 | 4.763 | 894.8526 | 0.025779 | 739.2301 | 0.026554 | 894.2999 | 0 | 894.8526 | 1.7485 | 600.8946 | 0.74818
| 598.4763 | 0.0030813 | 739.4656 | -0.0076415 | 598.4763 | 0.0071227 | 739.4656 | -0.029778 | 601.014 | 0.00024284 | 739.4656 | -0.021109 | 601.014 | 0.00013579 | 734.25 | -0.018472 | 598.4763 | 0.026821 | 734.25 | -0.0016406 | 734.25 | -0.0045398 | 601.014 | 1.0685 | 601.014 | 0.34662 | 598.4763 | 0 | 739.4656 | 4.7659 | 895.0203 | 0.022329 | 739.4656 | 0.011357 | 894.468 | 0.00032174 | 895.0203 | 1.7527 | 601.014 | 0.75099
| 598.5947 | 0 | 739.7011 | -0.0020127 | 598.5947 | 0 | 739.7011 | 0.0025148 | 601.1333 | 0.00053406 | 739.7011 | 0.014231 | 601.1333 | 0.00012406 | 734.48 | -0.029507 | 598.5947 | 0.029441 | 734.48 | 0.0022036 | 734.48 | -0.0080593 | 601.1333 | 1.0764 | 601.1333 | 0.35473 | 598.5947 | 0.010908 | 739.7011 | 4.7233 | 895.188 | 0.023872 | 739.7011 | 0.018549 | 894.6361 | 0 | 895.188 | 1.7518 | 601.1333 | 0.74967
| 598.7132 | 0.0064829 | 739.9367 | -0.020389 | 598.7132 | 0.0071227 | 739.9367 | -0.01257 | 601.2527 | 0 | 739.9367 | -0.021928 | 601.2527 | 0.00012406 | 734.72 | 0.013674 | 598.7132 | 0.025311 | 734.72 | -0.002223 | 734.72 | -0.0056109 | 601.2527 | 1.1014 | 601.2527 | 0.34506 | 598.7132 | 0 | 739.9367 | 4.6633 | 895.3556 | 0.013479 | 739.9367 | 0.019068 | 894.8042 | 0 | 895.3556 | 1.7566 | 601.2527 | 0.74944
| 598.8316 | 0 | 740.1722 | 0.0034832 | 598.8316 | 0 | 740.1722 | -0.017979 | 601.372 | 0 | 740.1722 | 0.012711 | 601.372 | 0.0001302 | 734.95 | -0.045821 | 598.8316 | 0.028464 | 734.95 | 0.010474 | 734.95 | -0.0040807 | 601.372 | 1.1161 | 601.372 | 0.3577 | 598.8316 | 0 | 740.1722 | 4.6404 | 895.5233 | 0.020922 | 740.1722 | 0.023323 | 894.9723 | 0 | 895.5233 | 1.7607 | 601.372 | 0.74164
| 598.9501 | 0.0045602 | 740.4077 | -0.0052072 | 598.9501 | 0.014233 | 740.4077 | -0.017324 | 601.4913 | 0.00053406 | 740.4077 | -0.019259 | 601.4913 | 0.00015312 | 735.19 | -0.032385 | 598.9501 | 0.020293 | 735.19 | -0.00199 | 735.19 | -0.005917 | 601.4913 | 1.1392 | 601.4913 | 0.34288 | 598.9501 | 0 | 740.4077 | 4.597 | 895.691 | 0.015476 | 740.4077 | 0.0198 | 895.1404 | 0 | 895.691 | 1.7726 | 601.4913 | 0.73705
| 599.0686 | 0 | 740.6433 | 0.0045044 | 599.0686 | 0 | 740.6433 | 0.011501 | 601.6107 | 0 | 740.6433 | 0.013553 | 601.6107 | 0.00016392 | 735.43 | -0.0016793 | 599.0686 | 0.033748 | 735.43 | -0.0065332 | 735.43 | -0.0046928 | 601.6107 | 1.1529 | 601.6107 | 0.36331 | 599.0686 | 0 | 740.6433 | 4.5959 | 895.8587 | 0.021876 | 740.6433 | 0.018135 | 895.3085 | 0 | 895.8587 | 1.7838 | 601.6107 | 0.73304
| 599.187 | 0.0058913 | 740.8788 | -0.035763 | 599.187 | 0.013374 | 740.8788 | -0.034354 | 601.73 | 0 | 740.8788 | -0.022285 | 601.73 | 0.00016317 | 735.66 | -0.0083963 | 599.187 | 0.026554 | 735.66 | 0.0048828 | 735.66 | -0.00040807 | 601.73 | 1.1784 | 601.73 | 0.35302 | 599.187 | 0 | 740.8788 | 4.5182 | 896.0263 | 0.016112 | 740.8788 | 0.022852 | 895.4767 | 0 | 896.0263 | 1.7974 | 601.73 | 0.73573
| 599.3055 | 0 | 741.1144 | -0.0029292 | 599.3055 | 0 | 741.1144 | 0.015212 | 601.8494 | 0.00024284 | 741.1144 | 0.012529 | 601.8494 | 0.00017007 | 735.9 | 0.019911 | 599.3055 | 0.026687 | 735.9 | -0.0025725 | 735.9 | 0.0089266 | 601.8494 | 1.1931 | 601.8494 | 0.37657 | 599.3055 | 0 | 741.1144 | 4.4709 | 896.194 | 0.034538 | 741.1144 | 0.019245 | 895.6448 | 0 | 896.194 | 1.8061 | 601.8494 | 0.73556
| 599.424 | 0.0097132 | 741.35 | -0.031565 | 599.424 | 0.0092761 | 741.35 | -0.049671 | 601.9688 | 0 | 741.35 | -0.021651 | 601.9688 | 0.00018087 | 736.13 | -0.030466 | 599.424 | 0.03024 | 736.13 | -0.0037373 | 736.13 | -0.00607 | 601.9688 | 1.2125 | 601.9688 | 0.3655 | 599.424 | 0 | 741.35 | 4.4492 | 896.3617 | 0.018517 | 741.35 | 0.026115 | 895.8129 | 0 | 896.3617 | 1.8185 | 601.9688 | 0.73642
| 599.5425 | 0 | 741.5856 | 0.0075245 | 599.5425 | 0 | 741.5856 | 0.022992 | 602.0881 | 0 | 741.5856 | 0.0069788 | 602.0881 | 0.00016224 | 736.37 | -0.0035984 | 599.5425 | 0.020249 | 736.37 | 0.0032519 | 736.37 | 0.0075495 | 602.0881 | 1.2266 | 602.0881 | 0.37829 | 599.5425 | 0.0075298 | 741.5856 | 4.3613 | 896.5294 | 0.0236 | 741.5856 | 0.031974 | 895.9811 | 0 | 896.5294 | 1.8301 | 602.0881 | 0.73166
| 599.661 | 0.009137 | 741.8212 | -0.020272 | 599.661 | 0.016048 | 741.8212 | -0.031481 | 602.2075 | 0.00053406 | 741.8212 | -0.021233 | 602.2075 | 0.00014566 | 736.6 | -0.010795 | 599.661 | 0.023668 | 736.6 | -0.0060669 | 736.6 | -0.0010202 | 602.2075 | 1.2493 | 602.2075 | 0.37954 | 599.661 | 0 | 741.8212 | 4.3196 | 896.6971 | 0.022965 | 741.8212 | 0.017511 | 896.1492 | 0 | 896.6971 | 1.8462 | 602.2075 | 0.7312
| 599.7795 | 0 | 742.0568 | -0.0088364 | 599.7795 | 0 | 742.0568 | 0.009825 | 602.3268 | 0.00024284 | 742.0568 | 0.011223 | 602.3268 | 0.00014082 | 736.84 | 0.013194 | 599.7795 | 0.023401 | 736.84 | -0.0040868 | 736.84 | -0.00025504 | 602.3268 | 1.2677 | 602.3268 | 0.37642 | 599.7795 | 0 | 742.0568 | 4.2515 | 896.8648 | 0.022647 | 742.0568 | 0.028948 | 896.3174 | 7.1499e-05 | 896.8648 | 1.8601 | 602.3268 | 0.72776
| 599.898 | 0.0024896 | 742.2924 | -0.014641 | 599.898 | 0.005135 | 742.2924 | -0.030502 | 602.4462 | 0 | 742.2924 | -0.019829 | 602.4462 | 0.00016727 | 737.07 | -0.002159 | 599.898 | 0.023668 | 737.07 | -0.0028054 | 737.07 | -0.0065293 | 602.4462 | 1.2939 | 602.4462 | 0.37985 | 599.898 | 0 | 742.2924 | 4.2251 | 897.0325 | 0.021649 | 742.2924 | 0.022688 | 896.4855 | 0.00010725 | 897.0325 | 1.8738 | 602.4462 | 0.7281
| 600.0166 | 0 | 742.528 | 0.0077271 | 600.0166 | 0 | 742.528 | -0.0052927 | 602.5656 | 0.00053406 | 742.528 | 0.01011 | 602.5656 | 0.00017118 | 737.31 | 0.032866 | 600.0166 | 0.029219 | 737.31 | -0.0046693 | 737.31 | -0.00025504 | 602.5656 | 1.3152 | 602.5656 | 0.36035 | 600.0166 | 0 | 742.528 | 4.1199 | 897.2002 | 0.025052 | 742.528 | 0.039087 | 896.6536 | 7.1499e-05 | 897.2002 | 1.882 | 602.5656 | 0.72541
| 600.1351 | 0.0076661 | 742.7636 | -0.0091482 | 600.1351 | 0.015284 | 742.7636 | -0.060996 | 602.6849 | 0 | 742.7636 | -0.019768 | 602.6849 | 0.00018683 | 737.55 | 0.010315 | 600.1351 | 0.025711 | 737.55 | -0.0012911 | 737.55 | -0.014027 | 602.6849 | 1.3432 | 602.6849 | 0.36799 | 600.1351 | 0 | 742.7636 | 4.087 | 897.3679 | 0.013252 | 742.7636 | 0.022052 | 896.8218 | 0 | 897.3679 | 1.8908 | 602.6849 | 0.72678
| 600.2536 | 0 | 742.9993 | 0.00040743 | 600.2536 | 0 | 742.9993 | -0.0063905 | 602.8043 | 0 | 742.9993 | 0.0068123 | 602.8043 | 0.0001574 | 737.78 | -0.0098357 | 600.2536 | 0.025044 | 737.78 | 0.00022327 | 737.78 | 0.0018873 | 602.8043 | 1.3612 | 602.8043 | 0.34522 | 600.2536 | 0.020619 | 742.9993 | 4.0238 | 897.5356 | 0.02065 | 742.9993 | 0.044275 | 896.99 | 7.1499e-05 | 897.5356 | 1.8959 | 602.8043 | 0.72036
| 600.3722 | 0 | 743.2349 | -0.011319 | 600.3722 | 0.014042 | 743.2349 | -0.025589 | 602.9237 | 0 | 743.2349 | -0.017668 | 602.9237 | 0.00015312 | 738.02 | 0.028068 | 600.3722 | 0.02127 | 738.02 | -0.0025725 | 738.02 | -0.0011732 | 602.9237 | 1.387 | 602.9237 | 0.35598 | 600.3722 | 0 | 743.2349 | 3.9629 | 897.7033 | 0.017655 | 743.2349 | 0.026307 | 897.1581 | 0 | 897.7033 | 1.9075 | 602.9237 | 0.718
| 600.4907 | 0 | 743.4706 | 0.01366 | 600.4907 | 0 | 743.4706 | 0.0052387 | 603.043 | 0.00024284 | 743.4706 | 0.0096222 | 603.043 | 0.00011754 | 738.25 | 0.0050378 | 600.4907 | 0.029085 | 738.25 | -0.00047565 | 738.25 | -0.0039276 | 603.043 | 1.4074 | 603.043 | 0.34803 | 600.4907 | 0 | 743.4706 | 3.8795 | 897.871 | 0.024236 | 743.4706 | 0.03714 | 897.3263 | 7.1499e-05 | 897.871 | 1.9154 | 603.043 | 0.71124
| 600.6093 | 0.0121 | 743.7062 | -0.025628 | 600.6093 | 0.011081 | 743.7062 | -0.045303 | 603.1624 | 0 | 743.7062 | -0.022495 | 603.1624 | 0.00012536 | 738.49 | -0.018952 | 600.6093 | 0.025178 | 738.49 | -0.0045528 | 738.49 | -0.0062227 | 603.1624 | 1.4352 | 603.1624 | 0.36128 | 600.6093 | 0.01771 | 743.7062 | 3.8432 | 898.0387 | 0.018835 | 743.7062 | 0.039722 | 897.4944 | 0 | 898.0387 | 1.9279 | 603.1624 | 0.71215
| 600.7278 | 0 | 743.9419 | 0.012735 | 600.7278 | 0 | 743.9419 | 0.0036262 | 603.2818 | 0 | 743.9419 | 0.010635 | 603.2818 | 0.00010506 | 738.72 | 0.019431 | 600.7278 | 0.02087 | 738.72 | 0.0031355 | 738.72 | -0.0017853 | 603.2818 | 1.4535 | 603.2818 | 0.35505 | 600.7278 | 0 | 743.9419 | 3.7285 | 898.2064 | 0.02537 | 743.9419 | 0.031758 | 897.6626 | 7.1499e-05 | 898.2064 | 1.9373 | 603.2818 | 0.70808
| 600.8464 | 0 | 744.1776 | -0.025847 | 600.8464 | 0.013278 | 744.1776 | -0.041012 | 603.4012 | 0 | 744.1776 | -0.025086 | 603.4012 | 0.00013412 | 738.96 | -0.031426 | 600.8464 | 0.025711 | 738.96 | -0.0001262 | 738.96 | -0.0066822 | 603.4012 | 1.4831 | 603.4012 | 0.39888 | 600.8464 | 0 | 744.1776 | 3.6882 | 898.3741 | 0.014387 | 744.1776 | 0.035869 | 897.8308 | 0.00010725 | 898.3741 | 1.9552 | 603.4012 | 0.70905
| 600.965 | 0 | 744.4133 | -0.0052855 | 600.965 | 0 | 744.4133 | 0.0072111 | 603.5206 | 0 | 744.4133 | 0.0094451 | 603.5206 | 0.0001574 | 739.19 | 0.013674 | 600.965 | 0.028819 | 739.19 | 0.00092222 | 739.19 | 0.0018873 | 603.5206 | 1.5054 | 603.5206 | 0.41261 | 600.965 | 0 | 744.4133 | 3.6149 | 898.5418 | 0.025279 | 744.4133 | 0.051265 | 897.9989 | 0 | 898.5418 | 1.9704 | 603.5206 | 0.70561
| 601.0836 | 0.0030813 | 744.649 | -0.013252 | 601.0836 | 0.0099348 | 744.649 | -0.046249 | 603.64 | 0.00053406 | 744.649 | -0.019058 | 603.64 | 0.0001656 | 739.43 | -0.015113 | 601.0836 | 0.019494 | 739.43 | -0.007698 | 739.43 | -0.0031625 | 603.64 | 1.5332 | 603.64 | 0.46549 | 601.0836 | 0 | 744.649 | 3.5384 | 898.7096 | 0.016429 | 744.649 | 0.033862 | 898.1671 | 0 | 898.7096 | 1.9889 | 603.64 | 0.70636
| 601.2022 | 0 | 744.8847 | -0.001992 | 601.2022 | 0 | 744.8847 | 0.0010263 | 603.7594 | 0 | 744.8847 | 0.013546 | 603.7594 | 0.00015516 | 739.67 | -0.012235 | 601.2022 | 0.028952 | 739.67 | 0.003485 | 739.67 | -0.0013262 | 603.7594 | 1.5474 | 603.7594 | 0.45769 | 601.2022 | 0 | 744.8847 | 3.4652 | 898.8773 | 0.028865 | 744.8847 | 0.042858 | 898.3353 | 0 | 898.8773 | 2.0013 | 603.7594 | 0.70211
| 601.3208 | 0 | 745.1204 | -0.026186 | 601.3208 | 0.0084479 | 745.1204 | -0.05545 | 603.8788 | 0.00082547 | 745.1204 | -0.019871 | 603.8788 | 0.00013095 | 739.9 | -0.029026 | 601.3208 | 0.023934 | 739.9 | 0.0039509 | 739.9 | 0.015813 | 603.8788 | 1.5733 | 603.8788 | 0.51291 | 601.3208 | 0 | 745.1204 | 3.412 | 899.045 | 0.019016 | 745.1204 | 0.046049 | 898.5035 | 0.00010725 | 899.045 | 2.0156 | 603.8788 | 0.70045
| 601.4394 | 0 | 745.3561 | 0.017815 | 601.4394 | 0 | 745.3561 | -0.0024863 | 603.9982 | 0 | 745.3561 | 0.012478 | 603.9982 | 0.00012108 | 740.14 | -0.0059973 | 601.4394 | 0.024023 | 740.14 | 0.0022036 | 740.14 | 0.0098449 | 603.9982 | 1.6 | 603.9982 | 0.52165 | 601.4394 | 0.014708 | 745.3561 | 3.2983 | 899.2127 | 0.022556 | 745.3561 | 0.053446 | 898.6717 | 0 | 899.2127 | 2.0244 | 603.9982 | 0.69896
| 601.558 | 0.0060393 | 745.5919 | 0.0056401 | 601.558 | 0.01538 | 745.5919 | -0.031541 | 604.1176 | 0.00024284 | 745.5919 | -0.018786 | 604.1176 | 9.5744e-05 | 740.37 | -0.017992 | 601.558 | 0.024822 | 740.37 | -0.0083969 | 740.37 | -0.0083652 | 604.1176 | 1.6316 | 604.1176 | 0.56205 | 601.558 | 0 | 745.5919 | 3.2326 | 899.3804 | 0.015567 | 745.5919 | 0.048334 | 898.8398 | 0.00010725 | 899.3804 | 2.0355 | 604.1176 | 0.69884
| 601.6766 | 0 | 745.8276 | 0.0014869 | 601.6766 | 0 | 745.8276 | 0.020968 | 604.237 | 0.00024284 | 745.8276 | 0.014776 | 604.237 | 0.00010617 | 740.61 | 0.019911 | 601.6766 | 0.019005 | 740.61 | -0.0061837 | 740.61 | -0.0013262 | 604.237 | 1.6464 | 604.237 | 0.54926 | 601.6766 | 0 | 745.8276 | 3.1503 | 899.5482 | 0.028184 | 745.8276 | 0.064855 | 899.008 | 0 | 899.5482 | 2.0443 | 604.237 | 0.69431
| 601.7953 | 0.0052997 | 746.0634 | -0.029468 | 601.7953 | 0.012801 | 746.0634 | -0.037591 | 604.3564 | 0 | 746.0634 | -0.0217 | 604.3564 | 0.00013877 | 740.84 | -0.010795 | 601.7953 | 0.022647 | 740.84 | -0.00047565 | 740.84 | -0.00040807 | 604.3564 | 1.6693 | 604.3564 | 0.55737 | 601.7953 | 0 | 746.0634 | 3.1356 | 899.7159 | 0.016929 | 746.0634 | 0.061351 | 899.1762 | 0 | 899.7159 | 2.0559 | 604.3564 | 0.68978
| 601.9139 | 0 | 746.2992 | 0.012126 | 601.9139 | 0 | 746.2992 | 0.018835 | 604.4758 | 0 | 746.2992 | 0.0069815 | 604.4758 | 0.00017733 | 741.08 | 0.012235 | 601.9139 | 0.017096 | 741.08 | 0.0048828 | 741.08 | 0.0035706 | 604.4758 | 1.6876 | 604.4758 | 0.57141 | 601.9139 | 0.009641 | 746.2992 | 3.0349 | 899.8836 | 0.013888 | 746.2992 | 0.066069 | 899.3444 | 0 | 899.8836 | 2.0624 | 604.4758 | 0.68347
| 602.0326 | 0.010783 | 746.5349 | -0.021568 | 602.0326 | 0.0026503 | 746.5349 | -0.036926 | 604.5952 | 0.00053406 | 746.5349 | -0.022029 | 604.5952 | 0.00017565 | 741.31 | -0.030946 | 602.0326 | 0.02873 | 741.31 | -0.0023395 | 741.31 | -0.0091305 | 604.5952 | 1.721 | 604.5952 | 0.58186 | 602.0326 | 0 | 746.5349 | 2.9596 | 900.0514 | 0.021558 | 746.5349 | 0.070524 | 899.5126 | 0 | 900.0514 | 2.0729 | 604.5952 | 0.68352
| 602.1512 | 0 | 746.7707 | 0.010037 | 602.1512 | 0 | 746.7707 | 0.0011783 | 604.7146 | 0.00053406 | 746.7707 | 0.016115 | 604.7146 | 0.00015777 | 741.55 | 0.012714 | 602.1512 | 0.020737 | 741.55 | -0.0073485 | 741.55 | 0.0043357 | 604.7146 | 1.7382 | 604.7146 | 0.61166 | 602.1512 | 0 | 746.7707 | 2.8824 | 900.2191 | 0.01829 | 746.7707 | 0.067049 | 899.6808 | 0.00028599 | 900.2191 | 2.0823 | 604.7146 | 0.68169
| 602.2699 | 0 | 747.0065 | -0.00066431 | 602.2699 | 0.014902 | 747.0065 | -0.034783 | 604.834 | 0.00024284 | 747.0065 | -0.018502 | 604.834 | 0.0001248 | 741.79 | -0.0079165 | 602.2699 | 0.016874 | 741.79 | -0.0044363 | 741.79 | -0.00607 | 604.834 | 1.7715 | 604.834 | 0.63084 | 602.2699 | 0.0063249 | 747.0065 | 2.8308 | 900.3868 | 0.024644 | 747.0065 | 0.061947 | 899.8491 | 0.00032174 | 900.3868 | 2.0965 | 604.834 | 0.68347
| 602.3885 | 0 | 747.2423 | -0.0087952 | 602.3885 | 0 | 747.2423 | 0.015754 | 604.9534 | 0.00024284 | 747.2423 | 0.012391 | 604.9534 | 0.00010971 | 742.02 | 0.022311 | 602.3885 | 0.021137 | 742.02 | 0.0046498 | 742.02 | 0.0081613 | 604.9534 | 1.791 | 604.9534 | 0.68342 | 602.3885 | 0 | 747.2423 | 2.746 | 900.5546 | 0.026822 | 747.2423 | 0.074553 | 900.0173 | 0 | 900.5546 | 2.11 | 604.9534 | 0.68565
| 602.5072 | 0.0021939 | 747.4781 | -0.0058679 | 602.5072 | 0.0077853 | 747.4781 | -0.025572 | 605.0728 | 0.00053406 | 747.4781 | -0.017418 | 605.0728 | 0.00012108 | 742.26 | -0.02375 | 602.5072 | 0.02984 | 742.26 | 0.00092222 | 742.26 | -0.00040807 | 605.0728 | 1.8298 | 605.0728 | 0.70198 | 602.5072 | 0 | 747.4781 | 2.6686 | 900.7223 | 0.016339 | 747.4781 | 0.064149 | 900.1855 | 0.00010725 | 900.7223 | 2.1285 | 605.0728 | 0.68766
| 602.6259 | 0 | 747.7139 | -0.0099992 | 602.6259 | 0 | 747.7139 | -0.0083826 | 605.1923 | 0.00053406 | 747.7139 | 0.010274 | 605.1923 | 0.00012499 | 742.49 | 0.0026388 | 602.6259 | 0.015453 | 742.49 | -0.0029219 | 742.49 | 0.0051009 | 605.1923 | 1.8523 | 605.1923 | 0.71337 | 602.6259 | 0.0016187 | 747.7139 | 2.5829 | 900.8901 | 0.029591 | 747.7139 | 0.076616 | 900.3537 | 0 | 900.8901 | 2.1437 | 605.1923 | 0.688
| 602.7446 | 0.0038207 | 747.9498 | -2.1594e-05 | 602.7446 | 0.010126 | 747.9498 | -0.045526 | 605.3117 | 0 | 747.9498 | -0.019154 | 605.3117 | 0.00014045 | 742.73 | -0.027109 | 602.7446 | 0.030995 | 742.73 | -0.00059213 | 742.73 | 0.0080083 | 605.3117 | 1.8938 | 605.3117 | 0.70229 | 602.7446 | 0 | 747.9498 | 2.5529 | 901.0578 | 0.014296 | 747.9498 | 0.072251 | 900.5219 | 0.00032174 | 901.0578 | 2.1569 | 605.3117 | 0.68674
| 602.8633 | 0 | 748.1856 | 0.025819 | 602.8633 | 0 | 748.1856 | 0.030386 | 605.4311 | 0 | 748.1856 | 0.012166 | 605.4311 | 0.00013747 | 742.96 | -0.004558 | 602.8633 | 0.01683 | 742.96 | 0.0059312 | 742.96 | -0.0036216 | 605.4311 | 1.9202 | 605.4311 | 0.69277 | 602.8633 | 0 | 748.1856 | 2.5024 | 901.2256 | 0.019062 | 748.1856 | 0.077006 | 900.6901 | 0 | 901.2256 | 2.1615 | 605.4311 | 0.68209
| 602.982 | 0.0017502 | 748.4214 | -0.035369 | 602.982 | 0.016048 | 748.4214 | -0.039829 | 605.5505 | 0.00053406 | 748.4214 | -0.022225 | 605.5505 | 0.00014566 | 743.2 | -0.0064771 | 602.982 | 0.025178 | 743.2 | 0.00022327 | 743.2 | 0.0034176 | 605.5505 | 1.9595 | 605.5505 | 0.69215 | 602.982 | 0 | 748.4214 | 2.3984 | 901.3933 | 0.014523 | 748.4214 | 0.087525 | 900.8583 | 0 | 901.3933 | 2.1709 | 605.5505 | 0.68089
| 603.1007 | 0 | 748.6573 | 0.0069425 | 603.1007 | 0 | 748.6573 | 0.014798 | 605.67 | 0 | 748.6573 | 0.012568 | 605.67 | 0.00013318 | 743.44 | 0.02327 | 603.1007 | 0.024778 | 743.44 | -0.00035917 | 743.44 | 0.0075495 | 605.67 | 1.9846 | 605.67 | 0.68997 | 603.1007 | 0 | 748.6573 | 2.3521 | 901.5611 | 0.024553 | 748.6573 | 0.088018 | 901.0266 | 7.1499e-05 | 901.5611 | 2.1762 | 605.67 | 0.67555
| 603.2194 | 0.010783 | 748.8931 | 0.0070012 | 603.2194 | 0.012418 | 748.8931 | -0.029347 | 605.7894 | 0.00024284 | 748.8931 | -0.016856 | 605.7894 | 0.00012964 | 743.67 | -0.026628 | 603.2194 | 0.017762 | 743.67 | -0.010494 | 743.67 | -0.0023974 | 605.7894 | 2.0235 | 605.7894 | 0.71165 | 603.2194 | 0 | 748.8931 | 2.3101 | 901.7288 | 0.016293 | 748.8931 | 0.086371 | 901.1948 | 0 | 901.7288 | 2.1868 | 605.7894 | 0.67463
| 603.3381 | 0 | 749.129 | -0.0062315 | 603.3381 | 0 | 749.129 | 0.017861 | 605.9088 | 0.00024284 | 749.129 | 0.011802 | 605.9088 | 0.00012219 | 743.91 | 0.026148 | 603.3381 | 0.024689 | 743.91 | -0.0028054 | 743.91 | -0.0046928 | 605.9088 | 2.0481 | 605.9088 | 0.70713 | 603.3381 | 0 | 749.129 | 2.2356 | 901.8966 | 0.015658 | 749.129 | 0.092264 | 901.3631 | 0 | 901.8966 | 2.1907 | 605.9088 | 0.66872
| 603.4569 | 0.00086279 | 749.3649 | -0.015421 | 603.4569 | 0.014233 | 749.3649 | -0.020525 | 606.0283 | 0.00053406 | 749.3649 | -0.018598 | 606.0283 | 0.00012015 | 744.14 | -0.012714 | 603.4569 | 0.03175 | 744.14 | -0.011775 | 744.14 | 0.0021933 | 606.0283 | 2.0822 | 606.0283 | 0.73146 | 603.4569 | 0.00084329 | 749.3649 | 2.1584 | 902.0644 | 0.019379 | 749.3649 | 0.10343 | 901.5313 | 0.00010725 | 902.0644 | 2.1982 | 606.0283 | 0.66826
| 603.5756 | 0 | 749.6008 | -0.0025058 | 603.5756 | 0 | 749.6008 | -0.019551 | 606.1477 | 0 | 749.6008 | 0.010139 | 606.1477 | 0.0001289 | 744.38 | -0.017032 | 603.5756 | 0.023535 | 744.38 | -0.00047565 | 744.38 | -0.0069881 | 606.1477 | 2.1007 | 606.1477 | 0.72319 | 603.5756 | 0 | 749.6008 | 2.1012 | 902.2321 | 0.025189 | 749.6008 | 0.11112 | 901.6995 | 0 | 902.2321 | 2.2028 | 606.1477 | 0.66448
| 603.6944 | 0.0045602 | 749.8367 | -0.046144 | 603.6944 | 0.011941 | 749.8367 | -0.033092 | 606.2672 | 0.00024284 | 749.8367 | -0.023534 | 606.2672 | 0.00013281 | 744.61 | -0.0002399 | 603.6944 | 0.025933 | 744.61 | -0.00082513 | 744.61 | 0.0015813 | 606.2672 | 2.1324 | 606.2672 | 0.7494 | 603.6944 | 0 | 749.8367 | 2.0469 | 902.3999 | 0.019243 | 749.8367 | 0.095956 | 901.8678 | 0.00010725 | 902.3999 | 2.2131 | 606.2672 | 0.6654
| 603.8131 | 0 | 750.0726 | 0.018646 | 603.8131 | 0 | 750.0726 | 0.017341 | 606.3866 | 0.00024284 | 750.0726 | 0.015401 | 606.3866 | 0.00014343 | 744.85 | 0.02135 | 603.8131 | 0.020116 | 744.85 | -0.0093286 | 744.85 | 0.0017343 | 606.3866 | 2.1565 | 606.3866 | 0.76656 | 603.8131 | 0.019775 | 750.0726 | 1.9919 | 902.5676 | 0.0177 | 750.0726 | 0.10454 | 902.036 | 0 | 902.5676 | 2.2231 | 606.3866 | 0.66453
| 603.9319 | 0.013994 | 750.3085 | -0.0376 | 603.9319 | 0.012227 | 750.3085 | -0.046644 | 606.506 | 0 | 750.3085 | -0.025147 | 606.506 | 0.0001656 | 745.09 | -0.038623 | 603.9319 | 0.024423 | 745.09 | 0.00080569 | 745.09 | 0.0034176 | 606.506 | 2.1985 | 606.506 | 0.8104 | 603.9319 | 0 | 750.3085 | 1.9073 | 902.7354 | 0.015975 | 750.3085 | 0.097396 | 902.2043 | 0.00032174 | 902.7354 | 2.2359 | 606.506 | 0.66706
| 604.0507 | 0 | 750.5444 | -0.024197 | 604.0507 | 0 | 750.5444 | 0.0016405 | 606.6255 | 0.00082547 | 750.5444 | 0.011665 | 606.6255 | 0.00017137 | 745.32 | 0.020391 | 604.0507 | 0.019627 | 745.32 | -0.0045528 | 745.32 | -0.0011732 | 606.6255 | 2.2268 | 606.6255 | 0.83083 | 604.0507 | 0.0062632 | 750.5444 | 1.8591 | 902.9032 | 0.022738 | 750.5444 | 0.1156 | 902.3725 | 0 | 902.9032 | 2.2458 | 606.6255 | 0.66304
| 604.1694 | 0.0067788 | 750.7804 | -0.021862 | 604.1694 | 0.0057976 | 750.7804 | -0.024726 | 606.745 | 0 | 750.7804 | -0.021018 | 606.745 | 0.00017733 | 745.56 | 0.012714 | 604.1694 | 0.024156 | 745.56 | -0.005368 | 745.56 | -0.0043867 | 606.745 | 2.2672 | 606.745 | 0.85953 | 604.1694 | 0 | 750.7804 | 1.8339 | 903.071 | 0.024644 | 750.7804 | 0.11381 | 902.5408 | 0 | 903.071 | 2.2577 | 606.745 | 0.66109
| 604.2882 | 0 | 751.0163 | 0.0034908 | 604.2882 | 0 | 751.0163 | -0.001483 | 606.8644 | 0 | 751.0163 | 0.012151 | 606.8644 | 0.00013356 | 745.79 | -0.025668 | 604.2882 | 0.025044 | 745.79 | 0.00033976 | 745.79 | -0.0037746 | 606.8644 | 2.2936 | 606.8644 | 0.88169 | 604.2882 | 0.020197 | 751.0163 | 1.7604 | 903.2387 | 0.023782 | 751.0163 | 0.12905 | 902.709 | 0 | 903.2387 | 2.2662 | 606.8644 | 0.65656
| 604.407 | 0.0030813 | 751.2523 | -0.0031078 | 604.407 | 0.01624 | 751.2523 | -0.039036 | 606.9839 | 0 | 751.2523 | -0.020926 | 606.9839 | 0.00014343 | 746.03 | 0.010795 | 604.407 | 0.018117 | 746.03 | -0.0057175 | 746.03 | 0.0038766 | 606.9839 | 2.3465 | 606.9839 | 0.92193 | 604.407 | 0 | 751.2523 | 1.6887 | 903.4065 | 0.019016 | 751.2523 | 0.12021 | 902.8773 | 0.00010725 | 903.4065 | 2.2754 | 606.9839 | 0.66126
| 604.5258 | 0 | 751.4882 | 0.017378 | 604.5258 | 0 | 751.4882 | -0.0074661 | 607.1033 | 0 | 751.4882 | 0.009956 | 607.1033 | 0.00014082 | 746.27 | 0.016073 | 604.5258 | 0.027442 | 746.27 | 0.0020871 | 746.27 | -0.012038 | 607.1033 | 2.3729 | 607.1033 | 0.93644 | 604.5258 | 0 | 751.4882 | 1.6579 | 903.5743 | 0.01829 | 751.4882 | 0.14198 | 903.0456 | 0 | 903.5743 | 2.2825 | 607.1033 | 0.65765
| 604.6446 | 0.005004 | 751.7242 | 0.0009598 | 604.6446 | 0.0041411 | 751.7242 | -0.042214 | 607.2228 | 0.00024284 | 751.7242 | -0.020323 | 607.2228 | 0.00015125 | 746.5 | 0.012235 | 604.6446 | 0.021536 | 746.5 | -0.002456 | 746.5 | -0.0037746 | 607.2228 | 2.4092 | 607.2228 | 0.95001 | 604.6446 | 0 | 751.7242 | 1.6088 | 903.7421 | 0.020332 | 751.7242 | 0.13344 | 903.2138 | 0.00032174 | 903.7421 | 2.2954 | 607.2228 | 0.65949
| 604.7634 | 0 | 751.9602 | -0.0075977 | 604.7634 | 0 | 751.9602 | 0.0058469 | 607.3422 | 0 | 751.9602 | 0.016053 | 607.3422 | 0.00015144 | 746.74 | 0.0016793 | 604.7634 | 0.017362 | 746.74 | 0.0019706 | 746.74 | 0.0020403 | 607.3422 | 2.4231 | 607.3422 | 0.9536 | 604.7634 | 0.005841 | 751.9602 | 1.5531 | 903.9099 | 0.025189 | 751.9602 | 0.1325 | 903.3821 | 7.1499e-05 | 903.9099 | 2.308 | 607.3422 | 0.65266
| 604.8822 | 0.0041166 | 752.1961 | -0.0041613 | 604.8822 | 0.0092761 | 752.1961 | -0.052727 | 607.4617 | 0.00024284 | 752.1961 | -0.022447 | 607.4617 | 0.00016131 | 746.97 | -0.018472 | 604.8822 | 0.01119 | 746.97 | 0.0066302 | 746.97 | -0.0056109 | 607.4617 | 2.4658 | 607.4617 | 0.97232 | 604.8822 | 0 | 752.1961 | 1.5116 | 904.0777 | 0.025279 | 752.1961 | 0.13865 | 903.5504 | 0.00010725 | 904.0777 | 2.3285 | 607.4617 | 0.65272
| 605.0011 | 0 | 752.4321 | -0.019553 | 605.0011 | 0 | 752.4321 | 0.025951 | 607.5812 | 0 | 752.4321 | 0.015522 | 607.5812 | 0.0001751 | 747.21 | 0.0055175 | 605.0011 | 0.026554 | 747.21 | -0.0036209 | 747.21 | 0.0087736 | 607.5812 | 2.4958 | 607.5812 | 0.98012 | 605.0011 | 0 | 752.4321 | 1.4497 | 904.2455 | 0.018925 | 752.4321 | 0.15024 | 903.7187 | 0 | 904.2455 | 2.3449 | 607.5812 | 0.64623
| 605.1199 | 0 | 752.6681 | -0.024557 | 605.1199 | 0.011941 | 752.6681 | -0.057523 | 607.7006 | 0.00024284 | 752.6681 | -0.022088 | 607.7006 | 0.00017305 | 747.44 | -0.0064771 | 605.1199 | 0.022025 | 747.44 | -0.00059213 | 747.44 | -0.0068351 | 607.7006 | 2.5442 | 607.7006 | 1.001 | 605.1199 | 0 | 752.6681 | 1.4129 | 904.4132 | 0.016838 | 752.6681 | 0.14745 | 903.8869 | 0 | 904.4132 | 2.3667 | 607.7006 | 0.64641
| 605.2387 | 0 | 752.9042 | 0.026411 | 605.2387 | 0 | 752.9042 | 0.014439 | 607.8201 | 0.00024284 | 752.9042 | 0.0095465 | 607.8201 | 0.00015479 | 747.68 | -0.031905 | 605.2387 | 0.013322 | 747.68 | 0.00045625 | 747.68 | 0.0086207 | 607.8201 | 2.5742 | 607.8201 | 1.0146 | 605.2387 | 0 | 752.9042 | 1.3693 | 904.581 | 0.021467 | 752.9042 | 0.1599 | 904.0552 | 0 | 904.581 | 2.3809 | 607.8201 | 0.64331
| 605.3576 | 0.0075183 | 753.1402 | -0.027539 | 605.3576 | 0.0079509 | 753.1402 | -0.050588 | 607.9396 | 0.00082547 | 753.1402 | -0.023881 | 607.9396 | 0.00013393 | 747.92 | -0.0083963 | 605.3576 | 0.021137 | 747.92 | -0.0040868 | 747.92 | -0.0019383 | 607.9396 | 2.6213 | 607.9396 | 1.0461 | 605.3576 | 0 | 753.1402 | 1.3257 | 904.7488 | 0.013661 | 753.1402 | 0.14266 | 904.2235 | 0.00010725 | 904.7488 | 2.3972 | 607.9396 | 0.64761
| 605.4764 | 0 | 753.3762 | 0.018041 | 605.4764 | 0 | 753.3762 | 0.0012026 | 608.0591 | 0.00024284 | 753.3762 | 0.013664 | 608.0591 | 0.00011139 | 748.15 | 0.0098357 | 605.4764 | 0.016963 | 748.15 | 0.0023201 | 748.15 | -0.0010202 | 608.0591 | 2.6529 | 608.0591 | 1.0625 | 605.4764 | 0 | 753.3762 | 1.2838 | 904.9166 | 0.024826 | 753.3762 | 0.174 | 904.3918 | 7.1499e-05 | 904.9166 | 2.4031 | 608.0591 | 0.64583
| 605.5953 | 0 | 753.6122 | -0.019739 | 605.5953 | 0.014233 | 753.6122 | -0.065526 | 608.1786 | 0.00024284 | 753.6122 | -0.02223 | 608.1786 | 0.00010282 | 748.39 | -0.016073 | 605.5953 | 0.02016 | 748.39 | -0.0025725 | 748.39 | 0.007243 | 608.1786 | 2.7079 | 608.1786 | 1.0862 | 605.5953 | 0 | 753.6122 | 1.2434 | 905.0844 | 0.020741 | 753.6122 | 0.16146 | 904.5601 | 0 | 905.0844 | 2.4081 | 608.1786 | 0.64675
| 605.7142 | 0 | 753.8483 | 0.022111 | 605.7142 | 0 | 753.8483 | 0.01582 | 608.298 | 0 | 753.8483 | 0.011004 | 608.298 | 0.00012834 | 748.62 | 0.024709 | 605.7142 | 0.015098 | 748.62 | -0.0038538 | 748.62 | 0.0038766 | 608.298 | 2.7514 | 608.298 | 1.1005 | 605.7142 | 0.0016187 | 753.8483 | 1.1982 | 905.2522 | 0.023555 | 753.8483 | 0.16995 | 904.7284 | 7.1499e-05 | 905.2522 | 2.4104 | 608.298 | 0.63935
| 605.8331 | 0.0094662 | 754.0844 | -0.036421 | 605.8331 | 0.016048 | 754.0844 | -0.028593 | 608.4175 | 0.00024284 | 754.0844 | -0.024146 | 608.4175 | 0.00016355 | 748.86 | 0.0055175 | 605.8331 | 0.02167 | 748.86 | -0.0096781 | 748.86 | -0.007294 | 608.4175 | 2.8093 | 608.4175 | 1.1213 | 605.8331 | 0 | 754.0844 | 1.1656 | 905.42 | 0.015658 | 754.0844 | 0.17786 | 904.8967 | 0.00010725 | 905.42 | 2.4201 | 608.4175 | 0.63768
| 605.952 | 0 | 754.3204 | -0.0070588 | 605.952 | 0 | 754.3204 | 0.017044 | 608.537 | 0 | 754.3204 | 0.013514 | 608.537 | 0.00017174 | 749.1 | 0.035744 | 605.952 | 0.022913 | 749.1 | 0.0011552 | 749.1 | -0.0013262 | 608.537 | 2.845 | 608.537 | 1.1399 | 605.952 | 0.0016187 | 754.3204 | 1.1265 | 905.5878 | 0.023373 | 754.3204 | 0.18945 | 905.065 | 0 | 905.5878 | 2.4297 | 608.537 | 0.6335
| 606.0708 | 0.011936 | 754.5565 | 0.0013447 | 606.0708 | 0.0053006 | 754.5565 | -0.027077 | 608.6565 | 0.00024284 | 754.5565 | -0.02105 | 608.6565 | 0.00017919 | 749.33 | -0.0011995 | 606.0708 | 0.015364 | 749.33 | -0.00047565 | 749.33 | -0.0033155 | 608.6565 | 2.888 | 608.6565 | 1.1623 | 606.0708 | 0 | 754.5565 | 1.0679 | 905.7556 | 0.018744 | 754.5565 | 0.17724 | 905.2333 | 0 | 905.7556 | 2.4427 | 608.6565 | 0.63579
| 606.1898 | 0 | 754.7926 | -0.026866 | 606.1898 | 0 | 754.7926 | -0.008691 | 608.776 | 0.00053406 | 754.7926 | 0.015269 | 608.776 | 0.00015274 | 749.57 | 0.0011995 | 606.1898 | 0.014565 | 749.57 | -0.006999 | 749.57 | 0.00096913 | 608.776 | 2.9202 | 608.776 | 1.179 | 606.1898 | 0 | 754.7926 | 1.0698 | 905.9235 | 0.028956 | 754.7926 | 0.19656 | 905.4016 | 0.00028599 | 905.9235 | 2.4545 | 608.776 | 0.63304
| 606.3087 | 0.010454 | 755.0287 | -0.0075366 | 606.3087 | 0.0086135 | 755.0287 | -0.044742 | 608.8955 | 0.00053406 | 755.0287 | -0.01991 | 608.8955 | 0.00015479 | 749.8 | -0.0069569 | 606.3087 | 0.017984 | 749.8 | -0.012008 | 749.8 | -0.0046928 | 608.8955 | 2.9795 | 608.8955 | 1.2046 | 606.3087 | 0 | 755.0287 | 1.0228 | 906.0913 | 0.022738 | 755.0287 | 0.20051 | 905.5699 | 0.00010725 | 906.0913 | 2.473 | 608.8955 | 0.63889
| 606.4276 | 0 | 755.2648 | -0.012958 | 606.4276 | 0 | 755.2648 | 0.0089382 | 609.015 | 0.00024284 | 755.2648 | 0.0082747 | 609.015 | 0.00012573 | 750.04 | -0.012235 | 606.4276 | 0.021536 | 750.04 | -0.0045528 | 750.04 | -0.0077534 | 609.015 | 3.0278 | 609.015 | 1.2236 | 606.4276 | 0 | 755.2648 | 0.97449 | 906.2591 | 0.02419 | 755.2648 | 0.2179 | 905.7382 | 0 | 906.2591 | 2.4878 | 609.015 | 0.63723
| 606.5465 | 0.0075183 | 755.5009 | -0.013994 | 606.5465 | 0 | 755.5009 | -0.032925 | 609.1345 | 0 | 755.5009 | -0.020041 | 609.1345 | 0.00012052 | 750.28 | -0.014154 | 606.5465 | 0.020915 | 750.28 | 0.006397 | 750.28 | -0.0014792 | 609.1345 | 3.0867 | 609.1345 | 1.2519 | 606.5465 | 0 | 755.5009 | 0.95231 | 906.4269 | 0.024599 | 755.5009 | 0.19121 | 905.9066 | 0 | 906.4269 | 2.5045 | 609.1345 | 0.6382
| 606.6654 | 0 | 755.737 | -0.0066549 | 606.6654 | 0 | 755.737 | 0.0093248 | 609.254 | 0 | 755.737 | 0.014092 | 609.254 | 0.00012443 | 750.51 | 0.011275 | 606.6654 | 0.02127 | 750.51 | 0.0013882 | 750.51 | -0.0051518 | 609.254 | 3.1275 | 609.254 | 1.2714 | 606.6654 | 0 | 755.737 | 0.93291 | 906.5947 | 0.020968 | 755.737 | 0.21785 | 906.0749 | 0 | 906.5947 | 2.51 | 609.254 | 0.63212
| 606.7844 | 0.0066309 | 755.9731 | 0.010691 | 606.7844 | 0.0072884 | 755.9731 | -0.050079 | 609.3735 | 0.00024284 | 755.9731 | -0.018472 | 609.3735 | 0.00014753 | 750.75 | -0.02183 | 606.7844 | 0.02833 | 750.75 | -0.0052516 | 750.75 | 0.0032646 | 609.3735 | 3.1897 | 609.3735 | 1.3057 | 606.7844 | 0 | 755.9731 | 0.89706 | 906.7625 | 0.014387 | 755.9731 | 0.2173 | 906.2432 | 0.00032174 | 906.7625 | 2.5153 | 609.3735 | 0.63338
| 606.9033 | 0 | 756.2093 | -0.016658 | 606.9033 | 0 | 756.2093 | 0.020881 | 609.493 | 0.00024284 | 756.2093 | 0.01257 | 609.493 | 0.00016653 | 750.98 | 0.014634 | 606.9033 | 0.017851 | 750.98 | 0.0011552 | 750.98 | -0.00086717 | 609.493 | 3.2322 | 609.493 | 1.3247 | 606.9033 | 0 | 756.2093 | 0.8653 | 906.9304 | 0.019289 | 756.2093 | 0.21954 | 906.4115 | 7.1499e-05 | 906.9304 | 2.5137 | 609.493 | 0.63223
| 607.0223 | 0.0027855 | 756.4454 | -0.032425 | 607.0223 | 0.0069571 | 756.4454 | -0.05167 | 609.6125 | 0.00024284 | 756.4454 | -0.02218 | 609.6125 | 0.00017212 | 751.22 | 0.00071969 | 607.0223 | 0.022647 | 751.22 | -0.0078143 | 751.22 | -0.0046928 | 609.6125 | 3.2868 | 609.6125 | 1.3547 | 607.0223 | 0.0012649 | 756.4454 | 0.82772 | 907.0982 | 0.020106 | 756.4454 | 0.23372 | 906.5799 | 0.00010725 | 907.0982 | 2.5208 | 609.6125 | 0.63367
| 607.1412 | 0 | 756.6816 | 0.0066248 | 607.1412 | 0 | 756.6816 | 0.0087192 | 609.732 | 0.00053406 | 756.6816 | 0.0098526 | 609.732 | 0.00016224 | 751.46 | 0.0059973 | 607.1412 | 0.02389 | 751.46 | -0.0016406 | 751.46 | -0.0016323 | 609.732 | 3.3191 | 609.732 | 1.3695 | 607.1412 | 0.0079522 | 756.6816 | 0.80686 | 907.266 | 0.026232 | 756.6816 | 0.23703 | 906.7482 | 0 | 907.266 | 2.5282 | 609.732 | 0.62902
| 607.2602 | 0.00056695 | 756.9177 | -0.020488 | 607.2602 | 0.0076196 | 756.9177 | -0.028305 | 609.8515 | 0.00053406 | 756.9177 | -0.027188 | 609.8515 | 0.00015516 | 751.69 | -0.0088761 | 607.2602 | 0.021137 | 751.69 | -0.006999 | 751.69 | -0.010355 | 609.8515 | 3.3712 | 609.8515 | 1.4049 | 607.2602 | 0 | 756.9177 | 0.78009 | 907.4338 | 0.022919 | 756.9177 | 0.24037 | 906.9165 | 0.00032174 | 907.4338 | 2.5411 | 609.8515 | 0.62862
| 607.3792 | 0 | 757.1539 | -0.028796 | 607.3792 | 0 | 757.1539 | 0.0020874 | 609.971 | 0.00053406 | 757.1539 | 0.0099808 | 609.971 | 0.00015535 | 751.93 | 0.0093559 | 607.3792 | 0.014076 | 751.93 | -0.010028 | 751.93 | -0.0031625 | 609.971 | 3.4001 | 609.971 | 1.4191 | 607.3792 | 0 | 757.1539 | 0.75833 | 907.6017 | 0.025915 | 757.1539 | 0.24427 | 907.0849 | 0 | 907.6017 | 2.5503 | 609.971 | 0.62409
| 607.4982 | 0.012677 | 757.3901 | -0.015458 | 607.4982 | 0 | 757.3901 | -0.043939 | 610.0906 | 0 | 757.3901 | -0.019906 | 610.0906 | 0.00014697 | 752.16 | -0.029026 | 607.4982 | 0.019405 | 752.16 | 0.0015046 | 752.16 | -0.012038 | 610.0906 | 3.4507 | 610.0906 | 1.4478 | 607.4982 | 0 | 757.3901 | 0.73954 | 907.7695 | 0.011346 | 757.3901 | 0.2549 | 907.2532 | 0.00032174 | 907.7695 | 2.5679 | 610.0906 | 0.6242
| 607.6171 | 0 | 757.6263 | -0.013888 | 607.6171 | 0 | 757.6263 | 0.011595 | 610.2101 | 0.00024284 | 757.6263 | 0.0049789 | 610.2101 | 0.00014753 | 752.4 | -0.0011995 | 607.6171 | 0.019139 | 752.4 | -0.0060669 | 752.4 | -0.0037746 | 610.2101 | 3.4883 | 610.2101 | 1.4668 | 607.6171 | 0 | 757.6263 | 0.71342 | 907.9373 | 0.022329 | 757.6263 | 0.26414 | 907.4216 | 0 | 907.9373 | 2.5904 | 610.2101 | 0.6207
| 607.7361 | 0.0052997 | 757.8624 | -0.01369 | 607.7361 | 0.012609 | 757.8624 | -0.032992 | 610.3296 | 0.00024284 | 757.8624 | -0.020261 | 610.3296 | 0.00015181 | 752.64 | -0.029507 | 607.7361 | 0.022425 | 752.64 | 0.002786 | 752.64 | -0.0037746 | 610.3296 | 3.559 | 610.3296 | 1.5052 | 607.7361 | 0.018132 | 757.8624 | 0.68486 | 908.1052 | 0.018426 | 757.8624 | 0.26563 | 907.5899 | 0.00032174 | 908.1052 | 2.6175 | 610.3296 | 0.62587
| 607.8551 | 0 | 758.0987 | 0.0077965 | 607.8551 | 0 | 758.0987 | 0.011776 | 610.4491 | 0 | 758.0987 | 0.01392 | 610.4491 | 0.00015218 | 752.87 | 0.020872 | 607.8551 | 0.01421 | 752.87 | -0.00070865 | 752.87 | 0.0077024 | 610.4491 | 3.6165 | 610.4491 | 1.532 | 607.8551 | 0 | 758.0987 | 0.66259 | 908.273 | 0.026187 | 758.0987 | 0.27164 | 907.7583 | 0 | 908.273 | 2.6361 | 610.4491 | 0.62971
| 607.9742 | 0.0013064 | 758.3349 | -0.032804 | 607.9742 | 0 | 758.3349 | -0.042394 | 610.5687 | 0 | 758.3349 | -0.023875 | 610.5687 | 0.00010226 | 753.11 | -0.0074367 | 607.9742 | 0.012211 | 753.11 | -0.0012911 | 753.11 | -0.00010202 | 610.5687 | 3.6896 | 610.5687 | 1.5756 | 607.9742 | 0 | 758.3349 | 0.6277 | 908.4409 | 0.024281 | 758.3349 | 0.28445 | 907.9266 | 0.00010725 | 908.4409 | 2.6559 | 610.5687 | 0.62776
| 608.0932 | 0 | 758.5711 | -0.032792 | 608.0932 | 0 | 758.5711 | -0.034387 | 610.6882 | 0 | 758.5711 | -0.021887 | 610.6882 | 0.00027848 | 753.34 | -0.012235 | 608.0932 | 0.014076 | 753.34 | -0.0073485 | 753.34 | 0.0054069 | 610.6882 | 3.754 | 610.6882 | 1.6086 | 608.0932 | 0 | 758.5711 | 0.59239 | 908.6087 | 0.024735 | 758.5711 | 0.28477 | 908.095 | 0 | 908.6087 | 2.6781 | 610.6882 | 0.62019
| 608.2122 | 0.0095486 | 758.8073 | 0.0065635 | 608.2122 | 0.0072884 | 758.8073 | 0.030003 | 610.8077 | 0.00053406 | 758.8073 | 0.013776 | 610.8077 | 0.0002334 | 753.58 | -0.035264 | 608.2122 | 0.022647 | 753.58 | -0.0011746 | 753.58 | 0.0055599 | 610.8077 | 3.8123 | 610.8077 | 1.6358 | 608.2122 | 0.031945 | 758.8073 | 0.56556 | 908.7766 | 0.021966 | 758.8073 | 0.29965 | 908.2633 | 0.00032174 | 908.7766 | 2.7008 | 610.8077 | 0.61112
| 608.3312 | 0 | 759.0436 | -0.016696 | 608.3312 | 0 | 759.0436 | -0.05085 | 610.9273 | 0 | 759.0436 | -0.0278 | 610.9273 | 0.00047797 | 753.82 | -0.017992 | 608.3312 | 0.015853 | 753.82 | -0.0021065 | 753.82 | -0.0062227 | 610.9273 | 3.8657 | 610.9273 | 1.6495 | 608.3312 | 0 | 759.0436 | 0.5488 | 908.9444 | 0.019152 | 759.0436 | 0.29185 | 908.4317 | 0 | 908.9444 | 2.7198 | 610.9273 | 0.61175
| 608.4503 | 0.011936 | 759.2798 | 0.01959 | 608.4503 | 0.011272 | 759.2798 | 0.0058194 | 611.0468 | 0.00082547 | 759.2798 | 0.012111 | 611.0468 | 0.00024513 | 754.05 | -0.0035984 | 608.4503 | 0.017984 | 754.05 | 0.0062807 | 754.05 | 0.0099978 | 611.0468 | 3.9037 | 611.0468 | 1.6696 | 608.4503 | 0.026546 | 759.2798 | 0.52917 | 909.1122 | 0.022965 | 759.2798 | 0.31325 | 908.6001 | 0.00032174 | 909.1122 | 2.7348 | 611.0468 | 0.61164
| 608.5693 | 0 | 759.5161 | -0.0084827 | 608.5693 | 0 | 759.5161 | -0.014679 | 611.1663 | 0 | 759.5161 | -0.02192 | 611.1663 | 0.0004763 | 754.29 | -0.019911 | 608.5693 | 0.010169 | 754.29 | -0.0035044 | 754.29 | -0.010508 | 611.1663 | 3.963 | 611.1663 | 1.7092 | 608.5693 | 0 | 759.5161 | 0.52178 | 909.2801 | 0.022829 | 759.5161 | 0.31863 | 908.7684 | 0 | 909.2801 | 2.7541 | 611.1663 | 0.61439
| 608.6884 | 0.003377 | 759.7523 | 0.010182 | 608.6884 | 0 | 759.7523 | -0.013132 | 611.2859 | 0.00082547 | 759.7523 | 0.0091421 | 611.2859 | 0.00023247 | 754.53 | 0.0079165 | 608.6884 | 0.016608 | 754.53 | -0.0036209 | 754.53 | 0.0032646 | 611.2859 | 4.0179 | 611.2859 | 1.747 | 608.6884 | 0.041393 | 759.7523 | 0.50266 | 909.4479 | 0.024599 | 759.7523 | 0.3301 | 908.9368 | 0.00053624 | 909.4479 | 2.76 | 611.2859 | 0.61238
| 608.8075 | 0 | 759.9886 | -0.025646 | 608.8075 | 0 | 759.9886 | -0.057037 | 611.4054 | 0 | 759.9886 | -0.019716 | 611.4054 | 0.00048431 | 754.76 | -0.012714 | 608.8075 | 0.0094139 | 754.76 | -0.0082806 | 754.76 | -0.0025504 | 611.4054 | 4.0911 | 611.4054 | 1.7904 | 608.8075 | 0 | 759.9886 | 0.46994 | 909.6158 | 0.019062 | 759.9886 | 0.33065 | 909.1052 | 0 | 909.6158 | 2.7641 | 611.4054 | 0.6098
| 608.9265 | 0.0089723 | 760.2249 | 0.010131 | 608.9265 | 0.013565 | 760.2249 | -0.01863 | 611.525 | 0.00053406 | 760.2249 | 0.011057 | 611.525 | 0.00025706 | 755 | 0.036225 | 608.9265 | 0.013322 | 755 | -0.0033879 | 755 | 0.006019 | 611.525 | 4.149 | 611.525 | 1.8248 | 608.9265 | 0.01771 | 760.2249 | 0.46011 | 909.7837 | 0.023782 | 760.2249 | 0.34887 | 909.2736 | 0.00032174 | 909.7837 | 2.7583 | 611.525 | 0.60584
| 609.0456 | 0 | 760.4612 | -0.00596 | 609.0456 | 0 | 760.4612 | -0.041301 | 611.6445 | 0 | 760.4612 | -0.01926 | 611.6445 | 0.00048319 | 755.23 | -0.014634 | 609.0456 | 0.018384 | 755.23 | -0.013988 | 755.23 | -0.0016323 | 611.6445 | 4.2228 | 611.6445 | 1.8665 | 609.0456 | 0 | 760.4612 | 0.43199 | 909.9515 | 0.02714 | 760.4612 | 0.34052 | 909.442 | 0 | 909.9515 | 2.7638 | 611.6445 | 0.60739
| 609.1647 | 0.010042 | 760.6975 | 0.0071886 | 609.1647 | 0.0235 | 760.6975 | 0.026698 | 611.7641 | 0.00082547 | 760.6975 | 0.012435 | 611.7641 | 0.00023154 | 755.47 | 0.002159 | 609.1647 | 0.015497 | 755.47 | 0.0031355 | 755.47 | 0.0054069 | 611.7641 | 4.2743 | 611.7641 | 1.8889 | 609.1647 | 0.024071 | 760.6975 | 0.44806 | 910.1194 | 0.019697 | 760.6975 | 0.34681 | 909.6103 | 0.0007506 | 910.1194 | 2.7695 | 611.7641 | 0.60917
| 609.2838 | 0 | 760.9338 | -0.025934 | 609.2838 | 0 | 760.9338 | -0.021906 | 611.8836 | 0 | 760.9338 | -0.026073 | 611.8836 | 0.00045655 | 755.71 | -0.026628 | 609.2838 | 0.017496 | 755.71 | 0.00057274 | 755.71 | 0.0084671 | 611.8836 | 4.3444 | 611.8836 | 1.9137 | 609.2838 | 0 | 760.9338 | 0.43386 | 910.2872 | 0.0177 | 760.9338 | 0.34965 | 909.7787 | 0 | 910.2872 | 2.7876 | 611.8836 | 0.61187
| 609.4029 | 0.0032291 | 761.1701 | 0.013755 | 609.4029 | 0.014425 | 761.1701 | 0.0053169 | 612.0032 | 0.00053406 | 761.1701 | 0.016421 | 612.0032 | 0.00023191 | 755.94 | -0.0031186 | 609.4029 | 0.022291 | 755.94 | -0.0060669 | 755.94 | 0.0020403 | 612.0032 | 4.4008 | 612.0032 | 1.9356 | 609.4029 | 0.02947 | 761.1701 | 0.41251 | 910.4551 | 0.025688 | 761.1701 | 0.38933 | 909.9471 | 0.00053624 | 910.4551 | 2.807 | 612.0032 | 0.6098
| 609.522 | 0 | 761.4064 | -0.010553 | 609.522 | 0 | 761.4064 | -0.023229 | 612.1227 | 0 | 761.4064 | -0.021195 | 612.1227 | 0.00045022 | 756.18 | -0.019911 | 609.522 | 0.019494 | 756.18 | 0.0013882 | 756.18 | -0.0063763 | 612.1227 | 4.4817 | 612.1227 | 1.9737 | 609.522 | 0 | 761.4064 | 0.39055 | 910.623 | 0.022965 | 761.4064 | 0.37221 | 910.1155 | 0 | 910.623 | 2.8316 | 612.1227 | 0.60865
| 609.6411 | 0.003377 | 761.6428 | -0.01143 | 609.6411 | 0.017768 | 761.6428 | 0.023024 | 612.2423 | 0.00053406 | 761.6428 | 0.0093692 | 612.2423 | 0.00022297 | 756.41 | -0.027587 | 609.6411 | 0.02167 | 756.41 | -0.001524 | 756.41 | -0.0011732 | 612.2423 | 4.5395 | 612.2423 | 1.9967 | 609.6411 | 0.02947 | 761.6428 | 0.38821 | 910.7908 | 0.012118 | 761.6428 | 0.38666 | 910.2839 | 0.0007506 | 910.7908 | 2.8458 | 612.2423 | 0.60498
| 609.7602 | 0 | 761.8791 | -0.018783 | 609.7602 | 0 | 761.8791 | -0.033846 | 612.3619 | 0 | 761.8791 | -0.024271 | 612.3619 | 0.00047108 | 756.65 | -0.010315 | 609.7602 | 0.013188 | 756.65 | -0.0030384 | 756.65 | 0.0038766 | 612.3619 | 4.604 | 612.3619 | 2.0325 | 609.7602 | 0 | 761.8791 | 0.37052 | 910.9587 | 0.020106 | 761.8791 | 0.38513 | 910.4523 | 0 | 910.9587 | 2.8569 | 612.3619 | 0.60596
| 609.8794 | 0.011936 | 762.1155 | 0.0032065 | 609.8794 | 0.005135 | 762.1155 | 0.017743 | 612.4814 | 0.00024284 | 762.1155 | 0.0093663 | 612.4814 | 0.00025277 | 756.89 | 0.004558 | 609.8794 | 0.012345 | 756.89 | 0.0017376 | 756.89 | 0.0014282 | 612.4814 | 4.6595 | 612.4814 | 2.0543 | 609.8794 | 0.039594 | 762.1155 | 0.35953 | 911.1266 | 0.026278 | 762.1155 | 0.3989 | 910.6207 | 0.00032174 | 911.1266 | 2.8624 | 612.4814 | 0.60516
| 609.9985 | 0 | 762.3518 | -0.0097094 | 609.9985 | 0 | 762.3518 | -0.026617 | 612.601 | 0 | 762.3518 | -0.023337 | 612.601 | 0.00050144 | 757.12 | 0.0035984 | 609.9985 | 0.011812 | 757.12 | -0.0046693 | 757.12 | -0.0086717 | 612.601 | 4.7446 | 612.601 | 2.0914 | 609.9985 | 0 | 762.3518 | 0.3409 | 911.2945 | 0.015385 | 762.3518 | 0.40246 | 910.7891 | 0 | 911.2945 | 2.8771 | 612.601 | 0.60728
| 610.1177 | 0.00056695 | 762.5882 | -0.011354 | 610.1177 | 0.017099 | 762.5882 | 0.026806 | 612.7206 | 0.00082547 | 762.5882 | 0.01188 | 612.7206 | 0.00025277 | 757.36 | -0.017992 | 610.1177 | 0.020648 | 757.36 | 0.002553 | 757.36 | -0.0010202 | 612.7206 | 4.8298 | 612.7206 | 2.1112 | 610.1177 | 0.040044 | 762.5882 | 0.33896 | 911.4624 | 0.017155 | 762.5882 | 0.41589 | 910.9575 | 0.00053624 | 911.4624 | 2.8934 | 612.7206 | 0.60378
| 610.2368 | 0 | 762.8246 | -0.0026534 | 610.2368 | 0 | 762.8246 | -0.05531 | 612.8401 | 0 | 762.8246 | -0.021066 | 612.8401 | 0.00048263 | 757.6 | -0.0055175 | 610.2368 | 0.010036 | 757.6 | -0.0011746 | 757.6 | -0.0019383 | 612.8401 | 4.9209 | 612.8401 | 2.1548 | 610.2368 | 0 | 762.8246 | 0.32734 | 911.6302 | 0.014432 | 762.8246 | 0.40851 | 911.1259 | 0 | 911.6302 | 2.9134 | 612.8401 | 0.60286
| 610.356 | 0.0042645 | 763.061 | 0.0061039 | 610.356 | 0.0049694 | 763.061 | 0.015396 | 612.9597 | 0.00053406 | 763.061 | 0.013367 | 612.9597 | 0.00023209 | 757.83 | 0.022311 | 610.356 | 0.023668 | 757.83 | -0.0001262 | 757.83 | -0.0045398 | 612.9597 | 4.9998 | 612.9597 | 2.1928 | 610.356 | 0.041393 | 763.061 | 0.32158 | 911.7981 | 0.020832 | 763.061 | 0.42008 | 911.2944 | 0.0007506 | 911.7981 | 2.927 | 612.9597 | 0.59982
| 610.4751 | 0 | 763.2974 | -0.01593 | 610.4751 | 0 | 763.2974 | -0.068934 | 613.0793 | 0 | 763.2974 | -0.02624 | 613.0793 | 0.00046326 | 758.07 | 0.0026388 | 610.4751 | 0.014565 | 758.07 | 0.0026695 | 758.07 | -0.00025504 | 613.0793 | 5.0964 | 613.0793 | 2.2413 | 610.4751 | 0 | 763.2974 | 0.29623 | 911.966 | 0.019561 | 763.2974 | 0.42977 | 911.4628 | 0 | 911.966 | 2.9425 | 613.0793 | 0.60257
| 610.5943 | 0.0041166 | 763.5338 | -0.0001629 | 610.5943 | 0.0096482 | 763.5338 | 0.0116 | 613.1989 | 0.00053406 | 763.5338 | 0.012416 | 613.1989 | 0.00023452 | 758.3 | 0.022311 | 610.5943 | 0.013322 | 758.3 | 0.0019706 | 758.3 | 0.0084671 | 613.1989 | 5.1799 | 613.1989 | 2.2657 | 610.5943 | 0.033745 | 763.5338 | 0.30785 | 912.1339 | 0.030499 | 763.5338 | 0.4622 | 911.6312 | 0.0007506 | 912.1339 | 2.9514 | 613.1989 | 0.60068
| 610.7135 | 0 | 763.7702 | 0.0037559 | 610.7135 | 0 | 763.7702 | -0.065994 | 613.3184 | 0 | 763.7702 | -0.024059 | 613.3184 | 0.00044761 | 758.54 | -0.018952 | 610.7135 | 0.0051066 | 758.54 | -0.0033879 | 758.54 | -0.0033155 | 613.3184 | 5.276 | 613.3184 | 2.2972 | 610.7135 | 0 | 763.7702 | 0.28488 | 912.3018 | 0.022102 | 763.7702 | 0.46244 | 911.7996 | 0 | 912.3018 | 2.9654 | 613.3184 | 0.60068
| 610.8327 | 0.0063351 | 764.0066 | 0.0052391 | 610.8327 | 0.013947 | 764.0066 | 0.0016268 | 613.438 | 0.00082547 | 764.0066 | 0.013952 | 613.438 | 0.00021905 | 758.78 | 0.015593 | 610.8327 | 0.016385 | 758.78 | -0.0018735 | 758.78 | 0.0032646 | 613.438 | 5.3514 | 613.438 | 2.3147 | 610.8327 | 0.051067 | 764.0066 | 0.28202 | 912.4697 | 0.029772 | 764.0066 | 0.4734 | 911.968 | 0.0007506 | 912.4697 | 2.9748 | 613.438 | 0.5958
| 610.9519 | 0 | 764.243 | -0.031807 | 610.9519 | 0 | 764.243 | -0.056263 | 613.5576 | 0 | 764.243 | -0.020899 | 613.5576 | 0.00044631 | 759.01 | -0.0074367 | 610.9519 | 0.008659 | 759.01 | -0.0043198 | 759.01 | 0.0017343 | 613.5576 | 5.4431 | 613.5576 | 2.3664 | 610.9519 | 0 | 764.243 | 0.26774 | 912.6376 | 0.021785 | 764.243 | 0.47299 | 912.1365 | 0 | 912.6376 | 2.9928 | 613.5576 | 0.59643
| 611.0711 | 0.0030813 | 764.4795 | 0.00022247 | 611.0711 | 0.016717 | 764.4795 | 0.0010329 | 613.6772 | 0.00053406 | 764.4795 | 0.01758 | 613.6772 | 0.00023452 | 759.25 | -0.031426 | 611.0711 | 0.01421 | 759.25 | -0.0078143 | 759.25 | -0.0053048 | 613.6772 | 5.5057 | 613.6772 | 2.4023 | 611.0711 | 0.046793 | 764.4795 | 0.27142 | 912.8054 | 0.026959 | 764.4795 | 0.49474 | 912.3049 | 0.0007506 | 912.8054 | 3.0039 | 613.6772 | 0.59718
| 611.1903 | 0 | 764.7159 | -0.01073 | 611.1903 | 0 | 764.7159 | -0.045902 | 613.7968 | 0 | 764.7159 | -0.025483 | 613.7968 | 0.00045916 | 759.49 | 0.0031186 | 611.1903 | 0.007016 | 759.49 | -0.0046693 | 759.49 | 0.0015813 | 613.7968 | 5.5786 | 613.7968 | 2.4527 | 611.1903 | 0 | 764.7159 | 0.2512 | 912.9733 | 0.021286 | 764.7159 | 0.48611 | 912.4733 | 0 | 912.9733 | 3.0186 | 613.7968 | 0.5981
| 611.3095 | 0.0097132 | 764.9524 | 0.0057064 | 611.3095 | 0.014042 | 764.9524 | 0.025113 | 613.9164 | 0.00082547 | 764.9524 | 0.014558 | 613.9164 | 0.0002306 | 759.72 | 0.014154 | 611.3095 | 0.016385 | 759.72 | 0.008727 | 759.72 | 0.013976 | 613.9164 | 5.6533 | 613.9164 | 2.4738 | 611.3095 | 0 | 764.9524 | 0.24651 | 913.1412 | 0.023282 | 764.9524 | 0.50384 | 912.6418 | 0.00053624 | 913.1412 | 3.0274 | 613.9164 | 0.59592
| 611.4288 | 0 | 765.1888 | -0.033773 | 611.4288 | 0 | 765.1888 | -0.0559 | 614.036 | 0 | 765.1888 | -0.024249 | 614.036 | 0.00043457 | 759.96 | -0.025668 | 611.4288 | 0.010036 | 759.96 | 0.00057274 | 759.96 | -0.0056109 | 614.036 | 5.7599 | 614.036 | 2.5242 | 611.4288 | 0 | 765.1888 | 0.2488 | 913.3091 | 0.027049 | 765.1888 | 0.5118 | 912.8102 | 0 | 913.3091 | 3.0436 | 614.036 | 0.59552
| 611.548 | 0.0032291 | 765.4253 | -0.008734 | 611.548 | 0.012227 | 765.4253 | 0.0026972 | 614.1556 | 0.00053406 | 765.4253 | 0.0086515 | 614.1556 | 0.00020639 | 760.2 | 0.0098357 | 611.548 | 0.01159 | 760.2 | -0.0014076 | 760.2 | 0.010457 | 614.1556 | 5.8556 | 614.1556 | 2.5554 | 611.548 | 0.044768 | 765.4253 | 0.23905 | 913.477 | 0.019243 | 765.4253 | 0.51802 | 912.9787 | 0.0007506 | 913.477 | 3.0566 | 614.1556 | 0.59598
| 611.6672 | 0 | 765.6618 | -0.052791 | 611.6672 | 0 | 765.6618 | -0.027149 | 614.2752 | 0 | 765.6618 | -0.025763 | 614.2752 | 0.00043681 | 760.43 | 0.0026388 | 611.6672 | 0.018606 | 760.43 | 0.0054654 | 760.43 | -0.0037746 | 614.2752 | 5.9537 | 614.2752 | 2.599 | 611.6672 | 0 | 765.6618 | 0.22706 | 913.6449 | 0.019379 | 765.6618 | 0.5334 | 913.1471 | 0 | 913.6449 | 3.0728 | 614.2752 | 0.59884
| 611.7865 | 0.0045602 | 765.8983 | -0.005465 | 611.7865 | 0.020061 | 765.8983 | 0.010867 | 614.3948 | 0.00024284 | 765.8983 | 0.01244 | 614.3948 | 0.00023209 | 760.67 | 0.029507 | 611.7865 | 0.018117 | 760.67 | 0.0011552 | 760.67 | 0.0018873 | 614.3948 | 6.0258 | 614.3948 | 2.6248 | 611.7865 | 0.016867 | 765.8983 | 0.22151 | 913.8129 | 0.018018 | 765.8983 | 0.53653 | 913.3156 | 0.0007506 | 913.8129 | 3.0819 | 614.3948 | 0.60062
| 611.9058 | 0 | 766.1348 | -0.0093916 | 611.9058 | 0 | 766.1348 | -0.051276 | 614.5144 | 0 | 766.1348 | -0.02433 | 614.5144 | 0.00048971 | 760.9 | 0.015113 | 611.9058 | 0.017629 | 760.9 | -0.0023395 | 760.9 | -0.0014792 | 614.5144 | 6.1091 | 614.5144 | 2.6756 | 611.9058 | 0 | 766.1348 | 0.20285 | 913.9808 | 0.014614 | 766.1348 | 0.56079 | 913.484 | 0 | 913.9808 | 3.0942 | 614.5144 | 0.60229
| 612.025 | 0.0060393 | 766.3713 | -0.010976 | 612.025 | 0.013278 | 766.3713 | 0.011871 | 614.634 | 0.00053406 | 766.3713 | 0.0079374 | 614.634 | 0.00025929 | 761.14 | 0.0074367 | 612.025 | 0.0131 | 761.14 | -0.0021065 | 761.14 | 0.0017343 | 614.634 | 6.1782 | 614.634 | 2.7229 | 612.025 | 0.02992 | 766.3713 | 0.20268 | 914.1487 | 0.018835 | 766.3713 | 0.56426 | 913.6525 | 0.00053624 | 914.1487 | 3.1035 | 614.634 | 0.59925
| 612.1443 | 0 | 766.6078 | -0.011834 | 612.1443 | 0 | 766.6078 | -0.034198 | 614.7536 | 0 | 766.6078 | -0.025335 | 614.7536 | 0.0005305 | 761.38 | 0.0026388 | 612.1443 | 0.012567 | 761.38 | -0.0050185 | 761.38 | -0.0037746 | 614.7536 | 6.2624 | 614.7536 | 2.7683 | 612.1443 | 0 | 766.6078 | 0.20122 | 914.3166 | 0.020514 | 766.6078 | 0.56504 | 913.8209 | 0 | 914.3166 | 3.1195 | 614.7536 | 0.59529
| 612.2636 | 0.0095486 | 766.8443 | -0.0055366 | 612.2636 | 0.0072884 | 766.8443 | -0.0072649 | 614.8732 | 0.00024284 | 766.8443 | 0.015388 | 614.8732 | 0.0002727 | 761.61 | 0.018952 | 612.2636 | 0.016119 | 761.61 | -0.002223 | 761.61 | 0.012752 | 614.8732 | 6.3362 | 614.8732 | 2.7986 | 612.2636 | 0.032845 | 766.8443 | 0.20055 | 914.4845 | 0.020015 | 766.8443 | 0.58342 | 913.9894 | 0.00053624 | 914.4845 | 3.1283 | 614.8732 | 0.58984
| 612.3829 | 0 | 767.0809 | -0.015045 | 612.3829 | 0 | 767.0809 | -0.053095 | 614.9928 | 0 | 767.0809 | -0.022222 | 614.9928 | 0.00051094 | 761.85 | -0.042462 | 612.3829 | 0.016208 | 761.85 | -0.0029219 | 761.85 | -0.00086717 | 614.9928 | 6.4397 | 614.9928 | 2.8491 | 612.3829 | 0 | 767.0809 | 0.18201 | 914.6524 | 0.02065 | 767.0809 | 0.5878 | 914.1579 | 0 | 914.6524 | 3.1425 | 614.9928 | 0.58966
| 612.5022 | 0.0094662 | 767.3174 | 0.003166 | 612.5022 | 0.010603 | 767.3174 | 0.0055896 | 615.1124 | 0.00082547 | 767.3174 | 0.010797 | 615.1124 | 0.00024253 | 762.09 | 0.015113 | 612.5022 | 0.015586 | 762.09 | 0.0065138 | 762.09 | 0.0092325 | 615.1124 | 6.5319 | 615.1124 | 2.9001 | 612.5022 | 0.0092767 | 767.3174 | 0.18281 | 914.8203 | 0.015885 | 767.3174 | 0.6191 | 914.3263 | 0.00053624 | 914.8203 | 3.1486 | 615.1124 | 0.58674
| 612.6215 | 0 | 767.554 | -0.0055855 | 612.6215 | 0 | 767.554 | -0.022456 | 615.2321 | 0 | 767.554 | -0.024798 | 615.2321 | 0.00048095 | 762.32 | -0.02375 | 612.6215 | 0.012833 | 762.32 | 0.0039509 | 762.32 | -0.00025504 | 615.2321 | 6.6357 | 615.2321 | 2.9639 | 612.6215 | 0 | 767.554 | 0.16613 | 914.9882 | 0.019788 | 767.554 | 0.60944 | 914.4948 | 0 | 914.9882 | 3.1632 | 615.2321 | 0.58662
| 612.7408 | 0 | 767.7905 | -0.0047294 | 612.7408 | 0.0096482 | 767.7905 | 0.022798 | 615.3517 | 0.00053406 | 767.7905 | 0.016624 | 615.3517 | 0.00024234 | 762.56 | -0.0079165 | 612.7408 | 0.022158 | 762.56 | -0.0068827 | 762.56 | -0.0066822 | 615.3517 | 6.7092 | 615.3517 | 3.0013 | 612.7408 | 0.027896 | 767.7905 | 0.16742 | 915.1562 | 0.024009 | 767.7905 | 0.63518 | 914.6633 | 0.00053624 | 915.1562 | 3.1713 | 615.3517 | 0.58267
| 612.8601 | 0 | 768.0271 | -0.033446 | 612.8601 | 0 | 768.0271 | -0.074989 | 615.4713 | 0 | 768.0271 | -0.027294 | 615.4713 | 0.00049697 | 762.8 | -0.026628 | 612.8601 | 0.013055 | 762.8 | -0.0045528 | 762.8 | 5.1009e-05 | 615.4713 | 6.7939 | 615.4713 | 3.0488 | 612.8601 | 0 | 768.0271 | 0.15792 | 915.3241 | 0.019606 | 768.0271 | 0.63953 | 914.8318 | 0 | 915.3241 | 3.1877 | 615.4713 | 0.58186
| 612.9794 | 0.0063351 | 768.2637 | 0.018389 | 612.9794 | 0.014425 | 768.2637 | 0.019477 | 615.5909 | 0.00024284 | 768.2637 | 0.015958 | 615.5909 | 0.00025966 | 763.03 | -0.013194 | 612.9794 | 0.020382 | 763.03 | -0.0016406 | 763.03 | 0.012752 | 615.5909 | 6.8575 | 615.5909 | 3.0859 | 612.9794 | 0.027446 | 768.2637 | 0.1578 | 915.492 | 0.043433 | 768.2637 | 0.66806 | 915.0002 | 0.00010725 | 915.492 | 3.1979 | 615.5909 | 0.57859
| 613.0988 | 0 | 768.5003 | -0.026276 | 613.0988 | 0 | 768.5003 | -0.053499 | 615.7106 | 0 | 768.5003 | -0.027457 | 615.7106 | 0.00048654 | 763.27 | 0.015113 | 613.0988 | 0.0090142 | 763.27 | -0.0044363 | 763.27 | -0.0016323 | 615.7106 | 6.9261 | 615.7106 | 3.1427 | 613.0988 | 0 | 768.5003 | 0.14371 | 915.6599 | 0.017791 | 768.5003 | 0.64843 | 915.1687 | 0 | 915.6599 | 3.2147 | 615.7106 | 0.58364
| 613.2181 | 0.0038207 | 768.7369 | 0.011855 | 613.2181 | 0.013947 | 768.7369 | -0.019748 | 615.8302 | 0.00024284 | 768.7369 | 0.022013 | 615.8302 | 0.00023209 | 763.5 | 0.018472 | 613.2181 | 0.01976 | 763.5 | 0.003019 | 763.5 | 0.0041827 | 615.8302 | 6.9984 | 615.8302 | 3.1879 | 613.2181 | 0.040494 | 768.7369 | 0.15869 | 915.8279 | 0.021376 | 768.7369 | 0.6832 | 915.3372 | 0.0007506 | 915.8279 | 3.2244 | 615.8302 | 0.58267
| 613.3375 | 0 | 768.9735 | -0.026355 | 613.3375 | 0 | 768.9735 | -0.019755 | 615.9498 | 0 | 768.9735 | -0.03018 | 615.9498 | 0.00047145 | 763.74 | -0.018952 | 613.3375 | 0.0050178 | 763.74 | -0.0063001 | 763.74 | -0.0053048 | 615.9498 | 7.096 | 615.9498 | 3.2527 | 613.3375 | 0 | 768.9735 | 0.14576 | 915.9958 | 0.020196 | 768.9735 | 0.66538 | 915.5057 | 0 | 915.9958 | 3.2358 | 615.9498 | 0.5872
| 613.4568 | 0.010454 | 769.2101 | 0.024251 | 613.4568 | 0.011081 | 769.2101 | 0.03605 | 616.0694 | 0.00082547 | 769.2101 | 0.015208 | 616.0694 | 0.00024457 | 763.98 | -0.032385 | 613.4568 | 0.01976 | 763.98 | -0.0035044 | 763.98 | -0.0083652 | 616.0694 | 7.1889 | 616.0694 | 3.3119 | 613.4568 | 0.042518 | 769.2101 | 0.14495 | 916.1637 | 0.026187 | 769.2101 | 0.69877 | 915.6742 | 0.00053624 | 916.1637 | 3.2433 | 616.0694 | 0.58255
| 613.5762 | 0 | 769.4467 | -0.0043268 | 613.5762 | 0 | 769.4467 | -0.022021 | 616.1891 | 0 | 769.4467 | -0.027114 | 616.1891 | 0.00047537 | 764.21 | -0.024709 | 613.5762 | 0.0094139 | 764.21 | -0.0042033 | 764.21 | -0.012497 | 616.1891 | 7.2837 | 616.1891 | 3.3809 | 613.5762 | 0 | 769.4467 | 0.1375 | 916.3317 | 0.019879 | 769.4467 | 0.69755 | 915.8427 | 0 | 916.3317 | 3.2585 | 616.1891 | 0.58312
| 613.6956 | 0.0054477 | 769.6833 | -0.0014099 | 613.6956 | 0.017577 | 769.6833 | 0.01226 | 616.3087 | 0.00024284 | 769.6833 | 0.017263 | 616.3087 | 0.00023545 | 764.45 | 0.022311 | 613.6956 | 0.019139 | 764.45 | -0.0001262 | 764.45 | 0.0018873 | 616.3087 | 7.372 | 616.3087 | 3.4325 | 613.6956 | 0.018132 | 769.6833 | 0.13749 | 916.4996 | 0.022738 | 769.6833 | 0.72125 | 916.0112 | 0.00010725 | 916.4996 | 3.2697 | 616.3087 | 0.57985
| 613.8149 | 0 | 769.9199 | -0.018709 | 613.8149 | 0 | 769.9199 | -0.020733 | 616.4284 | 0 | 769.9199 | -0.02718 | 616.4284 | 0.00047015 | 764.69 | -0.014634 | 613.8149 | 0.0087922 | 764.69 | -0.0045528 | 764.69 | -0.010813 | 616.4284 | 7.48 | 616.4284 | 3.4863 | 613.8149 | 0 | 769.9199 | 0.12935 | 916.6676 | 0.020196 | 769.9199 | 0.72377 | 916.1797 | 0 | 916.6676 | 3.2835 | 616.4284 | 0.57911
| 613.9343 | 0.010207 | 770.1566 | 0.0022351 | 613.9343 | 0.022544 | 770.1566 | -0.0025173 | 616.548 | 0.0011167 | 770.1566 | 0.015492 | 616.548 | 0.00023582 | 764.92 | 0.0059973 | 613.9343 | 0.019005 | 764.92 | -0.0012911 | 764.92 | -0.010661 | 616.548 | 7.5736 | 616.548 | 3.5381 | 613.9343 | 0.031945 | 770.1566 | 0.12618 | 916.8355 | 0.023691 | 770.1566 | 0.74562 | 916.3482 | 0.00053624 | 916.8355 | 3.2884 | 616.548 | 0.58094
| 614.0537 | 0 | 770.3932 | -0.014701 | 614.0537 | 0 | 770.3932 | -0.092387 | 616.6677 | 0 | 770.3932 | -0.02821 | 616.6677 | 0.00047574 | 765.16 | -0.0088761 | 614.0537 | 0.0034878 | 765.16 | -0.0068827 | 765.16 | -0.015558 | 616.6677 | 7.6693 | 616.6677 | 3.596 | 614.0537 | 0 | 770.3932 | 0.11498 | 917.0034 | 0.019152 | 770.3932 | 0.7486 | 916.5167 | 0 | 917.0034 | 3.2995 | 616.6677 | 0.58215
| 614.1731 | 0.0095486 | 770.6299 | -0.0036047 | 614.1731 | 0.012896 | 770.6299 | -0.0028706 | 616.7873 | 0.0011167 | 770.6299 | 0.013018 | 616.7873 | 0.00024104 | 765.4 | -0.0098357 | 614.1731 | 0.018117 | 765.4 | -0.00070865 | 765.4 | 0.0073959 | 616.7873 | 7.7523 | 616.7873 | 3.6445 | 614.1731 | 0.025646 | 770.6299 | 0.13178 | 917.1714 | 0.027049 | 770.6299 | 0.75923 | 916.6852 | 0.0007506 | 917.1714 | 3.3031 | 616.7873 | 0.58112
| 614.2926 | 0 | 770.8666 | -0.046558 | 614.2926 | 0 | 770.8666 | -0.052532 | 616.907 | 0 | 770.8666 | -0.027638 | 616.907 | 0.00045972 | 765.63 | -0.039103 | 614.2926 | 0.0087922 | 765.63 | -0.0045528 | 765.63 | -0.00086717 | 616.907 | 7.8661 | 616.907 | 3.7111 | 614.2926 | 0 | 770.8666 | 0.10924 | 917.3393 | 0.019697 | 770.8666 | 0.78272 | 916.8537 | 0 | 917.3393 | 3.3139 | 616.907 | 0.57578
| 614.412 | 0 | 771.1033 | -0.012762 | 614.412 | 0.005135 | 771.1033 | 0.0037561 | 617.0266 | 0.0011167 | 771.1033 | 0.012629 | 617.0266 | 0.0002198 | 765.87 | -0.0002399 | 614.412 | 0.017629 | 765.87 | -0.0057175 | 765.87 | 0.0018873 | 617.0266 | 7.9712 | 617.0266 | 3.7651 | 614.412 | 0.051967 | 771.1033 | 0.10809 | 917.5073 | 0.015658 | 771.1033 | 0.79254 | 917.0222 | 0.00053624 | 917.5073 | 3.3227 | 617.0266 | 0.57085
| 614.5314 | 0 | 771.3399 | 0.018122 | 614.5314 | 0 | 771.3399 | -0.036127 | 617.1463 | 0 | 771.3399 | -0.026347 | 617.1463 | 0.00045618 | 766.11 | -0.0016793 | 614.5314 | 0.010302 | 766.11 | -0.00047565 | 766.11 | -0.012344 | 617.1463 | 8.0919 | 617.1463 | 3.8269 | 614.5314 | 0 | 771.3399 | 0.10321 | 917.6752 | 0.02537 | 771.3399 | 0.82522 | 917.1907 | 0 | 917.6752 | 3.3434 | 617.1463 | 0.56855
| 614.6508 | 0.0061872 | 771.5766 | -0.0079989 | 614.6508 | 0.0061289 | 771.5766 | 0.0056624 | 617.2659 | 0.00082547 | 771.5766 | 0.0088832 | 617.2659 | 0.00023731 | 766.34 | 0.02327 | 614.6508 | 0.013988 | 766.34 | 0.0024366 | 766.34 | 0.0034176 | 617.2659 | 8.1871 | 617.2659 | 3.8575 | 614.6508 | 0.042518 | 771.5766 | 0.11641 | 917.8432 | 0.021059 | 771.5766 | 0.82521 | 917.3593 | 0.0007506 | 917.8432 | 3.3635 | 617.2659 | 0.56465
| 614.7703 | 0 | 771.8133 | -0.0026154 | 614.7703 | 0 | 771.8133 | -0.038616 | 617.3856 | 0 | 771.8133 | -0.02191 | 617.3856 | 0.0004735 | 766.58 | 0.0055175 | 614.7703 | 0.013455 | 766.58 | -0.001524 | 766.58 | -0.0077534 | 617.3856 | 8.3064 | 617.3856 | 3.9214 | 614.7703 | 0 | 771.8133 | 0.10539 | 918.0111 | 0.019062 | 771.8133 | 0.80872 | 917.5278 | 0 | 918.0111 | 3.3866 | 617.3856 | 0.5658
| 614.8897 | 0.00056695 | 772.0501 | -0.037922 | 614.8897 | 0.014042 | 772.0501 | 0.01031 | 617.5052 | 0.00053406 | 772.0501 | 0.013095 | 617.5052 | 0.00023712 | 766.82 | -0.0040782 | 614.8897 | 0.014965 | 766.82 | 0.0040674 | 766.82 | 0.0015813 | 617.5052 | 8.4016 | 617.5052 | 3.969 | 614.8897 | 0.047242 | 772.0501 | 0.10855 | 918.1791 | 0.030952 | 772.0501 | 0.86213 | 917.6963 | 0.00053624 | 918.1791 | 3.3985 | 617.5052 | 0.56545
| 615.0092 | 0 | 772.2868 | -0.002994 | 615.0092 | 0 | 772.2868 | -0.045292 | 617.6249 | 0 | 772.2868 | -0.02954 | 617.6249 | 0.00048133 | 767.05 | -0.0035984 | 615.0092 | 0.017984 | 767.05 | 0.0026695 | 767.05 | 0.0055599 | 617.6249 | 8.5103 | 617.6249 | 4.0467 | 615.0092 | 0 | 772.2868 | 0.099022 | 918.347 | 0.020741 | 772.2868 | 0.86541 | 917.8648 | 0 | 918.347 | 3.4077 | 617.6249 | 0.5693
| 615.1287 | 0.015475 | 772.5235 | -0.0047826 | 615.1287 | 0.0059632 | 772.5235 | -0.0028081 | 617.7446 | 0.00024284 | 772.5235 | 0.010388 | 617.7446 | 0.00024681 | 767.29 | 0.0083963 | 615.1287 | 0.0127 | 767.29 | 0.0090765 | 767.29 | 0.0043357 | 617.7446 | 8.5953 | 617.7446 | 4.0932 | 615.1287 | 0.023621 | 772.5235 | 0.089997 | 918.515 | 0.018426 | 772.5235 | 0.9048 | 918.0334 | 0.0007506 | 918.515 | 3.4087 | 617.7446 | 0.56695
| 615.2481 | 0 | 772.7602 | -0.022617 | 615.2481 | 0 | 772.7602 | -0.070438 | 617.8642 | 0 | 772.7602 | -0.024447 | 617.8642 | 0.00046437 | 767.53 | -0.0035984 | 615.2481 | 0.014965 | 767.53 | -0.0038538 | 767.53 | -0.0030095 | 617.8642 | 8.7097 | 617.8642 | 4.1766 | 615.2481 | 0 | 772.7602 | 0.088696 | 918.683 | 0.019788 | 772.7602 | 0.90159 | 918.2019 | 0 | 918.683 | 3.4154 | 617.8642 | 0.57148
| 615.3676 | 0.003377 | 772.997 | 0.020601 | 615.3676 | 0.014233 | 772.997 | -0.0094597 | 617.9839 | 0.00053406 | 772.997 | 0.019841 | 617.9839 | 0.0002198 | 767.76 | -0.0011995 | 615.3676 | 0.010702 | 767.76 | 0.0015046 | 767.76 | -0.007141 | 617.9839 | 8.8142 | 617.9839 | 4.2454 | 615.3676 | 0.038019 | 772.997 | 0.09546 | 918.8509 | 0.024735 | 772.997 | 0.90863 | 918.3705 | 0.00053624 | 918.8509 | 3.4153 | 617.9839 | 0.57119
| 615.4871 | 0 | 773.2338 | -0.0074637 | 615.4871 | 0 | 773.2338 | -0.045368 | 618.1036 | 0 | 773.2338 | -0.02656 | 618.1036 | 0.00043289 | 768 | -0.02135 | 615.4871 | 0.01079 | 768 | -0.0033879 | 768 | 0.0038766 | 618.1036 | 8.9468 | 618.1036 | 4.3379 | 615.4871 | 0 | 773.2338 | 0.080805 | 919.0189 | 0.024826 | 773.2338 | 0.94914 | 918.539 | 0 | 919.0189 | 3.4223 | 618.1036 | 0.57469
| 615.6066 | 0.0072224 | 773.4705 | 0.020104 | 615.6066 | 0.015762 | 773.4705 | -0.0054313 | 618.2233 | 0.00053406 | 773.4705 | 0.015853 | 618.2233 | 0.0002185 | 768.24 | -0.013674 | 615.6066 | 0.011323 | 768.24 | 0.00045625 | 768.24 | -0.0042337 | 618.2233 | 9.0582 | 618.2233 | 4.388 | 615.6066 | 0.02024 | 773.4705 | 0.079575 | 919.1869 | 0.022511 | 773.4705 | 0.94171 | 918.7075 | 0.0007506 | 919.1869 | 3.4195 | 618.2233 | 0.57131
| 615.7261 | 0 | 773.7073 | -0.047131 | 615.7261 | 0 | 773.7073 | -0.037849 | 618.3429 | 0 | 773.7073 | -0.026028 | 618.3429 | 0.00044929 | 768.47 | -0.0093559 | 615.7261 | 0.0038661 | 768.47 | -0.0090959 | 768.47 | -0.0053048 | 618.3429 | 9.1965 | 618.3429 | 4.4473 | 615.7261 | 0 | 773.7073 | 0.082079 | 919.3548 | 0.019879 | 773.7073 | 0.95868 | 918.8761 | 0 | 919.3548 | 3.4219 | 618.3429 | 0.57194
| 615.8456 | 0.0060393 | 773.9441 | 0.014206 | 615.8456 | 0.0076196 | 773.9441 | -0.015034 | 618.4626 | 0.00024284 | 773.9441 | 0.015957 | 618.4626 | 0.00023452 | 768.71 | 0.0050378 | 615.8456 | 0.017629 | 768.71 | 0.0033685 | 768.71 | 0.0034176 | 618.4626 | 9.3177 | 618.4626 | 4.4838 | 615.8456 | 0.021083 | 773.9441 | 0.076554 | 919.5228 | 0.027231 | 773.9441 | 0.96857 | 919.0446 | 0.0007506 | 919.5228 | 3.4157 | 618.4626 | 0.56563
| 615.9651 | 0 | 774.1809 | -0.023958 | 615.9651 | 0 | 774.1809 | -0.092417 | 618.5823 | 0 | 774.1809 | -0.026572 | 618.5823 | 0.00046102 | 768.95 | -0.012714 | 615.9651 | 0.014343 | 768.95 | -0.0016406 | 768.95 | 0.007243 | 618.5823 | 9.4686 | 618.5823 | 4.5485 | 615.9651 | 0 | 774.1809 | 0.075457 | 919.6908 | 0.017564 | 774.1809 | 0.96592 | 919.2132 | 0 | 919.6908 | 3.4217 | 618.5823 | 0.56293
| 616.0847 | 0.014323 | 774.4177 | -0.020699 | 616.0847 | 0.017195 | 774.4177 | 0.031979 | 618.702 | 0 | 774.4177 | 0.016206 | 618.702 | 0.0002306 | 769.18 | 0.0098357 | 616.0847 | 0.013988 | 769.18 | -0.0038538 | 769.18 | -0.0042337 | 618.702 | 9.5838 | 618.702 | 4.6006 | 616.0847 | 0.018132 | 774.4177 | 0.083435 | 919.8587 | 0.024417 | 774.4177 | 1.0097 | 919.3818 | 0.00053624 | 919.8587 | 3.4273 | 618.702 | 0.5584
| 616.2042 | 0 | 774.6545 | -0.0062445 | 616.2042 | 0 | 774.6545 | -0.035923 | 618.8217 | 0 | 774.6545 | -0.020529 | 618.8217 | 0.000445 | 769.42 | -0.019911 | 616.2042 | 0.0091474 | 769.42 | 0.0075623 | 769.42 | -0.011579 | 618.8217 | 9.7115 | 618.8217 | 4.6844 | 616.2042 | 0 | 774.6545 | 0.078548 | 920.0267 | 0.026959 | 774.6545 | 1.0287 | 919.5503 | 0 | 920.0267 | 3.4409 | 618.8217 | 0.56218
| 616.3238 | 0.0048561 | 774.8913 | 0.014721 | 616.3238 | 0.0096482 | 774.8913 | 0.023116 | 618.9414 | 0.0011167 | 774.8913 | 0.021275 | 618.9414 | 0.00021607 | 769.66 | 0.027587 | 616.3238 | 0.0098135 | 769.66 | -0.001757 | 769.66 | 0.0064783 | 618.9414 | 9.7892 | 618.9414 | 4.7452 | 616.3238 | 0.03127 | 774.8913 | 0.078592 | 920.1947 | 0.021785 | 774.8913 | 1.0361 | 919.7189 | 0.00053624 | 920.1947 | 3.4433 | 618.9414 | 0.56241
| 616.4433 | 0 | 775.1281 | -0.027252 | 616.4433 | 0 | 775.1281 | -0.054725 | 619.061 | 0 | 775.1281 | -0.030558 | 619.061 | 0.00044463 | 769.89 | 0.011755 | 616.4433 | 0.011812 | 769.89 | -0.00094161 | 769.89 | -0.0037746 | 619.061 | 9.8725 | 619.061 | 4.8321 | 616.4433 | 0 | 775.1281 | 0.066653 | 920.3627 | 0.020196 | 775.1281 | 1.0475 | 919.8874 | 0 | 920.3627 | 3.4454 | 619.061 | 0.56505
| 616.5629 | 0.013747 | 775.3649 | 0.014275 | 616.5629 | 0.012418 | 775.3649 | 0.0076925 | 619.1807 | 0.00082547 | 775.3649 | 0.015656 | 619.1807 | 0.00023284 | 770.13 | 0.0074367 | 616.5629 | 0.011057 | 770.13 | -0.0016406 | 770.13 | 0.0035706 | 619.1807 | 9.9172 | 619.1807 | 4.8915 | 616.5629 | 0.038019 | 775.3649 | 0.071548 | 920.5307 | 0.023872 | 775.3649 | 1.0642 | 920.056 | 0.00053624 | 920.5307 | 3.4431 | 619.1807 | 0.56121
| 616.6824 | 0 | 775.6018 | -0.024929 | 616.6824 | 0 | 775.6018 | -0.060756 | 619.3004 | 0 | 775.6018 | -0.025069 | 619.3004 | 0.00046493 | 770.37 | -0.031426 | 616.6824 | 0.013188 | 770.37 | -0.0088628 | 770.37 | -0.0054579 | 619.3004 | 9.9988 | 619.3004 | 4.9844 | 616.6824 | 0 | 775.6018 | 0.055648 | 920.6987 | 0.027594 | 775.6018 | 1.0749 | 920.2246 | 0 | 920.6987 | 3.4443 | 619.3004 | 0.56184
| 616.802 | 0.0064829 | 775.8386 | -0.028185 | 616.802 | 0.0084479 | 775.8386 | -0.011715 | 619.4201 | 0.00082547 | 775.8386 | 0.014023 | 619.4201 | 0.00023843 | 770.6 | 0.016073 | 616.802 | 0.015719 | 770.6 | -0.00024269 | 770.6 | -0.0034686 | 619.4201 | 10.0738 | 619.4201 | 5.0304 | 616.802 | 0.018132 | 775.8386 | 0.065683 | 920.8666 | 0.018199 | 775.8386 | 1.1027 | 920.3931 | 0.0009651 | 920.8666 | 3.4412 | 619.4201 | 0.55547
| 616.9216 | 0 | 776.0755 | -0.026534 | 616.9216 | 0 | 776.0755 | -0.039785 | 619.5398 | 0 | 776.0755 | -0.026641 | 619.5398 | 0.00048747 | 770.84 | -0.018952 | 616.9216 | 0.013588 | 770.84 | 0.0062807 | 770.84 | 0.0012752 | 619.5398 | 10.1783 | 619.5398 | 5.0822 | 616.9216 | 0 | 776.0755 | 0.062464 | 921.0346 | 0.021876 | 776.0755 | 1.1528 | 920.5617 | 0 | 921.0346 | 3.444 | 619.5398 | 0.55088
| 617.0412 | 0.0098778 | 776.3123 | 0.00076383 | 617.0412 | 0.018055 | 776.3123 | 0.0053959 | 619.6595 | 0.00053406 | 776.3123 | 0.018886 | 619.6595 | 0.00025594 | 771.08 | -0.010315 | 617.0412 | 0.020027 | 771.08 | -0.00059213 | 771.08 | -0.0063763 | 619.6595 | 10.2844 | 619.6595 | 5.1012 | 617.0412 | 0.027896 | 776.3123 | 0.06855 | 921.2026 | 0.020922 | 776.3123 | 1.141 | 920.7303 | 0.0007506 | 921.2026 | 3.4507 | 619.6595 | 0.54348
| 617.1608 | 0 | 776.5492 | -0.041673 | 617.1608 | 0 | 776.5492 | -0.058489 | 619.7792 | 0 | 776.5492 | -0.030233 | 619.7792 | 0.00047015 | 771.31 | -0.0031186 | 617.1608 | 0.008659 | 771.31 | -0.00047565 | 771.31 | -0.0020913 | 619.7792 | 10.4262 | 619.7792 | 5.1631 | 617.1608 | 0 | 776.5492 | 0.055507 | 921.3706 | 0.021059 | 776.5492 | 1.164 | 920.8989 | 0 | 921.3706 | 3.4695 | 619.7792 | 0.54847
| 617.2804 | 0.003525 | 776.7861 | -0.00277 | 617.2804 | 0.014233 | 776.7861 | 0.016197 | 619.8989 | 0.00024284 | 776.7861 | 0.013999 | 619.8989 | 0.0002185 | 771.55 | 0.0074367 | 617.2804 | 0.016385 | 771.55 | 0.0044169 | 771.55 | -0.0040807 | 619.8989 | 10.5571 | 619.8989 | 5.2368 | 617.2804 | 0.039594 | 776.7861 | 0.057366 | 921.5386 | 0.015249 | 776.7861 | 1.1801 | 921.0675 | 0.00032174 | 921.5386 | 3.4843 | 619.8989 | 0.55237
| 617.4 | 0 | 777.023 | -0.0024652 | 617.4 | 0 | 777.023 | -0.043403 | 620.0186 | 0 | 777.023 | -0.029048 | 620.0186 | 0.00043755 | 771.79 | -0.029026 | 617.4 | 0.0034878 | 771.79 | -0.0042033 | 771.79 | -0.013109 | 620.0186 | 10.6814 | 620.0186 | 5.333 | 617.4 | 0 | 777.023 | 0.046822 | 921.7066 | 0.018018 | 777.023 | 1.199 | 921.2361 | 0 | 921.7066 | 3.4989 | 620.0186 | 0.55702
| 617.5196 | 0.0081099 | 777.2599 | 0.0037114 | 617.5196 | 0.010794 | 777.2599 | 0.033425 | 620.1383 | 0.00053406 | 777.2599 | 0.013693 | 620.1383 | 0.00022166 | 772.02 | 0.0074367 | 617.5196 | 0.01008 | 772.02 | -0.0037373 | 772.02 | -0.00086717 | 620.1383 | 10.7764 | 620.1383 | 5.4177 | 617.5196 | 0.026546 | 777.2599 | 0.06079 | 921.8746 | 0.024735 | 777.2599 | 1.2438 | 921.4046 | 0.0011796 | 921.8746 | 3.504 | 620.1383 | 0.55352
| 617.6392 | 0 | 777.4968 | -0.024505 | 617.6392 | 0 | 777.4968 | -0.046053 | 620.2581 | 0 | 777.4968 | -0.02719 | 620.2581 | 0.00044407 | 772.26 | -0.0055175 | 617.6392 | 0.01532 | 772.26 | -0.0036209 | 772.26 | -0.0086717 | 620.2581 | 10.8775 | 620.2581 | 5.5149 | 617.6392 | 0 | 777.4968 | 0.061382 | 922.0426 | 0.024644 | 777.4968 | 1.2183 | 921.5733 | 0 | 922.0426 | 3.5141 | 620.2581 | 0.55249
| 617.7589 | 0 | 777.7337 | 0.0077085 | 617.7589 | 0.0081166 | 777.7337 | -0.01167 | 620.3778 | 0.00053406 | 777.7337 | 0.015098 | 620.3778 | 0.00022688 | 772.5 | 0.0026388 | 617.7589 | 0.013721 | 772.5 | 0.0079117 | 772.5 | 0.01367 | 620.3778 | 10.9517 | 620.3778 | 5.6004 | 617.7589 | 0.014758 | 777.7337 | 0.050295 | 922.2106 | 0.030181 | 777.7337 | 1.2689 | 921.7418 | 0.00032174 | 922.2106 | 3.523 | 620.3778 | 0.54899
| 617.8785 | 0 | 777.9706 | -0.016211 | 617.8785 | 0 | 777.9706 | -0.024786 | 620.4975 | 0 | 777.9706 | -0.02695 | 620.4975 | 0.0004884 | 772.73 | -0.011755 | 617.8785 | 0.0066608 | 772.73 | -0.002456 | 772.73 | -0.0080593 | 620.4975 | 11.0387 | 620.4975 | 5.6963 | 617.8785 | 0 | 777.9706 | 0.056275 | 922.3786 | 0.020332 | 777.9706 | 1.2664 | 921.9104 | 0 | 922.3786 | 3.5406 | 620.4975 | 0.54801
| 617.9982 | 0.003377 | 778.2076 | 0.023675 | 617.9982 | 0.0081166 | 778.2076 | 0.015862 | 620.6172 | 0.00024284 | 778.2076 | 0.019423 | 620.6172 | 0.00026767 | 772.97 | 0.0026388 | 617.9982 | 0.017629 | 772.97 | -0.0016406 | 772.97 | -0.0014792 | 620.6172 | 11.1136 | 620.6172 | 5.7782 | 617.9982 | 0.034195 | 778.2076 | 0.0572 | 922.5466 | 0.024099 | 778.2076 | 1.3356 | 922.0791 | 0.00010725 | 922.5466 | 3.5573 | 620.6172 | 0.54497
| 618.1178 | 0 | 778.4445 | -0.023527 | 618.1178 | 0 | 778.4445 | -0.027054 | 620.7369 | 0 | 778.4445 | -0.028603 | 620.7369 | 0.00048356 | 773.21 | -0.0093559 | 618.1178 | 0.013943 | 773.21 | 0.00068922 | 773.21 | -0.0045398 | 620.7369 | 11.2345 | 620.7369 | 5.8771 | 618.1178 | 0 | 778.4445 | 0.057394 | 922.7146 | 0.021059 | 778.4445 | 1.3239 | 922.2477 | 0 | 922.7146 | 3.5801 | 620.7369 | 0.54704
| 618.2375 | 0.0041166 | 778.6815 | -0.007442 | 618.2375 | 0.0087791 | 778.6815 | 0.0075206 | 620.8567 | 0.0011167 | 778.6815 | 0.0199 | 620.8567 | 0.00022204 | 773.44 | 0.0002399 | 618.2375 | 0.016119 | 773.44 | 0.010125 | 773.44 | -0.0010202 | 620.8567 | 11.3435 | 620.8567 | 5.9508 | 618.2375 | 0.03037 | 778.6815 | 0.048841 | 922.8826 | 0.026323 | 778.6815 | 1.3599 | 922.4163 | 0.0009651 | 922.8826 | 3.5964 | 620.8567 | 0.54629
| 618.3572 | 0 | 778.9184 | -0.039645 | 618.3572 | 0 | 778.9184 | -0.035871 | 620.9764 | 0 | 778.9184 | -0.027628 | 620.9764 | 0.00046437 | 773.68 | -0.00071969 | 618.3572 | 0.0087922 | 773.68 | -0.00070865 | 773.68 | -0.0065293 | 620.9764 | 11.4633 | 620.9764 | 6.0312 | 618.3572 | 0 | 778.9184 | 0.034155 | 923.0506 | 0.021059 | 778.9184 | 1.3477 | 922.5849 | 0 | 923.0506 | 3.611 | 620.9764 | 0.54767
| 618.4769 | 0.0121 | 779.1554 | 0.0062064 | 618.4769 | 0.011463 | 779.1554 | 0.009668 | 621.0961 | 0.00082547 | 779.1554 | 0.019201 | 621.0961 | 0.00024588 | 773.92 | 0.0064771 | 618.4769 | 0.010835 | 773.92 | 0.0072128 | 773.92 | -0.0017853 | 621.0961 | 11.5475 | 621.0961 | 6.1039 | 618.4769 | 0.024971 | 779.1554 | 0.056286 | 923.2186 | 0.020106 | 779.1554 | 1.3602 | 922.7535 | 0.00053624 | 923.2186 | 3.6192 | 621.0961 | 0.54532
| 618.5965 | 0 | 779.3923 | -0.014341 | 618.5965 | 0 | 779.3923 | -0.055543 | 621.2158 | 0 | 779.3923 | -0.029132 | 621.2158 | 0.00048785 | 774.15 | -0.0035984 | 618.5965 | 0.0048846 | 774.15 | -0.00047565 | 774.15 | 0.00096913 | 621.2158 | 11.6671 | 621.2158 | 6.2069 | 618.5965 | 0 | 779.3923 | 0.033863 | 923.3867 | 0.015975 | 779.3923 | 1.3916 | 922.9221 | 0 | 923.3867 | 3.6294 | 621.2158 | 0.5471
| 618.7162 | 0.005004 | 779.6293 | -0.01178 | 618.7162 | 0.0072884 | 779.6293 | 0.022301 | 621.3356 | 0.00024284 | 779.6293 | 0.01435 | 621.3356 | 0.00024364 | 774.39 | -0.015113 | 618.7162 | 0.019005 | 774.39 | -0.00059213 | 774.39 | -0.0031625 | 621.3356 | 11.7868 | 621.3356 | 6.295 | 618.7162 | 0.018132 | 779.6293 | 0.042788 | 923.5547 | 0.030907 | 779.6293 | 1.438 | 923.0907 | 0.00053624 | 923.5547 | 3.6337 | 621.3356 | 0.54652
| 618.836 | 0 | 779.8663 | -0.027837 | 618.836 | 0 | 779.8663 | -0.046675 | 621.4553 | 0 | 779.8663 | -0.030885 | 621.4553 | 0.00046009 | 774.63 | 0.0093559 | 618.836 | 0.010568 | 774.63 | -0.0032714 | 774.63 | -0.0048458 | 621.4553 | 11.921 | 621.4553 | 6.3914 | 618.836 | 0 | 779.8663 | 0.037202 | 923.7227 | 0.01829 | 779.8663 | 1.4775 | 923.2593 | 0 | 923.7227 | 3.6403 | 621.4553 | 0.54652
| 618.9557 | 0.0098778 | 780.1033 | 0.039742 | 618.9557 | 0.0091104 | 780.1033 | 0.016856 | 621.5751 | 0.00024284 | 780.1033 | 0.024163 | 621.5751 | 0.00021905 | 774.86 | 0.0064771 | 618.9557 | 0.015364 | 774.86 | 0.00033976 | 774.86 | 0.0093854 | 621.5751 | 12.0101 | 621.5751 | 6.4768 | 618.9557 | 0.025646 | 780.1033 | 0.044322 | 923.8907 | 0.022329 | 780.1033 | 1.4699 | 923.428 | 0.00053624 | 923.8907 | 3.6412 | 621.5751 | 0.54302
| 619.0754 | 0 | 780.3403 | -0.013422 | 619.0754 | 0 | 780.3403 | -0.024544 | 621.6948 | 0 | 780.3403 | -0.031035 | 621.6948 | 0.00046326 | 775.1 | -0.02375 | 619.0754 | 0.0039922 | 775.1 | -0.0016406 | 775.1 | 0.00081613 | 621.6948 | 12.1043 | 621.6948 | 6.5875 | 619.0754 | 0 | 780.3403 | 0.032094 | 924.0587 | 0.01534 | 780.3403 | 1.4908 | 923.5966 | 0 | 924.0587 | 3.649 | 621.6948 | 0.54268
| 619.1951 | 0.017286 | 780.5773 | -0.032845 | 619.1951 | 0.013087 | 780.5773 | -0.0056775 | 621.8145 | 0.00053406 | 780.5773 | 0.017959 | 621.8145 | 0.00025072 | 775.34 | 0.002159 | 619.1951 | 0.024156 | 775.34 | -0.0047858 | 775.34 | -0.0051518 | 621.8145 | 12.1717 | 621.8145 | 6.6952 | 619.1951 | 0.037119 | 780.5773 | 0.038588 | 924.2267 | 0.020106 | 780.5773 | 1.5123 | 923.7652 | 0.0007506 | 924.2267 | 3.6523 | 621.8145 | 0.54199
| 619.3149 | 0 | 780.8144 | -0.023264 | 619.3149 | 0 | 780.8144 | -0.039377 | 621.9343 | 0 | 780.8144 | -0.03643 | 621.9343 | 0.00049213 | 775.57 | 0.016073 | 619.3149 | 0.017096 | 775.57 | 0.0024366 | 775.57 | -0.0051518 | 621.9343 | 12.257 | 621.9343 | 6.8095 | 619.3149 | 0 | 780.8144 | 0.033879 | 924.3948 | 0.016339 | 780.8144 | 1.5198 | 923.9339 | 0 | 924.3948 | 3.6632 | 621.9343 | 0.54055
| 619.4346 | 0.0045602 | 781.0514 | -0.027442 | 619.4346 | 0.01175 | 781.0514 | 0.0083006 | 622.054 | 0.00053406 | 781.0514 | 0.018427 | 622.054 | 0.00024755 | 775.81 | 0.017512 | 619.4346 | 0.014343 | 775.81 | 0.0048828 | 775.81 | 0.017955 | 622.054 | 12.3349 | 622.054 | 6.9081 | 619.4346 | 0.025646 | 781.0514 | 0.044435 | 924.5628 | 0.026959 | 781.0514 | 1.5773 | 924.1025 | 0.00053624 | 924.5628 | 3.6729 | 622.054 | 0.5386
| 619.5544 | 0 | 781.2884 | 0.007728 | 619.5544 | 0 | 781.2884 | -0.043313 | 622.1738 | 0 | 781.2884 | -0.026148 | 622.1738 | 0.00046978 | 776.05 | 0.0093559 | 619.5544 | 0.0092807 | 776.05 | -0.0018735 | 776.05 | -0.0091305 | 622.1738 | 12.4464 | 622.1738 | 7.0167 | 619.5544 | 0 | 781.2884 | 0.032706 | 924.7308 | 0.018971 | 781.2884 | 1.588 | 924.2711 | 0 | 924.7308 | 3.6904 | 622.1738 | 0.53849
| 619.6741 | 0.0089723 | 781.5255 | 0.018192 | 619.6741 | 0.011081 | 781.5255 | 0.023861 | 622.2935 | 0.0011167 | 781.5255 | 0.021529 | 622.2935 | 0.00022688 | 776.29 | 0.037664 | 619.6741 | 0.015719 | 776.29 | 0.0018541 | 776.29 | 0.0057129 | 622.2935 | 12.5361 | 622.2935 | 7.1101 | 619.6741 | 0.037119 | 781.5255 | 0.048841 | 924.8989 | 0.024735 | 781.5255 | 1.6228 | 924.4398 | 0.00053624 | 924.8989 | 3.7096 | 622.2935 | 0.53901
| 619.7939 | 0 | 781.7625 | -0.027371 | 619.7939 | 0 | 781.7625 | -0.038279 | 622.4133 | 0 | 781.7625 | -0.031182 | 622.4133 | 0.00046959 | 776.52 | -0.0055175 | 619.7939 | 0.0063943 | 776.52 | 0.0082607 | 776.52 | -0.0033155 | 622.4133 | 12.642 | 622.4133 | 7.2042 | 619.7939 | 0 | 781.7625 | 0.028448 | 925.0669 | 0.020106 | 781.7625 | 1.6465 | 924.6084 | 0 | 925.0669 | 3.7329 | 622.4133 | 0.54182
| 619.9137 | 0.0066309 | 781.9996 | -0.010118 | 619.9137 | 0.013087 | 781.9996 | 0.018195 | 622.533 | 0.00082547 | 781.9996 | 0.018344 | 622.533 | 0.0002442 | 776.76 | 0.0064771 | 619.9137 | 0.015586 | 776.76 | 0.0052322 | 776.76 | 0.0040296 | 622.533 | 12.7485 | 622.533 | 7.2868 | 619.9137 | 0.037569 | 781.9996 | 0.039102 | 925.2349 | 0.017473 | 781.9996 | 1.6666 | 924.7771 | 0.0009651 | 925.2349 | 3.7541 | 622.533 | 0.54222
| 620.0335 | 0 | 782.2367 | -0.01774 | 620.0335 | 0 | 782.2367 | -0.026187 | 622.6528 | 0 | 782.2367 | -0.033261 | 622.6528 | 0.00048878 | 777 | -0.017032 | 620.0335 | 0.013188 | 777 | -0.0060669 | 777 | 0.0028055 | 622.6528 | 12.9118 | 622.6528 | 7.3904 | 620.0335 | 0 | 782.2367 | 0.026122 | 925.403 | 0.023691 | 782.2367 | 1.6695 | 924.9457 | 0 | 925.403 | 3.777 | 622.6528 | 0.54348
| 620.1532 | 0.0057434 | 782.4738 | 0.0066849 | 620.1532 | 0.013947 | 782.4738 | 0.017498 | 622.7725 | 0.00024284 | 782.4738 | 0.014073 | 622.7725 | 0.00024644 | 777.23 | -0.00071969 | 620.1532 | 0.0075489 | 777.23 | -0.0031549 | 777.23 | -0.0025504 | 622.7725 | 13.0668 | 622.7725 | 7.4942 | 620.1532 | 0.03172 | 782.4738 | 0.036415 | 925.571 | 0.025461 | 782.4738 | 1.7123 | 925.1144 | 0.0007506 | 925.571 | 3.7871 | 622.7725 | 0.53981
| 620.2731 | 0 | 782.7109 | -0.016909 | 620.2731 | 0 | 782.7109 | -0.043211 | 622.8923 | 0 | 782.7109 | -0.029859 | 622.8923 | 0.00049734 | 777.47 | -0.032866 | 620.2731 | 0.011812 | 777.47 | -0.00199 | 777.47 | 0.0047948 | 622.8923 | 13.2081 | 622.8923 | 7.6087 | 620.2731 | 0 | 782.7109 | 0.029437 | 925.739 | 0.019062 | 782.7109 | 1.7539 | 925.283 | 0 | 925.739 | 3.7954 | 622.8923 | 0.53872
| 620.3929 | 0.0057434 | 782.948 | 0.0087133 | 620.3929 | 0.010794 | 782.948 | 0.0032388 | 623.0121 | 0.00082547 | 782.948 | 0.019628 | 623.0121 | 0.00025407 | 777.71 | 0.002159 | 620.3929 | 0.011812 | 777.71 | 0.0011552 | 777.71 | 0.019638 | 623.0121 | 13.2997 | 623.0121 | 7.7168 | 620.3929 | 0.044318 | 782.948 | 0.03723 | 925.9071 | 0.020968 | 782.948 | 1.7305 | 925.4517 | 0.0009651 | 925.9071 | 3.7882 | 623.0121 | 0.53551
| 620.5127 | 0 | 783.1851 | -0.0010852 | 620.5127 | 0 | 783.1851 | -0.070492 | 623.1318 | 0 | 783.1851 | -0.035566 | 623.1318 | 0.00045357 | 777.94 | -0.032385 | 620.5127 | 0.0068828 | 777.94 | -0.0042033 | 777.94 | -0.0031625 | 623.1318 | 13.3568 | 623.1318 | 7.831 | 620.5127 | 0 | 783.1851 | 0.018619 | 926.0751 | 0.022193 | 783.1851 | 1.7773 | 925.6204 | 0 | 926.0751 | 3.785 | 623.1318 | 0.53579
| 620.6325 | 0.0066309 | 783.4222 | 0.0040265 | 620.6325 | 0.010126 | 783.4222 | 0.01276 | 623.2516 | 0.0011167 | 783.4222 | 0.012626 | 623.2516 | 0.00020825 | 778.18 | -0.02327 | 620.6325 | 0.0087922 | 778.18 | -0.0028054 | 778.18 | 0.0078554 | 623.2516 | 13.3999 | 623.2516 | 7.9445 | 620.6325 | 0.032395 | 783.4222 | 0.032206 | 926.2432 | 0.020832 | 783.4222 | 1.8387 | 925.789 | 0.0007506 | 926.2432 | 3.7734 | 623.2516 | 0.53545
| 620.7523 | 0 | 783.6593 | -0.0042597 | 620.7523 | 0 | 783.6593 | -0.059454 | 623.3714 | 0 | 783.6593 | -0.032512 | 623.3714 | 0.00043979 | 778.42 | 0.010315 | 620.7523 | 0.0057727 | 778.42 | -0.0083969 | 778.42 | -0.0028565 | 623.3714 | 13.4396 | 623.3714 | 8.0646 | 620.7523 | 0 | 783.6593 | 0.026036 | 926.4112 | 0.020832 | 783.6593 | 1.848 | 925.9577 | 0 | 926.4112 | 3.7718 | 623.3714 | 0.53797
| 620.8722 | 0.0089723 | 783.8964 | -0.0044385 | 620.8722 | 0.00016566 | 783.8964 | 0.0012995 | 623.4911 | 0.00053406 | 783.8964 | 0.018846 | 623.4911 | 0.00024197 | 778.65 | -0.0079165 | 620.8722 | 0.010435 | 778.65 | -0.001757 | 778.65 | 0.0080083 | 623.4911 | 13.4948 | 623.4911 | 8.1742 | 620.8722 | 0.016445 | 783.8964 | 0.043603 | 926.5792 | 0.02891 | 783.8964 | 1.9039 | 926.1264 | 0.0007506 | 926.5792 | 3.7704 | 623.4911 | 0.53872
| 620.992 | 0 | 784.1336 | -0.044307 | 620.992 | 0 | 784.1336 | -0.045516 | 623.6109 | 0 | 784.1336 | -0.031926 | 623.6109 | 0.0004871 | 778.89 | -0.012714 | 620.992 | 0.010568 | 778.89 | -0.001524 | 778.89 | 0.0037236 | 623.6109 | 13.5712 | 623.6109 | 8.2838 | 620.992 | 0 | 784.1336 | 0.023227 | 926.7473 | 0.023282 | 784.1336 | 1.8792 | 926.295 | 0 | 926.7473 | 3.7761 | 623.6109 | 0.53906
| 621.1119 | 0.013747 | 784.3707 | -0.0063317 | 621.1119 | 0.016048 | 784.3707 | -0.0069417 | 623.7307 | 0.00053406 | 784.3707 | 0.014722 | 623.7307 | 0.00025445 | 779.13 | 0.0069569 | 621.1119 | 0.0079041 | 779.13 | -0.002223 | 779.13 | -0.012344 | 623.7307 | 13.6574 | 623.7307 | 8.3649 | 621.1119 | 0.02024 | 784.3707 | 0.030845 | 926.9153 | 0.018744 | 784.3707 | 1.9323 | 926.4637 | 0.00053624 | 926.9153 | 3.7795 | 623.7307 | 0.53608
| 621.2318 | 0 | 784.6079 | -0.010797 | 621.2318 | 0 | 784.6079 | -0.056924 | 623.8505 | 0 | 784.6079 | -0.031903 | 623.8505 | 0.00046568 | 779.37 | -0.014154 | 621.2318 | 0.0095471 | 779.37 | -0.013406 | 779.37 | -0.00607 | 623.8505 | 13.7592 | 623.8505 | 8.4514 | 621.2318 | 0 | 784.6079 | 0.010468 | 927.0834 | 0.0236 | 784.6079 | 1.9526 | 926.6324 | 0 | 927.0834 | 3.7867 | 623.8505 | 0.53419
| 621.3516 | 0.0038207 | 784.845 | 0.005571 | 621.3516 | 0.0029816 | 784.845 | 0.00020371 | 623.9702 | 0.00082547 | 784.845 | 0.013952 | 623.9702 | 0.00021328 | 779.6 | 0.010315 | 621.3516 | 0.010568 | 779.6 | -0.010377 | 779.6 | -0.0068351 | 623.9702 | 13.8562 | 623.9702 | 8.5189 | 621.3516 | 0.013915 | 784.845 | 0.034072 | 927.2514 | 0.021467 | 784.845 | 1.9895 | 926.8011 | 0.00053624 | 927.2514 | 3.7907 | 623.9702 | 0.52908
| 621.4715 | 0 | 785.0822 | -0.028897 | 621.4715 | 0 | 785.0822 | -0.071901 | 624.09 | 0 | 785.0822 | -0.027473 | 624.09 | 0.0004519 | 779.84 | -0.044379 | 621.4715 | 0.012078 | 779.84 | -0.00094161 | 779.84 | 0.0015813 | 624.09 | 13.9676 | 624.09 | 8.6201 | 621.4715 | 0 | 785.0822 | 0.02413 | 927.4195 | 0.02124 | 785.0822 | 1.9899 | 926.9698 | 0 | 927.4195 | 3.8039 | 624.09 | 0.5296
| 621.5914 | 0.0083961 | 785.3194 | 0.0027489 | 621.5914 | 0.01175 | 785.3194 | 0.022784 | 624.2098 | 0.00053406 | 785.3194 | 0.016598 | 624.2098 | 0.00023861 | 780.08 | -0.0016793 | 621.5914 | 0.014742 | 780.08 | -0.006999 | 780.08 | -0.0065293 | 624.2098 | 14.0576 | 624.2098 | 8.7058 | 621.5914 | 0.049267 | 785.3194 | 0.028807 | 927.5876 | 0.024326 | 785.3194 | 2.0357 | 927.1385 | 0.0007506 | 927.5876 | 3.8183 | 624.2098 | 0.52461
| 621.7113 | 0 | 785.5566 | 0.00028125 | 621.7113 | 0 | 785.5566 | -0.024959 | 624.3296 | 0 | 785.5566 | -0.029748 | 624.3296 | 0.00046177 | 780.31 | -0.0002399 | 621.7113 | 0.0074157 | 780.31 | 0.0053486 | 780.31 | -0.00607 | 624.3296 | 14.1023 | 624.3296 | 8.8089 | 621.7113 | 0 | 785.5566 | 0.014612 | 927.7556 | 0.023782 | 785.5566 | 2.0467 | 927.3071 | 0 | 927.7556 | 3.8397 | 624.3296 | 0.52311
| 621.8312 | 0.0039686 | 785.7938 | 0.0087047 | 621.8312 | 0.017195 | 785.7938 | 0.013445 | 624.4494 | 0.00024284 | 785.7938 | 0.018709 | 624.4494 | 0.00022297 | 780.55 | -0.014154 | 621.8312 | 0.0052842 | 780.55 | 0.0023201 | 780.55 | 0.011528 | 624.4494 | 14.0882 | 624.4494 | 8.883 | 621.8312 | 0.0092767 | 785.7938 | 0.024279 | 927.9237 | 0.021694 | 785.7938 | 2.1019 | 927.4758 | 0.00053624 | 927.9237 | 3.8547 | 624.4494 | 0.51864
| 621.9511 | 0 | 786.031 | -0.021658 | 621.9511 | 0 | 786.031 | -0.080654 | 624.5692 | 0 | 786.031 | -0.033407 | 624.5692 | 0.00048524 | 780.79 | 0.011275 | 621.9511 | 0.011057 | 780.79 | -0.0073485 | 780.79 | -0.0014792 | 624.5692 | 14.0724 | 624.5692 | 8.9836 | 621.9511 | 0 | 786.031 | 0.022073 | 928.0917 | 0.021785 | 786.031 | 2.1269 | 927.6445 | 0 | 928.0917 | 3.8747 | 624.5692 | 0.52128
| 622.071 | 0.014899 | 786.2682 | 0.015706 | 622.071 | 0.0036442 | 786.2682 | 0.02983 | 624.689 | 0.00053406 | 786.2682 | 0.015595 | 624.689 | 0.00026413 | 781.02 | -0.02375 | 622.071 | 0.015719 | 781.02 | -0.011193 | 781.02 | -0.0080593 | 624.689 | 14.0521 | 624.689 | 9.0869 | 622.071 | 0.041393 | 786.2682 | 0.030449 | 928.2598 | 0.022738 | 786.2682 | 2.1614 | 927.8132 | 0.00053624 | 928.2598 | 3.8843 | 624.689 | 0.5234
| 622.191 | 0 | 786.5054 | -0.054072 | 622.191 | 0 | 786.5054 | -0.037635 | 624.8088 | 0 | 786.5054 | -0.033473 | 624.8088 | 0.00050181 | 781.26 | -0.0064771 | 622.191 | 0.0063943 | 781.26 | -0.00059213 | 781.26 | 0.0029585 | 624.8088 | 14.0507 | 624.8088 | 9.2187 | 622.191 | 0 | 786.5054 | 0.018358 | 928.4279 | 0.018971 | 786.5054 | 2.1718 | 927.9819 | 0 | 928.4279 | 3.8959 | 624.8088 | 0.52753
| 622.3109 | 0.0083961 | 786.7427 | 0.0078614 | 622.3109 | 0.015284 | 786.7427 | -0.012108 | 624.9286 | 0.00053406 | 786.7427 | 0.011137 | 624.9286 | 0.00023973 | 781.5 | -0.014634 | 622.3109 | 0.012567 | 781.5 | 0.0015046 | 781.5 | 0.0051009 | 624.9286 | 14.0291 | 624.9286 | 9.3402 | 622.3109 | 0.014337 | 786.7427 | 0.024888 | 928.5959 | 0.018835 | 786.7427 | 2.2122 | 928.1506 | 0.00032174 | 928.5959 | 3.8953 | 624.9286 | 0.52615
| 622.4308 | 0 | 786.9799 | -0.021291 | 622.4308 | 0 | 786.9799 | -0.046629 | 625.0484 | 0 | 786.9799 | -0.034284 | 625.0484 | 0.00045674 | 781.74 | -0.027587 | 622.4308 | 0.014565 | 781.74 | -0.011309 | 781.74 | -0.0066822 | 625.0484 | 14.0394 | 625.0484 | 9.462 | 622.4308 | 0 | 786.9799 | 0.023835 | 928.764 | 0.018517 | 786.9799 | 2.2096 | 928.3193 | 0 | 928.764 | 3.9069 | 625.0484 | 0.52506
| 622.5508 | 0.010619 | 787.2172 | 0.0041247 | 622.5508 | 0.0089448 | 787.2172 | 0.015985 | 625.1682 | 0.00082547 | 787.2172 | 0.023357 | 625.1682 | 0.00021943 | 781.97 | -0.024228 | 622.5508 | 0.019405 | 781.97 | -0.0011746 | 781.97 | -0.007294 | 625.1682 | 14.0493 | 625.1682 | 9.5742 | 622.5508 | 0.02857 | 787.2172 | 0.020536 | 928.9321 | 0.018517 | 787.2172 | 2.267 | 928.4881 | 0.0009651 | 928.9321 | 3.9139 | 625.1682 | 0.52139
| 622.6707 | 0 | 787.4544 | -0.024556 | 622.6707 | 0 | 787.4544 | -0.089786 | 625.288 | 0 | 787.4544 | -0.036958 | 625.288 | 0.00044444 | 782.21 | -0.002159 | 622.6707 | 0.0095471 | 782.21 | 0.00057274 | 782.21 | 0.0020403 | 625.288 | 14.0738 | 625.288 | 9.6909 | 622.6707 | 0 | 787.4544 | 0.014114 | 929.1001 | 0.028184 | 787.4544 | 2.269 | 928.6568 | 0 | 929.1001 | 3.9308 | 625.288 | 0.51887
| 622.7907 | 0.0083961 | 787.6917 | 0.0037708 | 622.7907 | 0.0074539 | 787.6917 | 0.015262 | 625.4078 | 0.00053406 | 787.6917 | 0.020378 | 625.4078 | 0.00022632 | 782.45 | -0.0031186 | 622.7907 | 0.014343 | 782.45 | -0.0018735 | 782.45 | -0.0019383 | 625.4078 | 14.0717 | 625.4078 | 9.7761 | 622.7907 | 0.038469 | 787.6917 | 0.027505 | 929.2682 | 0.026505 | 787.6917 | 2.3197 | 928.8255 | 0.00053624 | 929.2682 | 3.9381 | 625.4078 | 0.51479
| 622.9107 | 0 | 787.9289 | -0.026014 | 622.9107 | 0 | 787.9289 | -0.026326 | 625.5276 | 0 | 787.9289 | -0.030761 | 625.5276 | 0.00044724 | 782.68 | -0.0016793 | 622.9107 | 0.013055 | 782.68 | -0.012241 | 782.68 | -0.0080593 | 625.5276 | 14.0638 | 625.5276 | 9.874 | 622.9107 | 0 | 787.9289 | 0.019735 | 929.4363 | 0.023872 | 787.9289 | 2.3391 | 928.9942 | 0 | 929.4363 | 3.9443 | 625.5276 | 0.51164
| 623.0307 | 0.011689 | 788.1662 | 0.026415 | 623.0307 | 0.0081166 | 788.1662 | 0.043911 | 625.6474 | 0.00053406 | 788.1662 | 0.017005 | 625.6474 | 0.00022297 | 782.92 | 0.019431 | 623.0307 | 0.0093251 | 782.92 | -0.0031549 | 782.92 | 0.0046418 | 625.6474 | 14.0284 | 625.6474 | 9.965 | 623.0307 | 0.046343 | 788.1662 | 0.023781 | 929.6044 | 0.017882 | 788.1662 | 2.4058 | 929.1629 | 0.0007506 | 929.6044 | 3.941 | 625.6474 | 0.51038
| 623.1507 | 0 | 788.4035 | -0.012029 | 623.1507 | 0 | 788.4035 | -0.047235 | 625.7672 | 0 | 788.4035 | -0.031334 | 625.7672 | 0.00042768 | 783.16 | 0.027109 | 623.1507 | 0.0058615 | 783.16 | -0.002223 | 783.16 | -0.0057639 | 625.7672 | 13.9919 | 625.7672 | 10.1033 | 623.1507 | 0 | 788.4035 | 0.011805 | 929.7725 | 0.031452 | 788.4035 | 2.4328 | 929.3317 | 0 | 929.7725 | 3.9462 | 625.7672 | 0.51118
| 623.2707 | 0.003525 | 788.6408 | 0.0061608 | 623.2707 | 0.01175 | 788.6408 | 0.00046918 | 625.887 | 0.00082547 | 788.6408 | 0.022004 | 625.887 | 0.00020639 | 783.4 | -0.011275 | 623.2707 | 0.0072824 | 783.4 | -0.0010581 | 783.4 | 0.0057129 | 625.887 | 13.9226 | 625.887 | 10.2149 | 623.2707 | 0.041843 | 788.6408 | 0.025666 | 929.9405 | 0.028729 | 788.6408 | 2.4488 | 929.5004 | 0.0007506 | 929.9405 | 3.9558 | 625.887 | 0.51204
| 623.3907 | 0 | 788.8781 | -0.038929 | 623.3907 | 0 | 788.8781 | -0.066561 | 626.0068 | 0 | 788.8781 | -0.039408 | 626.0068 | 0.00042507 | 783.63 | -0.004558 | 623.3907 | 0.007016 | 783.63 | 0.0066302 | 783.63 | -0.0046928 | 626.0068 | 13.8617 | 626.0068 | 10.3447 | 623.3907 | 0 | 788.8781 | 0.0089731 | 930.1086 | 0.021286 | 788.8781 | 2.4867 | 929.6691 | 0 | 930.1086 | 3.9756 | 626.0068 | 0.51548
| 623.5107 | 0.010454 | 789.1154 | -0.007403 | 623.5107 | 0.0062945 | 789.1154 | 0.013289 | 626.1267 | 0.00053406 | 789.1154 | 0.015711 | 626.1267 | 0.00021999 | 783.87 | 0.0002399 | 623.5107 | 0.015586 | 783.87 | 0.0012716 | 783.87 | 0.0073959 | 626.1267 | 13.7889 | 626.1267 | 10.4298 | 623.5107 | 0.0042167 | 789.1154 | 0.024438 | 930.2767 | 0.023963 | 789.1154 | 2.5483 | 929.8379 | 0.0007506 | 930.2767 | 3.9897 | 626.1267 | 0.51537
| 623.6307 | 0 | 789.3528 | 0.0071082 | 623.6307 | 0 | 789.3528 | -0.040054 | 626.2465 | 0 | 789.3528 | -0.029902 | 626.2465 | 0.00045096 | 784.11 | 0.004558 | 623.6307 | 0.011545 | 784.11 | -0.0072322 | 784.11 | 0.013517 | 626.2465 | 13.7623 | 626.2465 | 10.5564 | 623.6307 | 0 | 789.3528 | 0.020288 | 930.4448 | 0.030862 | 789.3528 | 2.5467 | 930.0066 | 0 | 930.4448 | 4.0067 | 626.2465 | 0.51445
| 623.7508 | 0.014734 | 789.5901 | -0.00052987 | 623.7508 | 0.013374 | 789.5901 | 0.015816 | 626.3663 | 0.0011167 | 789.5901 | 0.013468 | 626.3663 | 0.00023247 | 784.34 | 0.004558 | 623.7508 | 0.0061723 | 784.34 | -0.0012911 | 784.34 | -0.00025504 | 626.3663 | 13.7394 | 626.3663 | 10.6643 | 623.7508 | 0.045218 | 789.5901 | 0.025685 | 930.6129 | 0.024735 | 789.5901 | 2.582 | 930.1753 | 0.00032174 | 930.6129 | 4.0187 | 626.3663 | 0.51003
| 623.8708 | 0 | 789.8274 | -0.020961 | 623.8708 | 0 | 789.8274 | -0.0095077 | 626.4861 | 0 | 789.8274 | -0.034373 | 626.4861 | 0.00047835 | 784.58 | -0.0035984 | 623.8708 | 0.013943 | 784.58 | -0.0049022 | 784.58 | -0.0017853 | 626.4861 | 13.7517 | 626.4861 | 10.8194 | 623.8708 | 0 | 789.8274 | 0.0099087 | 930.781 | 0.018835 | 789.8274 | 2.6212 | 930.3441 | 0 | 930.781 | 4.039 | 626.4861 | 0.50986
| 623.9908 | 0.011195 | 790.0648 | -0.0037698 | 623.9908 | 0.0029816 | 790.0648 | -0.023841 | 626.606 | 0.00053406 | 790.0648 | 0.019856 | 626.606 | 0.00024755 | 784.82 | 0.015113 | 623.9908 | 0.01159 | 784.82 | -0.0046693 | 784.82 | -0.0007141 | 626.606 | 13.7234 | 626.606 | 10.9315 | 623.9908 | 0.038019 | 790.0648 | 0.021303 | 930.9491 | 0.023373 | 790.0648 | 2.6539 | 930.5128 | 0.0007506 | 930.9491 | 4.0539 | 626.606 | 0.50871
| 624.1109 | 0 | 790.3021 | -0.01939 | 624.1109 | 0 | 790.3021 | -0.046608 | 626.7258 | 0 | 790.3021 | -0.033619 | 626.7258 | 0.00048915 | 785.06 | -0.017032 | 624.1109 | 0.011679 | 785.06 | 0.0016211 | 785.06 | -0.0030095 | 626.7258 | 13.6689 | 626.7258 | 11.0665 | 624.1109 | 0 | 790.3021 | 0.013137 | 931.1172 | 0.021558 | 790.3021 | 2.685 | 930.6816 | 0 | 931.1172 | 4.0703 | 626.7258 | 0.51049
| 624.231 | 0.0054477 | 790.5395 | 0.0033428 | 624.231 | 0.018055 | 790.5395 | 0.031938 | 626.8456 | 0.00053406 | 790.5395 | 0.018118 | 626.8456 | 0.00024495 | 785.29 | 0.017032 | 624.231 | 0.0076821 | 785.29 | 0.0056981 | 785.29 | 0.0043357 | 626.8456 | 13.5574 | 626.8456 | 11.1741 | 624.231 | 0.0096983 | 790.5395 | 0.020402 | 931.2853 | 0.0236 | 790.5395 | 2.7707 | 930.8503 | 0.0007506 | 931.2853 | 4.0804 | 626.8456 | 0.50797
| 624.351 | 0 | 790.7769 | -0.026232 | 624.351 | 0 | 790.7769 | -0.075445 | 626.9655 | 0 | 790.7769 | -0.034921 | 626.9655 | 0.00049399 | 785.53 | -0.0083963 | 624.351 | 0.00071442 | 785.53 | -0.00094161 | 785.53 | -0.0040807 | 626.9655 | 13.4636 | 626.9655 | 11.3009 | 624.351 | 0 | 790.7769 | 0.020906 | 931.4534 | 0.019879 | 790.7769 | 2.7379 | 931.0191 | 0 | 931.4534 | 4.0962 | 626.9655 | 0.50952
| 624.4711 | 0 | 791.0142 | -0.0074442 | 624.4711 | 0.014042 | 791.0142 | 0.016497 | 627.0853 | 0.00082547 | 791.0142 | 0.017038 | 627.0853 | 0.00025202 | 785.77 | -0.004558 | 624.4711 | 0.0047513 | 785.77 | 0.0097755 | 785.77 | -0.0019383 | 627.0853 | 13.3598 | 627.0853 | 11.4265 | 624.4711 | 0.0054816 | 791.0142 | 0.030305 | 931.6214 | 0.018517 | 791.0142 | 2.8034 | 931.1878 | 0.00053624 | 931.6214 | 4.1097 | 627.0853 | 0.5055
| 624.5912 | 0 | 791.2516 | -0.020279 | 624.5912 | 0 | 791.2516 | -0.074706 | 627.2051 | 0 | 791.2516 | -0.039513 | 627.2051 | 0.00046177 | 786 | -0.0026388 | 624.5912 | 0.0058615 | 786 | -0.00094161 | 786 | -0.012803 | 627.2051 | 13.2697 | 627.2051 | 11.5575 | 624.5912 | 0 | 791.2516 | 0.011349 | 931.7895 | 0.027503 | 791.2516 | 2.823 | 931.3566 | 0 | 931.7895 | 4.1265 | 627.2051 | 0.50619
| 624.7113 | 0.012512 | 791.489 | 0.0049297 | 624.7113 | 0.011272 | 791.489 | -0.017871 | 627.325 | 0.00053406 | 791.489 | 0.012422 | 627.325 | 0.00021514 | 786.24 | -0.041501 | 624.7113 | 0.010568 | 786.24 | -0.0039703 | 786.24 | -0.0039276 | 627.325 | 13.1504 | 627.325 | 11.6806 | 624.7113 | 0.014337 | 791.489 | 0.0087089 | 931.9576 | 0.029546 | 791.489 | 2.8944 | 931.5253 | 0.00032174 | 931.9576 | 4.1318 | 627.325 | 0.5008
| 624.8314 | 0 | 791.7264 | -0.0053589 | 624.8314 | 0 | 791.7264 | -0.033934 | 627.4448 | 0 | 791.7264 | -0.032017 | 627.4448 | 0.00046847 | 786.48 | -0.018472 | 624.8314 | 0.0081705 | 786.48 | -0.001524 | 786.48 | -0.007294 | 627.4448 | 13.0563 | 627.4448 | 11.7971 | 624.8314 | 0 | 791.7264 | 0.02377 | 932.1258 | 0.020015 | 791.7264 | 2.9422 | 931.6941 | 0 | 932.1258 | 4.1389 | 627.4448 | 0.50303
| 624.9515 | 0.0081099 | 791.9638 | 0.0013927 | 624.9515 | 0.0091104 | 791.9638 | 0.015526 | 627.5647 | 0.00082547 | 791.9638 | 0.017713 | 627.5647 | 0.00025855 | 786.72 | 0.024228 | 624.9515 | 0.007016 | 786.72 | -0.0029219 | 786.72 | 0.0078554 | 627.5647 | 12.9562 | 627.5647 | 11.8909 | 624.9515 | 0 | 791.9638 | 0.020889 | 932.2939 | 0.019652 | 791.9638 | 2.9351 | 931.8629 | 0.0007506 | 932.2939 | 4.136 | 627.5647 | 0.49999
| 625.0716 | 0 | 792.2013 | -0.028727 | 625.0716 | 0 | 792.2013 | -0.06985 | 627.6845 | 0 | 792.2013 | -0.039633 | 627.6845 | 0.000464 | 786.95 | -0.0069569 | 625.0716 | 0.0057727 | 786.95 | -0.0011746 | 786.95 | 0.0012752 | 627.6845 | 12.8734 | 627.6845 | 12.0094 | 625.0716 | 0 | 792.2013 | 0.010875 | 932.462 | 0.023056 | 792.2013 | 2.9549 | 932.0316 | 0 | 932.462 | 4.1396 | 627.6845 | 0.50223
| 625.1918 | 0.00041907 | 792.4387 | -0.0064986 | 625.1918 | 0.014902 | 792.4387 | 0.041591 | 627.8044 | 0.00053406 | 792.4387 | 0.015027 | 627.8044 | 0.0002103 | 787.19 | -0.02135 | 625.1918 | 0.013588 | 787.19 | -0.0045528 | 787.19 | 0.00096913 | 627.8044 | 12.7561 | 627.8044 | 12.1186 | 625.1918 | 0.045218 | 792.4387 | 0.020676 | 932.6301 | 0.027776 | 792.4387 | 3.0586 | 932.2004 | 0.0011796 | 932.6301 | 4.1351 | 627.8044 | 0.49776
| 625.3119 | 0 | 792.6761 | -0.036815 | 625.3119 | 0 | 792.6761 | -0.080092 | 627.9242 | 0 | 792.6761 | -0.040164 | 627.9242 | 0.00043792 | 787.43 | 0.0026388 | 625.3119 | 0.001975 | 787.43 | -0.005368 | 787.43 | -0.0069881 | 627.9242 | 12.6599 | 627.9242 | 12.2636 | 625.3119 | 0 | 792.6761 | 0.0098204 | 932.7982 | 0.0177 | 792.6761 | 3.0507 | 932.3692 | 0 | 932.7982 | 4.1382 | 627.9242 | 0.49747
| 625.4321 | 0.0083961 | 792.9136 | -0.019435 | 625.4321 | 0.014902 | 792.9136 | -0.022851 | 628.0441 | 0.00053406 | 792.9136 | 0.011413 | 628.0441 | 0.0002306 | 787.67 | -0.032866 | 625.4321 | 0.0095471 | 787.67 | -0.0075817 | 787.67 | 0.0012752 | 628.0441 | 12.5297 | 628.0441 | 12.3642 | 625.4321 | 0.02947 | 792.9136 | 0.014056 | 932.9663 | 0.022829 | 792.9136 | 3.0665 | 932.538 | 0.0007506 | 932.9663 | 4.1356 | 628.0441 | 0.49426
| 625.5522 | 0 | 793.151 | -0.0011469 | 625.5522 | 0 | 793.151 | -0.046367 | 628.1639 | 0 | 793.151 | -0.031458 | 628.1639 | 0.00045096 | 787.9 | -0.010795 | 625.5522 | 0.0058615 | 787.9 | -0.0052516 | 787.9 | 0.0011222 | 628.1639 | 12.4068 | 628.1639 | 12.4776 | 625.5522 | 0 | 793.151 | 0.0094624 | 933.1344 | 0.024009 | 793.151 | 3.1418 | 932.7067 | 0 | 933.1344 | 4.1433 | 628.1639 | 0.49621
| 625.6724 | 0.0069267 | 793.3885 | -0.000626 | 625.6724 | 0.010126 | 793.3885 | 0.035279 | 628.2838 | 0.00053406 | 793.3885 | 0.02188 | 628.2838 | 0.00022129 | 788.14 | -0.0083963 | 625.6724 | 0.012345 | 788.14 | 0.0058149 | 788.14 | -0.00056109 | 628.2838 | 12.2422 | 628.2838 | 12.5738 | 625.6724 | 0.01265 | 793.3885 | 0.012649 | 933.3025 | 0.020332 | 793.3885 | 3.2031 | 932.8755 | 0.00053624 | 933.3025 | 4.1444 | 628.2838 | 0.4915
| 625.7925 | 0 | 793.6259 | -0.026813 | 625.7925 | 0 | 793.6259 | -0.049869 | 628.4036 | 0 | 793.6259 | -0.031468 | 628.4036 | 0.00045748 | 788.38 | -0.013674 | 625.7925 | 0.0082593 | 788.38 | 0.00080569 | 788.38 | -0.0020913 | 628.4036 | 12.1088 | 628.4036 | 12.7058 | 625.7925 | 0 | 793.6259 | 0.01499 | 933.4706 | 0.021921 | 793.6259 | 3.2214 | 933.0443 | 0 | 933.4706 | 4.1522 | 628.4036 | 0.49236
| 625.9127 | 0.0054477 | 793.8634 | -0.010583 | 625.9127 | 0.018723 | 793.8634 | -0.009475 | 628.5235 | 0.00082547 | 793.8634 | 0.018543 | 628.5235 | 0.00024029 | 788.61 | -0.0083963 | 625.9127 | 0.012833 | 788.61 | -0.0029219 | 788.61 | -0.0027035 | 628.5235 | 11.9662 | 628.5235 | 12.7968 | 625.9127 | 0.036669 | 793.8634 | 0.013762 | 933.6388 | 0.019561 | 793.8634 | 3.2261 | 933.2131 | 0.00053624 | 933.6388 | 4.1537 | 628.5235 | 0.48479
| 626.0329 | 0 | 794.1009 | -0.023949 | 626.0329 | 0 | 794.1009 | -0.04394 | 628.6434 | 0 | 794.1009 | -0.028319 | 628.6434 | 0.00046456 | 788.85 | -0.014154 | 626.0329 | 0.011323 | 788.85 | -0.007698 | 788.85 | -0.0039276 | 628.6434 | 11.8507 | 628.6434 | 12.9184 | 626.0329 | 0 | 794.1009 | 0.0099266 | 933.8069 | 0.02065 | 794.1009 | 3.2944 | 933.3819 | 0 | 933.8069 | 4.1609 | 628.6434 | 0.48685
| 626.1531 | 0.01103 | 794.3384 | -0.0014494 | 626.1531 | 0.013565 | 794.3384 | -0.012762 | 628.7632 | 0.00053406 | 794.3384 | 0.012025 | 628.7632 | 0.0002293 | 789.09 | 0.025668 | 626.1531 | 0.01159 | 789.09 | -0.0038538 | 789.09 | 0.00096913 | 628.7632 | 11.6942 | 628.7632 | 12.9999 | 626.1531 | 0.027446 | 794.3384 | 0.014282 | 933.975 | 0.038486 | 794.3384 | 3.3493 | 933.5507 | 0.0007506 | 933.975 | 4.1663 | 628.7632 | 0.48209
| 626.2733 | 0 | 794.5759 | -0.0047824 | 626.2733 | 0 | 794.5759 | -0.055803 | 628.8831 | 0 | 794.5759 | -0.03757 | 628.8831 | 0.00046437 | 789.33 | -0.015593 | 626.2733 | 0.0083926 | 789.33 | -0.002456 | 789.33 | -0.0051518 | 628.8831 | 11.5451 | 628.8831 | 13.1131 | 626.2733 | 0 | 794.5759 | 0.013551 | 934.1431 | 0.026187 | 794.5759 | 3.3593 | 933.7195 | 0 | 934.1431 | 4.1751 | 628.8831 | 0.48726
| 626.3935 | 0.0098778 | 794.8134 | -0.014781 | 626.3935 | 0.014616 | 794.8134 | 0.0086364 | 629.003 | 0.00082547 | 794.8134 | 0.021552 | 629.003 | 0.00024029 | 789.56 | -0.0059973 | 626.3935 | 0.015586 | 789.56 | -0.0025725 | 789.56 | -0.0023974 | 629.003 | 11.355 | 629.003 | 13.1819 | 626.3935 | 0.051067 | 794.8134 | 0.020713 | 934.3112 | 0.031361 | 794.8134 | 3.4362 | 933.8883 | 0.0007506 | 934.3112 | 4.1778 | 629.003 | 0.48479
| 626.5137 | 0 | 795.0509 | -0.027792 | 626.5137 | 0 | 795.0509 | -0.033105 | 629.1228 | 0 | 795.0509 | -0.028014 | 629.1228 | 0.00046829 | 789.8 | -0.030466 | 626.5137 | 0.0042442 | 789.8 | -0.0086301 | 789.8 | -0.0053048 | 629.1228 | 11.1779 | 629.1228 | 13.2835 | 626.5137 | 0 | 795.0509 | 0.015379 | 934.4794 | 0.026959 | 795.0509 | 3.4754 | 934.0571 | 0 | 934.4794 | 4.1836 | 629.1228 | 0.48783
| 626.6339 | 0.0095486 | 795.2884 | 0.012038 | 626.6339 | 0.018341 | 795.2884 | 0.026392 | 629.2427 | 0.0014081 | 795.2884 | 0.021945 | 629.2427 | 0.00022949 | 790.04 | 0.0026388 | 626.6339 | 0.013588 | 790.04 | 0.0088434 | 790.04 | -0.0085181 | 629.2427 | 10.9768 | 629.2427 | 13.3721 | 626.6339 | 0.049267 | 795.2884 | 0.013221 | 934.6475 | 0.02124 | 795.2884 | 3.5251 | 934.2259 | 0.00032174 | 934.6475 | 4.187 | 629.2427 | 0.48502
| 626.7542 | 0 | 795.526 | -0.006657 | 626.7542 | 0 | 795.526 | -0.024501 | 629.3626 | 0 | 795.526 | -0.029366 | 629.3626 | 0.00044835 | 790.28 | -0.011275 | 626.7542 | 0.0052398 | 790.28 | -0.0093286 | 790.28 | -0.0031625 | 629.3626 | 10.796 | 629.3626 | 13.4906 | 626.7542 | 0 | 795.526 | 0.010876 | 934.8156 | 0.022556 | 795.526 | 3.5377 | 934.3947 | 0 | 934.8156 | 4.2 | 629.3626 | 0.48571
| 626.8744 | 0.0042645 | 795.7635 | -0.010115 | 626.8744 | 0.010126 | 795.7635 | 0.064499 | 629.4825 | 0.00082547 | 795.7635 | 0.01357 | 629.4825 | 0.00021905 | 790.51 | 0.016073 | 626.8744 | 0.014076 | 790.51 | -0.00070865 | 790.51 | -0.00040807 | 629.4825 | 10.6001 | 629.4825 | 13.5989 | 626.8744 | 0.052642 | 795.7635 | 0.020814 | 934.9838 | 0.019243 | 795.7635 | 3.5837 | 934.5635 | 0.0007506 | 934.9838 | 4.2084 | 629.4825 | 0.48049
| 626.9947 | 0 | 796.0011 | -0.0053406 | 626.9947 | 0 | 796.0011 | -0.0605 | 629.6024 | 0 | 796.0011 | -0.032376 | 629.6024 | 0.00046363 | 790.75 | -0.018952 | 626.9947 | 0.0067496 | 790.75 | -0.0054848 | 790.75 | 0.0011222 | 629.6024 | 10.4254 | 629.6024 | 13.7241 | 626.9947 | 0 | 796.0011 | 0.014239 | 935.1519 | 0.025597 | 796.0011 | 3.7003 | 934.7323 | 0 | 935.1519 | 4.2173 | 629.6024 | 0.47791
| 627.1149 | 0.0087254 | 796.2386 | 0.016883 | 627.1149 | 0.015093 | 796.2386 | 0.030962 | 629.7222 | 0.00082547 | 796.2386 | 0.018937 | 629.7222 | 0.00025016 | 790.99 | -0.02183 | 627.1149 | 0.0090586 | 790.99 | -0.0018735 | 790.99 | -0.007294 | 629.7222 | 10.2211 | 629.7222 | 13.8202 | 627.1149 | 0.046343 | 796.2386 | 0.024402 | 935.32 | 0.021149 | 796.2386 | 3.7065 | 934.9011 | 0.0007506 | 935.32 | 4.2154 | 629.7222 | 0.47349
| 627.2352 | 0 | 796.4762 | -0.025241 | 627.2352 | 0 | 796.4762 | -0.041915 | 629.8421 | 0 | 796.4762 | -0.036718 | 629.8421 | 0.00048486 | 791.23 | -0.0098357 | 627.2352 | 0.016963 | 791.23 | -0.0061837 | 791.23 | -0.0042337 | 629.8421 | 10.029 | 629.8421 | 13.9049 | 627.2352 | 0 | 796.4762 | -0.00080382 | 935.4882 | 0.02419 | 796.4762 | 3.7509 | 935.0699 | 0 | 935.4882 | 4.2128 | 629.8421 | 0.47205
| 627.3555 | 0.003377 | 796.7138 | -0.0057482 | 627.3555 | 0.0097437 | 796.7138 | 0.015942 | 629.962 | 0.00053406 | 796.7138 | 0.019889 | 629.962 | 0.00024029 | 791.46 | -0.010315 | 627.3555 | 0.014742 | 791.46 | -0.0065332 | 791.46 | -0.00010202 | 629.962 | 9.8115 | 629.962 | 13.9614 | 627.3555 | 0.032845 | 796.7138 | 0.021082 | 935.6563 | 0.026096 | 796.7138 | 3.804 | 935.2388 | 0.0007506 | 935.6563 | 4.2076 | 629.962 | 0.46683
| 627.4757 | 0 | 796.9514 | -0.0062858 | 627.4757 | 0 | 796.9514 | -0.038856 | 630.0819 | 0 | 796.9514 | -0.030015 | 630.0819 | 0.00045786 | 791.7 | -0.020872 | 627.4757 | 0.0076377 | 791.7 | -0.0046693 | 791.7 | 0.00081613 | 630.0819 | 9.6133 | 630.0819 | 14.009 | 627.4757 | 0 | 796.9514 | 0.009437 | 935.8244 | 0.020106 | 796.9514 | 3.8174 | 935.4076 | 0 | 935.8244 | 4.2132 | 630.0819 | 0.4662
| 627.596 | 0.0063351 | 797.1889 | 0.012523 | 627.596 | 0.013087 | 797.1889 | 0.010073 | 630.2018 | 0.00053406 | 797.1889 | 0.02509 | 630.2018 | 0.00022297 | 791.94 | 0.016073 | 627.596 | 0.0040121 | 791.94 | -0.0073485 | 791.94 | 0.0017343 | 630.2018 | 9.3942 | 630.2018 | 14.0466 | 627.596 | 0.068839 | 797.1889 | 0.016763 | 935.9926 | 0.018925 | 797.1889 | 3.8633 | 935.5764 | 0.0007506 | 935.9926 | 4.217 | 630.2018 | 0.46534
| 627.7163 | 0 | 797.4265 | -0.044199 | 627.7163 | 0 | 797.4265 | -0.068846 | 630.3217 | 0 | 797.4265 | -0.037432 | 630.3217 | 0.00046009 | 792.17 | 0.0002399 | 627.7163 | 0.005373 | 792.17 | -0.0060669 | 792.17 | -0.0025504 | 630.3217 | 9.1781 | 630.3217 | 14.0839 | 627.7163 | 0 | 797.4265 | 0.0083021 | 936.1607 | 0.017292 | 797.4265 | 3.9111 | 935.7453 | 0 | 936.1607 | 4.2264 | 630.3217 | 0.46746
| 627.8366 | 0.0036729 | 797.6641 | -0.032347 | 627.8366 | 0.018055 | 797.6641 | 0.011425 | 630.4416 | 0.00053406 | 797.6641 | 0.013486 | 630.4416 | 0.00023899 | 792.41 | 0.027587 | 627.8366 | 0.0041382 | 792.41 | 0.0067465 | 792.41 | 0.010304 | 630.4416 | 8.9386 | 630.4416 | 14.1249 | 627.8366 | 0.040494 | 797.6641 | 0.0028802 | 936.3289 | 0.027458 | 797.6641 | 3.9986 | 935.9141 | 0.00053624 | 936.3289 | 4.2301 | 630.4416 | 0.46459
| 627.957 | 0.0011851 | 797.9018 | -0.017666 | 627.957 | 0 | 797.9018 | -0.058612 | 630.5615 | 0 | 797.9018 | -0.032727 | 630.5615 | 0.00046978 | 792.65 | 0.044379 | 627.957 | 0.00071442 | 792.65 | -0.0025725 | 792.65 | -0.011732 | 630.5615 | 8.7189 | 630.5615 | 14.1988 | 627.957 | 0 | 797.9018 | 0.0079565 | 936.497 | 0.012935 | 797.9018 | 4.0409 | 936.0829 | 0 | 936.497 | 4.2421 | 630.5615 | 0.46058
| 628.0773 | 0.003525 | 798.1394 | -0.0083106 | 628.0773 | 0.018055 | 798.1394 | 0.010846 | 630.6814 | 0.00082547 | 798.1394 | 0.012805 | 630.6814 | 0.00023601 | 792.89 | -0.0031186 | 628.0773 | 0.01008 | 792.89 | 0.0017376 | 792.89 | -0.0092835 | 630.6814 | 8.4918 | 630.6814 | 14.3037 | 628.0773 | 0.039594 | 798.1394 | 0.016338 | 936.6652 | 0.021149 | 798.1394 | 4.0749 | 936.2518 | 0.00053624 | 936.6652 | 4.2567 | 630.6814 | 0.45501
| 628.1976 | 0 | 798.377 | -0.032027 | 628.1976 | 0 | 798.377 | -0.049207 | 630.8013 | 0 | 798.377 | -0.042993 | 630.8013 | 0.00048058 | 793.12 | 0.015113 | 628.1976 | 0.0041182 | 793.12 | 0.0098918 | 793.12 | 0.0028055 | 630.8013 | 8.2907 | 630.8013 | 14.4494 | 628.1976 | 0 | 798.377 | 0.0079156 | 936.8333 | 0.021286 | 798.377 | 4.1349 | 936.4206 | 0 | 936.8333 | 4.2793 | 630.8013 | 0.45381
| 628.318 | 0.0039686 | 798.6147 | 0.016146 | 628.318 | 0.016717 | 798.6147 | 0.012925 | 630.9212 | 0.00053406 | 798.6147 | 0.022375 | 630.9212 | 0.00025277 | 793.36 | -0.0031186 | 628.318 | 0.0041382 | 793.36 | -0.0078143 | 793.36 | 0.0095384 | 630.9212 | 8.0757 | 630.9212 | 14.5623 | 628.318 | 0.055341 | 798.6147 | 0.00842 | 937.0015 | 0.015567 | 798.6147 | 4.2262 | 936.5894 | 0.00053624 | 937.0015 | 4.2944 | 630.9212 | 0.44744
| 628.4383 | 0 | 798.8523 | -0.01494 | 628.4383 | 0 | 798.8523 | -0.09408 | 631.0411 | 0 | 798.8523 | -0.034552 | 631.0411 | 0.0004979 | 793.6 | -0.0093559 | 628.4383 | 0.0072824 | 793.6 | -0.0060669 | 793.6 | -0.0053048 | 631.0411 | 7.8818 | 631.0411 | 14.6314 | 628.4383 | 0 | 798.8523 | 0.0092536 | 937.1696 | 0.01947 | 798.8523 | 4.2057 | 936.7583 | 0 | 937.1696 | 4.3021 | 631.0411 | 0.44497
| 628.5587 | 0.0069267 | 799.09 | 0.019403 | 628.5587 | 0.018246 | 799.09 | 0.029718 | 631.161 | 0.00053406 | 799.09 | 0.018993 | 631.161 | 0.00025333 | 793.84 | -0.013194 | 628.5587 | 0.0055062 | 793.84 | -0.0052516 | 793.84 | 0.0067842 | 631.161 | 7.6769 | 631.161 | 14.6286 | 628.5587 | 0.053991 | 799.09 | 0.011936 | 937.3378 | 0.025915 | 799.09 | 4.3245 | 936.9271 | 0.0007506 | 937.3378 | 4.2957 | 631.161 | 0.44015
| 628.679 | 0 | 799.3276 | -0.044976 | 628.679 | 0 | 799.3276 | -0.026378 | 631.2809 | 0 | 799.3276 | -0.037514 | 631.2809 | 0.00046363 | 794.07 | -0.0083963 | 628.679 | 0.0082593 | 794.07 | -0.0057175 | 794.07 | -0.0007141 | 631.2809 | 7.4873 | 631.2809 | 14.6274 | 628.679 | 0 | 799.3276 | 0.011009 | 937.5059 | 0.018018 | 799.3276 | 4.343 | 937.096 | 0 | 937.5059 | 4.2919 | 631.2809 | 0.44342
| 628.7994 | 0.0060393 | 799.5653 | 0.0088055 | 628.7994 | 0.016526 | 799.5653 | -0.013051 | 631.4008 | 0.0011167 | 799.5653 | 0.020445 | 631.4008 | 0.00021607 | 794.31 | 0.0098357 | 628.7994 | 0.0131 | 794.31 | -0.0049022 | 794.31 | 0.0057129 | 631.4008 | 7.2868 | 631.4008 | 14.6402 | 628.7994 | 0.035094 | 799.5653 | 0.021002 | 937.6741 | 0.024326 | 799.5653 | 4.4146 | 937.2648 | 0.0007506 | 937.6741 | 4.2884 | 631.4008 | 0.44124
| 628.9198 | 0 | 799.803 | -0.015653 | 628.9198 | 0 | 799.803 | -0.048586 | 631.5207 | 0 | 799.803 | -0.02912 | 631.5207 | 0.00044314 | 794.55 | 0.018472 | 628.9198 | 0.0051066 | 794.55 | -0.0095617 | 794.55 | -0.0057639 | 631.5207 | 7.1078 | 631.5207 | 14.7203 | 628.9198 | 0 | 799.803 | -0.00050475 | 937.8422 | 0.017609 | 799.803 | 4.4297 | 937.4337 | 0 | 937.8422 | 4.2946 | 631.5207 | 0.44354
| 629.0402 | 0.0017502 | 800.0406 | 0.013931 | 629.0402 | 0.020252 | 800.0406 | 0.025294 | 631.6407 | 0.00053406 | 800.0406 | 0.014714 | 631.6407 | 0.00023079 | 794.79 | -0.014154 | 629.0402 | 0.0041382 | 794.79 | -0.00094161 | 794.79 | 0.0026524 | 631.6407 | 6.9258 | 631.6407 | 14.8038 | 629.0402 | 0.049267 | 800.0406 | 0.0053204 | 938.0104 | 0.019334 | 800.0406 | 4.5112 | 937.6026 | 0.00032174 | 938.0104 | 4.297 | 631.6407 | 0.44308
| 629.1606 | 0 | 800.2783 | -0.036742 | 629.1606 | 0 | 800.2783 | -0.027558 | 631.7606 | 0 | 800.2783 | -0.040546 | 631.7606 | 0.00046065 | 795.02 | 0.02135 | 629.1606 | 0.0074157 | 795.02 | -0.006999 | 795.02 | 0.0032646 | 631.7606 | 6.7798 | 631.7606 | 14.9136 | 629.1606 | 0 | 800.2783 | 0.01078 | 938.1786 | 0.022012 | 800.2783 | 4.5858 | 937.7714 | 0 | 938.1786 | 4.3048 | 631.7606 | 0.44819
| 629.281 | 0.0095486 | 800.516 | -0.0059774 | 629.281 | 0.013087 | 800.516 | 0.017679 | 631.8805 | 0.00082547 | 800.516 | 0.018616 | 631.8805 | 0.00023191 | 795.26 | -0.022311 | 629.281 | 0.0093251 | 795.26 | -0.0059506 | 795.26 | 0.0034176 | 631.8805 | 6.6237 | 631.8805 | 14.9977 | 629.281 | 0.055566 | 800.516 | 0.014921 | 938.3467 | 0.020423 | 800.516 | 4.5659 | 937.9403 | 0.0007506 | 938.3467 | 4.3086 | 631.8805 | 0.44601
| 629.4014 | 0 | 800.7538 | -0.035215 | 629.4014 | 0 | 800.7538 | -0.095568 | 632.0004 | 0 | 800.7538 | -0.035848 | 632.0004 | 0.00047537 | 795.5 | -0.012235 | 629.4014 | 0.00374 | 795.5 | 0.0039509 | 795.5 | -0.012956 | 632.0004 | 6.4827 | 632.0004 | 15.1308 | 629.4014 | 0 | 800.7538 | 0.0031113 | 938.5149 | 0.022239 | 800.7538 | 4.6116 | 938.1092 | 0 | 938.5149 | 4.3221 | 632.0004 | 0.44778
| 629.5218 | 0.0016023 | 800.9915 | 0.0073637 | 629.5218 | 0.020347 | 800.9915 | 0.006419 | 632.1203 | 0.00082547 | 800.9915 | 0.014785 | 632.1203 | 0.00024644 | 795.74 | 0.019431 | 629.5218 | 0.015586 | 795.74 | 0.011523 | 795.74 | 0.0058659 | 632.1203 | 6.3274 | 632.1203 | 15.2368 | 629.5218 | 0.043868 | 800.9915 | 0.019713 | 938.683 | 0.025915 | 800.9915 | 4.7385 | 938.278 | 0.0007506 | 938.683 | 4.3287 | 632.1203 | 0.44532
| 629.6422 | 0 | 801.2292 | -0.0062123 | 629.6422 | 0 | 801.2292 | -0.073801 | 632.2403 | 0 | 801.2292 | -0.027743 | 632.2403 | 0.00044016 | 795.97 | -0.031426 | 629.6422 | 0.0032358 | 795.97 | -0.002223 | 795.97 | -0.0014792 | 632.2403 | 6.193 | 632.2403 | 15.3251 | 629.6422 | 0 | 801.2292 | 0.0067877 | 938.8512 | 0.019697 | 801.2292 | 4.7958 | 938.4469 | 0 | 938.8512 | 4.3396 | 632.2403 | 0.4471
| 629.7627 | 0.015228 | 801.4669 | -0.01909 | 629.7627 | 0.0096482 | 801.4669 | 0.0070188 | 632.3602 | 0.00053406 | 801.4669 | 0.017793 | 632.3602 | 0.00019558 | 796.21 | -0.0040782 | 629.7627 | 0.0035081 | 796.21 | -0.002456 | 796.21 | -0.0036216 | 632.3602 | 6.0411 | 632.3602 | 15.361 | 629.7627 | 0.025646 | 801.4669 | -0.0050632 | 939.0194 | 0.029546 | 801.4669 | 4.8016 | 938.6158 | 0.0009651 | 939.0194 | 4.343 | 632.3602 | 0.44388
| 629.8831 | 0 | 801.7047 | -0.013433 | 629.8831 | 0 | 801.7047 | -0.05055 | 632.4801 | 0 | 801.7047 | -0.043166 | 632.4801 | 0.00043029 | 796.45 | -0.0098357 | 629.8831 | 0.0056394 | 796.45 | -0.0021065 | 796.45 | -0.0033155 | 632.4801 | 5.8949 | 632.4801 | 15.4009 | 629.8831 | 0 | 801.7047 | 0.0048732 | 939.1876 | 0.018109 | 801.7047 | 4.8944 | 938.7847 | 0 | 939.1876 | 4.3488 | 632.4801 | 0.4452
| 630.0036 | 0.0042645 | 801.9424 | -0.0080261 | 630.0036 | 0.016717 | 801.9424 | 0.0075351 | 632.6001 | 0.00053406 | 801.9424 | 0.018986 | 632.6001 | 0.00023843 | 796.69 | 0.004558 | 630.0036 | 0.0035081 | 796.69 | -0.002689 | 796.69 | 0.0051009 | 632.6001 | 5.7257 | 632.6001 | 15.4356 | 630.0036 | 0.038019 | 801.9424 | 0.010016 | 939.3557 | 0.023146 | 801.9424 | 4.9441 | 938.9535 | 0.0007506 | 939.3557 | 4.3488 | 632.6001 | 0.43998
| 630.1241 | 0 | 802.1802 | -0.023142 | 630.1241 | 0 | 802.1802 | -0.039787 | 632.72 | 0 | 802.1802 | -0.032555 | 632.72 | 0.00046531 | 796.92 | -0.02183 | 630.1241 | 0.0058615 | 796.92 | 0.0024366 | 796.92 | -0.010508 | 632.72 | 5.5811 | 632.72 | 15.466 | 630.1241 | 0 | 802.1802 | 0.0059513 | 939.5239 | 0.017609 | 802.1802 | 4.9619 | 939.1224 | 0 | 939.5239 | 4.352 | 632.72 | 0.44193
| 630.2445 | 0 | 802.418 | -0.012828 | 630.2445 | 0.016048 | 802.418 | 0.013282 | 632.8399 | 0.00082547 | 802.418 | 0.015084 | 632.8399 | 0.0002293 | 797.16 | 0.020391 | 630.2445 | 0.006794 | 797.16 | 0.0015046 | 797.16 | 0.0054069 | 632.8399 | 5.4261 | 632.8399 | 15.4736 | 630.2445 | 0.055566 | 802.418 | -5.7992e-05 | 939.6921 | 0.024644 | 802.418 | 5.0166 | 939.2913 | 0.0007506 | 939.6921 | 4.3547 | 632.8399 | 0.43757
| 630.365 | 0 | 802.6557 | -0.0015295 | 630.365 | 0 | 802.6557 | -0.02995 | 632.9599 | 0 | 802.6557 | -0.032688 | 632.9599 | 0.00047611 | 797.4 | -0.0088761 | 630.365 | 0.0085258 | 797.4 | -0.006999 | 797.4 | -0.0077534 | 632.9599 | 5.3023 | 632.9599 | 15.4708 | 630.365 | 0 | 802.6557 | 0.0045899 | 939.8602 | 0.027276 | 802.6557 | 5.0206 | 939.4602 | 0 | 939.8602 | 4.3611 | 632.9599 | 0.43901
| 630.4855 | 0.0013064 | 802.8935 | 0.014823 | 630.4855 | 0.0067914 | 802.8935 | 0.010287 | 633.0798 | 0.00024284 | 802.8935 | 0.020079 | 633.0798 | 0.00025147 | 797.64 | 0.004558 | 630.4855 | 0.0055062 | 797.64 | -0.0047858 | 797.64 | 0.0011222 | 633.0798 | 5.1667 | 633.0798 | 15.4699 | 630.4855 | 0.037119 | 802.8935 | 0.010031 | 940.0284 | 0.025279 | 802.8935 | 5.1284 | 939.6291 | 0.00053624 | 940.0284 | 4.3645 | 633.0798 | 0.43373
| 630.606 | 0 | 803.1313 | -0.025326 | 630.606 | 0.00033209 | 803.1313 | -0.093465 | 633.1998 | 0 | 803.1313 | -0.034798 | 633.1998 | 0.00046791 | 797.88 | -0.012714 | 630.606 | 0.0097691 | 797.88 | -0.0012911 | 797.88 | -0.0062227 | 633.1998 | 5.0571 | 633.1998 | 15.4984 | 630.606 | 0 | 803.1313 | -0.0033026 | 940.1966 | 0.022239 | 803.1313 | 5.2006 | 939.798 | 0 | 940.1966 | 4.3744 | 633.1998 | 0.43321
| 630.7265 | 0.01317 | 803.3691 | 0.025863 | 630.7265 | 0.012418 | 803.3691 | 0.033165 | 633.3197 | 0.0014081 | 803.3691 | 0.01628 | 633.3197 | 0.00021999 | 798.11 | -0.016553 | 630.7265 | 0.0022476 | 798.11 | -0.0063001 | 798.11 | -0.0023974 | 633.3197 | 4.9314 | 633.3197 | 15.529 | 630.7265 | 0.062315 | 803.3691 | 0.017026 | 940.3648 | 0.02124 | 803.3691 | 5.2608 | 939.9669 | 0.0007506 | 940.3648 | 4.3814 | 633.3197 | 0.42994
| 630.847 | 0 | 803.6069 | -0.014569 | 630.847 | 0 | 803.6069 | -0.061019 | 633.4397 | 0 | 803.6069 | -0.036073 | 633.4397 | 0.00045059 | 798.35 | -0.0083963 | 630.847 | 0.0047513 | 798.35 | -0.0028054 | 798.35 | 0.00066312 | 633.4397 | 4.8265 | 633.4397 | 15.5824 | 630.847 | 0 | 803.6069 | -0.0015063 | 940.533 | 0.028956 | 803.6069 | 5.3108 | 940.1358 | 0 | 940.533 | 4.3925 | 633.4397 | 0.43029
| 630.9675 | 0.0054477 | 803.8447 | 0.0025747 | 630.9675 | 0.0089448 | 803.8447 | 0.0018688 | 633.5596 | 0.0011167 | 803.8447 | 0.016462 | 633.5596 | 0.0002334 | 798.59 | -0.015113 | 630.9675 | 0.010568 | 798.59 | 0.0032519 | 798.59 | 0.00096913 | 633.5596 | 4.7014 | 633.5596 | 15.5913 | 630.9675 | 0.054891 | 803.8447 | 0.010299 | 940.7012 | 0.016293 | 803.8447 | 5.3047 | 940.3047 | 0.00053624 | 940.7012 | 4.3984 | 633.5596 | 0.42679
| 631.088 | 0 | 804.0825 | -0.015407 | 631.088 | 0 | 804.0825 | -0.084356 | 633.6795 | 0 | 804.0825 | -0.030746 | 633.6795 | 0.00044053 | 798.83 | -0.017992 | 631.088 | 0.0041182 | 798.83 | -0.0056011 | 798.83 | -0.0083652 | 633.6795 | 4.5931 | 633.6795 | 15.5995 | 631.088 | 0 | 804.0825 | -0.0050149 | 940.8693 | 0.025552 | 804.0825 | 5.3239 | 940.4736 | 0 | 940.8693 | 4.4055 | 633.6795 | 0.42713
| 631.2086 | 0.0083961 | 804.3204 | -0.0051142 | 631.2086 | 0.011272 | 804.3204 | 0.038242 | 633.7995 | 0.00053406 | 804.3204 | 0.016339 | 633.7995 | 0.00020862 | 799.06 | 0.017512 | 631.2086 | 0.0085702 | 799.06 | -0.0029219 | 799.06 | 0.0037236 | 633.7995 | 4.4639 | 633.7995 | 15.5661 | 631.2086 | 0.078962 | 804.3204 | 0.012884 | 941.0375 | 0.032178 | 804.3204 | 5.4025 | 940.6425 | 0.0009651 | 941.0375 | 4.4095 | 633.7995 | 0.42225
| 631.3291 | 0 | 804.5582 | -0.023029 | 631.3291 | 0 | 804.5582 | -0.063469 | 633.9195 | 0 | 804.5582 | -0.032368 | 633.9195 | 0.00044146 | 799.3 | -0.058293 | 631.3291 | 0.0075045 | 799.3 | 0.0024366 | 799.3 | -0.0091305 | 633.9195 | 4.3566 | 633.9195 | 15.5474 | 631.3291 | 0 | 804.5582 | 0.010813 | 941.2057 | 0.029455 | 804.5582 | 5.4537 | 940.8114 | 0 | 941.2057 | 4.4117 | 633.9195 | 0.42128
| 631.4497 | 0.010454 | 804.7961 | 0.011298 | 631.4497 | 0.012801 | 804.7961 | 0.026784 | 634.0394 | 0.00082547 | 804.7961 | 0.023282 | 634.0394 | 0.00023452 | 799.54 | -0.02375 | 631.4497 | 0.0050178 | 799.54 | 0.00033976 | 799.54 | -0.0017853 | 634.0394 | 4.2303 | 634.0394 | 15.5109 | 631.4497 | 0.049717 | 804.7961 | 0.0082217 | 941.3739 | 0.02714 | 804.7961 | 5.455 | 940.9803 | 0.00053624 | 941.3739 | 4.411 | 634.0394 | 0.41715
| 631.5702 | 0 | 805.0339 | -0.014109 | 631.5702 | 0 | 805.0339 | -0.075304 | 634.1594 | 0 | 805.0339 | -0.032956 | 634.1594 | 0.00046046 | 799.78 | -0.02327 | 631.5702 | 0.0091474 | 799.78 | -0.0071154 | 799.78 | -0.0048458 | 634.1594 | 4.1259 | 634.1594 | 15.4613 | 631.5702 | 0 | 805.0339 | -0.008882 | 941.5421 | 0.022511 | 805.0339 | 5.5646 | 941.1492 | 0 | 941.5421 | 4.4127 | 634.1594 | 0.41749
| 631.6908 | 0.013994 | 805.2718 | 0.014904 | 631.6908 | 0.017577 | 805.2718 | 0.01865 | 634.2793 | 0.00053406 | 805.2718 | 0.021553 | 634.2793 | 0.00022762 | 800.01 | 0.0016793 | 631.6908 | 0.0060391 | 800.01 | 0.0029025 | 800.01 | -0.0062227 | 634.2793 | 4.0107 | 634.2793 | 15.4059 | 631.6908 | 0.057816 | 805.2718 | 0.0011776 | 941.7103 | 0.022102 | 805.2718 | 5.5712 | 941.3181 | 0.00053624 | 941.7103 | 4.4133 | 634.2793 | 0.41285
| 631.8114 | 0 | 805.5096 | -0.0058724 | 631.8114 | 0 | 805.5096 | -0.03925 | 634.3993 | 0 | 805.5096 | -0.032476 | 634.3993 | 0.0004519 | 800.25 | 0.00071969 | 631.8114 | 0.01119 | 800.25 | 0.00022327 | 800.25 | -0.0045398 | 634.3993 | 3.9218 | 634.3993 | 15.3582 | 631.8114 | 0.010486 | 805.5096 | 0.0091083 | 941.8785 | 0.026414 | 805.5096 | 5.5465 | 941.4871 | 0 | 941.8785 | 4.4202 | 634.3993 | 0.4152
| 631.932 | 0.014487 | 805.7475 | -0.0091358 | 631.932 | 0.016048 | 805.7475 | -0.010758 | 634.5193 | 0.00053406 | 805.7475 | 0.015876 | 634.5193 | 0.00022632 | 800.49 | 0.025189 | 631.932 | 0.011057 | 800.49 | 0.00068922 | 800.49 | 0.0026524 | 634.5193 | 3.8207 | 634.5193 | 15.2955 | 631.932 | 0.069964 | 805.7475 | 0.01162 | 942.0467 | 0.020514 | 805.7475 | 5.6369 | 941.656 | 0.0009651 | 942.0467 | 4.4272 | 634.5193 | 0.41216
| 632.0526 | 0 | 805.9854 | 0.0026368 | 632.0526 | 0 | 805.9854 | -0.073843 | 634.6392 | 0 | 805.9854 | -0.028931 | 634.6392 | 0.00045916 | 800.73 | 0.016073 | 632.0526 | 0.00071442 | 800.73 | -0.00024269 | 800.73 | -0.0028565 | 634.6392 | 3.7306 | 634.6392 | 15.2175 | 632.0526 | 0.01893 | 805.9854 | 0.014051 | 942.2149 | 0.016293 | 805.9854 | 5.7045 | 941.8249 | 0 | 942.2149 | 4.4424 | 634.6392 | 0.41571
| 632.1732 | 0.0010107 | 806.2233 | 0.017243 | 632.1732 | 0.01089 | 806.2233 | 0.025465 | 634.7592 | 0.00024284 | 806.2233 | 0.016828 | 634.7592 | 0.00023452 | 800.96 | -0.0059973 | 632.1732 | 0.012478 | 800.96 | -0.0078143 | 800.96 | -0.0028565 | 634.7592 | 3.6205 | 634.7592 | 15.1362 | 632.1732 | 0.09111 | 806.2233 | -0.0001209 | 942.3831 | 0.024599 | 806.2233 | 5.6828 | 941.9939 | 0.0007506 | 942.3831 | 4.4545 | 634.7592 | 0.41038
| 632.2938 | 0 | 806.4612 | -0.016534 | 632.2938 | 0 | 806.4612 | -0.067764 | 634.8792 | 0 | 806.4612 | -0.042029 | 634.8792 | 0.00045413 | 801.2 | 0.014154 | 632.2938 | 0.0023533 | 801.2 | -0.0036209 | 801.2 | -0.0085181 | 634.8792 | 3.5284 | 634.8792 | 15.0893 | 632.2938 | 0.015552 | 806.4612 | -0.00055121 | 942.5513 | 0.027049 | 806.4612 | 5.7506 | 942.1628 | 0 | 942.5513 | 4.4711 | 634.8792 | 0.41112
| 632.4144 | 0.0098778 | 806.6991 | -0.0083001 | 632.4144 | 0.014425 | 806.6991 | 0.022789 | 634.9991 | 0.00053406 | 806.6991 | 0.013775 | 634.9991 | 0.00022204 | 801.44 | 0.014634 | 632.4144 | 0.014831 | 801.44 | 0.0045333 | 801.44 | -0.011273 | 634.9991 | 3.4257 | 634.9991 | 15.0556 | 632.4144 | 0.083462 | 806.6991 | 0.012871 | 942.7195 | 0.021694 | 806.6991 | 5.7968 | 942.3317 | 0.00053624 | 942.7195 | 4.483 | 634.9991 | 0.40539
| 632.535 | 0 | 806.937 | -0.0084489 | 632.535 | 0 | 806.937 | -0.041925 | 635.1191 | 0 | 806.937 | -0.026104 | 635.1191 | 0.00046046 | 801.68 | -0.022789 | 632.535 | 0.012922 | 801.68 | -0.0045528 | 801.68 | -0.0022444 | 635.1191 | 3.3451 | 635.1191 | 15.0178 | 632.535 | 0.02857 | 806.937 | 0.0027236 | 942.8877 | 0.02242 | 806.937 | 5.8139 | 942.5007 | 0 | 942.8877 | 4.4979 | 635.1191 | 0.4039
| 632.6557 | 0.0044124 | 807.1749 | -0.005954 | 632.6557 | 0.0067914 | 807.1749 | 0.005722 | 635.2391 | 0.00024284 | 807.1749 | 0.015305 | 635.2391 | 0.00023936 | 801.92 | 0.0016793 | 632.6557 | 0.01008 | 801.92 | -0.010028 | 801.92 | 0.00081613 | 635.2391 | 3.2434 | 635.2391 | 14.9412 | 632.6557 | 0.11428 | 807.1749 | 0.010996 | 943.0559 | 0.028592 | 807.1749 | 5.8969 | 942.6696 | 0.00053624 | 943.0559 | 4.5106 | 635.2391 | 0.39856
| 632.7763 | 0 | 807.4129 | -0.032356 | 632.7763 | 0 | 807.4129 | -0.042567 | 635.3591 | 0 | 807.4129 | -0.034915 | 635.3591 | 0.00048747 | 802.15 | 0.004558 | 632.7763 | 0.0017229 | 802.15 | -0.0038538 | 802.15 | 0.0078554 | 635.3591 | 3.1586 | 635.3591 | 14.8202 | 632.7763 | 0.048142 | 807.4129 | -0.0063045 | 943.2241 | 0.017609 | 807.4129 | 5.8732 | 942.8385 | 0 | 943.2241 | 4.5236 | 635.3591 | 0.39638
| 632.897 | 0.019344 | 807.6508 | -0.0036837 | 632.897 | 0.010317 | 807.6508 | 0.0076297 | 635.4791 | 0.00082547 | 807.6508 | 0.013864 | 635.4791 | 0.00024942 | 802.39 | 0.026148 | 632.897 | 0.016385 | 802.39 | 0.0039509 | 802.39 | -0.0069881 | 635.4791 | 3.0561 | 635.4791 | 14.6543 | 632.897 | 0.13115 | 807.6508 | 0.011311 | 943.3923 | 0.029863 | 807.6508 | 5.9779 | 943.0075 | 0.0007506 | 943.3923 | 4.5312 | 635.4791 | 0.39179
| 633.0177 | 0 | 807.8888 | -0.0060528 | 633.0177 | 0 | 807.8888 | -0.067889 | 635.5991 | 0 | 807.8888 | -0.030915 | 635.5991 | 0.00048226 | 802.63 | -0.028548 | 633.0177 | 0.0072824 | 802.63 | -0.012707 | 802.63 | -0.0053048 | 635.5991 | 2.9739 | 635.5991 | 14.4728 | 633.0177 | 0.042518 | 807.8888 | 0.0030202 | 943.5605 | 0.032132 | 807.8888 | 5.9231 | 943.1764 | 0 | 943.5605 | 4.5385 | 635.5991 | 0.38961
| 633.1383 | 0.0051518 | 808.1267 | -0.0052401 | 633.1383 | 0.011081 | 808.1267 | 0.0090433 | 635.719 | 0.00082547 | 808.1267 | 0.015869 | 635.719 | 0.0002334 | 802.87 | 0.013674 | 633.1383 | 0.0057727 | 802.87 | 0.00092222 | 802.87 | 0.0037236 | 635.719 | 2.875 | 635.719 | 14.2954 | 633.1383 | 0.10888 | 808.1267 | 0.011603 | 943.7287 | 0.017655 | 808.1267 | 5.9399 | 943.3454 | 0.00053624 | 943.7287 | 4.5411 | 635.719 | 0.38565
| 633.259 | 0 | 808.3647 | -0.019887 | 633.259 | 0 | 808.3647 | -0.032165 | 635.839 | 0 | 808.3647 | -0.029276 | 635.839 | 0.00044798 | 803.1 | -0.0002399 | 633.259 | 0.010568 | 803.1 | 0.0010387 | 803.1 | 0.0031115 | 635.839 | 2.7963 | 635.839 | 14.1503 | 633.259 | 0.053991 | 808.3647 | -0.001062 | 943.8969 | 0.020015 | 808.3647 | 6.008 | 943.5143 | 0 | 943.8969 | 4.5443 | 635.839 | 0.38439
| 633.3797 | 0.0039686 | 808.6027 | -0.0036936 | 633.3797 | 0.0019877 | 808.6027 | -0.030266 | 635.959 | 0.00053406 | 808.6027 | 0.02006 | 635.959 | 0.00022427 | 803.34 | -0.017992 | 633.3797 | 0.0009873 | 803.34 | -0.0010581 | 803.34 | -0.0037746 | 635.959 | 2.7093 | 635.959 | 14.0265 | 633.3797 | 0.13363 | 808.6027 | 0.0063205 | 944.0652 | 0.02537 | 808.6027 | 6.0115 | 943.6833 | 0.0007506 | 944.0652 | 4.5433 | 635.959 | 0.38554
| 633.5004 | 0 | 808.8406 | -0.054241 | 633.5004 | 0 | 808.8406 | -0.08265 | 636.079 | 0 | 808.8406 | -0.03422 | 636.079 | 0.00046885 | 803.58 | 0.00071969 | 633.5004 | 0.0034878 | 803.58 | -0.010377 | 803.58 | -0.0039276 | 636.079 | 2.6353 | 636.079 | 13.9142 | 633.5004 | 0.048592 | 808.8406 | 0.00091361 | 944.2334 | 0.02655 | 808.8406 | 6.0581 | 943.8523 | 0 | 944.2334 | 4.5449 | 636.079 | 0.3895
| 633.6211 | 0 | 809.0786 | -0.016864 | 633.6211 | 0 | 809.0786 | 0.023308 | 636.199 | 0.0011167 | 809.0786 | 0.015513 | 636.199 | 0.00025463 | 803.82 | -0.002159 | 633.6211 | 0.012345 | 803.82 | 0.0026695 | 803.82 | -0.0040807 | 636.199 | 2.5487 | 636.199 | 13.7903 | 633.6211 | 0.19054 | 809.0786 | 0.010106 | 944.4016 | 0.013389 | 809.0786 | 6.0345 | 944.0212 | 0.0011796 | 944.4016 | 4.5441 | 636.199 | 0.39024
| 633.7418 | 0 | 809.3166 | -0.029155 | 633.7418 | 0 | 809.3166 | -0.048141 | 636.319 | 0 | 809.3166 | -0.033555 | 636.319 | 0.00046847 | 804.06 | -0.0083963 | 633.7418 | 0.013721 | 804.06 | -0.010261 | 804.06 | -0.0039276 | 636.319 | 2.4841 | 636.319 | 13.6853 | 633.7418 | 0.10213 | 809.3166 | 0.0053087 | 944.5698 | 0.021921 | 809.3166 | 6.0852 | 944.1902 | 0 | 944.5698 | 4.5471 | 636.319 | 0.38806
| 633.8625 | 0.0097132 | 809.5546 | 0.023997 | 633.8625 | 0.012801 | 809.5546 | 0.033411 | 636.439 | 0.0011167 | 809.5546 | 0.023334 | 636.439 | 0.00022558 | 804.29 | -0.013194 | 633.8625 | 0.0085702 | 804.29 | 0.0011552 | 804.29 | -0.0039276 | 636.439 | 2.4085 | 636.439 | 13.5327 | 633.8625 | 0.20697 | 809.5546 | 0.019861 | 944.738 | 0.028729 | 809.5546 | 6.1021 | 944.3591 | 0.0009651 | 944.738 | 4.5538 | 636.439 | 0.38232
| 633.9833 | 0 | 809.7926 | -0.022441 | 633.9833 | 0 | 809.7926 | -0.075336 | 636.559 | 0.00024284 | 809.7926 | -0.032588 | 636.559 | 0.00047499 | 804.53 | 0.010795 | 633.9833 | 0.0080373 | 804.53 | 0.0052322 | 804.53 | 0.0018873 | 636.559 | 2.351 | 636.559 | 13.3763 | 633.9833 | 0.13768 | 809.7926 | -0.0026344 | 944.9062 | 0.018744 | 809.7926 | 6.1154 | 944.5281 | 0 | 944.9062 | 4.5691 | 636.559 | 0.37986
| 634.104 | 0.0038207 | 810.0307 | 0.03912 | 634.104 | 0.0057976 | 810.0307 | 0.023728 | 636.679 | 0.00082547 | 810.0307 | 0.024807 | 636.679 | 0.0002524 | 804.77 | -0.015593 | 634.104 | 0.014076 | 804.77 | 0.002786 | 804.77 | 0.0044887 | 636.679 | 2.2702 | 636.679 | 13.166 | 634.104 | 0.19572 | 810.0307 | 0.008452 | 945.0745 | 0.024009 | 810.0307 | 6.109 | 944.6971 | 0.00053624 | 945.0745 | 4.5827 | 636.679 | 0.37756
| 634.2247 | 0 | 810.2687 | -0.015742 | 634.2247 | 0 | 810.2687 | -0.054659 | 636.799 | 0 | 810.2687 | -0.032542 | 636.799 | 0.00050517 | 805.01 | -0.0035984 | 634.2247 | 0.011323 | 805.01 | -0.014221 | 805.01 | -0.0010202 | 636.799 | 2.2166 | 636.799 | 13.0083 | 634.2247 | 0.13295 | 810.2687 | -0.0041252 | 945.2427 | 0.027685 | 810.2687 | 6.1192 | 944.8661 | 0 | 945.2427 | 4.5983 | 636.799 | 0.37779
| 634.3455 | 0.0094662 | 810.5067 | 0.002501 | 634.3455 | 0.0036442 | 810.5067 | -0.007008 | 636.919 | 0.00053406 | 810.5067 | 0.016061 | 636.919 | 0.000255 | 805.24 | 0.0083963 | 634.3455 | 0.0024997 | 805.24 | 0.0037179 | 805.24 | 0.0021933 | 636.919 | 2.1475 | 636.919 | 12.8166 | 634.3455 | 0.23666 | 810.5067 | 0.0082601 | 945.4109 | 0.021149 | 810.5067 | 6.0946 | 945.035 | 0.00053624 | 945.4109 | 4.608 | 636.919 | 0.37515
| 634.4663 | 0 | 810.7448 | -0.010526 | 634.4663 | 0 | 810.7448 | -0.064179 | 637.039 | 0 | 810.7448 | -0.032935 | 637.039 | 0.00049734 | 805.48 | -0.011755 | 634.4663 | 0.0082593 | 805.48 | 0.00045625 | 805.48 | -0.0031625 | 637.039 | 2.0907 | 637.039 | 12.6217 | 634.4663 | 0.19122 | 810.7448 | 0.011717 | 945.5791 | 0.027503 | 810.7448 | 6.1435 | 945.204 | 0 | 945.5791 | 4.6185 | 637.039 | 0.3736
| 634.587 | 0 | 810.9828 | -0.011597 | 634.587 | 0.010126 | 810.9828 | 0.013377 | 637.159 | 0 | 810.9828 | 0.015654 | 637.159 | 0.0002429 | 805.72 | -0.013674 | 634.587 | 0.008437 | 805.72 | -0.00070865 | 805.72 | 0.0046418 | 637.159 | 2.0113 | 637.159 | 12.3907 | 634.587 | 0.23779 | 810.9828 | 0.00059779 | 945.7474 | 0.022919 | 810.9828 | 6.1321 | 945.373 | 0.0007506 | 945.7474 | 4.6203 | 637.159 | 0.37045
| 634.7078 | 0 | 811.2209 | -0.012916 | 634.7078 | 0 | 811.2209 | -0.049448 | 637.279 | 0 | 811.2209 | -0.039466 | 637.279 | 0.00047537 | 805.96 | 0.0031186 | 634.7078 | 0.0050178 | 805.96 | 0.0012716 | 805.96 | 0.0052539 | 637.279 | 1.9512 | 637.279 | 12.2004 | 634.7078 | 0.22294 | 811.2209 | 0.0019991 | 945.9156 | 0.017292 | 811.2209 | 6.185 | 945.542 | 0 | 945.9156 | 4.6224 | 637.279 | 0.36901
| 634.8286 | 0.0030813 | 811.4589 | -0.012186 | 634.8286 | 0.018723 | 811.4589 | -0.023125 | 637.399 | 0.00053406 | 811.4589 | 0.011924 | 637.399 | 0.00023284 | 806.2 | 0.013674 | 634.8286 | 0.007016 | 806.2 | -0.00035917 | 806.2 | -0.00056109 | 637.399 | 1.8843 | 637.399 | 12.04 | 634.8286 | 0.32462 | 811.4589 | 0.0093399 | 946.0838 | 0.023782 | 811.4589 | 6.136 | 945.711 | 0.0009651 | 946.0838 | 4.6169 | 637.399 | 0.36379
| 634.9494 | 0 | 811.697 | -0.020632 | 634.9494 | 0 | 811.697 | -0.04298 | 637.5191 | 0 | 811.697 | -0.027924 | 637.5191 | 0.00045786 | 806.43 | -0.032385 | 634.9494 | 0.0072824 | 806.43 | 0.0011552 | 806.43 | -0.0051518 | 637.5191 | 1.8365 | 637.5191 | 11.89 | 634.9494 | 0.25286 | 811.697 | 0.0064251 | 946.2521 | 0.018925 | 811.697 | 6.172 | 945.88 | 0 | 946.2521 | 4.6133 | 637.5191 | 0.36196
| 635.0702 | 0.0024896 | 811.9351 | -0.013267 | 635.0702 | 0.018723 | 811.9351 | 0.0097258 | 637.6391 | 0.0011167 | 811.9351 | 0.015556 | 637.6391 | 0.00022558 | 806.67 | 0.012714 | 635.0702 | 0.01008 | 806.67 | 0.0033685 | 806.67 | -0.0030095 | 637.6391 | 1.7807 | 637.6391 | 11.7241 | 635.0702 | 0.28975 | 811.9351 | 0.0093386 | 946.4203 | 0.022329 | 811.9351 | 6.1586 | 946.049 | 0.00053624 | 946.4203 | 4.6033 | 637.6391 | 0.3611
| 635.191 | 0 | 812.1732 | -0.020098 | 635.191 | 0 | 812.1732 | -0.0668 | 637.7591 | 0 | 812.1732 | -0.031855 | 637.7591 | 0.00045841 | 806.91 | -0.014154 | 635.191 | 0.0097691 | 806.91 | -0.00070865 | 806.91 | -0.0062227 | 637.7591 | 1.738 | 637.7591 | 11.5466 | 635.191 | 0.3217 | 812.1732 | 0.0030661 | 946.5885 | 0.022329 | 812.1732 | 6.1729 | 946.2179 | 0 | 946.5885 | 4.5979 | 637.7591 | 0.36041
| 635.3118 | 0.0036729 | 812.4113 | -0.01094 | 635.3118 | 0.014425 | 812.4113 | 0.010435 | 637.8791 | 0.00053406 | 812.4113 | 0.015868 | 637.8791 | 0.00023452 | 807.15 | 0.0088761 | 635.3118 | 0.0080373 | 807.15 | -0.00024269 | 807.15 | 0.0090795 | 637.8791 | 1.6828 | 637.8791 | 11.3625 | 635.3118 | 0.33812 | 812.4113 | 0.0087266 | 946.7568 | 0.021376 | 812.4113 | 6.1727 | 946.3869 | 0.0007506 | 946.7568 | 4.5908 | 637.8791 | 0.35811
| 635.4327 | 0 | 812.6494 | 0.0007508 | 635.4327 | 0 | 812.6494 | -0.058348 | 637.9991 | 0 | 812.6494 | -0.029665 | 637.9991 | 0.00046885 | 807.39 | -0.035264 | 635.4327 | 0.011412 | 807.39 | -0.0097949 | 807.39 | -0.0034686 | 637.9991 | 1.6354 | 637.9991 | 11.1771 | 635.4327 | 0.3145 | 812.6494 | -0.0018536 | 946.925 | 0.021376 | 812.6494 | 6.1228 | 946.556 | 0 | 946.925 | 4.59 | 637.9991 | 0.35421
| 635.5535 | 0.0042645 | 812.8875 | 0.023587 | 635.5535 | 0.01089 | 812.8875 | 0.026901 | 638.1192 | 0.00053406 | 812.8875 | 0.02049 | 638.1192 | 0.00023601 | 807.62 | 0.016073 | 635.5535 | 0.01119 | 807.62 | -0.0086301 | 807.62 | -0.0007141 | 638.1192 | 1.574 | 638.1192 | 10.9571 | 635.5535 | 0.35972 | 812.8875 | 0.011232 | 947.0932 | 0.020922 | 812.8875 | 6.1268 | 946.725 | 0.0007506 | 947.0932 | 4.5852 | 638.1192 | 0.34865
| 635.6744 | 0 | 813.1256 | -0.0021604 | 635.6744 | 0 | 813.1256 | -0.054474 | 638.2392 | 0 | 813.1256 | -0.037716 | 638.2392 | 0.00045804 | 807.86 | -0.011275 | 635.6744 | 0.0029836 | 807.86 | -9.7074e-06 | 807.86 | 0.0020403 | 638.2392 | 1.5298 | 638.2392 | 10.7654 | 635.6744 | 0.35724 | 813.1256 | -0.0042991 | 947.2615 | 0.021467 | 813.1256 | 6.1592 | 946.894 | 0 | 947.2615 | 4.5833 | 638.2392 | 0.34446
| 635.7952 | 0.0039686 | 813.3638 | 0.02107 | 635.7952 | 0.013087 | 813.3638 | 0.00084118 | 638.3592 | 0.00053406 | 813.3638 | 0.021297 | 638.3592 | 0.00022427 | 808.1 | 0.0059973 | 635.7952 | 0.0037601 | 808.1 | -0.00024269 | 808.1 | -0.0069881 | 638.3592 | 1.4734 | 638.3592 | 10.5755 | 635.7952 | 0.40561 | 813.3638 | 0.0061792 | 947.4297 | 0.024916 | 813.3638 | 6.1517 | 947.063 | 0.0007506 | 947.4297 | 4.5773 | 638.3592 | 0.33717
| 635.9161 | 0 | 813.6019 | -0.026409 | 635.9161 | 0 | 813.6019 | -0.064265 | 638.4793 | 0 | 813.6019 | -0.030581 | 638.4793 | 0.00044835 | 808.34 | -0.011755 | 635.9161 | 0.0024794 | 808.34 | -0.013639 | 808.34 | -0.0065293 | 638.4793 | 1.4372 | 638.4793 | 10.4152 | 635.9161 | 0.36309 | 813.6019 | -0.0028541 | 947.598 | 0.026323 | 813.6019 | 6.12 | 947.232 | 0 | 947.598 | 4.5773 | 638.4793 | 0.33775
| 636.037 | 0.0016023 | 813.84 | 0.0022571 | 636.037 | 0.0071227 | 813.84 | 0.01255 | 638.5993 | 0.00082547 | 813.84 | 0.017968 | 638.5993 | 0.00022818 | 808.58 | 0.036703 | 636.037 | 0.0035081 | 808.58 | -0.0094454 | 808.58 | -0.0076005 | 638.5993 | 1.3851 | 638.5993 | 10.2143 | 636.037 | 0.40943 | 813.84 | 0.014945 | 947.7662 | 0.030226 | 813.84 | 6.0671 | 947.401 | 0.0007506 | 947.7662 | 4.5771 | 638.5993 | 0.33327
| 636.1578 | 0 | 814.0782 | -0.020043 | 636.1578 | 0 | 814.0782 | -0.062232 | 638.7193 | 0 | 814.0782 | -0.036828 | 638.7193 | 0.00047965 | 808.81 | 0.012714 | 636.1578 | 0 | 808.81 | 0.0023201 | 808.81 | -0.0053048 | 638.7193 | 1.351 | 638.7193 | 10.0324 | 636.1578 | 0.38536 | 814.0782 | 0.00028321 | 947.9345 | 0.026868 | 814.0782 | 6.1165 | 947.57 | 0 | 947.9345 | 4.5829 | 638.7193 | 0.33339
| 636.2787 | 0.0024896 | 814.3164 | 0.030261 | 636.2787 | 0.017386 | 814.3164 | 0.030906 | 638.8394 | 0.0011167 | 814.3164 | 0.025749 | 638.8394 | 0.00025594 | 809.05 | 0.0098357 | 636.2787 | 0.0080373 | 809.05 | 0.0048828 | 809.05 | 0.0024994 | 638.8394 | 1.3104 | 638.8394 | 9.8335 | 636.2787 | 0.49875 | 814.3164 | 0.00043025 | 948.1027 | 0.033857 | 814.3164 | 6.016 | 947.739 | 0.0007506 | 948.1027 | 4.587 | 638.8394 | 0.32845
| 636.3996 | 0 | 814.5545 | -0.028764 | 636.3996 | 0 | 814.5545 | -0.06416 | 638.9594 | 0 | 814.5545 | -0.031586 | 638.9594 | 0.00049958 | 809.29 | -0.033346 | 636.3996 | 0.0046181 | 809.29 | -0.0086301 | 809.29 | -0.0057639 | 638.9594 | 1.2825 | 638.9594 | 9.6457 | 636.3996 | 0.47625 | 814.5545 | 0.0079734 | 948.271 | 0.027367 | 814.5545 | 6.0381 | 947.9081 | 0 | 948.271 | 4.5939 | 638.9594 | 0.32662
| 636.5205 | 0.0069267 | 814.7927 | 0.04836 | 636.5205 | 0.01987 | 814.7927 | 0.015572 | 639.0795 | 0.00024284 | 814.7927 | 0.022586 | 639.0795 | 0.00024681 | 809.53 | -0.011275 | 636.5205 | 0.0080373 | 809.53 | 0.0090765 | 809.53 | 0.0037236 | 639.0795 | 1.243 | 639.0795 | 9.4246 | 636.5205 | 0.51832 | 814.7927 | 0.015755 | 948.4392 | 0.021376 | 814.7927 | 6.0018 | 948.0771 | 0.00053624 | 948.4392 | 4.5969 | 639.0795 | 0.32099
| 636.6414 | 0 | 815.0309 | -0.014009 | 636.6414 | 0 | 815.0309 | -0.049043 | 639.1995 | 0 | 815.0309 | -0.03366 | 639.1995 | 0.00048915 | 809.76 | -0.013194 | 636.6414 | 0 | 809.76 | -0.0023395 | 809.76 | -0.01112 | 639.1995 | 1.2118 | 639.1995 | 9.2215 | 636.6414 | 0.4839 | 815.0309 | -0.00047197 | 948.6075 | 0.021149 | 815.0309 | 5.9861 | 948.2461 | 0 | 948.6075 | 4.6008 | 639.1995 | 0.31818
| 636.7624 | 0.014323 | 815.2691 | 0.0039026 | 636.7624 | 0.0059632 | 815.2691 | 0.054355 | 639.3196 | 0.00082547 | 815.2691 | 0.021634 | 639.3196 | 0.00024327 | 810 | 0.012714 | 636.7624 | 0.0090586 | 810 | 0.0023201 | 810 | 0.0054069 | 639.3196 | 1.174 | 639.3196 | 8.9986 | 636.7624 | 0.56331 | 815.2691 | 0.017528 | 948.7757 | 0.028819 | 815.2691 | 5.9311 | 948.4151 | 0.0007506 | 948.7757 | 4.598 | 639.3196 | 0.31153
| 636.8833 | 0 | 815.5073 | -0.0093707 | 636.8833 | 0 | 815.5073 | -0.090836 | 639.4396 | 0 | 815.5073 | -0.030549 | 639.4396 | 0.00045879 | 810.24 | -0.0064771 | 636.8833 | 0.0099023 | 810.24 | -0.00047565 | 810.24 | -0.0065293 | 639.4396 | 1.1458 | 639.4396 | 8.81 | 636.8833 | 0.58558 | 815.5073 | -0.012653 | 948.944 | 0.021558 | 815.5073 | 5.8967 | 948.5842 | 0 | 948.944 | 4.6001 | 639.4396 | 0.31136
| 637.0042 | 0.0089723 | 815.7455 | 0.0080813 | 637.0042 | 0.018341 | 815.7455 | 0.013015 | 639.5597 | 0.00024284 | 815.7455 | 0.016448 | 639.5597 | 0.00021682 | 810.48 | 0.012235 | 637.0042 | 0.01008 | 810.48 | 0.0067465 | 810.48 | 0.006172 | 639.5597 | 1.1062 | 639.5597 | 8.6228 | 637.0042 | 0.53924 | 815.7455 | 0.0014391 | 949.1122 | 0.022602 | 815.7455 | 5.8934 | 948.7532 | 0.0007506 | 949.1122 | 4.6004 | 639.5597 | 0.30453
| 637.1252 | 0 | 815.9837 | -0.020088 | 637.1252 | 0 | 815.9837 | -0.029753 | 639.6797 | 0 | 815.9837 | -0.030599 | 639.6797 | 0.00044109 | 810.72 | -0.048699 | 637.1252 | 0.0076377 | 810.72 | -0.0064164 | 810.72 | -0.0086717 | 639.6797 | 1.0766 | 639.6797 | 8.4581 | 637.1252 | 0.60155 | 815.9837 | -0.0067959 | 949.2805 | 0.029364 | 815.9837 | 5.8628 | 948.9222 | 0 | 949.2805 | 4.6048 | 639.6797 | 0.30636
| 637.2461 | 0.0042645 | 816.2219 | -0.004309 | 637.2461 | 0.014042 | 816.2219 | -0.0044233 | 639.7998 | 0.00053406 | 816.2219 | 0.01355 | 639.7998 | 0.00022688 | 810.95 | -0.019911 | 637.2461 | 0.010835 | 810.95 | -0.0014076 | 810.95 | 0.00081613 | 639.7998 | 1.0376 | 639.7998 | 8.2545 | 637.2461 | 0.68524 | 816.2219 | 0.0030403 | 949.4487 | 0.02419 | 816.2219 | 5.8088 | 949.0913 | 0.0007506 | 949.4487 | 4.6043 | 639.7998 | 0.30275
| 637.3671 | 0 | 816.4601 | -0.018712 | 637.3671 | 0 | 816.4601 | -0.03987 | 639.9198 | 0 | 816.4601 | -0.028403 | 639.9198 | 0.00047872 | 811.19 | -0.02375 | 637.3671 | 0.0012187 | 811.19 | -0.002456 | 811.19 | 0.0044887 | 639.9198 | 1.0073 | 639.9198 | 8.0572 | 637.3671 | 0.70459 | 816.4601 | -0.0025321 | 949.617 | 0.023056 | 816.4601 | 5.7465 | 949.2603 | 0 | 949.617 | 4.6089 | 639.9198 | 0.30533
| 637.4881 | 0.010783 | 816.6984 | -0.024678 | 637.4881 | 0.0061289 | 816.6984 | 0.0041933 | 640.0399 | 0.00053406 | 816.6984 | 0.010613 | 640.0399 | 0.00025463 | 811.43 | 0.018472 | 637.4881 | 0.0090586 | 811.43 | 0.0041839 | 811.43 | 0.0044887 | 640.0399 | 0.9684 | 640.0399 | 7.8497 | 637.4881 | 0.74711 | 816.6984 | 0.0014745 | 949.7853 | 0.021149 | 816.6984 | 5.7227 | 949.4294 | 0.0007506 | 949.7853 | 4.6151 | 640.0399 | 0.29799
| 637.6091 | 0 | 816.9366 | 0.011648 | 637.6091 | 0 | 816.9366 | -0.0711 | 640.1599 | 0 | 816.9366 | -0.031234 | 640.1599 | 0.00050386 | 811.67 | 0.018472 | 637.6091 | 0.0022272 | 811.67 | -0.011425 | 811.67 | -0.0014792 | 640.1599 | 0.94048 | 640.1599 | 7.6725 | 637.6091 | 0.74396 | 816.9366 | 0.00053383 | 949.9535 | 0.015567 | 816.9366 | 5.6685 | 949.5984 | 0 | 949.9535 | 4.6273 | 640.1599 | 0.30023
| 637.7301 | 0 | 817.1749 | 0.0076566 | 637.7301 | 0.014425 | 817.1749 | 0.014467 | 640.28 | 0.00082547 | 817.1749 | 0.014811 | 640.28 | 0.00025147 | 811.91 | 0.026628 | 637.7301 | 0.0052842 | 811.91 | 0.0052322 | 811.91 | -0.0068351 | 640.28 | 0.90283 | 640.28 | 7.4775 | 637.7301 | 0.77163 | 817.1749 | 0.0015833 | 950.1218 | 0.023782 | 817.1749 | 5.5961 | 949.7675 | 0.00053624 | 950.1218 | 4.6359 | 640.28 | 0.29483
| 637.8511 | 0 | 817.4131 | -0.044703 | 637.8511 | 0 | 817.4131 | -0.046842 | 640.4 | 0 | 817.4131 | -0.029165 | 640.4 | 0.00048133 | 812.15 | -0.012235 | 637.8511 | 0.01119 | 812.15 | -0.0001262 | 812.15 | 0.00020403 | 640.4 | 0.86983 | 640.4 | 7.3059 | 637.8511 | 0.7588 | 817.4131 | 0.0033232 | 950.2901 | 0.017564 | 817.4131 | 5.5214 | 949.9365 | 0 | 950.2901 | 4.6452 | 640.4 | 0.29959
| 637.9721 | 0.0089723 | 817.6514 | 0.012252 | 637.9721 | 0.0066257 | 817.6514 | 0.023572 | 640.5201 | 0.00082547 | 817.6514 | 0.022038 | 640.5201 | 0.00023284 | 812.38 | 0.011755 | 637.9721 | 0.0065275 | 812.38 | 0.0038344 | 812.38 | 0.0051009 | 640.5201 | 0.82005 | 640.5201 | 7.1132 | 637.9721 | 0.84677 | 817.6514 | 0.0061728 | 950.4583 | 0.023373 | 817.6514 | 5.4882 | 950.1056 | 0.00032174 | 950.4583 | 4.6449 | 640.5201 | 0.29001
| 638.0931 | 0 | 817.8897 | -0.02114 | 638.0931 | 0 | 817.8897 | -0.04563 | 640.6402 | 0 | 817.8897 | -0.032435 | 640.6402 | 0.00046754 | 812.62 | 0.012714 | 638.0931 | 0.0065275 | 812.62 | -0.011309 | 812.62 | 0.00035706 | 640.6402 | 0.78719 | 640.6402 | 6.936 | 638.0931 | 0.86431 | 817.8897 | 0.0091065 | 950.6266 | 0.025552 | 817.8897 | 5.4241 | 950.2746 | 0 | 950.6266 | 4.6444 | 640.6402 | 0.29259
| 638.2141 | 0 | 818.128 | 0.0098907 | 638.2141 | 0.0081166 | 818.128 | 0.001236 | 640.7603 | 0.0011167 | 818.128 | 0.022758 | 640.7603 | 0.00023768 | 812.86 | -0.02135 | 638.2141 | 0.010169 | 812.86 | -0.0035044 | 812.86 | -0.0036216 | 640.7603 | 0.74206 | 640.7603 | 6.7591 | 638.2141 | 0.97229 | 818.128 | 0.0055991 | 950.7949 | 0.023963 | 818.128 | 5.3508 | 950.4437 | 0.0007506 | 950.7949 | 4.637 | 640.7603 | 0.28353
| 638.3352 | 0 | 818.3663 | -0.019214 | 638.3352 | 0 | 818.3663 | -0.084726 | 640.8803 | 0 | 818.3663 | -0.026172 | 640.8803 | 0.00046456 | 813.1 | 0.015593 | 638.3352 | 0 | 813.1 | -0.006999 | 813.1 | -0.010661 | 640.8803 | 0.725 | 640.8803 | 6.5989 | 638.3352 | 1.0117 | 818.3663 | 0.0034774 | 950.9631 | 0.024826 | 818.3663 | 5.3535 | 950.6128 | 0 | 950.9631 | 4.6311 | 640.8803 | 0.2872
| 638.4562 | 0.011689 | 818.6046 | -0.0019072 | 638.4562 | 0.01538 | 818.6046 | 0.0054133 | 641.0004 | 0.00024284 | 818.6046 | 0.020403 | 641.0004 | 0.00023023 | 813.34 | -0.012235 | 638.4562 | 0.012833 | 813.34 | 0.00045625 | 813.34 | 0.0055599 | 641.0004 | 0.69144 | 641.0004 | 6.4353 | 638.4562 | 1.0074 | 818.6046 | 0.00025931 | 951.1314 | 0.020605 | 818.6046 | 5.2984 | 950.7818 | 0.0007506 | 951.1314 | 4.6185 | 641.0004 | 0.27917
| 638.5773 | 0 | 818.8429 | -0.029549 | 638.5773 | 0 | 818.8429 | -0.092563 | 641.1205 | 0 | 818.8429 | -0.032598 | 641.1205 | 0.00046791 | 813.57 | -0.031426 | 638.5773 | 0.007016 | 813.57 | -0.0064164 | 813.57 | 0.00066312 | 641.1205 | 0.68312 | 641.1205 | 6.2787 | 638.5773 | 1.0738 | 818.8429 | -0.0018827 | 951.2997 | 0.026959 | 818.8429 | 5.1938 | 950.9509 | 0 | 951.2997 | 4.6074 | 641.1205 | 0.28313
| 638.6983 | 0.016134 | 819.0812 | 0.0089143 | 638.6983 | 0.0086135 | 819.0812 | 0.020309 | 641.2405 | 0.00053406 | 819.0812 | 0.025188 | 641.2405 | 0.0002863 | 813.81 | 0.0059973 | 638.6983 | 0.008437 | 813.81 | 0.0044169 | 813.81 | 0.0014282 | 641.2405 | 0.67522 | 641.2405 | 6.0823 | 638.6983 | 1.0855 | 819.0812 | 0.0079584 | 951.4679 | 0.024916 | 819.0812 | 5.1187 | 951.12 | 0.0007506 | 951.4679 | 4.5957 | 641.2405 | 0.28129
| 638.8194 | 0 | 819.3195 | 0.0019567 | 638.8194 | 0 | 819.3195 | 0.016321 | 641.3606 | 0 | 819.3195 | 0.022468 | 641.3606 | 0.00033957 | 814.05 | 0.0055175 | 638.8194 | 0.0080373 | 814.05 | 0.0031355 | 814.05 | -0.0013262 | 641.3606 | 0.67437 | 641.3606 | 5.8721 | 638.8194 | 1.1813 | 819.3195 | 0.013204 | 951.6362 | 0.028547 | 819.3195 | 4.9746 | 951.289 | 0.00028599 | 951.6362 | 4.5884 | 641.3606 | 0.28032
| 638.9405 | 0.0087254 | 819.5578 | -0.01317 | 638.9405 | 0.011272 | 819.5578 | -0.056929 | 641.4807 | 0.00024284 | 819.5578 | -0.029839 | 641.4807 | 0.00016057 | 814.29 | -0.0055175 | 638.9405 | 0.00086122 | 814.29 | -0.0078143 | 814.29 | -0.0046928 | 641.4807 | 0.64419 | 641.4807 | 5.6782 | 638.9405 | 1.141 | 819.5578 | -0.0038563 | 951.8045 | 0.019879 | 819.5578 | 4.9261 | 951.4581 | 0 | 951.8045 | 4.5834 | 641.4807 | 0.2794
| 639.0616 | 0 | 819.7962 | 0.0092635 | 639.0616 | 0 | 819.7962 | 0.044159 | 641.6008 | 0.00053406 | 819.7962 | 0.020512 | 641.6008 | 0.00015963 | 814.53 | 0.036225 | 639.0616 | 0.0047513 | 814.53 | 0.0051159 | 814.53 | 0.0017343 | 641.6008 | 0.59201 | 641.6008 | 5.5137 | 639.0616 | 1.1982 | 819.7962 | 0.015333 | 951.9728 | 0.026006 | 819.7962 | 4.768 | 951.6272 | 0.00028599 | 951.9728 | 4.5784 | 641.6008 | 0.27286
| 639.1826 | 0.001898 | 820.0345 | -0.031179 | 639.1826 | 0.0097437 | 820.0345 | -0.047391 | 641.7209 | 0.00024284 | 820.0345 | -0.031786 | 641.7209 | 0.00015088 | 814.76 | -0.041501 | 639.1826 | 0.0075489 | 814.76 | -0.0043198 | 814.76 | -0.0046928 | 641.7209 | 0.55732 | 641.7209 | 5.3787 | 639.1826 | 1.2915 | 820.0345 | -0.0034638 | 952.1411 | 0.018018 | 820.0345 | 4.7145 | 951.7963 | 0.00010725 | 952.1411 | 4.574 | 641.7209 | 0.27521
| 639.3038 | 0 | 820.2729 | -0.0049218 | 639.3038 | 0 | 820.2729 | 0.011862 | 641.841 | 0.00024284 | 820.2729 | 0.019197 | 641.841 | 0.00014473 | 815 | -0.002159 | 639.3038 | 0.0055062 | 815 | 0.0010387 | 815 | -0.0011732 | 641.841 | 0.51798 | 641.841 | 5.2229 | 639.3038 | 1.2144 | 820.2729 | 0.0040689 | 952.3093 | 0.020106 | 820.2729 | 4.6156 | 951.9653 | 7.1499e-05 | 952.3093 | 4.5642 | 641.841 | 0.27005
| 639.4249 | 0 | 820.5112 | -0.033476 | 639.4249 | 0.013947 | 820.5112 | -0.073186 | 641.9611 | 0 | 820.5112 | -0.035559 | 641.9611 | 0.00014268 | 815.24 | 0.020391 | 639.4249 | 0.0076821 | 815.24 | 0.010591 | 815.24 | 0.013211 | 641.9611 | 0.50853 | 641.9611 | 5.0917 | 639.4249 | 1.3253 | 820.5112 | -0.0031696 | 952.4776 | 0.021694 | 820.5112 | 4.5341 | 952.1344 | 0.00010725 | 952.4776 | 4.555 | 641.9611 | 0.27229
| 639.546 | 0 | 820.7496 | 0.025542 | 639.546 | 0 | 820.7496 | 0.020504 | 642.0811 | 0 | 820.7496 | 0.017348 | 642.0811 | 0.00014082 | 815.48 | -0.0035984 | 639.546 | 0 | 815.48 | -0.0068827 | 815.48 | -0.0045398 | 642.0811 | 0.44704 | 642.0811 | 4.9513 | 639.546 | 1.3397 | 820.7496 | 0.012195 | 952.6459 | 0.026505 | 820.7496 | 4.4407 | 952.3035 | 0.00028599 | 952.6459 | 4.5416 | 642.0811 | 0.26936
| 639.6671 | 0.00041907 | 820.988 | -0.036695 | 639.6671 | 0.017195 | 820.988 | -0.086296 | 642.2012 | 0 | 820.988 | -0.032478 | 642.2012 | 0.00013523 | 815.72 | -0.018472 | 639.6671 | 0.0099467 | 815.72 | 0.0040674 | 815.72 | -0.00056109 | 642.2012 | 0.41757 | 642.2012 | 4.8068 | 639.6671 | 1.4893 | 820.988 | -0.00080431 | 952.8142 | 0.024826 | 820.988 | 4.389 | 952.4726 | 0.00032174 | 952.8142 | 4.5325 | 642.2012 | 0.27125
| 639.7882 | 0 | 821.2264 | 0.0051665 | 639.7882 | 0 | 821.2264 | 0.033762 | 642.3213 | 0 | 821.2264 | 0.019315 | 642.3213 | 0.00013412 | 815.95 | 0.0083963 | 639.7882 | 0.0028575 | 815.95 | -0.0047858 | 815.95 | -0.00010202 | 642.3213 | 0.35369 | 642.3213 | 4.6493 | 639.7882 | 1.4411 | 821.2264 | 0.0073043 | 952.9825 | 0.028411 | 821.2264 | 4.2448 | 952.6417 | 7.1499e-05 | 952.9825 | 4.5218 | 642.3213 | 0.26988
| 639.9094 | 0.015805 | 821.4647 | -0.035046 | 639.9094 | 0.0087791 | 821.4647 | -0.075957 | 642.4414 | 0.00024284 | 821.4647 | -0.029923 | 642.4414 | 0.00014306 | 816.19 | -0.017032 | 639.9094 | 0.0131 | 816.19 | -0.0072322 | 816.19 | 0.0021933 | 642.4414 | 0.35369 | 642.4414 | 4.5209 | 639.9094 | 1.4776 | 821.4647 | -0.0023236 | 953.1508 | 0.016838 | 821.4647 | 4.1876 | 952.8108 | 0.00032174 | 953.1508 | 4.5156 | 642.4414 | 0.27148
| 640.0305 | 0.00088884 | 821.7031 | -0.0033354 | 640.0305 | 0 | 821.7031 | 0.02506 | 642.5615 | 0.00024284 | 821.7031 | 0.025976 | 642.5615 | 0.00013523 | 816.43 | 0.012235 | 640.0305 | 0.0042442 | 816.43 | -0.0040868 | 816.43 | 0.0035706 | 642.5615 | 0.35213 | 642.5615 | 4.3977 | 640.0305 | 1.4688 | 821.7031 | 0.0057466 | 953.3191 | 0.022012 | 821.7031 | 4.0504 | 952.9799 | 0 | 953.3191 | 4.51 | 642.5615 | 0.27137
| 640.1517 | 0.0045602 | 821.9416 | -0.026336 | 640.1517 | 0.0071227 | 821.9416 | -0.065013 | 642.6816 | 0.00024284 | 821.9416 | -0.035109 | 642.6816 | 0.0001371 | 816.67 | 0.0031186 | 640.1517 | 0.0012394 | 816.67 | 0.0011552 | 816.67 | 0.0078554 | 642.6816 | 0.3668 | 642.6816 | 4.2882 | 640.1517 | 1.539 | 821.9416 | -0.0035207 | 953.4873 | 0.011392 | 821.9416 | 3.9379 | 953.149 | 0.00010725 | 953.4873 | 4.5098 | 642.6816 | 0.27257
| 640.2729 | 0 | 822.18 | 0.023025 | 640.2729 | 0 | 822.18 | 0.049684 | 642.8017 | 0 | 822.18 | 0.019756 | 642.8017 | 0.00013803 | 816.91 | -0.0074367 | 640.2729 | 0 | 816.91 | 0.0015046 | 816.91 | 0.00051009 | 642.8017 | 0.37019 | 642.8017 | 4.1543 | 640.2729 | 1.561 | 822.18 | 0.0082241 | 953.6557 | 0.022829 | 822.18 | 3.8383 | 953.3181 | 0.00050049 | 953.6557 | 4.5042 | 642.8017 | 0.27487
| 640.3941 | 0.007814 | 822.4184 | -0.03322 | 640.3941 | 0.010126 | 822.4184 | -0.042544 | 642.9218 | 0 | 822.4184 | -0.028406 | 642.9218 | 0.00016131 | 817.15 | -0.030466 | 640.3941 | 0.0087922 | 817.15 | -0.0042033 | 817.15 | -0.0091305 | 642.9218 | 0.35213 | 642.9218 | 4.0328 | 640.3941 | 1.6879 | 822.4184 | 0.0045998 | 953.8239 | 0.025279 | 822.4184 | 3.8045 | 953.4872 | 0.00032174 | 953.8239 | 4.4993 | 642.9218 | 0.27584
| 640.5153 | 0 | 822.6568 | 0.017532 | 640.5153 | 0 | 822.6568 | -0.012177 | 643.0419 | 0 | 822.6568 | 0.018837 | 643.0419 | 0.00016057 | 817.38 | 0.0079165 | 640.5153 | 0.015586 | 817.38 | 0.0044169 | 817.38 | -0.010202 | 643.0419 | 0.35467 | 643.0419 | 3.9091 | 640.5153 | 1.6357 | 822.6568 | 0.014144 | 953.9922 | 0.0236 | 822.6568 | 3.6808 | 953.6563 | 0 | 953.9922 | 4.4895 | 643.0419 | 0.27911
| 640.6364 | 0.00071483 | 822.8953 | -0.029252 | 640.6364 | 0.012801 | 822.8953 | -0.053565 | 643.1621 | 0.00024284 | 822.8953 | -0.033791 | 643.1621 | 0.00016485 | 817.62 | -0.0031186 | 640.6364 | 0.0080373 | 817.62 | -0.00070865 | 817.62 | 0.0054069 | 643.1621 | 0.33465 | 643.1621 | 3.8158 | 640.6364 | 1.7907 | 822.8953 | 0.00017574 | 954.1605 | 0.023282 | 822.8953 | 3.6024 | 953.8254 | 0.00010725 | 954.1605 | 4.4834 | 643.1621 | 0.27653
| 640.7577 | 0 | 823.1337 | -0.00044332 | 640.7577 | 0 | 823.1337 | 0.025937 | 643.2822 | 0.00024284 | 823.1337 | 0.021146 | 643.2822 | 0.00013523 | 817.86 | 0.0031186 | 640.7577 | 0.0052398 | 817.86 | 0.00033976 | 817.86 | -0.0053048 | 643.2822 | 0.34579 | 643.2822 | 3.713 | 640.7577 | 1.7055 | 823.1337 | 0.0029353 | 954.3288 | 0.022738 | 823.1337 | 3.5103 | 953.9945 | 7.1499e-05 | 954.3288 | 4.4714 | 643.2822 | 0.27837
| 640.8789 | 0.00012322 | 823.3722 | -0.028642 | 640.8789 | 0.00099385 | 823.3722 | -0.038239 | 643.4023 | 0 | 823.3722 | -0.034265 | 643.4023 | 0.00015479 | 818.1 | -0.031426 | 640.8789 | 0.010169 | 818.1 | 0.00092222 | 818.1 | -0.01112 | 643.4023 | 0.33704 | 643.4023 | 3.6093 | 640.8789 | 1.862 | 823.3722 | 8.6758e-05 | 954.4971 | 0.020015 | 823.3722 | 3.4143 | 954.1637 | 0.00032174 | 954.4971 | 4.4601 | 643.4023 | 0.27716
| 641.0001 | 0 | 823.6106 | -0.002333 | 641.0001 | 0 | 823.6106 | -0.0061991 | 643.5224 | 0.00024284 | 823.6106 | 0.020362 | 643.5224 | 0.00014268 | 818.34 | 0.027587 | 641.0001 | 0.0059947 | 818.34 | 0.00092222 | 818.34 | 0.0063253 | 643.5224 | 0.33239 | 643.5224 | 3.4863 | 641.0001 | 1.8096 | 823.6106 | 0.0016014 | 954.6654 | 0.032949 | 823.6106 | 3.3594 | 954.3328 | 0 | 954.6654 | 4.4464 | 643.5224 | 0.28083
| 641.1213 | 0.013747 | 823.8491 | -0.032713 | 641.1213 | 0.0089448 | 823.8491 | -0.068017 | 643.6425 | 0 | 823.8491 | -0.036973 | 643.6425 | 0.00015088 | 818.58 | -0.010315 | 641.1213 | 0.007016 | 818.58 | -0.0040868 | 818.58 | -0.0010202 | 643.6425 | 0.31942 | 643.6425 | 3.3879 | 641.1213 | 1.943 | 823.8491 | -0.003988 | 954.8337 | 0.01652 | 823.8491 | 3.2333 | 954.5019 | 0.00010725 | 954.8337 | 4.4364 | 643.6425 | 0.2763
| 641.2426 | 0 | 824.0876 | 0.027395 | 641.2426 | 0 | 824.0876 | -0.013016 | 643.7626 | 0.00053406 | 824.0876 | 0.025826 | 643.7626 | 0.00014604 | 818.81 | 0.016073 | 641.2426 | 0.0081705 | 818.81 | 0.0010387 | 818.81 | -0.0040807 | 643.7626 | 0.29981 | 643.7626 | 3.3046 | 641.2426 | 1.9628 | 824.0876 | 0.0076877 | 955.002 | 0.026641 | 824.0876 | 3.0926 | 954.671 | 7.1499e-05 | 955.002 | 4.4246 | 643.7626 | 0.27705
| 641.3638 | 0 | 824.326 | -0.0053274 | 641.3638 | 0.0099348 | 824.326 | -0.031277 | 643.8827 | 0 | 824.326 | -0.033264 | 643.8827 | 0.00016224 | 819.05 | -0.045821 | 641.3638 | 0.0056394 | 819.05 | 0.003485 | 819.05 | -0.010355 | 643.8827 | 0.28458 | 643.8827 | 3.2358 | 641.3638 | 2.1619 | 824.326 | -0.0099026 | 955.1703 | 0.020423 | 824.326 | 3.0158 | 954.8401 | 0.00032174 | 955.1703 | 4.4133 | 643.8827 | 0.27303
| 641.4851 | 0 | 824.5645 | 0.013438 | 641.4851 | 0 | 824.5645 | 0.061015 | 644.0029 | 0.00024284 | 824.5645 | 0.01988 | 644.0029 | 0.00016951 | 819.29 | 0.0093559 | 641.4851 | 0.0081705 | 819.29 | 0.0048828 | 819.29 | 0.0069371 | 644.0029 | 0.25003 | 644.0029 | 3.1658 | 641.4851 | 2.1669 | 824.5645 | 0.0028381 | 955.3386 | 0.026414 | 824.5645 | 2.9144 | 955.0093 | 0 | 955.3386 | 4.3966 | 644.0029 | 0.27309
| 641.6064 | 0.0095486 | 824.803 | -0.0183 | 641.6064 | 0.0064601 | 824.803 | -0.053321 | 644.123 | 0 | 824.803 | -0.030841 | 644.123 | 0.0001751 | 819.53 | -0.02135 | 641.6064 | 0.0042642 | 819.53 | -0.0075817 | 819.53 | 0.0011222 | 644.123 | 0.22733 | 644.123 | 3.0957 | 641.6064 | 2.2593 | 824.803 | -0.0036197 | 955.5069 | 0.019879 | 824.803 | 2.8686 | 955.1784 | 0.00010725 | 955.5069 | 4.3827 | 644.123 | 0.2588
| 641.7276 | 0 | 825.0415 | 0.0032583 | 641.7276 | 0 | 825.0415 | 0.028337 | 644.2431 | 0.00024284 | 825.0415 | 0.020399 | 644.2431 | 0.00015665 | 819.77 | -0.0064771 | 641.7276 | 0.0021011 | 819.77 | 0.0018541 | 819.77 | 0.0043357 | 644.2431 | 0.19757 | 644.2431 | 3.009 | 641.7276 | 2.1914 | 825.0415 | 0.0019851 | 955.6753 | 0.021603 | 825.0415 | 2.7393 | 955.3475 | 7.1499e-05 | 955.6753 | 4.3684 | 644.2431 | 0.25823
| 641.8489 | 0.0066309 | 825.2801 | -0.030311 | 641.8489 | 0.011941 | 825.2801 | -0.077361 | 644.3632 | 0 | 825.2801 | -0.035944 | 644.3632 | 0.00015777 | 820 | -0.043421 | 641.8489 | 0.012078 | 820 | -0.0043198 | 820 | -0.0048458 | 644.3632 | 0.19264 | 644.3632 | 2.9277 | 641.8489 | 2.3475 | 825.2801 | -0.0059183 | 955.8436 | 0.016339 | 825.2801 | 2.6543 | 955.5167 | 0.00032174 | 955.8436 | 4.3599 | 644.3632 | 0.2498
| 641.9702 | 0 | 825.5186 | -0.0095951 | 641.9702 | 0 | 825.5186 | 0.032023 | 644.4834 | 0 | 825.5186 | 0.023892 | 644.4834 | 0.00015572 | 820.24 | -0.013674 | 641.9702 | 0.0077709 | 820.24 | -0.005368 | 820.24 | -0.0027035 | 644.4834 | 0.1688 | 644.4834 | 2.8294 | 641.9702 | 2.3979 | 825.5186 | 0.0022643 | 956.0119 | 0.028547 | 825.5186 | 2.5726 | 955.6858 | 0 | 956.0119 | 4.354 | 644.4834 | 0.25702
| 642.0915 | 0.0048561 | 825.7571 | -0.014204 | 642.0915 | 0.014042 | 825.7571 | -0.030723 | 644.6035 | 0.00053406 | 825.7571 | -0.033055 | 644.6035 | 0.0001805 | 820.48 | -0.0059973 | 642.0915 | 0.011812 | 820.48 | -0.0029219 | 820.48 | -0.0042337 | 644.6035 | 0.16401 | 644.6035 | 2.7645 | 642.0915 | 2.5221 | 825.7571 | -0.0081371 | 956.1802 | 0.020332 | 825.7571 | 2.5103 | 955.855 | 0.00010725 | 956.1802 | 4.3521 | 644.6035 | 0.24899
| 642.2128 | 0 | 825.9956 | 0.0042177 | 642.2128 | 0 | 825.9956 | 0.035388 | 644.7236 | 0 | 825.9956 | 0.02505 | 644.7236 | 0.00017081 | 820.72 | -0.014154 | 642.2128 | 0.011412 | 820.72 | 0.00022327 | 820.72 | 0.0052539 | 644.7236 | 0.14173 | 644.7236 | 2.6758 | 642.2128 | 2.5486 | 825.9956 | 0.0079673 | 956.3485 | 0.02537 | 825.9956 | 2.4375 | 956.0241 | 7.1499e-05 | 956.3485 | 4.3513 | 644.7236 | 0.24268
| 642.3341 | 0.0030813 | 826.2342 | -0.027918 | 642.3341 | 0.013087 | 826.2342 | -0.090382 | 644.8438 | 0 | 826.2342 | -0.038805 | 644.8438 | 0.00018683 | 820.96 | -0.0016793 | 642.3341 | 0.0095471 | 820.96 | 0.0046498 | 820.96 | 0.00096913 | 644.8438 | 0.13877 | 644.8438 | 2.6129 | 642.3341 | 2.6696 | 826.2342 | -0.0064787 | 956.5168 | 0.021694 | 826.2342 | 2.3744 | 956.1933 | 0 | 956.5168 | 4.3487 | 644.8438 | 0.2335
| 642.4555 | 0 | 826.4727 | -0.0050647 | 642.4555 | 0 | 826.4727 | -0.0031483 | 644.9639 | 0.00024284 | 826.4727 | 0.019407 | 644.9639 | 0.00017044 | 821.2 | -0.0064771 | 642.4555 | 0.0079041 | 821.2 | 0.0067465 | 821.2 | -0.0025504 | 644.9639 | 0.11874 | 644.9639 | 2.5301 | 642.4555 | 2.6892 | 826.4727 | 0.012603 | 956.6851 | 0.023918 | 826.4727 | 2.2865 | 956.3624 | 0 | 956.6851 | 4.3362 | 644.9639 | 0.23104
| 642.5768 | 0.0051518 | 826.7113 | -0.04478 | 642.5768 | 0.01175 | 826.7113 | -0.057501 | 645.084 | 0.00024284 | 826.7113 | -0.03378 | 645.084 | 0.00017435 | 821.43 | -0.038623 | 642.5768 | 0.0045293 | 821.43 | -0.00047565 | 821.43 | 0.0098449 | 645.084 | 0.11578 | 645.084 | 2.4643 | 642.5768 | 2.8395 | 826.7113 | -0.0058787 | 956.8534 | 0.021558 | 826.7113 | 2.2408 | 956.5316 | 0.00032174 | 956.8534 | 4.3179 | 645.084 | 0.2304
| 642.6982 | 0 | 826.9499 | 0.015603 | 642.6982 | 0 | 826.9499 | -0.0042035 | 645.2042 | 0.00024284 | 826.9499 | 0.022241 | 645.2042 | 0.00013914 | 821.67 | -0.0031186 | 642.6982 | 0.0012187 | 821.67 | 0.003019 | 821.67 | 0.0090795 | 645.2042 | 0.094344 | 645.2042 | 2.3844 | 642.6982 | 2.9243 | 826.9499 | 0.012856 | 957.0217 | 0.019062 | 826.9499 | 2.096 | 956.7007 | 0.00028599 | 957.0217 | 4.2929 | 645.2042 | 0.22713
| 642.8195 | 0 | 827.1884 | -0.0067389 | 642.8195 | 0.0084479 | 827.1884 | -0.059691 | 645.3243 | 0 | 827.1884 | -0.029249 | 645.3243 | 0.00011754 | 821.91 | -0.02135 | 642.8195 | 0.0060391 | 821.91 | -0.0021065 | 821.91 | 0.0077024 | 645.3243 | 0.094485 | 645.3243 | 2.3303 | 642.8195 | 2.9981 | 827.1884 | 0.0009744 | 957.1901 | 0.033267 | 827.1884 | 2.0577 | 956.8699 | 0 | 957.1901 | 4.2704 | 645.3243 | 0.22421
| 642.9409 | 0 | 827.427 | 0.015021 | 642.9409 | 0 | 827.427 | 0.0037839 | 645.4445 | 0 | 827.427 | 0.015939 | 645.4445 | 0.00010711 | 822.15 | 0.0083963 | 642.9409 | 0.0062611 | 822.15 | -0.0075817 | 822.15 | -0.0023974 | 645.4445 | 0.075165 | 645.4445 | 2.2615 | 642.9409 | 3.0316 | 827.427 | 0.002744 | 957.3584 | 0.023782 | 827.427 | 2.0063 | 957.039 | 0.00028599 | 957.3584 | 4.2472 | 645.4445 | 0.22163
| 643.0622 | 0.0061872 | 827.6656 | -0.023362 | 643.0622 | 0.021685 | 827.6656 | -0.017039 | 645.5646 | 0 | 827.6656 | -0.031913 | 645.5646 | 0.00012797 | 822.39 | -0.032866 | 643.0622 | 0.0062611 | 822.39 | -0.0044363 | 822.39 | -0.0092835 | 645.5646 | 0.075729 | 645.5646 | 2.2156 | 643.0622 | 3.2107 | 827.6656 | 0.0095275 | 957.5267 | 0.017655 | 827.6656 | 1.9247 | 957.2082 | 0.00010725 | 957.5267 | 4.2277 | 645.5646 | 0.22174
| 643.1836 | 0 | 827.9042 | -0.041901 | 643.1836 | 0 | 827.9042 | 0.0064699 | 645.6848 | 0 | 827.9042 | 0.021738 | 645.6848 | 0.00014008 | 822.63 | 0.019911 | 643.1836 | 0.0067496 | 822.63 | 0.0039509 | 822.63 | -0.005917 | 645.6848 | 0.05514 | 645.6848 | 2.139 | 643.1836 | 3.1776 | 827.9042 | 0.0016452 | 957.695 | 0.024417 | 827.9042 | 1.8648 | 957.3773 | 7.1499e-05 | 957.695 | 4.207 | 645.6848 | 0.21377
| 643.305 | 0.0098778 | 828.1428 | -0.0058582 | 643.305 | 0.0092761 | 828.1428 | -0.029265 | 645.8049 | 0.00024284 | 828.1428 | -0.031943 | 645.8049 | 0.00016615 | 822.86 | 0.0011995 | 643.305 | 0.0036341 | 822.86 | -0.00059213 | 822.86 | 0.00709 | 645.8049 | 0.052461 | 645.8049 | 2.0885 | 643.305 | 3.2413 | 828.1428 | -0.0064439 | 957.8634 | 0.021694 | 828.1428 | 1.7979 | 957.5465 | 0 | 957.8634 | 4.1892 | 645.8049 | 0.21899
| 643.4264 | 0 | 828.3814 | -0.00031745 | 643.4264 | 0 | 828.3814 | 0.0076022 | 645.9251 | 0.00053406 | 828.3814 | 0.01553 | 645.9251 | 0.00016448 | 823.1 | -0.0026388 | 643.4264 | 0.0059947 | 823.1 | 0.00010678 | 823.1 | -0.00040807 | 645.9251 | 0.035256 | 645.9251 | 2.0161 | 643.4264 | 3.2651 | 828.3814 | 0.0019822 | 958.0317 | 0.026232 | 828.3814 | 1.7427 | 957.7157 | 0 | 958.0317 | 4.166 | 645.9251 | 0.2117
| 643.5478 | 0.0016023 | 828.62 | -0.021009 | 643.5478 | 0.0091104 | 828.62 | -0.030011 | 646.0452 | 0 | 828.62 | -0.033571 | 646.0452 | 0.00016914 | 823.34 | -0.026628 | 643.5478 | 0.0059059 | 823.34 | -0.0037373 | 823.34 | -0.0010202 | 646.0452 | 0.034833 | 646.0452 | 1.9671 | 643.5478 | 3.59 | 828.62 | -0.0063389 | 958.2 | 0.019697 | 828.62 | 1.6712 | 957.8849 | 0 | 958.2 | 4.1475 | 646.0452 | 0.21882
| 643.6692 | 0 | 828.8587 | 0.00046197 | 643.6692 | 0 | 828.8587 | 0.0064051 | 646.1654 | 0.00024284 | 828.8587 | 0.020194 | 646.1654 | 0.00015349 | 823.58 | -0.014154 | 643.6692 | 0.0009665 | 823.58 | 0.00010678 | 823.58 | -0.0020913 | 646.1654 | 0.020166 | 646.1654 | 1.9061 | 643.6692 | 3.4728 | 828.8587 | 0.0055784 | 958.3683 | 0.023237 | 828.8587 | 1.6191 | 958.054 | 0 | 958.3683 | 4.1268 | 646.1654 | 0.2074
| 643.7907 | 0.0098778 | 829.0973 | 0.004934 | 643.7907 | 0.001822 | 829.0973 | -0.056935 | 646.2855 | 0.00024284 | 829.0973 | -0.032042 | 646.2855 | 0.00013803 | 823.82 | 0.0093559 | 643.7907 | 0 | 823.82 | 0.00045625 | 823.82 | -0.00010202 | 646.2855 | 0.024538 | 646.2855 | 1.8688 | 643.7907 | 3.6723 | 829.0973 | 0.012012 | 958.5367 | 0.024508 | 829.0973 | 1.5594 | 958.2232 | 0.00010725 | 958.5367 | 4.1088 | 646.2855 | 0.21715
| 643.9121 | 0 | 829.3359 | -0.0055791 | 643.9121 | 0 | 829.3359 | 0.045284 | 646.4057 | 0.00024284 | 829.3359 | 0.015483 | 646.4057 | 0.00012406 | 824.06 | 0.02327 | 643.9121 | 0 | 824.06 | 0.0013882 | 824.06 | -0.0031625 | 646.4057 | 0.01301 | 646.4057 | 1.8141 | 643.9121 | 3.5623 | 829.3359 | 0.0040502 | 958.705 | 0.028411 | 829.3359 | 1.4881 | 958.3924 | 0 | 958.705 | 4.0877 | 646.4057 | 0.20367
| 644.0335 | 0.00012322 | 829.5746 | -0.037471 | 644.0335 | 0.0094417 | 829.5746 | -0.046087 | 646.5259 | 0 | 829.5746 | -0.03581 | 646.5259 | 0.00012536 | 824.3 | -0.012714 | 644.0335 | 0.0081705 | 824.3 | 0.00057274 | 824.3 | 0.0087736 | 646.5259 | 0.014243 | 646.5259 | 1.7659 | 644.0335 | 3.7549 | 829.5746 | -0.0016806 | 958.8733 | 0.016929 | 829.5746 | 1.4116 | 958.5616 | 0.00032174 | 958.8733 | 4.0716 | 646.5259 | 0.2152
| 644.155 | 0 | 829.8132 | -0.0056439 | 644.155 | 0 | 829.8132 | 0.033868 | 646.646 | 0 | 829.8132 | 0.025545 | 646.646 | 0.00012964 | 824.53 | 0.019431 | 644.155 | 0.00046226 | 824.53 | 0.0054654 | 824.53 | -0.00056109 | 646.646 | 0.0032361 | 646.646 | 1.6954 | 644.155 | 3.7574 | 829.8132 | 0.01151 | 959.0417 | 0.025143 | 829.8132 | 1.3714 | 958.7307 | 7.1499e-05 | 959.0417 | 4.0546 | 646.646 | 0.1969
| 644.2764 | 0.0036729 | 830.0519 | -0.015207 | 644.2764 | 0.0076196 | 830.0519 | -0.047991 | 646.7662 | 0.00053406 | 830.0519 | -0.027334 | 646.7662 | 0.00015274 | 824.77 | -0.010795 | 644.2764 | 0.0042642 | 824.77 | -0.0050185 | 824.77 | -0.0028565 | 646.7662 | 0.0031846 | 646.7662 | 1.6437 | 644.2764 | 3.8579 | 830.0519 | -0.0052625 | 959.21 | 0.015885 | 830.0519 | 1.3401 | 958.8999 | 0.00032174 | 959.21 | 4.0425 | 646.7662 | 0.20723
| 644.3979 | 0 | 830.2906 | -0.01302 | 644.3979 | 0 | 830.2906 | 0.047842 | 646.8863 | 0 | 830.2906 | 0.021963 | 646.8863 | 0.00016038 | 825.01 | 0.0069569 | 644.3979 | 0.011545 | 825.01 | -0.0064164 | 825.01 | -0.0011732 | 646.8863 | 0.00019306 | 646.8863 | 1.5888 | 644.3979 | 3.8559 | 830.2906 | 0.0039872 | 959.3783 | 0.02419 | 830.2906 | 1.323 | 959.0691 | 0.00028599 | 959.3783 | 4.0243 | 646.8863 | 0.18904
| 644.5194 | 0.011359 | 830.5293 | -0.027838 | 644.5194 | 0.0086135 | 830.5293 | -0.047186 | 647.0065 | 0 | 830.5293 | -0.033047 | 647.0065 | 0.00016224 | 825.25 | -0.012714 | 644.5194 | 0.0060391 | 825.25 | -0.0018735 | 825.25 | -0.0046928 | 647.0065 | 0.00019884 | 647.0065 | 1.5525 | 644.5194 | 3.9801 | 830.5293 | 0.0090785 | 959.5466 | 0.022738 | 830.5293 | 1.235 | 959.2383 | 0.00010725 | 959.5466 | 4.0085 | 647.0065 | 0.20114
| 644.6409 | 0 | 830.7679 | -0.027453 | 644.6409 | 0 | 830.7679 | 0.016346 | 647.1267 | 0 | 830.7679 | 0.01692 | 647.1267 | 0.0001492 | 825.49 | 0.0002399 | 644.6409 | 0.0048846 | 825.49 | 0.002553 | 825.49 | 0.00051009 | 647.1267 | 5.7802e-06 | 647.1267 | 1.5004 | 644.6409 | 3.9976 | 830.7679 | 0.0037562 | 959.715 | 0.032405 | 830.7679 | 1.2348 | 959.4075 | 7.1499e-05 | 959.715 | 3.9866 | 647.1267 | 0.18353
| 644.7624 | 0.0045602 | 831.0066 | 0.022461 | 644.7624 | 0.01175 | 831.0066 | -0.052019 | 647.2469 | 0 | 831.0066 | -0.027447 | 647.2469 | 0.00014622 | 825.73 | 0.00071969 | 644.7624 | 0.014076 | 825.73 | -0.010377 | 825.73 | -0.0051518 | 647.2469 | 7.5968e-06 | 647.2469 | 1.4575 | 644.7624 | 4.1256 | 831.0066 | 0.0061793 | 959.8833 | 0.028184 | 831.0066 | 1.1821 | 959.5767 | 0.00010725 | 959.8833 | 3.9738 | 647.2469 | 0.18829
| 644.8839 | 0 | 831.2453 | 0.011399 | 644.8839 | 0 | 831.2453 | 0.035294 | 647.367 | 0 | 831.2453 | 0.016201 | 647.367 | 0.00014082 | 825.96 | -0.004558 | 644.8839 | 0.0041182 | 825.96 | -0.0032714 | 825.96 | 0.0034176 | 647.367 | 1.8166e-06 | 647.367 | 1.3965 | 644.8839 | 4.1531 | 831.2453 | 0.0023815 | 960.0517 | 0.031361 | 831.2453 | 1.1369 | 959.7459 | 7.1499e-05 | 960.0517 | 3.9594 | 647.367 | 0.16775
| 645.0054 | 0.0064829 | 831.4841 | -0.026531 | 645.0054 | 0.010412 | 831.4841 | -0.068627 | 647.4872 | 0 | 831.4841 | -0.037278 | 647.4872 | 0.00016299 | 826.2 | -0.017032 | 645.0054 | 0.0037601 | 826.2 | -0.00199 | 826.2 | -0.0040807 | 647.4872 | 6.1105e-06 | 647.4872 | 1.3568 | 645.0054 | 4.2635 | 831.4841 | -0.0070055 | 960.22 | 0.026505 | 831.4841 | 1.1007 | 959.9151 | 0.00010725 | 960.22 | 3.9466 | 647.4872 | 0.16173
| 645.1269 | 0 | 831.7228 | 0.018738 | 645.1269 | 0 | 831.7228 | 0.0052813 | 647.6074 | 0.00024284 | 831.7228 | 0.016496 | 647.6074 | 0.00016355 | 826.44 | -0.010315 | 645.1269 | 0.0082593 | 826.44 | 0.0029025 | 826.44 | 0.0044887 | 647.6074 | 4.2939e-06 | 647.6074 | 1.3018 | 645.1269 | 4.2363 | 831.7228 | 0.0065388 | 960.3883 | 0.026959 | 831.7228 | 1.0612 | 960.0843 | 7.1499e-05 | 960.3883 | 3.9204 | 647.6074 | 0.14234
| 645.2484 | 0.012265 | 831.9615 | -0.010265 | 645.2484 | 0.0036442 | 831.9615 | -0.056553 | 647.7276 | 0 | 831.9615 | -0.03349 | 647.7276 | 0.00016429 | 826.68 | -0.0093559 | 645.2484 | 0.0072824 | 826.68 | 0.00057274 | 826.68 | 0.0054069 | 647.7276 | 4.2939e-06 | 647.7276 | 1.2671 | 645.2484 | 4.4237 | 831.9615 | 0.0020781 | 960.5567 | 0.027912 | 831.9615 | 1.0052 | 960.2535 | 0 | 960.5567 | 3.8928 | 647.7276 | 0.14125
| 645.37 | 0 | 832.2002 | 0.0022225 | 645.37 | 0 | 832.2002 | -0.034679 | 647.8478 | 0.00053406 | 832.2002 | 0.015188 | 647.8478 | 0.00016131 | 826.92 | -0.00071969 | 645.37 | 0.0024794 | 826.92 | -0.0037373 | 826.92 | -0.0016323 | 647.8478 | 0 | 647.8478 | 1.2152 | 645.37 | 4.4804 | 832.2002 | 0.0025942 | 960.725 | 0.025189 | 832.2002 | 0.99715 | 960.4227 | 0.00028599 | 960.725 | 3.8638 | 647.8478 | 0.13626
| 645.4915 | 0.0060393 | 832.439 | -0.032877 | 645.4915 | 0.0096482 | 832.439 | -0.08432 | 647.9679 | 0 | 832.439 | -0.031066 | 647.9679 | 0.00015349 | 827.16 | -0.0050378 | 645.4915 | 0.003256 | 827.16 | -0.0018735 | 827.16 | -0.0079064 | 647.9679 | 0 | 647.9679 | 1.1812 | 645.4915 | 4.6392 | 832.439 | 0.0036366 | 960.8934 | 0.025279 | 832.439 | 0.95433 | 960.5919 | 0.00032174 | 960.8934 | 3.8416 | 647.9679 | 0.14417
| 645.6131 | 0 | 832.6777 | -0.00082986 | 645.6131 | 0 | 832.6777 | 0.020283 | 648.0881 | 0 | 832.6777 | 0.01493 | 648.0881 | 0.00014306 | 827.4 | 0.030946 | 645.6131 | 0.0095471 | 827.4 | 0.0052322 | 827.4 | 0.00066312 | 648.0881 | 3.303e-07 | 648.0881 | 1.1339 | 645.6131 | 4.7303 | 832.6777 | -0.00031049 | 961.0617 | 0.035037 | 832.6777 | 0.93142 | 960.7612 | 0 | 961.0617 | 3.8177 | 648.0881 | 0.13964
| 645.7346 | 0.0036729 | 832.9165 | -0.024242 | 645.7346 | 0.018914 | 832.9165 | -0.051399 | 648.2083 | 0.00024284 | 832.9165 | -0.037905 | 648.2083 | 0.00014138 | 827.63 | 0.022311 | 645.7346 | 0.013588 | 827.63 | -0.0049022 | 827.63 | 0.0018873 | 648.2083 | 1.9818e-06 | 648.2083 | 1.0995 | 645.7346 | 4.8345 | 832.9165 | -0.0066736 | 961.2301 | 0.017019 | 832.9165 | 0.8837 | 960.9304 | 0.00010725 | 961.2301 | 3.7949 | 648.2083 | 0.14423
| 645.8562 | 0 | 833.1552 | 0.015912 | 645.8562 | 0 | 833.1552 | 0.015059 | 648.3285 | 0.00024284 | 833.1552 | 0.020906 | 648.3285 | 0.00014138 | 827.87 | -0.014634 | 645.8562 | 0.0085258 | 827.87 | -0.0073485 | 827.87 | -0.0068351 | 648.3285 | 1.9818e-06 | 648.3285 | 1.0519 | 645.8562 | 4.933 | 833.1552 | 0.013416 | 961.3984 | 0.029046 | 833.1552 | 0.86536 | 961.0996 | 7.1499e-05 | 961.3984 | 3.7683 | 648.3285 | 0.1374
| 645.9778 | 0 | 833.394 | -0.014286 | 645.9778 | 0.018723 | 833.394 | -0.057467 | 648.4487 | 0 | 833.394 | -0.031149 | 648.4487 | 0.00015051 | 828.11 | -0.034785 | 645.9778 | 0.0019956 | 828.11 | -0.0093286 | 828.11 | 0.0012752 | 648.4487 | 1.8166e-06 | 648.4487 | 1.0211 | 645.9778 | 5.1211 | 833.394 | -0.0056924 | 961.5668 | 0.019334 | 833.394 | 0.81134 | 961.2688 | 0.00010725 | 961.5668 | 3.7414 | 648.4487 | 0.14004
| 646.0994 | 0 | 833.6328 | 0.00876 | 646.0994 | 0.00066409 | 833.6328 | -0.00341 | 648.5689 | 0 | 833.6328 | 0.023528 | 648.5689 | 0.00014492 | 828.35 | 0.014154 | 646.0994 | 0.0052398 | 828.35 | -0.0023395 | 828.35 | 0.0075495 | 648.5689 | 0 | 648.5689 | 0.9731 | 646.0994 | 5.2797 | 833.6328 | -0.001143 | 961.7351 | 0.027866 | 833.6328 | 0.80693 | 961.438 | 7.1499e-05 | 961.7351 | 3.7073 | 648.5689 | 0.13465
| 646.221 | 0.0051518 | 833.8716 | -0.054405 | 646.221 | 0.014616 | 833.8716 | -0.047046 | 648.6891 | 0 | 833.8716 | -0.028853 | 648.6891 | 0.0001587 | 828.59 | -0.031905 | 646.221 | 0.0026258 | 828.59 | 0.0013882 | 828.59 | -0.00086717 | 648.6891 | 1.9818e-06 | 648.6891 | 0.95141 | 646.221 | 5.4538 | 833.8716 | -0.0025075 | 961.9035 | 0.027049 | 833.8716 | 0.77712 | 961.6073 | 0.00010725 | 961.9035 | 3.674 | 648.6891 | 0.13597
| 646.3426 | 0 | 834.1103 | 0.0016845 | 646.3426 | 0 | 834.1103 | 0.021455 | 648.8093 | 0.00024284 | 834.1103 | 0.019069 | 648.8093 | 0.00015908 | 828.83 | 0.02327 | 646.3426 | 0.0038661 | 828.83 | -0.0001262 | 828.83 | 0.00051009 | 648.8093 | 1.9818e-06 | 648.8093 | 0.91242 | 646.3426 | 5.5832 | 834.1103 | 0.0085163 | 962.0718 | 0.027276 | 834.1103 | 0.75015 | 961.7765 | 0 | 962.0718 | 3.6402 | 648.8093 | 0.13385
| 646.4642 | 0 | 834.3491 | -0.032617 | 646.4642 | 0.01901 | 834.3491 | -0.049406 | 648.9295 | 0.00053406 | 834.3491 | -0.033956 | 648.9295 | 0.00016168 | 829.07 | -0.012714 | 646.4642 | 0.011057 | 829.07 | -0.00094161 | 829.07 | 0.0018873 | 648.9295 | 2.6424e-06 | 648.9295 | 0.88668 | 646.4642 | 5.6482 | 834.3491 | -0.014131 | 962.2402 | 0.011982 | 834.3491 | 0.69639 | 961.9457 | 0 | 962.2402 | 3.6125 | 648.9295 | 0.13867
| 646.5858 | 0 | 834.588 | 0.01217 | 646.5858 | 0 | 834.588 | -0.0088758 | 649.0497 | 0.00024284 | 834.588 | 0.013824 | 649.0497 | 0.00016988 | 829.3 | -0.032866 | 646.5858 | 0.0072824 | 829.3 | -0.0032714 | 829.3 | 0.00051009 | 649.0497 | 1.9818e-06 | 649.0497 | 0.8274 | 646.5858 | 5.8812 | 834.588 | 0.010486 | 962.4085 | 0.028638 | 834.588 | 0.70037 | 962.115 | 0 | 962.4085 | 3.5813 | 649.0497 | 0.13867
| 646.7075 | 0.0097132 | 834.8268 | -0.00062552 | 646.7075 | 0.0086135 | 834.8268 | -0.080867 | 649.1699 | 0 | 834.8268 | -0.032397 | 649.1699 | 0.0001805 | 829.54 | -0.0064771 | 646.7075 | 0.0028778 | 829.54 | 0.002786 | 829.54 | 5.1009e-05 | 649.1699 | 5.2848e-06 | 649.1699 | 0.79105 | 646.7075 | 6.1771 | 834.8268 | 0.00059239 | 962.5769 | 0.019152 | 834.8268 | 0.64847 | 962.2842 | 0.00032174 | 962.5769 | 3.5498 | 649.1699 | 0.1424
| 646.8291 | 0 | 835.0656 | -0.0046508 | 646.8291 | 0 | 835.0656 | 0.0098017 | 649.2901 | 0 | 835.0656 | 0.016418 | 649.2901 | 0.0001574 | 829.78 | 0.0083963 | 646.8291 | 0.011057 | 829.78 | 0.00057274 | 829.78 | 0.0086207 | 649.2901 | 4.9545e-06 | 649.2901 | 0.73801 | 646.8291 | 6.2196 | 835.0656 | 0.0056569 | 962.7453 | 0.023872 | 835.0656 | 0.65131 | 962.4534 | 0 | 962.7453 | 3.5072 | 649.2901 | 0.14108
| 646.9508 | 0.0094662 | 835.3044 | -0.022147 | 646.9508 | 0.0076196 | 835.3044 | -0.029052 | 649.4103 | 0.00024284 | 835.3044 | -0.037465 | 649.4103 | 0.00013281 | 830.02 | -0.041501 | 646.9508 | 0.0069272 | 830.02 | -0.0018735 | 830.02 | -0.0074475 | 649.4103 | 4.9545e-06 | 649.4103 | 0.7246 | 646.9508 | 6.467 | 835.3044 | 0.0010794 | 962.9136 | 0.021694 | 835.3044 | 0.63611 | 962.6227 | 0 | 962.9136 | 3.4652 | 649.4103 | 0.14555
| 647.0724 | 0 | 835.5433 | 0.0015869 | 647.0724 | 0 | 835.5433 | 0.069069 | 649.5305 | 0 | 835.5433 | 0.015467 | 649.5305 | 0.00010878 | 830.26 | 0.0069569 | 647.0724 | 0.0034878 | 830.26 | -0.0047858 | 830.26 | -0.0016323 | 649.5305 | 1.9818e-06 | 649.5305 | 0.69808 | 647.0724 | 6.474 | 835.5433 | 0.0032188 | 963.082 | 0.026641 | 835.5433 | 0.60748 | 962.7919 | 0 | 963.082 | 3.4204 | 649.5305 | 0.14165
| 647.1941 | 0.005004 | 835.7821 | 0.0045771 | 647.1941 | 0.021876 | 835.7821 | -0.064463 | 649.6507 | 0 | 835.7821 | -0.028944 | 649.6507 | 0.00013281 | 830.5 | -0.019431 | 647.1941 | 0.0043903 | 830.5 | -0.001524 | 830.5 | -0.0068351 | 649.6507 | 2.9727e-06 | 649.6507 | 0.70291 | 647.1941 | 6.6544 | 835.7821 | 0.0023312 | 963.2503 | 0.020605 | 835.7821 | 0.58005 | 962.9611 | 0.00010725 | 963.2503 | 3.3857 | 649.6507 | 0.14658
| 647.3158 | 0 | 836.021 | 0.016404 | 647.3158 | 0 | 836.021 | 0.028676 | 649.7709 | 0 | 836.021 | 0.019866 | 649.7709 | 0.00014436 | 830.74 | -0.012235 | 647.3158 | 0.0080373 | 830.74 | -0.0028054 | 830.74 | -0.00010202 | 649.7709 | 4.6242e-06 | 649.7709 | 0.70151 | 647.3158 | 6.8891 | 836.021 | 0.0085744 | 963.4187 | 0.02419 | 836.021 | 0.57863 | 963.1304 | 0 | 963.4187 | 3.3519 | 649.7709 | 0.14326
| 647.4375 | 0.0045602 | 836.2598 | -0.012311 | 647.4375 | 0.01175 | 836.2598 | -0.051447 | 649.8911 | 0 | 836.2598 | -0.032134 | 649.8911 | 0.00015535 | 830.97 | 0.0098357 | 647.4375 | 0.015364 | 830.97 | 0.0067465 | 830.97 | -0.0028565 | 649.8911 | 8.4226e-06 | 649.8911 | 0.7065 | 647.4375 | 6.9309 | 836.2598 | -0.0050557 | 963.587 | 0.032632 | 836.2598 | 0.53476 | 963.2997 | 0.00010725 | 963.587 | 3.327 | 649.8911 | 0.14991
| 647.5592 | 0 | 836.4987 | -0.019712 | 647.5592 | 0 | 836.4987 | 0.0072987 | 650.0113 | 0.00053406 | 836.4987 | 0.020308 | 650.0113 | 0.00016038 | 831.21 | 0.00071969 | 647.5592 | 0.0097691 | 831.21 | 0.00010678 | 831.21 | 0.0029585 | 650.0113 | 9.2483e-06 | 650.0113 | 0.70198 | 647.5592 | 6.9579 | 836.4987 | -0.00035921 | 963.7554 | 0.022647 | 836.4987 | 0.52629 | 963.4689 | 7.1499e-05 | 963.7554 | 3.2971 | 650.0113 | 0.14802
| 647.6809 | 0 | 836.7375 | -0.02036 | 647.6809 | 0.0054662 | 836.7375 | -0.06216 | 650.1316 | 0.00024284 | 836.7375 | -0.031401 | 650.1316 | 0.00015926 | 831.45 | -0.010795 | 647.6809 | 0.010568 | 831.45 | 0.0024366 | 831.45 | -0.0013262 | 650.1316 | 8.7529e-06 | 650.1316 | 0.65502 | 647.6809 | 7.2589 | 836.7375 | -0.007593 | 963.9238 | 0.020605 | 836.7375 | 0.49825 | 963.6382 | 0.00032174 | 963.9238 | 3.2669 | 650.1316 | 0.151
| 647.8026 | 0 | 836.9764 | 0.019097 | 647.8026 | 0 | 836.9764 | 0.023988 | 650.2518 | 0 | 836.9764 | 0.027689 | 650.2518 | 0.00016653 | 831.69 | 0.016073 | 647.8026 | 0.0024794 | 831.69 | -0.001524 | 831.69 | -0.0046928 | 650.2518 | 4.9545e-06 | 650.2518 | 0.59621 | 647.8026 | 7.3109 | 836.9764 | 0.0064627 | 964.0921 | 0.029591 | 836.9764 | 0.50185 | 963.8074 | 0 | 964.0921 | 3.2292 | 650.2518 | 0.14899
| 647.9243 | 0.003377 | 837.2153 | -0.011642 | 647.9243 | 0.015093 | 837.2153 | -0.068362 | 650.372 | 0.00024284 | 837.2153 | -0.026636 | 650.372 | 0.0001384 | 831.93 | 0.0016793 | 647.9243 | 0.005151 | 831.93 | -0.002223 | 831.93 | -0.0088246 | 650.372 | 9.5786e-06 | 650.372 | 0.55441 | 647.9243 | 7.3957 | 837.2153 | 0.0066725 | 964.2605 | 0.024099 | 837.2153 | 0.46964 | 963.9767 | 0.00010725 | 964.2605 | 3.1965 | 650.372 | 0.15129
| 648.0461 | 0 | 837.4542 | 0.00090505 | 648.0461 | 0 | 837.4542 | 0.027069 | 650.4922 | 0 | 837.4542 | 0.021626 | 650.4922 | 0.00012238 | 832.17 | -0.024709 | 648.0461 | 0.0077709 | 832.17 | -0.0052516 | 832.17 | 0.0084671 | 650.4922 | 8.918e-06 | 650.4922 | 0.51385 | 648.0461 | 7.4384 | 837.4542 | 0.0024523 | 964.4289 | 0.027594 | 837.4542 | 0.45695 | 964.1459 | 0 | 964.4289 | 3.1608 | 650.4922 | 0.15272
| 648.1678 | 0.016875 | 837.6931 | -0.035175 | 648.1678 | 0.0066257 | 837.6931 | -0.063348 | 650.6125 | 0 | 837.6931 | -0.031716 | 650.6125 | 0.00011921 | 832.41 | -0.017032 | 648.1678 | 0.006794 | 832.41 | -0.0031549 | 832.41 | -0.0028565 | 650.6125 | 1.8827e-05 | 650.6125 | 0.52274 | 648.1678 | 7.7228 | 837.6931 | -0.0066301 | 964.5973 | 0.024644 | 837.6931 | 0.44418 | 964.3152 | 0.00032174 | 964.5973 | 3.1274 | 650.6125 | 0.15307
| 648.2895 | 0 | 837.932 | 0.0076787 | 648.2895 | 0 | 837.932 | 0.013023 | 650.7327 | 0.00024284 | 837.932 | 0.021463 | 650.7327 | 0.00012368 | 832.64 | 0.010315 | 648.2895 | 0.0090142 | 832.64 | 0.00010678 | 832.64 | -0.0028565 | 650.7327 | 1.8827e-05 | 650.7327 | 0.47173 | 648.2895 | 7.6767 | 837.932 | 0.008785 | 964.7656 | 0.031497 | 837.932 | 0.43708 | 964.4845 | 0 | 964.7656 | 3.0883 | 650.7327 | 0.15226
| 648.4113 | 0.0075183 | 838.1709 | -0.0012749 | 648.4113 | 0.012609 | 838.1709 | -0.042159 | 650.8529 | 0.00082547 | 838.1709 | -0.02814 | 650.8529 | 0.00015088 | 832.88 | -0.0016793 | 648.4113 | 0.0127 | 832.88 | -0.0085133 | 832.88 | -0.0031625 | 650.8529 | 2.3451e-05 | 650.8529 | 0.44006 | 648.4113 | 7.8081 | 838.1709 | 0.0011777 | 964.934 | 0.019788 | 838.1709 | 0.40085 | 964.6537 | 0.00010725 | 964.934 | 3.0551 | 650.8529 | 0.14859
| 648.5331 | 0 | 838.4099 | 0.013569 | 648.5331 | 0 | 838.4099 | 0.031995 | 650.9731 | 0 | 838.4099 | 0.016795 | 650.9731 | 0.00015051 | 833.12 | 0.002159 | 648.5331 | 0.0068828 | 833.12 | 0.0052322 | 833.12 | 0.0040296 | 650.9731 | 1.8001e-05 | 650.9731 | 0.36534 | 648.5331 | 7.7565 | 838.4099 | 0.0011013 | 965.1024 | 0.019379 | 838.4099 | 0.4092 | 964.823 | 7.1499e-05 | 965.1024 | 3.0213 | 650.9731 | 0.14928
| 648.6549 | 0 | 838.6488 | -0.032372 | 648.6549 | 0.0062945 | 838.6488 | -0.060137 | 651.0934 | 0.00053406 | 838.6488 | -0.03273 | 651.0934 | 0.00016131 | 833.36 | 0.0069569 | 648.6549 | 0.011323 | 833.36 | 0.00080569 | 833.36 | -0.0010202 | 651.0934 | 2.1965e-05 | 651.0934 | 0.34553 | 648.6549 | 7.9383 | 838.6488 | 5.8793e-05 | 965.2707 | 0.026323 | 838.6488 | 0.38703 | 964.9923 | 0.00010725 | 965.2707 | 2.9954 | 651.0934 | 0.14251
| 648.7766 | 0 | 838.8877 | 0.017231 | 648.7766 | 0 | 838.8877 | -0.019144 | 651.2136 | 0 | 838.8877 | 0.018847 | 651.2136 | 0.00015181 | 833.6 | -0.0002399 | 648.7766 | 0.0065275 | 833.6 | -0.0095617 | 833.6 | 0.00096913 | 651.2136 | 1.9653e-05 | 651.2136 | 0.34974 | 648.7766 | 7.9748 | 838.8877 | 0.0064526 | 965.4391 | 0.041573 | 838.8877 | 0.36754 | 965.1616 | 7.1499e-05 | 965.4391 | 2.9667 | 651.2136 | 0.14624
| 648.8984 | 0.01317 | 839.1267 | -0.026743 | 648.8984 | 0.015762 | 839.1267 | -0.077739 | 651.3338 | 0 | 839.1267 | -0.037815 | 651.3338 | 0.00015572 | 833.84 | -0.0035984 | 648.8984 | 0.012345 | 833.84 | -0.00035917 | 833.84 | -0.0062227 | 651.3338 | 2.1139e-05 | 651.3338 | 0.36846 | 648.8984 | 8.0348 | 839.1267 | -0.010215 | 965.6075 | 0.015658 | 839.1267 | 0.38085 | 965.3308 | 0.00010725 | 965.6075 | 2.9384 | 651.3338 | 0.13872
| 649.0202 | 0 | 839.3656 | 0.0019154 | 649.0202 | 0 | 839.3656 | 0.023773 | 651.4541 | 0.00024284 | 839.3656 | 0.016027 | 651.4541 | 0.00015405 | 834.08 | 0.0059973 | 649.0202 | 0.0021011 | 834.08 | -0.002223 | 834.08 | 0.010916 | 651.4541 | 1.8166e-05 | 651.4541 | 0.38344 | 649.0202 | 8.1716 | 839.3656 | 0.0086382 | 965.7759 | 0.027503 | 839.3656 | 0.36746 | 965.5001 | 0 | 965.7759 | 2.9035 | 651.4541 | 0.14733
| 649.1421 | 0.0063351 | 839.6046 | -0.026327 | 649.1421 | 0.0062945 | 839.6046 | -0.0714 | 651.5743 | 0.00024284 | 839.6046 | -0.033758 | 651.5743 | 0.00015926 | 834.32 | -0.0050378 | 649.1421 | 0.003256 | 834.32 | 0.0054654 | 834.32 | -0.0083652 | 651.5743 | 2.5268e-05 | 651.5743 | 0.37376 | 649.1421 | 8.4173 | 839.6046 | -0.010688 | 965.9443 | 0.026323 | 839.6046 | 0.34912 | 965.6694 | 0.00010725 | 965.9443 | 2.866 | 651.5743 | 0.13884
| 649.2639 | 0 | 839.8436 | -0.0045079 | 649.2639 | 0 | 839.8436 | 0.0104 | 651.6946 | 0 | 839.8436 | 0.01076 | 651.6946 | 0.00015516 | 834.55 | -0.02375 | 649.2639 | 0.0041182 | 834.55 | 0.0010387 | 834.55 | -0.0011732 | 651.6946 | 2.6919e-05 | 651.6946 | 0.37548 | 649.2639 | 8.3979 | 839.8436 | -0.0087765 | 966.1126 | 0.023691 | 839.8436 | 0.3429 | 965.8387 | 0 | 966.1126 | 2.8183 | 651.6946 | 0.14647
| 649.3857 | 0 | 840.0825 | -0.023124 | 649.3857 | 0.012801 | 840.0825 | -0.043257 | 651.8148 | 0 | 840.0825 | -0.037641 | 651.8148 | 0.00016224 | 834.79 | -0.015593 | 649.3857 | 0.0009873 | 834.79 | -0.0012911 | 834.79 | 0.00051009 | 651.8148 | 3.6168e-05 | 651.8148 | 0.35021 | 649.3857 | 8.6361 | 840.0825 | -0.0044085 | 966.281 | 0.018653 | 840.0825 | 0.29865 | 966.008 | 0.00010725 | 966.281 | 2.769 | 651.8148 | 0.13649
| 649.5076 | 0 | 840.3215 | 0.0066047 | 649.5076 | 0 | 840.3215 | -0.023817 | 651.9351 | 0.00024284 | 840.3215 | 0.018229 | 651.9351 | 0.00016224 | 835.03 | -0.0011995 | 649.5076 | 0.0022272 | 835.03 | -0.012591 | 835.03 | 0.0015813 | 651.9351 | 3.7654e-05 | 651.9351 | 0.35895 | 649.5076 | 8.5844 | 840.3215 | 0.0028793 | 966.4494 | 0.026187 | 840.3215 | 0.32469 | 966.1773 | 7.1499e-05 | 966.4494 | 2.7161 | 651.9351 | 0.14297
| 649.6294 | 0.0075183 | 840.5605 | -0.042472 | 649.6294 | 0.013278 | 840.5605 | -0.073463 | 652.0553 | 0.00024284 | 840.5605 | -0.039947 | 652.0553 | 0.00018422 | 835.27 | -0.0069569 | 649.6294 | 0.003256 | 835.27 | 0.00045625 | 835.27 | -0.0030095 | 652.0553 | 3.9636e-05 | 652.0553 | 0.34054 | 649.6294 | 8.7635 | 840.5605 | -6.3312e-05 | 966.6178 | 0.023373 | 840.5605 | 0.29715 | 966.3466 | 0.00032174 | 966.6178 | 2.6736 | 652.0553 | 0.13385
| 649.7513 | 0 | 840.7995 | 0.010907 | 649.7513 | 0 | 840.7995 | 0.0060592 | 652.1756 | 0.00053406 | 840.7995 | 0.017932 | 652.1756 | 0.0001751 | 835.51 | 0.032385 | 649.7513 | 0.00058834 | 835.51 | 0.00033976 | 835.51 | 0.0051009 | 652.1756 | 3.1048e-05 | 652.1756 | 0.35224 | 649.7513 | 8.8787 | 840.7995 | 0.0077963 | 966.7862 | 0.027776 | 840.7995 | 0.28655 | 966.5159 | 0 | 966.7862 | 2.632 | 652.1756 | 0.14068
| 649.8731 | 0.0075183 | 841.0385 | -0.014701 | 649.8731 | 0.012132 | 841.0385 | -0.052011 | 652.2958 | 0 | 841.0385 | -0.029733 | 652.2958 | 0.00017007 | 835.75 | -0.014154 | 649.8731 | 0.0093251 | 835.75 | -0.0035044 | 835.75 | -0.0063763 | 652.2958 | 3.4681e-05 | 652.2958 | 0.34709 | 649.8731 | 8.9988 | 841.0385 | -0.00023751 | 966.9546 | 0.019561 | 841.0385 | 0.27971 | 966.6852 | 0 | 966.9546 | 2.5971 | 652.2958 | 0.13316
| 649.995 | 0 | 841.2775 | -0.0034745 | 649.995 | 0 | 841.2775 | 0.034684 | 652.4161 | 0 | 841.2775 | 0.016023 | 652.4161 | 0.00015703 | 835.99 | -0.0098357 | 649.995 | 0.013188 | 835.99 | -0.0010581 | 835.99 | -0.012038 | 652.4161 | 3.5672e-05 | 652.4161 | 0.34085 | 649.995 | 9.3043 | 841.2775 | 0.0050901 | 967.1229 | 0.022965 | 841.2775 | 0.27824 | 966.8545 | 0 | 967.1229 | 2.5572 | 652.4161 | 0.14073
| 650.1169 | 0 | 841.5166 | -0.01883 | 650.1169 | 0.0097437 | 841.5166 | -0.057078 | 652.5363 | 0.00024284 | 841.5166 | -0.030753 | 652.5363 | 0.00015926 | 836.23 | -0.0040782 | 650.1169 | 0.0087922 | 836.23 | -0.0031549 | 836.23 | -0.0037746 | 652.5363 | 4.8058e-05 | 652.5363 | 0.32463 | 650.1169 | 9.5081 | 841.5166 | -0.0032746 | 967.2913 | 0.021966 | 841.5166 | 0.26452 | 967.0238 | 0.00032174 | 967.2913 | 2.5203 | 652.5363 | 0.13413
| 650.2388 | 0 | 841.7556 | 0.018501 | 650.2388 | 0 | 841.7556 | -0.016199 | 652.6566 | 0.00053406 | 841.7556 | 0.012073 | 652.6566 | 0.00016708 | 836.46 | 0.011275 | 650.2388 | 0.0057727 | 836.46 | -0.001524 | 836.46 | 0.0063253 | 652.6566 | 5.4664e-05 | 652.6566 | 0.28594 | 650.2388 | 9.5344 | 841.7556 | 0.013017 | 967.4597 | 0.019697 | 841.7556 | 0.27087 | 967.1931 | 0.00028599 | 967.4597 | 2.4788 | 652.6566 | 0.14045
| 650.3607 | 0.012512 | 841.9946 | -0.0052717 | 650.3607 | 0.0089448 | 841.9946 | -0.043835 | 652.7768 | 0 | 841.9946 | -0.032353 | 652.7768 | 0.00015218 | 836.7 | -0.02135 | 650.3607 | 0.0091919 | 836.7 | -0.0021065 | 836.7 | 0.00081613 | 652.7768 | 6.3087e-05 | 652.7768 | 0.26488 | 650.3607 | 9.8244 | 841.9946 | -0.0072075 | 967.6281 | 0.028411 | 841.9946 | 0.2577 | 967.3624 | 0.00032174 | 967.6281 | 2.4404 | 652.7768 | 0.13551
| 650.4826 | 0 | 842.2337 | 0.010679 | 650.4826 | 0 | 842.2337 | 0.045635 | 652.8971 | 0 | 842.2337 | 0.024754 | 652.8971 | 0.00016522 | 836.94 | -0.013194 | 650.4826 | 0.0055062 | 836.94 | 0.0062807 | 836.94 | -0.0088246 | 652.8971 | 5.3013e-05 | 652.8971 | 0.22775 | 650.4826 | 9.8777 | 842.2337 | 0.014674 | 967.7965 | 0.024962 | 842.2337 | 0.24686 | 967.5317 | 7.1499e-05 | 967.7965 | 2.3972 | 652.8971 | 0.14027
| 650.6045 | 0.00041907 | 842.4727 | -0.017588 | 650.6045 | 0.0039755 | 842.4727 | -0.050995 | 653.0173 | 0.00053406 | 842.4727 | -0.033524 | 653.0173 | 0.00016057 | 837.18 | -0.020391 | 650.6045 | 0.007016 | 837.18 | 0.0051159 | 837.18 | -0.0022444 | 653.0173 | 5.2187e-05 | 653.0173 | 0.21824 | 650.6045 | 10.0033 | 842.4727 | -0.00058644 | 967.9649 | 0.026323 | 842.4727 | 0.24873 | 967.701 | 0 | 967.9649 | 2.3572 | 653.0173 | 0.13643
| 650.7264 | 0 | 842.7118 | -0.010356 | 650.7264 | 0 | 842.7118 | 0.04322 | 653.1376 | 0.00024284 | 842.7118 | 0.016631 | 653.1376 | 0.00017435 | 837.42 | -0.011275 | 650.7264 | 0.0046181 | 837.42 | -0.0051353 | 837.42 | 0.0012752 | 653.1376 | 4.2608e-05 | 653.1376 | 0.19031 | 650.7264 | 10.2127 | 842.7118 | 0.009541 | 968.1333 | 0.021467 | 842.7118 | 0.24122 | 967.8703 | 0 | 968.1333 | 2.3143 | 653.1376 | 0.13872
| 650.8484 | 0.00056695 | 842.9508 | -0.012807 | 650.8484 | 0.0039755 | 842.9508 | -0.063703 | 653.2579 | 0.00024284 | 842.9508 | -0.025059 | 653.2579 | 0.00015405 | 837.66 | -0.029026 | 650.8484 | 0.0041382 | 837.66 | -0.0060669 | 837.66 | 0.00096913 | 653.2579 | 5.5325e-05 | 653.2579 | 0.18797 | 650.8484 | 10.4687 | 842.9508 | -0.0037305 | 968.3017 | 0.017065 | 842.9508 | 0.22388 | 968.0396 | 0.00032174 | 968.3017 | 2.2758 | 653.2579 | 0.13672
| 650.9703 | 0 | 843.1899 | -0.017619 | 650.9703 | 0 | 843.1899 | -0.01906 | 653.3781 | 0 | 843.1899 | 0.010091 | 653.3781 | 0.0001397 | 837.9 | -0.02327 | 650.9703 | 0.0058615 | 837.9 | 0.0033685 | 837.9 | -0.0040807 | 653.3781 | 5.3343e-05 | 653.3781 | 0.1627 | 650.9703 | 10.6658 | 843.1899 | 0.0014113 | 968.4701 | 0.037079 | 843.1899 | 0.22233 | 968.209 | 7.1499e-05 | 968.4701 | 2.2357 | 653.3781 | 0.13563
| 651.0923 | 0.0036729 | 843.429 | -0.017412 | 651.0923 | 0.0082822 | 843.429 | -0.06543 | 653.4984 | 0 | 843.429 | -0.033816 | 653.4984 | 0.00013393 | 838.14 | -0.012235 | 651.0923 | 0.0055062 | 838.14 | -0.0021065 | 838.14 | 0.0084671 | 653.4984 | 6.7381e-05 | 653.4984 | 0.15522 | 651.0923 | 10.9141 | 843.429 | -0.0098333 | 968.6385 | 0.025461 | 843.429 | 0.2184 | 968.3783 | 0.00010725 | 968.6385 | 2.1998 | 653.4984 | 0.13488
| 651.2143 | 0 | 843.6681 | 0.011297 | 651.2143 | 0 | 843.6681 | -0.0046389 | 653.6187 | 0.00024284 | 843.6681 | 0.018277 | 653.6187 | 0.00012238 | 838.38 | 0.019431 | 651.2143 | 0.0047513 | 838.38 | -0.0047858 | 838.38 | -0.0028565 | 653.6187 | 5.6481e-05 | 653.6187 | 0.12792 | 651.2143 | 10.9495 | 843.6681 | 0.012699 | 968.8069 | 0.032541 | 843.6681 | 0.20992 | 968.5476 | 0 | 968.8069 | 2.1639 | 653.6187 | 0.13534
| 651.3362 | 0.0083961 | 843.9072 | 0.013907 | 651.3362 | 0.0029816 | 843.9072 | -0.040458 | 653.7389 | 0.00024284 | 843.9072 | -0.032034 | 653.7389 | 0.00012536 | 838.61 | 0.012714 | 651.3362 | 0.0038861 | 838.61 | -0.0052516 | 838.61 | -0.0030095 | 653.7389 | 7.4978e-05 | 653.7389 | 0.12916 | 651.3362 | 11.2835 | 843.9072 | -0.0095626 | 968.9752 | 0.025279 | 843.9072 | 0.19612 | 968.7169 | 0.00010725 | 968.9752 | 2.1308 | 653.7389 | 0.13786
| 651.4582 | 0 | 844.1463 | -0.018776 | 651.4582 | 0 | 844.1463 | 0.012687 | 653.8592 | 0.00024284 | 844.1463 | 0.015711 | 653.8592 | 0.0001289 | 838.85 | -0.0069569 | 651.4582 | 0.0058615 | 838.85 | -0.00199 | 838.85 | -0.0016323 | 653.8592 | 7.6794e-05 | 653.8592 | 0.10982 | 651.4582 | 11.4372 | 844.1463 | 0.0036315 | 969.1436 | 0.030226 | 844.1463 | 0.19435 | 968.8863 | 0 | 969.1436 | 2.0948 | 653.8592 | 0.13718
| 651.5802 | 0.0029334 | 844.3854 | 0.0044162 | 651.5802 | 0.0053006 | 844.3854 | -0.050088 | 653.9795 | 0.00024284 | 844.3854 | -0.031005 | 653.9795 | 0.0001492 | 839.09 | -0.02375 | 651.5802 | 0.0079041 | 839.09 | -0.0067659 | 839.09 | -0.0028565 | 653.9795 | 9.0667e-05 | 653.9795 | 0.1092 | 651.5802 | 11.5956 | 844.3854 | -0.0094393 | 969.312 | 0.026505 | 844.3854 | 0.19237 | 969.0556 | 0.00032174 | 969.312 | 2.0579 | 653.9795 | 0.13683
| 651.7022 | 0 | 844.6245 | 0.011805 | 651.7022 | 0 | 844.6245 | 0.0037709 | 654.0998 | 0.00082547 | 844.6245 | 0.018084 | 654.0998 | 0.00013877 | 839.33 | -0.0083963 | 651.7022 | 0.0097691 | 839.33 | -0.006999 | 839.33 | -0.00086717 | 654.0998 | 7.5308e-05 | 654.0998 | 0.089073 | 651.7022 | 11.85 | 844.6245 | -0.002722 | 969.4805 | 0.029137 | 844.6245 | 0.19625 | 969.2249 | 0.00028599 | 969.4805 | 2.0183 | 654.0998 | 0.13683
| 651.8242 | 0.0069267 | 844.8636 | -0.0033064 | 651.8242 | 0.0091104 | 844.8636 | -0.077649 | 654.22 | 0 | 844.8636 | -0.030588 | 654.22 | 0.00011977 | 839.57 | -0.0055175 | 651.8242 | 0.006794 | 839.57 | -0.0074648 | 839.57 | 0.0028055 | 654.22 | 8.2244e-05 | 654.22 | 0.083769 | 651.8242 | 12.1199 | 844.8636 | -0.0044793 | 969.6489 | 0.0098031 | 844.8636 | 0.18018 | 969.3943 | 0.00010725 | 969.6489 | 1.9851 | 654.22 | 0.13735
| 651.9462 | 0 | 845.1027 | 0.001608 | 651.9462 | 0 | 845.1027 | 0.0073874 | 654.3403 | 0.00024284 | 845.1027 | 0.01751 | 654.3403 | 0.00010841 | 839.81 | 0.018472 | 651.9462 | 0.0044849 | 839.81 | 0.0040674 | 839.81 | -0.00040807 | 654.3403 | 7.6134e-05 | 654.3403 | 0.063958 | 651.9462 | 12.0666 | 845.1027 | 0.00966 | 969.8172 | 0.027912 | 845.1027 | 0.17427 | 969.5636 | 7.1499e-05 | 969.8172 | 1.9523 | 654.3403 | 0.13482
| 652.0683 | 0.0024896 | 845.3419 | 0.0035313 | 652.0683 | 0.0057976 | 845.3419 | -0.019399 | 654.4606 | 0.00024284 | 845.3419 | -0.030057 | 654.4606 | 0.00012629 | 840.05 | 0.0059973 | 652.0683 | 0.0027518 | 840.05 | -0.0042033 | 840.05 | 0.0054069 | 654.4606 | 8.6208e-05 | 654.4606 | 0.055378 | 652.0683 | 12.4151 | 845.3419 | -0.0021904 | 969.9856 | 0.021149 | 845.3419 | 0.17592 | 969.7329 | 0.00010725 | 969.9856 | 1.9223 | 654.4606 | 0.13023
| 652.1903 | 0 | 845.581 | 0.0062187 | 652.1903 | 0 | 845.581 | -0.0083546 | 654.5809 | 0.00024284 | 845.581 | 0.011746 | 654.5809 | 0.00013281 | 840.29 | 0.010315 | 652.1903 | 0.0026054 | 840.29 | -0.0021065 | 840.29 | -0.0022444 | 654.5809 | 7.2335e-05 | 654.5809 | 0.037907 | 652.1903 | 12.4542 | 845.581 | 0.0052776 | 970.1541 | 0.027276 | 845.581 | 0.17324 | 969.9023 | 7.1499e-05 | 970.1541 | 1.8865 | 654.5809 | 0.1257
| 652.3124 | 0.0036729 | 845.8202 | -0.021933 | 652.3124 | 0.0076196 | 845.8202 | -0.043181 | 654.7012 | 0.00024284 | 845.8202 | -0.026681 | 654.7012 | 0.00012573 | 840.52 | -0.035264 | 652.3124 | 0.0050178 | 840.52 | -0.013057 | 840.52 | -0.013568 | 654.7012 | 7.2005e-05 | 654.7012 | 0.034631 | 652.3124 | 12.688 | 845.8202 | -0.0065572 | 970.3225 | 0.024099 | 845.8202 | 0.16027 | 970.0716 | 0.00010725 | 970.3225 | 1.8509 | 654.7012 | 0.12513
| 652.4344 | 0 | 846.0593 | -0.015481 | 652.4344 | 0 | 846.0593 | 0.0031408 | 654.8215 | 0 | 846.0593 | 0.018316 | 654.8215 | 0.00012927 | 840.76 | -0.02375 | 652.4344 | 0.013588 | 840.76 | -0.0029219 | 840.76 | -0.0030095 | 654.8215 | 6.1105e-05 | 654.8215 | 0.019343 | 652.4344 | 12.719 | 846.0593 | 0.0013381 | 970.4909 | 0.026006 | 846.0593 | 0.1551 | 970.241 | 7.1499e-05 | 970.4909 | 1.8125 | 654.8215 | 0.12065
| 652.5565 | 0.007814 | 846.2985 | 0.026235 | 652.5565 | 0.010412 | 846.2985 | -0.037282 | 654.9417 | 0 | 846.2985 | -0.029464 | 654.9417 | 0.00014622 | 841 | -0.015113 | 652.5565 | 0.0056394 | 841 | -0.0038538 | 841 | 0.0038766 | 654.9417 | 7.6794e-05 | 654.9417 | 0.021059 | 652.5565 | 12.8538 | 846.2985 | -0.0042455 | 970.6593 | 0.024826 | 846.2985 | 0.15198 | 970.4103 | 0.00032174 | 970.6593 | 1.7791 | 654.9417 | 0.12226
| 652.6786 | 0 | 846.5377 | 0.0206 | 652.6786 | 0 | 846.5377 | 0.020536 | 655.062 | 0 | 846.5377 | 0.018389 | 655.062 | 0.00017212 | 841.24 | 0.0040782 | 652.6786 | 0.0051066 | 841.24 | -0.00082513 | 841.24 | 0.0081613 | 655.062 | 7.8776e-05 | 655.062 | 0.010726 | 652.6786 | 12.9723 | 846.5377 | 0.0074067 | 970.8277 | 0.023237 | 846.5377 | 0.14234 | 970.5797 | 7.1499e-05 | 970.8277 | 1.7446 | 655.062 | 0.12243
| 652.8007 | 0.0041166 | 846.7769 | -0.035131 | 652.8007 | 0.016431 | 846.7769 | -0.076442 | 655.1823 | 0.00024284 | 846.7769 | -0.033699 | 655.1823 | 0.00018031 | 841.48 | -0.012235 | 652.8007 | 0.0089254 | 841.48 | -0.011775 | 841.48 | -0.010661 | 655.1823 | 9.1988e-05 | 655.1823 | 0.011887 | 652.8007 | 13.0182 | 846.7769 | 0.0010444 | 970.9961 | 0.034946 | 846.7769 | 0.13995 | 970.7491 | 0.00032174 | 970.9961 | 1.7143 | 655.1823 | 0.12685
| 652.9227 | 0 | 847.016 | 0.014763 | 652.9227 | 0 | 847.016 | 0.028878 | 655.3026 | 0 | 847.016 | 0.01936 | 655.3026 | 0.00015665 | 841.72 | 0.017992 | 652.9227 | 0.0032358 | 841.72 | 0.0026695 | 841.72 | 0.0020403 | 655.3026 | 8.0262e-05 | 655.3026 | 0.0035147 | 652.9227 | 13.1269 | 847.016 | 0.0079997 | 971.1645 | 0.036126 | 847.016 | 0.13685 | 970.9184 | 0 | 971.1645 | 1.6807 | 655.3026 | 0.12019
| 653.0448 | 0.0093016 | 847.2552 | -0.045022 | 653.0448 | 0.012227 | 847.2552 | -0.050901 | 655.4229 | 0.00024284 | 847.2552 | -0.04074 | 655.4229 | 0.00014995 | 841.96 | -0.018472 | 653.0448 | 0.0050178 | 841.96 | -9.7074e-06 | 841.96 | 0.0020403 | 655.4229 | 9.1492e-05 | 655.4229 | 0.0021652 | 653.0448 | 13.2738 | 847.2552 | -0.0068163 | 971.3329 | 0.01534 | 847.2552 | 0.12314 | 971.0878 | 0.00032174 | 971.3329 | 1.6528 | 655.4229 | 0.11761
| 653.167 | 0 | 847.4944 | -0.011117 | 653.167 | 0 | 847.4944 | 0.0018642 | 655.5432 | 0 | 847.4944 | 0.018287 | 655.5432 | 0.00012611 | 842.2 | 0.015593 | 653.167 | 0.0034878 | 842.2 | -0.0068827 | 842.2 | -0.0027035 | 655.5432 | 7.6959e-05 | 655.5432 | 9.9352e-06 | 653.167 | 13.4263 | 847.4944 | 0.0021865 | 971.5013 | 0.032722 | 847.4944 | 0.13705 | 971.2571 | 0 | 971.5013 | 1.6251 | 655.5432 | 0.11153
| 653.2891 | 0.0094662 | 847.7336 | -0.012276 | 653.2891 | 0.013278 | 847.7336 | -0.052009 | 655.6635 | 0 | 847.7336 | -0.035268 | 655.6635 | 0.00013356 | 842.44 | -0.026148 | 653.2891 | 0.008659 | 842.44 | -0.0012911 | 842.44 | -0.0079064 | 655.6635 | 8.8355e-05 | 655.6635 | 1.3361e-05 | 653.2891 | 13.4634 | 847.7336 | -0.008189 | 971.6698 | 0.026096 | 847.7336 | 0.12954 | 971.4265 | 0.00053624 | 971.6698 | 1.6014 | 655.6635 | 0.11262
| 653.4112 | 0 | 847.9729 | 0.0029639 | 653.4112 | 0 | 847.9729 | 0.023173 | 655.7838 | 0.00024284 | 847.9729 | 0.015985 | 655.7838 | 0.00013803 | 842.68 | 0.017032 | 653.4112 | 0.0085258 | 842.68 | -0.0016406 | 842.68 | -0.00010202 | 655.7838 | 7.0353e-05 | 655.7838 | 3.2546e-06 | 653.4112 | 13.5824 | 847.9729 | -0.00088466 | 971.8382 | 0.024644 | 847.9729 | 0.12185 | 971.5959 | 7.1499e-05 | 971.8382 | 1.5755 | 655.7838 | 0.10436
| 653.5333 | 0.0069267 | 848.2121 | -0.0083106 | 653.5333 | 0.012609 | 848.2121 | -0.067454 | 655.9041 | 0 | 848.2121 | -0.029245 | 655.9041 | 0.00014213 | 842.91 | 0.0016793 | 653.5333 | 0.0050178 | 842.91 | 0.0017376 | 842.91 | -0.00025504 | 655.9041 | 8.34e-05 | 655.9041 | 3.2546e-06 | 653.5333 | 13.6515 | 848.2121 | 0.0016586 | 972.0066 | 0.019652 | 848.2121 | 0.13181 | 971.7652 | 0.00010725 | 972.0066 | 1.5515 | 655.9041 | 0.10459
| 653.6555 | 0 | 848.4513 | -0.0028363 | 653.6555 | 0 | 848.4513 | 0.024351 | 656.0244 | 0.00024284 | 848.4513 | 0.017763 | 656.0244 | 0.0001371 | 843.15 | 0.022789 | 653.6555 | 0.0027314 | 843.15 | 0.010474 | 843.15 | -0.0033155 | 656.0244 | 7.2665e-05 | 656.0244 | 0 | 653.6555 | 13.8164 | 848.4513 | -0.0046816 | 972.175 | 0.031679 | 848.4513 | 0.12567 | 971.9346 | 0 | 972.175 | 1.5235 | 656.0244 | 0.099081
| 653.7776 | 0.005004 | 848.6906 | 0.010603 | 653.7776 | 0.010412 | 848.6906 | -0.0473 | 656.1447 | 0 | 848.6906 | -0.028889 | 656.1447 | 0.00013579 | 843.39 | -0.0074367 | 653.7776 | 0.0056394 | 843.39 | -0.0039703 | 843.39 | -0.014792 | 656.1447 | 7.9932e-05 | 656.1447 | 0 | 653.7776 | 14.0378 | 848.6906 | -0.0021249 | 972.3434 | 0.020015 | 848.6906 | 0.12676 | 972.104 | 0.00010725 | 972.3434 | 1.4991 | 656.1447 | 0.10287
| 653.8998 | 0 | 848.9298 | -0.01282 | 653.8998 | 0 | 848.9298 | 0.057393 | 656.265 | 0 | 848.9298 | 0.016448 | 656.265 | 0.00013449 | 843.63 | 0.0016793 | 653.8998 | 0.0044849 | 843.63 | 0.00022327 | 843.63 | 5.1009e-05 | 656.265 | 8.6208e-05 | 656.265 | 0 | 653.8998 | 14.1871 | 848.9298 | 0.010314 | 972.5118 | 0.028093 | 848.9298 | 0.10051 | 972.2734 | 7.1499e-05 | 972.5118 | 1.4725 | 656.265 | 0.096155
| 654.022 | 0.0095486 | 849.1691 | -0.027637 | 654.022 | 0.01175 | 849.1691 | -0.056901 | 656.3854 | 0 | 849.1691 | -0.02996 | 656.3854 | 0.00013412 | 843.87 | 0.015113 | 654.022 | 0.0043903 | 843.87 | -0.00199 | 843.87 | 0.0078554 | 656.3854 | 8.9511e-05 | 656.3854 | 0 | 654.022 | 14.3851 | 849.1691 | -0.0012284 | 972.6803 | 0.022965 | 849.1691 | 0.092287 | 972.4427 | 0.00032174 | 972.6803 | 1.4501 | 656.3854 | 0.097761
| 654.1442 | 0 | 849.4083 | -0.00026022 | 654.1442 | 0 | 849.4083 | -0.025428 | 656.5057 | 0 | 849.4083 | 0.023964 | 656.5057 | 0.00012145 | 844.11 | -0.0093559 | 654.1442 | 0.0009665 | 844.11 | -0.0060669 | 844.11 | 0.0021933 | 656.5057 | 0.00010652 | 656.5057 | 0 | 654.1442 | 14.4438 | 849.4083 | 0.013685 | 972.8487 | 0.025052 | 849.4083 | 0.11526 | 972.6121 | 0 | 972.8487 | 1.4235 | 656.5057 | 0.090762
| 654.2664 | 0.0042645 | 849.6476 | -0.007559 | 654.2664 | 0.0084479 | 849.6476 | -0.073128 | 656.626 | 0 | 849.6476 | -0.034871 | 656.626 | 0.00012108 | 844.35 | -0.0040782 | 654.2664 | 0.0087922 | 844.35 | 0.0051159 | 844.35 | -0.0086717 | 656.626 | 9.4961e-05 | 656.626 | 0 | 654.2664 | 14.7799 | 849.6476 | -0.005984 | 973.0171 | 0.021286 | 849.6476 | 0.11412 | 972.7815 | 0.00032174 | 973.0171 | 1.3994 | 656.626 | 0.093401
| 654.3886 | 0 | 849.8869 | -0.0085782 | 654.3886 | 0 | 849.8869 | 0.038986 | 656.7463 | 0 | 849.8869 | 0.01474 | 656.7463 | 0.00014101 | 844.59 | 0.0079165 | 654.3886 | 0 | 844.59 | 0.002786 | 844.59 | 0.0026524 | 656.7463 | 9.9254e-05 | 656.7463 | 0 | 654.3886 | 14.8002 | 849.8869 | -0.006034 | 973.1855 | 0.027866 | 849.8869 | 0.10283 | 972.9509 | 0 | 973.1855 | 1.3742 | 656.7463 | 0.08709
| 654.5108 | 0.00086279 | 850.1261 | -0.0061072 | 654.5108 | 0.010794 | 850.1261 | -0.063209 | 656.8666 | 0 | 850.1261 | -0.035139 | 656.8666 | 0.00015479 | 844.83 | -0.016073 | 654.5108 | 0.0036341 | 844.83 | -0.0040868 | 844.83 | -0.0048458 | 656.8666 | 9.3474e-05 | 656.8666 | 0 | 654.5108 | 15.0631 | 850.1261 | -2.9584e-05 | 973.3539 | 0.021059 | 850.1261 | 0.085609 | 973.1203 | 0.00032174 | 973.3539 | 1.3529 | 656.8666 | 0.087262
| 654.633 | 0 | 850.3654 | -0.00031742 | 654.633 | 0 | 850.3654 | 0.03916 | 656.9869 | 0 | 850.3654 | 0.020616 | 656.9869 | 0.0001682 | 845.07 | 0.0098357 | 654.633 | 0.0022272 | 845.07 | -0.0046693 | 845.07 | 0.0023464 | 656.9869 | 9.0336e-05 | 656.9869 | 1.713e-06 | 654.633 | 15.3153 | 850.3654 | 0.013874 | 973.5224 | 0.02065 | 850.3654 | 0.083663 | 973.2897 | 7.1499e-05 | 973.5224 | 1.3297 | 656.9869 | 0.082041
| 654.7552 | 0.0036729 | 850.6047 | -0.00091476 | 654.7552 | 0.01175 | 850.6047 | -0.072314 | 657.1073 | 0.00053406 | 850.6047 | -0.031056 | 657.1073 | 0.00016448 | 845.3 | -0.027109 | 654.7552 | 0.0031299 | 845.3 | -0.002689 | 845.3 | 0.0029585 | 657.1073 | 9.7603e-05 | 657.1073 | 1.713e-06 | 654.7552 | 15.4301 | 850.6047 | -0.0030584 | 973.6908 | 0.019016 | 850.6047 | 0.092523 | 973.4591 | 0.00032174 | 973.6908 | 1.3086 | 657.1073 | 0.082845
| 654.8775 | 0 | 850.844 | 0.0032021 | 654.8775 | 0 | 850.844 | 0.025369 | 657.2276 | 0.00024284 | 850.844 | 0.014914 | 657.2276 | 0.00015908 | 845.54 | -0.0055175 | 654.8775 | 0.0050178 | 845.54 | 0.0039509 | 845.54 | 0.0032646 | 657.2276 | 9.2979e-05 | 657.2276 | 1.713e-06 | 654.8775 | 15.6984 | 850.844 | 0.0057286 | 973.8592 | 0.028093 | 850.844 | 0.084264 | 973.6285 | 0 | 973.8592 | 1.2846 | 657.2276 | 0.079517
| 654.9997 | 0.0089723 | 851.0833 | -0.0096647 | 654.9997 | 0.014233 | 851.0833 | -0.056405 | 657.3479 | 0.00053406 | 851.0833 | -0.035704 | 657.3479 | 0.00016057 | 845.78 | 0.031905 | 654.9997 | 0.0037601 | 845.78 | 0.0060475 | 845.78 | 0.0028055 | 657.3479 | 9.8759e-05 | 657.3479 | 0 | 654.9997 | 15.7311 | 851.0833 | -0.0013663 | 974.0276 | 0.024281 | 851.0833 | 0.07589 | 973.7979 | 0.00032174 | 974.0276 | 1.2625 | 657.3479 | 0.081754
| 655.122 | 0 | 851.3227 | -0.021843 | 655.122 | 0 | 851.3227 | -0.0097851 | 657.4682 | 0 | 851.3227 | 0.016499 | 657.4682 | 0.00015088 | 846.02 | -0.013194 | 655.122 | 0 | 846.02 | 0.0022036 | 846.02 | -0.0014792 | 657.4682 | 8.0758e-05 | 657.4682 | 0 | 655.122 | 16.1092 | 851.3227 | 0.0047329 | 974.1961 | 0.028547 | 851.3227 | 0.073276 | 973.9673 | 7.1499e-05 | 974.1961 | 1.2372 | 657.4682 | 0.079804
| 655.2442 | 0.011524 | 851.562 | -0.017193 | 655.2442 | 0.011941 | 851.562 | -0.070867 | 657.5886 | 0 | 851.562 | -0.039133 | 657.5886 | 0.00015312 | 846.26 | -0.0064771 | 655.2442 | 0.0035081 | 846.26 | 0.0054654 | 846.26 | -0.0097429 | 657.5886 | 8.9511e-05 | 657.5886 | 0 | 655.2442 | 16.4388 | 851.562 | -0.0020039 | 974.3645 | 0.023782 | 851.562 | 0.088859 | 974.1367 | 0 | 974.3645 | 1.2131 | 657.5886 | 0.082386
| 655.3665 | 0 | 851.8013 | 2.889e-05 | 655.3665 | 0 | 851.8013 | 0.054112 | 657.7089 | 0 | 851.8013 | 0.02091 | 657.7089 | 0.00013486 | 846.5 | -0.0093559 | 655.3665 | 0.007016 | 846.5 | -0.0014076 | 846.5 | 0.00020403 | 657.7089 | 9.5456e-05 | 657.7089 | 0 | 655.3665 | 16.664 | 851.8013 | 0.0093448 | 974.5329 | 0.034538 | 851.8013 | 0.098623 | 974.3061 | 0 | 974.5329 | 1.1855 | 657.7089 | 0.077968
| 655.4888 | 0.0075183 | 852.0406 | -0.021051 | 655.4888 | 0.0013252 | 852.0406 | -0.065875 | 657.8292 | 0 | 852.0406 | -0.029499 | 657.8292 | 0.00015572 | 846.74 | -0.039583 | 655.4888 | 0.003382 | 846.74 | -0.0090959 | 846.74 | -0.0042337 | 657.8292 | 0.00013608 | 657.8292 | 0 | 655.4888 | 16.9978 | 852.0406 | -0.0035349 | 974.7014 | 0.028093 | 852.0406 | 0.076751 | 974.4755 | 0.00032174 | 974.7014 | 1.1601 | 657.8292 | 0.078599
| 655.6111 | 0 | 852.28 | -0.010017 | 655.6111 | 0 | 852.28 | 0.012435 | 657.9496 | 0 | 852.28 | 0.014828 | 657.9496 | 0.0001397 | 846.98 | 0.022789 | 655.6111 | 0.0022272 | 846.98 | -0.00094161 | 846.98 | 0.0037236 | 657.9496 | 0.00012271 | 657.9496 | 0 | 655.6111 | 16.9951 | 852.28 | 0.0033256 | 974.8698 | 0.028093 | 852.28 | 0.087924 | 974.6449 | 7.1499e-05 | 974.8698 | 1.1359 | 657.9496 | 0.072173
| 655.7334 | 0.0094662 | 852.5193 | -0.025355 | 655.7334 | 0.0082822 | 852.5193 | -0.07238 | 658.0699 | 0 | 852.5193 | -0.036954 | 658.0699 | 0.00017305 | 847.22 | -0.0064771 | 655.7334 | 0.0040121 | 847.22 | 0.00092222 | 847.22 | 0.0024994 | 658.0699 | 0.00010966 | 658.0699 | 0 | 655.7334 | 17.4381 | 852.5193 | -0.0020027 | 975.0382 | 0.029863 | 852.5193 | 0.057539 | 974.8143 | 0.00032174 | 975.0382 | 1.116 | 658.0699 | 0.074009
| 655.8557 | 0 | 852.7587 | 0.0032996 | 655.8557 | 0 | 852.7587 | 0.029858 | 658.1902 | 0.00053406 | 852.7587 | 0.018066 | 658.1902 | 0.00014697 | 847.46 | -0.013674 | 655.8557 | 0.0090142 | 847.46 | 0.0045333 | 847.46 | -0.0031625 | 658.1902 | 9.1988e-05 | 658.1902 | 0 | 655.8557 | 17.8986 | 852.7587 | 0.0081912 | 975.2066 | 0.029273 | 852.7587 | 0.070751 | 974.9837 | 7.1499e-05 | 975.2066 | 1.097 | 658.1902 | 0.068961
| 655.978 | 0.0032291 | 852.9981 | 0.0036892 | 655.978 | 0.01175 | 852.9981 | -0.066591 | 658.3106 | 0 | 852.9981 | -0.038357 | 658.3106 | 0.00014101 | 847.7 | -0.010795 | 655.978 | 0.007016 | 847.7 | 0.0016211 | 847.7 | 0.0018873 | 658.3106 | 0.00011527 | 658.3106 | 0 | 655.978 | 18.1195 | 852.9981 | -0.00093343 | 975.3751 | 0.022193 | 852.9981 | 0.087435 | 975.1531 | 0.00032174 | 975.3751 | 1.0794 | 658.3106 | 0.071542
| 656.1004 | 0 | 853.2374 | 0.031301 | 656.1004 | 0 | 853.2374 | 0.017852 | 658.4309 | 0.00024284 | 853.2374 | 0.029985 | 658.4309 | 0.00010841 | 847.93 | -0.013194 | 656.1004 | 0.011679 | 847.93 | -0.0018735 | 847.93 | 0.0046418 | 658.4309 | 0.00012716 | 658.4309 | 3.2546e-06 | 656.1004 | 18.4484 | 853.2374 | 0.0099501 | 975.5435 | 0.034765 | 853.2374 | 0.082397 | 975.3225 | 0.00028599 | 975.5435 | 1.0601 | 658.4309 | 0.066723
| 656.2227 | 0.0047082 | 853.4768 | -0.028861 | 656.2227 | 0.0021534 | 853.4768 | -0.064768 | 658.5512 | 0.00024284 | 853.4768 | -0.041206 | 658.5512 | 0.00011065 | 848.17 | -0.0050378 | 656.2227 | 0.0061723 | 848.17 | -0.00094161 | 848.17 | -0.0023974 | 658.5512 | 0.00013146 | 658.5512 | 3.2546e-06 | 656.2227 | 18.7604 | 853.4768 | -0.00070906 | 975.712 | 0.019561 | 853.4768 | 0.067899 | 975.492 | 0 | 975.712 | 1.0421 | 658.5512 | 0.070338
| 656.3451 | 0 | 853.7162 | -0.0073352 | 656.3451 | 0.00033209 | 853.7162 | 0.03482 | 658.6716 | 0 | 853.7162 | 0.022024 | 658.6716 | 0.00014231 | 848.41 | -0.017992 | 656.3451 | 0.0055062 | 848.41 | -0.0043198 | 848.41 | 0.00051009 | 658.6716 | 0.00013063 | 658.6716 | 3.2546e-06 | 656.3451 | 18.8718 | 853.7162 | 0.012549 | 975.8804 | 0.028865 | 853.7162 | 0.068225 | 975.6614 | 7.1499e-05 | 975.8804 | 1.0233 | 658.6716 | 0.066953
| 656.4674 | 0.0085608 | 853.9556 | -0.03198 | 656.4674 | 0.011559 | 853.9556 | -0.07385 | 658.7919 | 0 | 853.9556 | -0.037945 | 658.7919 | 0.0001561 | 848.65 | -0.026628 | 656.4674 | 0.0069272 | 848.65 | -0.0037373 | 848.65 | -0.0053048 | 658.7919 | 0.00011924 | 658.7919 | 0 | 656.4674 | 19.2185 | 853.9556 | -0.0017822 | 976.0488 | 0.023691 | 853.9556 | 0.052899 | 975.8308 | 0.00010725 | 976.0488 | 1.0051 | 658.7919 | 0.069534
| 656.5898 | 0 | 854.195 | -0.00087855 | 656.5898 | 0 | 854.195 | -0.0061238 | 658.9123 | 0 | 854.195 | 0.02187 | 658.9123 | 0.00017174 | 848.89 | 0.02135 | 656.5898 | 0.0082593 | 848.89 | -0.0025725 | 848.89 | 0.00051009 | 658.9123 | 0.00010685 | 658.9123 | 6.6805e-06 | 656.5898 | 19.3739 | 854.195 | 0.0014289 | 976.2173 | 0.022511 | 854.195 | 0.061684 | 976.0002 | 0 | 976.2173 | 0.984 | 658.9123 | 0.064141
| 656.7122 | 0.0013064 | 854.4344 | -0.021488 | 656.7122 | 0.0076196 | 854.4344 | -0.058276 | 659.0326 | 0 | 854.4344 | -0.034747 | 659.0326 | 0.00016355 | 849.13 | -0.0055175 | 656.7122 | 0.0078153 | 849.13 | -0.0085133 | 849.13 | -0.0043867 | 659.0326 | 0.00010603 | 659.0326 | 9.9352e-06 | 656.7122 | 19.4756 | 854.4344 | -0.0022938 | 976.3857 | 0.021966 | 854.4344 | 0.054353 | 976.1697 | 0 | 976.3857 | 0.9625 | 659.0326 | 0.066551
| 656.8346 | 0 | 854.6738 | 0.0028993 | 656.8346 | 0 | 854.6738 | 0.011648 | 659.153 | 0.00024284 | 854.6738 | 0.017257 | 659.153 | 0.00015274 | 849.37 | 0.017032 | 656.8346 | 0.0090142 | 849.37 | 0.00080569 | 849.37 | 0.0035706 | 659.153 | 0.00011181 | 659.153 | 9.9352e-06 | 656.8346 | 19.721 | 854.6738 | 0.0055043 | 976.5542 | 0.02537 | 854.6738 | 0.065704 | 976.3391 | 0.00028599 | 976.5542 | 0.93997 | 659.153 | 0.06265
| 656.9569 | 0.011195 | 854.9133 | 0.00096121 | 656.9569 | 0.0086135 | 854.9133 | -0.088853 | 659.2733 | 0 | 854.9133 | -0.045734 | 659.2733 | 0.00012629 | 849.61 | -0.011755 | 656.9569 | 0.0028778 | 849.61 | 0.00022327 | 849.61 | 0.011987 | 659.2733 | 0.00012601 | 659.2733 | 3.2546e-06 | 656.9569 | 19.7793 | 854.9133 | -0.0032064 | 976.7226 | 0.019243 | 854.9133 | 0.0577 | 976.5085 | 0.00010725 | 976.7226 | 0.92129 | 659.2733 | 0.064945
| 657.0793 | 0 | 855.1527 | 0.0097527 | 657.0793 | 0 | 855.1527 | 0.038631 | 659.3937 | 0.00024284 | 855.1527 | 0.017742 | 659.3937 | 0.00010673 | 849.85 | -0.025189 | 657.0793 | 0.008659 | 849.85 | 0.0017376 | 849.85 | -0.0049988 | 659.3937 | 0.00011494 | 659.3937 | 0 | 657.0793 | 19.9955 | 855.1527 | 0.011097 | 976.891 | 0.030635 | 855.1527 | 0.064976 | 976.678 | 0 | 976.891 | 0.9016 | 659.3937 | 0.058519
| 657.2018 | 0.010454 | 855.3921 | -0.025694 | 657.2018 | 0.0026503 | 855.3921 | -0.06509 | 659.514 | 0 | 855.3921 | -0.036917 | 659.514 | 0.00010673 | 850.09 | -0.033825 | 657.2018 | 0.012966 | 850.09 | -0.0071154 | 850.09 | -0.0091305 | 659.514 | 0.00012716 | 659.514 | 3.2546e-06 | 657.2018 | 20.0009 | 855.3921 | -0.0066543 | 977.0595 | 0.024735 | 855.3921 | 0.051979 | 976.8474 | 0 | 977.0595 | 0.88441 | 659.514 | 0.060297
| 657.3242 | 0 | 855.6316 | 0.014518 | 657.3242 | 0 | 855.6316 | 0.027101 | 659.6344 | 0.00024284 | 855.6316 | 0.028408 | 659.6344 | 0.00012834 | 850.33 | 0.037664 | 657.3242 | 0.0047513 | 850.33 | 0.0022036 | 850.33 | -0.0037746 | 659.6344 | 0.00012304 | 659.6344 | 3.2546e-06 | 657.3242 | 19.9194 | 855.6316 | 0.0042577 | 977.2279 | 0.024009 | 855.6316 | 0.063079 | 977.0168 | 0 | 977.2279 | 0.86476 | 659.6344 | 0.055421
| 657.4466 | 0.0048561 | 855.871 | -0.0014961 | 657.4466 | 0.010412 | 855.871 | -0.030983 | 659.7548 | 0 | 855.871 | -0.039447 | 659.7548 | 0.00016355 | 850.57 | 0.017512 | 657.4466 | 0.0009873 | 850.57 | -0.0028054 | 850.57 | -0.00040807 | 659.7548 | 0.00013806 | 659.7548 | 1.6616e-05 | 657.4466 | 20.0457 | 855.871 | -0.0068371 | 977.3964 | 0.023963 | 855.871 | 0.054182 | 977.1863 | 0.00032174 | 977.3964 | 0.84822 | 659.7548 | 0.058232
| 657.5691 | 0 | 856.1105 | 0.0027332 | 657.5691 | 0 | 856.1105 | -0.0028848 | 659.8751 | 0.00024284 | 856.1105 | 0.017959 | 659.8751 | 0.00016914 | 850.8 | 0.0093559 | 657.5691 | 0.0044849 | 850.8 | -0.0030384 | 850.8 | 0.011222 | 659.8751 | 0.00013063 | 659.8751 | 1.6616e-05 | 657.5691 | 20.1442 | 856.1105 | 0.0067726 | 977.5648 | 0.029046 | 856.1105 | 0.051297 | 977.3557 | 0 | 977.5648 | 0.83127 | 659.8751 | 0.05347
| 657.6915 | 0.0066309 | 856.35 | -0.0077167 | 657.6915 | 0.014425 | 856.35 | -0.08641 | 659.9955 | 0 | 856.35 | -0.028632 | 659.9955 | 0.00018255 | 851.04 | -0.0016793 | 657.6915 | 0.0016175 | 851.04 | 0.0075623 | 851.04 | -0.0033155 | 659.9955 | 0.00012006 | 659.9955 | 2.0042e-05 | 657.6915 | 20.0852 | 856.35 | 0.0011778 | 977.7333 | 0.022511 | 856.35 | 0.046059 | 977.5252 | 0.00010725 | 977.7333 | 0.81571 | 659.9955 | 0.057199
| 657.814 | 0 | 856.5894 | -0.029759 | 657.814 | 0 | 856.5894 | 0.028581 | 660.1159 | 0 | 856.5894 | 0.020288 | 660.1159 | 0.00017249 | 851.28 | 0.0083963 | 657.814 | 0.0010926 | 851.28 | 0.0017376 | 851.28 | -0.0048458 | 660.1159 | 9.7603e-05 | 660.1159 | 1.8329e-05 | 657.814 | 20.1644 | 856.5894 | -0.001749 | 977.9017 | 0.026414 | 856.5894 | 0.032199 | 977.6946 | 0.00028599 | 977.9017 | 0.80061 | 660.1159 | 0.053011
| 657.9364 | 0.0054477 | 856.8289 | -0.032932 | 657.9364 | 0.011272 | 856.8289 | -0.052587 | 660.2362 | 0.00053406 | 856.8289 | -0.042228 | 660.2362 | 0.00017081 | 851.52 | -0.029026 | 657.9364 | 0.0014915 | 851.52 | -0.00070865 | 851.52 | 0.0012752 | 660.2362 | 0.00010157 | 660.2362 | 1.8329e-05 | 657.9364 | 20.3224 | 856.8289 | -0.012887 | 978.0702 | 0.027866 | 856.8289 | 0.036876 | 977.8641 | 0.00010725 | 978.0702 | 0.7883 | 660.2362 | 0.055134
| 658.0589 | 0 | 857.0684 | -0.018455 | 658.0589 | 0 | 857.0684 | 0.021186 | 660.3566 | 0.00024284 | 857.0684 | 0.022964 | 660.3566 | 0.00015312 | 851.76 | -0.0093559 | 658.0589 | 0.0065275 | 851.76 | -0.0001262 | 851.76 | 0.0055599 | 660.3566 | 0.00010949 | 660.3566 | 1.5074e-05 | 658.0589 | 20.357 | 857.0684 | 0.0021064 | 978.2386 | 0.030862 | 857.0684 | 0.034118 | 978.0335 | 7.1499e-05 | 978.2386 | 0.77687 | 660.3566 | 0.048881
| 658.1814 | 0.0042645 | 857.3079 | -0.019639 | 658.1814 | 0.01624 | 857.3079 | -0.038034 | 660.477 | 0 | 857.3079 | -0.038315 | 660.477 | 0.00014399 | 852 | -0.030466 | 658.1814 | 0.0019956 | 852 | -0.0083969 | 852 | 0.0018873 | 660.477 | 0.00011544 | 660.477 | 1.1648e-05 | 658.1814 | 20.5314 | 857.3079 | -0.0022481 | 978.4071 | 0.015885 | 857.3079 | 0.037663 | 978.203 | 0.00032174 | 978.4071 | 0.7673 | 660.477 | 0.05129
| 658.3039 | 0 | 857.5474 | 0.010351 | 658.3039 | 0 | 857.5474 | 0.023568 | 660.5973 | 0 | 857.5474 | 0.017991 | 660.5973 | 0.00014138 | 852.24 | 0.0035984 | 658.3039 | 0.0090142 | 852.24 | 0.0016211 | 852.24 | 0.0020403 | 660.5973 | 0.00011379 | 660.5973 | 1.1648e-05 | 658.3039 | 20.5714 | 857.5474 | 0.010921 | 978.5755 | 0.02655 | 857.5474 | 0.053729 | 978.3725 | 0 | 978.5755 | 0.75462 | 660.5973 | 0.045151
| 658.4264 | 0.0081099 | 857.7869 | 0.00026245 | 658.4264 | 0.0033129 | 857.7869 | -0.076385 | 660.7177 | 0.00024284 | 857.7869 | -0.038428 | 660.7177 | 0.00013952 | 852.48 | -0.012235 | 658.4264 | 0.010568 | 852.48 | -0.0035044 | 852.48 | -0.0057639 | 660.7177 | 0.00010107 | 660.7177 | 1.5074e-05 | 658.4264 | 20.5786 | 857.7869 | -0.0098437 | 978.744 | 0.022284 | 857.7869 | 0.041746 | 978.5419 | 0.00010725 | 978.744 | 0.74245 | 660.7177 | 0.045955
| 658.5489 | 0 | 858.0264 | 0.020273 | 658.5489 | 0 | 858.0264 | 0.050242 | 660.8381 | 0 | 858.0264 | 0.026485 | 660.8381 | 0.00014753 | 852.72 | -0.030466 | 658.5489 | 0.0032358 | 852.72 | -9.7074e-06 | 852.72 | -0.0028565 | 660.8381 | 0.0001161 | 660.8381 | 1.3361e-05 | 658.5489 | 20.916 | 858.0264 | 0.0031784 | 978.9124 | 0.023782 | 858.0264 | 0.058427 | 978.7114 | 0 | 978.9124 | 0.72768 | 660.8381 | 0.040676
| 658.6715 | 0.0024896 | 858.2659 | -0.016782 | 658.6715 | 0.011559 | 858.2659 | -0.10952 | 660.9584 | 0.00024284 | 858.2659 | -0.043953 | 660.9584 | 0.0001669 | 852.96 | 0.002159 | 658.6715 | 0.0080373 | 852.96 | -0.0086301 | 852.96 | 0.0063253 | 660.9584 | 0.00011065 | 660.9584 | 1.6616e-05 | 658.6715 | 20.97 | 858.2659 | -0.0013795 | 979.0809 | 0.020514 | 858.2659 | 0.032608 | 978.8809 | 0.00010725 | 979.0809 | 0.71453 | 660.9584 | 0.04343
| 658.794 | 0 | 858.5055 | 0.001149 | 658.794 | 0 | 858.5055 | 0.030345 | 661.0788 | 0.00024284 | 858.5055 | 0.022071 | 661.0788 | 0.00017565 | 853.2 | -0.002159 | 658.794 | 0.0015969 | 853.2 | -0.0012911 | 853.2 | 0.0051009 | 661.0788 | 0.00010916 | 661.0788 | 2.1755e-05 | 658.794 | 21.1565 | 858.5055 | 0.0020609 | 979.2493 | 0.026414 | 858.5055 | 0.049721 | 979.0503 | 0 | 979.2493 | 0.69953 | 661.0788 | 0.040103
| 658.9165 | 0 | 858.745 | -0.011876 | 658.9165 | 0.014233 | 858.745 | -0.07042 | 661.1992 | 0.00024284 | 858.745 | -0.043625 | 661.1992 | 0.00016914 | 853.44 | -0.011755 | 658.9165 | 0.007016 | 853.44 | -0.0047858 | 853.44 | -0.0031625 | 661.1992 | 0.0001085 | 661.1992 | 2.0042e-05 | 658.9165 | 21.3563 | 858.745 | -0.0020442 | 979.4178 | 0.022829 | 858.745 | 0.033733 | 979.2198 | 0.00032174 | 979.4178 | 0.68527 | 661.1992 | 0.04366
| 659.0391 | 0 | 858.9846 | 6e-05 | 659.0391 | 0 | 858.9846 | -0.017086 | 661.3196 | 0 | 858.9846 | 0.020989 | 661.3196 | 0.00016262 | 853.68 | 0.014634 | 659.0391 | 0.0090142 | 853.68 | -0.0021065 | 853.68 | 0.006172 | 661.3196 | 0.00011032 | 661.3196 | 2.8435e-05 | 659.0391 | 21.5291 | 858.9846 | 0.013838 | 979.5862 | 0.035264 | 858.9846 | 0.040862 | 979.3893 | 0 | 979.5862 | 0.66938 | 661.3196 | 0.041996
| 659.1617 | 0 | 859.2241 | -0.034129 | 659.1617 | 0.0087791 | 859.2241 | -0.072667 | 661.44 | 0 | 859.2241 | -0.03965 | 661.44 | 0.00017044 | 853.91 | -0.0040782 | 659.1617 | 0.0026258 | 853.91 | -0.0045528 | 853.91 | -0.011885 | 661.44 | 0.00012601 | 661.44 | 2.0042e-05 | 659.1617 | 21.7282 | 859.2241 | -0.0070453 | 979.7547 | 0.024916 | 859.2241 | 0.041893 | 979.5587 | 0 | 979.7547 | 0.65656 | 661.44 | 0.045782
| 659.2842 | 0 | 859.4637 | -0.010167 | 659.2842 | 0 | 859.4637 | 0.0060219 | 661.5604 | 0 | 859.4637 | 0.023264 | 661.5604 | 0.00016615 | 854.15 | -0.025668 | 659.2842 | 0 | 854.15 | -0.0018735 | 854.15 | -0.0031625 | 661.5604 | 0.00011081 | 661.5604 | 2.6722e-05 | 659.2842 | 21.7988 | 859.4637 | 0.0071431 | 979.9232 | 0.025869 | 859.4637 | 0.039058 | 979.7282 | 0 | 979.9232 | 0.64193 | 661.5604 | 0.041135
| 659.4068 | 0.00012322 | 859.7032 | -0.017156 | 659.4068 | 0.0091104 | 859.7032 | -0.099877 | 661.6807 | 0 | 859.7032 | -0.044584 | 661.6807 | 0.0001682 | 854.39 | -0.022789 | 659.4068 | 0.0026258 | 854.39 | -0.0067659 | 854.39 | -0.0028565 | 661.6807 | 0.00012238 | 661.6807 | 1.5074e-05 | 659.4068 | 21.8859 | 859.7032 | 0.0055347 | 980.0916 | 0.023282 | 859.7032 | 0.042057 | 979.8977 | 0.00010725 | 980.0916 | 0.6311 | 661.6807 | 0.040849
| 659.5294 | 0 | 859.9428 | -0.0031645 | 659.5294 | 0 | 859.9428 | 0.031947 | 661.8011 | 0.00053406 | 859.9428 | 0.025281 | 661.8011 | 0.00014883 | 854.63 | 0.010315 | 659.5294 | 0.0039922 | 854.63 | 0.0037179 | 854.63 | 0.0041827 | 661.8011 | 0.00012683 | 661.8011 | 4.0083e-05 | 659.5294 | 22.0694 | 859.9428 | 0.0041593 | 980.2601 | 0.02065 | 859.9428 | 0.046245 | 980.0672 | 0 | 980.2601 | 0.61805 | 661.8011 | 0.034308
| 659.652 | 0.0072224 | 860.1824 | 0.0017721 | 659.652 | 0.017195 | 860.1824 | -0.063046 | 661.9215 | 0.00082547 | 860.1824 | -0.033136 | 661.9215 | 0.00015796 | 854.87 | -0.0069569 | 659.652 | 0 | 854.87 | -0.0039703 | 854.87 | 0.0049478 | 661.9215 | 0.00013955 | 661.9215 | 4.1625e-05 | 659.652 | 22.0832 | 860.1824 | 0.0012342 | 980.4285 | 0.024826 | 860.1824 | 0.035057 | 980.2367 | 0.00032174 | 980.4285 | 0.60732 | 661.9215 | 0.034538
| 659.7746 | 0 | 860.422 | 0.018856 | 659.7746 | 0 | 860.422 | 0.010522 | 662.0419 | 0 | 860.422 | 0.021745 | 662.0419 | 0.0001561 | 855.11 | -0.016553 | 659.7746 | 0.0080373 | 855.11 | 0.0069796 | 855.11 | 0.010457 | 662.0419 | 0.00013493 | 662.0419 | 5.8412e-05 | 659.7746 | 22.0762 | 860.422 | 0.0024862 | 980.597 | 0.028093 | 860.422 | 0.052575 | 980.4062 | 0 | 980.597 | 0.5939 | 662.0419 | 0.028628
| 659.8972 | 0.0027855 | 860.6616 | -0.0027066 | 659.8972 | 0.01175 | 860.6616 | -0.05171 | 662.1623 | 0 | 860.6616 | -0.03879 | 662.1623 | 0.0001913 | 855.35 | -0.029026 | 659.8972 | 0.0041382 | 855.35 | -0.0045528 | 855.35 | -0.0016323 | 662.1623 | 0.00012337 | 662.1623 | 4.0083e-05 | 659.8972 | 22.1657 | 860.6616 | -0.0041377 | 980.7655 | 0.021149 | 860.6616 | 0.021935 | 980.5756 | 0.00010725 | 980.7655 | 0.5834 | 662.1623 | 0.030579
| 660.0198 | 0 | 860.9012 | 0.00074602 | 660.0198 | 0 | 860.9012 | -0.0052055 | 662.2827 | 0.00053406 | 860.9012 | 0.021858 | 662.2827 | 0.00018255 | 855.59 | 0.012235 | 660.0198 | 0.0082593 | 855.59 | 0.0043004 | 855.59 | 0.0018873 | 662.2827 | 0.00013344 | 662.2827 | 5.0018e-05 | 660.0198 | 22.3466 | 860.9012 | 0.00832 | 980.9339 | 0.0295 | 860.9012 | 0.057748 | 980.7451 | 7.1499e-05 | 980.9339 | 0.57146 | 662.2827 | 0.026047
| 660.1425 | 0 | 861.1408 | -0.014091 | 660.1425 | 0.015093 | 861.1408 | -0.061707 | 662.4031 | 0 | 861.1408 | -0.037453 | 662.4031 | 0.00016448 | 855.83 | -0.0074367 | 660.1425 | 0.0016175 | 855.83 | -0.0018735 | 855.83 | -0.00086717 | 662.4031 | 0.00013773 | 662.4031 | 4.1625e-05 | 660.1425 | 22.246 | 861.1408 | -0.0052377 | 981.1024 | 0.017655 | 861.1408 | 0.041709 | 980.9146 | 0.00010725 | 981.1024 | 0.56091 | 662.4031 | 0.029948
| 660.2651 | 0 | 861.3804 | 0.010341 | 660.2651 | 0 | 861.3804 | 0.025506 | 662.5235 | 0 | 861.3804 | 0.024245 | 662.5235 | 0.00011698 | 856.07 | 0.018952 | 660.2651 | 0.0074157 | 856.07 | 0.0059312 | 856.07 | 0.007243 | 662.5235 | 0.00015524 | 662.5235 | 4.0083e-05 | 660.2651 | 22.3432 | 861.3804 | 0.010246 | 981.2709 | 0.028865 | 861.3804 | 0.04735 | 981.0841 | 0.00028599 | 981.2709 | 0.54805 | 662.5235 | 0.025989
| 660.3878 | 0.0051518 | 861.62 | -0.015847 | 660.3878 | 0.0059632 | 861.62 | -0.064058 | 662.6439 | 0 | 861.62 | -0.034415 | 662.6439 | 0.00011065 | 856.31 | 0.0064771 | 660.3878 | 0.0045293 | 856.31 | 0.0036014 | 856.31 | -0.0013262 | 662.6439 | 0.00014417 | 662.6439 | 2.0042e-05 | 660.3878 | 22.4964 | 861.62 | -0.0038879 | 981.4393 | 0.0177 | 861.62 | 0.01757 | 981.2536 | 0.00032174 | 981.4393 | 0.53685 | 662.6439 | 0.028571
| 660.5104 | 0 | 861.8596 | -0.0047419 | 660.5104 | 0 | 861.8596 | 0.050558 | 662.7643 | 0.00024284 | 861.8596 | 0.016943 | 662.7643 | 0.00011847 | 856.55 | 0.052536 | 660.5104 | 0.0046181 | 856.55 | 0.0082607 | 856.55 | 0.0086207 | 662.7643 | 0.00014814 | 662.7643 | 2.5009e-05 | 660.5104 | 22.2215 | 861.8596 | -0.0028993 | 981.6078 | 0.028411 | 861.8596 | 0.041402 | 981.4231 | 7.1499e-05 | 981.6078 | 0.52575 | 662.7643 | 0.025301
| 660.6331 | 0.015475 | 862.0993 | -0.0080714 | 660.6331 | 0.0039755 | 862.0993 | -0.090359 | 662.8847 | 0.00024284 | 862.0993 | -0.040201 | 662.8847 | 0.00013914 | 856.79 | -0.010315 | 660.6331 | 0.01008 | 856.79 | -0.0096781 | 856.79 | -0.0034686 | 662.8847 | 0.00013113 | 662.8847 | 3.6657e-05 | 660.6331 | 22.127 | 862.0993 | -0.018208 | 981.7763 | 0.021966 | 862.0993 | 0.028078 | 981.5926 | 0.00053624 | 981.7763 | 0.51618 | 662.8847 | 0.028284
| 660.7558 | 0 | 862.3389 | 0.0076889 | 660.7558 | 0 | 862.3389 | 0.029437 | 663.0051 | 0 | 862.3389 | 0.027017 | 663.0051 | 0.00014622 | 857.03 | 0.022311 | 660.7558 | 0 | 857.03 | 0.0084939 | 857.03 | 0.0037236 | 663.0051 | 0.00013773 | 663.0051 | 6.5092e-05 | 660.7558 | 21.9851 | 862.3389 | -0.0029531 | 981.9447 | 0.026641 | 862.3389 | 0.050226 | 981.7621 | 7.1499e-05 | 981.9447 | 0.50522 | 663.0051 | 0.025186
| 660.8785 | 0.0039686 | 862.5786 | -0.049669 | 660.8785 | 0.0092761 | 862.5786 | -0.064205 | 663.1255 | 0.00024284 | 862.5786 | -0.048182 | 663.1255 | 0.00016168 | 857.27 | -0.011275 | 660.8785 | 0.0045293 | 857.27 | 0.00080569 | 857.27 | -0.0062227 | 663.1255 | 0.00012535 | 663.1255 | 8.1708e-05 | 660.8785 | 22.1464 | 862.5786 | -0.014673 | 982.1132 | 0.022329 | 862.5786 | 0.0049649 | 981.9316 | 0.00010725 | 982.1132 | 0.49546 | 663.1255 | 0.027538
| 661.0012 | 0 | 862.8182 | 0.015963 | 661.0012 | 0 | 862.8182 | -0.034814 | 663.2459 | 0.00024284 | 862.8182 | 0.019093 | 663.2459 | 0.00013914 | 857.5 | 0.011275 | 661.0012 | 0.005373 | 857.5 | 0.0052322 | 857.5 | 0.0081613 | 663.2459 | 0.00013493 | 663.2459 | 8.3421e-05 | 661.0012 | 21.9052 | 862.8182 | 0.01125 | 982.2817 | 0.02655 | 862.8182 | 0.045302 | 982.1011 | 0 | 982.2817 | 0.48417 | 663.2459 | 0.023178
| 661.1239 | 0.0095486 | 863.0579 | -0.017688 | 661.1239 | 0.013374 | 863.0579 | -0.057962 | 663.3663 | 0.00024284 | 863.0579 | -0.047197 | 663.3663 | 0.00013095 | 857.74 | -0.018952 | 661.1239 | 0.0050178 | 857.74 | -0.002223 | 857.74 | -0.0065293 | 663.3663 | 0.00012733 | 663.3663 | 5.1731e-05 | 661.1239 | 21.8352 | 863.0579 | -0.00027065 | 982.4501 | 0.027231 | 863.0579 | 0.016699 | 982.2707 | 0.00010725 | 982.4501 | 0.47595 | 663.3663 | 0.025875
| 661.2466 | 0 | 863.2976 | -0.016124 | 661.2466 | 0 | 863.2976 | -0.042179 | 663.4867 | 0.00024284 | 863.2976 | 0.023878 | 663.4867 | 0.00011027 | 857.98 | -0.0035984 | 661.2466 | 0.0043703 | 857.98 | -0.01061 | 857.98 | 0.0041827 | 663.4867 | 0.0001199 | 663.4867 | 6.5092e-05 | 661.2466 | 21.7275 | 863.2976 | 0.0050944 | 982.6186 | 0.025461 | 863.2976 | 0.044929 | 982.4402 | 7.1499e-05 | 982.6186 | 0.46638 | 663.4867 | 0.022145
| 661.3694 | 0.0029334 | 863.5372 | -0.0095395 | 661.3694 | 0.0069571 | 863.5372 | -0.084823 | 663.6072 | 0.00053406 | 863.5372 | -0.036894 | 663.6072 | 0.00012443 | 858.22 | -0.028548 | 661.3694 | 0.012478 | 858.22 | 0.0048828 | 858.22 | -0.0065293 | 663.6072 | 0.00012452 | 663.6072 | 5.3444e-05 | 661.3694 | 21.6413 | 863.5372 | 0.001571 | 982.7871 | 0.024281 | 863.5372 | 0.0098834 | 982.6097 | 0.00010725 | 982.7871 | 0.45918 | 663.6072 | 0.025243
| 661.4921 | 0 | 863.7769 | 0.01901 | 661.4921 | 0 | 863.7769 | 0.024239 | 663.7276 | 0.00024284 | 863.7769 | 0.029148 | 663.7276 | 0.00012741 | 858.46 | 0.016553 | 661.4921 | 0.0022272 | 858.46 | -0.0058343 | 858.46 | -0.0017853 | 663.7276 | 0.00010949 | 663.7276 | 6.6805e-05 | 661.4921 | 21.5405 | 863.7769 | 0.0016753 | 982.9556 | 0.030726 | 863.7769 | 0.031489 | 982.7792 | 7.1499e-05 | 982.9556 | 0.45003 | 663.7276 | 0.02226
| 661.6149 | 0.0016023 | 864.0166 | -0.023603 | 661.6149 | 0.0069571 | 864.0166 | -0.055815 | 663.848 | 0 | 864.0166 | -0.037345 | 663.848 | 0.00014883 | 858.7 | -0.010315 | 661.6149 | 0.012078 | 858.7 | -0.007698 | 858.7 | -0.014792 | 663.848 | 0.00013641 | 663.848 | 5.6699e-05 | 661.6149 | 21.2762 | 864.0166 | -0.014909 | 983.124 | 0.025597 | 864.0166 | 0.023723 | 982.9487 | 0.00010725 | 983.124 | 0.44213 | 663.848 | 0.022719
| 661.7376 | 0 | 864.2563 | -0.016094 | 661.7376 | 0 | 864.2563 | -0.0013179 | 663.9684 | 0.00024284 | 864.2563 | 0.031695 | 663.9684 | 0.00014306 | 858.94 | -0.022311 | 661.7376 | 0.00058834 | 858.94 | -0.001524 | 858.94 | 0.0034176 | 663.9684 | 0.00012683 | 663.9684 | 7.5028e-05 | 661.7376 | 21.0157 | 864.2563 | -0.0067227 | 983.2925 | 0.025052 | 864.2563 | 0.028921 | 983.1182 | 0.00028599 | 983.2925 | 0.43224 | 663.9684 | 0.019047
| 661.8604 | 0.0026375 | 864.496 | -0.031885 | 661.8604 | 0.0086135 | 864.496 | -0.094179 | 664.0888 | 0.00024284 | 864.496 | -0.045028 | 664.0888 | 0.00015386 | 859.18 | 0.022311 | 661.8604 | 0.0042642 | 859.18 | -0.0079311 | 859.18 | -0.0040807 | 664.0888 | 0.00015871 | 664.0888 | 8.3421e-05 | 661.8604 | 20.9102 | 864.496 | -0.004241 | 983.461 | 0.023872 | 864.496 | 0.016855 | 983.2878 | 0.00010725 | 983.461 | 0.4236 | 664.0888 | 0.020596
| 661.9832 | 0 | 864.7357 | 0.013077 | 661.9832 | 0 | 864.7357 | 0.052178 | 664.2092 | 0 | 864.7357 | 0.029477 | 664.2092 | 0.00013654 | 859.42 | -0.0079165 | 661.9832 | 0.0062611 | 859.42 | -0.0011746 | 859.42 | 0.0078554 | 664.2092 | 0.00015227 | 664.2092 | 8.8389e-05 | 661.9832 | 20.5541 | 864.7357 | 0.011171 | 983.6295 | 0.021467 | 864.7357 | 0.028026 | 983.4573 | 7.1499e-05 | 983.6295 | 0.41357 | 664.2092 | 0.017154
| 662.106 | 0.0072224 | 864.9754 | -0.010353 | 662.106 | 0.017863 | 864.9754 | -0.092437 | 664.3297 | 0.00024284 | 864.9754 | -0.036691 | 664.3297 | 0.00014566 | 859.66 | -0.0035984 | 662.106 | 0.015497 | 859.66 | -0.0001262 | 859.66 | 0.0047948 | 664.3297 | 0.00014963 | 664.3297 | 8.8389e-05 | 662.106 | 20.2564 | 864.9754 | -0.0057094 | 983.7979 | 0.026959 | 864.9754 | -0.00031585 | 983.6268 | 0.00010725 | 983.7979 | 0.40586 | 664.3297 | 0.019678
| 662.2287 | 0 | 865.2152 | -0.0050476 | 662.2287 | 0 | 865.2152 | -0.0073482 | 664.4501 | 0.00024284 | 865.2152 | 0.017912 | 664.4501 | 0.00014045 | 859.9 | -0.0035984 | 662.2287 | 0.0055062 | 859.9 | -0.0046693 | 859.9 | 0.00081613 | 664.4501 | 0.00012882 | 664.4501 | 7.1773e-05 | 662.2287 | 19.8722 | 865.2152 | 0.0028564 | 983.9664 | 0.020741 | 865.2152 | 0.021238 | 983.7964 | 7.1499e-05 | 983.9664 | 0.39708 | 664.4501 | 0.015376
| 662.3515 | 0 | 865.4549 | -0.00077567 | 662.3515 | 0.0056319 | 865.4549 | -0.074136 | 664.5705 | 0.00053406 | 865.4549 | -0.050402 | 664.5705 | 0.00014473 | 860.14 | -0.0074367 | 662.3515 | 0.012211 | 860.14 | -0.0058343 | 860.14 | -0.01617 | 664.5705 | 0.00012039 | 664.5705 | 5.1731e-05 | 662.3515 | 19.9116 | 865.4549 | -0.006903 | 984.1349 | 0.019652 | 865.4549 | 0.012868 | 983.9659 | 0.00032174 | 984.1349 | 0.39015 | 664.5705 | 0.017728
| 662.4744 | 0 | 865.6946 | 0.027946 | 662.4744 | 0 | 865.6946 | 0.024365 | 664.691 | 0.00024284 | 865.6946 | 0.030742 | 664.691 | 0.00013803 | 860.38 | -0.017032 | 662.4744 | 0.015719 | 860.38 | -0.0083969 | 860.38 | -0.0030095 | 664.691 | 0.00012766 | 664.691 | 4.3338e-05 | 662.4744 | 19.5039 | 865.6946 | 0.0054236 | 984.3034 | 0.028093 | 865.6946 | 0.034065 | 984.1354 | 7.1499e-05 | 984.3034 | 0.38137 | 664.691 | 0.013195
| 662.5972 | 0.0036729 | 865.9344 | -0.021032 | 662.5972 | 0.0059632 | 865.9344 | -0.070021 | 664.8114 | 0 | 865.9344 | -0.035605 | 664.8114 | 0.00013616 | 860.62 | -0.036225 | 662.5972 | 0.0096803 | 860.62 | -0.0047858 | 860.62 | -0.0036216 | 664.8114 | 0.00013344 | 664.8114 | 3.837e-05 | 662.5972 | 19.2918 | 865.9344 | -0.0081195 | 984.4719 | 0.029137 | 865.9344 | 0.017659 | 984.305 | 0.00032174 | 984.4719 | 0.37417 | 664.8114 | 0.015949
| 662.72 | 0 | 866.1741 | 0.0020873 | 662.72 | 0 | 866.1741 | 0.02115 | 664.9318 | 0 | 866.1741 | 0.018215 | 664.9318 | 0.00015442 | 860.86 | 0.0031186 | 662.72 | 0.0042442 | 860.86 | -0.0030384 | 860.86 | -0.0013262 | 664.9318 | 0.00014797 | 664.9318 | 4.6764e-05 | 662.72 | 19.0806 | 866.1741 | -0.00091716 | 984.6403 | 0.026323 | 866.1741 | 0.032649 | 984.4745 | 7.1499e-05 | 984.6403 | 0.3653 | 664.9318 | 0.012966
| 662.8429 | 0.0060393 | 866.4139 | -0.011896 | 662.8429 | 0.0029816 | 866.4139 | -0.09752 | 665.0522 | 0 | 866.4139 | -0.047854 | 665.0522 | 0.00016951 | 861.1 | -0.0074367 | 662.8429 | 0.0065275 | 861.1 | 0.0039509 | 861.1 | -0.0028565 | 665.0522 | 0.00015062 | 665.0522 | 8.5134e-05 | 662.8429 | 18.7571 | 866.4139 | -0.012101 | 984.8088 | 0.028002 | 866.4139 | 0.013702 | 984.644 | 0.00032174 | 984.8088 | 0.35894 | 665.0522 | 0.015892
| 662.9657 | 0 | 866.6537 | -0.0055103 | 662.9657 | 0 | 866.6537 | 0.038006 | 665.1727 | 0 | 866.6537 | 0.030142 | 665.1727 | 0.00017659 | 861.34 | 0.00071969 | 662.9657 | 0.0075045 | 861.34 | 0.0012716 | 861.34 | -0.0048458 | 665.1727 | 0.00014186 | 665.1727 | 9.0102e-05 | 662.9657 | 18.3589 | 866.6537 | 0.0028803 | 984.9773 | 0.026096 | 866.6537 | 0.026174 | 984.8136 | 7.1499e-05 | 984.9773 | 0.3509 | 665.1727 | 0.011761
| 663.0886 | 0.0098778 | 866.8934 | -0.026405 | 663.0886 | 0.0092761 | 866.8934 | -0.088787 | 665.2931 | 0.00024284 | 866.8934 | -0.045362 | 665.2931 | 0.00016057 | 861.58 | -0.00071969 | 663.0886 | 0.012078 | 861.58 | -0.0037373 | 861.58 | 0.0029585 | 665.2931 | 0.00013773 | 665.2931 | 0.000105 | 663.0886 | 18.2657 | 866.8934 | -0.010707 | 985.1458 | 0.022012 | 866.8934 | 0.0077463 | 984.9831 | 0.00010725 | 985.1458 | 0.34468 | 665.2931 | 0.013999
| 663.2115 | 0 | 867.1332 | 0.011182 | 663.2115 | 0 | 867.1332 | -0.006975 | 665.4135 | 0 | 867.1332 | 0.020986 | 665.4135 | 0.0001466 | 861.81 | 0.02135 | 663.2115 | 0.0031097 | 861.81 | -0.0044363 | 861.81 | 0.0018873 | 665.4135 | 0.00011726 | 665.4135 | 7.8454e-05 | 663.2115 | 18.0527 | 867.1332 | 0.01492 | 985.3143 | 0.027276 | 867.1332 | 0.024126 | 985.1527 | 7.1499e-05 | 985.3143 | 0.33627 | 665.4135 | 0.0093516
| 663.3343 | 0.0067788 | 867.373 | -0.026765 | 663.3343 | 0.014042 | 867.373 | -0.047185 | 665.534 | 0.00053406 | 867.373 | -0.044157 | 665.534 | 0.0001492 | 862.05 | -0.010795 | 663.3343 | 0.0069272 | 862.05 | 0.00080569 | 862.05 | -0.0068351 | 665.534 | 0.00011957 | 665.534 | 7.3315e-05 | 663.3343 | 17.9425 | 867.373 | -0.0059323 | 985.4828 | 0.023056 | 867.373 | 0.025584 | 985.3222 | 0.00032174 | 985.4828 | 0.32991 | 665.534 | 0.011302
| 663.4572 | 0 | 867.6128 | 0.00012416 | 663.4572 | 0 | 867.6128 | 0.028927 | 665.6544 | 0 | 867.6128 | 0.023918 | 665.6544 | 0.00013523 | 862.29 | -0.0002399 | 663.4572 | 0 | 862.29 | -0.0094454 | 862.29 | 0.0044887 | 665.6544 | 0.0001085 | 665.6544 | 5.4986e-05 | 663.4572 | 17.6428 | 867.6128 | 0.0072662 | 985.6512 | 0.015703 | 867.6128 | 0.027473 | 985.4918 | 7.1499e-05 | 985.6512 | 0.32233 | 665.6544 | 0.0073436
| 663.5801 | 0.0072224 | 867.8526 | -0.0085612 | 663.5801 | 0.016526 | 867.8526 | -0.11235 | 665.7749 | 0.00053406 | 867.8526 | -0.039725 | 665.7749 | 0.00015442 | 862.53 | -0.0064771 | 663.5801 | 0.0014915 | 862.53 | -0.0063001 | 862.53 | -0.0079064 | 665.7749 | 0.00012568 | 665.7749 | 4.5051e-05 | 663.5801 | 17.5596 | 867.8526 | 0.0034028 | 985.8197 | 0.017791 | 867.8526 | 0.0096031 | 985.6613 | 0.00010725 | 985.8197 | 0.31643 | 665.7749 | 0.0095237
| 663.703 | 0 | 868.0924 | -0.021882 | 663.703 | 0 | 868.0924 | 0.0048916 | 665.8953 | 0 | 868.0924 | 0.025109 | 665.8953 | 0.00014604 | 862.77 | 0.0088761 | 663.703 | 0.0095471 | 862.77 | 0.0056981 | 862.77 | 0.0023464 | 665.8953 | 0.00013063 | 665.8953 | 7.5028e-05 | 663.703 | 17.4064 | 868.0924 | 0.0014278 | 985.9882 | 0.034719 | 868.0924 | 0.019233 | 985.8309 | 7.1499e-05 | 985.9882 | 0.30882 | 665.8953 | 0.0057945
| 663.826 | 0.0085608 | 868.3322 | -0.036617 | 663.826 | 0.0079509 | 868.3322 | -0.089663 | 666.0158 | 0.00024284 | 868.3322 | -0.051755 | 666.0158 | 0.00016653 | 863.01 | -0.0093559 | 663.826 | 0.0038861 | 863.01 | 0.0038344 | 863.01 | 0.006019 | 666.0158 | 0.0001346 | 666.0158 | 6.1666e-05 | 663.826 | 17.2419 | 868.3322 | -0.0094315 | 986.1567 | 0.036716 | 868.3322 | 0.0084685 | 986.0005 | 0.00032174 | 986.1567 | 0.3031 | 666.0158 | 0.008491
| 663.9489 | 0 | 868.572 | -0.0070403 | 663.9489 | 0 | 868.572 | 0.01559 | 666.1362 | 0.00024284 | 868.572 | 0.027633 | 666.1362 | 0.00016057 | 863.25 | 0.02327 | 663.9489 | 0.0057727 | 863.25 | 0.0012716 | 863.25 | -0.00086717 | 666.1362 | 0.00012799 | 666.1362 | 6.8347e-05 | 663.9489 | 16.8806 | 868.572 | 0.0034209 | 986.3252 | 0.034629 | 868.572 | 0.039574 | 986.17 | 0 | 986.3252 | 0.29646 | 666.1362 | 0.0063682
| 664.0718 | 0.00889 | 868.8119 | -0.013242 | 664.0718 | 0.018341 | 868.8119 | -0.068493 | 666.2567 | 0 | 868.8119 | -0.050127 | 666.2567 | 0.00017174 | 863.49 | 0.025189 | 664.0718 | 0.011812 | 863.49 | 0.0023201 | 863.49 | -0.0036216 | 666.2567 | 0.0001346 | 666.2567 | 8.1708e-05 | 664.0718 | 16.7668 | 868.8119 | -0.007726 | 986.4937 | 0.027776 | 868.8119 | 0.026257 | 986.3396 | 0.00010725 | 986.4937 | 0.29061 | 666.2567 | 0.00895
| 664.1948 | 0 | 869.0517 | 0.020587 | 664.1948 | 0 | 869.0517 | 0.029693 | 666.3771 | 0 | 869.0517 | 0.03951 | 666.3771 | 0.00016187 | 863.73 | -0.0055175 | 664.1948 | 0.0047513 | 863.73 | 0.0032519 | 863.73 | -0.0034686 | 666.3771 | 0.0001199 | 666.3771 | 0.00010346 | 664.1948 | 16.7661 | 869.0517 | 0.020001 | 986.6622 | 0.02242 | 869.0517 | 0.03122 | 986.5092 | 7.1499e-05 | 986.6622 | 0.28382 | 666.3771 | 0.0059093
| 664.3177 | 0.0057434 | 869.2916 | -0.037816 | 664.3177 | 0.021493 | 869.2916 | -0.10733 | 666.4976 | 0.00024284 | 869.2916 | -0.0516 | 666.4976 | 0.00016578 | 863.97 | -0.032385 | 664.3177 | 0.0017435 | 863.97 | -0.0056011 | 863.97 | -0.015251 | 666.4976 | 0.00011874 | 666.4976 | 8.1708e-05 | 664.3177 | 16.5189 | 869.2916 | -0.0015638 | 986.8306 | 0.022965 | 869.2916 | 0.0093187 | 986.6787 | 0.00032174 | 986.8306 | 0.27834 | 666.4976 | 0.006483
| 664.4407 | 0 | 869.5314 | -0.0025141 | 664.4407 | 0 | 869.5314 | -0.023907 | 666.618 | 0.00053406 | 869.5314 | 0.03523 | 666.618 | 0.00015218 | 864.21 | 0.029507 | 664.4407 | 0.0052398 | 864.21 | -0.0023395 | 864.21 | 0.0098449 | 666.618 | 0.00010603 | 666.618 | 4.5051e-05 | 664.4407 | 16.2759 | 869.5314 | 0.00012045 | 986.9991 | 0.030726 | 869.5314 | 0.029366 | 986.8483 | 0 | 986.9991 | 0.27254 | 666.618 | 0.003482
| 664.5637 | 0.010207 | 869.7713 | -0.011111 | 664.5637 | 0.0066257 | 869.7713 | -0.083988 | 666.7385 | 0.00024284 | 869.7713 | -0.039776 | 666.7385 | 0.0001479 | 864.45 | -0.011275 | 664.5637 | 0.0014915 | 864.45 | -0.0073485 | 864.45 | -0.007141 | 666.7385 | 0.00012485 | 666.7385 | 2.0042e-05 | 664.5637 | 16.1056 | 869.7713 | 0.0021189 | 987.1676 | 0.03304 | 869.7713 | 0.01188 | 987.0179 | 0.00032174 | 987.1676 | 0.26678 | 666.7385 | 0.0048246
| 664.6867 | 0 | 870.0111 | -0.0037524 | 664.6867 | 0 | 870.0111 | 0.019358 | 666.8589 | 0.00024284 | 870.0111 | 0.031972 | 666.8589 | 0.00015312 | 864.69 | 0.017992 | 664.6867 | 0.0079041 | 864.69 | -0.0021065 | 864.69 | 0.006172 | 666.8589 | 0.00014764 | 666.8589 | 3.4944e-05 | 664.6867 | 15.7664 | 870.0111 | 0.014081 | 987.3361 | 0.031179 | 870.0111 | 0.010776 | 987.1875 | 0 | 987.3361 | 0.2606 | 666.8589 | 0.0029142
| 664.8097 | 0 | 870.251 | -0.0046372 | 664.8097 | 0.012609 | 870.251 | -0.054618 | 666.9794 | 0.00053406 | 870.251 | -0.048526 | 666.9794 | 0.00016057 | 864.93 | -0.017512 | 664.8097 | 0.007016 | 864.93 | -0.0018735 | 864.93 | -0.0036216 | 666.9794 | 0.0001483 | 666.9794 | 6.0125e-05 | 664.8097 | 15.5524 | 870.251 | -0.0078295 | 987.5046 | 0.024826 | 870.251 | 0.02793 | 987.357 | 0.00032174 | 987.5046 | 0.25619 | 666.9794 | 0.0040433
| 664.9327 | 0 | 870.4909 | -0.018673 | 664.9327 | 0 | 870.4909 | 0.038559 | 667.0998 | 0.00024284 | 870.4909 | 0.025127 | 667.0998 | 0.00016746 | 865.17 | 0.016553 | 664.9327 | 0.0072824 | 865.17 | -0.010726 | 865.17 | -0.01112 | 667.0998 | 0.00013575 | 667.0998 | 7.8454e-05 | 664.9327 | 15.5806 | 870.4909 | -0.0047675 | 987.6731 | 0.022511 | 870.4909 | 0.013048 | 987.5266 | 0.00028599 | 987.6731 | 0.25126 | 667.0998 | 0.001606
| 665.0557 | 0.0060393 | 870.7308 | 0.0011085 | 665.0557 | 0.015284 | 870.7308 | -0.1075 | 667.2203 | 0 | 870.7308 | -0.034823 | 667.2203 | 0.00014492 | 865.41 | -0.039103 | 665.0557 | 0.010435 | 865.41 | -0.0046693 | 865.41 | -0.0069881 | 667.2203 | 0.00012617 | 667.2203 | 0.00010175 | 665.0557 | 15.3837 | 870.7308 | -0.0090225 | 987.8416 | 0.024962 | 870.7308 | -0.0033097 | 987.6962 | 0.00053624 | 987.8416 | 0.24727 | 667.2203 | 0.002579
| 665.1787 | 0 | 870.9706 | 0.0082418 | 665.1787 | 0 | 870.9706 | 0.018261 | 667.3408 | 0.00024284 | 870.9706 | 0.030792 | 667.3408 | 0.00014101 | 865.65 | -0.0011995 | 665.1787 | 0.0028575 | 865.65 | -0.002689 | 865.65 | -0.0043867 | 667.3408 | 0.00012271 | 667.3408 | 0.00010843 | 665.1787 | 15.1477 | 870.9706 | 0.0060692 | 988.0101 | 0.029046 | 870.9706 | 0.041392 | 987.8658 | 0 | 988.0101 | 0.2423 | 667.3408 | 0.0011469
| 665.3017 | 0.0020459 | 871.2105 | -0.022267 | 665.3017 | 0.019583 | 871.2105 | -0.071953 | 667.4612 | 0.00053406 | 871.2105 | -0.04637 | 667.4612 | 0.0001466 | 865.89 | 0.0083963 | 665.3017 | 0.0036341 | 865.89 | -0.0016406 | 865.89 | -0.0034686 | 667.4612 | 0.00013294 | 667.4612 | 0.0001134 | 665.3017 | 14.9941 | 871.2105 | -0.0063807 | 988.1786 | 0.017065 | 871.2105 | 0.010559 | 988.0354 | 0.00032174 | 988.1786 | 0.23802 | 667.4612 | 0.0028899
| 665.4248 | 0 | 871.4504 | -0.0010695 | 665.4248 | 0 | 871.4504 | 0.016557 | 667.5817 | 0.00024284 | 871.4504 | 0.028733 | 667.5817 | 0.00014827 | 866.13 | 0.0074367 | 665.4248 | 0.00374 | 866.13 | 0.0069796 | 866.13 | -0.00607 | 667.5817 | 0.00011874 | 667.5817 | 0.000105 | 665.4248 | 14.6618 | 871.4504 | 0.013232 | 988.3471 | 0.030862 | 871.4504 | 0.0019386 | 988.2049 | 0 | 988.3471 | 0.23319 | 667.5817 | 0.0018688
| 665.5478 | 0 | 871.6904 | -0.044889 | 665.5478 | 0.016717 | 871.6904 | -0.065651 | 667.7022 | 0.00024284 | 871.6904 | -0.042611 | 667.7022 | 0.00013747 | 866.37 | -0.010795 | 665.5478 | 0.0043903 | 866.37 | -0.0044363 | 866.37 | -0.0028565 | 667.7022 | 0.00013724 | 667.7022 | 8.5134e-05 | 665.5478 | 14.5403 | 871.6904 | -0.0056746 | 988.5156 | 0.02065 | 871.6904 | 0.001269 | 988.3745 | 0.00010725 | 988.5156 | 0.22882 | 667.7022 | 0.0027159
| 665.6709 | 0 | 871.9303 | 0.008768 | 665.6709 | 0 | 871.9303 | -0.059786 | 667.8226 | 0.00024284 | 871.9303 | 0.032536 | 667.8226 | 0.00012089 | 866.61 | 0.032866 | 665.6709 | 0.0080373 | 866.61 | 0.002786 | 866.61 | 0.0152 | 667.8226 | 0.00013988 | 667.8226 | 6.6805e-05 | 665.6709 | 14.2508 | 871.9303 | -0.0021221 | 988.6841 | 0.029455 | 871.9303 | 0.018106 | 988.5441 | 7.1499e-05 | 988.6841 | 0.22344 | 667.8226 | 0.00092351
| 665.794 | 0.00056695 | 872.1702 | -0.0041094 | 665.794 | 0.012801 | 872.1702 | -0.13272 | 667.9431 | 0.00024284 | 872.1702 | -0.045926 | 667.9431 | 0.00012964 | 866.85 | -0.016553 | 665.794 | 0.0054174 | 866.85 | 0.0033685 | 866.85 | -0.0036216 | 667.9431 | 0.00015887 | 667.9431 | 3.3403e-05 | 665.794 | 14.2832 | 872.1702 | -0.0024692 | 988.8526 | 0.027049 | 872.1702 | -0.010416 | 988.7137 | 0.00032174 | 988.8526 | 0.21754 | 667.9431 | 0.0017305
| 665.917 | 0 | 872.4101 | -0.0067392 | 665.917 | 0 | 872.4101 | 0.04267 | 668.0636 | 0 | 872.4101 | 0.029276 | 668.0636 | 0.00015013 | 867.09 | 0.02327 | 665.917 | 0.010568 | 867.09 | -0.0035044 | 867.09 | -0.0007141 | 668.0636 | 0.00014847 | 668.0636 | 5.6699e-05 | 665.917 | 14.2362 | 872.4101 | -0.0066764 | 989.0211 | 0.026414 | 872.4101 | 0.027406 | 988.8833 | 0.00028599 | 989.0211 | 0.21085 | 668.0636 | 0.0010138
| 666.0401 | 0.0014543 | 872.6501 | -0.04787 | 666.0401 | 0.002816 | 872.6501 | -0.07638 | 668.1841 | 0 | 872.6501 | -0.051733 | 668.1841 | 0.00016038 | 867.32 | -0.024228 | 666.0401 | 0.0031299 | 867.32 | 0.00022327 | 867.32 | -0.0062227 | 668.1841 | 0.00014764 | 668.1841 | 7.5028e-05 | 666.0401 | 14.2713 | 872.6501 | 0.004411 | 989.1896 | 0.021785 | 872.6501 | 0.0083189 | 989.0529 | 0.00032174 | 989.1896 | 0.20425 | 668.1841 | 0.0012002
| 666.1632 | 0 | 872.89 | -0.0076935 | 666.1632 | 0 | 872.89 | -0.035846 | 668.3045 | 0 | 872.89 | 0.02507 | 668.3045 | 0.0001561 | 867.56 | -0.025189 | 666.1632 | 0.0075045 | 867.56 | -0.0030384 | 867.56 | -0.015711 | 668.3045 | 0.00014583 | 668.3045 | 0.00011014 | 666.1632 | 13.9334 | 872.89 | 0.0048166 | 989.3581 | 0.024417 | 872.89 | 0.020886 | 989.2225 | 0 | 989.3581 | 0.19761 | 668.3045 | 0.00031753
| 666.2863 | 0.0060393 | 873.13 | -0.013783 | 666.2863 | 0.010794 | 873.13 | -0.016164 | 668.425 | 0.00024284 | 873.13 | -0.046884 | 668.425 | 0.00013579 | 867.8 | -0.010315 | 666.2863 | 0.0009873 | 867.8 | -0.0044363 | 867.8 | 0.006172 | 668.425 | 0.00014731 | 668.425 | 9.6782e-05 | 666.2863 | 13.8366 | 873.13 | -0.0022011 | 989.5266 | 0.019334 | 873.13 | -0.015975 | 989.3921 | 0.00032174 | 989.5266 | 0.19134 | 668.425 | 0.00084186
| 666.4095 | 0 | 873.3699 | -0.0061941 | 666.4095 | 0 | 873.3699 | 0.077948 | 668.5455 | 0.00053406 | 873.3699 | 0.023295 | 668.5455 | 0.00012219 | 868.04 | 0.017512 | 666.4095 | 0.0024794 | 868.04 | -9.7074e-06 | 868.04 | 0.0017343 | 668.5455 | 0.00013724 | 668.5455 | 0.00010175 | 666.4095 | 13.732 | 873.3699 | 0.0019154 | 989.6951 | 0.02655 | 873.3699 | 0.016617 | 989.5617 | 7.1499e-05 | 989.6951 | 0.18391 | 668.5455 | 0.00065543
| 666.5326 | 0.0039686 | 873.6099 | -0.031678 | 666.5326 | 0.02455 | 873.6099 | -0.098342 | 668.666 | 0.00053406 | 873.6099 | -0.051031 | 668.666 | 0.00012238 | 868.28 | -0.02135 | 666.5326 | 0.010302 | 868.28 | -0.0043198 | 868.28 | -0.0097429 | 668.666 | 0.0001308 | 668.666 | 9.0102e-05 | 666.5326 | 13.4668 | 873.6099 | -0.004222 | 989.8636 | 0.025869 | 873.6099 | -0.010579 | 989.7313 | 0 | 989.8636 | 0.17982 | 668.666 | 0.0011014
| 666.6557 | 0 | 873.8499 | 0.041348 | 666.6557 | 0 | 873.8499 | -0.0066567 | 668.7865 | 0.00053406 | 873.8499 | 0.020868 | 668.7865 | 0.00013449 | 868.52 | 0.029987 | 666.6557 | 0.0032358 | 868.52 | -0.0054848 | 868.52 | -0.0040807 | 668.7865 | 0.00013377 | 668.7865 | 8.5134e-05 | 666.6557 | 13.1991 | 873.8499 | 0.019758 | 990.0321 | 0.024009 | 873.8499 | 0.019084 | 989.9009 | 0 | 990.0321 | 0.17294 | 668.7865 | 0.00044599
| 666.7789 | 0 | 874.0898 | -0.027016 | 666.7789 | 0.004638 | 874.0898 | -0.050944 | 668.907 | 0 | 874.0898 | -0.040569 | 668.907 | 0.00014734 | 868.76 | -0.019911 | 666.7789 | 0.005151 | 868.76 | -0.0011746 | 868.76 | -0.010355 | 668.907 | 0.00015722 | 668.907 | 0.00010175 | 666.7789 | 13.0898 | 874.0898 | -0.0032342 | 990.2006 | 0.024644 | 874.0898 | -0.00035607 | 990.0706 | 0.00010725 | 990.2006 | 0.17173 | 668.907 | 0.00044924
| 666.902 | 0 | 874.3298 | -0.011726 | 666.902 | 0 | 874.3298 | -0.0013478 | 669.0274 | 0 | 874.3298 | 0.022705 | 669.0274 | 0.00015516 | 869 | 0.022311 | 666.902 | 0.0032358 | 869 | 0.0017376 | 869 | 0.006172 | 669.0274 | 0.0001412 | 669.0274 | 0.00010346 | 666.902 | 12.7759 | 874.3298 | 0.014053 | 990.3691 | 0.032314 | 874.3298 | 0.015873 | 990.2402 | 7.1499e-05 | 990.3691 | 0.16444 | 669.0274 | 3.3147e-06
| 667.0252 | 0.0016023 | 874.5698 | -0.045255 | 667.0252 | 0.011559 | 874.5698 | -0.098181 | 669.1479 | 0 | 874.5698 | -0.053735 | 669.1479 | 0.0001587 | 869.24 | -0.027109 | 667.0252 | 0.0074157 | 869.24 | -0.0063001 | 869.24 | -0.0045398 | 669.1479 | 0.00015772 | 669.1479 | 0.00011682 | 667.0252 | 12.5265 | 874.5698 | -0.0087158 | 990.5376 | 0.020514 | 874.5698 | 0.014889 | 990.4098 | 0.00032174 | 990.5376 | 0.16356 | 669.1479 | 3.3147e-06
| 667.1484 | 0.0011851 | 874.8098 | -0.018843 | 667.1484 | 0 | 874.8098 | 0.011734 | 669.2684 | 0.00024284 | 874.8098 | 0.022582 | 669.2684 | 0.00016224 | 869.48 | 0.0098357 | 667.1484 | 0.013455 | 869.48 | -0.00199 | 869.48 | 0.0011222 | 669.2684 | 0.0001346 | 669.2684 | 9.3356e-05 | 667.1484 | 12.1706 | 874.8098 | 0.0066515 | 990.7061 | 0.024735 | 874.8098 | -0.011812 | 990.5794 | 0 | 990.7061 | 0.1571 | 669.2684 | 0
| 667.2716 | 0.0064829 | 875.0498 | -0.0043489 | 667.2716 | 0.017099 | 875.0498 | -0.13551 | 669.3889 | 0 | 875.0498 | -0.04616 | 669.3889 | 0.00015144 | 869.72 | -0.0083963 | 667.2716 | 0.015098 | 869.72 | -0.0065332 | 869.72 | -0.0048458 | 669.3889 | 0.00015574 | 669.3889 | 0.0001235 | 667.2716 | 12.117 | 875.0498 | 0.0022985 | 990.8746 | 0.024281 | 875.0498 | 0.015105 | 990.749 | 0.00010725 | 990.8746 | 0.15659 | 669.3889 | 0
| 667.3948 | 0 | 875.2898 | -0.01388 | 667.3948 | 0 | 875.2898 | -0.013517 | 669.5094 | 0 | 875.2898 | 0.026369 | 669.5094 | 0.00013747 | 869.96 | -0.011275 | 667.3948 | 0.0062611 | 869.96 | -0.0033879 | 869.96 | 0.0029585 | 669.5094 | 0.00013427 | 669.5094 | 0.0001468 | 667.3948 | 11.832 | 875.2898 | -0.0013358 | 991.0431 | 0.026959 | 875.2898 | 0.0041911 | 990.9186 | 7.1499e-05 | 991.0431 | 0.15227 | 669.5094 | 0
| 667.518 | 0.0047082 | 875.5299 | -0.029743 | 667.518 | 0.013374 | 875.5299 | -0.11059 | 669.6299 | 0.00053406 | 875.5299 | -0.056028 | 669.6299 | 0.00013449 | 870.2 | -0.020391 | 667.518 | 0.01119 | 870.2 | -0.0050185 | 870.2 | -0.005917 | 669.6299 | 0.00014071 | 669.6299 | 0.00017506 | 667.518 | 11.6086 | 875.5299 | 0.005912 | 991.2117 | 0.027276 | 875.5299 | -0.027935 | 991.0883 | 0.00010725 | 991.2117 | 0.15264 | 669.6299 | 0
| 667.6412 | 0 | 875.7699 | 0.01102 | 667.6412 | 0 | 875.7699 | 0.040594 | 669.7504 | 0 | 875.7699 | 0.02692 | 669.7504 | 0.00012797 | 870.44 | 0.0059973 | 667.6412 | 0.007016 | 870.44 | 0.00092222 | 870.44 | 0.00051009 | 669.7504 | 0.00012964 | 669.7504 | 0.00014509 | 667.6412 | 11.4927 | 875.7699 | 0.0044404 | 991.3802 | 0.026187 | 875.7699 | 0.030997 | 991.2579 | 7.1499e-05 | 991.3802 | 0.15134 | 669.7504 | 0
| 667.7644 | 0.0054477 | 876.0099 | -0.026287 | 667.7644 | 0.016717 | 876.0099 | -0.050819 | 669.8709 | 0 | 876.0099 | -0.062605 | 669.8709 | 0.00015833 | 870.68 | -0.026628 | 667.7644 | 0.0089254 | 870.68 | 0.0043004 | 870.68 | -0.0074475 | 669.8709 | 0.00013691 | 669.8709 | 9.3356e-05 | 667.7644 | 11.3454 | 876.0099 | -0.0084818 | 991.5487 | 0.032632 | 876.0099 | 0.0019965 | 991.4275 | 0.00032174 | 991.5487 | 0.15371 | 669.8709 | 0
| 667.8877 | 0 | 876.25 | -0.0098934 | 667.8877 | 0 | 876.25 | 0.065177 | 669.9914 | 0.00053406 | 876.25 | 0.02959 | 669.9914 | 0.00015144 | 870.92 | 0.0093559 | 667.8877 | 0.0043703 | 870.92 | 0.00033976 | 870.92 | 0.0044887 | 669.9914 | 0.00013294 | 669.9914 | 7.1773e-05 | 667.8877 | 11.0853 | 876.25 | 0.0017327 | 991.7172 | 0.027458 | 876.25 | -0.00011011 | 991.5972 | 7.1499e-05 | 991.7172 | 0.15515 | 669.9914 | 0
| 668.0109 | 0.0069267 | 876.49 | -0.035776 | 668.0109 | 0.016431 | 876.49 | -0.090174 | 670.1119 | 0.00024284 | 876.49 | -0.049803 | 670.1119 | 0.00016392 | 871.16 | -0.020872 | 668.0109 | 0.0078153 | 871.16 | -0.0037373 | 871.16 | -0.0097429 | 670.1119 | 0.00014764 | 670.1119 | 6.5092e-05 | 668.0109 | 10.9474 | 876.49 | -0.011567 | 991.8857 | 0.026505 | 876.49 | -0.0069672 | 991.7668 | 0.00010725 | 991.8857 | 0.15896 | 670.1119 | 1.2853e-06
| 668.1341 | 0 | 876.7301 | -0.0070619 | 668.1341 | 0 | 876.7301 | 0.010487 | 670.2324 | 0 | 876.7301 | 0.019934 | 670.2324 | 0.00014864 | 871.4 | 0.0016793 | 668.1341 | 0.0097691 | 871.4 | 0.0017376 | 871.4 | 0.0028055 | 670.2324 | 0.00013773 | 670.2324 | 7.9995e-05 | 668.1341 | 10.7722 | 876.7301 | -0.0010931 | 992.0542 | 0.028093 | 876.7301 | 0.00753 | 991.9364 | 7.1499e-05 | 992.0542 | 0.16184 | 670.2324 | 1.2853e-06
| 668.2574 | 0.00041907 | 876.9701 | -0.033008 | 668.2574 | 0.010412 | 876.9701 | -0.092253 | 670.3529 | 0.00024284 | 876.9701 | -0.048608 | 670.3529 | 0.00013579 | 871.64 | 0.028548 | 668.2574 | 0.0085702 | 871.64 | -0.0035044 | 871.64 | -0.00086717 | 670.3529 | 0.00014335 | 670.3529 | 8.3421e-05 | 668.2574 | 10.6055 | 876.9701 | -0.020629 | 992.2227 | 0.024735 | 876.9701 | 0.0024673 | 992.1061 | 0.00032174 | 992.2227 | 0.16226 | 670.3529 | 1.2853e-06
| 668.3807 | 0 | 877.2102 | 0.003813 | 668.3807 | 0.0018263 | 877.2102 | 0.0020439 | 670.4734 | 0 | 877.2102 | 0.035929 | 670.4734 | 0.0001466 | 871.88 | 0.010315 | 668.3807 | 0.0074157 | 871.88 | -0.0044363 | 871.88 | -0.0036216 | 670.4734 | 0.0001303 | 670.4734 | 0.00011511 | 668.3807 | 10.3299 | 877.2102 | 0.0080844 | 992.3912 | 0.032223 | 877.2102 | 0.021771 | 992.2757 | 0 | 992.3912 | 0.16361 | 670.4734 | 0
| 668.504 | 0.003377 | 877.4503 | -0.022247 | 668.504 | 0.0026503 | 877.4503 | -0.048328 | 670.5939 | 0.00053406 | 877.4503 | -0.04601 | 670.5939 | 0.00012666 | 872.12 | -0.0026388 | 668.504 | 0.0014915 | 872.12 | -0.0090959 | 872.12 | -0.0079064 | 670.5939 | 0.00013179 | 670.5939 | 0.0001235 | 668.504 | 10.3178 | 877.4503 | 0.011291 | 992.5598 | 0.02714 | 877.4503 | -0.0087636 | 992.4453 | 0.00032174 | 992.5598 | 0.15812 | 670.5939 | 0
| 668.6273 | 0 | 877.6903 | -0.012563 | 668.6273 | 0 | 877.6903 | 0.013378 | 670.7144 | 0.00053406 | 877.6903 | 0.025737 | 670.7144 | 0.00013616 | 872.36 | -0.0055175 | 668.6273 | 0.0068828 | 872.36 | 0.0041839 | 872.36 | 0.0052539 | 670.7144 | 0.00013773 | 670.7144 | 0.00011014 | 668.6273 | 9.9812 | 877.6903 | 0.0033672 | 992.7283 | 0.026096 | 877.6903 | 0.035753 | 992.615 | 7.1499e-05 | 992.7283 | 0.15771 | 670.7144 | 0
| 668.7506 | 0.013582 | 877.9304 | 0.0009901 | 668.7506 | 0.0087791 | 877.9304 | -0.095209 | 670.8349 | 0.00024284 | 877.9304 | -0.056072 | 670.8349 | 0.00011102 | 872.6 | -0.028068 | 668.7506 | 0.0066608 | 872.6 | -0.0088628 | 872.6 | -0.015711 | 670.8349 | 0.0001303 | 670.8349 | 8.3421e-05 | 668.7506 | 9.9763 | 877.9304 | -0.0018254 | 992.8968 | 0.024417 | 877.9304 | -0.015923 | 992.7846 | 0.00053624 | 992.8968 | 0.14549 | 670.8349 | 0
| 668.8739 | 0 | 878.1705 | 0.016916 | 668.8739 | 0 | 878.1705 | -0.022883 | 670.9554 | 0 | 878.1705 | 0.045036 | 670.9554 | 0.00013579 | 872.84 | 0.026148 | 668.8739 | 0.0027314 | 872.84 | 0.0058149 | 872.84 | 0.0035706 | 670.9554 | 0.00013526 | 670.9554 | 7.5028e-05 | 668.8739 | 9.7153 | 878.1705 | 0.0049738 | 993.0653 | 0.024735 | 878.1705 | 0.013967 | 992.9543 | 7.1499e-05 | 993.0653 | 0.14298 | 670.9554 | 0
| 668.9972 | 0.00041907 | 878.4106 | -0.016826 | 668.9972 | 0.010126 | 878.4106 | -0.081087 | 671.076 | 0 | 878.4106 | -0.062302 | 671.076 | 0.0001384 | 873.08 | 0.015593 | 668.9972 | 0.0095471 | 873.08 | -0.010028 | 873.08 | -0.0046928 | 671.076 | 0.00012304 | 671.076 | 8.3421e-05 | 668.9972 | 9.5891 | 878.4106 | 0.0046858 | 993.2338 | 0.023056 | 878.4106 | -0.0057288 | 993.1239 | 0 | 993.2338 | 0.13327 | 671.076 | 0
| 669.1205 | 0 | 878.6507 | -0.021876 | 669.1205 | 0 | 878.6507 | -0.027348 | 671.1965 | 0 | 878.6507 | 0.029738 | 671.1965 | 0.00013672 | 873.32 | 0.051577 | 669.1205 | 0.0014708 | 873.32 | 0.0055817 | 873.32 | 0.0035706 | 671.1965 | 0.00011643 | 671.1965 | 8.6676e-05 | 669.1205 | 9.5137 | 878.6507 | 7.7598e-05 | 993.4023 | 0.032632 | 878.6507 | 0.015026 | 993.2936 | 7.1499e-05 | 993.4023 | 0.13141 | 671.1965 | 0
| 669.2439 | 0.00086279 | 878.8908 | -0.035645 | 669.2439 | 0.01175 | 878.8908 | -0.12534 | 671.317 | 0 | 878.8908 | -0.059023 | 671.317 | 0.00013654 | 873.56 | -0.025189 | 669.2439 | 0.0056394 | 873.56 | -0.0036209 | 873.56 | -0.0046928 | 671.317 | 0.00010371 | 671.317 | 7.6741e-05 | 669.2439 | 9.3333 | 878.8908 | -0.00058243 | 993.5708 | 0.029364 | 878.8908 | 0.0024396 | 993.4633 | 0.00010725 | 993.5708 | 0.12677 | 671.317 | 0
| 669.3672 | 0 | 879.131 | -0.015156 | 669.3672 | 0 | 879.131 | -0.041909 | 671.4375 | 0.00024284 | 879.131 | 0.02668 | 671.4375 | 0.00013393 | 873.8 | -0.016553 | 669.3672 | 0.0090142 | 873.8 | 0.0044169 | 873.8 | 0.0054069 | 671.4375 | 9.9254e-05 | 671.4375 | 8.1708e-05 | 669.3672 | 9.2343 | 879.131 | 0.0021888 | 993.7394 | 0.021603 | 879.131 | 0.013539 | 993.6329 | 7.1499e-05 | 993.7394 | 0.12361 | 671.4375 | 0
| 669.4906 | 0 | 879.3711 | -0.027678 | 669.4906 | 0.0072884 | 879.3711 | -0.049686 | 671.558 | 0 | 879.3711 | -0.060727 | 671.558 | 0.00015572 | 874.04 | -0.014634 | 669.4906 | 0.0085702 | 874.04 | -0.01061 | 874.04 | 0.00051009 | 671.558 | 0.00012072 | 671.558 | 0.00011511 | 669.4906 | 9.1628 | 879.3711 | -0.0077037 | 993.9079 | 0.018925 | 879.3711 | -0.023217 | 993.8026 | 0.00010725 | 993.9079 | 0.12616 | 671.558 | 0
| 669.614 | 0.00044442 | 879.6112 | -0.024936 | 669.614 | 0 | 879.6112 | -0.013772 | 671.6785 | 0.00024284 | 879.6112 | 0.040404 | 671.6785 | 0.00014268 | 874.28 | 0.00071969 | 669.614 | 0.00374 | 874.28 | 0.003485 | 874.28 | 0.0081613 | 671.6785 | 0.00012386 | 671.6785 | 0.00013173 | 669.614 | 8.8717 | 879.6112 | 0.0063011 | 994.0764 | 0.029364 | 879.6112 | 0.033307 | 993.9722 | 7.1499e-05 | 994.0764 | 0.12342 | 671.6785 | 0
| 669.7373 | 0.0036729 | 879.8514 | -0.0043889 | 669.7373 | 0.0081166 | 879.8514 | -0.11583 | 671.7991 | 0 | 879.8514 | -0.059457 | 671.7991 | 0.00014399 | 874.52 | -0.0069569 | 669.7373 | 0.0059059 | 874.52 | -0.005368 | 874.52 | 0.0012752 | 671.7991 | 0.00012948 | 671.7991 | 0.00012505 | 669.7373 | 8.777 | 879.8514 | -0.00091215 | 994.2449 | 0.024508 | 879.8514 | 0.0065209 | 994.1419 | 0.00010725 | 994.2449 | 0.12918 | 671.7991 | 0
| 669.8607 | 0 | 880.0915 | 0.011864 | 669.8607 | 0 | 880.0915 | 0.034273 | 671.9196 | 0.00024284 | 880.0915 | 0.029706 | 671.9196 | 0.00012368 | 874.76 | 0.0031186 | 669.8607 | 0.0087922 | 874.76 | -0.0079311 | 874.76 | 0.0012752 | 671.9196 | 0.00012105 | 671.9196 | 0.0001134 | 669.8607 | 8.6132 | 880.0915 | 0.010929 | 994.4134 | 0.036308 | 880.0915 | 0.025212 | 994.3116 | 0 | 994.4134 | 0.12486 | 671.9196 | 0
| 669.9841 | 0.0073704 | 880.3317 | -0.031922 | 669.9841 | 0.0062945 | 880.3317 | -0.11734 | 672.0401 | 0.00024284 | 880.3317 | -0.060161 | 672.0401 | 7.9724e-05 | 875 | 0.011275 | 669.9841 | 0.0030039 | 875 | 0.0038344 | 875 | -0.0077534 | 672.0401 | 8.4226e-05 | 672.0401 | 8.6676e-05 | 669.9841 | 8.4404 | 880.3317 | -0.016966 | 994.582 | 0.024599 | 880.3317 | 0.0020138 | 994.4812 | 0.00010725 | 994.582 | 0.12203 | 672.0401 | 0
| 670.1075 | 0 | 880.5718 | -0.023848 | 670.1075 | 0 | 880.5718 | -0.11652 | 672.1606 | 0 | 880.5718 | -0.05109 | 672.1606 | 0.00026749 | 875.24 | -0.012235 | 670.1075 | 0.0046181 | 875.24 | -0.0085133 | 875.24 | -0.0028565 | 672.1606 | 0.0002426 | 672.1606 | 0.00021515 | 670.1075 | 8.1448 | 880.5718 | -0.011082 | 994.7505 | 0.028229 | 880.5718 | 0.0026483 | 994.6509 | 0 | 994.7505 | 0.12036 | 672.1606 | 8.5911e-06
| 670.2309 | 0 | 880.812 | 0.0062944 | 670.2309 | 0.011941 | 880.812 | 0.062038 | 672.2812 | 0.00053406 | 880.812 | 0.038604 | 672.2812 | 0.00023582 | 875.48 | 0.0055175 | 670.2309 | 0.01159 | 875.48 | -0.0028054 | 875.48 | -0.0028565 | 672.2812 | 0.00020099 | 672.2812 | 0.00016684 | 670.2309 | 7.9088 | 880.812 | 0.0056401 | 994.919 | 0.029137 | 880.812 | 0.014344 | 994.8206 | 0.00053624 | 994.919 | 0.11437 | 672.2812 | 8.5911e-06
| 670.3544 | 0 | 881.0522 | -0.034254 | 670.3544 | 0 | 881.0522 | -0.13588 | 672.4017 | 0 | 881.0522 | -0.061058 | 672.4017 | 0.00046363 | 875.72 | 0.0088761 | 670.3544 | 0.0083926 | 875.72 | 0.0091928 | 875.72 | 0.0051009 | 672.4017 | 0.00040098 | 672.4017 | 0.00033694 | 670.3544 | 7.746 | 881.0522 | 0.0090494 | 995.0875 | 0.034946 | 881.0522 | 0.013973 | 994.9902 | 0 | 995.0875 | 0.11776 | 672.4017 | 1.1838e-05
| 670.4778 | 0.0087254 | 881.2923 | -0.011235 | 670.4778 | 0.013756 | 881.2923 | -0.04544 | 672.5222 | 0.00053406 | 881.2923 | 0.035619 | 672.5222 | 0.00023601 | 875.96 | -0.0031186 | 670.4778 | 0.010568 | 875.96 | -0.0012911 | 875.96 | -0.00025504 | 672.5222 | 0.00020148 | 672.5222 | 0.00017352 | 670.4778 | 7.6249 | 881.2923 | 0.005762 | 995.256 | 0.025915 | 881.2923 | 0.0029299 | 995.1599 | 0.00053624 | 995.256 | 0.10373 | 672.5222 | 3.3147e-06
| 670.6013 | 0 | 881.5325 | -0.017658 | 670.6013 | 0 | 881.5325 | -0.14716 | 672.6428 | 0 | 881.5325 | -0.062498 | 672.6428 | 0.00044184 | 876.2 | -0.018472 | 670.6013 | 0.0059947 | 876.2 | 0.0019706 | 876.2 | -0.0007141 | 672.6428 | 0.00041188 | 672.6428 | 0.00036692 | 670.6013 | 7.4567 | 881.5325 | 0.00324 | 995.4246 | 0.024553 | 881.5325 | 0.00063482 | 995.3296 | 0 | 995.4246 | 0.10391 | 672.6428 | 7.9146e-06
| 670.7247 | 0.0061872 | 881.7727 | 0.016883 | 670.7247 | 0.0091104 | 881.7727 | 0.021884 | 672.7633 | 0.00082547 | 881.7727 | 0.042917 | 672.7633 | 0.00021123 | 876.44 | 0.018952 | 670.7247 | 0.0046625 | 876.44 | 0.00033976 | 876.44 | -0.0030095 | 672.7633 | 0.00021156 | 672.7633 | 0.00019357 | 670.7247 | 7.2708 | 881.7727 | 0.014058 | 995.5931 | 0.029546 | 881.7727 | -0.0076551 | 995.4993 | 0.00053624 | 995.5931 | 0.090489 | 672.7633 | 4.6e-06
| 670.8482 | 0 | 882.0129 | -0.039891 | 670.8482 | 0 | 882.0129 | -0.07124 | 672.8838 | 0 | 882.0129 | -0.060553 | 672.8838 | 0.00043289 | 876.68 | -0.0026388 | 670.8482 | 0.0077709 | 876.68 | -0.00035917 | 876.68 | 0.010763 | 672.8838 | 0.00043533 | 672.8838 | 0.00042704 | 670.8482 | 7.0531 | 882.0129 | -0.013754 | 995.7616 | 0.023782 | 882.0129 | -0.016885 | 995.6689 | 0 | 995.7616 | 0.091604 | 672.8838 | 6.5617e-06
| 670.9716 | 0.016381 | 882.2531 | 0.01226 | 670.9716 | 0.0081166 | 882.2531 | 0.045078 | 673.0044 | 0.00082547 | 882.2531 | 0.038337 | 673.0044 | 0.00022669 | 876.92 | -0.0050378 | 670.9716 | 0.012567 | 876.92 | -0.0014076 | 876.92 | -0.0048458 | 673.0044 | 0.00022642 | 673.0044 | 0.0002369 | 670.9716 | 6.8459 | 882.2531 | -0.0019391 | 995.9302 | 0.027866 | 882.2531 | 0.034024 | 995.8386 | 0.0007506 | 995.9302 | 0.081896 | 673.0044 | 1.9618e-06
| 671.0951 | 0 | 882.4933 | -0.020885 | 671.0951 | 0 | 882.4933 | -0.11753 | 673.1249 | 0 | 882.4933 | -0.057831 | 673.1249 | 0.00046307 | 877.16 | 0.0064771 | 671.0951 | 0.0055062 | 877.16 | -0.0073485 | 877.16 | -0.0037746 | 673.1249 | 0.00045102 | 673.1249 | 0.00042036 | 671.0951 | 6.7865 | 882.4933 | -0.0028633 | 996.0987 | 0.023464 | 882.4933 | -0.0301 | 996.0083 | 0 | 996.0987 | 0.081617 | 673.1249 | 8.5911e-06
| 671.2186 | 0.007962 | 882.7336 | -0.017204 | 671.2186 | 0.012132 | 882.7336 | 0.024625 | 673.2455 | 0.00053406 | 882.7336 | 0.0080907 | 673.2455 | 0.00024029 | 877.4 | -0.032385 | 671.2186 | 0.010302 | 877.4 | 0.0045333 | 877.4 | -0.0034686 | 673.2455 | 0.00022923 | 673.2455 | 0.00019014 | 671.2186 | 6.6378 | 882.7336 | 0.010013 | 996.2672 | 0.018608 | 882.7336 | -0.0067511 | 996.178 | 0.00032174 | 996.2672 | 0.072698 | 673.2455 | 6.5617e-06
| 671.3421 | 0 | 882.9738 | -0.0213 | 671.3421 | 0 | 882.9738 | -0.065747 | 673.366 | 0 | 882.9738 | -0.065124 | 673.366 | 0.00046065 | 877.64 | -0.0050378 | 671.3421 | 0.0056394 | 877.64 | -0.0082806 | 877.64 | -0.0031625 | 673.366 | 0.00043071 | 673.366 | 0.00036366 | 671.3421 | 6.3825 | 882.9738 | -0.0047817 | 996.4357 | 0.028547 | 882.9738 | -0.002073 | 996.3477 | 0 | 996.4357 | 0.073023 | 673.366 | 1.0553e-05
| 671.4657 | 0.0072224 | 883.214 | -0.0019264 | 671.4657 | 0.016526 | 883.214 | 0.11458 | 673.4865 | 0.00082547 | 883.214 | 0.03146 | 673.4865 | 0.0002239 | 877.88 | -0.0059973 | 671.4657 | 0.0016175 | 877.88 | -0.0068827 | 877.88 | -0.0028565 | 673.4865 | 0.00020644 | 673.4865 | 0.00018346 | 671.4657 | 6.1753 | 883.214 | -0.003891 | 996.6043 | 0.021649 | 883.214 | 0.0066343 | 996.5174 | 0.0007506 | 996.6043 | 0.06796 | 673.4865 | 3.9235e-06
| 671.5892 | 0 | 883.4543 | -0.049166 | 671.5892 | 0 | 883.4543 | -0.04752 | 673.6071 | 0 | 883.4543 | -0.054179 | 673.6071 | 0.00046233 | 878.12 | -0.0011995 | 671.5892 | 0.00374 | 878.12 | 0.00010678 | 878.12 | 0.0096913 | 673.6071 | 0.00041766 | 673.6071 | 0.00036195 | 671.5892 | 5.9948 | 883.4543 | -0.007868 | 996.7728 | 0.031588 | 883.4543 | 0.0014448 | 996.6871 | 0 | 996.7728 | 0.069028 | 673.6071 | 8.5911e-06
| 671.7127 | 0.0061872 | 883.6945 | 0.014246 | 671.7127 | 0.012227 | 883.6945 | 0.036433 | 673.7276 | 0.00053406 | 883.6945 | 0.045456 | 673.7276 | 0.00023861 | 878.36 | -0.018472 | 671.7127 | 0.0065275 | 878.36 | 0.00045625 | 878.36 | 0.00066312 | 673.7276 | 0.00021453 | 673.7276 | 0.00018517 | 671.7127 | 5.8608 | 883.6945 | 0.0015194 | 996.9413 | 0.029455 | 883.6945 | 0.014486 | 996.8568 | 0.00053624 | 996.9413 | 0.064755 | 673.7276 | 4.6e-06
| 671.8363 | 0 | 883.9348 | -0.017299 | 671.8363 | 0 | 883.9348 | -0.10123 | 673.8482 | 0 | 883.9348 | -0.061367 | 673.8482 | 0.00048617 | 878.6 | -0.00071969 | 671.8363 | 0.010169 | 878.6 | -0.0063001 | 878.6 | -0.0094364 | 673.8482 | 0.00043533 | 673.8482 | 0.00034533 | 671.8363 | 5.744 | 883.9348 | -0.0052891 | 997.1099 | 0.024644 | 883.9348 | 0.00038089 | 997.0265 | 0 | 997.1099 | 0.066102 | 673.8482 | 1.1229e-05
| 671.9598 | 0 | 884.175 | -0.0035461 | 671.9598 | 0.0048037 | 884.175 | 0.012187 | 673.9687 | 0.00082547 | 884.175 | 0.033494 | 673.9687 | 0.00024811 | 878.84 | -0.024228 | 671.9598 | 0.010924 | 878.84 | -0.0067659 | 878.84 | -0.0043867 | 673.9687 | 0.00022113 | 673.9687 | 0.00016342 | 671.9598 | 5.5737 | 884.175 | 0.010072 | 997.2784 | 0.027594 | 884.175 | 0.020853 | 997.1962 | 0.0007506 | 997.2784 | 0.063547 | 673.9687 | 6.5617e-06
| 672.0834 | 0 | 884.4153 | -0.023991 | 672.0834 | 0 | 884.4153 | -0.11388 | 674.0893 | 0 | 884.4153 | -0.065555 | 674.0893 | 0.00048486 | 879.08 | 0.014154 | 672.0834 | 0.00058834 | 879.08 | -0.0030384 | 879.08 | -0.00040807 | 674.0893 | 0.0004388 | 674.0893 | 0.00033694 | 672.0834 | 5.5161 | 884.4153 | -0.0018439 | 997.4469 | 0.026096 | 884.4153 | -0.014506 | 997.3659 | 0 | 997.4469 | 0.06717 | 674.0893 | 1.38e-05
| 672.207 | 0.0051518 | 884.6556 | 0.011 | 672.207 | 0.011941 | 884.6556 | 0.074204 | 674.2098 | 0.00053406 | 884.6556 | 0.045668 | 674.2098 | 0.00023973 | 879.32 | -0.0098357 | 672.207 | 0.014076 | 879.32 | 0.0088434 | 879.32 | 0.011528 | 674.2098 | 0.00022229 | 674.2098 | 0.00017352 | 672.207 | 5.2691 | 884.6556 | -0.0030127 | 997.6154 | 0.025234 | 884.6556 | 0.014688 | 997.5356 | 0.00053624 | 997.6154 | 0.065684 | 674.2098 | 7.2382e-06
| 672.3305 | 0 | 884.8958 | -0.012631 | 672.3305 | 0 | 884.8958 | -0.12781 | 674.3304 | 0 | 884.8958 | -0.059028 | 674.3304 | 0.00047779 | 879.56 | -0.017032 | 672.3305 | 0.0050178 | 879.56 | -0.0016406 | 879.56 | 0.0014282 | 674.3304 | 0.00040362 | 674.3304 | 0.00035698 | 672.3305 | 5.1766 | 884.8958 | -0.0062072 | 997.784 | 0.024099 | 884.8958 | -0.0040343 | 997.7053 | 0 | 997.784 | 0.070747 | 674.3304 | 1.4476e-05
| 672.4541 | 0.013747 | 885.1361 | 0.024271 | 672.4541 | 0.014902 | 885.1361 | 0.022956 | 674.451 | 0.00024284 | 885.1361 | 0.030419 | 674.451 | 0.00024197 | 879.8 | 0.033825 | 672.4541 | 0.011945 | 879.8 | -0.0040868 | 879.8 | -0.0011732 | 674.451 | 0.00018843 | 674.451 | 0.00018346 | 672.4541 | 5.0028 | 885.1361 | 0.029065 | 997.9525 | 0.026913 | 885.1361 | -0.011467 | 997.875 | 0.0007506 | 997.9525 | 0.069307 | 674.451 | 7.2382e-06
| 672.5777 | 0 | 885.3764 | -0.023004 | 672.5777 | 0 | 885.3764 | -0.068326 | 674.5715 | 0 | 885.3764 | -0.055924 | 674.5715 | 0.0004763 | 880.04 | 0.014634 | 672.5777 | 0.0012187 | 880.04 | 0.00033976 | 880.04 | 0.0040296 | 674.5715 | 0.00038595 | 674.5715 | 0.00037702 | 672.5777 | 4.8864 | 885.3764 | -0.020549 | 998.121 | 0.022329 | 885.3764 | -0.0053475 | 998.0447 | 0 | 998.121 | 0.074138 | 674.5715 | 7.2382e-06
| 672.7014 | 0.0016023 | 885.6167 | 0.021752 | 672.7014 | 0.013947 | 885.6167 | 0.035259 | 674.6921 | 0.00082547 | 885.6167 | 0.038427 | 674.6921 | 0.00023992 | 880.28 | 0.002159 | 672.7014 | 0.012966 | 880.28 | 0.0055817 | 880.28 | -0.0022444 | 674.6921 | 0.00020677 | 674.6921 | 0.00019357 | 672.7014 | 4.7708 | 885.6167 | 0.0046236 | 998.2896 | 0.029455 | 885.6167 | 0.013979 | 998.2144 | 0.0009651 | 998.2896 | 0.07228 | 674.6921 | 0
| 672.825 | 0 | 885.857 | 0.0079133 | 672.825 | 0 | 885.857 | -0.16958 | 674.8126 | 0 | 885.857 | -0.061618 | 674.8126 | 0.00045227 | 880.52 | 0.0050378 | 672.825 | 0.0022272 | 880.52 | -0.00094161 | 880.52 | -0.00040807 | 674.8126 | 0.00040445 | 674.8126 | 0.00036692 | 672.825 | 4.58 | 885.857 | -0.0033746 | 998.4581 | 0.028229 | 885.857 | -0.006108 | 998.3841 | 0 | 998.4581 | 0.07581 | 674.8126 | 6.7647e-07
| 672.9486 | 0.00012322 | 886.0973 | -0.013299 | 672.9486 | 0.017099 | 886.0973 | 0.016773 | 674.9332 | 0.0011167 | 886.0973 | 0.02361 | 674.9332 | 0.00021868 | 880.76 | -0.0074367 | 672.9486 | 0.0087922 | 880.76 | -0.0039703 | 880.76 | -0.0033155 | 674.9332 | 0.00020297 | 674.9332 | 0.00017678 | 672.9486 | 4.376 | 886.0973 | 0.0034928 | 998.6266 | 0.035854 | 886.0973 | 0.0023177 | 998.5539 | 0.0007506 | 998.6266 | 0.074649 | 674.9332 | 6.7647e-07
| 673.0723 | 0 | 886.3377 | -0.043789 | 673.0723 | 0 | 886.3377 | -0.11624 | 675.0538 | 0 | 886.3377 | -0.073942 | 675.0538 | 0.00044146 | 881 | -0.043901 | 673.0723 | 0.0009665 | 881 | -0.0083969 | 881 | -0.010202 | 675.0538 | 0.00041865 | 675.0538 | 0.00031022 | 673.0723 | 4.4637 | 886.3377 | -0.021867 | 998.7952 | 0.023872 | 886.3377 | -0.025406 | 998.7236 | 0 | 998.7952 | 0.0766 | 675.0538 | 4.6e-06
| 673.1959 | 0.0047082 | 886.578 | -0.015527 | 673.1959 | 0.011941 | 886.578 | -0.0018377 | 675.1743 | 0.00082547 | 886.578 | 0.029842 | 675.1743 | 0.0002306 | 881.24 | -0.0074367 | 673.1959 | 0.012345 | 881.24 | -0.0043198 | 881.24 | -0.0033155 | 675.1743 | 0.00021833 | 675.1743 | 0.00013669 | 673.1959 | 4.2356 | 886.578 | 0.015165 | 998.9637 | 0.021059 | 886.578 | -0.003081 | 998.8933 | 0.00032174 | 998.9637 | 0.076414 | 675.1743 | 3.9235e-06
| 673.3196 | 0 | 886.8183 | -0.030759 | 673.3196 | 0 | 886.8183 | -0.2115 | 675.2949 | 0 | 886.8183 | -0.063391 | 675.2949 | 0.00045413 | 881.48 | -0.014154 | 673.3196 | 0.0055062 | 881.48 | -0.001524 | 881.48 | -0.00025504 | 675.2949 | 0.00043186 | 675.2949 | 0.0003169 | 673.3196 | 4.1969 | 886.8183 | -0.013267 | 999.1322 | 0.02714 | 886.8183 | -0.015734 | 999.063 | 0 | 999.1322 | 0.076136 | 675.2949 | 5.2764e-06
| 673.4432 | 0.0072224 | 887.0587 | 0.0044921 | 673.4432 | 0.011559 | 887.0587 | 0.080198 | 675.4155 | 0.00053406 | 887.0587 | 0.031244 | 675.4155 | 0.00022949 | 881.72 | -0.019911 | 673.4432 | 0.0074157 | 881.72 | 0.00068922 | 881.72 | 0.0026524 | 675.4155 | 0.00021453 | 675.4155 | 0.00018346 | 673.4432 | 4.0982 | 887.0587 | 0.010194 | 999.3008 | 0.025552 | 887.0587 | 0.0074116 | 999.2327 | 0.0007506 | 999.3008 | 0.076786 | 675.4155 | 1.2853e-06
| 673.5669 | 0 | 887.299 | -0.034149 | 673.5669 | 0 | 887.299 | -0.12527 | 675.536 | 0 | 887.299 | -0.056097 | 675.536 | 0.00046195 | 881.96 | -0.027109 | 673.5669 | 0.0048846 | 881.96 | -0.0045528 | 881.96 | -0.0031625 | 675.536 | 0.00044442 | 675.536 | 0.00039706 | 673.5669 | 4.0003 | 887.299 | -0.0029576 | 999.4693 | 0.018517 | 887.299 | -0.027804 | 999.4025 | 0 | 999.4693 | 0.074835 | 675.536 | 1.5153e-05
| 673.6906 | 0.0045602 | 887.5394 | -0.015359 | 673.6906 | 0.0079509 | 887.5394 | -0.025587 | 675.6566 | 0.00082547 | 887.5394 | 0.04401 | 675.6566 | 0.00023675 | 882.2 | 0.011275 | 673.6906 | 0.0035081 | 882.2 | 0.0039509 | 882.2 | 0.0035706 | 675.6566 | 0.00023071 | 675.6566 | 0.00021343 | 673.6906 | 3.9076 | 887.5394 | 0.0039661 | 999.6379 | 0.025779 | 887.5394 | 0.027829 | 999.5722 | 0.0007506 | 999.6379 | 0.076043 | 675.6566 | 1.38e-05
| 673.8143 | 0 | 887.7797 | -0.014952 | 673.8143 | 0 | 887.7797 | -0.1441 | 675.7772 | 0 | 887.7797 | -0.061909 | 675.7772 | 0.00045711 | 882.44 | 0.0059973 | 673.8143 | 0.0012187 | 882.44 | -0.00047565 | 882.44 | -0.0013262 | 675.7772 | 0.00045168 | 675.7772 | 0.00041025 | 673.8143 | 3.7933 | 887.7797 | -0.0034949 | 999.8064 | 0.02419 | 887.7797 | -0.023518 | 999.7419 | 0 | 999.8064 | 0.072559 | 675.7772 | 1.9753e-05
| 673.938 | 0.0060393 | 888.0201 | -0.050347 | 673.938 | 0.016526 | 888.0201 | 0.096754 | 675.8977 | 0.00053406 | 888.0201 | 0.033185 | 675.8977 | 0.00022427 | 882.68 | 0.031905 | 673.938 | 0.0093251 | 882.68 | -0.002223 | 882.68 | -0.00010202 | 675.8977 | 0.0002218 | 675.8977 | 0.00019682 | 673.938 | 3.6941 | 888.0201 | 0.017594 | 999.9749 | 0.02065 | 888.0201 | 0.019221 | 999.9117 | 0.0007506 | 999.9749 | 0.074881 | 675.8977 | 5.9529e-06
| 674.0617 | 0 | 888.2605 | -0.010707 | 674.0617 | 0 | 888.2605 | -0.10904 | 676.0183 | 0 | 888.2605 | -0.057757 | 676.0183 | 0.00047909 | 882.92 | 0.024228 | 674.0617 | 0.0057727 | 882.92 | -0.018066 | 882.92 | -0.0088246 | 676.0183 | 0.00043533 | 676.0183 | 0.00033026 | 674.0617 | 3.5637 | 888.2605 | -0.018032 | 1000.1435 | 0.025597 | 888.2605 | 0.0069204 | 1000.0814 | 0 | 1000.1435 | 0.071397 | 676.0183 | 8.5911e-06
| 674.1855 | 0.0083961 | 888.5008 | -0.0067996 | 674.1855 | 0.0029816 | 888.5008 | 0.059754 | 676.1389 | 0.00053406 | 888.5008 | 0.027363 | 676.1389 | 0.00025836 | 883.16 | 0.0055175 | 674.1855 | 0.0045293 | 883.16 | -0.0023395 | 883.16 | 0.0035706 | 676.1389 | 0.00021568 | 676.1389 | 0.00013344 | 674.1855 | 3.5639 | 888.5008 | 0.01399 | 1000.312 | 0.030816 | 888.5008 | 0.036136 | 1000.2511 | 0.0009651 | 1000.312 | 0.07437 | 676.1389 | 2.6382e-06
| 674.3092 | 0 | 888.7412 | -0.03132 | 674.3092 | 0 | 888.7412 | -0.16082 | 676.2595 | 0 | 888.7412 | -0.072368 | 676.2595 | 0.00048915 | 883.4 | 0.011275 | 674.3092 | 0.0043703 | 883.4 | -0.0028054 | 883.4 | -0.0010202 | 676.2595 | 0.00042295 | 676.2595 | 0.00031861 | 674.3092 | 3.4285 | 888.7412 | -0.014553 | 1000.4806 | 0.031996 | 888.7412 | -0.012705 | 1000.4209 | 0 | 1000.4806 | 0.07005 | 676.2595 | 1.1229e-05
| 674.433 | 0.0069267 | 888.9816 | -0.020869 | 674.433 | 0.01624 | 888.9816 | -0.012562 | 676.3801 | 0.00053406 | 888.9816 | 0.025511 | 676.3801 | 0.00023414 | 883.64 | 0.010315 | 674.433 | 0.0096803 | 883.64 | 0.0031355 | 883.64 | 0.0012752 | 676.3801 | 0.00020924 | 676.3801 | 0.00018843 | 674.433 | 3.3493 | 888.9816 | -0.0012255 | 1000.6491 | 0.029137 | 888.9816 | 0.0097183 | 1000.5906 | 0.00053624 | 1000.6491 | 0.072837 | 676.3801 | 8.5911e-06
| 674.5567 | 0 | 889.222 | -0.010469 | 674.5567 | 0 | 889.222 | -0.12242 | 676.5006 | 0 | 889.222 | -0.065789 | 676.5006 | 0.00046102 | 883.88 | -0.042462 | 674.5567 | 0.0090142 | 883.88 | -0.0032714 | 883.88 | -0.0031625 | 676.5006 | 0.00041684 | 676.5006 | 0.00035201 | 674.5567 | 3.4006 | 889.222 | 0.00080654 | 1000.8176 | 0.025688 | 889.222 | -0.0075093 | 1000.7604 | 0 | 1000.8176 | 0.068006 | 676.5006 | 2.0429e-05
| 674.6805 | 0.011689 | 889.4624 | 0.0030393 | 674.6805 | 0.010794 | 889.4624 | 0.0036507 | 676.6212 | 0.00082547 | 889.4624 | 0.028512 | 676.6212 | 0.00022818 | 884.12 | 0.018952 | 674.6805 | 0.0013654 | 884.12 | 0.011057 | 884.12 | 0.00035706 | 676.6212 | 0.0002104 | 676.6212 | 0.00016684 | 674.6805 | 3.1675 | 889.4624 | 0.0034307 | 1000.9862 | 0.025234 | 889.4624 | 0.0036477 | 1000.9301 | 0.00053624 | 1000.9862 | 0.070747 | 676.6212 | 1.1838e-05
| 674.8043 | 0 | 889.7028 | -0.017357 | 674.8043 | 0 | 889.7028 | -0.13304 | 676.7418 | 0 | 889.7028 | -0.0556 | 676.7418 | 0.00045525 | 884.36 | -0.041981 | 674.8043 | 0.0029836 | 884.36 | -0.0044363 | 884.36 | -0.0091305 | 676.7418 | 0.00043104 | 676.7418 | 0.00033694 | 674.8043 | 3.1544 | 889.7028 | -0.0075323 | 1001.1547 | 0.032949 | 889.7028 | 0.0074556 | 1001.0998 | 0 | 1001.1547 | 0.066381 | 676.7418 | 1.7115e-05
| 674.9281 | 0.0067788 | 889.9432 | -0.021634 | 674.9281 | 0.011941 | 889.9432 | 0.0019683 | 676.8624 | 0.0011167 | 889.9432 | 0.039194 | 676.8624 | 0.00022986 | 884.6 | 0.017992 | 674.9281 | 0.01008 | 884.6 | -0.010843 | 884.6 | -0.0043867 | 676.8624 | 0.00022229 | 676.8624 | 0.00017352 | 674.9281 | 3.0368 | 889.9432 | 0.0058958 | 1001.3233 | 0.02832 | 889.9432 | 0.0038061 | 1001.2696 | 0.00053624 | 1001.3233 | 0.069586 | 676.8624 | 5.2764e-06
| 675.0519 | 0 | 890.1837 | -0.0048057 | 675.0519 | 0 | 890.1837 | -0.052855 | 676.983 | 0 | 890.1837 | -0.067633 | 676.983 | 0.00045283 | 884.84 | 0.0064771 | 675.0519 | 0.005373 | 884.84 | -0.0061837 | 884.84 | -0.005917 | 676.983 | 0.00041832 | 676.983 | 0.00036692 | 675.0519 | 2.9801 | 890.1837 | -0.0060837 | 1001.4918 | 0.022919 | 890.1837 | 0.0014209 | 1001.4393 | 0 | 1001.4918 | 0.065823 | 676.983 | 5.2764e-06
| 675.1757 | 0.014734 | 890.4241 | -0.0040544 | 675.1757 | 0.0057976 | 890.4241 | 0.0039409 | 677.1036 | 0.0011167 | 890.4241 | 0.027196 | 677.1036 | 0.00022558 | 885.08 | 0.0040782 | 675.1757 | 0.0090586 | 885.08 | -0.0018735 | 885.08 | -0.00010202 | 677.1036 | 0.00019851 | 677.1036 | 0.00019357 | 675.1757 | 2.8717 | 890.4241 | -0.00020912 | 1001.6603 | 0.027276 | 890.4241 | 0.0025059 | 1001.6091 | 0.0009651 | 1001.6603 | 0.06875 | 677.1036 | 0
| 675.2995 | 0 | 890.6645 | -0.020193 | 675.2995 | 0 | 890.6645 | -0.16266 | 677.2242 | 0 | 890.6645 | -0.071352 | 677.2242 | 0.00048822 | 885.32 | 0.002159 | 675.2995 | 0.0034878 | 885.32 | -0.0042033 | 885.32 | -0.013874 | 677.2242 | 0.00041073 | 677.2242 | 0.00039706 | 675.2995 | 2.8222 | 890.6645 | -0.016264 | 1001.8289 | 0.025279 | 890.6645 | 0.0054024 | 1001.7789 | 0 | 1001.8289 | 0.065219 | 677.2242 | 7.9146e-06
| 675.4233 | 0.010619 | 890.905 | -0.028806 | 675.4233 | 0.014616 | 890.905 | -0.031887 | 677.3448 | 0.00053406 | 890.905 | 0.024452 | 677.3448 | 0.00026637 | 885.56 | -0.0083963 | 675.4233 | 0.0035081 | 885.56 | -0.0025725 | 885.56 | -0.0016323 | 677.3448 | 0.00021717 | 677.3448 | 0.0002035 | 675.4233 | 2.7434 | 890.905 | 0.0058154 | 1001.9974 | 0.027866 | 890.905 | 0.018842 | 1001.9486 | 0.0007506 | 1001.9974 | 0.068285 | 677.3448 | 7.9146e-06
| 675.5472 | 0 | 891.1454 | -0.019524 | 675.5472 | 0 | 891.1454 | -0.18387 | 677.4654 | 0 | 891.1454 | -0.0527 | 677.4654 | 0.0005061 | 885.8 | -0.0011995 | 675.5472 | 0.0057727 | 885.8 | -0.0023395 | 885.8 | -0.0023974 | 677.4654 | 0.00042823 | 677.4654 | 0.00035698 | 675.5472 | 2.6584 | 891.1454 | -0.0062413 | 1002.166 | 0.026868 | 891.1454 | 0.029895 | 1002.1184 | 0 | 1002.166 | 0.065173 | 677.4654 | 1.3191e-05
| 675.671 | 0.0052997 | 891.3859 | 0.0056354 | 675.671 | 0.0077853 | 891.3859 | 0.028826 | 677.586 | 0.00053406 | 891.3859 | 0.038435 | 677.586 | 0.00024234 | 886.04 | 0.0055175 | 675.671 | 0.008437 | 886.04 | 0.002786 | 886.04 | 0.0051009 | 677.586 | 0.00021618 | 677.586 | 0.00015348 | 675.671 | 2.5815 | 891.3859 | -0.0030918 | 1002.3345 | 0.027458 | 891.3859 | -0.0036649 | 1002.2881 | 0.00032174 | 1002.3345 | 0.068192 | 677.586 | 5.2764e-06
| 675.7949 | 0 | 891.6263 | -0.035806 | 675.7949 | 0 | 891.6263 | -0.21809 | 677.7065 | 0 | 891.6263 | -0.074835 | 677.7065 | 0.00047369 | 886.28 | -0.040062 | 675.7949 | 0.0051066 | 886.28 | -0.010843 | 886.28 | -0.0069881 | 677.7065 | 0.00043137 | 677.7065 | 0.00034687 | 675.7949 | 2.633 | 891.6263 | -0.0019944 | 1002.5031 | 0.024417 | 891.6263 | -0.031233 | 1002.4579 | 0 | 1002.5031 | 0.065266 | 677.7065 | 1.2515e-05
| 675.9188 | 0.0057434 | 891.8668 | 0.0045562 | 675.9188 | 0.016717 | 891.8668 | 0.042411 | 677.8271 | 0.00024284 | 891.8668 | 0.034964 | 677.8271 | 0.00023321 | 886.52 | 0.012714 | 675.9188 | 0.014609 | 886.52 | 0.0024366 | 886.52 | 0.0047948 | 677.8271 | 0.00021882 | 677.8271 | 0.00019682 | 675.9188 | 2.4701 | 891.8668 | -0.00078041 | 1002.6716 | 0.032949 | 891.8668 | 0.034301 | 1002.6277 | 0.00053624 | 1002.6716 | 0.068332 | 677.8271 | 7.2382e-06
| 676.0426 | 0 | 892.1073 | -0.056049 | 676.0426 | 0 | 892.1073 | -0.087166 | 677.9478 | 0 | 892.1073 | -0.080674 | 677.9478 | 0.00048524 | 886.76 | -0.002159 | 676.0426 | 0.0062611 | 886.76 | -0.0032714 | 886.76 | 0.0058659 | 677.9478 | 0.00043946 | 677.9478 | 0.00037034 | 676.0426 | 2.4105 | 892.1073 | -0.015821 | 1002.8402 | 0.021376 | 892.1073 | -0.027714 | 1002.7974 | 0 | 1002.8402 | 0.06573 | 677.9478 | 9.8764e-06
| 676.1665 | 0.001898 | 892.3478 | -0.011331 | 676.1665 | 0.004638 | 892.3478 | 0.061103 | 678.0684 | 0.00082547 | 892.3478 | 0.029331 | 678.0684 | 0.00025314 | 887 | -0.018952 | 676.1665 | 0.0046625 | 887 | 0.00057274 | 887 | -0.010661 | 678.0684 | 0.00022113 | 678.0684 | 0.00017678 | 676.1665 | 2.3351 | 892.3478 | 0.01579 | 1003.0087 | 0.025234 | 892.3478 | 0.025549 | 1002.9672 | 0.00053624 | 1003.0087 | 0.068796 | 678.0684 | 2.6382e-06
| 676.2904 | 0 | 892.5883 | -0.019897 | 676.2904 | 0 | 892.5883 | -0.11696 | 678.1889 | 0 | 892.5883 | -0.057613 | 678.1889 | 0.00050349 | 887.24 | -0.0064771 | 676.2904 | 0.0057727 | 887.24 | -0.0023395 | 887.24 | -0.00086717 | 678.1889 | 0.00042493 | 678.1889 | 0.00036692 | 676.2904 | 2.3223 | 892.5883 | -0.020161 | 1003.1773 | 0.028547 | 892.5883 | 0.018218 | 1003.137 | 0 | 1003.1773 | 0.066102 | 678.1889 | 2.6382e-06
| 676.4143 | 0.0067788 | 892.8288 | 0.0030049 | 676.4143 | 0.0099348 | 892.8288 | 0.02446 | 678.3096 | 0.00082547 | 892.8288 | 0.042445 | 678.3096 | 0.00025202 | 887.48 | 0.0035984 | 676.4143 | 0.0054174 | 887.48 | 0.0058149 | 887.48 | -0.0017853 | 678.3096 | 0.00020908 | 678.3096 | 0.00019682 | 676.4143 | 2.1547 | 892.8288 | 0.0095351 | 1003.3458 | 0.025279 | 892.8288 | 0.0062888 | 1003.3067 | 0.00053624 | 1003.3458 | 0.068935 | 678.3096 | 0
| 676.5382 | 0 | 893.0693 | -0.0090359 | 676.5382 | 0 | 893.0693 | -0.16936 | 678.4302 | 0 | 893.0693 | -0.074515 | 678.4302 | 0.00047369 | 887.72 | -0.004558 | 676.5382 | 0.0058615 | 887.72 | -0.0064164 | 887.72 | 0.0021933 | 678.4302 | 0.00041106 | 678.4302 | 0.00039038 | 676.5382 | 2.1365 | 893.0693 | 0.0050839 | 1003.5144 | 0.021694 | 893.0693 | -0.0096006 | 1003.4765 | 0 | 1003.5144 | 0.066334 | 678.4302 | 4.6e-06
| 676.6622 | 0 | 893.3098 | 0.00033982 | 676.6622 | 0.018246 | 893.3098 | 0.052492 | 678.5508 | 0.00024284 | 893.3098 | 0.038386 | 678.5508 | 0.00022334 | 887.96 | -0.022789 | 676.6622 | 0.0076821 | 887.96 | 0.00033976 | 887.96 | 0.01061 | 678.5508 | 0.00020842 | 678.5508 | 0.00019682 | 676.6622 | 2.0861 | 893.3098 | 0.023375 | 1003.6829 | 0.030907 | 893.3098 | 0.027012 | 1003.6463 | 0.0007506 | 1003.6829 | 0.069214 | 678.5508 | 4.6e-06
| 676.7861 | 0 | 893.5503 | -0.016621 | 676.7861 | 0 | 893.5503 | -0.1133 | 678.6714 | 0 | 893.5503 | -0.058718 | 678.6714 | 0.00044724 | 888.2 | -0.0088761 | 676.7861 | 0.0023533 | 888.2 | -0.007698 | 888.2 | -0.010049 | 678.6714 | 0.00040181 | 678.6714 | 0.00037702 | 676.7861 | 1.9642 | 893.5503 | 0.0070465 | 1003.8515 | 0.033993 | 893.5503 | -0.027982 | 1003.8161 | 0 | 1003.8515 | 0.066892 | 678.6714 | 7.2382e-06
| 676.9101 | 0.0072224 | 893.7908 | -0.0046557 | 676.9101 | 0.011941 | 893.7908 | 0.041528 | 678.792 | 0.00082547 | 893.7908 | 0.035464 | 678.792 | 0.00022502 | 888.44 | 0.0031186 | 676.9101 | 0.0080373 | 888.44 | 0.0068633 | 888.44 | 0.011069 | 678.792 | 0.00020181 | 678.792 | 0.00018346 | 676.9101 | 1.9135 | 893.7908 | -0.0048743 | 1004.02 | 0.023282 | 893.7908 | 0.00062447 | 1003.9859 | 0.0007506 | 1004.02 | 0.069679 | 678.792 | 2.6382e-06
| 677.034 | 0 | 894.0313 | -0.0059402 | 677.034 | 0 | 894.0313 | -0.1369 | 678.9126 | 0 | 894.0313 | -0.06384 | 678.9126 | 0.00044407 | 888.68 | -0.00071969 | 677.034 | 0.0089254 | 888.68 | -0.0058343 | 888.68 | 0.0014282 | 678.9126 | 0.00038645 | 678.9126 | 0.00039706 | 677.034 | 1.8254 | 894.0313 | -0.0047552 | 1004.1886 | 0.026323 | 894.0313 | -0.0062074 | 1004.1557 | 0 | 1004.1886 | 0.067449 | 678.9126 | 5.2764e-06
| 677.158 | 0.0048561 | 894.2719 | 0.007622 | 677.158 | 0.0039755 | 894.2719 | 0.046503 | 679.0332 | 0.0014081 | 894.2719 | 0.039702 | 679.0332 | 0.00021905 | 888.92 | 0.025668 | 677.158 | 0.0083038 | 888.92 | 0.0010387 | 888.92 | 0.0015813 | 679.0332 | 0.00019042 | 679.0332 | 0.00021343 | 677.158 | 1.8008 | 894.2719 | 0.0052733 | 1004.3571 | 0.031452 | 894.2719 | 0.020997 | 1004.3254 | 0.0007506 | 1004.3571 | 0.070004 | 679.0332 | 2.6382e-06
| 677.282 | 0 | 894.5124 | -0.033583 | 677.282 | 0 | 894.5124 | -0.13085 | 679.1538 | 0 | 894.5124 | -0.071035 | 679.1538 | 0.00044202 | 889.16 | -0.030466 | 677.282 | 0.0046181 | 889.16 | -0.0049022 | 889.16 | -0.0094364 | 679.1538 | 0.0003957 | 679.1538 | 0.00039706 | 677.282 | 1.7792 | 894.5124 | -0.017486 | 1004.5257 | 0.028002 | 894.5124 | 0.0032414 | 1004.4952 | 0 | 1004.5257 | 0.067774 | 679.1538 | 5.2764e-06
| 677.406 | 0.015475 | 894.753 | -0.031006 | 677.406 | 0.0097437 | 894.753 | 0.046087 | 679.2745 | 0.00082547 | 894.753 | 0.02846 | 679.2745 | 0.0002239 | 889.4 | -0.016073 | 677.406 | 0.016385 | 889.4 | 0.0053486 | 889.4 | -0.00010202 | 679.2745 | 0.00021073 | 679.2745 | 0.00018346 | 677.406 | 1.6614 | 894.753 | 0.011801 | 1004.6942 | 0.03422 | 894.753 | 0.039028 | 1004.665 | 0.00053624 | 1004.6942 | 0.070143 | 679.2745 | 2.6382e-06
| 677.53 | 0 | 894.9935 | -0.0019838 | 677.53 | 0 | 894.9935 | -0.098384 | 679.3951 | 0 | 894.9935 | -0.062051 | 679.3951 | 0.00045096 | 889.64 | -0.02327 | 677.53 | 0.0096803 | 889.64 | 0.0048828 | 889.64 | 0.0018873 | 679.3951 | 0.00043632 | 679.3951 | 0.00038696 | 677.53 | 1.6092 | 894.9935 | 0.0014356 | 1004.8628 | 0.031179 | 894.9935 | 0.0042197 | 1004.8348 | 0 | 1004.8628 | 0.068053 | 679.3951 | 9.1999e-06
| 677.654 | 0.010454 | 895.2341 | 0.0090458 | 677.654 | 0.013756 | 895.2341 | -0.029771 | 679.5157 | 0.00082547 | 895.2341 | 0.031829 | 679.5157 | 0.00022818 | 889.88 | 0.0064771 | 677.654 | 0.0072824 | 889.88 | 0.0013882 | 889.88 | 0.0093854 | 679.5157 | 0.00022956 | 679.5157 | 0.0002035 | 677.654 | 1.5889 | 895.2341 | 0.0053505 | 1005.0313 | 0.038214 | 895.2341 | 0.026866 | 1005.0046 | 0.00053624 | 1005.0313 | 0.070329 | 679.5157 | 6.5617e-06
| 677.778 | 0 | 895.4746 | -0.036647 | 677.778 | 0 | 895.4746 | -0.099843 | 679.6363 | 0 | 895.4746 | -0.083234 | 679.6363 | 0.00043848 | 890.12 | -0.012714 | 677.778 | 0 | 890.12 | -0.001524 | 890.12 | 0.00035706 | 679.6363 | 0.00042906 | 679.6363 | 0.000407 | 677.778 | 1.5851 | 895.4746 | -0.031801 | 1005.1999 | 0.027503 | 895.4746 | -0.014126 | 1005.1744 | 7.1499e-05 | 1005.1999 | 0.068517 | 679.6363 | 1.7791e-05
| 677.902 | 0.0083961 | 895.7152 | 0.0060937 | 677.902 | 0.015762 | 895.7152 | 0.064274 | 679.7569 | 0.00053406 | 895.7152 | 0.042795 | 679.7569 | 0.00021328 | 890.36 | -0.0035984 | 677.902 | 0.0090586 | 890.36 | -0.00059213 | 890.36 | -0.0025504 | 679.7569 | 0.00020181 | 679.7569 | 0.00020675 | 677.902 | 1.4454 | 895.7152 | -0.0020709 | 1005.3684 | 0.029682 | 895.7152 | 0.034267 | 1005.3442 | 0.00053624 | 1005.3684 | 0.070515 | 679.7569 | 1.1229e-05
| 678.0261 | 0 | 895.9558 | -0.043014 | 678.0261 | 0 | 895.9558 | -0.084278 | 679.8776 | 0 | 895.9558 | -0.072556 | 679.8776 | 0.00045357 | 890.6 | 0.0011995 | 678.0261 | 0.0090142 | 890.6 | -0.0061837 | 890.6 | -0.0010202 | 679.8776 | 0.00043451 | 679.8776 | 0.00041025 | 678.0261 | 1.4985 | 895.9558 | -0.0097859 | 1005.537 | 0.018971 | 895.9558 | 0.035258 | 1005.514 | 0 | 1005.537 | 0.06861 | 679.8776 | 2.6991e-05
| 678.1501 | 0.0013064 | 896.1964 | -0.0086089 | 678.1501 | 0.019678 | 896.1964 | 0.059506 | 679.9982 | 0.00053406 | 896.1964 | 0.025422 | 679.9982 | 0.00024253 | 890.84 | -0.020872 | 678.1501 | 0.0016175 | 890.84 | -0.0059506 | 890.84 | 0.0054069 | 679.9982 | 0.00023418 | 679.9982 | 0.00020675 | 678.1501 | 1.3358 | 896.1964 | -0.0065295 | 1005.7055 | 0.035854 | 896.1964 | 0.029253 | 1005.6838 | 0.00010725 | 1005.7055 | 0.070283 | 679.9982 | 1.5829e-05
| 678.2742 | 0 | 896.437 | -0.013254 | 678.2742 | 0 | 896.437 | -0.085296 | 680.1188 | 0 | 896.437 | -0.061772 | 680.1188 | 0.00047574 | 891.08 | -0.020391 | 678.2742 | 0.0036139 | 891.08 | -0.0059506 | 891.08 | -0.00086717 | 680.1188 | 0.00043715 | 680.1188 | 0.00038696 | 678.2742 | 1.3469 | 896.437 | 0.015708 | 1005.8741 | 0.028002 | 896.437 | -0.014021 | 1005.8536 | 0 | 1005.8741 | 0.06875 | 680.1188 | 1.9753e-05
| 678.3982 | 0.0085608 | 896.6776 | 0.001918 | 678.3982 | 0.0061289 | 896.6776 | 0.066473 | 680.2394 | 0.00024284 | 896.6776 | 0.047285 | 680.2394 | 0.00023582 | 891.32 | 0.02327 | 678.3982 | 0.0078153 | 891.32 | 0.0041839 | 891.32 | -0.00056109 | 680.2394 | 0.00020611 | 680.2394 | 0.00018346 | 678.3982 | 1.2978 | 896.6776 | -0.0043029 | 1006.0426 | 0.026596 | 896.6776 | 0.032617 | 1006.0234 | 0.00032174 | 1006.0426 | 0.070376 | 680.2394 | 3.9235e-06
| 678.5223 | 0 | 896.9182 | -0.026665 | 678.5223 | 0 | 896.9182 | -0.070808 | 680.3601 | 0 | 896.9182 | -0.073496 | 680.3601 | 0.00046233 | 891.56 | 0.0016793 | 678.5223 | 0.0061279 | 891.56 | -0.010261 | 891.56 | -0.0017853 | 680.3601 | 0.00041172 | 680.3601 | 0.00037702 | 678.5223 | 1.2481 | 896.9182 | -0.006519 | 1006.2112 | 0.030226 | 896.9182 | -0.0095365 | 1006.1932 | 0 | 1006.2112 | 0.068843 | 680.3601 | 9.1999e-06
| 678.6464 | 0.00071483 | 897.1588 | -0.0098318 | 678.6464 | 0.022735 | 897.1588 | 0.011904 | 680.4807 | 0.00053406 | 897.1588 | 0.041205 | 680.4807 | 0.00022893 | 891.8 | 0.0074367 | 678.6464 | 0.012833 | 891.8 | 0.00033976 | 891.8 | 0.0023464 | 680.4807 | 0.00020875 | 680.4807 | 0.00019357 | 678.6464 | 1.197 | 897.1588 | 0.0006334 | 1006.3798 | 0.028819 | 897.1588 | 0.011522 | 1006.363 | 0.0007506 | 1006.3798 | 0.070097 | 680.4807 | 5.2764e-06
| 678.7705 | 0 | 897.3994 | -0.041786 | 678.7705 | 0 | 897.3994 | -0.17608 | 680.6013 | 0 | 897.3994 | -0.086241 | 680.6013 | 0.00047276 | 892.04 | -0.020391 | 678.7705 | 0.00058834 | 892.04 | 0.0038344 | 892.04 | 0.00051009 | 680.6013 | 0.00041188 | 680.6013 | 0.00037702 | 678.7705 | 1.2047 | 897.3994 | -0.0091603 | 1006.5483 | 0.027685 | 897.3994 | 0.00101 | 1006.5328 | 0 | 1006.5483 | 0.068703 | 680.6013 | 1.2515e-05
| 678.8946 | 0.0026375 | 897.64 | 0.0061113 | 678.8946 | 0.0091104 | 897.64 | -0.029394 | 680.7219 | 0.0011167 | 897.64 | 0.038892 | 680.7219 | 0.00024588 | 892.28 | 0.017032 | 678.8946 | 0.0087922 | 892.28 | 0.0074455 | 892.28 | 0.0054069 | 680.7219 | 0.00020644 | 680.7219 | 0.00018346 | 678.8946 | 1.1394 | 897.64 | 0.021021 | 1006.7169 | 0.027458 | 897.64 | 0.0083923 | 1006.7026 | 0.00053624 | 1006.7169 | 0.069446 | 680.7219 | 7.2382e-06
| 679.0187 | 0 | 897.8806 | -0.023237 | 679.0187 | 0 | 897.8806 | -0.10343 | 680.8426 | 0 | 897.8806 | -0.072164 | 680.8426 | 0.00048002 | 892.52 | -0.022311 | 679.0187 | 0 | 892.52 | 0.003485 | 892.52 | 0.01061 | 680.8426 | 0.00040412 | 680.8426 | 0.00035698 | 679.0187 | 1.0927 | 897.8806 | -0.014277 | 1006.8854 | 0.024236 | 897.8806 | -0.012601 | 1006.8725 | 0 | 1006.8854 | 0.068332 | 680.8426 | 1.3191e-05
| 679.1429 | 0.0081099 | 898.1213 | -0.0048113 | 679.1429 | 0.016048 | 898.1213 | 0.018031 | 680.9632 | 0.0011167 | 898.1213 | 0.025197 | 680.9632 | 0.00023675 | 892.76 | -0.0002399 | 679.1429 | 0.01159 | 892.76 | -0.0057175 | 892.76 | -0.0025504 | 680.9632 | 0.00020148 | 680.9632 | 0.00017678 | 679.1429 | 1.0112 | 898.1213 | 0.0071935 | 1007.054 | 0.033993 | 898.1213 | -0.0011215 | 1007.0423 | 0.00053624 | 1007.054 | 0.069354 | 680.9632 | 5.9529e-06
| 679.267 | 0 | 898.3619 | -0.0042106 | 679.267 | 0 | 898.3619 | -0.16126 | 681.0839 | 0 | 898.3619 | -0.069366 | 681.0839 | 0.00045786 | 893 | -0.032866 | 679.267 | 0 | 893 | -0.0018735 | 893 | -0.0020913 | 681.0839 | 0.00040528 | 681.0839 | 0.00039038 | 679.267 | 1.0213 | 898.3619 | 0.0045642 | 1007.2225 | 0.020332 | 898.3619 | 0.010115 | 1007.2121 | 0 | 1007.2225 | 0.068657 | 681.0839 | 1.4476e-05
| 679.3912 | 0.007814 | 898.6026 | -0.025824 | 679.3912 | 0.011941 | 898.6026 | -0.064968 | 681.2045 | 0.00082547 | 898.6026 | 0.03856 | 681.2045 | 0.00022241 | 893.24 | -0.0083963 | 679.3912 | 0.0031299 | 893.24 | -0.0079311 | 893.24 | -0.0022444 | 681.2045 | 0.00020677 | 681.2045 | 0.00021686 | 679.3912 | 0.9615 | 898.6026 | 0.011984 | 1007.3911 | 0.024644 | 898.6026 | 0.021276 | 1007.3819 | 0.00053624 | 1007.3911 | 0.069307 | 681.2045 | 8.5911e-06
| 679.5153 | 0 | 898.8432 | -0.039656 | 679.5153 | 0 | 898.8432 | -0.1213 | 681.3251 | 0 | 898.8432 | -0.08058 | 681.3251 | 0.00047928 | 893.48 | -0.011275 | 679.5153 | 0.0012187 | 893.48 | -0.0054848 | 893.48 | -0.0028565 | 681.3251 | 0.00038909 | 681.3251 | 0.00039535 | 679.5153 | 0.97409 | 898.8432 | -0.022305 | 1007.5597 | 0.019243 | 898.8432 | -0.0085669 | 1007.5517 | 0 | 1007.5597 | 0.068053 | 681.3251 | 1.8468e-05
| 679.6395 | 0.0072224 | 899.0839 | -0.00098235 | 679.6395 | 0.0094417 | 899.0839 | -0.015797 | 681.4458 | 0.00053406 | 899.0839 | 0.04214 | 681.4458 | 0.00025892 | 893.73 | -0.011275 | 679.6395 | 0.010702 | 893.73 | -0.00070865 | 893.73 | -0.0011732 | 681.4458 | 0.00018678 | 681.4458 | 0.00018175 | 679.6395 | 0.85216 | 899.0839 | 0.0016277 | 1007.7282 | 0.041028 | 899.0839 | -0.012982 | 1007.7216 | 0.00053624 | 1007.7282 | 0.068332 | 681.4458 | 9.8764e-06
| 679.7637 | 0 | 899.3246 | -0.029026 | 679.7637 | 0 | 899.3246 | -0.1162 | 681.5664 | 0 | 899.3246 | -0.071362 | 681.5664 | 0.00048971 | 893.97 | -0.028548 | 679.7637 | 0.0051066 | 893.97 | -0.0018735 | 893.97 | -0.0028565 | 681.5664 | 0.00039751 | 681.5664 | 0.00033523 | 679.7637 | 0.87736 | 899.3246 | -0.024311 | 1007.8968 | 0.023237 | 899.3246 | 0.013776 | 1007.8914 | 0 | 1007.8968 | 0.067495 | 681.5664 | 1.1229e-05
| 679.8878 | 0.0057434 | 899.5652 | 0.0064521 | 679.8878 | 0.018246 | 899.5652 | -0.0013032 | 681.6871 | 0.00053406 | 899.5652 | 0.036612 | 681.6871 | 0.00023247 | 894.21 | -0.00071969 | 679.8878 | 0.0059059 | 894.21 | 0.010358 | 894.21 | -0.00010202 | 681.6871 | 0.00021304 | 681.6871 | 0.00015348 | 679.8878 | 0.80627 | 899.5652 | 0.0025948 | 1008.0653 | 0.029364 | 899.5652 | 0.019972 | 1008.0612 | 0.00053624 | 1008.0653 | 0.067635 | 681.6871 | 1.2853e-06
| 680.012 | 0 | 899.8059 | -0.024657 | 680.012 | 0 | 899.8059 | -0.12859 | 681.8077 | 0 | 899.8059 | -0.069277 | 681.8077 | 0.00047835 | 894.45 | -0.004558 | 680.012 | 0.00374 | 894.45 | 0.0080281 | 894.45 | -0.0043867 | 681.8077 | 0.00044491 | 681.8077 | 0.00036692 | 680.012 | 0.85149 | 899.8059 | -0.019189 | 1008.2339 | 0.024553 | 899.8059 | 0.0024914 | 1008.2311 | 0 | 1008.2339 | 0.067077 | 681.8077 | 1.1838e-05
| 680.1363 | 0.0047082 | 900.0466 | -0.0046401 | 680.1363 | 0.013565 | 900.0466 | 0.083966 | 681.9284 | 0.00082547 | 900.0466 | 0.044769 | 681.9284 | 0.00024755 | 894.69 | -0.011755 | 680.1363 | 0.0076821 | 894.69 | -0.0057175 | 894.69 | -0.0027035 | 681.9284 | 0.00023649 | 681.9284 | 0.00021686 | 680.1363 | 0.79772 | 900.0466 | 0.012918 | 1008.4025 | 0.027231 | 900.0466 | 0.0048448 | 1008.4009 | 0.0007506 | 1008.4025 | 0.067263 | 681.9284 | 1.0553e-05
| 680.2605 | 0 | 900.2873 | -0.011814 | 680.2605 | 0 | 900.2873 | -0.15204 | 682.049 | 0 | 900.2873 | -0.072888 | 682.049 | 0.00050685 | 894.93 | 0.00071969 | 680.2605 | 0 | 894.93 | 0.0033685 | 894.93 | 0.0023464 | 682.049 | 0.00044987 | 682.049 | 0.00042036 | 680.2605 | 0.7579 | 900.2873 | -0.0030726 | 1008.571 | 0.027186 | 900.2873 | -0.021732 | 1008.5707 | 0 | 1008.571 | 0.066799 | 682.049 | 1.9753e-05
| 680.3847 | 0.012265 | 900.528 | -0.0060586 | 680.3847 | 0.015284 | 900.528 | 0.035583 | 682.1697 | 0.00053406 | 900.528 | 0.033125 | 682.1697 | 0.00026283 | 895.17 | 0.004558 | 680.3847 | 0.006794 | 895.17 | -0.00035917 | 895.17 | -0.00025504 | 682.1697 | 0.00021717 | 682.1697 | 0.00020675 | 680.3847 | 0.68614 | 900.528 | 0.0027918 | 1008.7396 | 0.034629 | 900.528 | 0.021304 | 1008.7406 | 0.0007506 | 1008.7396 | 0.066799 | 682.1697 | 9.1999e-06
| 680.5089 | 0 | 900.7687 | -0.046684 | 680.5089 | 0 | 900.7687 | -0.21148 | 682.2903 | 0 | 900.7687 | -0.078971 | 682.2903 | 0.0005074 | 895.41 | -0.0064771 | 680.5089 | 0.0014708 | 895.41 | -0.00094161 | 895.41 | -0.0043867 | 682.2903 | 0.00042906 | 682.2903 | 0.00034687 | 680.5089 | 0.70031 | 900.7687 | -0.016377 | 1008.9081 | 0.032859 | 900.7687 | -0.042235 | 1008.9104 | 0 | 1008.9081 | 0.066241 | 682.2903 | 9.8764e-06
| 680.6332 | 0.0072224 | 901.0094 | 0.0117 | 680.6332 | 0.011463 | 901.0094 | -0.024361 | 682.411 | 0.00053406 | 901.0094 | 0.050762 | 682.411 | 0.00024718 | 895.65 | 0.017512 | 680.6332 | 0.0047513 | 895.65 | 0.0015046 | 895.65 | -0.0094364 | 682.411 | 0.00021486 | 682.411 | 0.00014337 | 680.6332 | 0.6461 | 901.0094 | 0.00058141 | 1009.0767 | 0.026187 | 901.0094 | 0.027566 | 1009.0802 | 0.00053624 | 1009.0767 | 0.066055 | 682.411 | 6.7647e-07
| 680.7574 | 0 | 901.2501 | -0.02858 | 680.7574 | 0 | 901.2501 | -0.10713 | 682.5316 | 0 | 901.2501 | -0.060033 | 682.5316 | 0.00047779 | 895.89 | -0.010795 | 680.7574 | 0.0044849 | 895.89 | -0.0025725 | 895.89 | -0.0023974 | 682.5316 | 0.00042328 | 682.5316 | 0.00030696 | 680.7574 | 0.6155 | 901.2501 | 0.00099606 | 1009.2453 | 0.027594 | 901.2501 | 0.011227 | 1009.2501 | 0 | 1009.2453 | 0.065591 | 682.5316 | 1.2515e-05
| 680.8817 | 0.0089723 | 901.4909 | -0.00032309 | 680.8817 | 0.013087 | 901.4909 | -0.010324 | 682.6523 | 0.00053406 | 901.4909 | 0.041143 | 682.6523 | 0.0002334 | 896.13 | -0.02135 | 680.8817 | 0.013322 | 896.13 | -0.00035917 | 896.13 | 0.0032646 | 682.6523 | 0.00020924 | 682.6523 | 0.00016342 | 680.8817 | 0.57681 | 901.4909 | 0.00028965 | 1009.4138 | 0.034538 | 901.4909 | -0.014847 | 1009.4199 | 0.0007506 | 1009.4138 | 0.065173 | 682.6523 | 1.1838e-05
| 681.006 | 0 | 901.7316 | -0.0093194 | 681.006 | 0 | 901.7316 | -0.085489 | 682.773 | 0 | 901.7316 | -0.082522 | 682.773 | 0.0004545 | 896.37 | 0.0098357 | 681.006 | 0.0067496 | 896.37 | -0.0016406 | 896.37 | -0.0042337 | 682.773 | 0.00042361 | 682.773 | 0.00038696 | 681.006 | 0.54621 | 901.7316 | -0.013881 | 1009.5824 | 0.031996 | 901.7316 | -0.0085167 | 1009.5898 | 0 | 1009.5824 | 0.064894 | 682.773 | 2.3744e-05
| 681.1303 | 0.0072224 | 901.9723 | -0.01932 | 681.1303 | 0.013374 | 901.9723 | -0.0091667 | 682.8936 | 0.00053406 | 901.9723 | 0.03473 | 682.8936 | 0.00022725 | 896.61 | 0.024228 | 681.1303 | 0.014476 | 896.61 | -0.002456 | 896.61 | -0.0079064 | 682.8936 | 0.00021486 | 682.8936 | 0.00022354 | 681.1303 | 0.53047 | 901.9723 | 0.020759 | 1009.7509 | 0.029364 | 901.9723 | -0.014713 | 1009.7596 | 0.00053624 | 1009.7509 | 0.064058 | 682.8936 | 1.1838e-05
| 681.2546 | 0 | 902.2131 | -0.00094252 | 681.2546 | 0 | 902.2131 | -0.20651 | 683.0143 | 0 | 902.2131 | -0.070454 | 683.0143 | 0.00043811 | 896.85 | -0.019431 | 681.2546 | 0.0057727 | 896.85 | -0.012241 | 896.85 | -0.0048458 | 683.0143 | 0.00042708 | 683.0143 | 0.00038696 | 681.2546 | 0.47197 | 902.2131 | -0.007713 | 1009.9195 | 0.030317 | 902.2131 | 0.00042177 | 1009.9295 | 0 | 1009.9195 | 0.063919 | 683.0143 | 1.4476e-05
| 681.3789 | 0.0081099 | 902.4538 | -0.0080326 | 681.3789 | 0.0084479 | 902.4538 | 0.082082 | 683.1349 | 0.0014081 | 902.4538 | 0.026226 | 683.1349 | 0.00021719 | 897.09 | -0.016073 | 681.3789 | 0.008659 | 897.09 | -0.0023395 | 897.09 | 0.0080083 | 683.1349 | 0.00021387 | 683.1349 | 0.00017849 | 681.3789 | 0.4659 | 902.4538 | 0.0049552 | 1010.0881 | 0.031452 | 902.4538 | 0.006232 | 1010.0993 | 0.00053624 | 1010.0881 | 0.062943 | 683.1349 | 2.6382e-06
| 681.5032 | 0 | 902.6946 | -0.023242 | 681.5032 | 0 | 902.6946 | -0.1382 | 683.2556 | 0 | 902.6946 | -0.062434 | 683.2556 | 0.00044444 | 897.33 | 0.017032 | 681.5032 | 0.0062611 | 897.33 | -0.005368 | 897.33 | -0.0007141 | 683.2556 | 0.00042988 | 683.2556 | 0.00036195 | 681.5032 | 0.51247 | 902.6946 | -0.032311 | 1010.2566 | 0.030136 | 902.6946 | -0.025907 | 1010.2692 | 0 | 1010.2566 | 0.063547 | 683.2556 | 5.2764e-06
| 681.6276 | 0.0072224 | 902.9354 | -0.0046895 | 681.6276 | 0.013087 | 902.9354 | 0.065444 | 683.3763 | 0.00082547 | 902.9354 | 0.039251 | 683.3763 | 0.00023712 | 897.57 | 0.02327 | 681.6276 | 0.0045293 | 897.57 | 0.0052322 | 897.57 | 0.00709 | 683.3763 | 0.00021767 | 683.3763 | 0.00020179 | 681.6276 | 0.42158 | 902.9354 | 0.011414 | 1010.4252 | 0.022602 | 902.9354 | 0.0094962 | 1010.439 | 0.0007506 | 1010.4252 | 0.062804 | 683.3763 | 2.6382e-06
| 681.7519 | 0 | 903.1761 | -0.042217 | 681.7519 | 0 | 903.1761 | -0.18437 | 683.4969 | 0 | 903.1761 | -0.091575 | 683.4969 | 0.00046698 | 897.81 | -0.015593 | 681.7519 | 0.0067496 | 897.81 | -0.014221 | 897.81 | -0.007141 | 683.4969 | 0.00038562 | 683.4969 | 0.00040032 | 681.7519 | 0.42383 | 903.1761 | -0.012898 | 1010.5938 | 0.038532 | 903.1761 | 0.0098573 | 1010.6089 | 0 | 1010.5938 | 0.063082 | 683.4969 | 7.9146e-06
| 681.8762 | 0.0045602 | 903.4169 | -0.002878 | 681.8762 | 0.012896 | 903.4169 | 0.04935 | 683.6176 | 0.00053406 | 903.4169 | 0.033895 | 683.6176 | 0.00023452 | 898.05 | 0.0059973 | 681.8762 | 0.0063943 | 898.05 | 0.00010678 | 898.05 | -0.00025504 | 683.6176 | 0.00017225 | 683.6176 | 0.00021686 | 681.8762 | 0.39459 | 903.4169 | 0.012624 | 1010.7623 | 0.021286 | 903.4169 | 0.019772 | 1010.7788 | 0.00053624 | 1010.7623 | 0.061689 | 683.6176 | 5.2764e-06
| 682.0006 | 0 | 903.6577 | -0.029777 | 682.0006 | 0 | 903.6577 | -0.1027 | 683.7383 | 0 | 903.6577 | -0.065568 | 683.7383 | 0.00047909 | 898.29 | -0.0093559 | 682.0006 | 0.0095471 | 898.29 | -0.0060669 | 898.29 | -0.0049988 | 683.7383 | 0.00036911 | 683.7383 | 0.00041693 | 682.0006 | 0.36062 | 903.6577 | -0.021885 | 1010.9309 | 0.028411 | 903.6577 | 0.010353 | 1010.9486 | 0 | 1010.9309 | 0.061364 | 683.7383 | 1.1229e-05
| 682.125 | 0.0027855 | 903.8985 | -0.013858 | 682.125 | 0.01089 | 903.8985 | 0.09496 | 683.8589 | 0.00053406 | 903.8985 | 0.038801 | 683.8589 | 0.00024904 | 898.53 | 0.0035984 | 682.125 | 0.013322 | 898.53 | 0.002786 | 898.53 | 0.0017343 | 683.8589 | 0.0002 | 683.8589 | 0.0002035 | 682.125 | 0.31877 | 903.8985 | 0.025825 | 1011.0995 | 0.022193 | 903.8985 | 0.041722 | 1011.1185 | 0.00053624 | 1011.0995 | 0.060528 | 683.8589 | 5.9529e-06
| 682.2494 | 0 | 904.1393 | -0.0050683 | 682.2494 | 0 | 904.1393 | -0.18963 | 683.9796 | 0 | 904.1393 | -0.073659 | 683.9796 | 0.00050871 | 898.77 | 0.0050378 | 682.2494 | 0.0009665 | 898.77 | 0.003485 | 898.77 | 0.0040296 | 683.9796 | 0.00043054 | 683.9796 | 0.00039706 | 682.2494 | 0.30595 | 904.1393 | -0.019512 | 1011.268 | 0.04652 | 904.1393 | -0.012879 | 1011.2884 | 0 | 1011.268 | 0.060481 | 683.9796 | 2.8344e-05
| 682.3737 | 0.0017502 | 904.3801 | -0.013742 | 682.3737 | 0.015571 | 904.3801 | 0.0092827 | 684.1003 | 0.00082547 | 904.3801 | 0.036761 | 684.1003 | 0.00026097 | 899.01 | 0.012235 | 682.3737 | 0.0038861 | 899.01 | -0.005368 | 899.01 | -0.0013262 | 684.1003 | 0.00023418 | 684.1003 | 0.00019357 | 682.3737 | 0.28008 | 904.3801 | 0.017221 | 1011.4366 | 0.028956 | 904.3801 | 0.0068155 | 1011.4582 | 0.00032174 | 1011.4366 | 0.059924 | 684.1003 | 2.2391e-05
| 682.4982 | 0 | 904.6209 | -0.0097848 | 682.4982 | 0 | 904.6209 | -0.17167 | 684.221 | 0.00024284 | 904.6209 | -0.06912 | 684.221 | 0.00049045 | 899.25 | 0.024709 | 682.4982 | 0.0017229 | 899.25 | -0.0038538 | 899.25 | -0.0014792 | 684.221 | 0.00047282 | 684.221 | 0.00036692 | 682.4982 | 0.27311 | 904.6209 | -0.014743 | 1011.6052 | 0.022511 | 904.6209 | -0.013217 | 1011.6281 | 0 | 1011.6052 | 0.060063 | 684.221 | 3.4229e-05
| 682.6226 | 0.012512 | 904.8617 | 5.6539e-05 | 682.6226 | 0.011081 | 904.8617 | 0.01862 | 684.3416 | 0.00082547 | 904.8617 | 0.038014 | 684.3416 | 0.00023377 | 899.5 | -0.013194 | 682.6226 | 0.0022476 | 899.5 | -0.00047565 | 899.5 | 0.0018873 | 684.3416 | 0.00024029 | 684.3416 | 0.00017352 | 682.6226 | 0.25848 | 904.8617 | -0.018258 | 1011.7737 | 0.026913 | 904.8617 | -0.0021588 | 1011.798 | 0.00032174 | 1011.7737 | 0.059506 | 684.3416 | 1.1838e-05
| 682.747 | 0 | 905.1025 | -0.033675 | 682.747 | 0 | 905.1025 | -0.1657 | 684.4623 | 0 | 905.1025 | -0.08952 | 684.4623 | 0.00046791 | 899.74 | -0.0088761 | 682.747 | 0.0031097 | 899.74 | -0.0072322 | 899.74 | 0.0043357 | 684.4623 | 0.00044491 | 684.4623 | 0.00037702 | 682.747 | 0.26006 | 905.1025 | -0.015962 | 1011.9423 | 0.02714 | 905.1025 | -0.013109 | 1011.9678 | 0 | 1011.9423 | 0.059831 | 684.4623 | 1.6438e-05
| 682.8714 | 0.00071483 | 905.3433 | 0.0083152 | 682.8714 | 0.018532 | 905.3433 | -0.0042653 | 684.583 | 0.00053406 | 905.3433 | 0.027327 | 684.583 | 0.00024066 | 899.98 | 0.018952 | 682.8714 | 0.0050178 | 899.98 | 0.0052322 | 899.98 | 0.0078554 | 684.583 | 0.00020677 | 684.583 | 0.0002035 | 682.8714 | 0.24881 | 905.3433 | -0.0019128 | 1012.1109 | 0.027594 | 905.3433 | 0.025095 | 1012.1377 | 0.00053624 | 1012.1109 | 0.059273 | 684.583 | 4.6e-06
| 682.9959 | 0 | 905.5842 | -0.0015655 | 682.9959 | 0 | 905.5842 | -0.062887 | 684.7037 | 0 | 905.5842 | -0.066402 | 684.7037 | 0.00044835 | 900.22 | -0.0069569 | 682.9959 | 0.00058834 | 900.22 | -0.002223 | 900.22 | 0.00066312 | 684.7037 | 0.00042361 | 684.7037 | 0.000407 | 682.9959 | 0.24319 | 905.5842 | -0.008292 | 1012.2794 | 0.033358 | 905.5842 | -0.049857 | 1012.3076 | 0 | 1012.2794 | 0.058995 | 684.7037 | 5.2764e-06
| 683.1203 | 0 | 905.825 | -0.0068096 | 683.1203 | 0.014233 | 905.825 | 0.047673 | 684.8243 | 0.00024284 | 905.825 | 0.049296 | 684.8243 | 0.00021347 | 900.46 | -0.013674 | 683.1203 | 0.0087922 | 900.46 | -0.00047565 | 900.46 | 0.0055599 | 684.8243 | 0.00021915 | 684.8243 | 0.0002035 | 683.1203 | 0.20314 | 905.825 | 0.017093 | 1012.448 | 0.031542 | 905.825 | -0.030084 | 1012.4775 | 0.00053624 | 1012.448 | 0.057415 | 684.8243 | 6.7647e-07
| 683.2448 | 0 | 906.0658 | -0.010433 | 683.2448 | 0 | 906.0658 | -0.09378 | 684.945 | 0 | 906.0658 | -0.0718 | 684.945 | 0.00044593 | 900.7 | -0.026628 | 683.2448 | 0.0044849 | 900.7 | 0.0017376 | 900.7 | -0.0045398 | 684.945 | 0.00044937 | 684.945 | 0.00038696 | 683.2448 | 0.20472 | 906.0658 | -0.00033761 | 1012.6166 | 0.02655 | 906.0658 | -0.0042577 | 1012.6473 | 0 | 1012.6166 | 0.056904 | 684.945 | 1.5829e-05
| 683.3692 | 0.001898 | 906.3067 | -0.00017489 | 683.3692 | 0.0077853 | 906.3067 | 0.045457 | 685.0657 | 0.00082547 | 906.3067 | 0.036215 | 685.0657 | 0.0002347 | 900.94 | 0.010315 | 683.3692 | 0.0085702 | 900.94 | 0.0016211 | 900.94 | 0.0024994 | 685.0657 | 0.00023302 | 685.0657 | 0.00018346 | 683.3692 | 0.18852 | 906.3067 | 0.013635 | 1012.7852 | 0.033676 | 906.3067 | -0.0022784 | 1012.8172 | 0.0009651 | 1012.7852 | 0.055929 | 685.0657 | 1.5153e-05
| 683.4937 | 0 | 906.5476 | -0.029592 | 683.4937 | 0 | 906.5476 | -0.17153 | 685.1864 | 0 | 906.5476 | -0.065053 | 685.1864 | 0.00046829 | 901.18 | 0.004558 | 683.4937 | 0.00084042 | 901.18 | 0.0059312 | 901.18 | -0.0063763 | 685.1864 | 0.00044607 | 685.1864 | 0.00037702 | 683.4937 | 0.21282 | 906.5476 | -0.018643 | 1012.9537 | 0.028229 | 906.5476 | -0.03851 | 1012.9871 | 0 | 1012.9537 | 0.056393 | 685.1864 | 2.8344e-05
| 683.6182 | 0.010619 | 906.7884 | -0.0059062 | 683.6182 | 0.012801 | 906.7884 | 0.044917 | 685.3071 | 0.00082547 | 906.7884 | 0.043506 | 685.3071 | 0.0002334 | 901.42 | 0.033346 | 683.6182 | 0 | 901.42 | -0.0030384 | 901.42 | -0.0091305 | 685.3071 | 0.00021717 | 685.3071 | 0.00019357 | 683.6182 | 0.21079 | 906.7884 | 0.038597 | 1013.1223 | 0.027231 | 906.7884 | 0.020038 | 1013.157 | 0.0007506 | 1013.1223 | 0.055511 | 685.3071 | 1.3191e-05
| 683.7427 | 0 | 907.0293 | -0.027486 | 683.7427 | 0 | 907.0293 | -0.15138 | 685.4278 | 0 | 907.0293 | -0.072559 | 685.4278 | 0.00045264 | 901.66 | -0.029507 | 683.7427 | 0.0032358 | 901.66 | 0.0013882 | 901.66 | -0.0025504 | 685.4278 | 0.00042988 | 685.4278 | 0.00042704 | 683.7427 | 0.16175 | 907.0293 | 0.0038081 | 1013.2908 | 0.026096 | 907.0293 | -0.034195 | 1013.3269 | 0 | 1013.2908 | 0.055557 | 685.4278 | 1.9753e-05
| 683.8672 | 0.010207 | 907.2702 | 0.0058742 | 683.8672 | 0.0094417 | 907.2702 | 0.0066703 | 685.5485 | 0.00082547 | 907.2702 | 0.059978 | 685.5485 | 0.00022334 | 901.9 | 0.02135 | 683.8672 | 0.0027518 | 901.9 | -0.00199 | 901.9 | 0.006172 | 685.5485 | 0.00021618 | 685.5485 | 0.00023348 | 683.8672 | 0.1586 | 907.2702 | 0.0098582 | 1013.4594 | 0.026959 | 907.2702 | 0.018655 | 1013.4968 | 0.00053624 | 1013.4594 | 0.054349 | 685.5485 | 6.5617e-06
| 683.9918 | 0 | 907.511 | -0.015286 | 683.9918 | 0 | 907.511 | -0.072083 | 685.6692 | 0 | 907.511 | -0.073443 | 685.6692 | 0.00047574 | 902.14 | -0.012235 | 683.9918 | 0.010169 | 902.14 | -0.00035917 | 902.14 | -0.0086717 | 685.6692 | 0.00045515 | 685.6692 | 0.00044708 | 683.9918 | 0.1721 | 907.511 | -0.0039208 | 1013.628 | 0.026822 | 907.511 | -0.027234 | 1013.6667 | 0 | 1013.628 | 0.054814 | 685.6692 | 9.1999e-06
| 684.1163 | 0.0081099 | 907.7519 | -0.018165 | 684.1163 | 0.014425 | 907.7519 | 0.0024653 | 685.7899 | 0.00053406 | 907.7519 | 0.049569 | 685.7899 | 0.00025799 | 902.38 | 0.018952 | 684.1163 | 0.005151 | 902.38 | -9.7074e-06 | 902.38 | -0.0083652 | 685.7899 | 0.0002426 | 685.7899 | 0.00021343 | 684.1163 | 0.14713 | 907.7519 | 0.02887 | 1013.7966 | 0.031361 | 907.7519 | 0.00015056 | 1013.8366 | 0.00032174 | 1013.7966 | 0.053699 | 685.7899 | 2.6382e-06
| 684.2408 | 0 | 907.9928 | -0.021416 | 684.2408 | 0 | 907.9928 | -0.028181 | 685.9105 | 0 | 907.9928 | -0.090848 | 685.9105 | 0.00052994 | 902.62 | -0.019911 | 684.2408 | 0.0082593 | 902.62 | -0.0060669 | 902.62 | -0.0080593 | 685.9105 | 0.00046324 | 685.9105 | 0.00044708 | 684.2408 | 0.13925 | 907.9928 | -0.029643 | 1013.9651 | 0.034719 | 907.9928 | 0.014884 | 1014.0065 | 0 | 1013.9651 | 0.054396 | 685.9105 | 1.4476e-05
| 684.3654 | 0.0051518 | 908.2337 | 0.00081372 | 684.3654 | 0.0094417 | 908.2337 | -0.0089672 | 686.0312 | 0.00053406 | 908.2337 | 0.044873 | 686.0312 | 0.00027755 | 902.86 | -0.015113 | 684.3654 | 0.003256 | 902.86 | -0.0038538 | 902.86 | -0.0017853 | 686.0312 | 0.00022312 | 686.0312 | 0.00023348 | 684.3654 | 0.16445 | 908.2337 | 0.012894 | 1014.1337 | 0.023691 | 908.2337 | 0.024199 | 1014.1764 | 0.0007506 | 1014.1337 | 0.05277 | 686.0312 | 1.1838e-05
| 684.49 | 0 | 908.4746 | -0.022192 | 684.49 | 0 | 908.4746 | -0.15444 | 686.1519 | 0 | 908.4746 | -0.086385 | 686.1519 | 0.00052473 | 903.1 | -0.0064771 | 684.49 | 0.01532 | 903.1 | 0.002786 | 903.1 | 0.0032646 | 686.1519 | 0.00044607 | 686.1519 | 0.00042207 | 684.49 | 0.11608 | 908.4746 | -0.013915 | 1014.3023 | 0.028411 | 908.4746 | -0.011794 | 1014.3463 | 0 | 1014.3023 | 0.053374 | 686.1519 | 2.4353e-05
| 684.6145 | 0.011195 | 908.7156 | 0.017581 | 684.6145 | 0.00049697 | 908.7156 | 0.0026697 | 686.2726 | 0.0011167 | 908.7156 | 0.047987 | 686.2726 | 0.00024904 | 903.34 | 0.015113 | 684.6145 | 0.0065275 | 903.34 | -0.0028054 | 903.34 | -0.005917 | 686.2726 | 0.00022791 | 686.2726 | 0.00019185 | 684.6145 | 0.14128 | 908.7156 | 0.013709 | 1014.4709 | 0.027685 | 908.7156 | 0.02417 | 1014.5162 | 0.0007506 | 1014.4709 | 0.051516 | 686.2726 | 1.2515e-05
| 684.7391 | 0 | 908.9565 | -0.031487 | 684.7391 | 0 | 908.9565 | -0.16439 | 686.3933 | 0 | 908.9565 | -0.093691 | 686.3933 | 0.00048319 | 903.58 | -0.013674 | 684.7391 | 0.0056394 | 903.58 | -0.0033879 | 903.58 | 0.010763 | 686.3933 | 0.00045053 | 686.3933 | 0.00033523 | 684.7391 | 0.11091 | 908.9565 | -0.0061193 | 1014.6394 | 0.025597 | 908.9565 | -0.028952 | 1014.6861 | 0 | 1014.6394 | 0.051469 | 686.3933 | 1.9753e-05
| 684.8637 | 0.013582 | 909.1974 | -0.022739 | 684.8637 | 0.024168 | 909.1974 | 0.071516 | 686.514 | 0.00082547 | 909.1974 | 0.03773 | 686.514 | 0.0002347 | 903.82 | 0.017512 | 684.8637 | 0.0054174 | 903.82 | 0.0065138 | 903.82 | 0.0044887 | 686.514 | 0.00022906 | 686.514 | 0.00015006 | 684.8637 | 0.13318 | 909.1974 | 0.021551 | 1014.808 | 0.031996 | 909.1974 | 0.028594 | 1014.856 | 0.0007506 | 1014.808 | 0.051098 | 686.514 | 7.2382e-06
| 684.9883 | 0 | 909.4383 | -0.021339 | 684.9883 | 0 | 909.4383 | -0.18773 | 686.6347 | 0 | 909.4383 | -0.083357 | 686.6347 | 0.00046307 | 904.07 | 0.0026388 | 684.9883 | 0.00374 | 904.07 | 0.0053486 | 904.07 | -0.0057639 | 686.6347 | 0.00042476 | 686.6347 | 0.00033026 | 684.9883 | 0.09111 | 909.4383 | -0.016575 | 1014.9766 | 0.026414 | 909.4383 | -0.030046 | 1015.0259 | 0 | 1014.9766 | 0.051795 | 686.6347 | 1.4476e-05
| 685.1129 | 0.0087254 | 909.6793 | -0.00011017 | 685.1129 | 0.004638 | 909.6793 | -0.013264 | 686.7554 | 0.00053406 | 909.6793 | 0.062648 | 686.7554 | 0.0002306 | 904.31 | -0.029507 | 685.1129 | 0.021803 | 904.31 | 0.0054654 | 904.31 | 0.0021933 | 686.7554 | 0.00020578 | 686.7554 | 0.00018688 | 685.1129 | 0.10033 | 909.6793 | 0.011496 | 1015.1451 | 0.02714 | 909.6793 | 0.013593 | 1015.1958 | 0.0007506 | 1015.1451 | 0.052027 | 686.7554 | 7.2382e-06
| 685.2376 | 0 | 909.9202 | -0.027852 | 685.2376 | 0 | 909.9202 | -0.11159 | 686.8762 | 0 | 909.9202 | -0.089916 | 686.8762 | 0.00046531 | 904.55 | 0.004558 | 685.2376 | 0.0066608 | 904.55 | -0.0001262 | 904.55 | -0.0007141 | 686.8762 | 0.00043946 | 686.8762 | 0.00036692 | 685.2376 | 0.095835 | 909.9202 | -0.00031082 | 1015.3137 | 0.029182 | 909.9202 | -0.044449 | 1015.3657 | 0 | 1015.3137 | 0.052073 | 686.8762 | 9.8764e-06
| 685.3622 | 0.011359 | 910.1612 | -0.012833 | 685.3622 | 0.012418 | 910.1612 | -0.019963 | 686.9968 | 0.00082547 | 910.1612 | 0.038268 | 686.9968 | 0.00023805 | 904.79 | 0.019911 | 685.3622 | 0.01159 | 904.79 | -9.7074e-06 | 904.79 | -0.00010202 | 686.9968 | 0.00024227 | 686.9968 | 0.00018346 | 685.3622 | 0.10798 | 910.1612 | -0.0016285 | 1015.4823 | 0.030317 | 910.1612 | 0.009181 | 1015.5356 | 0.00053624 | 1015.4823 | 0.05068 | 686.9968 | 2.6382e-06
| 685.4868 | 0 | 910.4021 | -0.0022506 | 685.4868 | 0 | 910.4021 | -0.092953 | 687.1176 | 0 | 910.4021 | -0.075532 | 687.1176 | 0.00044761 | 905.03 | 0.0093559 | 685.4868 | 0.0022272 | 905.03 | 0.011057 | 905.03 | -0.0014792 | 687.1176 | 0.00042113 | 687.1176 | 0.00034687 | 685.4868 | 0.06209 | 910.4021 | -0.0056988 | 1015.6509 | 0.025869 | 910.4021 | 0.017499 | 1015.7055 | 0 | 1015.6509 | 0.050773 | 687.1176 | 9.1999e-06
| 685.6115 | 0.0067788 | 910.6431 | 0.0091013 | 685.6115 | 0.01538 | 910.6431 | 0.0415 | 687.2383 | 0.0011167 | 910.6431 | 0.048409 | 687.2383 | 0.00021328 | 905.27 | 0.012714 | 685.6115 | 0.0017435 | 905.27 | -0.0001262 | 905.27 | -0.0036216 | 687.2383 | 0.00018563 | 687.2383 | 0.00016342 | 685.6115 | 0.087736 | 910.6431 | 0.0094039 | 1015.8194 | 0.024644 | 910.6431 | 0.035486 | 1015.8755 | 0.0007506 | 1015.8194 | 0.0491 | 687.2383 | 6.5617e-06
| 685.7362 | 0 | 910.8841 | -0.0078601 | 685.7362 | 0 | 910.8841 | -0.18 | 687.359 | 0 | 910.8841 | -0.085267 | 687.359 | 0.00045618 | 905.51 | -0.011755 | 685.7362 | 0.0062611 | 905.51 | 0.0011552 | 905.51 | -0.0089776 | 687.359 | 0.000381 | 687.359 | 0.000327 | 685.7362 | 0.057366 | 910.8841 | -0.0018786 | 1015.988 | 0.025552 | 910.8841 | -0.046266 | 1016.0454 | 0 | 1015.988 | 0.050308 | 687.359 | 7.9146e-06
| 685.8608 | 0.0052997 | 911.125 | -0.02451 | 685.8608 | 0.024837 | 911.125 | 0.088274 | 687.4797 | 0.00082547 | 911.125 | 0.038225 | 687.4797 | 0.00024588 | 905.75 | -0.020391 | 685.8608 | 0.0028778 | 905.75 | -0.0030384 | 905.75 | -0.0011732 | 687.4797 | 0.00019834 | 687.4797 | 0.00016342 | 685.8608 | 0.069964 | 911.125 | 0.024989 | 1016.1566 | 0.02832 | 911.125 | 0.028094 | 1016.2153 | 0.0007506 | 1016.1566 | 0.048403 | 687.4797 | 1.2853e-06
| 685.9855 | 0 | 911.366 | -0.022652 | 685.9855 | 0 | 911.366 | -0.21892 | 687.6004 | 0 | 911.366 | -0.086017 | 687.6004 | 0.00048226 | 905.99 | 0.010315 | 685.9855 | 0.0083926 | 905.99 | 0.0067465 | 905.99 | -0.010202 | 687.6004 | 0.00040841 | 687.6004 | 0.00032032 | 685.9855 | 0.040943 | 911.366 | 0.0026163 | 1016.3252 | 0.020605 | 911.366 | -0.022138 | 1016.3852 | 0 | 1016.3252 | 0.048961 | 687.6004 | 2.6382e-06
| 686.1102 | 0.00012322 | 911.607 | -0.030222 | 686.1102 | 0.0071227 | 911.607 | 0.038497 | 687.7211 | 0.00053406 | 911.607 | 0.035175 | 687.7211 | 0.00023768 | 906.23 | 0.010315 | 686.1102 | 0.0098135 | 906.23 | 0.0023201 | 906.23 | 0.006172 | 687.7211 | 0.00021156 | 687.7211 | 0.00015674 | 686.1102 | 0.085261 | 911.607 | 0.0068062 | 1016.4937 | 0.03481 | 911.607 | 0.011728 | 1016.5551 | 0.0007506 | 1016.4937 | 0.046917 | 687.7211 | 1.2853e-06
| 686.2349 | 0 | 911.848 | 0.0052858 | 686.2349 | 0 | 911.848 | -0.10299 | 687.8418 | 0 | 911.848 | -0.060703 | 687.8418 | 0.00047145 | 906.47 | -0.0035984 | 686.2349 | 0.011323 | 906.47 | 0.0031355 | 906.47 | 0.0018873 | 687.8418 | 0.00044458 | 687.8418 | 0.00036024 | 686.2349 | 0.06029 | 911.848 | 0.00065586 | 1016.6623 | 0.023056 | 911.848 | 0.0010588 | 1016.7251 | 0 | 1016.6623 | 0.048078 | 687.8418 | 5.2764e-06
| 686.3596 | 0.0057434 | 912.089 | 0.0038127 | 686.3596 | 0.023691 | 912.089 | 0.060657 | 687.9626 | 0.00082547 | 912.089 | 0.050154 | 687.9626 | 0.00023805 | 906.71 | -0.0002399 | 686.3596 | 0 | 906.71 | 0.0037179 | 906.71 | 0.0083142 | 687.9626 | 0.00023335 | 687.9626 | 0.0002035 | 686.3596 | 0.078962 | 912.089 | 0.0037636 | 1016.8309 | 0.020196 | 912.089 | 0.0060082 | 1016.895 | 0.0009651 | 1016.8309 | 0.047335 | 687.9626 | 3.9235e-06
| 686.4844 | 0 | 912.33 | -0.052671 | 686.4844 | 0 | 912.33 | -0.19887 | 688.0833 | 0 | 912.33 | -0.079329 | 688.0833 | 0.00049083 | 906.95 | 0.0055175 | 686.4844 | 0.0055062 | 906.95 | -0.0040868 | 906.95 | -0.016782 | 688.0833 | 0.00047183 | 688.0833 | 0.00039706 | 686.4844 | 0.03037 | 912.33 | -0.0054567 | 1016.9995 | 0.031452 | 912.33 | 0.0014813 | 1017.0649 | 0 | 1016.9995 | 0.049054 | 688.0833 | 2.3067e-05
| 686.6091 | 0.0045602 | 912.571 | 0.028997 | 686.6091 | 0.016048 | 912.571 | 0.053338 | 688.204 | 0.00053406 | 912.571 | 0.060193 | 688.204 | 0.00025631 | 907.19 | 0.013194 | 686.6091 | 0.0061723 | 907.19 | 0.0044169 | 907.19 | 0.0024994 | 688.204 | 0.00024029 | 688.204 | 0.00020675 | 686.6091 | 0.072438 | 912.571 | 0.015419 | 1017.168 | 0.026096 | 912.571 | 0.029667 | 1017.2349 | 0.0009651 | 1017.168 | 0.047428 | 688.204 | 1.9076e-05
| 686.7339 | 0 | 912.812 | -0.025467 | 686.7339 | 0 | 912.812 | -0.17141 | 688.3247 | 0 | 912.812 | -0.092059 | 688.3247 | 0.00048822 | 907.43 | -0.019911 | 686.7339 | 0.0038661 | 907.43 | -0.0030384 | 907.43 | -0.010967 | 688.3247 | 0.00044937 | 688.3247 | 0.00041025 | 686.7339 | 0.018508 | 912.812 | -0.0015334 | 1017.3366 | 0.034129 | 912.812 | -0.017654 | 1017.4048 | 0 | 1017.3366 | 0.047753 | 688.3247 | 2.1715e-05
| 686.8586 | 0.0083961 | 913.0531 | -0.0085955 | 686.8586 | 0.017577 | 913.0531 | -0.057713 | 688.4454 | 0.00053406 | 913.0531 | 0.039751 | 688.4454 | 0.00023861 | 907.68 | -0.011275 | 686.8586 | 0 | 907.68 | 0.011523 | 907.68 | 0.013976 | 688.4454 | 0.00021156 | 688.4454 | 0.00021686 | 686.8586 | 0.047242 | 913.0531 | 0.016319 | 1017.5052 | 0.025461 | 913.0531 | -0.0079195 | 1017.5747 | 0.00032174 | 1017.5052 | 0.046313 | 688.4454 | 2.6382e-06
| 686.9834 | 0 | 913.2941 | -0.042765 | 686.9834 | 0 | 913.2941 | -0.10691 | 688.5662 | 0 | 913.2941 | -0.097323 | 688.5662 | 0.000483 | 907.92 | -0.012235 | 686.9834 | 0.0099023 | 907.92 | -0.00070865 | 907.92 | -0.0031625 | 688.5662 | 0.0004137 | 688.5662 | 0.00039706 | 686.9834 | 0.026546 | 913.2941 | 0.0090299 | 1017.6738 | 0.030317 | 913.2941 | -0.02983 | 1017.7446 | 0 | 1017.6738 | 0.047567 | 688.5662 | 6.5617e-06
| 687.1082 | 0.013417 | 913.5351 | 0.012087 | 687.1082 | 0.0076196 | 913.5351 | 0.027168 | 688.6869 | 0.00053406 | 913.5351 | 0.050673 | 688.6869 | 0.00024774 | 908.16 | -0.0079165 | 687.1082 | 0.0026258 | 908.16 | -0.0087464 | 908.16 | 0.0043357 | 688.6869 | 0.00020462 | 688.6869 | 0.00019357 | 687.1082 | 0.028345 | 913.5351 | 0.017332 | 1017.8423 | 0.031225 | 913.5351 | -0.020156 | 1017.9146 | 0.00053624 | 1017.8423 | 0.045802 | 688.6869 | 3.9235e-06
| 687.233 | 0 | 913.7762 | -0.0027589 | 687.233 | 0 | 913.7762 | -0.10918 | 688.8076 | 0 | 913.7762 | -0.085955 | 688.8076 | 0.00049492 | 908.4 | -0.010795 | 687.233 | 0.0024794 | 908.4 | 0.0017376 | 908.4 | -0.01265 | 688.8076 | 0.00041634 | 688.8076 | 0.000407 | 687.233 | 0.025646 | 913.7762 | -0.0051189 | 1018.0109 | 0.021376 | 913.7762 | -0.033232 | 1018.0845 | 0 | 1018.0109 | 0.046081 | 688.8076 | 1.0553e-05
| 687.3578 | 0.0063351 | 914.0172 | 0.017386 | 687.3578 | 0.016048 | 914.0172 | 0.0447 | 688.9283 | 0.00082547 | 914.0172 | 0.056673 | 688.9283 | 0.00025035 | 908.64 | -0.0040782 | 687.3578 | 0.0083038 | 908.64 | 0.0031355 | 908.64 | 0.007243 | 688.9283 | 0.00021255 | 688.9283 | 0.0002369 | 687.3578 | 0.053991 | 914.0172 | 0.011592 | 1018.1795 | 0.033267 | 914.0172 | 0.0078644 | 1018.2545 | 0.0007506 | 1018.1795 | 0.044269 | 688.9283 | 6.5617e-06
| 687.4826 | 0 | 914.2583 | -0.020504 | 687.4826 | 0 | 914.2583 | -0.1673 | 689.0491 | 0 | 914.2583 | -0.083052 | 689.0491 | 0.00045972 | 908.88 | 0.010315 | 687.4826 | 0.001849 | 908.88 | 0.00092222 | 908.88 | 0.00035706 | 689.0491 | 0.00043533 | 689.0491 | 0.00042361 | 687.4826 | 0.021464 | 914.2583 | -0.02033 | 1018.3481 | 0.025688 | 914.2583 | -0.010026 | 1018.4244 | 0 | 1018.3481 | 0.045152 | 689.0491 | 1.1229e-05
| 687.6074 | 0.0039686 | 914.4993 | 0.00054432 | 687.6074 | 0.025315 | 914.4993 | 0.011603 | 689.1698 | 0.00053406 | 914.4993 | 0.048192 | 689.1698 | 0.0002103 | 909.12 | -0.04294 | 687.6074 | 0 | 909.12 | 0.0044169 | 909.12 | -0.0077534 | 689.1698 | 0.00022312 | 689.1698 | 0.00021018 | 687.6074 | 0.038019 | 914.4993 | 0.019541 | 1018.5166 | 0.027866 | 914.4993 | 0.054877 | 1018.5944 | 0.00053624 | 1018.5166 | 0.043387 | 689.1698 | 4.6e-06
| 687.7322 | 0 | 914.7404 | -0.017789 | 687.7322 | 0 | 914.7404 | -0.12498 | 689.2905 | 0 | 914.7404 | -0.091785 | 689.2905 | 0.00047741 | 909.36 | 0.0050378 | 687.7322 | 0 | 909.36 | 0.00022327 | 909.36 | 0.0047948 | 689.2905 | 0.00042526 | 689.2905 | 0.00036024 | 687.7322 | 0.024071 | 914.7404 | -0.0084993 | 1018.6852 | 0.021286 | 914.7404 | 0.0048839 | 1018.7643 | 0 | 1018.6852 | 0.045012 | 689.2905 | 1.5829e-05
| 687.8571 | 0.016381 | 914.9815 | -0.0013498 | 687.8571 | 0.012609 | 914.9815 | 0.038475 | 689.4113 | 0.00082547 | 914.9815 | 0.036292 | 689.4113 | 0.00026804 | 909.6 | 0.025189 | 687.8571 | 0.0050178 | 909.6 | -0.0051353 | 909.6 | -0.014945 | 689.4113 | 0.00020264 | 689.4113 | 0.00017352 | 687.8571 | 0.044768 | 914.9815 | 0.02101 | 1018.8538 | 0.030907 | 914.9815 | 0.014492 | 1018.9343 | 0.00053624 | 1018.8538 | 0.043712 | 689.4113 | 1.1229e-05
| 687.9819 | 0 | 915.2225 | 0.0028249 | 687.9819 | 0 | 915.2225 | -0.076341 | 689.532 | 0 | 915.2225 | -0.072598 | 689.532 | 0.00051355 | 909.84 | 0.0059973 | 687.9819 | 0.010302 | 909.84 | 0.00068922 | 909.84 | -0.0037746 | 689.532 | 0.00040957 | 689.532 | 0.00038524 | 687.9819 | 0 | 915.2225 | -0.011915 | 1019.0224 | 0.022965 | 915.2225 | 0.0012573 | 1019.1042 | 0 | 1019.0224 | 0.045105 | 689.532 | 1.3191e-05
| 688.1068 | 0.00056695 | 915.4636 | 0.009727 | 688.1068 | 0.017099 | 915.4636 | 0.045112 | 689.6527 | 0.0011167 | 915.4636 | 0.048131 | 689.6527 | 0.00024681 | 910.08 | 0.019431 | 688.1068 | 0.0062611 | 910.08 | -0.0039703 | 910.08 | -0.00056109 | 689.6527 | 0.00020759 | 689.6527 | 0.00021515 | 688.1068 | 0.039594 | 915.4636 | 0.019032 | 1019.191 | 0.029046 | 915.4636 | 0.02188 | 1019.2742 | 0.00053624 | 1019.191 | 0.043387 | 689.6527 | 1.9618e-06
| 688.2316 | 0 | 915.7047 | -0.0334 | 688.2316 | 0 | 915.7047 | -0.16816 | 689.7735 | 0 | 915.7047 | -0.092472 | 689.7735 | 0.00047965 | 910.32 | -0.037183 | 688.2316 | 0.0048846 | 910.32 | -0.0056011 | 910.32 | -0.0013262 | 689.7735 | 0.00043186 | 689.7735 | 0.00037856 | 688.2316 | 0.0062632 | 915.7047 | -0.0063729 | 1019.3595 | 0.026732 | 915.7047 | 0.01738 | 1019.4441 | 0 | 1019.3595 | 0.044409 | 689.7735 | 4.6e-06
| 688.3565 | 0.0036729 | 915.9458 | 0.0029597 | 688.3565 | 0.00082819 | 915.9458 | 0.021629 | 689.8942 | 0.00024284 | 915.9458 | 0.043687 | 689.8942 | 0.00023377 | 910.56 | 0.037664 | 688.3565 | 0.015497 | 910.56 | -0.0035044 | 910.56 | 0.0018873 | 689.8942 | 0.00022609 | 689.8942 | 0.00016684 | 688.3565 | 0.037569 | 915.9458 | 0.03309 | 1019.5281 | 0.024916 | 915.9458 | 0.031477 | 1019.6141 | 0.00053624 | 1019.5281 | 0.042132 | 689.8942 | 2.6382e-06
| 688.4814 | 0 | 916.1869 | -0.035921 | 688.4814 | 0 | 916.1869 | -0.15868 | 690.015 | 0 | 916.1869 | -0.10156 | 690.015 | 0.00046307 | 910.8 | -0.0002399 | 688.4814 | 0.0097691 | 910.8 | 0.0013882 | 910.8 | -0.011732 | 690.015 | 0.00044607 | 690.015 | 0.00038696 | 688.4814 | 0.01513 | 916.1869 | -0.00071891 | 1019.6967 | 0.020968 | 916.1869 | 0.021013 | 1019.784 | 0 | 1019.6967 | 0.043154 | 690.015 | 1.1229e-05
| 688.6063 | 0.012841 | 916.428 | -0.024298 | 688.6063 | 0.0086135 | 916.428 | 0.04278 | 690.1357 | 0.00024284 | 916.428 | 0.029993 | 690.1357 | 0.00023023 | 911.05 | 0.0016793 | 688.6063 | 0.0055062 | 911.05 | 0.0065138 | 911.05 | -0.0086717 | 690.1357 | 0.00022262 | 690.1357 | 0.00022354 | 688.6063 | 0.027446 | 916.428 | -0.0057708 | 1019.8653 | 0.021467 | 916.428 | 0.0017971 | 1019.954 | 0.0007506 | 1019.8653 | 0.041807 | 690.1357 | 8.5911e-06
| 688.7313 | 0 | 916.6692 | -0.014116 | 688.7313 | 0 | 916.6692 | -0.19267 | 690.2564 | 0 | 916.6692 | -0.071232 | 690.2564 | 0.00046233 | 911.29 | 0.015593 | 688.7313 | 0 | 911.29 | 0.01129 | 911.29 | 0.00020403 | 690.2564 | 0.00044937 | 690.2564 | 0.00038696 | 688.7313 | 0.0071077 | 916.6692 | 0.0057897 | 1020.0338 | 0.025052 | 916.6692 | -0.027783 | 1020.124 | 0 | 1020.0338 | 0.043061 | 690.2564 | 2.5706e-05
| 688.8562 | 0.0121 | 916.9103 | 0.0018981 | 688.8562 | 0.0092761 | 916.9103 | 0.068327 | 690.3772 | 0.00082547 | 916.9103 | 0.041483 | 690.3772 | 0.00023414 | 911.53 | 0.02135 | 688.8562 | 0.003256 | 911.53 | 0.0046498 | 911.53 | 0.0044887 | 690.3772 | 0.00023022 | 690.3772 | 0.00016684 | 688.8562 | 0.046343 | 916.9103 | 0.0052504 | 1020.2024 | 0.027049 | 916.9103 | 0.017405 | 1020.2939 | 0.0011796 | 1020.2024 | 0.040599 | 690.3772 | 1.7115e-05
| 688.9811 | 0 | 917.1514 | -0.024428 | 688.9811 | 0 | 917.1514 | -0.13278 | 690.4979 | 0.00024284 | 917.1514 | -0.085073 | 690.4979 | 0.00048058 | 911.77 | -0.0098357 | 688.9811 | 0.0012187 | 911.77 | -0.0059506 | 911.77 | -0.0098958 | 690.4979 | 0.00045532 | 690.4979 | 0.00034019 | 688.9811 | 0 | 917.1514 | -0.012113 | 1020.371 | 0.026732 | 917.1514 | 0.0031165 | 1020.4639 | 0 | 1020.371 | 0.040181 | 690.4979 | 4.0182e-05
| 689.106 | 0.0060393 | 917.3925 | 0.025667 | 689.106 | 0.013374 | 917.3925 | 0.024397 | 690.6187 | 0.00053406 | 917.3925 | 0.052792 | 690.6187 | 0.00024849 | 912.01 | 0.010315 | 689.106 | 0.0080373 | 912.01 | -0.0037373 | 912.01 | -0.010049 | 690.6187 | 0.00022923 | 690.6187 | 0.00017678 | 689.106 | 0.039144 | 917.3925 | 0.029128 | 1020.5396 | 0.034719 | 917.3925 | 0.036691 | 1020.6339 | 0.00032174 | 1020.5396 | 0.039113 | 690.6187 | 2.3067e-05
| 689.231 | 0 | 917.6337 | -0.030269 | 689.231 | 0 | 917.6337 | -0.2307 | 690.7394 | 0 | 917.6337 | -0.10524 | 690.7394 | 0.00047015 | 912.25 | -0.020391 | 689.231 | 0.001849 | 912.25 | 0.00022327 | 912.25 | 0.011834 | 690.7394 | 0.00043599 | 690.7394 | 0.00033523 | 689.231 | 0 | 917.6337 | -0.0056254 | 1020.7082 | 0.030862 | 917.6337 | -0.019762 | 1020.8038 | 0 | 1020.7082 | 0.040228 | 690.7394 | 3.2267e-05
| 689.356 | 0.0032291 | 917.8748 | -0.019955 | 689.356 | 0.01901 | 917.8748 | 0.021527 | 690.8602 | 0.00053406 | 917.8748 | 0.035414 | 690.8602 | 0.00022427 | 912.49 | -0.0055175 | 689.356 | 0.0091919 | 912.49 | -0.0014076 | 912.49 | 0.0011222 | 690.8602 | 0.00021106 | 690.8602 | 0.00016187 | 689.356 | 0.048817 | 917.8748 | 0.0029845 | 1020.8767 | 0.037443 | 917.8748 | -0.031663 | 1020.9738 | 0.0009651 | 1020.8767 | 0.040228 | 690.8602 | 9.1999e-06
| 689.481 | 0 | 918.116 | -0.030104 | 689.481 | 0 | 918.116 | -0.14526 | 690.9809 | 0 | 918.116 | -0.11039 | 690.9809 | 0.00046046 | 912.73 | -0.019431 | 689.481 | 0.0058615 | 912.73 | 0.0039509 | 912.73 | 0.0073959 | 690.9809 | 0.00042988 | 690.9809 | 0.00031519 | 689.481 | 0.018508 | 918.116 | -0.016838 | 1021.0453 | 0.029999 | 918.116 | -0.023619 | 1021.1438 | 0 | 1021.0453 | 0.041296 | 690.9809 | 2.0429e-05
| 689.6059 | 0.010454 | 918.3571 | 0.030979 | 689.6059 | 0.0056319 | 918.3571 | 0.020453 | 691.1017 | 0.00082547 | 918.3571 | 0.055232 | 691.1017 | 0.00023843 | 912.97 | -0.017512 | 689.6059 | 0.01159 | 912.97 | -0.0014076 | 912.97 | 0.011069 | 691.1017 | 0.00022345 | 691.1017 | 0.00015674 | 689.6059 | 0.018553 | 918.3571 | 0.0088532 | 1021.2139 | 0.0236 | 918.3571 | 0.021737 | 1021.3138 | 0.00053624 | 1021.2139 | 0.040088 | 691.1017 | 1.1229e-05
| 689.7309 | 0 | 918.5983 | -0.03546 | 689.7309 | 0 | 918.5983 | -0.1821 | 691.2224 | 0 | 918.5983 | -0.096586 | 691.2224 | 0.00048226 | 913.21 | -0.019911 | 689.7309 | 0.0096803 | 913.21 | -0.01096 | 913.21 | -0.007141 | 691.2224 | 0.00043979 | 691.2224 | 0.00040032 | 689.7309 | 0 | 918.5983 | 0.004312 | 1021.3825 | 0.022965 | 918.5983 | -0.028491 | 1021.4837 | 0 | 1021.3825 | 0.040878 | 691.2224 | 1.9076e-05
| 689.8559 | 0 | 918.8395 | -0.014014 | 689.8559 | 0.0084479 | 918.8395 | 0.1291 | 691.3432 | 0.00082547 | 918.8395 | 0.047501 | 691.3432 | 0.00024718 | 913.45 | 0.0002399 | 689.8559 | 0.0065275 | 913.45 | -0.0021065 | 913.45 | 0.0018873 | 691.3432 | 0.00021882 | 691.3432 | 0.00024684 | 689.8559 | 0.039594 | 918.8395 | 0.012832 | 1021.5511 | 0.021376 | 918.8395 | 0.0032449 | 1021.6537 | 0.0007506 | 1021.5511 | 0.039159 | 691.3432 | 7.9146e-06
| 689.981 | 0 | 919.0806 | -0.027168 | 689.981 | 0 | 919.0806 | -0.23565 | 691.4639 | 0 | 919.0806 | -0.080836 | 691.4639 | 0.00050442 | 913.69 | -0.015593 | 689.981 | 0.0012187 | 913.69 | -0.00094161 | 913.69 | -0.010661 | 691.4639 | 0.00042493 | 691.4639 | 0.00041693 | 689.981 | 0 | 919.0806 | -0.0057823 | 1021.7196 | 0.036217 | 919.0806 | -0.030222 | 1021.8237 | 0 | 1021.7196 | 0.040599 | 691.4639 | 3.1591e-05
| 690.106 | 0.013911 | 919.3218 | 0.0065564 | 690.106 | 0.017099 | 919.3218 | -0.023253 | 691.5847 | 0.00053406 | 919.3218 | 0.051495 | 691.5847 | 0.00026246 | 913.93 | 0.015593 | 690.106 | 0.0030039 | 913.93 | -0.0036209 | 913.93 | 0.0020403 | 691.5847 | 0.00020726 | 691.5847 | 0.00017352 | 690.106 | 0.02902 | 919.3218 | -0.037743 | 1021.8882 | 0.028592 | 919.3218 | -0.0028839 | 1021.9937 | 0.00053624 | 1021.8882 | 0.038927 | 691.5847 | 2.3744e-05
| 690.231 | 0 | 919.563 | -0.0030149 | 690.231 | 0 | 919.563 | -0.17169 | 691.7055 | 0 | 919.563 | -0.088678 | 691.7055 | 0.00051746 | 914.18 | 0.0079165 | 690.231 | 0.0071492 | 914.18 | -0.0049022 | 914.18 | -0.0074475 | 691.7055 | 0.00040594 | 691.7055 | 0.00037702 | 690.231 | 0.0079522 | 919.563 | -0.018946 | 1022.0568 | 0.024735 | 919.563 | 0.027957 | 1022.1637 | 0 | 1022.0568 | 0.039856 | 691.7055 | 3.0306e-05
| 690.3561 | 0.0060393 | 919.8042 | -0.00053533 | 690.3561 | 0.012227 | 919.8042 | 0.063117 | 691.8262 | 0.00053406 | 919.8042 | 0.045967 | 691.8262 | 0.00025929 | 914.42 | 0.0040782 | 690.3561 | 0.0024997 | 914.42 | -0.00094161 | 914.42 | 0.012905 | 691.8262 | 0.0001995 | 691.8262 | 0.0002035 | 690.3561 | 0.026096 | 919.8042 | 0.0020416 | 1022.2254 | 0.030226 | 919.8042 | 0.014275 | 1022.3337 | 0.00053624 | 1022.2254 | 0.038463 | 691.8262 | 6.5617e-06
| 690.4811 | 0 | 920.0454 | -0.022969 | 690.4811 | 0 | 920.0454 | -0.094422 | 691.947 | 0 | 920.0454 | -0.076958 | 691.947 | 0.00051877 | 914.66 | 0.0040782 | 690.4811 | 0.0052398 | 914.66 | 0.003019 | 914.66 | 0.0084671 | 691.947 | 0.00042096 | 691.947 | 0.00038696 | 690.4811 | 0 | 920.0454 | -0.0046174 | 1022.394 | 0.029772 | 920.0454 | 0.00024923 | 1022.5036 | 0 | 1022.394 | 0.039438 | 691.947 | 9.1999e-06
| 690.6062 | 0.0045602 | 920.2866 | 0.0041426 | 690.6062 | 0.015762 | 920.2866 | 0.088222 | 692.0677 | 0.00082547 | 920.2866 | 0.046744 | 692.0677 | 0.00026544 | 914.9 | 0.002159 | 690.6062 | 0.0040121 | 914.9 | -0.0050185 | 914.9 | -0.0054579 | 692.0677 | 0.00022229 | 692.0677 | 0.00018346 | 690.6062 | 0.028345 | 920.2866 | 0.02553 | 1022.5625 | 0.034084 | 920.2866 | 0.035244 | 1022.6736 | 0.0007506 | 1022.5625 | 0.038045 | 692.0677 | 2.6382e-06
| 690.7313 | 0 | 920.5278 | -0.015065 | 690.7313 | 0 | 920.5278 | -0.13072 | 692.1885 | 0 | 920.5278 | -0.097469 | 692.1885 | 0.00052175 | 915.14 | 0.0088761 | 690.7313 | 0.013055 | 915.14 | 0.0020871 | 915.14 | -0.0051518 | 692.1885 | 0.00043104 | 692.1885 | 0.00035698 | 690.7313 | 0 | 920.5278 | -0.027156 | 1022.7311 | 0.024962 | 920.5278 | 0.0043442 | 1022.8436 | 0 | 1022.7311 | 0.038927 | 692.1885 | 2.5029e-05
| 690.8564 | 0.0045602 | 920.769 | -0.010551 | 690.8564 | 0.0024847 | 920.769 | -0.039445 | 692.3093 | 0.00082547 | 920.769 | 0.028271 | 692.3093 | 0.00026059 | 915.38 | 0.00071969 | 690.8564 | 0.010568 | 915.38 | 0.0090765 | 915.38 | 0.014129 | 692.3093 | 0.00021073 | 692.3093 | 0.00017352 | 690.8564 | 0.0016866 | 920.769 | -0.014466 | 1022.8997 | 0.026959 | 920.769 | 0.031426 | 1023.0136 | 0.0007506 | 1022.8997 | 0.037766 | 692.3093 | 2.2391e-05
| 690.9815 | 0 | 921.0103 | -0.022512 | 690.9815 | 0 | 921.0103 | -0.13282 | 692.43 | 0 | 921.0103 | -0.092983 | 692.43 | 0.0004979 | 915.62 | -0.034785 | 690.9815 | 0.0096803 | 915.62 | -0.0063001 | 915.62 | -0.0077534 | 692.43 | 0.0004094 | 692.43 | 0.00036692 | 690.9815 | 0 | 921.0103 | -0.0030704 | 1023.0683 | 0.02714 | 921.0103 | 0.00699 | 1023.1836 | 0 | 1023.0683 | 0.03823 | 692.43 | 3.4229e-05
| 691.1066 | 0.0081099 | 921.2515 | -0.012903 | 691.1066 | 0.0077853 | 921.2515 | 0.055863 | 692.5508 | 0.00082547 | 921.2515 | 0.052605 | 692.5508 | 0.00024159 | 915.86 | 0.0093559 | 691.1066 | 0.01008 | 915.86 | -0.0031549 | 915.86 | 0.0012752 | 692.5508 | 0.00019983 | 692.5508 | 0.00019357 | 691.1066 | 0.021083 | 921.2515 | 0.013425 | 1023.2369 | 0.027458 | 921.2515 | 0.026849 | 1023.3536 | 0.0007506 | 1023.2369 | 0.036001 | 692.5508 | 1.1838e-05
| 691.2317 | 0 | 921.4927 | -0.01532 | 691.2317 | 0 | 921.4927 | -0.22509 | 692.6716 | 0 | 921.4927 | -0.10852 | 692.6716 | 0.00045786 | 916.1 | -0.024709 | 691.2317 | 0.00374 | 916.1 | -0.0054848 | 916.1 | -0.0019383 | 692.6716 | 0.00042476 | 692.6716 | 0.00039706 | 691.2317 | 0 | 921.4927 | -0.02476 | 1023.4054 | 0.024009 | 921.4927 | 0.0080497 | 1023.5236 | 0 | 1023.4054 | 0.037023 | 692.6716 | 3.362e-05
| 691.3569 | 0.0054477 | 921.734 | 0.010123 | 691.3569 | 0.020347 | 921.734 | -0.03641 | 692.7923 | 0.00053406 | 921.734 | 0.055573 | 692.7923 | 0.00021868 | 916.34 | 0.0002399 | 691.3569 | 0.00086122 | 916.34 | -0.010377 | 916.34 | 0.0028055 | 692.7923 | 0.00022691 | 692.7923 | 0.0002035 | 691.3569 | 0.037119 | 921.734 | 0.022611 | 1023.574 | 0.030544 | 921.734 | 0.047591 | 1023.6936 | 0.0007506 | 1023.574 | 0.036233 | 692.7923 | 2.1715e-05
| 691.482 | 0 | 921.9752 | -0.033615 | 691.482 | 0 | 921.9752 | -0.19325 | 692.9131 | 0 | 921.9752 | -0.079588 | 692.9131 | 0.0004519 | 916.58 | -0.014154 | 691.482 | 0.0029836 | 916.58 | -0.00059213 | 916.58 | 0.011681 | 692.9131 | 0.00044177 | 692.9131 | 0.00037702 | 691.482 | 0 | 921.9752 | -0.0028295 | 1023.7426 | 0.026822 | 921.9752 | -0.029882 | 1023.8636 | 0 | 1023.7426 | 0.038091 | 692.9131 | 3.822e-05
| 691.6071 | 0.0013064 | 922.2165 | -0.010171 | 691.6071 | 0.015284 | 922.2165 | 0.0056724 | 693.0339 | 0.0011167 | 922.2165 | 0.043998 | 693.0339 | 0.00023601 | 916.83 | -0.0098357 | 691.6071 | 0.0022476 | 916.83 | -0.006999 | 916.83 | 5.1009e-05 | 693.0339 | 0.00021618 | 693.0339 | 0.00017352 | 691.6071 | 0.021927 | 922.2165 | 0.009048 | 1023.9112 | 0.030816 | 922.2165 | 0.0048276 | 1024.0336 | 0.0007506 | 1023.9112 | 0.037162 | 693.0339 | 1.6438e-05
| 691.7323 | 0 | 922.4577 | -0.015022 | 691.7323 | 0 | 922.4577 | -0.10716 | 693.1547 | 0 | 922.4577 | -0.10124 | 693.1547 | 0.00045357 | 917.07 | -0.027109 | 691.7323 | 0.0042442 | 917.07 | 0.0019706 | 917.07 | 0.0014282 | 693.1547 | 0.0004279 | 693.1547 | 0.00037702 | 691.7323 | 0 | 922.4577 | -0.015625 | 1024.0798 | 0.024508 | 922.4577 | -0.022277 | 1024.2036 | 0 | 1024.0798 | 0.03837 | 693.1547 | 2.0429e-05
| 691.8575 | 0.0047082 | 922.699 | -0.019186 | 691.8575 | 0.020825 | 922.699 | -0.033069 | 693.2754 | 0.00024284 | 922.699 | 0.037845 | 693.2754 | 0.00022204 | 917.31 | 0.0088761 | 691.8575 | 0.0095471 | 917.31 | -0.0001262 | 917.31 | -0.00040807 | 693.2754 | 0.00021387 | 693.2754 | 0.0002035 | 691.8575 | 0.03172 | 922.699 | -0.018907 | 1024.2484 | 0.026596 | 922.699 | 0.0099801 | 1024.3736 | 0.0007506 | 1024.2484 | 0.037627 | 693.2754 | 3.9235e-06
| 691.9827 | 0 | 922.9403 | -0.028817 | 691.9827 | 0 | 922.9403 | -0.15104 | 693.3962 | 0 | 922.9403 | -0.091565 | 693.3962 | 0.00045022 | 917.55 | 0.0079165 | 691.9827 | 0.0036139 | 917.55 | -0.0046693 | 917.55 | -0.0097429 | 693.3962 | 0.00042229 | 693.3962 | 0.00043698 | 691.9827 | 0 | 922.9403 | -0.0019287 | 1024.4169 | 0.042526 | 922.9403 | -0.027906 | 1024.5437 | 0 | 1024.4169 | 0.038648 | 693.3962 | 2.5706e-05
| 692.1079 | 0.0026375 | 923.1816 | 0.0034234 | 692.1079 | 0.015762 | 923.1816 | 0.067221 | 693.517 | 0.0011167 | 923.1816 | 0.064188 | 693.517 | 0.00023209 | 917.79 | 0.030466 | 692.1079 | 0.0080373 | 917.79 | -0.00047565 | 917.79 | 0.0043357 | 693.517 | 0.00021255 | 693.517 | 0.00023348 | 692.1079 | 0.040494 | 923.1816 | 0.0070313 | 1024.5855 | 0.030816 | 923.1816 | 0.03689 | 1024.7137 | 0.0007506 | 1024.5855 | 0.037208 | 693.517 | 2.1715e-05
| 692.2331 | 0 | 923.4228 | -0.020766 | 692.2331 | 0 | 923.4228 | -0.2226 | 693.6378 | 0 | 923.4228 | -0.087429 | 693.6378 | 0.00045748 | 918.03 | 0.0011995 | 692.2331 | 0 | 918.03 | -0.0044363 | 918.03 | -0.0048458 | 693.6378 | 0.00042229 | 693.6378 | 0.00038696 | 692.2331 | 0 | 923.4228 | -0.0053504 | 1024.7541 | 0.032132 | 923.4228 | -0.012866 | 1024.8837 | 0 | 1024.7541 | 0.037673 | 693.6378 | 3.7544e-05
| 692.3583 | 0.0072224 | 923.6641 | -0.0005344 | 692.3583 | 0.0097437 | 923.6641 | 0.031589 | 693.7586 | 0.0011167 | 923.6641 | 0.048141 | 693.7586 | 0.000228 | 918.27 | 0.014634 | 692.3583 | 0.0016175 | 918.27 | -0.0050185 | 918.27 | 0.00066312 | 693.7586 | 0.00021387 | 693.7586 | 0.00015348 | 692.3583 | 0.019397 | 923.6641 | -0.011614 | 1024.9227 | 0.028093 | 923.6641 | 0.0090295 | 1025.0537 | 0.00032174 | 1024.9227 | 0.036697 | 693.7586 | 1.5829e-05
| 692.4835 | 0 | 923.9054 | -0.011064 | 692.4835 | 0 | 923.9054 | -0.17073 | 693.8793 | 0 | 923.9054 | -0.10675 | 693.8793 | 0.00045581 | 918.51 | -0.022789 | 692.4835 | 0 | 918.51 | -0.0051353 | 918.51 | -0.0049988 | 693.8793 | 0.00044458 | 693.8793 | 0.00029686 | 692.4835 | 0 | 923.9054 | -0.014123 | 1025.0913 | 0.027276 | 923.9054 | -0.0059869 | 1025.2237 | 0 | 1025.0913 | 0.037859 | 693.8793 | 2.5029e-05
| 692.6087 | 0.013911 | 924.1467 | -0.0089995 | 692.6087 | 0.017863 | 924.1467 | -0.038511 | 694.0001 | 0.00053406 | 924.1467 | 0.061806 | 694.0001 | 0.00022893 | 918.75 | -0.014154 | 692.6087 | 0.0062611 | 918.75 | 0.0049991 | 918.75 | -0.0022444 | 694.0001 | 0.00023385 | 694.0001 | 0.00014337 | 692.6087 | 0.019397 | 924.1467 | 0.010077 | 1025.2598 | 0.030408 | 924.1467 | 0.014265 | 1025.3937 | 0.0009651 | 1025.2598 | 0.036651 | 694.0001 | 9.1999e-06
| 692.734 | 0 | 924.388 | -0.027984 | 692.734 | 0 | 924.388 | -0.0856 | 694.1209 | 0 | 924.388 | -0.099673 | 694.1209 | 0.00046829 | 918.99 | -0.0011995 | 692.734 | 0.0047513 | 918.99 | -0.0061837 | 918.99 | 0.0021933 | 694.1209 | 0.00043599 | 694.1209 | 0.0003169 | 692.734 | 0.0011963 | 924.388 | -0.030425 | 1025.4284 | 0.021376 | 924.388 | 0.0064508 | 1025.5637 | 0 | 1025.4284 | 0.036976 | 694.1209 | 1.5153e-05
| 692.8593 | 0.013747 | 924.6294 | -0.0029937 | 692.8593 | 0.021398 | 924.6294 | -0.043387 | 694.2417 | 0.00053406 | 924.6294 | 0.030301 | 694.2417 | 0.00023973 | 919.23 | -0.0088761 | 692.8593 | 0.01008 | 919.23 | 0.0026695 | 919.23 | 0.0080083 | 694.2417 | 0.0002033 | 694.2417 | 0.00017352 | 692.8593 | 0 | 924.6294 | 0.016372 | 1025.597 | 0.034402 | 924.6294 | -0.0045431 | 1025.7338 | 0.00053624 | 1025.597 | 0.036001 | 694.2417 | 5.9529e-06
| 692.9845 | 0 | 924.8707 | -0.025327 | 692.9845 | 0 | 924.8707 | -0.15372 | 694.3625 | 0 | 924.8707 | -0.080583 | 694.3625 | 0.00048431 | 919.48 | -0.004558 | 692.9845 | 0.0097691 | 919.48 | 0.00080569 | 919.48 | -0.0013262 | 694.3625 | 0.00042262 | 694.3625 | 0.00037702 | 692.9845 | 0 | 924.8707 | -0.020198 | 1025.7656 | 0.037987 | 924.8707 | -0.013429 | 1025.9038 | 0 | 1025.7656 | 0.037255 | 694.3625 | 2.6991e-05
| 693.1098 | 0.0057434 | 925.112 | -0.010346 | 693.1098 | 0.012227 | 925.112 | 0.012944 | 694.4833 | 0.00024284 | 925.112 | 0.050405 | 694.4833 | 0.00024644 | 919.72 | 0.027109 | 693.1098 | 0.0085702 | 919.72 | -0.0033879 | 919.72 | -0.0085181 | 694.4833 | 0.00021998 | 694.4833 | 0.0002035 | 693.1098 | 0.027896 | 925.112 | 0.00072333 | 1025.9342 | 0.026006 | 925.112 | 0.027448 | 1026.0738 | 0.00053624 | 1025.9342 | 0.035676 | 694.4833 | 2.1106e-05
| 693.2351 | 0 | 925.3533 | -0.039031 | 693.2351 | 0 | 925.3533 | -0.20373 | 694.6041 | 0 | 925.3533 | -0.08395 | 694.6041 | 0.0004871 | 919.96 | -0.018472 | 693.2351 | 0.0062611 | 919.96 | -0.0023395 | 919.96 | -0.0091305 | 694.6041 | 0.00042675 | 694.6041 | 0.00042704 | 693.2351 | 0 | 925.3533 | 0.00021582 | 1026.1028 | 0.03599 | 925.3533 | -0.043288 | 1026.2438 | 0 | 1026.1028 | 0.036837 | 694.6041 | 3.8897e-05
| 693.3604 | 0.0083961 | 925.5947 | -8.7244e-05 | 693.3604 | 0.0024847 | 925.5947 | 0.028647 | 694.7248 | 0.00082547 | 925.5947 | 0.052644 | 694.7248 | 0.00024364 | 920.2 | -0.002159 | 693.3604 | 0.0048846 | 920.2 | -0.0040868 | 920.2 | -0.0066822 | 694.7248 | 0.00020759 | 694.7248 | 0.00022354 | 693.3604 | 0.016867 | 925.5947 | -0.019556 | 1026.2713 | 0.032223 | 925.5947 | 0.016869 | 1026.4139 | 0.00010725 | 1026.2713 | 0.034886 | 694.7248 | 1.7791e-05
| 693.4857 | 0 | 925.836 | -0.026947 | 693.4857 | 0 | 925.836 | -0.16445 | 694.8456 | 0 | 925.836 | -0.088742 | 694.8456 | 0.00046102 | 920.44 | -0.0040782 | 693.4857 | 0.010302 | 920.44 | -0.0016406 | 920.44 | -0.0023974 | 694.8456 | 0.00041139 | 694.8456 | 0.00043698 | 693.4857 | 0 | 925.836 | -0.033594 | 1026.4399 | 0.044749 | 925.836 | -0.015973 | 1026.5839 | 0 | 1026.4399 | 0.036326 | 694.8456 | 3.362e-05
| 693.611 | 0.007814 | 926.0774 | 0.016217 | 693.611 | 0.01624 | 926.0774 | 0.0010789 | 694.9664 | 0.0011167 | 926.0774 | 0.066294 | 694.9664 | 0.00022129 | 920.68 | 0.0002399 | 693.611 | 0.0074157 | 920.68 | 0.0024366 | 920.68 | 0.0054069 | 694.9664 | 0.00020908 | 694.9664 | 0.00021343 | 693.611 | 0.03037 | 926.0774 | 0.020659 | 1026.6085 | 0.027776 | 926.0774 | 0.032352 | 1026.7539 | 0.00053624 | 1026.6085 | 0.035536 | 694.9664 | 1.5829e-05
| 693.7364 | 0 | 926.3187 | -0.017498 | 693.7364 | 0 | 926.3187 | -0.12059 | 695.0872 | 0 | 926.3187 | -0.076153 | 695.0872 | 0.00042619 | 920.92 | 0.002159 | 693.7364 | 0.010568 | 920.92 | -0.0001262 | 920.92 | -0.0045398 | 695.0872 | 0.00042641 | 695.0872 | 0.00043698 | 693.7364 | 0 | 926.3187 | -0.0016779 | 1026.7771 | 0.020922 | 926.3187 | 0.030722 | 1026.924 | 0 | 1026.7771 | 0.037023 | 695.0872 | 2.3744e-05
| 693.8617 | 0.011359 | 926.5601 | -0.023418 | 693.8617 | 0.012896 | 926.5601 | 0.021007 | 695.208 | 0.00053406 | 926.5601 | 0.051845 | 695.208 | 0.00020937 | 921.16 | 0.012714 | 693.8617 | 0.0059059 | 921.16 | 0.0061643 | 921.16 | -0.0027035 | 695.208 | 0.00022312 | 695.208 | 0.00022354 | 693.8617 | 0.042968 | 926.5601 | 0.015235 | 1026.9457 | 0.026096 | 926.5601 | 0.043673 | 1027.094 | 0.00053624 | 1026.9457 | 0.035536 | 695.208 | 7.9146e-06
| 693.9871 | 0 | 926.8014 | -0.012949 | 693.9871 | 0 | 926.8014 | -0.16328 | 695.3288 | 0 | 926.8014 | -0.10617 | 695.3288 | 0.00044705 | 921.4 | -0.017512 | 693.9871 | 0.0074157 | 921.4 | -0.0047858 | 921.4 | -0.0065293 | 695.3288 | 0.00040676 | 695.3288 | 0.00042036 | 693.9871 | 0 | 926.8014 | -0.011519 | 1027.1143 | 0.026414 | 926.8014 | -0.014675 | 1027.264 | 0 | 1027.1143 | 0.035768 | 695.3288 | 1.8468e-05
| 694.1124 | 0.0093016 | 927.0428 | 0.019022 | 694.1124 | 0.010126 | 927.0428 | 0.066435 | 695.4496 | 0.00082547 | 927.0428 | 0.059526 | 695.4496 | 0.00024234 | 921.64 | 0.0069569 | 694.1124 | 0.006794 | 921.64 | 0.0056981 | 921.64 | 0.011069 | 695.4496 | 0.00019025 | 695.4496 | 0.00021018 | 694.1124 | 0.02024 | 927.0428 | 0.027678 | 1027.2828 | 0.029999 | 927.0428 | 0.02106 | 1027.4341 | 0.00053624 | 1027.2828 | 0.034421 | 695.4496 | 1.0553e-05
| 694.2378 | 0 | 927.2842 | -0.050249 | 694.2378 | 0 | 927.2842 | -0.11281 | 695.5704 | 0 | 927.2842 | -0.07791 | 695.5704 | 0.00047537 | 921.89 | -0.014634 | 694.2378 | 0.00033618 | 921.89 | -0.0010581 | 921.89 | 0.0029585 | 695.5704 | 0.00041601 | 695.5704 | 0.00041368 | 694.2378 | 0 | 927.2842 | -0.018234 | 1027.4514 | 0.0295 | 927.2842 | 0.0074931 | 1027.6041 | 0 | 1027.4514 | 0.036326 | 695.5704 | 3.4229e-05
| 694.3632 | 0.0041166 | 927.5256 | -0.013818 | 694.3632 | 0.011081 | 927.5256 | 0.096352 | 695.6912 | 0.00053406 | 927.5256 | 0.068251 | 695.6912 | 0.00023638 | 922.13 | -0.0040782 | 694.3632 | 0.0060391 | 922.13 | 0.0019706 | 922.13 | 0.0024994 | 695.6912 | 0.00022956 | 695.6912 | 0.00021686 | 694.3632 | 0.02024 | 927.5256 | 0.0023497 | 1027.62 | 0.031996 | 927.5256 | 0.0019119 | 1027.7742 | 0.00053624 | 1027.62 | 0.034979 | 695.6912 | 2.3744e-05
| 694.4886 | 0 | 927.767 | -0.01463 | 694.4886 | 0 | 927.767 | -0.11836 | 695.812 | 0 | 927.767 | -0.068981 | 695.812 | 0.00044668 | 922.37 | -0.017512 | 694.4886 | 0.0067496 | 922.37 | 0.0029025 | 922.37 | -0.0017853 | 695.812 | 0.00042873 | 695.812 | 0.00041693 | 694.4886 | 0 | 927.767 | -0.0034126 | 1027.7886 | 0.036081 | 927.767 | -0.00061677 | 1027.9442 | 0 | 1027.7886 | 0.036047 | 695.812 | 4.4782e-05
| 694.614 | 0.01317 | 928.0084 | -0.022856 | 694.614 | 0.0077853 | 928.0084 | 0.064711 | 695.9328 | 0.0011167 | 928.0084 | 0.047688 | 695.9328 | 0.00021254 | 922.61 | -0.014154 | 694.614 | 0.0090586 | 922.61 | -0.0066496 | 922.61 | 0.0011222 | 695.9328 | 0.00020231 | 695.9328 | 0.00021343 | 694.614 | 0.021083 | 928.0084 | -0.0068279 | 1027.9572 | 0.036399 | 928.0084 | 0.035626 | 1028.1143 | 0.00053624 | 1027.9572 | 0.034235 | 695.9328 | 2.1106e-05
| 694.7394 | 0 | 928.2498 | -0.00061367 | 694.7394 | 0 | 928.2498 | -0.21786 | 696.0536 | 0 | 928.2498 | -0.075048 | 696.0536 | 0.00045711 | 922.85 | -0.041981 | 694.7394 | 0.01119 | 922.85 | -0.0065332 | 922.85 | -0.0048458 | 696.0536 | 0.00041799 | 696.0536 | 0.00039706 | 694.7394 | 0 | 928.2498 | 0.008145 | 1028.1257 | 0.02714 | 928.2498 | -0.0075759 | 1028.2843 | 0 | 1028.1257 | 0.035954 | 696.0536 | 4.1467e-05
| 694.8648 | 0.007814 | 928.4912 | -0.0071833 | 694.8648 | 0.013756 | 928.4912 | 0.074303 | 696.1744 | 0.00053406 | 928.4912 | 0.069097 | 696.1744 | 0.00024588 | 923.09 | -0.025668 | 694.8648 | 0.010302 | 923.09 | 0.0089597 | 923.09 | 0.0069371 | 696.1744 | 0.00021948 | 696.1744 | 0.00018346 | 694.8648 | 0.02947 | 928.4912 | 0.011916 | 1028.2943 | 0.025052 | 928.4912 | 0.026818 | 1028.4544 | 0.00053624 | 1028.2943 | 0.034189 | 696.1744 | 2.0429e-05
| 694.9903 | 0 | 928.7326 | -0.0183 | 694.9903 | 0 | 928.7326 | -0.18769 | 696.2952 | 0 | 928.7326 | -0.11121 | 696.2952 | 0.00049101 | 923.33 | -0.0069569 | 694.9903 | 0.0067496 | 923.33 | -0.0046693 | 923.33 | -0.0022444 | 696.2952 | 0.00042757 | 696.2952 | 0.00039706 | 694.9903 | 0 | 928.7326 | 0.013465 | 1028.4629 | 0.031588 | 928.7326 | 0.0042261 | 1028.6244 | 0 | 1028.4629 | 0.035397 | 696.2952 | 3.6867e-05
| 695.1157 | 0.0045602 | 928.974 | -0.0013492 | 695.1157 | 0.022353 | 928.974 | 0.097813 | 696.416 | 0.00053406 | 928.974 | 0.042951 | 696.416 | 0.00025147 | 923.57 | 0.02183 | 695.1157 | 0.012478 | 923.57 | 0.0074455 | 923.57 | 0.0035706 | 696.416 | 0.00021073 | 696.416 | 0.00021343 | 695.1157 | 0.022721 | 928.974 | 0.044162 | 1028.6315 | 0.026505 | 928.974 | -0.0043297 | 1028.7945 | 0.0007506 | 1028.6315 | 0.033678 | 696.416 | 1.6438e-05
| 695.2412 | 0 | 929.2154 | -0.023795 | 695.2412 | 0 | 929.2154 | -0.16157 | 696.5368 | 0 | 929.2154 | -0.10624 | 696.5368 | 0.00048822 | 923.81 | -0.017512 | 695.2412 | 0.0041182 | 923.81 | -0.0079311 | 923.81 | -0.0054579 | 696.5368 | 0.00040825 | 696.5368 | 0.000407 | 695.2412 | 0.0045744 | 929.2154 | -0.0057947 | 1028.8001 | 0.043161 | 929.2154 | -0.019419 | 1028.9645 | 0 | 1028.8001 | 0.035072 | 696.5368 | 5.9259e-05
| 695.3667 | 0.0081099 | 929.4569 | -0.042223 | 695.3667 | 0.016431 | 929.4569 | -0.0011087 | 696.6577 | 0.00053406 | 929.4569 | 0.055564 | 696.6577 | 0.00024234 | 924.05 | -0.0055175 | 695.3667 | 0.0090586 | 924.05 | -0.0049022 | 924.05 | -0.0079064 | 696.6577 | 0.0002033 | 696.6577 | 0.00019357 | 695.3667 | 0.0037951 | 929.4569 | 0.0056791 | 1028.9687 | 0.034175 | 929.4569 | -0.024978 | 1029.1346 | 0.0009651 | 1028.9687 | 0.03326 | 696.6577 | 4.282e-05
| 695.4921 | 0 | 929.6983 | -0.01009 | 695.4921 | 0 | 929.6983 | -0.095244 | 696.7785 | 0 | 929.6983 | -0.084877 | 696.7785 | 0.00046624 | 924.3 | 0.0069569 | 695.4921 | 0.0043703 | 924.3 | -0.006999 | 924.3 | -0.00086717 | 696.7785 | 0.00039107 | 696.7785 | 0.00041693 | 695.4921 | 0 | 929.6983 | -0.0024939 | 1029.1372 | 0.028229 | 929.6983 | 0.02453 | 1029.3046 | 0 | 1029.1372 | 0.034375 | 696.7785 | 6.2573e-05
| 695.6176 | 0.010454 | 929.9398 | 0.0085068 | 695.6176 | 0.01538 | 929.9398 | 0.03776 | 696.8993 | 0.0011167 | 929.9398 | 0.042097 | 696.8993 | 0.00022986 | 924.54 | 0.0040782 | 695.6176 | 0.007016 | 924.54 | -0.0045528 | 924.54 | -0.0025504 | 696.8993 | 0.00019273 | 696.8993 | 0.00022354 | 695.6176 | 0.018553 | 929.9398 | 0.00042531 | 1029.3058 | 0.034538 | 929.9398 | 0.0039122 | 1029.4747 | 0.0007506 | 1029.3058 | 0.033167 | 696.8993 | 1.9753e-05
| 695.7431 | 0 | 930.1812 | -0.0293 | 695.7431 | 0 | 930.1812 | -0.19367 | 697.0201 | 0 | 930.1812 | -0.1101 | 697.0201 | 0.00045413 | 924.78 | -0.004558 | 695.7431 | 0.010302 | 924.78 | 0.0039509 | 924.78 | -0.00086717 | 697.0201 | 0.00040379 | 697.0201 | 0.00038696 | 695.7431 | 0 | 930.1812 | -0.040281 | 1029.4744 | 0.031497 | 930.1812 | -0.0048961 | 1029.6448 | 0 | 1029.4744 | 0.034746 | 697.0201 | 3.8897e-05
| 695.8686 | 0.0095486 | 930.4227 | -0.0080544 | 695.8686 | 0.020729 | 930.4227 | -0.049253 | 697.1409 | 0.00053406 | 930.4227 | 0.065895 | 697.1409 | 0.00022949 | 925.02 | -0.0035984 | 695.8686 | 0.0090586 | 925.02 | -0.0035044 | 925.02 | -0.0039276 | 697.1409 | 0.00021502 | 697.1409 | 0.00016342 | 695.8686 | 0.0080117 | 930.4227 | 0.0022911 | 1029.643 | 0.026732 | 930.4227 | -0.031453 | 1029.8148 | 0.0009651 | 1029.643 | 0.033864 | 697.1409 | 1.9076e-05
| 695.9942 | 0 | 930.6641 | -0.019676 | 695.9942 | 0 | 930.6641 | -0.15802 | 697.2617 | 0 | 930.6641 | -0.07776 | 697.2617 | 0.00045022 | 925.26 | 0.011755 | 695.9942 | 0.0063943 | 925.26 | -0.0029219 | 925.26 | 0.0017343 | 697.2617 | 0.00041799 | 697.2617 | 0.00033694 | 695.9942 | 0 | 930.6641 | -0.028865 | 1029.8116 | 0.03009 | 930.6641 | 0.01668 | 1029.9849 | 0 | 1029.8116 | 0.035025 | 697.2617 | 4.0182e-05
| 696.1197 | 0 | 930.9056 | -0.0023615 | 696.1197 | 0.015093 | 930.9056 | -0.015575 | 697.3826 | 0.00053406 | 930.9056 | 0.054252 | 697.3826 | 0.00022539 | 925.5 | 0.012235 | 696.1197 | 0.0080373 | 925.5 | -0.00047565 | 925.5 | 0.0031115 | 697.3826 | 0.00020445 | 697.3826 | 0.00018346 | 696.1197 | 0.015602 | 930.9056 | -0.0030986 | 1029.9802 | 0.033358 | 930.9056 | 0.021842 | 1030.155 | 0.00032174 | 1029.9802 | 0.033632 | 697.3826 | 2.1106e-05
| 696.2452 | 0 | 931.1471 | -0.026542 | 696.2452 | 0 | 931.1471 | -0.19502 | 697.5034 | 0 | 931.1471 | -0.10061 | 697.5034 | 0.00047145 | 925.74 | 0.019911 | 696.2452 | 0.0083926 | 925.74 | 0.00080569 | 925.74 | -0.0022444 | 697.5034 | 0.00040825 | 697.5034 | 0.00038696 | 696.2452 | 0 | 931.1471 | -0.022136 | 1030.1488 | 0.032087 | 931.1471 | -0.0097001 | 1030.325 | 0 | 1030.1488 | 0.034189 | 697.5034 | 2.9629e-05
| 696.3708 | 0.0051518 | 931.3885 | -0.0019015 | 696.3708 | 0.014042 | 931.3885 | -0.012184 | 697.6242 | 0.00024284 | 931.3885 | 0.059721 | 697.6242 | 0.0002524 | 925.98 | 0.015113 | 696.3708 | 0.0017435 | 925.98 | 0.0036014 | 925.98 | -0.0082122 | 697.6242 | 0.00020445 | 697.6242 | 0.00021343 | 696.3708 | 0.032845 | 931.3885 | 0.012675 | 1030.3173 | 0.037261 | 931.3885 | 0.058559 | 1030.4951 | 0.00032174 | 1030.3173 | 0.033028 | 697.6242 | 8.5911e-06
| 696.4964 | 0 | 931.63 | -0.0098681 | 696.4964 | 0 | 931.63 | -0.17827 | 697.745 | 0 | 931.63 | -0.093814 | 697.745 | 0.0004735 | 926.22 | -0.017992 | 696.4964 | 0.0075045 | 926.22 | 0.0015046 | 926.22 | 0.0051009 | 697.745 | 0.0004094 | 697.745 | 0.00041693 | 696.4964 | 0 | 931.63 | -0.0048923 | 1030.4859 | 0.026232 | 931.63 | -0.01067 | 1030.6652 | 0 | 1030.4859 | 0.034189 | 697.745 | 3.8897e-05
| 696.6219 | 0.0042645 | 931.8715 | 0.017372 | 696.6219 | 0.0082822 | 931.8715 | 0.021757 | 697.8658 | 0.00082547 | 931.8715 | 0.073861 | 697.8658 | 0.00022297 | 926.47 | -0.02135 | 696.6219 | 0.016385 | 926.47 | 0.0056981 | 926.47 | 0.0028055 | 697.8658 | 0.00020561 | 697.8658 | 0.00021343 | 696.6219 | 0 | 931.8715 | 0.0083875 | 1030.6545 | 0.028729 | 931.8715 | 0.027935 | 1030.8353 | 0.00053624 | 1030.6545 | 0.032981 | 697.8658 | 3.0306e-05
| 696.7475 | 0 | 932.113 | 0.0051434 | 696.7475 | 0 | 932.113 | -0.11523 | 697.9867 | 0 | 932.113 | -0.087819 | 697.9867 | 0.00045581 | 926.71 | -0.0079165 | 696.7475 | 0.013055 | 926.71 | -0.0047858 | 926.71 | -0.013262 | 697.9867 | 0.0003995 | 697.9867 | 0.000407 | 696.7475 | 0 | 932.113 | -0.0053022 | 1030.8231 | 0.033993 | 932.113 | -0.0077988 | 1031.0053 | 0 | 1030.8231 | 0.034328 | 697.9867 | 6.6496e-05
| 696.8731 | 0.0029334 | 932.3545 | 0.00055063 | 696.8731 | 0.01175 | 932.3545 | -0.017799 | 698.1075 | 0.00053406 | 932.3545 | 0.029185 | 698.1075 | 0.00023601 | 926.95 | 0.020872 | 696.8731 | 0.013988 | 926.95 | -0.0036209 | 926.95 | -0.0034686 | 698.1075 | 0.00019422 | 698.1075 | 0.00019357 | 696.8731 | 0 | 932.3545 | 0.0061445 | 1030.9917 | 0.026959 | 932.3545 | 0.01294 | 1031.1754 | 0.00053624 | 1030.9917 | 0.033446 | 698.1075 | 3.6259e-05
| 696.9987 | 0 | 932.596 | -0.025959 | 696.9987 | 0 | 932.596 | -0.15902 | 698.2283 | 0 | 932.596 | -0.099894 | 698.2283 | 0.00046326 | 927.19 | -0.0083963 | 696.9987 | 0.0067496 | 927.19 | 0.0023201 | 927.19 | 0.00066312 | 698.2283 | 0.00042063 | 698.2283 | 0.00036692 | 696.9987 | 0 | 932.596 | -0.0094079 | 1031.1602 | 0.025552 | 932.596 | -0.00035847 | 1031.3455 | 0 | 1031.1602 | 0.035257 | 698.2283 | 4.3497e-05
| 697.1244 | 0.007814 | 932.8375 | 0.023381 | 697.1244 | 0.0061289 | 932.8375 | 0.040046 | 698.3491 | 0.00082547 | 932.8375 | 0.056552 | 698.3491 | 0.0002293 | 927.43 | 0.024709 | 697.1244 | 0.011679 | 927.43 | -0.0047858 | 927.43 | -0.0014792 | 698.3491 | 0.00022956 | 698.3491 | 0.00017352 | 697.1244 | 0.019397 | 932.8375 | 0.0016878 | 1031.3288 | 0.028502 | 932.8375 | 0.039514 | 1031.5156 | 0.0007506 | 1031.3288 | 0.033864 | 698.3491 | 7.2382e-06
| 697.25 | 0 | 933.0791 | -0.026866 | 697.25 | 0 | 933.0791 | -0.080716 | 698.47 | 0 | 933.0791 | -0.099259 | 698.47 | 0.0004627 | 927.67 | -0.016553 | 697.25 | 0.0050178 | 927.67 | 0.0047664 | 927.67 | -0.0095893 | 698.47 | 0.00042608 | 698.47 | 0.000407 | 697.25 | 0 | 933.0791 | 0.0028594 | 1031.4974 | 0.027367 | 933.0791 | 0.013148 | 1031.6856 | 0 | 1031.4974 | 0.035815 | 698.47 | 2.8953e-05
| 697.3756 | 0.00071483 | 933.3206 | 6.4111e-05 | 697.3756 | 0.018723 | 933.3206 | 0.03391 | 698.5908 | 0.00053406 | 933.3206 | 0.073633 | 698.5908 | 0.00023768 | 927.91 | -0.019911 | 697.3756 | 0.013588 | 927.91 | -0.00024269 | 927.91 | 0.0029585 | 698.5908 | 0.0002 | 698.5908 | 0.00023348 | 697.3756 | 0 | 933.3206 | 0.0097627 | 1031.666 | 0.031542 | 933.3206 | 0.020803 | 1031.8557 | 0.0009651 | 1031.666 | 0.034607 | 698.5908 | 2.1715e-05
| 697.5013 | 0 | 933.5621 | -0.032896 | 697.5013 | 0 | 933.5621 | -0.14478 | 698.7116 | 0 | 933.5621 | -0.096539 | 698.7116 | 0.00048356 | 928.15 | -0.02327 | 697.5013 | 0.014831 | 928.15 | -0.002223 | 928.15 | 0.00051009 | 698.7116 | 0.00041915 | 698.7116 | 0.00039706 | 697.5013 | 0 | 933.5621 | -0.037506 | 1031.8346 | 0.023918 | 933.5621 | -0.064673 | 1032.0258 | 0 | 1031.8346 | 0.035908 | 698.7116 | 6.325e-05
| 697.6269 | 0.003525 | 933.8037 | -0.00071519 | 697.6269 | 0.021876 | 933.8037 | -0.077717 | 698.8325 | 0.00024284 | 933.8037 | 0.04743 | 698.8325 | 0.00025035 | 928.4 | 0.017512 | 697.6269 | 0.0131 | 928.4 | -0.0046693 | 928.4 | 0.007243 | 698.8325 | 0.00022229 | 698.8325 | 0.00016856 | 697.6269 | 0.026096 | 933.8037 | 0.00076003 | 1032.0032 | 0.037352 | 933.8037 | -0.0099105 | 1032.1959 | 0.0009651 | 1032.0032 | 0.033632 | 698.8325 | 4.1467e-05
| 697.7526 | 0 | 934.0452 | -0.021383 | 697.7526 | 0 | 934.0452 | -0.20843 | 698.9533 | 0 | 934.0452 | -0.1114 | 698.9533 | 0.00046922 | 928.64 | -0.0098357 | 697.7526 | 0.0031097 | 928.64 | -0.011659 | 928.64 | -0.011885 | 698.9533 | 0.00043451 | 698.9533 | 0.00038199 | 697.7526 | 0 | 934.0452 | 0.020353 | 1032.1717 | 0.022511 | 934.0452 | -0.054315 | 1032.366 | 0 | 1032.1717 | 0.034932 | 698.9533 | 6.8526e-05
| 697.8783 | 0 | 934.2867 | -0.021537 | 697.8783 | 0.017099 | 934.2867 | 0.055803 | 699.0741 | 0.00053406 | 934.2867 | 0.058194 | 699.0741 | 0.00022334 | 928.88 | 0.040062 | 697.8783 | 0.017629 | 928.88 | 0.0089597 | 928.88 | 0.0021933 | 699.0741 | 0.00021255 | 699.0741 | 0.00021857 | 697.8783 | 0.023621 | 934.2867 | 0.04529 | 1032.3403 | 0.032178 | 934.2867 | -0.037017 | 1032.5361 | 0.0009651 | 1032.3403 | 0.033957 | 699.0741 | 2.6991e-05
| 698.004 | 0 | 934.5283 | -0.010149 | 698.004 | 0 | 934.5283 | -0.26169 | 699.195 | 0 | 934.5283 | -0.086787 | 699.195 | 0.00042321 | 929.12 | -0.015593 | 698.004 | 0.0092807 | 929.12 | -0.0061837 | 929.12 | 0.0032646 | 699.195 | 0.00043946 | 699.195 | 0.00040871 | 698.004 | 0 | 934.5283 | -0.016306 | 1032.5089 | 0.025461 | 934.5283 | -0.032903 | 1032.7062 | 0 | 1032.5089 | 0.035257 | 699.195 | 4.9382e-05
| 698.1297 | 0.0032291 | 934.7699 | -0.002925 | 698.1297 | 0.013087 | 934.7699 | 0.041932 | 699.3158 | 0.00082547 | 934.7699 | 0.052798 | 699.3158 | 0.00020248 | 929.36 | 0.0069569 | 698.1297 | 0.014831 | 929.36 | -0.0036209 | 929.36 | -0.0046928 | 699.3158 | 0.00022906 | 699.3158 | 0.00019511 | 698.1297 | 0.016867 | 934.7699 | 0.01276 | 1032.6775 | 0.030952 | 934.7699 | 0.029982 | 1032.8763 | 0.0007506 | 1032.6775 | 0.033446 | 699.3158 | 2.2391e-05
| 698.2554 | 0 | 935.0114 | -0.046603 | 698.2554 | 0 | 935.0114 | -0.14109 | 699.4366 | 0 | 935.0114 | -0.10481 | 699.4366 | 0.00042116 | 929.6 | 0.0035984 | 698.2554 | 0.0066608 | 929.6 | -0.0018735 | 929.6 | 0.0051009 | 699.4366 | 0.00044673 | 699.4366 | 0.00033865 | 698.2554 | 0 | 935.0114 | -0.037707 | 1032.8461 | 0.024962 | 935.0114 | -0.041767 | 1033.0464 | 0 | 1032.8461 | 0.034886 | 699.4366 | 4.6135e-05
| 698.3811 | 0.0067788 | 935.253 | -0.010756 | 698.3811 | 0.016431 | 935.253 | 0.068959 | 699.5575 | 0.00053406 | 935.253 | 0.035136 | 699.5575 | 0.0002198 | 929.84 | 0.0088761 | 698.3811 | 0.0060391 | 929.84 | -9.7074e-06 | 929.84 | -0.0051518 | 699.5575 | 0.00021965 | 699.5575 | 0.00014337 | 698.3811 | 0.016445 | 935.253 | 0.024211 | 1033.0147 | 0.026732 | 935.253 | 0.052073 | 1033.2165 | 0.00053624 | 1033.0147 | 0.03326 | 699.5575 | 2.3744e-05
| 698.5069 | 0 | 935.4946 | -0.035643 | 698.5069 | 0 | 935.4946 | -0.2246 | 699.6783 | 0 | 935.4946 | -0.11378 | 699.6783 | 0.00045227 | 930.08 | -0.020872 | 698.5069 | 0.0055062 | 930.08 | -0.0073485 | 930.08 | -0.00040807 | 699.6783 | 0.00044755 | 699.6783 | 0.00034687 | 698.5069 | 0 | 935.4946 | -0.0099624 | 1033.1832 | 0.03599 | 935.4946 | -0.017465 | 1033.3866 | 0 | 1033.1832 | 0.033864 | 699.6783 | 2.7667e-05
| 698.6326 | 0.0069267 | 935.7362 | -0.0090443 | 698.6326 | 0.015284 | 935.7362 | -0.090681 | 699.7992 | 0.0014081 | 935.7362 | 0.060419 | 699.7992 | 0.00023321 | 930.32 | 0.011755 | 698.6326 | 0.0037601 | 930.32 | 0.0066302 | 930.32 | 0.0028055 | 699.7992 | 0.00023137 | 699.7992 | 0.0002035 | 698.6326 | 0 | 935.7362 | -0.036694 | 1033.3518 | 0.027912 | 935.7362 | 0.025158 | 1033.5567 | 0.0007506 | 1033.3518 | 0.031913 | 699.7992 | 3.9235e-06
| 698.7584 | 0 | 935.9777 | -0.015643 | 698.7584 | 0 | 935.9777 | -0.27445 | 699.92 | 0 | 935.9777 | -0.10092 | 699.92 | 0.00048356 | 930.57 | -0.010795 | 698.7584 | 0.0050178 | 930.57 | -0.0060669 | 930.57 | -0.005917 | 699.92 | 0.00044376 | 699.92 | 0.00042207 | 698.7584 | 0 | 935.9777 | -0.033667 | 1033.5204 | 0.02655 | 935.9777 | -0.019791 | 1033.7268 | 0 | 1033.5204 | 0.033678 | 699.92 | 4.8773e-05
| 698.8841 | 0 | 936.2193 | 0.0077119 | 698.8841 | 0.0069571 | 936.2193 | 0.044498 | 700.0409 | 0.00082547 | 936.2193 | 0.058572 | 700.0409 | 0.00025147 | 930.81 | -0.017992 | 698.8841 | 0.013721 | 930.81 | 0.0055817 | 930.81 | 0.00096913 | 700.0409 | 0.00021453 | 700.0409 | 0.00021857 | 698.8841 | 0 | 936.2193 | 0.038721 | 1033.689 | 0.032632 | 936.2193 | 0.030193 | 1033.8969 | 0.0007506 | 1033.689 | 0.033353 | 700.0409 | 4.4782e-05
| 699.0099 | 0 | 936.4609 | -0.021037 | 699.0099 | 0 | 936.4609 | -0.18111 | 700.1617 | 0 | 936.4609 | -0.10373 | 700.1617 | 0.00048617 | 931.05 | -0.010795 | 699.0099 | 0.0023533 | 931.05 | -0.0054848 | 931.05 | -0.0039276 | 700.1617 | 0.0004203 | 700.1617 | 0.00045205 | 699.0099 | 0 | 936.4609 | -0.0054037 | 1033.8576 | 0.044114 | 936.4609 | 0.0066269 | 1034.067 | 0 | 1033.8576 | 0.034793 | 700.1617 | 6.1896e-05
| 699.1357 | 0.0024896 | 936.7025 | -0.0059118 | 699.1357 | 0.0072884 | 936.7025 | 0.0085202 | 700.2826 | 0.00024284 | 936.7025 | 0.068846 | 700.2826 | 0.00023768 | 931.29 | 0.014154 | 699.1357 | 0.015231 | 931.29 | -0.0096781 | 931.29 | 0.00035706 | 700.2826 | 0.00020908 | 700.2826 | 0.00023348 | 699.1357 | 0.0067468 | 936.7025 | -0.011773 | 1034.0262 | 0.024417 | 936.7025 | 0.045816 | 1034.2371 | 0.0009651 | 1034.0262 | 0.033028 | 700.2826 | 1.7115e-05
| 699.2615 | 0 | 936.9442 | -0.016296 | 699.2615 | 0 | 936.9442 | -0.31033 | 700.4034 | 0 | 936.9442 | -0.12406 | 700.4034 | 0.00046791 | 931.53 | 0.0011995 | 699.2615 | 0.0061279 | 931.53 | -0.0001262 | 931.53 | 0.0017343 | 700.4034 | 0.00043302 | 700.4034 | 0.00038696 | 699.2615 | 0 | 936.9442 | -0.023367 | 1034.1947 | 0.021694 | 936.9442 | -0.0026024 | 1034.4072 | 0 | 1034.1947 | 0.034607 | 700.4034 | 3.4229e-05
| 699.3873 | 0.0081099 | 937.1858 | -0.0068365 | 699.3873 | 0.0054662 | 937.1858 | 0.055109 | 700.5243 | 0.00082547 | 937.1858 | 0.066165 | 700.5243 | 0.00023284 | 931.77 | 0.017512 | 699.3873 | 0.010835 | 931.77 | 0.0045333 | 931.77 | -0.00025504 | 700.5243 | 0.00022923 | 700.5243 | 0.00015348 | 699.3873 | 0.0092767 | 937.1858 | -0.011184 | 1034.3633 | 0.035264 | 937.1858 | -0.01279 | 1034.5773 | 0.00053624 | 1034.3633 | 0.033492 | 700.5243 | 1.7115e-05
| 699.5131 | 0 | 937.4274 | -0.048327 | 699.5131 | 0 | 937.4274 | -0.28864 | 700.6451 | 0 | 937.4274 | -0.13387 | 700.6451 | 0.0004735 | 932.01 | -0.0069569 | 699.5131 | 0.0058615 | 932.01 | 0.00045625 | 932.01 | -0.0042337 | 700.6451 | 0.00041287 | 700.6451 | 0.00035698 | 699.5131 | 0 | 937.4274 | -0.018718 | 1034.5319 | 0.030952 | 937.4274 | -0.0024834 | 1034.7474 | 0 | 1034.5319 | 0.034932 | 700.6451 | 5.0059e-05
| 699.639 | 0.0072224 | 937.669 | -0.0084227 | 699.639 | 0.0038098 | 937.669 | 0.0189 | 700.7659 | 0.00053406 | 937.669 | 0.034437 | 700.7659 | 0.00024253 | 932.25 | 0.025189 | 699.639 | 0.012078 | 932.25 | 0.0018541 | 932.25 | 0.0015813 | 700.7659 | 0.0001881 | 700.7659 | 0.0002035 | 699.639 | 0.01771 | 937.669 | 0.0025846 | 1034.7005 | 0.028229 | 937.669 | 6.2596e-06 | 1034.9175 | 0.00053624 | 1034.7005 | 0.033074 | 700.7659 | 3.2944e-05
| 699.7648 | 0 | 937.9107 | -0.023656 | 699.7648 | 0 | 937.9107 | -0.2582 | 700.8868 | 0 | 937.9107 | -0.12926 | 700.8868 | 0.00047145 | 932.5 | 0.02375 | 699.7648 | 0.010657 | 932.5 | -0.00047565 | 932.5 | 0.00709 | 700.8868 | 0.00041981 | 700.8868 | 0.00039706 | 699.7648 | 0 | 937.9107 | -0.020331 | 1034.8691 | 0.032768 | 937.9107 | -0.02941 | 1035.0876 | 0 | 1034.8691 | 0.034282 | 700.8868 | 7.0488e-05
| 699.8907 | 0.0063351 | 938.1523 | 0.0021611 | 699.8907 | 0.011463 | 938.1523 | -0.014239 | 701.0077 | 0.0011167 | 938.1523 | 0.07561 | 701.0077 | 0.00022893 | 932.74 | 0.020391 | 699.8907 | 0.01714 | 932.74 | 0.0062807 | 932.74 | -0.0025504 | 701.0077 | 0.00024112 | 701.0077 | 0.00019357 | 699.8907 | 0 | 938.1523 | -0.0012988 | 1035.0376 | 0.025552 | 938.1523 | -0.025732 | 1035.2578 | 0.0007506 | 1035.0376 | 0.033399 | 701.0077 | 3.7544e-05
| 700.0165 | 0 | 938.3939 | -0.006334 | 700.0165 | 0 | 938.3939 | -0.29759 | 701.1285 | 0 | 938.3939 | -0.12825 | 701.1285 | 0.00046586 | 932.98 | 0.0011995 | 700.0165 | 0.001849 | 932.98 | -0.0044363 | 932.98 | 0.0035706 | 701.1285 | 0.00043632 | 701.1285 | 0.00038028 | 700.0165 | 0 | 938.3939 | 0.018745 | 1035.2062 | 0.024099 | 938.3939 | -0.037304 | 1035.4279 | 0 | 1035.2062 | 0.034607 | 701.1285 | 8.1649e-05
|  |  | 938.6356 | 0.015128 | 700.1424 | 0.018341 | 938.6356 | 0.10826 | 701.2494 | 0.00082547 | 938.6356 | 0.06402 | 701.2494 | 0.00024122 | 933.22 | -0.0093559 | 700.1424 | 0.014609 | 933.22 | -0.0014076 | 933.22 | -0.0053048 | 701.2494 | 0.00020412 | 701.2494 | 0.00018688 | 700.1424 | 0 | 938.6356 | 0.013996 | 1035.3748 | 0.03481 | 938.6356 | 0.013844 | 1035.598 | 0.0007506 | 1035.3748 | 0.032935 | 701.2494 | 4.4106e-05
|  |  | 938.8773 | -0.0052013 | 700.2683 | 0 | 938.8773 | -0.20654 | 701.3702 | 0 | 938.8773 | -0.1032 | 701.3702 | 0.00047406 | 933.46 | -0.010315 | 700.2683 | 0.001849 | 933.46 | -0.0036209 | 933.46 | -0.00010202 | 701.3702 | 0.00040907 | 701.3702 | 0.00036024 | 700.2683 | 0 | 938.8773 | -0.0050786 | 1035.5434 | 0.020514 | 938.8773 | -0.031684 | 1035.7681 | 0 | 1035.5434 | 0.034328 | 701.3702 | 6.4535e-05
|  |  | 939.1189 | -0.020778 | 700.3942 | 0.015857 | 939.1189 | -0.049862 | 701.4911 | 0.00053406 | 939.1189 | 0.051651 | 701.4911 | 0.00023712 | 933.7 | -0.0069569 | 700.3942 | 0.010835 | 933.7 | -0.0096781 | 933.7 | -0.007141 | 701.4911 | 0.00021387 | 701.4911 | 0.00017352 | 700.3942 | 0.027896 | 939.1189 | -0.0025976 | 1035.712 | 0.030726 | 939.1189 | 0.051744 | 1035.9383 | 0.0007506 | 1035.712 | 0.032888 | 701.4911 | 2.0429e-05
|  |  | 939.3606 | -0.01103 | 700.5201 | 0 | 939.3606 | -0.21044 | 701.6119 | 0 | 939.3606 | -0.13056 | 701.6119 | 0.00047872 | 933.94 | -0.0016793 | 700.5201 | 0.010568 | 933.94 | 0.0043004 | 933.94 | -0.0027035 | 701.6119 | 0.00041139 | 701.6119 | 0.00035698 | 700.5201 | 0 | 939.3606 | 0.00025403 | 1035.8806 | 0.026232 | 939.3606 | -0.041746 | 1036.1084 | 0 | 1035.8806 | 0.034654 | 701.6119 | 3.6259e-05
|  |  | 939.6023 | -0.014118 | 700.646 | 0.021685 | 939.6023 | 0.010476 | 701.7328 | 0.00053406 | 939.6023 | 0.07205 | 701.7328 | 0.00024588 | 934.18 | 0.013674 | 700.646 | 0.012078 | 934.18 | -0.0021065 | 934.18 | 0.0038766 | 701.7328 | 0.00020181 | 701.7328 | 0.00018346 | 700.646 | 0.011385 | 939.6023 | 0.010847 | 1036.0491 | 0.031043 | 939.6023 | 0.0090321 | 1036.2785 | 0.00032174 | 1036.0491 | 0.033167 | 701.7328 | 1.5829e-05
|  |  | 939.8439 | -0.056429 | 700.7719 | 0 | 939.8439 | -0.29907 | 701.8537 | 0 | 939.8439 | -0.12407 | 701.8537 | 0.0004966 | 934.43 | 0.024709 | 700.7719 | 0.0042442 | 934.43 | -0.0074648 | 934.43 | -0.00010202 | 701.8537 | 0.00039025 | 701.8537 | 0.0003169 | 700.7719 | 0 | 939.8439 | 0.023139 | 1036.2177 | 0.028547 | 939.8439 | -0.018133 | 1036.4487 | 0 | 1036.2177 | 0.03405 | 701.8537 | 5.6011e-05
|  |  | 940.0856 | -0.009263 | 700.8979 | 0.010412 | 940.0856 | 0.060846 | 701.9745 | 0.00082547 | 940.0856 | 0.063044 | 701.9745 | 0.00025109 | 934.67 | -0.0040782 | 700.8979 | 0.0071492 | 934.67 | -0.0037373 | 934.67 | 0.0063253 | 701.9745 | 0.00018992 | 701.9745 | 0.00013344 | 700.8979 | 0 | 940.0856 | 0.0018018 | 1036.3863 | 0.024326 | 940.0856 | 0.001036 | 1036.6188 | 0.00032174 | 1036.3863 | 0.03182 | 701.9745 | 4.0182e-05
|  |  | 940.3273 | -0.015163 | 701.0239 | 0 | 940.3273 | -0.17436 | 702.0954 | 0 | 940.3273 | -0.1299 | 702.0954 | 0.00048617 | 934.91 | -0.0011995 | 701.0239 | 0.0031097 | 934.91 | 0.0010387 | 934.91 | 0.0041827 | 702.0954 | 0.00040263 | 702.0954 | 0.00024684 | 701.0239 | 0 | 940.3273 | -0.0050827 | 1036.5549 | 0.026006 | 940.3273 | 0.0040946 | 1036.7889 | 0 | 1036.5549 | 0.03247 | 702.0954 | 7.9688e-05
|  |  | 940.569 | 0.031154 | 701.1498 | 0.01901 | 940.569 | 0.08912 | 702.2163 | 0.00082547 | 940.569 | 0.08189 | 702.2163 | 0.00023601 | 935.15 | 0.0088761 | 701.1498 | 0 | 935.15 | -0.00059213 | 935.15 | 0.0092325 | 702.2163 | 0.0002142 | 702.2163 | 0.0001134 | 701.1498 | 0.022721 | 940.569 | 0.0080495 | 1036.7235 | 0.029137 | 940.569 | 0.029436 | 1036.959 | 0.0009651 | 1036.7235 | 0.03117 | 702.2163 | 3.9506e-05
|  |  | 940.8107 | -0.032453 | 701.2758 | 0 | 940.8107 | -0.23458 | 702.3371 | 0 | 940.8107 | -0.14984 | 702.3371 | 0.00045879 | 935.39 | 0.015593 | 701.2758 | 0.0089254 | 935.39 | -0.0093286 | 935.39 | -0.0023974 | 702.3371 | 0.0004388 | 702.3371 | 0.00028692 | 701.2758 | 0 | 940.8107 | -0.024961 | 1036.892 | 0.031452 | 940.8107 | -0.044716 | 1037.1292 | 0 | 1036.892 | 0.032795 | 702.3371 | 5.4659e-05
|  |  | 941.0524 | -0.010505 | 701.4018 | 0.01175 | 941.0524 | 0.064757 | 702.458 | 0.00082547 | 941.0524 | 0.067049 | 702.458 | 0.00022632 | 935.63 | -0.015113 | 701.4018 | 0.0060391 | 935.63 | -0.0093286 | 935.63 | -0.0007141 | 702.458 | 0.00022807 | 702.458 | 0.00017352 | 701.4018 | 0 | 941.0524 | -0.0047193 | 1037.0606 | 0.026187 | 941.0524 | -0.026759 | 1037.2993 | 0.00053624 | 1037.0606 | 0.031727 | 702.458 | 1.5153e-05
|  |  | 941.2941 | -0.031898 | 701.5278 | 0 | 941.2941 | -0.29283 | 702.5789 | 0 | 941.2941 | -0.13433 | 702.5789 | 0.00042898 | 935.87 | -0.013194 | 701.5278 | 0.0023533 | 935.87 | 0.0038344 | 935.87 | 0.007243 | 702.5789 | 0.00043715 | 702.5789 | 0.000327 | 701.5278 | 0 | 941.2941 | 0.012039 | 1037.2292 | 0.036126 | 941.2941 | -0.048709 | 1037.4695 | 0 | 1037.2292 | 0.033074 | 702.5789 | 3.6259e-05
|  |  | 941.5359 | 0.0093734 | 701.6538 | 0.0048037 | 941.5359 | 0.1545 | 702.6997 | 0.00082547 | 941.5359 | 0.042216 | 702.6997 | 0.00020862 | 936.12 | -0.0079165 | 701.6538 | 0.010568 | 936.12 | -0.0045528 | 936.12 | 0.0037236 | 702.6997 | 0.00021271 | 702.6997 | 0.00015348 | 701.6538 | 0.027896 | 941.5359 | 0.051837 | 1037.3978 | 0.02891 | 941.5359 | 0.049886 | 1037.6396 | 0.0009651 | 1037.3978 | 0.031913 | 702.6997 | 2.1106e-05
|  |  | 941.7776 | -0.062156 | 701.7798 | 0 | 941.7776 | -0.47167 | 702.8206 | 0 | 941.7776 | -0.14065 | 702.8206 | 0.00044314 | 936.36 | -0.017032 | 701.7798 | 0.010302 | 936.36 | -0.001757 | 936.36 | -0.0040807 | 702.8206 | 0.00042873 | 702.8206 | 0.00033694 | 701.7798 | 0 | 941.7776 | -0.0039354 | 1037.5664 | 0.025143 | 941.7776 | -0.00035002 | 1037.8097 | 0 | 1037.5664 | 0.033167 | 702.8206 | 5.5335e-05
|  |  | 942.0193 | -0.017609 | 701.9058 | 0.013756 | 942.0193 | 0.019277 | 702.9415 | 0.00082547 | 942.0193 | 0.055736 | 702.9415 | 0.00029058 | 936.6 | 0.020872 | 701.9058 | 0.0050178 | 936.6 | -0.010028 | 936.6 | 0.00020403 | 702.9415 | 0.00026027 | 702.9415 | 0.00022525 | 701.9058 | 0.016445 | 942.0193 | 0.0087421 | 1037.7349 | 0.043978 | 942.0193 | 0.057017 | 1037.9799 | 0.00053624 | 1037.7349 | 0.033306 | 702.9415 | 3.8897e-05
|  |  | 942.2611 | -0.018998 | 702.0318 | 0 | 942.2611 | 0.037734 | 703.0624 | 0.00024284 | 942.2611 | 0.043236 | 703.0624 | 0.00036043 | 936.84 | -0.015113 | 702.0318 | 0.0077709 | 936.84 | -0.00082513 | 936.84 | -0.0007141 | 703.0624 | 0.0003123 | 703.0624 | 0.00028195 | 702.0318 | 0 | 942.2611 | -0.013919 | 1037.9035 | 0.038759 | 942.2611 | 0.036238 | 1038.15 | 0 | 1037.9035 | 0.03391 | 703.0624 | 3.8897e-05
|  |  | 942.5028 | -0.029388 | 702.1579 | 0.0049694 | 942.5028 | -0.19554 | 703.1832 | 0 | 942.5028 | -0.13337 | 703.1832 | 0.00016951 | 937.08 | 0.0031186 | 702.1579 | 0.0069272 | 937.08 | -0.00035917 | 937.08 | -0.0054579 | 703.1832 | 0.00013179 | 703.1832 | 0.00012505 | 702.1579 | 0.0046383 | 942.5028 | -0.042942 | 1038.0721 | 0.029909 | 942.5028 | -0.037652 | 1038.3202 | 0.00010725 | 1038.0721 | 0.033725 | 703.1832 | 7.2382e-06
|  |  | 942.7445 | -0.0074146 | 702.284 | 0 | 942.7445 | 0.13601 | 703.3041 | 0 | 942.7445 | 0.067098 | 703.3041 | 0.00015274 | 937.32 | 0.0035984 | 702.284 | 0.0082593 | 937.32 | 0.0010387 | 937.32 | 0.00051009 | 703.3041 | 0.00012733 | 703.3041 | 0.00014509 | 702.284 | 0 | 942.7445 | 0.0064098 | 1038.2407 | 0.034719 | 942.7445 | 0.015922 | 1038.4903 | 0 | 1038.2407 | 0.032795 | 703.3041 | 2.6382e-06
|  |  | 942.9863 | -0.0085759 | 702.41 | 0.0091104 | 942.9863 | -0.1199 | 703.425 | 0.00024284 | 942.9863 | -0.10869 | 703.425 | 0.00013952 | 937.56 | 0.0069569 | 702.41 | 0.0009873 | 937.56 | -0.0071154 | 937.56 | -0.0043867 | 703.425 | 0.0001265 | 703.425 | 0.00014183 | 702.41 | 0 | 942.9863 | -0.0097061 | 1038.4093 | 0.021558 | 942.9863 | 0.0052433 | 1038.6605 | 0.00010725 | 1038.4093 | 0.033214 | 703.425 | 2.6382e-06
|  |  | 943.2281 | 0.0012143 | 702.5361 | 0 | 943.2281 | -0.122 | 703.5459 | 0 | 943.2281 | 0.061696 | 703.5459 | 0.00014082 | 937.8 | 0.0050378 | 702.5361 | 0.0015969 | 937.8 | 0.0043004 | 937.8 | 0.0075495 | 703.5459 | 0.00014384 | 703.5459 | 0.00017352 | 702.5361 | 0 | 943.2281 | 0.022186 | 1038.5778 | 0.039349 | 943.2281 | 0.020443 | 1038.8306 | 7.1499e-05 | 1038.5778 | 0.031959 | 703.5459 | 0
|  |  | 943.4698 | -0.021552 | 702.6622 | 0.01624 | 943.4698 | -0.38458 | 703.6667 | 0 | 943.4698 | -0.14849 | 703.6667 | 0.00015908 | 938.05 | 0.018952 | 702.6622 | 0 | 938.05 | -0.00082513 | 938.05 | 0.0052539 | 703.6667 | 0.00016564 | 703.6667 | 0.0001235 | 702.6622 | 0.0042167 | 943.4698 | 0.001697 | 1038.7464 | 0.031769 | 943.4698 | -0.046674 | 1039.0008 | 0.00010725 | 1038.7464 | 0.03326 | 703.6667 | 3.9235e-06
|  |  | 943.7116 | -0.017197 | 702.7883 | 0 | 943.7116 | -0.08376 | 703.7876 | 0 | 943.7116 | 0.089265 | 703.7876 | 0.00017081 | 938.29 | -0.004558 | 702.7883 | 0.00046226 | 938.29 | 0.00057274 | 938.29 | -0.0056109 | 703.7876 | 0.00016003 | 703.7876 | 9.8495e-05 | 702.7883 | 0 | 943.7116 | 0.014931 | 1038.915 | 0.046973 | 943.7116 | -0.0067099 | 1039.1709 | 7.1499e-05 | 1038.915 | 0.03261 | 703.7876 | 6.5617e-06
|  |  | 943.9534 | -0.019955 | 702.9144 | 0.0029816 | 943.9534 | -0.18433 | 703.9085 | 0 | 943.9534 | -0.14472 | 703.9085 | 0.00016578 | 938.53 | 0.0002399 | 702.9144 | 0.0014915 | 938.53 | 0.0040674 | 938.53 | -0.0025504 | 703.9085 | 0.00014797 | 703.9085 | 8.5134e-05 | 702.9144 | 0.0025301 | 943.9534 | -0.012086 | 1039.0836 | 0.025779 | 943.9534 | -0.035366 | 1039.3411 | 0 | 1039.0836 | 0.034096 | 703.9085 | 7.9146e-06
|  |  | 944.1952 | -0.0035726 | 703.0406 | 0 | 944.1952 | 0.0407 | 704.0294 | 0.00053406 | 944.1952 | 0.075885 | 704.0294 | 0.00014213 | 938.77 | -0.0088761 | 703.0406 | 0.0029836 | 938.77 | 0.0032519 | 938.77 | -0.00040807 | 704.0294 | 0.00014219 | 704.0294 | 0.00013515 | 703.0406 | 0 | 944.1952 | -0.018743 | 1039.2522 | 0.03127 | 944.1952 | 0.01777 | 1039.5113 | 0.00028599 | 1039.2522 | 0.032656 | 704.0294 | 3.9235e-06
|  |  | 944.4369 | 0.038658 | 703.1667 | 0.0092761 | 944.4369 | -0.19784 | 704.1503 | 0 | 944.4369 | -0.1289 | 704.1503 | 0.00013356 | 939.01 | -0.020391 | 703.1667 | 0.0052842 | 939.01 | 0.00033976 | 939.01 | 0.0083142 | 704.1503 | 0.00014302 | 704.1503 | 0.00015674 | 703.1667 | 0 | 944.4369 | 0.011808 | 1039.4207 | 0.026641 | 944.4369 | -0.028053 | 1039.6814 | 0.00032174 | 1039.4207 | 0.03405 | 704.1503 | 2.6382e-06
|  |  | 944.6787 | -0.0090332 | 703.2928 | 0 | 944.6787 | -0.056135 | 704.2712 | 0 | 944.6787 | 0.077386 | 704.2712 | 0.00012145 | 939.25 | -0.0093559 | 703.2928 | 0.0028575 | 939.25 | 0.0023201 | 939.25 | -0.0023974 | 704.2712 | 0.00013955 | 704.2712 | 0.00013687 | 703.2928 | 0.00035199 | 944.6787 | -0.00012309 | 1039.5893 | 0.034311 | 944.6787 | 0.0069993 | 1039.8516 | 7.1499e-05 | 1039.5893 | 0.032795 | 704.2712 | 5.9529e-06
|  |  | 944.9205 | -0.014317 | 703.419 | 0.013565 | 944.9205 | -0.14259 | 704.3921 | 0.00024284 | 944.9205 | -0.13351 | 704.3921 | 0.00016317 | 939.49 | -0.0031186 | 703.419 | 0.0052842 | 939.49 | -0.0010581 | 939.49 | 0.0051009 | 704.3921 | 0.00013146 | 704.3921 | 0.00010672 | 703.419 | 0.00042164 | 944.9205 | -0.055957 | 1039.7579 | 0.039803 | 944.9205 | -0.0064428 | 1040.0218 | 0.00010725 | 1039.7579 | 0.034235 | 704.3921 | 5.9529e-06
|  |  | 945.1623 | 0.030018 | 703.5452 | 0 | 945.1623 | -0.009253 | 704.513 | 0 | 945.1623 | 0.079189 | 704.513 | 0.00016262 | 939.74 | -0.004558 | 703.5452 | 0.0056394 | 939.74 | 0.007096 | 939.74 | 0.0047948 | 704.513 | 0.0001303 | 704.513 | 9.6782e-05 | 703.5452 | 0 | 945.1623 | 0.042425 | 1039.9265 | 0.031134 | 945.1623 | 0.0847 | 1040.1919 | 0 | 1039.9265 | 0.032795 | 704.513 | 4.6e-06
|  |  | 945.4041 | -0.014136 | 703.6713 | 0.005135 | 945.4041 | -0.17279 | 704.6338 | 0.00024284 | 945.4041 | -0.11198 | 704.6338 | 0.00018553 | 939.98 | 0.010795 | 703.6713 | 0.0041382 | 939.98 | -0.0028054 | 939.98 | 0.0041827 | 704.6338 | 0.00012964 | 704.6338 | 0.00012179 | 703.6713 | 0 | 945.4041 | -0.024233 | 1040.095 | 0.018925 | 945.4041 | -0.051815 | 1040.3621 | 0.00032174 | 1040.095 | 0.034654 | 704.6338 | 0
|  |  | 945.646 | -0.024839 | 703.7975 | 0 | 945.646 | 0.079725 | 704.7547 | 0 | 945.646 | 0.10071 | 704.7547 | 0.00016168 | 940.22 | -0.0093559 | 703.7975 | 0.005373 | 940.22 | 0.0018541 | 940.22 | 0.0090795 | 704.7547 | 0.00012799 | 704.7547 | 0.0001235 | 703.7975 | 0.0011963 | 945.646 | 0.0078526 | 1040.2636 | 0.031179 | 945.646 | 0.042134 | 1040.5322 | 7.1499e-05 | 1040.2636 | 0.033957 | 704.7547 | 0
|  |  | 945.8878 | -0.035283 | 703.9237 | 0.01089 | 945.8878 | -0.22694 | 704.8756 | 0.00024284 | 945.8878 | -0.15265 | 704.8756 | 0.00013952 | 940.46 | 0.020391 | 703.9237 | 0.0094139 | 940.46 | -0.0078143 | 940.46 | -0.010508 | 704.8756 | 0.00014302 | 704.8756 | 0.00014012 | 703.9237 | 0 | 945.8878 | 0.0052587 | 1040.4322 | 0.023691 | 945.8878 | -0.059589 | 1040.7024 | 0.00032174 | 1040.4322 | 0.035118 | 704.8756 | 1.0553e-05
|  |  | 946.1296 | 0.0076363 | 704.0499 | 0 | 946.1296 | 0.11065 | 704.9965 | 0.00053406 | 946.1296 | 0.07979 | 704.9965 | 0.0001248 | 940.7 | 0.0040782 | 704.0499 | 0.0009665 | 940.7 | -0.0042033 | 940.7 | -0.0028565 | 704.9965 | 0.00016185 | 704.9965 | 0.0001468 | 704.0499 | 0 | 946.1296 | 0.008133 | 1040.6008 | 0.033812 | 946.1296 | 0.0084277 | 1040.8726 | 0 | 1040.6008 | 0.033446 | 704.9965 | 1.0553e-05
|  |  | 946.3714 | -0.01156 | 704.1762 | 0.0059632 | 946.3714 | -0.32611 | 705.1174 | 0 | 946.3714 | -0.13942 | 705.1174 | 0.00012666 | 940.94 | -0.012235 | 704.1762 | 0.0011133 | 940.94 | -0.0082806 | 940.94 | -0.011426 | 705.1174 | 0.00016498 | 705.1174 | 0.00011682 | 704.1762 | 0 | 946.3714 | -0.014597 | 1040.7694 | 0.028184 | 946.3714 | -0.020604 | 1041.0428 | 0 | 1040.7694 | 0.034096 | 705.1174 | 1.6438e-05
|  |  | 946.6133 | 0.019612 | 704.3024 | 0 | 946.6133 | 0.18854 | 705.2383 | 0.00024284 | 946.6133 | 0.081811 | 705.2383 | 0.00014045 | 941.18 | 0.0031186 | 704.3024 | 0.013055 | 941.18 | -0.0051353 | 941.18 | 0.0049478 | 705.2383 | 0.00014764 | 705.2383 | 9.1815e-05 | 704.3024 | 0 | 946.6133 | 0.021909 | 1040.9379 | 0.026505 | 946.6133 | -0.019462 | 1041.2129 | 0 | 1040.9379 | 0.032888 | 705.2383 | 7.9146e-06
|  |  | 946.8551 | -0.019268 | 704.4286 | 0.004638 | 946.8551 | -0.3523 | 705.3592 | 0 | 946.8551 | -0.12647 | 705.3592 | 0.00015349 | 941.43 | -0.010795 | 704.4286 | 0.010835 | 941.43 | -0.00035917 | 941.43 | 0.0021933 | 705.3592 | 0.00012882 | 705.3592 | 6.1666e-05 | 704.4286 | 0 | 946.8551 | -0.028697 | 1041.1065 | 0.027231 | 946.8551 | -0.050756 | 1041.3831 | 0 | 1041.1065 | 0.033817 | 705.3592 | 1.3191e-05
|  |  | 947.097 | 0.016624 | 704.5549 | 0 | 947.097 | -0.011286 | 705.4801 | 0.00024284 | 947.097 | 0.055768 | 705.4801 | 0.00014268 | 941.67 | 0.0026388 | 704.5549 | 0.0094139 | 941.67 | 0.0026695 | 941.67 | 0.0032646 | 705.4801 | 0.0001346 | 705.4801 | 8.1708e-05 | 704.5549 | 0 | 947.097 | 0.025008 | 1041.2751 | 0.035173 | 947.097 | 0.0087556 | 1041.5533 | 7.1499e-05 | 1041.2751 | 0.032888 | 705.4801 | 7.2382e-06
|  |  | 947.3388 | -0.015004 | 704.6812 | 0.014425 | 947.3388 | -0.28579 | 705.601 | 0 | 947.3388 | -0.097191 | 705.601 | 0.00014008 | 941.91 | -0.017992 | 704.6812 | 0.007016 | 941.91 | -0.0094454 | 941.91 | 0.0021933 | 705.601 | 0.00015689 | 705.601 | 9.3356e-05 | 704.6812 | 0.008855 | 947.3388 | -0.025676 | 1041.4437 | 0.034538 | 947.3388 | 0.026216 | 1041.7235 | 0 | 1041.4437 | 0.034143 | 705.601 | 6.5617e-06
|  |  | 947.5807 | -0.0030037 | 704.8074 | 0 | 947.5807 | 0.069312 | 705.7219 | 0 | 947.5807 | 0.075445 | 705.7219 | 0.00013058 | 942.15 | 0.0083963 | 704.8074 | 0.0022272 | 942.15 | 0.00080569 | 942.15 | 0.0055599 | 705.7219 | 0.00015574 | 705.7219 | 0.00013344 | 704.8074 | 0.0028853 | 947.5807 | 0.049208 | 1041.6122 | 0.033176 | 947.5807 | -0.010582 | 1041.8937 | 0 | 1041.6122 | 0.033492 | 705.7219 | 1.2853e-06
|  |  | 947.8226 | -0.012421 | 704.9337 | 0.0034785 | 947.8226 | -0.24795 | 705.8428 | 0 | 947.8226 | -0.12606 | 705.8428 | 0.00014343 | 942.39 | 0.0011995 | 704.9337 | 0.0074157 | 942.39 | 0.002786 | 942.39 | 0.0095384 | 705.8428 | 0.00015227 | 705.8428 | 0.00015519 | 704.9337 | 0.01012 | 947.8226 | -0.048125 | 1041.7808 | 0.033449 | 947.8226 | -0.02543 | 1042.0638 | 0 | 1041.7808 | 0.034375 | 705.8428 | 2.6382e-06
|  |  | 948.0644 | -0.0066767 | 705.06 | 0 | 948.0644 | 0.105 | 705.9637 | 0.00024284 | 948.0644 | 0.078309 | 705.9637 | 0.00014082 | 942.63 | 0.012235 | 705.06 | 0.0017229 | 942.63 | 0.0019706 | 942.63 | -0.0043867 | 705.9637 | 0.00012155 | 705.9637 | 0.00012847 | 705.06 | 0 | 948.0644 | 0.034877 | 1041.9494 | 0.038759 | 948.0644 | 0.012533 | 1042.234 | 0 | 1041.9494 | 0.033399 | 705.9637 | 1.3191e-05
|  |  | 948.3063 | -0.0019959 | 705.1863 | 0.022162 | 948.3063 | -0.2581 | 706.0846 | 0 | 948.3063 | -0.11465 | 706.0846 | 0.00014566 | 942.87 | -0.014154 | 705.1863 | 0.0011133 | 942.87 | -0.0073485 | 942.87 | -0.0080593 | 706.0846 | 0.00013195 | 706.0846 | 0.0001134 | 705.1863 | 0.011385 | 948.3063 | 0.0028836 | 1042.118 | 0.030317 | 948.3063 | -0.046012 | 1042.4042 | 0.00053624 | 1042.118 | 0.034189 | 706.0846 | 1.7115e-05
|  |  | 948.5482 | 0.0084573 | 705.3127 | 0 | 948.5482 | 0.10899 | 706.2055 | 0 | 948.5482 | 0.061708 | 706.2055 | 0.00013002 | 943.12 | 0.019911 | 705.3127 | 0.0051066 | 943.12 | 0.0045333 | 943.12 | 0.0099978 | 706.2055 | 0.00013988 | 706.2055 | 9.8495e-05 | 705.3127 | 0 | 948.5482 | 0.011982 | 1042.2866 | 0.033812 | 948.5482 | -0.068918 | 1042.5744 | 0 | 1042.2866 | 0.032795 | 706.2055 | 2.5029e-05
|  |  | 948.7901 | 0.0067752 | 705.439 | 0.018914 | 948.7901 | -0.29886 | 706.3264 | 0 | 948.7901 | -0.14167 | 706.3264 | 0.00012666 | 943.36 | -0.012235 | 705.439 | 0.0055062 | 943.36 | 0.0018541 | 943.36 | -0.013415 | 706.3264 | 0.00015111 | 706.3264 | 0.00013344 | 705.439 | 0.013493 | 948.7901 | -0.0043563 | 1042.4551 | 0.035582 | 948.7901 | -0.015386 | 1042.7446 | 0 | 1042.4551 | 0.033957 | 706.3264 | 2.0429e-05
|  |  | 949.032 | 0.004711 | 705.5653 | 0 | 949.032 | 0.059535 | 706.4473 | 0 | 949.032 | 0.080474 | 706.4473 | 0.00012704 | 943.6 | 0.0031186 | 705.5653 | 0.0034878 | 943.6 | -0.0018735 | 943.6 | -0.0020913 | 706.4473 | 0.00014038 | 706.4473 | 0.00011511 | 705.5653 | 0 | 949.032 | -0.011502 | 1042.6237 | 0.033267 | 949.032 | 0.06242 | 1042.9148 | 0 | 1042.6237 | 0.033028 | 706.4473 | 1.6438e-05
|  |  | 949.2739 | -0.012018 | 705.6917 | 0.011559 | 949.2739 | -0.25009 | 706.5682 | 0 | 949.2739 | -0.15859 | 706.5682 | 0.00013877 | 943.84 | -0.044379 | 705.6917 | 0.0065275 | 943.84 | 0.0023201 | 943.84 | 0.0012752 | 706.5682 | 0.00013427 | 706.5682 | 0.00010672 | 705.6917 | 0 | 949.2739 | 0.010342 | 1042.7923 | 0.027912 | 949.2739 | -0.021635 | 1043.085 | 0.00010725 | 1042.7923 | 0.033957 | 706.5682 | 7.2382e-06
|  |  | 949.5158 | 0.011625 | 705.8181 | 0 | 949.5158 | 0.11459 | 706.6891 | 0 | 949.5158 | 0.046144 | 706.6891 | 0.00015777 | 944.08 | -0.0031186 | 705.8181 | 0.0038661 | 944.08 | -0.001757 | 944.08 | 0.0018873 | 706.6891 | 0.00013988 | 706.6891 | 8.5134e-05 | 705.8181 | 0 | 949.5158 | 0.060583 | 1042.9608 | 0.034629 | 949.5158 | 0.044106 | 1043.2552 | 0 | 1042.9608 | 0.032099 | 706.6891 | 3.9235e-06
|  |  | 949.7577 | -0.046112 | 705.9444 | 0.016431 | 949.7577 | -0.27144 | 706.81 | 0 | 949.7577 | -0.15243 | 706.81 | 0.00016615 | 944.32 | -0.041023 | 705.9444 | 0 | 944.32 | -0.010028 | 944.32 | -0.0082122 | 706.81 | 0.00013955 | 706.81 | 9.3356e-05 | 705.9444 | 0.021083 | 949.7577 | -0.035782 | 1043.1294 | 0.023237 | 949.7577 | -0.029676 | 1043.4254 | 0.00010725 | 1043.1294 | 0.032656 | 706.81 | 5.2764e-06
|  |  | 949.9996 | -0.022544 | 706.0708 | 0 | 949.9996 | -0.029428 | 706.9309 | 0 | 949.9996 | 0.033736 | 706.9309 | 0.00015926 | 944.57 | -0.041501 | 706.0708 | 0.0032358 | 944.57 | -0.00059213 | 944.57 | 0.0041827 | 706.9309 | 0.00013344 | 706.9309 | 0.00010346 | 706.0708 | 0 | 949.9996 | 0.015134 | 1043.298 | 0.045158 | 949.9996 | 0.016086 | 1043.5956 | 0 | 1043.298 | 0.031959 | 706.9309 | 5.9529e-06
|  |  | 950.2415 | -0.022138 | 706.1972 | 0.018723 | 950.2415 | -0.29695 | 707.0518 | 0 | 950.2415 | -0.13928 | 707.0518 | 0.00012573 | 944.81 | -0.017992 | 706.1972 | 0.010435 | 944.81 | -0.00094161 | 944.81 | -0.0040807 | 707.0518 | 0.00013691 | 707.0518 | 0.00011511 | 706.1972 | 0 | 950.2415 | -0.0078021 | 1043.4666 | 0.032405 | 950.2415 | 0.032819 | 1043.7658 | 0 | 1043.4666 | 0.033074 | 707.0518 | 1.5829e-05
|  |  | 950.4834 | 0.0034591 | 706.3236 | 0 | 950.4834 | 0.11495 | 707.1728 | 0.00053406 | 950.4834 | 0.067823 | 707.1728 | 0.00011977 | 945.05 | -0.0064771 | 706.3236 | 0.0092807 | 945.05 | 0.0019706 | 945.05 | 0.0058659 | 707.1728 | 0.00015722 | 707.1728 | 0.00013344 | 706.3236 | 0 | 950.4834 | -0.013233 | 1043.6351 | 0.025052 | 950.4834 | 0.02772 | 1043.936 | 0 | 1043.6351 | 0.032284 | 707.1728 | 1.9076e-05
|  |  | 950.7254 | -0.00097272 | 706.4501 | 0.010794 | 950.7254 | -0.23775 | 707.2937 | 0.00024284 | 950.7254 | -0.1411 | 707.2937 | 0.00012238 | 945.29 | -0.024228 | 706.4501 | 0.008437 | 945.29 | 0.0047664 | 945.29 | -0.00025504 | 707.2937 | 0.00015574 | 707.2937 | 0.00013344 | 706.4501 | 0.0080117 | 950.7254 | -0.008219 | 1043.8037 | 0.023373 | 950.7254 | -0.016095 | 1044.1062 | 0.00010725 | 1043.8037 | 0.033725 | 707.2937 | 2.8344e-05
|  |  | 950.9673 | -0.0075089 | 706.5765 | 0 | 950.9673 | -0.039503 | 707.4146 | 0.00024284 | 950.9673 | 0.092399 | 707.4146 | 0.00014492 | 945.53 | 0.002159 | 706.5765 | 0.0055062 | 945.53 | 0.00068922 | 945.53 | -0.0030095 | 707.4146 | 0.0001341 | 707.4146 | 0.00016684 | 706.5765 | 0 | 950.9673 | 0.046251 | 1043.9723 | 0.033176 | 950.9673 | -0.00019177 | 1044.2764 | 0 | 1043.9723 | 0.033214 | 707.4146 | 1.4476e-05
|  |  | 951.2093 | -0.022434 | 706.7029 | 0.0082822 | 951.2093 | -0.46024 | 707.5355 | 0 | 951.2093 | -0.12346 | 707.5355 | 0.00014734 | 945.77 | 0.00071969 | 706.7029 | 0.0085702 | 945.77 | -0.00059213 | 945.77 | -0.00086717 | 707.5355 | 0.00013575 | 707.5355 | 0.00018688 | 706.7029 | 0.0084334 | 951.2093 | -0.0018632 | 1044.1409 | 0.023373 | 951.2093 | -0.064103 | 1044.4466 | 0.00010725 | 1044.1409 | 0.034421 | 707.5355 | 1.1229e-05
|  |  | 951.4512 | -0.010453 | 706.8294 | 0 | 951.4512 | -0.11476 | 707.6564 | 0.00024284 | 951.4512 | 0.084948 | 707.6564 | 0.0001371 | 946.01 | 0.025668 | 706.8294 | 0.00374 | 946.01 | -0.0023395 | 946.01 | -0.0069881 | 707.6564 | 0.00015062 | 707.6564 | 0.00019357 | 706.8294 | 0 | 951.4512 | 0.028393 | 1044.3094 | 0.037987 | 951.4512 | 0.029024 | 1044.6168 | 0 | 1044.3094 | 0.032795 | 707.6564 | 5.9529e-06
|  |  | 951.6932 | -0.014231 | 706.9558 | 0.014616 | 951.6932 | -0.26503 | 707.7773 | 0 | 951.6932 | -0.111 | 707.7773 | 0.00013654 | 946.26 | -0.036225 | 706.9558 | 0.0081705 | 946.26 | -0.002456 | 946.26 | -0.00056109 | 707.7773 | 0.00016498 | 707.7773 | 0.00016187 | 706.9558 | 0.012228 | 951.6932 | -0.0040169 | 1044.478 | 0.031996 | 951.6932 | -0.025958 | 1044.787 | 0 | 1044.478 | 0.033957 | 707.7773 | 7.2382e-06
|  |  | 951.9351 | 0.0074945 | 707.0823 | 0 | 951.9351 | 0.096323 | 707.8983 | 0 | 951.9351 | 0.10407 | 707.8983 | 0.00014101 | 946.5 | 0.035744 | 707.0823 | 0.0010926 | 946.5 | 0.00045625 | 946.5 | -0.0051518 | 707.8983 | 0.00014104 | 707.8983 | 0.000105 | 707.0823 | 0 | 951.9351 | 0.040825 | 1044.6466 | 0.029591 | 951.9351 | 0.020394 | 1044.9572 | 0 | 1044.6466 | 0.032517 | 707.8983 | 5.9529e-06
|  |  | 952.1771 | -0.039602 | 707.2088 | 0.0092761 | 952.1771 | -0.30335 | 708.0192 | 0 | 952.1771 | -0.14892 | 708.0192 | 0.0001574 | 946.74 | -0.0055175 | 707.2088 | 0.0040121 | 946.74 | -0.01061 | 946.74 | -0.01265 | 708.0192 | 0.00013773 | 708.0192 | 9.3356e-05 | 707.2088 | 0 | 952.1771 | -0.014021 | 1044.8151 | 0.030317 | 952.1771 | 0.012575 | 1045.1274 | 0 | 1044.8151 | 0.033585 | 708.0192 | 2.6382e-06
|  |  | 952.4191 | -0.0048289 | 707.3353 | 0 | 952.4191 | 0.0091783 | 708.1401 | 0.00053406 | 952.4191 | 0.063719 | 708.1401 | 0.00014958 | 946.98 | 0.0011995 | 707.3353 | 0.0123 | 946.98 | 0.00045625 | 946.98 | 0.0051009 | 708.1401 | 0.0001303 | 708.1401 | 7.6741e-05 | 707.3353 | 0 | 952.4191 | 0.017738 | 1044.9837 | 0.027367 | 952.4191 | 0.076514 | 1045.2976 | 0 | 1044.9837 | 0.032377 | 708.1401 | 2.3744e-05
|  |  | 952.661 | -0.031085 | 707.4618 | 0.014042 | 952.661 | -0.3768 | 708.261 | 0.00024284 | 952.661 | -0.14015 | 708.261 | 0.0001492 | 947.22 | -0.025668 | 707.4618 | 0.0028778 | 947.22 | -0.0046693 | 947.22 | -0.0010202 | 708.261 | 0.00014335 | 708.261 | 7.9995e-05 | 707.4618 | 0 | 952.661 | -0.0017167 | 1045.1523 | 0.026505 | 952.661 | -0.021164 | 1045.4678 | 0 | 1045.1523 | 0.033585 | 708.261 | 2.9629e-05
|  |  | 952.903 | -0.014658 | 707.5883 | 0 | 952.903 | 0.19347 | 708.3819 | 0 | 952.903 | 0.097774 | 708.3819 | 0.00014101 | 947.46 | -0.0098357 | 707.5883 | 0.00084042 | 947.46 | 0.0046498 | 947.46 | 0.0058659 | 708.3819 | 0.00014698 | 708.3819 | 0.00010175 | 707.5883 | 0 | 952.903 | 0.03597 | 1045.3209 | 0.041482 | 952.903 | -0.0018642 | 1045.6381 | 0 | 1045.3209 | 0.032377 | 708.3819 | 2.8344e-05
|  |  | 953.145 | 0.0076632 | 707.7149 | 0.011463 | 953.145 | -0.20889 | 708.5029 | 0.00024284 | 953.145 | -0.1097 | 708.5029 | 0.00015516 | 947.71 | -0.019431 | 707.7149 | 0.005151 | 947.71 | -0.0089791 | 947.71 | -0.0030095 | 708.5029 | 0.00015574 | 708.5029 | 0.00012676 | 707.7149 | 0.010963 | 953.145 | -0.037392 | 1045.4894 | 0.031906 | 953.145 | -0.0050385 | 1045.8083 | 0 | 1045.4894 | 0.033214 | 708.5029 | 7.2382e-06
|  |  | 953.387 | 0.0012855 | 707.8414 | 0 | 953.387 | -0.026042 | 708.6238 | 0 | 953.387 | 0.06233 | 708.6238 | 0.00016708 | 947.95 | 0.013674 | 707.8414 | 0.0034878 | 947.95 | 0.00010678 | 947.95 | 0.0035706 | 708.6238 | 0.00016069 | 708.6238 | 0.00015006 | 707.8414 | 0 | 953.387 | -0.0010728 | 1045.658 | 0.034629 | 953.387 | 0.032442 | 1045.9785 | 0 | 1045.658 | 0.032331 | 708.6238 | 4.6e-06
|  |  | 953.629 | -0.027341 | 707.9679 | 0.010603 | 953.629 | -0.2696 | 708.7447 | 0 | 953.629 | -0.15887 | 708.7447 | 0.00016876 | 948.19 | -0.032385 | 707.9679 | 0.0036341 | 948.19 | -0.0040868 | 948.19 | 0.00066312 | 708.7447 | 0.00015986 | 708.7447 | 0.0001468 | 707.9679 | 0 | 953.629 | -0.0046192 | 1045.8266 | 0.022284 | 953.629 | -0.045418 | 1046.1487 | 0 | 1045.8266 | 0.03391 | 708.7447 | 4.6e-06
|  |  | 953.871 | -0.014449 | 708.0945 | 0 | 953.871 | -0.049995 | 708.8657 | 0.00053406 | 953.871 | 0.047201 | 708.8657 | 0.00016094 | 948.43 | 0.014634 | 708.0945 | 0.0027314 | 948.43 | 0.00092222 | 948.43 | 0.0058659 | 708.8657 | 0.0001554 | 708.8657 | 0.00014337 | 708.0945 | 0 | 953.871 | -0.031927 | 1045.9951 | 0.045657 | 953.871 | -0.024385 | 1046.3189 | 0 | 1045.9951 | 0.033074 | 708.8657 | 5.2764e-06
|  |  | 954.113 | -0.040352 | 708.2211 | 0.017195 | 954.113 | -0.19587 | 708.9866 | 0 | 954.113 | -0.14252 | 708.9866 | 0.00013952 | 948.67 | 0.0059973 | 708.2211 | 0.0069272 | 948.67 | -0.0064164 | 948.67 | 0.0023464 | 708.9866 | 0.00015342 | 708.9866 | 0.00014012 | 708.2211 | 0.013915 | 954.113 | -0.038872 | 1046.1637 | 0.031225 | 954.113 | -0.059221 | 1046.4892 | 0 | 1046.1637 | 0.034328 | 708.9866 | 5.2764e-06
|  |  | 954.355 | 0.0026301 | 708.3477 | 0 | 954.355 | 0.0016363 | 709.1075 | 0.00024284 | 954.355 | 0.063751 | 709.1075 | 0.00014492 | 948.91 | 0.002159 | 708.3477 | 0.0050178 | 948.91 | -0.0021065 | 948.91 | 0.00081613 | 709.1075 | 0.00013526 | 709.1075 | 0.00012008 | 708.3477 | 0 | 954.355 | 0.030498 | 1046.3323 | 0.040211 | 954.355 | 0.040649 | 1046.6594 | 0 | 1046.3323 | 0.033074 | 709.1075 | 5.2764e-06
|  |  | 954.597 | -0.020602 | 708.4743 | 0.004638 | 954.597 | -0.1555 | 709.2284 | 0.00082547 | 954.597 | -0.12346 | 709.2284 | 0.00015647 | 949.16 | 0.025668 | 708.4743 | 0.0066608 | 949.16 | 0.0066302 | 949.16 | 0.0083142 | 709.2284 | 0.00013608 | 709.2284 | 0.00011014 | 708.4743 | 0.013493 | 954.597 | -0.031412 | 1046.5008 | 0.032087 | 954.597 | -0.039511 | 1046.8296 | 0 | 1046.5008 | 0.033817 | 709.2284 | 1.9753e-05
|  |  | 954.8391 | -0.0084426 | 708.6009 | 0 | 954.8391 | -0.0050917 | 709.3494 | 0.00024284 | 954.8391 | 0.091022 | 709.3494 | 0.00016653 | 949.4 | -0.0059973 | 708.6009 | 0.0092807 | 949.4 | 0.0069796 | 949.4 | 0.00081613 | 709.3494 | 0.00013724 | 709.3494 | 0.00010175 | 708.6009 | 0 | 954.8391 | 0.0089292 | 1046.6694 | 0.042026 | 954.8391 | -0.0056418 | 1046.9998 | 0 | 1046.6694 | 0.03261 | 709.3494 | 2.3067e-05
|  |  | 955.0811 | -0.030118 | 708.7275 | 0.0091104 | 955.0811 | -0.40313 | 709.4703 | 0.00024284 | 955.0811 | -0.13096 | 709.4703 | 0.00016578 | 949.64 | -0.035744 | 708.7275 | 0.012567 | 949.64 | -0.0038538 | 949.64 | 0.00096913 | 709.4703 | 0.00014996 | 709.4703 | 0.00014183 | 708.7275 | 0.02024 | 955.0811 | -0.060359 | 1046.838 | 0.027276 | 955.0811 | -0.082728 | 1047.1701 | 0 | 1046.838 | 0.03391 | 709.4703 | 2.6991e-05
|  |  | 955.3231 | -0.015711 | 708.8541 | 0 | 955.3231 | 0.1073 | 709.5912 | 0.00024284 | 955.3231 | 0.080179 | 709.5912 | 0.00014734 | 949.88 | 0.0059973 | 708.8541 | 0.0022272 | 949.88 | 0.0093092 | 949.88 | 0.0026524 | 709.5912 | 0.00014963 | 709.5912 | 0.00013173 | 708.8541 | 0 | 955.3231 | -0.015466 | 1047.0066 | 0.031361 | 955.3231 | 0.04227 | 1047.3403 | 0 | 1047.0066 | 0.033446 | 709.5912 | 1.2515e-05
|  |  | 955.5652 | -0.0051604 | 708.9808 | 0.0076196 | 955.5652 | -0.17937 | 709.7122 | 0.00024284 | 955.5652 | -0.10666 | 709.7122 | 0.00014082 | 950.12 | 0.0040782 | 708.9808 | 0.0078153 | 950.12 | -0.0073485 | 950.12 | -0.0016323 | 709.7122 | 0.00015177 | 709.7122 | 0.00014509 | 708.9808 | 0 | 955.5652 | -0.012768 | 1047.1751 | 0.02714 | 955.5652 | -0.010559 | 1047.5105 | 0.00010725 | 1047.1751 | 0.034654 | 709.7122 | 1.3191e-05
|  |  | 955.8072 | 0.021055 | 709.1074 | 0.0018263 | 955.8072 | 0.017776 | 709.8331 | 0 | 955.8072 | 0.079285 | 709.8331 | 0.00015256 | 950.36 | 0.014634 | 709.1074 | 0.0033618 | 950.36 | 0.00033976 | 950.36 | -0.0020913 | 709.8331 | 0.00015177 | 709.8331 | 0.00015519 | 709.1074 | 0 | 955.8072 | -0.011925 | 1047.3437 | 0.037806 | 955.8072 | 0.017086 | 1047.6808 | 0 | 1047.3437 | 0.033074 | 709.8331 | 9.1999e-06
|  |  | 956.0493 | -0.017884 | 709.2341 | 0.011081 | 956.0493 | -0.11716 | 709.9541 | 0 | 956.0493 | -0.15863 | 709.9541 | 0.00016094 | 950.61 | 0.0031186 | 709.2341 | 0.011323 | 950.61 | 0.00033976 | 950.61 | -0.0039276 | 709.9541 | 0.00015293 | 709.9541 | 0.00016016 | 709.2341 | 0 | 956.0493 | 0.022187 | 1047.5123 | 0.03481 | 956.0493 | 0.0018008 | 1047.851 | 0 | 1047.5123 | 0.033492 | 709.9541 | 1.8468e-05
|  |  | 956.2913 | 0.00024808 | 709.3608 | 0 | 956.2913 | 0.042039 | 710.075 | 0 | 956.2913 | 0.11314 | 710.075 | 0.00015703 | 950.85 | -0.0055175 | 709.3608 | 0.00021011 | 950.85 | -0.00035917 | 950.85 | -0.0007141 | 710.075 | 0.00013691 | 710.075 | 0.00015348 | 709.3608 | 0 | 956.2913 | 0.017995 | 1047.6808 | 0.035355 | 956.2913 | -0.0036793 | 1048.0212 | 0 | 1047.6808 | 0.032377 | 710.075 | 1.4476e-05
|  |  | 956.5334 | -0.0063724 | 709.4874 | 0.0054662 | 956.5334 | -0.16582 | 710.1959 | 0.00024284 | 956.5334 | -0.11978 | 710.1959 | 0.00016224 | 951.09 | -0.0031186 | 709.4874 | 0.013233 | 951.09 | 0.00022327 | 951.09 | -0.0051518 | 710.1959 | 0.00015656 | 710.1959 | 0.000105 | 709.4874 | 0.0029518 | 956.5334 | -0.032469 | 1047.8494 | 0.031452 | 956.5334 | -0.011954 | 1048.1915 | 0 | 1047.8494 | 0.033353 | 710.1959 | 2.6991e-05
|  |  | 956.7755 | 0.043439 | 709.6141 | 0 | 956.7755 | 0.02974 | 710.3169 | 0.00024284 | 956.7755 | 0.096959 | 710.3169 | 0.00017118 | 951.33 | -0.0040782 | 709.6141 | 0 | 951.33 | 0.00033976 | 951.33 | -0.0056109 | 710.3169 | 0.00015342 | 710.3169 | 0.000105 | 709.6141 | 0 | 956.7755 | 0.026702 | 1048.018 | 0.043343 | 956.7755 | 0.017886 | 1048.3617 | 0 | 1048.018 | 0.032192 | 710.3169 | 2.5029e-05
|  |  | 957.0175 | -0.013474 | 709.7409 | 0.0039755 | 957.0175 | -0.14689 | 710.4378 | 0 | 957.0175 | -0.10709 | 710.4378 | 0.00016168 | 951.57 | -0.00071969 | 709.7409 | 0.00086122 | 951.57 | -0.0036209 | 951.57 | 0.0017343 | 710.4378 | 0.00015722 | 710.4378 | 0.00010175 | 709.7409 | 0.0046383 | 957.0175 | 0.008025 | 1048.1865 | 0.032541 | 957.0175 | -0.009961 | 1048.532 | 0 | 1048.1865 | 0.032795 | 710.4378 | 2.6991e-05
|  |  | 957.2596 | -0.015595 | 709.8676 | 0 | 957.2596 | 0.062821 | 710.5588 | 0 | 957.2596 | 0.058294 | 710.5588 | 0.00014529 | 951.81 | 0.024709 | 709.8676 | 0.0044849 | 951.81 | 0.0045333 | 951.81 | -0.00025504 | 710.5588 | 0.00013608 | 710.5588 | 0.0001134 | 709.8676 | 0 | 957.2596 | 0.021172 | 1048.3551 | 0.038532 | 957.2596 | 0.014395 | 1048.7022 | 0 | 1048.3551 | 0.032006 | 710.5588 | 2.8344e-05
|  |  | 957.5017 | -0.030288 | 709.9943 | 0.012227 | 957.5017 | -0.32698 | 710.6797 | 0 | 957.5017 | -0.12042 | 710.6797 | 0.0001384 | 952.06 | -0.015593 | 709.9943 | 0.0031299 | 952.06 | 0.0056981 | 952.06 | -0.011732 | 710.6797 | 0.00013773 | 710.6797 | 0.00011511 | 709.9943 | 0.010542 | 957.5017 | -0.013917 | 1048.5237 | 0.031361 | 957.5017 | -0.0089382 | 1048.8725 | 0 | 1048.5237 | 0.033539 | 710.6797 | 2.3067e-05
|  |  | 957.7438 | -0.018341 | 710.121 | 0 | 957.7438 | 0.085801 | 710.8007 | 0.00024284 | 957.7438 | 0.067653 | 710.8007 | 0.00015051 | 952.3 | -0.0074367 | 710.121 | 0.011545 | 952.3 | 0.0033685 | 952.3 | 0.0020403 | 710.8007 | 0.00014384 | 710.8007 | 0.00011014 | 710.121 | 0 | 957.7438 | 0.017479 | 1048.6922 | 0.033766 | 957.7438 | 0.013801 | 1049.0427 | 7.1499e-05 | 1048.6922 | 0.032842 | 710.8007 | 1.8468e-05
|  |  | 957.9859 | -0.032235 | 710.2478 | 0.0081166 | 957.9859 | -0.17673 | 710.9216 | 0.00024284 | 957.9859 | -0.13127 | 710.9216 | 0.00014697 | 952.54 | -0.0040782 | 710.2478 | 0.0030039 | 952.54 | -0.00199 | 952.54 | -0.0019383 | 710.9216 | 0.00014533 | 710.9216 | 0.00011168 | 710.2478 | 0.0084334 | 957.9859 | -0.021286 | 1048.8608 | 0.030816 | 957.9859 | -0.049548 | 1049.2129 | 0 | 1048.8608 | 0.033817 | 710.9216 | 4.6e-06
|  |  | 958.228 | 0.0039629 | 710.3745 | 0 | 958.228 | -0.068551 | 711.0426 | 0.00053406 | 958.228 | 0.050439 | 711.0426 | 0.00014995 | 952.78 | 0.0079165 | 710.3745 | 0.011945 | 952.78 | 0.0033685 | 952.78 | 0.013517 | 711.0426 | 0.00013773 | 711.0426 | 0.00010346 | 710.3745 | 0 | 958.228 | 0.048851 | 1049.0294 | 0.031906 | 958.228 | 0.053292 | 1049.3832 | 0 | 1049.0294 | 0.032424 | 711.0426 | 1.5153e-05
|  |  | 958.4701 | 0.0017878 | 710.5013 | 0.015093 | 958.4701 | -0.37659 | 711.1635 | 0.00024284 | 958.4701 | -0.12797 | 711.1635 | 0.00015386 | 953.02 | -0.015593 | 710.5013 | 0.0048846 | 953.02 | -0.0083969 | 953.02 | 0.0029585 | 711.1635 | 0.00012419 | 711.1635 | 0.00014337 | 710.5013 | 0.011385 | 958.4701 | -0.020509 | 1049.1979 | 0.034946 | 958.4701 | -0.038288 | 1049.5534 | 0 | 1049.1979 | 0.033492 | 711.1635 | 1.8468e-05
|  |  | 958.7122 | 0.01841 | 710.6281 | 0 | 958.7122 | 0.10584 | 711.2844 | 0 | 958.7122 | 0.080677 | 711.2844 | 0.00015405 | 953.26 | 0.00071969 | 710.6281 | 0.0032358 | 953.26 | -0.0089791 | 953.26 | 0.0020403 | 711.2844 | 0.00011775 | 711.2844 | 0.00013018 | 710.6281 | 0 | 958.7122 | -0.0076153 | 1049.3665 | 0.035582 | 958.7122 | 0.026728 | 1049.7237 | 0 | 1049.3665 | 0.032563 | 711.2844 | 2.2391e-05
|  |  | 958.9543 | -0.028176 | 710.7549 | 0.0089448 | 958.9543 | -0.15081 | 711.4054 | 0.00024284 | 958.9543 | -0.11965 | 711.4054 | 0.00015088 | 953.51 | -0.02183 | 710.7549 | 0.0095471 | 953.51 | -0.00024269 | 953.51 | -0.0022444 | 711.4054 | 0.00012617 | 711.4054 | 0.00015177 | 710.7549 | 0 | 958.9543 | -0.036727 | 1049.535 | 0.028956 | 958.9543 | -0.048473 | 1049.8939 | 0 | 1049.535 | 0.034003 | 711.4054 | 2.1106e-05
|  |  | 959.1964 | 0.0080644 | 710.8817 | 0 | 959.1964 | -0.030557 | 711.5263 | 0 | 959.1964 | 0.072095 | 711.5263 | 0.00014753 | 953.75 | 0.0016793 | 710.8817 | 0.0079041 | 953.75 | -0.0025725 | 953.75 | -0.0016323 | 711.5263 | 0.00013922 | 711.5263 | 0.00010843 | 710.8817 | 0 | 959.1964 | 0.047114 | 1049.7036 | 0.039167 | 959.1964 | 0.0025053 | 1050.0642 | 0 | 1049.7036 | 0.032424 | 711.5263 | 2.1106e-05
|  |  | 959.4386 | 0.0012467 | 711.0085 | 0.0084479 | 959.4386 | -0.18282 | 711.6473 | 0.00024284 | 959.4386 | -0.097034 | 711.6473 | 0.00015312 | 953.99 | -0.0016793 | 711.0085 | 0 | 953.99 | 0.0046498 | 953.99 | 0.0029585 | 711.6473 | 0.00015722 | 711.6473 | 0.00012676 | 711.0085 | 0.0071684 | 959.4386 | 0.01006 | 1049.8722 | 0.036081 | 959.4386 | -0.049775 | 1050.2345 | 0 | 1049.8722 | 0.032935 | 711.6473 | 1.7115e-05
|  |  | 959.6807 | 0.0096483 | 711.1354 | 0 | 959.6807 | 0.14601 | 711.7682 | 0 | 959.6807 | 0.096134 | 711.7682 | 0.00016317 | 954.23 | -0.0064771 | 711.1354 | 0.0009665 | 954.23 | 0.0053486 | 954.23 | -0.00056109 | 711.7682 | 0.00016333 | 711.7682 | 0.00016187 | 711.1354 | 0 | 959.6807 | 0.023973 | 1050.0407 | 0.038078 | 959.6807 | 0.049749 | 1050.4047 | 0 | 1050.0407 | 0.032099 | 711.7682 | 1.0553e-05
|  |  | 959.9228 | -0.0038287 | 711.2622 | 0.026461 | 959.9228 | -0.18873 | 711.8892 | 0.00024284 | 959.9228 | -0.12771 | 711.8892 | 0.00016783 | 954.47 | -0.010795 | 711.2622 | 0.0078153 | 954.47 | -0.0065332 | 954.47 | 0.00081613 | 711.8892 | 0.00016498 | 711.8892 | 0.00019357 | 711.2622 | 0.021505 | 959.9228 | -0.010519 | 1050.2093 | 0.023237 | 959.9228 | -0.020259 | 1050.575 | 0 | 1050.2093 | 0.033632 | 711.8892 | 1.1838e-05
|  |  | 960.165 | -0.0091504 | 711.3891 | 0 | 960.165 | 0.15315 | 712.0102 | 0 | 960.165 | 0.052468 | 712.0102 | 0.00016317 | 954.71 | -0.0040782 | 711.3891 | 0.0058615 | 954.71 | 0.003485 | 954.71 | 0.0092325 | 712.0102 | 0.00013344 | 712.0102 | 0.00021018 | 711.3891 | 0 | 960.165 | -0.014889 | 1050.3779 | 0.044432 | 960.165 | -0.042873 | 1050.7452 | 0 | 1050.3779 | 0.032749 | 712.0102 | 1.7115e-05
|  |  | 960.4071 | -0.059677 | 711.5159 | 0.0031472 | 960.4071 | -0.19866 | 712.1311 | 0 | 960.4071 | -0.15001 | 712.1311 | 0.00016224 | 954.96 | 0.002159 | 711.5159 | 0.0060391 | 954.96 | -0.0033879 | 954.96 | -0.013721 | 712.1311 | 0.00012683 | 712.1311 | 0.00016684 | 711.5159 | 0.02992 | 960.4071 | -0.021123 | 1050.5464 | 0.025869 | 960.4071 | 0.019553 | 1050.9155 | 0.00010725 | 1050.5464 | 0.033214 | 712.1311 | 1.4476e-05
|  |  | 960.6493 | 0.0035572 | 711.6428 | 0 | 960.6493 | 0.082995 | 712.2521 | 0.00024284 | 960.6493 | 0.064994 | 712.2521 | 0.00015777 | 955.2 | -0.0026388 | 711.6428 | 0.0055062 | 955.2 | -0.002689 | 955.2 | 0.0018873 | 712.2521 | 0.00010999 | 712.2521 | 0.00013687 | 711.6428 | 0 | 960.6493 | -0.023911 | 1050.715 | 0.041799 | 960.6493 | 0.095885 | 1051.0858 | 0 | 1050.715 | 0.032238 | 712.2521 | 9.8764e-06
|  |  | 960.8914 | -0.032594 | 711.7697 | 0.016431 | 960.8914 | -0.32604 | 712.373 | 0 | 960.8914 | -0.12726 | 712.373 | 0.0001669 | 955.44 | -0.0059973 | 711.7697 | 0.0085702 | 955.44 | 0.0011552 | 955.44 | 0.0032646 | 712.373 | 0.00011924 | 712.373 | 0.00011168 | 711.7697 | 0.00042164 | 960.8914 | 0.025043 | 1050.8835 | 0.03717 | 960.8914 | 0.0065025 | 1051.256 | 0 | 1050.8835 | 0.03391 | 712.373 | 1.38e-05
|  |  | 961.1336 | 0.02339 | 711.8966 | 0 | 961.1336 | -0.011827 | 712.494 | 0.00024284 | 961.1336 | 0.076576 | 712.494 | 0.00015181 | 955.68 | 0.020872 | 711.8966 | 0.0052398 | 955.68 | 0.00010678 | 955.68 | -0.0080593 | 712.494 | 0.00011544 | 712.494 | 0.00011014 | 711.8966 | 0 | 961.1336 | 0.011306 | 1051.0521 | 0.042117 | 961.1336 | 0.018544 | 1051.4263 | 0 | 1051.0521 | 0.03326 | 712.494 | 1.5153e-05
|  |  | 961.3758 | -0.0068043 | 712.0235 | 0.0081166 | 961.3758 | -0.24911 | 712.615 | 0.00053406 | 961.3758 | -0.13163 | 712.615 | 0.0001466 | 955.92 | -0.027587 | 712.0235 | 0.008437 | 955.92 | -0.0031549 | 955.92 | -0.010661 | 712.615 | 0.00013063 | 712.615 | 0.00012676 | 712.0235 | 0.01012 | 961.3758 | 0.0075185 | 1051.2207 | 0.026732 | 961.3758 | -0.031401 | 1051.5966 | 0 | 1051.2207 | 0.034979 | 712.615 | 2.0429e-05
|  |  | 961.618 | 0.0027124 | 712.1504 | 0 | 961.618 | 0.064505 | 712.7359 | 0 | 961.618 | 0.06764 | 712.7359 | 0.00014399 | 956.16 | 0.0098357 | 712.1504 | 0.0023533 | 956.16 | -0.0047858 | 956.16 | -0.012038 | 712.7359 | 0.00014797 | 712.7359 | 0.00011014 | 712.1504 | 0 | 961.618 | -0.013647 | 1051.3892 | 0.041709 | 961.618 | 0.055806 | 1051.7668 | 0 | 1051.3892 | 0.034421 | 712.7359 | 2.1715e-05
|  |  | 961.8601 | -0.021579 | 712.2773 | 0.011941 | 961.8601 | -0.20866 | 712.8569 | 0 | 961.8601 | -0.14501 | 712.8569 | 0.0001492 | 956.41 | 0.0055175 | 712.2773 | 0.008659 | 956.41 | -0.0086301 | 956.41 | -0.0088246 | 712.8569 | 0.00014946 | 712.8569 | 0.00011837 | 712.2773 | 0.0037951 | 961.8601 | 0.0059976 | 1051.5578 | 0.025552 | 961.8601 | -0.0051432 | 1051.9371 | 0.00032174 | 1051.5578 | 0.035583 | 712.8569 | 2.0429e-05
|  |  | 962.1023 | 0.018862 | 712.4043 | 0 | 962.1023 | -0.11591 | 712.9778 | 0 | 962.1023 | 0.084022 | 712.9778 | 0.00015479 | 956.65 | -0.016073 | 712.4043 | 0.0055062 | 956.65 | -0.0054848 | 956.65 | 0.0011222 | 712.9778 | 0.00014384 | 712.9778 | 8.8389e-05 | 712.4043 | 0 | 962.1023 | 0.027295 | 1051.7263 | 0.042117 | 962.1023 | 0.016374 | 1052.1074 | 0 | 1051.7263 | 0.033539 | 712.9778 | 1.7115e-05
|  |  | 962.3445 | -0.032032 | 712.5312 | 0.0038098 | 962.3445 | -0.30258 | 713.0988 | 0 | 962.3445 | -0.14221 | 713.0988 | 0.00014231 | 956.89 | -0.041501 | 712.5312 | 0.0090586 | 956.89 | -0.002689 | 956.89 | -0.0016323 | 713.0988 | 0.00013724 | 713.0988 | 0.00012847 | 712.5312 | 0 | 962.3445 | -0.0097142 | 1051.8949 | 0.028184 | 962.3445 | -0.0088057 | 1052.2777 | 0 | 1051.8949 | 0.034003 | 713.0988 | 1.5153e-05
|  |  | 962.5867 | 0.044272 | 712.6582 | 0 | 962.5867 | -0.026905 | 713.2198 | 0 | 962.5867 | 0.066169 | 713.2198 | 0.00014343 | 957.13 | 0.011275 | 712.6582 | 0.0057727 | 957.13 | 0.0020871 | 957.13 | 0.01214 | 713.2198 | 0.00013691 | 713.2198 | 0.00011168 | 712.6582 | 0 | 962.5867 | 0.067711 | 1052.0635 | 0.031679 | 962.5867 | 0.041984 | 1052.4479 | 0 | 1052.0635 | 0.032424 | 713.2198 | 1.4476e-05
|  |  | 962.8289 | 0.00021708 | 712.7852 | 0.0089448 | 962.8289 | -0.17244 | 713.3407 | 0.00082547 | 962.8289 | -0.12586 | 713.3407 | 0.00014082 | 957.37 | -0.010315 | 712.7852 | 0.0056394 | 957.37 | -0.007698 | 957.37 | 0.0031115 | 713.3407 | 0.00013608 | 713.3407 | 0.00014183 | 712.7852 | 0.0092767 | 962.8289 | 0.013193 | 1052.232 | 0.043569 | 962.8289 | -0.014438 | 1052.6182 | 0.00010725 | 1052.232 | 0.034328 | 713.3407 | 1.9753e-05
|  |  | 963.0711 | -0.0047207 | 712.9122 | 0 | 963.0711 | -0.045583 | 713.4617 | 0.00024284 | 963.0711 | 0.044249 | 713.4617 | 0.00014362 | 957.62 | 0.041501 | 712.9122 | 0.0047513 | 957.62 | 0.00057274 | 957.62 | 0.0083142 | 713.4617 | 0.00014698 | 713.4617 | 9.6782e-05 | 712.9122 | 0.00077413 | 963.0711 | 0.01245 | 1052.4006 | 0.032859 | 963.0711 | -0.0077048 | 1052.7885 | 0 | 1052.4006 | 0.033167 | 713.4617 | 1.1838e-05
|  |  | 963.3133 | -0.034309 | 713.0392 | 0.015284 | 963.3133 | -0.33816 | 713.5827 | 0.00024284 | 963.3133 | -0.13866 | 713.5827 | 0.00015926 | 957.86 | 0.024709 | 713.0392 | 0.0055062 | 957.86 | -0.0021065 | 957.86 | 0.0031115 | 713.5827 | 0.00014764 | 713.5827 | 9.3356e-05 | 713.0392 | 0.018132 | 963.3133 | -0.024019 | 1052.5691 | 0.028819 | 963.3133 | -0.011848 | 1052.9588 | 0 | 1052.5691 | 0.034746 | 713.5827 | 2.2391e-05
|  |  | 963.5556 | 0.012733 | 713.1662 | 0 | 963.5556 | 0.097908 | 713.7037 | 0 | 963.5556 | 0.067697 | 713.7037 | 0.00014213 | 958.1 | 0.019431 | 713.1662 | 0.0090142 | 958.1 | 0.0051159 | 958.1 | 0.0066312 | 713.7037 | 0.00014583 | 713.7037 | 7.9995e-05 | 713.1662 | 0 | 963.5556 | 0.014999 | 1052.7377 | 0.033903 | 963.5556 | -0.014776 | 1053.1291 | 0 | 1052.7377 | 0.033817 | 713.7037 | 2.5706e-05
|  |  | 963.7978 | -0.0093328 | 713.2932 | 0.011081 | 963.7978 | -0.12199 | 713.8246 | 0 | 963.7978 | -0.12996 | 713.8246 | 0.00016262 | 958.34 | -0.02183 | 713.2932 | 0 | 958.34 | -0.0087464 | 958.34 | -0.0069881 | 713.8246 | 0.0001303 | 713.8246 | 0.00010175 | 713.2932 | 0.00042164 | 963.7978 | -0.034452 | 1052.9062 | 0.048607 | 963.7978 | -0.016639 | 1053.2994 | 0 | 1052.9062 | 0.034839 | 713.8246 | 3.5582e-05
|  |  | 964.04 | -0.015689 | 713.4202 | 0 | 964.04 | 0.039997 | 713.9456 | 0 | 964.04 | 0.047414 | 713.9456 | 0.00013877 | 958.58 | 0.004558 | 713.4202 | 0.0065275 | 958.58 | -0.0037373 | 958.58 | -0.00086717 | 713.9456 | 0.0001308 | 713.9456 | 0.00012847 | 713.4202 | 0 | 964.04 | 0.030194 | 1053.0748 | 0.039803 | 964.04 | 0.0082568 | 1053.4696 | 7.1499e-05 | 1053.0748 | 0.033585 | 713.9456 | 2.4353e-05
|  |  | 964.2822 | -0.015337 | 713.5473 | 0.016431 | 964.2822 | -0.3178 | 714.0666 | 0 | 964.2822 | -0.12825 | 714.0666 | 0.00015125 | 958.82 | -0.0031186 | 713.5473 | 0.0041382 | 958.82 | -0.0066496 | 958.82 | -0.0065293 | 714.0666 | 0.00013427 | 714.0666 | 0.00011682 | 713.5473 | 0 | 964.2822 | -0.024439 | 1053.2434 | 0.043343 | 964.2822 | -0.02236 | 1053.6399 | 0 | 1053.2434 | 0.034514 | 714.0666 | 2.1106e-05
|  |  | 964.5245 | -0.0087519 | 713.6743 | 0 | 964.5245 | -0.069441 | 714.1875 | 0 | 964.5245 | 0.058863 | 714.1875 | 0.00013002 | 959.07 | -0.013194 | 713.6743 | 0.0027314 | 959.07 | 0.00068922 | 959.07 | -0.0054579 | 714.1875 | 0.0001445 | 714.1875 | 0.00012505 | 713.6743 | 0 | 964.5245 | 0.082484 | 1053.4119 | 0.032314 | 964.5245 | -0.0084506 | 1053.8102 | 0 | 1053.4119 | 0.033492 | 714.1875 | 1.7115e-05
|  |  | 964.7667 | -0.0058099 | 713.8014 | 0.012801 | 964.7667 | -0.25754 | 714.3085 | 0 | 964.7667 | -0.12942 | 714.3085 | 0.00014604 | 959.31 | 0.013674 | 713.8014 | 0.0023737 | 959.31 | 0.0017376 | 959.31 | 0.0011222 | 714.3085 | 0.00016498 | 714.3085 | 0.0001235 | 713.8014 | 0.023171 | 964.7667 | -0.047604 | 1053.5805 | 0.026187 | 964.7667 | -0.01007 | 1053.9805 | 0.00032174 | 1053.5805 | 0.034793 | 714.3085 | 1.4476e-05
|  |  | 965.009 | -0.0028204 | 713.9285 | 0 | 965.009 | 0.19374 | 714.4295 | 0.00024284 | 965.009 | 0.049682 | 714.4295 | 0.00015442 | 959.55 | 0.02135 | 713.9285 | 0.0058615 | 959.55 | 0.0039509 | 959.55 | 0.0026524 | 714.4295 | 0.0001412 | 714.4295 | 0.00013344 | 713.9285 | 0 | 965.009 | 0.026216 | 1053.749 | 0.029137 | 965.009 | 0.0093549 | 1054.1508 | 0 | 1053.749 | 0.034143 | 714.4295 | 6.5617e-06
|  |  | 965.2512 | -0.0064497 | 714.0556 | 0.0031472 | 965.2512 | -0.17797 | 714.5505 | 0.00024284 | 965.2512 | -0.14642 | 714.5505 | 0.00016187 | 959.79 | -0.013674 | 714.0556 | 0.0054174 | 959.79 | 0.0018541 | 959.79 | 0.0095384 | 714.5505 | 0.00013691 | 714.5505 | 0.00012505 | 714.0556 | 0.0029518 | 965.2512 | -0.0072688 | 1053.9176 | 0.039576 | 965.2512 | -0.027188 | 1054.3211 | 0 | 1053.9176 | 0.03535 | 714.5505 | 1.0553e-05
|  |  | 965.4935 | -0.009841 | 714.1826 | 0 | 965.4935 | 0.036839 | 714.6715 | 0.00024284 | 965.4935 | 0.073504 | 714.6715 | 0.00015218 | 960.03 | 0.017512 | 714.1826 | 0 | 960.03 | 0.00033976 | 960.03 | 0.0012752 | 714.6715 | 0.00012485 | 714.6715 | 0.00010004 | 714.1826 | 0 | 965.4935 | -0.0068687 | 1054.0861 | 0.035446 | 965.4935 | 0.030831 | 1054.4914 | 0 | 1054.0861 | 0.034143 | 714.6715 | 2.6991e-05
|  |  | 965.7358 | -0.036042 | 714.3098 | 0.017577 | 965.7358 | -0.28192 | 714.7924 | 0.00024284 | 965.7358 | -0.13996 | 714.7924 | 0.00015349 | 960.28 | -0.00071969 | 714.3098 | 0.00073522 | 960.28 | -9.7074e-06 | 960.28 | -0.013415 | 714.7924 | 0.0001554 | 714.7924 | 0.00012179 | 714.3098 | 0.01012 | 965.7358 | -0.025612 | 1054.2547 | 0.037488 | 965.7358 | -0.062941 | 1054.6617 | 0 | 1054.2547 | 0.035072 | 714.7924 | 4.1467e-05
|  |  | 965.978 | 0.0034966 | 714.4369 | 0 | 965.978 | -0.03375 | 714.9134 | 0.00053406 | 965.978 | 0.06511 | 714.9134 | 0.00014604 | 960.52 | 0.0050378 | 714.4369 | 0.0061279 | 960.52 | -0.0036209 | 960.52 | -0.0068351 | 714.9134 | 0.00015062 | 714.9134 | 0.00012008 | 714.4369 | 0 | 965.978 | 0.033179 | 1054.4232 | 0.029455 | 965.978 | 0.02016 | 1054.832 | 0 | 1054.4232 | 0.034143 | 714.9134 | 4.4782e-05
|  |  | 966.2203 | -0.042399 | 714.564 | 0 | 966.2203 | -0.1962 | 715.0344 | 0 | 966.2203 | -0.15238 | 715.0344 | 0.00012499 | 960.76 | -0.0050378 | 714.564 | 0 | 960.76 | 0.00022327 | 960.76 | -0.010813 | 715.0344 | 0.00015722 | 715.0344 | 0.00016187 | 714.564 | 0.0042167 | 966.2203 | -0.013267 | 1054.5918 | 0.032087 | 966.2203 | -0.070442 | 1055.0023 | 0 | 1054.5918 | 0.034886 | 715.0344 | 4.282e-05
|  |  | 966.4626 | -0.0029111 | 714.6911 | 0 | 966.4626 | 0.085323 | 715.1554 | 0 | 966.4626 | 0.082301 | 715.1554 | 0.00013095 | 961 | 0.0083963 | 714.6911 | 0.0048846 | 961 | 0.00057274 | 961 | 0.0038766 | 715.1554 | 0.00016994 | 715.1554 | 0.00014183 | 714.6911 | 0 | 966.4626 | 0.034322 | 1054.7603 | 0.039349 | 966.4626 | 0.05693 | 1055.1726 | 0 | 1054.7603 | 0.03261 | 715.1554 | 3.7544e-05
|  |  | 966.7049 | -0.029665 | 714.8183 | 0.0077853 | 966.7049 | -0.21647 | 715.2764 | 0 | 966.7049 | -0.13782 | 715.2764 | 0.00015516 | 961.24 | -0.013194 | 714.8183 | 0.010924 | 961.24 | -0.0043198 | 961.24 | -0.015404 | 715.2764 | 0.00016796 | 715.2764 | 0.00014851 | 714.8183 | 0.00084329 | 966.7049 | 0.030325 | 1054.9289 | 0.027912 | 966.7049 | -0.027908 | 1055.3429 | 0 | 1054.9289 | 0.033864 | 715.2764 | 2.5029e-05
|  |  | 966.9472 | 0.00019696 | 714.9455 | 0 | 966.9472 | -1.977e-05 | 715.3973 | 0.00024284 | 966.9472 | 0.082302 | 715.3973 | 0.00016653 | 961.48 | 0.034305 | 714.9455 | 0.0024794 | 961.48 | -9.7074e-06 | 961.48 | 0.0047948 | 715.3973 | 0.00014682 | 715.3973 | 0.00011682 | 714.9455 | 0 | 966.9472 | 0.0069549 | 1055.0974 | 0.042843 | 966.9472 | 0.0045874 | 1055.5132 | 0 | 1055.0974 | 0.032284 | 715.3973 | 1.0553e-05
|  |  | 967.1895 | -0.01175 | 715.0726 | 0.0089448 | 967.1895 | -0.20603 | 715.5183 | 0.00024284 | 967.1895 | -0.13793 | 715.5183 | 0.00017267 | 961.73 | -0.017992 | 715.0726 | 0.0052842 | 961.73 | -0.0050185 | 961.73 | -0.0045398 | 715.5183 | 0.00014038 | 715.5183 | 0.00012008 | 715.0726 | 0.010542 | 967.1895 | 0.00090944 | 1055.266 | 0.030635 | 967.1895 | -0.00017137 | 1055.6835 | 0 | 1055.266 | 0.03391 | 715.5183 | 1.6438e-05
|  |  | 967.4318 | 0.022834 | 715.1998 | 0 | 967.4318 | -0.11977 | 715.6393 | 0.00024284 | 967.4318 | 0.091725 | 715.6393 | 0.00015479 | 961.97 | 0.0093559 | 715.1998 | 0.0057727 | 961.97 | 0.0056981 | 961.97 | 0.007243 | 715.6393 | 0.00013427 | 715.6393 | 9.5069e-05 | 715.1998 | 0 | 967.4318 | 0.018042 | 1055.4345 | 0.03245 | 967.4318 | 0.05149 | 1055.8538 | 0 | 1055.4345 | 0.032284 | 715.6393 | 2.2391e-05
|  |  | 967.6741 | -0.04055 | 715.327 | 0.016908 | 967.6741 | -0.2516 | 715.7603 | 0.00024284 | 967.6741 | -0.12537 | 715.7603 | 0.0001669 | 962.21 | -0.017032 | 715.327 | 0.0090586 | 962.21 | 0.00092222 | 962.21 | -0.00025504 | 715.7603 | 0.00016564 | 715.7603 | 0.00010843 | 715.327 | 0.017288 | 967.6741 | -0.028384 | 1055.6031 | 0.046746 | 967.6741 | -0.0080116 | 1056.0241 | 0 | 1055.6031 | 0.03405 | 715.7603 | 3.4906e-05
|  |  | 967.9164 | -0.00053057 | 715.4543 | 0 | 967.9164 | -0.020951 | 715.8813 | 0 | 967.9164 | 0.052003 | 715.8813 | 0.0001561 | 962.45 | -0.0040782 | 715.4543 | 0.0092807 | 962.45 | 0.0091928 | 962.45 | 0.0020403 | 715.8813 | 0.00014269 | 715.8813 | 0.00010346 | 715.4543 | 0 | 967.9164 | 0.026023 | 1055.7716 | 0.045657 | 967.9164 | 0.00060301 | 1056.1944 | 0 | 1055.7716 | 0.033121 | 715.8813 | 2.2391e-05
|  |  | 968.1587 | 0.0020094 | 715.5815 | 0.021398 | 968.1587 | -0.34405 | 716.0023 | 0 | 968.1587 | -0.14686 | 716.0023 | 0.00017118 | 962.69 | -0.0011995 | 715.5815 | 0.0050178 | 962.69 | 0.0033685 | 962.69 | 0.006172 | 716.0023 | 0.00016069 | 716.0023 | 0.00015177 | 715.5815 | 0.0033734 | 968.1587 | -0.0080948 | 1055.9402 | 0.02537 | 968.1587 | -0.013445 | 1056.3647 | 0.00010725 | 1055.9402 | 0.0347 | 716.0023 | 2.3067e-05
|  |  | 968.401 | -0.0009259 | 715.7087 | 0 | 968.401 | 0.094137 | 716.1233 | 0.00024284 | 968.401 | 0.097327 | 716.1233 | 0.00016001 | 962.94 | -0.014154 | 715.7087 | 0.0044849 | 962.94 | 0.002553 | 962.94 | -0.0022444 | 716.1233 | 0.00012452 | 716.1233 | 0.00018688 | 715.7087 | 0 | 968.401 | -0.0054736 | 1056.1087 | 0.04307 | 968.401 | 0.0082455 | 1056.535 | 0 | 1056.1087 | 0.033539 | 716.1233 | 2.9629e-05
|  |  | 968.6434 | -0.025472 | 715.836 | 0.013947 | 968.6434 | -0.13217 | 716.2443 | 0 | 968.6434 | -0.16295 | 716.2443 | 0.00016224 | 963.18 | -0.016073 | 715.836 | 0.0031299 | 963.18 | 0.0046498 | 963.18 | 0.0090795 | 716.2443 | 0.00014186 | 716.2443 | 0.0001802 | 715.836 | 0.0075901 | 968.6434 | -0.038827 | 1056.2773 | 0.027458 | 968.6434 | -0.0038679 | 1056.7053 | 0 | 1056.2773 | 0.034793 | 716.2443 | 3.0306e-05
|  |  | 968.8857 | 0.016484 | 715.9632 | 0 | 968.8857 | 0.14292 | 716.3652 | 0.00024284 | 968.8857 | 0.073192 | 716.3652 | 0.00016057 | 963.42 | 0.02183 | 715.9632 | 0.0041182 | 963.42 | 0.00045625 | 963.42 | 0.00051009 | 716.3652 | 0.00012832 | 716.3652 | 0.00015006 | 715.9632 | 0 | 968.8857 | 0.015844 | 1056.4458 | 0.034719 | 968.8857 | -0.037077 | 1056.8756 | 0 | 1056.4458 | 0.033306 | 716.3652 | 2.3067e-05
|  |  | 969.128 | -0.03669 | 716.0905 | 0.011081 | 969.128 | -0.27806 | 716.4862 | 0.00024284 | 969.128 | -0.12227 | 716.4862 | 0.00015256 | 963.66 | -0.004558 | 716.0905 | 0.0059059 | 963.66 | -0.0031549 | 963.66 | -0.0014792 | 716.4862 | 0.00013873 | 716.4862 | 0.00011837 | 716.0905 | 0.00084329 | 969.128 | -0.0099915 | 1056.6144 | 0.042707 | 969.128 | -0.005756 | 1057.046 | 0 | 1056.6144 | 0.034607 | 716.4862 | 3.9235e-06
|  |  | 969.3704 | 0.0033761 | 716.2178 | 0 | 969.3704 | 0.036879 | 716.6072 | 0.00053406 | 969.3704 | 0.082469 | 716.6072 | 0.00013318 | 963.9 | -0.002159 | 716.2178 | 0.0074157 | 963.9 | 0.002553 | 963.9 | 0.0052539 | 716.6072 | 0.00012964 | 716.6072 | 0.00011168 | 716.2178 | 0 | 969.3704 | 0.063547 | 1056.7829 | 0.033766 | 969.3704 | 0.023228 | 1057.2163 | 0 | 1056.7829 | 0.033817 | 716.6072 | 1.3191e-05
|  |  | 969.6127 | -0.035289 | 716.3451 | 0.0094417 | 969.6127 | -0.22724 | 716.7282 | 0.00024284 | 969.6127 | -0.10538 | 716.7282 | 0.00011567 | 964.15 | -0.020391 | 716.3451 | 0.0060391 | 964.15 | 0.0055817 | 964.15 | -0.0025504 | 716.7282 | 0.00012948 | 716.7282 | 0.00010175 | 716.3451 | 0.0012649 | 969.6127 | -0.020439 | 1056.9515 | 0.028592 | 969.6127 | 0.011155 | 1057.3866 | 0 | 1056.9515 | 0.035443 | 716.7282 | 1.9753e-05
|  |  | 969.8551 | -0.024472 | 716.4724 | 0 | 969.8551 | 0.16111 | 716.8492 | 0 | 969.8551 | 0.063351 | 716.8492 | 0.00013486 | 964.39 | 0.018952 | 716.4724 | 0.0065275 | 964.39 | -0.0031549 | 964.39 | -0.0048458 | 716.8492 | 0.00013228 | 716.8492 | 7.6741e-05 | 716.4724 | 0 | 969.8551 | 0.0035643 | 1057.12 | 0.041028 | 969.8551 | 0.020481 | 1057.5569 | 0 | 1057.12 | 0.034746 | 716.8492 | 3.2267e-05
|  |  | 970.0974 | -0.026664 | 716.5997 | 0.0062945 | 970.0974 | -0.26345 | 716.9702 | 0 | 970.0974 | -0.13756 | 716.9702 | 0.00016429 | 964.63 | -0.014154 | 716.5997 | 0.0016175 | 964.63 | -0.012008 | 964.63 | 0.0020403 | 716.9702 | 0.00012766 | 716.9702 | 8.6676e-05 | 716.5997 | 0.021083 | 970.0974 | -0.019455 | 1057.2886 | 0.03894 | 970.0974 | -0.0026875 | 1057.7272 | 0 | 1057.2886 | 0.035536 | 716.9702 | 2.4353e-05
|  |  | 970.3398 | 0.0098771 | 716.727 | 0 | 970.3398 | 0.21906 | 717.0912 | 0 | 970.3398 | 0.069352 | 717.0912 | 0.00016578 | 964.87 | -0.02375 | 716.727 | 0.0038661 | 964.87 | -0.0001262 | 964.87 | 0.0029585 | 717.0912 | 0.00013063 | 717.0912 | 0.00015845 | 716.727 | 0 | 970.3398 | 0.042868 | 1057.4571 | 0.030499 | 970.3398 | 0.055547 | 1057.8976 | 0 | 1057.4571 | 0.034282 | 717.0912 | 1.9753e-05
|  |  | 970.5822 | -0.014391 | 716.8543 | 0.0084479 | 970.5822 | -0.18033 | 717.2122 | 0 | 970.5822 | -0.15278 | 717.2122 | 0.0001682 | 965.11 | -0.0079165 | 716.8543 | 0.0059059 | 965.11 | -0.0029219 | 965.11 | -0.013721 | 717.2122 | 0.00012766 | 717.2122 | 0.00020024 | 716.8543 | 0.03037 | 970.5822 | -0.038703 | 1057.6256 | 0.043025 | 970.5822 | -0.02587 | 1058.0679 | 0 | 1057.6256 | 0.035211 | 717.2122 | 2.3067e-05
|  |  | 970.8246 | 0.00055414 | 716.9817 | 0 | 970.8246 | -0.073717 | 717.3332 | 0 | 970.8246 | 0.069872 | 717.3332 | 0.00016522 | 965.36 | 0.019911 | 716.9817 | 0 | 965.36 | -0.0075817 | 965.36 | -0.005917 | 717.3332 | 0.00012849 | 717.3332 | 0.00019357 | 716.9817 | 0 | 970.8246 | -0.0084645 | 1057.7942 | 0.037987 | 970.8246 | -0.022024 | 1058.2382 | 0 | 1057.7942 | 0.034282 | 717.3332 | 2.5706e-05
|  |  | 971.0669 | -0.030728 | 717.109 | 0.014425 | 971.0669 | -0.21763 | 717.4542 | 0.00053406 | 971.0669 | -0.16882 | 717.4542 | 0.00016988 | 965.6 | -0.015113 | 717.109 | 0.007016 | 965.6 | 0.0012716 | 965.6 | -0.0017853 | 717.4542 | 0.00012238 | 717.4542 | 0.00015177 | 717.109 | 0.0063249 | 971.0669 | -0.01923 | 1057.9627 | 0.032223 | 971.0669 | -0.0044658 | 1058.4085 | 0 | 1057.9627 | 0.035118 | 717.4542 | 2.8344e-05
|  |  | 971.3093 | -0.0048211 | 717.2364 | 0 | 971.3093 | 0.061337 | 717.5752 | 0 | 971.3093 | 0.065404 | 717.5752 | 0.00015833 | 965.84 | -0.013194 | 717.2364 | 0 | 965.84 | 0.0018541 | 965.84 | 0.00051009 | 717.5752 | 0.00011428 | 717.5752 | 0.00013018 | 717.2364 | 0 | 971.3093 | -0.022408 | 1058.1313 | 0.034311 | 971.3093 | -0.02214 | 1058.5789 | 0 | 1058.1313 | 0.033771 | 717.5752 | 1.5153e-05
|  |  | 971.5517 | -0.018562 | 717.3638 | 0.015571 | 971.5517 | -0.16325 | 717.6962 | 0 | 971.5517 | -0.14687 | 717.6962 | 0.00013952 | 966.08 | -0.019431 | 717.3638 | 0.012567 | 966.08 | -0.0063001 | 966.08 | 0.00066312 | 717.6962 | 0.0001265 | 717.6962 | 0.00014337 | 717.3638 | 0.013915 | 971.5517 | 0.0013832 | 1058.2998 | 0.030952 | 971.5517 | -0.031827 | 1058.7492 | 0.00010725 | 1058.2998 | 0.034746 | 717.6962 | 3.6867e-05
|  |  | 971.7941 | 0.018953 | 717.4912 | 0 | 971.7941 | 0.0089591 | 717.8172 | 0.00024284 | 971.7941 | 0.087252 | 717.8172 | 0.00012797 | 966.32 | -0.0079165 | 717.4912 | 0.0031097 | 966.32 | 0.0074455 | 966.32 | 0.0034176 | 717.8172 | 0.00013542 | 717.8172 | 0.00012179 | 717.4912 | 0 | 971.7941 | -0.010229 | 1058.4684 | 0.036535 | 971.7941 | 0.054038 | 1058.9195 | 0 | 1058.4684 | 0.033585 | 717.8172 | 3.2267e-05
|  |  | 972.0365 | -0.027551 | 717.6186 | 0.01089 | 972.0365 | -0.39396 | 717.9382 | 0.00053406 | 972.0365 | -0.16626 | 717.9382 | 0.00015051 | 966.57 | 0.010315 | 717.6186 | 0.0014915 | 966.57 | -0.0023395 | 966.57 | 0.006019 | 717.9382 | 0.00015458 | 717.9382 | 0.00012008 | 717.6186 | 0.00042164 | 972.0365 | 0.004811 | 1058.6369 | 0.030952 | 972.0365 | -0.010507 | 1059.0899 | 0 | 1058.6369 | 0.034607 | 717.9382 | 5.9259e-05
|  |  | 972.2789 | 0.0029292 | 717.746 | 0 | 972.2789 | -0.017486 | 718.0593 | 0 | 972.2789 | 0.078146 | 718.0593 | 0.00015125 | 966.81 | -0.010315 | 717.746 | 0.0072824 | 966.81 | 0.0065138 | 966.81 | 0.0037236 | 718.0593 | 0.00014946 | 718.0593 | 0.00012505 | 717.746 | 0 | 972.2789 | 0.0021481 | 1058.8055 | 0.031679 | 972.2789 | 0.007526 | 1059.2602 | 0 | 1058.8055 | 0.033353 | 718.0593 | 3.4229e-05
|  |  | 972.5213 | -0.026998 | 717.8734 | 0.013756 | 972.5213 | -0.25984 | 718.1803 | 0 | 972.5213 | -0.16126 | 718.1803 | 0.00016187 | 967.05 | -0.017992 | 717.8734 | 0.0043903 | 967.05 | -0.0049022 | 967.05 | -0.0076005 | 718.1803 | 0.00015194 | 718.1803 | 9.8495e-05 | 717.8734 | 0.01518 | 972.5213 | -0.04112 | 1058.974 | 0.026096 | 972.5213 | 0.0061153 | 1059.4305 | 0 | 1058.974 | 0.0347 | 718.1803 | 5.2697e-05
|  |  | 972.7637 | 0.0031171 | 718.0009 | 0 | 972.7637 | 0.11664 | 718.3013 | 0 | 972.7637 | 0.10804 | 718.3013 | 0.00012499 | 967.29 | 0.012235 | 718.0009 | 0.0047513 | 967.29 | 0.0015046 | 967.29 | 0.0096913 | 718.3013 | 0.00012948 | 718.3013 | 9.6782e-05 | 718.0009 | 0 | 972.7637 | 0.015165 | 1059.1425 | 0.034447 | 972.7637 | 0.05884 | 1059.6009 | 0 | 1059.1425 | 0.033678 | 718.3013 | 2.5706e-05
|  |  | 973.0062 | -0.039394 | 718.1283 | 0.013947 | 973.0062 | -0.36833 | 718.4223 | 0 | 973.0062 | -0.12932 | 718.4223 | 0.0001384 | 967.53 | 0.0055175 | 718.1283 | 0.0057727 | 967.53 | -0.0032714 | 967.53 | -0.0053048 | 718.4223 | 0.0001341 | 718.4223 | 7.3315e-05 | 718.1283 | 0 | 973.0062 | -0.018227 | 1059.3111 | 0.018608 | 973.0062 | -0.075344 | 1059.7712 | 0.00010725 | 1059.3111 | 0.035211 | 718.4223 | 3.9506e-05
|  |  | 973.2486 | -0.012206 | 718.2558 | 0 | 973.2486 | 0.029549 | 718.5433 | 0.00024284 | 973.2486 | 0.067469 | 718.5433 | 0.00012108 | 967.77 | -0.018952 | 718.2558 | 0 | 967.77 | -0.00070865 | 967.77 | 0.0023464 | 718.5433 | 0.00012964 | 718.5433 | 9.8495e-05 | 718.2558 | 0 | 973.2486 | 0.052633 | 1059.4796 | 0.035582 | 973.2486 | -0.041667 | 1059.9416 | 0 | 1059.4796 | 0.034514 | 718.5433 | 2.3744e-05
|  |  | 973.491 | -0.034883 | 718.3833 | 0.0053006 | 973.491 | -0.17448 | 718.6643 | 0.00024284 | 973.491 | -0.16767 | 718.6643 | 0.0001479 | 968.02 | 0.0088761 | 718.3833 | 0.0076821 | 968.02 | -0.0078143 | 968.02 | 0.0032646 | 718.6643 | 0.00015078 | 718.6643 | 6.1666e-05 | 718.3833 | 0.00506 | 973.491 | -0.039473 | 1059.6481 | 0.02714 | 973.491 | -0.01558 | 1060.1119 | 0 | 1059.6481 | 0.035629 | 718.6643 | 3.4906e-05
|  |  | 973.7335 | 0.033897 | 718.5108 | 0 | 973.7335 | 0.19729 | 718.7853 | 0 | 973.7335 | 0.087905 | 718.7853 | 0.00014827 | 968.26 | 0.018472 | 718.5108 | 0 | 968.26 | -0.0045528 | 968.26 | 0.0043357 | 718.7853 | 0.00014649 | 718.7853 | 0.00010004 | 718.5108 | 0 | 973.7335 | 0.035487 | 1059.8167 | 0.028411 | 973.7335 | 0.11354 | 1060.2822 | 0 | 1059.8167 | 0.034189 | 718.7853 | 2.5029e-05
|  |  | 973.9759 | -0.0052293 | 718.6382 | 0.011463 | 973.9759 | -0.3256 | 718.9063 | 0 | 973.9759 | -0.1491 | 718.9063 | 0.00015796 | 968.5 | -0.0035984 | 718.6382 | 0.012567 | 968.5 | -0.0068827 | 968.5 | 0.00709 | 718.9063 | 0.00014913 | 718.9063 | 0.00012179 | 718.6382 | 0 | 973.9759 | -0.036328 | 1059.9852 | 0.029772 | 973.9759 | -0.004196 | 1060.4526 | 0 | 1059.9852 | 0.0347 | 718.9063 | 4.0182e-05
|  |  | 974.2183 | -0.0022835 | 718.7658 | 0 | 974.2183 | 0.059205 | 719.0273 | 0 | 974.2183 | 0.061171 | 719.0273 | 0.00014864 | 968.74 | 0.0002399 | 718.7658 | 0 | 968.74 | -0.0037373 | 968.74 | -0.0053048 | 719.0273 | 0.00013641 | 719.0273 | 0.00014509 | 718.7658 | 0 | 974.2183 | -0.010978 | 1060.1538 | 0.033267 | 974.2183 | 0.043312 | 1060.6229 | 0 | 1060.1538 | 0.03326 | 719.0273 | 3.4906e-05
|  |  | 974.4608 | -0.0062627 | 718.8933 | 0.0097437 | 974.4608 | -0.38248 | 719.1483 | 0.00024284 | 974.4608 | -0.14642 | 719.1483 | 0.00013449 | 968.99 | -0.0074367 | 718.8933 | 0.0061723 | 968.99 | 0.0029025 | 968.99 | -0.0057639 | 719.1483 | 0.00014533 | 719.1483 | 9.0102e-05 | 718.8933 | 0.0084334 | 974.4608 | 0.0086411 | 1060.3223 | 0.027049 | 974.4608 | -0.03042 | 1060.7933 | 0 | 1060.3223 | 0.034375 | 719.1483 | 4.1467e-05
|  |  | 974.7033 | -0.0001345 | 719.0208 | 0 | 974.7033 | 0.11961 | 719.2694 | 0.00024284 | 974.7033 | 0.081743 | 719.2694 | 0.00014175 | 969.23 | 0.038623 | 719.0208 | 0.0042442 | 969.23 | -0.0001262 | 969.23 | 0.0083142 | 719.2694 | 0.00014038 | 719.2694 | 7.9995e-05 | 719.0208 | 0 | 974.7033 | 0.030497 | 1060.4908 | 0.039984 | 974.7033 | 0.0053083 | 1060.9636 | 0 | 1060.4908 | 0.033399 | 719.2694 | 2.6382e-05
|  |  | 974.9457 | -0.022817 | 719.1483 | 0.0092761 | 974.9457 | -0.33426 | 719.3904 | 0 | 974.9457 | -0.12609 | 719.3904 | 0.00013486 | 969.47 | -0.028548 | 719.1483 | 0.0072824 | 969.47 | -0.0052516 | 969.47 | -0.0077534 | 719.3904 | 0.00015491 | 719.3904 | 7.9995e-05 | 719.1483 | 0.0012649 | 974.9457 | -0.037311 | 1060.6594 | 0.048516 | 974.9457 | -0.054749 | 1061.134 | 0.00010725 | 1060.6594 | 0.035257 | 719.3904 | 3.4906e-05
|  |  | 975.1882 | 0.0012808 | 719.2759 | 0 | 975.1882 | 0.009196 | 719.5114 | 0 | 975.1882 | 0.073609 | 719.5114 | 0.0001397 | 969.71 | -0.0026388 | 719.2759 | 0.0075045 | 969.71 | 0.0060475 | 969.71 | 0.011222 | 719.5114 | 0.00013839 | 719.5114 | 0.00011682 | 719.2759 | 0 | 975.1882 | 0.018061 | 1060.8279 | 0.045566 | 975.1882 | -0.00064935 | 1061.3043 | 7.1499e-05 | 1060.8279 | 0.034561 | 719.5114 | 2.0429e-05
|  |  | 975.4307 | -0.026698 | 719.4035 | 0.018246 | 975.4307 | -0.35541 | 719.6324 | 0 | 975.4307 | -0.15445 | 719.6324 | 0.00014268 | 969.95 | -0.0083963 | 719.4035 | 0.0012394 | 969.95 | -0.0010581 | 969.95 | -0.0034686 | 719.6324 | 0.00014236 | 719.6324 | 0.00010004 | 719.4035 | 0.013915 | 975.4307 | -0.044262 | 1060.9964 | 0.036535 | 975.4307 | -0.030508 | 1061.4747 | 0.00010725 | 1060.9964 | 0.036605 | 719.6324 | 3.6867e-05
|  |  | 975.6731 | -0.02021 | 719.531 | 0 | 975.6731 | -0.026903 | 719.7534 | 0 | 975.6731 | 0.07791 | 719.7534 | 0.00015777 | 970.2 | -0.0093559 | 719.531 | 0.0075045 | 970.2 | -0.002689 | 970.2 | 0.0031115 | 719.7534 | 0.00012766 | 719.7534 | 0.00011014 | 719.531 | 0 | 975.6731 | -0.0067048 | 1061.165 | 0.038305 | 975.6731 | 0.0027544 | 1061.645 | 0 | 1061.165 | 0.03549 | 719.7534 | 3.0982e-05
|  |  | 975.9156 | -0.0026836 | 719.6586 | 0.0089448 | 975.9156 | -0.30423 | 719.8745 | 0.00024284 | 975.9156 | -0.12999 | 719.8745 | 0.00016876 | 970.44 | -0.010315 | 719.6586 | 0.0019956 | 970.44 | -0.0073485 | 970.44 | -0.00607 | 719.8745 | 0.00013179 | 719.8745 | 7.9995e-05 | 719.6586 | 0.022348 | 975.9156 | -0.017044 | 1061.3335 | 0.049152 | 975.9156 | -0.024889 | 1061.8154 | 0 | 1061.3335 | 0.036465 | 719.8745 | 5.3373e-05
|  |  | 976.1581 | -0.0037627 | 719.7862 | 0 | 976.1581 | -0.042171 | 719.9955 | 0 | 976.1581 | 0.04947 | 719.9955 | 0.00016262 | 970.68 | -0.027109 | 719.7862 | 0.0038661 | 970.68 | -0.00094161 | 970.68 | 0.0044887 | 719.9955 | 0.00012072 | 719.9955 | 6.8347e-05 | 719.7862 | 0 | 976.1581 | 0.026921 | 1061.502 | 0.048925 | 976.1581 | 0.018902 | 1061.9857 | 0 | 1061.502 | 0.034932 | 719.9955 | 4.6135e-05
|  |  | 976.4006 | -0.018731 | 719.9138 | 0.010126 | 976.4006 | -0.044862 | 720.1165 | 0.00024284 | 976.4006 | -0.13878 | 720.1165 | 0.00016653 | 970.92 | -0.0040782 | 719.9138 | 0.008437 | 970.92 | 0.0017376 | 970.92 | -0.0016323 | 720.1165 | 0.00012271 | 720.1165 | 6.1666e-05 | 719.9138 | 0 | 976.4006 | -0.011021 | 1061.6706 | 0.040619 | 976.4006 | 0.0091958 | 1062.1561 | 0 | 1061.6706 | 0.036001 | 720.1165 | 5.662e-05
|  |  | 976.6431 | -0.0065765 | 720.0415 | 0 | 976.6431 | 0.056176 | 720.2375 | 0 | 976.6431 | 0.056512 | 720.2375 | 0.00016168 | 971.16 | 0.0035984 | 720.0415 | 0.0012187 | 971.16 | 0.0026695 | 971.16 | -0.00010202 | 720.2375 | 0.00011874 | 720.2375 | 0.000105 | 720.0415 | 0 | 976.6431 | 0.0070447 | 1061.8391 | 0.049152 | 976.6431 | 0.039586 | 1062.3265 | 0 | 1061.8391 | 0.035118 | 720.2375 | 3.822e-05
|  |  | 976.8856 | -0.01314 | 720.1691 | 0.014042 | 976.8856 | -0.3923 | 720.3585 | 0.00024284 | 976.8856 | -0.19628 | 720.3585 | 0.00016001 | 971.41 | -0.004558 | 720.1691 | 0 | 971.41 | 0.0015046 | 971.41 | 0.00066312 | 720.3585 | 0.00012964 | 720.3585 | 0.00013687 | 720.1691 | 0.014758 | 976.8856 | 0.0011606 | 1062.0076 | 0.033857 | 976.8856 | 0.016966 | 1062.4968 | 0 | 1062.0076 | 0.037023 | 720.3585 | 4.742e-05
|  |  | 977.1281 | 0.0060703 | 720.2967 | 0 | 977.1281 | 0.074125 | 720.4796 | 0 | 977.1281 | 0.10333 | 720.4796 | 0.00013579 | 971.65 | -0.0035984 | 720.2967 | 0.0022272 | 971.65 | -0.0030384 | 971.65 | 0.00051009 | 720.4796 | 0.00013228 | 720.4796 | 0.00014509 | 720.2967 | 0 | 977.1281 | 0.00049603 | 1062.1762 | 0.042753 | 977.1281 | 0.049878 | 1062.6672 | 0 | 1062.1762 | 0.037023 | 720.4796 | 2.7667e-05
|  |  | 977.3706 | -0.036744 | 720.4244 | 0.017863 | 977.3706 | -0.26846 | 720.6006 | 0.00024284 | 977.3706 | -0.1753 | 720.6006 | 0.00013952 | 971.89 | 0.015593 | 720.4244 | 0.0079041 | 971.89 | 0.00068922 | 971.89 | -0.0080593 | 720.6006 | 0.00014616 | 720.6006 | 0.00010004 | 720.4244 | 0.025646 | 977.3706 | 0.0096681 | 1062.3447 | 0.048698 | 977.3706 | 0.014527 | 1062.8375 | 0 | 1062.3447 | 0.039067 | 720.6006 | 4.1467e-05
|  |  | 977.6131 | -0.010153 | 720.5521 | 0 | 977.6131 | 0.10652 | 720.7216 | 0.00024284 | 977.6131 | 0.099823 | 720.7216 | 0.0001384 | 972.13 | -0.004558 | 720.5521 | 0.0065275 | 972.13 | 0.0041839 | 972.13 | -0.0077534 | 720.7216 | 0.00013427 | 720.7216 | 0.00010672 | 720.5521 | 0 | 977.6131 | -0.012501 | 1062.5132 | 0.04947 | 977.6131 | 0.029857 | 1063.0079 | 7.1499e-05 | 1062.5132 | 0.037673 | 720.7216 | 2.2391e-05
|  |  | 977.8557 | -0.024684 | 720.6797 | 0.013087 | 977.8557 | -0.30257 | 720.8427 | 0.00024284 | 977.8557 | -0.16316 | 720.8427 | 0.00014958 | 972.37 | 0.018952 | 720.6797 | 0.0019956 | 972.37 | -0.0016406 | 972.37 | -0.005917 | 720.8427 | 0.0001488 | 720.8427 | 0.000105 | 720.6797 | 0.0012649 | 977.8557 | 0.0010437 | 1062.6817 | 0.043479 | 977.8557 | -0.0035073 | 1063.1783 | 0 | 1062.6817 | 0.038416 | 720.8427 | 2.7667e-05
|  |  | 978.0982 | -0.0058316 | 720.8074 | 0 | 978.0982 | 0.18289 | 720.9637 | 0 | 978.0982 | 0.070768 | 720.9637 | 0.00015013 | 972.62 | 0.013194 | 720.8074 | 0.0022272 | 972.62 | -9.7074e-06 | 972.62 | 0.0012752 | 720.9637 | 0.00013311 | 720.9637 | 0.00012847 | 720.8074 | 0 | 978.0982 | 0.015812 | 1062.8503 | 0.040347 | 978.0982 | 0.056139 | 1063.3486 | 0 | 1062.8503 | 0.037069 | 720.9637 | 2.1106e-05
|  |  | 978.3407 | -0.016938 | 720.9351 | 0.0056319 | 978.3407 | -0.37855 | 721.0847 | 0.00024284 | 978.3407 | -0.14635 | 721.0847 | 0.00016485 | 972.86 | -0.022311 | 720.9351 | 0.0063943 | 972.86 | -0.0068827 | 972.86 | -0.0037746 | 721.0847 | 0.00013427 | 721.0847 | 0.00014012 | 720.9351 | 0 | 978.3407 | -0.0043884 | 1063.0188 | 0.035037 | 978.3407 | -0.032663 | 1063.519 | 0 | 1063.0188 | 0.038416 | 721.0847 | 4.1467e-05
|  |  | 978.5833 | -0.0098946 | 721.0628 | 0 | 978.5833 | -0.022527 | 721.2057 | 0.00024284 | 978.5833 | 0.077259 | 721.2057 | 0.00016578 | 973.1 | -0.014634 | 721.0628 | 0.0043703 | 973.1 | -0.002689 | 973.1 | -0.0016323 | 721.2057 | 0.0001308 | 721.2057 | 0.00014012 | 721.0628 | 0 | 978.5833 | -0.0061074 | 1063.1873 | 0.046656 | 978.5833 | 0.033974 | 1063.6894 | 0 | 1063.1873 | 0.037069 | 721.2057 | 4.3497e-05
|  |  | 978.8258 | -0.0037053 | 721.1906 | 0.0049694 | 978.8258 | -0.22573 | 721.3268 | 0 | 978.8258 | -0.16887 | 721.3268 | 0.00013952 | 973.34 | -0.031905 | 721.1906 | 0.011457 | 973.34 | -0.0088628 | 973.34 | -0.0057639 | 721.3268 | 0.00013873 | 721.3268 | 0.0001468 | 721.1906 | 0.01012 | 978.8258 | -0.0012381 | 1063.3559 | 0.035582 | 978.8258 | -0.018986 | 1063.8598 | 0 | 1063.3559 | 0.037859 | 721.3268 | 5.7973e-05
|  |  | 979.0684 | 0.019544 | 721.3183 | 0 | 979.0684 | 0.046631 | 721.4478 | 0 | 979.0684 | 0.070341 | 721.4478 | 0.00012108 | 973.58 | 0.012235 | 721.3183 | 0.0057727 | 973.58 | -0.0036209 | 973.58 | 0.00081613 | 721.4478 | 0.00014219 | 721.4478 | 0.00011168 | 721.3183 | 0 | 979.0684 | 0.050976 | 1063.5244 | 0.04956 | 979.0684 | 0.043659 | 1064.0301 | 7.1499e-05 | 1063.5244 | 0.036558 | 721.4478 | 4.8773e-05
|  |  | 979.3109 | -0.037851 | 721.4461 | 0.010126 | 979.3109 | -0.35468 | 721.5688 | 0.00053406 | 979.3109 | -0.13817 | 721.5688 | 0.00011325 | 973.83 | 0.0035984 | 721.4461 | 0.0047513 | 973.83 | -0.00059213 | 973.83 | 0.0017343 | 721.5688 | 0.00012006 | 721.5688 | 0.0001134 | 721.4461 | 0 | 979.3109 | -0.030215 | 1063.6929 | 0.03599 | 979.3109 | 0.0066305 | 1064.2005 | 0 | 1063.6929 | 0.037255 | 721.5688 | 5.202e-05
|  |  | 979.5535 | 0.0075285 | 721.5738 | 0 | 979.5535 | 0.14712 | 721.6899 | 0 | 979.5535 | 0.10445 | 721.6899 | 0.00011921 | 974.07 | -0.004558 | 721.5738 | 0.0014708 | 974.07 | 0.0020871 | 974.07 | -0.0016323 | 721.6899 | 0.00011808 | 721.6899 | 0.00010843 | 721.5738 | 0 | 979.5535 | 0.022436 | 1063.8614 | 0.042616 | 979.5535 | 0.040596 | 1064.3709 | 0 | 1063.8614 | 0.035908 | 721.6899 | 2.6991e-05
|  |  | 979.796 | -0.0061741 | 721.7016 | 0.0066257 | 979.796 | -0.30233 | 721.8109 | 0.00024284 | 979.796 | -0.15243 | 721.8109 | 0.00012536 | 974.31 | -0.037183 | 721.7016 | 0.0016175 | 974.31 | -0.0061837 | 974.31 | 0.0041827 | 721.8109 | 0.00013526 | 721.8109 | 0.00013841 | 721.7016 | 0.0016866 | 979.796 | -0.02272 | 1064.03 | 0.046202 | 979.796 | 0.041405 | 1064.5412 | 0 | 1064.03 | 0.037069 | 721.8109 | 2.4353e-05
|  |  | 980.0386 | 0.0068509 | 721.8294 | 0 | 980.0386 | 0.09018 | 721.9319 | 0 | 980.0386 | 0.075873 | 721.9319 | 0.00012536 | 974.55 | 0.0026388 | 721.8294 | 0.0048846 | 974.55 | 0.0077949 | 974.55 | 0.0084671 | 721.9319 | 0.00014467 | 721.9319 | 0.00013344 | 721.8294 | 0 | 980.0386 | 0.045659 | 1064.1985 | 0.058728 | 980.0386 | 0.076048 | 1064.7116 | 0 | 1064.1985 | 0.03679 | 721.9319 | 1.8468e-05
|  |  | 980.2812 | -0.021505 | 721.9572 | 0.0038098 | 980.2812 | -0.17436 | 722.053 | 0 | 980.2812 | -0.19671 | 722.053 | 0.00013132 | 974.8 | -0.011755 | 721.9572 | 0.0090586 | 974.8 | 0.0020871 | 974.8 | 0.00066312 | 722.053 | 0.00015887 | 722.053 | 0.00011014 | 721.9572 | 0 | 980.2812 | -0.019252 | 1064.367 | 0.049333 | 980.2812 | 0.0033978 | 1064.882 | 0 | 1064.367 | 0.038602 | 722.053 | 4.3497e-05
|  |  | 980.5238 | 0.0023285 | 722.085 | 0 | 980.5238 | -0.070309 | 722.174 | 0.00024284 | 980.5238 | 0.113 | 722.174 | 0.00013877 | 975.04 | 0.017512 | 722.085 | 0.0082593 | 975.04 | 0.003485 | 975.04 | 0.00051009 | 722.174 | 0.00013641 | 722.174 | 9.8495e-05 | 722.085 | 0 | 980.5238 | 0.05027 | 1064.5355 | 0.054734 | 980.5238 | 0.060744 | 1065.0524 | 7.1499e-05 | 1064.5355 | 0.039392 | 722.174 | 3.4906e-05
|  |  | 980.7664 | -0.016495 | 722.2128 | 0.0066257 | 980.7664 | -0.21493 | 722.295 | 0 | 980.7664 | -0.15624 | 722.295 | 0.00015125 | 975.28 | 0.0050378 | 722.2128 | 0.0052842 | 975.28 | 0.0016211 | 975.28 | -0.0092835 | 722.295 | 0.00015375 | 722.295 | 8.6676e-05 | 722.2128 | 0.0029518 | 980.7664 | -0.036946 | 1064.7041 | 0.052011 | 980.7664 | -0.015942 | 1065.2228 | 0 | 1064.7041 | 0.04111 | 722.295 | 5.865e-05
|  |  | 981.0089 | 0.0067914 | 722.3406 | 0 | 981.0089 | -0.0011364 | 722.4161 | 0.00024284 | 981.0089 | 0.10858 | 722.4161 | 0.00015349 | 975.52 | 0.0064771 | 722.3406 | 0.011945 | 975.52 | -0.00094161 | 975.52 | -0.00010202 | 722.4161 | 0.00015524 | 722.4161 | 0.00011511 | 722.3406 | 0 | 981.0089 | 0.015601 | 1064.8726 | 0.041573 | 981.0089 | 0.04249 | 1065.3932 | 0 | 1064.8726 | 0.042086 | 722.4161 | 4.2144e-05
|  |  | 981.2515 | -0.015541 | 722.4684 | 0.018341 | 981.2515 | -0.1657 | 722.5371 | 0 | 981.2515 | -0.15997 | 722.5371 | 0.00014622 | 975.76 | -0.0083963 | 722.4684 | 0.0095471 | 975.76 | 0.0061643 | 975.76 | -0.00025504 | 722.5371 | 0.0001668 | 722.5371 | 9.8495e-05 | 722.4684 | 0.0075901 | 981.2515 | -0.02127 | 1065.0411 | 0.05723 | 981.2515 | 0.015914 | 1065.5635 | 0 | 1065.0411 | 0.04413 | 722.5371 | 4.8773e-05
|  |  | 981.4941 | -0.0068732 | 722.5963 | 0 | 981.4941 | -0.075291 | 722.6582 | 0 | 981.4941 | 0.085783 | 722.6582 | 0.0001466 | 976.01 | 0.0093559 | 722.5963 | 0.00033618 | 976.01 | -0.0035044 | 976.01 | -0.0065293 | 722.6582 | 0.00015078 | 722.6582 | 0.00011511 | 722.5963 | 0 | 981.4941 | 0.032276 | 1065.2096 | 0.046656 | 981.4941 | -0.002033 | 1065.7339 | 0 | 1065.2096 | 0.046034 | 722.6582 | 2.5706e-05
|  |  | 981.7367 | -0.028546 | 722.7242 | 0.011081 | 981.7367 | -0.30755 | 722.7792 | 0.00024284 | 981.7367 | -0.15902 | 722.7792 | 0.00015442 | 976.25 | 0.0098357 | 722.7242 | 0.0045293 | 976.25 | -0.0010581 | 976.25 | -0.0062227 | 722.7792 | 0.00013493 | 722.7792 | 9.6782e-05 | 722.7242 | 0.026996 | 981.7367 | -0.04118 | 1065.3781 | 0.06018 | 981.7367 | 0.030773 | 1065.9043 | 0 | 1065.3781 | 0.048496 | 722.7792 | 2.7667e-05
|  |  | 981.9793 | -0.016219 | 722.852 | 0 | 981.9793 | 0.0027417 | 722.9003 | 0 | 981.9793 | 0.096398 | 722.9003 | 0.00014734 | 976.49 | -0.0074367 | 722.852 | 0.0082593 | 976.49 | -0.0061837 | 976.49 | -0.0011732 | 722.9003 | 0.00012766 | 722.9003 | 0.00012179 | 722.852 | 0 | 981.9793 | -0.049443 | 1065.5466 | 0.05841 | 981.9793 | 0.04798 | 1066.0747 | 7.1499e-05 | 1065.5466 | 0.048775 | 722.9003 | 2.1106e-05
|  |  | 982.222 | -0.0189 | 722.9799 | 0.017195 | 982.222 | -0.023076 | 723.0213 | 0.00024284 | 982.222 | -0.1703 | 723.0213 | 0.00014101 | 976.73 | -0.0026388 | 722.9799 | 0.00048314 | 976.73 | 0.003485 | 976.73 | 0.0152 | 723.0213 | 0.00013195 | 723.0213 | 0.00011511 | 722.9799 | 0 | 982.222 | 0.019226 | 1065.7152 | 0.067124 | 982.222 | -0.009558 | 1066.2451 | 0.00032174 | 1065.7152 | 0.049425 | 723.0213 | 2.8953e-05
|  |  | 982.4646 | 0.030518 | 723.1078 | 0 | 982.4646 | 0.096726 | 723.1423 | 0 | 982.4646 | 0.10838 | 723.1423 | 0.0001371 | 976.97 | -0.026148 | 723.1078 | 0 | 976.97 | 0.0073291 | 976.97 | 0.0012752 | 723.1423 | 0.00013839 | 723.1423 | 0.00014337 | 723.1078 | 0 | 982.4646 | 0.039098 | 1065.8837 | 0.044023 | 982.4646 | 0.022499 | 1066.4155 | 0 | 1065.8837 | 0.048589 | 723.1423 | 3.0306e-05
|  |  | 982.7072 | -0.035543 | 723.2357 | 0.0091104 | 982.7072 | -0.16364 | 723.2634 | 0 | 982.7072 | -0.16956 | 723.2634 | 0.00013914 | 977.22 | -0.016073 | 723.2357 | 0.0016175 | 977.22 | -0.0057175 | 977.22 | -0.0066822 | 723.2634 | 0.00013988 | 723.2634 | 0.00013515 | 723.2357 | 0 | 982.7072 | -0.064239 | 1066.0522 | 0.04956 | 982.7072 | -0.061423 | 1066.5859 | 0 | 1066.0522 | 0.050401 | 723.2634 | 4.4782e-05
|  |  | 982.9498 | 0.01357 | 723.3637 | 0 | 982.9498 | 0.032081 | 723.3844 | 0 | 982.9498 | 0.088678 | 723.3844 | 0.00014604 | 977.46 | 0.020391 | 723.3637 | 0.0041182 | 977.46 | -0.002456 | 977.46 | -0.0030095 | 723.3844 | 0.00014616 | 723.3844 | 0.00016513 | 723.3637 | 0 | 982.9498 | 0.023878 | 1066.2207 | 0.059817 | 982.9498 | 0.037394 | 1066.7563 | 0 | 1066.2207 | 0.05212 | 723.3844 | 4.4106e-05
|  |  | 983.1925 | -0.048743 | 723.4916 | 0.015857 | 983.1925 | -0.42267 | 723.5055 | 0.00053406 | 983.1925 | -0.16273 | 723.5055 | 0.00013616 | 977.7 | -0.017992 | 723.4916 | 0.00060914 | 977.7 | -0.0066496 | 977.7 | 0.0044887 | 723.5055 | 0.00015458 | 723.5055 | 0.00013687 | 723.4916 | 0 | 983.1925 | -0.069254 | 1066.3892 | 0.063902 | 983.1925 | -0.037463 | 1066.9267 | 0 | 1066.3892 | 0.054628 | 723.5055 | 4.1467e-05
|  |  | 983.4351 | 0.020384 | 723.6195 | 0.0023244 | 983.4351 | -0.045501 | 723.6265 | 0.00024284 | 983.4351 | 0.11281 | 723.6265 | 0.0001371 | 977.94 | 0.002159 | 723.6195 | 0.011812 | 977.94 | -0.0042033 | 977.94 | 0.0057129 | 723.6265 | 0.00016383 | 723.6265 | 0.0001235 | 723.6195 | 0 | 983.4351 | 0.018812 | 1066.5577 | 0.061814 | 983.4351 | 0.024704 | 1067.0971 | 0 | 1066.5577 | 0.054164 | 723.6265 | 3.2944e-05
|  |  | 983.6778 | -0.0061798 | 723.7475 | 0.0062945 | 983.6778 | -0.16211 | 723.7476 | 0.00024284 | 983.6778 | -0.15015 | 723.7476 | 0.00012275 | 978.19 | -0.017992 | 723.7475 | 0.00060914 | 978.19 | 0.0039509 | 978.19 | 0.0018873 | 723.7476 | 0.00015953 | 723.7476 | 7.3315e-05 | 723.7475 | 0.0025301 | 983.6778 | 0.012609 | 1066.7263 | 0.055324 | 983.6778 | -0.0021269 | 1067.2675 | 0.00010725 | 1066.7263 | 0.054907 | 723.7476 | 2.3744e-05
|  |  | 983.9204 | -0.015881 | 723.8755 | 0 | 983.9204 | -0.016276 | 723.8686 | 0 | 983.9204 | 0.097005 | 723.8686 | 0.00013784 | 978.43 | 0.0064771 | 723.8755 | 0.0014708 | 978.43 | 0.0083776 | 978.43 | 0.0096913 | 723.8686 | 0.00013493 | 723.8686 | 0.00011511 | 723.8755 | 0 | 983.9204 | 0.059945 | 1066.8948 | 0.069348 | 983.9204 | 0.024758 | 1067.4379 | 0 | 1066.8948 | 0.056672 | 723.8686 | 1.7791e-05
|  |  | 984.1631 | -0.022009 | 724.0034 | 0.0082822 | 984.1631 | -0.23642 | 723.9897 | 0.00024284 | 984.1631 | -0.13813 | 723.9897 | 0.00014827 | 978.67 | -0.0069569 | 724.0034 | 0.0050178 | 978.67 | 0.00080569 | 978.67 | -0.010355 | 723.9897 | 0.00014038 | 723.9897 | 0.0001235 | 724.0034 | 0 | 984.1631 | -0.037993 | 1067.0633 | 0.071345 | 984.1631 | -0.012986 | 1067.6083 | 0 | 1067.0633 | 0.060435 | 723.9897 | 3.5582e-05
|  |  | 984.4057 | -0.021569 | 724.1314 | 0 | 984.4057 | -0.049729 | 724.1107 | 0 | 984.4057 | 0.06862 | 724.1107 | 0.00015796 | 978.91 | 0.016073 | 724.1314 | 0.0042442 | 978.91 | 0.0020871 | 978.91 | 0.00035706 | 724.1107 | 0.0001412 | 724.1107 | 0.00012008 | 724.1314 | 0 | 984.4057 | 0.057955 | 1067.2318 | 0.06894 | 984.4057 | 0.027039 | 1067.7787 | 0 | 1067.2318 | 0.062804 | 724.1107 | 3.0306e-05
|  |  | 984.6484 | -0.039224 | 724.2594 | 0.0029816 | 984.6484 | -0.36291 | 724.2318 | 0 | 984.6484 | -0.18326 | 724.2318 | 0.00015833 | 979.15 | 0.013674 | 724.2594 | 0.0055062 | 979.15 | -0.00059213 | 979.15 | -0.0037746 | 724.2318 | 0.000145 | 724.2318 | 7.3315e-05 | 724.2594 | 0 | 984.6484 | -0.057178 | 1067.4003 | 0.071345 | 984.6484 | -0.0098674 | 1067.9491 | 0 | 1067.4003 | 0.064615 | 724.2318 | 5.7297e-05
|  |  | 984.891 | -0.0034901 | 724.3874 | 0 | 984.891 | 0.18301 | 724.3528 | 0 | 984.891 | 0.10095 | 724.3528 | 0.00014101 | 979.4 | -0.013194 | 724.3874 | 0.0042442 | 979.4 | -0.0065332 | 979.4 | -0.0010202 | 724.3528 | 0.00012535 | 724.3528 | 7.8454e-05 | 724.3874 | 0 | 984.891 | 0.0016182 | 1067.5688 | 0.066716 | 984.891 | 0.060469 | 1068.1195 | 0 | 1067.5688 | 0.066427 | 724.3528 | 3.2267e-05
|  |  | 985.1337 | -0.0025286 | 724.5155 | 0.010317 | 985.1337 | -0.27904 | 724.4739 | 0 | 985.1337 | -0.18427 | 724.4739 | 0.00016168 | 979.64 | 0.00071969 | 724.5155 | 0.0028778 | 979.64 | -0.0039703 | 979.64 | -0.0031625 | 724.4739 | 0.00012617 | 724.4739 | 0.00011682 | 724.5155 | 0.023621 | 985.1337 | -0.052198 | 1067.7373 | 0.072389 | 985.1337 | -0.015627 | 1068.2899 | 0.00010725 | 1067.7373 | 0.067449 | 724.4739 | 5.5335e-05
|  |  | 985.3764 | 0.012483 | 724.6435 | 0 | 985.3764 | 0.12368 | 724.595 | 0 | 985.3764 | 0.095784 | 724.595 | 0.0001561 | 979.88 | 0.015113 | 724.6435 | 0.001849 | 979.88 | 0.002786 | 979.88 | 0.0049478 | 724.595 | 0.00013294 | 724.595 | 0.00016856 | 724.6435 | 0 | 985.3764 | 0.049875 | 1067.9059 | 0.06608 | 985.3764 | 0.042414 | 1068.4603 | 0 | 1067.9059 | 0.068982 | 724.595 | 3.1591e-05
|  |  | 985.6191 | -0.016432 | 724.7716 | 0.0097437 | 985.6191 | -0.19926 | 724.716 | 0 | 985.6191 | -0.19039 | 724.716 | 0.00018292 | 980.12 | -0.0064771 | 724.7716 | 0.0050178 | 980.12 | 0.0037179 | 980.12 | 0.0057129 | 724.716 | 0.00014236 | 724.716 | 0.00012847 | 724.7716 | 0.00084329 | 985.6191 | 0.012568 | 1068.0744 | 0.072525 | 985.6191 | -0.062905 | 1068.6307 | 0 | 1068.0744 | 0.068425 | 724.716 | 4.5459e-05
|  |  | 985.8618 | -0.011456 | 724.8996 | 0 | 985.8618 | 0.14533 | 724.8371 | 0.00053406 | 985.8618 | 0.11663 | 724.8371 | 0.00016224 | 980.37 | -0.024709 | 724.8996 | 0.0081705 | 980.37 | 0.0053486 | 980.37 | 0.0055599 | 724.8371 | 0.00014583 | 724.8371 | 0.00011511 | 724.8996 | 0 | 985.8618 | 0.0025101 | 1068.2429 | 0.063993 | 985.8618 | 0.034471 | 1068.8011 | 0 | 1068.2429 | 0.069911 | 724.8371 | 2.6382e-05
|  |  | 986.1045 | -0.039043 | 725.0277 | 0.015093 | 986.1045 | -0.34135 | 724.9581 | 0.00024284 | 986.1045 | -0.15973 | 724.9581 | 0.00016914 | 980.61 | 0.0031186 | 725.0277 | 0.0096803 | 980.61 | 0.0018541 | 980.61 | 0.0064783 | 724.9581 | 0.00014698 | 724.9581 | 9.1815e-05 | 725.0277 | 0.0046383 | 986.1045 | -0.033449 | 1068.4114 | 0.072298 | 986.1045 | 0.014854 | 1068.9715 | 0.00010725 | 1068.4114 | 0.06861 | 724.9581 | 4.2144e-05
|  |  | 986.3472 | -0.0015756 | 725.1558 | 0 | 986.3472 | 0.05536 | 725.0792 | 0.00024284 | 986.3472 | 0.085509 | 725.0792 | 0.0001492 | 980.85 | 0.02375 | 725.1558 | 0.0075045 | 980.85 | 0.0024366 | 980.85 | -0.0028565 | 725.0792 | 0.00012997 | 725.0792 | 0.0001235 | 725.1558 | 0 | 986.3472 | 0.019505 | 1068.5799 | 0.06313 | 986.3472 | 0.0509 | 1069.1419 | 0 | 1068.5799 | 0.070283 | 725.0792 | 2.6991e-05
|  |  | 986.5899 | -0.024456 | 725.2839 | 0.0081166 | 986.5899 | -0.31643 | 725.2002 | 0.00024284 | 986.5899 | -0.17497 | 725.2002 | 0.00015051 | 981.09 | -0.0098357 | 725.2839 | 0.0060391 | 981.09 | -0.0011746 | 981.09 | -0.0025504 | 725.2002 | 0.00011808 | 725.2002 | 0.00012179 | 725.2839 | 0 | 986.5899 | -0.018471 | 1068.7484 | 0.072162 | 986.5899 | -0.15556 | 1069.3123 | 0 | 1068.7484 | 0.068564 | 725.2002 | 3.5582e-05
|  |  | 986.8326 | 0.00084188 | 725.412 | 0 | 986.8326 | 0.20079 | 725.3213 | 0 | 986.8326 | 0.079561 | 725.3213 | 0.00014231 | 981.33 | 0.014154 | 725.412 | 0.0012187 | 981.33 | -0.0072322 | 981.33 | -0.0007141 | 725.3213 | 0.00014153 | 725.3213 | 0.00011682 | 725.412 | 0 | 986.8326 | -0.0031284 | 1068.9169 | 0.06245 | 986.8326 | -0.013256 | 1069.4827 | 0 | 1068.9169 | 0.070468 | 725.3213 | 2.6991e-05
|  |  | 987.0753 | -0.022741 | 725.5401 | 0.0092761 | 987.0753 | -0.42028 | 725.4424 | 0 | 987.0753 | -0.18697 | 725.4424 | 0.00015125 | 981.58 | -0.025189 | 725.5401 | 0.0066608 | 981.58 | 0.0023201 | 981.58 | 0.0083142 | 725.4424 | 0.00016498 | 725.4424 | 0.00011837 | 725.5401 | 0 | 987.0753 | -0.0054437 | 1069.0854 | 0.072298 | 987.0753 | -0.027358 | 1069.6532 | 0 | 1069.0854 | 0.068332 | 725.4424 | 3.8897e-05
|  |  | 987.318 | 0.020692 | 725.6682 | 0 | 987.318 | -0.06503 | 725.5634 | 0 | 987.318 | 0.075265 | 725.5634 | 0.00014566 | 981.82 | 0.016553 | 725.6682 | 0.0099023 | 981.82 | -0.002456 | 981.82 | -0.0020913 | 725.5634 | 0.00017489 | 725.5634 | 0.00012179 | 725.6682 | 0 | 987.318 | 0.0046631 | 1069.2539 | 0.06254 | 987.318 | 0.025493 | 1069.8236 | 0 | 1069.2539 | 0.070283 | 725.5634 | 4.3497e-05
|  |  | 987.5607 | -0.025057 | 725.7964 | 0.0099348 | 987.5607 | -0.1731 | 725.6845 | 0.00024284 | 987.5607 | -0.18583 | 725.6845 | 0.0001492 | 982.06 | -0.012714 | 725.7964 | 0.0093251 | 982.06 | -0.0054848 | 982.06 | -0.0030095 | 725.6845 | 0.0001564 | 725.6845 | 0.00011682 | 725.7964 | 0.025646 | 987.5607 | 0.015442 | 1069.4224 | 0.069348 | 987.5607 | 0.029967 | 1069.994 | 0.00010725 | 1069.4224 | 0.067403 | 725.6845 | 4.8773e-05
|  |  | 987.8035 | -0.013027 | 725.9245 | 0 | 987.8035 | -0.026481 | 725.8056 | 0.00024284 | 987.8035 | 0.068452 | 725.8056 | 0.00014622 | 982.3 | -0.004558 | 725.9245 | 0 | 982.3 | 0.002786 | 982.3 | 0.0028055 | 725.8056 | 0.00013757 | 725.8056 | 0.00011682 | 725.9245 | 0 | 987.8035 | 0.021989 | 1069.5909 | 0.063811 | 987.8035 | 0.0036975 | 1070.1644 | 0 | 1069.5909 | 0.069539 | 725.8056 | 3.6867e-05
|  |  | 988.0462 | -0.031135 | 726.0527 | 0 | 988.0462 | -0.28437 | 725.9266 | 0.00024284 | 988.0462 | -0.16676 | 725.9266 | 0.00019391 | 982.55 | 0.011275 | 726.0527 | 0.0045293 | 982.55 | -0.0031549 | 982.55 | 0.0032646 | 725.9266 | 0.00013228 | 725.9266 | 0.00010843 | 726.0527 | 0.021927 | 988.0462 | -0.0082959 | 1069.7594 | 0.070392 | 988.0462 | 0.0029293 | 1070.3348 | 0 | 1069.7594 | 0.066474 | 725.9266 | 2.9629e-05
|  |  | 988.2889 | -0.023529 | 726.1809 | 0 | 988.2889 | -0.17813 | 726.0477 | 0.00024284 | 988.2889 | 0.097927 | 726.0477 | 0.00019223 | 982.79 | -0.0026388 | 726.1809 | 0.0087922 | 982.79 | -0.00082513 | 982.79 | 0.011375 | 726.0477 | 0.00013377 | 726.0477 | 0.00012179 | 726.1809 | 0 | 988.2889 | 0.021776 | 1069.9279 | 0.062313 | 988.2889 | 0.046655 | 1070.5053 | 0 | 1069.9279 | 0.069168 | 726.0477 | 1.8468e-05
|  |  | 988.5317 | -0.030806 | 726.3091 | 0.017195 | 988.5317 | -0.4758 | 726.1688 | 0 | 988.5317 | -0.20151 | 726.1688 | 0.00019763 | 983.03 | -0.011275 | 726.3091 | 0.0016175 | 983.03 | -0.0012911 | 983.03 | -0.0011732 | 726.1688 | 0.00014219 | 726.1688 | 0.00013687 | 726.3091 | 0 | 988.5317 | -0.024957 | 1070.0964 | 0.069121 | 988.5317 | -0.057862 | 1070.6757 | 0 | 1070.0964 | 0.065916 | 726.1688 | 4.282e-05
|  |  | 988.7744 | -0.021908 | 726.4373 | 0 | 988.7744 | -0.010586 | 726.2898 | 0 | 988.7744 | 0.097647 | 726.2898 | 0.00015218 | 983.27 | 0.0031186 | 726.4373 | 0.0062611 | 983.27 | 0.0061643 | 983.27 | -0.0022444 | 726.2898 | 0.00013113 | 726.2898 | 0.00015177 | 726.4373 | 0 | 988.7744 | 0.03546 | 1070.2649 | 0.061497 | 988.7744 | -0.0033285 | 1070.8461 | 7.1499e-05 | 1070.2649 | 0.06875 | 726.2898 | 3.5582e-05
|  |  | 989.0172 | -0.02128 | 726.5655 | 0.011941 | 989.0172 | -0.37275 | 726.4109 | 0 | 989.0172 | -0.2017 | 726.4109 | 0.00015312 | 983.52 | -0.029026 | 726.5655 | 0.0127 | 983.52 | 0.0026695 | 983.52 | 0.0018873 | 726.4109 | 0.00013608 | 726.4109 | 0.00016513 | 726.5655 | 0.0092767 | 989.0172 | -0.01233 | 1070.4334 | 0.071254 | 989.0172 | 0.002336 | 1071.0166 | 0 | 1070.4334 | 0.065544 | 726.4109 | 4.2144e-05
|  |  | 989.2599 | 0.00020936 | 726.6937 | 0 | 989.2599 | 0.11151 | 726.532 | 0 | 989.2599 | 0.078507 | 726.532 | 0.00014175 | 983.76 | -0.0016793 | 726.6937 | 0.0026054 | 983.76 | 0.0045333 | 983.76 | 0.010457 | 726.532 | 0.00014417 | 726.532 | 0.00018346 | 726.6937 | 0 | 989.2599 | 0.015247 | 1070.6019 | 0.06894 | 989.2599 | 0.04588 | 1071.187 | 0 | 1070.6019 | 0.068657 | 726.532 | 2.7667e-05
|  |  | 989.5027 | -0.023557 | 726.8219 | 0.016908 | 989.5027 | -0.48308 | 726.653 | 0.00024284 | 989.5027 | -0.22248 | 726.653 | 0.00016168 | 984 | 0.016073 | 726.8219 | 0.0040121 | 984 | -0.0016406 | 984 | -0.0043867 | 726.653 | 0.00015656 | 726.653 | 0.00015519 | 726.8219 | 0.0075901 | 989.5027 | 0.0044623 | 1070.7704 | 0.072525 | 989.5027 | -0.03398 | 1071.3574 | 0 | 1070.7704 | 0.065637 | 726.653 | 4.6135e-05
|  |  | 989.7455 | 0.010058 | 726.9502 | 0 | 989.7455 | 0.039435 | 726.7741 | 0 | 989.7455 | 0.13097 | 726.7741 | 0.00014306 | 984.24 | 0.010315 | 726.9502 | 0.0012187 | 984.24 | 0.0059312 | 984.24 | 0.00035706 | 726.7741 | 0.00014467 | 726.7741 | 0.00014337 | 726.9502 | 0 | 989.7455 | 0.045497 | 1070.9389 | 0.061043 | 989.7455 | 0.064232 | 1071.5278 | 0 | 1070.9389 | 0.068796 | 726.7741 | 3.4229e-05
|  |  | 989.9882 | -0.042607 | 727.0784 | 0.0097437 | 989.9882 | -0.52947 | 726.8952 | 0 | 989.9882 | -0.23462 | 726.8952 | 0.00017007 | 984.48 | -0.017512 | 727.0784 | 0.0060391 | 984.48 | 0.00057274 | 984.48 | -0.0033155 | 726.8952 | 0.00013988 | 726.8952 | 8.3421e-05 | 727.0784 | 0.00084329 | 989.9882 | -0.046473 | 1071.1074 | 0.070165 | 989.9882 | -0.063709 | 1071.6983 | 0 | 1071.1074 | 0.066288 | 726.8952 | 3.4906e-05
|  |  | 990.231 | -0.0024108 | 727.2067 | 0 | 990.231 | 0.08805 | 727.0163 | 0 | 990.231 | 0.086139 | 727.0163 | 0.00015218 | 984.73 | -0.024228 | 727.2067 | 0.011057 | 984.73 | 0.0093092 | 984.73 | -0.0042337 | 727.0163 | 0.00015887 | 727.0163 | 0.00010672 | 727.2067 | 0 | 990.231 | -0.040259 | 1071.2759 | 0.060725 | 990.231 | 0.080144 | 1071.8687 | 0 | 1071.2759 | 0.069586 | 727.0163 | 2.0429e-05
|  |  | 990.4738 | -0.047693 | 727.335 | 0.016048 | 990.4738 | -0.29208 | 727.1373 | 0 | 990.4738 | -0.20928 | 727.1373 | 0.00017472 | 984.97 | 0.0011995 | 727.335 | 0.0026258 | 984.97 | -0.0083969 | 984.97 | -0.0046928 | 727.1373 | 0.00016911 | 727.1373 | 6.0125e-05 | 727.335 | 0 | 990.4738 | -0.038099 | 1071.4444 | 0.071027 | 990.4738 | -0.045213 | 1072.0391 | 0 | 1071.4444 | 0.067542 | 727.1373 | 3.7544e-05
|  |  | 990.7166 | 0.019798 | 727.4633 | 0 | 990.7166 | 0.20754 | 727.2584 | 0 | 990.7166 | 0.11608 | 727.2584 | 0.0001669 | 985.21 | 0.048699 | 727.4633 | 0.0056394 | 985.21 | 0.0032519 | 985.21 | -0.0010202 | 727.2584 | 0.00016069 | 727.2584 | 8.6676e-05 | 727.4633 | 0 | 990.7166 | 0.02943 | 1071.6129 | 0.067033 | 990.7166 | 0.03091 | 1072.2096 | 7.1499e-05 | 1071.6129 | 0.070376 | 727.2584 | 3.6259e-05
|  |  | 990.9594 | -0.018122 | 727.5916 | 0.014616 | 990.9594 | -0.38237 | 727.3795 | 0 | 990.9594 | -0.21852 | 727.3795 | 0.00015013 | 985.45 | -0.026628 | 727.5916 | 0.0027518 | 985.45 | -0.0054848 | 985.45 | -0.007141 | 727.3795 | 0.00014384 | 727.3795 | 0.00013018 | 727.5916 | 0.011385 | 990.9594 | -0.0070134 | 1071.7814 | 0.072389 | 990.9594 | -0.03251 | 1072.38 | 0 | 1071.7814 | 0.068564 | 727.3795 | 4.6744e-05
|  |  | 991.2022 | 8.1505e-05 | 727.7199 | 0 | 991.2022 | 0.23399 | 727.5006 | 0 | 991.2022 | 0.13989 | 727.5006 | 0.00012573 | 985.7 | -0.019431 | 727.7199 | 0.0087922 | 985.7 | 0.0011552 | 985.7 | -0.0017853 | 727.5006 | 0.00013344 | 727.5006 | 0.00017352 | 727.7199 | 0 | 991.2022 | -0.016338 | 1071.9499 | 0.06431 | 991.2022 | 0.030011 | 1072.5504 | 0 | 1071.9499 | 0.070468 | 727.5006 | 3.0982e-05
|  |  | 991.445 | -0.051173 | 727.8483 | 0.017195 | 991.445 | -0.34246 | 727.6216 | 0.00024284 | 991.445 | -0.21806 | 727.6216 | 0.00011195 | 985.94 | -0.031905 | 727.8483 | 0.0071492 | 985.94 | -0.0033879 | 985.94 | -0.0028565 | 727.6216 | 0.00014384 | 727.6216 | 0.00016684 | 727.8483 | 0 | 991.445 | -0.093628 | 1072.1184 | 0.071844 | 991.445 | -0.0059262 | 1072.7209 | 0 | 1072.1184 | 0.06875 | 727.6216 | 4.4782e-05
|  |  | 991.6878 | -0.014734 | 727.9766 | 0 | 991.6878 | -0.026398 | 727.7427 | 0.00024284 | 991.6878 | 0.092404 | 727.7427 | 0.00012108 | 986.18 | 0.026148 | 727.9766 | 0.0051066 | 986.18 | 0.0024366 | 986.18 | -0.0019383 | 727.7427 | 0.00012964 | 727.7427 | 0.00012847 | 727.9766 | 0 | 991.6878 | 0.047058 | 1072.2869 | 0.066716 | 991.6878 | 0.077555 | 1072.8913 | 7.1499e-05 | 1072.2869 | 0.069818 | 727.7427 | 2.8344e-05
|  |  | 991.9306 | -0.023001 | 728.1049 | 0.016526 | 991.9306 | -0.43967 | 727.8638 | 0 | 991.9306 | -0.21952 | 727.8638 | 0.00014045 | 986.42 | 0.0064771 | 728.1049 | 0.0019956 | 986.42 | 0.0017376 | 986.42 | -0.0091305 | 727.8638 | 0.00013724 | 727.8638 | 0.00016342 | 728.1049 | 0.0042167 | 991.9306 | -0.020109 | 1072.4554 | 0.072207 | 991.9306 | -0.11425 | 1073.0618 | 0.00010725 | 1072.4554 | 0.068285 | 727.8638 | 3.4229e-05
|  |  | 992.1734 | -0.0063264 | 728.2333 | 0 | 992.1734 | 0.31099 | 727.9849 | 0 | 992.1734 | 0.096976 | 727.9849 | 0.00013542 | 986.67 | 0.0079165 | 728.2333 | 0.011812 | 986.67 | -9.7074e-06 | 986.67 | -0.00010202 | 727.9849 | 0.00012535 | 727.9849 | 0.00017181 | 728.2333 | 0 | 992.1734 | 0.044707 | 1072.6238 | 0.069167 | 992.1734 | 0.14864 | 1073.2322 | 0 | 1072.6238 | 0.06875 | 727.9849 | 1.7791e-05
|  |  | 992.4162 | -0.010453 | 728.3617 | 0.0091104 | 992.4162 | -0.29352 | 728.106 | 0.00024284 | 992.4162 | -0.17094 | 728.106 | 0.00016653 | 986.91 | -0.032385 | 728.3617 | 0.0035081 | 986.91 | -0.010726 | 986.91 | -0.0033155 | 728.106 | 0.00015144 | 728.106 | 0.00018175 | 728.3617 | 0 | 992.4162 | 0.028257 | 1072.7923 | 0.071753 | 992.4162 | 0.018184 | 1073.4027 | 0.00010725 | 1072.7923 | 0.067542 | 728.106 | 2.8953e-05
|  |  | 992.659 | -0.0012585 | 728.4901 | 0 | 992.659 | 0.090382 | 728.227 | 0 | 992.659 | 0.11878 | 728.227 | 0.00017305 | 987.15 | -0.019431 | 728.4901 | 0 | 987.15 | 0.002553 | 987.15 | -0.0022444 | 728.227 | 0.00013839 | 728.227 | 0.00013687 | 728.4901 | 0 | 992.659 | 0.06394 | 1072.9608 | 0.061996 | 992.659 | 0.035999 | 1073.5731 | 0 | 1072.9608 | 0.069028 | 728.227 | 1.9076e-05
|  |  | 992.9019 | -0.0044844 | 728.6185 | 0.0053006 | 992.9019 | -0.25746 | 728.3481 | 0 | 992.9019 | -0.20707 | 728.3481 | 0.00018869 | 987.39 | -0.039103 | 728.6185 | 0.0037601 | 987.39 | 0.0016211 | 987.39 | -0.01112 | 728.3481 | 0.00014384 | 728.3481 | 0.00015006 | 728.6185 | 0 | 992.9019 | -0.02919 | 1073.1293 | 0.069983 | 992.9019 | -0.091211 | 1073.7435 | 0 | 1073.1293 | 0.068471 | 728.3481 | 3.6867e-05
|  |  | 993.1447 | -0.0128 | 728.7469 | 0 | 993.1447 | 0.012905 | 728.4692 | 0 | 993.1447 | 0.1134 | 728.4692 | 0.0001574 | 987.63 | 0.004558 | 728.7469 | 0.0028575 | 987.63 | 0.0043004 | 987.63 | 0.0040296 | 728.4692 | 0.00011693 | 728.4692 | 0.00015006 | 728.7469 | 0 | 993.1447 | 0.038054 | 1073.2978 | 0.06313 | 993.1447 | 0.023686 | 1073.914 | 7.1499e-05 | 1073.2978 | 0.070097 | 728.4692 | 2.9629e-05
|  |  | 993.3875 | -0.045881 | 728.8753 | 0.011941 | 993.3875 | -0.40064 | 728.5903 | 0.00024284 | 993.3875 | -0.21748 | 728.5903 | 0.00016001 | 987.88 | -0.018952 | 728.8753 | 0.0056394 | 987.88 | 0.0073291 | 987.88 | 0.0014282 | 728.5903 | 0.00012997 | 728.5903 | 0.00015519 | 728.8753 | 0.010542 | 993.3875 | -0.070272 | 1073.4663 | 0.069257 | 993.3875 | 0.0041382 | 1074.0845 | 0 | 1073.4663 | 0.068517 | 728.5903 | 5.405e-05
|  |  | 993.6304 | 0.012177 | 729.0037 | 0 | 993.6304 | 0.044478 | 728.7114 | 0 | 993.6304 | 0.079951 | 728.7114 | 0.00012629 | 988.12 | 0.00071969 | 729.0037 | 0.0061279 | 988.12 | -0.0040868 | 988.12 | 0.010304 | 728.7114 | 0.00013542 | 728.7114 | 0.00016342 | 729.0037 | 0 | 993.6304 | 0.020999 | 1073.6348 | 0.062767 | 993.6304 | 0.063229 | 1074.2549 | 0 | 1073.6348 | 0.070329 | 728.7114 | 3.6867e-05
|  |  | 993.8732 | -0.031124 | 729.1322 | 0.018532 | 993.8732 | -0.5127 | 728.8325 | 0.00024284 | 993.8732 | -0.17702 | 728.8325 | 0.00013486 | 988.36 | 0.016073 | 729.1322 | 0.0048846 | 988.36 | 0.0045333 | 988.36 | -0.0027035 | 728.8325 | 0.00014384 | 728.8325 | 0.00013841 | 729.1322 | 0 | 993.8732 | -0.0010027 | 1073.8033 | 0.070846 | 993.8732 | 0.010712 | 1074.4253 | 0.00010725 | 1073.8033 | 0.068146 | 728.8325 | 6.7173e-05
|  |  | 994.1161 | -0.0050707 | 729.2607 | 0 | 994.1161 | 0.011334 | 728.9535 | 0.00024284 | 994.1161 | 0.11808 | 728.9535 | 0.00013542 | 988.6 | 0.0050378 | 729.2607 | 0.0085258 | 988.6 | 0.0015046 | 988.6 | 0.0099978 | 728.9535 | 0.00014302 | 728.9535 | 0.00016513 | 729.2607 | 0 | 994.1161 | 0.0010993 | 1073.9717 | 0.062858 | 994.1161 | -0.024835 | 1074.5958 | 0 | 1073.9717 | 0.070143 | 728.9535 | 4.5459e-05
|  |  | 994.3589 | -0.015882 | 729.3891 | 0.018055 | 994.3589 | -0.26971 | 729.0746 | 0.00024284 | 994.3589 | -0.20845 | 729.0746 | 0.00016355 | 988.85 | -0.028548 | 729.3891 | 0.00048314 | 988.85 | -0.0035044 | 988.85 | 0.011222 | 729.0746 | 0.00015177 | 729.0746 | 0.00014012 | 729.3891 | 0 | 994.3589 | -0.11901 | 1074.1402 | 0.069757 | 994.3589 | -0.041056 | 1074.7663 | 0 | 1074.1402 | 0.067681 | 729.0746 | 6.325e-05
|  |  | 994.6018 | -0.0039515 | 729.5176 | 0 | 994.6018 | -0.035267 | 729.1957 | 0.00053406 | 994.6018 | 0.099575 | 729.1957 | 0.00017081 | 989.09 | 0.039583 | 729.5176 | 0.0076377 | 989.09 | 0.0015046 | 989.09 | 0.0040296 | 729.1957 | 0.00014616 | 729.1957 | 0.0001235 | 729.5176 | 0 | 994.6018 | 0.071249 | 1074.3087 | 0.062223 | 994.6018 | 0.039289 | 1074.9367 | 0 | 1074.3087 | 0.070004 | 729.1957 | 3.0982e-05
|  |  | 994.8447 | -0.0064627 | 729.6461 | 0.0081166 | 994.8447 | -0.36621 | 729.3168 | 0.00053406 | 994.8447 | -0.20111 | 729.3168 | 0.00015181 | 989.33 | -0.016553 | 729.6461 | 0.0056394 | 989.33 | -0.0057175 | 989.33 | -0.0037746 | 729.3168 | 0.00015078 | 729.3168 | 9.0102e-05 | 729.6461 | 0.024971 | 994.8447 | 0.01056 | 1074.4772 | 0.070937 | 994.8447 | -0.026457 | 1075.1072 | 0.00010725 | 1074.4772 | 0.067542 | 729.3168 | 4.282e-05
|  |  | 995.0876 | 0.0043414 | 729.7746 | 0 | 995.0876 | 0.17742 | 729.4379 | 0 | 995.0876 | 0.12942 | 729.4379 | 0.00015274 | 989.57 | 0.0088761 | 729.7746 | 0 | 989.57 | 0.0093092 | 989.57 | 0.012446 | 729.4379 | 0.00013641 | 729.4379 | 9.6782e-05 | 729.7746 | 0 | 995.0876 | 0.021472 | 1074.6457 | 0.064401 | 995.0876 | -0.039146 | 1075.2776 | 0 | 1074.6457 | 0.070097 | 729.4379 | 3.0306e-05
|  |  | 995.3304 | -0.021919 | 729.9031 | 0.013947 | 995.3304 | -0.35029 | 729.559 | 0 | 995.3304 | -0.20609 | 729.559 | 0.00015088 | 989.82 | 0.0040782 | 729.9031 | 0.010302 | 989.82 | 0.0023201 | 989.82 | 0.00081613 | 729.559 | 0.00015078 | 729.559 | 0.00011014 | 729.9031 | 0.008855 | 995.3304 | 0.0072754 | 1074.8142 | 0.072162 | 995.3304 | -0.027135 | 1075.4481 | 0.00032174 | 1074.8142 | 0.068006 | 729.559 | 5.662e-05
|  |  | 995.5733 | -0.0092058 | 730.0317 | 0 | 995.5733 | -0.082091 | 729.6801 | 0 | 995.5733 | 0.12868 | 729.6801 | 0.00014175 | 990.06 | 0.02375 | 730.0317 | 0.011412 | 990.06 | 0.0040674 | 990.06 | 0.012599 | 729.6801 | 0.00013839 | 729.6801 | 9.6782e-05 | 730.0317 | 0 | 995.5733 | 0.0035159 | 1074.9826 | 0.06894 | 995.5733 | 0.0033478 | 1075.6185 | 0 | 1074.9826 | 0.070422 | 729.6801 | 5.202e-05
|  |  | 995.8162 | -0.0097377 | 730.1602 | 0.013087 | 995.8162 | -0.42567 | 729.8012 | 0 | 995.8162 | -0.24761 | 729.8012 | 0.00013952 | 990.3 | -0.028548 | 730.1602 | 0.0089254 | 990.3 | -0.0050185 | 990.3 | -0.0013262 | 729.8012 | 0.00015871 | 729.8012 | 0.00010004 | 730.1602 | 0.019819 | 995.8162 | 0.0095289 | 1075.1511 | 0.07189 | 995.8162 | -0.050299 | 1075.789 | 0.00010725 | 1075.1511 | 0.068517 | 729.8012 | 7.0488e-05
|  |  | 996.0591 | -0.0038124 | 730.2887 | 0 | 996.0591 | 0.23719 | 729.9223 | 0 | 996.0591 | 0.13475 | 729.9223 | 0.00013412 | 990.54 | 0.002159 | 730.2887 | 0.0089254 | 990.54 | 0.0068633 | 990.54 | 0.0089266 | 729.9223 | 0.00015574 | 729.9223 | 9.8495e-05 | 730.2887 | 0 | 996.0591 | 0.047803 | 1075.3196 | 0.068213 | 996.0591 | -0.012064 | 1075.9595 | 0 | 1075.3196 | 0.069911 | 729.9223 | 4.4782e-05
|  |  | 996.302 | -0.06312 | 730.4173 | 0.0091104 | 996.302 | -0.34735 | 730.0434 | 0.00082547 | 996.302 | -0.24316 | 730.0434 | 0.00016653 | 990.79 | -0.0074367 | 730.4173 | 0.0055062 | 990.79 | -0.0039703 | 990.79 | -0.0074475 | 730.0434 | 0.00016647 | 730.0434 | 0.0001468 | 730.4173 | 0.0025301 | 996.302 | -0.02068 | 1075.4881 | 0.072616 | 996.302 | -0.035075 | 1076.1299 | 0 | 1075.4881 | 0.068285 | 730.0434 | 4.4106e-05
|  |  | 996.5449 | -0.0069638 | 730.5459 | 0 | 996.5449 | -0.10546 | 730.1645 | 0 | 996.5449 | 0.13967 | 730.1645 | 0.00016988 | 991.03 | -0.0040782 | 730.5459 | 0.0043703 | 991.03 | 0.0022036 | 991.03 | 0.006019 | 730.1645 | 0.00014104 | 730.1645 | 0.00010004 | 730.5459 | 0 | 996.5449 | 0.092068 | 1075.6566 | 0.065899 | 996.5449 | 0.021785 | 1076.3004 | 0 | 1075.6566 | 0.069307 | 730.1645 | 2.3744e-05
|  |  | 996.7878 | -0.0081317 | 730.6745 | 0.0087791 | 996.7878 | -0.46512 | 730.2855 | 0 | 996.7878 | -0.19332 | 730.2855 | 0.00016262 | 991.27 | -0.0083963 | 730.6745 | 0.011323 | 991.27 | 0.00010678 | 991.27 | -0.0010202 | 730.2855 | 0.00013179 | 730.2855 | 0.00014337 | 730.6745 | 0 | 996.7878 | -0.026982 | 1075.825 | 0.07248 | 996.7878 | 0.0096605 | 1076.4709 | 0 | 1075.825 | 0.068239 | 730.2855 | 5.3982e-05
|  |  | 997.0307 | -0.0003864 | 730.8031 | 0 | 997.0307 | 0.21203 | 730.4067 | 0 | 997.0307 | 0.12167 | 730.4067 | 0.00013747 | 991.51 | -0.0064771 | 730.8031 | 0 | 991.51 | 0.002786 | 991.51 | 0.0020403 | 730.4067 | 0.00010949 | 730.4067 | 0.00010672 | 730.8031 | 0 | 997.0307 | 0.027855 | 1075.9935 | 0.067487 | 997.0307 | 0.046913 | 1076.6413 | 0 | 1075.9935 | 0.069307 | 730.4067 | 4.4782e-05
|  |  | 997.2736 | -0.015649 | 730.9317 | 0.013278 | 997.2736 | -0.2312 | 730.5277 | 0.00024284 | 997.2736 | -0.24152 | 730.5277 | 0.00012797 | 991.76 | -0.029507 | 730.9317 | 0.0065275 | 991.76 | 0.00068922 | 991.76 | -0.0039276 | 730.5277 | 0.00013526 | 730.5277 | 0.00014509 | 730.9317 | 0 | 997.2736 | -0.018692 | 1076.162 | 0.07189 | 997.2736 | -0.072915 | 1076.8118 | 0 | 1076.162 | 0.068239 | 730.5277 | 7.2449e-05
|  |  | 997.5165 | 0.0014814 | 731.0603 | 0 | 997.5165 | 0.078602 | 730.6489 | 0 | 997.5165 | 0.11732 | 730.6489 | 0.00013318 | 992 | 0.0059973 | 731.0603 | 0.013943 | 992 | -0.0061837 | 992 | 0.0040296 | 730.6489 | 0.00012122 | 730.6489 | 9.5069e-05 | 731.0603 | 0 | 997.5165 | -0.030423 | 1076.3305 | 0.064855 | 997.5165 | 0.059699 | 1076.9823 | 0 | 1076.3305 | 0.069818 | 730.6489 | 3.9506e-05
|  |  | 997.7595 | -0.020111 | 731.1889 | 0.0033129 | 997.7595 | -0.15952 | 730.7699 | 0.00024284 | 997.7595 | -0.21661 | 730.7699 | 0.0001289 | 992.24 | -0.0083963 | 731.1889 | 0.0023737 | 992.24 | -9.7074e-06 | 992.24 | 0.0058659 | 730.7699 | 0.00013377 | 730.7699 | 0.00013687 | 731.1889 | 0.0067468 | 997.7595 | -0.1348 | 1076.4989 | 0.071527 | 997.7595 | 0.02687 | 1077.1527 | 0 | 1076.4989 | 0.06861 | 730.7699 | 8.1041e-05
|  |  | 998.0024 | -0.0011887 | 731.3176 | 0 | 998.0024 | -0.03563 | 730.891 | 0 | 998.0024 | 0.15363 | 730.891 | 0.00014082 | 992.48 | 0.0098357 | 731.3176 | 0.0090142 | 992.48 | 0.0055817 | 992.48 | 0.007243 | 730.891 | 0.00010916 | 730.891 | 0.0001701 | 731.3176 | 0 | 998.0024 | 0.015419 | 1076.6674 | 0.06422 | 998.0024 | -0.061377 | 1077.3232 | 0 | 1076.6674 | 0.070376 | 730.891 | 5.3373e-05
|  |  | 998.2453 | -0.021348 | 731.4463 | 0.012609 | 998.2453 | -0.43868 | 731.0122 | 0.00024284 | 998.2453 | -0.25862 | 731.0122 | 0.00015274 | 992.73 | -0.0064771 | 731.4463 | 0.0075489 | 992.73 | -0.00035917 | 992.73 | -0.0030095 | 731.0122 | 0.00012006 | 731.0122 | 0.00018175 | 731.4463 | 0 | 998.2453 | -0.022876 | 1076.8359 | 0.072525 | 998.2453 | -0.037586 | 1077.4937 | 0.00010725 | 1076.8359 | 0.068332 | 731.0122 | 7.9079e-05
|  |  | 998.4883 | 0.014468 | 731.5749 | 0 | 998.4883 | -0.081494 | 731.1332 | 0.00024284 | 998.4883 | 0.12182 | 731.1332 | 0.00016708 | 992.97 | -0.02375 | 731.5749 | 0.0017229 | 992.97 | 0.0023201 | 992.97 | 0.0075495 | 731.1332 | 0.00012072 | 731.1332 | 0.00015006 | 731.5749 | 0 | 998.4883 | 0.015422 | 1077.0043 | 0.066852 | 998.4883 | 0.053674 | 1077.6642 | 0 | 1077.0043 | 0.070236 | 731.1332 | 4.2144e-05
|  |  | 998.7312 | -0.028741 | 731.7036 | 0.0081166 | 998.7312 | -0.40203 | 731.2544 | 0.00024284 | 998.7312 | -0.26768 | 731.2544 | 0.00015908 | 993.21 | -0.0026388 | 731.7036 | 0.0089254 | 993.21 | -0.010377 | 993.21 | -0.007141 | 731.2544 | 0.00014302 | 731.2544 | 9.3356e-05 | 731.7036 | 0 | 998.7312 | -0.037734 | 1077.1728 | 0.072298 | 998.7312 | -0.0023195 | 1077.8347 | 0.00010725 | 1077.1728 | 0.068006 | 731.2544 | 4.5459e-05
|  |  | 998.9742 | 0.0011936 | 731.8323 | 0 | 998.9742 | 0.17628 | 731.3755 | 0 | 998.9742 | 0.13242 | 731.3755 | 0.00015963 | 993.45 | -0.018472 | 731.8323 | 0.0082593 | 993.45 | 0.002786 | 993.45 | 0.0078554 | 731.3755 | 0.00013658 | 731.3755 | 0.0001134 | 731.8323 | 0 | 998.9742 | 0.010402 | 1077.3413 | 0.067714 | 998.9742 | 0.020087 | 1078.0051 | 0 | 1077.3413 | 0.070283 | 731.3755 | 2.5706e-05
|  |  | 999.2171 | -0.031286 | 731.961 | 0.005135 | 999.2171 | -0.29979 | 731.4966 | 0.00024284 | 999.2171 | -0.26612 | 731.4966 | 0.00017379 | 993.7 | 0.022311 | 731.961 | 0.0078153 | 993.7 | 0.0033685 | 993.7 | -0.0020913 | 731.4966 | 0.00014302 | 731.4966 | 8.8389e-05 | 731.961 | 0 | 999.2171 | -0.056373 | 1077.5098 | 0.071663 | 999.2171 | 0.085702 | 1078.1756 | 0.00010725 | 1077.5098 | 0.068378 | 731.4966 | 4.4782e-05
|  |  | 999.4601 | 0.0080463 | 732.0897 | 0 | 999.4601 | -0.018755 | 731.6177 | 0 | 999.4601 | 0.16795 | 731.6177 | 0.00017863 | 993.94 | 0.0059973 | 732.0897 | 0 | 993.94 | 0.019095 | 993.94 | 0.00020403 | 731.6177 | 0.00012337 | 731.6177 | 0.00010175 | 732.0897 | 0 | 999.4601 | 0.026315 | 1077.6782 | 0.064764 | 999.4601 | 0.07969 | 1078.3461 | 0 | 1077.6782 | 0.070608 | 731.6177 | 5.3373e-05
|  |  | 999.703 | -0.031282 | 732.2185 | 0.0097437 | 999.703 | -0.44733 | 731.7388 | 0 | 999.703 | -0.19995 | 731.7388 | 0.00015312 | 994.18 | -0.0079165 | 732.2185 | 0.0062611 | 994.18 | -0.0025725 | 994.18 | -0.0046928 | 731.7388 | 0.00012155 | 731.7388 | 9.6782e-05 | 732.2185 | 0.0059033 | 999.703 | -0.035421 | 1077.8467 | 0.072071 | 999.703 | -0.0077502 | 1078.5166 | 0.00010725 | 1077.8467 | 0.068703 | 731.7388 | 6.8526e-05
|  |  | 999.946 | -0.013835 | 732.3472 | 0 | 999.946 | 0.3493 | 731.8599 | 0.00024284 | 999.946 | 0.10634 | 731.8599 | 0.00014231 | 994.42 | 0.018952 | 732.3472 | 0.0047513 | 994.42 | 0.0039509 | 994.42 | 0.0028055 | 731.8599 | 0.00010768 | 731.8599 | 0.00014012 | 732.3472 | 0 | 999.946 | 0.024135 | 1078.0152 | 0.063267 | 999.946 | 0.01668 | 1078.687 | 0 | 1078.0152 | 0.070143 | 731.8599 | 6.325e-05
|  |  | 1000.189 | -0.022882 | 732.476 | 0.0059632 | 1000.189 | -0.35778 | 731.981 | 0.00024284 | 1000.189 | -0.26938 | 731.981 | 0.0001371 | 994.67 | 0.011755 | 732.476 | 0.0028778 | 994.67 | 0.0029025 | 994.67 | -0.0077534 | 731.981 | 0.00012105 | 731.981 | 0.00014851 | 732.476 | 0.0092767 | 1000.189 | -0.061141 | 1078.1836 | 0.071118 | 1000.189 | -0.0033255 | 1078.8575 | 0.00010725 | 1078.1836 | 0.068517 | 731.981 | 6.8526e-05
|  |  | 1000.432 | 0.0011475 | 732.6047 | 0 | 1000.432 | 0.17307 | 732.1021 | 0.00024284 | 1000.432 | 0.12349 | 732.1021 | 0.00014827 | 994.91 | 0.0031186 | 732.6047 | 0.0052398 | 994.91 | 0.0081444 | 994.91 | 0.0069371 | 732.1021 | 0.00012188 | 732.1021 | 0.00015845 | 732.6047 | 0 | 1000.432 | 0.045613 | 1078.3521 | 0.063993 | 1000.432 | 0.032272 | 1079.028 | 0 | 1078.3521 | 0.069772 | 732.1021 | 5.0059e-05
|  |  | 1000.6749 | -0.013375 | 732.7335 | 0.0097437 | 1000.6749 | -0.31342 | 732.2232 | 0.00024284 | 1000.6749 | -0.29528 | 732.2232 | 0.00014399 | 995.15 | -0.0055175 | 732.7335 | 0.005151 | 995.15 | 0.0041839 | 995.15 | -0.010508 | 732.2232 | 0.00013195 | 732.2232 | 0.00016016 | 732.7335 | 0.00042164 | 1000.6749 | 0.019852 | 1078.5205 | 0.0708 | 1000.6749 | -0.014486 | 1079.1985 | 0 | 1078.5205 | 0.068378 | 732.2232 | 4.3497e-05
|  |  | 1000.9179 | -0.0054895 | 732.8623 | 0 | 1000.9179 | 0.26135 | 732.3443 | 0 | 1000.9179 | 0.14453 | 732.3443 | 0.00014101 | 995.39 | -0.0031186 | 732.8623 | 0.0062611 | 995.39 | 0.0059312 | 995.39 | 0.0089266 | 732.3443 | 0.00012568 | 732.3443 | 0.00015674 | 732.8623 | 0 | 1000.9179 | 0.053657 | 1078.689 | 0.067896 | 1000.9179 | 0.047422 | 1079.369 | 7.1499e-05 | 1078.689 | 0.069911 | 732.3443 | 1.9076e-05
|  |  | 1001.1609 | 0.0005117 | 732.9911 | 0.0043067 | 1001.1609 | -0.69829 | 732.4654 | 0 | 1001.1609 | -0.22315 | 732.4654 | 0.00015665 | 995.64 | 0.014634 | 732.9911 | 0.010302 | 995.64 | -0.0010581 | 995.64 | -0.0011732 | 732.4654 | 0.00013542 | 732.4654 | 0.00016016 | 732.9911 | 0.019819 | 1001.1609 | -0.0099212 | 1078.8575 | 0.071345 | 1001.1609 | 0.088111 | 1079.5395 | 0.00010725 | 1078.8575 | 0.068471 | 732.4654 | 2.6382e-05
|  |  | 1001.4039 | 0.0020845 | 733.1199 | 0 | 1001.4039 | -0.076683 | 732.5865 | 0 | 1001.4039 | 0.15327 | 732.5865 | 0.00014045 | 995.88 | -0.0088761 | 733.1199 | 0 | 995.88 | 0.0053486 | 995.88 | 0.0092325 | 732.5865 | 0.00013806 | 732.5865 | 0.00012505 | 733.1199 | 0 | 1001.4039 | 0.075559 | 1079.0259 | 0.070437 | 1001.4039 | -0.013752 | 1079.71 | 0 | 1079.0259 | 0.070283 | 732.5865 | 2.0429e-05
|  |  | 1001.6469 | -0.0026137 | 733.2487 | 0.0094417 | 1001.6469 | -0.096609 | 732.7076 | 0 | 1001.6469 | -0.2263 | 732.7076 | 0.00014995 | 996.12 | -0.0040782 | 733.2487 | 0.0060391 | 996.12 | -0.0068827 | 996.12 | 0.00020403 | 732.7076 | 0.00013311 | 732.7076 | 0.00015845 | 733.2487 | 0.016867 | 1001.6469 | -0.046886 | 1079.1944 | 0.071572 | 1001.6469 | -0.049354 | 1079.8805 | 0.00010725 | 1079.1944 | 0.068378 | 732.7076 | 5.1411e-05
|  |  | 1001.8899 | 0.00019125 | 733.3776 | 0 | 1001.8899 | 0.30288 | 732.8288 | 0 | 1001.8899 | 0.14677 | 732.8288 | 0.0001371 | 996.36 | 0.0074367 | 733.3776 | 0.0036139 | 996.36 | -0.0021065 | 996.36 | -0.0028565 | 732.8288 | 0.00012716 | 732.8288 | 0.00014851 | 733.3776 | 0 | 1001.8899 | 0.10541 | 1079.3629 | 0.064628 | 1001.8899 | 0.030966 | 1080.051 | 0 | 1079.3629 | 0.070376 | 732.8288 | 4.3497e-05
|  |  | 1002.1329 | -0.015014 | 733.5064 | 0.0039755 | 1002.1329 | -0.50387 | 732.9499 | 0 | 1002.1329 | -0.24705 | 732.9499 | 0.00016224 | 996.61 | -0.02183 | 733.5064 | 0.0071492 | 996.61 | 0.0013882 | 996.61 | 0.00020403 | 732.9499 | 0.00012072 | 732.9499 | 0.00012008 | 733.5064 | 0.023171 | 1002.1329 | -0.0592 | 1079.5313 | 0.071163 | 1002.1329 | -0.062745 | 1080.2214 | 0 | 1079.5313 | 0.06861 | 732.9499 | 6.3926e-05
|  |  | 1002.3759 | -0.0013401 | 733.6353 | 0 | 1002.3759 | 0.30643 | 733.071 | 0 | 1002.3759 | 0.10925 | 733.071 | 0.00015703 | 996.85 | -0.0016793 | 733.6353 | 0.0057727 | 996.85 | 0.0020871 | 996.85 | -0.0054579 | 733.071 | 0.0001412 | 733.071 | 0.00011014 | 733.6353 | 0 | 1002.3759 | 0.093726 | 1079.6998 | 0.065808 | 1002.3759 | 0.092836 | 1080.3919 | 0 | 1079.6998 | 0.070515 | 733.071 | 3.4229e-05
|  |  | 1002.619 | -0.0082586 | 733.7642 | 0.00082819 | 1002.619 | -0.26754 | 733.1921 | 0 | 1002.619 | -0.26409 | 733.1921 | 0.00016038 | 997.09 | 0.0098357 | 733.7642 | 0.0050178 | 997.09 | 0.0022036 | 997.09 | 0.0090795 | 733.1921 | 0.00015111 | 733.1921 | 0.00014012 | 733.7642 | 0.015602 | 1002.619 | -0.012784 | 1079.8682 | 0.072162 | 1002.619 | -0.12238 | 1080.5624 | 0 | 1079.8682 | 0.068703 | 733.1921 | 6.1288e-05
|  |  | 1002.862 | -0.019522 | 733.8931 | 0 | 1002.862 | 0.013765 | 733.3132 | 0.00024284 | 1002.862 | 0.075445 | 733.3132 | 0.0001587 | 997.33 | -0.022789 | 733.8931 | 0.0010926 | 997.33 | -0.0035044 | 997.33 | -0.0030095 | 733.3132 | 0.00015194 | 733.3132 | 0.00016187 | 733.8931 | 0 | 1002.862 | 0.075124 | 1080.0367 | 0.065173 | 1002.862 | 0.076591 | 1080.7329 | 0 | 1080.0367 | 0.069957 | 733.3132 | 3.7544e-05
|  |  | 1003.105 | -0.034447 | 734.0219 | 0.0021534 | 1003.105 | -0.60287 | 733.4343 | 0 | 1003.105 | -0.29168 | 733.4343 | 0.00015312 | 997.58 | 0.015593 | 734.0219 | 0.0089254 | 997.58 | -0.0030384 | 997.58 | -0.0037746 | 733.4343 | 0.0001341 | 733.4343 | 0.00013841 | 734.0219 | 0 | 1003.105 | -0.058824 | 1080.2051 | 0.071527 | 1003.105 | 0.061689 | 1080.9034 | 0 | 1080.2051 | 0.068378 | 733.4343 | 7.3126e-05
|  |  | 1003.3481 | 0.0099658 | 734.1509 | 0 | 1003.3481 | 0.064047 | 733.5554 | 0.00024284 | 1003.3481 | 0.19849 | 733.5554 | 0.0001492 | 997.82 | 0.02183 | 734.1509 | 0.005373 | 997.82 | 0.0017376 | 997.82 | -0.0036216 | 733.5554 | 0.0001303 | 733.5554 | 0.00014012 | 734.1509 | 0 | 1003.3481 | 0.12685 | 1080.3736 | 0.066761 | 1003.3481 | 0.076289 | 1081.0739 | 7.1499e-05 | 1080.3736 | 0.069772 | 733.5554 | 4.742e-05
|  |  | 1003.5911 | -0.022972 | 734.2798 | 0.017099 | 1003.5911 | -0.59209 | 733.6766 | 0.00024284 | 1003.5911 | -0.25869 | 733.6766 | 0.00014362 | 998.06 | -0.0059973 | 734.2798 | 0.0036341 | 998.06 | -0.0043198 | 998.06 | -0.0086717 | 733.6766 | 0.00013988 | 733.6766 | 0.00018346 | 734.2798 | 0 | 1003.5911 | -0.01557 | 1080.5421 | 0.071572 | 1003.5911 | -0.075707 | 1081.2444 | 0 | 1080.5421 | 0.068378 | 733.6766 | 6.7173e-05
|  |  | 1003.8341 | -0.0081411 | 734.4087 | 0 | 1003.8341 | 0.31077 | 733.7977 | 0.00024284 | 1003.8341 | 0.1436 | 733.7977 | 0.00015908 | 998.3 | -0.0016793 | 734.4087 | 0.0029836 | 998.3 | 0.00033976 | 998.3 | -0.0030095 | 733.7977 | 0.00013608 | 733.7977 | 0.00018517 | 734.4087 | 0 | 1003.8341 | 0.0065166 | 1080.7105 | 0.066625 | 1003.8341 | 0.15031 | 1081.4149 | 0 | 1080.7105 | 0.070097 | 733.7977 | 3.822e-05
|  |  | 1004.0772 | 0.00052397 | 734.5377 | 0.011081 | 1004.0772 | -0.46434 | 733.9188 | 0 | 1004.0772 | -0.2965 | 733.9188 | 0.00011269 | 998.55 | -0.035264 | 734.5377 | 0 | 998.55 | -0.0081638 | 998.55 | 0.0014282 | 733.9188 | 9.8429e-05 | 733.9188 | 0.00010346 | 734.5377 | 0.016445 | 1004.0772 | -0.080711 | 1080.879 | 0.072207 | 1004.0772 | -0.07238 | 1081.5854 | 0 | 1080.879 | 0.070329 | 733.9188 | 3.4229e-05
|  |  | 1004.3202 | -0.026302 | 734.6666 | 0 | 1004.3202 | -0.57716 | 734.0399 | 0 | 1004.3202 | -0.288 | 734.0399 | 0.00030567 | 998.79 | -0.020872 | 734.6666 | 0.011545 | 998.79 | -0.0054848 | 998.79 | -0.0063763 | 734.0399 | 0.00027877 | 734.0399 | 0.00024512 | 734.6666 | 0 | 1004.3202 | -0.0010119 | 1081.0474 | 0.073796 | 1004.3202 | -0.098897 | 1081.7559 | 0 | 1081.0474 | 0.070143 | 734.0399 | 9.3555e-05
|  |  | 1004.5633 | 0.0036372 | 734.7956 | 0.010794 | 1004.5633 | 0.3476 | 734.161 | 0.00082547 | 1004.5633 | 0.089116 | 734.161 | 0.00024774 | 999.03 | 0.017512 | 734.7956 | 0.011812 | 999.03 | -0.002689 | 999.03 | -0.0037746 | 734.161 | 0.00023996 | 734.161 | 0.00021018 | 734.7956 | 0.010542 | 1004.5633 | 0.0056485 | 1081.2159 | 0.065763 | 1004.5633 | 0.04203 | 1081.9264 | 0.00053624 | 1081.2159 | 0.07019 | 734.161 | 8.2326e-05
|  |  | 1004.8063 | 0.0021469 | 734.9246 | 0 | 1004.8063 | -0.45808 | 734.2822 | 0.00024284 | 1004.8063 | -0.25048 | 734.2822 | 0.00047276 | 999.27 | 0.0079165 | 734.9246 | 0.0034878 | 999.27 | -0.0032714 | 999.27 | -0.0094364 | 734.2822 | 0.00044062 | 734.2822 | 0.00039364 | 734.9246 | 0 | 1004.8063 | -0.021971 | 1081.3843 | 0.073977 | 1004.8063 | 0.066278 | 1082.097 | 0 | 1081.3843 | 0.06861 | 734.2822 | 0.00014889
|  |  | 1005.0494 | 0.015624 | 735.0536 | 0.0082822 | 1005.0494 | 0.023954 | 734.4033 | 0.00082547 | 1005.0494 | 0.15399 | 734.4033 | 0.0002293 | 999.52 | -0.0031186 | 735.0536 | 0.0087922 | 999.52 | 0.0056981 | 999.52 | 0.010457 | 734.4033 | 0.00020726 | 734.4033 | 0.00019014 | 735.0536 | 0 | 1005.0494 | 0.033065 | 1081.5528 | 0.063675 | 1005.0494 | 0.0032055 | 1082.2675 | 0.00032174 | 1081.5528 | 0.070608 | 734.4033 | 6.6496e-05
|  |  | 1005.2925 | -0.032864 | 735.1826 | 0 | 1005.2925 | -0.41101 | 734.5244 | 0 | 1005.2925 | -0.29697 | 734.5244 | 0.00045879 | 999.76 | -0.010315 | 735.1826 | 0.0063943 | 999.76 | 0.0036014 | 999.76 | -0.0028565 | 734.5244 | 0.00041452 | 734.5244 | 0.00038028 | 735.1826 | 0 | 1005.2925 | -0.12133 | 1081.7212 | 0.073887 | 1005.2925 | -0.11767 | 1082.438 | 0 | 1081.7212 | 0.068657 | 734.5244 | 0.0001449
|  |  | 1005.5356 | -0.0085136 | 735.3116 | 0.0039755 | 1005.5356 | -0.25627 | 734.6455 | 0.00053406 | 1005.5356 | 0.12153 | 734.6455 | 0.00023284 | 1000 | 0.026628 | 735.3116 | 0.0090586 | 1000 | 0.0011552 | 1000 | -0.0007141 | 734.6455 | 0.00020957 | 734.6455 | 0.00019682 | 735.3116 | 0 | 1005.5356 | 0.095983 | 1081.8897 | 0.065672 | 1005.5356 | 0.062478 | 1082.6085 | 0.00053624 | 1081.8897 | 0.070329 | 734.6455 | 7.8402e-05
|  |  | 1005.7786 | -0.019984 | 735.4406 | 0 | 1005.7786 | -0.64144 | 734.7667 | 0 | 1005.7786 | -0.30641 | 734.7667 | 0.00047443 | 1000.2 | 0.0002399 | 735.4406 | 0.0032358 | 1000.2 | -0.0021065 | 1000.2 | 0.0078554 | 734.7667 | 0.00040643 | 734.7667 | 0.00042704 | 735.4406 | 0 | 1005.7786 | -0.074628 | 1082.0581 | 0.073342 | 1005.7786 | -0.076935 | 1082.779 | 0 | 1082.0581 | 0.068332 | 734.7667 | 0.00014889
|  |  | 1006.0217 | -0.0061782 | 735.5697 | 0.017863 | 1006.0217 | 0.11012 | 734.8878 | 0.00082547 | 1006.0217 | 0.12494 | 734.8878 | 0.00024588 | 1000.5 | 0.0079165 | 735.5697 | 0.010169 | 1000.5 | 0.0060475 | 1000.5 | 0.012752 | 734.8878 | 0.00019735 | 734.8878 | 0.00023348 | 735.5697 | 0.0046383 | 1006.0217 | 0.046739 | 1082.2265 | 0.062813 | 1006.0217 | 0.094947 | 1082.9495 | 0.00010725 | 1082.2265 | 0.070329 | 734.8878 | 7.4411e-05
|  |  | 1006.2648 | -0.012835 | 735.6987 | 0 | 1006.2648 | -0.77925 | 735.0089 | 0 | 1006.2648 | -0.25003 | 735.0089 | 0.00047574 | 1000.7 | 0.0002399 | 735.6987 | 0.0075045 | 1000.7 | -0.0093286 | 1000.7 | 0.0032646 | 735.0089 | 0.00045185 | 735.0089 | 0.00045702 | 735.6987 | 0 | 1006.2648 | -0.041533 | 1082.395 | 0.07198 | 1006.2648 | 0.00039852 | 1083.12 | 0 | 1082.395 | 0.068239 | 735.0089 | 0.00016864
|  |  | 1006.5079 | -0.0013343 | 735.8278 | 0.0096482 | 1006.5079 | 0.3947 | 735.13 | 0.00053406 | 1006.5079 | 0.1865 | 735.13 | 0.00023452 | 1001 | -0.0026388 | 735.8278 | 0.010302 | 1001 | -0.00024269 | 1001 | 0.0054069 | 735.13 | 0.00025499 | 735.13 | 0.00022354 | 735.8278 | 0 | 1006.5079 | -0.013912 | 1082.5634 | 0.064174 | 1006.5079 | 0.027635 | 1083.2905 | 0.00032174 | 1082.5634 | 0.070376 | 735.13 | 9.8155e-05
|  |  | 1006.751 | -0.013823 | 735.9569 | 0 | 1006.751 | -0.67885 | 735.2512 | 0 | 1006.751 | -0.2815 | 735.2512 | 0.00044724 | 1001.2 | -0.0011995 | 735.9569 | 0.001849 | 1001.2 | -0.0052516 | 1001.2 | -0.0039276 | 735.2512 | 0.00048488 | 735.2512 | 0.00041693 | 735.9569 | 0 | 1006.751 | -0.038641 | 1082.7319 | 0.072661 | 1006.751 | 0.073788 | 1083.461 | 0 | 1082.7319 | 0.068285 | 735.2512 | 0.00017257
|  |  | 1006.9941 | -0.018688 | 736.086 | 0.013565 | 1006.9941 | 0.34501 | 735.3723 | 0.0011167 | 1006.9941 | 0.081317 | 735.3723 | 0.00021999 | 1001.5 | 0.025668 | 736.086 | 0.0075489 | 1001.5 | -0.0011746 | 1001.5 | 0.0035706 | 735.3723 | 0.00022989 | 735.3723 | 0.00019357 | 736.086 | 0.03127 | 1006.9941 | -0.014334 | 1082.9003 | 0.061587 | 1006.9941 | 0.073199 | 1083.6316 | 0.00053624 | 1082.9003 | 0.070329 | 735.3723 | 7.8402e-05
|  |  | 1007.2372 | -0.0079469 | 736.2151 | 0 | 1007.2372 | -0.41739 | 735.4934 | 0 | 1007.2372 | -0.35505 | 735.4934 | 0.00043979 | 1001.7 | -0.038142 | 736.2151 | 0.0083926 | 1001.7 | -0.0018735 | 1001.7 | -0.0066822 | 735.4934 | 0.00046721 | 735.4934 | 0.00044708 | 736.2151 | 0 | 1007.2372 | -0.025845 | 1083.0687 | 0.072343 | 1007.2372 | -0.10242 | 1083.8021 | 0 | 1083.0687 | 0.068564 | 735.4934 | 0.00017257
|  |  | 1007.4803 | -0.01392 | 736.3442 | 0.0074539 | 1007.4803 | 0.27963 | 735.6146 | 0.00053406 | 1007.4803 | 0.15512 | 735.6146 | 0.00022669 | 1001.9 | 0.04534 | 736.3442 | 0 | 1001.9 | 0.0056981 | 1001.9 | 0.014741 | 735.6146 | 0.00023732 | 735.6146 | 0.00025694 | 736.3442 | 0 | 1007.4803 | 0.1629 | 1083.2372 | 0.06481 | 1007.4803 | -0.047235 | 1083.9726 | 0.00010725 | 1083.2372 | 0.070422 | 735.6146 | 9.4164e-05
|  |  | 1007.7234 | -0.024473 | 736.4733 | 0 | 1007.7234 | -0.37138 | 735.7357 | 0 | 1007.7234 | -0.29936 | 735.7357 | 0.00045413 | 1002.2 | 0.002159 | 736.4733 | 0.0034878 | 1002.2 | -0.0044363 | 1002.2 | 0.0011222 | 735.7357 | 0.00046522 | 735.7357 | 0.00047038 | 736.4733 | 0 | 1007.7234 | -0.075563 | 1083.4056 | 0.073705 | 1007.7234 | 0.052151 | 1084.1431 | 0 | 1083.4056 | 0.06875 | 735.7357 | 0.00018048
|  |  | 1007.9666 | -0.0050829 | 736.6024 | 0.012609 | 1007.9666 | 0.24072 | 735.8568 | 0.00053406 | 1007.9666 | 0.17259 | 735.8568 | 0.00023452 | 1002.4 | 0.0002399 | 736.6024 | 0.007016 | 1002.4 | -0.0032714 | 1002.4 | 0.0054069 | 735.8568 | 0.00022807 | 735.8568 | 0.00021686 | 736.6024 | 0 | 1007.9666 | 0.045842 | 1083.5741 | 0.062495 | 1007.9666 | 0.14489 | 1084.3136 | 0.00032174 | 1083.5741 | 0.070422 | 735.8568 | 8.6317e-05
|  |  | 1008.2097 | 0.0078738 | 736.7316 | 0 | 1008.2097 | -0.21825 | 735.9779 | 0 | 1008.2097 | -0.27987 | 735.9779 | 0.00050256 | 1002.7 | -0.0040782 | 736.7316 | 0.01079 | 1002.7 | 0.0015046 | 1002.7 | 0.0018873 | 735.9779 | 0.00047183 | 735.9779 | 0.00045702 | 736.7316 | 0 | 1008.2097 | -0.040394 | 1083.7425 | 0.073705 | 1008.2097 | 0.0016404 | 1084.4841 | 0 | 1083.7425 | 0.068657 | 735.9779 | 0.00016465
|  |  | 1008.4528 | -0.011394 | 736.8607 | 0.013087 | 1008.4528 | -0.21666 | 736.0991 | 0.00024284 | 1008.4528 | 0.15521 | 736.0991 | 0.0002714 | 1002.9 | -0.0011995 | 736.8607 | 0.0099467 | 1002.9 | -0.00047565 | 1002.9 | -0.0023974 | 736.0991 | 0.00024409 | 736.0991 | 0.00024358 | 736.8607 | 0.0042167 | 1008.4528 | -0.0060547 | 1083.9109 | 0.062722 | 1008.4528 | -0.044728 | 1084.6547 | 0.00010725 | 1083.9109 | 0.070236 | 736.0991 | 7.8402e-05
|  |  | 1008.6959 | -0.00051328 | 736.9899 | 0 | 1008.6959 | -0.40528 | 736.2202 | 0 | 1008.6959 | -0.2926 | 736.2202 | 0.00049697 | 1003.2 | -0.038623 | 736.9899 | 0.00021011 | 1003.2 | -0.0090959 | 1003.2 | -0.0025504 | 736.2202 | 0.00046489 | 736.2202 | 0.00048699 | 736.9899 | 0 | 1008.6959 | -0.11188 | 1084.0794 | 0.074658 | 1008.6959 | -0.049157 | 1084.8252 | 0 | 1084.0794 | 0.068332 | 736.2202 | 0.00013698
|  |  | 1008.9391 | 0.00019935 | 737.1191 | 0.0096482 | 1008.9391 | -0.049477 | 736.3413 | 0.00082547 | 1008.9391 | 0.16012 | 736.3413 | 0.00022725 | 1003.4 | 0.032385 | 737.1191 | 0.007016 | 1003.4 | 0.011173 | 1003.4 | 0.0057129 | 736.3413 | 0.00022113 | 736.3413 | 0.00024358 | 737.1191 | 0.01012 | 1008.9391 | 0.033764 | 1084.2478 | 0.061996 | 1008.9391 | -0.039113 | 1084.9957 | 0.0007506 | 1084.2478 | 0.070236 | 736.3413 | 5.865e-05
|  |  | 1009.1822 | -0.018808 | 737.2483 | 0 | 1009.1822 | -0.70485 | 736.4625 | 0 | 1009.1822 | -0.33332 | 736.4625 | 0.00046046 | 1003.6 | -0.011275 | 737.2483 | 0.0081705 | 1003.6 | -0.0029219 | 1003.6 | -0.0083652 | 736.4625 | 0.00047711 | 736.4625 | 0.00048699 | 737.2483 | 0 | 1009.1822 | -0.038705 | 1084.4162 | 0.072934 | 1009.1822 | 0.04594 | 1085.1662 | 0 | 1084.4162 | 0.068517 | 736.4625 | 0.00012122
|  |  | 1009.4254 | -0.020235 | 737.3775 | 0.010317 | 1009.4254 | 0.28048 | 736.5836 | 0.00024284 | 1009.4254 | 0.19858 | 736.5836 | 0.0002347 | 1003.9 | -0.013674 | 737.3775 | 0.0022476 | 1003.9 | -0.0039703 | 1003.9 | 0.0017343 | 736.5836 | 0.00025648 | 736.5836 | 0.00024684 | 737.3775 | 0.0016866 | 1009.4254 | -0.020783 | 1084.5847 | 0.068713 | 1009.4254 | 0.099533 | 1085.3368 | 0.00032174 | 1084.5847 | 0.070468 | 736.5836 | 6.2573e-05
|  |  | 1009.6685 | -0.044406 | 737.5067 | 0 | 1009.6685 | -0.49586 | 736.7047 | 0 | 1009.6685 | -0.42179 | 736.7047 | 0.00046922 | 1004.1 | 0.00071969 | 737.5067 | 0.0057727 | 1004.1 | -0.0094454 | 1004.1 | -0.0088246 | 736.7047 | 0.00047761 | 736.7047 | 0.00047038 | 737.5067 | 0 | 1009.6685 | -0.069747 | 1084.7531 | 0.074295 | 1009.6685 | -0.044806 | 1085.5073 | 0 | 1084.7531 | 0.06861 | 736.7047 | 0.00016073
|  |  | 1009.9117 | 0.0098622 | 737.636 | 0.013756 | 1009.9117 | -0.24357 | 736.8259 | 0.00082547 | 1009.9117 | 0.16627 | 736.8259 | 0.00023675 | 1004.4 | 0.012714 | 737.636 | 0.0040121 | 1004.4 | 0.00092222 | 1004.4 | 0.0034176 | 736.8259 | 0.0002218 | 736.8259 | 0.0002268 | 737.636 | 0.010963 | 1009.9117 | 0.016621 | 1084.9215 | 0.061043 | 1009.9117 | -0.013991 | 1085.6778 | 0.00053624 | 1084.9215 | 0.070376 | 736.8259 | 9.8155e-05
|  |  | 1010.1548 | -0.039967 | 737.7652 | 0 | 1010.1548 | -0.76347 | 736.947 | 0 | 1010.1548 | -0.31332 | 736.947 | 0.0004722 | 1004.6 | 0.0088761 | 737.7652 | 0.0022272 | 1004.6 | -0.00070865 | 1004.6 | 0.010763 | 736.947 | 0.00044937 | 736.947 | 0.00043698 | 737.7652 | 0 | 1010.1548 | -0.039179 | 1085.09 | 0.072298 | 1010.1548 | -0.032142 | 1085.8484 | 0 | 1085.09 | 0.068425 | 736.947 | 0.00017656
|  |  | 1010.398 | 0.00075606 | 737.8945 | 0.0067914 | 1010.398 | -0.036504 | 737.0682 | 0.00053406 | 1010.398 | 0.1482 | 737.0682 | 0.00023805 | 1004.9 | 0.024228 | 737.8945 | 0.0089254 | 1004.9 | 0.0045333 | 1004.9 | 0.0064783 | 737.0682 | 0.00022873 | 737.0682 | 0.00021343 | 737.8945 | 0 | 1010.398 | -0.02929 | 1085.2584 | 0.062313 | 1010.398 | -0.039947 | 1086.0189 | 0.00010725 | 1085.2584 | 0.07019 | 737.0682 | 7.8402e-05
|  |  | 1010.6412 | -0.030425 | 738.0237 | 0 | 1010.6412 | -0.85159 | 737.1893 | 0 | 1010.6412 | -0.35145 | 737.1893 | 0.00045525 | 1005.1 | -0.004558 | 738.0237 | 0 | 1005.1 | -0.0050185 | 1005.1 | -0.0063763 | 737.1893 | 0.00048108 | 737.1893 | 0.000407 | 738.0237 | 0 | 1010.6412 | -0.074027 | 1085.4268 | 0.073387 | 1010.6412 | 0.030682 | 1086.1894 | 0 | 1085.4268 | 0.068239 | 737.1893 | 0.00018048
|  |  | 1010.8844 | -0.00019968 | 738.153 | 0.0062945 | 1010.8844 | 0.37369 | 737.3104 | 0.0011167 | 1010.8844 | 0.17195 | 737.3104 | 0.0002185 | 1005.3 | 0.010315 | 738.153 | 0.010924 | 1005.3 | 0.003019 | 1005.3 | 0.011222 | 737.3104 | 0.00025301 | 737.3104 | 0.00019357 | 738.153 | 0.024971 | 1010.8844 | 0.085849 | 1085.5952 | 0.067669 | 1010.8844 | 0.10636 | 1086.36 | 0.00032174 | 1085.5952 | 0.070236 | 737.3104 | 0.00010208
|  |  | 1011.1275 | 0.010177 | 738.2823 | 0 | 1011.1275 | -0.45313 | 737.4316 | 0 | 1011.1275 | -0.29531 | 737.4316 | 0.00044333 | 1005.6 | 0.0098357 | 738.2823 | 0 | 1005.6 | -0.010028 | 1005.6 | -0.0023974 | 737.4316 | 0.00049495 | 737.4316 | 0.00038696 | 738.2823 | 0 | 1011.1275 | 0.063499 | 1085.7637 | 0.070528 | 1011.1275 | 0.081471 | 1086.5305 | 0 | 1085.7637 | 0.068192 | 737.4316 | 0.00019631
|  |  | 1011.3707 | 0.00050831 | 738.4116 | 0.013374 | 1011.3707 | 0.15022 | 737.5527 | 0.00082547 | 1011.3707 | 0.19276 | 737.5527 | 0.00022688 | 1005.8 | -0.014634 | 738.4116 | 0.0087922 | 1005.8 | -0.0037373 | 1005.8 | 5.1009e-05 | 737.5527 | 0.0002426 | 737.5527 | 0.00019357 | 738.4116 | 0.0029518 | 1011.3707 | -0.035467 | 1085.9321 | 0.067033 | 1011.3707 | 0.095809 | 1086.701 | 0.00053624 | 1085.9321 | 0.070236 | 737.5527 | 9.4164e-05
|  |  | 1011.6139 | -0.045638 | 738.5409 | 0 | 1011.6139 | -0.78229 | 737.6739 | 0 | 1011.6139 | -0.39144 | 737.6739 | 0.00045227 | 1006.1 | -0.017032 | 738.5409 | 0.0123 | 1006.1 | 0.0055817 | 1006.1 | 5.1009e-05 | 737.6739 | 0.00049247 | 737.6739 | 0.00041693 | 738.5409 | 0 | 1011.6139 | 0.00044137 | 1086.1005 | 0.073342 | 1011.6139 | -0.1345 | 1086.8716 | 0 | 1086.1005 | 0.068332 | 737.6739 | 0.00016141
|  |  | 1011.8571 | 0.0090708 | 738.6703 | 0.016908 | 1011.8571 | 0.21623 | 737.795 | 0.0014081 | 1011.8571 | 0.2285 | 737.795 | 0.00022762 | 1006.3 | 0.02327 | 738.6703 | 0.0030039 | 1006.3 | 0.0038344 | 1006.3 | 0.0092325 | 737.795 | 0.00025037 | 737.795 | 0.00022354 | 738.6703 | 0 | 1011.8571 | -0.036414 | 1086.2689 | 0.065536 | 1011.8571 | 0.042018 | 1087.0421 | 0.0007506 | 1086.2689 | 0.070468 | 737.795 | 6.7173e-05
|  |  | 1012.1003 | -0.0068171 | 738.7996 | 0 | 1012.1003 | -0.67534 | 737.9162 | 0 | 1012.1003 | -0.37255 | 737.9162 | 0.00045748 | 1006.6 | -0.035264 | 738.7996 | 0.0095471 | 1006.6 | -0.0038538 | 1006.6 | -0.01418 | 737.9162 | 0.00049066 | 737.9162 | 0.00042704 | 738.7996 | 0 | 1012.1003 | -0.017043 | 1086.4374 | 0.07434 | 1012.1003 | -0.11609 | 1087.2127 | 0 | 1086.4374 | 0.06875 | 737.9162 | 0.00013435
|  |  | 1012.3435 | -0.0012217 | 738.929 | 0.02455 | 1012.3435 | -0.058668 | 738.0373 | 0.00053406 | 1012.3435 | 0.19626 | 738.0373 | 0.00023247 | 1006.8 | 0.0002399 | 738.929 | 0 | 1006.8 | 0.0073291 | 1006.8 | 0.0037236 | 738.0373 | 0.00024079 | 738.0373 | 0.0002035 | 738.929 | 0 | 1012.3435 | 0.094118 | 1086.6058 | 0.06313 | 1012.3435 | 0.081136 | 1087.3832 | 0.00053624 | 1086.6058 | 0.070376 | 738.0373 | 6.7173e-05
|  |  | 1012.5867 | -0.021733 | 739.0584 | 0 | 1012.5867 | -1.095 | 738.1584 | 0 | 1012.5867 | -0.33977 | 738.1584 | 0.00044668 | 1007 | -0.0055175 | 739.0584 | 0.0044849 | 1007 | 0.0033685 | 1007 | -0.0092835 | 738.1584 | 0.00049611 | 738.1584 | 0.00042704 | 739.0584 | 0 | 1012.5867 | -0.072739 | 1086.7742 | 0.07366 | 1012.5867 | -0.24939 | 1087.5537 | 0 | 1086.7742 | 0.068703 | 738.1584 | 0.00016932
|  |  | 1012.8299 | -0.00069205 | 739.1877 | 0.016048 | 1012.8299 | 0.13668 | 738.2796 | 0.00053406 | 1012.8299 | 0.20224 | 738.2796 | 0.00021589 | 1007.3 | 0.011755 | 739.1877 | 0.0090586 | 1007.3 | 0.0056981 | 1007.3 | 0.0086207 | 738.2796 | 0.00025598 | 738.2796 | 0.00022354 | 739.1877 | 0.0092767 | 1012.8299 | 0.082823 | 1086.9426 | 0.063675 | 1012.8299 | 0.11358 | 1087.7243 | 0.00010725 | 1086.9426 | 0.07019 | 738.2796 | 0.00010208
|  |  | 1013.0731 | -0.02253 | 739.3171 | 0 | 1013.0731 | -0.2914 | 738.4007 | 0 | 1013.0731 | -0.39277 | 738.4007 | 0.00047238 | 1007.5 | -0.036225 | 739.3171 | 0.00071442 | 1007.5 | 0.0055817 | 1007.5 | -0.0023974 | 738.4007 | 0.00050139 | 738.4007 | 0.00048699 | 739.3171 | 0 | 1013.0731 | 0.0033487 | 1087.111 | 0.073251 | 1013.0731 | -0.0085758 | 1087.8948 | 0 | 1087.111 | 0.06861 | 738.4007 | 0.00017257
|  |  | 1013.3164 | -0.012355 | 739.4465 | 0.0089448 | 1013.3164 | 0.22324 | 738.5219 | 0.00082547 | 1013.3164 | 0.15429 | 738.5219 | 0.00026376 | 1007.8 | 0.002159 | 739.4465 | 0.0035081 | 1007.8 | -0.00047565 | 1007.8 | 0.0075495 | 738.5219 | 0.00024574 | 738.5219 | 0.00026362 | 739.4465 | 0 | 1013.3164 | 0.053886 | 1087.2794 | 0.06608 | 1013.3164 | 0.04284 | 1088.0654 | 0.00032174 | 1087.2794 | 0.070329 | 738.5219 | 7.0488e-05
|  |  | 1013.5596 | -0.032922 | 739.5759 | 0 | 1013.5596 | -0.75341 | 738.643 | 0 | 1013.5596 | -0.44531 | 738.643 | 0.00048356 | 1008 | 0.0011995 | 739.5759 | 0.0024794 | 1008 | -0.0021065 | 1008 | 0.00066312 | 738.643 | 0.00050519 | 738.643 | 0.00046712 | 739.5759 | 0 | 1013.5596 | 0.027661 | 1087.4479 | 0.073977 | 1013.5596 | -0.060399 | 1088.2359 | 0 | 1087.4479 | 0.068285 | 738.643 | 0.00014098
|  |  | 1013.8028 | -0.0038313 | 739.7054 | 0.0049694 | 1013.8028 | -0.084356 | 738.7642 | 0.00082547 | 1013.8028 | 0.19669 | 738.7642 | 0.00022669 | 1008.3 | 0.0011995 | 739.7054 | 0.0080373 | 1008.3 | -0.0031549 | 1008.3 | -0.0046928 | 738.7642 | 0.00025961 | 738.7642 | 0.0002035 | 739.7054 | 0.0025301 | 1013.8028 | 0.067375 | 1087.6163 | 0.065445 | 1013.8028 | -0.025627 | 1088.4065 | 0.0007506 | 1087.6163 | 0.070004 | 738.7642 | 7.0488e-05
|  |  | 1014.046 | -0.030841 | 739.8348 | 0 | 1014.046 | -0.65297 | 738.8853 | 0 | 1014.046 | -0.3649 | 738.8853 | 0.0004627 | 1008.5 | -0.015113 | 739.8348 | 0 | 1008.5 | -0.012591 | 1008.5 | -0.0016323 | 738.8853 | 0.00048917 | 738.8853 | 0.00043698 | 739.8348 | 0 | 1014.046 | 0.017023 | 1087.7847 | 0.073887 | 1014.046 | -0.028819 | 1088.577 | 0 | 1087.7847 | 0.067403 | 738.8853 | 0.00015681
|  |  | 1014.2893 | -0.024492 | 739.9643 | 0.020729 | 1014.2893 | -0.15143 | 739.0065 | 0.00053406 | 1014.2893 | 0.10996 | 739.0065 | 0.00024513 | 1008.7 | 0.004558 | 739.9643 | 0.0060391 | 1008.7 | 0.00092222 | 1008.7 | 0.0049478 | 739.0065 | 0.00022989 | 739.0065 | 0.00023348 | 739.9643 | 0.0042167 | 1014.2893 | 0.045403 | 1087.9531 | 0.0649 | 1014.2893 | 0.041704 | 1088.7476 | 0.00032174 | 1087.9531 | 0.069539 | 739.0065 | 8.6317e-05
|  |  | 1014.5325 | -0.029343 | 740.0937 | 0 | 1014.5325 | -0.57763 | 739.1276 | 0 | 1014.5325 | -0.34039 | 739.1276 | 0.00045096 | 1009 | 0.0074367 | 740.0937 | 0.0013447 | 1009 | -0.00199 | 1009 | 0.0020403 | 739.1276 | 0.00045449 | 739.1276 | 0.00047706 | 740.0937 | 0 | 1014.5325 | -0.08698 | 1088.1215 | 0.073977 | 1014.5325 | -0.14503 | 1088.9181 | 0 | 1088.1215 | 0.066381 | 739.1276 | 0.0001884
|  |  | 1014.7758 | 0.0060766 | 740.2232 | 0.015093 | 1014.7758 | 0.037402 | 739.2488 | 0.00053406 | 1014.7758 | 0.29651 | 739.2488 | 0.00021254 | 1009.2 | 0.012235 | 740.2232 | 0.0085702 | 1009.2 | 0.0038344 | 1009.2 | 0.0083142 | 739.2488 | 0.0002246 | 739.2488 | 0.00024358 | 740.2232 | 0.0054816 | 1014.7758 | 0.048483 | 1088.2899 | 0.060589 | 1014.7758 | 0.1546 | 1089.0887 | 0.00032174 | 1088.2899 | 0.068703 | 739.2488 | 0.00010208
|  |  | 1015.019 | -0.023443 | 740.3527 | 0 | 1015.019 | -1.0766 | 739.3699 | 0 | 1015.019 | -0.44126 | 739.3699 | 0.00043494 | 1009.5 | 0.015113 | 740.3527 | 0.0076377 | 1009.5 | 0.0020871 | 1009.5 | 0.0026524 | 739.3699 | 0.00047183 | 739.3699 | 0.00048699 | 740.3527 | 0 | 1015.019 | -0.11754 | 1088.4583 | 0.070846 | 1015.019 | -0.092504 | 1089.2592 | 0 | 1088.4583 | 0.06587 | 739.3699 | 0.00019631
|  |  | 1015.2623 | -0.018325 | 740.4822 | 0.010126 | 1015.2623 | -0.18954 | 739.4911 | 0.0011167 | 1015.2623 | 0.16617 | 739.4911 | 0.00023023 | 1009.7 | 0.013194 | 740.4822 | 0.0085702 | 1009.7 | -0.0011746 | 1009.7 | 0.0017343 | 739.4911 | 0.00024772 | 739.4911 | 0.00024358 | 740.4822 | 0 | 1015.2623 | 0.091195 | 1088.6267 | 0.063448 | 1015.2623 | -0.035819 | 1089.4298 | 0.00032174 | 1088.6267 | 0.068843 | 739.4911 | 9.6194e-05
|  |  | 1015.5055 | 2.562e-06 | 740.6117 | 0 | 1015.5055 | -0.76081 | 739.6122 | 0 | 1015.5055 | -0.34584 | 739.6122 | 0.00043811 | 1010 | -0.012235 | 740.6117 | 0.0041182 | 1010 | -0.0010581 | 1010 | -0.0066822 | 739.6122 | 0.00046027 | 739.6122 | 0.00047706 | 740.6117 | 0 | 1015.5055 | -0.027426 | 1088.7952 | 0.072434 | 1015.5055 | -0.078995 | 1089.6003 | 0 | 1088.7952 | 0.066241 | 739.6122 | 0.00017852
|  |  | 1015.7488 | 0.017538 | 740.7412 | 0.017768 | 1015.7488 | 0.12098 | 739.7334 | 0.0011167 | 1015.7488 | 0.1214 | 739.7334 | 0.00021514 | 1010.2 | 0.0059973 | 740.7412 | 0.0013654 | 1010.2 | 0.0045333 | 1010.2 | 0.0057129 | 739.7334 | 0.00021304 | 739.7334 | 0.00023348 | 740.7412 | 0.0075901 | 1015.7488 | 0.0060855 | 1088.9636 | 0.060634 | 1015.7488 | 0.1843 | 1089.7709 | 0.00032174 | 1088.9636 | 0.069075 | 739.7334 | 8.4288e-05
|  |  | 1015.9921 | -0.039993 | 740.8708 | 0 | 1015.9921 | -0.50971 | 739.8546 | 0 | 1015.9921 | -0.42875 | 739.8546 | 0.00041948 | 1010.4 | 0.014634 | 740.8708 | 0.005373 | 1010.4 | 0.0012716 | 1010.4 | 0.0018873 | 739.8546 | 0.00044062 | 739.8546 | 0.00041693 | 740.8708 | 0 | 1015.9921 | 0.029118 | 1089.132 | 0.072979 | 1015.9921 | -0.21288 | 1089.9415 | 0 | 1089.132 | 0.066845 | 739.8546 | 0.00015281
|  |  | 1016.2353 | -0.025708 | 741.0003 | 0.023691 | 1016.2353 | 0.37686 | 739.9757 | 0.0011167 | 1016.2353 | 0.19035 | 739.9757 | 0.000209 | 1010.7 | -0.004558 | 741.0003 | 0.0062611 | 1010.7 | -0.0030384 | 1010.7 | 0.011222 | 739.9757 | 0.0002284 | 739.9757 | 0.00018688 | 741.0003 | 0 | 1016.2353 | -0.0069776 | 1089.3004 | 0.065581 | 1016.2353 | 0.16954 | 1090.112 | 0.00032174 | 1089.3004 | 0.069725 | 739.9757 | 7.0488e-05
|  |  | 1016.4786 | 0.012309 | 741.1299 | 0 | 1016.4786 | -0.60611 | 740.0969 | 0 | 1016.4786 | -0.37022 | 740.0969 | 0.00045674 | 1010.9 | 0.0064771 | 741.1299 | 0.007016 | 1010.9 | 0.0023201 | 1010.9 | -0.0066822 | 740.0969 | 0.00048438 | 740.0969 | 0.00041025 | 741.1299 | 0 | 1016.4786 | 0.00019917 | 1089.4688 | 0.074204 | 1016.4786 | -0.08913 | 1090.2826 | 0 | 1089.4688 | 0.067403 | 740.0969 | 0.00015281
|  |  | 1016.7219 | 0.0026564 | 741.2595 | 0.011272 | 1016.7219 | -0.21415 | 740.218 | 0.00082547 | 1016.7219 | 0.28448 | 740.218 | 0.00025147 | 1011.2 | 0.016553 | 741.2595 | 0.0045293 | 1011.2 | 0.0011552 | 1011.2 | 0.011069 | 740.218 | 0.00025615 | 740.218 | 0.0002268 | 741.2595 | 0 | 1016.7219 | 0.070562 | 1089.6372 | 0.061133 | 1016.7219 | 0.099869 | 1090.4531 | 0.00032174 | 1089.6372 | 0.069911 | 740.218 | 8.2326e-05
|  |  | 1016.9652 | 0.0027306 | 741.389 | 0 | 1016.9652 | -0.54465 | 740.3392 | 0 | 1016.9652 | -0.36598 | 740.3392 | 0.00049436 | 1011.4 | 0.0016793 | 741.389 | 0.0063943 | 1011.4 | -0.0032714 | 1011.4 | 0.0024994 | 740.3392 | 0.00049611 | 740.3392 | 0.00043698 | 741.389 | 0 | 1016.9652 | 0.014613 | 1089.8056 | 0.072752 | 1016.9652 | -0.033571 | 1090.6237 | 0 | 1089.8056 | 0.067821 | 740.3392 | 0.00016465
|  |  | 1017.2085 | 0.007827 | 741.5186 | 0.0038098 | 1017.2085 | 0.019931 | 740.4603 | 0.00082547 | 1017.2085 | 0.24865 | 740.4603 | 0.00024551 | 1011.7 | -0.020391 | 741.5186 | 0.0050178 | 1011.7 | -0.0001262 | 1011.7 | -0.0042337 | 740.4603 | 0.00024029 | 740.4603 | 0.00021343 | 741.5186 | 0.0071684 | 1017.2085 | 0.10084 | 1089.974 | 0.064401 | 1017.2085 | 0.037046 | 1090.7942 | 0.00032174 | 1089.974 | 0.070283 | 740.4603 | 8.2326e-05
|  |  | 1017.4518 | -0.029897 | 741.6482 | 0 | 1017.4518 | -0.66956 | 740.5815 | 0 | 1017.4518 | -0.44242 | 740.5815 | 0.00047238 | 1011.9 | 0.0002399 | 741.6482 | 0.0094139 | 1011.9 | -0.00082513 | 1011.9 | -0.0033155 | 740.5815 | 0.00049792 | 740.5815 | 0.000407 | 741.6482 | 0 | 1017.4518 | -0.013584 | 1090.1424 | 0.073569 | 1017.4518 | -0.21676 | 1090.9648 | 0 | 1090.1424 | 0.068285 | 740.5815 | 0.0001884
|  |  | 1017.6951 | -0.0017318 | 741.7779 | 0.011463 | 1017.6951 | 0.51129 | 740.7026 | 0.00082547 | 1017.6951 | 0.20234 | 740.7026 | 0.00022856 | 1012.1 | 0.0031186 | 741.7779 | 0.010568 | 1012.1 | -0.00082513 | 1012.1 | 0.0032646 | 740.7026 | 0.00025994 | 740.7026 | 0.00019357 | 741.7779 | 0.010542 | 1017.6951 | 0.045577 | 1090.3108 | 0.06481 | 1017.6951 | 0.014306 | 1091.1354 | 0.00032174 | 1090.3108 | 0.070422 | 740.7026 | 0.00010607
|  |  | 1017.9384 | -0.042075 | 741.9075 | 0 | 1017.9384 | -1.0728 | 740.8238 | 0 | 1017.9384 | -0.5166 | 740.8238 | 0.00045581 | 1012.4 | -0.0016793 | 741.9075 | 0.0034878 | 1012.4 | -0.0058343 | 1012.4 | -0.00025504 | 740.8238 | 0.00049743 | 740.8238 | 0.00041693 | 741.9075 | 0 | 1017.9384 | -0.096289 | 1090.4792 | 0.074522 | 1017.9384 | -0.062169 | 1091.3059 | 0 | 1090.4792 | 0.068564 | 740.8238 | 0.00018048
|  |  | 1018.1817 | 0.017333 | 742.0371 | 0.0056319 | 1018.1817 | 0.53864 | 740.945 | 0.00053406 | 1018.1817 | 0.25624 | 740.945 | 0.00023601 | 1012.6 | 0.012235 | 742.0371 | 0 | 1012.6 | -0.00094161 | 1012.6 | -0.0014792 | 740.945 | 0.00024079 | 740.945 | 0.00022354 | 742.0371 | 0.014337 | 1018.1817 | 0.14297 | 1090.6476 | 0.06599 | 1018.1817 | 0.10472 | 1091.4765 | 0.00032174 | 1090.6476 | 0.070468 | 740.945 | 7.4411e-05
|  |  | 1018.425 | -0.015768 | 742.1668 | 0 | 1018.425 | -0.4618 | 741.0661 | 0 | 1018.425 | -0.38654 | 741.0661 | 0.00047406 | 1012.9 | 0.0055175 | 742.1668 | 0 | 1012.9 | 0.0043004 | 1012.9 | -0.0068351 | 741.0661 | 0.00046671 | 741.0661 | 0.00044708 | 742.1668 | 0 | 1018.425 | -0.062614 | 1090.816 | 0.073387 | 1018.425 | -0.024669 | 1091.6471 | 0 | 1090.816 | 0.068657 | 741.0661 | 0.00016864
|  |  | 1018.6683 | 0.011017 | 742.2965 | 0.011081 | 1018.6683 | 0.086497 | 741.1873 | 0.00024284 | 1018.6683 | 0.30743 | 741.1873 | 0.00024681 | 1013.1 | 0.030466 | 742.2965 | 0.00060914 | 1013.1 | 0.01094 | 1013.1 | 0.00051009 | 741.1873 | 0.00022923 | 741.1873 | 0.00022354 | 742.2965 | 0.026546 | 1018.6683 | 0.066167 | 1090.9844 | 0.065218 | 1018.6683 | 0.17837 | 1091.8176 | 0.00010725 | 1090.9844 | 0.070422 | 741.1873 | 9.4164e-05
|  |  | 1018.9116 | -0.024209 | 742.4262 | 0 | 1018.9116 | -1.0376 | 741.3085 | 0 | 1018.9116 | -0.40793 | 741.3085 | 0.0004763 | 1013.4 | 0.00071969 | 742.4262 | 0.0087922 | 1013.4 | 0.00033976 | 1013.4 | 0.0018873 | 741.3085 | 0.0004857 | 741.3085 | 0.00045702 | 742.4262 | 0 | 1018.9116 | 0.0068012 | 1091.1528 | 0.073796 | 1018.9116 | 0.069359 | 1091.9882 | 0 | 1091.1528 | 0.06875 | 741.3085 | 0.00017656
|  |  | 1019.155 | 0.010304 | 742.5559 | 0.015093 | 1019.155 | 0.1493 | 741.4296 | 0.00024284 | 1019.155 | 0.3727 | 741.4296 | 0.00023861 | 1013.6 | -0.0026388 | 742.5559 | 0.0056394 | 1013.6 | 0.010474 | 1013.6 | 0.0037236 | 741.4296 | 0.00025763 | 741.4296 | 0.00023348 | 742.5559 | 0 | 1019.155 | 0.13869 | 1091.3212 | 0.068395 | 1019.155 | 0.028084 | 1092.1588 | 0.00010725 | 1091.3212 | 0.070376 | 741.4296 | 8.2326e-05
|  |  | 1019.3983 | -0.01565 | 742.6856 | 0 | 1019.3983 | -0.74091 | 741.5508 | 0 | 1019.3983 | -0.43819 | 741.5508 | 0.00046065 | 1013.8 | 0.0098357 | 742.6856 | 0.010568 | 1013.8 | -0.0067659 | 1013.8 | -0.0037746 | 741.5508 | 0.0004753 | 741.5508 | 0.00044708 | 742.6856 | 0 | 1019.3983 | -0.11621 | 1091.4896 | 0.073478 | 1019.3983 | 0.037544 | 1092.3294 | 0 | 1091.4896 | 0.06861 | 741.5508 | 0.00018447
|  |  | 1019.6416 | -0.0044763 | 742.8153 | 0.013374 | 1019.6416 | -0.090927 | 741.672 | 0.00053406 | 1019.6416 | 0.20571 | 741.672 | 0.0002239 | 1014.1 | 0.0079165 | 742.8153 | 0 | 1014.1 | -0.0068827 | 1014.1 | 0.0018873 | 741.672 | 0.00021767 | 741.672 | 0.00021343 | 742.8153 | 0.014337 | 1019.6416 | 0.046896 | 1091.6579 | 0.063993 | 1019.6416 | 0.10459 | 1092.4999 | 0.00053624 | 1091.6579 | 0.070236 | 741.672 | 0.00010208
|  |  | 1019.885 | -0.015547 | 742.945 | 0 | 1019.885 | -0.94172 | 741.7931 | 0 | 1019.885 | -0.46041 | 741.7931 | 0.00043234 | 1014.3 | 0.013674 | 742.945 | 0.0055062 | 1014.3 | 0.0020871 | 1014.3 | -0.0030095 | 741.7931 | 0.00044409 | 741.7931 | 0.00043698 | 742.945 | 0 | 1019.885 | -0.016425 | 1091.8263 | 0.074431 | 1019.885 | -0.13576 | 1092.6705 | 0 | 1091.8263 | 0.06875 | 741.7931 | 0.00018447
|  |  | 1020.1283 | -0.022476 | 743.0748 | 0.014616 | 1020.1283 | -0.4682 | 741.9143 | 0.00082547 | 1020.1283 | 0.17416 | 741.9143 | 0.00020993 | 1014.6 | 0.017512 | 743.0748 | 0.010568 | 1014.6 | 0.0015046 | 1014.6 | 0.01061 | 741.9143 | 0.00022642 | 741.9143 | 0.00022354 | 743.0748 | 0.027896 | 1020.1283 | 0.27315 | 1091.9947 | 0.065127 | 1020.1283 | 0.097994 | 1092.8411 | 0.00032174 | 1091.9947 | 0.070329 | 741.9143 | 8.2326e-05
|  |  | 1020.3717 | -0.023438 | 743.2045 | 0 | 1020.3717 | -0.99351 | 742.0354 | 0 | 1020.3717 | -0.45595 | 742.0354 | 0.00043289 | 1014.8 | 0.011755 | 743.2045 | 0.001849 | 1014.8 | -0.0036209 | 1014.8 | -0.01112 | 742.0354 | 0.00045796 | 742.0354 | 0.00037531 | 743.2045 | 0 | 1020.3717 | -0.203 | 1092.1631 | 0.074114 | 1020.3717 | -0.23581 | 1093.0117 | 0 | 1092.1631 | 0.068703 | 742.0354 | 0.00015681
|  |  | 1020.615 | -0.0084727 | 743.3343 | 0.016908 | 1020.615 | 0.52457 | 742.1566 | 0.00053406 | 1020.615 | 0.28325 | 742.1566 | 0.00022371 | 1015.1 | -0.031905 | 743.3343 | 0.0047513 | 1015.1 | 0.0088434 | 1015.1 | -0.0010202 | 742.1566 | 0.00023154 | 742.1566 | 0.00015177 | 743.3343 | 0.0059033 | 1020.615 | 0.078884 | 1092.3315 | 0.062177 | 1020.615 | 0.02473 | 1093.1822 | 0.00053624 | 1092.3315 | 0.070329 | 742.1566 | 7.4411e-05
|  |  | 1020.8584 | -0.0049625 | 743.4641 | 0 | 1020.8584 | -0.94088 | 742.2778 | 0 | 1020.8584 | -0.40451 | 742.2778 | 0.00048524 | 1015.3 | -0.016553 | 743.4641 | 0.0043703 | 1015.3 | -0.01492 | 1015.3 | 0.006019 | 742.2778 | 0.00049264 | 742.2778 | 0.00034533 | 743.4641 | 0 | 1020.8584 | -0.021949 | 1092.4999 | 0.072843 | 1020.8584 | -0.20822 | 1093.3528 | 0 | 1092.4999 | 0.068657 | 742.2778 | 0.00016073
|  |  | 1021.1017 | -0.026031 | 743.5939 | 0.0044724 | 1021.1017 | 0.40003 | 742.399 | 0.00082547 | 1021.1017 | 0.17744 | 742.399 | 0.00026246 | 1015.5 | 0.04726 | 743.5939 | 0.010702 | 1015.5 | 0.00010678 | 1015.5 | 0.013211 | 742.399 | 0.0002611 | 742.399 | 0.00019357 | 743.5939 | 0 | 1021.1017 | 0.054111 | 1092.6683 | 0.066625 | 1021.1017 | 0.084474 | 1093.5234 | 0.00053624 | 1092.6683 | 0.070329 | 742.399 | 8.6317e-05
|  |  | 1021.3451 | -0.011997 | 743.7237 | 0 | 1021.3451 | -1.0738 | 742.5201 | 0 | 1021.3451 | -0.44447 | 742.5201 | 0.00050554 | 1015.8 | 0.0088761 | 743.7237 | 0.0039922 | 1015.8 | -0.0085133 | 1015.8 | 0.00096913 | 742.5201 | 0.00050668 | 742.5201 | 0.00041693 | 743.7237 | 0 | 1021.3451 | 0.025182 | 1092.8366 | 0.073387 | 1021.3451 | 0.033436 | 1093.694 | 0 | 1092.8366 | 0.06875 | 742.5201 | 0.00018447
|  |  | 1021.5885 | 0.0046828 | 743.8535 | 0.011463 | 1021.5885 | 0.29703 | 742.6413 | 0.00053406 | 1021.5885 | 0.19197 | 742.6413 | 0.00024588 | 1016 | 0.02183 | 743.8535 | 0.003256 | 1016 | 0.0048828 | 1016 | 0.0028055 | 742.6413 | 0.00024541 | 742.6413 | 0.00022354 | 743.8535 | 0.0067468 | 1021.5885 | 0.12141 | 1093.005 | 0.067215 | 1021.5885 | 0.040069 | 1093.8646 | 0.00053624 | 1093.005 | 0.070561 | 742.6413 | 9.8155e-05
|  |  | 1021.8318 | -0.0026998 | 743.9833 | 0 | 1021.8318 | 0 | 742.7625 | 0 | 1021.8318 | 0 | 742.7625 | 0.00046847 | 1016.3 | 0.0031186 | 743.9833 | 0.0047513 | 1016.3 | -0.0014076 | 1016.3 | -0.0013262 | 742.7625 | 0.00047183 | 742.7625 | 0.00041025 | 743.9833 | 0 | 1021.8318 | 0.00031389 | 1093.1734 | 0.073387 | 1021.8318 | 0.1099 | 1094.0351 | 0 | 1093.1734 | 0.06875 | 742.7625 | 0.00018048
|  |  | 1022.0752 | 0.0013757 | 744.1132 | 0.014042 | 1022.0752 | 0 | 742.8836 | 0.00053406 | 1022.0752 | 0 | 742.8836 | 0.00022669 | 1016.5 | 0.012235 | 744.1132 | 0.016874 | 1016.5 | 0.0044169 | 1016.5 | 0.0011222 | 742.8836 | 0.00022642 | 742.8836 | 0.00019014 | 744.1132 | 0.0042167 | 1022.0752 | 0.083356 | 1093.3418 | 0.067351 | 1022.0752 | 0.0010602 | 1094.2057 | 0.00032174 | 1093.3418 | 0.070329 | 742.8836 | 8.2326e-05
|  |  | 1022.3186 | -0.037595 | 744.243 | 0 | 1022.3186 | 0 | 743.0048 | 0 | 1022.3186 | 0 | 743.0048 | 0.00047052 | 1016.8 | -0.041981 | 744.243 | 0.0027314 | 1016.8 | -0.005368 | 1016.8 | -0.0083652 | 743.0048 | 0.00048058 | 743.0048 | 0.00043372 | 744.243 | 0 | 1022.3186 | -0.027044 | 1093.5102 | 0.072934 | 1022.3186 | -0.164 | 1094.3763 | 0 | 1093.5102 | 0.068657 | 743.0048 | 0.00017656
|  |  | 1022.562 | -0.0082993 | 744.3729 | 0.016908 | 1022.562 | 0 | 743.126 | 0.00053406 | 1022.562 | 0 | 743.126 | 0.00024811 | 1017 | 0.011755 | 744.3729 | 0 | 1017 | 0.00057274 | 1017 | 0.0092325 | 743.126 | 0.00025416 | 743.126 | 0.00024684 | 744.3729 | 0.010963 | 1022.562 | -0.060157 | 1093.6785 | 0.064401 | 1022.562 | -0.094164 | 1094.5469 | 0.0007506 | 1093.6785 | 0.070376 | 743.126 | 9.4164e-05
|  |  | 1022.8054 | -0.026713 | 744.5028 | 0 | 1022.8054 | 0 | 743.2472 | 0 | 1022.8054 | 0 | 743.2472 | 0.0004722 | 1017.2 | 0.0040782 | 744.5028 | 0.0041182 | 1017.2 | -0.0049022 | 1017.2 | -0.0065293 | 743.2472 | 0.00050139 | 743.2472 | 0.00044708 | 744.5028 | 0 | 1022.8054 | 0 | 1093.8469 | 0.073387 | 1022.8054 | 0.0061039 | 1094.7175 | 0 | 1093.8469 | 0.068564 | 743.2472 | 0.00019232
|  |  | 1023.0488 | -0.015134 | 744.6327 | 0.014233 | 1023.0488 | 0 | 743.3683 | 0.00024284 | 1023.0488 | 0 | 743.3683 | 0.00022558 | 1017.5 | -0.014634 | 744.6327 | 0.013322 | 1017.5 | 0.0060475 | 1017.5 | 0.0063253 | 743.3683 | 0.00024723 | 743.3683 | 0.0002035 | 744.6327 | 0.022721 | 1023.0488 | 0 | 1094.0153 | 0.063675 | 1023.0488 | -0.046902 | 1094.8881 | 0.00053624 | 1094.0153 | 0.070283 | 743.3683 | 9.8155e-05
|  |  | 1023.2922 | -0.023214 | 744.7626 | 0 | 1023.2922 | 0 | 743.4895 | 0 | 1023.2922 | 0 | 743.4895 | 0.00043848 | 1017.7 | 0.045821 | 744.7626 | 0.01119 | 1017.7 | -0.0039703 | 1017.7 | -0.0045398 | 743.4895 | 0.00049264 | 743.4895 | 0.00040529 | 744.7626 | 0 | 1023.2922 | 0 | 1094.1837 | 0.073569 | 1023.2922 | -0.11574 | 1095.0587 | 0 | 1094.1837 | 0.068425 | 743.4895 | 0.00019232
|  |  | 1023.5356 | -0.0037707 | 744.8925 | 0.01175 | 1023.5356 | 0 | 743.6107 | 0.00082547 | 1023.5356 | 0 | 743.6107 | 0.00021384 | 1018 | -0.020391 | 744.8925 | 0 | 1018 | 0.003485 | 1018 | 0.010916 | 743.6107 | 0.00024987 | 743.6107 | 0.00020179 | 744.8925 | 0.018132 | 1023.5356 | 0 | 1094.352 | 0.063539 | 1023.5356 | 0.10244 | 1095.2293 | 0.00010725 | 1094.352 | 0.070283 | 743.6107 | 9.4164e-05
|  |  | 1023.779 | -0.014537 | 745.0224 | 0 | 1023.779 | 0 | 743.7319 | 0 | 1023.779 | 0 | 743.7319 | 0.00046829 | 1018.2 | -0.0088761 | 745.0224 | 0.0099023 | 1018.2 | -0.0050185 | 1018.2 | -0.0074475 | 743.7319 | 0.00047629 | 743.7319 | 0.00040529 | 745.0224 | 0 | 1023.779 | 0 | 1094.5204 | 0.074295 | 1023.779 | 0 | 1095.3999 | 0 | 1094.5204 | 0.068517 | 743.7319 | 0.00018048
|  |  | 1024.0224 | 0.0062402 | 745.1524 | 0.015762 | 1024.0224 | 0 | 743.853 | 0.0011167 | 1024.0224 | 0 | 743.853 | 0.00025538 | 1018.5 | 0.017992 | 745.1524 | 0.00060914 | 1018.5 | 0.0052322 | 1018.5 | 0.0058659 | 743.853 | 0.00023071 | 743.853 | 0.0002035 | 745.1524 | 0 | 1024.0224 | 0 | 1094.6888 | 0.064265 | 1024.0224 | 0 | 1095.5704 | 0.00053624 | 1094.6888 | 0.070422 | 743.853 | 8.6317e-05
|  |  | 1024.2658 | -0.02726 | 745.2823 | 0 | 1024.2658 | 0 | 743.9742 | 0 | 1024.2658 | 0 | 743.9742 | 0.00048971 | 1018.7 | -0.013194 | 745.2823 | 0.00374 | 1018.7 | -9.7074e-06 | 1018.7 | 0.0037236 | 743.9742 | 0.00045796 | 743.9742 | 0.00039706 | 745.2823 | 0 | 1024.2658 | 0 | 1094.8572 | 0.073705 | 1024.2658 | 0 | 1095.741 | 0 | 1094.8572 | 0.068425 | 743.9742 | 0.00015681
|  |  | 1024.5093 | -0.020954 | 745.4123 | 0.011463 | 1024.5093 | 0 | 744.0954 | 0.00082547 | 1024.5093 | 0 | 744.0954 | 0.00023545 | 1018.9 | 0.035744 | 745.4123 | 0.0074157 | 1018.9 | 0.008727 | 1018.9 | 0.0090795 | 744.0954 | 0.00023269 | 744.0954 | 0.00019357 | 745.4123 | 0.010542 | 1024.5093 | 0 | 1095.0255 | 0.062268 | 1024.5093 | 0 | 1095.9116 | 0.00053624 | 1095.0255 | 0.070283 | 744.0954 | 7.0488e-05
|  |  | 1024.7527 | -0.033206 | 745.5423 | 0 | 1024.7527 | 0 | 744.2166 | 0 | 1024.7527 | 0 | 744.2166 | 0.00049306 | 1019.2 | -0.013674 | 745.5423 | 0.0036139 | 1019.2 | -0.0001262 | 1019.2 | -0.0043867 | 744.2166 | 0.00049561 | 744.2166 | 0.00046712 | 745.5423 | 0 | 1024.7527 | 0 | 1095.1939 | 0.073705 | 1024.7527 | 0 | 1096.0822 | 0 | 1095.1939 | 0.068099 | 744.2166 | 0.00016864
|  |  | 1024.9961 | -0.029026 | 745.6723 | 0.013565 | 1024.9961 | 0 | 744.3378 | 0.00024284 | 1024.9961 | 0 | 744.3378 | 0.00026115 | 1019.4 | -0.0011995 | 745.6723 | 0.010302 | 1019.4 | 0.0089597 | 1019.4 | -0.0019383 | 744.3378 | 0.00026407 | 744.3378 | 0.00027356 | 745.6723 | 0.024521 | 1024.9961 | 0 | 1095.3623 | 0.062631 | 1024.9961 | 0 | 1096.2528 | 0.0007506 | 1095.3623 | 0.07019 | 744.3378 | 9.8155e-05
|  |  | 1025.2395 | -0.014032 | 745.8023 | 0 | 1025.2395 | 0 | 744.4589 | 0 | 1025.2395 | 0 | 744.4589 | 0.00052529 | 1019.7 | 0.020391 | 745.8023 | 0.0051066 | 1019.7 | -0.0014076 | 1019.7 | -0.0080593 | 744.4589 | 0.00050486 | 744.4589 | 0.00052708 | 745.8023 | 0 | 1025.2395 | 0 | 1095.5306 | 0.074658 | 1025.2395 | 0 | 1096.4234 | 0 | 1095.5306 | 0.068332 | 744.4589 | 0.00014754
|  |  | 1025.483 | 0.010134 | 745.9323 | 0.021876 | 1025.483 | 0 | 744.5801 | 0.00053406 | 1025.483 | 0 | 744.5801 | 0.00026804 | 1019.9 | 0.0050378 | 745.9323 | 0.0076821 | 1019.9 | -0.0057175 | 1019.9 | -0.0091305 | 744.5801 | 0.00024194 | 744.5801 | 0.00025352 | 745.9323 | 0.025646 | 1025.483 | 0 | 1095.699 | 0.065581 | 1025.483 | 0 | 1096.594 | 0.00053624 | 1095.699 | 0.070561 | 744.5801 | 4.9382e-05
|  |  | 1025.7264 | -0.027047 | 746.0623 | 0 | 1025.7264 | 0 | 744.7013 | 0 | 1025.7264 | 0 | 744.7013 | 0.00051169 | 1020.2 | -0.00071969 | 746.0623 | 0.0090142 | 1020.2 | 0.003019 | 1020.2 | -0.0051518 | 744.7013 | 0.00048752 | 744.7013 | 0.00051714 | 746.0623 | 0 | 1025.7264 | 0 | 1095.8673 | 0.073387 | 1025.7264 | 0 | 1096.7646 | 0 | 1095.8673 | 0.060713 | 744.7013 | 0.0001357
|  |  | 1025.9699 | 0.0040546 | 746.1924 | 0.0054662 | 1025.9699 | 0 | 744.8225 | 0.0011167 | 1025.9699 | 0 | 744.8225 | 0.00024811 | 1020.4 | 0.0002399 | 746.1924 | 0.0080373 | 1020.4 | 0.0047664 | 1020.4 | 0.012599 | 744.8225 | 0.00024541 | 744.8225 | 0.00026362 | 746.1924 | 0.0025301 | 1025.9699 | 0 | 1096.0357 | 0.044069 | 1025.9699 | 0 | 1096.9352 | 0.00032174 | 1096.0357 | 0.038834 | 744.8225 | 8.6317e-05
|  |  | 1026.2133 | -0.088298 | 746.3224 | 0 | 1026.2133 | 0 | 744.9437 | 0 | 1026.2133 | 0 | 744.9437 | 0.00048971 | 1020.6 | -0.013194 | 746.3224 | 0 | 1020.6 | -0.011775 | 1020.6 | -0.016017 | 744.9437 | 0.00048372 | 744.9437 | 0.00046712 | 746.3224 | 0 | 1026.2133 | 0 | 1096.2041 | 0.0020743 | 1026.2133 | 0 | 1097.1058 | 0 | 1096.2041 | 0.01519 | 744.9437 | 0.00016073
|  |  | 1026.4568 | -0.056047 | 746.4525 | 0.002816 | 1026.4568 | 0 | 745.0648 | 0.00053406 | 1026.4568 | 0 | 745.0648 | 0.00024383 | 1020.9 | 0.014634 | 746.4525 | 0 | 1020.9 | -0.012823 | 1020.9 | -0.010967 | 745.0648 | 0.00023831 | 745.0648 | 0.0002035 | 746.4525 | 0.014337 | 1026.4568 | 0 | 1096.3724 | 0 | 1026.4568 | 0 | 1097.2764 | 0.0007506 | 1096.3724 | 0.0010385 | 745.0648 | 7.4411e-05
|  |  | 1026.7002 | -0.078651 | 746.5825 | 0 | 1026.7002 | 0 | 745.186 | 0 | 1026.7002 | 0 | 745.186 | 0.0004858 | 1021.1 | -0.024709 | 746.5825 | 0 | 1021.1 | -0.01958 | 1021.1 | -0.0022444 | 745.186 | 0.00046985 | 745.186 | 0.00042704 | 746.5825 | 0 | 1026.7002 | 0 | 1096.5408 | 0 | 1026.7002 | 0 | 1097.447 | 0 | 1096.5408 | 0.00096669 | 745.186 | 0.00016073
|  |  | 1026.9437 | -0.065991 | 746.7126 | 0.0097437 | 1026.9437 | 0 | 745.3072 | 0.00053406 | 1026.9437 | 0 | 745.3072 | 0.00024513 | 1021.4 | 0.002159 | 746.7126 | 0 | 1021.4 | -0.0082806 | 1021.4 | -0.0086717 | 745.3072 | 0.00023154 | 745.3072 | 0.00023194 | 746.7126 | 0.013493 | 1026.9437 | 0 | 1096.7091 | 0.00023941 | 1026.9437 | 0 | 1097.6176 | 0.0007506 | 1096.7091 | 0.00086142 | 745.3072 | 8.6317e-05
|  |  | 1027.1872 | -0.083559 | 746.8427 | 0 | 1027.1872 | 0 | 745.4284 | 0 | 1027.1872 | 0 | 745.4284 | 0.00047145 | 1021.6 | -0.027109 | 746.8427 | 0 | 1021.6 | -0.0095617 | 1021.6 | -0.012038 | 745.4284 | 0.00044937 | 745.4284 | 0.00046541 | 746.8427 | 0 | 1027.1872 | 0 | 1096.8775 | 0 | 1027.1872 | 0 | 1097.7882 | 0 | 1096.8775 | 0.0011353 | 745.4284 | 0.00017257
|  |  | 1027.4306 | -0.062054 | 746.9729 | 0.0072884 | 1027.4306 | 0 | 745.5496 | 0.00082547 | 1027.4306 | 0 | 745.5496 | 0.0003433 | 1021.9 | 0.0040782 | 746.9729 | 0 | 1021.9 | -0.0040868 | 1021.9 | -0.011732 | 745.5496 | 0.0003265 | 745.5496 | 0.0003628 | 746.9729 | 0.0075901 | 1027.4306 | 0 | 1097.0459 | 0.0031124 | 1027.4306 | 0 | 1097.9588 | 0.0007506 | 1097.0459 | 0.00123 | 745.5496 | 0.00012941

## Normalized Spectra
LED Item # | M365L2 |  | M365LP1 |  | M385L2 |  | M385LP1 |  | M405L2 |  | M405LP1 |  | M455L3 |  | M470L3 |  | M505L3 |  | M530L3 |  | M590L3 |  | M617L3 |  | M625L3 |  | M660L3 |  | M730L4 |  | M780L3 |  | M810L3 |  | M850L3 |  | M940L3 |  | MCWHL5
Spectra | Wavelength (nm) | Normalized Intensity | Wavelength (nm) | Normalized Intensity | Wavelength (nm) | Normalized Intensity | Wavelength (nm) | Normalized Intensity | Wavelength (nm) | Normalized Intensity | Wavelength (nm) | Normalized Intensity | Wavelength (nm) | Normalized Intensity | Wavelength (nm) | Normalized Intensity | Wavelength (nm) | Normalized Intensity | Wavelength (nm) | Normalized Intensity | Wavelength (nm) | Normalized Intensity | Wavelength (nm) | Normalized Intensity | Wavelength (nm) | Normalized Intensity | Wavelength (nm) | Normalized Intensity | Wavelength (nm) | Normalized Intensity | Wavelength (nm) | Normalized Intensity | Wavelength (nm) | Normalized Intensity | Wavelength (nm) | Normalized Intensity | Wavelength (nm) | Normalized Intensity | Wavelength (nm) | Normalized Intensity
| 319.0612 | 0.00030594 | 199.9755 | -0.00095781 | 319.0612 | 3.4765e-05 | 199.9755 | 0 | 320.1482 | 3.2289e-05 | 199.9755 | 0 | 320.1482 | 1.1459e-05 | 194.11 | 0.0019731 | 319.0612 | 0.00084224 | 194.11 | 0.00077218 | 194.11 | 0.0010836 | 320.1482 | 1.2097e-05 | 320.1482 | 0 | 319.0612 | 0 | 199.9755 | 0 | 498.5586 | 0.00155 | 199.9755 | 0 | 497.0539 | 6.6672e-06 | 498.5586 | 0.00395 | 320.1482 | 1.5151e-05
| 319.1756 | 0 | 200.1769 | -0.00050654 | 319.1756 | 0 | 200.1769 | 0 | 320.2569 | 0 | 200.1769 | 0 | 320.2569 | 1.1268e-05 | 194.31 | -0.0033222 | 319.1756 | 0.00218 | 194.31 | -0.00058385 | 194.31 | -0.00093193 | 320.2569 | 1.1395e-05 | 320.2569 | 0 | 319.1756 | 0 | 200.1769 | 0 | 498.7121 | 0.00204 | 200.1769 | 0 | 497.2087 | 3.0002e-05 | 498.7121 | 0.00397 | 320.2569 | 1.4692e-05
| 319.2899 | 0.00017997 | 200.3784 | 9.9124e-05 | 319.2899 | 0 | 200.3784 | 0 | 320.3656 | 1.4682e-05 | 200.3784 | 0 | 320.3656 | 1.0036e-05 | 194.52 | 0.00015177 | 319.2899 | 0.00115 | 194.52 | 0.00041703 | 194.52 | 0.00066102 | 320.3656 | 1.0692e-05 | 320.3656 | 0 | 319.2899 | 0 | 200.3784 | 0 | 498.8657 | 0.00174 | 200.3784 | 0 | 497.3637 | 0 | 498.8657 | 0.00375 | 320.3656 | 1.1826e-05
| 319.4043 | 0.00017668 | 200.5799 | -0.00013139 | 319.4043 | 0.00086701 | 200.5799 | 0 | 320.4742 | 1.4682e-05 | 200.5799 | 0 | 320.4742 | 8.9384e-06 | 194.72 | -0.00059023 | 319.4043 | 0.00076162 | 194.72 | -0.00074527 | 194.72 | -0.00067186 | 320.4742 | 1.1067e-05 | 320.4742 | 0 | 319.4043 | 0 | 200.5799 | 0 | 499.0192 | 0.00197 | 200.5799 | 0 | 497.5186 | 0 | 499.0192 | 0.00396 | 320.4742 | 1.0105e-05
| 319.5186 | 0.00055789 | 200.7814 | 0.00083922 | 319.5186 | 0 | 200.7814 | 0 | 320.583 | 0 | 200.7814 | 0 | 320.583 | 8.3448e-06 | 194.92 | 0.0030523 | 319.5186 | 0.00041639 | 194.92 | -0.00013183 | 194.92 | -0.00089942 | 320.583 | 9.4272e-06 | 320.583 | 0 | 319.5186 | 0.00025964 | 200.7814 | 0 | 499.1728 | 0.00186 | 200.7814 | 0 | 497.6735 | 0 | 499.1728 | 0.00381 | 320.583 | 8.3834e-06
| 319.633 | 0.00015871 | 200.9829 | 0.00017593 | 319.633 | 0.00038148 | 200.9829 | 0 | 320.6917 | 0 | 200.9829 | 0 | 320.6917 | 7.9527e-06 | 195.12 | 0.0013322 | 319.633 | 0.00156 | 195.12 | 2.9596e-05 | 195.12 | 0.00066102 | 320.6917 | 8.1273e-06 | 320.6917 | 0 | 319.633 | 0 | 200.9829 | 0 | 499.3263 | 0.00070336 | 200.9829 | 0 | 497.8284 | 3.0002e-05 | 499.3263 | 0.00396 | 320.6917 | 9.9869e-06
| 319.7473 | 0 | 201.1845 | 0.00053809 | 319.7473 | 0 | 201.1845 | 0 | 320.8004 | 0 | 201.1845 | 0 | 320.8004 | 8.7928e-06 | 195.33 | 0.0005565 | 319.7473 | 0.0001041 | 195.33 | 0.00067532 | 195.33 | -0.00057433 | 320.8004 | 7.2021e-06 | 320.8004 | 0 | 319.7473 | 0.00082272 | 201.1845 | 0 | 499.4799 | 0.00134 | 201.1845 | 0 | 497.9833 | 0 | 499.4799 | 0.00374 | 320.8004 | 7.6877e-06
| 319.8616 | 0 | 201.3861 | -0.000644 | 319.8616 | 0.00032946 | 201.3861 | 0 | 320.9091 | 1.4682e-05 | 201.3861 | 0 | 320.9091 | 8.0536e-06 | 195.53 | -0.0021416 | 319.8616 | 0.00053456 | 195.53 | -0.0015524 | 195.53 | -0.0011595 | 320.9091 | 7.8579e-06 | 320.9091 | 0 | 319.8616 | 0 | 201.3861 | 0 | 499.6335 | 0.0013 | 201.3861 | 0 | 498.1383 | 3.0002e-05 | 499.6335 | 0.00391 | 320.9091 | 9.869e-06
| 319.976 | 0.00023396 | 201.5876 | 0.00085928 | 319.976 | 0 | 201.5876 | 0 | 321.0178 | 0 | 201.5876 | 0 | 321.0178 | 8.468e-06 | 195.73 | -0.00052277 | 319.976 | 0.0009558 | 195.73 | -0.001165 | 195.73 | 0.0014413 | 321.0178 | 7.6823e-06 | 321.0178 | 0 | 319.976 | 0 | 201.5876 | 0 | 499.7871 | 0.00221 | 201.5876 | 0 | 498.2932 | 0 | 499.7871 | 0.00374 | 321.0178 | 9.869e-06
| 320.0903 | 0 | 201.7892 | -0.00045844 | 320.0903 | 0 | 201.7892 | 0 | 321.1266 | 1.4682e-05 | 201.7892 | 0 | 321.1266 | 7.9527e-06 | 195.93 | 0.00069142 | 320.0903 | 0.00153 | 195.93 | -6.7263e-05 | 195.93 | -0.0027199 | 321.1266 | 7.4364e-06 | 321.1266 | 0 | 320.0903 | 0 | 201.7892 | 0 | 499.9407 | 0.00185 | 201.7892 | 0 | 498.4482 | 1.0001e-05 | 499.9407 | 0.00395 | 321.1266 | 1.205e-05
| 320.2046 | 0 | 201.9909 | 0.0022873 | 320.2046 | 0.00013905 | 201.9909 | 0 | 321.2353 | 0 | 201.9909 | 0 | 321.2353 | 8.636e-06 | 196.13 | 0.00089378 | 320.2046 | 0.00035962 | 196.13 | -0.0012296 | 196.13 | 0.00033593 | 321.2353 | 8.1273e-06 | 321.2353 | 0 | 320.2046 | 0.00031595 | 201.9909 | 0 | 500.0942 | 0.00102 | 201.9909 | 0 | 498.6032 | 6.6672e-06 | 500.0942 | 0.00379 | 321.2353 | 1.0223e-05
| 320.3189 | 0.00124 | 202.1925 | -0.00023679 | 320.3189 | 0.00045084 | 202.1925 | 0 | 321.3441 | 0 | 202.1925 | 0 | 321.3441 | 8.0536e-06 | 196.34 | 0.0010624 | 320.3189 | 0.00198 | 196.34 | -0.002747 | 196.34 | -0.0017771 | 321.3441 | 7.4949e-06 | 321.3441 | 0 | 320.3189 | 0 | 202.1925 | 0 | 500.2479 | 0.00107 | 202.1925 | 0 | 498.7581 | 5.0004e-05 | 500.2479 | 0.00405 | 321.3441 | 9.5271e-06
| 320.4332 | 7.1987e-05 | 202.3942 | 0.00043887 | 320.4332 | 0.00027809 | 202.3942 | 0 | 321.4528 | 0 | 202.3942 | 0 | 321.4528 | 7.6951e-06 | 196.54 | -0.00075887 | 320.4332 | 0.00144 | 196.54 | 0.0004816 | 196.54 | 0.0019939 | 321.4528 | 7.4129e-06 | 321.4528 | 0 | 320.4332 | 0 | 202.3942 | 0 | 500.4015 | 0.00193 | 202.3942 | 0 | 498.9131 | 0 | 500.4015 | 0.00387 | 321.4528 | 9.0673e-06
| 320.5475 | 0 | 202.5959 | -0.00050965 | 320.5475 | 0 | 202.5959 | 0 | 321.5616 | 1.4682e-05 | 202.5959 | 0 | 321.5616 | 7.9079e-06 | 196.74 | 0.00059023 | 320.5475 | 0 | 196.74 | -0.00061613 | 196.74 | -0.0026224 | 321.5616 | 7.0382e-06 | 321.5616 | 0 | 320.5475 | 0 | 202.5959 | 0 | 500.5551 | 0.00146 | 202.5959 | 0 | 499.0681 | 3.0002e-05 | 500.5551 | 0.0041 | 321.5616 | 8.1476e-06
| 320.6619 | 0.00026995 | 202.7976 | 0.00045303 | 320.6619 | 0 | 202.7976 | 0 | 321.6704 | 1.4682e-05 | 202.7976 | 0 | 321.6704 | 8.58e-06 | 196.94 | -0.00045532 | 320.6619 | 0.0006719 | 196.94 | -0.0012296 | 196.94 | -0.00028175 | 321.6704 | 8.6426e-06 | 321.6704 | 0 | 320.6619 | 0.0005224 | 202.7976 | 0 | 500.7088 | 0.00218 | 202.7976 | 0 | 499.2231 | 0 | 500.7088 | 0.00383 | 321.6704 | 7.8056e-06
| 320.7761 | 0 | 202.9993 | -0.00044469 | 320.7761 | 0.00032946 | 202.9993 | 0 | 321.7791 | 0 | 202.9993 | 0 | 321.7791 | 9.1513e-06 | 197.15 | 0.00052277 | 320.7761 | 0.00124 | 197.15 | -0.002747 | 197.15 | -0.0032725 | 321.7791 | 9.3218e-06 | 321.7791 | 0 | 320.7761 | 0 | 202.9993 | 0 | 500.8624 | 0.00192 | 202.9993 | 0 | 499.3781 | 1.0001e-05 | 500.8624 | 0.00405 | 321.7791 | 7.0038e-06
| 320.8904 | 0 | 203.201 | 4.5121e-05 | 320.8904 | 0 | 203.201 | 0 | 321.8879 | 1.4682e-05 | 203.201 | 0 | 321.8879 | 9.3417e-06 | 197.35 | 0.0022092 | 320.8904 | 0.00061512 | 197.35 | -0.0009067 | 197.35 | -0.00070437 | 321.8879 | 1.0259e-05 | 321.8879 | 0 | 320.8904 | 0 | 203.201 | 0 | 501.0161 | 0.00323 | 203.201 | 0 | 499.5331 | 0 | 501.0161 | 0.00388 | 321.8879 | 5.7422e-06
| 321.0047 | 0 | 203.4028 | -0.00072501 | 321.0047 | 0.00022542 | 203.4028 | 0 | 321.9967 | 0 | 203.4028 | 0 | 321.9967 | 9.3081e-06 | 197.55 | -0.001366 | 321.0047 | 0.00204 | 197.55 | -0.0016815 | 197.55 | -0.00015171 | 321.9967 | 1.006e-05 | 321.9967 | 0 | 321.0047 | 0 | 203.4028 | 0 | 501.1698 | 0.00172 | 203.4028 | 0 | 499.6881 | 1.0001e-05 | 501.1698 | 0.00415 | 321.9967 | 4.1386e-06
| 321.119 | 0 | 203.6046 | 0.00026555 | 321.119 | 0 | 203.6046 | 0 | 322.1055 | 0 | 203.6046 | 0 | 322.1055 | 9.1513e-06 | 197.75 | -0.0014672 | 321.119 | 0.00192 | 197.75 | -0.00084214 | 197.75 | -0.00063934 | 322.1055 | 1.02e-05 | 322.1055 | 0 | 321.119 | 0 | 203.6046 | 0 | 501.3234 | 0.00221 | 203.6046 | 0 | 499.8432 | 6.6672e-06 | 501.3234 | 0.00399 | 322.1055 | 4.0207e-06
| 321.2333 | 0 | 203.8063 | 0.0001065 | 321.2333 | 0.00031212 | 203.8063 | 0 | 322.2143 | 1.4682e-05 | 203.8063 | 0 | 322.2143 | 9.6217e-06 | 197.96 | 8.4319e-05 | 321.2333 | 0.00116 | 197.96 | -0.00071299 | 197.96 | 0.00017338 | 322.2143 | 1.0633e-05 | 322.2143 | 0 | 321.2333 | 0 | 203.8063 | 0 | 501.4771 | 0.00185 | 203.8063 | 0 | 499.9982 | 1.0001e-05 | 501.4771 | 0.00423 | 322.2143 | 6.8859e-06
| 321.3476 | 0.00012598 | 204.0082 | 0.00047108 | 321.3476 | 0 | 204.0082 | 0 | 322.3231 | 0 | 204.0082 | 0 | 322.3231 | 1.0372e-05 | 198.16 | 0.0009275 | 321.3476 | 0.00189 | 198.16 | -0.0016493 | 198.16 | 0.0016688 | 322.3231 | 9.7551e-06 | 322.3231 | 0 | 321.3476 | 0 | 204.0082 | 0 | 501.6308 | 0.00241 | 204.0082 | 0 | 500.1532 | 6.6672e-06 | 501.6308 | 0.00406 | 322.3231 | 9.869e-06
| 321.4619 | 0.00113 | 204.21 | -0.00056163 | 321.4619 | 0.00128 | 204.21 | 0 | 322.4319 | 0 | 204.21 | 0 | 322.4319 | 1.1033e-05 | 198.36 | -8.4319e-05 | 321.4619 | 0 | 198.36 | -0.0014878 | 198.36 | -0.00076939 | 322.4319 | 1.0013e-05 | 322.4319 | 0 | 321.4619 | 0 | 204.21 | 0 | 501.7845 | 0.00178 | 204.21 | 0 | 500.3083 | 3.0002e-05 | 501.7845 | 0.00423 | 322.4319 | 1.1944e-05
| 321.5762 | 0 | 204.4118 | -8.9387e-05 | 321.5762 | 0.00048665 | 204.4118 | 0 | 322.5407 | 0 | 204.4118 | 0 | 322.5407 | 1.0294e-05 | 198.56 | -0.00032042 | 321.5762 | 0 | 198.56 | 9.4169e-05 | 198.56 | 0.0016363 | 322.5407 | 9.193e-06 | 322.5407 | 0 | 321.5762 | 0.00059748 | 204.4118 | 0 | 501.9382 | 0.00294 | 204.4118 | 0 | 500.4633 | 0 | 501.9382 | 0.00394 | 322.5407 | 1.0223e-05
| 321.6904 | 1.4969e-05 | 204.6137 | -0.00023179 | 321.6904 | 0 | 204.6137 | 0 | 322.6495 | 1.4682e-05 | 204.6137 | 0 | 322.6495 | 9.5769e-06 | 198.76 | 0.0021754 | 321.6904 | 0.00139 | 198.76 | -0.00022869 | 198.76 | -0.00015171 | 322.6495 | 9.7317e-06 | 322.6495 | 0 | 321.6904 | 0 | 204.6137 | 0 | 502.092 | 0.00135 | 204.6137 | 0 | 500.6184 | 3.0002e-05 | 502.092 | 0.00405 | 322.6495 | 1.0789e-05
| 321.8047 | 0.00023396 | 204.8156 | 0.00085846 | 321.8047 | 0.00076474 | 204.8156 | 0 | 322.7584 | 1.4682e-05 | 204.8156 | 0 | 322.7584 | 8.9384e-06 | 198.97 | 0.0011973 | 321.8047 | 0.00072869 | 198.97 | 0.00080447 | 198.97 | -0.00047681 | 322.7584 | 9.7668e-06 | 322.7584 | 0 | 321.8047 | 0 | 204.8156 | 0 | 502.2457 | 0.00193 | 204.8156 | 0 | 500.7735 | 0 | 502.2457 | 0.00382 | 322.7584 | 9.1852e-06
| 321.919 | 0 | 205.0175 | -0.00066323 | 321.919 | 0.00052021 | 205.0175 | 0 | 322.8672 | 0 | 205.0175 | 0 | 322.8672 | 7.7959e-06 | 199.17 | -0.0014334 | 321.919 | 0.00119 | 199.17 | -0.0014878 | 199.17 | -0.0025248 | 322.8672 | 8.8651e-06 | 322.8672 | 0 | 321.919 | 0 | 205.0175 | 0 | 502.3995 | 0.00216 | 205.0175 | 0 | 500.9286 | 3.0002e-05 | 502.3995 | 0.00412 | 322.8672 | 8.7253e-06
| 322.0332 | 0 | 205.2194 | 0.00060158 | 322.0332 | 0 | 205.2194 | 0 | 322.976 | 1.4682e-05 | 205.2194 | 0 | 322.976 | 6.9671e-06 | 199.37 | 0.00069142 | 322.0332 | 0.00209 | 199.37 | 0.0019345 | 199.37 | 0.0010186 | 322.976 | 8.3498e-06 | 322.976 | 0 | 322.0332 | 0 | 205.2194 | 0 | 502.5532 | 0.00243 | 205.2194 | 0 | 501.0836 | 0 | 502.5532 | 0.00388 | 322.976 | 7.8056e-06
| 322.1475 | 0.00030245 | 205.4214 | -0.00019019 | 322.1475 | 0.00041617 | 205.4214 | 0 | 323.0849 | 0 | 205.4214 | 0 | 323.0849 | 5.6789e-06 | 199.57 | 0.00015177 | 322.1475 | 0.00019395 | 199.57 | -0.0006807 | 199.57 | -0.0019072 | 323.0849 | 7.0265e-06 | 323.0849 | 0 | 322.1475 | 0 | 205.4214 | 0 | 502.707 | 0.00106 | 205.4214 | 0 | 501.2387 | 0 | 502.707 | 0.0041 | 323.0849 | 1.1025e-05
| 322.2617 | 0 | 205.6233 | -0.00044414 | 322.2617 | 0 | 205.6233 | 0 | 323.1938 | 1.4682e-05 | 205.6233 | 0 | 323.1938 | 6.0262e-06 | 199.78 | 0.00072515 | 322.2617 | 0.00209 | 199.78 | -2.6905e-06 | 199.78 | -0.00063934 | 323.1938 | 6.3004e-06 | 323.1938 | 0 | 322.2617 | 0 | 205.6233 | 0 | 502.8607 | 0.00309 | 205.6233 | 0 | 501.3938 | 0 | 502.8607 | 0.00383 | 323.1938 | 1.0565e-05
| 322.376 | 0 | 205.8253 | -9.4467e-05 | 322.376 | 0 | 205.8253 | 0 | 323.3026 | 1.4682e-05 | 205.8253 | 0 | 323.3026 | 6.7318e-06 | 199.98 | -0.0014334 | 322.376 | 0.00158 | 199.98 | -0.00039012 | 199.98 | -0.0015171 | 323.3026 | 5.9725e-06 | 323.3026 | 0 | 322.376 | 0 | 205.8253 | 0 | 503.0145 | 0.00151 | 205.8253 | 0 | 501.5489 | 3.0002e-05 | 503.0145 | 0.0041 | 323.3026 | 8.7253e-06
| 322.4902 | 0.00037793 | 206.0273 | 0.0014704 | 322.4902 | 0 | 206.0273 | 0 | 323.4115 | 1.4682e-05 | 206.0273 | 0 | 323.4115 | 7.1463e-06 | 200.18 | -0.00086005 | 322.4902 | 0.00061512 | 200.18 | -0.0024242 | 200.18 | 0.00033593 | 323.4115 | 6.9328e-06 | 323.4115 | 0 | 322.4902 | 0 | 206.0273 | 0 | 503.1683 | 0.00188 | 206.0273 | 0 | 501.7041 | 0 | 503.1683 | 0.00388 | 323.4115 | 6.2021e-06
| 322.6045 | 0 | 206.2293 | 0.00019452 | 322.6045 | 0.0014 | 206.2293 | 0 | 323.5204 | 1.4682e-05 | 206.2293 | 0 | 323.5204 | 7.2471e-06 | 200.39 | -0.00045532 | 322.6045 | 0.00076162 | 200.39 | 0.0009659 | 200.39 | -0.00034676 | 323.5204 | 8.666e-06 | 323.5204 | 0 | 322.6045 | 0.00014995 | 206.2293 | 0 | 503.3221 | 0.00111 | 206.2293 | 0 | 501.8592 | 1.0001e-05 | 503.3221 | 0.00403 | 323.5204 | 8.0414e-06
| 322.7187 | 0 | 206.4314 | 0.00038935 | 322.7187 | 0.00033023 | 206.4314 | 0 | 323.6292 | 0 | 206.4314 | 0 | 323.6292 | 8.132e-06 | 200.59 | 0.00065769 | 322.7187 | 0 | 200.59 | -0.0030053 | 200.59 | -0.001062 | 323.6292 | 8.8534e-06 | 323.6292 | 0 | 322.7187 | 9.0716e-05 | 206.4314 | 0 | 503.4759 | 0.00183 | 206.4314 | 0 | 502.0143 | 6.6672e-06 | 503.4759 | 0.00379 | 323.6292 | 1.0105e-05
| 322.833 | 0 | 206.6334 | 7.7319e-05 | 322.833 | 0.00039883 | 206.6334 | 0 | 323.7381 | 0 | 206.6334 | 0 | 323.7381 | 7.7959e-06 | 200.79 | -0.00038786 | 322.833 | 0.00056294 | 200.79 | -0.0022305 | 200.79 | -0.0011595 | 323.7381 | 7.9048e-06 | 323.7381 | 0 | 322.833 | 5.6228e-05 | 206.6334 | 0 | 503.6298 | 0.00107 | 206.6334 | 0 | 502.1695 | 3.0002e-05 | 503.6298 | 0.00406 | 323.7381 | 8.9611e-06
| 322.9472 | 0 | 206.8355 | 0.00098153 | 322.9472 | 0 | 206.8355 | 0 | 323.847 | 0 | 206.8355 | 0 | 323.847 | 7.2023e-06 | 200.99 | -0.00086005 | 322.9472 | 0.00078546 | 200.99 | -0.00097128 | 200.99 | 0.0028717 | 323.847 | 7.7408e-06 | 323.847 | 0 | 322.9472 | 0 | 206.8355 | 0 | 503.7836 | 0.00241 | 206.8355 | 0 | 502.3246 | 0 | 503.7836 | 0.00391 | 323.847 | 8.6074e-06
| 323.0614 | 0.00033839 | 207.0376 | 5.5843e-06 | 323.0614 | 0.0004335 | 207.0376 | 0 | 323.9559 | 1.4682e-05 | 207.0376 | 0 | 323.9559 | 6.6198e-06 | 201.2 | -0.00285 | 323.0614 | 0.00022234 | 201.2 | 0.00099818 | 201.2 | 0.0014413 | 323.9559 | 8.7831e-06 | 323.9559 | 0 | 323.0614 | 0 | 207.0376 | 0 | 503.9374 | 0.00156 | 207.0376 | 0 | 502.4798 | 1.0001e-05 | 503.9374 | 0.00414 | 323.9559 | 7.3458e-06
| 323.1756 | 0.00039592 | 207.2397 | 0.0004259 | 323.1756 | 0 | 207.2397 | 0 | 324.0648 | 3.2289e-05 | 207.2397 | 0 | 324.0648 | 7.5607e-06 | 201.4 | 0.0016695 | 323.1756 | 0 | 201.4 | -0.00087442 | 201.4 | 0.00053099 | 324.0648 | 1.0083e-05 | 324.0648 | 0 | 323.1756 | 0.00012826 | 207.2397 | 0 | 504.0913 | 0.00288 | 207.2397 | 0 | 502.6349 | 6.6672e-06 | 504.0913 | 0.00385 | 324.0648 | 7.8056e-06
| 323.2899 | 0 | 207.4418 | -0.00080069 | 323.2899 | 0.00113 | 207.4418 | 0 | 324.1737 | 1.4682e-05 | 207.4418 | 0 | 324.1737 | 8.188e-06 | 201.6 | -0.00086005 | 323.2899 | 0.0017 | 201.6 | -0.00019641 | 201.6 | -0.0019722 | 324.1737 | 1.0411e-05 | 324.1737 | 0 | 323.2899 | 0 | 207.4418 | 0 | 504.2451 | 0.00116 | 207.4418 | 0 | 502.7901 | 1.0001e-05 | 504.2451 | 0.00404 | 324.1737 | 7.9235e-06
| 323.4041 | 0 | 207.644 | -0.00031469 | 323.4041 | 0 | 207.644 | 0 | 324.2826 | 1.4682e-05 | 207.644 | 0 | 324.2826 | 8.7144e-06 | 201.8 | 0.00015177 | 323.4041 | 0.00152 | 201.8 | 0.0015148 | 201.8 | 0.0027091 | 324.2826 | 1.0692e-05 | 324.2826 | 0 | 323.4041 | 0.00031595 | 207.644 | 0 | 504.399 | 0.00202 | 207.644 | 0 | 502.9453 | 2.6669e-05 | 504.399 | 0.0039 | 324.2826 | 8.1476e-06
| 323.5183 | 0 | 207.8462 | -0.00020589 | 323.5183 | 0.0003468 | 207.8462 | 0 | 324.3916 | 0 | 207.8462 | 0 | 324.3916 | 9.0953e-06 | 202.01 | -0.002108 | 323.5183 | 0.00147 | 202.01 | -0.0023273 | 202.01 | 0.00033593 | 324.3916 | 1.1863e-05 | 324.3916 | 0 | 323.5183 | 0.00116 | 207.8462 | 0 | 504.5529 | 0.00227 | 207.8462 | 0 | 503.1005 | 3.0002e-05 | 504.5529 | 0.00416 | 324.3916 | 8.9611e-06
| 323.6325 | 0.00012598 | 208.0483 | 0.0001778 | 323.6325 | 0 | 208.0483 | 0 | 324.5005 | 0 | 208.0483 | 0 | 324.5005 | 9.5769e-06 | 202.21 | -0.00086005 | 323.6325 | 0.00164 | 202.21 | -0.00058385 | 202.21 | 0.00079106 | 324.5005 | 1.1313e-05 | 324.5005 | 0 | 323.6325 | 0.00072887 | 208.0483 | 0 | 504.7067 | 0.0016 | 208.0483 | 0 | 503.2557 | 6.6672e-05 | 504.7067 | 0.00397 | 324.5005 | 8.9611e-06
| 323.7467 | 0 | 208.2506 | -0.00033936 | 323.7467 | 0.00029479 | 208.2506 | 0 | 324.6094 | 1.4682e-05 | 208.2506 | 0 | 324.6094 | 9.3417e-06 | 202.41 | -0.0015008 | 323.7467 | 0.00050617 | 202.41 | -0.00058385 | 202.41 | 4.3346e-05 | 324.6094 | 1.1922e-05 | 324.6094 | 0 | 323.7467 | 0.00041236 | 208.2506 | 0 | 504.8606 | 0.00104 | 208.2506 | 0 | 503.4109 | 3.0002e-05 | 504.8606 | 0.00415 | 324.6094 | 1.3206e-05
| 323.8609 | 0 | 208.4528 | 4.7814e-05 | 323.8609 | 0 | 208.4528 | 0 | 324.7184 | 1.4682e-05 | 208.4528 | 0 | 324.7184 | 7.9303e-06 | 202.62 | -0.00065769 | 323.8609 | 0.00041639 | 202.62 | -0.0023596 | 202.62 | -0.00063934 | 324.7184 | 1.0879e-05 | 324.7184 | 0 | 323.8609 | 0 | 208.4528 | 0 | 505.0145 | 0.00299 | 208.4528 | 0 | 503.5661 | 6.6672e-06 | 505.0145 | 0.00395 | 324.7184 | 1.343e-05
| 323.9751 | 0 | 208.655 | -0.00082124 | 323.9751 | 8.6698e-05 | 208.655 | 0 | 324.8273 | 1.4682e-05 | 208.655 | 0 | 324.8273 | 7.8967e-06 | 202.82 | -0.00072515 | 323.9751 | 0.00067647 | 202.82 | -0.00026098 | 202.82 | -0.00099695 | 324.8273 | 1.143e-05 | 324.8273 | 0 | 323.9751 | 0 | 208.655 | 0 | 505.1684 | 0.00239 | 208.655 | 0 | 503.7213 | 0 | 505.1684 | 0.00416 | 324.8273 | 1.5729e-05
| 324.0893 | 0 | 208.8573 | 0.00047066 | 324.0893 | 0.00041713 | 208.8573 | 0 | 324.9363 | 1.4682e-05 | 208.8573 | 0 | 324.9363 | 7.4039e-06 | 203.02 | -0.00059023 | 324.0893 | 0.00072869 | 203.02 | 0.0011919 | 203.02 | 0.00056349 | 324.9363 | 1.0282e-05 | 324.9363 | 0 | 324.0893 | 0 | 208.8573 | 0 | 505.3224 | 0.0026 | 208.8573 | 0 | 503.8765 | 6.6672e-06 | 505.3224 | 0.00398 | 324.9363 | 1.0683e-05
| 324.2035 | 0 | 209.0596 | -0.00076153 | 324.2035 | 0.00067626 | 209.0596 | 0 | 325.0452 | 0 | 209.0596 | 0 | 325.0452 | 8.9944e-06 | 203.22 | -0.0016358 | 324.2035 | 0.00113 | 203.22 | 0.00073989 | 203.22 | -0.00099695 | 325.0452 | 1.1149e-05 | 325.0452 | 0 | 324.2035 | 0 | 209.0596 | 0 | 505.4763 | 0.00146 | 209.0596 | 0 | 504.0317 | 3.0002e-05 | 505.4763 | 0.00413 | 325.0452 | 8.8432e-06
| 324.3177 | 0 | 209.2619 | -9.967e-05 | 324.3177 | 0.00027809 | 209.2619 | 0 | 325.1542 | 0 | 209.2619 | 0 | 325.1542 | 8.1432e-06 | 203.43 | -0.00025296 | 324.3177 | 0.00016089 | 203.43 | 0.0004816 | 203.43 | -0.0012245 | 325.1542 | 1.0001e-05 | 325.1542 | 0 | 324.3177 | 9.0716e-05 | 209.2619 | 0 | 505.6302 | 0.00274 | 209.2619 | 0 | 504.187 | 0 | 505.6302 | 0.00397 | 325.1542 | 4.5985e-06
| 324.4319 | 0 | 209.4642 | -0.0012963 | 324.4319 | 0.00076297 | 209.4642 | 0 | 325.2632 | 1.4682e-05 | 209.4642 | 0 | 325.2632 | 9.2297e-06 | 203.63 | -0.0013997 | 324.4319 | 0.0017 | 203.63 | 0.0037425 | 203.63 | -0.0019397 | 325.2632 | 9.7082e-06 | 325.2632 | 0 | 324.4319 | 0 | 209.4642 | 0 | 505.7842 | 0.00169 | 209.4642 | 0 | 504.3422 | 0 | 505.7842 | 0.00418 | 325.2632 | 4.1386e-06
| 324.5461 | 0 | 209.6665 | 0.00069275 | 324.5461 | 0 | 209.6665 | 0 | 325.3721 | 0 | 209.6665 | 0 | 325.3721 | 9.2633e-06 | 203.83 | -0.00028669 | 324.5461 | 0.00052996 | 203.83 | -0.0015202 | 203.83 | -0.00096444 | 325.3721 | 7.4949e-06 | 325.3721 | 0 | 324.5461 | 0 | 209.6665 | 0 | 505.9381 | 0.00132 | 209.6665 | 0 | 504.4975 | 2.6669e-05 | 505.9381 | 0.00403 | 325.3721 | 5.1645e-06
| 324.6603 | 5.091e-05 | 209.8689 | -0.0010309 | 324.6603 | 6.9356e-05 | 209.8689 | 0 | 325.4811 | 0 | 209.8689 | 0 | 325.4811 | 9.8345e-06 | 204.04 | -0.0012648 | 324.6603 | 2.3658e-05 | 204.04 | -0.00087442 | 204.04 | -0.00070437 | 325.4811 | 7.2021e-06 | 325.4811 | 0 | 324.6603 | 0 | 209.8689 | 0 | 506.0921 | 0.00237 | 209.8689 | 0 | 504.6527 | 1.0001e-05 | 506.0921 | 0.00416 | 325.4811 | 9.3031e-06
| 324.7744 | 0.00034194 | 210.0712 | 0.0012515 | 324.7744 | 0 | 210.0712 | 0 | 325.5901 | 4.9907e-05 | 210.0712 | 0 | 325.5901 | 8.6248e-06 | 204.24 | -5.0592e-05 | 324.7744 | 0 | 204.24 | 0.00090132 | 204.24 | 0.0014413 | 325.5901 | 6.6049e-06 | 325.5901 | 0 | 324.7744 | 0 | 210.0712 | 0 | 506.2461 | 0.00292 | 210.0712 | 0 | 504.808 | 0 | 506.2461 | 0.00393 | 325.5901 | 9.645e-06
| 324.8886 | 0.00012278 | 210.2736 | -0.00058025 | 324.8886 | 0.00017341 | 210.2736 | 0 | 325.6991 | 0 | 210.2736 | 0 | 325.6991 | 7.0903e-06 | 204.44 | -0.00079259 | 324.8886 | 0.00141 | 204.44 | -0.00071299 | 204.44 | -0.00073687 | 325.6991 | 6.1833e-06 | 325.6991 | 0 | 324.8886 | 0.00041236 | 210.2736 | 0 | 506.4001 | 0.001 | 210.2736 | 0 | 504.9633 | 3.0002e-05 | 506.4001 | 0.00416 | 325.6991 | 8.0414e-06
| 325.0028 | 0.00034194 | 210.476 | 0.00097346 | 325.0028 | 0 | 210.476 | 0 | 325.8081 | 1.4682e-05 | 210.476 | 0 | 325.8081 | 5.7349e-06 | 204.64 | 0.0023104 | 325.0028 | 0.00175 | 204.64 | -0.00074527 | 204.64 | -0.00067186 | 325.8081 | 6.4409e-06 | 325.8081 | 0 | 325.0028 | 0.00020334 | 210.476 | 0 | 506.5541 | 0.00086137 | 210.476 | 0 | 505.1186 | 0 | 506.5541 | 0.00402 | 325.8081 | 6.0841e-06
| 325.1169 | 0 | 210.6785 | 0.00012046 | 325.1169 | 0.00055488 | 210.6785 | 0 | 325.9171 | 0 | 210.6785 | 0 | 325.9171 | 5.3765e-06 | 204.85 | -0.0030861 | 325.1169 | 0.00033588 | 204.85 | -0.0010036 | 204.85 | -0.0020372 | 325.9171 | 7.1201e-06 | 325.9171 | 0 | 325.1169 | 0 | 210.6785 | 0 | 506.7081 | 0.00153 | 210.6785 | 0 | 505.2738 | 1.0001e-05 | 506.7081 | 0.00423 | 325.9171 | 1.1708e-05
| 325.2311 | 0.00035993 | 210.8809 | 0.0014455 | 325.2311 | 0 | 210.8809 | 0 | 326.0261 | 0 | 210.8809 | 0 | 326.0261 | 5.5221e-06 | 205.05 | 0.001231 | 325.2311 | 1.8923e-05 | 205.05 | 0.001095 | 205.05 | -0.00057433 | 326.0261 | 8.584e-06 | 326.0261 | 0 | 325.2311 | 0.00107 | 210.8809 | 0 | 506.8621 | 0.00257 | 210.8809 | 0 | 505.4291 | 0 | 506.8621 | 0.00397 | 326.0261 | 1.1708e-05
| 325.3453 | 3.2945e-05 | 211.0834 | -0.0011132 | 325.3453 | 0.00114 | 211.0834 | 0 | 326.1352 | 0 | 211.0834 | 0 | 326.1352 | 6.8774e-06 | 205.25 | -0.0005565 | 325.3453 | 0.00156 | 205.25 | -0.0012296 | 205.25 | -0.0035977 | 326.1352 | 1.0423e-05 | 326.1352 | 0 | 325.3453 | 0 | 211.0834 | 0 | 507.0161 | 0.0002286 | 211.0834 | 0 | 505.5845 | 1.0001e-05 | 507.0161 | 0.00422 | 326.1352 | 1.0447e-05
| 325.4594 | 0 | 211.2859 | 0.00038159 | 325.4594 | 0 | 211.2859 | 0 | 326.2442 | 1.4682e-05 | 211.2859 | 0 | 326.2442 | 7.3031e-06 | 205.46 | -0.00028669 | 325.4594 | 0 | 205.46 | 0.00012645 | 205.46 | 0.00072604 | 326.2442 | 1.0036e-05 | 326.2442 | 0 | 325.4594 | 0.00042856 | 211.2859 | 0 | 507.1701 | 0.00165 | 211.2859 | 0 | 505.7398 | 6.6672e-06 | 507.1701 | 0.0041 | 326.2442 | 5.9662e-06
| 325.5736 | 0 | 211.4884 | -0.00061926 | 325.5736 | 0 | 211.4884 | 0 | 326.3532 | 0 | 211.4884 | 0 | 326.3532 | 9.4649e-06 | 205.66 | 1.6864e-05 | 325.5736 | 0.00025072 | 205.66 | -0.0034573 | 205.66 | -0.001127 | 326.3532 | 9.6731e-06 | 326.3532 | 0 | 325.5736 | 0.00028115 | 211.4884 | 0 | 507.3241 | 0.00202 | 211.4884 | 0 | 505.8951 | 0 | 507.3241 | 0.00431 | 326.3532 | 7.3458e-06
| 325.6877 | 0 | 211.6909 | 0.00025022 | 325.6877 | 0 | 211.6909 | 0 | 326.4623 | 1.4682e-05 | 211.6909 | 0 | 326.4623 | 9.8121e-06 | 205.86 | 0.00075887 | 325.6877 | 0.00078546 | 205.86 | -0.0009067 | 205.86 | 0.0014413 | 326.4623 | 9.4389e-06 | 326.4623 | 0 | 325.6877 | 0 | 211.6909 | 0 | 507.4782 | 0.0025 | 211.6909 | 0 | 506.0504 | 0 | 507.4782 | 0.00405 | 326.4623 | 5.7422e-06
| 325.8018 | 0 | 211.8934 | 0.00029636 | 325.8018 | 0.00048552 | 211.8934 | 0 | 326.5713 | 0 | 211.8934 | 0 | 326.5713 | 1.1156e-05 | 206.07 | 0.00045532 | 325.8018 | 0.00119 | 206.07 | -0.00051927 | 206.07 | -0.0013871 | 326.5713 | 1.1008e-05 | 326.5713 | 0 | 325.8018 | 0.00031865 | 211.8934 | 0 | 507.6322 | 0.00253 | 211.8934 | 0 | 506.2058 | 1.0001e-05 | 507.6322 | 0.00423 | 326.5713 | 6.4261e-06
| 325.916 | 0 | 212.096 | 0.00015921 | 325.916 | 0 | 212.096 | 0 | 326.6804 | 1.4682e-05 | 212.096 | 0 | 326.6804 | 9.4201e-06 | 206.27 | 0.0026813 | 325.916 | 0 | 206.27 | -0.0013587 | 206.27 | 0.00088859 | 326.6804 | 1.1184e-05 | 326.6804 | 0 | 325.916 | 0 | 212.096 | 0 | 507.7863 | 0.00116 | 212.096 | 0 | 506.3611 | 6.6672e-06 | 507.7863 | 0.00414 | 326.6804 | 5.9662e-06
| 326.0301 | 0 | 212.2986 | -0.0005477 | 326.0301 | 0 | 212.2986 | 0 | 326.7894 | 0 | 212.2986 | 0 | 326.7894 | 9.7225e-06 | 206.47 | -0.0019057 | 326.0301 | 0.00173 | 206.47 | -0.0012619 | 206.47 | -0.00089942 | 326.7894 | 1.1477e-05 | 326.7894 | 0 | 326.0301 | 0.00065603 | 212.2986 | 0 | 507.9404 | 0.0013 | 212.2986 | 0 | 506.5165 | 1.0001e-05 | 507.9404 | 0.00429 | 326.7894 | 9.9869e-06
| 326.1442 | 0 | 212.5012 | -1.9449e-06 | 326.1442 | 0 | 212.5012 | 0 | 326.8985 | 1.4682e-05 | 212.5012 | 0 | 326.8985 | 7.5607e-06 | 206.68 | -0.0018044 | 326.1442 | 0.00121 | 206.68 | -0.0013587 | 206.68 | -0.0010295 | 326.8985 | 1.1207e-05 | 326.8985 | 0 | 326.1442 | 0.00124 | 212.5012 | 0 | 508.0945 | 0.00174 | 212.5012 | 0 | 506.6718 | 6.6672e-06 | 508.0945 | 0.00405 | 326.8985 | 8.0414e-06
| 326.2584 | 0.00026652 | 212.7038 | -8.8427e-05 | 326.2584 | 0.00029479 | 212.7038 | 0 | 327.0076 | 0 | 212.7038 | 0 | 327.0076 | 7.9527e-06 | 206.88 | -5.0592e-05 | 326.2584 | 0.00153 | 206.88 | -0.0012619 | 206.88 | -0.0013871 | 327.0076 | 1.164e-05 | 327.0076 | 0 | 326.2584 | 0.00018744 | 212.7038 | 0 | 508.2486 | 0.00232 | 212.7038 | 0 | 506.8272 | 3.0002e-05 | 508.2486 | 0.0042 | 327.0076 | 8.6074e-06
| 326.3725 | 0 | 212.9064 | -0.0011605 | 326.3725 | 0 | 212.9064 | 0 | 327.1166 | 0 | 212.9064 | 0 | 327.1166 | 7.8295e-06 | 207.08 | 0.00079259 | 326.3725 | 0 | 207.08 | -9.9549e-05 | 207.08 | -0.0027849 | 327.1166 | 1.0329e-05 | 327.1166 | 0 | 326.3725 | 0.00037225 | 212.9064 | 0 | 508.4027 | 0.00234 | 212.9064 | 0 | 506.9826 | 0 | 508.4027 | 0.00409 | 327.1166 | 6.7798e-06
| 326.4866 | 0.00015871 | 213.1091 | -0.00044056 | 326.4866 | 0.00031212 | 213.1091 | 0 | 327.2257 | 1.4682e-05 | 213.1091 | 0 | 327.2257 | 8.7816e-06 | 207.29 | 0.00011805 | 326.4866 | 0.00022234 | 207.29 | -0.0013909 | 207.29 | -0.0012895 | 327.2257 | 1.068e-05 | 327.2257 | 0 | 326.4866 | 0 | 213.1091 | 0 | 508.5568 | 0.00128 | 213.1091 | 0 | 507.1379 | 5.0004e-05 | 508.5568 | 0.0042 | 327.2257 | 6.544e-06
| 326.6008 | 0 | 213.3117 | 0.0023409 | 326.6008 | 0.00012167 | 213.3117 | 0 | 327.3348 | 3.2289e-05 | 213.3117 | 0 | 327.3348 | 8.1096e-06 | 207.49 | -0.0012985 | 326.6008 | 0.00138 | 207.49 | -0.00026098 | 207.49 | -0.00018422 | 327.3348 | 8.7479e-06 | 327.3348 | 0 | 326.6008 | 0 | 213.3117 | 0 | 508.7109 | 0.00232 | 213.3117 | 0 | 507.2933 | 0 | 508.7109 | 0.00392 | 327.3348 | 6.2021e-06
| 326.7149 | 0 | 213.5144 | -0.00063382 | 326.7149 | 0.00101 | 213.5144 | 0 | 327.4439 | 1.4682e-05 | 213.5144 | 0 | 327.4439 | 8.3224e-06 | 207.69 | -0.0011973 | 326.7149 | 0.00173 | 207.69 | -0.0016815 | 207.69 | -0.0019397 | 327.4439 | 9.029e-06 | 327.4439 | 0 | 326.7149 | 0.00111 | 213.5144 | 0 | 508.865 | 0.00094954 | 213.5144 | 0 | 507.4487 | 1.0001e-05 | 508.865 | 0.0041 | 327.4439 | 9.7629e-06
| 326.829 | 0 | 213.7171 | 0.00022104 | 326.829 | 0.00067784 | 213.7171 | 0 | 327.553 | 1.4682e-05 | 213.7171 | 0 | 327.553 | 8.1656e-06 | 207.89 | -0.00048905 | 326.829 | 0.0009558 | 207.89 | 0.0010305 | 207.89 | -2.1673e-05 | 327.553 | 8.0922e-06 | 327.553 | 0 | 326.829 | 0.00087902 | 213.7171 | 0 | 509.0192 | 0.00183 | 213.7171 | 0 | 507.6041 | 6.6672e-06 | 509.0192 | 0.00398 | 327.553 | 1.1602e-05
| 326.9431 | 0.00021262 | 213.9199 | -0.00053388 | 326.9431 | 0.0002601 | 213.9199 | 0 | 327.6621 | 1.4682e-05 | 213.9199 | 0 | 327.6621 | 8.6808e-06 | 208.1 | -0.0019731 | 326.9431 | 0 | 208.1 | -0.0019076 | 208.1 | -0.00099695 | 327.6621 | 9.9776e-06 | 327.6621 | 0 | 326.9431 | 0.00039362 | 213.9199 | 0 | 509.1733 | 0.00232 | 213.9199 | 0 | 507.7595 | 3.0002e-05 | 509.1733 | 0.00421 | 327.6621 | 1.251e-05
| 327.0572 | 0 | 214.1226 | 0.0012014 | 327.0572 | 0 | 214.1226 | 0 | 327.7712 | 3.2289e-05 | 214.1226 | 0 | 327.7712 | 8.1096e-06 | 208.3 | -0.00032042 | 327.0572 | 0.00027444 | 208.3 | -0.0011004 | 208.3 | -0.0010295 | 327.7712 | 9.1344e-06 | 327.7712 | 0 | 327.0572 | 0.00039103 | 214.1226 | 0 | 509.3275 | 0.00213 | 214.1226 | 0 | 507.915 | 0 | 509.3275 | 0.00395 | 327.7712 | 9.645e-06
| 327.1713 | 0 | 214.3254 | 0.00020982 | 327.1713 | 0.00079764 | 214.3254 | 0 | 327.8803 | 0 | 214.3254 | 0 | 327.8803 | 8.2216e-06 | 208.5 | -0.0018381 | 327.1713 | 0.00207 | 208.5 | -0.0026501 | 208.5 | -0.0021673 | 327.8803 | 9.7082e-06 | 327.8803 | 0 | 327.1713 | 0 | 214.3254 | 0 | 509.4816 | 0.00229 | 214.3254 | 0 | 508.0704 | 0 | 509.4816 | 0.00409 | 327.8803 | 1.0223e-05
| 327.2854 | 0 | 214.5281 | 0.00025155 | 327.2854 | 0.00029547 | 214.5281 | 0 | 327.9895 | 0 | 214.5281 | 0 | 327.9895 | 8.3224e-06 | 208.71 | 0.00059023 | 327.2854 | 0.0007003 | 208.71 | 0.0018699 | 208.71 | 0.0011487 | 327.9895 | 8.947e-06 | 327.9895 | 0 | 327.2854 | 0 | 214.5281 | 0 | 509.6358 | 0.00221 | 214.5281 | 0 | 508.2258 | 6.6672e-06 | 509.6358 | 0.00382 | 327.9895 | 8.5013e-06
| 327.3995 | 0 | 214.7309 | -0.00094909 | 327.3995 | 0.00031212 | 214.7309 | 0 | 328.0986 | 0 | 214.7309 | 0 | 328.0986 | 8.4232e-06 | 208.91 | -0.00015177 | 327.3995 | 0.0017 | 208.91 | -0.0020045 | 208.91 | -0.00024923 | 328.0986 | 9.7551e-06 | 328.0986 | 0 | 327.3995 | 0.00093719 | 214.7309 | 0 | 509.79 | 0.00258 | 214.7309 | 0 | 508.3813 | 1.0001e-05 | 509.79 | 0.00404 | 328.0986 | 8.3834e-06
| 327.5136 | 0 | 214.9338 | 0.00040421 | 327.5136 | 0.00015642 | 214.9338 | 0 | 328.2077 | 0 | 214.9338 | 0 | 328.2077 | 8.3224e-06 | 209.12 | 0.00069142 | 327.5136 | 0 | 209.12 | -0.0015847 | 209.12 | 0.00020589 | 328.2077 | 9.1578e-06 | 328.2077 | 0 | 327.5136 | 0.0001658 | 214.9338 | 0 | 509.9442 | 0.00283 | 214.9338 | 0 | 508.5367 | 0 | 509.9442 | 0.00392 | 328.2077 | 8.3834e-06
| 327.6277 | 0.00010482 | 215.1366 | -0.00121 | 327.6277 | 0 | 215.1366 | 0 | 328.3169 | 3.2289e-05 | 215.1366 | 0 | 328.3169 | 8.3672e-06 | 209.32 | -0.0011299 | 327.6277 | 0.00107 | 209.32 | 0.00067532 | 209.32 | -0.00073687 | 328.3169 | 1.02e-05 | 328.3169 | 0 | 327.6277 | 0.00086221 | 215.1366 | 0 | 510.0984 | 0.00271 | 215.1366 | 0 | 508.6922 | 0 | 510.0984 | 0.00425 | 328.3169 | 1.0105e-05
| 327.7418 | 0.00016197 | 215.3395 | 3.7419e-06 | 327.7418 | 0.00050404 | 215.3395 | 0 | 328.426 | 1.4682e-05 | 215.3395 | 0 | 328.426 | 8.8376e-06 | 209.52 | -0.00072515 | 327.7418 | 0.00138 | 209.52 | -0.0004547 | 209.52 | 0.0022539 | 328.426 | 1.1172e-05 | 328.426 | 0 | 327.7418 | 0.00039103 | 215.3395 | 0 | 510.2526 | 0.00237 | 215.3395 | 0 | 508.8476 | 6.6672e-06 | 510.2526 | 0.00409 | 328.426 | 8.1476e-06
| 327.8558 | 0.00106 | 215.5423 | -0.0002434 | 327.8558 | 0.00065893 | 215.5423 | 0 | 328.5352 | 1.4682e-05 | 215.5423 | 0 | 328.5352 | 9.3305e-06 | 209.73 | -0.00011805 | 327.8558 | 0.00173 | 209.73 | -0.0035865 | 209.73 | -5.4182e-05 | 328.5352 | 1.2003e-05 | 328.5352 | 0 | 327.8558 | 0 | 215.5423 | 0 | 510.4068 | 0.00236 | 215.5423 | 0 | 509.0031 | 1.0001e-05 | 510.4068 | 0.00433 | 328.5352 | 9.5271e-06
| 327.9699 | 0 | 215.7452 | 4.317e-05 | 327.9699 | 0 | 215.7452 | 0 | 328.6443 | 1.4682e-05 | 215.7452 | 0 | 328.6443 | 9.2521e-06 | 209.93 | 0.00096123 | 327.9699 | 0.00072869 | 209.93 | -9.9549e-05 | 209.93 | -0.0021673 | 328.6443 | 1.1336e-05 | 328.6443 | 0 | 327.9699 | 0 | 215.7452 | 0 | 510.5611 | 0 | 215.7452 | 0 | 509.1586 | 6.6672e-06 | 510.5611 | 0.0041 | 328.6443 | 9.7629e-06
| 328.084 | 0 | 215.9481 | -0.00046493 | 328.084 | 0.00036414 | 215.9481 | 0 | 328.7535 | 0 | 215.9481 | 0 | 328.7535 | 9.2073e-06 | 210.13 | 0.00032042 | 328.084 | 0.00127 | 210.13 | 0.00022331 | 210.13 | 0.00049847 | 328.7535 | 1.0856e-05 | 328.7535 | 0 | 328.084 | 0.00073101 | 215.9481 | 0 | 510.7153 | 0.00135 | 215.9481 | 0 | 509.3141 | 3.0002e-05 | 510.7153 | 0.00437 | 328.7535 | 1.0789e-05
| 328.1981 | 0 | 216.1511 | 7.4229e-05 | 328.1981 | 0.0007126 | 216.1511 | 0 | 328.8627 | 1.4682e-05 | 216.1511 | 0 | 328.8627 | 9.6217e-06 | 210.34 | -0.00011805 | 328.1981 | 0.00155 | 210.34 | -0.0016815 | 210.34 | 0.00062851 | 328.8627 | 1.0493e-05 | 328.8627 | 0 | 328.1981 | 0.00084148 | 216.1511 | 0 | 510.8695 | 0.00207 | 216.1511 | 0 | 509.4696 | 0 | 510.8695 | 0.00415 | 328.8627 | 1.0329e-05
| 328.3121 | 0 | 216.354 | 7.4672e-05 | 328.3121 | 0.00053755 | 216.354 | 0 | 328.9719 | 1.4682e-05 | 216.354 | 0 | 328.9719 | 1.0059e-05 | 210.54 | -0.0022766 | 328.3121 | 0 | 210.54 | -0.0031991 | 210.54 | -0.0021673 | 328.9719 | 1.1477e-05 | 328.9719 | 0 | 328.3121 | 0.00041236 | 216.354 | 0 | 511.0238 | 0.0019 | 216.354 | 0 | 509.6251 | 5.0004e-05 | 511.0238 | 0.00447 | 328.9719 | 8.3834e-06
| 328.4262 | 0.00014397 | 216.557 | 0.00019205 | 328.4262 | 0 | 216.557 | 0 | 329.0811 | 1.4682e-05 | 216.557 | 0 | 329.0811 | 9.9913e-06 | 210.74 | 0.0010287 | 328.4262 | 0.00141 | 210.74 | 0.0019991 | 210.74 | 0.0015387 | 329.0811 | 1.0879e-05 | 329.0811 | 0 | 328.4262 | 0.00091656 | 216.557 | 0 | 511.1781 | 0.00236 | 216.557 | 0 | 509.7806 | 6.6672e-06 | 511.1781 | 0.0042 | 329.0811 | 9.0673e-06
| 328.5403 | 0 | 216.76 | -0.00068897 | 328.5403 | 0 | 216.76 | 0 | 329.1903 | 3.2289e-05 | 216.76 | 0 | 329.1903 | 8.7032e-06 | 210.95 | -0.00285 | 328.5403 | 0.00093192 | 210.95 | -0.0018108 | 210.95 | -0.001062 | 329.1903 | 1.0013e-05 | 329.1903 | 0 | 328.5403 | 0.00013121 | 216.76 | 0 | 511.3323 | 0.00178 | 216.76 | 0 | 509.9361 | 0 | 511.3323 | 0.00438 | 329.1903 | 7.8056e-06
| 328.6543 | 0.00057588 | 216.963 | 0.00027663 | 328.6543 | 0 | 216.963 | 0 | 329.2995 | 3.2289e-05 | 216.963 | 0 | 329.2995 | 8.0536e-06 | 211.15 | -0.0015008 | 328.6543 | 0.00158 | 211.15 | 0.00012645 | 211.15 | 0.0017013 | 329.2995 | 9.0759e-06 | 329.2995 | 0 | 328.6543 | 0.00069133 | 216.963 | 0 | 511.4866 | 0.00162 | 216.963 | 0 | 510.0916 | 2.6669e-05 | 511.4866 | 0.00403 | 329.2995 | 9.3031e-06
| 328.7684 | 0 | 217.166 | 2.9367e-05 | 328.7684 | 0.00102 | 217.166 | 0 | 329.4087 | 1.4682e-05 | 217.166 | 0 | 329.4087 | 8.188e-06 | 211.35 | -0.0011299 | 328.7684 | 0.00144 | 211.35 | -0.00077756 | 211.35 | 0.00033593 | 329.4087 | 9.8136e-06 | 329.4087 | 0 | 328.7684 | 0 | 217.166 | 0 | 511.6409 | 0.0006682 | 217.166 | 0 | 510.2471 | 3.0002e-05 | 511.6409 | 0.00423 | 329.4087 | 9.5271e-06
| 328.8824 | 0 | 217.369 | 0.0008195 | 328.8824 | 5.2137e-05 | 217.369 | 0 | 329.5179 | 0 | 217.369 | 0 | 329.5179 | 8.244e-06 | 211.56 | 0.0014672 | 328.8824 | 0.00055835 | 211.56 | -0.00080984 | 211.56 | -5.4182e-05 | 329.5179 | 1.0657e-05 | 329.5179 | 0 | 328.8824 | 9.0716e-05 | 217.369 | 0 | 511.7952 | 0.00193 | 217.369 | 0 | 510.4027 | 0 | 511.7952 | 0.00406 | 329.5179 | 8.6074e-06
| 328.9965 | 0.00093132 | 217.5721 | -0.00080643 | 328.9965 | 0.00046818 | 217.5721 | 0 | 329.6271 | 0 | 217.5721 | 0 | 329.6271 | 8.6024e-06 | 211.76 | -0.0025127 | 328.9965 | 0.00147 | 211.76 | -0.0022951 | 211.76 | -0.00050931 | 329.6271 | 1.1336e-05 | 329.6271 | 0 | 328.9965 | 0.00065603 | 217.5721 | 0 | 511.9495 | 0 | 217.5721 | 0 | 510.5582 | 0 | 511.9495 | 0.00423 | 329.6271 | 6.8859e-06
| 329.1105 | 0 | 217.7752 | 0.00088971 | 329.1105 | 0 | 217.7752 | 0 | 329.7363 | 0 | 217.7752 | 0 | 329.7363 | 7.9079e-06 | 211.96 | -0.00059023 | 329.1105 | 0.00175 | 211.96 | 0.0007076 | 211.96 | 0.00082357 | 329.7363 | 1.0388e-05 | 329.7363 | 0 | 329.1105 | 0 | 217.7752 | 0 | 512.1038 | 0.00158 | 217.7752 | 0 | 510.7138 | 2.6669e-05 | 512.1038 | 0.00399 | 329.7363 | 5.8601e-06
| 329.2246 | 0.00032042 | 217.9783 | -0.00083543 | 329.2246 | 0.00017341 | 217.9783 | 0 | 329.8455 | 0 | 217.9783 | 0 | 329.8455 | 8.8936e-06 | 212.17 | -0.0025465 | 329.2246 | 0.00176 | 212.17 | -0.0016493 | 212.17 | -0.0015822 | 329.8455 | 1.0259e-05 | 329.8455 | 0 | 329.2246 | 0 | 217.9783 | 0 | 512.2582 | 0.00169 | 217.9783 | 0 | 510.8693 | 1.0001e-05 | 512.2582 | 0.00417 | 329.8455 | 7.2279e-06
| 329.3386 | 0 | 218.1814 | 0.00019084 | 329.3386 | 0 | 218.1814 | 0 | 329.9548 | 0 | 218.1814 | 0 | 329.9548 | 7.3815e-06 | 212.37 | -0.001737 | 329.3386 | 0 | 212.37 | 0.00073989 | 212.37 | 0.0014737 | 329.9548 | 9.3218e-06 | 329.9548 | 0 | 329.3386 | 0 | 218.1814 | 0 | 512.4125 | 0.00294 | 218.1814 | 0 | 511.0249 | 6.6672e-06 | 512.4125 | 0.00402 | 329.9548 | 8.3834e-06
| 329.4526 | 0 | 218.3845 | -0.001092 | 329.4526 | 0 | 218.3845 | 0 | 330.064 | 1.4682e-05 | 218.3845 | 0 | 330.064 | 7.6167e-06 | 212.58 | 8.4319e-05 | 329.4526 | 0.00158 | 212.58 | -0.00019641 | 212.58 | -0.001192 | 330.064 | 9.6497e-06 | 330.064 | 0 | 329.4526 | 0.0001687 | 218.3845 | 0 | 512.5669 | 0.00207 | 218.3845 | 0 | 511.1805 | 1.0001e-05 | 512.5669 | 0.00425 | 330.064 | 1.1708e-05
| 329.5667 | 0.00084583 | 218.5877 | 0.00020932 | 329.5667 | 0 | 218.5877 | 0 | 330.1733 | 1.4682e-05 | 218.5877 | 0 | 330.1733 | 7.0119e-06 | 212.78 | -0.0012648 | 329.5667 | 0.00249 | 212.78 | 0.00057846 | 212.78 | 0.00030341 | 330.1733 | 9.1578e-06 | 330.1733 | 0 | 329.5667 | 0.00020334 | 218.5877 | 0 | 512.7212 | 0.00301 | 218.5877 | 0 | 511.3361 | 0 | 512.7212 | 0.00409 | 330.1733 | 1.0789e-05
| 329.6807 | 0.00033839 | 218.7908 | -0.00046792 | 329.6807 | 0.00036414 | 218.7908 | 0 | 330.2825 | 1.4682e-05 | 218.7908 | 0 | 330.2825 | 7.5159e-06 | 212.98 | -0.0023778 | 329.6807 | 0.0001088 | 212.98 | -6.7263e-05 | 212.98 | -0.00099695 | 330.2825 | 1.0083e-05 | 330.2825 | 0 | 329.6807 | 0.00146 | 218.7908 | 0 | 512.8756 | 0.0026 | 218.7908 | 0 | 511.4917 | 1.0001e-05 | 512.8756 | 0.00427 | 330.2825 | 1.1025e-05
| 329.7947 | 0 | 218.994 | 0.00024965 | 329.7947 | 0 | 218.994 | 0 | 330.3918 | 0 | 218.994 | 0 | 330.3918 | 7.1687e-06 | 213.19 | -0.00062396 | 329.7947 | 0.00101 | 213.19 | -0.00032556 | 213.19 | -0.00047681 | 330.3918 | 9.7551e-06 | 330.3918 | 0 | 329.7947 | 0.00014702 | 218.994 | 0 | 513.0299 | 0.0039 | 218.994 | 0 | 511.6473 | 0 | 513.0299 | 0.004 | 330.3918 | 7.4637e-06
| 329.9087 | 0.00058994 | 219.1972 | -0.0015174 | 329.9087 | 0.00076297 | 219.1972 | 0 | 330.5011 | 0 | 219.1972 | 0 | 330.5011 | 7.9079e-06 | 213.39 | -0.0011299 | 329.9087 | 0.00113 | 213.39 | -0.0018752 | 213.39 | -0.0012245 | 330.5011 | 9.9542e-06 | 330.5011 | 0 | 329.9087 | 0.00063729 | 219.1972 | 0 | 513.1843 | 0.00125 | 219.1972 | 0 | 511.8029 | 0 | 513.1843 | 0.00424 | 330.5011 | 8.7253e-06
| 330.0227 | 0 | 219.4004 | 0.00074301 | 330.0227 | 0 | 219.4004 | 0 | 330.6103 | 0 | 219.4004 | 0 | 330.6103 | 8.2216e-06 | 213.59 | 0.0014334 | 330.0227 | 0.00115 | 213.59 | -0.00084214 | 213.59 | -0.00028175 | 330.6103 | 8.9353e-06 | 330.6103 | 0 | 330.0227 | 0.0012 | 219.4004 | 0 | 513.3387 | 0.00214 | 219.4004 | 0 | 511.9585 | 0 | 513.3387 | 0.00399 | 330.6103 | 8.8432e-06
| 330.1368 | 0 | 219.6037 | -0.000718 | 330.1368 | 0.00086701 | 219.6037 | 0 | 330.7196 | 1.4682e-05 | 219.6037 | 0 | 330.7196 | 9.7001e-06 | 213.8 | -0.00086005 | 330.1368 | 0.00139 | 213.8 | -0.0031667 | 213.8 | -0.00050931 | 330.7196 | 9.111e-06 | 330.7196 | 0 | 330.1368 | 0.00050609 | 219.6037 | 0 | 513.4931 | 0.00209 | 219.6037 | 0 | 512.1141 | 1.0001e-05 | 513.4931 | 0.00428 | 330.7196 | 1.251e-05
| 330.2508 | 8.9983e-05 | 219.807 | 0.00010925 | 330.2508 | 0.0007126 | 219.807 | 0 | 330.8289 | 0 | 219.807 | 0 | 330.8289 | 1.0215e-05 | 214 | -0.00089378 | 330.2508 | 0 | 214 | -0.00084214 | 214 | -0.0012245 | 330.8289 | 8.9705e-06 | 330.8289 | 0 | 330.2508 | 0.00174 | 219.807 | 0 | 513.6475 | 0.00174 | 219.807 | 0 | 512.2697 | 4.667e-05 | 513.6475 | 0.00396 | 330.8289 | 1.1708e-05
| 330.3648 | 0 | 220.0102 | 2.9894e-05 | 330.3648 | 0.00029479 | 220.0102 | 0 | 330.9382 | 0 | 220.0102 | 0 | 330.9382 | 1.1291e-05 | 214.21 | 0.00038786 | 330.3648 | 0.00070485 | 214.21 | -0.0025855 | 214.21 | -0.0014196 | 330.9382 | 1.0247e-05 | 330.9382 | 0 | 330.3648 | 0.00088096 | 220.0102 | 0 | 513.802 | 0.00215 | 220.0102 | 0 | 512.4254 | 1.0001e-05 | 513.802 | 0.00419 | 330.9382 | 1.2628e-05
| 330.4788 | 0.00091782 | 220.2135 | 0.00015808 | 330.4788 | 0.00012167 | 220.2135 | 0 | 331.0475 | 3.2289e-05 | 220.2135 | 0 | 331.0475 | 1.0484e-05 | 214.41 | -0.00059023 | 330.4788 | 0.00021766 | 214.41 | 0.0033874 | 214.41 | -0.00096444 | 331.0475 | 1.0013e-05 | 331.0475 | 0 | 330.4788 | 0.00112 | 220.2135 | 0 | 513.9564 | 0.00213 | 220.2135 | 0 | 512.581 | 6.6672e-06 | 513.9564 | 0.00397 | 331.0475 | 1.0789e-05
| 330.5928 | 0 | 220.4168 | -0.0008069 | 330.5928 | 0.00027745 | 220.4168 | 0 | 331.1568 | 3.2289e-05 | 220.4168 | 0 | 331.1568 | 9.9689e-06 | 214.61 | -0.00062396 | 330.5928 | 0.00022234 | 214.61 | -0.0029407 | 214.61 | 0.0009211 | 331.1568 | 1.0118e-05 | 331.1568 | 0 | 330.5928 | 0.00172 | 220.4168 | 0 | 514.1108 | 0.00209 | 220.4168 | 0 | 512.7367 | 1.0001e-05 | 514.1108 | 0.00421 | 331.1568 | 1.0907e-05
| 330.7068 | 0.00077385 | 220.6202 | 0.0005104 | 330.7068 | 0 | 220.6202 | 0 | 331.2661 | 0 | 220.6202 | 0 | 331.2661 | 9.0505e-06 | 214.82 | 0.0012985 | 330.7068 | 0.00132 | 214.82 | 0.00038475 | 214.82 | -0.0014521 | 331.2661 | 9.0993e-06 | 331.2661 | 0 | 330.7068 | 0.00091656 | 220.6202 | 0 | 514.2653 | 0.00214 | 220.6202 | 0 | 512.8923 | 6.6672e-06 | 514.2653 | 0.00403 | 331.2661 | 1.1025e-05
| 330.8208 | 0 | 220.8235 | -0.0011959 | 330.8208 | 5.2025e-05 | 220.8235 | 0 | 331.3754 | 1.4682e-05 | 220.8235 | 0 | 331.3754 | 9.2073e-06 | 215.02 | -0.0012648 | 330.8208 | 0 | 215.02 | -0.0034897 | 215.02 | -0.0022323 | 331.3754 | 9.1578e-06 | 331.3754 | 0 | 330.8208 | 0.00041236 | 220.8235 | 0 | 514.4197 | 0.0009847 | 220.8235 | 0 | 513.048 | 0 | 514.4197 | 0.0042 | 331.3754 | 1.0105e-05
| 330.9348 | 0.00043191 | 221.0269 | 0.00050691 | 330.9348 | 6.9519e-05 | 221.0269 | 0 | 331.4847 | 0 | 221.0269 | 0 | 331.4847 | 8.4456e-06 | 215.23 | 0.0025127 | 330.9348 | 0 | 215.23 | -0.001165 | 215.23 | -0.00054182 | 331.4847 | 8.8065e-06 | 331.4847 | 0 | 330.9348 | 0.00169 | 221.0269 | 0 | 514.5742 | 0.00216 | 221.0269 | 0 | 513.2037 | 6.6672e-06 | 514.5742 | 0.00403 | 331.4847 | 1.3666e-05
| 331.0488 | 0.00010482 | 221.2303 | -0.00056471 | 331.0488 | 0 | 221.2303 | 0 | 331.594 | 1.4682e-05 | 221.2303 | 0 | 331.594 | 8.8936e-06 | 215.43 | 0.0009275 | 331.0488 | 0.00079001 | 215.43 | 0.00093361 | 215.43 | -0.00015171 | 331.594 | 8.3498e-06 | 331.594 | 0 | 331.0488 | 0.00141 | 221.2303 | 0 | 514.7287 | 0.00165 | 221.2303 | 0 | 513.3593 | 1.0001e-05 | 514.7287 | 0.00421 | 331.594 | 1.1826e-05
| 331.1628 | 0.00062987 | 221.4337 | 0.0012646 | 331.1628 | 0 | 221.4337 | 0 | 331.7034 | 1.4682e-05 | 221.4337 | 0 | 331.7034 | 6.9334e-06 | 215.63 | -0.00079259 | 331.1628 | 0.00101 | 215.63 | -0.0019076 | 215.63 | -5.4182e-05 | 331.7034 | 9.5209e-06 | 331.7034 | 0 | 331.1628 | 0.00125 | 221.4337 | 0 | 514.8831 | 0.00345 | 221.4337 | 0 | 513.515 | 6.6672e-06 | 514.8831 | 0.00399 | 331.7034 | 1.3666e-05
| 331.2767 | 0.00024855 | 221.6371 | -0.00025072 | 331.2767 | 0.00024276 | 221.6371 | 0 | 331.8127 | 0 | 221.6371 | 0 | 331.8127 | 7.5943e-06 | 215.84 | 0.00021923 | 331.2767 | 0.00067647 | 215.84 | 0.001547 | 215.84 | 0.00040094 | 331.8127 | 9.3569e-06 | 331.8127 | 0 | 331.2767 | 0.00046859 | 221.6371 | 0 | 515.0376 | 0.00127 | 221.6371 | 0 | 513.6707 | 3.0002e-05 | 515.0376 | 0.00424 | 331.8127 | 9.869e-06
| 331.3907 | 0 | 221.8406 | 0.00056689 | 331.3907 | 0.00083426 | 221.8406 | 0 | 331.9221 | 0 | 221.8406 | 0 | 331.9221 | 7.1687e-06 | 216.04 | 0.00082632 | 331.3907 | 0.00016089 | 216.04 | -0.00058385 | 216.04 | 0.0033593 | 331.9221 | 8.7245e-06 | 331.9221 | 0 | 331.3907 | 0.00206 | 221.8406 | 0 | 515.1921 | 0.00183 | 221.8406 | 0 | 513.8264 | 6.6672e-06 | 515.1921 | 0.00403 | 331.9221 | 9.4092e-06
| 331.5047 | 0.00041025 | 222.044 | -0.00026379 | 331.5047 | 0.0013 | 222.044 | 0 | 332.0314 | 1.4682e-05 | 222.044 | 0 | 332.0314 | 8.58e-06 | 216.25 | -0.0017032 | 331.5047 | 0.00119 | 216.25 | -0.0011973 | 216.25 | -0.001257 | 332.0314 | 8.6191e-06 | 332.0314 | 0 | 331.5047 | 0.00101 | 222.044 | 0 | 515.3466 | 0.00139 | 222.044 | 0 | 513.9821 | 3.0002e-05 | 515.3466 | 0.0042 | 332.0314 | 7.2279e-06
| 331.6187 | 0 | 222.2475 | 0.00071279 | 331.6187 | 0 | 222.2475 | 0 | 332.1408 | 0 | 222.2475 | 0 | 332.1408 | 7.5047e-06 | 216.45 | -0.00059023 | 331.6187 | 0.0001041 | 216.45 | -0.00022869 | 216.45 | 0.00043346 | 332.1408 | 8.2912e-06 | 332.1408 | 0 | 331.6187 | 0.00142 | 222.2475 | 0 | 515.5012 | 0.00193 | 222.2475 | 0 | 514.1378 | 0 | 515.5012 | 0.00386 | 332.1408 | 8.2655e-06
| 331.7326 | 0.00023058 | 222.451 | -0.00023616 | 331.7326 | 0.00116 | 222.451 | 0 | 332.2501 | 3.2289e-05 | 222.451 | 0 | 332.2501 | 7.7959e-06 | 216.65 | -0.00062396 | 331.7326 | 0.00198 | 216.65 | 0.00012645 | 216.65 | -0.00086692 | 332.2501 | 8.8651e-06 | 332.2501 | 6.7313e-06 | 331.7326 | 0.00089971 | 222.451 | 0 | 515.6557 | 0.00218 | 222.451 | 0 | 514.2936 | 1.0001e-05 | 515.6557 | 0.00407 | 332.2501 | 9.869e-06
| 331.8466 | 0 | 222.6545 | 0.0010699 | 331.8466 | 0 | 222.6545 | 0 | 332.3595 | 3.2289e-05 | 222.6545 | 0 | 332.3595 | 7.1127e-06 | 216.86 | 0.00035414 | 331.8466 | 0.00027444 | 216.86 | -0.0004547 | 216.86 | -0.0018096 | 332.3595 | 7.9633e-06 | 332.3595 | 4.0629e-06 | 331.8466 | 0.00223 | 222.6545 | 0 | 515.8102 | 0.00288 | 222.6545 | 0 | 514.4493 | 6.6672e-06 | 515.8102 | 0.00391 | 332.3595 | 8.6074e-06
| 331.9606 | 0.00019465 | 222.8581 | 0.00015191 | 331.9606 | 0 | 222.8581 | 0 | 332.4689 | 1.4682e-05 | 222.8581 | 0 | 332.4689 | 8.6248e-06 | 217.06 | 0.00075887 | 331.9606 | 0 | 217.06 | 0.001773 | 217.06 | -0.0018096 | 332.4689 | 9.0524e-06 | 332.4689 | 4.3814e-06 | 331.9606 | 0.0005998 | 222.8581 | 0 | 515.9647 | 0.00222 | 222.8581 | 0 | 514.605 | 3.0002e-05 | 515.9647 | 0.00417 | 332.4689 | 9.7629e-06
| 332.0745 | 0.00044991 | 223.0616 | 0.00023153 | 332.0745 | 0 | 223.0616 | 0 | 332.5783 | 1.4682e-05 | 223.0616 | 0 | 332.5783 | 8.5576e-06 | 217.27 | -0.0010287 | 332.0745 | 0.00169 | 217.27 | -0.001165 | 217.27 | -0.00021673 | 332.5783 | 8.9353e-06 | 332.5783 | 7.0607e-06 | 332.0745 | 0.00167 | 223.0616 | 0 | 516.1193 | 0.0028 | 223.0616 | 0 | 514.7608 | 0 | 516.1193 | 0.00394 | 332.5783 | 1.0105e-05
| 332.1885 | 0 | 223.2652 | -0.00067772 | 332.1885 | 5.2025e-05 | 223.2652 | 0 | 332.6877 | 0 | 223.2652 | 0 | 332.6877 | 9.2297e-06 | 217.47 | -0.0021416 | 332.1885 | 0.00153 | 217.47 | -0.0016493 | 217.47 | -0.0013546 | 332.6877 | 9.3569e-06 | 332.6877 | 6.4128e-06 | 332.1885 | 0.00095593 | 223.2652 | 0 | 516.2739 | 0.00183 | 223.2652 | 0 | 514.9165 | 3.0002e-05 | 516.2739 | 0.00422 | 332.6877 | 1.1708e-05
| 332.3024 | 0 | 223.4688 | 9.5547e-05 | 332.3024 | 0 | 223.4688 | 0 | 332.7971 | 3.2289e-05 | 223.4688 | 0 | 332.7971 | 8.2104e-06 | 217.67 | 0.00075887 | 332.3024 | 0.00061512 | 217.67 | 0.0013856 | 217.67 | 0.00043346 | 332.7971 | 8.4318e-06 | 332.7971 | 6.4128e-06 | 332.3024 | 0.00161 | 223.4688 | 0 | 516.4284 | 0.00281 | 223.4688 | 0 | 515.0723 | 0 | 516.4284 | 0.004 | 332.7971 | 8.3834e-06
| 332.4164 | 5.091e-05 | 223.6724 | 8.3851e-05 | 332.4164 | 0.00134 | 223.6724 | 0 | 332.9065 | 0 | 223.6724 | 0 | 332.9065 | 8.3224e-06 | 217.88 | -0.001602 | 332.4164 | 0.00079001 | 217.88 | -0.0025855 | 217.88 | -0.00037928 | 332.9065 | 1.0036e-05 | 332.9065 | 7.0607e-06 | 332.4164 | 0.00216 | 223.6724 | 0 | 516.583 | 0.00309 | 223.6724 | 0 | 515.2281 | 3.0002e-05 | 516.583 | 0.00435 | 332.9065 | 6.4261e-06
| 332.5303 | 0.00030594 | 223.876 | 0.00039864 | 332.5303 | 0 | 223.876 | 0 | 333.0159 | 1.4682e-05 | 223.876 | 0 | 333.0159 | 8.4456e-06 | 218.08 | 8.4319e-05 | 332.5303 | 0.00055835 | 218.08 | 0.0016761 | 218.08 | 0.00082357 | 333.0159 | 9.919e-06 | 333.0159 | 8.6639e-06 | 332.5303 | 0.00281 | 223.876 | 0 | 516.7376 | 0.00243 | 223.876 | 0 | 515.3839 | 0 | 516.7376 | 0.00407 | 333.0159 | 6.8859e-06
| 332.6442 | 0 | 224.0797 | -0.0014343 | 332.6442 | 0.0004335 | 224.0797 | 0 | 333.1253 | 3.2289e-05 | 224.0797 | 0 | 333.1253 | 8.468e-06 | 218.29 | -0.0014672 | 332.6442 | 0.00176 | 218.29 | -0.0011973 | 218.29 | -0.0012245 | 333.1253 | 1.1594e-05 | 333.1253 | 9.191e-06 | 332.6442 | 0.00238 | 224.0797 | 0 | 516.8922 | 0.00213 | 224.0797 | 0 | 515.5396 | 1.0001e-05 | 516.8922 | 0.00439 | 333.1253 | 8.1476e-06
| 332.7582 | 0.00026995 | 224.2834 | -8.2953e-05 | 332.7582 | 0.00031285 | 224.2834 | 0 | 333.2347 | 0 | 224.2834 | 0 | 333.2347 | 8.9944e-06 | 218.49 | -0.001366 | 332.7582 | 0 | 218.49 | 6.1882e-05 | 218.49 | -2.1673e-05 | 333.2347 | 1.0821e-05 | 333.2347 | 7.2693e-06 | 332.7582 | 0.00443 | 224.2834 | 0 | 517.0468 | 0.00213 | 224.2834 | 0 | 515.6954 | 0 | 517.0468 | 0.00403 | 333.2347 | 1.1826e-05
| 332.8721 | 0 | 224.487 | 0.00024924 | 332.8721 | 0 | 224.487 | 0 | 333.3441 | 0 | 224.487 | 0 | 333.3441 | 9.0505e-06 | 218.7 | 5.0592e-05 | 332.8721 | 0.0001088 | 218.7 | -0.002521 | 218.7 | 0.0017338 | 333.3441 | 1.0821e-05 | 333.3441 | 7.4889e-06 | 332.8721 | 0.00225 | 224.487 | 0 | 517.2014 | 0.00155 | 224.487 | 0 | 515.8512 | 3.0002e-05 | 517.2014 | 0.00429 | 333.3441 | 1.205e-05
| 332.9861 | 0.00044991 | 224.6907 | -0.00021632 | 332.9861 | 0 | 224.6907 | 0 | 333.4535 | 1.4682e-05 | 224.6907 | 0 | 333.4535 | 8.8936e-06 | 218.9 | 0.0023778 | 332.9861 | 0 | 218.9 | -0.00048698 | 218.9 | -0.00057433 | 333.4535 | 1.0223e-05 | 333.4535 | 6.4128e-06 | 332.9861 | 0.00319 | 224.6907 | 0 | 517.3561 | 0.00144 | 224.6907 | 0 | 516.007 | 0 | 517.3561 | 0.00403 | 333.4535 | 1.2404e-05
| 333.1 | 0 | 224.8945 | -0.0005789 | 333.1 | 0.00134 | 224.8945 | 0 | 333.563 | 0 | 224.8945 | 0 | 333.563 | 9.2633e-06 | 219.1 | -0.00059023 | 333.1 | 0.00053456 | 219.1 | -0.00087442 | 219.1 | 0.00079106 | 333.563 | 1.0341e-05 | 333.563 | 6.0944e-06 | 333.1 | 0.00321 | 224.8945 | 0 | 517.5107 | 0.00116 | 224.8945 | 0 | 516.1628 | 3.0002e-05 | 517.5107 | 0.00435 | 333.563 | 1.0105e-05
| 333.2139 | 0 | 225.0982 | 0.00065189 | 333.2139 | 0.00123 | 225.0982 | 0 | 333.6724 | 1.4682e-05 | 225.0982 | 0 | 333.6724 | 8.7592e-06 | 219.31 | -0.00082632 | 333.2139 | 0.00121 | 219.31 | -0.0017784 | 219.31 | -0.00080189 | 333.6724 | 1.0692e-05 | 333.6724 | 5.2379e-06 | 333.2139 | 0.00428 | 225.0982 | 0 | 517.6653 | 0.00155 | 225.0982 | 0 | 516.3187 | 0 | 517.6653 | 0.00417 | 333.6724 | 1.0105e-05
| 333.3278 | 3.2945e-05 | 225.302 | -0.0014111 | 333.3278 | 0.00090168 | 225.302 | 0 | 333.7819 | 1.4682e-05 | 225.302 | 0 | 333.7819 | 1.007e-05 | 219.51 | 5.0592e-05 | 333.3278 | 0 | 219.51 | 0.00038475 | 219.51 | -0.0022323 | 333.7819 | 1.0903e-05 | 333.7819 | 5.5563e-06 | 333.3278 | 0.00356 | 225.302 | 0 | 517.82 | 0.00253 | 225.302 | 0 | 516.4745 | 3.0002e-05 | 517.82 | 0.00433 | 333.7819 | 1.0683e-05
| 333.4418 | 0.00030594 | 225.5057 | 0.00012007 | 333.4418 | 0 | 225.5057 | 0 | 333.8913 | 0 | 225.5057 | 0 | 333.8913 | 9.3417e-06 | 219.72 | 0.00011805 | 333.4418 | 0.00061512 | 219.72 | 0.0007076 | 219.72 | -0.00034676 | 333.8913 | 9.919e-06 | 333.8913 | 5.7759e-06 | 333.4418 | 0.00399 | 225.5057 | 0 | 517.9746 | 0.001 | 225.5057 | 0 | 516.6303 | 0 | 517.9746 | 0.00408 | 333.8913 | 1.0105e-05
| 333.5557 | 0 | 225.7095 | -0.00049758 | 333.5557 | 0.00045084 | 225.7095 | 0 | 334.0008 | 1.4682e-05 | 225.7095 | 0 | 334.0008 | 9.2297e-06 | 219.92 | -0.0016695 | 333.5557 | 0.00207 | 219.92 | -0.0011327 | 219.92 | -0.001127 | 334.0008 | 8.7479e-06 | 334.0008 | 5.4575e-06 | 333.5557 | 0.00212 | 225.7095 | 0 | 518.1293 | 0.00183 | 225.7095 | 0 | 516.7862 | 1.0001e-05 | 518.1293 | 0.00423 | 334.0008 | 9.5271e-06
| 333.6696 | 0.00034194 | 225.9133 | 0.00062446 | 333.6696 | 0.00048665 | 225.9133 | 0 | 334.1103 | 0 | 225.9133 | 0 | 334.1103 | 7.8743e-06 | 220.13 | 0.0019057 | 333.6696 | 7.5708e-05 | 220.13 | 0.0009659 | 220.13 | 0.0019289 | 334.1103 | 8.584e-06 | 334.1103 | 3.6347e-06 | 333.6696 | 0.00339 | 225.9133 | 0 | 518.284 | 0.00207 | 225.9133 | 0 | 516.942 | 6.6672e-06 | 518.284 | 0.00395 | 334.1103 | 6.4261e-06
| 333.7835 | 0 | 226.1172 | -0.0007963 | 333.7835 | 0.00086701 | 226.1172 | 0 | 334.2197 | 1.4682e-05 | 226.1172 | 0 | 334.2197 | 8.2104e-06 | 220.33 | 0.00038786 | 333.7835 | 0.00127 | 220.33 | -0.0023596 | 220.33 | -0.0013546 | 334.2197 | 9.7902e-06 | 334.2197 | 4.601e-06 | 333.7835 | 0.00405 | 226.1172 | 0 | 518.4387 | 0.00128 | 226.1172 | 0 | 517.0979 | 1.0001e-05 | 518.4387 | 0.00414 | 334.2197 | 9.5271e-06
| 333.8974 | 0.00037793 | 226.321 | 0.00078414 | 333.8974 | 0 | 226.321 | 0 | 334.3292 | 0 | 226.321 | 0 | 334.3292 | 7.9864e-06 | 220.53 | -0.0011973 | 333.8974 | 0.00061512 | 220.53 | -0.0010358 | 220.53 | -0.00037928 | 334.3292 | 1.0657e-05 | 334.3292 | 4.3814e-06 | 333.8974 | 0.00285 | 226.321 | 0 | 518.5934 | 0.0022 | 226.321 | 0 | 517.2537 | 0 | 518.5934 | 0.00392 | 334.3292 | 9.0673e-06
| 334.0113 | 0.00089539 | 226.5249 | -0.00016348 | 334.0113 | 0.00060691 | 226.5249 | 0 | 334.4387 | 1.4682e-05 | 226.5249 | 0 | 334.4387 | 7.6727e-06 | 220.74 | -0.0012648 | 334.0113 | 0.0017 | 220.74 | -0.00039012 | 220.74 | -0.0010945 | 334.4387 | 1.1453e-05 | 334.4387 | 5.1281e-06 | 334.0113 | 0.00244 | 226.5249 | 0 | 518.7481 | 0.00068578 | 226.5249 | 0 | 517.4096 | 0 | 518.7481 | 0.0042 | 334.4387 | 9.869e-06
| 334.1252 | 0 | 226.7288 | 0.0010572 | 334.1252 | 0 | 226.7288 | 0 | 334.5482 | 0 | 226.7288 | 0 | 334.5482 | 7.2695e-06 | 220.94 | -0.00082632 | 334.1252 | 0.00184 | 220.94 | -3.4977e-05 | 220.94 | -0.001062 | 334.5482 | 9.9542e-06 | 334.5482 | 6.8411e-06 | 334.1252 | 0.00362 | 226.7288 | 0 | 518.9028 | 0.00114 | 226.7288 | 0 | 517.5655 | 0 | 518.9028 | 0.00403 | 334.5482 | 5.8601e-06
| 334.2391 | 0 | 226.9327 | -0.0005763 | 334.2391 | 0.00010404 | 226.9327 | 0 | 334.6577 | 0 | 226.9327 | 0 | 334.6577 | 7.8295e-06 | 221.15 | -0.0022766 | 334.2391 | 0 | 221.15 | -0.0026501 | 221.15 | -0.0016472 | 334.6577 | 9.8371e-06 | 334.6577 | 7.5878e-06 | 334.2391 | 0.00276 | 226.9327 | 0 | 519.0575 | 0.00239 | 226.9327 | 0 | 517.7214 | 0 | 519.0575 | 0.00424 | 334.6577 | 7.0038e-06
| 334.353 | 0.00052189 | 227.1366 | -3.2123e-05 | 334.353 | 0 | 227.1366 | 0 | 334.7672 | 4.9907e-05 | 227.1366 | 0 | 334.7672 | 8.3224e-06 | 221.35 | 0.00025296 | 334.353 | 0.00064351 | 221.35 | 2.9596e-05 | 221.35 | 0.00010836 | 334.7672 | 8.1273e-06 | 334.7672 | 8.2356e-06 | 334.353 | 0.00399 | 227.1366 | 0 | 519.2123 | 0.00316 | 227.1366 | 0 | 517.8773 | 6.6672e-06 | 519.2123 | 0.00401 | 334.7672 | 7.8056e-06
| 334.4669 | 0.00028449 | 227.3405 | -0.00032868 | 334.4669 | 0.00079764 | 227.3405 | 0 | 334.8767 | 1.4682e-05 | 227.3405 | 0 | 334.8767 | 8.0536e-06 | 221.56 | -0.0019393 | 334.4669 | 0.00113 | 221.56 | -0.0037801 | 221.56 | -0.00060684 | 334.8767 | 1.0141e-05 | 334.8767 | 8.8725e-06 | 334.4669 | 0.00249 | 227.3405 | 0 | 519.367 | 0.00084403 | 227.3405 | 0 | 518.0332 | 0 | 519.367 | 0.00413 | 334.8767 | 9.3031e-06
| 334.5808 | 0 | 227.5445 | 0.00063389 | 334.5808 | 0 | 227.5445 | 0 | 334.9862 | 1.4682e-05 | 227.5445 | 0 | 334.9862 | 7.0455e-06 | 221.76 | 5.0592e-05 | 334.5808 | 0.0013 | 221.76 | 0.00035245 | 221.76 | -0.00067186 | 334.9862 | 9.0993e-06 | 334.9862 | 8.9823e-06 | 334.5808 | 0.00336 | 227.5445 | 0 | 519.5217 | 0.00329 | 227.5445 | 0 | 518.1891 | 6.6672e-06 | 519.5217 | 0.00389 | 334.9862 | 8.7253e-06
| 334.6947 | 0.00039229 | 227.7485 | -0.00033513 | 334.6947 | 0.00046818 | 227.7485 | 0 | 335.0957 | 0 | 227.7485 | 0 | 335.0957 | 6.8326e-06 | 221.97 | -0.0022766 | 334.6947 | 0 | 221.97 | -0.00061613 | 221.97 | -0.0027199 | 335.0957 | 1.0223e-05 | 335.0957 | 9.6192e-06 | 334.6947 | 0.00345 | 227.7485 | 0 | 519.6765 | 0.00193 | 227.7485 | 0 | 518.345 | 0 | 519.6765 | 0.00419 | 335.0957 | 9.645e-06
| 334.8086 | 0 | 227.9525 | 0.0012457 | 334.8086 | 0.00033023 | 227.9525 | 0 | 335.2052 | 3.2289e-05 | 227.9525 | 0 | 335.2052 | 7.6615e-06 | 222.17 | 0.0011973 | 334.8086 | 0.00033123 | 222.17 | -0.00061613 | 222.17 | -0.00024923 | 335.2052 | 8.7011e-06 | 335.2052 | 6.7313e-06 | 334.8086 | 0.00336 | 227.9525 | 0 | 519.8313 | 0.00427 | 227.9525 | 0 | 518.5009 | 6.6672e-06 | 519.8313 | 0.00405 | 335.2052 | 1.1143e-05
| 334.9224 | 0 | 228.1565 | -0.00020759 | 334.9224 | 0 | 228.1565 | 0 | 335.3148 | 1.4682e-05 | 228.1565 | 0 | 335.3148 | 8.636e-06 | 222.38 | -0.0010624 | 334.9224 | 0.00081839 | 222.38 | -0.0015202 | 222.38 | -0.00067186 | 335.3148 | 1.0247e-05 | 335.3148 | 9.0921e-06 | 334.9224 | 0.00259 | 228.1565 | 0 | 519.986 | 0.00295 | 228.1565 | 0 | 518.6569 | 1.0001e-05 | 519.986 | 0.00432 | 335.3148 | 1.0683e-05
| 335.0363 | 0.00023396 | 228.3605 | 2.8584e-06 | 335.0363 | 0.00055617 | 228.3605 | 0 | 335.4243 | 0 | 228.3605 | 0 | 335.4243 | 8.0648e-06 | 222.58 | 0.00032042 | 335.0363 | 0.0006719 | 222.58 | -0.0012619 | 222.58 | -0.0021023 | 335.4243 | 9.6263e-06 | 335.4243 | 7.3791e-06 | 335.0363 | 0.00298 | 228.3605 | 0 | 520.1408 | 0.00065043 | 228.3605 | 0 | 518.8128 | 6.6672e-06 | 520.1408 | 0.00399 | 335.4243 | 9.7629e-06
| 335.1502 | 0 | 228.5646 | -0.00026399 | 335.1502 | 0.00175 | 228.5646 | 0 | 335.5339 | 0 | 228.5646 | 0 | 335.5339 | 8.2104e-06 | 222.78 | 0.00082632 | 335.1502 | 0.00252 | 222.78 | -0.00077756 | 222.78 | -0.00099695 | 335.5339 | 1.0083e-05 | 335.5339 | 8.8725e-06 | 335.1502 | 0.00201 | 228.5646 | 0 | 520.2956 | 0.00091437 | 228.5646 | 0 | 518.9688 | 0 | 520.2956 | 0.00427 | 335.5339 | 8.0414e-06
| 335.264 | 0 | 228.7686 | 0.00054332 | 335.264 | 0.00055617 | 228.7686 | 0 | 335.6434 | 1.4682e-05 | 228.7686 | 0 | 335.6434 | 8.188e-06 | 222.99 | 0.00069142 | 335.264 | 0.00266 | 222.99 | -0.0018752 | 222.99 | 0.00014088 | 335.6434 | 9.6028e-06 | 335.6434 | 5.5563e-06 | 335.264 | 0.00302 | 228.7686 | 0 | 520.4504 | 0.00214 | 228.7686 | 0 | 519.1247 | 6.6672e-06 | 520.4504 | 0.00409 | 335.6434 | 8.2655e-06
| 335.3779 | 0.00012278 | 228.9727 | 0.00024655 | 335.3779 | 0.00041617 | 228.9727 | 0 | 335.753 | 0 | 228.9727 | 0 | 335.753 | 8.7144e-06 | 223.19 | -0.00052277 | 335.3779 | 0.00139 | 223.19 | -0.0011004 | 223.19 | -0.0017771 | 335.753 | 1.0423e-05 | 335.753 | 6.4128e-06 | 335.3779 | 0.00287 | 228.9727 | 0 | 520.6052 | 0.00375 | 228.9727 | 0 | 519.2807 | 3.0002e-05 | 520.6052 | 0.00433 | 335.753 | 7.9235e-06
| 335.4918 | 0.00016197 | 229.1768 | 0.00065511 | 335.4918 | 0 | 229.1768 | 0 | 335.8625 | 0 | 229.1768 | 0 | 335.8625 | 7.2023e-06 | 223.4 | -0.0024453 | 335.4918 | 0.00107 | 223.4 | -2.6905e-06 | 223.4 | 0.00066102 | 335.8625 | 9.6848e-06 | 335.8625 | 7.3791e-06 | 335.4918 | 0.00259 | 229.1768 | 0 | 520.7601 | 0.00341 | 229.1768 | 0 | 519.4366 | 0 | 520.7601 | 0.00403 | 335.8625 | 9.1852e-06
| 335.6056 | 0 | 229.3809 | -0.00074067 | 335.6056 | 0 | 229.3809 | 0 | 335.9721 | 1.4682e-05 | 229.3809 | 0 | 335.9721 | 7.9079e-06 | 223.6 | -0.0029174 | 335.6056 | 0.00167 | 223.6 | -0.0035865 | 223.6 | -0.00037928 | 335.9721 | 1.0305e-05 | 335.9721 | 1.1442e-05 | 335.6056 | 0.00291 | 229.3809 | 0 | 520.9149 | 0.00148 | 229.3809 | 0 | 519.5926 | 3.0002e-05 | 520.9149 | 0.00418 | 335.9721 | 1.0447e-05
| 335.7195 | 0.0004859 | 229.5851 | 0.00016345 | 335.7195 | 0.00024332 | 229.5851 | 0 | 336.0817 | 1.4682e-05 | 229.5851 | 0 | 336.0817 | 7.6951e-06 | 223.81 | 0.0014672 | 335.7195 | 0 | 223.81 | 0.0019667 | 223.81 | 0.0012462 | 336.0817 | 9.0524e-06 | 336.0817 | 1.1552e-05 | 335.7195 | 0.00279 | 229.5851 | 0 | 521.0697 | 0.00271 | 229.5851 | 0 | 519.7486 | 0 | 521.0697 | 0.00395 | 336.0817 | 1.251e-05
| 335.8333 | 0.00030245 | 229.7892 | -0.00088392 | 335.8333 | 0.00062425 | 229.7892 | 0 | 336.1913 | 0 | 229.7892 | 0 | 336.1913 | 7.8743e-06 | 224.01 | -0.00065769 | 335.8333 | 0.00036425 | 224.01 | -0.002069 | 224.01 | -0.00044429 | 336.1913 | 1.061e-05 | 336.1913 | 1.0047e-05 | 335.8333 | 0.00371 | 229.7892 | 0 | 521.2246 | 0.00211 | 229.7892 | 0 | 519.9046 | 0 | 521.2246 | 0.00421 | 336.1913 | 1.0907e-05
| 335.9472 | 0.00052189 | 229.9934 | 0.00014748 | 335.9472 | 0 | 229.9934 | 0 | 336.3009 | 1.4682e-05 | 229.9934 | 0 | 336.3009 | 7.1239e-06 | 224.22 | -0.00011805 | 335.9472 | 0.0007003 | 224.22 | -0.00048698 | 224.22 | -0.0024274 | 336.3009 | 8.7479e-06 | 336.3009 | 5.5563e-06 | 335.9472 | 0.00292 | 229.9934 | 0 | 521.3794 | 0.00285 | 229.9934 | 0 | 520.0606 | 0 | 521.3794 | 0.00403 | 336.3009 | 8.8432e-06
| 336.0611 | 0 | 230.1976 | -0.0016445 | 336.0611 | 0.00154 | 230.1976 | 0 | 336.4104 | 3.2289e-05 | 230.1976 | 0 | 336.4104 | 8.0312e-06 | 224.42 | 0.0005565 | 336.0611 | 0.00224 | 224.42 | -0.001165 | 224.42 | -0.00054182 | 336.4104 | 8.7245e-06 | 336.4104 | 3.6347e-06 | 336.0611 | 0.00221 | 230.1976 | 0 | 521.5343 | 0.00186 | 230.1976 | 0 | 520.2166 | 1.0001e-05 | 521.5343 | 0.00428 | 336.4104 | 7.2279e-06
| 336.1749 | 0.00079184 | 230.4018 | 0.00037261 | 336.1749 | 0.00060832 | 230.4018 | 0 | 336.52 | 1.4682e-05 | 230.4018 | 0 | 336.52 | 8.3784e-06 | 224.63 | -0.0016358 | 336.1749 | 0.00124 | 224.63 | -0.00080984 | 224.63 | -0.0024923 | 336.52 | 8.0687e-06 | 336.52 | 1.175e-06 | 336.1749 | 0.00309 | 230.4018 | 0 | 521.6892 | 0.00202 | 230.4018 | 0 | 520.3726 | 0 | 521.6892 | 0.00404 | 336.52 | 7.9235e-06
| 336.2887 | 0.00012278 | 230.6061 | 5.573e-06 | 336.2887 | 0.0012 | 230.6061 | 0 | 336.6297 | 1.4682e-05 | 230.6061 | 0 | 336.6297 | 9.0505e-06 | 224.83 | -0.0022766 | 336.2887 | 0 | 224.83 | -0.0030376 | 224.83 | -0.0015822 | 336.6297 | 9.3218e-06 | 336.6297 | 3.426e-06 | 336.2887 | 0.003 | 230.6061 | 0 | 521.8441 | 0.002 | 230.6061 | 0 | 520.5286 | 1.0001e-05 | 521.8441 | 0.0042 | 336.6297 | 9.4092e-06
| 336.4026 | 0.00016197 | 230.8103 | 0.00060449 | 336.4026 | 0 | 230.8103 | 0 | 336.7393 | 1.4682e-05 | 230.8103 | 0 | 336.7393 | 7.9303e-06 | 225.04 | 8.4319e-05 | 336.4026 | 0 | 225.04 | 0.00028789 | 225.04 | -0.00044429 | 336.7393 | 9.1578e-06 | 336.7393 | 8.2356e-06 | 336.4026 | 0.00433 | 230.8103 | 0 | 521.9989 | 0.00229 | 230.8103 | 0 | 520.6847 | 6.6672e-06 | 521.9989 | 0.004 | 336.7393 | 8.2655e-06
| 336.5164 | 0 | 231.0146 | -0.00058418 | 336.5164 | 0.00036414 | 231.0146 | 0 | 336.8489 | 0 | 231.0146 | 0 | 336.8489 | 7.1911e-06 | 225.24 | -0.0019731 | 336.5164 | 0.00167 | 225.24 | -0.0023273 | 225.24 | -0.0010295 | 336.8489 | 9.6731e-06 | 336.8489 | 9.0921e-06 | 336.5164 | 0.00283 | 231.0146 | 0 | 522.1538 | 0.00132 | 231.0146 | 0 | 520.8407 | 1.0001e-05 | 522.1538 | 0.00415 | 336.8489 | 1.1826e-05
| 336.6302 | 0 | 231.2189 | -0.00059235 | 336.6302 | 0.00067784 | 231.2189 | 0 | 336.9585 | 0 | 231.2189 | 0 | 336.9585 | 7.0343e-06 | 225.45 | 0.00021923 | 336.6302 | 0.00041639 | 225.45 | 0.001095 | 225.45 | 0.0011162 | 336.9585 | 9.8956e-06 | 336.9585 | 8.9823e-06 | 336.6302 | 0.00362 | 231.2189 | 0 | 522.3088 | 0.00139 | 231.2189 | 0 | 520.9967 | 0 | 522.3088 | 0.00397 | 336.9585 | 1.3666e-05
| 336.7441 | 0 | 231.4232 | 3.669e-05 | 336.7441 | 0.00128 | 231.4232 | 0 | 337.0681 | 0 | 231.4232 | 0 | 337.0681 | 7.8183e-06 | 225.65 | -0.00089378 | 336.7441 | 0.00181 | 225.65 | -0.0022305 | 225.65 | -0.0010295 | 337.0681 | 1.1125e-05 | 337.0681 | 6.5226e-06 | 336.7441 | 0.0027 | 231.4232 | 0 | 522.4637 | 0.00332 | 231.4232 | 0 | 521.1528 | 3.0002e-05 | 522.4637 | 0.00416 | 337.0681 | 1.8606e-05
| 336.8579 | 0 | 231.6275 | -0.0003548 | 336.8579 | 0.00010428 | 231.6275 | 0 | 337.1778 | 0 | 231.6275 | 0 | 337.1778 | 8.1432e-06 | 225.86 | -0.00025296 | 336.8579 | 0.00209 | 225.86 | -0.00013183 | 225.86 | 1.0836e-05 | 337.1778 | 1.1617e-05 | 337.1778 | 7.9172e-06 | 336.8579 | 0.00377 | 231.6275 | 0 | 522.6186 | 0.00185 | 231.6275 | 0 | 521.3089 | 0 | 522.6186 | 0.004 | 337.1778 | 1.6531e-05
| 336.9717 | 0 | 231.8318 | -0.00052575 | 336.9717 | 0.0007803 | 231.8318 | 0 | 337.2874 | 1.4682e-05 | 231.8318 | 0 | 337.2874 | 8.5576e-06 | 226.06 | -0.0018719 | 336.9717 | 0.00156 | 226.06 | 0.00038475 | 226.06 | -0.00067186 | 337.2874 | 1.1043e-05 | 337.2874 | 8.7737e-06 | 336.9717 | 0.00137 | 231.8318 | 0 | 522.7735 | 0.00243 | 231.8318 | 0 | 521.4649 | 3.0002e-05 | 522.7735 | 0.00419 | 337.2874 | 1.4008e-05
| 337.0855 | 0 | 232.0362 | 0.00055613 | 337.0855 | 0 | 232.0362 | 0 | 337.397 | 0 | 232.0362 | 0 | 337.397 | 8.3448e-06 | 226.27 | 0.0017032 | 337.0855 | 7.5708e-05 | 226.27 | 0.0016439 | 226.27 | -0.00024923 | 337.397 | 1.0762e-05 | 337.397 | 6.6324e-06 | 337.0855 | 0.00253 | 232.0362 | 0 | 522.9285 | 0.00251 | 232.0362 | 0 | 521.621 | 0 | 522.9285 | 0.00396 | 337.397 | 1.1944e-05
| 337.1994 | 0.00098522 | 232.2406 | -0.00080968 | 337.1994 | 0.00039883 | 232.2406 | 0 | 337.5067 | 0 | 232.2406 | 0 | 337.5067 | 9.0953e-06 | 226.47 | -0.0016695 | 337.1994 | 0.00153 | 226.47 | -0.0018108 | 226.47 | 0.0010511 | 337.5067 | 1.0118e-05 | 337.5067 | 6.7313e-06 | 337.1994 | 0.00418 | 232.2406 | 0 | 523.0834 | 0.00229 | 232.2406 | 0 | 521.7771 | 3.0002e-05 | 523.0834 | 0.00418 | 337.5067 | 1.0329e-05
| 337.3132 | 0.00055789 | 232.445 | -0.00030708 | 337.3132 | 0.00031285 | 232.445 | 0 | 337.6164 | 0 | 232.445 | 0 | 337.6164 | 8.7032e-06 | 226.68 | 0.0018719 | 337.3132 | 0.00027444 | 226.68 | -0.00042241 | 226.68 | -0.0021998 | 337.6164 | 1.0797e-05 | 337.6164 | 6.9509e-06 | 337.3132 | 0.00306 | 232.445 | 0 | 523.2384 | 0.00339 | 232.445 | 0 | 521.9331 | 0 | 523.2384 | 0.00395 | 337.6164 | 9.7629e-06
| 337.427 | 0 | 232.6494 | -0.00044525 | 337.427 | 0.00055488 | 232.6494 | 0 | 337.726 | 3.2289e-05 | 232.6494 | 0 | 337.726 | 8.3896e-06 | 226.88 | -0.00042159 | 337.427 | 0.00087516 | 226.88 | -0.0017461 | 226.88 | -0.00099695 | 337.726 | 1.0633e-05 | 337.726 | 1.1222e-05 | 337.427 | 0.00103 | 232.6494 | 0 | 523.3934 | 0.00213 | 232.6494 | 0 | 522.0892 | 3.0002e-05 | 523.3934 | 0.0042 | 337.726 | 9.869e-06
| 337.5408 | 0.00028795 | 232.8538 | 0.0007078 | 337.5408 | 0 | 232.8538 | 0 | 337.8357 | 1.4682e-05 | 232.8538 | 0 | 337.8357 | 8.8376e-06 | 227.09 | -0.00075887 | 337.5408 | 0.00072869 | 227.09 | 0.00093361 | 227.09 | -0.0016472 | 337.8357 | 1.102e-05 | 337.8357 | 1.0267e-05 | 337.5408 | 0.00182 | 232.8538 | 0 | 523.5483 | 0.00211 | 232.8538 | 0 | 522.2453 | 0 | 523.5483 | 0.004 | 337.8357 | 1.1826e-05
| 337.6546 | 0 | 233.0583 | -0.0006666 | 337.6546 | 0 | 233.0583 | 0 | 337.9454 | 1.4682e-05 | 233.0583 | 0 | 337.9454 | 9.8569e-06 | 227.29 | -0.0023104 | 337.6546 | 0.00073324 | 227.29 | -0.001165 | 227.29 | -0.00063934 | 337.9454 | 1.0095e-05 | 337.9454 | 9.9487e-06 | 337.6546 | 0.00204 | 233.0583 | 0 | 523.7033 | 0.00311 | 233.0583 | 0 | 522.4014 | 1.0001e-05 | 523.7033 | 0.00423 | 337.9454 | 1.1484e-05
| 337.7684 | 0 | 233.2627 | 4.13e-05 | 337.7684 | 0.00066046 | 233.2627 | 0 | 338.0551 | 1.4682e-05 | 233.2627 | 0 | 338.0551 | 1.0999e-05 | 227.5 | -0.0019393 | 337.7684 | 0.00064351 | 227.5 | 0.0010628 | 227.5 | -0.0016472 | 338.0551 | 9.8136e-06 | 338.0551 | 7.3791e-06 | 337.7684 | 0.00323 | 233.2627 | 0 | 523.8583 | 0.0033 | 233.2627 | 0 | 522.5576 | 0 | 523.8583 | 0.00391 | 338.0551 | 9.7629e-06
| 337.8822 | 0 | 233.4672 | -0.00033734 | 337.8822 | 3.4683e-05 | 233.4672 | 0 | 338.1648 | 0 | 233.4672 | 0 | 338.1648 | 9.7785e-06 | 227.7 | 8.4319e-05 | 337.8822 | 0.00056294 | 227.7 | 0.00090132 | 227.7 | -0.00067186 | 338.1648 | 9.029e-06 | 338.1648 | 7.0607e-06 | 337.8822 | 0.00142 | 233.4672 | 0 | 524.0133 | 0.00215 | 233.4672 | 0 | 522.7137 | 0 | 524.0133 | 0.00418 | 338.1648 | 8.3834e-06
| 337.996 | 0.00019796 | 233.6717 | 0.00037786 | 337.996 | 0 | 233.6717 | 0 | 338.2745 | 1.4682e-05 | 233.6717 | 0 | 338.2745 | 7.9527e-06 | 227.91 | 0.0020742 | 337.996 | 0.00306 | 227.91 | 0.00028789 | 227.91 | 0.00033593 | 338.2745 | 9.7317e-06 | 338.2745 | 6.2042e-06 | 337.996 | 0.00154 | 233.6717 | 0 | 524.1684 | 0.00243 | 233.6717 | 0 | 522.8698 | 6.6672e-06 | 524.1684 | 0.00392 | 338.2745 | 8.7253e-06
| 338.1098 | 0 | 233.8763 | -0.00044634 | 338.1098 | 0.00067626 | 233.8763 | 0 | 338.3841 | 1.4682e-05 | 233.8763 | 0 | 338.3841 | 8.86e-06 | 228.11 | -0.0015346 | 338.1098 | 0.00133 | 228.11 | -0.0009067 | 228.11 | -0.00021673 | 338.3841 | 9.6848e-06 | 338.3841 | 6.6324e-06 | 338.1098 | 0.00161 | 233.8763 | 0 | 524.3234 | 0.00167 | 233.8763 | 0 | 523.026 | 1.0001e-05 | 524.3234 | 0.00422 | 338.3841 | 9.7629e-06
| 338.2236 | 0 | 234.0808 | 8.8593e-05 | 338.2236 | 0.00081688 | 234.0808 | 0 | 338.4939 | 3.2289e-05 | 234.0808 | 0 | 338.4939 | 9.0953e-06 | 228.32 | -0.0025127 | 338.2236 | 0.00024605 | 228.32 | 0.0002556 | 228.32 | -0.00073687 | 338.4939 | 8.9705e-06 | 338.4939 | 6.0944e-06 | 338.2236 | 0.00167 | 234.0808 | 0 | 524.4784 | 0.00315 | 234.0808 | 0 | 523.1821 | 6.6672e-06 | 524.4784 | 0.00388 | 338.4939 | 9.0673e-06
| 338.3374 | 0 | 234.2854 | -0.00034532 | 338.3374 | 0.00029479 | 234.2854 | 0 | 338.6036 | 0 | 234.2854 | 0 | 338.6036 | 9.5209e-06 | 228.52 | -0.0025801 | 338.3374 | 0.00098869 | 228.52 | -0.00061613 | 228.52 | -0.00034676 | 338.6036 | 9.1812e-06 | 338.6036 | 6.4128e-06 | 338.3374 | 0.00107 | 234.2854 | 0 | 524.6335 | 0.00164 | 234.2854 | 0 | 523.3383 | 3.0002e-05 | 524.6335 | 0.00414 | 338.6036 | 8.7253e-06
| 338.4511 | 0.00010798 | 234.4899 | 1.5253e-05 | 338.4511 | 0 | 234.4899 | 0 | 338.7133 | 0 | 234.4899 | 0 | 338.7133 | 7.2807e-06 | 228.73 | 0.00045532 | 338.4511 | 0.00351 | 228.73 | -0.0014878 | 228.73 | 0.00075855 | 338.7133 | 9.2398e-06 | 338.7133 | 7.6976e-06 | 338.4511 | 0.00172 | 234.4899 | 0 | 524.7885 | 0.0032 | 234.4899 | 0 | 523.4944 | 6.6672e-06 | 524.7885 | 0.00391 | 338.7133 | 8.6074e-06
| 338.5649 | 0.00076961 | 234.6945 | -0.0005629 | 338.5649 | 0.00097105 | 234.6945 | 0 | 338.823 | 0 | 234.6945 | 0 | 338.823 | 8.5464e-06 | 228.93 | -0.0025801 | 338.5649 | 0.00113 | 228.93 | -0.0023273 | 228.93 | -0.0030451 | 338.823 | 9.919e-06 | 338.823 | 7.0607e-06 | 338.5649 | 0.00135 | 234.6945 | 0 | 524.9436 | 0.00156 | 234.6945 | 0 | 523.6506 | 3.0002e-05 | 524.9436 | 0.00414 | 338.823 | 8.6074e-06
| 338.6787 | 0.00019796 | 234.8991 | -0.00078689 | 338.6787 | 0 | 234.8991 | 0 | 338.9327 | 3.2289e-05 | 234.8991 | 0 | 338.9327 | 8.6248e-06 | 229.14 | 0.001737 | 338.6787 | 0.00078546 | 229.14 | -0.0034573 | 229.14 | -0.00060684 | 338.9327 | 9.8136e-06 | 338.9327 | 8.5541e-06 | 338.6787 | 0.00306 | 234.8991 | 0 | 525.0986 | 0.00278 | 234.8991 | 0 | 523.8068 | 6.6672e-06 | 525.0986 | 0.00386 | 338.9327 | 9.5271e-06
| 338.7925 | 0 | 235.1038 | -0.00063074 | 338.7925 | 0.00041617 | 235.1038 | 0 | 339.0425 | 0 | 235.1038 | 0 | 339.0425 | 9.9129e-06 | 229.34 | -0.00025296 | 338.7925 | 0.00022234 | 229.34 | -0.0011004 | 229.34 | 0.0012462 | 339.0425 | 9.8956e-06 | 339.0425 | 6.2042e-06 | 338.7925 | 0.00146 | 235.1038 | 0 | 525.2537 | 0.0003341 | 235.1038 | 0 | 523.9629 | 1.0001e-05 | 525.2537 | 0.00405 | 339.0425 | 8.3834e-06
| 338.9062 | 0 | 235.3084 | 0.0016362 | 338.9062 | 0 | 235.3084 | 0 | 339.1522 | 1.4682e-05 | 235.3084 | 0 | 339.1522 | 8.6584e-06 | 229.55 | 0.00082632 | 338.9062 | 0.00033123 | 229.55 | -0.00055155 | 229.55 | 0.00066102 | 339.1522 | 9.3569e-06 | 339.1522 | 6.8411e-06 | 338.9062 | 0.0015 | 235.3084 | 0 | 525.4088 | 0.00322 | 235.3084 | 0 | 524.1191 | 0 | 525.4088 | 0.00384 | 339.1522 | 8.8432e-06
| 339.02 | 0 | 235.5131 | -1.5416e-05 | 339.02 | 0.00012138 | 235.5131 | 0 | 339.262 | 1.4682e-05 | 235.5131 | 0 | 339.262 | 8.86e-06 | 229.75 | -0.0023104 | 339.02 | 0.00030748 | 229.75 | -0.00084214 | 229.75 | -5.4182e-05 | 339.262 | 1.0165e-05 | 339.262 | 4.8096e-06 | 339.02 | 0.00176 | 235.5131 | 0 | 525.5639 | 0.00278 | 235.5131 | 0 | 524.2753 | 1.0001e-05 | 525.5639 | 0.00403 | 339.262 | 1.0223e-05
| 339.1338 | 0.00041391 | 235.7178 | 0.00025816 | 339.1338 | 0 | 235.7178 | 0 | 339.3717 | 0 | 235.7178 | 0 | 339.3717 | 8.9384e-06 | 229.96 | -8.4319e-05 | 339.1338 | 0.00016089 | 229.96 | -0.002069 | 229.96 | 0.00010836 | 339.3717 | 9.0173e-06 | 339.3717 | 8.016e-06 | 339.1338 | 0.00131 | 235.7178 | 0 | 525.719 | 0.00262 | 235.7178 | 0 | 524.4315 | 2.6669e-05 | 525.719 | 0.00381 | 339.3717 | 8.9611e-06
| 339.2475 | 0.00042823 | 235.9225 | 0.00045559 | 339.2475 | 0.00055488 | 235.9225 | 0 | 339.4815 | 3.2289e-05 | 235.9225 | 0 | 339.4815 | 9.5433e-06 | 230.16 | -0.0022766 | 339.2475 | 0.00227 | 230.16 | 0.0019022 | 230.16 | -0.001322 | 339.4815 | 9.4623e-06 | 339.4815 | 8.8725e-06 | 339.2475 | 0.00133 | 235.9225 | 0 | 525.8741 | 0.0026 | 235.9225 | 0 | 524.5877 | 1.0001e-05 | 525.8741 | 0.00406 | 339.4815 | 9.5271e-06
| 339.3613 | 0.00084583 | 236.1272 | -0.00013091 | 339.3613 | 0 | 236.1272 | 0 | 339.5913 | 1.4682e-05 | 236.1272 | 0 | 339.5913 | 8.4232e-06 | 230.37 | -0.00021923 | 339.3613 | 0.00192 | 230.37 | -0.00071299 | 230.37 | -0.00037928 | 339.5913 | 9.0173e-06 | 339.5913 | 8.7627e-06 | 339.3613 | 0.00178 | 236.1272 | 0 | 526.0292 | 0.00292 | 236.1272 | 0 | 524.744 | 6.6672e-06 | 526.0292 | 0.00394 | 339.5913 | 8.5013e-06
| 339.4751 | 0 | 236.3319 | 7.0042e-05 | 339.4751 | 0.00128 | 236.3319 | 0 | 339.701 | 4.9907e-05 | 236.3319 | 0 | 339.701 | 8.6808e-06 | 230.57 | -0.0010624 | 339.4751 | 0.00113 | 230.57 | -0.0026179 | 230.57 | -0.00021673 | 339.701 | 1.0657e-05 | 339.701 | 7.2693e-06 | 339.4751 | 0.00065603 | 236.3319 | 0 | 526.1843 | 0.00334 | 236.3319 | 0 | 524.9002 | 3.0002e-05 | 526.1843 | 0.00422 | 339.701 | 8.7253e-06
| 339.5888 | 0.00025195 | 236.5367 | 0.00035628 | 339.5888 | 0 | 236.5367 | 0 | 339.8108 | 0 | 236.5367 | 0 | 339.8108 | 8.7928e-06 | 230.78 | 0.0011299 | 339.5888 | 0.00061512 | 230.78 | 0.0011596 | 230.78 | 0.0011162 | 339.8108 | 1.0657e-05 | 339.8108 | 8.4443e-06 | 339.5888 | 0.00155 | 236.5367 | 0 | 526.3395 | 0.00202 | 236.5367 | 0 | 525.0564 | 0 | 526.3395 | 0.00399 | 339.8108 | 7.4637e-06
| 339.7026 | 0 | 236.7415 | -0.00093836 | 339.7026 | 0 | 236.7415 | 0 | 339.9206 | 3.2289e-05 | 236.7415 | 0 | 339.9206 | 1.0092e-05 | 230.98 | -0.0024789 | 339.7026 | 0.00207 | 230.98 | 0.0014502 | 230.98 | 0.0017988 | 339.9206 | 1.0926e-05 | 339.9206 | 8.4443e-06 | 339.7026 | 0.00171 | 236.7415 | 0 | 526.4946 | 0.00139 | 236.7415 | 0 | 525.2127 | 3.0002e-05 | 526.4946 | 0.00415 | 339.9206 | 9.7629e-06
| 339.8163 | 0 | 236.9463 | 0.00076282 | 339.8163 | 0 | 236.9463 | 0 | 340.0304 | 1.4682e-05 | 236.9463 | 0 | 340.0304 | 8.8936e-06 | 231.19 | 0.0001855 | 339.8163 | 0 | 231.19 | -0.00022869 | 231.19 | 0.00069354 | 340.0304 | 9.3452e-06 | 340.0304 | 8.2356e-06 | 339.8163 | 0.00193 | 236.9463 | 0 | 526.6498 | 0.00269 | 236.9463 | 0 | 525.3689 | 6.6672e-06 | 526.6498 | 0.00392 | 340.0304 | 1.1826e-05
| 339.9301 | 0 | 237.1511 | -0.00065665 | 339.9301 | 0.00091902 | 237.1511 | 0 | 340.1402 | 0 | 237.1511 | 0 | 340.1402 | 9.3081e-06 | 231.39 | 0.00062396 | 339.9301 | 0.00070485 | 231.39 | -0.001165 | 231.39 | -0.00086692 | 340.1402 | 9.4389e-06 | 340.1402 | 7.4889e-06 | 339.9301 | 0.00097468 | 237.1511 | 0 | 526.8049 | 0.00024618 | 237.1511 | 0 | 525.5252 | 0 | 526.8049 | 0.00408 | 340.1402 | 1.1944e-05
| 340.0438 | 0.00039592 | 237.3559 | 9.254e-05 | 340.0438 | 3.4765e-05 | 237.3559 | 0 | 340.25 | 0 | 237.3559 | 0 | 340.25 | 8.3448e-06 | 231.6 | -0.00079259 | 340.0438 | 0.00013249 | 231.6 | 9.4169e-05 | 231.6 | 0.00059601 | 340.25 | 8.0922e-06 | 340.25 | 9.4106e-06 | 340.0438 | 0.00137 | 237.3559 | 0 | 526.9601 | 0.00304 | 237.3559 | 0 | 525.6814 | 6.6672e-06 | 526.9601 | 0.0039 | 340.25 | 1.0105e-05
| 340.1576 | 0.00046416 | 237.5608 | -0.00016765 | 340.1576 | 0.00084967 | 237.5608 | 0 | 340.3598 | 3.2289e-05 | 237.5608 | 0 | 340.3598 | 8.8712e-06 | 231.81 | -0.0010624 | 340.1576 | 0.00042102 | 231.81 | -0.0012296 | 231.81 | -0.0008344 | 340.3598 | 8.4552e-06 | 340.3598 | 9.729e-06 | 340.1576 | 0.00135 | 237.5608 | 0 | 527.1153 | 0.00234 | 237.5608 | 0 | 525.8377 | 0 | 527.1153 | 0.00408 | 340.3598 | 8.8432e-06
| 340.2713 | 1.7997e-05 | 237.7656 | 6.7901e-05 | 340.2713 | 0 | 237.7656 | 0 | 340.4696 | 0 | 237.7656 | 0 | 340.4696 | 7.9079e-06 | 232.01 | -0.00082632 | 340.2713 | 0.00181 | 232.01 | -0.00058385 | 232.01 | -0.0008344 | 340.4696 | 7.7174e-06 | 340.4696 | 9.191e-06 | 340.2713 | 0.00103 | 237.7656 | 0 | 527.2705 | 0.00253 | 237.7656 | 0 | 525.994 | 6.6672e-06 | 527.2705 | 0.00393 | 340.4696 | 9.5271e-06
| 340.385 | 0.00108 | 237.9705 | 0.00021981 | 340.385 | 0 | 237.9705 | 0 | 340.5794 | 0 | 237.9705 | 0 | 340.5794 | 7.5943e-06 | 232.22 | 0.00089378 | 340.385 | 0.00173 | 232.22 | 2.9596e-05 | 232.22 | -0.0017771 | 340.5794 | 9.2164e-06 | 340.5794 | 7.3791e-06 | 340.385 | 0.0007685 | 237.9705 | 0 | 527.4257 | 0.00186 | 237.9705 | 0 | 526.1503 | 3.0002e-05 | 527.4257 | 0.00401 | 340.5794 | 1.2864e-05
| 340.4987 | 0.00016197 | 238.1754 | 0.00018241 | 340.4987 | 0 | 238.1754 | 0 | 340.6893 | 1.4682e-05 | 238.1754 | 0 | 340.6893 | 7.4375e-06 | 232.42 | -0.00021923 | 340.4987 | 0.00283 | 232.42 | 0.00032017 | 232.42 | -0.0011595 | 340.6893 | 1.02e-05 | 340.6893 | 5.2379e-06 | 340.4987 | 0.0009541 | 238.1754 | 0 | 527.5809 | 0.00248 | 238.1754 | 0 | 526.3065 | 6.6672e-06 | 527.5809 | 0.00379 | 340.6893 | 1.6071e-05
| 340.6125 | 0.00030245 | 238.3803 | -0.00046998 | 340.6125 | 0.00146 | 238.3803 | 0 | 340.7991 | 1.4682e-05 | 238.3803 | 0 | 340.7991 | 8.5016e-06 | 232.63 | 0.00045532 | 340.6125 | 0.00079001 | 232.63 | 0.00028789 | 232.63 | -0.0038253 | 340.7991 | 1.102e-05 | 340.7991 | 5.4575e-06 | 340.6125 | 0.00152 | 238.3803 | 0 | 527.7361 | 0.00096712 | 238.3803 | 0 | 526.4628 | 1.0001e-05 | 527.7361 | 0.00393 | 340.7991 | 1.5965e-05
| 340.7262 | 0 | 238.5853 | 8.9063e-05 | 340.7262 | 0 | 238.5853 | 0 | 340.9089 | 3.2289e-05 | 238.5853 | 0 | 340.9089 | 8.8936e-06 | 232.83 | 0.0021416 | 340.7262 | 0.00118 | 232.83 | -0.00032556 | 232.83 | -0.00037928 | 340.9089 | 9.5443e-06 | 340.9089 | 8.016e-06 | 340.7262 | 0.00201 | 238.5853 | 0 | 527.8913 | 0.00171 | 238.5853 | 0 | 526.6191 | 0 | 527.8913 | 0.00379 | 340.9089 | 1.389e-05
| 340.8399 | 0 | 238.7902 | 0.0010433 | 340.8399 | 0.00091902 | 238.7902 | 0 | 341.0188 | 0 | 238.7902 | 0 | 341.0188 | 9.0281e-06 | 233.04 | 0.00015177 | 340.8399 | 0.00124 | 233.04 | -0.004329 | 233.04 | -0.0021023 | 341.0188 | 1.0985e-05 | 341.0188 | 8.8725e-06 | 340.8399 | 0.00169 | 238.7902 | 0 | 528.0466 | 0.00132 | 238.7902 | 0 | 526.7755 | 0 | 528.0466 | 0.00404 | 341.0188 | 1.0565e-05
| 340.9536 | 0.00055789 | 238.9952 | 0.00042255 | 340.9536 | 0 | 238.9952 | 0 | 341.1286 | 3.2289e-05 | 238.9952 | 0 | 341.1286 | 8.2664e-06 | 233.24 | 0.00015177 | 340.9536 | 0.00030283 | 233.24 | -0.0009067 | 233.24 | 0.0030016 | 341.1286 | 1.0247e-05 | 341.1286 | 1.0377e-05 | 340.9536 | 0.00142 | 238.9952 | 0 | 528.2018 | 0.00318 | 238.9952 | 0 | 526.9318 | 6.6672e-06 | 528.2018 | 0.00385 | 341.1286 | 1.0223e-05
| 341.0674 | 0 | 239.2002 | -0.00062079 | 341.0674 | 0.00024276 | 239.2002 | 0 | 341.2385 | 0 | 239.2002 | 0 | 341.2385 | 8.9944e-06 | 233.45 | 0.00038786 | 341.0674 | 0.00167 | 233.45 | 0.00012645 | 233.45 | 0.00030341 | 341.2385 | 1.0469e-05 | 341.2385 | 6.9509e-06 | 341.0674 | 0.00095593 | 239.2002 | 0 | 528.3571 | 0.00178 | 239.2002 | 0 | 527.0881 | 5.0004e-05 | 528.3571 | 0.00403 | 341.2385 | 9.9869e-06
| 341.1811 | 0.0004859 | 239.4052 | 0.00028272 | 341.1811 | 0 | 239.4052 | 0 | 341.3483 | 0 | 239.4052 | 0 | 341.3483 | 8.5576e-06 | 233.65 | -0.00042159 | 341.1811 | 0.00172 | 233.65 | -0.0019721 | 233.65 | 0.0015712 | 341.3483 | 8.2912e-06 | 341.3483 | 9.5204e-06 | 341.1811 | 0.00054118 | 239.4052 | 0 | 528.5123 | 0.00376 | 239.4052 | 0 | 527.2445 | 0 | 528.5123 | 0.00377 | 341.3483 | 1.0683e-05
| 341.2948 | 0 | 239.6102 | -0.00023947 | 341.2948 | 0.00065893 | 239.6102 | 0 | 341.4582 | 3.2289e-05 | 239.6102 | 0 | 341.4582 | 9.1513e-06 | 233.86 | -0.00285 | 341.2948 | 0.00227 | 233.86 | -0.0011327 | 233.86 | -0.0027199 | 341.4582 | 9.1578e-06 | 341.4582 | 9.191e-06 | 341.2948 | 0.00046859 | 239.6102 | 0 | 528.6676 | 0.00215 | 239.6102 | 0 | 527.4008 | 1.0001e-05 | 528.6676 | 0.00395 | 341.4582 | 9.7629e-06
| 341.4085 | 0 | 239.8153 | 0.00042646 | 341.4085 | 0.00027809 | 239.8153 | 0 | 341.5681 | 0 | 239.8153 | 0 | 341.5681 | 8.6248e-06 | 234.07 | -0.00089378 | 341.4085 | 0 | 234.07 | -0.002747 | 234.07 | 0.00036844 | 341.5681 | 1.0223e-05 | 341.5681 | 9.6192e-06 | 341.4085 | 0.00212 | 239.8153 | 0 | 528.8229 | 0.00272 | 239.8153 | 0 | 527.5571 | 6.6672e-06 | 528.8229 | 0.00378 | 341.5681 | 8.5013e-06
| 341.5222 | 0.0005001 | 240.0204 | -0.00094213 | 341.5222 | 0 | 240.0204 | 0 | 341.678 | 0 | 240.0204 | 0 | 341.678 | 8.7368e-06 | 234.27 | -0.00089378 | 341.5222 | 0.00292 | 234.27 | -0.0022305 | 234.27 | 0.00020589 | 341.678 | 1.1617e-05 | 341.678 | 1.0267e-05 | 341.5222 | 0.00126 | 240.0204 | 0 | 528.9782 | 0.00038685 | 240.0204 | 0 | 527.7135 | 0 | 528.9782 | 0.00395 | 341.678 | 9.4092e-06
| 341.6359 | 0 | 240.2254 | 0.00038421 | 341.6359 | 0 | 240.2254 | 0 | 341.7878 | 3.2289e-05 | 240.2254 | 0 | 341.7878 | 8.5016e-06 | 234.48 | -0.00028669 | 341.6359 | 0.00050157 | 234.48 | 0.0027094 | 234.48 | 0.0009536 | 341.7878 | 1.1231e-05 | 341.7878 | 9.3008e-06 | 341.6359 | 0.00042856 | 240.2254 | 0 | 529.1335 | 0.0032 | 240.2254 | 0 | 527.8699 | 6.6672e-06 | 529.1335 | 0.00375 | 341.7878 | 1.0683e-05
| 341.7496 | 0 | 240.4305 | -1.2345e-05 | 341.7496 | 0.00052021 | 240.4305 | 0 | 341.8977 | 1.4682e-05 | 240.4305 | 0 | 341.8977 | 8.972e-06 | 234.68 | 0.00011805 | 341.7496 | 0.0011 | 234.68 | -3.4977e-05 | 234.68 | 1.0836e-05 | 341.8977 | 1.0528e-05 | 341.8977 | 1.3045e-05 | 341.7496 | 0.00044985 | 240.4305 | 0 | 529.2888 | 0.00183 | 240.4305 | 0 | 528.0262 | 3.0002e-05 | 529.2888 | 0.00391 | 341.8977 | 1.1025e-05
| 341.8633 | 0 | 240.6357 | 0.00036618 | 341.8633 | 0 | 240.6357 | 0 | 342.0076 | 0 | 240.6357 | 0 | 342.0076 | 9.0505e-06 | 234.89 | 0.0015684 | 341.8633 | 0.00113 | 234.89 | -0.00061613 | 234.89 | -0.00015171 | 342.0076 | 9.5092e-06 | 342.0076 | 9.4106e-06 | 341.8633 | 0.00103 | 240.6357 | 0 | 529.4441 | 0.00214 | 240.6357 | 0 | 528.1826 | 0 | 529.4441 | 0.00375 | 342.0076 | 9.869e-06
| 341.977 | 0 | 240.8408 | -0.0010604 | 341.977 | 0 | 240.8408 | 0 | 342.1175 | 1.4682e-05 | 240.8408 | 0 | 342.1175 | 8.2888e-06 | 235.09 | 0.00089378 | 341.977 | 0.00113 | 235.09 | 0.00019102 | 235.09 | -0.00034676 | 342.1175 | 9.6848e-06 | 342.1175 | 8.5541e-06 | 341.977 | 0.00095593 | 240.8408 | 0 | 529.5994 | 0.00287 | 240.8408 | 0 | 528.339 | 0 | 529.5994 | 0.00396 | 342.1175 | 1.205e-05
| 342.0907 | 0.00012598 | 241.0459 | 0.00054714 | 342.0907 | 0 | 241.0459 | 0 | 342.2274 | 1.4682e-05 | 241.0459 | 0 | 342.2274 | 7.9079e-06 | 235.3 | 0.0010287 | 342.0907 | 0.00186 | 235.3 | -0.0011973 | 235.3 | 0.00066102 | 342.2274 | 8.7831e-06 | 342.2274 | 4.6998e-06 | 342.0907 | 0.00144 | 241.0459 | 0 | 529.7547 | 0.00288 | 241.0459 | 0 | 528.4954 | 0 | 529.7547 | 0.00383 | 342.2274 | 1.0447e-05
| 342.2044 | 0 | 241.2511 | -0.00075933 | 342.2044 | 0.00019074 | 241.2511 | 0 | 342.3374 | 1.4682e-05 | 241.2511 | 0 | 342.3374 | 7.9079e-06 | 235.51 | -0.0019393 | 342.2044 | 0.00161 | 235.51 | 0.001095 | 235.51 | -0.00080189 | 342.3374 | 8.2561e-06 | 342.3374 | 6.0944e-06 | 342.2044 | 7.4971e-05 | 241.2511 | 0 | 529.9101 | 0.00111 | 241.2511 | 0 | 528.6518 | 1.0001e-05 | 529.9101 | 0.00403 | 342.3374 | 9.1852e-06
| 342.318 | 0 | 241.4563 | 0.00076906 | 342.318 | 0.00022595 | 241.4563 | 0 | 342.4473 | 1.4682e-05 | 241.4563 | 0 | 342.4473 | 8.3784e-06 | 235.71 | -0.0011973 | 342.318 | 0.00064351 | 235.71 | -0.00058385 | 235.71 | 0.002189 | 342.4473 | 7.694e-06 | 342.4473 | 8.5541e-06 | 342.318 | 0.0015 | 241.4563 | 0 | 530.0654 | 0.00367 | 241.4563 | 0 | 528.8082 | 6.6672e-06 | 530.0654 | 0.00385 | 342.4473 | 7.0038e-06
| 342.4317 | 0 | 241.6615 | -0.00067944 | 342.4317 | 0.00012138 | 241.6615 | 0 | 342.5572 | 0 | 241.6615 | 0 | 342.5572 | 7.8519e-06 | 235.92 | -0.00011805 | 342.4317 | 0 | 235.92 | 6.1882e-05 | 235.92 | -0.0028175 | 342.5572 | 9.1344e-06 | 342.5572 | 8.2356e-06 | 342.4317 | 0.00088096 | 241.6615 | 0 | 530.2208 | 0.00114 | 241.6615 | 0 | 528.9646 | 0 | 530.2208 | 0.00401 | 342.5572 | 1.1025e-05
| 342.5454 | 0 | 241.8667 | 0.00077345 | 342.5454 | 0 | 241.8667 | 0 | 342.6671 | 1.4682e-05 | 241.8667 | 0 | 342.6671 | 7.7735e-06 | 236.12 | -0.00021923 | 342.5454 | 0.00167 | 236.12 | -0.00039012 | 236.12 | -0.00073687 | 342.6671 | 1.068e-05 | 342.6671 | 8.8725e-06 | 342.5454 | 0.00103 | 241.8667 | 0 | 530.3761 | 0.00343 | 241.8667 | 0 | 529.121 | 0 | 530.3761 | 0.00382 | 342.6671 | 1.251e-05
| 342.6591 | 0 | 242.072 | -0.00061462 | 342.6591 | 0.00046818 | 242.072 | 0 | 342.7771 | 0 | 242.072 | 0 | 342.7771 | 7.7511e-06 | 236.33 | -0.0010624 | 342.6591 | 0.00181 | 236.33 | -0.0021982 | 236.33 | -0.00018422 | 342.7771 | 1.0879e-05 | 342.7771 | 7.3791e-06 | 342.6591 | 0.00065603 | 242.072 | 0 | 530.5315 | 0.00111 | 242.072 | 0 | 529.2775 | 1.0001e-05 | 530.5315 | 0.00402 | 342.7771 | 1.3784e-05
| 342.7727 | 0 | 242.2773 | 0.000795 | 342.7727 | 0 | 242.2773 | 0 | 342.887 | 3.2289e-05 | 242.2773 | 0 | 342.887 | 9.2297e-06 | 236.53 | -0.0020068 | 342.7727 | 0.0011 | 236.53 | -0.0004547 | 236.53 | 0.00046596 | 342.887 | 9.5911e-06 | 342.887 | 8.016e-06 | 342.7727 | 0.00137 | 242.2773 | 0 | 530.6869 | 0.00186 | 242.2773 | 0 | 529.4339 | 6.6672e-06 | 530.6869 | 0.00379 | 342.887 | 9.869e-06
| 342.8864 | 0 | 242.4825 | -0.00043282 | 342.8864 | 0.00013872 | 242.4825 | 0 | 342.997 | 0 | 242.4825 | 0 | 342.997 | 9.4985e-06 | 236.74 | -0.0011973 | 342.8864 | 2.3658e-05 | 236.74 | -0.00064841 | 236.74 | -0.00024923 | 342.997 | 8.7479e-06 | 342.997 | 5.5563e-06 | 342.8864 | 1.8743e-05 | 242.4825 | 0 | 530.8423 | 0.0008792 | 242.4825 | 0 | 529.5903 | 3.0002e-05 | 530.8423 | 0.00391 | 342.997 | 9.1852e-06
| 343.0001 | 0 | 242.6878 | 0.0009527 | 343.0001 | 0 | 242.6878 | 0 | 343.1069 | 1.4682e-05 | 242.6878 | 0 | 343.1069 | 9.3081e-06 | 236.95 | 0.00062396 | 343.0001 | 0.00047317 | 236.95 | -0.0014878 | 236.95 | -0.00073687 | 343.1069 | 8.5957e-06 | 343.1069 | 4.3814e-06 | 343.0001 | 0.00027841 | 242.6878 | 0 | 530.9977 | 0.00301 | 242.6878 | 0 | 529.7468 | 6.6672e-06 | 530.9977 | 0.00373 | 343.1069 | 7.3458e-06
| 343.1138 | 8.684e-05 | 242.8932 | -0.00031269 | 343.1138 | 0.00108 | 242.8932 | 0 | 343.2169 | 1.4682e-05 | 242.8932 | 0 | 343.2169 | 8.2216e-06 | 237.15 | 0.00048905 | 343.1138 | 0.00116 | 237.15 | -0.0016493 | 237.15 | -0.0016797 | 343.2169 | 9.0173e-06 | 343.2169 | 5.5563e-06 | 343.1138 | 0.0004311 | 242.8932 | 0 | 531.1531 | 0.00091437 | 242.8932 | 0 | 529.9032 | 1.0001e-05 | 531.1531 | 0.00395 | 343.2169 | 7.6877e-06
| 343.2274 | 0.00023396 | 243.0985 | 0.00020242 | 343.2274 | 0 | 243.0985 | 0 | 343.3269 | 0 | 243.0985 | 0 | 343.3269 | 8.4456e-06 | 237.36 | -0.00062396 | 343.2274 | 0.00152 | 237.36 | -0.002973 | 237.36 | -0.0013871 | 343.3269 | 9.7668e-06 | 343.3269 | 9.5204e-06 | 343.2274 | 0.00125 | 243.0985 | 0 | 531.3085 | 0.00295 | 243.0985 | 0 | 530.0597 | 0 | 531.3085 | 0.0038 | 343.3269 | 7.9235e-06
| 343.3411 | 0.001 | 243.3038 | -0.00083674 | 343.3411 | 0.00027745 | 243.3038 | 0 | 343.4368 | 1.4682e-05 | 243.3038 | 0 | 343.4368 | 8.6248e-06 | 237.56 | 0.0005565 | 343.3411 | 0.00073324 | 237.56 | -0.00074527 | 237.56 | -0.00021673 | 343.4368 | 1.0598e-05 | 343.4368 | 1.0695e-05 | 343.3411 | 0.00028115 | 243.3038 | 0 | 531.4639 | 0.00267 | 243.3038 | 0 | 530.2162 | 3.0002e-05 | 531.4639 | 0.00401 | 343.4368 | 7.2279e-06
| 343.4547 | 0 | 243.5092 | -0.00047771 | 343.4547 | 8.6901e-05 | 243.5092 | 0 | 343.5468 | 0 | 243.5092 | 0 | 343.5468 | 8.2664e-06 | 237.77 | -0.00072515 | 343.4547 | 0.00038799 | 237.77 | -0.0011973 | 237.77 | -0.00093193 | 343.5468 | 1.0001e-05 | 343.5468 | 9.8388e-06 | 343.4547 | 0.00059748 | 243.5092 | 0 | 531.6194 | 0.00297 | 243.5092 | 0 | 530.3727 | 0 | 531.6194 | 0.00381 | 343.5468 | 9.3031e-06
| 343.5684 | 0 | 243.7146 | -0.0002978 | 343.5684 | 0.0006936 | 243.7146 | 0 | 343.6568 | 1.4682e-05 | 243.7146 | 0 | 343.6568 | 8.6024e-06 | 237.98 | -0.00052277 | 343.5684 | 0 | 237.98 | -0.002521 | 237.98 | -0.0024923 | 343.6568 | 8.666e-06 | 343.6568 | 9.3008e-06 | 343.5684 | 0.00020618 | 243.7146 | 0 | 531.7748 | 0.00176 | 243.7146 | 0 | 530.5292 | 3.0002e-05 | 531.7748 | 0.00398 | 343.6568 | 1.0223e-05
| 343.682 | 0 | 243.92 | 0.0004101 | 343.682 | 0 | 243.92 | 0 | 343.7668 | 1.4682e-05 | 243.92 | 0 | 343.7668 | 8.2888e-06 | 238.18 | -0.00025296 | 343.682 | 0.0006719 | 238.18 | -0.00048698 | 238.18 | -0.001062 | 343.7668 | 7.5183e-06 | 343.7668 | 7.3791e-06 | 343.682 | 0.0001658 | 243.92 | 0 | 531.9303 | 0.00329 | 243.92 | 0 | 530.6857 | 6.6672e-06 | 531.9303 | 0.00377 | 343.7668 | 1.0447e-05
| 343.7957 | 0 | 244.1254 | -0.00058077 | 343.7957 | 0.00027745 | 244.1254 | 0 | 343.8768 | 1.4682e-05 | 244.1254 | 0 | 343.8768 | 8.8712e-06 | 238.39 | -0.0005565 | 343.7957 | 0.00184 | 238.39 | -0.0034897 | 238.39 | -0.00060684 | 343.8768 | 9.029e-06 | 343.8768 | 7.2693e-06 | 343.7957 | 0 | 244.1254 | 0 | 532.0857 | 0.00158 | 244.1254 | 0 | 530.8421 | 1.0001e-05 | 532.0857 | 0.00396 | 343.8768 | 9.3031e-06
| 343.9093 | 0 | 244.3309 | -0.00042603 | 343.9093 | 0.00015642 | 244.3309 | 0 | 343.9868 | 0 | 244.3309 | 0 | 343.9868 | 8.1656e-06 | 238.59 | -0.00045532 | 343.9093 | 0.00101 | 238.59 | 0.00093361 | 238.59 | 0.0014088 | 343.9868 | 9.8371e-06 | 343.9868 | 5.1281e-06 | 343.9093 | 0.00103 | 244.3309 | 0 | 532.2412 | 0.00244 | 244.3309 | 0 | 530.9987 | 0 | 532.2412 | 0.00378 | 343.9868 | 8.8432e-06
| 344.023 | 0 | 244.5363 | 0.0005651 | 344.023 | 0.0003468 | 244.5363 | 0 | 344.0968 | 1.4682e-05 | 244.5363 | 0 | 344.0968 | 9.0168e-06 | 238.8 | -0.0013322 | 344.023 | 0.00272 | 238.8 | -0.0030698 | 238.8 | 0.0017988 | 344.0968 | 1.0821e-05 | 344.0968 | 8.2356e-06 | 344.023 | 0 | 244.5363 | 0 | 532.3967 | 0.00244 | 244.5363 | 0 | 531.1552 | 3.0002e-05 | 532.3967 | 0.00392 | 344.0968 | 8.8432e-06
| 344.1366 | 0.00035993 | 244.7418 | -0.00012309 | 344.1366 | 0 | 244.7418 | 0 | 344.2068 | 1.4682e-05 | 244.7418 | 0 | 344.2068 | 9.5209e-06 | 239.01 | 0.0020742 | 344.1366 | 0.00158 | 239.01 | -0.00080984 | 239.01 | 0.00088859 | 344.2068 | 1.0844e-05 | 344.2068 | 8.4443e-06 | 344.1366 | 0.00042856 | 244.7418 | 0 | 532.5522 | 0.00309 | 244.7418 | 0 | 531.3117 | 0 | 532.5522 | 0.00368 | 344.2068 | 8.5013e-06
| 344.2502 | 0 | 244.9473 | 0.00023311 | 344.2502 | 0.00065893 | 244.9473 | 0 | 344.3169 | 0 | 244.9473 | 0 | 344.3169 | 9.0281e-06 | 239.21 | -8.4319e-05 | 344.2502 | 0.00107 | 239.21 | 0.00064304 | 239.21 | 0.00062851 | 344.3169 | 1.1184e-05 | 344.3169 | 8.5541e-06 | 344.2502 | 0.00037488 | 244.9473 | 0 | 532.7077 | 0.00206 | 244.9473 | 0 | 531.4682 | 1.0001e-05 | 532.7077 | 0.00392 | 344.3169 | 9.1852e-06
| 344.3639 | 0.00023396 | 245.1528 | 0.0010904 | 344.3639 | 0 | 245.1528 | 0 | 344.4269 | 1.4682e-05 | 245.1528 | 0 | 344.4269 | 8.2104e-06 | 239.42 | 0.00042159 | 344.3639 | 0 | 239.42 | -0.001843 | 239.42 | -0.0015171 | 344.4269 | 1.0961e-05 | 344.4269 | 8.1258e-06 | 344.3639 | 0 | 245.1528 | 0 | 532.8632 | 0.00294 | 245.1528 | 0 | 531.6248 | 0 | 532.8632 | 0.00373 | 344.4269 | 1.1143e-05
| 344.4775 | 0 | 245.3584 | -0.0015052 | 344.4775 | 0.0012 | 245.3584 | 0 | 344.5369 | 0 | 245.3584 | 0 | 344.5369 | 8.7816e-06 | 239.62 | -8.4319e-05 | 344.4775 | 0.00136 | 239.62 | -0.00077756 | 239.62 | -0.00089942 | 344.5369 | 9.7082e-06 | 344.5369 | 8.6639e-06 | 344.4775 | 0 | 245.3584 | 0 | 533.0187 | 0.00144 | 245.3584 | 0 | 531.7813 | 1.0001e-05 | 533.0187 | 0.00398 | 344.5369 | 1.1249e-05
| 344.5911 | 0 | 245.5639 | -0.00014594 | 344.5911 | 0.00053879 | 245.5639 | 0 | 344.647 | 1.4682e-05 | 245.5639 | 0 | 344.647 | 8.8152e-06 | 239.83 | 0.00059023 | 344.5911 | 0.0011 | 239.83 | -0.0010358 | 239.83 | 0.00062851 | 344.647 | 8.9705e-06 | 344.647 | 8.7737e-06 | 344.5911 | 0 | 245.5639 | 0 | 533.1742 | 0.00353 | 245.5639 | 0 | 531.9379 | 0 | 533.1742 | 0.00375 | 344.647 | 1.1944e-05
| 344.7048 | 0.00014075 | 245.7695 | -9.9351e-05 | 344.7048 | 0.00076297 | 245.7695 | 0 | 344.757 | 0 | 245.7695 | 0 | 344.757 | 9.7225e-06 | 240.04 | 0.00089378 | 344.7048 | 0.0013 | 240.04 | -0.0021013 | 240.04 | -0.0020047 | 344.757 | 9.6497e-06 | 344.757 | 8.016e-06 | 344.7048 | 0.00095593 | 245.7695 | 0 | 533.3297 | 0.00146 | 245.7695 | 0 | 532.0944 | 0 | 533.3297 | 0.00397 | 344.757 | 1.0683e-05
| 344.8184 | 0 | 245.9751 | 7.3794e-05 | 344.8184 | 0 | 245.9751 | 0 | 344.8671 | 1.4682e-05 | 245.9751 | 0 | 344.8671 | 8.972e-06 | 240.24 | 0.0025465 | 344.8184 | 0.00084224 | 240.24 | -0.0023273 | 240.24 | -0.0014196 | 344.8671 | 1.0797e-05 | 344.8671 | 5.9846e-06 | 344.8184 | 0.00061626 | 245.9751 | 0 | 533.4853 | 0.00383 | 245.9751 | 0 | 532.251 | 0 | 533.4853 | 0.00376 | 344.8671 | 1.0683e-05
| 344.932 | 0.0005001 | 246.1807 | -0.00013211 | 344.932 | 0.00065893 | 246.1807 | 0 | 344.9771 | 1.4682e-05 | 246.1807 | 0 | 344.9771 | 9.0729e-06 | 240.45 | 0.00086005 | 344.932 | 0.00093192 | 240.45 | -0.00016412 | 240.45 | -0.0017121 | 344.9771 | 1.0575e-05 | 344.9771 | 7.5878e-06 | 344.932 | 0 | 246.1807 | 0 | 533.6408 | 0.00181 | 246.1807 | 0 | 532.4076 | 1.0001e-05 | 533.6408 | 0.00398 | 344.9771 | 9.3031e-06
| 345.0456 | 7.1987e-05 | 246.3863 | -0.00015569 | 345.0456 | 0 | 246.3863 | 0 | 345.0872 | 0 | 246.3863 | 0 | 345.0872 | 8.132e-06 | 240.65 | 5.0592e-05 | 345.0456 | 0.00147 | 240.65 | -0.0011004 | 240.65 | -0.0010945 | 345.0872 | 1.0469e-05 | 345.0872 | 8.8725e-06 | 345.0456 | 0.00076641 | 246.3863 | 0 | 533.7964 | 0.0029 | 246.3863 | 0 | 532.5642 | 0 | 533.7964 | 0.00377 | 345.0872 | 8.0414e-06
| 345.1592 | 0 | 246.5919 | -0.00049722 | 345.1592 | 0.00022542 | 246.5919 | 0 | 345.1972 | 3.2289e-05 | 246.5919 | 0 | 345.1972 | 7.3815e-06 | 240.86 | -0.00015177 | 345.1592 | 0.0009603 | 240.86 | -0.0014878 | 240.86 | -0.00067186 | 345.1972 | 1.0551e-05 | 345.1972 | 1.1552e-05 | 345.1592 | 0 | 246.5919 | 0 | 533.9519 | 0.00273 | 246.5919 | 0 | 532.7207 | 1.0001e-05 | 533.9519 | 0.00389 | 345.1972 | 9.869e-06
| 345.2729 | 0 | 246.7976 | 0.00039187 | 345.2729 | 0 | 246.7976 | 0 | 345.3073 | 0 | 246.7976 | 0 | 345.3073 | 6.855e-06 | 241.07 | 0.0012648 | 345.2729 | 0 | 241.07 | -0.0017784 | 241.07 | -0.00073687 | 345.3073 | 1.0516e-05 | 345.3073 | 1.0267e-05 | 345.2729 | 0.00014702 | 246.7976 | 0 | 534.1075 | 0.00292 | 246.7976 | 0 | 532.8773 | 2.6669e-05 | 534.1075 | 0.00369 | 345.3073 | 9.5271e-06
| 345.3865 | 0 | 247.0033 | -0.00052326 | 345.3865 | 5.2025e-05 | 247.0033 | 0 | 345.4174 | 1.4682e-05 | 247.0033 | 0 | 345.4174 | 6.8102e-06 | 241.27 | -0.0015008 | 345.3865 | 0.00193 | 241.27 | 0.0010305 | 241.27 | -0.0008344 | 345.4174 | 1.0657e-05 | 345.4174 | 9.6192e-06 | 345.3865 | 0 | 247.0033 | 0 | 534.2631 | 0.00368 | 247.0033 | 0 | 533.0339 | 1.0001e-05 | 534.2631 | 0.00387 | 345.4174 | 1.2628e-05
| 345.5001 | 0 | 247.209 | 0.0002995 | 345.5001 | 0.00060832 | 247.209 | 0 | 345.5275 | 1.4682e-05 | 247.209 | 0 | 345.5275 | 7.4039e-06 | 241.48 | -0.00025296 | 345.5001 | 0.00164 | 241.48 | -0.0012619 | 241.48 | 0.00020589 | 345.5275 | 9.111e-06 | 345.5275 | 8.4443e-06 | 345.5001 | 0 | 247.209 | 0 | 534.4187 | 0.00185 | 247.209 | 0 | 533.1906 | 0 | 534.4187 | 0.00374 | 345.5275 | 9.645e-06
| 345.6137 | 0 | 247.4147 | 8.5496e-05 | 345.6137 | 0.00039883 | 247.4147 | 0 | 345.6376 | 0 | 247.4147 | 0 | 345.6376 | 8.86e-06 | 241.69 | -0.0012985 | 345.6137 | 0.00050617 | 241.69 | -0.0022305 | 241.69 | -0.00093193 | 345.6376 | 9.8956e-06 | 345.6376 | 8.016e-06 | 345.6137 | 1.8743e-05 | 247.4147 | 0 | 534.5743 | 0.00257 | 247.4147 | 0 | 533.3472 | 3.0002e-05 | 534.5743 | 0.00389 | 345.6376 | 9.3031e-06
| 345.7273 | 8.9983e-05 | 247.6204 | 0.00074213 | 345.7273 | 0 | 247.6204 | 0 | 345.7477 | 0 | 247.6204 | 0 | 345.7477 | 9.1849e-06 | 241.89 | 0.0001855 | 345.7273 | 0.00021766 | 241.89 | 0.0016439 | 241.89 | -0.0012895 | 345.7477 | 1.0388e-05 | 345.7477 | 7.8074e-06 | 345.7273 | 0 | 247.6204 | 0 | 534.7299 | 0.00049221 | 247.6204 | 0 | 533.5038 | 2.6669e-05 | 534.7299 | 0.00372 | 345.7477 | 5.7422e-06
| 345.8409 | 5.091e-05 | 247.8261 | -0.00051748 | 345.8409 | 0.0006936 | 247.8261 | 0 | 345.8578 | 0 | 247.8261 | 0 | 345.8578 | 9.2297e-06 | 242.1 | -0.0012648 | 345.8409 | 0.00102 | 242.1 | -0.0023273 | 242.1 | -0.00067186 | 345.8578 | 1.1617e-05 | 345.8578 | 7.8074e-06 | 345.8409 | 0.00080598 | 247.8261 | 0 | 534.8855 | 0.00179 | 247.8261 | 0 | 533.6604 | 3.0002e-05 | 534.8855 | 0.00398 | 345.8578 | 9.869e-06
| 345.9545 | 0.00023396 | 248.0319 | -0.00012075 | 345.9545 | 0 | 248.0319 | 0 | 345.9679 | 1.4682e-05 | 248.0319 | 0 | 345.9679 | 7.9079e-06 | 242.3 | -0.00035414 | 345.9545 | 0.00184 | 242.3 | -0.00022869 | 242.3 | 0.0012462 | 345.9679 | 1.1781e-05 | 345.9679 | 7.3791e-06 | 345.9545 | 9.0716e-05 | 248.0319 | 0 | 535.0411 | 0.00229 | 248.0319 | 0 | 533.8171 | 6.6672e-06 | 535.0411 | 0.00379 | 345.9679 | 9.3031e-06
| 346.0681 | 0.00024855 | 248.2377 | -0.00055478 | 346.0681 | 0.0006936 | 248.2377 | 0 | 346.078 | 0 | 248.2377 | 0 | 346.078 | 7.3031e-06 | 242.51 | 0.0012648 | 346.0681 | 0.00098869 | 242.51 | -0.00013183 | 242.51 | -0.0018422 | 346.078 | 1.0821e-05 | 346.078 | 9.191e-06 | 346.0681 | 0.00067477 | 248.2377 | 0 | 535.1967 | 0.00080887 | 248.2377 | 0 | 533.9737 | 3.0002e-05 | 535.1967 | 0.00398 | 346.078 | 1.3548e-05
| 346.1816 | 0 | 248.4435 | -0.00017846 | 346.1816 | 0.00029547 | 248.4435 | 0 | 346.1881 | 1.4682e-05 | 248.4435 | 0 | 346.1881 | 6.6198e-06 | 242.72 | -1.6864e-05 | 346.1816 | 0.00058673 | 242.72 | -0.00016412 | 242.72 | -0.001257 | 346.1881 | 1.0141e-05 | 346.1881 | 8.5541e-06 | 346.1816 | 0.00014702 | 248.4435 | 0 | 535.3524 | 0.00216 | 248.4435 | 0 | 534.1304 | 6.6672e-06 | 535.3524 | 0.00374 | 346.1881 | 1.2746e-05
| 346.2952 | 0 | 248.6493 | -0.00028239 | 346.2952 | 6.9356e-05 | 248.6493 | 0 | 346.2983 | 0 | 248.6493 | 0 | 346.2983 | 8.244e-06 | 242.92 | -0.0020742 | 346.2952 | 0.00366 | 242.92 | -0.00097128 | 242.92 | -0.0021673 | 346.2983 | 9.6263e-06 | 346.2983 | 9.6192e-06 | 346.2952 | 0 | 248.6493 | 0 | 535.508 | 0.00215 | 248.6493 | 0 | 534.287 | 0 | 535.508 | 0.00395 | 346.2983 | 1.6189e-05
| 346.4088 | 0 | 248.8551 | 0.00026732 | 346.4088 | 0 | 248.8551 | 0 | 346.4084 | 1.4682e-05 | 248.8551 | 0 | 346.4084 | 8.4232e-06 | 243.13 | 0.0009275 | 346.4088 | 0.00147 | 243.13 | 0.0004816 | 243.13 | 0.00062851 | 346.4084 | 9.111e-06 | 346.4084 | 7.2693e-06 | 346.4088 | 0.00080395 | 248.8551 | 0 | 535.6637 | 0.0032 | 248.8551 | 0 | 534.4437 | 6.6672e-06 | 535.6637 | 0.00376 | 346.4084 | 1.5045e-05
| 346.5224 | 0 | 249.061 | -0.00022586 | 346.5224 | 0.0003468 | 249.061 | 0 | 346.5185 | 0 | 249.061 | 0 | 346.5185 | 9.5769e-06 | 243.34 | -0.0017032 | 346.5224 | 0.00207 | 243.34 | -0.0040062 | 243.34 | -0.001322 | 346.5185 | 8.666e-06 | 346.5185 | 8.4443e-06 | 346.5224 | 0.00029991 | 249.061 | 0 | 535.8194 | 0.00215 | 249.061 | 0 | 534.6004 | 1.0001e-05 | 535.8194 | 0.00397 | 346.5185 | 1.205e-05
| 346.636 | 1.7997e-05 | 249.2669 | -7.6511e-05 | 346.636 | 0 | 249.2669 | 0 | 346.6287 | 0 | 249.2669 | 0 | 346.6287 | 8.468e-06 | 243.54 | 0.00028669 | 346.636 | 0.00041639 | 243.54 | -0.001165 | 243.54 | 0.0012137 | 346.6287 | 8.1039e-06 | 346.6287 | 7.8074e-06 | 346.636 | 9.0716e-05 | 249.2669 | 0 | 535.9751 | 0.00248 | 249.2669 | 0 | 534.7571 | 6.6672e-06 | 535.9751 | 0.00379 | 346.6287 | 7.8056e-06
| 346.7496 | 0 | 249.4728 | -0.001371 | 346.7496 | 0 | 249.4728 | 0 | 346.7388 | 0 | 249.4728 | 0 | 346.7388 | 8.9384e-06 | 243.75 | 0.00045532 | 346.7496 | 0.0021 | 243.75 | -0.0018752 | 243.75 | 0.00066102 | 346.7388 | 8.3498e-06 | 346.7388 | 7.3791e-06 | 346.7496 | 0 | 249.4728 | 0 | 536.1307 | 0.00223 | 249.4728 | 0 | 534.9137 | 1.0001e-05 | 536.1307 | 0.00395 | 346.7388 | 6.7798e-06
| 346.8631 | 0.00062987 | 249.6787 | -0.00037885 | 346.8631 | 0 | 249.6787 | 0 | 346.849 | 0 | 249.6787 | 0 | 346.849 | 7.9527e-06 | 243.96 | -0.0009275 | 346.8631 | 0.00027444 | 243.96 | 0.00041703 | 243.96 | -0.0012245 | 346.849 | 9.2164e-06 | 346.849 | 7.0607e-06 | 346.8631 | 0.00042856 | 249.6787 | 0 | 536.2864 | 0.00207 | 249.6787 | 0 | 535.0704 | 6.6672e-06 | 536.2864 | 0.0037 | 346.849 | 7.6877e-06
| 346.9767 | 0 | 249.8846 | -0.0003203 | 346.9767 | 0.0013 | 249.8846 | 0 | 346.9592 | 3.2289e-05 | 249.8846 | 0 | 346.9592 | 8.2104e-06 | 244.16 | -0.0021416 | 346.9767 | 0 | 244.16 | -0.0013909 | 244.16 | -0.0024923 | 346.9592 | 9.4857e-06 | 346.9592 | 4.9194e-06 | 346.9767 | 0 | 249.8846 | 0 | 536.4421 | 0.00193 | 249.8846 | 0 | 535.2271 | 1.0001e-05 | 536.4421 | 0.00385 | 346.9592 | 1.0683e-05
| 347.0903 | 0 | 250.0905 | 7.8454e-05 | 347.0903 | 0 | 250.0905 | 0 | 347.0693 | 0 | 250.0905 | 0 | 347.0693 | 7.6391e-06 | 244.37 | 0.00042159 | 347.0903 | 0.00238 | 244.37 | 0.0007076 | 244.37 | -0.0016147 | 347.0693 | 9.9542e-06 | 347.0693 | 6.2042e-06 | 347.0903 | 0 | 250.0905 | 0 | 536.5978 | 0.00353 | 250.0905 | 0 | 535.3839 | 0 | 536.5978 | 0.0036 | 347.0693 | 9.9869e-06
| 347.2038 | 8.684e-05 | 250.2965 | -8.6455e-05 | 347.2038 | 0.00017341 | 250.2965 | 0 | 347.1795 | 3.2289e-05 | 250.2965 | 0 | 347.1795 | 7.9751e-06 | 244.58 | 0.0019731 | 347.2038 | 0.00156 | 244.58 | -0.0021013 | 244.58 | -0.00037928 | 347.1795 | 1.061e-05 | 347.1795 | 5.3477e-06 | 347.2038 | 0 | 250.2965 | 0 | 536.7536 | 0.00309 | 250.2965 | 0 | 535.5406 | 0 | 536.7536 | 0.00383 | 347.1795 | 8.1476e-06
| 347.3174 | 0 | 250.5025 | -6.1843e-05 | 347.3174 | 0 | 250.5025 | 0 | 347.2897 | 1.4682e-05 | 250.5025 | 0 | 347.2897 | 7.7399e-06 | 244.78 | 0.0029174 | 347.3174 | 0.00061512 | 244.78 | -0.001165 | 244.78 | 0.00053099 | 347.2897 | 1.0762e-05 | 347.2897 | 7.0607e-06 | 347.3174 | 0 | 250.5025 | 0 | 536.9093 | 0.00281 | 250.5025 | 0 | 535.6973 | 6.6672e-06 | 536.9093 | 0.00367 | 347.2897 | 5.6243e-06
| 347.431 | 0.00087741 | 250.7085 | -0.00064788 | 347.431 | 0.00015606 | 250.7085 | 0 | 347.3999 | 1.4682e-05 | 250.7085 | 0 | 347.3999 | 8.7816e-06 | 244.99 | -0.0010624 | 347.431 | 0.00107 | 244.99 | -0.0031345 | 244.99 | -0.00050931 | 347.3999 | 1.0469e-05 | 347.3999 | 6.2042e-06 | 347.431 | 0 | 250.7085 | 0 | 537.065 | 0.00232 | 250.7085 | 0 | 535.854 | 1.0001e-05 | 537.065 | 0.00392 | 347.3999 | 8.0414e-06
| 347.5445 | 0 | 250.9145 | 0.00017157 | 347.5445 | 0 | 250.9145 | 0 | 347.5101 | 0 | 250.9145 | 0 | 347.5101 | 8.7032e-06 | 245.19 | 0.0011636 | 347.5445 | 0 | 245.19 | -0.00058385 | 245.19 | 0.00066102 | 347.5101 | 8.9353e-06 | 347.5101 | 7.0607e-06 | 347.5445 | 0 | 250.9145 | 0 | 537.2208 | 0.00302 | 250.9145 | 0 | 536.0108 | 6.6672e-06 | 537.2208 | 0.0037 | 347.5101 | 8.0414e-06
| 347.6581 | 0 | 251.1205 | 0.0004095 | 347.6581 | 8.6698e-05 | 251.1205 | 0 | 347.6203 | 3.2289e-05 | 251.1205 | 0 | 347.6203 | 9.5769e-06 | 245.4 | 0.00065769 | 347.6581 | 0.00127 | 245.4 | -0.0006807 | 245.4 | -0.0024598 | 347.6203 | 9.4389e-06 | 347.6203 | 8.4443e-06 | 347.6581 | 0 | 251.1205 | 0 | 537.3765 | 0.0019 | 251.1205 | 0 | 536.1675 | 3.0002e-05 | 537.3765 | 0.00382 | 347.6203 | 1.0683e-05
| 347.7716 | 0 | 251.3266 | -0.00064786 | 347.7716 | 0.00019118 | 251.3266 | 0 | 347.7305 | 0 | 251.3266 | 0 | 347.7305 | 8.8712e-06 | 245.61 | -0.0010624 | 347.7716 | 0.0009558 | 245.61 | -0.0015847 | 245.61 | -0.0029475 | 347.7305 | 9.5911e-06 | 347.7305 | 7.9172e-06 | 347.7716 | 0.00035349 | 251.3266 | 0 | 537.5323 | 0.00285 | 251.3266 | 0 | 536.3243 | 6.6672e-06 | 537.5323 | 0.00359 | 347.7305 | 7.4637e-06
| 347.8852 | 0 | 251.5326 | -0.00013885 | 347.8852 | 6.9356e-05 | 251.5326 | 0 | 347.8407 | 0 | 251.5326 | 0 | 347.8407 | 8.7144e-06 | 245.81 | -0.001602 | 347.8852 | 0.00081839 | 245.81 | -0.0013909 | 245.81 | -0.0031751 | 347.8407 | 1.1231e-05 | 347.8407 | 6.6324e-06 | 347.8852 | 0 | 251.5326 | 0 | 537.688 | 0.00207 | 251.5326 | 0 | 536.481 | 1.0001e-05 | 537.688 | 0.00374 | 347.8407 | 9.1852e-06
| 347.9987 | 0.00080984 | 251.7387 | 0.00081549 | 347.9987 | 0.00029547 | 251.7387 | 0 | 347.9509 | 3.2289e-05 | 251.7387 | 0 | 347.9509 | 8.3e-06 | 246.02 | -0.00048905 | 347.9987 | 0.00118 | 246.02 | -0.001617 | 246.02 | -0.00054182 | 347.9509 | 1.1008e-05 | 347.9509 | 8.1258e-06 | 347.9987 | 0.00018456 | 251.7387 | 0 | 537.8438 | 0.00403 | 251.7387 | 0 | 536.6378 | 0 | 537.8438 | 0.00358 | 347.9509 | 8.2655e-06
| 348.1123 | 0.00037433 | 251.9448 | -0.00057157 | 348.1123 | 0.00091902 | 251.9448 | 0 | 348.0611 | 0 | 251.9448 | 0 | 348.0611 | 1.0148e-05 | 246.23 | 0.00069142 | 348.1123 | 0.0019 | 246.23 | 0.00077218 | 246.23 | 7.5855e-05 | 348.0611 | 1.0411e-05 | 348.0611 | 1.0047e-05 | 348.1123 | 0 | 251.9448 | 0 | 537.9996 | 0.00174 | 251.9448 | 0 | 536.7946 | 3.0002e-05 | 537.9996 | 0.00373 | 348.0611 | 9.9869e-06
| 348.2258 | 0 | 252.1509 | 0.00074057 | 348.2258 | 0.00059094 | 252.1509 | 0 | 348.1713 | 1.4682e-05 | 252.1509 | 0 | 348.1713 | 1.0563e-05 | 246.43 | 0.00042159 | 348.2258 | 0.00115 | 246.43 | -0.00039012 | 246.43 | -0.00060684 | 348.1713 | 9.2632e-06 | 348.1713 | 1.0805e-05 | 348.2258 | 0 | 252.1509 | 0 | 538.1554 | 0.00339 | 252.1509 | 0 | 536.9514 | 0 | 538.1554 | 0.00356 | 348.1713 | 9.1852e-06
| 348.3394 | 0 | 252.3571 | 0.00018856 | 348.3394 | 0 | 252.3571 | 0 | 348.2816 | 0 | 252.3571 | 0 | 348.2816 | 1.0585e-05 | 246.64 | -0.00045532 | 348.3394 | 0.00056294 | 246.64 | -0.0030698 | 246.64 | -0.0014521 | 348.2816 | 8.9939e-06 | 348.2816 | 8.4443e-06 | 348.3394 | 0 | 252.3571 | 0 | 538.3112 | 0.00063303 | 252.3571 | 0 | 537.1081 | 3.0002e-05 | 538.3112 | 0.0038 | 348.2816 | 8.3834e-06
| 348.4529 | 0 | 252.5632 | 0.00055767 | 348.4529 | 0.00033023 | 252.5632 | 0 | 348.3918 | 0 | 252.5632 | 0 | 348.3918 | 8.8936e-06 | 246.85 | -0.001366 | 348.4529 | 0 | 246.85 | -9.9549e-05 | 246.85 | 0.0010186 | 348.3918 | 9.111e-06 | 348.3918 | 7.0607e-06 | 348.4529 | 0 | 252.5632 | 0 | 538.467 | 0.00339 | 252.5632 | 0 | 537.2649 | 6.6672e-06 | 538.467 | 0.00362 | 348.3918 | 8.0414e-06
| 348.5664 | 0 | 252.7694 | -0.00014498 | 348.5664 | 6.9356e-05 | 252.7694 | 0 | 348.502 | 1.4682e-05 | 252.7694 | 0 | 348.502 | 8.5576e-06 | 247.05 | -0.0029174 | 348.5664 | 0.00079001 | 247.05 | -0.0036833 | 247.05 | -0.0040204 | 348.502 | 9.4038e-06 | 348.502 | 6.314e-06 | 348.5664 | 0 | 252.7694 | 0 | 538.6228 | 0.00123 | 252.7694 | 0 | 537.4217 | 3.0002e-05 | 538.6228 | 0.00375 | 348.502 | 9.1852e-06
| 348.68 | 0 | 252.9756 | 0.00061825 | 348.68 | 0 | 252.9756 | 0 | 348.6123 | 3.2289e-05 | 252.9756 | 0 | 348.6123 | 8.188e-06 | 247.26 | 0.0005565 | 348.68 | 0 | 247.26 | -0.0025533 | 247.26 | 0.0013112 | 348.6123 | 8.8885e-06 | 348.6123 | 5.7759e-06 | 348.68 | 0.00027841 | 252.9756 | 0 | 538.7787 | 0.00422 | 252.9756 | 0 | 537.5785 | 2.6669e-05 | 538.7787 | 0.00351 | 348.6123 | 8.9611e-06
| 348.7935 | 0.00057197 | 253.1818 | 0.0001705 | 348.7935 | 0 | 253.1818 | 0 | 348.7226 | 0 | 253.1818 | 0 | 348.7226 | 8.58e-06 | 247.47 | -0.0010287 | 348.7935 | 0.00181 | 247.47 | -0.0016493 | 247.47 | -0.00018422 | 348.7226 | 8.666e-06 | 348.7226 | 5.2379e-06 | 348.7935 | 0 | 253.1818 | 0 | 538.9345 | 0.00167 | 253.1818 | 0 | 537.7354 | 1.0001e-05 | 538.9345 | 0.00371 | 348.7226 | 6.7798e-06
| 348.907 | 0 | 253.3881 | -0.00027724 | 348.907 | 0.00027809 | 253.3881 | 0 | 348.8328 | 0 | 253.3881 | 0 | 348.8328 | 9.0953e-06 | 247.67 | -0.00052277 | 348.907 | 0.00121 | 247.67 | -0.00026098 | 247.67 | -0.00070437 | 348.8328 | 8.9705e-06 | 348.8328 | 8.016e-06 | 348.907 | 0.00137 | 253.3881 | 0 | 539.0904 | 0.00346 | 253.3881 | 0 | 537.8922 | 2.6669e-05 | 539.0904 | 0.00362 | 348.8328 | 6.32e-06
| 349.0205 | 0 | 253.5943 | -0.00055132 | 349.0205 | 0.00057222 | 253.5943 | 0 | 348.9431 | 1.4682e-05 | 253.5943 | 0 | 348.9431 | 8.2888e-06 | 247.88 | -0.00048905 | 349.0205 | 0 | 247.88 | -0.00035784 | 247.88 | 1.0836e-05 | 348.9431 | 9.7317e-06 | 348.9431 | 6.0944e-06 | 349.0205 | 0 | 253.5943 | 0 | 539.2462 | 0.00248 | 253.5943 | 0 | 538.049 | 3.0002e-05 | 539.2462 | 0.00374 | 348.9431 | 6.6619e-06
| 349.1341 | 0.00030594 | 253.8006 | 0.0006893 | 349.1341 | 0.00045189 | 253.8006 | 0 | 349.0534 | 0 | 253.8006 | 0 | 349.0534 | 7.3815e-06 | 248.09 | 0.00069142 | 349.1341 | 0.00101 | 248.09 | -2.6905e-06 | 248.09 | 0.00059601 | 349.0534 | 9.4272e-06 | 349.0534 | 6.9509e-06 | 349.1341 | 0 | 253.8006 | 0 | 539.4021 | 0.00404 | 253.8006 | 0 | 538.2059 | 0 | 539.4021 | 0.00359 | 349.0534 | 8.6074e-06
| 349.2476 | 0 | 254.0068 | -0.00041051 | 349.2476 | 0.00041617 | 254.0068 | 0 | 349.1637 | 0 | 254.0068 | 0 | 349.1637 | 6.9558e-06 | 248.3 | 0.00042159 | 349.2476 | 0.00033588 | 248.3 | -3.4977e-05 | 248.3 | -0.0017446 | 349.1637 | 9.6497e-06 | 349.1637 | 7.5878e-06 | 349.2476 | 0 | 254.0068 | 0 | 539.558 | 0.00218 | 254.0068 | 0 | 538.3627 | 1.0001e-05 | 539.558 | 0.00376 | 349.1637 | 1.0447e-05
| 349.3611 | 0.00014397 | 254.2131 | 0.00075891 | 349.3611 | 0 | 254.2131 | 0 | 349.2739 | 0 | 254.2131 | 0 | 349.2739 | 7.6727e-06 | 248.5 | 0.00045532 | 349.3611 | 0 | 248.5 | -0.00061613 | 248.5 | 0.0019939 | 349.2739 | 9.5443e-06 | 349.2739 | 9.729e-06 | 349.3611 | 0.0004661 | 254.2131 | 0 | 539.7138 | 0.0026 | 254.2131 | 0 | 538.5196 | 6.6672e-06 | 539.7138 | 0.00362 | 349.2739 | 1.3324e-05
| 349.4746 | 0.00106 | 254.4195 | -7.2625e-05 | 349.4746 | 0.00064159 | 254.4195 | 0 | 349.3842 | 1.4682e-05 | 254.4195 | 0 | 349.3842 | 8.1432e-06 | 248.71 | -0.0012648 | 349.4746 | 0.00098869 | 248.71 | -0.00058385 | 248.71 | -0.0019397 | 349.3842 | 1.0282e-05 | 349.3842 | 1.0377e-05 | 349.4746 | 0 | 254.4195 | 0 | 539.8697 | 0.00144 | 254.4195 | 0 | 538.6764 | 1.0001e-05 | 539.8697 | 0.0038 | 349.3842 | 1.5505e-05
| 349.5881 | 0 | 254.6258 | -0.0010676 | 349.5881 | 0 | 254.6258 | 0 | 349.4945 | 1.4682e-05 | 254.6258 | 0 | 349.4945 | 8.188e-06 | 248.92 | 0.0028838 | 349.5881 | 0 | 248.92 | 0.00054618 | 248.92 | 0.00043346 | 349.4945 | 9.6497e-06 | 349.4945 | 6.0944e-06 | 349.5881 | 0.0001658 | 254.6258 | 0 | 540.0256 | 0.00276 | 254.6258 | 0 | 538.8333 | 6.6672e-06 | 540.0256 | 0.00359 | 349.4945 | 1.2286e-05
| 349.7016 | 0.00024855 | 254.8321 | -0.00058551 | 349.7016 | 0 | 254.8321 | 0 | 349.6048 | 1.4682e-05 | 254.8321 | 0 | 349.6048 | 8.7032e-06 | 249.12 | -0.0015346 | 349.7016 | 0.00050617 | 249.12 | -0.00048698 | 249.12 | -5.4182e-05 | 349.6048 | 9.9307e-06 | 349.6048 | 5.2379e-06 | 349.7016 | 0 | 254.8321 | 0 | 540.1815 | 0.00049235 | 254.8321 | 0 | 538.9902 | 1.0001e-05 | 540.1815 | 0.00379 | 349.6048 | 9.869e-06
| 349.8151 | 0.00017997 | 255.0385 | 0.00031878 | 349.8151 | 0 | 255.0385 | 0 | 349.7151 | 1.4682e-05 | 255.0385 | 0 | 349.7151 | 8.3224e-06 | 249.33 | -0.001231 | 349.8151 | 0.00272 | 249.33 | 9.4169e-05 | 249.33 | 0.00036844 | 349.7151 | 9.4038e-06 | 349.7151 | 4.2825e-06 | 349.8151 | 9.0716e-05 | 255.0385 | 0 | 540.3374 | 0.00406 | 255.0385 | 0 | 539.1471 | 6.6672e-06 | 540.3374 | 0.00356 | 349.7151 | 8.3834e-06
| 349.9286 | 0 | 255.2449 | -0.000224 | 349.9286 | 0 | 255.2449 | 0 | 349.8254 | 1.4682e-05 | 255.2449 | 0 | 349.8254 | 8.4456e-06 | 249.54 | -0.0010961 | 349.9286 | 0.00067647 | 249.54 | -0.00074527 | 249.54 | -0.0010945 | 349.8254 | 1.0083e-05 | 349.8254 | 7.6976e-06 | 349.9286 | 0.00014995 | 255.2449 | 0 | 540.4934 | 0.00236 | 255.2449 | 0 | 539.3039 | 1.0001e-05 | 540.4934 | 0.00373 | 349.8254 | 8.9611e-06
| 350.0421 | 0 | 255.4513 | 0.00012875 | 350.0421 | 0 | 255.4513 | 0 | 349.9358 | 0 | 255.4513 | 0 | 349.9358 | 7.8295e-06 | 249.74 | 0.00079259 | 350.0421 | 0.00027444 | 249.74 | 0.00028789 | 249.74 | 0.00062851 | 349.9358 | 9.9307e-06 | 349.9358 | 8.016e-06 | 350.0421 | 0.00042856 | 255.4513 | 0 | 540.6493 | 0.00206 | 255.4513 | 0 | 539.4608 | 0 | 540.6493 | 0.0035 | 349.9358 | 1.0683e-05
| 350.1556 | 0.00062587 | 255.6577 | 0.00011164 | 350.1556 | 0.00019074 | 255.6577 | 0 | 350.0461 | 0 | 255.6577 | 0 | 350.0461 | 8.8936e-06 | 249.95 | 0.0005565 | 350.1556 | 0.00027911 | 249.95 | -0.0006807 | 249.95 | -0.0019397 | 350.0461 | 1.0657e-05 | 350.0461 | 8.8725e-06 | 350.1556 | 3.7485e-05 | 255.6577 | 0 | 540.8053 | 0.00178 | 255.6577 | 0 | 539.6178 | 3.0002e-05 | 540.8053 | 0.00373 | 350.0461 | 9.4092e-06
| 350.2691 | 0 | 255.8642 | 0.0013578 | 350.2691 | 0 | 255.8642 | 0 | 350.1564 | 1.4682e-05 | 255.8642 | 0 | 350.1564 | 8.7032e-06 | 250.16 | 0.0016358 | 350.2691 | 0.00255 | 250.16 | -0.0021013 | 250.16 | -0.0001192 | 350.1564 | 9.6263e-06 | 350.1564 | 8.9823e-06 | 350.2691 | 0.00087902 | 255.8642 | 0 | 540.9612 | 0.00232 | 255.8642 | 0 | 539.7747 | 0 | 540.9612 | 0.0036 | 350.1564 | 9.0673e-06
| 350.3826 | 0.00030245 | 256.0706 | -0.00066236 | 350.3826 | 0.00104 | 256.0706 | 0 | 350.2668 | 0 | 256.0706 | 0 | 350.2668 | 9.2073e-06 | 250.36 | -0.0015684 | 350.3826 | 0.00059133 | 250.36 | -0.0031345 | 250.36 | -0.0022973 | 350.2668 | 9.4857e-06 | 350.2668 | 7.9172e-06 | 350.3826 | 0 | 256.0706 | 0 | 541.1172 | 0.00271 | 256.0706 | 0 | 539.9316 | 3.0002e-05 | 541.1172 | 0.00379 | 350.2668 | 1.1602e-05
| 350.4961 | 0.00093582 | 256.2771 | -0.00023275 | 350.4961 | 0 | 256.2771 | 0 | 350.3771 | 1.4682e-05 | 256.2771 | 0 | 350.3771 | 8.636e-06 | 250.57 | 0.00082632 | 350.4961 | 0.00113 | 250.57 | -0.00064841 | 250.57 | 0.00088859 | 350.3771 | 8.5606e-06 | 350.3771 | 6.6324e-06 | 350.4961 | 0 | 256.2771 | 0 | 541.2731 | 0.00383 | 256.2771 | 0 | 540.0885 | 0 | 541.2731 | 0.00357 | 350.3771 | 1.2286e-05
| 350.6096 | 0.00042823 | 256.4836 | -6.0596e-05 | 350.6096 | 0 | 256.4836 | 0 | 350.4875 | 0 | 256.4836 | 0 | 350.4875 | 8.7032e-06 | 250.78 | -0.0012648 | 350.6096 | 0.00158 | 250.78 | -0.0028439 | 250.78 | -0.0016797 | 350.4875 | 9.5911e-06 | 350.4875 | 4.4912e-06 | 350.6096 | 0 | 256.4836 | 0 | 541.4291 | 0.00262 | 256.4836 | 0 | 540.2454 | 3.0002e-05 | 541.4291 | 0.00374 | 350.4875 | 1.435e-05
| 350.7231 | 0.00066587 | 256.6901 | 0.00066246 | 350.7231 | 0 | 256.6901 | 0 | 350.5978 | 1.4682e-05 | 256.6901 | 0 | 350.5978 | 7.9303e-06 | 250.99 | 0.0029849 | 350.7231 | 0.00058673 | 250.99 | -0.0016815 | 250.99 | -0.0013871 | 350.5978 | 1.0388e-05 | 350.5978 | 5.8857e-06 | 350.7231 | 0.00057872 | 256.6901 | 0 | 541.5851 | 0.00329 | 256.6901 | 0 | 540.4024 | 2.6669e-05 | 541.5851 | 0.00356 | 350.5978 | 9.4092e-06
| 350.8366 | 0.00108 | 256.8966 | -0.00043767 | 350.8366 | 0.00057222 | 256.8966 | 0 | 350.7082 | 1.4682e-05 | 256.8966 | 0 | 350.7082 | 8.3e-06 | 251.19 | -0.0011636 | 350.8366 | 0 | 251.19 | -0.00032556 | 251.19 | -0.0018422 | 350.7082 | 1.2296e-05 | 350.7082 | 4.8096e-06 | 350.8366 | 0.00107 | 256.8966 | 0 | 541.7411 | 0.00345 | 256.8966 | 0 | 540.5593 | 1.0001e-05 | 541.7411 | 0.00376 | 350.7082 | 7.6877e-06
| 350.9501 | 0 | 257.1032 | 2.0965e-05 | 350.9501 | 0 | 257.1032 | 0 | 350.8186 | 0 | 257.1032 | 0 | 350.8186 | 8.58e-06 | 251.4 | -5.0592e-05 | 350.9501 | 0.00027444 | 251.4 | -6.7263e-05 | 251.4 | 0.0019614 | 350.8186 | 1.1722e-05 | 350.8186 | 5.8857e-06 | 350.9501 | 0.00018456 | 257.1032 | 0 | 541.8971 | 0.00262 | 257.1032 | 0 | 540.7163 | 0 | 541.8971 | 0.00356 | 350.8186 | 7.8056e-06
| 351.0635 | 0.00033839 | 257.3098 | -0.0009633 | 351.0635 | 0.00032946 | 257.3098 | 0 | 350.9289 | 1.4682e-05 | 257.3098 | 0 | 350.9289 | 8.58e-06 | 251.61 | -0.001366 | 351.0635 | 0.00164 | 251.61 | -0.00048698 | 251.61 | -0.00034676 | 350.9289 | 1.1371e-05 | 350.9289 | 6.4128e-06 | 351.0635 | 0 | 257.3098 | 0 | 542.0531 | 0.00181 | 257.3098 | 0 | 540.8732 | 0 | 542.0531 | 0.00381 | 350.9289 | 8.9611e-06
| 351.177 | 0.00070186 | 257.5163 | 3.6071e-05 | 351.177 | 0.00013905 | 257.5163 | 0 | 351.0393 | 1.4682e-05 | 257.5163 | 0 | 351.0393 | 8.0536e-06 | 251.81 | 0.0014334 | 351.177 | 0.00047317 | 251.81 | 0.0014179 | 251.81 | 0.0017988 | 351.0393 | 9.4389e-06 | 351.0393 | 6.9509e-06 | 351.177 | 0.0004661 | 257.5163 | 0 | 542.2091 | 0.00411 | 257.5163 | 0 | 541.0302 | 2.6669e-05 | 542.2091 | 0.0036 | 351.0393 | 1.1249e-05
| 351.2905 | 0.0004462 | 257.7229 | 0.00010543 | 351.2905 | 0.00086701 | 257.7229 | 0 | 351.1497 | 1.4682e-05 | 257.7229 | 0 | 351.1497 | 7.9864e-06 | 252.02 | -0.00086005 | 351.2905 | 0.00064808 | 252.02 | -0.00016412 | 252.02 | -0.0011595 | 351.1497 | 1.0083e-05 | 351.1497 | 6.4128e-06 | 351.2905 | 0 | 257.7229 | 0 | 542.3651 | 0.00278 | 257.7229 | 0 | 541.1872 | 0 | 542.3651 | 0.00372 | 351.1497 | 1.2628e-05
| 351.404 | 0.00098981 | 257.9296 | -0.00074859 | 351.404 | 0.00143 | 257.9296 | 0 | 351.2601 | 0 | 257.9296 | 0 | 351.2601 | 8.524e-06 | 252.23 | -0.00069142 | 351.404 | 0.00226 | 252.23 | 0.0019345 | 252.23 | 0.0019939 | 351.2601 | 9.7551e-06 | 351.2601 | 5.7759e-06 | 351.404 | 0 | 257.9296 | 0 | 542.5212 | 0.00216 | 257.9296 | 0 | 541.3442 | 6.6672e-06 | 542.5212 | 0.00344 | 351.2601 | 1.343e-05
| 351.5174 | 0.00089539 | 258.1362 | 0.00045789 | 351.5174 | 0.00041617 | 258.1362 | 0 | 351.3705 | 3.2289e-05 | 258.1362 | 0 | 351.3705 | 9.2297e-06 | 252.44 | 0.00021923 | 351.5174 | 0.00064808 | 252.44 | -0.0013909 | 252.44 | 0.0012137 | 351.3705 | 1.1125e-05 | 351.3705 | 6.4128e-06 | 351.5174 | 0 | 258.1362 | 0 | 542.6772 | 0.0016 | 258.1362 | 0 | 541.5012 | 1.0001e-05 | 542.6772 | 0.00355 | 351.3705 | 1.389e-05
| 351.6309 | 0.00057588 | 258.3428 | -0.00032765 | 351.6309 | 0 | 258.3428 | 0 | 351.4809 | 0 | 258.3428 | 0 | 351.4809 | 9.2073e-06 | 252.64 | 0.0005565 | 351.6309 | 0.0009558 | 252.64 | -0.0010358 | 252.64 | 0.00017338 | 351.4809 | 9.6497e-06 | 351.4809 | 5.1281e-06 | 351.6309 | 0 | 258.3428 | 0 | 542.8333 | 0.00213 | 258.3428 | 0 | 541.6581 | 4.667e-05 | 542.8333 | 0.00341 | 351.4809 | 1.0907e-05
| 351.7444 | 0.00084148 | 258.5495 | -2.5482e-05 | 351.7444 | 0 | 258.5495 | 0 | 351.5913 | 0 | 258.5495 | 0 | 351.5913 | 8.7144e-06 | 252.85 | -0.0012648 | 351.7444 | 0.00047779 | 252.85 | -0.0028439 | 252.85 | 0.00027091 | 351.5913 | 1.0013e-05 | 351.5913 | 5.4575e-06 | 351.7444 | 0 | 258.5495 | 0 | 542.9893 | 0.00164 | 258.5495 | 0 | 541.8152 | 0 | 542.9893 | 0.00365 | 351.5913 | 8.9611e-06
| 351.8578 | 0.00055789 | 258.7562 | 0.00016484 | 351.8578 | 0.00019118 | 258.7562 | 0 | 351.7017 | 1.4682e-05 | 258.7562 | 0 | 351.7017 | 7.0343e-06 | 253.06 | 0.00015177 | 351.8578 | 0.00115 | 253.06 | -0.00084214 | 253.06 | -0.00018422 | 351.7017 | 9.9776e-06 | 351.7017 | 4.9194e-06 | 351.8578 | 0 | 258.7562 | 0 | 543.1454 | 0.00294 | 258.7562 | 0 | 541.9722 | 0 | 543.1454 | 0.00356 | 351.7017 | 8.2655e-06
| 351.9713 | 0.00062587 | 258.9629 | -0.00041441 | 351.9713 | 0.00038148 | 258.9629 | 0 | 351.8121 | 1.4682e-05 | 258.9629 | 0 | 351.8121 | 6.9334e-06 | 253.26 | 0.0026476 | 351.9713 | 0.00122 | 253.26 | -3.4977e-05 | 253.26 | -0.0016147 | 351.8121 | 9.919e-06 | 351.8121 | 6.4128e-06 | 351.9713 | 0 | 258.9629 | 0 | 543.3015 | 0.00294 | 258.9629 | 0 | 542.1292 | 0 | 543.3015 | 0.00378 | 351.8121 | 1.1143e-05
| 352.0847 | 0.00052189 | 259.1696 | 0.00012346 | 352.0847 | 0 | 259.1696 | 0 | 351.9225 | 1.4682e-05 | 259.1696 | 0 | 351.9225 | 7.5943e-06 | 253.47 | 0.00075887 | 352.0847 | 0 | 253.47 | 0.0014824 | 253.47 | 0.00043346 | 351.9225 | 9.6848e-06 | 351.9225 | 7.8074e-06 | 352.0847 | 0 | 259.1696 | 0 | 543.4575 | 0.00459 | 259.1696 | 0 | 542.2862 | 2.6669e-05 | 543.4575 | 0.00356 | 351.9225 | 1.297e-05
| 352.1982 | 0.00094928 | 259.3764 | 0.00040384 | 352.1982 | 0 | 259.3764 | 0 | 352.033 | 1.4682e-05 | 259.3764 | 0 | 352.033 | 8.7368e-06 | 253.68 | -0.00038786 | 352.1982 | 0.00056294 | 253.68 | -0.0016815 | 253.68 | -0.0016472 | 352.033 | 9.3218e-06 | 352.033 | 8.9823e-06 | 352.1982 | 0 | 259.3764 | 0 | 543.6136 | 0.00227 | 259.3764 | 0 | 542.4432 | 1.0001e-05 | 543.6136 | 0.00368 | 352.033 | 1.5505e-05
| 352.3116 | 0.00119 | 259.5831 | 5.3957e-05 | 352.3116 | 0.00036499 | 259.5831 | 0 | 352.1434 | 3.2289e-05 | 259.5831 | 0 | 352.1434 | 9.7561e-06 | 253.89 | 0.0017032 | 352.3116 | 0.00016089 | 253.89 | 0.0013211 | 253.89 | -0.00057433 | 352.1434 | 1.0177e-05 | 352.1434 | 8.2356e-06 | 352.3116 | 0 | 259.5831 | 0 | 543.7697 | 0.00248 | 259.5831 | 0 | 542.6003 | 0 | 543.7697 | 0.00348 | 352.1434 | 1.343e-05
| 352.4251 | 0.00111 | 259.7899 | -0.00032607 | 352.4251 | 0.00024276 | 259.7899 | 0 | 352.2539 | 3.2289e-05 | 259.7899 | 0 | 352.2539 | 9.5657e-06 | 254.09 | -0.00082632 | 352.4251 | 5.2034e-05 | 254.09 | -0.0029407 | 254.09 | -0.0021348 | 352.2539 | 8.9939e-06 | 352.2539 | 7.3791e-06 | 352.4251 | 0.00020618 | 259.7899 | 0 | 543.9258 | 0.0029 | 259.7899 | 0 | 542.7573 | 1.0001e-05 | 543.9258 | 0.00367 | 352.2539 | 1.3206e-05
| 352.5385 | 0.0025 | 259.9967 | -0.00029531 | 352.5385 | 0.00090379 | 259.9967 | 0 | 352.3643 | 0 | 259.9967 | 0 | 352.3643 | 9.3865e-06 | 254.3 | 0.0019057 | 352.5385 | 0.00061512 | 254.3 | -0.00077756 | 254.3 | -0.00060684 | 352.3643 | 8.1273e-06 | 352.3643 | 8.2356e-06 | 352.5385 | 0 | 259.9967 | 0 | 544.082 | 0.00278 | 259.9967 | 0 | 542.9144 | 0 | 544.082 | 0.00353 | 352.3643 | 9.4092e-06
| 352.652 | 0.00197 | 260.2035 | -0.00037873 | 352.652 | 0.00052021 | 260.2035 | 0 | 352.4748 | 0 | 260.2035 | 0 | 352.4748 | 9.4873e-06 | 254.51 | -0.0019393 | 352.652 | 0.00027911 | 254.51 | 0.00093361 | 254.51 | -2.1673e-05 | 352.4748 | 8.3498e-06 | 352.4748 | 7.0607e-06 | 352.652 | 0 | 260.2035 | 0 | 544.2381 | 0.00269 | 260.2035 | 0 | 543.0714 | 0 | 544.2381 | 0.00365 | 352.4748 | 6.8859e-06
| 352.7654 | 0.00203 | 260.4103 | 0.00045481 | 352.7654 | 0 | 260.4103 | 0 | 352.5852 | 0 | 260.4103 | 0 | 352.5852 | 9.4089e-06 | 254.72 | 0.00065769 | 352.7654 | 0.00101 | 254.72 | 0.0009659 | 254.72 | 0.0016688 | 352.5852 | 8.7831e-06 | 352.5852 | 6.9509e-06 | 352.7654 | 0.00076641 | 260.4103 | 0 | 544.3942 | 0.00431 | 260.4103 | 0 | 543.2285 | 2.6669e-05 | 544.3942 | 0.00347 | 352.5852 | 7.6877e-06
| 352.8789 | 0.00314 | 260.6172 | -0.00051918 | 352.8789 | 8.6698e-05 | 260.6172 | 0 | 352.6957 | 3.2289e-05 | 260.6172 | 0 | 352.6957 | 9.4089e-06 | 254.92 | -0.00065769 | 352.8789 | 0.00133 | 254.92 | -0.0020045 | 254.92 | -0.0010295 | 352.6957 | 1.0762e-05 | 352.6957 | 5.6661e-06 | 352.8789 | 0 | 260.6172 | 0 | 544.5504 | 0.00266 | 260.6172 | 0 | 543.3856 | 1.0001e-05 | 544.5504 | 0.00362 | 352.6957 | 9.9869e-06
| 352.9923 | 0.00347 | 260.8241 | 0.0007921 | 352.9923 | 0.00060832 | 260.8241 | 0 | 352.8062 | 1.4682e-05 | 260.8241 | 0 | 352.8062 | 8.636e-06 | 255.13 | -0.00059023 | 352.9923 | 0.00030283 | 255.13 | -0.00074527 | 255.13 | 0.0010186 | 352.8062 | 9.5092e-06 | 352.8062 | 8.4443e-06 | 352.9923 | 0 | 260.8241 | 0 | 544.7065 | 0.00311 | 260.8241 | 0 | 543.5427 | 6.6672e-06 | 544.7065 | 0.00349 | 352.8062 | 1.2864e-05
| 353.1057 | 0.00379 | 261.0309 | -0.00068594 | 353.1057 | 0.00091902 | 261.0309 | 0 | 352.9166 | 1.4682e-05 | 261.0309 | 0 | 352.9166 | 8.7592e-06 | 255.34 | 0.00059023 | 353.1057 | 0.00255 | 255.34 | -0.00026098 | 255.34 | -0.0017121 | 352.9166 | 1.0141e-05 | 352.9166 | 1.0805e-05 | 353.1057 | 0 | 261.0309 | 0 | 544.8627 | 0.00299 | 261.0309 | 0 | 543.6997 | 1.0001e-05 | 544.8627 | 0.00366 | 352.9166 | 1.0907e-05
| 353.2192 | 0.00423 | 261.2378 | 0.0014219 | 353.2192 | 0 | 261.2378 | 0 | 353.0271 | 3.2289e-05 | 261.2378 | 0 | 353.0271 | 8.2664e-06 | 255.54 | 0.00062396 | 353.2192 | 0.00044478 | 255.54 | -0.0011973 | 255.54 | -0.00063934 | 353.0271 | 8.7831e-06 | 353.0271 | 9.8388e-06 | 353.2192 | 0.00033471 | 261.2378 | 0 | 545.0189 | 0.00304 | 261.2378 | 0 | 543.8568 | 6.6672e-06 | 545.0189 | 0.00342 | 353.0271 | 1.0329e-05
| 353.3326 | 0.00343 | 261.4448 | -1.7922e-05 | 353.3326 | 0.00012138 | 261.4448 | 0 | 353.1376 | 3.2289e-05 | 261.4448 | 0 | 353.1376 | 7.8967e-06 | 255.75 | -0.0017032 | 353.3326 | 0.00167 | 255.75 | 0.00083675 | 255.75 | 0.0018639 | 353.1376 | 1.0411e-05 | 353.1376 | 7.9172e-06 | 353.3326 | 0 | 261.4448 | 0 | 545.175 | 0.00322 | 261.4448 | 0 | 544.014 | 0 | 545.175 | 0.00362 | 353.1376 | 1.0447e-05
| 353.446 | 0.00452 | 261.6517 | 0.0001308 | 353.446 | 0 | 261.6517 | 0 | 353.2481 | 0 | 261.6517 | 0 | 353.2481 | 7.3255e-06 | 255.96 | 0.0010961 | 353.446 | 0.00115 | 255.96 | 0.00015874 | 255.96 | 0.0002384 | 353.2481 | 9.5209e-06 | 353.2481 | 7.2693e-06 | 353.446 | 0 | 261.6517 | 0 | 545.3312 | 0.00334 | 261.6517 | 0 | 544.1711 | 0 | 545.3312 | 0.00337 | 353.2481 | 1.1367e-05
| 353.5594 | 0.00512 | 261.8586 | 0.00037022 | 353.5594 | 0.00057222 | 261.8586 | 0 | 353.3586 | 1.4682e-05 | 261.8586 | 0 | 353.3586 | 7.2023e-06 | 256.17 | 0.00069142 | 353.5594 | 0.00116 | 256.17 | -0.0016815 | 256.17 | -0.00054182 | 353.3586 | 1.0341e-05 | 353.3586 | 6.8411e-06 | 353.5594 | 0 | 261.8586 | 0 | 545.4874 | 0.00181 | 261.8586 | 0 | 544.3282 | 1.0001e-05 | 545.4874 | 0.00363 | 353.3586 | 1.0565e-05
| 353.6729 | 0.0063 | 262.0656 | 0.00050512 | 353.6729 | 0 | 262.0656 | 0 | 353.4691 | 1.4682e-05 | 262.0656 | 0 | 353.4691 | 8.0312e-06 | 256.37 | 0.00065769 | 353.6729 | 0.00030283 | 256.37 | -0.00042241 | 256.37 | 0.0015712 | 353.4691 | 9.8136e-06 | 353.4691 | 9.9487e-06 | 353.6729 | 0.00031595 | 262.0656 | 0 | 545.6436 | 0.00427 | 262.0656 | 0 | 544.4853 | 0 | 545.6436 | 0.00341 | 353.4691 | 9.5271e-06
| 353.7863 | 0.00749 | 262.2726 | 2.753e-05 | 353.7863 | 0.00067626 | 262.2726 | 0 | 353.5796 | 0 | 262.2726 | 0 | 353.5796 | 9.4985e-06 | 256.58 | -0.0013322 | 353.7863 | 0.00081839 | 256.58 | -0.00055155 | 256.58 | 1.0836e-05 | 353.5796 | 1.1067e-05 | 353.5796 | 1.0047e-05 | 353.7863 | 0 | 262.2726 | 0 | 545.7998 | 0.0026 | 262.2726 | 0 | 544.6424 | 1.0001e-05 | 545.7998 | 0.00365 | 353.5796 | 1.0223e-05
| 353.8997 | 0.00682 | 262.4796 | -0.00015682 | 353.8997 | 0.00033023 | 262.4796 | 0 | 353.6901 | 3.2289e-05 | 262.4796 | 0 | 353.6901 | 1.0798e-05 | 256.79 | -0.00089378 | 353.8997 | 0.00238 | 256.79 | 0.0002556 | 256.79 | 0.0010186 | 353.6901 | 1.0903e-05 | 353.6901 | 1.0904e-05 | 353.8997 | 7.1951e-05 | 262.4796 | 0 | 545.9561 | 0.00146 | 262.4796 | 0 | 544.7996 | 6.6672e-06 | 545.9561 | 0.00338 | 353.6901 | 1.0447e-05
| 354.0131 | 0.0102 | 262.6866 | -0.00061927 | 354.0131 | 0.00095371 | 262.6866 | 0 | 353.8007 | 0 | 262.6866 | 0 | 353.8007 | 9.6777e-06 | 257 | -0.0013322 | 354.0131 | 0.00119 | 257 | 0.00035245 | 257 | 0.0010186 | 353.8007 | 1.0165e-05 | 353.8007 | 9.4106e-06 | 354.0131 | 0 | 262.6866 | 0 | 546.1123 | 0.00188 | 262.6866 | 0 | 544.9567 | 0 | 546.1123 | 0.00351 | 353.8007 | 1.1944e-05
| 354.1265 | 0.01208 | 262.8937 | 0.00056746 | 354.1265 | 0 | 262.8937 | 0 | 353.9112 | 1.4682e-05 | 262.8937 | 0 | 353.9112 | 7.8743e-06 | 257.2 | -0.0012648 | 354.1265 | 0 | 257.2 | 0.0010628 | 257.2 | 0.0009536 | 353.9112 | 9.1344e-06 | 353.9112 | 8.7737e-06 | 354.1265 | 0 | 262.8937 | 0 | 546.2685 | 0.00209 | 262.8937 | 0 | 545.1139 | 6.6672e-06 | 546.2685 | 0.00331 | 353.9112 | 1.0683e-05
| 354.2399 | 0.01383 | 263.1007 | 0.00046175 | 354.2399 | 0 | 263.1007 | 0 | 354.0217 | 1.4682e-05 | 263.1007 | 0 | 354.0217 | 7.2471e-06 | 257.41 | -0.00285 | 354.2399 | 0 | 257.41 | -0.00080984 | 257.41 | -0.0012245 | 354.0217 | 8.6777e-06 | 354.0217 | 7.3791e-06 | 354.2399 | 0 | 263.1007 | 0 | 546.4248 | 0.0025 | 263.1007 | 0 | 545.271 | 3.0002e-05 | 546.4248 | 0.00351 | 354.0217 | 1.0223e-05
| 354.3533 | 0.01416 | 263.3078 | 0.00014685 | 354.3533 | 0 | 263.3078 | 0 | 354.1323 | 1.4682e-05 | 263.3078 | 0 | 354.1323 | 7.8295e-06 | 257.62 | -0.0005565 | 354.3533 | 0 | 257.62 | -0.001165 | 257.62 | 0.0013438 | 354.1323 | 9.3218e-06 | 354.1323 | 5.8857e-06 | 354.3533 | 0 | 263.3078 | 0 | 546.581 | 0.00318 | 263.3078 | 0 | 545.4282 | 0 | 546.581 | 0.00343 | 354.1323 | 1.0329e-05
| 354.4667 | 0.01588 | 263.5149 | 1.8055e-05 | 354.4667 | 0.00055488 | 263.5149 | 0 | 354.2428 | 1.4682e-05 | 263.5149 | 0 | 354.2428 | 8.8376e-06 | 257.83 | -0.0020068 | 354.4667 | 0.00025072 | 257.83 | -0.0017461 | 257.83 | -0.00057433 | 354.2428 | 1.0141e-05 | 354.2428 | 2.1413e-06 | 354.4667 | 0.00028115 | 263.5149 | 0 | 546.7373 | 0.00304 | 263.5149 | 0 | 545.5854 | 3.0002e-05 | 546.7373 | 0.00367 | 354.2428 | 1.0565e-05
| 354.5802 | 0.01845 | 263.722 | 0.0015811 | 354.5802 | 5.2137e-05 | 263.722 | 0 | 354.3534 | 0 | 263.722 | 0 | 354.3534 | 8.3448e-06 | 258.04 | -0.0009275 | 354.5802 | 0.00052996 | 258.04 | -0.0012296 | 258.04 | -0.00086692 | 354.3534 | 1.0692e-05 | 354.3534 | 3.2064e-06 | 354.5802 | 0 | 263.722 | 0 | 546.8936 | 0.00343 | 263.722 | 0 | 545.7426 | 0 | 546.8936 | 0.00351 | 354.3534 | 8.9611e-06
| 354.6936 | 0.02362 | 263.9291 | 0.00041126 | 354.6936 | 0.00027745 | 263.9291 | 0 | 354.4639 | 1.4682e-05 | 263.9291 | 0 | 354.4639 | 7.4823e-06 | 258.24 | -0.0028838 | 354.6936 | 0 | 258.24 | -0.0022627 | 258.24 | 0.00030341 | 354.4639 | 1.1289e-05 | 354.4639 | 5.1281e-06 | 354.6936 | 0 | 263.9291 | 0 | 547.0498 | 0.00207 | 263.9291 | 0 | 545.8997 | 3.0002e-05 | 547.0498 | 0.00362 | 354.4639 | 7.9235e-06
| 354.8069 | 0.02478 | 264.1363 | 0.00094309 | 354.8069 | 0 | 264.1363 | 0 | 354.5745 | 0 | 264.1363 | 0 | 354.5745 | 7.6391e-06 | 258.45 | 0.0018381 | 354.8069 | 0.00175 | 258.45 | -0.001165 | 258.45 | -0.00057433 | 354.5745 | 1.006e-05 | 354.5745 | 8.1258e-06 | 354.8069 | 0.00031595 | 264.1363 | 0 | 547.2061 | 0.00378 | 264.1363 | 0 | 546.0569 | 4.667e-05 | 547.2061 | 0.00338 | 354.5745 | 8.1476e-06
| 354.9203 | 0.03006 | 264.3434 | -0.00066763 | 354.9203 | 0.0004335 | 264.3434 | 0 | 354.6851 | 0 | 264.3434 | 0 | 354.6851 | 8.3224e-06 | 258.66 | -0.0017032 | 354.9203 | 0.0017 | 258.66 | -0.0014233 | 258.66 | 0.00043346 | 354.6851 | 1.0633e-05 | 354.6851 | 8.4443e-06 | 354.9203 | 0 | 264.3434 | 0 | 547.3624 | 0.0029 | 264.3434 | 0 | 546.2141 | 3.0002e-05 | 547.3624 | 0.00354 | 354.6851 | 8.6074e-06
| 355.0337 | 0.03155 | 264.5506 | 0.00058911 | 355.0337 | 0 | 264.5506 | 0 | 354.7956 | 1.4682e-05 | 264.5506 | 0 | 354.7956 | 8.8936e-06 | 258.87 | -5.0592e-05 | 355.0337 | 0.00050157 | 258.87 | -0.00080984 | 258.87 | 0.0018314 | 354.7956 | 9.4038e-06 | 354.7956 | 7.0607e-06 | 355.0337 | 0.0001658 | 264.5506 | 0 | 547.5187 | 0.00385 | 264.5506 | 0 | 546.3713 | 0 | 547.5187 | 0.00335 | 354.7956 | 9.5271e-06
| 355.1471 | 0.03529 | 264.7578 | -0.0011645 | 355.1471 | 0.00139 | 264.7578 | 0 | 354.9062 | 1.4682e-05 | 264.7578 | 0 | 354.9062 | 8.4792e-06 | 259.07 | -0.00025296 | 355.1471 | 0.0015 | 259.07 | -0.00064841 | 259.07 | -0.00070437 | 354.9062 | 1.1102e-05 | 354.9062 | 5.2379e-06 | 355.1471 | 0 | 264.7578 | 0 | 547.675 | 0.00327 | 264.7578 | 0 | 546.5286 | 0 | 547.675 | 0.00357 | 354.9062 | 1.0223e-05
| 355.2605 | 0.04145 | 264.965 | 0.00024028 | 355.2605 | 0.00010428 | 264.965 | 0 | 355.0168 | 1.4682e-05 | 264.965 | 0 | 355.0168 | 8.5464e-06 | 259.28 | 0.0029174 | 355.2605 | 0.00132 | 259.28 | -0.00055155 | 259.28 | -0.0019722 | 355.0168 | 9.7551e-06 | 355.0168 | 7.5878e-06 | 355.2605 | 0 | 264.965 | 0 | 547.8314 | 0.0032 | 264.965 | 0 | 546.6858 | 6.6672e-06 | 547.8314 | 0.00334 | 355.0168 | 9.3031e-06
| 355.3739 | 0.04323 | 265.1723 | -0.0011915 | 355.3739 | 0.00086701 | 265.1723 | 0 | 355.1274 | 1.4682e-05 | 265.1723 | 0 | 355.1274 | 8.9496e-06 | 259.49 | -0.00065769 | 355.3739 | 0 | 259.49 | -0.0021982 | 259.49 | -0.0020047 | 355.1274 | 1.061e-05 | 355.1274 | 8.2356e-06 | 355.3739 | 0 | 265.1723 | 0 | 547.9877 | 0.0019 | 265.1723 | 0 | 546.843 | 3.0002e-05 | 547.9877 | 0.00348 | 355.1274 | 1.0447e-05
| 355.4873 | 0.04774 | 265.3795 | 0.00034 | 355.4873 | 0.00039975 | 265.3795 | 0 | 355.238 | 0 | 265.3795 | 0 | 355.238 | 9.2521e-06 | 259.7 | 0.0022428 | 355.4873 | 0 | 259.7 | -0.00055155 | 259.7 | -0.00024923 | 355.238 | 9.2164e-06 | 355.238 | 8.4443e-06 | 355.4873 | 0 | 265.3795 | 0 | 548.144 | 0.00283 | 265.3795 | 0 | 547.0003 | 2.6669e-05 | 548.144 | 0.00325 | 355.238 | 1.0447e-05
| 355.6007 | 0.05406 | 265.5868 | -0.00058772 | 355.6007 | 0.00050287 | 265.5868 | 0 | 355.3486 | 1.4682e-05 | 265.5868 | 0 | 355.3486 | 9.1737e-06 | 259.9 | 5.0592e-05 | 355.6007 | 0.00119 | 259.9 | -0.0022627 | 259.9 | -0.00031426 | 355.3486 | 9.3452e-06 | 355.3486 | 5.9846e-06 | 355.6007 | 0 | 265.5868 | 0 | 548.3004 | 0.00213 | 265.5868 | 0 | 547.1575 | 5.0004e-05 | 548.3004 | 0.00352 | 355.3486 | 1.4927e-05
| 355.714 | 0.05824 | 265.7941 | -1.5345e-05 | 355.714 | 0 | 265.7941 | 0 | 355.4592 | 0 | 265.7941 | 0 | 355.4592 | 8.5464e-06 | 260.11 | -0.00072515 | 355.714 | 0.00175 | 260.11 | -0.0004547 | 260.11 | -0.0016472 | 355.4592 | 1.0364e-05 | 355.4592 | 4.1727e-06 | 355.714 | 0.00014702 | 265.7941 | 0 | 548.4567 | 0.00406 | 265.7941 | 0 | 547.3147 | 6.6672e-06 | 548.4567 | 0.0034 | 355.4592 | 1.1944e-05
| 355.8274 | 0.06164 | 266.0014 | -0.00034456 | 355.8274 | 0.00101 | 266.0014 | 0 | 355.5698 | 0 | 266.0014 | 0 | 355.5698 | 8.6808e-06 | 260.32 | -0.00035414 | 355.8274 | 0 | 260.32 | -0.00077756 | 260.32 | -0.00050931 | 355.5698 | 1.102e-05 | 355.5698 | 6.6324e-06 | 355.8274 | 0 | 266.0014 | 0 | 548.6131 | 0.00215 | 266.0014 | 0 | 547.472 | 1.0001e-05 | 548.6131 | 0.0036 | 355.5698 | 1.2404e-05
| 355.9408 | 0.06646 | 266.2087 | 5.4397e-05 | 355.9408 | 0 | 266.2087 | 0 | 355.6805 | 0 | 266.2087 | 0 | 355.6805 | 8.244e-06 | 260.53 | -1.6864e-05 | 355.9408 | 0.00104 | 260.53 | -0.00026098 | 260.53 | -2.1673e-05 | 355.6805 | 1.061e-05 | 355.6805 | 7.1595e-06 | 355.9408 | 0 | 266.2087 | 0 | 548.7694 | 0.002 | 266.2087 | 0 | 547.6293 | 0 | 548.7694 | 0.00342 | 355.6805 | 9.0673e-06
| 356.0542 | 0.07235 | 266.4161 | 0.00022497 | 356.0542 | 0.00114 | 266.4161 | 0 | 355.7911 | 0 | 266.4161 | 0 | 355.7911 | 8.2664e-06 | 260.74 | -0.0011973 | 356.0542 | 0.00059133 | 260.74 | -0.0038125 | 260.74 | -0.00080189 | 355.7911 | 9.3569e-06 | 355.7911 | 7.8074e-06 | 356.0542 | 0 | 266.4161 | 0 | 548.9258 | 0.00232 | 266.4161 | 0 | 547.7865 | 3.0002e-05 | 548.9258 | 0.00356 | 355.7911 | 9.3031e-06
| 356.1675 | 0.07517 | 266.6234 | 0.00039646 | 356.1675 | 0.00034761 | 266.6234 | 0 | 355.9017 | 1.4682e-05 | 266.6234 | 0 | 355.9017 | 8.4008e-06 | 260.94 | 0.00072515 | 356.1675 | 0.00058673 | 260.94 | 6.1882e-05 | 260.94 | -0.00089942 | 355.9017 | 8.9705e-06 | 355.9017 | 6.9509e-06 | 356.1675 | 0 | 266.6234 | 0 | 549.0822 | 0.00223 | 266.6234 | 0 | 547.9438 | 6.6672e-06 | 549.0822 | 0.00334 | 355.9017 | 6.32e-06
| 356.2809 | 0.08197 | 266.8308 | -0.0010691 | 356.2809 | 0.00081498 | 266.8308 | 0 | 356.0124 | 1.4682e-05 | 266.8308 | 0 | 356.0124 | 9.5657e-06 | 261.15 | -0.0005565 | 356.2809 | 0.00116 | 261.15 | 0.00041703 | 261.15 | -0.0018096 | 356.0124 | 8.8651e-06 | 356.0124 | 7.8074e-06 | 356.2809 | 0 | 266.8308 | 0 | 549.2386 | 0.0032 | 266.8308 | 0 | 548.1011 | 1.0001e-05 | 549.2386 | 0.00348 | 356.0124 | 1.1249e-05
| 356.3943 | 0.08575 | 267.0382 | 1.7845e-05 | 356.3943 | 0 | 267.0382 | 0 | 356.123 | 1.4682e-05 | 267.0382 | 0 | 356.123 | 9.7337e-06 | 261.36 | 0.0018381 | 356.3943 | 0.00141 | 261.36 | -0.0022951 | 261.36 | 0.00098612 | 356.123 | 9.3569e-06 | 356.123 | 7.6976e-06 | 356.3943 | 0 | 267.0382 | 0 | 549.395 | 0.00308 | 267.0382 | 0 | 548.2584 | 0 | 549.395 | 0.0033 | 356.123 | 8.9611e-06
| 356.5076 | 0.09028 | 267.2456 | 0.00011312 | 356.5076 | 0.00065893 | 267.2456 | 0 | 356.2336 | 1.4682e-05 | 267.2456 | 0 | 356.2336 | 9.8009e-06 | 261.57 | -0.003592 | 356.5076 | 0.00105 | 261.57 | -0.0019721 | 261.57 | -0.0019722 | 356.2336 | 1.1558e-05 | 356.2336 | 8.4443e-06 | 356.5076 | 0.00035613 | 267.2456 | 0 | 549.5514 | 0.00359 | 267.2456 | 0 | 548.4157 | 1.0001e-05 | 549.5514 | 0.00351 | 356.2336 | 1.0329e-05
| 356.621 | 0.09367 | 267.453 | 0.00048805 | 356.621 | 0.00053879 | 267.453 | 0 | 356.3443 | 3.2289e-05 | 267.453 | 0 | 356.3443 | 8.7368e-06 | 261.78 | 0.00042159 | 356.621 | 0 | 261.78 | -0.00055155 | 261.78 | 0.0002384 | 356.3443 | 1.0856e-05 | 356.3443 | 8.6639e-06 | 356.621 | 0 | 267.453 | 0 | 549.7078 | 0.00364 | 267.453 | 0 | 548.573 | 6.6672e-06 | 549.7078 | 0.00333 | 356.3443 | 4.4806e-06
| 356.7344 | 0.09855 | 267.6605 | -0.00027224 | 356.7344 | 0.00052021 | 267.6605 | 0 | 356.455 | 0 | 267.6605 | 0 | 356.455 | 9.9129e-06 | 261.98 | -0.0009275 | 356.7344 | 0.0004494 | 261.98 | -0.0015524 | 261.98 | 0.00069354 | 356.455 | 1.061e-05 | 356.455 | 1.0377e-05 | 356.7344 | 0 | 267.6605 | 0 | 549.8643 | 0.00266 | 267.6605 | 0 | 548.7303 | 0 | 549.8643 | 0.00354 | 356.455 | 5.9662e-06
| 356.8477 | 0.1078 | 267.8679 | 0.00040665 | 356.8477 | 0 | 267.8679 | 0 | 356.5656 | 0 | 267.8679 | 0 | 356.5656 | 8.9496e-06 | 262.19 | 0.0011973 | 356.8477 | 0.00098419 | 262.19 | -0.00039012 | 262.19 | 0.00010836 | 356.5656 | 7.9867e-06 | 356.5656 | 8.3454e-06 | 356.8477 | 0 | 267.8679 | 0 | 550.0207 | 0.00299 | 267.8679 | 0 | 548.8876 | 6.6672e-06 | 550.0207 | 0.00336 | 356.5656 | 5.2824e-06
| 356.9611 | 0.10897 | 268.0754 | -0.00084739 | 356.9611 | 0.0018 | 268.0754 | 0 | 356.6763 | 0 | 268.0754 | 0 | 356.6763 | 9.4985e-06 | 262.4 | 0.00025296 | 356.9611 | 0 | 262.4 | -0.00087442 | 262.4 | -0.0023624 | 356.6763 | 9.4272e-06 | 356.6763 | 8.5541e-06 | 356.9611 | 0 | 268.0754 | 0 | 550.1772 | 0.00318 | 268.0754 | 0 | 549.045 | 0 | 550.1772 | 0.00357 | 356.6763 | 8.5013e-06
| 357.0744 | 0.11696 | 268.2829 | 0.0012882 | 357.0744 | 0 | 268.2829 | 0 | 356.787 | 3.2289e-05 | 268.2829 | 0 | 356.787 | 8.3224e-06 | 262.61 | 0.0010961 | 357.0744 | 0.00189 | 262.61 | -0.0018752 | 262.61 | -0.00018422 | 356.787 | 8.8651e-06 | 356.787 | 8.6639e-06 | 357.0744 | 0.00039103 | 268.2829 | 0 | 550.3336 | 0.00325 | 268.2829 | 0 | 549.2023 | 6.6672e-06 | 550.3336 | 0.00334 | 356.787 | 9.0673e-06
| 357.1878 | 0.11919 | 268.4904 | -0.00011687 | 357.1878 | 0 | 268.4904 | 0 | 356.8977 | 0 | 268.4904 | 0 | 356.8977 | 8.3224e-06 | 262.82 | -0.0019731 | 357.1878 | 0 | 262.82 | -0.0021658 | 262.82 | -0.0017771 | 356.8977 | 9.5911e-06 | 356.8977 | 9.4106e-06 | 357.1878 | 9.3714e-05 | 268.4904 | 0 | 550.4901 | 0.00325 | 268.4904 | 0 | 549.3596 | 3.0002e-05 | 550.4901 | 0.00349 | 356.8977 | 9.645e-06
| 357.3011 | 0.12828 | 268.6979 | 0.00048411 | 357.3011 | 0 | 268.6979 | 0 | 357.0084 | 1.4682e-05 | 268.6979 | 0 | 357.0084 | 7.6727e-06 | 263.02 | 0.00035414 | 357.3011 | 0.00141 | 263.02 | -0.0019721 | 263.02 | -0.00041178 | 357.0084 | 9.5443e-06 | 357.0084 | 8.016e-06 | 357.3011 | 0 | 268.6979 | 0 | 550.6465 | 0.00413 | 268.6979 | 0 | 549.517 | 0 | 550.6465 | 0.00327 | 357.0084 | 8.2655e-06
| 357.4145 | 0.13254 | 268.9055 | -0.0007509 | 357.4145 | 0.00095371 | 268.9055 | 0 | 357.1191 | 1.4682e-05 | 268.9055 | 0 | 357.1191 | 8.0312e-06 | 263.23 | -0.00062396 | 357.4145 | 0.00147 | 263.23 | -0.001617 | 263.23 | -0.0014521 | 357.1191 | 1.0165e-05 | 357.1191 | 7.1595e-06 | 357.4145 | 0 | 268.9055 | 0 | 550.803 | 0.00313 | 268.9055 | 0 | 549.6744 | 0 | 550.803 | 0.00346 | 357.1191 | 1.0329e-05
| 357.5278 | 0.14205 | 269.113 | 0.00025581 | 357.5278 | 3.4765e-05 | 269.113 | 0 | 357.2298 | 0 | 269.113 | 0 | 357.2298 | 7.7399e-06 | 263.44 | 0.0029849 | 357.5278 | 0 | 263.44 | 0.0014179 | 263.44 | 0.0024815 | 357.2298 | 1.1289e-05 | 357.2298 | 8.9823e-06 | 357.5278 | 0 | 269.113 | 0 | 550.9595 | 0.00359 | 269.113 | 0 | 549.8317 | 6.6672e-06 | 550.9595 | 0.0033 | 357.2298 | 9.4092e-06
| 357.6411 | 0.14634 | 269.3206 | -0.00051682 | 357.6411 | 0 | 269.3206 | 0 | 357.3405 | 1.4682e-05 | 269.3206 | 0 | 357.3405 | 7.9751e-06 | 263.65 | -0.0013322 | 357.6411 | 0 | 263.65 | -0.0021658 | 263.65 | -0.00080189 | 357.3405 | 1.1828e-05 | 357.3405 | 7.9172e-06 | 357.6411 | 0 | 269.3206 | 0 | 551.116 | 0.00193 | 269.3206 | 0 | 549.9891 | 1.0001e-05 | 551.116 | 0.00353 | 357.3405 | 8.5013e-06
| 357.7545 | 0.15137 | 269.5282 | 0.0013668 | 357.7545 | 0.00041713 | 269.5282 | 0 | 357.4512 | 3.2289e-05 | 269.5282 | 0 | 357.4512 | 7.8295e-06 | 263.86 | -0.0020068 | 357.7545 | 0.00198 | 263.86 | -0.00016412 | 263.86 | 7.5855e-05 | 357.4512 | 1.1722e-05 | 357.4512 | 6.0944e-06 | 357.7545 | 0.00086025 | 269.5282 | 0 | 551.2725 | 0.00362 | 269.5282 | 0 | 550.1465 | 6.6672e-06 | 551.2725 | 0.00337 | 357.4512 | 6.544e-06
| 357.8678 | 0.15985 | 269.7359 | -8.933e-05 | 357.8678 | 0.0006936 | 269.7359 | 0 | 357.5619 | 3.2289e-05 | 269.7359 | 0 | 357.5619 | 8.7928e-06 | 264.06 | -0.00086005 | 357.8678 | 0 | 264.06 | -0.0013587 | 264.06 | -5.4182e-05 | 357.5619 | 1.1043e-05 | 357.5619 | 5.8857e-06 | 357.8678 | 0 | 269.7359 | 0 | 551.429 | 0.00285 | 269.7359 | 0 | 550.3039 | 1.0001e-05 | 551.429 | 0.00358 | 357.5619 | 8.5013e-06
| 357.9812 | 0.16801 | 269.9435 | -0.00017591 | 357.9812 | 0 | 269.9435 | 0 | 357.6726 | 3.2289e-05 | 269.9435 | 0 | 357.6726 | 8.5016e-06 | 264.27 | 0.00082632 | 357.9812 | 0.0001041 | 264.27 | -0.0006807 | 264.27 | 0.00082357 | 357.6726 | 1.0493e-05 | 357.6726 | 8.1258e-06 | 357.9812 | 9.0716e-05 | 269.9435 | 0 | 551.5855 | 0.00355 | 269.9435 | 0 | 550.4612 | 6.6672e-06 | 551.5855 | 0.00336 | 357.6726 | 8.5013e-06
| 358.0945 | 0.17376 | 270.1511 | -6.6935e-05 | 358.0945 | 0.00036414 | 270.1511 | 0 | 357.7833 | 1.4682e-05 | 270.1511 | 0 | 357.7833 | 7.3031e-06 | 264.48 | 0.00042159 | 358.0945 | 0.00187 | 264.48 | 0.0011596 | 264.48 | -0.00034676 | 357.7833 | 1.0223e-05 | 357.7833 | 9.5204e-06 | 358.0945 | 0 | 270.1511 | 0 | 551.7421 | 0.00357 | 270.1511 | 0 | 550.6186 | 1.0001e-05 | 551.7421 | 0.00351 | 357.7833 | 9.1852e-06
| 358.2078 | 0.18016 | 270.3588 | 0.00099678 | 358.2078 | 0.00067784 | 270.3588 | 0 | 357.8941 | 0 | 270.3588 | 0 | 357.8941 | 7.3479e-06 | 264.69 | 0.0009275 | 358.2078 | 0.00198 | 264.69 | 0.00080447 | 264.69 | -0.00047681 | 357.8941 | 9.5092e-06 | 357.8941 | 6.314e-06 | 358.2078 | 0 | 270.3588 | 0 | 551.8986 | 0.00397 | 270.3588 | 0 | 550.7761 | 0 | 551.8986 | 0.00334 | 357.8941 | 8.5013e-06
| 358.3211 | 0.18729 | 270.5665 | 0.00023838 | 358.3211 | 0.00038148 | 270.5665 | 0 | 358.0048 | 1.4682e-05 | 270.5665 | 0 | 358.0048 | 7.9864e-06 | 264.9 | 5.0592e-05 | 358.3211 | 0.0011 | 264.9 | -0.0039416 | 264.9 | 0.0011162 | 358.0048 | 8.8299e-06 | 358.0048 | 4.9194e-06 | 358.3211 | 0 | 270.5665 | 0 | 552.0552 | 0.00267 | 270.5665 | 0 | 550.9335 | 0 | 552.0552 | 0.0035 | 358.0048 | 7.8056e-06
| 358.4345 | 0.19839 | 270.7742 | 9.9502e-05 | 358.4345 | 0 | 270.7742 | 0 | 358.1156 | 0 | 270.7742 | 0 | 358.1156 | 8.7816e-06 | 265.11 | 0.00038786 | 358.4345 | 0 | 265.11 | -0.0024242 | 265.11 | 0.002124 | 358.1156 | 9.2632e-06 | 358.1156 | 5.4575e-06 | 358.4345 | 0 | 270.7742 | 0 | 552.2117 | 0.00352 | 270.7742 | 0 | 551.0909 | 0 | 552.2117 | 0.00329 | 358.1156 | 7.3458e-06
| 358.5478 | 0.20995 | 270.9819 | -0.00080888 | 358.5478 | 0.00064159 | 270.9819 | 0 | 358.2263 | 1.4682e-05 | 270.9819 | 0 | 358.2263 | 7.9864e-06 | 265.31 | 0.00079259 | 358.5478 | 0.0019 | 265.31 | -0.00093899 | 265.31 | 0.00030341 | 358.2263 | 1.0493e-05 | 358.2263 | 8.8725e-06 | 358.5478 | 0 | 270.9819 | 0 | 552.3683 | 0.00106 | 270.9819 | 0 | 551.2483 | 1.0001e-05 | 552.3683 | 0.00336 | 358.2263 | 6.32e-06
| 358.6611 | 0.21842 | 271.1897 | 0.00022753 | 358.6611 | 0.00029547 | 271.1897 | 0 | 358.3371 | 1.4682e-05 | 271.1897 | 0 | 358.3371 | 8.0648e-06 | 265.52 | -0.00075887 | 358.6611 | 0.00013249 | 265.52 | -0.00029326 | 265.52 | -0.001127 | 358.3371 | 1.006e-05 | 358.3371 | 9.729e-06 | 358.6611 | 0.00087902 | 271.1897 | 0 | 552.5248 | 0.00244 | 271.1897 | 0 | 551.4057 | 0 | 552.5248 | 0.00315 | 358.3371 | 7.6877e-06
| 358.7744 | 0.22411 | 271.3974 | -0.00056076 | 358.7744 | 0.00022542 | 271.3974 | 0 | 358.4479 | 1.4682e-05 | 271.3974 | 0 | 358.4479 | 9.3865e-06 | 265.73 | -0.0023441 | 358.7744 | 0 | 265.73 | -0.00061613 | 265.73 | -0.0015822 | 358.4479 | 1.0001e-05 | 358.4479 | 9.0921e-06 | 358.7744 | 0 | 271.3974 | 0 | 552.6814 | 0.00297 | 271.3974 | 0 | 551.5632 | 5.0004e-05 | 552.6814 | 0.00338 | 358.4479 | 7.4637e-06
| 358.8877 | 0.23683 | 271.6052 | 3.3538e-05 | 358.8877 | 0 | 271.6052 | 0 | 358.5586 | 1.4682e-05 | 271.6052 | 0 | 358.5586 | 1.0719e-05 | 265.94 | -0.00035414 | 358.8877 | 0.00089903 | 265.94 | 0.0018376 | 265.94 | 0.00010836 | 358.5586 | 8.1741e-06 | 358.5586 | 8.1258e-06 | 358.8877 | 0.00037225 | 271.6052 | 0 | 552.838 | 0.00239 | 271.6052 | 0 | 551.7206 | 6.6672e-06 | 552.838 | 0.00323 | 358.5586 | 8.3834e-06
| 359.0011 | 0.24685 | 271.813 | -0.0013966 | 359.0011 | 0.00113 | 271.813 | 0 | 358.6694 | 0 | 271.813 | 0 | 358.6694 | 1.0193e-05 | 266.15 | 0.00011805 | 359.0011 | 0.00119 | 266.15 | -0.0027792 | 266.15 | 0.00082357 | 358.6694 | 8.6777e-06 | 358.6694 | 1.1332e-05 | 359.0011 | 0.00046859 | 271.813 | 0 | 552.9946 | 0.00266 | 271.813 | 0 | 551.8781 | 3.0002e-05 | 552.9946 | 0.00346 | 358.6694 | 8.6074e-06
| 359.1144 | 0.25532 | 272.0208 | -0.00022764 | 359.1144 | 0 | 272.0208 | 0 | 358.7802 | 0 | 272.0208 | 0 | 358.7802 | 9.2857e-06 | 266.35 | -0.00086005 | 359.1144 | 0.00055835 | 266.35 | -0.00055155 | 266.35 | 0.00014088 | 358.7802 | 8.4786e-06 | 358.7802 | 1.198e-05 | 359.1144 | 0 | 272.0208 | 0 | 553.1512 | 0.00431 | 272.0208 | 0 | 552.0355 | 0 | 553.1512 | 0.00324 | 358.7802 | 8.1476e-06
| 359.2277 | 0.27208 | 272.2286 | -0.00043782 | 359.2277 | 0.00095371 | 272.2286 | 0 | 358.891 | 1.4682e-05 | 272.2286 | 0 | 358.891 | 8.8376e-06 | 266.56 | -0.0009275 | 359.2277 | 0.00107 | 266.56 | -0.0024242 | 266.56 | -0.0031426 | 358.891 | 9.6848e-06 | 358.891 | 1.2079e-05 | 359.2277 | 0 | 272.2286 | 0 | 553.3078 | 0.00466 | 272.2286 | 0 | 552.193 | 0 | 553.3078 | 0.00339 | 358.891 | 9.3031e-06
| 359.341 | 0.28224 | 272.4365 | 0.00068001 | 359.341 | 0.0002607 | 272.4365 | 0 | 359.0018 | 0 | 272.4365 | 0 | 359.0018 | 9.7785e-06 | 266.77 | 0.0010961 | 359.341 | 0.00167 | 266.77 | -0.00051927 | 266.77 | -8.6692e-05 | 359.0018 | 1.0118e-05 | 359.0018 | 8.1258e-06 | 359.341 | 0 | 272.4365 | 0 | 553.4644 | 0.00431 | 272.4365 | 0 | 552.3505 | 0 | 553.4644 | 0.00314 | 359.0018 | 8.2655e-06
| 359.4543 | 0.29253 | 272.6443 | -0.00013172 | 359.4543 | 0.00019074 | 272.6443 | 0 | 359.1126 | 1.4682e-05 | 272.6443 | 0 | 359.1126 | 9.2857e-06 | 266.98 | -0.0013997 | 359.4543 | 0.00346 | 266.98 | -0.0012296 | 266.98 | 0.00017338 | 359.1126 | 1.0118e-05 | 359.1126 | 8.4443e-06 | 359.4543 | 0 | 272.6443 | 0 | 553.6211 | 0.00125 | 272.6443 | 0 | 552.508 | 1.0001e-05 | 553.6211 | 0.00338 | 359.1126 | 7.0038e-06
| 359.5676 | 0.31002 | 272.8522 | 0.00029904 | 359.5676 | 0.00012167 | 272.8522 | 0 | 359.2234 | 1.4682e-05 | 272.8522 | 0 | 359.2234 | 8.6024e-06 | 267.19 | 0.00011805 | 359.5676 | 4.7316e-05 | 267.19 | 6.1882e-05 | 267.19 | -0.00015171 | 359.2234 | 1.0036e-05 | 359.2234 | 5.4575e-06 | 359.5676 | 9.0716e-05 | 272.8522 | 0 | 553.7777 | 0.00304 | 272.8522 | 0 | 552.6655 | 0 | 553.7777 | 0.00323 | 359.2234 | 3.9028e-06
| 359.6809 | 0.32415 | 273.0601 | -0.00090354 | 359.6809 | 0.00095371 | 273.0601 | 0 | 359.3342 | 1.4682e-05 | 273.0601 | 0 | 359.3342 | 9.0505e-06 | 267.4 | -0.0019393 | 359.6809 | 0.00252 | 267.4 | -0.002521 | 267.4 | -0.001257 | 359.3342 | 9.9307e-06 | 359.3342 | 7.1595e-06 | 359.6809 | 0 | 273.0601 | 0 | 553.9343 | 0.00299 | 273.0601 | 0 | 552.823 | 3.0002e-05 | 553.9343 | 0.00344 | 359.3342 | 5.8601e-06
| 359.7942 | 0.33725 | 273.268 | 0.00044487 | 359.7942 | 0 | 273.268 | 0 | 359.445 | 1.4682e-05 | 273.268 | 0 | 359.445 | 9.2297e-06 | 267.61 | 0.00028669 | 359.7942 | 0.00024605 | 267.61 | -0.00055155 | 267.61 | -0.00024923 | 359.445 | 9.3803e-06 | 359.445 | 5.4575e-06 | 359.7942 | 0 | 273.268 | 0 | 554.091 | 0.00336 | 273.268 | 0 | 552.9805 | 6.6672e-06 | 554.091 | 0.0032 | 359.445 | 9.1852e-06
| 359.9075 | 0.35171 | 273.476 | 0.00016371 | 359.9075 | 0 | 273.476 | 0 | 359.5558 | 1.4682e-05 | 273.476 | 0 | 359.5558 | 9.4873e-06 | 267.81 | 0.00015177 | 359.9075 | 0.00102 | 267.81 | -0.0021982 | 267.81 | -0.0022973 | 359.5558 | 9.9307e-06 | 359.5558 | 6.9509e-06 | 359.9075 | 0 | 273.476 | 0 | 554.2477 | 0.0035 | 273.476 | 0 | 553.138 | 1.0001e-05 | 554.2477 | 0.00336 | 359.5558 | 1.205e-05
| 360.0208 | 0.36634 | 273.6839 | 0.00094681 | 360.0208 | 0 | 273.6839 | 0 | 359.6666 | 3.2289e-05 | 273.6839 | 0 | 359.6666 | 7.7959e-06 | 268.02 | 0.00028669 | 360.0208 | 0.00101 | 268.02 | 6.1882e-05 | 268.02 | -0.0001192 | 359.6666 | 1.0013e-05 | 359.6666 | 4.9194e-06 | 360.0208 | 0 | 273.6839 | 0 | 554.4043 | 0.00396 | 273.6839 | 0 | 553.2955 | 0 | 554.4043 | 0.00321 | 359.6666 | 1.0789e-05
| 360.1341 | 0.38829 | 273.8919 | -0.00076735 | 360.1341 | 0 | 273.8919 | 0 | 359.7775 | 0 | 273.8919 | 0 | 359.7775 | 8.2888e-06 | 268.23 | -0.0019057 | 360.1341 | 0.00064808 | 268.23 | 0.0010628 | 268.23 | -0.0008344 | 359.7775 | 1.2085e-05 | 359.7775 | 6.6324e-06 | 360.1341 | 0 | 273.8919 | 0 | 554.561 | 0.00167 | 273.8919 | 0 | 553.453 | 1.0001e-05 | 554.561 | 0.00344 | 359.7775 | 9.5271e-06
| 360.2474 | 0.40411 | 274.0999 | 0.00058039 | 360.2474 | 0 | 274.0999 | 0 | 359.8883 | 0 | 274.0999 | 0 | 359.8883 | 8.0536e-06 | 268.44 | 0.0019731 | 360.2474 | 0.00124 | 268.44 | 0.00073989 | 268.44 | 0.0010511 | 359.8883 | 1.1149e-05 | 359.8883 | 6.5226e-06 | 360.2474 | 0.00086025 | 274.0999 | 0 | 554.7177 | 0.00258 | 274.0999 | 0 | 553.6105 | 6.6672e-06 | 554.7177 | 0.00325 | 359.8883 | 7.4637e-06
| 360.3607 | 0.41589 | 274.3079 | -0.00060657 | 360.3607 | 0.00020808 | 274.3079 | 0 | 359.9992 | 0 | 274.3079 | 0 | 359.9992 | 8.9384e-06 | 268.65 | 0.0009275 | 360.3607 | 0.00232 | 268.65 | -0.0028439 | 268.65 | -0.00089942 | 359.9992 | 1.1594e-05 | 359.9992 | 6.8411e-06 | 360.3607 | 0 | 274.3079 | 0 | 554.8744 | 0.0035 | 274.3079 | 0 | 553.7681 | 3.0002e-05 | 554.8744 | 0.00336 | 359.9992 | 8.5013e-06
| 360.4739 | 0.43758 | 274.5159 | 0.0011044 | 360.4739 | 0.00041713 | 274.5159 | 0 | 360.11 | 0 | 274.5159 | 0 | 360.11 | 9.7561e-06 | 268.86 | 0.0005565 | 360.4739 | 0.00016089 | 268.86 | -0.00042241 | 268.86 | 0.0017013 | 360.11 | 1.0083e-05 | 360.11 | 5.8857e-06 | 360.4739 | 0 | 274.5159 | 0 | 555.0311 | 0.00271 | 274.5159 | 0 | 553.9256 | 0 | 555.0311 | 0.00311 | 360.11 | 8.7253e-06
| 360.5872 | 0.45742 | 274.7239 | -0.00038079 | 360.5872 | 0 | 274.7239 | 0 | 360.2209 | 3.2289e-05 | 274.7239 | 0 | 360.2209 | 1.1156e-05 | 269.06 | -0.00059023 | 360.5872 | 0.00070485 | 269.06 | -0.0018108 | 269.06 | -0.0014196 | 360.2209 | 1.0926e-05 | 360.2209 | 7.3791e-06 | 360.5872 | 0 | 274.7239 | 0 | 555.1878 | 0.00244 | 274.7239 | 0 | 554.0832 | 1.0001e-05 | 555.1878 | 0.0033 | 360.2209 | 9.645e-06
| 360.7005 | 0.46962 | 274.932 | 0.0004104 | 360.7005 | 0 | 274.932 | 0 | 360.3317 | 1.4682e-05 | 274.932 | 0 | 360.3317 | 1.1347e-05 | 269.27 | -0.0011973 | 360.7005 | 0.00127 | 269.27 | 0.0029676 | 269.27 | 0.0013438 | 360.3317 | 1.0036e-05 | 360.3317 | 6.6324e-06 | 360.7005 | 0.00012826 | 274.932 | 0 | 555.3445 | 0.00503 | 274.932 | 0 | 554.2407 | 6.6672e-06 | 555.3445 | 0.00316 | 360.3317 | 1.0683e-05
| 360.8138 | 0.48243 | 275.14 | -0.00017622 | 360.8138 | 0 | 275.14 | 0 | 360.4426 | 1.4682e-05 | 275.14 | 0 | 360.4426 | 1.0137e-05 | 269.48 | -0.0030186 | 360.8138 | 0.00093192 | 269.48 | -0.0023919 | 269.48 | -0.0013546 | 360.4426 | 1.0411e-05 | 360.4426 | 7.5878e-06 | 360.8138 | 0.0004311 | 275.14 | 0 | 555.5013 | 0.00281 | 275.14 | 0 | 554.3983 | 1.0001e-05 | 555.5013 | 0.00338 | 360.4426 | 1.0683e-05
| 360.9271 | 0.5005 | 275.3481 | 0.00091154 | 360.9271 | 0 | 275.3481 | 0 | 360.5535 | 1.4682e-05 | 275.3481 | 0 | 360.5535 | 8.8712e-06 | 269.69 | 0.0018719 | 360.9271 | 0.00164 | 269.69 | 0.00054618 | 269.69 | 0.00098612 | 360.5535 | 9.4272e-06 | 360.5535 | 7.5878e-06 | 360.9271 | 0 | 275.3481 | 0 | 555.658 | 0.00378 | 275.3481 | 0 | 554.5559 | 6.6672e-06 | 555.658 | 0.00315 | 360.5535 | 1.4232e-05
| 361.0403 | 0.5086 | 275.5562 | -0.0016659 | 361.0403 | 5.2025e-05 | 275.5562 | 0 | 360.6643 | 1.4682e-05 | 275.5562 | 0 | 360.6643 | 8.2664e-06 | 269.9 | -0.00052277 | 361.0403 | 0.00027911 | 269.9 | -0.0011327 | 269.9 | -0.001127 | 360.6643 | 1.0118e-05 | 360.6643 | 9.8388e-06 | 361.0403 | 0 | 275.5562 | 0 | 555.8147 | 0.00096712 | 275.5562 | 0 | 554.7135 | 3.0002e-05 | 555.8147 | 0.0033 | 360.6643 | 1.1708e-05
| 361.1536 | 0.52112 | 275.7644 | 0.00055005 | 361.1536 | 0 | 275.7644 | 0 | 360.7752 | 0 | 275.7644 | 0 | 360.7752 | 8.2664e-06 | 270.11 | 0.0026139 | 361.1536 | 0.00212 | 270.11 | -3.4977e-05 | 270.11 | -0.0014521 | 360.7752 | 1.0036e-05 | 360.7752 | 7.9172e-06 | 361.1536 | 0.00050364 | 275.7644 | 0 | 555.9715 | 0.00309 | 275.7644 | 0 | 554.871 | 6.6672e-06 | 555.9715 | 0.00306 | 360.7752 | 1.0789e-05
| 361.2669 | 0.54251 | 275.9725 | -0.00058787 | 361.2669 | 0.00053755 | 275.9725 | 0 | 360.8861 | 1.4682e-05 | 275.9725 | 0 | 360.8861 | 9.1737e-06 | 270.32 | -0.0024789 | 361.2669 | 0.00073324 | 270.32 | -0.00042241 | 270.32 | -0.0025575 | 360.8861 | 1.1395e-05 | 360.8861 | 5.4575e-06 | 361.2669 | 0 | 275.9725 | 0 | 556.1282 | 0.00443 | 275.9725 | 0 | 555.0286 | 0 | 556.1282 | 0.00326 | 360.8861 | 7.4637e-06
| 361.3801 | 0.55488 | 276.1807 | 0.00015097 | 361.3801 | 0.00043451 | 276.1807 | 0 | 360.997 | 0 | 276.1807 | 0 | 360.997 | 9.0281e-06 | 270.52 | 8.4319e-05 | 361.3801 | 0.00124 | 270.52 | -0.0027792 | 270.52 | 0.0013763 | 360.997 | 1.1746e-05 | 360.997 | 5.8857e-06 | 361.3801 | 0 | 276.1807 | 0 | 556.285 | 0.0041 | 276.1807 | 0 | 555.1862 | 0 | 556.285 | 0.00314 | 360.997 | 7.4637e-06
| 361.4934 | 0.56808 | 276.3888 | -0.00037018 | 361.4934 | 0 | 276.3888 | 0 | 361.1079 | 0 | 276.3888 | 0 | 361.1079 | 9.5433e-06 | 270.73 | 0.0010961 | 361.4934 | 0.00124 | 270.73 | -0.0035541 | 270.73 | -0.0013871 | 361.1079 | 1.006e-05 | 361.1079 | 8.016e-06 | 361.4934 | 0 | 276.3888 | 0 | 556.4418 | 0.00329 | 276.3888 | 0 | 555.3438 | 3.0002e-05 | 556.4418 | 0.00336 | 361.1079 | 8.5013e-06
| 361.6067 | 0.58767 | 276.597 | 0.00098636 | 361.6067 | 0 | 276.597 | 0 | 361.2188 | 1.4682e-05 | 276.597 | 0 | 361.2188 | 9.2073e-06 | 270.94 | -0.00025296 | 361.6067 | 0.00087064 | 270.94 | 0.00015874 | 270.94 | -0.0012895 | 361.2188 | 8.8651e-06 | 361.2188 | 1.0586e-05 | 361.6067 | 0 | 276.597 | 0 | 556.5986 | 0.00267 | 276.597 | 0 | 555.5015 | 6.6672e-06 | 556.5986 | 0.00318 | 361.2188 | 6.7798e-06
| 361.7199 | 0.60761 | 276.8052 | -0.00053924 | 361.7199 | 0.00090168 | 276.8052 | 0 | 361.3297 | 1.4682e-05 | 276.8052 | 0 | 361.3297 | 9.4985e-06 | 271.15 | 0.0015008 | 361.7199 | 0.00033588 | 271.15 | -0.00035784 | 271.15 | -0.00070437 | 361.3297 | 8.3147e-06 | 361.3297 | 1.1124e-05 | 361.7199 | 0 | 276.8052 | 0 | 556.7554 | 0.00207 | 276.8052 | 0 | 555.6591 | 3.0002e-05 | 556.7554 | 0.00337 | 361.3297 | 9.9869e-06
| 361.8332 | 0.62194 | 277.0135 | 0.0008751 | 361.8332 | 0 | 277.0135 | 0 | 361.4407 | 1.4682e-05 | 277.0135 | 0 | 361.4407 | 9.5209e-06 | 271.36 | 0.00015177 | 361.8332 | 0 | 271.36 | -0.00077756 | 271.36 | -0.00060684 | 361.4407 | 8.5137e-06 | 361.4407 | 1.0904e-05 | 361.8332 | 0 | 277.0135 | 0 | 556.9122 | 0.00364 | 277.0135 | 0 | 555.8167 | 0 | 556.9122 | 0.00318 | 361.4407 | 1.2746e-05
| 361.9465 | 0.63901 | 277.2217 | -0.00029863 | 361.9465 | 0 | 277.2217 | 0 | 361.5516 | 0 | 277.2217 | 0 | 361.5516 | 9.4089e-06 | 271.57 | -0.00015177 | 361.9465 | 0.00070485 | 271.57 | -0.0011004 | 271.57 | 0.00017338 | 361.5516 | 8.4201e-06 | 361.5516 | 9.6192e-06 | 361.9465 | 0 | 277.2217 | 0 | 557.069 | 0.00178 | 277.2217 | 0 | 555.9743 | 1.0001e-05 | 557.069 | 0.00343 | 361.5516 | 1.6413e-05
| 362.0597 | 0.65613 | 277.43 | 0.0005278 | 362.0597 | 0 | 277.43 | 0 | 361.6625 | 0 | 277.43 | 0 | 361.6625 | 1.0171e-05 | 271.78 | -0.0009275 | 362.0597 | 0.00118 | 271.78 | 0.00044931 | 271.78 | 4.3346e-05 | 361.6625 | 9.0524e-06 | 361.6625 | 8.8725e-06 | 362.0597 | 0.00069133 | 277.43 | 0 | 557.2258 | 0.00288 | 277.43 | 0 | 556.132 | 6.6672e-06 | 557.2258 | 0.0032 | 361.6625 | 1.6649e-05
| 362.173 | 0.67064 | 277.6383 | -0.00045814 | 362.173 | 0.00091902 | 277.6383 | 0 | 361.7734 | 0 | 277.6383 | 0 | 361.7734 | 1.0294e-05 | 271.99 | 0.00096123 | 362.173 | 5.2034e-05 | 271.99 | -0.0006807 | 271.99 | 0.00027091 | 361.7734 | 1.1722e-05 | 361.7734 | 1.0047e-05 | 362.173 | 0 | 277.6383 | 0 | 557.3826 | 0.00267 | 277.6383 | 0 | 556.2897 | 1.0001e-05 | 557.3826 | 0.00336 | 361.7734 | 1.2864e-05
| 362.2862 | 0.68759 | 277.8465 | 0.00063735 | 362.2862 | 0 | 277.8465 | 0 | 361.8844 | 1.4682e-05 | 277.8465 | 0 | 361.8844 | 9.9353e-06 | 272.19 | -1.6864e-05 | 362.2862 | 0.00044478 | 272.19 | 0.0011596 | 272.19 | 0.0015062 | 361.8844 | 1.1746e-05 | 361.8844 | 9.5204e-06 | 362.2862 | 0 | 277.8465 | 0 | 557.5394 | 0.00468 | 277.8465 | 0 | 556.4473 | 6.6672e-06 | 557.5394 | 0.00311 | 361.8844 | 9.9869e-06
| 362.3995 | 0.70488 | 278.0549 | -0.00063533 | 362.3995 | 0.00058956 | 278.0549 | 0 | 361.9953 | 0 | 278.0549 | 0 | 361.9953 | 8.8152e-06 | 272.4 | 0.00048905 | 362.3995 | 0.00013718 | 272.4 | -0.0019076 | 272.4 | -0.00089942 | 361.9953 | 1.1172e-05 | 361.9953 | 9.3008e-06 | 362.3995 | 0 | 278.0549 | 0 | 557.6963 | 0.00215 | 278.0549 | 0 | 556.605 | 0 | 557.6963 | 0.00326 | 361.9953 | 8.3834e-06
| 362.5127 | 0.7143 | 278.2632 | 0.00073446 | 362.5127 | 0.00053879 | 278.2632 | 0 | 362.1063 | 0 | 278.2632 | 0 | 362.1063 | 8.1656e-06 | 272.61 | -0.00059023 | 362.5127 | 0 | 272.61 | 0.0004816 | 272.61 | 0.00098612 | 362.1063 | 9.3218e-06 | 362.1063 | 6.5226e-06 | 362.5127 | 0 | 278.2632 | 0 | 557.8532 | 0.00339 | 278.2632 | 0 | 556.7626 | 6.6672e-06 | 557.8532 | 0.00309 | 362.1063 | 1.0447e-05
| 362.626 | 0.73016 | 278.4715 | -0.00025436 | 362.626 | 0.00036414 | 278.4715 | 0 | 362.2172 | 3.2289e-05 | 278.4715 | 0 | 362.2172 | 8.636e-06 | 272.82 | -0.00059023 | 362.626 | 0.00127 | 272.82 | -0.0004547 | 272.82 | -0.00063934 | 362.2172 | 9.4857e-06 | 362.2172 | 5.2379e-06 | 362.626 | 0.00024367 | 278.4715 | 0 | 558.01 | 0.00331 | 278.4715 | 0 | 556.9203 | 3.0002e-05 | 558.01 | 0.0032 | 362.2172 | 1.1484e-05
| 362.7392 | 0.74136 | 278.6799 | -0.00029368 | 362.7392 | 0.0002607 | 278.6799 | 0 | 362.3282 | 1.4682e-05 | 278.6799 | 0 | 362.3282 | 8.972e-06 | 273.03 | 1.6864e-05 | 362.7392 | 0.0007003 | 273.03 | -0.0015847 | 273.03 | -0.0015822 | 362.3282 | 9.2984e-06 | 362.3282 | 7.3791e-06 | 362.7392 | 0 | 278.6799 | 0 | 558.1669 | 0.00487 | 278.6799 | 0 | 557.078 | 6.6672e-06 | 558.1669 | 0.0031 | 362.3282 | 9.7629e-06
| 362.8524 | 0.75954 | 278.8883 | -0.0006545 | 362.8524 | 1.7342e-05 | 278.8883 | 0 | 362.4392 | 0 | 278.8883 | 0 | 362.4392 | 9.5657e-06 | 273.24 | -8.4319e-05 | 362.8524 | 0.00141 | 273.24 | -0.0019721 | 273.24 | -5.4182e-05 | 362.4392 | 1.1008e-05 | 362.4392 | 8.6639e-06 | 362.8524 | 0.00014995 | 278.8883 | 0 | 558.3238 | 0.00234 | 278.8883 | 0 | 557.2357 | 1.0001e-05 | 558.3238 | 0.00326 | 362.4392 | 9.9869e-06
| 362.9657 | 0.77127 | 279.0967 | 0.00049596 | 362.9657 | 0.0007126 | 279.0967 | 0 | 362.5501 | 1.4682e-05 | 279.0967 | 0 | 362.5501 | 9.1849e-06 | 273.45 | 0.00089378 | 362.9657 | 0.0006719 | 273.45 | 0.0015793 | 273.45 | 0.0010836 | 362.5501 | 1.0341e-05 | 362.5501 | 1.0586e-05 | 362.9657 | 0 | 279.0967 | 0 | 558.4806 | 0.00313 | 279.0967 | 0 | 557.3934 | 0 | 558.4806 | 0.00316 | 362.5501 | 9.0673e-06
| 363.0789 | 0.78908 | 279.3051 | -0.00015376 | 363.0789 | 0.00058956 | 279.3051 | 0 | 362.6611 | 0 | 279.3051 | 0 | 362.6611 | 9.3081e-06 | 273.66 | -0.0017032 | 363.0789 | 0.00158 | 273.66 | 0.00038475 | 273.66 | -0.00018422 | 362.6611 | 1.0528e-05 | 362.6611 | 7.1595e-06 | 363.0789 | 0.00024367 | 279.3051 | 0 | 558.6375 | 0.00236 | 279.3051 | 0 | 557.5511 | 3.0002e-05 | 558.6375 | 0.00324 | 362.6611 | 1.0907e-05
| 363.1922 | 0.80784 | 279.5135 | -8.7408e-05 | 363.1922 | 0 | 279.5135 | 0 | 362.7721 | 1.4682e-05 | 279.5135 | 0 | 362.7721 | 7.7511e-06 | 273.87 | -0.00062396 | 363.1922 | 0.00098419 | 273.87 | -0.0015202 | 273.87 | -0.00028175 | 362.7721 | 9.0759e-06 | 362.7721 | 6.7313e-06 | 363.1922 | 0.00027841 | 279.5135 | 0 | 558.7944 | 0.00327 | 279.5135 | 0 | 557.7088 | 6.6672e-06 | 558.7944 | 0.00309 | 362.7721 | 9.4092e-06
| 363.3054 | 0.82214 | 279.722 | -0.00016786 | 363.3054 | 0.00039883 | 279.722 | 0 | 362.8831 | 0 | 279.722 | 0 | 362.8831 | 7.8183e-06 | 274.07 | -0.0015684 | 363.3054 | 0.00158 | 274.07 | -0.0030376 | 274.07 | -0.0018096 | 362.8831 | 9.4389e-06 | 362.8831 | 7.4889e-06 | 363.3054 | 0 | 279.722 | 0 | 558.9513 | 0.00276 | 279.722 | 0 | 557.8665 | 0 | 558.9513 | 0.00328 | 362.8831 | 8.8432e-06
| 363.4186 | 0.83847 | 279.9305 | 0.00026732 | 363.4186 | 0.00036499 | 279.9305 | 0 | 362.9941 | 1.4682e-05 | 279.9305 | 0 | 362.9941 | 7.5943e-06 | 274.28 | -0.00065769 | 363.4186 | 0.00018926 | 274.28 | 0.00028789 | 274.28 | 0.00059601 | 362.9941 | 8.7011e-06 | 362.9941 | 6.5226e-06 | 363.4186 | 0.00059748 | 279.9305 | 0 | 559.1082 | 0.00396 | 279.9305 | 0 | 558.0243 | 0 | 559.1082 | 0.00321 | 362.9941 | 4.8225e-06
| 363.5319 | 0.85971 | 280.1389 | -0.00067881 | 363.5319 | 0.00052021 | 280.1389 | 0 | 363.1051 | 1.4682e-05 | 280.1389 | 0 | 363.1051 | 9.2073e-06 | 274.49 | -0.0021416 | 363.5319 | 0.00039263 | 274.49 | -0.0021982 | 274.49 | -0.00070437 | 363.1051 | 8.7011e-06 | 363.1051 | 6.9509e-06 | 363.5319 | 0 | 280.1389 | 0 | 559.2652 | 0.00368 | 280.1389 | 0 | 558.182 | 3.0002e-05 | 559.2652 | 0.00338 | 363.1051 | 6.2021e-06
| 363.6451 | 0.87455 | 280.3474 | 0.00040636 | 363.6451 | 0.00010428 | 280.3474 | 0 | 363.2161 | 3.2289e-05 | 280.3474 | 0 | 363.2161 | 9.7337e-06 | 274.7 | -0.0019057 | 363.6451 | 0.00152 | 274.7 | 0.00057846 | 274.7 | -0.00096444 | 363.2161 | 9.3569e-06 | 363.2161 | 6.314e-06 | 363.6451 | 0 | 280.3474 | 0 | 559.4221 | 0.00468 | 280.3474 | 0 | 558.3397 | 6.6672e-06 | 559.4221 | 0.00316 | 363.2161 | 6.7798e-06
| 363.7583 | 0.88519 | 280.556 | -0.0012518 | 363.7583 | 6.9356e-05 | 280.556 | 0 | 363.3271 | 1.4682e-05 | 280.556 | 0 | 363.3271 | 9.6217e-06 | 274.91 | -5.0592e-05 | 363.7583 | 0.00067647 | 274.91 | -0.0031667 | 274.91 | 0.00056349 | 363.3271 | 9.7082e-06 | 363.3271 | 7.4889e-06 | 363.7583 | 0.00048734 | 280.556 | 0 | 559.579 | 0.00299 | 280.556 | 0 | 558.4975 | 0 | 559.579 | 0.00331 | 363.3271 | 9.645e-06
| 363.8715 | 0.90815 | 280.7645 | 0.0007283 | 363.8715 | 0 | 280.7645 | 0 | 363.4381 | 1.4682e-05 | 280.7645 | 0 | 363.4381 | 9.3081e-06 | 275.12 | -0.00052277 | 363.8715 | 0.0007003 | 275.12 | -0.0019076 | 275.12 | -0.001192 | 363.4381 | 9.1812e-06 | 363.4381 | 7.6976e-06 | 363.8715 | 0 | 280.7645 | 0 | 559.736 | 0.00299 | 280.7645 | 0 | 558.6552 | 0 | 559.736 | 0.00306 | 363.4381 | 8.0414e-06
| 363.9848 | 0.92055 | 280.9731 | 5.4566e-05 | 363.9848 | 0 | 280.9731 | 0 | 363.5492 | 0 | 280.9731 | 0 | 363.5492 | 8.8712e-06 | 275.33 | -0.0019057 | 363.9848 | 0.00076162 | 275.33 | -0.002069 | 275.33 | -0.0023624 | 363.5492 | 9.4623e-06 | 363.5492 | 7.8074e-06 | 363.9848 | 0 | 280.9731 | 0 | 559.893 | 0.0029 | 280.9731 | 0 | 558.813 | 1.0001e-05 | 559.893 | 0.00323 | 363.5492 | 7.9235e-06
| 364.098 | 0.93133 | 281.1816 | 0.00062492 | 364.098 | 0 | 281.1816 | 0 | 363.6602 | 0 | 281.1816 | 0 | 363.6602 | 8.0088e-06 | 275.54 | 0.0011636 | 364.098 | 0.00050157 | 275.54 | -0.0019076 | 275.54 | 0.0002384 | 363.6602 | 8.9353e-06 | 363.6602 | 9.6192e-06 | 364.098 | 0 | 281.1816 | 0 | 560.0499 | 0.00415 | 281.1816 | 0 | 558.9707 | 0 | 560.0499 | 0.00301 | 363.6602 | 8.7253e-06
| 364.2112 | 0.94594 | 281.3902 | 0.00031726 | 364.2112 | 0.00019074 | 281.3902 | 0 | 363.7712 | 0 | 281.3902 | 0 | 363.7712 | 7.2023e-06 | 275.75 | -0.001602 | 364.2112 | 0.00141 | 275.75 | -0.0019721 | 275.75 | -0.0023299 | 363.7712 | 1.0001e-05 | 363.7712 | 8.4443e-06 | 364.2112 | 0.00033739 | 281.3902 | 0 | 560.2069 | 0.00125 | 281.3902 | 0 | 559.1285 | 0 | 560.2069 | 0.00329 | 363.7712 | 8.1476e-06
| 364.3244 | 0.96164 | 281.5988 | 0.00064207 | 364.3244 | 0 | 281.5988 | 0 | 363.8823 | 0 | 281.5988 | 0 | 363.8823 | 7.7175e-06 | 275.96 | -0.0013997 | 364.3244 | 0.00209 | 275.96 | 0.0016761 | 275.96 | -0.00080189 | 363.8823 | 7.8579e-06 | 363.8823 | 7.3791e-06 | 364.3244 | 0.00033471 | 281.5988 | 0 | 560.3639 | 0.00348 | 281.5988 | 0 | 559.2863 | 6.6672e-06 | 560.3639 | 0.00311 | 363.8823 | 8.7253e-06
| 364.4376 | 0.97177 | 281.8075 | 0.00015257 | 364.4376 | 0.0002601 | 281.8075 | 0 | 363.9933 | 3.2289e-05 | 281.8075 | 0 | 363.9933 | 9.2633e-06 | 276.17 | -0.0018044 | 364.4376 | 0.00016557 | 276.17 | -0.0013264 | 276.17 | -0.0014846 | 363.9933 | 9.3569e-06 | 363.9933 | 5.3477e-06 | 364.4376 | 0 | 281.8075 | 0 | 560.5209 | 0.00125 | 281.8075 | 0 | 559.4441 | 3.0002e-05 | 560.5209 | 0.00334 | 363.9933 | 9.5271e-06
| 364.5508 | 0.98194 | 282.0161 | 0.00054939 | 364.5508 | 0.00060832 | 282.0161 | 0 | 364.1044 | 1.4682e-05 | 282.0161 | 0 | 364.1044 | 9.2633e-06 | 276.37 | 0.00011805 | 364.5508 | 0 | 276.37 | -0.0006807 | 276.37 | -0.00024923 | 364.1044 | 8.2912e-06 | 364.1044 | 8.7737e-06 | 364.5508 | 0.00050364 | 282.0161 | 0 | 560.6779 | 0.00281 | 282.0161 | 0 | 559.6019 | 6.6672e-06 | 560.6779 | 0.00308 | 364.1044 | 1.2168e-05
| 364.664 | 0.98949 | 282.2247 | -0.0013525 | 364.664 | 0.00058956 | 282.2247 | 0 | 364.2154 | 1.4682e-05 | 282.2247 | 0 | 364.2154 | 8.4456e-06 | 276.58 | -0.0018719 | 364.664 | 0.0013 | 276.58 | -0.00022869 | 276.58 | -0.0010945 | 364.2154 | 1.02e-05 | 364.2154 | 8.2356e-06 | 364.664 | 0 | 282.2247 | 0 | 560.8349 | 0.00248 | 282.2247 | 0 | 559.7597 | 3.0002e-05 | 560.8349 | 0.00327 | 364.2154 | 1.5151e-05
| 364.7772 | 0.99281 | 282.4334 | 3.3305e-05 | 364.7772 | 0 | 282.4334 | 0 | 364.3265 | 1.4682e-05 | 282.4334 | 0 | 364.3265 | 7.5159e-06 | 276.79 | 0.0009275 | 364.7772 | 0.00158 | 276.79 | -0.0010036 | 276.79 | -0.00099695 | 364.3265 | 9.4272e-06 | 364.3265 | 8.016e-06 | 364.7772 | 0.00012826 | 282.4334 | 0 | 560.9919 | 0.00429 | 282.4334 | 0 | 559.9175 | 6.6672e-06 | 560.9919 | 0.00305 | 364.3265 | 1.3206e-05
| 364.8904 | 1 | 282.6421 | -0.00093477 | 364.8904 | 0.00139 | 282.6421 | 0 | 364.4376 | 0 | 282.6421 | 0 | 364.4376 | 8.2888e-06 | 277 | -0.0018044 | 364.8904 | 0.00204 | 277 | -3.4977e-05 | 277 | -0.0010295 | 364.4376 | 1.1289e-05 | 364.4376 | 4.3814e-06 | 364.8904 | 0 | 282.6421 | 0 | 561.1489 | 0.0026 | 282.6421 | 0 | 560.0753 | 5.0004e-05 | 561.1489 | 0.00322 | 364.4376 | 1.0789e-05
| 365.0036 | 0.99779 | 282.8508 | 0.00091467 | 365.0036 | 0.00038237 | 282.8508 | 0 | 364.5487 | 0 | 282.8508 | 0 | 364.5487 | 8.6584e-06 | 277.21 | 0.001231 | 365.0036 | 4.7316e-05 | 277.21 | 0.002677 | 277.21 | -0.0016797 | 364.5487 | 1.1231e-05 | 364.5487 | 4.9194e-06 | 365.0036 | 3.4411e-05 | 282.8508 | 0 | 561.3059 | 0.00338 | 282.8508 | 0 | 560.2331 | 0 | 561.3059 | 0.00304 | 364.5487 | 9.4092e-06
| 365.1168 | 0.99357 | 283.0596 | -0.00022285 | 365.1168 | 0.00045084 | 283.0596 | 0 | 364.6597 | 1.4682e-05 | 283.0596 | 0 | 364.6597 | 8.524e-06 | 277.42 | -0.0022428 | 365.1168 | 0.00076162 | 277.42 | 0.00054618 | 277.42 | -0.0018422 | 364.6597 | 1.1371e-05 | 364.6597 | 5.4575e-06 | 365.1168 | 0 | 283.0596 | 0 | 561.463 | 0.0032 | 283.0596 | 0 | 560.391 | 1.0001e-05 | 561.463 | 0.00322 | 364.6597 | 9.7629e-06
| 365.2301 | 0.9936 | 283.2683 | 0.0010598 | 365.2301 | 0 | 283.2683 | 0 | 364.7708 | 1.4682e-05 | 283.2683 | 0 | 364.7708 | 7.9303e-06 | 277.63 | 0.00015177 | 365.2301 | 0.00044478 | 277.63 | 0.00077218 | 277.63 | 0.00072604 | 364.7708 | 1.068e-05 | 364.7708 | 6.2042e-06 | 365.2301 | 0 | 283.2683 | 0 | 561.62 | 0.00309 | 283.2683 | 0 | 560.5488 | 0 | 561.62 | 0.00309 | 364.7708 | 8.7253e-06
| 365.3433 | 0.99718 | 283.4771 | -0.00049566 | 365.3433 | 0.00151 | 283.4771 | 0 | 364.8819 | 1.4682e-05 | 283.4771 | 0 | 364.8819 | 8.2104e-06 | 277.84 | -0.001366 | 365.3433 | 0.00278 | 277.84 | -0.00026098 | 277.84 | 0.0016038 | 364.8819 | 9.9307e-06 | 364.8819 | 6.6324e-06 | 365.3433 | 0 | 283.4771 | 0 | 561.7771 | 0.00292 | 283.4771 | 0 | 560.7066 | 3.0002e-05 | 561.7771 | 0.00324 | 364.8819 | 5.0465e-06
| 365.4564 | 0.98194 | 283.6858 | 0.0011117 | 365.4564 | 0 | 283.6858 | 0 | 364.993 | 4.9907e-05 | 283.6858 | 0 | 364.993 | 7.5607e-06 | 278.05 | 0.0011973 | 365.4564 | 0.00147 | 278.05 | -0.0011973 | 278.05 | 0.00053099 | 364.993 | 9.8722e-06 | 364.993 | 8.4443e-06 | 365.4564 | 0.00012826 | 283.6858 | 0 | 561.9341 | 0.00443 | 283.6858 | 0 | 560.8645 | 0 | 561.9341 | 0.00303 | 364.993 | 5.4003e-06
| 365.5696 | 0.97172 | 283.8946 | -0.00012167 | 365.5696 | 0.00027745 | 283.8946 | 0 | 365.1041 | 1.4682e-05 | 283.8946 | 0 | 365.1041 | 7.0679e-06 | 278.26 | 0.00052277 | 365.5696 | 0.00127 | 278.26 | 0.0004816 | 278.26 | 4.3346e-05 | 365.1041 | 9.5677e-06 | 365.1041 | 9.5204e-06 | 365.5696 | 0 | 283.8946 | 0 | 562.0912 | 0.00165 | 283.8946 | 0 | 561.0223 | 3.0002e-05 | 562.0912 | 0.00312 | 365.1041 | 6.8859e-06
| 365.6828 | 0.96495 | 284.1034 | -5.6808e-06 | 365.6828 | 0.00041713 | 284.1034 | 0 | 365.2152 | 1.4682e-05 | 284.1034 | 0 | 365.2152 | 6.3622e-06 | 278.47 | 0.00082632 | 365.6828 | 0.00055835 | 278.47 | -0.0015524 | 278.47 | 0.00049847 | 365.2152 | 9.4389e-06 | 365.2152 | 9.729e-06 | 365.6828 | 0 | 284.1034 | 0 | 562.2483 | 0.00424 | 284.1034 | 0 | 561.1802 | 2.6669e-05 | 562.2483 | 0.00298 | 365.2152 | 9.3031e-06
| 365.796 | 0.95215 | 284.3123 | -0.00049004 | 365.796 | 0.00052021 | 284.3123 | 0 | 365.3263 | 3.2289e-05 | 284.3123 | 0 | 365.3263 | 8.2664e-06 | 278.68 | -1.6864e-05 | 365.796 | 0.00027911 | 278.68 | -0.00042241 | 278.68 | 0.00098612 | 365.3263 | 9.3803e-06 | 365.3263 | 7.8074e-06 | 365.796 | 0.00022492 | 284.3123 | 0 | 562.4054 | 0.00262 | 284.3123 | 0 | 561.3381 | 0 | 562.4054 | 0.00313 | 365.3263 | 9.3031e-06
| 365.9092 | 0.93486 | 284.5211 | -0.0012739 | 365.9092 | 0 | 284.5211 | 0 | 365.4375 | 1.4682e-05 | 284.5211 | 0 | 365.4375 | 8.8936e-06 | 278.89 | 0.0020068 | 365.9092 | 0.00055835 | 278.89 | -9.9549e-05 | 278.89 | 0.0011812 | 365.4375 | 9.0524e-06 | 365.4375 | 6.0944e-06 | 365.9092 | 0 | 284.5211 | 0 | 562.5625 | 0.00229 | 284.5211 | 0 | 561.496 | 6.6672e-06 | 562.5625 | 0.00297 | 365.4375 | 8.1476e-06
| 366.0224 | 0.91101 | 284.73 | -0.00011102 | 366.0224 | 0.00139 | 284.73 | 0 | 365.5486 | 0 | 284.73 | 0 | 365.5486 | 9.0729e-06 | 279.09 | -0.00089378 | 366.0224 | 0.00173 | 279.09 | 0.00022331 | 279.09 | -0.0008344 | 365.5486 | 1.0095e-05 | 365.5486 | 5.8857e-06 | 366.0224 | 0.00116 | 284.73 | 0 | 562.7196 | 0.0026 | 284.73 | 0 | 561.6539 | 1.0001e-05 | 562.7196 | 0.00314 | 365.5486 | 6.32e-06
| 366.1356 | 0.89365 | 284.9389 | 0.000179 | 366.1356 | 0 | 284.9389 | 0 | 365.6597 | 0 | 284.9389 | 0 | 365.6597 | 8.188e-06 | 279.3 | -0.00052277 | 366.1356 | 0.00178 | 279.3 | 0.0002556 | 279.3 | 0.0013438 | 365.6597 | 1.0141e-05 | 365.6597 | 6.5226e-06 | 366.1356 | 0 | 284.9389 | 0 | 562.8767 | 0.00408 | 284.9389 | 0 | 561.8117 | 0 | 562.8767 | 0.00297 | 365.6597 | 7.1218e-06
| 366.2488 | 0.86677 | 285.1478 | -0.00087771 | 366.2488 | 0.00022542 | 285.1478 | 0 | 365.7709 | 0 | 285.1478 | 0 | 365.7709 | 8.7368e-06 | 279.51 | 0.0009275 | 366.2488 | 0.00147 | 279.51 | -0.0021336 | 279.51 | 0.002449 | 365.7709 | 1.0469e-05 | 365.7709 | 8.3454e-06 | 366.2488 | 0 | 285.1478 | 0 | 563.0338 | 0.00218 | 285.1478 | 0 | 561.9696 | 1.0001e-05 | 563.0338 | 0.00317 | 365.7709 | 8.3834e-06
| 366.3619 | 0.84963 | 285.3567 | 0.00059925 | 366.3619 | 0 | 285.3567 | 0 | 365.882 | 3.2289e-05 | 285.3567 | 0 | 365.882 | 8.4792e-06 | 279.72 | -0.00038786 | 366.3619 | 0 | 279.72 | 0.00080447 | 279.72 | 0.00069354 | 365.882 | 9.2984e-06 | 365.882 | 1.0805e-05 | 366.3619 | 0 | 285.3567 | 0 | 563.1909 | 0.00431 | 285.3567 | 0 | 562.1276 | 6.6672e-06 | 563.1909 | 0.003 | 365.882 | 1.0565e-05
| 366.4751 | 0.8251 | 285.5656 | -0.00032394 | 366.4751 | 0 | 285.5656 | 0 | 365.9932 | 1.4682e-05 | 285.5656 | 0 | 365.9932 | 8.2664e-06 | 279.93 | 0.00035414 | 366.4751 | 0.00081839 | 279.93 | -0.0019399 | 279.93 | -0.0019722 | 365.9932 | 9.9542e-06 | 365.9932 | 1.0157e-05 | 366.4751 | 0 | 285.5656 | 0 | 563.348 | 0.0028 | 285.5656 | 0 | 562.2855 | 1.0001e-05 | 563.348 | 0.00314 | 365.9932 | 1.0907e-05
| 366.5883 | 0.80449 | 285.7746 | -6.446e-05 | 366.5883 | 0.00036499 | 285.7746 | 0 | 366.1043 | 1.4682e-05 | 285.7746 | 0 | 366.1043 | 7.5159e-06 | 280.14 | 8.4319e-05 | 366.5883 | 0.00113 | 280.14 | -0.0020367 | 280.14 | 0.00075855 | 366.1043 | 9.1812e-06 | 366.1043 | 9.191e-06 | 366.5883 | 0 | 285.7746 | 0 | 563.5052 | 0.00336 | 285.7746 | 0 | 562.4434 | 0 | 563.5052 | 0.00296 | 366.1043 | 1.0223e-05
| 366.7015 | 0.77745 | 285.9835 | 6.6878e-05 | 366.7015 | 0.00114 | 285.9835 | 0 | 366.2155 | 1.4682e-05 | 285.9835 | 0 | 366.2155 | 7.3815e-06 | 280.35 | 0.00021923 | 366.7015 | 0.00070485 | 280.35 | 0.00090132 | 280.35 | 0.00072604 | 366.2155 | 9.919e-06 | 366.2155 | 7.0607e-06 | 366.7015 | 0 | 285.9835 | 0 | 563.6623 | 0.00306 | 285.9835 | 0 | 562.6013 | 1.0001e-05 | 563.6623 | 0.00302 | 366.2155 | 1.1367e-05
| 366.8146 | 0.75608 | 286.1925 | 0.00027236 | 366.8146 | 0.00015642 | 286.1925 | 0 | 366.3266 | 0 | 286.1925 | 0 | 366.3266 | 7.6391e-06 | 280.56 | 0.00035414 | 366.8146 | 0.0022 | 280.56 | 0.00028789 | 280.56 | 0.0013438 | 366.3266 | 1.02e-05 | 366.3266 | 9.0921e-06 | 366.8146 | 0 | 286.1925 | 0 | 563.8195 | 0.00512 | 286.1925 | 0 | 562.7592 | 0 | 563.8195 | 0.0029 | 366.3266 | 9.5271e-06
| 366.9278 | 0.73582 | 286.4015 | -0.00034925 | 366.9278 | 8.6698e-05 | 286.4015 | 0 | 366.4378 | 1.4682e-05 | 286.4015 | 0 | 366.4378 | 7.6951e-06 | 280.77 | 0.0016358 | 366.9278 | 0.00207 | 280.77 | 0.00028789 | 280.77 | 0.0009536 | 366.4378 | 1.102e-05 | 366.4378 | 8.3454e-06 | 366.9278 | 3.7485e-05 | 286.4015 | 0 | 563.9767 | 0.00324 | 286.4015 | 0 | 562.9172 | 0 | 563.9767 | 0.00308 | 366.4378 | 1.0907e-05
| 367.041 | 0.70278 | 286.6105 | 0.00034603 | 367.041 | 0.00081688 | 286.6105 | 0 | 366.549 | 1.4682e-05 | 286.6105 | 0 | 366.549 | 7.7511e-06 | 280.98 | -0.00015177 | 367.041 | 0.00041639 | 280.98 | 0.00073989 | 280.98 | -0.00057433 | 366.549 | 1.0446e-05 | 366.549 | 9.3008e-06 | 367.041 | 0.00061626 | 286.6105 | 0 | 564.1339 | 0.00366 | 286.6105 | 0 | 563.0751 | 6.6672e-06 | 564.1339 | 0.003 | 366.549 | 8.8432e-06
| 367.1542 | 0.67775 | 286.8196 | 0.00025604 | 367.1542 | 0 | 286.8196 | 0 | 366.6602 | 0 | 286.8196 | 0 | 366.6602 | 8.3e-06 | 281.19 | -0.00045532 | 367.1542 | 0 | 281.19 | 0.00022331 | 281.19 | -0.00060684 | 366.6602 | 8.1273e-06 | 366.6602 | 6.9509e-06 | 367.1542 | 0 | 286.8196 | 0 | 564.291 | 0.00397 | 286.8196 | 0 | 563.2331 | 0 | 564.291 | 0.00312 | 366.6602 | 1.1025e-05
| 367.2673 | 0.6701 | 287.0286 | -0.00030738 | 367.2673 | 0.00027809 | 287.0286 | 0 | 366.7713 | 1.4682e-05 | 287.0286 | 0 | 366.7713 | 8.524e-06 | 281.4 | -0.0019731 | 367.2673 | 0.00218 | 281.4 | -2.6905e-06 | 281.4 | 0.0018964 | 366.7713 | 7.9633e-06 | 366.7713 | 8.6639e-06 | 367.2673 | 0 | 287.0286 | 0 | 564.4482 | 0.00526 | 287.0286 | 0 | 563.391 | 6.6672e-06 | 564.4482 | 0.00294 | 366.7713 | 8.6074e-06
| 367.3805 | 0.64541 | 287.2377 | 0.00038772 | 367.3805 | 0.00058956 | 287.2377 | 0 | 366.8825 | 1.4682e-05 | 287.2377 | 0 | 366.8825 | 8.8936e-06 | 281.61 | 0.00069142 | 367.3805 | 0.00036425 | 281.61 | -0.002973 | 281.61 | -0.0043454 | 366.8825 | 7.3544e-06 | 366.8825 | 7.9172e-06 | 367.3805 | 0 | 287.2377 | 0 | 564.6054 | 0.00334 | 287.2377 | 0 | 563.549 | 5.0004e-05 | 564.6054 | 0.00313 | 366.8825 | 9.421e-06
| 367.4936 | 0.62615 | 287.4468 | 0.00053695 | 367.4936 | 0.00039975 | 287.4468 | 0 | 366.9937 | 0 | 287.4468 | 0 | 366.9937 | 7.7511e-06 | 281.82 | 0.001231 | 367.4936 | 0 | 281.82 | -0.00022869 | 281.82 | -0.00024923 | 366.9937 | 8.1507e-06 | 366.9937 | 7.6976e-06 | 367.4936 | 1.5646e-05 | 287.4468 | 0 | 564.7626 | 0.00348 | 287.4468 | 0 | 563.707 | 0 | 564.7626 | 0.00301 | 366.9937 | 6.7798e-06
| 367.6068 | 0.60473 | 287.6559 | 0.00047514 | 367.6068 | 0 | 287.6559 | 0 | 367.1049 | 0 | 287.6559 | 0 | 367.1049 | 8.7368e-06 | 282.03 | -0.001231 | 367.6068 | 0.00147 | 282.03 | -0.00084214 | 282.03 | 0.00066102 | 367.1049 | 8.6191e-06 | 367.1049 | 7.9172e-06 | 367.6068 | 0 | 287.6559 | 0 | 564.9198 | 0.00302 | 287.6559 | 0 | 563.865 | 1.0001e-05 | 564.9198 | 0.00315 | 367.1049 | 7.4637e-06
| 367.7199 | 0.58602 | 287.865 | 0.0005675 | 367.7199 | 0 | 287.865 | 0 | 367.2162 | 0 | 287.865 | 0 | 367.2162 | 7.9751e-06 | 282.24 | -0.001231 | 367.7199 | 0.0026 | 282.24 | 0.00073989 | 282.24 | -0.00028175 | 367.2162 | 9.7317e-06 | 367.2162 | 8.2356e-06 | 367.7199 | 0.00012826 | 287.865 | 0 | 565.0771 | 0.00388 | 287.865 | 0 | 564.0229 | 6.6672e-06 | 565.0771 | 0.00297 | 367.2162 | 6.4261e-06
| 367.8331 | 0.56896 | 288.0741 | -0.0003777 | 367.8331 | 0.00027745 | 288.0741 | 0 | 367.3274 | 0 | 288.0741 | 0 | 367.3274 | 9.2521e-06 | 282.45 | -0.00032042 | 367.8331 | 8.0426e-05 | 282.45 | -0.0030053 | 282.45 | -0.00067186 | 367.3274 | 1.0821e-05 | 367.3274 | 8.2356e-06 | 367.8331 | 0 | 288.0741 | 0 | 565.2343 | 0.00295 | 288.0741 | 0 | 564.1809 | 0 | 565.2343 | 0.00307 | 367.3274 | 9.5271e-06
| 367.9463 | 0.55946 | 288.2833 | 0.0009127 | 367.9463 | 0 | 288.2833 | 0 | 367.4386 | 0 | 288.2833 | 0 | 367.4386 | 8.1096e-06 | 282.66 | 0.0019393 | 367.9463 | 0.00021766 | 282.66 | -0.0033282 | 282.66 | 0.0012462 | 367.4386 | 9.2398e-06 | 367.4386 | 8.4443e-06 | 367.9463 | 0 | 288.2833 | 0 | 565.3916 | 0.00323 | 288.2833 | 0 | 564.3389 | 6.6672e-06 | 565.3916 | 0.00288 | 367.4386 | 1.0447e-05
| 368.0594 | 0.54544 | 288.4925 | -6.7036e-05 | 368.0594 | 0.00072829 | 288.4925 | 0 | 367.5498 | 1.4682e-05 | 288.4925 | 0 | 367.5498 | 9.0168e-06 | 282.87 | -0.00065769 | 368.0594 | 0.00263 | 282.87 | -0.0021013 | 282.87 | -0.0015171 | 367.5498 | 1.0469e-05 | 367.5498 | 9.4106e-06 | 368.0594 | 0 | 288.4925 | 0 | 565.5488 | 0.00207 | 288.4925 | 0 | 564.4969 | 3.0002e-05 | 565.5488 | 0.00306 | 367.5498 | 1.2286e-05
| 368.1726 | 0.53005 | 288.7017 | 0.00055839 | 368.1726 | 0 | 288.7017 | 0 | 367.661 | 1.4682e-05 | 288.7017 | 0 | 367.661 | 9.2297e-06 | 283.08 | -0.001231 | 368.1726 | 0.00152 | 283.08 | -0.0009067 | 283.08 | 0.00033593 | 367.661 | 1.0223e-05 | 367.661 | 1.1552e-05 | 368.1726 | 0.00057872 | 288.7017 | 0 | 565.7061 | 0.00545 | 288.7017 | 0 | 564.655 | 6.6672e-06 | 565.7061 | 0.00295 | 367.661 | 1.0223e-05
| 368.2857 | 0.51376 | 288.9109 | -0.0016726 | 368.2857 | 0.00146 | 288.9109 | 0 | 367.7723 | 1.4682e-05 | 288.9109 | 0 | 367.7723 | 9.4201e-06 | 283.29 | 0.001231 | 368.2857 | 0.0017 | 283.29 | -0.0009067 | 283.29 | 0.00020589 | 367.7723 | 1.1207e-05 | 367.7723 | 1.0805e-05 | 368.2857 | 0 | 288.9109 | 0 | 565.8633 | 0.0016 | 288.9109 | 0 | 564.813 | 3.0002e-05 | 565.8633 | 0.00314 | 367.7723 | 1.1944e-05
| 368.3989 | 0.50637 | 289.1201 | -0.00010534 | 368.3989 | 0.00013905 | 289.1201 | 0 | 367.8835 | 0 | 289.1201 | 0 | 367.8835 | 9.1065e-06 | 283.5 | 0.0016358 | 368.3989 | 0.00158 | 283.5 | -0.0010036 | 283.5 | 0.0018964 | 367.8835 | 9.4623e-06 | 367.8835 | 1.0267e-05 | 368.3989 | 0 | 289.1201 | 0 | 566.0206 | 0.00322 | 289.1201 | 0 | 564.971 | 0 | 566.0206 | 0.00295 | 367.8835 | 9.7629e-06
| 368.512 | 0.49933 | 289.3293 | 0.0012074 | 368.512 | 0.00072829 | 289.3293 | 0 | 367.9948 | 3.2289e-05 | 289.3293 | 0 | 367.9948 | 8.4456e-06 | 283.7 | -0.00079259 | 368.512 | 0.00087516 | 283.7 | 6.1882e-05 | 283.7 | -0.0025248 | 367.9948 | 8.9939e-06 | 367.9948 | 9.0921e-06 | 368.512 | 0 | 289.3293 | 0 | 566.1779 | 0.0026 | 289.3293 | 0 | 565.1291 | 3.0002e-05 | 566.1779 | 0.00307 | 367.9948 | 8.1476e-06
| 368.6252 | 0.49143 | 289.5386 | 0.00063758 | 368.6252 | 0.00048665 | 289.5386 | 0 | 368.106 | 0 | 289.5386 | 0 | 368.106 | 8.2104e-06 | 283.91 | -0.00079259 | 368.6252 | 0.00192 | 283.91 | -0.0026179 | 283.91 | -0.0010945 | 368.106 | 8.8651e-06 | 368.106 | 7.8074e-06 | 368.6252 | 0 | 289.5386 | 0 | 566.3352 | 0.00394 | 289.5386 | 0 | 565.2871 | 0 | 566.3352 | 0.00288 | 368.106 | 7.3458e-06
| 368.7383 | 0.47993 | 289.7479 | -0.00064885 | 368.7383 | 0.00050287 | 289.7479 | 0 | 368.2173 | 1.4682e-05 | 289.7479 | 0 | 368.2173 | 8.188e-06 | 284.12 | 0.0016695 | 368.7383 | 0.00081839 | 284.12 | 0.0018376 | 284.12 | -0.001127 | 368.2173 | 1.0692e-05 | 368.2173 | 5.6661e-06 | 368.7383 | 0 | 289.7479 | 0 | 566.4924 | 0.00197 | 289.7479 | 0 | 565.4451 | 0 | 566.4924 | 0.00304 | 368.2173 | 1.1025e-05
| 368.8514 | 0.47343 | 289.9572 | 0.00022059 | 368.8514 | 0.00095592 | 289.9572 | 0 | 368.3286 | 0 | 289.9572 | 0 | 368.3286 | 7.2023e-06 | 284.33 | 0.0016358 | 368.8514 | 0.0006719 | 284.33 | 6.1882e-05 | 284.33 | -2.1673e-05 | 368.3286 | 1.1371e-05 | 368.3286 | 6.314e-06 | 368.8514 | 0.00097286 | 289.9572 | 0 | 566.6498 | 0.00376 | 289.9572 | 0 | 565.6032 | 0 | 566.6498 | 0.0029 | 368.3286 | 1.4692e-05
| 368.9646 | 0.46336 | 290.1665 | -0.00022859 | 368.9646 | 0.0016 | 290.1665 | 0 | 368.4398 | 0 | 290.1665 | 0 | 368.4398 | 7.4039e-06 | 284.54 | -0.00038786 | 368.9646 | 0.00084678 | 284.54 | -0.0012296 | 284.54 | 0.00014088 | 368.4398 | 1.1722e-05 | 368.4398 | 8.016e-06 | 368.9646 | 0 | 290.1665 | 0 | 566.8071 | 0.00299 | 290.1665 | 0 | 565.7613 | 3.0002e-05 | 566.8071 | 0.00316 | 368.4398 | 1.4692e-05
| 369.0777 | 0.45684 | 290.3758 | 0.00048103 | 369.0777 | 0.00103 | 290.3758 | 0 | 368.5511 | 1.4682e-05 | 290.3758 | 0 | 368.5511 | 6.8774e-06 | 284.75 | -0.00062396 | 369.0777 | 0.00107 | 284.75 | 0.0015793 | 284.75 | -0.00073687 | 368.5511 | 1.0411e-05 | 368.5511 | 1.0695e-05 | 369.0777 | 0.00033471 | 290.3758 | 0 | 566.9644 | 0.00422 | 290.3758 | 0 | 565.9193 | 6.6672e-06 | 566.9644 | 0.00297 | 368.5511 | 9.5271e-06
| 369.1908 | 0.45165 | 290.5851 | 0.0010211 | 369.1908 | 0 | 290.5851 | 0 | 368.6624 | 0 | 290.5851 | 0 | 368.6624 | 7.7959e-06 | 284.96 | 0.001602 | 369.1908 | 0.00156 | 284.96 | 0.00067532 | 284.96 | -0.00086692 | 368.6624 | 1.1582e-05 | 368.6624 | 9.0921e-06 | 369.1908 | 0.00013121 | 290.5851 | 0 | 567.1217 | 0.0032 | 290.5851 | 0 | 566.0774 | 3.0002e-05 | 567.1217 | 0.00317 | 368.6624 | 8.2655e-06
| 369.304 | 0.44539 | 290.7945 | 0.00029198 | 369.304 | 0.00057355 | 290.7945 | 0 | 368.7737 | 3.2289e-05 | 290.7945 | 0 | 368.7737 | 6.9671e-06 | 285.17 | 0.0014334 | 369.304 | 0.00101 | 285.17 | 6.1882e-05 | 285.17 | 0.002189 | 368.7737 | 1.1395e-05 | 368.7737 | 1.0047e-05 | 369.304 | 0.00035349 | 290.7945 | 0 | 567.2791 | 0.00432 | 290.7945 | 0 | 566.2355 | 0 | 567.2791 | 0.00285 | 368.7737 | 7.9235e-06
| 369.4171 | 0.43695 | 291.0039 | -0.00061092 | 369.4171 | 0.00032946 | 291.0039 | 0 | 368.885 | 1.4682e-05 | 291.0039 | 0 | 368.885 | 7.5383e-06 | 285.38 | -0.0027826 | 369.4171 | 0.00056294 | 285.38 | -0.0037156 | 285.38 | -0.0016147 | 368.885 | 1.0844e-05 | 368.885 | 8.8725e-06 | 369.4171 | 0 | 291.0039 | 0 | 567.4364 | 0.00195 | 291.0039 | 0 | 566.3936 | 1.0001e-05 | 567.4364 | 0.00302 | 368.885 | 1.1826e-05
| 369.5302 | 0.43485 | 291.2133 | 0.001152 | 369.5302 | 0.00041713 | 291.2133 | 0 | 368.9963 | 0 | 291.2133 | 0 | 368.9963 | 7.4039e-06 | 285.59 | 0.001231 | 369.5302 | 0 | 285.59 | -0.0017784 | 285.59 | -0.00031426 | 368.9963 | 8.947e-06 | 368.9963 | 1.0157e-05 | 369.5302 | 0 | 291.2133 | 0 | 567.5938 | 0.00388 | 291.2133 | 0 | 566.5517 | 6.6672e-06 | 567.5938 | 0.00283 | 368.9963 | 8.8432e-06
| 369.6433 | 0.42883 | 291.4227 | -5.3471e-05 | 369.6433 | 0.00091902 | 291.4227 | 0 | 369.1076 | 1.4682e-05 | 291.4227 | 0 | 369.1076 | 8.5464e-06 | 285.8 | -0.0005565 | 369.6433 | 0.00193 | 285.8 | -0.0035541 | 285.8 | -0.0018096 | 369.1076 | 8.3966e-06 | 369.1076 | 8.7737e-06 | 369.6433 | 0.00065603 | 291.4227 | 0 | 567.7511 | 0.00222 | 291.4227 | 0 | 566.7098 | 3.0002e-05 | 567.7511 | 0.00309 | 369.1076 | 8.2655e-06
| 369.7565 | 0.42837 | 291.6321 | 0.00027356 | 369.7565 | 0.00066046 | 291.6321 | 0 | 369.2189 | 0 | 291.6321 | 0 | 369.2189 | 8.244e-06 | 286.01 | 0.00075887 | 369.7565 | 0.00203 | 286.01 | 0.00015874 | 286.01 | -0.00015171 | 369.2189 | 7.9399e-06 | 369.2189 | 1.0157e-05 | 369.7565 | 0 | 291.6321 | 0 | 567.9085 | 0.00366 | 291.6321 | 0 | 566.8679 | 0 | 567.9085 | 0.00288 | 369.2189 | 8.5013e-06
| 369.8696 | 0.41711 | 291.8416 | -0.0012583 | 369.8696 | 0.00128 | 291.8416 | 0 | 369.3302 | 0 | 291.8416 | 0 | 369.3302 | 8.524e-06 | 286.22 | 0.00038786 | 369.8696 | 0.00158 | 286.22 | -0.00029326 | 286.22 | -5.4182e-05 | 369.3302 | 8.3147e-06 | 369.3302 | 8.8725e-06 | 369.8696 | 0 | 291.8416 | 0 | 568.0659 | 0.0028 | 291.8416 | 0 | 567.026 | 5.0004e-05 | 568.0659 | 0.00308 | 369.3302 | 1.1249e-05
| 369.9827 | 0.4168 | 292.051 | 0.00028653 | 369.9827 | 0.00057355 | 292.051 | 0 | 369.4415 | 1.4682e-05 | 292.051 | 0 | 369.4415 | 8.2888e-06 | 286.43 | -0.00045532 | 369.9827 | 0.00021766 | 286.43 | 0.00041703 | 286.43 | 0.00072604 | 369.4415 | 7.7642e-06 | 369.4415 | 7.0607e-06 | 369.9827 | 0.00027841 | 292.051 | 0 | 568.2232 | 0.00403 | 292.051 | 0 | 567.1841 | 0 | 568.2232 | 0.00284 | 369.4415 | 1.1249e-05
| 370.0958 | 0.40639 | 292.2605 | -0.00035554 | 370.0958 | 0.00106 | 292.2605 | 0 | 369.5529 | 0 | 292.2605 | 0 | 369.5529 | 9.9353e-06 | 286.64 | -0.00038786 | 370.0958 | 0 | 286.64 | -0.00039012 | 286.64 | -0.00073687 | 369.5529 | 8.6191e-06 | 369.5529 | 6.7313e-06 | 370.0958 | 0 | 292.2605 | 0 | 568.3806 | 0.00348 | 292.2605 | 0 | 567.3423 | 1.0001e-05 | 568.3806 | 0.00303 | 369.5529 | 1.0907e-05
| 370.209 | 0.39965 | 292.47 | 0.0012479 | 370.209 | 0.00039975 | 292.47 | 0 | 369.6642 | 1.4682e-05 | 292.47 | 0 | 369.6642 | 9.5769e-06 | 286.85 | 0.0021416 | 370.209 | 0.0006719 | 286.85 | 0.0010628 | 286.85 | -0.00070437 | 369.6642 | 7.8228e-06 | 369.6642 | 6.8411e-06 | 370.209 | 0 | 292.47 | 0 | 568.538 | 0.00295 | 292.47 | 0 | 567.5004 | 0 | 568.538 | 0.00284 | 369.6642 | 1.0565e-05
| 370.3221 | 0.39839 | 292.6795 | -0.00060541 | 370.3221 | 0.00158 | 292.6795 | 0 | 369.7755 | 0 | 292.6795 | 0 | 369.7755 | 9.2857e-06 | 287.06 | -0.00072515 | 370.3221 | 0 | 287.06 | -0.00071299 | 287.06 | -0.0016472 | 369.7755 | 9.3218e-06 | 369.7755 | 1.0157e-05 | 370.3221 | 0 | 292.6795 | 0 | 568.6955 | 0.00329 | 292.6795 | 0 | 567.6585 | 3.0002e-05 | 568.6955 | 0.00304 | 369.7755 | 9.1852e-06
| 370.4352 | 0.3932 | 292.889 | 0.00030101 | 370.4352 | 0.00111 | 292.889 | 0 | 369.8869 | 1.4682e-05 | 292.889 | 0 | 369.8869 | 8.3784e-06 | 287.27 | -0.00079259 | 370.4352 | 0.00169 | 287.27 | -0.001843 | 287.27 | -0.00073687 | 369.8869 | 9.7551e-06 | 369.8869 | 7.6976e-06 | 370.4352 | 0 | 292.889 | 0 | 568.8529 | 0.00487 | 292.889 | 0 | 567.8167 | 4.667e-05 | 568.8529 | 0.00289 | 369.8869 | 1.0907e-05
| 370.5483 | 0.38563 | 293.0986 | 0.00088525 | 370.5483 | 0.00187 | 293.0986 | 0 | 369.9982 | 3.2289e-05 | 293.0986 | 0 | 369.9982 | 8.4456e-06 | 287.48 | 0.001366 | 370.5483 | 0.00053456 | 287.48 | -0.0004547 | 287.48 | -0.0021348 | 369.9982 | 1.1828e-05 | 369.9982 | 8.5541e-06 | 370.5483 | 0.00050609 | 293.0986 | 0 | 569.0103 | 0.00197 | 293.0986 | 0 | 567.9748 | 1.0001e-05 | 569.0103 | 0.00297 | 369.9982 | 1.0683e-05
| 370.6614 | 0.38097 | 293.3082 | 0.0012632 | 370.6614 | 0.0016 | 293.3082 | 0 | 370.1096 | 0 | 293.3082 | 0 | 370.1096 | 8.7816e-06 | 287.69 | 0.001366 | 370.6614 | 0.00223 | 287.69 | 0.00035245 | 287.69 | 0.00027091 | 370.1096 | 1.0118e-05 | 370.1096 | 6.0944e-06 | 370.6614 | 0 | 293.3082 | 0 | 569.1677 | 0.00427 | 293.3082 | 0 | 568.133 | 6.6672e-06 | 569.1677 | 0.00285 | 370.1096 | 1.2628e-05
| 370.7745 | 0.37414 | 293.5177 | 0.00034943 | 370.7745 | 0.00191 | 293.5177 | 0 | 370.2209 | 1.4682e-05 | 293.5177 | 0 | 370.2209 | 8.9496e-06 | 287.9 | -0.00025296 | 370.7745 | 0.00187 | 287.9 | -0.001843 | 287.9 | -0.00070437 | 370.2209 | 9.2632e-06 | 370.2209 | 1.0047e-05 | 370.7745 | 0 | 293.5177 | 0 | 569.3252 | 0.00355 | 293.5177 | 0 | 568.2912 | 1.0001e-05 | 569.3252 | 0.00302 | 370.2209 | 1.297e-05
| 370.8876 | 0.36988 | 293.7273 | -0.00040937 | 370.8876 | 0.00186 | 293.7273 | 0 | 370.3323 | 0 | 293.7273 | 0 | 370.3323 | 8.2664e-06 | 288.11 | 0.001231 | 370.8876 | 0.00186 | 288.11 | -0.0016493 | 288.11 | 0.00027091 | 370.3323 | 8.0687e-06 | 370.3323 | 8.8725e-06 | 370.8876 | 0 | 293.7273 | 0 | 569.4826 | 0.00338 | 293.7273 | 0 | 568.4494 | 0 | 569.4826 | 0.00291 | 370.3323 | 1.4809e-05
| 371.0007 | 0.35771 | 293.9369 | -2.9174e-05 | 371.0007 | 0.00125 | 293.9369 | 0 | 370.4437 | 0 | 293.9369 | 0 | 370.4437 | 7.1239e-06 | 288.32 | -0.0021416 | 371.0007 | 0.00218 | 288.32 | -0.001165 | 288.32 | 0.0012787 | 370.4437 | 9.1812e-06 | 370.4437 | 7.4889e-06 | 371.0007 | 0 | 293.9369 | 0 | 569.6401 | 0.00283 | 293.9369 | 0 | 568.6075 | 3.0002e-05 | 569.6401 | 0.0031 | 370.4437 | 1.6189e-05
| 371.1138 | 0.35163 | 294.1466 | 0.0005689 | 371.1138 | 0.00188 | 294.1466 | 0 | 370.5551 | 1.4682e-05 | 294.1466 | 0 | 370.5551 | 7.1463e-06 | 288.53 | 0.00048905 | 371.1138 | 0.00087064 | 288.53 | 0.00044931 | 288.53 | -0.0011595 | 370.5551 | 9.919e-06 | 370.5551 | 4.3814e-06 | 371.1138 | 0.00014702 | 294.1466 | 0 | 569.7975 | 0.00499 | 294.1466 | 0 | 568.7657 | 0 | 569.7975 | 0.00296 | 370.5551 | 1.2404e-05
| 371.2269 | 0.34176 | 294.3562 | 0.00020329 | 371.2269 | 0.00243 | 294.3562 | 0 | 370.6664 | 1.4682e-05 | 294.3562 | 0 | 370.6664 | 7.8295e-06 | 288.74 | -0.00038786 | 371.2269 | 0.0004494 | 288.74 | -0.00022869 | 288.74 | -0.0015171 | 370.6664 | 8.5606e-06 | 370.6664 | 6.5226e-06 | 371.2269 | 0 | 294.3562 | 0 | 569.955 | 0.00172 | 294.3562 | 0 | 568.9239 | 1.0001e-05 | 569.955 | 0.00315 | 370.6664 | 8.9611e-06
| 371.34 | 0.3361 | 294.5659 | 0.0007415 | 371.34 | 0.00231 | 294.5659 | 0 | 370.7778 | 3.2289e-05 | 294.5659 | 0 | 370.7778 | 9.0953e-06 | 288.95 | 0.00086005 | 371.34 | 0.00027444 | 288.95 | 0.0015793 | 288.95 | 0.0009211 | 370.7778 | 8.8885e-06 | 370.7778 | 7.6976e-06 | 371.34 | 0.00027841 | 294.5659 | 0 | 570.1125 | 0.00381 | 294.5659 | 0 | 569.0821 | 0 | 570.1125 | 0.0029 | 370.7778 | 6.0841e-06
| 371.4531 | 0.3331 | 294.7756 | -0.00051091 | 371.4531 | 0.00335 | 294.7756 | 0 | 370.8892 | 0 | 294.7756 | 0 | 370.8892 | 9.2633e-06 | 289.16 | 0.0016358 | 371.4531 | 0.00036425 | 289.16 | 0.00077218 | 289.16 | -0.00089942 | 370.8892 | 7.9633e-06 | 370.8892 | 7.3791e-06 | 371.4531 | 0 | 294.7756 | 0 | 570.27 | 0.00266 | 294.7756 | 0 | 569.2404 | 0 | 570.27 | 0.00301 | 370.8892 | 7.2279e-06
| 371.5662 | 0.32039 | 294.9853 | 0.00026056 | 371.5662 | 0.00249 | 294.9853 | 0 | 371.0006 | 1.4682e-05 | 294.9853 | 0 | 371.0006 | 9.2297e-06 | 289.37 | 0.00028669 | 371.5662 | 0.00104 | 289.37 | 0.00012645 | 289.37 | 0.00075855 | 371.0006 | 9.919e-06 | 371.0006 | 6.314e-06 | 371.5662 | 0 | 294.9853 | 0 | 570.4275 | 0.00396 | 294.9853 | 0 | 569.3986 | 6.6672e-06 | 570.4275 | 0.00276 | 371.0006 | 1.0447e-05
| 371.6793 | 0.31125 | 295.195 | 0.00035415 | 371.6793 | 0.00324 | 295.195 | 0 | 371.112 | 0 | 295.195 | 0 | 371.112 | 8.7032e-06 | 289.58 | -0.00075887 | 371.6793 | 0.00235 | 289.58 | -0.0017139 | 289.58 | -0.0010945 | 371.112 | 1.1664e-05 | 371.112 | 7.0607e-06 | 371.6793 | 0.00035613 | 295.195 | 0 | 570.585 | 0.00299 | 295.195 | 0 | 569.5568 | 1.0001e-05 | 570.585 | 0.003 | 371.112 | 1.1826e-05
| 371.7924 | 0.30686 | 295.4047 | 0.00036354 | 371.7924 | 0.00269 | 295.4047 | 0 | 371.2234 | 1.4682e-05 | 295.4047 | 0 | 371.2234 | 7.8519e-06 | 289.79 | 0.0013997 | 371.7924 | 0 | 289.79 | 0.00035245 | 289.79 | -0.0010295 | 371.2234 | 1.1535e-05 | 371.2234 | 8.9823e-06 | 371.7924 | 0 | 295.4047 | 0 | 570.7425 | 0.00538 | 295.4047 | 0 | 569.715 | 6.6672e-06 | 570.7425 | 0.00281 | 371.2234 | 1.0683e-05
| 371.9055 | 0.29612 | 295.6145 | -5.0679e-05 | 371.9055 | 0.0044 | 295.6145 | 0 | 371.3349 | 3.2289e-05 | 295.6145 | 0 | 371.3349 | 8.0872e-06 | 290 | -0.00096123 | 371.9055 | 0.00113 | 290 | -0.0012941 | 290 | -0.00076939 | 371.3349 | 1.0446e-05 | 371.3349 | 8.4443e-06 | 371.9055 | 0 | 295.6145 | 0 | 570.9 | 0.00165 | 295.6145 | 0 | 569.8733 | 1.0001e-05 | 570.9 | 0.00297 | 371.3349 | 9.5271e-06
| 372.0186 | 0.29232 | 295.8242 | 0.00066812 | 372.0186 | 0.00396 | 295.8242 | 0 | 371.4463 | 0 | 295.8242 | 0 | 371.4463 | 8.8712e-06 | 290.21 | 0.00011805 | 372.0186 | 0.00041639 | 290.21 | -0.0023273 | 290.21 | -0.00093193 | 371.4463 | 7.6823e-06 | 371.4463 | 7.5878e-06 | 372.0186 | 0 | 295.8242 | 0 | 571.0575 | 0.00371 | 295.8242 | 0 | 570.0315 | 0 | 571.0575 | 0.00282 | 371.4463 | 8.5013e-06
| 372.1317 | 0.28638 | 296.034 | 6.6952e-05 | 372.1317 | 0.0043 | 296.034 | 0 | 371.5577 | 0 | 296.034 | 0 | 371.5577 | 9.6217e-06 | 290.43 | -0.0014334 | 372.1317 | 0.00229 | 290.43 | -0.0004547 | 290.43 | -0.00076939 | 371.5577 | 8.3147e-06 | 371.5577 | 7.1595e-06 | 372.1317 | 0 | 296.034 | 0 | 571.2151 | 0.00403 | 296.034 | 0 | 570.1898 | 0 | 571.2151 | 0.00301 | 371.5577 | 8.9611e-06
| 372.2448 | 0.27777 | 296.2438 | -5.8691e-05 | 372.2448 | 0.00527 | 296.2438 | 0 | 371.6691 | 0 | 296.2438 | 0 | 371.6691 | 1.0036e-05 | 290.64 | -0.00059023 | 372.2448 | 0.00132 | 290.64 | -0.0021982 | 290.64 | 0.00066102 | 371.6691 | 8.947e-06 | 371.6691 | 8.4443e-06 | 372.2448 | 0.00055994 | 296.2438 | 0 | 571.3726 | 0.0042 | 296.2438 | 0 | 570.348 | 2.6669e-05 | 571.3726 | 0.00284 | 371.6691 | 8.6074e-06
| 372.3579 | 0.27226 | 296.4537 | -0.00074148 | 372.3579 | 0.00591 | 296.4537 | 0 | 371.7806 | 3.2289e-05 | 296.4537 | 0 | 371.7806 | 1.0764e-05 | 290.85 | -0.0018044 | 372.3579 | 0.00027911 | 290.85 | -0.0010358 | 290.85 | -0.00099695 | 371.7806 | 1.0118e-05 | 371.7806 | 7.0607e-06 | 372.3579 | 0 | 296.4537 | 0 | 571.5302 | 0.00297 | 296.4537 | 0 | 570.5063 | 1.0001e-05 | 571.5302 | 0.00288 | 371.7806 | 1.0447e-05
| 372.471 | 0.26572 | 296.6635 | 9.0346e-06 | 372.471 | 0.00655 | 296.6635 | 0 | 371.892 | 0 | 296.6635 | 0 | 371.892 | 1.054e-05 | 291.06 | -0.0021754 | 372.471 | 0.00084224 | 291.06 | -0.0019076 | 291.06 | -0.0013871 | 371.892 | 1.1289e-05 | 371.892 | 5.1281e-06 | 372.471 | 0.00078517 | 296.6635 | 0 | 571.6877 | 0.0039 | 296.6635 | 0 | 570.6646 | 6.6672e-06 | 571.6877 | 0.00273 | 371.892 | 1.0907e-05
| 372.584 | 0.26168 | 296.8733 | -0.00029334 | 372.584 | 0.00711 | 296.8733 | 0 | 372.0035 | 0 | 296.8733 | 0 | 372.0035 | 8.9944e-06 | 291.27 | -0.00082632 | 372.584 | 0.00113 | 291.27 | -0.0022951 | 291.27 | -0.00044429 | 372.0035 | 1.1512e-05 | 372.0035 | 5.0292e-06 | 372.584 | 0 | 296.8733 | 0 | 571.8453 | 0.00215 | 296.8733 | 0 | 570.8229 | 1.0001e-05 | 571.8453 | 0.00297 | 372.0035 | 1.0329e-05
| 372.6971 | 0.25334 | 297.0832 | -6.9789e-06 | 372.6971 | 0.00787 | 297.0832 | 0 | 372.1149 | 1.4682e-05 | 297.0832 | 0 | 372.1149 | 7.6951e-06 | 291.48 | 0.0011973 | 372.6971 | 0.00209 | 291.48 | -0.0004547 | 291.48 | -5.4182e-05 | 372.1149 | 1.2027e-05 | 372.1149 | 6.8411e-06 | 372.6971 | 0.00067256 | 297.0832 | 0 | 572.0029 | 0.00404 | 297.0832 | 0 | 570.9811 | 0 | 572.0029 | 0.00284 | 372.1149 | 1.1143e-05
| 372.8102 | 0.24955 | 297.2931 | -0.00014303 | 372.8102 | 0.00931 | 297.2931 | 0 | 372.2264 | 0 | 297.2931 | 0 | 372.2264 | 6.9671e-06 | 291.69 | -0.00011805 | 372.8102 | 0.00061971 | 291.69 | -0.0025855 | 291.69 | -0.0015171 | 372.2264 | 1.0985e-05 | 372.2264 | 7.8074e-06 | 372.8102 | 3.7485e-05 | 297.2931 | 0 | 572.1604 | 0.00304 | 297.2931 | 0 | 571.1394 | 1.0001e-05 | 572.1604 | 0.00295 | 372.2264 | 1.1826e-05
| 372.9233 | 0.24711 | 297.503 | 0.0010353 | 372.9233 | 0.0085 | 297.503 | 0 | 372.3378 | 0 | 297.503 | 0 | 372.3378 | 7.2471e-06 | 291.9 | -0.00032042 | 372.9233 | 0.00035962 | 291.9 | -0.0029407 | 291.9 | 0.00020589 | 372.3378 | 1.1008e-05 | 372.3378 | 5.7759e-06 | 372.9233 | 0 | 297.503 | 0 | 572.318 | 0.00452 | 297.503 | 0 | 571.2977 | 0 | 572.318 | 0.00272 | 372.3378 | 1.3548e-05
| 373.0364 | 0.23812 | 297.7129 | -0.00029635 | 373.0364 | 0.01165 | 297.7129 | 0 | 372.4493 | 0 | 297.7129 | 0 | 372.4493 | 7.7511e-06 | 292.11 | -0.0030861 | 373.0364 | 0.00167 | 292.11 | -0.0024564 | 292.11 | -0.0014521 | 372.4493 | 9.4623e-06 | 372.4493 | 6.4128e-06 | 373.0364 | 0 | 297.7129 | 0 | 572.4756 | 0.00174 | 297.7129 | 0 | 571.4561 | 1.0001e-05 | 572.4756 | 0.00296 | 372.4493 | 1.251e-05
| 373.1494 | 0.23379 | 297.9229 | 0.00018144 | 373.1494 | 0.01112 | 297.9229 | 0 | 372.5608 | 0 | 297.9229 | 0 | 372.5608 | 8.3896e-06 | 292.32 | 0.00045532 | 373.1494 | 0.00178 | 292.32 | -0.0013909 | 292.32 | -0.00015171 | 372.5608 | 9.1812e-06 | 372.5608 | 5.9846e-06 | 373.1494 | 0 | 297.9229 | 0 | 572.6332 | 0.00441 | 297.9229 | 0 | 571.6144 | 0 | 572.6332 | 0.00285 | 372.5608 | 1.1484e-05
| 373.2625 | 0.22867 | 298.1328 | -0.00021003 | 373.2625 | 0.0137 | 298.1328 | 0 | 372.6723 | 1.4682e-05 | 298.1328 | 0 | 372.6723 | 9.2297e-06 | 292.53 | -0.00099496 | 373.2625 | 0 | 292.53 | -0.0032313 | 292.53 | -0.00021673 | 372.6723 | 8.0219e-06 | 372.6723 | 6.2042e-06 | 373.2625 | 0 | 298.1328 | 0 | 572.7909 | 0.00301 | 298.1328 | 0 | 571.7727 | 0 | 572.7909 | 0.00305 | 372.6723 | 9.3031e-06
| 373.3756 | 0.22422 | 298.3428 | 0.00028177 | 373.3756 | 0.01422 | 298.3428 | 0 | 372.7838 | 0 | 298.3428 | 0 | 372.7838 | 8.7368e-06 | 292.74 | 0.0020068 | 373.3756 | 0.00192 | 292.74 | 0.0015793 | 292.74 | 0.0017988 | 372.7838 | 8.7245e-06 | 372.7838 | 3.5248e-06 | 373.3756 | 0.00020334 | 298.3428 | 0 | 572.9485 | 0.00359 | 298.3428 | 0 | 571.931 | 2.6669e-05 | 572.9485 | 0.00279 | 372.7838 | 8.7253e-06
| 373.4886 | 0.22019 | 298.5528 | -0.00041239 | 373.4886 | 0.01776 | 298.5528 | 0 | 372.8952 | 0 | 298.5528 | 0 | 372.8952 | 8.7032e-06 | 292.95 | -0.00011805 | 373.4886 | 0.00238 | 292.95 | -0.0011327 | 292.95 | -0.00015171 | 372.8952 | 9.6497e-06 | 372.8952 | 6.0944e-06 | 373.4886 | 0.00028115 | 298.5528 | 0 | 573.1061 | 0.00244 | 298.5528 | 0 | 572.0893 | 1.0001e-05 | 573.1061 | 0.00298 | 372.8952 | 9.4092e-06
| 373.6017 | 0.21511 | 298.7628 | 0.00042226 | 373.6017 | 0.01994 | 298.7628 | 0 | 373.0068 | 1.4682e-05 | 298.7628 | 0 | 373.0068 | 7.9864e-06 | 293.16 | 0.0021754 | 373.6017 | 0.0006719 | 293.16 | 0.0010628 | 293.16 | -0.00298 | 373.0068 | 8.8065e-06 | 373.0068 | 7.4889e-06 | 373.6017 | 0 | 298.7628 | 0 | 573.2638 | 0.00339 | 298.7628 | 0 | 572.2477 | 6.6672e-06 | 573.2638 | 0.0028 | 373.0068 | 9.9869e-06
| 373.7148 | 0.21149 | 298.9728 | 0.00073497 | 373.7148 | 0.02145 | 298.9728 | 0 | 373.1182 | 1.4682e-05 | 298.9728 | 0 | 373.1182 | 7.5831e-06 | 293.37 | -0.00045532 | 373.7148 | 0.00147 | 293.37 | 0.00035245 | 293.37 | -0.001257 | 373.1182 | 9.9307e-06 | 373.1182 | 1.1222e-05 | 373.7148 | 0 | 298.9728 | 0 | 573.4214 | 0.00199 | 298.9728 | 0 | 572.406 | 1.0001e-05 | 573.4214 | 0.00296 | 373.1182 | 1.2628e-05
| 373.8278 | 0.21068 | 299.1828 | 6.5007e-05 | 373.8278 | 0.02435 | 299.1828 | 0 | 373.2298 | 1.4682e-05 | 299.1828 | 0 | 373.2298 | 7.5159e-06 | 293.58 | 0.001737 | 373.8278 | 0.00255 | 293.58 | 6.1882e-05 | 293.58 | -0.0024274 | 373.2298 | 8.7714e-06 | 373.2298 | 8.5541e-06 | 373.8278 | 0 | 299.1828 | 0 | 573.5791 | 0.00313 | 299.1828 | 0 | 572.5644 | 0 | 573.5791 | 0.00275 | 373.2298 | 1.343e-05
| 373.9409 | 0.20175 | 299.3929 | -0.0007279 | 373.9409 | 0.0288 | 299.3929 | 0 | 373.3413 | 0 | 299.3929 | 0 | 373.3413 | 8.5576e-06 | 293.79 | -0.00079259 | 373.9409 | 0.00167 | 293.79 | -0.0015847 | 293.79 | 0.00017338 | 373.3413 | 1.0469e-05 | 373.3413 | 6.2042e-06 | 373.9409 | 0 | 299.3929 | 0 | 573.7367 | 0.00397 | 299.3929 | 0 | 572.7228 | 3.0002e-05 | 573.7367 | 0.00285 | 373.3413 | 1.5847e-05
| 374.0539 | 0.20125 | 299.603 | 0.000427 | 374.0539 | 0.02859 | 299.603 | 0 | 373.4528 | 0 | 299.603 | 0 | 373.4528 | 9.8905e-06 | 294 | 1.6864e-05 | 374.0539 | 0.00101 | 294 | 0.00012645 | 294 | 0.0013112 | 373.4528 | 8.8534e-06 | 373.4528 | 5.5563e-06 | 374.0539 | 0 | 299.603 | 0 | 573.8944 | 0.00339 | 299.603 | 0 | 572.8811 | 6.6672e-06 | 573.8944 | 0.00269 | 373.4528 | 1.2286e-05
| 374.167 | 0.19791 | 299.8131 | -0.0013905 | 374.167 | 0.03648 | 299.8131 | 0 | 373.5643 | 1.4682e-05 | 299.8131 | 0 | 373.5643 | 9.6777e-06 | 294.21 | -0.0010624 | 374.167 | 0.00184 | 294.21 | -0.0022305 | 294.21 | -0.0031426 | 373.5643 | 9.7317e-06 | 373.5643 | 4.8096e-06 | 374.167 | 0 | 299.8131 | 0 | 574.0521 | 0.00276 | 299.8131 | 0 | 573.0395 | 0 | 574.0521 | 0.00293 | 373.5643 | 1.205e-05
| 374.2801 | 0.1919 | 300.0232 | 0.0013955 | 374.2801 | 0.0378 | 300.0232 | 0 | 373.6759 | 0 | 300.0232 | 0 | 373.6759 | 9.0953e-06 | 294.42 | -0.00035414 | 374.2801 | 0.00115 | 294.42 | 0.0007076 | 294.42 | -0.00015171 | 373.6759 | 8.8885e-06 | 373.6759 | 8.7627e-06 | 374.2801 | 7.1951e-05 | 300.0232 | 0 | 574.2098 | 0.00348 | 300.0232 | 0 | 573.1979 | 2.6669e-05 | 574.2098 | 0.00282 | 373.6759 | 9.869e-06
| 374.3931 | 0.18763 | 300.2333 | 0.0002168 | 374.3931 | 0.04051 | 300.2333 | 0 | 373.7874 | 1.4682e-05 | 300.2333 | 0 | 373.7874 | 7.0343e-06 | 294.63 | -0.00025296 | 374.3931 | 0.00272 | 294.63 | -3.4977e-05 | 294.63 | 0.00059601 | 373.7874 | 9.6028e-06 | 373.7874 | 7.5878e-06 | 374.3931 | 0 | 300.2333 | 0 | 574.3675 | 0.0023 | 300.2333 | 0 | 573.3563 | 1.0001e-05 | 574.3675 | 0.00299 | 373.7874 | 1.0683e-05
| 374.5062 | 0.18203 | 300.4434 | 0.0011128 | 374.5062 | 0.04276 | 300.4434 | 0 | 373.8989 | 1.4682e-05 | 300.4434 | 0 | 373.8989 | 6.7094e-06 | 294.84 | 0.00052277 | 374.5062 | 0.00266 | 294.84 | -0.00058385 | 294.84 | 0.0016363 | 373.8989 | 8.7479e-06 | 373.8989 | 9.0921e-06 | 374.5062 | 0.00087902 | 300.4434 | 0 | 574.5252 | 0.00415 | 300.4434 | 0 | 573.5147 | 6.6672e-06 | 574.5252 | 0.00271 | 373.8989 | 9.1852e-06
| 374.6192 | 0.17635 | 300.6536 | 2.5032e-05 | 374.6192 | 0.05001 | 300.6536 | 0 | 374.0105 | 0 | 300.6536 | 0 | 374.0105 | 6.9334e-06 | 295.06 | -0.0024453 | 374.6192 | 0 | 295.06 | -0.00055155 | 295.06 | -0.0021998 | 374.0105 | 8.9705e-06 | 374.0105 | 5.7759e-06 | 374.6192 | 0.00026241 | 300.6536 | 0 | 574.6829 | 0.00438 | 300.6536 | 0 | 573.6731 | 0 | 574.6829 | 0.0028 | 374.0105 | 1.0789e-05
| 374.7323 | 0.17271 | 300.8638 | 0.00057515 | 374.7323 | 0.05291 | 300.8638 | 0 | 374.122 | 0 | 300.8638 | 0 | 374.122 | 8.3784e-06 | 295.27 | 0.00021923 | 374.7323 | 0.00064351 | 295.27 | -0.00026098 | 295.27 | -0.00037928 | 374.122 | 7.9399e-06 | 374.122 | 6.2042e-06 | 374.7323 | 1.5646e-05 | 300.8638 | 0 | 574.8406 | 0.00431 | 300.8638 | 0 | 573.8315 | 0 | 574.8406 | 0.00258 | 374.122 | 1.2168e-05
| 374.8453 | 0.17261 | 301.0739 | 0.00079013 | 374.8453 | 0.05604 | 301.0739 | 0 | 374.2336 | 1.4682e-05 | 301.0739 | 0 | 374.2336 | 8.8712e-06 | 295.48 | -0.0011973 | 374.8453 | 0.0004494 | 295.48 | -0.0019076 | 295.48 | -0.00054182 | 374.2336 | 7.9282e-06 | 374.2336 | 6.9509e-06 | 374.8453 | 0 | 301.0739 | 0 | 574.9983 | 0.00267 | 301.0739 | 0 | 573.9899 | 3.0002e-05 | 574.9983 | 0.00279 | 374.2336 | 1.1143e-05
| 374.9584 | 0.16523 | 301.2842 | 0.00046144 | 374.9584 | 0.06189 | 301.2842 | 0 | 374.3452 | 0 | 301.2842 | 0 | 374.3452 | 9.6777e-06 | 295.69 | -0.0012985 | 374.9584 | 0.00218 | 295.69 | 6.1882e-05 | 295.69 | 0.0010186 | 374.3452 | 8.1858e-06 | 374.3452 | 9.8388e-06 | 374.9584 | 0 | 301.2842 | 0 | 575.1561 | 0.00341 | 301.2842 | 0 | 574.1483 | 6.6672e-06 | 575.1561 | 0.00269 | 374.3452 | 1.0565e-05
| 375.0714 | 0.16118 | 301.4944 | -0.00021296 | 375.0714 | 0.06506 | 301.4944 | 0 | 374.4567 | 3.2289e-05 | 301.4944 | 0 | 374.4567 | 9.6553e-06 | 295.9 | 0.0017032 | 375.0714 | 0.00127 | 295.9 | 0.0014179 | 295.9 | 0.0020264 | 374.4567 | 9.2164e-06 | 374.4567 | 9.8388e-06 | 375.0714 | 0 | 301.4944 | 0 | 575.3138 | 0.00234 | 301.4944 | 0 | 574.3067 | 1.0001e-05 | 575.3138 | 0.00289 | 374.4567 | 8.5013e-06
| 375.1845 | 0.16044 | 301.7046 | 0.00051033 | 375.1845 | 0.07378 | 301.7046 | 0 | 374.5683 | 3.2289e-05 | 301.7046 | 0 | 374.5683 | 1.0294e-05 | 296.11 | 0.0001855 | 375.1845 | 0.00152 | 296.11 | -0.00061613 | 296.11 | -0.0016147 | 374.5683 | 9.4623e-06 | 374.5683 | 8.9823e-06 | 375.1845 | 0 | 301.7046 | 0 | 575.4715 | 0.0025 | 301.7046 | 0 | 574.4652 | 0 | 575.4715 | 0.00271 | 374.5683 | 9.645e-06
| 375.2975 | 0.15709 | 301.9149 | 0.00023263 | 375.2975 | 0.07829 | 301.9149 | 0 | 374.6799 | 1.4682e-05 | 301.9149 | 0 | 374.6799 | 1.0148e-05 | 296.32 | -0.00099496 | 375.2975 | 0.00042102 | 296.32 | -0.0018752 | 296.32 | 0.0019939 | 374.6799 | 9.6263e-06 | 374.6799 | 6.8411e-06 | 375.2975 | 0 | 301.9149 | 0 | 575.6293 | 0.00408 | 301.9149 | 0 | 574.6236 | 3.0002e-05 | 575.6293 | 0.00295 | 374.6799 | 7.2279e-06
| 375.4106 | 0.15043 | 302.1252 | 0.00048763 | 375.4106 | 0.08398 | 302.1252 | 0 | 374.7915 | 3.2289e-05 | 302.1252 | 0 | 374.7915 | 9.9577e-06 | 296.53 | -0.00079259 | 375.4106 | 0.00226 | 296.53 | 0.001547 | 296.53 | 0.0018964 | 374.7915 | 9.5677e-06 | 374.7915 | 6.8411e-06 | 375.4106 | 0 | 302.1252 | 0 | 575.7871 | 0.00359 | 302.1252 | 0 | 574.7821 | 6.6672e-06 | 575.7871 | 0.00277 | 374.7915 | 6.32e-06
| 375.5236 | 0.1457 | 302.3354 | -0.00014381 | 375.5236 | 0.09296 | 302.3354 | 0 | 374.9031 | 1.4682e-05 | 302.3354 | 0 | 374.9031 | 9.0505e-06 | 296.74 | -0.0011973 | 375.5236 | 0.00144 | 296.74 | -0.0019399 | 296.74 | -0.00057433 | 374.9031 | 1.0247e-05 | 374.9031 | 5.7759e-06 | 375.5236 | 0 | 302.3354 | 0 | 575.9448 | 0.00306 | 302.3354 | 0 | 574.9405 | 3.0002e-05 | 575.9448 | 0.0029 | 374.9031 | 6.544e-06
| 375.6366 | 0.14212 | 302.5458 | 0.0012477 | 375.6366 | 0.09363 | 302.5458 | 0 | 375.0147 | 1.4682e-05 | 302.5458 | 0 | 375.0147 | 8.972e-06 | 296.95 | 0.001231 | 375.6366 | 0.00178 | 296.95 | 0.0023542 | 296.95 | 0.0013112 | 375.0147 | 8.9705e-06 | 375.0147 | 6.4128e-06 | 375.6366 | 5.3176e-05 | 302.5458 | 0 | 576.1026 | 0.00202 | 302.5458 | 0 | 575.099 | 6.6672e-06 | 576.1026 | 0.0027 | 375.0147 | 6.6619e-06
| 375.7497 | 0.13901 | 302.7561 | -0.00030199 | 375.7497 | 0.09873 | 302.7561 | 0 | 375.1263 | 1.4682e-05 | 302.7561 | 0 | 375.1263 | 8.9384e-06 | 297.16 | -0.0026139 | 375.7497 | 0.00244 | 297.16 | -0.00074527 | 297.16 | -0.0018422 | 375.1263 | 9.6848e-06 | 375.1263 | 6.5226e-06 | 375.7497 | 0 | 302.7561 | 0 | 576.2604 | 0.0029 | 302.7561 | 0 | 575.2574 | 3.0002e-05 | 576.2604 | 0.00292 | 375.1263 | 7.1218e-06
| 375.8627 | 0.13172 | 302.9664 | -0.00019397 | 375.8627 | 0.10128 | 302.9664 | 0 | 375.2379 | 0 | 302.9664 | 0 | 375.2379 | 8.4232e-06 | 297.37 | -0.0016358 | 375.8627 | 0.00169 | 297.37 | -0.00097128 | 297.37 | 0.00049847 | 375.2379 | 8.7831e-06 | 375.2379 | 8.9823e-06 | 375.8627 | 0.00037225 | 302.9664 | 0 | 576.4182 | 0.0036 | 302.9664 | 0 | 575.4159 | 0 | 576.4182 | 0.00279 | 375.2379 | 7.1218e-06
| 375.9757 | 0.12882 | 303.1768 | -0.00056933 | 375.9757 | 0.11197 | 303.1768 | 0 | 375.3495 | 0 | 303.1768 | 0 | 375.3495 | 7.7511e-06 | 297.58 | -0.0012648 | 375.9757 | 0.00036425 | 297.58 | -0.00022869 | 297.58 | 0.00062851 | 375.3495 | 1.0844e-05 | 375.3495 | 8.016e-06 | 375.9757 | 5.6228e-05 | 303.1768 | 0 | 576.576 | 0.00237 | 303.1768 | 0 | 575.5744 | 3.0002e-05 | 576.576 | 0.00283 | 375.3495 | 6.7798e-06
| 376.0888 | 0.12682 | 303.3872 | 0.00086708 | 376.0888 | 0.11713 | 303.3872 | 0 | 375.4611 | 0 | 303.3872 | 0 | 375.4611 | 8.3448e-06 | 297.79 | -0.00079259 | 376.0888 | 0 | 297.79 | -0.00061613 | 297.79 | -0.00093193 | 375.4611 | 1.0469e-05 | 375.4611 | 7.3791e-06 | 376.0888 | 0 | 303.3872 | 0 | 576.7338 | 0.00176 | 303.3872 | 0 | 575.7329 | 0 | 576.7338 | 0.00255 | 375.4611 | 7.6877e-06
| 376.2018 | 0.12164 | 303.5975 | -0.0006873 | 376.2018 | 0.12298 | 303.5975 | 0 | 375.5727 | 1.4682e-05 | 303.5975 | 0 | 375.5727 | 9.0953e-06 | 298.01 | -0.00082632 | 376.2018 | 0.00249 | 298.01 | -0.00061613 | 298.01 | -0.0015496 | 375.5727 | 1.2179e-05 | 375.5727 | 4.3814e-06 | 376.2018 | 0 | 303.5975 | 0 | 576.8916 | 0.00315 | 303.5975 | 0 | 575.8914 | 3.0002e-05 | 576.8916 | 0.0027 | 375.5727 | 7.1218e-06
| 376.3148 | 0.11671 | 303.808 | -0.00054069 | 376.3148 | 0.12669 | 303.808 | 0 | 375.6844 | 1.4682e-05 | 303.808 | 0 | 375.6844 | 9.3305e-06 | 298.22 | -5.0592e-05 | 376.3148 | 0.00238 | 298.22 | -0.0024887 | 298.22 | -0.0028175 | 375.6844 | 1.1676e-05 | 375.6844 | 5.3477e-06 | 376.3148 | 0 | 303.808 | 0 | 577.0495 | 0.00371 | 303.808 | 0 | 576.0499 | 0 | 577.0495 | 0.00261 | 375.6844 | 8.2655e-06
| 376.4279 | 0.11301 | 304.0184 | 0.00014787 | 376.4279 | 0.13446 | 304.0184 | 0 | 375.796 | 0 | 304.0184 | 0 | 375.796 | 8.468e-06 | 298.43 | -0.0015346 | 376.4279 | 0.00036425 | 298.43 | -6.7263e-05 | 298.43 | 0.0010836 | 375.796 | 1.1289e-05 | 375.796 | 8.7737e-06 | 376.4279 | 0 | 304.0184 | 0 | 577.2073 | 0.0038 | 304.0184 | 0 | 576.2084 | 0 | 577.2073 | 0.0028 | 375.796 | 1.0329e-05
| 376.5409 | 0.10782 | 304.2288 | 0.0022321 | 376.5409 | 0.13979 | 304.2288 | 0 | 375.9076 | 0 | 304.2288 | 0 | 375.9076 | 7.8295e-06 | 298.64 | -0.0001855 | 376.5409 | 0.00072869 | 298.64 | 0.0011596 | 298.64 | 0.0009536 | 375.9076 | 1.0575e-05 | 375.9076 | 1.1442e-05 | 376.5409 | 0 | 304.2288 | 0 | 577.3651 | 0.0036 | 304.2288 | 0 | 576.3669 | 0 | 577.3651 | 0.0026 | 375.9076 | 1.1944e-05
| 376.6539 | 0.10243 | 304.4393 | -0.00078741 | 376.6539 | 0.14351 | 304.4393 | 0 | 376.0193 | 0 | 304.4393 | 0 | 376.0193 | 7.0455e-06 | 298.85 | -0.00072515 | 376.6539 | 0.0015 | 298.85 | 0.00038475 | 298.85 | 0.0013438 | 376.0193 | 1.0903e-05 | 376.0193 | 1.0805e-05 | 376.6539 | 0 | 304.4393 | 0 | 577.523 | 0.00317 | 304.4393 | 0 | 576.5254 | 3.0002e-05 | 577.523 | 0.00273 | 376.0193 | 1.4927e-05
| 376.7669 | 0.09997 | 304.6498 | 0.00017087 | 376.7669 | 0.14954 | 304.6498 | 0 | 376.1309 | 0 | 304.6498 | 0 | 376.1309 | 7.1687e-06 | 299.06 | 0.002715 | 376.7669 | 0.00243 | 299.06 | -0.0021013 | 299.06 | -0.00057433 | 376.1309 | 9.7082e-06 | 376.1309 | 7.6976e-06 | 376.7669 | 0 | 304.6498 | 0 | 577.6809 | 0.00454 | 304.6498 | 0 | 576.684 | 6.6672e-06 | 577.6809 | 0.0026 | 376.1309 | 1.2864e-05
| 376.88 | 0.09488 | 304.8603 | -0.00040906 | 376.88 | 0.15722 | 304.8603 | 0 | 376.2426 | 0 | 304.8603 | 0 | 376.2426 | 7.0343e-06 | 299.27 | 8.4319e-05 | 376.88 | 0.00261 | 299.27 | -0.00077756 | 299.27 | 0.00072604 | 376.2426 | 8.7714e-06 | 376.2426 | 5.7759e-06 | 376.88 | 0 | 304.8603 | 0 | 577.8387 | 0.00295 | 304.8603 | 0 | 576.8425 | 1.0001e-05 | 577.8387 | 0.00276 | 376.2426 | 1.2404e-05
| 376.993 | 0.08672 | 305.0708 | 0.00086148 | 376.993 | 0.16518 | 305.0708 | 0 | 376.3543 | 1.4682e-05 | 305.0708 | 0 | 376.3543 | 8.0088e-06 | 299.48 | 0.0005565 | 376.993 | 0.00016089 | 299.48 | 0.0040331 | 299.48 | 0.0031967 | 376.3543 | 7.5534e-06 | 376.3543 | 6.314e-06 | 376.993 | 0 | 305.0708 | 0 | 577.9966 | 0.00371 | 305.0708 | 0 | 577.001 | 0 | 577.9966 | 0.00263 | 376.3543 | 9.645e-06
| 377.106 | 0.08649 | 305.2813 | -0.00093401 | 377.106 | 0.16914 | 305.2813 | 0 | 376.4659 | 0 | 305.2813 | 0 | 376.4659 | 9.1065e-06 | 299.69 | -0.00065769 | 377.106 | 0.00033588 | 299.69 | -0.00042241 | 299.69 | -0.00073687 | 376.4659 | 8.4201e-06 | 376.4659 | 7.9172e-06 | 377.106 | 0.00028115 | 305.2813 | 0 | 578.1545 | 0.00318 | 305.2813 | 0 | 577.1596 | 3.0002e-05 | 578.1545 | 0.00274 | 376.4659 | 1.0447e-05
| 377.219 | 0.08392 | 305.4918 | 0.00055136 | 377.219 | 0.17756 | 305.4918 | 0 | 376.5776 | 0 | 305.4918 | 0 | 376.5776 | 1.0383e-05 | 299.9 | -0.00011805 | 377.219 | 0.00161 | 299.9 | 0.0002556 | 299.9 | -0.00047681 | 376.5776 | 9.9307e-06 | 376.5776 | 8.7737e-06 | 377.219 | 0.00040979 | 305.4918 | 0 | 578.3124 | 0.00318 | 305.4918 | 0 | 577.3182 | 0 | 578.3124 | 0.00263 | 376.5776 | 1.1484e-05
| 377.332 | 0.08096 | 305.7024 | -0.00014652 | 377.332 | 0.18285 | 305.7024 | 0 | 376.6893 | 0 | 305.7024 | 0 | 376.6893 | 1.1425e-05 | 300.12 | -0.0026476 | 377.332 | 0.00238 | 300.12 | -0.0017461 | 300.12 | -0.0023299 | 376.6893 | 1.1149e-05 | 376.6893 | 8.1258e-06 | 377.332 | 0 | 305.7024 | 0 | 578.4703 | 0.00244 | 305.7024 | 0 | 577.4767 | 0 | 578.4703 | 0.00283 | 376.6893 | 1.0907e-05
| 377.445 | 0.07782 | 305.913 | -0.00029058 | 377.445 | 0.19103 | 305.913 | 0 | 376.801 | 1.4682e-05 | 305.913 | 0 | 376.801 | 1.0742e-05 | 300.33 | 0.0016358 | 377.445 | 0.00047317 | 300.33 | -0.0015847 | 300.33 | 0.00066102 | 376.801 | 1.068e-05 | 376.801 | 6.6324e-06 | 377.445 | 0 | 305.913 | 0 | 578.6282 | 0.00383 | 305.913 | 0 | 577.6353 | 0 | 578.6282 | 0.00272 | 376.801 | 8.8432e-06
| 377.5581 | 0.07463 | 306.1236 | -8.0548e-05 | 377.5581 | 0.19801 | 306.1236 | 0 | 376.9126 | 0 | 306.1236 | 0 | 376.9126 | 1.0428e-05 | 300.54 | -0.0011299 | 377.5581 | 0.00105 | 300.54 | -0.0029407 | 300.54 | -0.0020372 | 376.9126 | 9.6848e-06 | 376.9126 | 7.1595e-06 | 377.5581 | 0 | 306.1236 | 0 | 578.7861 | 0.00338 | 306.1236 | 0 | 577.7939 | 1.0001e-05 | 578.7861 | 0.00293 | 376.9126 | 6.32e-06
| 377.6711 | 0.07283 | 306.3342 | 0.00066329 | 377.6711 | 0.21049 | 306.3342 | 0 | 377.0244 | 0 | 306.3342 | 0 | 377.0244 | 9.3865e-06 | 300.75 | -0.0022428 | 377.6711 | 0.00158 | 300.75 | -0.0011973 | 300.75 | 0.00072604 | 377.0244 | 7.9867e-06 | 377.0244 | 7.1595e-06 | 377.6711 | 0 | 306.3342 | 0 | 578.944 | 0.00418 | 306.3342 | 0 | 577.9524 | 0 | 578.944 | 0.00272 | 377.0244 | 9.5271e-06
| 377.7841 | 0.06978 | 306.5448 | -0.00022668 | 377.7841 | 0.21278 | 306.5448 | 0 | 377.1361 | 0 | 306.5448 | 0 | 377.1361 | 9.8345e-06 | 300.96 | 0.00099496 | 377.7841 | 0.0013 | 300.96 | 0.00064304 | 300.96 | 0.00049847 | 377.1361 | 9.2984e-06 | 377.1361 | 6.4128e-06 | 377.7841 | 0 | 306.5448 | 0 | 579.1019 | 0.00338 | 306.5448 | 0 | 578.111 | 3.0002e-05 | 579.1019 | 0.00283 | 377.1361 | 1.1143e-05
| 377.8971 | 0.06808 | 306.7554 | 0.0010097 | 377.8971 | 0.2233 | 306.7554 | 0 | 377.2478 | 1.4682e-05 | 306.7554 | 0 | 377.2478 | 9.4873e-06 | 301.17 | 0.0015008 | 377.8971 | 0.00027444 | 301.17 | -0.00026098 | 301.17 | 0.0011487 | 377.2478 | 9.8136e-06 | 377.2478 | 6.2042e-06 | 377.8971 | 0.00078517 | 306.7554 | 0 | 579.2599 | 0.00371 | 306.7554 | 0 | 578.2696 | 0 | 579.2599 | 0.00262 | 377.2478 | 1.251e-05
| 378.0101 | 0.06473 | 306.9661 | 0.00019402 | 378.0101 | 0.22958 | 306.9661 | 0 | 377.3595 | 1.4682e-05 | 306.9661 | 0 | 377.3595 | 9.4089e-06 | 301.38 | 0.00059023 | 378.0101 | 0.00173 | 301.38 | -0.0013264 | 301.38 | -0.00028175 | 377.3595 | 1.0223e-05 | 377.3595 | 6.0944e-06 | 378.0101 | 0 | 306.9661 | 0 | 579.4178 | 0.00287 | 306.9661 | 0 | 578.4282 | 1.0001e-05 | 579.4178 | 0.0027 | 377.3595 | 1.0907e-05
| 378.1231 | 0.06209 | 307.1768 | 0.00018214 | 378.1231 | 0.24284 | 307.1768 | 0 | 377.4712 | 0 | 307.1768 | 0 | 377.4712 | 8.7928e-06 | 301.59 | 0.0018044 | 378.1231 | 0.00289 | 301.59 | -0.0015202 | 301.59 | 4.3346e-05 | 377.4712 | 9.6263e-06 | 377.4712 | 8.4443e-06 | 378.1231 | 0 | 307.1768 | 0 | 579.5758 | 0.00452 | 307.1768 | 0 | 578.5869 | 2.6669e-05 | 579.5758 | 0.00258 | 377.4712 | 1.1602e-05
| 378.2361 | 0.05974 | 307.3875 | 4.6569e-05 | 378.2361 | 0.25571 | 307.3875 | 0 | 377.5829 | 3.2289e-05 | 307.3875 | 0 | 377.5829 | 8.5016e-06 | 301.8 | -0.0030523 | 378.2361 | 0.00141 | 301.8 | -0.00019641 | 301.8 | -0.00089942 | 377.5829 | 9.6848e-06 | 377.5829 | 7.3791e-06 | 378.2361 | 0 | 307.3875 | 0 | 579.7337 | 0.00371 | 307.3875 | 0 | 578.7455 | 1.0001e-05 | 579.7337 | 0.00268 | 377.5829 | 8.9611e-06
| 378.3491 | 0.05843 | 307.5982 | 0.0002763 | 378.3491 | 0.26168 | 307.5982 | 0 | 377.6946 | 0 | 307.5982 | 0 | 377.6946 | 8.0648e-06 | 302.02 | 0.0013322 | 378.3491 | 0.00075708 | 302.02 | 0.00054618 | 302.02 | 0.00020589 | 377.6946 | 1.1067e-05 | 377.6946 | 8.4443e-06 | 378.3491 | 0.00057872 | 307.5982 | 0 | 579.8917 | 0.0052 | 307.5982 | 0 | 578.9041 | 6.6672e-06 | 579.8917 | 0.00262 | 377.6946 | 9.7629e-06
| 378.4621 | 0.05633 | 307.8089 | 0.00025456 | 378.4621 | 0.27432 | 307.8089 | 0 | 377.8064 | 0 | 307.8089 | 0 | 377.8064 | 9.1065e-06 | 302.23 | 0.00028669 | 378.4621 | 0 | 302.23 | -0.0011973 | 302.23 | -0.00037928 | 377.8064 | 1.184e-05 | 377.8064 | 7.0607e-06 | 378.4621 | 0.0001687 | 307.8089 | 0 | 580.0497 | 0.0035 | 307.8089 | 0 | 579.0627 | 1.0001e-05 | 580.0497 | 0.0028 | 377.8064 | 8.6074e-06
| 378.5751 | 0.05264 | 308.0197 | 0.00020021 | 378.5751 | 0.27863 | 308.0197 | 0 | 377.9181 | 0 | 308.0197 | 0 | 377.9181 | 9.5657e-06 | 302.44 | -1.6864e-05 | 378.5751 | 0.00132 | 302.44 | 0.0004816 | 302.44 | -0.0013546 | 377.9181 | 1.0856e-05 | 377.9181 | 8.9823e-06 | 378.5751 | 0 | 308.0197 | 0 | 580.2077 | 0.00527 | 308.0197 | 0 | 579.2214 | 6.6672e-06 | 580.2077 | 0.00267 | 377.9181 | 1.0907e-05
| 378.6881 | 0.05191 | 308.2304 | -0.00027632 | 378.6881 | 0.29064 | 308.2304 | 0 | 378.0299 | 0 | 308.2304 | 0 | 378.0299 | 9.6441e-06 | 302.65 | -0.0011973 | 378.6881 | 0.00193 | 302.65 | 0.00099818 | 302.65 | -0.00063934 | 378.0299 | 9.7317e-06 | 378.0299 | 8.9823e-06 | 378.6881 | 0 | 308.2304 | 0 | 580.3657 | 0.00269 | 308.2304 | 0 | 579.38 | 1.0001e-05 | 580.3657 | 0.00278 | 378.0299 | 9.7629e-06
| 378.8011 | 0.05088 | 308.4412 | -0.00011884 | 378.8011 | 0.29974 | 308.4412 | 0 | 378.1416 | 1.4682e-05 | 308.4412 | 0 | 378.1416 | 8.3e-06 | 302.86 | 8.4319e-05 | 378.8011 | 0.0009558 | 302.86 | 0.00093361 | 302.86 | -0.00034676 | 378.1416 | 8.5957e-06 | 378.1416 | 9.3008e-06 | 378.8011 | 0 | 308.4412 | 0 | 580.5237 | 0.00473 | 308.4412 | 0 | 579.5386 | 6.6672e-06 | 580.5237 | 0.00259 | 378.1416 | 8.8432e-06
| 378.9141 | 0.04603 | 308.652 | -2.4047e-05 | 378.9141 | 0.31601 | 308.652 | 0 | 378.2534 | 0 | 308.652 | 0 | 378.2534 | 9.0505e-06 | 303.07 | -0.0020742 | 378.9141 | 0.00073324 | 303.07 | -0.0030053 | 303.07 | -0.0014196 | 378.2534 | 8.7831e-06 | 378.2534 | 1.0157e-05 | 378.9141 | 0 | 308.652 | 0 | 580.6817 | 0.00336 | 308.652 | 0 | 579.6973 | 0 | 580.6817 | 0.00277 | 378.2534 | 9.0673e-06
| 379.0271 | 0.04451 | 308.8628 | 0.00021318 | 379.0271 | 0.32915 | 308.8628 | 0 | 378.3651 | 3.2289e-05 | 308.8628 | 0 | 378.3651 | 8.2664e-06 | 303.28 | 0.0009275 | 379.0271 | 0 | 303.28 | -0.00064841 | 303.28 | 1.0836e-05 | 378.3651 | 8.8651e-06 | 378.3651 | 1.3364e-05 | 379.0271 | 0 | 308.8628 | 0 | 580.8397 | 0.00404 | 308.8628 | 0 | 579.856 | 6.6672e-06 | 580.8397 | 0.00261 | 378.3651 | 8.7253e-06
| 379.1401 | 0.0445 | 309.0736 | 0.00060766 | 379.1401 | 0.34226 | 309.0736 | 0 | 378.4769 | 0 | 309.0736 | 0 | 378.4769 | 9.5769e-06 | 303.49 | -1.6864e-05 | 379.1401 | 0.0019 | 303.49 | -0.0021013 | 303.49 | 0.00082357 | 378.4769 | 8.2561e-06 | 378.4769 | 1.2837e-05 | 379.1401 | 0 | 309.0736 | 0 | 580.9977 | 0.00364 | 309.0736 | 0 | 580.0146 | 1.0001e-05 | 580.9977 | 0.00272 | 378.4769 | 1.0907e-05
| 379.2531 | 0.04191 | 309.2845 | 0.00018994 | 379.2531 | 0.35566 | 309.2845 | 0 | 378.5887 | 0 | 309.2845 | 0 | 378.5887 | 8.636e-06 | 303.71 | 0.0014672 | 379.2531 | 0.00030283 | 303.71 | 0.0031613 | 303.71 | 0.0026766 | 378.5887 | 9.2164e-06 | 378.5887 | 9.8388e-06 | 379.2531 | 0 | 309.2845 | 0 | 581.1558 | 0.00441 | 309.2845 | 0 | 580.1733 | 0 | 581.1558 | 0.00249 | 378.5887 | 1.0223e-05
| 379.3661 | 0.04179 | 309.4953 | -0.00047052 | 379.3661 | 0.36581 | 309.4953 | 0 | 378.7004 | 1.4682e-05 | 309.4953 | 0 | 378.7004 | 9.0729e-06 | 303.92 | -0.00032042 | 379.3661 | 0.0017 | 303.92 | 6.1882e-05 | 303.92 | -0.0018096 | 378.7004 | 9.8956e-06 | 378.7004 | 5.9846e-06 | 379.3661 | 0 | 309.4953 | 0 | 581.3138 | 0.00308 | 309.4953 | 0 | 580.332 | 1.0001e-05 | 581.3138 | 0.00265 | 378.7004 | 1.2168e-05
| 379.4791 | 0.03932 | 309.7062 | 0.00015632 | 379.4791 | 0.38588 | 309.7062 | 0 | 378.8122 | 0 | 309.7062 | 0 | 378.8122 | 8.7144e-06 | 304.13 | 0.0026139 | 379.4791 | 4.7316e-05 | 304.13 | -0.0019076 | 304.13 | 0.0017013 | 378.8122 | 9.7082e-06 | 378.8122 | 5.9846e-06 | 379.4791 | 0.00018456 | 309.7062 | 0 | 581.4718 | 0.00524 | 309.7062 | 0 | 580.4907 | 6.6672e-06 | 581.4718 | 0.00253 | 378.8122 | 1.205e-05
| 379.592 | 0.03658 | 309.9171 | 0.00044721 | 379.592 | 0.39882 | 309.9171 | 0 | 378.924 | 0 | 309.9171 | 0 | 378.924 | 9.4089e-06 | 304.34 | -0.001366 | 379.592 | 0.00127 | 304.34 | 9.4169e-05 | 304.34 | 0.0009211 | 378.924 | 9.9307e-06 | 378.924 | 7.4889e-06 | 379.592 | 0 | 309.9171 | 0 | 581.6299 | 0.00345 | 309.9171 | 0 | 580.6494 | 1.0001e-05 | 581.6299 | 0.00268 | 378.924 | 1.2864e-05
| 379.705 | 0.03549 | 310.128 | 0.00095061 | 379.705 | 0.42066 | 310.128 | 0 | 379.0358 | 0 | 310.128 | 0 | 379.0358 | 9.7001e-06 | 304.55 | 0.0014334 | 379.705 | 0.00223 | 304.55 | 0.0010305 | 304.55 | -0.0013871 | 379.0358 | 9.6731e-06 | 379.0358 | 7.2693e-06 | 379.705 | 0.00014702 | 310.128 | 0 | 581.788 | 0.00406 | 310.128 | 0 | 580.8081 | 0 | 581.788 | 0.00254 | 379.0358 | 1.0329e-05
| 379.818 | 0.03273 | 310.3389 | -0.00069743 | 379.818 | 0.42969 | 310.3389 | 0 | 379.1476 | 0 | 310.3389 | 0 | 379.1476 | 8.9944e-06 | 304.76 | -0.0005565 | 379.818 | 0.003 | 304.76 | -0.0016493 | 304.76 | -0.0021673 | 379.1476 | 1.1594e-05 | 379.1476 | 5.8857e-06 | 379.818 | 0 | 310.3389 | 0 | 581.946 | 0.00357 | 310.3389 | 0 | 580.9668 | 0 | 581.946 | 0.00272 | 379.1476 | 9.9869e-06
| 379.931 | 0.03338 | 310.5499 | 1.4094e-05 | 379.931 | 0.44522 | 310.5499 | 0 | 379.2594 | 0 | 310.5499 | 0 | 379.2594 | 8.3224e-06 | 304.97 | -0.0013997 | 379.931 | 0.00263 | 304.97 | -0.0037156 | 304.97 | 0.0011487 | 379.2594 | 1.0305e-05 | 379.2594 | 5.4575e-06 | 379.931 | 0 | 310.5499 | 0 | 582.1041 | 0.00496 | 310.5499 | 0 | 581.1255 | 0 | 582.1041 | 0.0026 | 379.2594 | 1.0105e-05
| 380.044 | 0.03261 | 310.7609 | -0.00075956 | 380.044 | 0.46173 | 310.7609 | 0 | 379.3712 | 0 | 310.7609 | 0 | 379.3712 | 8.6808e-06 | 305.18 | -0.0029174 | 380.044 | 0.00193 | 305.18 | 0.00019102 | 305.18 | -0.00099695 | 379.3712 | 1.0961e-05 | 379.3712 | 4.6998e-06 | 380.044 | 0 | 310.7609 | 0 | 582.2622 | 0.00417 | 310.7609 | 0 | 581.2842 | 0 | 582.2622 | 0.00274 | 379.3712 | 9.7629e-06
| 380.157 | 0.03135 | 310.9718 | -0.00013335 | 380.157 | 0.48074 | 310.9718 | 0 | 379.483 | 0 | 310.9718 | 0 | 379.483 | 8.7928e-06 | 305.4 | 0.0016695 | 380.157 | 0.00107 | 305.4 | 0.0007076 | 305.4 | 0.00082357 | 379.483 | 9.8371e-06 | 379.483 | 4.4912e-06 | 380.157 | 0.00024087 | 310.9718 | 0 | 582.4203 | 0.00418 | 310.9718 | 0 | 581.443 | 0 | 582.4203 | 0.00256 | 379.483 | 7.4637e-06
| 380.2699 | 0.02973 | 311.1828 | -0.00072299 | 380.2699 | 0.49704 | 311.1828 | 0 | 379.5949 | 0 | 311.1828 | 0 | 379.5949 | 8.7144e-06 | 305.61 | -0.0012985 | 380.2699 | 0.00241 | 305.61 | -0.0030376 | 305.61 | -0.00324 | 379.5949 | 9.1812e-06 | 379.5949 | 3.7445e-06 | 380.2699 | 0 | 311.1828 | 0 | 582.5784 | 0.00441 | 311.1828 | 0 | 581.6017 | 3.0002e-05 | 582.5784 | 0.0027 | 379.5949 | 8.2655e-06
| 380.3829 | 0.0287 | 311.3938 | 0.00094645 | 380.3829 | 0.51437 | 311.3938 | 0 | 379.7067 | 0 | 311.3938 | 0 | 379.7067 | 8.3448e-06 | 305.82 | 1.6864e-05 | 380.3829 | 0.0007003 | 305.82 | -0.00013183 | 305.82 | 0.0002384 | 379.7067 | 8.2327e-06 | 379.7067 | 6.2042e-06 | 380.3829 | 0 | 311.3938 | 0 | 582.7365 | 0.00292 | 311.3938 | 0 | 581.7604 | 6.6672e-06 | 582.7365 | 0.00254 | 379.7067 | 9.1852e-06
| 380.4959 | 0.02623 | 311.6049 | -5.0257e-05 | 380.4959 | 0.53494 | 311.6049 | 0 | 379.8185 | 0 | 311.6049 | 0 | 379.8185 | 8.4792e-06 | 306.03 | -0.00025296 | 380.4959 | 0.00073324 | 306.03 | -0.0011004 | 306.03 | -0.001062 | 379.8185 | 8.3498e-06 | 379.8185 | 7.5878e-06 | 380.4959 | 0.00029991 | 311.6049 | 0 | 582.8946 | 0.00278 | 311.6049 | 0 | 581.9192 | 3.0002e-05 | 582.8946 | 0.0027 | 379.8185 | 1.3088e-05
| 380.6089 | 0.02897 | 311.8159 | 0.00072318 | 380.6089 | 0.55682 | 311.8159 | 0 | 379.9303 | 0 | 311.8159 | 0 | 379.9303 | 9.4425e-06 | 306.24 | 1.6864e-05 | 380.6089 | 0.00232 | 306.24 | -0.00029326 | 306.24 | -0.00070437 | 379.9303 | 8.4786e-06 | 379.9303 | 6.7313e-06 | 380.6089 | 0 | 311.8159 | 0 | 583.0527 | 0.00538 | 311.8159 | 0 | 582.0779 | 0 | 583.0527 | 0.00254 | 379.9303 | 1.3784e-05
| 380.7218 | 0.02636 | 312.027 | 0.0002545 | 380.7218 | 0.57802 | 312.027 | 0 | 380.0422 | 0 | 312.027 | 0 | 380.0422 | 9.8569e-06 | 306.45 | -0.00099496 | 380.7218 | 0.00039263 | 306.45 | -0.0012619 | 306.45 | -0.00028175 | 380.0422 | 8.666e-06 | 380.0422 | 5.5563e-06 | 380.7218 | 0 | 312.027 | 0 | 583.2109 | 0.0028 | 312.027 | 0 | 582.2367 | 6.9993e-05 | 583.2109 | 0.00268 | 380.0422 | 1.6873e-05
| 380.8348 | 0.02577 | 312.238 | 0.00011745 | 380.8348 | 0.59203 | 312.238 | 0 | 380.154 | 0 | 312.238 | 0 | 380.154 | 9.4649e-06 | 306.67 | 0.0027488 | 380.8348 | 0.00016089 | 306.67 | 0.00080447 | 306.67 | 0.00069354 | 380.154 | 9.6497e-06 | 380.154 | 5.6661e-06 | 380.8348 | 0.00018456 | 312.238 | 0 | 583.369 | 0.00399 | 312.238 | 0 | 582.3955 | 0 | 583.369 | 0.00247 | 380.154 | 1.4809e-05
| 380.9478 | 0.02664 | 312.4491 | -0.00023588 | 380.9478 | 0.61356 | 312.4491 | 0 | 380.2659 | 0 | 312.4491 | 0 | 380.2659 | 8.6024e-06 | 306.88 | -0.00082632 | 380.9478 | 0.00167 | 306.88 | -0.0024887 | 306.88 | -0.001192 | 380.2659 | 1.0797e-05 | 380.2659 | 8.9823e-06 | 380.9478 | 0 | 312.4491 | 0 | 583.5272 | 0.00417 | 312.4491 | 0 | 582.5543 | 1.0001e-05 | 583.5272 | 0.00258 | 380.2659 | 1.3206e-05
| 381.0607 | 0.02395 | 312.6603 | 0.00044891 | 381.0607 | 0.6316 | 312.6603 | 0 | 380.3777 | 0 | 312.6603 | 0 | 380.3777 | 7.5607e-06 | 307.09 | 0.0015008 | 381.0607 | 0.00206 | 307.09 | -0.00051927 | 307.09 | 0.0017013 | 380.3777 | 1.0739e-05 | 380.3777 | 9.0921e-06 | 381.0607 | 0.00014702 | 312.6603 | 0 | 583.6853 | 0.00334 | 312.6603 | 0 | 582.713 | 0 | 583.6853 | 0.00246 | 380.3777 | 1.0105e-05
| 381.1737 | 0.02229 | 312.8714 | -0.0011216 | 381.1737 | 0.6548 | 312.8714 | 0 | 380.4896 | 0 | 312.8714 | 0 | 380.4896 | 7.7399e-06 | 307.3 | -0.00069142 | 381.1737 | 0.00298 | 307.3 | -0.0028116 | 307.3 | -0.0034351 | 380.4896 | 9.8371e-06 | 380.4896 | 9.4106e-06 | 381.1737 | 0 | 312.8714 | 0 | 583.8435 | 0.00378 | 312.8714 | 0 | 582.8718 | 0 | 583.8435 | 0.00266 | 380.4896 | 1.0223e-05
| 381.2867 | 0.02323 | 313.0825 | 0.00020916 | 381.2867 | 0.66791 | 313.0825 | 0 | 380.6015 | 0 | 313.0825 | 0 | 380.6015 | 7.4263e-06 | 307.51 | 0.00086005 | 381.2867 | 0.00198 | 307.51 | 0.0010628 | 307.51 | -0.00050931 | 380.6015 | 9.2398e-06 | 380.6015 | 7.0607e-06 | 381.2867 | 0 | 313.0825 | 0 | 584.0016 | 0.00318 | 313.0825 | 0 | 583.0306 | 0 | 584.0016 | 0.00252 | 380.6015 | 8.2655e-06
| 381.3997 | 0.0196 | 313.2937 | 9.2103e-06 | 381.3997 | 0.68736 | 313.2937 | 0 | 380.7133 | 0 | 313.2937 | 0 | 380.7133 | 8.636e-06 | 307.72 | -0.00038786 | 381.3997 | 0.00122 | 307.72 | -0.00026098 | 307.72 | 0.00030341 | 380.7133 | 9.8722e-06 | 380.7133 | 7.9172e-06 | 381.3997 | 0 | 313.2937 | 0 | 584.1598 | 0.00232 | 313.2937 | 0 | 583.1894 | 5.0004e-05 | 584.1598 | 0.00262 | 380.7133 | 9.1852e-06
| 381.5126 | 0.02183 | 313.5049 | 0.00089742 | 381.5126 | 0.69445 | 313.5049 | 0 | 380.8252 | 0 | 313.5049 | 0 | 380.8252 | 7.9864e-06 | 307.93 | 0.00065769 | 381.5126 | 0 | 307.93 | 0.00028789 | 307.93 | 1.0836e-05 | 380.8252 | 9.4623e-06 | 380.8252 | 8.4443e-06 | 381.5126 | 0.00074763 | 313.5049 | 0 | 584.318 | 0.00432 | 313.5049 | 0 | 583.3482 | 0 | 584.318 | 0.00246 | 380.8252 | 9.869e-06
| 381.6256 | 0.01913 | 313.7161 | -0.00046732 | 381.6256 | 0.71899 | 313.7161 | 0 | 380.9371 | 0 | 313.7161 | 0 | 380.9371 | 8.3448e-06 | 308.15 | -0.00099496 | 381.6256 | 0.00113 | 308.15 | -0.0006807 | 308.15 | -0.00047681 | 380.9371 | 9.3803e-06 | 380.9371 | 7.9172e-06 | 381.6256 | 0 | 313.7161 | 0 | 584.4762 | 0.00241 | 313.7161 | 0 | 583.5071 | 1.0001e-05 | 584.4762 | 0.00263 | 380.9371 | 1.205e-05
| 381.7385 | 0.01888 | 313.9273 | 0.00064108 | 381.7385 | 0.73304 | 313.9273 | 0 | 381.049 | 0 | 313.9273 | 0 | 381.049 | 7.6727e-06 | 308.36 | 0.00086005 | 381.7385 | 0.00078546 | 308.36 | -0.0022305 | 308.36 | -0.0016147 | 381.049 | 8.0687e-06 | 381.049 | 8.1258e-06 | 381.7385 | 0 | 313.9273 | 0 | 584.6344 | 0.00313 | 313.9273 | 0 | 583.6659 | 6.6672e-06 | 584.6344 | 0.00253 | 381.049 | 9.869e-06
| 381.8515 | 0.01881 | 314.1385 | 0.0004409 | 381.8515 | 0.75052 | 314.1385 | 0 | 381.1609 | 0 | 314.1385 | 0 | 381.1609 | 7.1127e-06 | 308.57 | -0.00038786 | 381.8515 | 0.00334 | 308.57 | 0.0021282 | 308.57 | 0.00010836 | 381.1609 | 9.0993e-06 | 381.1609 | 8.4443e-06 | 381.8515 | 0.00026241 | 314.1385 | 0 | 584.7926 | 0.00341 | 314.1385 | 0 | 583.8247 | 3.0002e-05 | 584.7926 | 0.00275 | 381.1609 | 1.0907e-05
| 381.9645 | 0.01692 | 314.3497 | -9.8199e-05 | 381.9645 | 0.75834 | 314.3497 | 0 | 381.2728 | 0 | 314.3497 | 0 | 381.2728 | 6.855e-06 | 308.78 | -0.00072515 | 381.9645 | 0.00033123 | 308.78 | 0.00035245 | 308.78 | -5.4182e-05 | 381.2728 | 1.0305e-05 | 381.2728 | 9.8388e-06 | 381.9645 | 5.3176e-05 | 314.3497 | 0 | 584.9508 | 0.00417 | 314.3497 | 0 | 583.9836 | 0 | 584.9508 | 0.00257 | 381.2728 | 9.869e-06
| 382.0774 | 0.01655 | 314.561 | -0.00056008 | 382.0774 | 0.77906 | 314.561 | 0 | 381.3847 | 0 | 314.561 | 0 | 381.3847 | 7.1911e-06 | 308.99 | 1.6864e-05 | 382.0774 | 0 | 308.99 | -0.002973 | 308.99 | -0.00073687 | 381.3847 | 1.0223e-05 | 381.3847 | 8.3454e-06 | 382.0774 | 0 | 314.561 | 0 | 585.109 | 0.00283 | 314.561 | 0 | 584.1424 | 3.0002e-05 | 585.109 | 0.00269 | 381.3847 | 1.1249e-05
| 382.1904 | 0.01625 | 314.7723 | 0.00069025 | 382.1904 | 0.79283 | 314.7723 | 0 | 381.4966 | 0 | 314.7723 | 0 | 381.4966 | 8.2888e-06 | 309.21 | -0.00059023 | 382.1904 | 0.00147 | 309.21 | -0.0010036 | 309.21 | -2.1673e-05 | 381.4966 | 1.0141e-05 | 381.4966 | 7.1595e-06 | 382.1904 | 0 | 314.7723 | 0 | 585.2673 | 0.00432 | 314.7723 | 0 | 584.3012 | 6.6672e-06 | 585.2673 | 0.00241 | 381.4966 | 8.8432e-06
| 382.3033 | 0.0141 | 314.9836 | 0.00043719 | 382.3033 | 0.81124 | 314.9836 | 0 | 381.6085 | 0 | 314.9836 | 0 | 381.6085 | 9.0729e-06 | 309.42 | -0.0009275 | 382.3033 | 0.00050617 | 309.42 | -0.00013183 | 309.42 | 1.0836e-05 | 381.6085 | 8.8299e-06 | 381.6085 | 8.1258e-06 | 382.3033 | 0 | 314.9836 | 0 | 585.4255 | 0.00239 | 314.9836 | 0 | 584.4601 | 1.0001e-05 | 585.4255 | 0.00254 | 381.6085 | 7.8056e-06
| 382.4163 | 0.01098 | 315.1949 | 0.00020301 | 382.4163 | 0.81617 | 315.1949 | 0 | 381.7205 | 0 | 315.1949 | 0 | 381.7205 | 8.3672e-06 | 309.63 | -0.00038786 | 382.4163 | 0.00178 | 309.63 | 0.00038475 | 309.63 | -2.1673e-05 | 381.7205 | 9.8956e-06 | 381.7205 | 8.9823e-06 | 382.4163 | 0.0001658 | 315.1949 | 0 | 585.5838 | 0.00285 | 315.1949 | 0 | 584.619 | 0 | 585.5838 | 0.00238 | 381.7205 | 7.9235e-06
| 382.5292 | 0.01331 | 315.4062 | -0.00075472 | 382.5292 | 0.83215 | 315.4062 | 0 | 381.8324 | 0 | 315.4062 | 0 | 381.8324 | 8.58e-06 | 309.84 | -0.0023778 | 382.5292 | 0 | 309.84 | -0.0011973 | 309.84 | -0.0025899 | 381.8324 | 9.193e-06 | 381.8324 | 8.2356e-06 | 382.5292 | 0.00031865 | 315.4062 | 0 | 585.742 | 0.00327 | 315.4062 | 0 | 584.7778 | 1.0001e-05 | 585.742 | 0.00258 | 381.8324 | 7.8056e-06
| 382.6422 | 0.01168 | 315.6176 | 0.00086456 | 382.6422 | 0.8401 | 315.6176 | 0 | 381.9443 | 0 | 315.6176 | 0 | 381.9443 | 8.188e-06 | 310.05 | 0.0018719 | 382.6422 | 0.00113 | 310.05 | 0.0016439 | 310.05 | -0.00076939 | 381.9443 | 8.947e-06 | 381.9443 | 6.8411e-06 | 382.6422 | 0 | 315.6176 | 0 | 585.9003 | 0.00512 | 315.6176 | 0 | 584.9367 | 6.6672e-06 | 585.9003 | 0.00253 | 381.9443 | 7.1218e-06
| 382.7551 | 0.01119 | 315.8289 | 0.00042269 | 382.7551 | 0.85161 | 315.8289 | 0 | 382.0563 | 0 | 315.8289 | 0 | 382.0563 | 9.4201e-06 | 310.26 | 5.0592e-05 | 382.7551 | 0.00161 | 310.26 | -0.0012941 | 310.26 | 0.00066102 | 382.0563 | 7.7642e-06 | 382.0563 | 5.9846e-06 | 382.7551 | 0 | 315.8289 | 0 | 586.0585 | 0.00313 | 315.8289 | 0 | 585.0956 | 1.0001e-05 | 586.0585 | 0.00266 | 382.0563 | 7.3458e-06
| 382.8681 | 0.00977 | 316.0403 | -0.00080045 | 382.8681 | 0.86982 | 316.0403 | 0 | 382.1682 | 0 | 316.0403 | 0 | 382.1682 | 9.2297e-06 | 310.48 | 0.0015684 | 382.8681 | 0.00167 | 310.48 | -0.00051927 | 310.48 | 0.00059601 | 382.1682 | 8.0922e-06 | 382.1682 | 5.4575e-06 | 382.8681 | 0.0004661 | 316.0403 | 0 | 586.2168 | 0.00308 | 316.0403 | 0 | 585.2545 | 6.6672e-06 | 586.2168 | 0.00253 | 382.1682 | 8.0414e-06
| 382.981 | 0.00866 | 316.2517 | -0.0012367 | 382.981 | 0.8788 | 316.2517 | 0 | 382.2802 | 0 | 316.2517 | 0 | 382.2802 | 1.0227e-05 | 310.69 | 5.0592e-05 | 382.981 | 0.00084678 | 310.69 | -0.0014878 | 310.69 | -0.0017121 | 382.2802 | 1.0692e-05 | 382.2802 | 5.7759e-06 | 382.981 | 0.00052483 | 316.2517 | 0 | 586.3751 | 0.00369 | 316.2517 | 0 | 585.4134 | 0 | 586.3751 | 0.00253 | 382.2802 | 9.7629e-06
| 383.094 | 0.00783 | 316.4631 | 0.00018492 | 383.094 | 0.888 | 316.4631 | 0 | 382.3921 | 0 | 316.4631 | 0 | 382.3921 | 1.0115e-05 | 310.9 | -0.00038786 | 383.094 | 0.00215 | 310.9 | -3.4977e-05 | 310.9 | 0.00059601 | 382.3921 | 1.0844e-05 | 382.3921 | 5.5563e-06 | 383.094 | 0 | 316.4631 | 0 | 586.5334 | 0.00445 | 316.4631 | 0 | 585.5723 | 0 | 586.5334 | 0.0024 | 382.3921 | 1.1367e-05
| 383.2069 | 0.00882 | 316.6745 | -0.00022963 | 383.2069 | 0.89981 | 316.6745 | 0 | 382.5041 | 0 | 316.6745 | 0 | 382.5041 | 1.007e-05 | 311.11 | 0.00042159 | 383.2069 | 0.00070485 | 311.11 | -0.00019641 | 311.11 | 0.0013112 | 382.5041 | 1.0879e-05 | 382.5041 | 6.8411e-06 | 383.2069 | 0 | 316.6745 | 0 | 586.6917 | 0.00429 | 316.6745 | 0 | 585.7312 | 3.0002e-05 | 586.6917 | 0.00257 | 382.5041 | 1.0789e-05
| 383.3199 | 0.00678 | 316.886 | 0.00047937 | 383.3199 | 0.90675 | 316.886 | 0 | 382.616 | 0 | 316.886 | 0 | 382.616 | 9.0505e-06 | 311.32 | 0.0034908 | 383.3199 | 0.00035962 | 311.32 | 0.00028789 | 311.32 | 0.0020915 | 382.616 | 8.2327e-06 | 382.616 | 4.8096e-06 | 383.3199 | 0 | 316.886 | 0 | 586.85 | 0.00396 | 316.886 | 0 | 585.8901 | 2.6669e-05 | 586.85 | 0.00247 | 382.616 | 9.7629e-06
| 383.4328 | 0.00673 | 317.0974 | -0.00081382 | 383.4328 | 0.90831 | 317.0974 | 0 | 382.728 | 0 | 317.0974 | 0 | 382.728 | 9.2857e-06 | 311.54 | -0.0011636 | 383.4328 | 0.00033588 | 311.54 | -0.0010358 | 311.54 | -0.0024274 | 382.728 | 8.9353e-06 | 382.728 | 5.2379e-06 | 383.4328 | 0 | 317.0974 | 0 | 587.0083 | 0.00283 | 317.0974 | 0 | 586.049 | 0 | 587.0083 | 0.00258 | 382.728 | 6.7798e-06
| 383.5457 | 0.0074 | 317.3089 | 0.00046835 | 383.5457 | 0.91932 | 317.3089 | 0 | 382.84 | 0 | 317.3089 | 0 | 382.84 | 8.636e-06 | 311.75 | 0.0014334 | 383.5457 | 0.00050157 | 311.75 | 0.00038475 | 311.75 | 0.00079106 | 382.84 | 8.0453e-06 | 382.84 | 6.314e-06 | 383.5457 | 0 | 317.3089 | 0 | 587.1667 | 0.00506 | 317.3089 | 0 | 586.2079 | 2.6669e-05 | 587.1667 | 0.00239 | 382.84 | 7.6877e-06
| 383.6587 | 0.00618 | 317.5204 | -0.001626 | 383.6587 | 0.91452 | 317.5204 | 0 | 382.952 | 0 | 317.5204 | 0 | 382.952 | 8.9384e-06 | 311.96 | 0.00035414 | 383.6587 | 0.00141 | 311.96 | -0.00074527 | 311.96 | 0.0017663 | 382.952 | 8.7479e-06 | 382.952 | 7.8074e-06 | 383.6587 | 0 | 317.5204 | 0 | 587.325 | 0.00503 | 317.5204 | 0 | 586.3669 | 1.0001e-05 | 587.325 | 0.00256 | 382.952 | 7.1218e-06
| 383.7716 | 0.00621 | 317.7319 | 0.00067858 | 383.7716 | 0.9306 | 317.7319 | 0 | 383.064 | 0 | 317.7319 | 0 | 383.064 | 8.3672e-06 | 312.17 | 0.001737 | 383.7716 | 0.00223 | 312.17 | 0.001095 | 312.17 | -0.00054182 | 383.064 | 8.4786e-06 | 383.064 | 8.4443e-06 | 383.7716 | 0 | 317.7319 | 0 | 587.4833 | 0.00443 | 317.7319 | 0 | 586.5258 | 6.6672e-06 | 587.4833 | 0.00246 | 383.064 | 7.2279e-06
| 383.8846 | 0.00417 | 317.9434 | 0.00064383 | 383.8846 | 0.92787 | 317.9434 | 0 | 383.176 | 0 | 317.9434 | 0 | 383.176 | 9.2857e-06 | 312.38 | 0.0011636 | 383.8846 | 0.00346 | 312.38 | -0.0039416 | 312.38 | -0.00070437 | 383.176 | 8.5957e-06 | 383.176 | 5.7759e-06 | 383.8846 | 0.00041236 | 317.9434 | 0 | 587.6417 | 0.00457 | 317.9434 | 0 | 586.6848 | 0 | 587.6417 | 0.00261 | 383.176 | 8.2655e-06
| 383.9975 | 0.0059 | 318.155 | -0.00010172 | 383.9975 | 0.93674 | 318.155 | 0 | 383.288 | 0 | 318.155 | 0 | 383.288 | 8.636e-06 | 312.6 | 0.0020405 | 383.9975 | 0.00255 | 312.6 | 0.00083675 | 312.6 | 0.00017338 | 383.288 | 9.0524e-06 | 383.288 | 5.1281e-06 | 383.9975 | 0.00082272 | 318.155 | 0 | 587.8 | 0.00554 | 318.155 | 0 | 586.8437 | 2.6669e-05 | 587.8 | 0.00248 | 383.288 | 1.0223e-05
| 384.1104 | 0.00492 | 318.3665 | 9.9881e-05 | 384.1104 | 0.93831 | 318.3665 | 0 | 383.3999 | 0 | 318.3665 | 0 | 383.3999 | 8.8712e-06 | 312.81 | -0.00038786 | 384.1104 | 0.00122 | 312.81 | 0.00077218 | 312.81 | -0.00041178 | 383.3999 | 1.0305e-05 | 383.3999 | 4.601e-06 | 384.1104 | 0.00041236 | 318.3665 | 0 | 587.9584 | 0.00297 | 318.3665 | 0 | 587.0027 | 1.0001e-05 | 587.9584 | 0.00254 | 383.3999 | 1.2864e-05
| 384.2234 | 0.00416 | 318.5781 | -4.9352e-05 | 384.2234 | 0.94063 | 318.5781 | 0 | 383.512 | 0.00273 | 318.5781 | 0 | 383.512 | 8.6024e-06 | 313.02 | 0.00025296 | 384.2234 | 0.00158 | 313.02 | 0.00064304 | 313.02 | 0.0010836 | 383.512 | 1.1313e-05 | 383.512 | 6.0944e-06 | 384.2234 | 0 | 318.5781 | 0 | 588.1168 | 0.00364 | 318.5781 | 0 | 587.1617 | 2.6669e-05 | 588.1168 | 0.0024 | 383.512 | 1.1025e-05
| 384.3363 | 0.00337 | 318.7897 | -4.5332e-06 | 384.3363 | 0.9526 | 318.7897 | 0 | 383.624 | 0.00183 | 318.7897 | 0 | 383.624 | 9.0953e-06 | 313.23 | -0.0028838 | 384.3363 | 0.00164 | 313.23 | -0.00042241 | 313.23 | -0.0012895 | 383.624 | 1.02e-05 | 383.624 | 7.9172e-06 | 384.3363 | 0.00054357 | 318.7897 | 0 | 588.2751 | 0.0038 | 318.7897 | 0 | 587.3206 | 1.0001e-05 | 588.2751 | 0.00249 | 383.624 | 1.1367e-05
| 384.4492 | 0.00403 | 319.0013 | 0.00022392 | 384.4492 | 0.95485 | 319.0013 | 0 | 383.736 | 0.00311 | 319.0013 | 0 | 383.736 | 8.636e-06 | 313.44 | -0.00059023 | 384.4492 | 0.00033123 | 313.44 | 0.00073989 | 313.44 | 0.002514 | 383.736 | 8.7245e-06 | 383.736 | 8.4443e-06 | 384.4492 | 0 | 319.0013 | 0 | 588.4335 | 0.00462 | 319.0013 | 0 | 587.4796 | 0 | 588.4335 | 0.0024 | 383.736 | 9.9869e-06
| 384.5622 | 0.00451 | 319.2129 | -0.0003995 | 384.5622 | 0.95939 | 319.2129 | 0 | 383.848 | 0.0025 | 319.2129 | 0 | 383.848 | 9.4089e-06 | 313.66 | -0.0019393 | 384.5622 | 0.0011 | 313.66 | -0.0017461 | 313.66 | -0.00047681 | 383.848 | 8.7831e-06 | 383.848 | 8.016e-06 | 384.5622 | 0 | 319.2129 | 0 | 588.5919 | 0.0032 | 319.2129 | 0 | 587.6386 | 0 | 588.5919 | 0.00256 | 383.848 | 1.0105e-05
| 384.6751 | 0.00329 | 319.4246 | 0.00068404 | 384.6751 | 0.94848 | 319.4246 | 0 | 383.9601 | 0.00331 | 319.4246 | 0 | 383.9601 | 9.8009e-06 | 313.87 | 0.0012985 | 384.6751 | 0.00044478 | 313.87 | -0.0004547 | 313.87 | 0.0023191 | 383.9601 | 9.7551e-06 | 383.9601 | 5.2379e-06 | 384.6751 | 0.00039103 | 319.4246 | 0 | 588.7503 | 0.00352 | 319.4246 | 0 | 587.7976 | 6.6672e-06 | 588.7503 | 0.00248 | 383.9601 | 9.4092e-06
| 384.788 | 0.00364 | 319.6362 | -0.00049957 | 384.788 | 0.95898 | 319.6362 | 0 | 384.0721 | 0.0044 | 319.6362 | 0 | 384.0721 | 9.2633e-06 | 314.08 | -8.4319e-05 | 384.788 | 0.00079001 | 314.08 | -0.00093899 | 314.08 | -0.00099695 | 384.0721 | 1.0774e-05 | 384.0721 | 6.6324e-06 | 384.788 | 0 | 319.6362 | 0 | 588.9087 | 0.00357 | 319.6362 | 0 | 587.9566 | 0 | 588.9087 | 0.00256 | 384.0721 | 8.7253e-06
| 384.901 | 0.00301 | 319.8479 | -9.4592e-06 | 384.901 | 0.95771 | 319.8479 | 0 | 384.1841 | 0.00607 | 319.8479 | 0 | 384.1841 | 7.9864e-06 | 314.29 | 0.0045363 | 384.901 | 0.00115 | 314.29 | 0.00064304 | 314.29 | -0.00060684 | 384.1841 | 1.0001e-05 | 384.1841 | 7.8074e-06 | 384.901 | 0 | 319.8479 | 0 | 589.0671 | 0.00262 | 319.8479 | 0 | 588.1156 | 6.6672e-06 | 589.0671 | 0.00243 | 384.1841 | 7.1218e-06
| 385.0139 | 0.00289 | 320.0596 | -0.00025841 | 385.0139 | 0.96134 | 320.0596 | 0 | 384.2962 | 0.00574 | 320.0596 | 0 | 384.2962 | 6.799e-06 | 314.5 | 0.00032042 | 385.0139 | 0.00061971 | 314.5 | -9.9549e-05 | 314.5 | -0.0021348 | 384.2962 | 1.068e-05 | 384.2962 | 8.8725e-06 | 385.0139 | 0 | 320.0596 | 0 | 589.2256 | 0.00417 | 320.0596 | 0 | 588.2746 | 3.0002e-05 | 589.2256 | 0.00255 | 384.2962 | 7.9235e-06
| 385.1268 | 0.0032 | 320.2713 | 0.00029597 | 385.1268 | 0.96399 | 320.2713 | 0 | 384.4082 | 0.00673 | 320.2713 | 0 | 384.4082 | 6.9671e-06 | 314.72 | -0.00035414 | 385.1268 | 0.0022 | 314.72 | -0.00061613 | 314.72 | -5.4182e-05 | 384.4082 | 9.8488e-06 | 384.4082 | 7.6976e-06 | 385.1268 | 0 | 320.2713 | 0 | 589.384 | 0.00478 | 320.2713 | 0 | 588.4336 | 6.6672e-06 | 589.384 | 0.00252 | 384.4082 | 9.9869e-06
| 385.2397 | 0.00255 | 320.483 | -0.00079427 | 385.2397 | 0.96772 | 320.483 | 0 | 384.5203 | 0.00896 | 320.483 | 0 | 384.5203 | 8.132e-06 | 314.93 | -0.0020405 | 385.2397 | 0.00144 | 314.93 | -0.0012619 | 314.93 | -0.00063934 | 384.5203 | 1.0797e-05 | 384.5203 | 7.6976e-06 | 385.2397 | 0 | 320.483 | 0 | 589.5424 | 0.00311 | 320.483 | 0 | 588.5927 | 3.0002e-05 | 589.5424 | 0.00259 | 384.5203 | 1.0329e-05
| 385.3526 | 0.00238 | 320.6948 | 0.000794 | 385.3526 | 0.97007 | 320.6948 | 0 | 384.6323 | 0.01285 | 320.6948 | 0 | 384.6323 | 8.2888e-06 | 315.14 | 0.00042159 | 385.3526 | 0.00101 | 315.14 | 0.00012645 | 315.14 | 0.00040094 | 384.6323 | 9.8722e-06 | 384.6323 | 8.2356e-06 | 385.3526 | 0 | 320.6948 | 0 | 589.7009 | 0.00366 | 320.6948 | 0 | 588.7517 | 0 | 589.7009 | 0.00248 | 384.6323 | 8.5013e-06
| 385.4656 | 0.00185 | 320.9065 | 0.00056103 | 385.4656 | 0.97105 | 320.9065 | 0 | 384.7444 | 0.01145 | 320.9065 | 0 | 384.7444 | 8.4008e-06 | 315.35 | -0.00079259 | 385.4656 | 0.00272 | 315.35 | 0.0018054 | 315.35 | -2.1673e-05 | 384.7444 | 1.0926e-05 | 384.7444 | 6.8411e-06 | 385.4656 | 0 | 320.9065 | 0 | 589.8593 | 0.00339 | 320.9065 | 0 | 588.9107 | 3.0002e-05 | 589.8593 | 0.00254 | 384.7444 | 8.0414e-06
| 385.5785 | 0.0016 | 321.1183 | 0.000579 | 385.5785 | 0.96482 | 321.1183 | 0 | 384.8565 | 0.01358 | 321.1183 | 0 | 384.8565 | 8.3672e-06 | 315.56 | 0.0013322 | 385.5785 | 0.00016089 | 315.56 | 0.0009659 | 315.56 | 4.3346e-05 | 384.8565 | 9.9776e-06 | 384.8565 | 6.0944e-06 | 385.5785 | 0 | 321.1183 | 0 | 590.0178 | 0.0032 | 321.1183 | 0 | 589.0698 | 0 | 590.0178 | 0.00239 | 384.8565 | 9.1852e-06
| 385.6914 | 0.00134 | 321.3301 | -0.00036993 | 385.6914 | 0.97493 | 321.3301 | 0 | 384.9686 | 0.01789 | 321.3301 | 0 | 384.9686 | 7.9303e-06 | 315.78 | -0.0011299 | 385.6914 | 0.00127 | 315.78 | -0.00039012 | 315.78 | -0.0021673 | 384.9686 | 1.1512e-05 | 384.9686 | 5.3477e-06 | 385.6914 | 0 | 321.3301 | 0 | 590.1763 | 0.00267 | 321.3301 | 0 | 589.2288 | 3.0002e-05 | 590.1763 | 0.00248 | 384.9686 | 1.2286e-05
| 385.8043 | 0.00175 | 321.5419 | 0.00026541 | 385.8043 | 0.97553 | 321.5419 | 0 | 385.0806 | 0.02242 | 321.5419 | 0 | 385.0806 | 8.0872e-06 | 315.99 | -0.0016695 | 385.8043 | 0.00169 | 315.99 | 0.0007076 | 315.99 | -0.0016472 | 385.0806 | 1.1395e-05 | 385.0806 | 7.9172e-06 | 385.8043 | 0 | 321.5419 | 0 | 590.3347 | 0.0055 | 321.5419 | 0 | 589.3879 | 0 | 590.3347 | 0.00234 | 385.0806 | 1.2168e-05
| 385.9172 | 0.00102 | 321.7537 | 0.00018365 | 385.9172 | 0.9775 | 321.7537 | 0 | 385.1927 | 0.01801 | 321.7537 | 0 | 385.1927 | 7.9303e-06 | 316.2 | -0.0019393 | 385.9172 | 0.00229 | 316.2 | -0.002069 | 316.2 | -0.00034676 | 385.1927 | 1.1289e-05 | 385.1927 | 8.4443e-06 | 385.9172 | 0 | 321.7537 | 0 | 590.4932 | 0.00239 | 321.7537 | 0 | 589.547 | 1.0001e-05 | 590.4932 | 0.0025 | 385.1927 | 1.1025e-05
| 386.0301 | 0.00266 | 321.9655 | 1.0643e-05 | 386.0301 | 0.98265 | 321.9655 | 0 | 385.3048 | 0.02212 | 321.9655 | 0 | 385.3048 | 9.5657e-06 | 316.41 | 0.0027488 | 386.0301 | 0.00098419 | 316.41 | -0.00058385 | 316.41 | 0.00079106 | 385.3048 | 9.8371e-06 | 385.3048 | 8.5541e-06 | 386.0301 | 0 | 321.9655 | 0 | 590.6517 | 0.00316 | 321.9655 | 0 | 589.706 | 0 | 590.6517 | 0.00236 | 385.3048 | 1.0907e-05
| 386.1431 | 0.00167 | 322.1774 | -0.00082092 | 386.1431 | 0.98891 | 322.1774 | 0 | 385.4169 | 0.02312 | 322.1774 | 0 | 385.4169 | 8.636e-06 | 316.63 | -0.0012985 | 386.1431 | 0.00306 | 316.63 | -0.00035784 | 316.63 | -0.00096444 | 385.4169 | 9.8136e-06 | 385.4169 | 7.4889e-06 | 386.1431 | 0 | 322.1774 | 0 | 590.8102 | 0.00331 | 322.1774 | 0 | 589.8651 | 0 | 590.8102 | 0.00246 | 385.4169 | 7.6877e-06
| 386.256 | 0.00196 | 322.3893 | 0.0007272 | 386.256 | 0.98769 | 322.3893 | 0 | 385.529 | 0.02059 | 322.3893 | 0 | 385.529 | 8.0648e-06 | 316.84 | 0.0023441 | 386.256 | 0.00089903 | 316.84 | -0.00042241 | 316.84 | -0.0008344 | 385.529 | 1.0446e-05 | 385.529 | 6.0944e-06 | 386.256 | 0 | 322.3893 | 0 | 590.9687 | 0.00422 | 322.3893 | 0 | 590.0242 | 6.6672e-06 | 590.9687 | 0.00234 | 385.529 | 1.0447e-05
| 386.3689 | 0.00199 | 322.6012 | -0.00085087 | 386.3689 | 0.99463 | 322.6012 | 0 | 385.6411 | 0.0248 | 322.6012 | 0 | 385.6411 | 7.3815e-06 | 317.05 | -0.00285 | 386.3689 | 0.00303 | 317.05 | 0.00038475 | 317.05 | 0.00020589 | 385.6411 | 1.0715e-05 | 385.6411 | 7.0607e-06 | 386.3689 | 0 | 322.6012 | 0 | 591.1272 | 0.00304 | 322.6012 | 0 | 590.1833 | 1.0001e-05 | 591.1272 | 0.00244 | 385.6411 | 6.6619e-06
| 386.4818 | 0.00084583 | 322.8131 | 0.00058401 | 386.4818 | 0.99249 | 322.8131 | 0 | 385.7533 | 0.02103 | 322.8131 | 0 | 385.7533 | 9.4873e-06 | 317.26 | -0.00032042 | 386.4818 | 0.00169 | 317.26 | 0.00054618 | 317.26 | -0.00037928 | 385.7533 | 9.4389e-06 | 385.7533 | 6.6324e-06 | 386.4818 | 0 | 322.8131 | 0 | 591.2858 | 0.00475 | 322.8131 | 0 | 590.3424 | 0 | 591.2858 | 0.00239 | 385.7533 | 1.0223e-05
| 386.5947 | 0.00149 | 323.025 | -0.00025518 | 386.5947 | 0.99806 | 323.025 | 0 | 385.8654 | 0.0252 | 323.025 | 0 | 385.8654 | 1.0036e-05 | 317.48 | -0.00059023 | 386.5947 | 0.0019 | 317.48 | 0.00057846 | 317.48 | 0.0011812 | 385.8654 | 9.4038e-06 | 385.8654 | 9.0921e-06 | 386.5947 | 0 | 323.025 | 0 | 591.4443 | 0.0032 | 323.025 | 0 | 590.5015 | 1.0001e-05 | 591.4443 | 0.00249 | 385.8654 | 8.9611e-06
| 386.7076 | 0.00086383 | 323.2369 | 0.00074923 | 386.7076 | 1 | 323.2369 | 0 | 385.9775 | 0.02575 | 323.2369 | 0 | 385.9775 | 1.0137e-05 | 317.69 | 0.0018381 | 386.7076 | 0.00155 | 317.69 | -6.7263e-05 | 317.69 | -0.00047681 | 385.9775 | 9.0173e-06 | 385.9775 | 9.6192e-06 | 386.7076 | 0 | 323.2369 | 0 | 591.6028 | 0.00207 | 323.2369 | 0 | 590.6606 | 6.6672e-06 | 591.6028 | 0.00237 | 385.9775 | 9.1852e-06
| 386.8205 | 0.00136 | 323.4489 | 0.0005728 | 386.8205 | 0.98794 | 323.4489 | 0 | 386.0896 | 0.02177 | 323.4489 | 0 | 386.0896 | 9.8009e-06 | 317.9 | -0.00048905 | 386.8205 | 0.00127 | 317.9 | -0.00071299 | 317.9 | -0.00034676 | 386.0896 | 9.6028e-06 | 386.0896 | 1.1222e-05 | 386.8205 | 0.00050609 | 323.4489 | 0 | 591.7614 | 0.00366 | 323.4489 | 0 | 590.8197 | 3.0002e-05 | 591.7614 | 0.00238 | 386.0896 | 7.4637e-06
| 386.9334 | 0.00082784 | 323.6608 | 1.7467e-06 | 386.9334 | 0.98596 | 323.6608 | 0 | 386.2018 | 0.02385 | 323.6608 | 0 | 386.2018 | 9.9689e-06 | 318.11 | 0.0015684 | 386.9334 | 0.00147 | 318.11 | -0.0018752 | 318.11 | -0.0018747 | 386.2018 | 9.5677e-06 | 386.2018 | 8.7737e-06 | 386.9334 | 7.1951e-05 | 323.6608 | 0 | 591.9199 | 0.0054 | 323.6608 | 0 | 590.9789 | 2.6669e-05 | 591.9199 | 0.0022 | 386.2018 | 7.3458e-06
| 387.0463 | 0.00067977 | 323.8728 | -0.00071472 | 387.0463 | 0.98544 | 323.8728 | 0 | 386.3139 | 0.02617 | 323.8728 | 0 | 386.3139 | 1.0092e-05 | 318.33 | -0.0019393 | 387.0463 | 0.00127 | 318.33 | -0.0019721 | 318.33 | -0.0035001 | 386.3139 | 1.0469e-05 | 386.3139 | 7.4889e-06 | 387.0463 | 0 | 323.8728 | 0 | 592.0785 | 0.0036 | 323.8728 | 0 | 591.138 | 1.0001e-05 | 592.0785 | 0.00233 | 386.3139 | 9.7629e-06
| 387.1592 | 0 | 324.0848 | 5.97e-05 | 387.1592 | 0.9776 | 324.0848 | 0 | 386.4261 | 0.03427 | 324.0848 | 0 | 386.4261 | 9.6777e-06 | 318.54 | -0.00011805 | 387.1592 | 0.00084224 | 318.54 | 0.0011596 | 318.54 | -0.00047681 | 386.4261 | 1.0341e-05 | 386.4261 | 6.5226e-06 | 387.1592 | 0.0002221 | 324.0848 | 0 | 592.2371 | 0.00468 | 324.0848 | 0 | 591.2971 | 6.6672e-06 | 592.2371 | 0.00224 | 386.4261 | 1.0105e-05
| 387.2721 | 0.00104 | 324.2969 | -9.5751e-05 | 387.2721 | 0.97132 | 324.2969 | 0 | 386.5382 | 0.02812 | 324.2969 | 0 | 386.5382 | 9.1065e-06 | 318.75 | 0.0005565 | 387.2721 | 0.00187 | 318.75 | 0.00035245 | 318.75 | -0.0016147 | 386.5382 | 1.1371e-05 | 386.5382 | 6.8411e-06 | 387.2721 | 0 | 324.2969 | 0 | 592.3956 | 0.00222 | 324.2969 | 0 | 591.4563 | 3.0002e-05 | 592.3956 | 0.00233 | 386.5382 | 1.205e-05
| 387.385 | 0.00175 | 324.5089 | 0.00041016 | 387.385 | 0.96552 | 324.5089 | 0 | 386.6504 | 0.03568 | 324.5089 | 0 | 386.6504 | 8.3784e-06 | 318.96 | 0.00079259 | 387.385 | 0.00141 | 318.96 | -0.0015524 | 318.96 | -2.1673e-05 | 386.6504 | 1.0223e-05 | 386.6504 | 6.9509e-06 | 387.385 | 0 | 324.5089 | 0 | 592.5542 | 0.00438 | 324.5089 | 0 | 591.6154 | 6.6672e-06 | 592.5542 | 0.00218 | 386.6504 | 1.2628e-05
| 387.498 | 0.00066181 | 324.7209 | 0.00013594 | 387.498 | 0.9442 | 324.7209 | 4.9276e-05 | 386.7625 | 0.04364 | 324.7209 | 0 | 386.7625 | 6.9895e-06 | 319.17 | -0.00086005 | 387.498 | 0.00016557 | 319.17 | 0.00067532 | 319.17 | 0.0010511 | 386.7625 | 1.1043e-05 | 386.7625 | 5.2379e-06 | 387.498 | 0 | 324.7209 | 0 | 592.7128 | 0.00322 | 324.7209 | 0 | 591.7746 | 0 | 592.7128 | 0.00228 | 386.7625 | 1.1602e-05
| 387.6109 | 0.00071986 | 324.933 | 0.00038088 | 387.6109 | 0.94035 | 324.933 | 0.00080398 | 386.8747 | 0.04583 | 324.933 | 0 | 386.8747 | 7.0679e-06 | 319.39 | 0.00052277 | 387.6109 | 0.00107 | 319.39 | -0.00026098 | 319.39 | 0.0018639 | 386.8747 | 9.5443e-06 | 386.8747 | 6.9509e-06 | 387.6109 | 0 | 324.933 | 0 | 592.8714 | 0.00308 | 324.933 | 0 | 591.9338 | 0 | 592.8714 | 0.00222 | 386.8747 | 8.3834e-06
| 387.7237 | 0.00104 | 325.1451 | 0.00012143 | 387.7237 | 0.92839 | 325.1451 | -0.00023094 | 386.9869 | 0.04602 | 325.1451 | 0 | 386.9869 | 6.9558e-06 | 319.6 | -0.001737 | 387.7237 | 0.00102 | 319.6 | -0.00074527 | 319.6 | -0.0017446 | 386.9869 | 1.0165e-05 | 386.9869 | 7.4889e-06 | 387.7237 | 0.00041236 | 325.1451 | 0 | 593.03 | 0.00535 | 325.1451 | 0 | 592.0929 | 0 | 593.03 | 0.00234 | 386.9869 | 1.0105e-05
| 387.8366 | 0 | 325.3572 | 0.001307 | 387.8366 | 0.90893 | 325.3572 | 0.00098288 | 387.0991 | 0.04637 | 325.3572 | 0 | 387.0991 | 8.636e-06 | 319.81 | -0.0011299 | 387.8366 | 0.00084224 | 319.81 | -0.0009067 | 319.81 | 0.00062851 | 387.0991 | 9.4389e-06 | 387.0991 | 7.8074e-06 | 387.8366 | 0 | 325.3572 | 0 | 593.1886 | 0.00406 | 325.3572 | 0 | 592.2521 | 0 | 593.1886 | 0.00224 | 387.0991 | 1.0907e-05
| 387.9495 | 0.0004462 | 325.5693 | -0.00085004 | 387.9495 | 0.89378 | 325.5693 | -0.0004867 | 387.2113 | 0.0444 | 325.5693 | 0 | 387.2113 | 9.1737e-06 | 320.03 | -0.00075887 | 387.9495 | 0.00105 | 320.03 | -0.00058385 | 320.03 | 0.0018964 | 387.2113 | 9.7082e-06 | 387.2113 | 6.314e-06 | 387.9495 | 0 | 325.5693 | 0 | 593.3472 | 0.00413 | 325.5693 | 0 | 592.4113 | 1.0001e-05 | 593.3472 | 0.00236 | 387.2113 | 1.5151e-05
| 388.0624 | 0.00059388 | 325.7814 | 0.00068941 | 388.0624 | 0.87319 | 325.7814 | 0.0009059 | 387.3234 | 0.0506 | 325.7814 | 0 | 387.3234 | 1.0327e-05 | 320.24 | 0.0024789 | 388.0624 | 0.00201 | 320.24 | -0.00077756 | 320.24 | 0.0010186 | 387.3234 | 8.7714e-06 | 387.3234 | 7.5878e-06 | 388.0624 | 0 | 325.7814 | 0 | 593.5059 | 0.00415 | 325.7814 | 0 | 592.5705 | 0 | 593.5059 | 0.00229 | 387.3234 | 1.1602e-05
| 388.1753 | 0.00014075 | 325.9936 | -0.00022112 | 388.1753 | 0.8643 | 325.9936 | -0.00017257 | 387.4356 | 0.05005 | 325.9936 | 0 | 387.4356 | 1.0451e-05 | 320.45 | -0.00028669 | 388.1753 | 0.00263 | 320.45 | 0.00083675 | 320.45 | -0.00015171 | 387.4356 | 8.1273e-06 | 387.4356 | 7.9172e-06 | 388.1753 | 0 | 325.9936 | 0 | 593.6645 | 0.00334 | 325.9936 | 0 | 592.7297 | 1.0001e-05 | 593.6645 | 0.00239 | 387.4356 | 1.0105e-05
| 388.2882 | 0.00021596 | 326.2058 | 0.00010848 | 388.2882 | 0.83751 | 326.2058 | 0.00045137 | 387.5478 | 0.05641 | 326.2058 | 0 | 387.5478 | 9.3417e-06 | 320.66 | -0.0009275 | 388.2882 | 0.0013 | 320.66 | 0.00038475 | 320.66 | -0.00028175 | 387.5478 | 8.1273e-06 | 387.5478 | 7.6976e-06 | 388.2882 | 0 | 326.2058 | 0 | 593.8232 | 0.00461 | 326.2058 | 0 | 592.8889 | 0 | 593.8232 | 0.00225 | 387.5478 | 9.1852e-06
| 388.4011 | 0.00124 | 326.4179 | 0.00021066 | 388.4011 | 0.82092 | 326.4179 | -0.00042692 | 387.66 | 0.05743 | 326.4179 | 0 | 387.66 | 9.8009e-06 | 320.88 | -0.001231 | 388.4011 | 0.00306 | 320.88 | -0.00032556 | 320.88 | 0.00069354 | 387.66 | 8.7714e-06 | 387.66 | 7.0607e-06 | 388.4011 | 0 | 326.4179 | 0 | 593.9818 | 0.00262 | 326.4179 | 0 | 593.0481 | 0 | 593.9818 | 0.00231 | 387.66 | 1.0105e-05
| 388.514 | 0.00062987 | 326.6301 | 0.0005848 | 388.514 | 0.80534 | 326.6301 | 0.00095339 | 387.7722 | 0.06633 | 326.6301 | 0 | 387.7722 | 8.468e-06 | 321.09 | 0.0005565 | 388.514 | 0.00141 | 321.09 | -0.0013909 | 321.09 | -0.00015171 | 387.7722 | 9.8488e-06 | 387.7722 | 7.3791e-06 | 388.514 | 0 | 326.6301 | 0 | 594.1405 | 0.00387 | 326.6301 | 0 | 593.2073 | 0 | 594.1405 | 0.00223 | 387.7722 | 1.1826e-05
| 388.6269 | 0.00012278 | 326.8424 | -0.00042898 | 388.6269 | 0.78384 | 326.8424 | -0.00058888 | 387.8845 | 0.06582 | 326.8424 | 0 | 387.8845 | 8.916e-06 | 321.3 | -0.00045532 | 388.6269 | 0.00249 | 321.3 | -0.0021658 | 321.3 | -0.0030776 | 387.8845 | 1.1664e-05 | 387.8845 | 6.9509e-06 | 388.6269 | 0 | 326.8424 | 0 | 594.2991 | 0.00392 | 326.8424 | 0 | 593.3665 | 1.0001e-05 | 594.2991 | 0.00233 | 387.8845 | 1.1249e-05
| 388.7398 | 0.00071986 | 327.0546 | 0.00029838 | 388.7398 | 0.76206 | 327.0546 | 0.00040775 | 387.9967 | 0.07066 | 327.0546 | 0 | 387.9967 | 7.5607e-06 | 321.51 | 0.0024453 | 388.7398 | 0.00038799 | 321.51 | 0.00041703 | 321.51 | -0.00021673 | 387.9967 | 1.1582e-05 | 387.9967 | 7.6976e-06 | 388.7398 | 0 | 327.0546 | 0 | 594.4578 | 0.00517 | 327.0546 | 0 | 593.5258 | 6.6672e-06 | 594.4578 | 0.00224 | 387.9967 | 1.0447e-05
| 388.8527 | 0.00037433 | 327.2668 | 0.00035313 | 388.8527 | 0.74479 | 327.2668 | 3.3219e-05 | 388.1089 | 0.06957 | 327.2668 | 0 | 388.1089 | 8.6584e-06 | 321.73 | -0.00032042 | 388.8527 | 0.00207 | 321.73 | -0.002747 | 321.73 | -0.0045405 | 388.1089 | 1.2191e-05 | 388.1089 | 7.0607e-06 | 388.8527 | 0 | 327.2668 | 0 | 594.6165 | 0.00364 | 327.2668 | 0 | 593.685 | 0 | 594.6165 | 0.00233 | 388.1089 | 9.4092e-06
| 388.9656 | 0.00014397 | 327.4791 | -0.00014314 | 388.9656 | 0.72904 | 327.4791 | 0.0012408 | 388.2212 | 0.07603 | 327.4791 | 0 | 388.2212 | 8.132e-06 | 321.94 | 0.0005565 | 388.9656 | 0.00118 | 321.94 | -6.7263e-05 | 321.94 | -0.00044429 | 388.2212 | 9.6497e-06 | 388.2212 | 7.1595e-06 | 388.9656 | 5.3176e-05 | 327.4791 | 0 | 594.7752 | 0.00406 | 327.4791 | 0 | 593.8442 | 0 | 594.7752 | 0.00218 | 388.2212 | 9.3031e-06
| 389.0784 | 0 | 327.6914 | -0.00060779 | 389.0784 | 0.70623 | 327.6914 | -0.0011647 | 388.3334 | 0.07644 | 327.6914 | 0 | 388.3334 | 9.2857e-06 | 322.15 | -0.0019393 | 389.0784 | 0.00295 | 322.15 | -0.0014556 | 322.15 | -0.00089942 | 388.3334 | 1.0469e-05 | 388.3334 | 4.8096e-06 | 389.0784 | 0 | 327.6914 | 0 | 594.9339 | 0.00359 | 327.6914 | 0 | 594.0035 | 1.0001e-05 | 594.9339 | 0.00234 | 388.3334 | 7.1218e-06
| 389.1913 | 0 | 327.9037 | 0.0003248 | 389.1913 | 0.69242 | 327.9037 | 0.001013 | 388.4456 | 0.08417 | 327.9037 | 0 | 388.4456 | 9.2857e-06 | 322.36 | 0.00015177 | 389.1913 | 0.0022 | 322.36 | -0.00061613 | 322.36 | 0.00040094 | 388.4456 | 9.193e-06 | 388.4456 | 5.0292e-06 | 389.1913 | 0 | 327.9037 | 0 | 595.0926 | 0.00457 | 327.9037 | 0 | 594.1627 | 6.6672e-06 | 595.0926 | 0.00223 | 388.4456 | 6.6619e-06
| 389.3042 | 0 | 328.116 | -0.00045285 | 389.3042 | 0.66572 | 328.116 | -0.00018232 | 388.5579 | 0.08431 | 328.116 | 0 | 388.5579 | 9.2073e-06 | 322.58 | -0.001737 | 389.3042 | 0.00215 | 322.58 | -0.00061613 | 322.58 | -0.0025899 | 388.5579 | 1.0762e-05 | 388.5579 | 4.6998e-06 | 389.3042 | 0 | 328.116 | 0 | 595.2513 | 0.00348 | 328.116 | 0 | 594.322 | 0 | 595.2513 | 0.00242 | 388.5579 | 5.9662e-06
| 389.4171 | 0.00062987 | 328.3283 | -0.00012873 | 389.4171 | 0.64843 | 328.3283 | 0.00026965 | 388.6701 | 0.08917 | 328.3283 | 0 | 388.6701 | 7.9751e-06 | 322.79 | 0.0014334 | 389.4171 | 0.00058673 | 322.79 | 0.0020636 | 322.79 | -0.00037928 | 388.6701 | 9.6731e-06 | 388.6701 | 5.7759e-06 | 389.4171 | 0.00025964 | 328.3283 | 0 | 595.41 | 0.00459 | 328.3283 | 0 | 594.4813 | 2.6669e-05 | 595.41 | 0.0022 | 388.6701 | 9.645e-06
| 389.53 | 0 | 328.5407 | -0.00041812 | 389.53 | 0.62763 | 328.5407 | -0.00052442 | 388.7824 | 0.09109 | 328.5407 | 0 | 388.7824 | 7.4375e-06 | 323 | 0.00035414 | 389.53 | 0 | 323 | -0.0018108 | 323 | -0.00076939 | 388.7824 | 1.0095e-05 | 388.7824 | 5.7759e-06 | 389.53 | 0 | 328.5407 | 0 | 595.5687 | 0.00271 | 328.5407 | 0 | 594.6405 | 5.0004e-05 | 595.5687 | 0.00229 | 388.7824 | 1.0789e-05
| 389.6429 | 0.0011 | 328.753 | 0.00025743 | 389.6429 | 0.60941 | 328.753 | 0.00099571 | 388.8947 | 0.09722 | 328.753 | 0 | 388.8947 | 7.9079e-06 | 323.22 | 0.00048905 | 389.6429 | 0.00101 | 323.22 | 0.0011596 | 323.22 | 0.0014088 | 388.8947 | 9.8956e-06 | 388.8947 | 7.3791e-06 | 389.6429 | 0 | 328.753 | 0 | 595.7275 | 0.0035 | 328.753 | 0 | 594.7998 | 0 | 595.7275 | 0.00214 | 388.8947 | 8.2655e-06
| 389.7557 | 3.2945e-05 | 328.9654 | -0.00072613 | 389.7557 | 0.5982 | 328.9654 | -0.00028075 | 389.0069 | 0.10072 | 328.9654 | 0 | 389.0069 | 8.916e-06 | 323.43 | -0.0024453 | 389.7557 | 0.00261 | 323.43 | 6.1882e-05 | 323.43 | -0.001257 | 389.0069 | 9.9307e-06 | 389.0069 | 7.2693e-06 | 389.7557 | 0 | 328.9654 | 0 | 595.8862 | 0.00366 | 328.9654 | 0 | 594.9591 | 3.0002e-05 | 595.8862 | 0.00228 | 389.0069 | 7.9235e-06
| 389.8686 | 0 | 329.1778 | 0.0003534 | 389.8686 | 0.57041 | 329.1778 | 0.00059993 | 389.1192 | 0.10633 | 329.1778 | 0 | 389.1192 | 8.5576e-06 | 323.64 | 0.0010287 | 389.8686 | 0.0013 | 323.64 | -0.0013264 | 323.64 | -0.00054182 | 389.1192 | 9.5209e-06 | 389.1192 | 7.1595e-06 | 389.8686 | 0 | 329.1778 | 0 | 596.0449 | 0.0051 | 329.1778 | 0 | 595.1184 | 0 | 596.0449 | 0.00222 | 389.1192 | 8.2655e-06
| 389.9815 | 0.00116 | 329.3902 | 0.00029841 | 389.9815 | 0.5562 | 329.3902 | -0.0004044 | 389.2315 | 0.10845 | 329.3902 | 0 | 389.2315 | 8.2888e-06 | 323.85 | -0.00042159 | 389.9815 | 0.00090353 | 323.85 | -0.0013264 | 323.85 | -0.001062 | 389.2315 | 8.7011e-06 | 389.2315 | 6.6324e-06 | 389.9815 | 0 | 329.3902 | 0 | 596.2037 | 0.00397 | 329.3902 | 0 | 595.2777 | 0 | 596.2037 | 0.00232 | 389.2315 | 1.3324e-05
| 390.0944 | 0.00077385 | 329.6027 | 0.00032656 | 390.0944 | 0.5317 | 329.6027 | 0.00028883 | 389.3438 | 0.1108 | 329.6027 | 0 | 389.3438 | 7.8295e-06 | 324.07 | 0.0012985 | 390.0944 | 0.00263 | 324.07 | 0.0011273 | 324.07 | 0.0017338 | 389.3438 | 9.2164e-06 | 389.3438 | 6.4128e-06 | 390.0944 | 0 | 329.6027 | 0 | 596.3625 | 0.00513 | 329.6027 | 0 | 595.437 | 0 | 596.3625 | 0.00223 | 389.3438 | 1.0907e-05
| 390.2072 | 0.00019465 | 329.8151 | -0.0006169 | 390.2072 | 0.52766 | 329.8151 | -0.00079128 | 389.4561 | 0.11517 | 329.8151 | 0 | 389.4561 | 9.0505e-06 | 324.28 | -0.00052277 | 390.2072 | 0.00283 | 324.28 | -0.0019721 | 324.28 | -0.0020698 | 389.4561 | 9.6497e-06 | 389.4561 | 7.0607e-06 | 390.2072 | 0 | 329.8151 | 0 | 596.5212 | 0.00408 | 329.8151 | 0 | 595.5963 | 0 | 596.5212 | 0.0023 | 389.4561 | 1.205e-05
| 390.3201 | 0.00023396 | 330.0276 | -0.00033454 | 390.3201 | 0.50466 | 330.0276 | 0.00075176 | 389.5684 | 0.12206 | 330.0276 | 0 | 389.5684 | 1.0092e-05 | 324.49 | -0.00089378 | 390.3201 | 0.00379 | 324.49 | -0.0010358 | 324.49 | -8.6692e-05 | 389.5684 | 1.0329e-05 | 389.5684 | 9.191e-06 | 390.3201 | 0 | 330.0276 | 0 | 596.68 | 0.0048 | 330.0276 | 0 | 595.7557 | 6.6672e-06 | 596.68 | 0.00222 | 389.5684 | 9.4092e-06
| 390.433 | 0 | 330.24 | -0.0002044 | 390.433 | 0.48809 | 330.24 | -0.00076883 | 389.6807 | 0.12617 | 330.24 | 0 | 389.6807 | 1.0059e-05 | 324.71 | -0.00096123 | 390.433 | 0.00278 | 324.71 | -0.0014233 | 324.71 | -0.0024923 | 389.6807 | 1.0177e-05 | 389.6807 | 8.1258e-06 | 390.433 | 0 | 330.24 | 0 | 596.8388 | 0.00304 | 330.24 | 0 | 595.915 | 0 | 596.8388 | 0.00225 | 389.6807 | 1.251e-05
| 390.5459 | 0.00077385 | 330.4525 | 0.00052236 | 390.5459 | 0.47768 | 330.4525 | 0.0011469 | 389.793 | 0.12783 | 330.4525 | 0 | 389.793 | 8.58e-06 | 324.92 | -0.0023441 | 390.5459 | 0.00101 | 324.92 | 0.00073989 | 324.92 | -0.0011595 | 389.793 | 9.7902e-06 | 389.793 | 8.5541e-06 | 390.5459 | 0 | 330.4525 | 0 | 596.9976 | 0.00436 | 330.4525 | 0 | 596.0743 | 6.6672e-06 | 596.9976 | 0.00216 | 389.793 | 8.8432e-06
| 390.6587 | 0.00028449 | 330.665 | -0.00040946 | 390.6587 | 0.45969 | 330.665 | -0.00072058 | 389.9053 | 0.13454 | 330.665 | 0 | 389.9053 | 8.524e-06 | 325.13 | 0.00062396 | 390.6587 | 0.00136 | 325.13 | -0.002973 | 325.13 | -0.0018096 | 389.9053 | 9.8722e-06 | 389.9053 | 9.0921e-06 | 390.6587 | 0 | 330.665 | 0 | 597.1564 | 0.00366 | 330.665 | 0 | 596.2337 | 1.0001e-05 | 597.1564 | 0.00227 | 389.9053 | 6.0841e-06
| 390.7716 | 0.00025195 | 330.8776 | -0.00059259 | 390.7716 | 0.45365 | 330.8776 | 0.00064779 | 390.0176 | 0.13905 | 330.8776 | 0 | 390.0176 | 8.6584e-06 | 325.34 | 5.0592e-05 | 390.7716 | 0.0026 | 325.34 | 0.00077218 | 325.34 | 7.5855e-05 | 390.0176 | 9.8956e-06 | 390.0176 | 1.1442e-05 | 390.7716 | 5.3176e-05 | 330.8776 | 0 | 597.3152 | 0.0029 | 330.8776 | 0 | 596.393 | 6.6672e-06 | 597.3152 | 0.00222 | 390.0176 | 6.8859e-06
| 390.8845 | 0.00053603 | 331.0901 | -0.000248 | 390.8845 | 0.44092 | 331.0901 | -0.00033469 | 390.1299 | 0.14368 | 331.0901 | 0 | 390.1299 | 9.1737e-06 | 325.56 | -0.0012648 | 390.8845 | 0.00090353 | 325.56 | -0.0010358 | 325.56 | -0.00054182 | 390.1299 | 9.7551e-06 | 390.1299 | 9.9487e-06 | 390.8845 | 0 | 331.0901 | 0 | 597.474 | 0.00433 | 331.0901 | 0 | 596.5524 | 1.0001e-05 | 597.474 | 0.0023 | 390.1299 | 9.3031e-06
| 390.9973 | 0.00053989 | 331.3027 | 0.0011432 | 390.9973 | 0.42956 | 331.3027 | 0.00089618 | 390.2422 | 0.15126 | 331.3027 | 0 | 390.2422 | 8.468e-06 | 325.77 | -5.0592e-05 | 390.9973 | 0.00431 | 325.77 | -0.0021013 | 325.77 | -0.00063934 | 390.2422 | 8.0453e-06 | 390.2422 | 8.1258e-06 | 390.9973 | 0 | 331.3027 | 0 | 597.6328 | 0.00476 | 331.3027 | 0 | 596.7117 | 6.6672e-06 | 597.6328 | 0.00215 | 390.2422 | 1.2168e-05
| 391.1102 | 0 | 331.5152 | -0.00042777 | 391.1102 | 0.42102 | 331.5152 | -0.0010667 | 390.3546 | 0.15249 | 331.5152 | 0 | 390.3546 | 8.524e-06 | 325.98 | -0.0025465 | 391.1102 | 0.0009603 | 325.98 | -0.0021013 | 325.98 | -0.0030125 | 390.3546 | 7.5183e-06 | 390.3546 | 5.0292e-06 | 391.1102 | 0.00039362 | 331.5152 | 0 | 597.7917 | 0.00317 | 331.5152 | 0 | 596.8711 | 3.0002e-05 | 597.7917 | 0.00229 | 390.3546 | 9.869e-06
| 391.2231 | 0.00041391 | 331.7278 | 0.00068238 | 391.2231 | 0.41352 | 331.7278 | 0.00093256 | 390.4669 | 0.16117 | 331.7278 | 0 | 390.4669 | 9.1849e-06 | 326.2 | 0.00065769 | 391.2231 | 0.00178 | 326.2 | -0.00077756 | 326.2 | 0.00069354 | 390.4669 | 7.8814e-06 | 390.4669 | 5.7759e-06 | 391.2231 | 0 | 331.7278 | 0 | 597.9505 | 0.00494 | 331.7278 | 0 | 597.0305 | 0 | 597.9505 | 0.00218 | 390.4669 | 9.1852e-06
| 391.336 | 0.00116 | 331.9404 | 0.00053209 | 391.336 | 0.40035 | 331.9404 | 1.3429e-05 | 390.5793 | 0.16263 | 331.9404 | 0 | 390.5793 | 9.2073e-06 | 326.41 | -0.0012985 | 391.336 | 0.00266 | 326.41 | -0.0014878 | 326.41 | -0.00024923 | 390.5793 | 8.7011e-06 | 390.5793 | 5.2379e-06 | 391.336 | 0 | 331.9404 | 0 | 598.1094 | 0.00438 | 331.9404 | 0 | 597.1898 | 1.0001e-05 | 598.1094 | 0.00232 | 390.5793 | 9.645e-06
| 391.4488 | 0 | 332.1531 | 0.00089292 | 391.4488 | 0.39217 | 332.1531 | 0.00093817 | 390.6916 | 0.17003 | 332.1531 | 0 | 390.6916 | 8.0312e-06 | 326.62 | -0.00042159 | 391.4488 | 0.00252 | 326.62 | -0.00026098 | 326.62 | -0.00041178 | 390.6916 | 1.0598e-05 | 390.6916 | 6.8411e-06 | 391.4488 | 0 | 332.1531 | 0 | 598.2682 | 0.00527 | 332.1531 | 0 | 597.3492 | 6.6672e-06 | 598.2682 | 0.00219 | 390.6916 | 1.1025e-05
| 391.5617 | 0.00037433 | 332.3657 | 0.0001543 | 391.5617 | 0.38235 | 332.3657 | -0.00062119 | 390.8039 | 0.17226 | 332.3657 | 0 | 390.8039 | 7.5943e-06 | 326.84 | -0.0032547 | 391.5617 | 0.00173 | 326.84 | -0.00087442 | 326.84 | -0.0039877 | 390.8039 | 1.0938e-05 | 390.8039 | 6.4128e-06 | 391.5617 | 0 | 332.3657 | 0 | 598.4271 | 0.00401 | 332.3657 | 0 | 597.5086 | 3.0002e-05 | 598.4271 | 0.00224 | 390.8039 | 1.2628e-05
| 391.6746 | 0 | 332.5784 | 0.00090529 | 391.6746 | 0.37955 | 332.5784 | 0.00042596 | 390.9163 | 0.18224 | 332.5784 | 0 | 390.9163 | 8.3e-06 | 327.05 | 0.0021754 | 391.6746 | 0.0009558 | 327.05 | -0.00042241 | 327.05 | 0.00066102 | 390.9163 | 1.0844e-05 | 390.9163 | 6.6324e-06 | 391.6746 | 0 | 332.5784 | 0 | 598.5859 | 0.0033 | 332.5784 | 0 | 597.668 | 0 | 598.5859 | 0.00212 | 390.9163 | 1.251e-05
| 391.7874 | 0.00024855 | 332.791 | 0.00037341 | 391.7874 | 0.37039 | 332.791 | -0.00036197 | 391.0287 | 0.18672 | 332.791 | 0 | 391.0287 | 9.2521e-06 | 327.26 | -0.0020742 | 391.7874 | 0 | 327.26 | -6.7263e-05 | 327.26 | -0.0015822 | 391.0287 | 1.0177e-05 | 391.0287 | 5.8857e-06 | 391.7874 | 3.7485e-05 | 332.791 | 0 | 598.7448 | 0.00406 | 332.791 | 0 | 597.8274 | 0 | 598.7448 | 0.00216 | 391.0287 | 1.0565e-05
| 391.9003 | 0.00089982 | 333.0037 | 0.00074841 | 391.9003 | 0.362 | 333.0037 | 0.00063415 | 391.141 | 0.19341 | 333.0037 | 0 | 391.141 | 9.4649e-06 | 327.47 | -0.00042159 | 391.9003 | 0.00072869 | 327.47 | -0.00071299 | 327.47 | 0.00049847 | 391.141 | 8.7245e-06 | 391.141 | 5.6661e-06 | 391.9003 | 0 | 333.0037 | 0 | 598.9037 | 0.00439 | 333.0037 | 0 | 597.9868 | 0 | 598.9037 | 0.0021 | 391.141 | 8.3834e-06
| 392.0131 | 0 | 333.2164 | -0.0002668 | 392.0131 | 0.35936 | 333.2164 | -0.00043118 | 391.2534 | 0.19629 | 333.2164 | 0 | 391.2534 | 7.7959e-06 | 327.69 | -0.0015684 | 392.0131 | 0.00102 | 327.69 | 9.4169e-05 | 327.69 | -0.0010295 | 391.2534 | 9.9542e-06 | 391.2534 | 4.3814e-06 | 392.0131 | 0 | 333.2164 | 0 | 599.0626 | 0.00355 | 333.2164 | 0 | 598.1463 | 1.0001e-05 | 599.0626 | 0.00221 | 391.2534 | 1.0565e-05
| 392.126 | 0.00019796 | 333.4292 | 0.00025723 | 392.126 | 0.35972 | 333.4292 | 0.00072036 | 391.3658 | 0.20434 | 333.4292 | 0 | 391.3658 | 7.6167e-06 | 327.9 | -0.00015177 | 392.126 | 0.00124 | 327.9 | -0.0022305 | 327.9 | 0.0010511 | 391.3658 | 8.3732e-06 | 391.3658 | 4.6998e-06 | 392.126 | 0 | 333.4292 | 0 | 599.2215 | 0.00519 | 333.4292 | 0 | 598.3057 | 0 | 599.2215 | 0.00219 | 391.3658 | 1.0329e-05
| 392.2389 | 0.00048213 | 333.6419 | -0.00019838 | 392.2389 | 0.35034 | 333.6419 | -0.00035502 | 391.4782 | 0.21131 | 333.6419 | 0 | 391.4782 | 7.2247e-06 | 328.11 | -0.00072515 | 392.2389 | 0.00317 | 328.11 | -0.0023273 | 328.11 | -0.00044429 | 391.4782 | 9.919e-06 | 391.4782 | 4.601e-06 | 392.2389 | 0 | 333.6419 | 0 | 599.3804 | 0.00352 | 333.6419 | 0 | 598.4651 | 3.0002e-05 | 599.3804 | 0.00223 | 391.4782 | 1.0683e-05
| 392.3517 | 0.00077385 | 333.8546 | 0.00071043 | 392.3517 | 0.34992 | 333.8546 | 0.00070715 | 391.5906 | 0.22222 | 333.8546 | 0 | 391.5906 | 8.3784e-06 | 328.33 | 0.00032042 | 392.3517 | 0.00141 | 328.33 | 2.9596e-05 | 328.33 | -0.001322 | 391.5906 | 9.5911e-06 | 391.5906 | 7.5878e-06 | 392.3517 | 0 | 333.8546 | 0 | 599.5393 | 0.00367 | 333.8546 | 0 | 598.6245 | 0 | 599.5393 | 0.00208 | 391.5906 | 8.2655e-06
| 392.4646 | 0.00039229 | 334.0674 | -0.00093361 | 392.4646 | 0.34646 | 334.0674 | -0.00048058 | 391.703 | 0.22408 | 334.0674 | 0 | 391.703 | 8.2664e-06 | 328.54 | -0.0016695 | 392.4646 | 0.00215 | 328.54 | -0.0016493 | 328.54 | -0.00070437 | 391.703 | 1.232e-05 | 391.703 | 7.9172e-06 | 392.4646 | 1.8743e-05 | 334.0674 | 0 | 599.6982 | 0.00276 | 334.0674 | 0 | 598.784 | 3.0002e-05 | 599.6982 | 0.00214 | 391.703 | 7.5816e-06
| 392.5774 | 0.00041391 | 334.2802 | -0.0008103 | 392.5774 | 0.34439 | 334.2802 | 0.00043037 | 391.8154 | 0.23154 | 334.2802 | 0 | 391.8154 | 9.5433e-06 | 328.75 | 0.00099496 | 392.5774 | 0.00212 | 328.75 | 0.00015874 | 328.75 | 0.00069354 | 391.8154 | 1.1805e-05 | 391.8154 | 9.191e-06 | 392.5774 | 0 | 334.2802 | 0 | 599.8572 | 0.00508 | 334.2802 | 0 | 598.9434 | 6.6672e-06 | 599.8572 | 0.00213 | 391.8154 | 7.3458e-06
| 392.6903 | 0.00026652 | 334.493 | 0.00053805 | 392.6903 | 0.33713 | 334.493 | 0.00010595 | 391.9278 | 0.23858 | 334.493 | 0 | 391.9278 | 9.7337e-06 | 328.97 | -0.0015684 | 392.6903 | 0.00224 | 328.97 | -0.0015847 | 328.97 | -0.0013871 | 391.9278 | 1.1594e-05 | 391.9278 | 8.1258e-06 | 392.6903 | 0 | 334.493 | 0 | 600.0161 | 0.00262 | 334.493 | 0 | 599.1029 | 1.0001e-05 | 600.0161 | 0.00229 | 391.9278 | 9.5271e-06
| 392.8031 | 1.7997e-05 | 334.7058 | 0.00074479 | 392.8031 | 0.3323 | 334.7058 | 0.0008008 | 392.0402 | 0.24241 | 334.7058 | 0 | 392.0402 | 1.0227e-05 | 329.18 | -0.0001855 | 392.8031 | 0.0013 | 329.18 | -0.0013264 | 329.18 | -0.0013871 | 392.0402 | 9.0524e-06 | 392.0402 | 1.0805e-05 | 392.8031 | 0 | 334.7058 | 0 | 600.175 | 0.00503 | 334.7058 | 0 | 599.2623 | 6.6672e-06 | 600.175 | 0.00222 | 392.0402 | 9.869e-06
| 392.916 | 0 | 334.9187 | 3.2941e-05 | 392.916 | 0.33756 | 334.9187 | -0.00045828 | 392.1526 | 0.2542 | 334.9187 | 0 | 392.1526 | 9.0168e-06 | 329.39 | -0.0001855 | 392.916 | 0.00329 | 329.39 | -0.00097128 | 329.39 | -0.0014196 | 392.1526 | 9.2984e-06 | 392.1526 | 1.0377e-05 | 392.916 | 0 | 334.9187 | 0 | 600.334 | 0.00517 | 334.9187 | 0 | 599.4218 | 0 | 600.334 | 0.00234 | 392.1526 | 1.1367e-05
| 393.0288 | 0.00091782 | 335.1315 | 0.0025344 | 393.0288 | 0.33035 | 335.1315 | 0.002045 | 392.265 | 0.26366 | 335.1315 | 0 | 392.265 | 9.4649e-06 | 329.61 | -1.6864e-05 | 393.0288 | 0.00189 | 329.61 | 0.0007076 | 329.61 | 0.0020915 | 392.265 | 9.0759e-06 | 392.265 | 7.9172e-06 | 393.0288 | 0 | 335.1315 | 0 | 600.4929 | 0.00482 | 335.1315 | 0 | 599.5813 | 6.6672e-06 | 600.4929 | 0.00224 | 392.265 | 7.9235e-06
| 393.1417 | 0.00010482 | 335.3444 | 0.00036425 | 393.1417 | 0.32459 | 335.3444 | -1.7172e-05 | 392.3775 | 0.27236 | 335.3444 | 0 | 392.3775 | 8.9944e-06 | 329.82 | -0.00062396 | 393.1417 | 0.00136 | 329.82 | 0.00044931 | 329.82 | -0.00037928 | 392.3775 | 1.0259e-05 | 392.3775 | 6.4128e-06 | 393.1417 | 0 | 335.3444 | 0 | 600.6519 | 0.00343 | 335.3444 | 0 | 599.7408 | 3.0002e-05 | 600.6519 | 0.00234 | 392.3775 | 9.9869e-06
| 393.2545 | 0.00041391 | 335.5573 | 0.00033192 | 393.2545 | 0.31957 | 335.5573 | 0.00033519 | 392.4899 | 0.27457 | 335.5573 | 0 | 392.4899 | 9.0168e-06 | 330.03 | 0.00086005 | 393.2545 | 0.00169 | 330.03 | 0.00028789 | 330.03 | -0.00057433 | 392.4899 | 1.0961e-05 | 392.4899 | 5.1281e-06 | 393.2545 | 0 | 335.5573 | 0 | 600.8109 | 0.0029 | 335.5573 | 0 | 599.9003 | 6.6672e-06 | 600.8109 | 0.00217 | 392.4899 | 9.9869e-06
| 393.3674 | 0.00076961 | 335.7702 | -2.9713e-05 | 393.3674 | 0.31982 | 335.7702 | -0.00054566 | 392.6023 | 0.28236 | 335.7702 | 0 | 392.6023 | 8.524e-06 | 330.25 | 0.0011973 | 393.3674 | 0 | 330.25 | -0.0011327 | 330.25 | 0.0017338 | 392.6023 | 1.0469e-05 | 392.6023 | 7.0607e-06 | 393.3674 | 0 | 335.7702 | 0 | 600.9698 | 0.00369 | 335.7702 | 0 | 600.0598 | 1.0001e-05 | 600.9698 | 0.00225 | 392.6023 | 1.1944e-05
| 393.4802 | 0 | 335.9831 | 0.00081298 | 393.4802 | 0.31799 | 335.9831 | 0.00044188 | 392.7148 | 0.29692 | 335.9831 | 0 | 392.7148 | 8.9944e-06 | 330.46 | 0.0019057 | 393.4802 | 0.00121 | 330.46 | -3.4977e-05 | 330.46 | 0.00036844 | 392.7148 | 1.02e-05 | 392.7148 | 8.9823e-06 | 393.4802 | 0 | 335.9831 | 0 | 601.1288 | 0.00522 | 335.9831 | 0 | 600.2193 | 0 | 601.1288 | 0.00213 | 392.7148 | 9.9869e-06
| 393.5931 | 0 | 336.196 | 0.00031939 | 393.5931 | 0.31347 | 336.196 | -0.00044 | 392.8272 | 0.29545 | 336.196 | 0 | 392.8272 | 8.916e-06 | 330.67 | 0.00025296 | 393.5931 | 0.00309 | 330.67 | -0.0015524 | 330.67 | -0.00076939 | 392.8272 | 1.0305e-05 | 392.8272 | 8.3454e-06 | 393.5931 | 0.00046859 | 336.196 | 0 | 601.2878 | 0.00357 | 336.196 | 0 | 600.3788 | 0 | 601.2878 | 0.0022 | 392.8272 | 1.0329e-05
| 393.7059 | 0 | 336.409 | 0.0009147 | 393.7059 | 0.30666 | 336.409 | 0.0013201 | 392.9397 | 0.30419 | 336.409 | 0 | 392.9397 | 8.3224e-06 | 330.89 | 0.0010961 | 393.7059 | 0.00033123 | 330.89 | 0.00022331 | 330.89 | 0.00049847 | 392.9397 | 1.0879e-05 | 392.9397 | 6.5226e-06 | 393.7059 | 0 | 336.409 | 0 | 601.4468 | 0.00413 | 336.409 | 0 | 600.5383 | 0 | 601.4468 | 0.00207 | 392.9397 | 9.7629e-06
| 393.8188 | 0 | 336.6219 | 0.00018857 | 393.8188 | 0.30482 | 336.6219 | 1.708e-05 | 393.0521 | 0.31322 | 336.6219 | 0 | 393.0521 | 8.524e-06 | 331.1 | 0.00079259 | 393.8188 | 0.0013 | 331.1 | -0.0017784 | 331.1 | 0.0010836 | 393.0521 | 1.0388e-05 | 393.0521 | 5.8857e-06 | 393.8188 | 0 | 336.6219 | 0 | 601.6059 | 0.00415 | 336.6219 | 0 | 600.6978 | 1.0001e-05 | 601.6059 | 0.00216 | 393.0521 | 1.0105e-05
| 393.9316 | 0 | 336.8349 | 0.00046575 | 393.9316 | 0.29844 | 336.8349 | 0.00066763 | 393.1646 | 0.3255 | 336.8349 | 0 | 393.1646 | 8.5576e-06 | 331.31 | -0.00082632 | 393.9316 | 0.00198 | 331.31 | -0.0010036 | 331.31 | -0.0010295 | 393.1646 | 9.029e-06 | 393.1646 | 8.9823e-06 | 393.9316 | 0 | 336.8349 | 0 | 601.7649 | 0.00469 | 336.8349 | 0 | 600.8573 | 0 | 601.7649 | 0.00209 | 393.1646 | 1.1025e-05
| 394.0445 | 0.0006079 | 337.0479 | 0.00020059 | 394.0445 | 0.29145 | 337.0479 | -0.00030352 | 393.2771 | 0.33243 | 337.0479 | 0 | 393.2771 | 1.0092e-05 | 331.53 | -0.0014334 | 394.0445 | 0.00136 | 331.53 | -0.0032636 | 331.53 | -0.00080189 | 393.2771 | 8.8299e-06 | 393.2771 | 1.1014e-05 | 394.0445 | 0 | 337.0479 | 0 | 601.9239 | 0.00266 | 337.0479 | 0 | 601.0169 | 1.0001e-05 | 601.9239 | 0.00219 | 393.2771 | 1.1602e-05
| 394.1573 | 0 | 337.2609 | 0.0012461 | 394.1573 | 0.28735 | 337.2609 | 0.00066393 | 393.3895 | 0.34019 | 337.2609 | 0 | 393.3895 | 9.0281e-06 | 331.74 | 0.00086005 | 394.1573 | 0.00201 | 331.74 | 0.0013533 | 331.74 | 0.0015387 | 393.3895 | 8.7714e-06 | 393.3895 | 7.2693e-06 | 394.1573 | 0.00012826 | 337.2609 | 0 | 602.0829 | 0.00413 | 337.2609 | 0 | 601.1764 | 6.6672e-06 | 602.0829 | 0.00209 | 393.3895 | 1.1708e-05
| 394.2702 | 0 | 337.4739 | 0.00046348 | 394.2702 | 0.28264 | 337.4739 | 0.00028556 | 393.502 | 0.34982 | 337.4739 | 0 | 393.502 | 8.7144e-06 | 331.95 | -0.0018719 | 394.2702 | 0.00198 | 331.95 | -0.00058385 | 331.95 | 0.0016038 | 393.502 | 1.0141e-05 | 393.502 | 5.5563e-06 | 394.2702 | 0 | 337.4739 | 0 | 602.242 | 0.00454 | 337.4739 | 0 | 601.336 | 1.0001e-05 | 602.242 | 0.00215 | 393.502 | 1.3784e-05
| 394.383 | 0.00032394 | 337.687 | 0.00096069 | 394.383 | 0.27918 | 337.687 | 0.001052 | 393.6145 | 0.35851 | 337.687 | 0 | 393.6145 | 8.0536e-06 | 332.17 | -0.00052277 | 394.383 | 0.00249 | 332.17 | 0.0015793 | 332.17 | -0.00021673 | 393.6145 | 9.919e-06 | 393.6145 | 5.5563e-06 | 394.383 | 0 | 337.687 | 0 | 602.401 | 0.00663 | 337.687 | 0 | 601.4955 | 4.667e-05 | 602.401 | 0.00204 | 393.6145 | 1.3666e-05
| 394.4959 | 0 | 337.9 | 0.00013181 | 394.4959 | 0.27359 | 337.9 | -0.00063543 | 393.727 | 0.36178 | 337.9 | 0 | 393.727 | 8.9944e-06 | 332.38 | 0.00096123 | 394.4959 | 0.00187 | 332.38 | -0.0015847 | 332.38 | -0.001062 | 393.727 | 9.6848e-06 | 393.727 | 8.016e-06 | 394.4959 | 0 | 337.9 | 0 | 602.5601 | 0.00218 | 337.9 | 0 | 601.6551 | 0 | 602.5601 | 0.0022 | 393.727 | 1.5611e-05
| 394.6087 | 0.00019796 | 338.1131 | 0.00083116 | 394.6087 | 0.26486 | 338.1131 | 0.00047142 | 393.8395 | 0.37346 | 338.1131 | 0 | 393.8395 | 9.0168e-06 | 332.59 | 0.0027488 | 394.6087 | 0.00178 | 332.59 | 0.0013211 | 332.59 | 0.0017338 | 393.8395 | 8.0219e-06 | 393.8395 | 7.8074e-06 | 394.6087 | 0.0004661 | 338.1131 | 0 | 602.7191 | 0.00483 | 338.1131 | 0 | 601.8146 | 6.6672e-06 | 602.7191 | 0.00213 | 393.8395 | 1.2404e-05
| 394.7215 | 0 | 338.3262 | 0.00078819 | 394.7215 | 0.26208 | 338.3262 | -0.00031667 | 393.952 | 0.3803 | 338.3262 | 0 | 393.952 | 8.5464e-06 | 332.81 | 0.00096123 | 394.7215 | 0.00295 | 332.81 | -0.00032556 | 332.81 | -0.0023949 | 393.952 | 8.1507e-06 | 393.952 | 7.3791e-06 | 394.7215 | 0 | 338.3262 | 0 | 602.8782 | 0.00485 | 338.3262 | 0 | 601.9742 | 0 | 602.8782 | 0.00224 | 393.952 | 8.8432e-06
| 394.8344 | 0 | 338.5393 | 0.0013076 | 394.8344 | 0.25549 | 338.5393 | 0.0011835 | 394.0645 | 0.39358 | 338.5393 | 0 | 394.0645 | 8.468e-06 | 333.02 | -8.4319e-05 | 394.8344 | 0.00127 | 333.02 | -0.0017784 | 333.02 | 0.00020589 | 394.0645 | 8.6777e-06 | 394.0645 | 5.5563e-06 | 394.8344 | 0.0008978 | 338.5393 | 0 | 603.0373 | 0.00672 | 338.5393 | 0 | 602.1338 | 6.6672e-06 | 603.0373 | 0.00205 | 394.0645 | 9.9869e-06
| 394.9472 | 6.8875e-05 | 338.7524 | 0.000916 | 394.9472 | 0.25147 | 338.7524 | -0.00010475 | 394.177 | 0.39753 | 338.7524 | 0 | 394.177 | 9.0953e-06 | 333.24 | -0.0023104 | 394.9472 | 0.00176 | 333.24 | 0.0018699 | 333.24 | 0.00085607 | 394.177 | 9.3218e-06 | 394.177 | 5.4575e-06 | 394.9472 | 0 | 338.7524 | 0 | 603.1963 | 0.00348 | 338.7524 | 0 | 602.2934 | 0 | 603.1963 | 0.00217 | 394.177 | 7.5816e-06
| 395.06 | 0 | 338.9656 | 0.0012207 | 395.06 | 0.24499 | 338.9656 | 0.00089011 | 394.2895 | 0.41441 | 338.9656 | 0 | 394.2895 | 8.8712e-06 | 333.45 | 0.00075887 | 395.06 | 0.00178 | 333.45 | 0.0020636 | 333.45 | 0.00027091 | 394.2895 | 9.4272e-06 | 394.2895 | 4.0629e-06 | 395.06 | 0.00010949 | 338.9656 | 0 | 603.3554 | 0.00543 | 338.9656 | 0 | 602.453 | 0 | 603.3554 | 0.00209 | 394.2895 | 9.5271e-06
| 395.1729 | 0 | 339.1787 | -0.00056293 | 395.1729 | 0.23746 | 339.1787 | -0.0011548 | 394.402 | 0.41757 | 339.1787 | 0 | 394.402 | 8.9496e-06 | 333.66 | 0.00075887 | 395.1729 | 0.00119 | 333.66 | -0.0011004 | 333.66 | -0.00021673 | 394.402 | 9.0993e-06 | 394.402 | 4.601e-06 | 395.1729 | 0.00028115 | 339.1787 | 0 | 603.5145 | 0.00297 | 339.1787 | 0 | 602.6126 | 0 | 603.5145 | 0.00226 | 394.402 | 9.3031e-06
| 395.2857 | 0 | 339.3919 | 0.00018386 | 395.2857 | 0.23582 | 339.3919 | 0.00047512 | 394.5146 | 0.43079 | 339.3919 | 0 | 394.5146 | 7.9527e-06 | 333.88 | -0.00059023 | 395.2857 | 0.00201 | 333.88 | -0.00058385 | 333.88 | 0.0011487 | 394.5146 | 9.0993e-06 | 394.5146 | 3.6347e-06 | 395.2857 | 0 | 339.3919 | 0 | 603.6736 | 0.00519 | 339.3919 | 0 | 602.7722 | 6.6672e-06 | 603.6736 | 0.00216 | 394.5146 | 1.2746e-05
| 395.3986 | 0.00039229 | 339.6051 | 0.0013918 | 395.3986 | 0.23033 | 339.6051 | -0.00010311 | 394.6271 | 0.4333 | 339.6051 | 0 | 394.6271 | 9.0505e-06 | 334.09 | 0.00015177 | 395.3986 | 0.00241 | 334.09 | 0.002451 | 334.09 | -0.00089942 | 394.6271 | 1.0165e-05 | 394.6271 | 4.0629e-06 | 395.3986 | 0 | 339.6051 | 0 | 603.8328 | 0.00339 | 339.6051 | 0 | 602.9318 | 3.0002e-05 | 603.8328 | 0.00226 | 394.6271 | 1.5505e-05
| 395.5114 | 0.00025195 | 339.8183 | 0.00072723 | 395.5114 | 0.22301 | 339.8183 | 0.00046881 | 394.7396 | 0.44825 | 339.8183 | 0 | 394.7396 | 9.3641e-06 | 334.3 | 0.00086005 | 395.5114 | 0.00232 | 334.3 | -0.0010036 | 334.3 | -0.00021673 | 394.7396 | 1.0095e-05 | 394.7396 | 6.4128e-06 | 395.5114 | 0 | 339.8183 | 0 | 603.9919 | 0.00401 | 339.8183 | 0 | 603.0914 | 0 | 603.9919 | 0.00211 | 394.7396 | 1.3088e-05
| 395.6242 | 0 | 340.0315 | 0.00082351 | 395.6242 | 0.21771 | 340.0315 | 0.00012194 | 394.8522 | 0.45081 | 340.0315 | 0 | 394.8522 | 9.1289e-06 | 334.52 | -0.0010287 | 395.6242 | 0.00176 | 334.52 | 0.0013533 | 334.52 | -0.0025575 | 394.8522 | 1.0177e-05 | 394.8522 | 8.016e-06 | 395.6242 | 0 | 340.0315 | 0 | 604.151 | 0.00322 | 340.0315 | 0 | 603.251 | 1.0001e-05 | 604.151 | 0.00224 | 394.8522 | 1.4232e-05
| 395.7371 | 0 | 340.2448 | 0.0007223 | 395.7371 | 0.21155 | 340.2448 | 0.0010848 | 394.9647 | 0.46976 | 340.2448 | 0 | 394.9647 | 8.0872e-06 | 334.73 | 0.00096123 | 395.7371 | 0.00107 | 334.73 | 0.0015793 | 334.73 | 0.0012787 | 394.9647 | 9.2164e-06 | 394.9647 | 9.6192e-06 | 395.7371 | 0.00014702 | 340.2448 | 0 | 604.3101 | 0.00476 | 340.2448 | 0 | 603.4107 | 0 | 604.3101 | 0.00211 | 394.9647 | 1.1025e-05
| 395.8499 | 0.00094928 | 340.458 | 0.00063523 | 395.8499 | 0.20942 | 340.458 | -0.00018525 | 395.0773 | 0.47478 | 340.458 | 0 | 395.0773 | 7.6167e-06 | 334.94 | 0.00086005 | 395.8499 | 0.00056294 | 334.94 | -0.00035784 | 334.94 | -0.0023949 | 395.0773 | 9.8488e-06 | 395.0773 | 7.5878e-06 | 395.8499 | 0 | 340.458 | 0 | 604.4693 | 0.00397 | 340.458 | 0 | 603.5703 | 1.0001e-05 | 604.4693 | 0.00226 | 395.0773 | 1.2864e-05
| 395.9627 | 0.00037793 | 340.6713 | 0.0013189 | 395.9627 | 0.19829 | 340.6713 | 0.00060615 | 395.1898 | 0.48728 | 340.6713 | 0 | 395.1898 | 7.7399e-06 | 335.16 | 0.00015177 | 395.9627 | 0.00272 | 335.16 | 9.4169e-05 | 335.16 | -0.00057433 | 395.1898 | 1.0095e-05 | 395.1898 | 6.6324e-06 | 395.9627 | 0.0001658 | 340.6713 | 0 | 604.6284 | 0.00552 | 340.6713 | 0 | 603.7299 | 0 | 604.6284 | 0.00209 | 395.1898 | 7.4637e-06
| 396.0756 | 0 | 340.8846 | 3.0026e-05 | 396.0756 | 0.19572 | 340.8846 | -0.00044046 | 395.3024 | 0.49174 | 340.8846 | 0 | 395.3024 | 7.5831e-06 | 335.37 | -0.00042159 | 396.0756 | 0.00295 | 335.37 | -0.0035541 | 335.37 | -0.0022323 | 395.3024 | 1.0364e-05 | 395.3024 | 4.9194e-06 | 396.0756 | 0 | 340.8846 | 0 | 604.7876 | 0.00448 | 340.8846 | 0 | 603.8896 | 1.0001e-05 | 604.7876 | 0.00212 | 395.3024 | 1.1143e-05
| 396.1884 | 0 | 341.0979 | 0.00099296 | 396.1884 | 0.18966 | 341.0979 | 0.00052063 | 395.415 | 0.50213 | 341.0979 | 0 | 395.415 | 7.5383e-06 | 335.59 | 0.00015177 | 396.1884 | 0.00203 | 335.59 | 0.0010305 | 335.59 | 7.5855e-05 | 395.415 | 1.0095e-05 | 395.415 | 4.601e-06 | 396.1884 | 0 | 341.0979 | 0 | 604.9467 | 0.00633 | 341.0979 | 0 | 604.0492 | 0 | 604.9467 | 0.002 | 395.415 | 9.1852e-06
| 396.3012 | 0 | 341.3112 | -0.00020664 | 396.3012 | 0.18778 | 341.3112 | -0.00038032 | 395.5275 | 0.49908 | 341.3112 | 0 | 395.5275 | 9.0505e-06 | 335.8 | 0.0010287 | 396.3012 | 0.00061971 | 335.8 | -0.0018752 | 335.8 | -0.00076939 | 395.5275 | 1.0305e-05 | 395.5275 | 4.601e-06 | 396.3012 | 0 | 341.3112 | 0 | 605.1059 | 0.00317 | 341.3112 | 0 | 604.2089 | 3.0002e-05 | 605.1059 | 0.00211 | 395.5275 | 1.4467e-05
| 396.414 | 0 | 341.5246 | -3.8092e-05 | 396.414 | 0.18131 | 341.5246 | 0.00073521 | 395.6401 | 0.5199 | 341.5246 | 0 | 395.6401 | 1.0305e-05 | 336.01 | -0.00052277 | 396.414 | 0.00186 | 336.01 | 0.0024833 | 336.01 | 0.00072604 | 395.6401 | 1.006e-05 | 395.6401 | 5.5563e-06 | 396.414 | 0.0002221 | 341.5246 | 0 | 605.2651 | 0.00584 | 341.5246 | 0 | 604.3686 | 0 | 605.2651 | 0.00213 | 395.6401 | 1.0223e-05
| 396.5269 | 0 | 341.7379 | 0.00028141 | 396.5269 | 0.17895 | 341.7379 | -0.00045055 | 395.7527 | 0.52263 | 341.7379 | 0 | 395.7527 | 1.0619e-05 | 336.23 | 0.00069142 | 396.5269 | 0.00454 | 336.23 | -0.0013909 | 336.23 | -0.00073687 | 395.7527 | 1.0305e-05 | 395.7527 | 5.8857e-06 | 396.5269 | 0 | 341.7379 | 0 | 605.4243 | 0.00411 | 341.7379 | 0 | 604.5282 | 3.0002e-05 | 605.4243 | 0.00222 | 395.7527 | 8.7253e-06
| 396.6397 | 0 | 341.9513 | 0.00025131 | 396.6397 | 0.17448 | 341.9513 | 0.0010542 | 395.8653 | 0.52543 | 341.9513 | 0 | 395.8653 | 1.0036e-05 | 336.44 | -0.0018719 | 396.6397 | 0.00243 | 336.44 | 0.0011919 | 336.44 | 7.5855e-05 | 395.8653 | 9.1578e-06 | 395.8653 | 9.8388e-06 | 396.6397 | 0.00020334 | 341.9513 | 0 | 605.5835 | 0.00559 | 341.9513 | 0 | 604.6879 | 0 | 605.5835 | 0.00214 | 395.8653 | 4.9404e-06
| 396.7525 | 5.091e-05 | 342.1647 | 0.00078899 | 396.7525 | 0.17148 | 342.1647 | -0.00013456 | 395.9779 | 0.53693 | 342.1647 | 0 | 395.9779 | 9.0168e-06 | 336.65 | -0.0030186 | 396.7525 | 0.0015 | 336.65 | 0.0017408 | 336.65 | 0.0010836 | 395.9779 | 9.3452e-06 | 395.9779 | 8.4443e-06 | 396.7525 | 0.00031865 | 342.1647 | 0 | 605.7427 | 0.00357 | 342.1647 | 0 | 604.8476 | 1.0001e-05 | 605.7427 | 0.00216 | 395.9779 | 7.0038e-06
| 396.8654 | 0 | 342.3781 | 0.00094574 | 396.8654 | 0.16477 | 342.3781 | 0.0011433 | 396.0905 | 0.54826 | 342.3781 | 0 | 396.0905 | 7.9864e-06 | 336.87 | -0.00011805 | 396.8654 | 0.00215 | 336.87 | -0.0012296 | 336.87 | -0.001322 | 396.0905 | 9.029e-06 | 396.0905 | 8.7627e-06 | 396.8654 | 0 | 342.3781 | 0 | 605.9019 | 0.00513 | 342.3781 | 0 | 605.0073 | 6.6672e-06 | 605.9019 | 0.00203 | 396.0905 | 9.4092e-06
| 396.9782 | 0.00096726 | 342.5915 | -0.00030408 | 396.9782 | 0.16036 | 342.5915 | -0.00058472 | 396.2031 | 0.56238 | 342.5915 | 0 | 396.2031 | 8.0872e-06 | 337.08 | 0.00042159 | 396.9782 | 0.00147 | 337.08 | 0.00032017 | 337.08 | 0.00085607 | 396.2031 | 1.0938e-05 | 396.2031 | 5.0292e-06 | 396.9782 | 0 | 342.5915 | 0 | 606.0611 | 0.00366 | 342.5915 | 0 | 605.167 | 5.0004e-05 | 606.0611 | 0.00214 | 396.2031 | 9.645e-06
| 397.091 | 0.00079184 | 342.8049 | 0.00089302 | 397.091 | 0.15526 | 342.8049 | 0.0012362 | 396.3157 | 0.57033 | 342.8049 | 0 | 396.3157 | 7.9079e-06 | 337.3 | -1.6864e-05 | 397.091 | 0.00135 | 337.3 | -0.0013587 | 337.3 | -0.00054182 | 396.3157 | 1.1664e-05 | 396.3157 | 7.0607e-06 | 397.091 | 0 | 342.8049 | 0 | 606.2203 | 0.00396 | 342.8049 | 0 | 605.3267 | 0 | 606.2203 | 0.00203 | 396.3157 | 8.0414e-06
| 397.2038 | 3.2945e-05 | 343.0183 | 0.00025079 | 397.2038 | 0.15544 | 343.0183 | -0.00041553 | 396.4283 | 0.57656 | 343.0183 | 0 | 396.4283 | 8.0872e-06 | 337.51 | -0.001602 | 397.2038 | 0.00187 | 337.51 | -0.0028116 | 337.51 | 1.0836e-05 | 396.4283 | 1.2507e-05 | 396.4283 | 5.8857e-06 | 397.2038 | 0 | 343.0183 | 0 | 606.3795 | 0.00455 | 343.0183 | 0 | 605.4864 | 3.0002e-05 | 606.3795 | 0.00218 | 396.4283 | 9.3031e-06
| 397.3166 | 0 | 343.2318 | 0.0012697 | 397.3166 | 0.14876 | 343.2318 | 0.0012285 | 396.5409 | 0.59641 | 343.2318 | 0 | 396.5409 | 7.6951e-06 | 337.72 | 0.0013322 | 397.3166 | 0.00297 | 337.72 | 0.0028707 | 337.72 | 0.0011812 | 396.5409 | 1.1289e-05 | 396.5409 | 5.8857e-06 | 397.3166 | 0.00042856 | 343.2318 | 0 | 606.5388 | 0.0028 | 343.2318 | 0 | 605.6461 | 6.6672e-06 | 606.5388 | 0.00203 | 396.5409 | 9.9869e-06
| 397.4295 | 0 | 343.4453 | 0.00084038 | 397.4295 | 0.14488 | 343.4453 | -0.00025412 | 396.6535 | 0.59604 | 343.4453 | 0 | 396.6535 | 7.8295e-06 | 337.94 | -0.0021416 | 397.4295 | 0.00079001 | 337.94 | 0.0004816 | 337.94 | 0.00010836 | 396.6535 | 9.7082e-06 | 396.6535 | 5.0292e-06 | 397.4295 | 0 | 343.4453 | 0 | 606.698 | 0.00469 | 343.4453 | 0 | 605.8059 | 3.0002e-05 | 606.698 | 0.00223 | 396.6535 | 9.7629e-06
| 397.5423 | 0.00091782 | 343.6588 | 0.0014021 | 397.5423 | 0.13901 | 343.6588 | 0.0014213 | 396.7662 | 0.60289 | 343.6588 | 0 | 396.7662 | 7.4823e-06 | 338.15 | 0.00065769 | 397.5423 | 0.00089903 | 338.15 | -0.00071299 | 338.15 | -0.001257 | 396.7662 | 8.2561e-06 | 396.7662 | 6.2042e-06 | 397.5423 | 0.00031595 | 343.6588 | 0 | 606.8573 | 0.0057 | 343.6588 | 0 | 605.9656 | 0 | 606.8573 | 0.00205 | 396.7662 | 7.4637e-06
| 397.6551 | 0.00116 | 343.8723 | 0.00032639 | 397.6551 | 0.14125 | 343.8723 | -0.00052977 | 396.8788 | 0.60446 | 343.8723 | 0 | 396.8788 | 6.9334e-06 | 338.37 | 0.0011636 | 397.6551 | 0.00161 | 338.37 | -0.0014233 | 338.37 | -0.0016472 | 396.8788 | 8.1039e-06 | 396.8788 | 7.4889e-06 | 397.6551 | 0 | 343.8723 | 0 | 607.0165 | 0.00311 | 343.8723 | 0 | 606.1253 | 0 | 607.0165 | 0.00224 | 396.8788 | 8.1476e-06
| 397.7679 | 7.1987e-05 | 344.0858 | 0.00077498 | 397.7679 | 0.13518 | 344.0858 | 0.00059511 | 396.9915 | 0.62376 | 344.0858 | 0 | 396.9915 | 6.4966e-06 | 338.58 | 0.00069142 | 397.7679 | 0.00192 | 338.58 | 0.00077218 | 338.58 | 0.0010836 | 396.9915 | 8.1858e-06 | 396.9915 | 6.2042e-06 | 397.7679 | 0 | 344.0858 | 0 | 607.1758 | 0.00485 | 344.0858 | 0 | 606.2851 | 0 | 607.1758 | 0.002 | 396.9915 | 8.8432e-06
| 397.8808 | 0 | 344.2994 | 0.0005518 | 397.8808 | 0.13302 | 344.2994 | -0.0001563 | 397.1041 | 0.62982 | 344.2994 | 0 | 397.1041 | 8.5016e-06 | 338.79 | -0.0027826 | 397.8808 | 0.00218 | 338.79 | -0.002069 | 338.79 | -0.00021673 | 397.1041 | 8.3498e-06 | 397.1041 | 5.0292e-06 | 397.8808 | 0 | 344.2994 | 0 | 607.3351 | 0.0039 | 344.2994 | 0 | 606.4448 | 1.0001e-05 | 607.3351 | 0.0021 | 397.1041 | 9.9869e-06
| 397.9936 | 0.00055789 | 344.5129 | 0.001129 | 397.9936 | 0.13187 | 344.5129 | 0.00060341 | 397.2167 | 0.6455 | 344.5129 | 0 | 397.2167 | 9.7785e-06 | 339.01 | 0.0022766 | 397.9936 | 0.00124 | 339.01 | -0.00039012 | 339.01 | 0.00010836 | 397.2167 | 8.0687e-06 | 397.2167 | 3.8543e-06 | 397.9936 | 0 | 344.5129 | 0 | 607.4944 | 0.00315 | 344.5129 | 0 | 606.6046 | 0 | 607.4944 | 0.00194 | 397.2167 | 8.6074e-06
| 398.1064 | 0 | 344.7265 | 8.2289e-06 | 398.1064 | 0.12696 | 344.7265 | -0.00051446 | 397.3294 | 0.63863 | 344.7265 | 0 | 397.3294 | 1.0148e-05 | 339.22 | 0.00048905 | 398.1064 | 0.00067647 | 339.22 | -0.0023919 | 339.22 | -0.001062 | 397.3294 | 9.1344e-06 | 397.3294 | 3.9531e-06 | 398.1064 | 0 | 344.7265 | 0 | 607.6536 | 0.00436 | 344.7265 | 0 | 606.7644 | 5.0004e-05 | 607.6536 | 0.00207 | 397.3294 | 1.1143e-05
| 398.2192 | 0.00034194 | 344.9401 | 0.0010818 | 398.2192 | 0.12145 | 344.9401 | 0.0008465 | 397.4421 | 0.65749 | 344.9401 | 0 | 397.4421 | 8.58e-06 | 339.44 | -8.4319e-05 | 398.2192 | 0.00135 | 339.44 | -0.0011327 | 339.44 | 0.00049847 | 397.4421 | 1.0001e-05 | 397.4421 | 5.3477e-06 | 398.2192 | 0 | 344.9401 | 0 | 607.8129 | 0.00445 | 344.9401 | 0 | 606.9241 | 0 | 607.8129 | 0.00197 | 397.4421 | 1.2864e-05
| 398.332 | 0 | 345.1537 | 0.0018905 | 398.332 | 0.12407 | 345.1537 | 0.00060734 | 397.5547 | 0.66307 | 345.1537 | 0 | 397.5547 | 8.1656e-06 | 339.65 | -0.00025296 | 398.332 | 0.00156 | 339.65 | -0.0020367 | 339.65 | -0.00093193 | 397.5547 | 1.0446e-05 | 397.5547 | 8.4443e-06 | 398.332 | 0 | 345.1537 | 0 | 607.9723 | 0.00341 | 345.1537 | 0 | 607.0839 | 1.0001e-05 | 607.9723 | 0.00208 | 397.5547 | 1.297e-05
| 398.4448 | 0.00070186 | 345.3673 | 0.0020989 | 398.4448 | 0.1188 | 345.3673 | 0.0015802 | 397.6674 | 0.67472 | 345.3673 | 0 | 397.6674 | 7.9864e-06 | 339.86 | 0.0014672 | 398.4448 | 0.0015 | 339.86 | 0.00073989 | 339.86 | 0.0020589 | 397.6674 | 1.0282e-05 | 397.6674 | 1.0904e-05 | 398.4448 | 0 | 345.3673 | 0 | 608.1316 | 0.00436 | 345.3673 | 0 | 607.2437 | 6.6672e-06 | 608.1316 | 0.00189 | 397.6674 | 9.1852e-06
| 398.5577 | 0.00051807 | 345.581 | 0.00067563 | 398.5577 | 0.11885 | 345.581 | -0.00055682 | 397.7801 | 0.68076 | 345.581 | 0 | 397.7801 | 8.8376e-06 | 340.08 | -0.0017707 | 398.5577 | 0.00178 | 340.08 | -0.0025855 | 340.08 | -0.0016147 | 397.7801 | 9.919e-06 | 397.7801 | 1.0377e-05 | 398.5577 | 0 | 345.581 | 0 | 608.2909 | 0.00274 | 345.581 | 0 | 607.4035 | 1.0001e-05 | 608.2909 | 0.00199 | 397.7801 | 6.4261e-06
| 398.6705 | 0 | 345.7946 | 0.0015866 | 398.6705 | 0.11457 | 345.7946 | 0.00070447 | 397.8928 | 0.70045 | 345.7946 | 0 | 397.8928 | 8.636e-06 | 340.29 | 0.0005565 | 398.6705 | 0.00209 | 340.29 | 0.00061074 | 340.29 | -0.001062 | 397.8928 | 9.4857e-06 | 397.8928 | 8.2356e-06 | 398.6705 | 0 | 345.7946 | 0 | 608.4502 | 0.00369 | 345.7946 | 0 | 607.5633 | 0 | 608.4502 | 0.00181 | 397.8928 | 5.2824e-06
| 398.7833 | 0.00015871 | 346.0083 | -0.00012116 | 398.7833 | 0.11491 | 346.0083 | -0.00093029 | 398.0054 | 0.69743 | 346.0083 | 0 | 398.0054 | 9.3417e-06 | 340.51 | -0.0013997 | 398.7833 | 0.00019395 | 340.51 | -0.0012941 | 340.51 | -0.00086692 | 398.0054 | 9.9307e-06 | 398.0054 | 5.8857e-06 | 398.7833 | 0 | 346.0083 | 0 | 608.6095 | 0.00443 | 346.0083 | 0 | 607.7231 | 1.0001e-05 | 608.6095 | 0.002 | 398.0054 | 7.0038e-06
| 398.8961 | 0.0004679 | 346.222 | 0.0013483 | 398.8961 | 0.11024 | 346.222 | 0.00094883 | 398.1181 | 0.70882 | 346.222 | 0 | 398.1181 | 9.0168e-06 | 340.72 | 0.00082632 | 398.8961 | 0.00263 | 340.72 | -0.0012619 | 340.72 | -0.0019072 | 398.1181 | 9.2984e-06 | 398.1181 | 4.1727e-06 | 398.8961 | 0 | 346.222 | 0 | 608.7689 | 0.0049 | 346.222 | 0 | 607.8829 | 6.6672e-06 | 608.7689 | 0.002 | 398.1181 | 6.32e-06
| 399.0089 | 0 | 346.4357 | 0.0012661 | 399.0089 | 0.11016 | 346.4357 | -0.0001851 | 398.2308 | 0.71498 | 346.4357 | 0 | 398.2308 | 8.6248e-06 | 340.93 | -0.0010961 | 399.0089 | 0.00053456 | 340.93 | -0.0028116 | 340.93 | -0.0035001 | 398.2308 | 9.1344e-06 | 398.2308 | 2.9978e-06 | 399.0089 | 0 | 346.4357 | 0 | 608.9282 | 0.00533 | 346.4357 | 0 | 608.0427 | 5.0004e-05 | 608.9282 | 0.00215 | 398.2308 | 8.7253e-06
| 399.1217 | 0 | 346.6494 | 0.001615 | 399.1217 | 0.10621 | 346.6494 | 0.0019336 | 398.3435 | 0.72328 | 346.6494 | 0 | 398.3435 | 8.2888e-06 | 341.15 | 0.0005565 | 399.1217 | 0.00297 | 341.15 | 0.0010305 | 341.15 | -0.00021673 | 398.3435 | 8.8534e-06 | 398.3435 | 3.5248e-06 | 399.1217 | 0 | 346.6494 | 0 | 609.0876 | 0.00515 | 346.6494 | 0 | 608.2025 | 6.6672e-06 | 609.0876 | 0.00205 | 398.3435 | 8.6074e-06
| 399.2346 | 0.00058994 | 346.8632 | 0.00090255 | 399.2346 | 0.10739 | 346.8632 | -0.00035643 | 398.4563 | 0.73144 | 346.8632 | 0 | 398.4563 | 8.4792e-06 | 341.36 | -0.0011299 | 399.2346 | 0.0015 | 341.36 | -0.0004547 | 341.36 | -0.0008344 | 398.4563 | 1.0341e-05 | 398.4563 | 5.3477e-06 | 399.2346 | 0 | 346.8632 | 0 | 609.2469 | 0.0048 | 346.8632 | 0 | 608.3623 | 0 | 609.2469 | 0.00212 | 398.4563 | 1.0223e-05
| 399.3474 | 0 | 347.0769 | 0.0010082 | 399.3474 | 0.10527 | 347.0769 | 0.0013381 | 398.569 | 0.74276 | 347.0769 | 0 | 398.569 | 8.4456e-06 | 341.58 | 1.6864e-05 | 399.3474 | 0.00184 | 341.58 | -0.00093899 | 341.58 | -0.00080189 | 398.569 | 1.0493e-05 | 398.569 | 6.0944e-06 | 399.3474 | 0.00069133 | 347.0769 | 0 | 609.4063 | 0.00561 | 347.0769 | 0 | 608.5222 | 2.6669e-05 | 609.4063 | 0.00201 | 398.569 | 1.2168e-05
| 399.4602 | 0.00051807 | 347.2907 | -0.00014678 | 399.4602 | 0.10723 | 347.2907 | -0.00012647 | 398.6817 | 0.74036 | 347.2907 | 0 | 398.6817 | 7.8295e-06 | 341.79 | -0.0010624 | 399.4602 | 0.00178 | 341.79 | 0.00064304 | 341.79 | -0.00018422 | 398.6817 | 9.4389e-06 | 398.6817 | 5.6661e-06 | 399.4602 | 0 | 347.2907 | 0 | 609.5657 | 0.00505 | 347.2907 | 0 | 608.682 | 3.0002e-05 | 609.5657 | 0.00211 | 398.6817 | 1.1944e-05
| 399.573 | 0 | 347.5045 | 0.0019092 | 399.573 | 0.10168 | 347.5045 | 0.0016141 | 398.7944 | 0.75739 | 347.5045 | 0 | 398.7944 | 7.0903e-06 | 342 | 0.00015177 | 399.573 | 0.0011 | 342 | -0.0010036 | 342 | -0.0010945 | 398.7944 | 8.8065e-06 | 398.7944 | 3.9531e-06 | 399.573 | 0 | 347.5045 | 0 | 609.7251 | 0.00622 | 347.5045 | 0 | 608.8419 | 6.6672e-06 | 609.7251 | 0.00194 | 398.7944 | 1.1367e-05
| 399.6858 | 0 | 347.7183 | 0.0009843 | 399.6858 | 0.10175 | 347.7183 | -0.0004494 | 398.9071 | 0.76662 | 347.7183 | 0 | 398.9071 | 8.244e-06 | 342.22 | -0.00086005 | 399.6858 | 0.00431 | 342.22 | -0.0015202 | 342.22 | -0.0024274 | 398.9071 | 1.0423e-05 | 398.9071 | 3.5248e-06 | 399.6858 | 0 | 347.7183 | 0 | 609.8845 | 0.00352 | 347.7183 | 0 | 609.0017 | 1.0001e-05 | 609.8845 | 0.00201 | 398.9071 | 6.32e-06
| 399.7986 | 0.00026995 | 347.9321 | -0.00035588 | 399.7986 | 0.09912 | 347.9321 | 0.00053549 | 399.0199 | 0.7771 | 347.9321 | 0 | 399.0199 | 8.5016e-06 | 342.43 | 0.0012648 | 399.7986 | 0.00357 | 342.43 | 0.00073989 | 342.43 | -8.6692e-05 | 399.0199 | 1.0797e-05 | 399.0199 | 3.9531e-06 | 399.7986 | 0 | 347.9321 | 0 | 610.0438 | 0.00394 | 347.9321 | 0 | 609.1616 | 0 | 610.0438 | 0.00182 | 399.0199 | 5.8601e-06
| 399.9114 | 0.00133 | 348.1459 | 0.00077282 | 399.9114 | 0.09671 | 348.1459 | -0.00022793 | 399.1326 | 0.78145 | 348.1459 | 0 | 399.1326 | 8.8152e-06 | 342.65 | -0.0013322 | 399.9114 | 0.00218 | 342.65 | 0.0010628 | 342.65 | 7.5855e-05 | 399.1326 | 1.1746e-05 | 399.1326 | 7.1595e-06 | 399.9114 | 3.7485e-05 | 348.1459 | 0 | 610.2033 | 0.0039 | 348.1459 | 0 | 609.3214 | 1.0001e-05 | 610.2033 | 0.0019 | 399.1326 | 6.7798e-06
| 400.0242 | 0.00068386 | 348.3598 | 0.0017913 | 400.0242 | 0.09724 | 348.3598 | 0.0013391 | 399.2453 | 0.78093 | 348.3598 | 0 | 399.2453 | 7.8295e-06 | 342.86 | -0.0021754 | 400.0242 | 0.00158 | 342.86 | 0.0010305 | 342.86 | 0.00014088 | 399.2453 | 1.006e-05 | 399.2453 | 7.9172e-06 | 400.0242 | 0.0009541 | 348.3598 | 0 | 610.3627 | 0.00541 | 348.3598 | 0 | 609.4813 | 6.6672e-06 | 610.3627 | 0.00177 | 399.2453 | 9.9869e-06
| 400.137 | 0 | 348.5736 | 0.0021073 | 400.137 | 0.0948 | 348.5736 | -0.00061568 | 399.3581 | 0.79319 | 348.5736 | 0 | 399.3581 | 8.6808e-06 | 343.08 | -0.00038786 | 400.137 | 0.00263 | 343.08 | 0.00090132 | 343.08 | 0.00088859 | 399.3581 | 1.0001e-05 | 399.3581 | 6.7313e-06 | 400.137 | 0 | 348.5736 | 0 | 610.5221 | 0.00339 | 348.5736 | 0 | 609.6412 | 3.0002e-05 | 610.5221 | 0.00192 | 399.3581 | 1.4232e-05
| 400.2498 | 0.00064787 | 348.7875 | 0.0014459 | 400.2498 | 0.08989 | 348.7875 | 0.0013434 | 399.4708 | 0.79105 | 348.7875 | 0 | 399.4708 | 8.468e-06 | 343.29 | 0.00028669 | 400.2498 | 0.00303 | 343.29 | 0.0013211 | 343.29 | 0.00066102 | 399.4708 | 7.9633e-06 | 399.4708 | 5.5563e-06 | 400.2498 | 0 | 348.7875 | 0 | 610.6815 | 0.00548 | 348.7875 | 0 | 609.8011 | 6.6672e-06 | 610.6815 | 0.00181 | 399.4708 | 1.5045e-05
| 400.3626 | 0.000554 | 349.0014 | 0.00145 | 400.3626 | 0.09038 | 349.0014 | -0.00041489 | 399.5836 | 0.80403 | 349.0014 | 0 | 399.5836 | 9.7001e-06 | 343.5 | -0.00038786 | 400.3626 | 0.00281 | 343.5 | 2.9596e-05 | 343.5 | 0.00088859 | 399.5836 | 8.3381e-06 | 399.5836 | 8.5541e-06 | 400.3626 | 0 | 349.0014 | 0 | 610.8409 | 0.00357 | 349.0014 | 0 | 609.961 | 1.0001e-05 | 610.8409 | 0.00188 | 399.5836 | 1.4927e-05
| 400.4754 | 0.00066587 | 349.2153 | 0.00176 | 400.4754 | 0.08861 | 349.2153 | 0.00089662 | 399.6964 | 0.81162 | 349.2153 | 0 | 399.6964 | 8.3224e-06 | 343.72 | 0.00032042 | 400.4754 | 0.00314 | 343.72 | -0.0010681 | 343.72 | 0.0013763 | 399.6964 | 8.3381e-06 | 399.6964 | 9.3008e-06 | 400.4754 | 0 | 349.2153 | 0 | 611.0004 | 0.00598 | 349.2153 | 0 | 610.1209 | 0 | 611.0004 | 0.00174 | 399.6964 | 1.0789e-05
| 400.5882 | 0.00037433 | 349.4292 | 0.00063035 | 400.5882 | 0.08904 | 349.4292 | 8.4181e-05 | 399.8091 | 0.81236 | 349.4292 | 0 | 399.8091 | 8.3224e-06 | 343.93 | -0.0026139 | 400.5882 | 0.00255 | 343.93 | -0.0022305 | 343.93 | -0.0017121 | 399.8091 | 9.111e-06 | 399.8091 | 7.3791e-06 | 400.5882 | 0 | 349.4292 | 0 | 611.1598 | 0.00373 | 349.4292 | 0 | 610.2808 | 0 | 611.1598 | 0.00188 | 399.8091 | 8.0414e-06
| 400.7011 | 0 | 349.6432 | 0.001056 | 400.7011 | 0.08454 | 349.6432 | 0.0012587 | 399.9219 | 0.81936 | 349.6432 | 0 | 399.9219 | 7.5159e-06 | 344.15 | 0.00062396 | 400.7011 | 0.00181 | 344.15 | -0.0023919 | 344.15 | -0.0014521 | 399.9219 | 9.2398e-06 | 399.9219 | 4.0629e-06 | 400.7011 | 0 | 349.6432 | 0 | 611.3193 | 0.00427 | 349.6432 | 0 | 610.4407 | 6.6672e-06 | 611.3193 | 0.0019 | 399.9219 | 6.4261e-06
| 400.8139 | 0 | 349.8571 | 0.0022839 | 400.8139 | 0.08344 | 349.8571 | 0.00015104 | 400.0347 | 0.82624 | 349.8571 | 0 | 400.0347 | 8.0872e-06 | 344.36 | -0.0022092 | 400.8139 | 0.00229 | 344.36 | -0.0011973 | 344.36 | -0.0020698 | 400.0347 | 9.7317e-06 | 400.0347 | 3.3162e-06 | 400.8139 | 0 | 349.8571 | 0 | 611.4787 | 0.00464 | 349.8571 | 0 | 610.6006 | 0 | 611.4787 | 0.00201 | 400.0347 | 5.6243e-06
| 400.9267 | 0 | 350.0711 | 0.0010691 | 400.9267 | 0.08084 | 350.0711 | 0.0012238 | 400.1475 | 0.82929 | 350.0711 | 0 | 400.1475 | 7.3815e-06 | 344.58 | 0.0019731 | 400.9267 | 0.0024 | 344.58 | -0.0010036 | 344.58 | -0.00037928 | 400.1475 | 1.0446e-05 | 400.1475 | 3.6347e-06 | 400.9267 | 5.3176e-05 | 350.0711 | 0 | 611.6382 | 0.00397 | 350.0711 | 0 | 610.7605 | 0 | 611.6382 | 0.00194 | 400.1475 | 7.2279e-06
| 401.0395 | 0 | 350.2851 | 0.0016907 | 401.0395 | 0.08025 | 350.2851 | -0.0003358 | 400.2603 | 0.83856 | 350.2851 | 0 | 400.2603 | 8.0872e-06 | 344.79 | -0.0029512 | 401.0395 | 0.00218 | 344.79 | -0.00093899 | 344.79 | -0.0010945 | 400.2603 | 9.7668e-06 | 400.2603 | 2.9978e-06 | 401.0395 | 0 | 350.2851 | 0 | 611.7977 | 0.00338 | 350.2851 | 0 | 610.9204 | 0 | 611.7977 | 0.00201 | 400.2603 | 7.3458e-06
| 401.1523 | 0.00035993 | 350.4991 | 0.0027496 | 401.1523 | 0.07531 | 350.4991 | 0.00088309 | 400.3731 | 0.84199 | 350.4991 | 0 | 400.3731 | 9.4649e-06 | 345 | 5.0592e-05 | 401.1523 | 0.00235 | 345 | -0.0015847 | 345 | 0.0012462 | 400.3731 | 9.6263e-06 | 400.3731 | 2.6684e-06 | 401.1523 | 0 | 350.4991 | 0 | 611.9572 | 0.00468 | 350.4991 | 0 | 611.0804 | 6.6672e-06 | 611.9572 | 0.00191 | 400.3731 | 8.8432e-06
| 401.2651 | 0 | 350.7131 | 0.0020026 | 401.2651 | 0.07449 | 350.7131 | -0.00052948 | 400.4859 | 0.84008 | 350.7131 | 0 | 400.4859 | 1.0451e-05 | 345.22 | 0.00079259 | 401.2651 | 0.00164 | 345.22 | -0.0013264 | 345.22 | 0.00014088 | 400.4859 | 8.7714e-06 | 400.4859 | 3.2064e-06 | 401.2651 | 0 | 350.7131 | 0 | 612.1167 | 0.00281 | 350.7131 | 0 | 611.2403 | 3.0002e-05 | 612.1167 | 0.00202 | 400.4859 | 7.6877e-06
| 401.3779 | 0.00028795 | 350.9272 | 0.0042088 | 401.3779 | 0.07119 | 350.9272 | 0.00084239 | 400.5987 | 0.84949 | 350.9272 | 0 | 400.5987 | 9.0505e-06 | 345.43 | -0.00035414 | 401.3779 | 0.00311 | 345.43 | -0.0023273 | 345.43 | 0.00030341 | 400.5987 | 8.3732e-06 | 400.5987 | 7.4889e-06 | 401.3779 | 0.00067256 | 350.9272 | 0 | 612.2762 | 0.00376 | 350.9272 | 0 | 611.4003 | 6.6672e-06 | 612.2762 | 0.00188 | 400.5987 | 8.1476e-06
| 401.4907 | 0 | 351.1412 | 0.0039267 | 401.4907 | 0.0695 | 351.1412 | 0.00030263 | 400.7115 | 0.84783 | 351.1412 | 0 | 400.7115 | 8.0648e-06 | 345.65 | 0.0005565 | 401.4907 | 0.00249 | 345.65 | -0.0012619 | 345.65 | -0.00024923 | 400.7115 | 8.5372e-06 | 400.7115 | 8.9823e-06 | 401.4907 | 0 | 351.1412 | 0 | 612.4357 | 0.00375 | 351.1412 | 0 | 611.5602 | 0 | 612.4357 | 0.00202 | 400.7115 | 7.2279e-06
| 401.6035 | 0.00034194 | 351.3553 | 0.0051007 | 401.6035 | 0.06716 | 351.3553 | 0.0010428 | 400.8243 | 0.85826 | 351.3553 | 0 | 400.8243 | 7.4039e-06 | 345.86 | 0.00099496 | 401.6035 | 0.00215 | 345.86 | -0.00019641 | 345.86 | -0.0021023 | 400.8243 | 8.6426e-06 | 400.8243 | 9.5204e-06 | 401.6035 | 0 | 351.3553 | 0 | 612.5952 | 0.00534 | 351.3553 | 0 | 611.7202 | 6.6672e-06 | 612.5952 | 0.00185 | 400.8243 | 7.0038e-06
| 401.7163 | 0 | 351.5694 | 0.0044122 | 401.7163 | 0.06728 | 351.5694 | -0.00010138 | 400.9371 | 0.8637 | 351.5694 | 0 | 400.9371 | 7.7735e-06 | 346.08 | -0.0015684 | 401.7163 | 0.00221 | 346.08 | -2.6905e-06 | 346.08 | 0.00069354 | 400.9371 | 1.0469e-05 | 400.9371 | 4.6998e-06 | 401.7163 | 0 | 351.5694 | 0 | 612.7547 | 0.0035 | 351.5694 | 0 | 611.8801 | 1.0001e-05 | 612.7547 | 0.00197 | 400.9371 | 7.4637e-06
| 401.8291 | 0.00057588 | 351.7835 | 0.0061463 | 401.8291 | 0.06356 | 351.7835 | 0.00069187 | 401.0499 | 0.87054 | 351.7835 | 0 | 401.0499 | 6.7318e-06 | 346.29 | -0.00038786 | 401.8291 | 0.00238 | 346.29 | -0.00080984 | 346.29 | 0.00079106 | 401.0499 | 9.6263e-06 | 401.0499 | 3.5248e-06 | 401.8291 | 0 | 351.7835 | 0 | 612.9142 | 0.00575 | 351.7835 | 0 | 612.0401 | 6.6672e-06 | 612.9142 | 0.00181 | 401.0499 | 9.1852e-06
| 401.9419 | 0 | 351.9976 | 0.0063883 | 401.9419 | 0.06284 | 351.9976 | -0.00026148 | 401.1628 | 0.87807 | 351.9976 | 0 | 401.1628 | 7.5607e-06 | 346.51 | -0.00089378 | 401.9419 | 0.00093192 | 346.51 | -0.0010358 | 346.51 | -0.00076939 | 401.1628 | 1.006e-05 | 401.1628 | 2.0315e-06 | 401.9419 | 0 | 351.9976 | 0 | 613.0738 | 0.00447 | 351.9976 | 0 | 612.2001 | 3.0002e-05 | 613.0738 | 0.00195 | 401.1628 | 1.0683e-05
| 402.0547 | 0.00044991 | 352.2117 | 0.0083898 | 402.0547 | 0.0588 | 352.2117 | 0.001101 | 401.2756 | 0.88666 | 352.2117 | 0 | 401.2756 | 6.7766e-06 | 346.72 | -0.0005565 | 402.0547 | 0.00138 | 346.72 | 0.0014502 | 346.72 | -0.00021673 | 401.2756 | 8.3732e-06 | 401.2756 | 2.9978e-06 | 402.0547 | 0 | 352.2117 | 0 | 613.2333 | 0.00418 | 352.2117 | 0 | 612.3601 | 6.6672e-06 | 613.2333 | 0.00187 | 401.2756 | 1.0683e-05
| 402.1675 | 0.00026652 | 352.4259 | 0.0079318 | 402.1675 | 0.05738 | 352.4259 | -0.00021995 | 401.3884 | 0.88693 | 352.4259 | 0 | 401.3884 | 8.3672e-06 | 346.94 | -0.0011299 | 402.1675 | 0.00374 | 346.94 | -0.0018108 | 346.94 | -0.0021998 | 401.3884 | 9.0759e-06 | 401.3884 | 3.0966e-06 | 402.1675 | 0 | 352.4259 | 0 | 613.3928 | 0.00292 | 352.4259 | 0 | 612.5201 | 1.0001e-05 | 613.3928 | 0.00206 | 401.3884 | 9.9869e-06
| 402.2803 | 0 | 352.6401 | 0.010241 | 402.2803 | 0.05602 | 352.6401 | 0.0013725 | 401.5013 | 0.88745 | 352.6401 | 0 | 401.5013 | 8.0648e-06 | 347.15 | -0.00021923 | 402.2803 | 0.00368 | 347.15 | -0.00061613 | 347.15 | 0.0022864 | 401.5013 | 8.7831e-06 | 401.5013 | 4.2825e-06 | 402.2803 | 0.00012826 | 352.6401 | 0 | 613.5524 | 0.00432 | 352.6401 | 0 | 612.6801 | 0 | 613.5524 | 0.00196 | 401.5013 | 1.0447e-05
| 402.3931 | 0 | 352.8542 | 0.010264 | 402.3931 | 0.05285 | 352.8542 | 0.00051068 | 401.6141 | 0.89351 | 352.8542 | 0 | 401.6141 | 9.1289e-06 | 347.36 | -0.00069142 | 402.3931 | 0.00227 | 347.36 | 0.00041703 | 347.36 | -0.0023624 | 401.6141 | 1.0938e-05 | 401.6141 | 3.9531e-06 | 402.3931 | 0 | 352.8542 | 0 | 613.712 | 0.0057 | 352.8542 | 0 | 612.8401 | 1.0001e-05 | 613.712 | 0.00207 | 401.6141 | 8.7253e-06
| 402.5059 | 0 | 353.0684 | 0.011884 | 402.5059 | 0.05273 | 353.0684 | 0.001808 | 401.727 | 0.89768 | 353.0684 | 0 | 401.727 | 8.4008e-06 | 347.58 | 0.0010961 | 402.5059 | 0.00218 | 347.58 | -3.4977e-05 | 347.58 | -0.0016147 | 401.727 | 1.0493e-05 | 401.727 | 5.5563e-06 | 402.5059 | 0 | 353.0684 | 0 | 613.8715 | 0.00513 | 353.0684 | 0 | 613.0001 | 6.6672e-06 | 613.8715 | 0.00185 | 401.727 | 8.8432e-06
| 402.6186 | 0.0007157 | 353.2826 | 0.011592 | 402.6186 | 0.05037 | 353.2826 | -0.00033874 | 401.8399 | 0.90581 | 353.2826 | 0 | 401.8399 | 8.1096e-06 | 347.79 | -0.00069142 | 402.6186 | 0.00386 | 347.79 | -0.0010036 | 347.79 | -0.0026549 | 401.8399 | 1.0657e-05 | 401.8399 | 4.8096e-06 | 402.6186 | 0 | 353.2826 | 0 | 614.0311 | 0.00485 | 353.2826 | 0 | 613.1601 | 3.0002e-05 | 614.0311 | 0.00203 | 401.8399 | 8.3834e-06
| 402.7314 | 0 | 353.4969 | 0.01373 | 402.7314 | 0.04625 | 353.4969 | 0.0016159 | 401.9527 | 0.91005 | 353.4969 | 0 | 401.9527 | 6.911e-06 | 348.01 | 0.003457 | 402.7314 | 0.0034 | 348.01 | 0.00015874 | 348.01 | 0.0011812 | 401.9527 | 9.5443e-06 | 401.9527 | 3.8543e-06 | 402.7314 | 0 | 353.4969 | 0 | 614.1907 | 0.00494 | 353.4969 | 0 | 613.3201 | 6.6672e-06 | 614.1907 | 0.00191 | 401.9527 | 8.2655e-06
| 402.8442 | 0 | 353.7111 | 0.011644 | 402.8442 | 0.04734 | 353.7111 | 0.00019126 | 402.0656 | 0.91285 | 353.7111 | 0 | 402.0656 | 7.7959e-06 | 348.22 | -0.00045532 | 402.8442 | 0.00459 | 348.22 | -0.0022627 | 348.22 | -0.0024598 | 402.0656 | 9.9307e-06 | 402.0656 | 3.2064e-06 | 402.8442 | 0.00063729 | 353.7111 | 0 | 614.3503 | 0.00424 | 353.7111 | 0 | 613.4802 | 1.0001e-05 | 614.3503 | 0.00193 | 402.0656 | 7.2279e-06
| 402.957 | 0.00104 | 353.9254 | 0.014187 | 402.957 | 0.04415 | 353.9254 | 0.00073132 | 402.1785 | 0.91913 | 353.9254 | 0 | 402.1785 | 8.0872e-06 | 348.44 | -0.00021923 | 402.957 | 0.00257 | 348.44 | -0.002069 | 348.44 | -8.6692e-05 | 402.1785 | 9.193e-06 | 402.1785 | 4.2825e-06 | 402.957 | 0.00035349 | 353.9254 | 0 | 614.5099 | 0.00475 | 353.9254 | 0 | 613.6402 | 0 | 614.5099 | 0.00172 | 402.1785 | 7.1218e-06
| 403.0698 | 0 | 354.1397 | 0.017008 | 403.0698 | 0.04423 | 354.1397 | 1.9625e-05 | 402.2914 | 0.92117 | 354.1397 | 0 | 402.2914 | 9.5769e-06 | 348.65 | -0.002108 | 403.0698 | 0.00465 | 348.65 | -0.0023273 | 348.65 | -0.0013546 | 402.2914 | 8.3147e-06 | 402.2914 | 4.3814e-06 | 403.0698 | 0 | 354.1397 | 0 | 614.6695 | 0.0045 | 354.1397 | 0 | 613.8002 | 3.0002e-05 | 614.6695 | 0.00187 | 402.2914 | 8.6074e-06
| 403.1826 | 0 | 354.354 | 0.019624 | 403.1826 | 0.04086 | 354.354 | 0.0011432 | 402.4042 | 0.92477 | 354.354 | 0 | 402.4042 | 8.6248e-06 | 348.87 | 0.00021923 | 403.1826 | 0.00195 | 348.87 | -0.00013183 | 348.87 | 0.00079106 | 402.4042 | 7.3075e-06 | 402.4042 | 4.6998e-06 | 403.1826 | 0 | 354.354 | 0 | 614.8291 | 0.00438 | 354.354 | 0 | 613.9603 | 0 | 614.8291 | 0.00184 | 402.4042 | 1.4232e-05
| 403.2954 | 0.00075165 | 354.5683 | 0.019482 | 403.2954 | 0.0398 | 354.5683 | -0.0003047 | 402.5171 | 0.92696 | 354.5683 | 0 | 402.5171 | 9.3081e-06 | 349.08 | 0.00028669 | 403.2954 | 0.00479 | 349.08 | -0.0004547 | 349.08 | -0.00070437 | 402.5171 | 7.1084e-06 | 402.5171 | 3.5248e-06 | 403.2954 | 0 | 354.5683 | 0 | 614.9887 | 0.0041 | 354.5683 | 0 | 614.1203 | 3.0002e-05 | 614.9887 | 0.00195 | 402.5171 | 1.435e-05
| 403.4082 | 0.00026995 | 354.7826 | 0.022218 | 403.4082 | 0.03615 | 354.7826 | 0.00052461 | 402.63 | 0.93324 | 354.7826 | 0 | 402.63 | 8.5016e-06 | 349.3 | -0.0005565 | 403.4082 | 0.00516 | 349.3 | -0.00087442 | 349.3 | 0.00082357 | 402.63 | 7.0382e-06 | 402.63 | 3.6347e-06 | 403.4082 | 0 | 354.7826 | 0 | 615.1484 | 0.00522 | 354.7826 | 0 | 614.2804 | 4.667e-05 | 615.1484 | 0.00175 | 402.63 | 1.4126e-05
| 403.521 | 0.00032042 | 354.9969 | 0.024635 | 403.521 | 0.03661 | 354.9969 | 0.0001044 | 402.7429 | 0.93286 | 354.9969 | 0 | 402.7429 | 9.9129e-06 | 349.51 | -0.001366 | 403.521 | 0.00184 | 349.51 | 9.4169e-05 | 349.51 | -0.0023624 | 402.7429 | 7.6823e-06 | 402.7429 | 4.8096e-06 | 403.521 | 0 | 354.9969 | 0 | 615.308 | 0.00352 | 354.9969 | 0 | 614.4405 | 3.0002e-05 | 615.308 | 0.0019 | 402.7429 | 8.8432e-06
| 403.6338 | 0 | 355.2113 | 0.026882 | 403.6338 | 0.03379 | 355.2113 | 0.0014537 | 402.8558 | 0.93647 | 355.2113 | 0 | 402.8558 | 9.6777e-06 | 349.73 | -0.00038786 | 403.6338 | 0.00397 | 349.73 | -0.0009067 | 349.73 | 0.00066102 | 402.8558 | 8.2327e-06 | 402.8558 | 5.0292e-06 | 403.6338 | 5.3176e-05 | 355.2113 | 0 | 615.4676 | 0.00487 | 355.2113 | 0 | 614.6005 | 0 | 615.4676 | 0.0018 | 402.8558 | 9.3031e-06
| 403.7466 | 0 | 355.4257 | 0.02826 | 403.7466 | 0.03159 | 355.4257 | -0.00042403 | 402.9688 | 0.94841 | 355.4257 | 0 | 402.9688 | 1.007e-05 | 349.94 | -0.0018719 | 403.7466 | 0.003 | 349.94 | -0.00051927 | 349.94 | -0.0018747 | 402.9688 | 9.5092e-06 | 402.9688 | 5.2379e-06 | 403.7466 | 0 | 355.4257 | 0 | 615.6273 | 0.00404 | 355.4257 | 0 | 614.7606 | 1.0001e-05 | 615.6273 | 0.00188 | 402.9688 | 1.0447e-05
| 403.8594 | 7.1987e-05 | 355.64 | 0.030795 | 403.8594 | 0.03106 | 355.64 | 0.00071565 | 403.0817 | 0.94538 | 355.64 | 0 | 403.0817 | 8.7368e-06 | 350.16 | 0.0011299 | 403.8594 | 0.00249 | 350.16 | 0.00028789 | 350.16 | 0.00085607 | 403.0817 | 9.0524e-06 | 403.0817 | 3.7445e-06 | 403.8594 | 0 | 355.64 | 0 | 615.7869 | 0.00622 | 355.64 | 0 | 614.9207 | 6.6672e-06 | 615.7869 | 0.00177 | 403.0817 | 9.5271e-06
| 403.9721 | 0.00023058 | 355.8545 | 0.034169 | 403.9721 | 0.03087 | 355.8545 | 0.00012165 | 403.1946 | 0.94591 | 355.8545 | 0 | 403.1946 | 9.1289e-06 | 350.37 | 0.00099496 | 403.9721 | 0.00346 | 350.37 | 0.00035245 | 350.37 | 0.0019289 | 403.1946 | 8.8065e-06 | 403.1946 | 3.3162e-06 | 403.9721 | 0 | 355.8545 | 0 | 615.9466 | 0.00371 | 355.8545 | 0 | 615.0808 | 3.0002e-05 | 615.9466 | 0.00194 | 403.1946 | 7.9235e-06
| 404.0849 | 5.399e-05 | 356.0689 | 0.038106 | 404.0849 | 0.0293 | 356.0689 | 0.0022956 | 403.3075 | 0.95441 | 356.0689 | 0 | 403.3075 | 9.4873e-06 | 350.59 | -0.0011299 | 404.0849 | 0.0036 | 350.59 | 0.00061074 | 350.59 | -0.00089942 | 403.3075 | 7.612e-06 | 403.3075 | 4.8096e-06 | 404.0849 | 0 | 356.0689 | 0 | 616.1063 | 0.00515 | 356.0689 | 0 | 615.2409 | 2.6669e-05 | 616.1063 | 0.00189 | 403.3075 | 6.8859e-06
| 404.1977 | 0 | 356.2833 | 0.039799 | 404.1977 | 0.02762 | 356.2833 | 0.00033343 | 403.4205 | 0.95445 | 356.2833 | 0 | 403.4205 | 9.8793e-06 | 350.8 | -0.00062396 | 404.1977 | 0.00281 | 350.8 | -0.002973 | 350.8 | -0.001062 | 403.4205 | 8.8065e-06 | 403.4205 | 6.4128e-06 | 404.1977 | 0.00031865 | 356.2833 | 0 | 616.2659 | 0.00373 | 356.2833 | 0 | 615.401 | 0 | 616.2659 | 0.00211 | 403.4205 | 9.9869e-06
| 404.3105 | 0.00025195 | 356.4978 | 0.042083 | 404.3105 | 0.0277 | 356.4978 | 0.00095828 | 403.5334 | 0.95838 | 356.4978 | 0 | 403.5334 | 8.8936e-06 | 351.01 | 0.00096123 | 404.3105 | 0.00084224 | 351.01 | 0.0013211 | 351.01 | 0.0023515 | 403.5334 | 8.6191e-06 | 403.5334 | 6.6324e-06 | 404.3105 | 0 | 356.4978 | 0 | 616.4256 | 0.00475 | 356.4978 | 0 | 615.5611 | 2.6669e-05 | 616.4256 | 0.00198 | 403.5334 | 9.869e-06
| 404.4233 | 0 | 356.7122 | 0.046505 | 404.4233 | 0.02611 | 356.7122 | 0.00036558 | 403.6463 | 0.964 | 356.7122 | 0 | 403.6463 | 7.7175e-06 | 351.23 | -0.0029174 | 404.4233 | 0.00201 | 351.23 | -0.0024564 | 351.23 | -0.0015822 | 403.6463 | 8.502e-06 | 403.6463 | 3.9531e-06 | 404.4233 | 0 | 356.7122 | 0 | 616.5853 | 0.00366 | 356.7122 | 0 | 615.7212 | 1.0001e-05 | 616.5853 | 0.0021 | 403.6463 | 1.0683e-05
| 404.5361 | 0 | 356.9267 | 0.049814 | 404.5361 | 0.02532 | 356.9267 | 0.001008 | 403.7593 | 0.9665 | 356.9267 | 0 | 403.7593 | 6.9671e-06 | 351.44 | -0.00089378 | 404.5361 | 0.00232 | 351.44 | 0.0022251 | 351.44 | -0.00067186 | 403.7593 | 7.6354e-06 | 403.7593 | 2.4597e-06 | 404.5361 | 0 | 356.9267 | 0 | 616.745 | 0.00468 | 356.9267 | 0 | 615.8814 | 2.6669e-05 | 616.745 | 0.00182 | 403.7593 | 9.7629e-06
| 404.6489 | 0 | 357.1412 | 0.054787 | 404.6489 | 0.02428 | 357.1412 | 0.00027625 | 403.8722 | 0.96293 | 357.1412 | 0 | 403.8722 | 5.9254e-06 | 351.66 | -0.0020068 | 404.6489 | 0.00309 | 351.66 | -0.0016815 | 351.66 | -0.00015171 | 403.8722 | 8.9939e-06 | 403.8722 | 2.6684e-06 | 404.6489 | 0.00041236 | 357.1412 | 0 | 616.9047 | 0.00338 | 357.1412 | 0 | 616.0415 | 1.0001e-05 | 616.9047 | 0.00188 | 403.8722 | 8.2655e-06
| 404.7617 | 0 | 357.3557 | 0.059238 | 404.7617 | 0.02315 | 357.3557 | 0.0015035 | 403.9852 | 0.96405 | 357.3557 | 0 | 403.9852 | 5.4437e-06 | 351.87 | 0.0025127 | 404.7617 | 0.00124 | 351.87 | -0.0014556 | 351.87 | -0.00099695 | 403.9852 | 9.6028e-06 | 403.9852 | 3.7445e-06 | 404.7617 | 0.0002221 | 357.3557 | 0 | 617.0644 | 0.0071 | 357.3557 | 0 | 616.2016 | 2.6669e-05 | 617.0644 | 0.00179 | 403.9852 | 8.2655e-06
| 404.8745 | 0.00048213 | 357.5703 | 0.064172 | 404.8745 | 0.02533 | 357.5703 | -7.7946e-05 | 404.0982 | 0.96696 | 357.5703 | 0 | 404.0982 | 6.7766e-06 | 352.09 | -0.00059023 | 404.8745 | 0.00354 | 352.09 | -0.0023919 | 352.09 | -0.00093193 | 404.0982 | 9.7317e-06 | 404.0982 | 5.0292e-06 | 404.8745 | 0 | 357.5703 | 0 | 617.2242 | 0.00346 | 357.5703 | 0 | 616.3618 | 0 | 617.2242 | 0.00194 | 404.0982 | 5.8601e-06
| 404.9872 | 0.00041391 | 357.7848 | 0.070309 | 404.9872 | 0.01987 | 357.7848 | 0.0014291 | 404.2111 | 0.97086 | 357.7848 | 0 | 404.2111 | 8.2664e-06 | 352.3 | 0.00025296 | 404.9872 | 0.00402 | 352.3 | 0.00032017 | 352.3 | 7.5855e-05 | 404.2111 | 8.9353e-06 | 404.2111 | 4.9194e-06 | 404.9872 | 0.0001658 | 357.7848 | 0 | 617.3839 | 0.00485 | 357.7848 | 0 | 616.5219 | 6.6672e-06 | 617.3839 | 0.00182 | 404.2111 | 9.869e-06
| 405.1 | 0 | 357.9994 | 0.074853 | 405.1 | 0.02098 | 357.9994 | 0.00023866 | 404.3241 | 0.98362 | 357.9994 | 0 | 404.3241 | 9.5209e-06 | 352.52 | 0.0014672 | 405.1 | 0.00193 | 352.52 | -0.0021982 | 352.52 | -0.001257 | 404.3241 | 8.502e-06 | 404.3241 | 6.9509e-06 | 405.1 | 0 | 357.9994 | 0 | 617.5436 | 0.00334 | 357.9994 | 0 | 616.6821 | 1.0001e-05 | 617.5436 | 0.00188 | 404.3241 | 9.4092e-06
| 405.2128 | 0.00079184 | 358.2139 | 0.081928 | 405.2128 | 0.01987 | 358.2139 | 0.00076843 | 404.4371 | 0.97934 | 358.2139 | 0 | 404.4371 | 9.0281e-06 | 352.73 | 5.0592e-05 | 405.2128 | 0.00064351 | 352.73 | 0.00022331 | 352.73 | -0.001192 | 404.4371 | 8.3498e-06 | 404.4371 | 8.9823e-06 | 405.2128 | 0 | 358.2139 | 0 | 617.7034 | 0.00561 | 358.2139 | 0 | 616.8422 | 2.6669e-05 | 617.7034 | 0.00179 | 404.4371 | 9.4092e-06
| 405.3256 | 0 | 358.4285 | 0.089218 | 405.3256 | 0.02086 | 358.4285 | 0.00071127 | 404.5501 | 0.97259 | 358.4285 | 0 | 404.5501 | 9.1289e-06 | 352.95 | 0.00099496 | 405.3256 | 0.00255 | 352.95 | -0.0025855 | 352.95 | -0.0012895 | 404.5501 | 6.8508e-06 | 404.5501 | 8.8725e-06 | 405.3256 | 0 | 358.4285 | 0 | 617.8631 | 0.00343 | 358.4285 | 0 | 617.0024 | 0 | 617.8631 | 0.0019 | 404.5501 | 7.3458e-06
| 405.4384 | 0 | 358.6431 | 0.098262 | 405.4384 | 0.02067 | 358.6431 | 0.0025528 | 404.6631 | 0.98023 | 358.6431 | 0 | 404.6631 | 8.524e-06 | 353.16 | -0.00035414 | 405.4384 | 0.00368 | 353.16 | 0.00090132 | 353.16 | -0.00063934 | 404.6631 | 7.4364e-06 | 404.6631 | 6.314e-06 | 405.4384 | 0 | 358.6431 | 0 | 618.0229 | 0.00563 | 358.6431 | 0 | 617.1626 | 6.6672e-06 | 618.0229 | 0.00183 | 404.6631 | 8.0414e-06
| 405.5512 | 0 | 358.8578 | 0.10439 | 405.5512 | 0.0189 | 358.8578 | 0.00055424 | 404.776 | 0.98353 | 358.8578 | 0 | 404.776 | 7.9079e-06 | 353.38 | -0.0019057 | 405.5512 | 0.00286 | 353.38 | 0.00028789 | 353.38 | -0.0010295 | 404.776 | 8.2561e-06 | 404.776 | 2.6684e-06 | 405.5512 | 0.00046859 | 358.8578 | 0 | 618.1826 | 0.00353 | 358.8578 | 0 | 617.3228 | 3.0002e-05 | 618.1826 | 0.00193 | 404.776 | 7.4637e-06
| 405.6639 | 0 | 359.0724 | 0.11477 | 405.6639 | 0.01907 | 359.0724 | 0.0024883 | 404.889 | 0.98383 | 359.0724 | 0 | 404.889 | 6.8774e-06 | 353.59 | 0.0020068 | 405.6639 | 0.00303 | 353.59 | 0.00061074 | 353.59 | -0.00054182 | 404.889 | 8.7245e-06 | 404.889 | 3.3162e-06 | 405.6639 | 0.00031595 | 359.0724 | 0 | 618.3424 | 0.00626 | 359.0724 | 0 | 617.4829 | 0 | 618.3424 | 0.00186 | 404.889 | 6.2021e-06
| 405.7767 | 0 | 359.2871 | 0.12447 | 405.7767 | 0.01833 | 359.2871 | 0.00094617 | 405.002 | 0.98256 | 359.2871 | 0 | 405.002 | 7.4263e-06 | 353.81 | -0.0041991 | 405.7767 | 0.00414 | 353.81 | -0.00080984 | 353.81 | 0.00088859 | 405.002 | 9.4857e-06 | 405.002 | 4.1727e-06 | 405.7767 | 0 | 359.2871 | 0 | 618.5022 | 0.00357 | 359.2871 | 0 | 617.6431 | 0 | 618.5022 | 0.00196 | 405.002 | 5.1645e-06
| 405.8895 | 0 | 359.5017 | 0.13646 | 405.8895 | 0.01423 | 359.5017 | 0.0020072 | 405.1151 | 0.9954 | 359.5017 | 0 | 405.1151 | 7.0679e-06 | 354.02 | -0.0001855 | 405.8895 | 0.00277 | 354.02 | -0.00077756 | 354.02 | -0.00024923 | 405.1151 | 7.8462e-06 | 405.1151 | 4.3814e-06 | 405.8895 | 0 | 359.5017 | 0 | 618.662 | 0.00445 | 359.5017 | 0 | 617.8033 | 0 | 618.662 | 0.00186 | 405.1151 | 5.8601e-06
| 406.0023 | 0.00057197 | 359.7164 | 0.14532 | 406.0023 | 0.01627 | 359.7164 | 0.00057389 | 405.2281 | 0.98528 | 359.7164 | 0 | 405.2281 | 7.3479e-06 | 354.24 | -0.00069142 | 406.0023 | 0.00408 | 354.24 | -0.0026824 | 354.24 | -0.0023624 | 405.2281 | 7.9048e-06 | 405.2281 | 4.0629e-06 | 406.0023 | 0 | 359.7164 | 0 | 618.8218 | 0.00484 | 359.7164 | 0 | 617.9635 | 1.0001e-05 | 618.8218 | 0.00198 | 405.2281 | 1.0683e-05
| 406.1151 | 0.0004859 | 359.9311 | 0.16007 | 406.1151 | 0.01806 | 359.9311 | 0.0026193 | 405.3411 | 0.99027 | 359.9311 | 0 | 405.3411 | 6.8886e-06 | 354.45 | 0.00015177 | 406.1151 | 0.00192 | 354.45 | -0.00016412 | 354.45 | 0.00040094 | 405.3411 | 5.8554e-06 | 405.3411 | 3.5248e-06 | 406.1151 | 0.00061626 | 359.9311 | 0 | 618.9816 | 0.00422 | 359.9311 | 0 | 618.1237 | 0 | 618.9816 | 0.00184 | 405.3411 | 1.205e-05
| 406.2279 | 0 | 360.1458 | 0.17252 | 406.2279 | 0.01602 | 360.1458 | 0.00091096 | 405.4541 | 0.99905 | 360.1458 | 0 | 405.4541 | 7.6167e-06 | 354.67 | -0.0022428 | 406.2279 | 0.0036 | 354.67 | -0.0025533 | 354.67 | -0.0020372 | 405.4541 | 6.5698e-06 | 405.4541 | 5.0292e-06 | 406.2279 | 0 | 360.1458 | 0 | 619.1414 | 0.00315 | 360.1458 | 0 | 618.284 | 3.0002e-05 | 619.1414 | 0.00188 | 405.4541 | 1.5965e-05
| 406.3406 | 0 | 360.3606 | 0.18712 | 406.3406 | 0.01656 | 360.3606 | 0.0020988 | 405.5672 | 0.99933 | 360.3606 | 0 | 405.5672 | 8.4456e-06 | 354.88 | -0.0018719 | 406.3406 | 0.00249 | 354.88 | -0.00022869 | 354.88 | -0.0011595 | 405.5672 | 6.8976e-06 | 405.5672 | 5.5563e-06 | 406.3406 | 0.00018456 | 360.3606 | 0 | 619.3012 | 0.00311 | 360.3606 | 0 | 618.4442 | 0 | 619.3012 | 0.00171 | 405.5672 | 1.205e-05
| 406.4534 | 0.00057197 | 360.5753 | 0.20207 | 406.4534 | 0.01776 | 360.5753 | 0.0012868 | 405.6802 | 1 | 360.5753 | 0 | 405.6802 | 7.6951e-06 | 355.1 | -0.0010624 | 406.4534 | 0.00442 | 355.1 | -0.0012619 | 355.1 | 0.00098612 | 405.6802 | 6.8391e-06 | 405.6802 | 5.3477e-06 | 406.4534 | 0 | 360.5753 | 0 | 619.461 | 0.00461 | 360.5753 | 0 | 618.6044 | 3.0002e-05 | 619.461 | 0.00183 | 405.6802 | 1.2628e-05
| 406.5662 | 0 | 360.7901 | 0.21764 | 406.5662 | 0.0141 | 360.7901 | 0.0020022 | 405.7932 | 0.99226 | 360.7901 | 0 | 405.7932 | 6.6198e-06 | 355.32 | 0.001602 | 406.5662 | 0.00519 | 355.32 | -0.00061613 | 355.32 | -0.00076939 | 405.7932 | 6.6283e-06 | 405.7932 | 4.3814e-06 | 406.5662 | 0 | 360.7901 | 0 | 619.6208 | 0.00485 | 360.7901 | 0 | 618.7646 | 6.6672e-06 | 619.6208 | 0.00188 | 405.7932 | 7.6877e-06
| 406.679 | 0.00058994 | 361.0049 | 0.23715 | 406.679 | 0.01457 | 361.0049 | 0.0010612 | 405.9063 | 0.99405 | 361.0049 | 0 | 405.9063 | 6.0486e-06 | 355.53 | 0.0009275 | 406.679 | 0.00539 | 355.53 | 0.00015874 | 355.53 | -0.00028175 | 405.9063 | 7.0382e-06 | 405.9063 | 4.1727e-06 | 406.679 | 0 | 361.0049 | 0 | 619.7807 | 0.00311 | 361.0049 | 0 | 618.9249 | 1.0001e-05 | 619.7807 | 0.002 | 405.9063 | 9.645e-06
| 406.7918 | 0 | 361.2197 | 0.25838 | 406.7918 | 0.01307 | 361.2197 | 0.0026642 | 406.0193 | 0.99593 | 361.2197 | 0 | 406.0193 | 7.5831e-06 | 355.75 | 5.0592e-05 | 406.7918 | 0.00303 | 355.75 | -0.00039012 | 355.75 | 0.00072604 | 406.0193 | 7.0265e-06 | 406.0193 | 5.9846e-06 | 406.7918 | 5.3176e-05 | 361.2197 | 0 | 619.9405 | 0.00274 | 361.2197 | 0 | 619.0851 | 0 | 619.9405 | 0.00192 | 406.0193 | 8.1476e-06
| 406.9045 | 0 | 361.4345 | 0.27802 | 406.9045 | 0.01437 | 361.4345 | 0.00086207 | 406.1324 | 0.9941 | 361.4345 | 0 | 406.1324 | 8.2104e-06 | 355.96 | -0.002108 | 406.9045 | 0.00272 | 355.96 | 0.00038475 | 355.96 | -0.0025575 | 406.1324 | 5.6212e-06 | 406.1324 | 5.0292e-06 | 406.9045 | 0 | 361.4345 | 0 | 620.1004 | 0.00464 | 361.4345 | 0 | 619.2454 | 5.0004e-05 | 620.1004 | 0.00194 | 406.1324 | 1.3666e-05
| 407.0173 | 0 | 361.6493 | 0.30152 | 407.0173 | 0.01064 | 361.6493 | 0.0026614 | 406.2454 | 0.99378 | 361.6493 | 0 | 406.2454 | 8.3784e-06 | 356.18 | -0.00025296 | 407.0173 | 0.00374 | 356.18 | 6.1882e-05 | 356.18 | 0.00059601 | 406.2454 | 4.7429e-06 | 406.2454 | 4.6998e-06 | 407.0173 | 3.4411e-05 | 361.6493 | 0 | 620.2602 | 0.00436 | 361.6493 | 0 | 619.4057 | 6.6672e-06 | 620.2602 | 0.0018 | 406.2454 | 1.2404e-05
| 407.1301 | 0 | 361.8642 | 0.32407 | 407.1301 | 0.01318 | 361.8642 | 0.0015522 | 406.3585 | 0.9913 | 361.8642 | 0 | 406.3585 | 7.4823e-06 | 356.39 | 0.00021923 | 407.1301 | 0.00303 | 356.39 | 0.0012565 | 356.39 | 0.00059601 | 406.3585 | 5.1879e-06 | 406.3585 | 3.7445e-06 | 407.1301 | 0 | 361.8642 | 0 | 620.4201 | 0.00482 | 361.8642 | 0 | 619.5659 | 1.0001e-05 | 620.4201 | 0.0018 | 406.3585 | 1.4467e-05
| 407.2429 | 0 | 362.079 | 0.35238 | 407.2429 | 0.01055 | 362.079 | 0.0033504 | 406.4716 | 0.99388 | 362.079 | 0 | 406.4716 | 7.0455e-06 | 356.61 | 0.0018719 | 407.2429 | 0.00192 | 356.61 | -0.0010036 | 356.61 | -0.001062 | 406.4716 | 6.1365e-06 | 406.4716 | 5.4575e-06 | 407.2429 | 0 | 362.079 | 0 | 620.5799 | 0.00466 | 362.079 | 0 | 619.7262 | 0 | 620.5799 | 0.00168 | 406.4716 | 1.1367e-05
| 407.3557 | 0.00134 | 362.2939 | 0.37642 | 407.3557 | 0.01269 | 362.2939 | 0.0014446 | 406.5846 | 0.99338 | 362.2939 | 0 | 406.5846 | 7.3479e-06 | 356.82 | -0.0016358 | 407.3557 | 0.00474 | 356.82 | -0.0016815 | 356.82 | -0.0015171 | 406.5846 | 5.9374e-06 | 406.5846 | 6.4128e-06 | 407.3557 | 0 | 362.2939 | 0 | 620.7398 | 0.00419 | 362.2939 | 0 | 619.8865 | 1.0001e-05 | 620.7398 | 0.00176 | 406.5846 | 1.0329e-05
| 407.4684 | 0 | 362.5088 | 0.40634 | 407.4684 | 0.00949 | 362.5088 | 0.0032757 | 406.6977 | 0.99466 | 362.5088 | 0 | 406.6977 | 7.6615e-06 | 357.04 | 0.0011299 | 407.4684 | 0.0009558 | 357.04 | -0.0015847 | 357.04 | 0.00030341 | 406.6977 | 5.5275e-06 | 406.6977 | 8.3454e-06 | 407.4684 | 0.00010949 | 362.5088 | 0 | 620.8997 | 0.00445 | 362.5088 | 0 | 620.0468 | 6.6672e-06 | 620.8997 | 0.00169 | 406.6977 | 8.5013e-06
| 407.5812 | 0.00151 | 362.7237 | 0.43504 | 407.5812 | 0.01183 | 362.7237 | 0.0024998 | 406.8108 | 0.99197 | 362.7237 | 0 | 406.8108 | 7.6951e-06 | 357.25 | -0.00079259 | 407.5812 | 0.00357 | 357.25 | -0.0024564 | 357.25 | -0.00037928 | 406.8108 | 5.4572e-06 | 406.8108 | 8.1258e-06 | 407.5812 | 0.00031865 | 362.7237 | 0 | 621.0596 | 0.00452 | 362.7237 | 0 | 620.207 | 1.0001e-05 | 621.0596 | 0.00178 | 406.8108 | 7.5816e-06
| 407.694 | 0 | 362.9386 | 0.46854 | 407.694 | 0.00991 | 362.9386 | 0.0036302 | 406.9239 | 0.98615 | 362.9386 | 0 | 406.9239 | 7.0119e-06 | 357.47 | 0.0010624 | 407.694 | 0.00377 | 357.47 | 0.00038475 | 357.47 | 1.0836e-05 | 406.9239 | 5.6914e-06 | 406.9239 | 6.2042e-06 | 407.694 | 0 | 362.9386 | 0 | 621.2195 | 0.00529 | 362.9386 | 0 | 620.3673 | 0 | 621.2195 | 0.00172 | 406.9239 | 6.32e-06
| 407.8068 | 0.00098522 | 363.1536 | 0.50173 | 407.8068 | 0.01004 | 363.1536 | 0.0034561 | 407.037 | 0.98396 | 363.1536 | 0 | 407.037 | 6.631e-06 | 357.68 | -0.00065769 | 407.8068 | 0.00263 | 357.68 | -0.002521 | 357.68 | -0.00089942 | 407.037 | 5.9491e-06 | 407.037 | 4.2825e-06 | 407.8068 | 0.00029991 | 363.1536 | 0 | 621.3794 | 0.00397 | 363.1536 | 0 | 620.5276 | 1.0001e-05 | 621.3794 | 0.00186 | 407.037 | 5.8601e-06
| 407.9196 | 0 | 363.3685 | 0.53884 | 407.9196 | 0.00798 | 363.3685 | 0.0042923 | 407.1501 | 0.98268 | 363.3685 | 0 | 407.1501 | 7.1911e-06 | 357.9 | -0.00052277 | 407.9196 | 0.00402 | 357.9 | -0.001617 | 357.9 | -0.00086692 | 407.1501 | 6.359e-06 | 407.1501 | 3.2064e-06 | 407.9196 | 0 | 363.3685 | 0 | 621.5393 | 0.00587 | 363.3685 | 0 | 620.688 | 0 | 621.5393 | 0.00178 | 407.1501 | 7.9235e-06
| 408.0323 | 0.00075165 | 363.5835 | 0.57402 | 408.0323 | 0.00933 | 363.5835 | 0.0031819 | 407.2632 | 0.98124 | 363.5835 | 0 | 407.2632 | 6.0822e-06 | 358.11 | -0.0026813 | 408.0323 | 0.00232 | 358.11 | -0.00074527 | 358.11 | -0.0018422 | 407.2632 | 6.8976e-06 | 407.2632 | 5.4575e-06 | 408.0323 | 0 | 363.5835 | 0 | 621.6992 | 0.00394 | 363.5835 | 0 | 620.8483 | 3.0002e-05 | 621.6992 | 0.00189 | 407.2632 | 1.1602e-05
| 408.1451 | 0 | 363.7985 | 0.61134 | 408.1451 | 0.00833 | 363.7985 | 0.0050905 | 407.3763 | 0.98303 | 363.7985 | 0 | 407.3763 | 6.5974e-06 | 358.33 | -0.0011636 | 408.1451 | 0.00368 | 358.33 | 0.00057846 | 358.33 | -0.001127 | 407.3763 | 6.6869e-06 | 407.3763 | 5.4575e-06 | 408.1451 | 0 | 363.7985 | 0 | 621.8591 | 0.00489 | 363.7985 | 0 | 621.0086 | 0 | 621.8591 | 0.00173 | 407.3763 | 1.1367e-05
| 408.2579 | 0.00118 | 364.0135 | 0.64694 | 408.2579 | 0.00784 | 364.0135 | 0.0039852 | 407.4894 | 0.97379 | 364.0135 | 0 | 407.4894 | 6.239e-06 | 358.54 | -0.00065769 | 408.2579 | 0.00516 | 358.54 | -0.0011004 | 358.54 | -5.4182e-05 | 407.4894 | 7.4715e-06 | 407.4894 | 5.5563e-06 | 408.2579 | 0 | 364.0135 | 0 | 622.0191 | 0.00426 | 364.0135 | 0 | 621.1689 | 3.0002e-05 | 622.0191 | 0.00183 | 407.4894 | 9.3031e-06
| 408.3707 | 0 | 364.2285 | 0.68186 | 408.3707 | 0.00494 | 364.2285 | 0.0053518 | 407.6025 | 0.98194 | 364.2285 | 0 | 407.6025 | 7.2247e-06 | 358.76 | 0.00032042 | 408.3707 | 0.00317 | 358.76 | -0.0012296 | 358.76 | -0.0021023 | 407.6025 | 7.612e-06 | 407.6025 | 4.0629e-06 | 408.3707 | 0 | 364.2285 | 0 | 622.179 | 0.00464 | 364.2285 | 0 | 621.3293 | 6.6672e-06 | 622.179 | 0.00178 | 407.6025 | 6.32e-06
| 408.4834 | 0.00046416 | 364.4435 | 0.71574 | 408.4834 | 0.00773 | 364.4435 | 0.0034942 | 407.7157 | 0.96981 | 364.4435 | 0 | 407.7157 | 6.8774e-06 | 358.98 | -0.00059023 | 408.4834 | 0.00309 | 358.98 | -0.0015202 | 358.98 | -0.00076939 | 407.7157 | 8.4318e-06 | 407.7157 | 2.5695e-06 | 408.4834 | 0.00084347 | 364.4435 | 0 | 622.339 | 0.0044 | 364.4435 | 0 | 621.4896 | 5.0004e-05 | 622.339 | 0.00196 | 407.7157 | 7.1218e-06
| 408.5962 | 0 | 364.6586 | 0.75363 | 408.5962 | 0.00474 | 364.6586 | 0.0056297 | 407.8288 | 0.97393 | 364.6586 | 0 | 407.8288 | 6.2278e-06 | 359.19 | 0.0016358 | 408.5962 | 0.00311 | 359.19 | -0.0010681 | 359.19 | -0.00041178 | 407.8288 | 7.4364e-06 | 407.8288 | 1.8228e-06 | 408.5962 | 0 | 364.6586 | 0 | 622.4989 | 0.0049 | 364.6586 | 0 | 621.65 | 6.6672e-06 | 622.4989 | 0.00186 | 407.8288 | 6.8859e-06
| 408.709 | 0.00115 | 364.8736 | 0.78737 | 408.709 | 0.00718 | 364.8736 | 0.0041886 | 407.9419 | 0.9653 | 364.8736 | 0 | 407.9419 | 5.8469e-06 | 359.41 | -0.0013322 | 408.709 | 0.00351 | 359.41 | 0.0004816 | 359.41 | 0.00040094 | 407.9419 | 6.8742e-06 | 407.9419 | 2.3499e-06 | 408.709 | 0.00031865 | 364.8736 | 0 | 622.6589 | 0.00392 | 364.8736 | 0 | 621.8103 | 1.0001e-05 | 622.6589 | 0.00194 | 407.9419 | 5.9662e-06
| 408.8218 | 0 | 365.0887 | 0.82396 | 408.8218 | 0.00547 | 365.0887 | 0.0069373 | 408.0551 | 0.96135 | 365.0887 | 0 | 408.0551 | 5.9702e-06 | 359.62 | -0.00048905 | 408.8218 | 0.00337 | 359.62 | -0.00026098 | 359.62 | -0.0034351 | 408.0551 | 5.5392e-06 | 408.0551 | 3.2064e-06 | 408.8218 | 0 | 365.0887 | 0 | 622.8188 | 0.00397 | 365.0887 | 0 | 621.9707 | 0 | 622.8188 | 0.00177 | 408.0551 | 4.7046e-06
| 408.9345 | 0.00122 | 365.3038 | 0.85715 | 408.9345 | 0.00699 | 365.3038 | 0.0056731 | 408.1682 | 0.9603 | 365.3038 | 0 | 408.1682 | 5.9478e-06 | 359.84 | -0.0011299 | 408.9345 | 0.00403 | 359.84 | -9.9549e-05 | 359.84 | -0.0029475 | 408.1682 | 5.0239e-06 | 408.1682 | 4.2825e-06 | 408.9345 | 0 | 365.3038 | 0 | 622.9788 | 0.00334 | 365.3038 | 0 | 622.131 | 1.0001e-05 | 622.9788 | 0.00183 | 408.1682 | 7.0038e-06
| 409.0473 | 0 | 365.5189 | 0.88709 | 409.0473 | 0.00294 | 365.5189 | 0.0078673 | 408.2813 | 0.95501 | 365.5189 | 0 | 408.2813 | 5.8917e-06 | 360.05 | 0.0015008 | 409.0473 | 0.00223 | 360.05 | 0.00090132 | 360.05 | 4.3346e-05 | 408.2813 | 5.0122e-06 | 408.2813 | 5.2379e-06 | 409.0473 | 0.00014702 | 365.5189 | 0 | 623.1388 | 0.00487 | 365.5189 | 0 | 622.2914 | 6.6672e-06 | 623.1388 | 0.00173 | 408.2813 | 9.869e-06
| 409.1601 | 0.00058994 | 365.7341 | 0.91243 | 409.1601 | 0.00482 | 365.7341 | 0.0068224 | 408.3945 | 0.95105 | 365.7341 | 0 | 408.3945 | 5.5557e-06 | 360.27 | -0.0023441 | 409.1601 | 0.00326 | 360.27 | -0.00074527 | 360.27 | -0.0024923 | 408.3945 | 5.0474e-06 | 408.3945 | 4.3814e-06 | 409.1601 | 0 | 365.7341 | 0 | 623.2988 | 0.00311 | 365.7341 | 0 | 622.4518 | 1.0001e-05 | 623.2988 | 0.00177 | 408.3945 | 1.2404e-05
| 409.2729 | 0 | 365.9492 | 0.93968 | 409.2729 | 0.00282 | 365.9492 | 0.0074697 | 408.5077 | 0.94726 | 365.9492 | 0 | 408.5077 | 6.1046e-06 | 360.48 | 0.0023778 | 409.2729 | 0.0032 | 360.48 | 9.4169e-05 | 360.48 | -0.0013546 | 408.5077 | 4.8014e-06 | 408.5077 | 5.1281e-06 | 409.2729 | 0 | 365.9492 | 0 | 623.4588 | 0.00527 | 365.9492 | 0 | 622.6122 | 0 | 623.4588 | 0.00172 | 408.5077 | 9.9869e-06
| 409.3856 | 0.00075165 | 366.1644 | 0.95927 | 409.3856 | 0.00539 | 366.1644 | 0.007459 | 408.6208 | 0.93829 | 366.1644 | 0 | 408.6208 | 6.0262e-06 | 360.7 | -0.0014334 | 409.3856 | 0.0042 | 360.7 | -0.0025533 | 360.7 | 0.00033593 | 408.6208 | 5.5392e-06 | 408.6208 | 3.8543e-06 | 409.3856 | 0 | 366.1644 | 0 | 623.6188 | 0.00369 | 366.1644 | 0 | 622.7726 | 1.0001e-05 | 623.6188 | 0.00183 | 408.6208 | 9.4092e-06
| 409.4984 | 0 | 366.3795 | 0.97509 | 409.4984 | 0.00276 | 366.3795 | 0.0096209 | 408.734 | 0.94108 | 366.3795 | 0 | 408.734 | 6.4742e-06 | 360.91 | -0.0010624 | 409.4984 | 0.00465 | 360.91 | 0.00041703 | 360.91 | 0.00017338 | 408.734 | 5.8554e-06 | 408.734 | 5.2379e-06 | 409.4984 | 0 | 366.3795 | 0 | 623.7788 | 0.00513 | 366.3795 | 0 | 622.933 | 6.6672e-06 | 623.7788 | 0.00182 | 408.734 | 5.7422e-06
| 409.6112 | 0 | 366.5947 | 0.98785 | 409.6112 | 0.00486 | 366.5947 | 0.0096347 | 408.8472 | 0.9296 | 366.5947 | 0 | 408.8472 | 6.6534e-06 | 361.13 | -0.00079259 | 409.6112 | 0.00445 | 361.13 | -0.00032556 | 361.13 | -0.00080189 | 408.8472 | 6.5698e-06 | 408.8472 | 4.1727e-06 | 409.6112 | 0 | 366.5947 | 0 | 623.9388 | 0.00419 | 366.5947 | 0 | 623.0934 | 0 | 623.9388 | 0.00188 | 408.8472 | 7.2279e-06
| 409.724 | 0 | 366.8099 | 0.99191 | 409.724 | 0.0024 | 366.8099 | 0.010692 | 408.9604 | 0.93284 | 366.8099 | 0 | 408.9604 | 7.2807e-06 | 361.35 | -0.00089378 | 409.724 | 0.00476 | 361.35 | 0.0011919 | 361.35 | 0.00098612 | 408.9604 | 5.3635e-06 | 408.9604 | 4.3814e-06 | 409.724 | 0 | 366.8099 | 0 | 624.0988 | 0.00622 | 366.8099 | 0 | 623.2538 | 0 | 624.0988 | 0.00174 | 408.9604 | 4.9404e-06
| 409.8367 | 0.00058994 | 367.0252 | 0.9982 | 409.8367 | 0.00463 | 367.0252 | 0.0095048 | 409.0735 | 0.9261 | 367.0252 | 0 | 409.0735 | 7.3479e-06 | 361.56 | 0.00069142 | 409.8367 | 0.00329 | 361.56 | -2.6905e-06 | 361.56 | -0.0008344 | 409.0735 | 5.0942e-06 | 409.0735 | 4.4912e-06 | 409.8367 | 0 | 367.0252 | 0 | 624.2589 | 0.00443 | 367.0252 | 0 | 623.4142 | 1.0001e-05 | 624.2589 | 0.00186 | 409.0735 | 8.6074e-06
| 409.9495 | 0 | 367.2404 | 1 | 409.9495 | 0.00097331 | 367.2404 | 0.011837 | 409.1867 | 0.92549 | 367.2404 | 0 | 409.1867 | 7.1463e-06 | 361.78 | 1.6864e-05 | 409.9495 | 0.00385 | 361.78 | -0.0016493 | 361.78 | -0.0010945 | 409.1867 | 5.4572e-06 | 409.1867 | 4.9194e-06 | 409.9495 | 0.00050364 | 367.2404 | 0 | 624.4189 | 0.00538 | 367.2404 | 0 | 623.5746 | 2.6669e-05 | 624.4189 | 0.00183 | 409.1867 | 6.32e-06
| 410.0623 | 5.091e-05 | 367.4556 | 0.99762 | 410.0623 | 0.00401 | 367.4556 | 0.012029 | 409.2999 | 0.91694 | 367.4556 | 0 | 409.2999 | 6.4182e-06 | 361.99 | -5.0592e-05 | 410.0623 | 0.00326 | 361.99 | 6.1882e-05 | 361.99 | -0.0021348 | 409.2999 | 5.8905e-06 | 409.2999 | 6.2042e-06 | 410.0623 | 0 | 367.4556 | 0 | 624.5789 | 0.00373 | 367.4556 | 0 | 623.735 | 1.0001e-05 | 624.5789 | 0.00194 | 409.2999 | 6.4261e-06
| 410.175 | 0 | 367.6709 | 0.99227 | 410.175 | 0.00123 | 367.6709 | 0.013706 | 409.4131 | 0.90941 | 367.6709 | 0 | 409.4131 | 6.7094e-06 | 362.21 | 0.00086005 | 410.175 | 0.00337 | 362.21 | -0.001165 | 362.21 | 0.00049847 | 409.4131 | 6.8391e-06 | 409.4131 | 6.2042e-06 | 410.175 | 0.00040979 | 367.6709 | 0 | 624.739 | 0.00513 | 367.6709 | 0 | 623.8955 | 0 | 624.739 | 0.00174 | 409.4131 | 4.4806e-06
| 410.2878 | 0.00178 | 367.8862 | 0.985 | 410.2878 | 0.00376 | 367.8862 | 0.013386 | 409.5263 | 0.90081 | 367.8862 | 0 | 409.5263 | 7.0455e-06 | 362.42 | -0.00032042 | 410.2878 | 0.00354 | 362.42 | 0.00086903 | 362.42 | 0.00010836 | 409.5263 | 6.3472e-06 | 409.5263 | 7.6976e-06 | 410.2878 | 0 | 367.8862 | 0 | 624.8991 | 0.00376 | 367.8862 | 0 | 624.0559 | 0 | 624.8991 | 0.0018 | 409.5263 | 4.7046e-06
| 410.4006 | 0 | 368.1015 | 0.97509 | 410.4006 | 0.00172 | 368.1015 | 0.015932 | 409.6395 | 0.8875 | 368.1015 | 0 | 409.6395 | 6.8326e-06 | 362.64 | 0.001231 | 410.4006 | 0.00317 | 362.64 | 0.00015874 | 362.64 | -0.0013546 | 409.6395 | 6.4644e-06 | 409.6395 | 8.1258e-06 | 410.4006 | 0.00057872 | 368.1015 | 0 | 625.0591 | 0.00316 | 368.1015 | 0 | 624.2164 | 6.6672e-06 | 625.0591 | 0.00171 | 409.6395 | 4.3627e-06
| 410.5134 | 0 | 368.3168 | 0.95684 | 410.5134 | 0.00267 | 368.3168 | 0.014788 | 409.7528 | 0.86777 | 368.3168 | 0 | 409.7528 | 5.8357e-06 | 362.86 | 0.00011805 | 410.5134 | 0.00397 | 362.86 | -0.0012296 | 362.86 | 0.0012787 | 409.7528 | 5.3987e-06 | 409.7528 | 7.6976e-06 | 410.5134 | 0 | 368.3168 | 0 | 625.2192 | 0.00385 | 368.3168 | 0 | 624.3768 | 3.0002e-05 | 625.2192 | 0.00192 | 409.7528 | 3.9028e-06
| 410.6261 | 0.00041391 | 368.5321 | 0.93561 | 410.6261 | 0.00095592 | 368.5321 | 0.017709 | 409.866 | 0.86966 | 368.5321 | 0 | 409.866 | 5.3205e-06 | 363.07 | 0.00048905 | 410.6261 | 0.00334 | 363.07 | -0.00071299 | 363.07 | 0.0011162 | 409.866 | 4.6843e-06 | 409.866 | 4.6998e-06 | 410.6261 | 0 | 368.5321 | 0 | 625.3793 | 0.00575 | 368.5321 | 0 | 624.5373 | 6.6672e-06 | 625.3793 | 0.00183 | 409.866 | 3.7849e-06
| 410.7389 | 0.0004462 | 368.7475 | 0.91058 | 410.7389 | 0.00288 | 368.7475 | 0.017025 | 409.9792 | 0.8653 | 368.7475 | 0 | 409.9792 | 6.463e-06 | 363.29 | -0.0024789 | 410.7389 | 0.00411 | 363.29 | -0.0010681 | 363.29 | 0.00043346 | 409.9792 | 4.4969e-06 | 409.9792 | 2.3499e-06 | 410.7389 | 0 | 368.7475 | 0 | 625.5394 | 0.00401 | 368.7475 | 0 | 624.6977 | 3.0002e-05 | 625.5394 | 0.00187 | 409.9792 | 4.4806e-06
| 410.8517 | 0 | 368.9628 | 0.88743 | 410.8517 | 0.00108 | 368.9628 | 0.019777 | 410.0924 | 0.86686 | 368.9628 | 0 | 410.0924 | 6.0822e-06 | 363.5 | 0.00069142 | 410.8517 | 0.00379 | 363.5 | -0.0015202 | 363.5 | -0.00067186 | 410.0924 | 4.4735e-06 | 410.0924 | 1.9217e-06 | 410.8517 | 0 | 368.9628 | 0 | 625.6995 | 0.00527 | 368.9628 | 0 | 624.8582 | 2.6669e-05 | 625.6995 | 0.00172 | 410.0924 | 5.2824e-06
| 410.9644 | 0.00035636 | 369.1782 | 0.86942 | 410.9644 | 0.00312 | 369.1782 | 0.02013 | 410.2057 | 0.85628 | 369.1782 | 0 | 410.2057 | 5.5781e-06 | 363.72 | 0.00096123 | 410.9644 | 0.00386 | 363.72 | -0.00077756 | 363.72 | -0.0015171 | 410.2057 | 5.1527e-06 | 410.2057 | 3.6347e-06 | 410.9644 | 0 | 369.1782 | 0 | 625.8596 | 0.00369 | 369.1782 | 0 | 625.0187 | 3.0002e-05 | 625.8596 | 0.00179 | 410.2057 | 5.6243e-06
| 411.0772 | 0 | 369.3936 | 0.85372 | 411.0772 | 0.00101 | 369.3936 | 0.022866 | 410.3189 | 0.85458 | 369.3936 | 0 | 410.3189 | 4.1444e-06 | 363.93 | 5.0592e-05 | 411.0772 | 0.00243 | 363.93 | 0.0009659 | 363.93 | 4.3346e-05 | 410.3189 | 4.9888e-06 | 410.3189 | 4.2825e-06 | 411.0772 | 0 | 369.3936 | 0 | 626.0197 | 0.00571 | 369.3936 | 0 | 625.1792 | 0 | 626.0197 | 0.00173 | 410.3189 | 6.544e-06
| 411.19 | 0 | 369.609 | 0.83198 | 411.19 | 0.00336 | 369.609 | 0.02347 | 410.4321 | 0.84313 | 369.609 | 0 | 410.4321 | 4.6708e-06 | 364.15 | -0.0032547 | 411.19 | 0.00388 | 364.15 | -0.0009067 | 364.15 | -0.0011595 | 410.4321 | 5.586e-06 | 410.4321 | 5.9846e-06 | 411.19 | 0.00011247 | 369.609 | 0 | 626.1798 | 0.00355 | 369.609 | 0 | 625.3397 | 1.0001e-05 | 626.1798 | 0.00179 | 410.4321 | 5.2824e-06
| 411.3028 | 0 | 369.8244 | 0.81311 | 411.3028 | 0.0002607 | 369.8244 | 0.025474 | 410.5454 | 0.83237 | 369.8244 | 0 | 410.5454 | 4.7717e-06 | 364.37 | -0.00025296 | 411.3028 | 0.00238 | 364.37 | 0.0015793 | 364.37 | -0.00015171 | 410.5454 | 5.3401e-06 | 410.5454 | 4.1727e-06 | 411.3028 | 0 | 369.8244 | 0 | 626.3399 | 0.00478 | 369.8244 | 0 | 625.5001 | 6.6672e-06 | 626.3399 | 0.00171 | 410.5454 | 4.0207e-06
| 411.4155 | 0.00041025 | 370.0399 | 0.78492 | 411.4155 | 0.00238 | 370.0399 | 0.025948 | 410.6587 | 0.82826 | 370.0399 | 0 | 410.6587 | 5.9254e-06 | 364.58 | -0.0013997 | 411.4155 | 0.0034 | 364.58 | -0.0023273 | 364.58 | -0.0016147 | 410.6587 | 5.3635e-06 | 410.6587 | 3.426e-06 | 411.4155 | 0.00014995 | 370.0399 | 0 | 626.5 | 0.00364 | 370.0399 | 0 | 625.6607 | 3.0002e-05 | 626.5 | 0.00188 | 410.6587 | 5.2824e-06
| 411.5283 | 0 | 370.2553 | 0.75545 | 411.5283 | 0.0002607 | 370.2553 | 0.02876 | 410.7719 | 0.81841 | 370.2553 | 0 | 410.7719 | 5.3653e-06 | 364.8 | 0.001602 | 411.5283 | 0.00425 | 364.8 | 0.0013211 | 364.8 | 0.00046596 | 410.7719 | 4.7663e-06 | 410.7719 | 3.7445e-06 | 411.5283 | 0.00050364 | 370.2553 | 0 | 626.6602 | 0.00515 | 370.2553 | 0 | 625.8212 | 6.6672e-06 | 626.6602 | 0.00181 | 410.7719 | 4.0207e-06
| 411.6411 | 8.684e-05 | 370.4708 | 0.72657 | 411.6411 | 0.00198 | 370.4708 | 0.030011 | 410.8852 | 0.81125 | 370.4708 | 0 | 410.8852 | 6.463e-06 | 365.01 | -0.00038786 | 411.6411 | 0.00425 | 365.01 | -0.0019076 | 365.01 | -0.0037928 | 410.8852 | 4.8834e-06 | 410.8852 | 5.5563e-06 | 411.6411 | 0 | 370.4708 | 0 | 626.8203 | 0.00362 | 370.4708 | 0 | 625.9817 | 1.0001e-05 | 626.8203 | 0.00188 | 410.8852 | 4.4806e-06
| 411.7538 | 0 | 370.6863 | 0.69865 | 411.7538 | 0 | 370.6863 | 0.031827 | 410.9984 | 0.79928 | 370.6863 | 0 | 410.9984 | 6.1046e-06 | 365.23 | 0.0018044 | 411.7538 | 0.00311 | 365.23 | -0.00035784 | 365.23 | 0.00059601 | 410.9984 | 3.8646e-06 | 410.9984 | 5.9846e-06 | 411.7538 | 0 | 370.6863 | 0 | 626.9805 | 0.00589 | 370.6863 | 0 | 626.1422 | 0 | 626.9805 | 0.00174 | 410.9984 | 1.4974e-06
| 411.8666 | 0.00098522 | 370.9018 | 0.67424 | 411.8666 | 0.00244 | 370.9018 | 0.032713 | 411.1117 | 0.78897 | 370.9018 | 0 | 411.1117 | 5.7349e-06 | 365.45 | -0.00062396 | 411.8666 | 0.00448 | 365.45 | -0.0024887 | 365.45 | -0.00086692 | 411.1117 | 4.3681e-06 | 411.1117 | 4.8096e-06 | 411.8666 | 0.00024367 | 370.9018 | 0 | 627.1406 | 0.00413 | 370.9018 | 0 | 626.3027 | 1.0001e-05 | 627.1406 | 0.00185 | 411.1117 | 4.1386e-06
| 411.9794 | 0 | 371.1173 | 0.65115 | 411.9794 | 0.00043451 | 371.1173 | 0.03635 | 411.225 | 0.78346 | 371.1173 | 0 | 411.225 | 3.8532e-06 | 365.66 | 0.0005565 | 411.9794 | 0.00362 | 365.66 | -0.0013264 | 365.66 | 0.00088859 | 411.225 | 4.4969e-06 | 411.225 | 3.9531e-06 | 411.9794 | 0.00031595 | 371.1173 | 0 | 627.3008 | 0.00645 | 371.1173 | 0 | 626.4633 | 0 | 627.3008 | 0.00173 | 411.225 | 5.2824e-06
| 412.0922 | 0.00039229 | 371.3328 | 0.62506 | 412.0922 | 0.00213 | 371.3328 | 0.037478 | 411.3383 | 0.76757 | 371.3328 | 0 | 411.3383 | 4.3236e-06 | 365.88 | -0.0019393 | 412.0922 | 0.00491 | 365.88 | 0.00038475 | 365.88 | 0.00062851 | 411.3383 | 5.8671e-06 | 411.3383 | 6.314e-06 | 412.0922 | 0 | 371.3328 | 0 | 627.461 | 0.00211 | 371.3328 | 0 | 626.6238 | 5.0004e-05 | 627.461 | 0.00181 | 411.3383 | 7.4637e-06
| 412.2049 | 0 | 371.5484 | 0.60506 | 412.2049 | 0.00015642 | 371.5484 | 0.041442 | 411.4516 | 0.76039 | 371.5484 | 0 | 411.4516 | 4.6372e-06 | 366.09 | 1.6864e-05 | 412.2049 | 0.00397 | 366.09 | -0.0020367 | 366.09 | -0.00057433 | 411.4516 | 6.359e-06 | 411.4516 | 5.7759e-06 | 412.2049 | 0 | 371.5484 | 0 | 627.6211 | 0.00394 | 371.5484 | 0 | 626.7843 | 0 | 627.6211 | 0.0017 | 411.4516 | 5.8601e-06
| 412.3177 | 0.00145 | 371.764 | 0.58188 | 412.3177 | 0.00253 | 371.764 | 0.041935 | 411.5649 | 0.74747 | 371.764 | 0 | 411.5649 | 5.1637e-06 | 366.31 | -0.0012985 | 412.3177 | 0.00445 | 366.31 | 0.0022573 | 366.31 | -0.0012245 | 411.5649 | 5.5626e-06 | 411.5649 | 5.3477e-06 | 412.3177 | 0 | 371.764 | 0 | 627.7813 | 0.00308 | 371.764 | 0 | 626.9449 | 0 | 627.7813 | 0.00182 | 411.5649 | 5.6243e-06
| 412.4305 | 0 | 371.9795 | 0.56036 | 412.4305 | 0 | 371.9795 | 0.046152 | 411.6782 | 0.74559 | 371.9795 | 0 | 411.6782 | 4.7156e-06 | 366.53 | -0.0013997 | 412.4305 | 0.00326 | 366.53 | -2.6905e-06 | 366.53 | 0.0010186 | 411.6782 | 4.5555e-06 | 411.6782 | 5.3477e-06 | 412.4305 | 0 | 371.9795 | 0 | 627.9415 | 0.0057 | 371.9795 | 0 | 627.1055 | 0 | 627.9415 | 0.0017 | 411.6782 | 3.3251e-06
| 412.5432 | 0.00026652 | 372.1951 | 0.5397 | 412.5432 | 0.00166 | 372.1951 | 0.0478 | 411.7915 | 0.73044 | 372.1951 | 0 | 411.7915 | 4.2788e-06 | 366.74 | -0.0010624 | 412.5432 | 0.00417 | 366.74 | -0.0004547 | 366.74 | -0.00050931 | 411.7915 | 4.0636e-06 | 411.7915 | 5.5563e-06 | 412.5432 | 0 | 372.1951 | 0 | 628.1017 | 0.0026 | 372.1951 | 0 | 627.266 | 3.0002e-05 | 628.1017 | 0.00185 | 411.7915 | 2.6412e-06
| 412.656 | 0 | 372.4107 | 0.51858 | 412.656 | 6.9519e-05 | 372.4107 | 0.051613 | 411.9048 | 0.72678 | 372.4107 | 0 | 411.9048 | 3.8084e-06 | 366.96 | 0.00069142 | 412.656 | 0.00402 | 366.96 | 0.0010628 | 366.96 | -0.00021673 | 411.9048 | 4.778e-06 | 411.9048 | 7.1595e-06 | 412.656 | 0 | 372.4107 | 0 | 628.2619 | 0.00447 | 372.4107 | 0 | 627.4266 | 0 | 628.2619 | 0.00183 | 411.9048 | 1.4974e-06
| 412.7688 | 0.00030245 | 372.6264 | 0.49815 | 412.7688 | 0.00184 | 372.6264 | 0.054745 | 412.0181 | 0.72123 | 372.6264 | 0 | 412.0181 | 3.7076e-06 | 367.17 | -0.0011299 | 412.7688 | 0.00442 | 367.17 | -0.0028116 | 367.17 | -0.0027849 | 412.0181 | 4.8483e-06 | 412.0181 | 5.2379e-06 | 412.7688 | 0 | 372.6264 | 0 | 628.4221 | 0.00478 | 372.6264 | 0 | 627.5871 | 5.0004e-05 | 628.4221 | 0.00189 | 412.0181 | 1.7215e-06
| 412.8816 | 0 | 372.842 | 0.47577 | 412.8816 | 0 | 372.842 | 0.059128 | 412.1314 | 0.71754 | 372.842 | 0 | 412.1314 | 3.3155e-06 | 367.39 | -0.00089378 | 412.8816 | 0.00391 | 367.39 | 2.9596e-05 | 367.39 | 0.00043346 | 412.1314 | 4.6609e-06 | 412.1314 | 5.6661e-06 | 412.8816 | 0 | 372.842 | 0 | 628.5823 | 0.00392 | 372.842 | 0 | 627.7477 | 6.6672e-06 | 628.5823 | 0.00175 | 412.1314 | 2.0634e-06
| 412.9943 | 0 | 373.0577 | 0.4572 | 412.9943 | 0.00215 | 373.0577 | 0.062007 | 412.2448 | 0.70453 | 373.0577 | 0 | 412.2448 | 4.5588e-06 | 367.61 | -0.0028838 | 412.9943 | 0.00303 | 367.61 | -0.0021658 | 367.61 | -0.00024923 | 412.2448 | 5.668e-06 | 412.2448 | 4.2825e-06 | 412.9943 | 0 | 373.0577 | 0 | 628.7426 | 0.00346 | 373.0577 | 0 | 627.9083 | 1.0001e-05 | 628.7426 | 0.00175 | 412.2448 | 4.0207e-06
| 413.1071 | 0 | 373.2733 | 0.43898 | 413.1071 | 0 | 373.2733 | 0.065661 | 412.3581 | 0.70103 | 373.2733 | 0 | 412.3581 | 3.6179e-06 | 367.82 | 0.001231 | 413.1071 | 0.00419 | 367.82 | -0.0021336 | 367.82 | -0.00060684 | 412.3581 | 5.9725e-06 | 412.3581 | 6.2042e-06 | 413.1071 | 0 | 373.2733 | 0 | 628.9028 | 0.00469 | 373.2733 | 0 | 628.0689 | 0 | 628.9028 | 0.00168 | 412.3581 | 4.3627e-06
| 413.2199 | 0.0014 | 373.489 | 0.41753 | 413.2199 | 0.00213 | 373.489 | 0.07011 | 412.4714 | 0.69576 | 373.489 | 0 | 412.4714 | 4.3796e-06 | 368.04 | 0.00052277 | 413.2199 | 0.00334 | 368.04 | -0.0037156 | 368.04 | -0.00015171 | 412.4714 | 6.1365e-06 | 412.4714 | 7.8074e-06 | 413.2199 | 0 | 373.489 | 0 | 629.063 | 0.00468 | 373.489 | 0 | 628.2295 | 1.0001e-05 | 629.063 | 0.00171 | 412.4714 | 5.1645e-06
| 413.3326 | 0 | 373.7047 | 0.40381 | 413.3326 | 0 | 373.7047 | 0.076251 | 412.5847 | 0.69242 | 373.7047 | 0 | 412.5847 | 3.0019e-06 | 368.25 | 8.4319e-05 | 413.3326 | 0.00414 | 368.25 | -0.00026098 | 368.25 | 0.0022864 | 412.5847 | 5.1527e-06 | 412.5847 | 6.7313e-06 | 413.3326 | 0.00091656 | 373.7047 | 0 | 629.2233 | 0.00489 | 373.7047 | 0 | 628.3901 | 6.6672e-06 | 629.2233 | 0.00161 | 412.5847 | 3.9028e-06
| 413.4454 | 3.2945e-05 | 373.9204 | 0.38786 | 413.4454 | 0.00132 | 373.9204 | 0.079412 | 412.6981 | 0.67841 | 373.9204 | 0 | 412.6981 | 2.9459e-06 | 368.47 | -0.0015684 | 413.4454 | 0.00547 | 368.47 | -0.00097128 | 368.47 | 0.00027091 | 412.6981 | 6.2184e-06 | 412.6981 | 5.1281e-06 | 413.4454 | 0 | 373.9204 | 0 | 629.3835 | 0.00419 | 373.9204 | 0 | 628.5507 | 1.0001e-05 | 629.3835 | 0.00178 | 412.6981 | 3.9028e-06
| 413.5582 | 0 | 374.1362 | 0.37067 | 413.5582 | 0 | 374.1362 | 0.085671 | 412.8114 | 0.67364 | 374.1362 | 0 | 412.8114 | 2.4306e-06 | 368.69 | 0.00075887 | 413.5582 | 0.00368 | 368.69 | -0.0015202 | 368.69 | 0.00010836 | 412.8114 | 5.6212e-06 | 412.8114 | 2.4597e-06 | 413.5582 | 0.00139 | 374.1362 | 0 | 629.5438 | 0.0039 | 374.1362 | 0 | 628.7114 | 0 | 629.5438 | 0.00177 | 412.8114 | 2.4054e-06
| 413.6709 | 0.00127 | 374.3519 | 0.356 | 413.6709 | 0.00295 | 374.3519 | 0.090673 | 412.9248 | 0.66226 | 374.3519 | 0 | 412.9248 | 2.5874e-06 | 368.9 | 0.00075887 | 413.6709 | 0.00369 | 368.9 | -0.0013264 | 368.9 | -0.00021673 | 412.9248 | 6.0779e-06 | 412.9248 | 4.2825e-06 | 413.6709 | 0 | 374.3519 | 0 | 629.7041 | 0.00306 | 374.3519 | 0 | 628.872 | 1.0001e-05 | 629.7041 | 0.00186 | 412.9248 | 2.5233e-06
| 413.7837 | 0 | 374.5677 | 0.34238 | 413.7837 | 0 | 374.5677 | 0.097701 | 413.0382 | 0.65165 | 374.5677 | 0 | 413.0382 | 2.9683e-06 | 369.12 | 0.0014334 | 413.7837 | 0.00402 | 369.12 | 0.00044931 | 369.12 | 0.00049847 | 413.0382 | 5.0239e-06 | 413.0382 | 3.2064e-06 | 413.7837 | 0 | 374.5677 | 0 | 629.8643 | 0.00461 | 374.5677 | 0 | 629.0326 | 6.6672e-06 | 629.8643 | 0.00177 | 413.0382 | 1.6036e-06
| 413.8965 | 0.00142 | 374.7835 | 0.32496 | 413.8965 | 0.0017 | 374.7835 | 0.10231 | 413.1515 | 0.64759 | 374.7835 | 0 | 413.1515 | 2.7443e-06 | 369.33 | -0.00086005 | 413.8965 | 0.00366 | 369.33 | 0.0016117 | 369.33 | 0.0028717 | 413.1515 | 5.2347e-06 | 413.1515 | 5.0292e-06 | 413.8965 | 0 | 374.7835 | 0 | 630.0246 | 0.00482 | 374.7835 | 0 | 629.1932 | 5.0004e-05 | 630.0246 | 0.00181 | 413.1515 | 3.101e-06
| 414.0092 | 0 | 374.9993 | 0.31376 | 414.0092 | 0 | 374.9993 | 0.10942 | 413.2649 | 0.6408 | 374.9993 | 0 | 413.2649 | 2.4978e-06 | 369.55 | -8.4319e-05 | 414.0092 | 0.0034 | 369.55 | 0.0015793 | 369.55 | 0.00049847 | 413.2649 | 5.9491e-06 | 413.2649 | 6.4128e-06 | 414.0092 | 1.5646e-05 | 374.9993 | 0 | 630.1849 | 0.00429 | 374.9993 | 0 | 629.3539 | 0 | 630.1849 | 0.00179 | 413.2649 | 2.1813e-06
| 414.122 | 0.00032042 | 375.2151 | 0.29773 | 414.122 | 0.00255 | 375.2151 | 0.11647 | 413.3783 | 0.63135 | 375.2151 | 0 | 413.3783 | 2.0274e-06 | 369.77 | -0.0011299 | 414.122 | 0.00246 | 369.77 | -0.0030376 | 369.77 | -0.0013546 | 413.3783 | 5.8905e-06 | 413.3783 | 9.4106e-06 | 414.122 | 0 | 375.2151 | 0 | 630.3452 | 0.00345 | 375.2151 | 0 | 629.5145 | 1.0001e-05 | 630.3452 | 0.00183 | 413.3783 | 2.4054e-06
| 414.2348 | 0 | 375.4309 | 0.28915 | 414.2348 | 0 | 375.4309 | 0.12551 | 413.4916 | 0.62855 | 375.4309 | 0 | 413.4916 | 2.2178e-06 | 369.98 | 0.0010287 | 414.2348 | 0.0055 | 369.98 | -0.0014878 | 369.98 | 0.00030341 | 413.4916 | 6.0193e-06 | 413.4916 | 8.016e-06 | 414.2348 | 0 | 375.4309 | 0 | 630.5055 | 0.0054 | 375.4309 | 0 | 629.6752 | 6.6672e-06 | 630.5055 | 0.00179 | 413.4916 | 8.0179e-07
| 414.3475 | 0.00067977 | 375.6467 | 0.27793 | 414.3475 | 0.00104 | 375.6467 | 0.13322 | 413.605 | 0.62112 | 375.6467 | 0 | 413.605 | 2.3746e-06 | 370.2 | 0.00011805 | 414.3475 | 0.00454 | 370.2 | 9.4169e-05 | 370.2 | -0.0018747 | 413.605 | 5.2816e-06 | 413.605 | 6.5226e-06 | 414.3475 | 0 | 375.6467 | 0 | 630.6658 | 0.00433 | 375.6467 | 0 | 629.8359 | 0 | 630.6658 | 0.00183 | 413.605 | 1.4974e-06
| 414.4603 | 0 | 375.8626 | 0.2688 | 414.4603 | 0 | 375.8626 | 0.1429 | 413.7184 | 0.6214 | 375.8626 | 0 | 413.7184 | 2.0834e-06 | 370.41 | 0.00069142 | 414.4603 | 0.00487 | 370.41 | 6.1882e-05 | 370.41 | -0.00034676 | 413.7184 | 5.2347e-06 | 413.7184 | 4.3814e-06 | 414.4603 | 0.0005224 | 375.8626 | 0 | 630.8261 | 0.00411 | 375.8626 | 0 | 629.9965 | 6.6672e-06 | 630.8261 | 0.00173 | 413.7184 | 1.2616e-06
| 414.5731 | 0.00073368 | 376.0785 | 0.25785 | 414.5731 | 0.00102 | 376.0785 | 0.15201 | 413.8318 | 0.60391 | 376.0785 | 0 | 413.8318 | 2.2738e-06 | 370.63 | -0.00086005 | 414.5731 | 0.00454 | 370.63 | -0.0029407 | 370.63 | -0.00099695 | 413.8318 | 5.0474e-06 | 413.8318 | 4.601e-06 | 414.5731 | 0 | 376.0785 | 0 | 630.9864 | 0.0038 | 376.0785 | 0 | 630.1572 | 3.0002e-05 | 630.9864 | 0.00179 | 413.8318 | 8.0179e-07
| 414.6859 | 0 | 376.2944 | 0.24619 | 414.6859 | 0 | 376.2944 | 0.16197 | 413.9452 | 0.59935 | 376.2944 | 0 | 413.9452 | 2.3522e-06 | 370.85 | -0.00021923 | 414.6859 | 0.00374 | 370.85 | -0.0006807 | 370.85 | 0.00062851 | 413.9452 | 4.3564e-06 | 413.9452 | 4.2825e-06 | 414.6859 | 0 | 376.2944 | 0 | 631.1468 | 0.00348 | 376.2944 | 0 | 630.3179 | 6.6672e-06 | 631.1468 | 0.00172 | 413.9452 | 0
| 414.7986 | 0.00122 | 376.5103 | 0.23955 | 414.7986 | 0.00173 | 376.5103 | 0.17219 | 414.0586 | 0.58552 | 376.5103 | 0 | 414.0586 | 2.2402e-06 | 371.06 | 8.4319e-05 | 414.7986 | 0.00468 | 371.06 | -0.00093899 | 371.06 | 0.00040094 | 414.0586 | 5.1762e-06 | 414.0586 | 4.601e-06 | 414.7986 | 0 | 376.5103 | 0 | 631.3071 | 0.00415 | 376.5103 | 0 | 630.4786 | 0 | 631.3071 | 0.00186 | 414.0586 | 0
| 414.9114 | 0 | 376.7262 | 0.23212 | 414.9114 | 0 | 376.7262 | 0.18592 | 414.172 | 0.58248 | 376.7262 | 0 | 414.172 | 1.8034e-06 | 371.28 | -0.00065769 | 414.9114 | 0.00419 | 371.28 | -0.00026098 | 371.28 | -0.00096444 | 414.172 | 5.4221e-06 | 414.172 | 6.314e-06 | 414.9114 | 0.0001658 | 376.7262 | 0 | 631.4674 | 0.00636 | 376.7262 | 0 | 630.6392 | 6.6672e-06 | 631.4674 | 0.00172 | 414.172 | 4.5985e-07
| 415.0242 | 0.00041025 | 376.9421 | 0.22345 | 415.0242 | 0.00173 | 376.9421 | 0.1958 | 414.2854 | 0.57844 | 376.9421 | 0 | 414.2854 | 1.6241e-06 | 371.5 | -0.00069142 | 415.0242 | 0.00286 | 371.5 | -0.0004547 | 371.5 | -0.0017121 | 414.2854 | 6.7103e-06 | 414.2854 | 7.0607e-06 | 415.0242 | 0 | 376.9421 | 0 | 631.6278 | 0.00484 | 376.9421 | 0 | 630.7999 | 0 | 631.6278 | 0.00183 | 414.2854 | 6.8388e-07
| 415.1369 | 0 | 377.1581 | 0.21614 | 415.1369 | 0 | 377.1581 | 0.2113 | 414.3988 | 0.57401 | 377.1581 | 0 | 414.3988 | 1.7474e-06 | 371.71 | -0.00079259 | 415.1369 | 0.0036 | 371.71 | -0.00048698 | 371.71 | 0.0009536 | 414.3988 | 5.3635e-06 | 414.3988 | 6.8411e-06 | 415.1369 | 0.00035349 | 377.1581 | 0 | 631.7881 | 0.00584 | 377.1581 | 0 | 630.9606 | 6.6672e-06 | 631.7881 | 0.00167 | 414.3988 | 6.8388e-07
| 415.2497 | 0.00147 | 377.374 | 0.21005 | 415.2497 | 0.00128 | 377.374 | 0.22462 | 414.5123 | 0.56191 | 377.374 | 0 | 414.5123 | 1.5681e-06 | 371.93 | -0.00086005 | 415.2497 | 0.00499 | 371.93 | -0.0013909 | 371.93 | -0.0010945 | 414.5123 | 5.6095e-06 | 414.5123 | 6.6324e-06 | 415.2497 | 0 | 377.374 | 0 | 631.9485 | 0.00448 | 377.374 | 0 | 631.1214 | 3.0002e-05 | 631.9485 | 0.00186 | 414.5123 | 2.2403e-07
| 415.3625 | 0 | 377.59 | 0.20255 | 415.3625 | 0 | 377.59 | 0.2387 | 414.6257 | 0.55273 | 377.59 | 0 | 414.6257 | 9.4089e-07 | 372.15 | 0.0009275 | 415.3625 | 0.00445 | 372.15 | 0.00073989 | 372.15 | -2.1673e-05 | 414.6257 | 4.4384e-06 | 414.6257 | 6.2042e-06 | 415.3625 | 0 | 377.59 | 0 | 632.1089 | 0.00536 | 377.59 | 0 | 631.2821 | 2.6669e-05 | 632.1089 | 0.00165 | 414.6257 | 0
| 415.4752 | 0.00046416 | 377.806 | 0.19865 | 415.4752 | 0.00121 | 377.806 | 0.25769 | 414.7391 | 0.55136 | 377.806 | 0 | 414.7391 | 1.0641e-06 | 372.36 | -0.0018044 | 415.4752 | 0.00488 | 372.36 | -0.0017784 | 372.36 | -0.0047354 | 414.7391 | 4.8834e-06 | 414.7391 | 6.0944e-06 | 415.4752 | 0 | 377.806 | 0 | 632.2693 | 0.00408 | 377.806 | 0 | 631.4428 | 1.0001e-05 | 632.2693 | 0.00181 | 414.7391 | 0
| 415.588 | 0 | 378.022 | 0.19133 | 415.588 | 0 | 378.022 | 0.27733 | 414.8526 | 0.54563 | 378.022 | 0 | 414.8526 | 8.8488e-07 | 372.58 | 0.00025296 | 415.588 | 0.00422 | 372.58 | 0.0024188 | 372.58 | -0.00073687 | 414.8526 | 4.0285e-06 | 414.8526 | 4.8096e-06 | 415.588 | 9.0716e-05 | 378.022 | 0 | 632.4296 | 0.00612 | 378.022 | 0 | 631.6035 | 0 | 632.4296 | 0.00161 | 414.8526 | 4.5985e-07
| 415.7008 | 0.00041025 | 378.2381 | 0.18443 | 415.7008 | 0.00114 | 378.2381 | 0.28602 | 414.966 | 0.53665 | 378.2381 | 0 | 414.966 | 1.1761e-06 | 372.79 | -0.00069142 | 415.7008 | 0.00374 | 372.79 | 0.00032017 | 372.79 | -0.0013546 | 414.966 | 4.7663e-06 | 414.966 | 6.8411e-06 | 415.7008 | 0 | 378.2381 | 0 | 632.59 | 0.00311 | 378.2381 | 0 | 631.7643 | 1.0001e-05 | 632.59 | 0.00181 | 414.966 | 8.0179e-07
| 415.8135 | 0 | 378.4541 | 0.17639 | 415.8135 | 0 | 378.4541 | 0.29987 | 415.0795 | 0.5313 | 378.4541 | 0 | 415.0795 | 7.8407e-07 | 373.01 | 0.0018381 | 415.8135 | 0.00442 | 373.01 | -0.0015847 | 373.01 | 0.0019289 | 415.0795 | 6.1833e-06 | 415.0795 | 7.5878e-06 | 415.8135 | 0 | 378.4541 | 0 | 632.7504 | 0.0049 | 378.4541 | 0 | 631.925 | 0 | 632.7504 | 0.00163 | 415.0795 | 8.0179e-07
| 415.9263 | 0.0005001 | 378.6702 | 0.16788 | 415.9263 | 0.00101 | 378.6702 | 0.31425 | 415.1929 | 0.52166 | 378.6702 | 0 | 415.1929 | 1.0641e-06 | 373.23 | 0.00028669 | 415.9263 | 0.00408 | 373.23 | -0.00048698 | 373.23 | -0.0023624 | 415.1929 | 7.2255e-06 | 415.1929 | 8.5541e-06 | 415.9263 | 0 | 378.6702 | 0 | 632.9108 | 0.00364 | 378.6702 | 0 | 632.0857 | 1.0001e-05 | 632.9108 | 0.00171 | 415.1929 | 9.197e-07
| 416.0391 | 0 | 378.8862 | 0.16772 | 416.0391 | 5.2137e-05 | 378.8862 | 0.33731 | 415.3064 | 0.51632 | 378.8862 | 0 | 415.3064 | 8.2888e-07 | 373.44 | 0.0014672 | 416.0391 | 0.00465 | 373.44 | -0.00051927 | 373.44 | 0.0010836 | 415.3064 | 7.2724e-06 | 415.3064 | 5.8857e-06 | 416.0391 | 0 | 378.8862 | 0 | 633.0712 | 0.00614 | 378.8862 | 0 | 632.2465 | 0 | 633.0712 | 0.00164 | 415.3064 | 5.7776e-07
| 416.1518 | 0.00075165 | 379.1023 | 0.16576 | 416.1518 | 0.00108 | 379.1023 | 0.36316 | 415.4198 | 0.51333 | 379.1023 | 0 | 415.4198 | 1.1985e-06 | 373.66 | -0.00082632 | 416.1518 | 0.00442 | 373.66 | 0.0002556 | 373.66 | 0.00075855 | 415.4198 | 6.6049e-06 | 415.4198 | 5.5563e-06 | 416.1518 | 0 | 379.1023 | 0 | 633.2317 | 0.00359 | 379.1023 | 0 | 632.4072 | 1.0001e-05 | 633.2317 | 0.00176 | 415.4198 | 5.7776e-07
| 416.2646 | 0 | 379.3184 | 0.16391 | 416.2646 | 0 | 379.3184 | 0.39007 | 415.5333 | 0.50442 | 379.3184 | 0 | 415.5333 | 7.0567e-07 | 373.88 | 0.0011636 | 416.2646 | 0.00493 | 373.88 | 0.00064304 | 373.88 | 0.00043346 | 415.5333 | 7.085e-06 | 415.5333 | 3.7445e-06 | 416.2646 | 0 | 379.3184 | 0 | 633.3921 | 0.00517 | 379.3184 | 0 | 632.568 | 6.6672e-06 | 633.3921 | 0.00172 | 415.5333 | 0
| 416.3774 | 0.00058994 | 379.5345 | 0.16075 | 416.3774 | 0.00137 | 379.5345 | 0.4138 | 415.6468 | 0.50493 | 379.5345 | 0 | 415.6468 | 6.7206e-07 | 374.09 | 0.0005565 | 416.3774 | 0.0051 | 374.09 | -0.00019641 | 374.09 | -0.00034676 | 415.6468 | 6.1013e-06 | 415.6468 | 4.4912e-06 | 416.3774 | 0 | 379.5345 | 0 | 633.5525 | 0.00302 | 379.5345 | 0 | 632.7288 | 1.0001e-05 | 633.5525 | 0.00177 | 415.6468 | 0
| 416.4901 | 0 | 379.7507 | 0.15735 | 416.4901 | 0 | 379.7507 | 0.44266 | 415.7603 | 0.50031 | 379.7507 | 0 | 415.7603 | 1.0081e-07 | 374.31 | 0.00079259 | 416.4901 | 0.00592 | 374.31 | 0.00012645 | 374.31 | 0.0016038 | 415.7603 | 5.6914e-06 | 415.7603 | 4.9194e-06 | 416.4901 | 0 | 379.7507 | 0 | 633.713 | 0.00483 | 379.7507 | 0 | 632.8896 | 6.6672e-06 | 633.713 | 0.0017 | 415.7603 | 0
| 416.6029 | 0.00224 | 379.9668 | 0.15489 | 416.6029 | 0.00060691 | 379.9668 | 0.47036 | 415.8737 | 0.48631 | 379.9668 | 0 | 415.8737 | 1.7922e-07 | 374.53 | -0.00052277 | 416.6029 | 0.00326 | 374.53 | -0.0009067 | 374.53 | -0.00054182 | 415.8737 | 5.0122e-06 | 415.8737 | 4.3814e-06 | 416.6029 | 0.00031865 | 379.9668 | 0 | 633.8734 | 0.00411 | 379.9668 | 0 | 633.0503 | 3.0002e-05 | 633.8734 | 0.00174 | 415.8737 | 0
| 416.7157 | 0 | 380.183 | 0.15357 | 416.7157 | 0 | 380.183 | 0.49872 | 415.9872 | 0.48358 | 380.183 | 0 | 415.9872 | 2.1282e-07 | 374.74 | 0.001602 | 416.7157 | 0.00306 | 374.74 | -0.00084214 | 374.74 | -0.0010295 | 415.9872 | 5.6914e-06 | 415.9872 | 2.9978e-06 | 416.7157 | 0.0001658 | 380.183 | 0 | 634.0339 | 0.00492 | 380.183 | 0 | 633.2111 | 0 | 634.0339 | 0.00168 | 415.9872 | 0
| 416.8284 | 0.00131 | 380.3992 | 0.14945 | 416.8284 | 0.00206 | 380.3992 | 0.52823 | 416.1007 | 0.48681 | 380.3992 | 0 | 416.1007 | 2.5762e-07 | 374.96 | -0.0018381 | 416.8284 | 0.00556 | 374.96 | 0.00032017 | 374.96 | -0.00080189 | 416.1007 | 7.003e-06 | 416.1007 | 3.3162e-06 | 416.8284 | 3.7485e-05 | 380.3992 | 0 | 634.1943 | 0.00466 | 380.3992 | 0 | 633.3719 | 0 | 634.1943 | 0.00175 | 416.1007 | 0
| 416.9412 | 0 | 380.6154 | 0.14762 | 416.9412 | 0 | 380.6154 | 0.56235 | 416.2142 | 0.48027 | 380.6154 | 0 | 416.2142 | 1.7922e-07 | 375.18 | 0.00075887 | 416.9412 | 0.00573 | 375.18 | -0.00084214 | 375.18 | 0.0010836 | 416.2142 | 7.612e-06 | 416.2142 | 6.5226e-06 | 416.9412 | 0.00040979 | 380.6154 | 0 | 634.3548 | 0.00635 | 380.6154 | 0 | 633.5327 | 6.6672e-06 | 634.3548 | 0.00172 | 416.2142 | 0
| 417.054 | 0.00069774 | 380.8316 | 0.14508 | 417.054 | 0.00156 | 380.8316 | 0.59784 | 416.3277 | 0.47162 | 380.8316 | 0 | 416.3277 | 2.8003e-07 | 375.39 | -0.00089378 | 417.054 | 0.00505 | 375.39 | -0.00055155 | 375.39 | -0.0022973 | 416.3277 | 7.6823e-06 | 416.3277 | 9.191e-06 | 417.054 | 0 | 380.8316 | 0 | 634.5153 | 0.00468 | 380.8316 | 0 | 633.6935 | 1.0001e-05 | 634.5153 | 0.00175 | 416.3277 | 0
| 417.1668 | 0 | 381.0478 | 0.14365 | 417.1668 | 0 | 381.0478 | 0.63303 | 416.4412 | 0.46789 | 381.0478 | 0.011958 | 416.4412 | 2.3522e-07 | 375.61 | 0.0005565 | 417.1668 | 0.00516 | 375.61 | 0.0002556 | 375.61 | 1.0836e-05 | 416.4412 | 6.0193e-06 | 416.4412 | 7.5878e-06 | 417.1668 | 0 | 381.0478 | -0.006818 | 634.6757 | 0.00478 | 381.0478 | -0.0010145 | 633.8543 | 0 | 634.6757 | 0.00168 | 416.4412 | 0
| 417.2795 | 0.00076961 | 381.2641 | 0.14056 | 417.2795 | 0.00113 | 381.2641 | 0.63945 | 416.5547 | 0.45741 | 381.2641 | 0.0041187 | 416.5547 | 2.3522e-07 | 375.83 | -0.00099496 | 417.2795 | 0.00178 | 375.83 | -0.00084214 | 375.83 | 0.00020589 | 416.5547 | 5.6914e-06 | 416.5547 | 5.7759e-06 | 417.2795 | 0 | 381.2641 | -0.0039979 | 634.8362 | 0.0036 | 381.2641 | 0.00032925 | 634.0152 | 1.0001e-05 | 634.8362 | 0.00172 | 416.5547 | 0
| 417.3923 | 0 | 381.4803 | 0.14037 | 417.3923 | 0 | 381.4803 | 0.64652 | 416.6683 | 0.45827 | 381.4803 | 0.012486 | 416.6683 | 5.6005e-08 | 376.04 | 0.0010624 | 417.3923 | 0.00467 | 376.04 | -0.00055155 | 376.04 | -0.0008344 | 416.6683 | 4.8834e-06 | 416.6683 | 3.7445e-06 | 417.3923 | 0.00014702 | 381.4803 | 0.010475 | 634.9967 | 0.00464 | 381.4803 | 0.0090974 | 634.176 | 0 | 634.9967 | 0.00173 | 416.6683 | 0
| 417.5051 | 0.00015871 | 381.6966 | 0.13904 | 417.5051 | 0.0017 | 381.6966 | 0.68206 | 416.7818 | 0.4522 | 381.6966 | 0.0047519 | 416.7818 | 5.6005e-08 | 376.26 | -0.0013322 | 417.5051 | 0.00403 | 376.26 | -0.001165 | 376.26 | 0.00033593 | 416.7818 | 5.586e-06 | 416.7818 | 5.0292e-06 | 417.5051 | 0 | 381.6966 | 0.0033005 | 635.1572 | 0.00373 | 381.6966 | -0.0061764 | 634.3368 | 1.0001e-05 | 635.1572 | 0.00179 | 416.7818 | 0
| 417.6178 | 0 | 381.9129 | 0.13986 | 417.6178 | 0 | 381.9129 | 0.71968 | 416.8953 | 0.44983 | 381.9129 | 0.014452 | 416.8953 | 7.8407e-08 | 376.48 | 0.0015346 | 417.6178 | 0.00351 | 376.48 | -0.0016493 | 376.48 | 0.00069354 | 416.8953 | 6.277e-06 | 416.8953 | 8.2356e-06 | 417.6178 | 0.00071011 | 381.9129 | -0.0045941 | 635.3177 | 0.00524 | 381.9129 | 0.0031841 | 634.4977 | 0 | 635.3177 | 0.00176 | 416.8953 | 0
| 417.7306 | 0.00042823 | 382.1292 | 0.13893 | 417.7306 | 0.00031212 | 382.1292 | 0.74376 | 417.0088 | 0.44554 | 382.1292 | 0.0067676 | 417.0088 | 4.4804e-08 | 376.69 | 0.00079259 | 417.7306 | 0.00425 | 376.69 | -0.00055155 | 376.69 | -0.0008344 | 417.0088 | 7.3661e-06 | 417.0088 | 8.9823e-06 | 417.7306 | 0 | 382.1292 | -0.00093187 | 635.4782 | 0.00258 | 382.1292 | -0.022583 | 634.6585 | 3.0002e-05 | 635.4782 | 0.00179 | 417.0088 | 0
| 417.8434 | 0 | 382.3455 | 0.14006 | 417.8434 | 0 | 382.3455 | 0.75776 | 417.1224 | 0.44164 | 382.3455 | 0.01536 | 417.1224 | 4.4804e-08 | 376.91 | -5.0592e-05 | 417.8434 | 0.00467 | 376.91 | -0.0012296 | 376.91 | -0.00057433 | 417.1224 | 7.4481e-06 | 417.1224 | 8.4443e-06 | 417.8434 | 0.0002221 | 382.3455 | 0.003957 | 635.6387 | 0.00548 | 382.3455 | 0.014174 | 634.8193 | 6.6672e-06 | 635.6387 | 0.00169 | 417.1224 | 0
| 417.9561 | 1.4969e-05 | 382.5618 | 0.13577 | 417.9561 | 0.00109 | 382.5618 | 0.75386 | 417.2359 | 0.4374 | 382.5618 | 0.0085273 | 417.2359 | 2.0162e-07 | 377.13 | -0.0013997 | 417.9561 | 0.00363 | 377.13 | -0.00058385 | 377.13 | -0.0012245 | 417.2359 | 7.3075e-06 | 417.2359 | 8.3454e-06 | 417.9561 | 0 | 382.5618 | -0.0046232 | 635.7993 | 0.00285 | 382.5618 | -0.0014615 | 634.9802 | 3.0002e-05 | 635.7993 | 0.00172 | 417.2359 | 2.2403e-07
| 418.0689 | 0 | 382.7782 | 0.13456 | 418.0689 | 0 | 382.7782 | 0.79062 | 417.3495 | 0.42604 | 382.7782 | 0.015532 | 417.3495 | 2.0162e-07 | 377.34 | -0.00021923 | 418.0689 | 0.00277 | 377.34 | 0.0012565 | 377.34 | 0.0016688 | 417.3495 | 5.9374e-06 | 417.3495 | 8.4443e-06 | 418.0689 | 0 | 382.7782 | 0.0052965 | 635.9598 | 0.00436 | 382.7782 | -0.0049134 | 635.1411 | 6.6672e-06 | 635.9598 | 0.00163 | 417.3495 | 2.2403e-07
| 418.1817 | 0.00064383 | 382.9945 | 0.13196 | 418.1817 | 0.00149 | 382.9945 | 0.78924 | 417.463 | 0.42094 | 382.9945 | 0.010371 | 417.463 | 2.1282e-07 | 377.56 | 0.0015684 | 418.1817 | 0.00326 | 377.56 | -0.0022627 | 377.56 | 0.0014413 | 417.463 | 5.9491e-06 | 417.463 | 9.729e-06 | 418.1817 | 0 | 382.9945 | -0.0019806 | 636.1204 | 0.00411 | 382.9945 | -0.0028719 | 635.3019 | 3.0002e-05 | 636.1204 | 0.00171 | 417.463 | 2.2403e-07
| 418.2945 | 0 | 383.2109 | 0.12855 | 418.2945 | 0 | 383.2109 | 0.81259 | 417.5766 | 0.41968 | 383.2109 | 0.016355 | 417.5766 | 2.2402e-08 | 377.78 | 0.0010961 | 418.2945 | 0.00402 | 377.78 | -0.00026098 | 377.78 | -0.00021673 | 417.5766 | 4.9654e-06 | 417.5766 | 6.9509e-06 | 418.2945 | 0 | 383.2109 | 0.0036193 | 636.2809 | 0.00455 | 383.2109 | 0.003445 | 635.4628 | 0 | 636.2809 | 0.00169 | 417.5766 | 0
| 418.4072 | 0.00076961 | 383.4273 | 0.12677 | 418.4072 | 0.00076297 | 383.4273 | 0.82504 | 417.6901 | 0.4094 | 383.4273 | 0.01158 | 417.6901 | 2.2402e-08 | 377.99 | -0.0011636 | 418.4072 | 0.00374 | 377.99 | -0.0022305 | 377.99 | 0.0012462 | 417.6901 | 6.2419e-06 | 417.6901 | 8.1258e-06 | 418.4072 | 0 | 383.4273 | -0.0010327 | 636.4415 | 0.00419 | 383.4273 | -0.00087209 | 635.6237 | 1.0001e-05 | 636.4415 | 0.00181 | 417.6901 | 2.6412e-06
| 418.52 | 0 | 383.6437 | 0.12455 | 418.52 | 0 | 383.6437 | 0.86484 | 417.8037 | 0.41211 | 383.6437 | 0.017909 | 417.8037 | 0 | 378.21 | 0.0025127 | 418.52 | 0.00473 | 378.21 | 0.00057846 | 378.21 | 0.00040094 | 417.8037 | 6.1833e-06 | 417.8037 | 7.3791e-06 | 418.52 | 0.00122 | 383.6437 | 0.0028432 | 636.602 | 0.00439 | 383.6437 | 0.0079424 | 635.7846 | 0 | 636.602 | 0.00179 | 417.8037 | 6.59e-05
| 418.6328 | 0.00064383 | 383.8602 | 0.12162 | 418.6328 | 0.00298 | 383.8602 | 0.87661 | 417.9173 | 0.40873 | 383.8602 | 0.013419 | 417.9173 | 3.3603e-07 | 378.43 | -0.00062396 | 418.6328 | 0.00326 | 378.43 | -0.0019076 | 378.43 | -0.0026549 | 417.9173 | 7.7174e-06 | 417.9173 | 7.0607e-06 | 418.6328 | 0 | 383.8602 | -0.0057049 | 636.7626 | 0.00368 | 383.8602 | -0.0017545 | 635.9455 | 3.0002e-05 | 636.7626 | 0.00182 | 417.9173 | 0.0004115
| 418.7455 | 0 | 384.0766 | 0.12064 | 418.7455 | 0 | 384.0766 | 0.91909 | 418.0308 | 0.40288 | 384.0766 | 0.020658 | 418.0308 | 3.3603e-07 | 378.64 | 0.00062396 | 418.7455 | 0.00382 | 378.64 | 0.00054618 | 378.64 | 7.5855e-05 | 418.0308 | 7.1084e-06 | 418.0308 | 5.3477e-06 | 418.7455 | 0 | 384.0766 | 0.0093018 | 636.9231 | 0.00457 | 384.0766 | 0.0019565 | 636.1064 | 0 | 636.9231 | 0.00171 | 418.0308 | 0.00052759
| 418.8583 | 0.00089539 | 384.2931 | 0.11899 | 418.8583 | 0.00168 | 384.2931 | 0.92431 | 418.1444 | 0.39549 | 384.2931 | 0.015551 | 418.1444 | 3.3603e-07 | 378.86 | -0.0009275 | 418.8583 | 0.00499 | 378.86 | -0.0023596 | 378.86 | -0.0010295 | 418.1444 | 7.2255e-06 | 418.1444 | 3.6347e-06 | 418.8583 | 0 | 384.2931 | -0.010856 | 637.0837 | 0.00433 | 384.2931 | -0.0003963 | 636.2673 | 1.0001e-05 | 637.0837 | 0.00169 | 418.1444 | 0.00114
| 418.9711 | 0 | 384.5095 | 0.11642 | 418.9711 | 0 | 384.5095 | 0.9498 | 418.258 | 0.39094 | 384.5095 | 0.023093 | 418.258 | 0 | 379.08 | 0.00075887 | 418.9711 | 0.00538 | 379.08 | 0.00015874 | 379.08 | 0.0015712 | 418.258 | 5.4221e-06 | 418.258 | 5.7759e-06 | 418.9711 | 0 | 384.5095 | 0.00813 | 637.2443 | 0.00471 | 384.5095 | -0.00097561 | 636.4282 | 6.6672e-06 | 637.2443 | 0.00155 | 418.258 | 0.00121
| 419.0838 | 0 | 384.726 | 0.11454 | 419.0838 | 0.00172 | 384.726 | 0.96275 | 418.3716 | 0.38791 | 384.726 | 0.019312 | 418.3716 | 5.6005e-08 | 379.29 | -0.0020068 | 419.0838 | 0.00425 | 379.29 | -0.00035784 | 379.29 | -0.00063934 | 418.3716 | 5.832e-06 | 418.3716 | 5.8857e-06 | 419.0838 | 0.00037488 | 384.726 | -0.0046729 | 637.4049 | 0.00373 | 384.726 | -0.013624 | 636.5891 | 1.0001e-05 | 637.4049 | 0.00167 | 418.3716 | 0.00219
| 419.1966 | 0 | 384.9425 | 0.11203 | 419.1966 | 0 | 384.9425 | 0.97565 | 418.4852 | 0.38268 | 384.9425 | 0.02512 | 418.4852 | 5.6005e-08 | 379.51 | -0.00021923 | 419.1966 | 0.00649 | 379.51 | 0.0007076 | 379.51 | 0.0022864 | 418.4852 | 5.0239e-06 | 418.4852 | 6.9509e-06 | 419.1966 | 9.0716e-05 | 384.9425 | 0.012747 | 637.5655 | 0.00506 | 384.9425 | 0.011707 | 636.75 | 6.6672e-06 | 637.5655 | 0.00163 | 418.4852 | 0.00235
| 419.3094 | 8.684e-05 | 385.159 | 0.10562 | 419.3094 | 0.00265 | 385.159 | 0.97302 | 418.5988 | 0.37736 | 385.159 | 0.020228 | 418.5988 | 1.0081e-07 | 379.73 | 0.00079259 | 419.3094 | 0.00309 | 379.73 | -0.0017461 | 379.73 | 0.00010836 | 418.5988 | 6.4292e-06 | 418.5988 | 5.3477e-06 | 419.3094 | 0 | 385.159 | -0.008682 | 637.7261 | 0.00447 | 385.159 | -0.0070639 | 636.9109 | 0 | 637.7261 | 0.00174 | 418.5988 | 0.00337
| 419.4222 | 0 | 385.3756 | 0.10667 | 419.4222 | 0 | 385.3756 | 0.98122 | 418.7124 | 0.36957 | 385.3756 | 0.028498 | 418.7124 | 4.4804e-08 | 379.94 | 0.0010961 | 419.4222 | 0.0047 | 379.94 | -0.00097128 | 379.94 | -0.00070437 | 418.7124 | 5.9491e-06 | 418.7124 | 5.9846e-06 | 419.4222 | 0 | 385.3756 | 0.0078697 | 637.8867 | 0.00545 | 385.3756 | -0.0039034 | 637.0719 | 0 | 637.8867 | 0.00158 | 418.7124 | 0.00368
| 419.5349 | 0 | 385.5921 | 0.10322 | 419.5349 | 0.00079764 | 385.5921 | 0.9835 | 418.826 | 0.36401 | 385.5921 | 0.023858 | 418.826 | 1.5681e-07 | 380.16 | -0.0030861 | 419.5349 | 0.00493 | 380.16 | 0.0018699 | 380.16 | -0.001062 | 418.826 | 6.5932e-06 | 418.826 | 8.1258e-06 | 419.5349 | 0 | 385.5921 | -0.00091433 | 638.0474 | 0.00348 | 385.5921 | -0.0046945 | 637.2328 | 1.0001e-05 | 638.0474 | 0.00173 | 418.826 | 0.00495
| 419.6477 | 0 | 385.8087 | 0.1004 | 419.6477 | 0 | 385.8087 | 1 | 418.9396 | 0.36471 | 385.8087 | 0.031778 | 418.9396 | 1.2321e-07 | 380.38 | 0.00075887 | 419.6477 | 0.00425 | 380.38 | -0.00029326 | 380.38 | 4.3346e-05 | 418.9396 | 6.8391e-06 | 418.9396 | 9.0921e-06 | 419.6477 | 0.00020334 | 385.8087 | 0.0018408 | 638.208 | 0.00529 | 385.8087 | 0.0023629 | 637.3938 | 0 | 638.208 | 0.00172 | 418.9396 | 0.00514
| 419.7605 | 0.00075165 | 386.0253 | 0.099575 | 419.7605 | 0.00163 | 386.0253 | 0.97474 | 419.0532 | 0.35484 | 386.0253 | 0.027104 | 419.0532 | 1.0193e-05 | 380.6 | -0.0011299 | 419.7605 | 0.00533 | 380.6 | -0.0015524 | 380.6 | 0.00043346 | 419.0532 | 8.2327e-06 | 419.0532 | 8.2356e-06 | 419.7605 | 0 | 386.0253 | -0.00071097 | 638.3686 | 0.00434 | 386.0253 | -0.0060269 | 637.5547 | 3.0002e-05 | 638.3686 | 0.00177 | 419.0532 | 0.00614
| 419.8733 | 0 | 386.2419 | 0.097781 | 419.8733 | 0 | 386.2419 | 0.96404 | 419.1669 | 0.3542 | 386.2419 | 0.033342 | 419.1669 | 1.007e-05 | 380.81 | -0.00062396 | 419.8733 | 0.00405 | 380.81 | 0.00038475 | 380.81 | 0.0031967 | 419.1669 | 8.0102e-06 | 419.1669 | 7.1595e-06 | 419.8733 | 7.1951e-05 | 386.2419 | -0.0041566 | 638.5293 | 0.00473 | 386.2419 | 0.0016852 | 637.7157 | 2.6669e-05 | 638.5293 | 0.00167 | 419.1669 | 0.00636
| 419.986 | 0.00046416 | 386.4585 | 0.095079 | 419.986 | 0.00173 | 386.4585 | 0.95028 | 419.2805 | 0.34585 | 386.4585 | 0.030553 | 419.2805 | 7.3333e-05 | 381.03 | -0.00069142 | 419.986 | 0.00505 | 381.03 | 0.00073989 | 381.03 | 0.0018964 | 419.2805 | 7.6354e-06 | 419.2805 | 5.5563e-06 | 419.986 | 0.0005998 | 386.4585 | 0.0019187 | 638.6899 | 0.00382 | 386.4585 | -0.0030287 | 637.8766 | 5.0004e-05 | 638.6899 | 0.00171 | 419.2805 | 0.00765
| 420.0988 | 0 | 386.6751 | 0.093953 | 420.0988 | 0 | 386.6751 | 0.95182 | 419.3941 | 0.34215 | 386.6751 | 0.036145 | 419.3941 | 6.3264e-05 | 381.25 | -8.4319e-05 | 420.0988 | 0.00408 | 381.25 | -0.00016412 | 381.25 | -0.00093193 | 419.3941 | 6.4409e-06 | 419.3941 | 9.9487e-06 | 420.0988 | 3.4411e-05 | 386.6751 | -0.00099311 | 638.8506 | 0.00599 | 386.6751 | -0.00073575 | 638.0376 | 6.6672e-06 | 638.8506 | 0.00167 | 419.3941 | 0.00801
| 420.2116 | 0.0004462 | 386.8917 | 0.091448 | 420.2116 | 0.00175 | 386.8917 | 0.90473 | 419.5078 | 0.33923 | 386.8917 | 0.032042 | 419.5078 | 0.00024888 | 381.46 | -0.0034908 | 420.2116 | 0.00357 | 381.46 | -0.0019076 | 381.46 | 0.00085607 | 419.5078 | 6.113e-06 | 419.5078 | 9.5204e-06 | 420.2116 | 0 | 386.8917 | -0.0080358 | 639.0112 | 0.00477 | 386.8917 | -0.0053486 | 638.1986 | 1.0001e-05 | 639.0112 | 0.00168 | 419.5078 | 0.00955
| 420.3243 | 0 | 387.1084 | 0.088756 | 420.3243 | 0 | 387.1084 | 0.89528 | 419.6214 | 0.33944 | 387.1084 | 0.039435 | 419.6214 | 0.00024012 | 381.68 | 0.00032042 | 420.3243 | 0.00496 | 381.68 | 0.00051389 | 381.68 | -0.0015171 | 419.6214 | 5.9491e-06 | 419.6214 | 1.0157e-05 | 420.3243 | 0.00050364 | 387.1084 | 0.0032304 | 639.1719 | 0.00675 | 387.1084 | 0.0044357 | 638.3596 | 0 | 639.1719 | 0.0016 | 419.6214 | 0.0101
| 420.4371 | 0.00051807 | 387.3251 | 0.087132 | 420.4371 | 0.00027745 | 387.3251 | 0.87746 | 419.7351 | 0.33118 | 387.3251 | 0.036764 | 419.7351 | 0.00091745 | 381.9 | 0.00042159 | 420.4371 | 0.00445 | 381.9 | -0.0039094 | 381.9 | -0.0018422 | 419.7351 | 6.113e-06 | 419.7351 | 5.6661e-06 | 420.4371 | 0 | 387.3251 | -6.4475e-05 | 639.3326 | 0.00273 | 387.3251 | -0.0075774 | 638.5205 | 1.0001e-05 | 639.3326 | 0.0017 | 419.7351 | 0.01138
| 420.5499 | 0 | 387.5417 | 0.086409 | 420.5499 | 0 | 387.5417 | 0.88786 | 419.8487 | 0.32402 | 387.5417 | 0.045117 | 419.8487 | 0.00106 | 382.11 | -0.00096123 | 420.5499 | 0.00504 | 382.11 | -0.0013587 | 382.11 | -5.4182e-05 | 419.8487 | 7.0616e-06 | 419.8487 | 4.1727e-06 | 420.5499 | 0 | 387.5417 | 0.0045804 | 639.4932 | 0.0048 | 387.5417 | -0.0009868 | 638.6815 | 6.6672e-06 | 639.4932 | 0.00166 | 419.8487 | 0.01148
| 420.6627 | 0.00109 | 387.7584 | 0.084157 | 420.6627 | 0.00020808 | 387.7584 | 0.84508 | 419.9624 | 0.31968 | 387.7584 | 0.041068 | 419.9624 | 0.00206 | 382.33 | -0.0020068 | 420.6627 | 0.00508 | 382.33 | -0.0011327 | 382.33 | -0.0018422 | 419.9624 | 7.2255e-06 | 419.9624 | 3.3162e-06 | 420.6627 | 0 | 387.7584 | 0.0011988 | 639.6539 | 0.00329 | 387.7584 | 0.0020326 | 638.8425 | 0 | 639.6539 | 0.0018 | 419.9624 | 0.01275
| 420.7754 | 0 | 387.9752 | 0.082493 | 420.7754 | 0 | 387.9752 | 0.84459 | 420.076 | 0.31867 | 387.9752 | 0.048422 | 420.076 | 0.00195 | 382.55 | 5.0592e-05 | 420.7754 | 0.00507 | 382.55 | 0.00083675 | 382.55 | -0.0017446 | 420.076 | 7.3309e-06 | 420.076 | 4.4912e-06 | 420.7754 | 0 | 387.9752 | 0.0079172 | 639.8146 | 0.00643 | 387.9752 | 0.0078391 | 639.0035 | 0 | 639.8146 | 0.00163 | 420.076 | 0.0134
| 420.8882 | 0.000554 | 388.1919 | 0.078897 | 420.8882 | 0.00118 | 388.1919 | 0.80972 | 420.1897 | 0.31235 | 388.1919 | 0.045797 | 420.1897 | 0.00287 | 382.77 | -0.0010287 | 420.8882 | 0.00468 | 382.77 | -0.00080984 | 382.77 | -0.00060684 | 420.1897 | 7.53e-06 | 420.1897 | 4.4912e-06 | 420.8882 | 0 | 388.1919 | -0.0013669 | 639.9753 | 0.00329 | 388.1919 | -0.00033196 | 639.1645 | 1.0001e-05 | 639.9753 | 0.00178 | 420.1897 | 0.01473
| 421.001 | 0 | 388.4086 | 0.077588 | 421.001 | 0 | 388.4086 | 0.79674 | 420.3034 | 0.30807 | 388.4086 | 0.053797 | 420.3034 | 0.00269 | 382.98 | 0.00065769 | 421.001 | 0.0055 | 382.98 | 0.00080447 | 382.98 | 0.00085607 | 420.3034 | 6.9328e-06 | 420.3034 | 6.0944e-06 | 421.001 | 0 | 388.4086 | 0.0055094 | 640.136 | 0.0048 | 388.4086 | 0.00322 | 639.3256 | 0 | 640.136 | 0.00166 | 420.3034 | 0.01507
| 421.1138 | 0 | 388.6254 | 0.074754 | 421.1138 | 0.00146 | 388.6254 | 0.76801 | 420.4171 | 0.29855 | 388.6254 | 0.051417 | 420.4171 | 0.00371 | 383.2 | -0.0019731 | 421.1138 | 0.00386 | 383.2 | -0.0016815 | 383.2 | 0.00056349 | 420.4171 | 7.003e-06 | 420.4171 | 5.7759e-06 | 421.1138 | 0 | 388.6254 | -0.00053444 | 640.2968 | 0.00311 | 388.6254 | -0.0032471 | 639.4866 | 1.0001e-05 | 640.2968 | 0.00179 | 420.4171 | 0.01656
| 421.2265 | 0 | 388.8422 | 0.07389 | 421.2265 | 0 | 388.8422 | 0.75664 | 420.5307 | 0.29424 | 388.8422 | 0.058669 | 420.5307 | 0.00352 | 383.42 | 0.00035414 | 421.2265 | 0.00641 | 383.42 | -0.00087442 | 383.42 | 7.5855e-05 | 420.5307 | 5.7031e-06 | 420.5307 | 6.0944e-06 | 421.2265 | 0.00125 | 388.8422 | 0.0035162 | 640.4575 | 0.00309 | 388.8422 | -0.0023886 | 639.6476 | 0 | 640.4575 | 0.00167 | 420.5307 | 0.01772
| 421.3393 | 0.00125 | 389.059 | 0.071517 | 421.3393 | 0.0014 | 389.059 | 0.7327 | 420.6444 | 0.28777 | 389.059 | 0.057673 | 420.6444 | 0.00453 | 383.63 | -0.0013997 | 421.3393 | 0.00542 | 383.63 | 0.0015148 | 383.63 | 0.0002384 | 420.6444 | 5.8085e-06 | 420.6444 | 5.3477e-06 | 421.3393 | 0 | 389.059 | 0.0034586 | 640.6182 | 0.00232 | 389.059 | -0.0020836 | 639.8087 | 0 | 640.6182 | 0.00179 | 420.6444 | 0.02002
| 421.4521 | 0 | 389.2758 | 0.07274 | 421.4521 | 0 | 389.2758 | 0.73671 | 420.7581 | 0.29086 | 389.2758 | 0.068012 | 420.7581 | 0.00444 | 383.85 | 0.0012985 | 421.4521 | 0.00303 | 383.85 | 0.0018376 | 383.85 | -0.00070437 | 420.7581 | 5.2933e-06 | 420.7581 | 6.2042e-06 | 421.4521 | 0.00027841 | 389.2758 | -0.0014941 | 640.779 | 0.00432 | 389.2758 | 0.00031896 | 639.9697 | 6.6672e-06 | 640.779 | 0.00173 | 420.7581 | 0.0215
| 421.5649 | 0.00080555 | 389.4926 | 0.06828 | 421.5649 | 0.00163 | 389.4926 | 0.71456 | 420.8718 | 0.28004 | 389.4926 | 0.067166 | 420.8718 | 0.00567 | 384.07 | -0.0027488 | 421.5649 | 0.00539 | 384.07 | -0.0021982 | 384.07 | -0.00021673 | 420.8718 | 6.9328e-06 | 420.8718 | 6.7313e-06 | 421.5649 | 0 | 389.4926 | -0.0029052 | 640.9397 | 0.00338 | 389.4926 | 0.00040379 | 640.1308 | 0 | 640.9397 | 0.00179 | 420.8718 | 0.0229
| 421.6777 | 0 | 389.7094 | 0.06812 | 421.6777 | 0 | 389.7094 | 0.71276 | 420.9855 | 0.28006 | 389.7094 | 0.077528 | 420.9855 | 0.00557 | 384.29 | -0.001231 | 421.6777 | 0.00536 | 384.29 | -0.0018108 | 384.29 | -0.0015171 | 420.9855 | 6.2184e-06 | 420.9855 | 6.6324e-06 | 421.6777 | 0 | 389.7094 | 0.0017771 | 641.1004 | 0.00663 | 389.7094 | -0.0037369 | 640.2918 | 6.6672e-06 | 641.1004 | 0.0016 | 420.9855 | 0.02331
| 421.7904 | 0.00125 | 389.9263 | 0.065975 | 421.7904 | 0.00109 | 389.9263 | 0.68605 | 421.0992 | 0.27301 | 389.9263 | 0.077054 | 421.0992 | 0.00707 | 384.5 | 0.00038786 | 421.7904 | 0.00499 | 384.5 | -0.00058385 | 384.5 | 0.0012787 | 421.0992 | 6.0193e-06 | 421.0992 | 7.0607e-06 | 421.7904 | 0 | 389.9263 | -0.0065981 | 641.2612 | 0.00343 | 389.9263 | 0.00050435 | 640.4529 | 3.0002e-05 | 641.2612 | 0.0017 | 421.0992 | 0.02358
| 421.9032 | 0 | 390.1432 | 0.065233 | 421.9032 | 0 | 390.1432 | 0.66802 | 421.2129 | 0.27303 | 390.1432 | 0.085494 | 421.2129 | 0.00708 | 384.72 | 0.0016695 | 421.9032 | 0.00573 | 384.72 | 0.00044931 | 384.72 | 0.0015712 | 421.2129 | 5.1762e-06 | 421.2129 | 7.9172e-06 | 421.9032 | 0.00037225 | 390.1432 | 0.0032683 | 641.422 | 0.00522 | 390.1432 | 0.0011197 | 640.6139 | 0 | 641.422 | 0.00161 | 421.2129 | 0.02406
| 422.016 | 0 | 390.36 | 0.062886 | 422.016 | 0.00057222 | 390.36 | 0.6435 | 421.3266 | 0.26466 | 390.36 | 0.085325 | 421.3266 | 0.00844 | 384.94 | -0.0010624 | 422.016 | 0.00564 | 384.94 | -0.00061613 | 384.94 | -0.00063934 | 421.3266 | 5.3752e-06 | 421.3266 | 7.2693e-06 | 422.016 | 0 | 390.36 | -0.0035018 | 641.5827 | 0.00431 | 390.36 | -0.0048896 | 640.775 | 3.0002e-05 | 641.5827 | 0.00175 | 421.3266 | 0.02367
| 422.1288 | 0 | 390.5769 | 0.061927 | 422.1288 | 0 | 390.5769 | 0.62757 | 421.4404 | 0.26152 | 390.5769 | 0.093716 | 421.4404 | 0.00815 | 385.15 | -0.00035414 | 422.1288 | 0.0055 | 385.15 | 0.00038475 | 385.15 | 4.3346e-05 | 421.4404 | 5.8085e-06 | 421.4404 | 6.4128e-06 | 422.1288 | 0.00024087 | 390.5769 | 0.0025303 | 641.7435 | 0.00589 | 390.5769 | 0.0029626 | 640.9361 | 6.6672e-06 | 641.7435 | 0.00159 | 421.4404 | 0.02433
| 422.2415 | 1.4969e-05 | 390.7939 | 0.060319 | 422.2415 | 0.00132 | 390.7939 | 0.58523 | 421.5541 | 0.25402 | 390.7939 | 0.092716 | 421.5541 | 0.00956 | 385.37 | -0.00035414 | 422.2415 | 0.00397 | 385.37 | 6.1882e-05 | 385.37 | -0.001257 | 421.5541 | 4.9302e-06 | 421.5541 | 5.2379e-06 | 422.2415 | 0 | 390.7939 | -0.0054639 | 641.9043 | 0.0057 | 390.7939 | -0.0072005 | 641.0972 | 1.0001e-05 | 641.9043 | 0.00173 | 421.5541 | 0.02342
| 422.3543 | 0 | 391.0108 | 0.059141 | 422.3543 | 0 | 391.0108 | 0.57641 | 421.6678 | 0.25713 | 391.0108 | 0.10202 | 421.6678 | 0.00961 | 385.59 | 0.00015177 | 422.3543 | 0.00425 | 385.59 | 0.0029676 | 385.59 | 0.0022864 | 421.6678 | 6.6283e-06 | 421.6678 | 5.3477e-06 | 422.3543 | 0 | 391.0108 | 0.00011126 | 642.0651 | 0.00513 | 391.0108 | 0.0091625 | 641.2582 | 6.6672e-06 | 642.0651 | 0.00163 | 421.6678 | 0.02512
| 422.4671 | 0.00102 | 391.2277 | 0.057825 | 422.4671 | 0.00147 | 391.2277 | 0.54002 | 421.7816 | 0.24631 | 391.2277 | 0.10045 | 421.7816 | 0.0109 | 385.81 | 0.0010287 | 422.4671 | 0.00471 | 385.81 | -3.4977e-05 | 385.81 | -0.0024274 | 421.7816 | 7.4715e-06 | 421.7816 | 5.0292e-06 | 422.4671 | 0 | 391.2277 | -0.0018558 | 642.2259 | 0.00274 | 391.2277 | -0.0035969 | 641.4193 | 1.0001e-05 | 642.2259 | 0.00176 | 421.7816 | 0.02396
| 422.5799 | 0 | 391.4447 | 0.056525 | 422.5799 | 0 | 391.4447 | 0.52696 | 421.8953 | 0.24533 | 391.4447 | 0.11079 | 421.8953 | 0.01071 | 386.02 | -0.00015177 | 422.5799 | 0.00564 | 386.02 | -0.00087442 | 386.02 | 0.0011487 | 421.8953 | 8.9939e-06 | 421.8953 | 5.8857e-06 | 422.5799 | 0 | 391.4447 | 0.0013108 | 642.3867 | 0.00501 | 391.4447 | 5.6487e-05 | 641.5804 | 0 | 642.3867 | 0.00162 | 421.8953 | 0.0254
| 422.6926 | 0.00104 | 391.6617 | 0.054758 | 422.6926 | 0.00114 | 391.6617 | 0.49963 | 422.0091 | 0.23532 | 391.6617 | 0.11166 | 422.0091 | 0.01206 | 386.24 | 0.0015008 | 422.6926 | 0.00519 | 386.24 | -0.0018108 | 386.24 | -0.00099695 | 422.0091 | 8.2327e-06 | 422.0091 | 6.9509e-06 | 422.6926 | 0 | 391.6617 | -0.0013552 | 642.5475 | 0.00375 | 391.6617 | -0.00017348 | 641.7415 | 0 | 642.5475 | 0.0017 | 422.0091 | 0.02469
| 422.8054 | 0 | 391.8787 | 0.054107 | 422.8054 | 0 | 391.8787 | 0.48918 | 422.1228 | 0.23591 | 391.8787 | 0.12338 | 422.1228 | 0.012 | 386.46 | 0.00028669 | 422.8054 | 0.0055 | 386.46 | -0.0016815 | 386.46 | -0.0010295 | 422.1228 | 8.6191e-06 | 422.1228 | 5.4575e-06 | 422.8054 | 0 | 391.8787 | 0.0027933 | 642.7083 | 0.00441 | 391.8787 | -8.7306e-05 | 641.9027 | 0 | 642.7083 | 0.0016 | 422.1228 | 0.02537
| 422.9182 | 0.00084148 | 392.0957 | 0.052446 | 422.9182 | 0.00091902 | 392.0957 | 0.45996 | 422.2366 | 0.23162 | 392.0957 | 0.12273 | 422.2366 | 0.01367 | 386.68 | -0.0011299 | 422.9182 | 0.00442 | 386.68 | -0.00042241 | 386.68 | 0.00098612 | 422.2366 | 7.8228e-06 | 422.2366 | 6.314e-06 | 422.9182 | 0 | 392.0957 | -0.0019353 | 642.8691 | 0.00436 | 392.0957 | -0.0044218 | 642.0638 | 3.0002e-05 | 642.8691 | 0.00172 | 422.2366 | 0.02525
| 423.031 | 0 | 392.3127 | 0.050621 | 423.031 | 0 | 392.3127 | 0.44603 | 422.3503 | 0.22803 | 392.3127 | 0.13259 | 422.3503 | 0.01391 | 386.89 | 0.0012648 | 423.031 | 0.00442 | 386.89 | 0.0012888 | 386.89 | -0.00028175 | 422.3503 | 7.003e-06 | 422.3503 | 6.2042e-06 | 423.031 | 0 | 392.3127 | 0.003978 | 643.0299 | 0.00483 | 392.3127 | 0.002881 | 642.2249 | 0 | 643.0299 | 0.00165 | 422.3503 | 0.02434
| 423.1438 | 0.0014 | 392.5297 | 0.049214 | 423.1438 | 0.00161 | 392.5297 | 0.42299 | 422.4641 | 0.22089 | 392.5297 | 0.13336 | 422.4641 | 0.01571 | 387.11 | -0.001737 | 423.1438 | 0.00516 | 387.11 | -6.7263e-05 | 387.11 | -0.0013546 | 422.4641 | 6.9562e-06 | 422.4641 | 7.0607e-06 | 423.1438 | 0.00011247 | 392.5297 | 0.00097113 | 643.1908 | 0.0041 | 392.5297 | -0.0062663 | 642.386 | 0 | 643.1908 | 0.00179 | 422.4641 | 0.0244
| 423.2565 | 0.00106 | 392.7468 | 0.048152 | 423.2565 | 0 | 392.7468 | 0.40419 | 422.5779 | 0.22224 | 392.7468 | 0.14278 | 422.5779 | 0.01592 | 387.33 | -0.00035414 | 423.2565 | 0.00692 | 387.33 | 0.0035165 | 387.33 | 0.00075855 | 422.5779 | 7.7994e-06 | 422.5779 | 4.2825e-06 | 423.2565 | 0.0002221 | 392.7468 | 0.0075993 | 643.3516 | 0.00489 | 392.7468 | 0.0019408 | 642.5472 | 0 | 643.3516 | 0.00168 | 422.5779 | 0.02319
| 423.3693 | 0 | 392.9638 | 0.046483 | 423.3693 | 0.00137 | 392.9638 | 0.3828 | 422.6916 | 0.21524 | 392.9638 | 0.14392 | 422.6916 | 0.01755 | 387.55 | -0.00082632 | 423.3693 | 0.00445 | 387.55 | -0.0021013 | 387.55 | 0.0027091 | 422.6916 | 9.193e-06 | 422.6916 | 3.8543e-06 | 423.3693 | 0 | 392.9638 | -0.0056976 | 643.5125 | 0.00315 | 392.9638 | -0.0036763 | 642.7083 | 1.0001e-05 | 643.5125 | 0.00186 | 422.6916 | 0.02377
| 423.4821 | 0 | 393.1809 | 0.046422 | 423.4821 | 0 | 393.1809 | 0.37167 | 422.8054 | 0.21105 | 393.1809 | 0.1536 | 422.8054 | 0.01813 | 387.76 | -0.00052277 | 423.4821 | 0.00649 | 387.76 | -0.00084214 | 387.76 | 0.00066102 | 422.8054 | 9.0173e-06 | 422.8054 | 3.0966e-06 | 423.4821 | 0 | 393.1809 | 0.0051242 | 643.6733 | 0.00334 | 393.1809 | 0.0041649 | 642.8695 | 0 | 643.6733 | 0.00173 | 422.8054 | 0.0239
| 423.5949 | 0.00084148 | 393.398 | 0.044878 | 423.5949 | 0.00079764 | 393.398 | 0.35075 | 422.9192 | 0.20478 | 393.398 | 0.1566 | 422.9192 | 0.01996 | 387.98 | 0.001231 | 423.5949 | 0.00553 | 387.98 | -2.6905e-06 | 387.98 | -0.0010295 | 422.9192 | 9.6848e-06 | 422.9192 | 4.8096e-06 | 423.5949 | 0 | 393.398 | 0.0019209 | 643.8342 | 0.00313 | 393.398 | -0.005474 | 643.0306 | 3.0002e-05 | 643.8342 | 0.00182 | 422.9192 | 0.02614
| 423.7077 | 0.00037793 | 393.6151 | 0.044704 | 423.7077 | 0 | 393.6151 | 0.34023 | 423.033 | 0.20137 | 393.6151 | 0.16863 | 423.033 | 0.02059 | 388.2 | -0.0019393 | 423.7077 | 0.00431 | 388.2 | -0.0025533 | 388.2 | 0.0015712 | 423.033 | 8.3498e-06 | 423.033 | 5.3477e-06 | 423.7077 | 0.0001658 | 393.6151 | -0.0045328 | 643.9951 | 0.00584 | 393.6151 | 0.0020379 | 643.1918 | 0 | 643.9951 | 0.00163 | 423.033 | 0.02795
| 423.8204 | 0.00084148 | 393.8322 | 0.042453 | 423.8204 | 0.00091902 | 393.8322 | 0.32442 | 423.1468 | 0.19636 | 393.8322 | 0.17244 | 423.1468 | 0.02191 | 388.42 | -0.0019731 | 423.8204 | 0.00527 | 388.42 | -0.0013587 | 388.42 | -0.00096444 | 423.1468 | 7.9399e-06 | 423.1468 | 7.5878e-06 | 423.8204 | 0.00026241 | 393.8322 | -0.0042287 | 644.1559 | 0.00401 | 393.8322 | 0.0027302 | 643.3529 | 1.0001e-05 | 644.1559 | 0.00174 | 423.1468 | 0.03215
| 423.9332 | 0 | 394.0494 | 0.042565 | 423.9332 | 0 | 394.0494 | 0.31974 | 423.2606 | 0.19388 | 394.0494 | 0.18523 | 423.2606 | 0.02228 | 388.63 | -0.0020742 | 423.9332 | 0.00521 | 388.63 | 0.00080447 | 388.63 | 0.0014088 | 423.2606 | 6.9562e-06 | 423.2606 | 7.1595e-06 | 423.9332 | 0 | 394.0494 | 0.0053475 | 644.3168 | 0.00568 | 394.0494 | 0.006369 | 643.5141 | 6.6672e-06 | 644.3168 | 0.00162 | 423.2606 | 0.03304
| 424.046 | 0.00012278 | 394.2665 | 0.040543 | 424.046 | 0.00022542 | 394.2665 | 0.30109 | 423.3744 | 0.19086 | 394.2665 | 0.19118 | 423.3744 | 0.02271 | 388.85 | 0.0005565 | 424.046 | 0.00553 | 388.85 | 0.00038475 | 388.85 | 0.0020589 | 423.3744 | 7.5534e-06 | 423.3744 | 5.8857e-06 | 424.046 | 0 | 394.2665 | -0.000162 | 644.4777 | 0.00434 | 394.2665 | 0.0034678 | 643.6753 | 3.0002e-05 | 644.4777 | 0.00174 | 423.3744 | 0.03626
| 424.1588 | 0 | 394.4837 | 0.040261 | 424.1588 | 0 | 394.4837 | 0.29845 | 423.4882 | 0.18943 | 394.4837 | 0.20727 | 423.4882 | 0.02303 | 389.07 | -0.0023441 | 424.1588 | 0.00618 | 389.07 | -9.9549e-05 | 389.07 | -0.0015822 | 423.4882 | 7.8579e-06 | 423.4882 | 3.6347e-06 | 424.1588 | 0.0005224 | 394.4837 | 0.0014574 | 644.6386 | 0.00563 | 394.4837 | 0.00074825 | 643.8365 | 2.6669e-05 | 644.6386 | 0.00164 | 423.4882 | 0.03521
| 424.2716 | 0.00080555 | 394.7009 | 0.039591 | 424.2716 | 0.00163 | 394.7009 | 0.28299 | 423.602 | 0.182 | 394.7009 | 0.21139 | 423.602 | 0.02252 | 389.29 | -0.001602 | 424.2716 | 0.00547 | 389.29 | -0.0011327 | 389.29 | -0.0021023 | 423.602 | 9.2164e-06 | 423.602 | 2.4597e-06 | 424.2716 | 5.6228e-05 | 394.7009 | -0.0002122 | 644.7995 | 0.00364 | 394.7009 | -0.0054465 | 643.9977 | 3.0002e-05 | 644.7995 | 0.00173 | 423.602 | 0.03743
| 424.3844 | 0 | 394.9181 | 0.038292 | 424.3844 | 0 | 394.9181 | 0.27636 | 423.7158 | 0.17852 | 394.9181 | 0.22626 | 423.7158 | 0.02327 | 389.5 | -0.0013997 | 424.3844 | 0.00712 | 389.5 | -6.7263e-05 | 389.5 | 0.0012787 | 423.7158 | 9.1578e-06 | 423.7158 | 2.5695e-06 | 424.3844 | 0 | 394.9181 | 0.0074533 | 644.9604 | 0.00476 | 394.9181 | 0.0014751 | 644.1589 | 0 | 644.9604 | 0.00159 | 423.7158 | 0.03865
| 424.4971 | 0.00073368 | 395.1353 | 0.036514 | 424.4971 | 0.00097105 | 395.1353 | 0.26834 | 423.8296 | 0.1772 | 395.1353 | 0.23344 | 423.8296 | 0.02246 | 389.72 | -0.0019057 | 424.4971 | 0.00559 | 389.72 | -0.0018752 | 389.72 | 0.0010511 | 423.8296 | 1.0141e-05 | 423.8296 | 5.8857e-06 | 424.4971 | 0 | 395.1353 | -0.0065513 | 645.1213 | 0.00387 | 395.1353 | -0.0076817 | 644.3201 | 0 | 645.1213 | 0.00166 | 423.8296 | 0.03997
| 424.6099 | 0 | 395.3525 | 0.035986 | 424.6099 | 0 | 395.3525 | 0.26071 | 423.9435 | 0.17442 | 395.3525 | 0.24954 | 423.9435 | 0.02379 | 389.94 | -0.00065769 | 424.6099 | 0.00749 | 389.94 | 0.0018699 | 389.94 | 0.0014088 | 423.9435 | 7.9867e-06 | 423.9435 | 7.3791e-06 | 424.6099 | 0 | 395.3525 | 0.0018259 | 645.2823 | 0.00447 | 395.3525 | 0.0010984 | 644.4813 | 0 | 645.2823 | 0.00163 | 423.9435 | 0.04353
| 424.7227 | 0.00093132 | 395.5698 | 0.034493 | 424.7227 | 0.00022542 | 395.5698 | 0.24719 | 424.0573 | 0.16485 | 395.5698 | 0.25769 | 424.0573 | 0.02285 | 390.16 | -0.0015684 | 424.7227 | 0.00613 | 390.16 | -0.00051927 | 390.16 | 0.00098612 | 424.0573 | 8.9119e-06 | 424.0573 | 8.3454e-06 | 424.7227 | 0 | 395.5698 | -0.0018437 | 645.4432 | 0.00468 | 395.5698 | -0.0023739 | 644.6425 | 1.0001e-05 | 645.4432 | 0.00175 | 424.0573 | 0.04387
| 424.8355 | 0 | 395.787 | 0.035395 | 424.8355 | 0 | 395.787 | 0.23995 | 424.1711 | 0.16114 | 395.787 | 0.27507 | 424.1711 | 0.02442 | 390.37 | 0.00045532 | 424.8355 | 0.00482 | 390.37 | -0.00013183 | 390.37 | -0.00060684 | 424.1711 | 6.5932e-06 | 424.1711 | 7.3791e-06 | 424.8355 | 0.00112 | 395.787 | 0.0016507 | 645.6041 | 0.00448 | 395.787 | 0.0061148 | 644.8037 | 0 | 645.6041 | 0.00166 | 424.1711 | 0.04755
| 424.9483 | 0.00073368 | 396.0043 | 0.033003 | 424.9483 | 0.0002601 | 396.0043 | 0.23 | 424.285 | 0.15895 | 396.0043 | 0.28546 | 424.285 | 0.02424 | 390.59 | -0.0017707 | 424.9483 | 0.00496 | 390.59 | -0.00026098 | 390.59 | -0.00044429 | 424.285 | 6.9211e-06 | 424.285 | 8.016e-06 | 424.9483 | 1.8743e-05 | 396.0043 | -0.004797 | 645.7651 | 0.00339 | 396.0043 | -0.0026701 | 644.9649 | 0 | 645.7651 | 0.00173 | 424.285 | 0.04693
| 425.0611 | 0 | 396.2216 | 0.033035 | 425.0611 | 0 | 396.2216 | 0.22816 | 424.3988 | 0.15908 | 396.2216 | 0.30238 | 424.3988 | 0.0253 | 390.81 | -0.00048905 | 425.0611 | 0.0047 | 390.81 | 0.0010305 | 390.81 | 0.00010836 | 424.3988 | 5.8905e-06 | 424.3988 | 7.4889e-06 | 425.0611 | 0.00018456 | 396.2216 | 0.00048148 | 645.926 | 0.00385 | 396.2216 | 0.00058564 | 645.1262 | 0 | 645.926 | 0.00167 | 424.3988 | 0.04884
| 425.1739 | 0.00048213 | 396.4389 | 0.032428 | 425.1739 | 0.00116 | 396.4389 | 0.21503 | 424.5127 | 0.15183 | 396.4389 | 0.31284 | 424.5127 | 0.02516 | 391.03 | -0.00099496 | 425.1739 | 0.00604 | 391.03 | -0.0024564 | 391.03 | -0.0015171 | 424.5127 | 7.0616e-06 | 424.5127 | 5.2379e-06 | 425.1739 | 0 | 396.4389 | -0.0024194 | 646.087 | 0.00542 | 396.4389 | -0.0016431 | 645.2874 | 3.0002e-05 | 646.087 | 0.00175 | 424.5127 | 0.04842
| 425.2866 | 0 | 396.6562 | 0.032514 | 425.2866 | 0 | 396.6562 | 0.21298 | 424.6265 | 0.14985 | 396.6562 | 0.33214 | 424.6265 | 0.02427 | 391.24 | 0.00045532 | 425.2866 | 0.00533 | 391.24 | -0.00022869 | 391.24 | 0.0025791 | 424.6265 | 8.0687e-06 | 424.6265 | 5.0292e-06 | 425.2866 | 0.00042856 | 396.6562 | 0.0039951 | 646.2479 | 0.00487 | 396.6562 | 0.0058458 | 645.4487 | 2.6669e-05 | 646.2479 | 0.00161 | 424.6265 | 0.04841
| 425.3994 | 0.00136 | 396.8736 | 0.031565 | 425.3994 | 0.0012 | 396.8736 | 0.20477 | 424.7404 | 0.1444 | 396.8736 | 0.3441 | 424.7404 | 0.02421 | 391.46 | -0.00065769 | 425.3994 | 0.00678 | 391.46 | -0.00019641 | 391.46 | -0.0014521 | 424.7404 | 8.3498e-06 | 424.7404 | 6.4128e-06 | 425.3994 | 0 | 396.8736 | -0.00011035 | 646.4089 | 0.00366 | 396.8736 | -0.0044776 | 645.6099 | 1.0001e-05 | 646.4089 | 0.00179 | 424.7404 | 0.04763
| 425.5122 | 0 | 397.0909 | 0.031446 | 425.5122 | 0 | 397.0909 | 0.19883 | 424.8543 | 0.14215 | 397.0909 | 0.36332 | 424.8543 | 0.02283 | 391.68 | 0.0013997 | 425.5122 | 0.00595 | 391.68 | 0.00073989 | 391.68 | -0.00018422 | 424.8543 | 7.9633e-06 | 424.8543 | 6.5226e-06 | 425.5122 | 0.00012826 | 397.0909 | 0.0014932 | 646.5699 | 0.00473 | 397.0909 | 0.0019499 | 645.7712 | 6.6672e-06 | 646.5699 | 0.00168 | 424.8543 | 0.04708
| 425.625 | 0.00125 | 397.3083 | 0.029717 | 425.625 | 0.00084967 | 397.3083 | 0.18591 | 424.9681 | 0.14028 | 397.3083 | 0.37633 | 424.9681 | 0.02322 | 391.9 | -0.00035414 | 425.625 | 0.00397 | 391.9 | -0.00084214 | 391.9 | -8.6692e-05 | 424.9681 | 8.5372e-06 | 424.9681 | 7.6976e-06 | 425.625 | 0 | 397.3083 | -0.0011907 | 646.7309 | 0.00441 | 397.3083 | -0.0033217 | 645.9324 | 1.0001e-05 | 646.7309 | 0.00184 | 424.9681 | 0.04718
| 425.7378 | 0 | 397.5257 | 0.030807 | 425.7378 | 0 | 397.5257 | 0.18872 | 425.082 | 0.13659 | 397.5257 | 0.39713 | 425.082 | 0.02217 | 392.11 | 0.00082632 | 425.7378 | 0.00675 | 392.11 | -0.00051927 | 392.11 | 0.0020915 | 425.082 | 7.9399e-06 | 425.082 | 8.3454e-06 | 425.7378 | 0 | 397.5257 | 0.007909 | 646.8918 | 0.00406 | 397.5257 | 0.0078048 | 646.0937 | 6.6672e-06 | 646.8918 | 0.00162 | 425.082 | 0.04696
| 425.8506 | 0.000554 | 397.7431 | 0.029383 | 425.8506 | 0.00172 | 397.7431 | 0.17753 | 425.1959 | 0.13283 | 397.7431 | 0.40847 | 425.1959 | 0.02363 | 392.33 | -0.0016695 | 425.8506 | 0.00533 | 392.33 | 0.00012645 | 392.33 | -0.0018422 | 425.1959 | 8.5372e-06 | 425.1959 | 9.6192e-06 | 425.8506 | 0 | 397.7431 | -0.0029342 | 647.0528 | 0.00299 | 397.7431 | -0.00030239 | 646.255 | 1.0001e-05 | 647.0528 | 0.00178 | 425.1959 | 0.04829
| 425.9634 | 0 | 397.9605 | 0.028938 | 425.9634 | 0 | 397.9605 | 0.17206 | 425.3098 | 0.13151 | 397.9605 | 0.42898 | 425.3098 | 0.02358 | 392.55 | 0.00048905 | 425.9634 | 0.0068 | 392.55 | -0.0017139 | 392.55 | 0.00062851 | 425.3098 | 7.249e-06 | 425.3098 | 9.0921e-06 | 425.9634 | 3.4411e-05 | 397.9605 | 0.00071776 | 647.2138 | 0.00432 | 397.9605 | 0.0039131 | 646.4162 | 6.6672e-06 | 647.2138 | 0.00161 | 425.3098 | 0.0484
| 426.0762 | 0.00219 | 398.1779 | 0.028129 | 426.0762 | 0.00045084 | 398.1779 | 0.15631 | 425.4237 | 0.12508 | 398.1779 | 0.44 | 425.4237 | 0.02614 | 392.77 | -0.00059023 | 426.0762 | 0.00763 | 392.77 | -0.0028116 | 392.77 | -0.00093193 | 425.4237 | 7.9399e-06 | 425.4237 | 8.7737e-06 | 426.0762 | 0 | 398.1779 | -0.006753 | 647.3749 | 0.00294 | 398.1779 | 0.00073396 | 646.5775 | 5.0004e-05 | 647.3749 | 0.00171 | 425.4237 | 0.05013
| 426.1889 | 0 | 398.3954 | 0.028204 | 426.1889 | 0 | 398.3954 | 0.15926 | 425.5376 | 0.1244 | 398.3954 | 0.46364 | 425.5376 | 0.02593 | 392.99 | 0.00099496 | 426.1889 | 0.00584 | 392.99 | -0.00022869 | 392.99 | -0.0012245 | 425.5376 | 7.4481e-06 | 425.5376 | 8.8725e-06 | 426.1889 | 0 | 398.3954 | 0.0029758 | 647.5359 | 0.00374 | 398.3954 | -0.0031717 | 646.7388 | 6.6672e-06 | 647.5359 | 0.00158 | 425.5376 | 0.04979
| 426.3017 | 0.00012278 | 398.6128 | 0.025481 | 426.3017 | 0.00083232 | 398.6128 | 0.14534 | 425.6515 | 0.119 | 398.6128 | 0.4764 | 425.6515 | 0.03051 | 393.2 | -0.001366 | 426.3017 | 0.00675 | 393.2 | -0.0025533 | 393.2 | -0.00054182 | 425.6515 | 8.584e-06 | 425.6515 | 7.6976e-06 | 426.3017 | 0 | 398.6128 | 0.00055417 | 647.6969 | 0.00408 | 398.6128 | -0.0071489 | 646.9001 | 3.0002e-05 | 647.6969 | 0.0017 | 425.6515 | 0.05161
| 426.4145 | 0 | 398.8303 | 0.026882 | 426.4145 | 0 | 398.8303 | 0.14631 | 425.7654 | 0.11742 | 398.8303 | 0.49719 | 425.7654 | 0.03091 | 393.42 | 0.0001855 | 426.4145 | 0.00663 | 393.42 | -0.00084214 | 393.42 | -0.00073687 | 425.7654 | 7.6589e-06 | 425.7654 | 6.0944e-06 | 426.4145 | 0 | 398.8303 | 0.0026264 | 647.8579 | 0.00545 | 398.8303 | -0.00195 | 647.0614 | 6.6672e-06 | 647.8579 | 0.00162 | 425.7654 | 0.05284
| 426.5273 | 0.00109 | 399.0478 | 0.026063 | 426.5273 | 0.00135 | 399.0478 | 0.13559 | 425.8793 | 0.11245 | 399.0478 | 0.5128 | 425.8793 | 0.03492 | 393.64 | -0.00089378 | 426.5273 | 0.00667 | 393.64 | -0.00084214 | 393.64 | -0.0019072 | 425.8793 | 8.502e-06 | 425.8793 | 5.2379e-06 | 426.5273 | 0 | 399.0478 | -0.00096085 | 648.0189 | 0.00431 | 399.0478 | -0.001676 | 647.2227 | 1.0001e-05 | 648.0189 | 0.00175 | 425.8793 | 0.05547
| 426.6401 | 0 | 399.2653 | 0.025872 | 426.6401 | 0 | 399.2653 | 0.13857 | 425.9932 | 0.11335 | 399.2653 | 0.53823 | 425.9932 | 0.03429 | 393.86 | 0.00069142 | 426.6401 | 0.00686 | 393.86 | 0.0016117 | 393.86 | 0.0034243 | 425.9932 | 7.2841e-06 | 425.9932 | 7.3791e-06 | 426.6401 | 0 | 399.2653 | 0.001856 | 648.18 | 0.00526 | 399.2653 | 0.0013429 | 647.384 | 6.6672e-06 | 648.18 | 0.00164 | 425.9932 | 0.05715
| 426.7529 | 0 | 399.4828 | 0.024734 | 426.7529 | 0.00116 | 399.4828 | 0.12597 | 426.1071 | 0.10787 | 399.4828 | 0.55356 | 426.1071 | 0.03624 | 394.07 | 0.00035414 | 426.7529 | 0.00718 | 394.07 | -0.00087442 | 394.07 | -0.0018096 | 426.1071 | 8.666e-06 | 426.1071 | 8.016e-06 | 426.7529 | 0 | 399.4828 | 0.0032917 | 648.341 | 0.00346 | 399.4828 | -0.0043218 | 647.5454 | 0 | 648.341 | 0.00169 | 426.1071 | 0.05838
| 426.8657 | 0 | 399.7003 | 0.025415 | 426.8657 | 0 | 399.7003 | 0.12597 | 426.221 | 0.10701 | 399.7003 | 0.57868 | 426.221 | 0.03577 | 394.29 | -0.00062396 | 426.8657 | 0.00697 | 394.29 | 0.00032017 | 394.29 | 0.0019289 | 426.221 | 7.53e-06 | 426.221 | 1.0904e-05 | 426.8657 | 0.00072887 | 399.7003 | -0.0014983 | 648.5021 | 0.00448 | 399.7003 | 0.0040795 | 647.7067 | 6.6672e-06 | 648.5021 | 0.00157 | 426.221 | 0.06001
| 426.9785 | 0.0017 | 399.9179 | 0.024503 | 426.9785 | 0.00206 | 399.9179 | 0.12056 | 426.3349 | 0.10382 | 399.9179 | 0.59477 | 426.3349 | 0.03707 | 394.51 | -0.0014334 | 426.9785 | 0.00607 | 394.51 | -0.0012941 | 394.51 | 7.5855e-05 | 426.3349 | 8.2327e-06 | 426.3349 | 8.9823e-06 | 426.9785 | 0 | 399.9179 | -0.0025593 | 648.6631 | 0.00375 | 399.9179 | 0.0015396 | 647.868 | 1.0001e-05 | 648.6631 | 0.00168 | 426.3349 | 0.06128
| 427.0913 | 0 | 400.1354 | 0.0255 | 427.0913 | 0 | 400.1354 | 0.12137 | 426.4489 | 0.10279 | 400.1354 | 0.62069 | 426.4489 | 0.03988 | 394.73 | 0.0010961 | 427.0913 | 0.00714 | 394.73 | 0.00015874 | 394.73 | -0.0024923 | 426.4489 | 7.8462e-06 | 426.4489 | 8.6639e-06 | 427.0913 | 0.00042856 | 400.1354 | 0.00076936 | 648.8242 | 0.00833 | 400.1354 | 0.0021679 | 648.0294 | 6.6672e-06 | 648.8242 | 0.0017 | 426.4489 | 0.06286
| 427.2041 | 0.00024855 | 400.353 | 0.024404 | 427.2041 | 0.00072829 | 400.353 | 0.11372 | 426.5628 | 0.09935 | 400.353 | 0.64097 | 426.5628 | 0.04337 | 394.95 | -0.00079259 | 427.2041 | 0.00655 | 394.95 | -0.0027792 | 394.95 | -0.0023299 | 426.5628 | 9.7551e-06 | 426.5628 | 4.9194e-06 | 427.2041 | 0 | 400.353 | -0.0016593 | 648.9853 | 0.00403 | 400.353 | 0.0017303 | 648.1907 | 0 | 648.9853 | 0.00179 | 426.5628 | 0.06382
| 427.3169 | 0 | 400.5706 | 0.023893 | 427.3169 | 0 | 400.5706 | 0.11126 | 426.6768 | 0.09833 | 400.5706 | 0.66059 | 426.6768 | 0.04617 | 395.16 | 0.00082632 | 427.3169 | 0.007 | 395.16 | 0.0023542 | 395.16 | 0.00027091 | 426.6768 | 9.2749e-06 | 426.6768 | 5.5563e-06 | 427.3169 | 0.00018456 | 400.5706 | -0.0025287 | 649.1464 | 0.00534 | 400.5706 | -0.00017151 | 648.3521 | 6.6672e-06 | 649.1464 | 0.00169 | 426.6768 | 0.06508
| 427.4297 | 0.00124 | 400.7882 | 0.020944 | 427.4297 | 0.00132 | 400.7882 | 0.1044 | 426.7907 | 0.0932 | 400.7882 | 0.67502 | 426.7907 | 0.04693 | 395.38 | -0.0014672 | 427.4297 | 0.00644 | 395.38 | -0.00013183 | 395.38 | -0.00093193 | 426.7907 | 9.6263e-06 | 426.7907 | 5.5563e-06 | 427.4297 | 5.6228e-05 | 400.7882 | -4.9692e-05 | 649.3075 | 0.00469 | 400.7882 | -0.0041053 | 648.5134 | 0 | 649.3075 | 0.00174 | 426.7907 | 0.0662
| 427.5425 | 0 | 401.0058 | 0.022207 | 427.5425 | 0 | 401.0058 | 0.10168 | 426.9047 | 0.09405 | 401.0058 | 0.69136 | 426.9047 | 0.04721 | 395.6 | 0.0020068 | 427.5425 | 0.00766 | 395.6 | 0.00067532 | 395.6 | 0.00088859 | 426.9047 | 8.4786e-06 | 426.9047 | 7.2693e-06 | 427.5425 | 0 | 401.0058 | 0.0017293 | 649.4686 | 0.00673 | 401.0058 | 0.0031735 | 648.6748 | 6.6672e-06 | 649.4686 | 0.00163 | 426.9047 | 0.06763
| 427.6553 | 0.00032042 | 401.2235 | 0.022687 | 427.6553 | 0.00194 | 401.2235 | 0.097813 | 427.0186 | 0.08882 | 401.2235 | 0.71315 | 427.0186 | 0.04674 | 395.82 | -0.0019393 | 427.6553 | 0.00862 | 395.82 | -0.0006807 | 395.82 | -0.00086692 | 427.0186 | 8.5372e-06 | 427.0186 | 7.8074e-06 | 427.6553 | 0 | 401.2235 | -0.0017717 | 649.6296 | 0.00397 | 401.2235 | 0.0054249 | 648.8361 | 3.0002e-05 | 649.6296 | 0.00175 | 427.0186 | 0.06934
| 427.7681 | 0 | 401.4411 | 0.021695 | 427.7681 | 0 | 401.4411 | 0.097431 | 427.1326 | 0.08968 | 401.4411 | 0.73259 | 427.1326 | 0.04631 | 396.04 | 0.0021416 | 427.7681 | 0.00624 | 396.04 | -6.7263e-05 | 396.04 | 0.00088859 | 427.1326 | 8.502e-06 | 427.1326 | 7.6976e-06 | 427.7681 | 0 | 401.4411 | 0.0035061 | 649.7908 | 0.00605 | 401.4411 | 0.0059729 | 648.9975 | 0 | 649.7908 | 0.00162 | 427.1326 | 0.07013
| 427.8809 | 0 | 401.6588 | 0.020815 | 427.8809 | 0.00083232 | 401.6588 | 0.08828 | 427.2465 | 0.08507 | 401.6588 | 0.75075 | 427.2465 | 0.04579 | 396.25 | -0.0026139 | 427.8809 | 0.00777 | 396.25 | -0.0011327 | 396.25 | 0.00046596 | 427.2465 | 7.7642e-06 | 427.2465 | 8.3454e-06 | 427.8809 | 0.00014995 | 401.6588 | -0.0036303 | 649.9519 | 0.00258 | 401.6588 | -0.0034608 | 649.1589 | 0 | 649.9519 | 0.00175 | 427.2465 | 0.07134
| 427.9937 | 0 | 401.8765 | 0.020302 | 427.9937 | 0 | 401.8765 | 0.088647 | 427.3605 | 0.08517 | 401.8765 | 0.77886 | 427.3605 | 0.04545 | 396.47 | 0.00072515 | 427.9937 | 0.00697 | 396.47 | 0.00012645 | 396.47 | 0.0025791 | 427.3605 | 6.8976e-06 | 427.3605 | 6.7313e-06 | 427.9937 | 0 | 401.8765 | -0.00080081 | 650.113 | 0.00417 | 401.8765 | 0.0025182 | 649.3203 | 0 | 650.113 | 0.0017 | 427.3605 | 0.07181
| 428.1064 | 0.0012 | 402.0942 | 0.020386 | 428.1064 | 0.00116 | 402.0942 | 0.081873 | 427.4745 | 0.08263 | 402.0942 | 0.80312 | 427.4745 | 0.04658 | 396.69 | 0.00069142 | 428.1064 | 0.00916 | 396.69 | -0.0014556 | 396.69 | -0.00073687 | 427.4745 | 7.8462e-06 | 427.4745 | 6.2042e-06 | 428.1064 | 0.00013121 | 402.0942 | -0.0036763 | 650.2741 | 0.00397 | 402.0942 | -0.0041464 | 649.4817 | 1.0001e-05 | 650.2741 | 0.00179 | 427.4745 | 0.07354
| 428.2192 | 0 | 402.3119 | 0.01994 | 428.2192 | 0 | 402.3119 | 0.085359 | 427.5885 | 0.0847 | 402.3119 | 0.81607 | 427.5885 | 0.04667 | 396.91 | 0.0015008 | 428.2192 | 0.00729 | 396.91 | -0.00077756 | 396.91 | 0.00053099 | 427.5885 | 8.6426e-06 | 427.5885 | 4.1727e-06 | 428.2192 | 0 | 402.3119 | 0.004601 | 650.4352 | 0.00517 | 402.3119 | 0.0037509 | 649.6431 | 6.6672e-06 | 650.4352 | 0.00177 | 427.5885 | 0.07423
| 428.332 | 0 | 402.5296 | 0.02005 | 428.332 | 0.0007803 | 402.5296 | 0.078132 | 427.7025 | 0.08061 | 402.5296 | 0.83041 | 427.7025 | 0.04864 | 397.13 | -0.0014334 | 428.332 | 0.00791 | 397.13 | 0.0013211 | 397.13 | -8.6692e-05 | 427.7025 | 9.9542e-06 | 427.7025 | 5.0292e-06 | 428.332 | 0 | 402.5296 | -0.0022554 | 650.5964 | 0.0036 | 402.5296 | -0.0032179 | 649.8045 | 1.0001e-05 | 650.5964 | 0.00186 | 427.7025 | 0.07615
| 428.4448 | 0 | 402.7474 | 0.019681 | 428.4448 | 0 | 402.7474 | 0.079129 | 427.8164 | 0.0786 | 402.7474 | 0.84844 | 427.8164 | 0.04829 | 397.34 | 0.00045532 | 428.4448 | 0.00751 | 397.34 | -3.4977e-05 | 397.34 | 0.0009211 | 427.8164 | 7.9399e-06 | 427.8164 | 4.8096e-06 | 428.4448 | 0.00074763 | 402.7474 | 0.003521 | 650.7575 | 0.0074 | 402.7474 | 0.0019708 | 649.9659 | 0 | 650.7575 | 0.00183 | 427.8164 | 0.07698
| 428.5577 | 0.0016 | 402.9651 | 0.020567 | 428.5577 | 0.00158 | 402.9651 | 0.074622 | 427.9304 | 0.07226 | 402.9651 | 0.87215 | 427.9304 | 0.05031 | 397.56 | 0.00038786 | 428.5577 | 0.00871 | 397.56 | -0.0023596 | 397.56 | 0.0002384 | 427.9304 | 8.666e-06 | 427.9304 | 6.4128e-06 | 428.5577 | 0 | 402.9651 | -0.0069042 | 650.9187 | 0.00385 | 402.9651 | 0.0026964 | 650.1273 | 3.0002e-05 | 650.9187 | 0.00176 | 427.9304 | 0.07856
| 428.6705 | 0 | 403.1829 | 0.020069 | 428.6705 | 0 | 403.1829 | 0.07668 | 428.0444 | 0.07381 | 403.1829 | 0.89404 | 428.0444 | 0.05069 | 397.78 | 0.00062396 | 428.6705 | 0.00754 | 397.78 | 0.00083675 | 397.78 | 7.5855e-05 | 428.0444 | 7.1084e-06 | 428.0444 | 8.9823e-06 | 428.6705 | 0 | 403.1829 | 0.0028367 | 651.0798 | 0.00592 | 403.1829 | -0.0017428 | 650.2887 | 0 | 651.0798 | 0.00163 | 428.0444 | 0.07929
| 428.7833 | 3.2945e-05 | 403.4007 | 0.018759 | 428.7833 | 0.00125 | 403.4007 | 0.067799 | 428.1584 | 0.07066 | 403.4007 | 0.90142 | 428.1584 | 0.05342 | 398 | -0.00059023 | 428.7833 | 0.00837 | 398 | 9.4169e-05 | 398 | -0.001322 | 428.1584 | 8.584e-06 | 428.1584 | 1.198e-05 | 428.7833 | 0 | 403.4007 | -0.0020541 | 651.241 | 0.00343 | 403.4007 | -0.0027287 | 650.4501 | 1.0001e-05 | 651.241 | 0.00172 | 428.1584 | 0.08081
| 428.8961 | 0 | 403.6185 | 0.019483 | 428.8961 | 0 | 403.6185 | 0.068459 | 428.2724 | 0.07151 | 403.6185 | 0.92469 | 428.2724 | 0.05443 | 398.22 | -0.0014334 | 428.8961 | 0.00729 | 398.22 | 0.0011919 | 398.22 | 0.0014088 | 428.2724 | 7.8579e-06 | 428.2724 | 1.1761e-05 | 428.8961 | 0.00010949 | 403.6185 | 0.003123 | 651.4022 | 0.00636 | 403.6185 | 0.0048468 | 650.6116 | 0 | 651.4022 | 0.00173 | 428.2724 | 0.08173
| 429.0089 | 0.00076961 | 403.8363 | 0.018688 | 429.0089 | 0.00142 | 403.8363 | 0.065873 | 428.3865 | 0.06858 | 403.8363 | 0.93629 | 428.3865 | 0.05679 | 398.44 | -0.0018381 | 429.0089 | 0.00783 | 398.44 | -0.0026179 | 398.44 | -0.0039877 | 428.3865 | 1.0762e-05 | 428.3865 | 7.5878e-06 | 429.0089 | 0 | 403.8363 | -0.003484 | 651.5634 | 0.00309 | 403.8363 | -0.0026086 | 650.773 | 1.0001e-05 | 651.5634 | 0.00179 | 428.3865 | 0.08318
| 429.1217 | 0 | 404.0541 | 0.019332 | 429.1217 | 0 | 404.0541 | 0.068083 | 428.5005 | 0.06791 | 404.0541 | 0.95577 | 428.5005 | 0.05751 | 398.65 | 0.00042159 | 429.1217 | 0.00814 | 398.65 | 0.0032259 | 398.65 | 0.0030992 | 428.5005 | 1.0633e-05 | 428.5005 | 5.0292e-06 | 429.1217 | 0 | 404.0541 | 0.0041276 | 651.7245 | 0.00626 | 404.0541 | 0.0014848 | 650.9345 | 6.6672e-06 | 651.7245 | 0.00166 | 428.5005 | 0.08435
| 429.2345 | 0.00017668 | 404.272 | 0.018595 | 429.2345 | 0.00095371 | 404.272 | 0.061662 | 428.6145 | 0.06453 | 404.272 | 0.95998 | 428.6145 | 0.05961 | 398.87 | -0.00025296 | 429.2345 | 0.00766 | 398.87 | 0.0010305 | 398.87 | 0.0017663 | 428.6145 | 1.0715e-05 | 428.6145 | 3.8543e-06 | 429.2345 | 0 | 404.272 | -0.0030695 | 651.8857 | 0.00499 | 404.272 | 0.0033583 | 651.0959 | 1.0001e-05 | 651.8857 | 0.00172 | 428.6145 | 0.08612
| 429.3473 | 0 | 404.4898 | 0.017912 | 429.3473 | 0 | 404.4898 | 0.061624 | 428.7285 | 0.0637 | 404.4898 | 0.96707 | 428.7285 | 0.06055 | 399.09 | 0.00062396 | 429.3473 | 0.00797 | 399.09 | -0.00055155 | 399.09 | -0.00070437 | 428.7285 | 9.1344e-06 | 428.7285 | 3.6347e-06 | 429.3473 | 0 | 404.4898 | -0.0030584 | 652.0469 | 0.00454 | 404.4898 | 0.00014398 | 651.2574 | 0 | 652.0469 | 0.0017 | 428.7285 | 0.08716
| 429.4601 | 0.00129 | 404.7077 | 0.017903 | 429.4601 | 0.0014 | 404.7077 | 0.055723 | 428.8426 | 0.06173 | 404.7077 | 0.98577 | 428.8426 | 0.06279 | 399.31 | 1.6864e-05 | 429.4601 | 0.00729 | 399.31 | 0.00077218 | 399.31 | 0.00027091 | 428.8426 | 8.8534e-06 | 428.8426 | 4.3814e-06 | 429.4601 | 0 | 404.7077 | -0.0014015 | 652.2081 | 0.00322 | 404.7077 | -0.0027528 | 651.4188 | 1.0001e-05 | 652.2081 | 0.00177 | 428.8426 | 0.08895
| 429.5729 | 0 | 404.9256 | 0.017985 | 429.5729 | 0 | 404.9256 | 0.057835 | 428.9566 | 0.06339 | 404.9256 | 0.98837 | 428.9566 | 0.06357 | 399.53 | -0.0013997 | 429.5729 | 0.00825 | 399.53 | 0.0015793 | 399.53 | 0.00075855 | 428.9566 | 8.9939e-06 | 428.9566 | 6.4128e-06 | 429.5729 | 0 | 404.9256 | -0.00029673 | 652.3693 | 0.00357 | 404.9256 | 0.0048914 | 651.5803 | 2.6669e-05 | 652.3693 | 0.00172 | 428.9566 | 0.08954
| 429.6857 | 0.00089539 | 405.1435 | 0.017236 | 429.6857 | 0.00055488 | 405.1435 | 0.054762 | 429.0707 | 0.05861 | 405.1435 | 0.97929 | 429.0707 | 0.06543 | 399.74 | -0.0017032 | 429.6857 | 0.00882 | 399.74 | -0.0017461 | 399.74 | 0.00036844 | 429.0707 | 8.8651e-06 | 429.0707 | 9.4106e-06 | 429.6857 | 0 | 405.1435 | -0.001037 | 652.5306 | 0.0032 | 405.1435 | 0.00045576 | 651.7418 | 1.0001e-05 | 652.5306 | 0.00175 | 429.0707 | 0.0915
| 429.7985 | 0 | 405.3614 | 0.017594 | 429.7985 | 0 | 405.3614 | 0.054219 | 429.1847 | 0.05564 | 405.3614 | 0.98645 | 429.1847 | 0.06612 | 399.96 | -0.0014672 | 429.7985 | 0.00746 | 399.96 | 0.00051389 | 399.96 | -0.00031426 | 429.1847 | 8.4201e-06 | 429.1847 | 1.0377e-05 | 429.7985 | 0 | 405.3614 | 0.0044395 | 652.6918 | 0.00425 | 405.3614 | 0.0028251 | 651.9032 | 6.6672e-06 | 652.6918 | 0.0016 | 429.1847 | 0.09249
| 429.9113 | 0.00048213 | 405.5794 | 0.016677 | 429.9113 | 0.00108 | 405.5794 | 0.050808 | 429.2987 | 0.05396 | 405.5794 | 0.99579 | 429.2987 | 0.06855 | 400.18 | 0.0016695 | 429.9113 | 0.00709 | 400.18 | -0.00097128 | 400.18 | -0.00041178 | 429.2987 | 9.5092e-06 | 429.2987 | 9.6192e-06 | 429.9113 | 0 | 405.5794 | -0.0034092 | 652.853 | 0.00399 | 405.5794 | -0.0027697 | 652.0647 | 3.0002e-05 | 652.853 | 0.00162 | 429.2987 | 0.09538
| 430.0241 | 0 | 405.7973 | 0.017454 | 430.0241 | 0 | 405.7973 | 0.053389 | 429.4128 | 0.05469 | 405.7973 | 1 | 429.4128 | 0.06953 | 400.4 | -0.00059023 | 430.0241 | 0.00856 | 400.4 | -0.00055155 | 400.4 | 0.00027091 | 429.4128 | 9.9307e-06 | 429.4128 | 8.016e-06 | 430.0241 | 0 | 405.7973 | 0.0082648 | 653.0142 | 0.00501 | 405.7973 | -0.0011852 | 652.2262 | 0 | 653.0142 | 0.00153 | 429.4128 | 0.09645
| 430.1369 | 0.00113 | 406.0153 | 0.016373 | 430.1369 | 0.00109 | 406.0153 | 0.0478 | 429.5269 | 0.05271 | 406.0153 | 0.99074 | 429.5269 | 0.07102 | 400.62 | -1.6864e-05 | 430.1369 | 0.0076 | 400.62 | -0.0014233 | 400.62 | -0.0021673 | 429.5269 | 1.0879e-05 | 429.5269 | 6.4128e-06 | 430.1369 | 3.7485e-05 | 406.0153 | 0.0010984 | 653.1755 | 0.00315 | 406.0153 | -0.0055424 | 652.3877 | 1.0001e-05 | 653.1755 | 0.00168 | 429.5269 | 0.09821
| 430.2497 | 0 | 406.2333 | 0.017223 | 430.2497 | 0 | 406.2333 | 0.052433 | 429.6409 | 0.05025 | 406.2333 | 0.98972 | 429.6409 | 0.07121 | 400.84 | 0.00065769 | 430.2497 | 0.00993 | 400.84 | -0.00026098 | 400.84 | 0.00020589 | 429.6409 | 8.7831e-06 | 429.6409 | 4.601e-06 | 430.2497 | 0 | 406.2333 | 0.004843 | 653.3367 | 0.00411 | 406.2333 | 0.0037193 | 652.5492 | 0 | 653.3367 | 0.00166 | 429.6409 | 0.09868
| 430.3625 | 0.00131 | 406.4513 | 0.017205 | 430.3625 | 0.00179 | 406.4513 | 0.045501 | 429.755 | 0.04509 | 406.4513 | 0.9848 | 429.755 | 0.07292 | 401.05 | -0.0022092 | 430.3625 | 0.00845 | 401.05 | -0.00035784 | 401.05 | -0.00076939 | 429.755 | 9.3569e-06 | 429.755 | 5.0292e-06 | 430.3625 | 0 | 406.4513 | 0.0048542 | 653.498 | 0.00327 | 406.4513 | -0.00017438 | 652.7107 | 3.0002e-05 | 653.498 | 0.00182 | 429.755 | 0.09982
| 430.4753 | 0 | 406.6693 | 0.016923 | 430.4753 | 0 | 406.6693 | 0.046215 | 429.8691 | 0.04849 | 406.6693 | 0.98513 | 429.8691 | 0.07389 | 401.27 | -0.00011805 | 430.4753 | 0.00658 | 401.27 | -0.00093899 | 401.27 | 0.0011487 | 429.8691 | 8.3147e-06 | 429.8691 | 8.016e-06 | 430.4753 | 0.0002221 | 406.6693 | -0.00031797 | 653.6593 | 0.00499 | 406.6693 | 0.0027684 | 652.8722 | 6.6672e-06 | 653.6593 | 0.00178 | 429.8691 | 0.10079
| 430.5881 | 0.00042823 | 406.8873 | 0.016743 | 430.5881 | 0.00050287 | 406.8873 | 0.043644 | 429.9832 | 0.04405 | 406.8873 | 0.96005 | 429.9832 | 0.0759 | 401.49 | -0.00079259 | 430.5881 | 0.01095 | 401.49 | 0.00041703 | 401.49 | -0.0001192 | 429.9832 | 9.029e-06 | 429.9832 | 1.0476e-05 | 430.5881 | 0 | 406.8873 | 0.00010185 | 653.8205 | 0.00397 | 406.8873 | -0.0027253 | 653.0338 | 3.0002e-05 | 653.8205 | 0.00184 | 429.9832 | 0.10216
| 430.701 | 0 | 407.1053 | 0.015622 | 430.701 | 0 | 407.1053 | 0.043893 | 430.0972 | 0.0466 | 407.1053 | 0.94541 | 430.0972 | 0.07686 | 401.71 | 0.0018044 | 430.701 | 0.00757 | 401.71 | -2.6905e-06 | 401.71 | -0.001257 | 430.0972 | 7.9867e-06 | 430.0972 | 9.3008e-06 | 430.701 | 0 | 407.1053 | -0.00064562 | 653.9818 | 0.00413 | 407.1053 | 0.0011254 | 653.1953 | 2.6669e-05 | 653.9818 | 0.00171 | 430.0972 | 0.10378
| 430.8138 | 0.00024855 | 407.3234 | 0.015404 | 430.8138 | 0.0017 | 407.3234 | 0.038948 | 430.2113 | 0.04382 | 407.3234 | 0.92189 | 430.2113 | 0.07928 | 401.93 | -0.0015008 | 430.8138 | 0.00862 | 401.93 | -0.0034573 | 401.93 | -0.00044429 | 430.2113 | 8.5137e-06 | 430.2113 | 6.314e-06 | 430.8138 | 0 | 407.3234 | -0.0023949 | 654.1431 | 0.00297 | 407.3234 | 0.00011704 | 653.3568 | 1.0001e-05 | 654.1431 | 0.00181 | 430.2113 | 0.10633
| 430.9266 | 0 | 407.5415 | 0.016004 | 430.9266 | 0 | 407.5415 | 0.042516 | 430.3254 | 0.04482 | 407.5415 | 0.91428 | 430.3254 | 0.0806 | 402.15 | 0.00089378 | 430.9266 | 0.00757 | 402.15 | -0.0013909 | 402.15 | 0.0002384 | 430.3254 | 9.9307e-06 | 430.3254 | 5.2379e-06 | 430.9266 | 0.00018456 | 407.5415 | 0.001402 | 654.3044 | 0.00478 | 407.5415 | 0.0016986 | 653.5184 | 4.667e-05 | 654.3044 | 0.00165 | 430.3254 | 0.10838
| 431.0394 | 0.00098522 | 407.7595 | 0.015281 | 431.0394 | 0.00074563 | 407.7595 | 0.036736 | 430.4395 | 0.04531 | 407.7595 | 0.88892 | 430.4395 | 0.08307 | 402.36 | -0.00089378 | 431.0394 | 0.01067 | 402.36 | -0.0023919 | 402.36 | -0.0011595 | 430.4395 | 1.1336e-05 | 430.4395 | 5.0292e-06 | 431.0394 | 0 | 407.7595 | -0.0034171 | 654.4657 | 0.0052 | 407.7595 | 0.0028245 | 653.6799 | 3.0002e-05 | 654.4657 | 0.00171 | 430.4395 | 0.11074
| 431.1522 | 0 | 407.9776 | 0.014354 | 431.1522 | 0 | 407.9776 | 0.037552 | 430.5536 | 0.04477 | 407.9776 | 0.8657 | 430.5536 | 0.08386 | 402.58 | -5.0592e-05 | 431.1522 | 0.01118 | 402.58 | -0.0020367 | 402.58 | 0.00030341 | 430.5536 | 1.0903e-05 | 430.5536 | 6.4128e-06 | 431.1522 | 0 | 407.9776 | -0.0013345 | 654.627 | 0.00519 | 407.9776 | 0.00015279 | 653.8415 | 6.6672e-06 | 654.627 | 0.00157 | 430.5536 | 0.11161
| 431.265 | 0.00102 | 408.1958 | 0.014879 | 431.265 | 0.00065893 | 408.1958 | 0.035024 | 430.6677 | 0.04704 | 408.1958 | 0.84494 | 430.6677 | 0.08574 | 402.8 | -0.0030186 | 431.265 | 0.00757 | 402.8 | -0.00026098 | 402.8 | -0.00028175 | 430.6677 | 6.6517e-06 | 430.6677 | 4.1727e-06 | 431.265 | 0 | 408.1958 | -0.0022055 | 654.7883 | 0.00387 | 408.1958 | -0.0015596 | 654.003 | 3.0002e-05 | 654.7883 | 0.00165 | 430.6677 | 0.11368
| 431.3778 | 0 | 408.4139 | 0.015291 | 431.3778 | 0 | 408.4139 | 0.032887 | 430.7819 | 0.04625 | 408.4139 | 0.81511 | 430.7819 | 0.08762 | 403.02 | 0.0017032 | 431.3778 | 0.00811 | 403.02 | 0.00086903 | 403.02 | 0.0013112 | 430.7819 | 1.6301e-05 | 430.7819 | 1.8075e-05 | 431.3778 | 0 | 408.4139 | -0.0011294 | 654.9496 | 0.0042 | 408.4139 | -0.0028788 | 654.1646 | 0 | 654.9496 | 0.00169 | 430.7819 | 0.11548
| 431.4907 | 0.00094928 | 408.632 | 0.015512 | 431.4907 | 0.00123 | 408.632 | 0.034484 | 430.896 | 0.03711 | 408.632 | 0.79707 | 430.896 | 0.09013 | 403.24 | -0.00089378 | 431.4907 | 0.00868 | 403.24 | 0.00099818 | 403.24 | 0.0010186 | 430.896 | 1.3713e-05 | 430.896 | 1.4967e-05 | 431.4907 | 0.00163 | 408.632 | 0.00089551 | 655.1109 | 0.00366 | 408.632 | -0.0014454 | 654.3261 | 6.9993e-05 | 655.1109 | 0.00167 | 430.896 | 0.11796
| 431.6035 | 0 | 408.8502 | 0.014626 | 431.6035 | 0 | 408.8502 | 0.03081 | 431.0101 | 0.03616 | 408.8502 | 0.76518 | 431.0101 | 0.09257 | 403.46 | -0.00038786 | 431.6035 | 0.00868 | 403.46 | -0.00061613 | 403.46 | -0.00047681 | 431.0101 | 2.8036e-05 | 431.0101 | 2.6727e-05 | 431.6035 | 0 | 408.8502 | -0.0020681 | 655.2722 | 0.00417 | 408.8502 | -0.0015489 | 654.4877 | 0 | 655.2722 | 0.00184 | 431.0101 | 0.12022
| 431.7163 | 0.00094928 | 409.0684 | 0.014736 | 431.7163 | 0.00118 | 409.0684 | 0.033365 | 431.1242 | 0.03549 | 409.0684 | 0.7431 | 431.1242 | 0.09395 | 403.68 | 0.0039967 | 431.7163 | 0.00987 | 403.68 | 0.00032017 | 403.68 | 1.0836e-05 | 431.1242 | 1.4615e-05 | 431.1242 | 1.198e-05 | 431.7163 | 0.00095593 | 409.0684 | 0.0020843 | 655.4336 | 0.00475 | 409.0684 | 0.004206 | 654.6493 | 6.9993e-05 | 655.4336 | 0.00166 | 431.1242 | 0.12197
| 431.8291 | 0 | 409.2866 | 0.01461 | 431.8291 | 0 | 409.2866 | 0.028168 | 431.2384 | 0.03189 | 409.2866 | 0.72154 | 431.2384 | 0.09639 | 403.89 | -0.0027488 | 431.8291 | 0.00873 | 403.89 | -0.00051927 | 403.89 | 0.00020589 | 431.2384 | 2.9558e-05 | 431.2384 | 2.5025e-05 | 431.8291 | 0 | 409.2866 | -0.002666 | 655.5949 | 0.00327 | 409.2866 | -0.0034286 | 654.8109 | 0 | 655.5949 | 0.00182 | 431.2384 | 0.12394
| 431.9419 | 0.00115 | 409.5048 | 0.014758 | 431.9419 | 0.00151 | 409.5048 | 0.030891 | 431.3525 | 0.03545 | 409.5048 | 0.69832 | 431.3525 | 0.09773 | 404.11 | 0.0025127 | 431.9419 | 0.0105 | 404.11 | -0.0018752 | 404.11 | -0.00047681 | 431.3525 | 1.5247e-05 | 431.3525 | 1.3254e-05 | 431.9419 | 0.00105 | 409.5048 | -0.00045903 | 655.7563 | 0.00457 | 409.5048 | 0.0033205 | 654.9725 | 6.9993e-05 | 655.7563 | 0.00172 | 431.3525 | 0.12494
| 432.0547 | 0 | 409.723 | 0.014275 | 432.0547 | 0 | 409.723 | 0.025883 | 431.4666 | 0.03121 | 409.723 | 0.66807 | 431.4666 | 0.1002 | 404.33 | 0.00062396 | 432.0547 | 0.00891 | 404.33 | -0.0012296 | 404.33 | -0.0021673 | 431.4666 | 2.9336e-05 | 431.4666 | 2.6091e-05 | 432.0547 | 0 | 409.723 | 0.00014152 | 655.9176 | 0.00429 | 409.723 | 0.0018097 | 655.1341 | 0 | 655.9176 | 0.0019 | 431.4666 | 0.12719
| 432.1676 | 0.00066181 | 409.9412 | 0.013983 | 432.1676 | 0.00067626 | 409.9412 | 0.029511 | 431.5808 | 0.03889 | 409.9412 | 0.65188 | 431.5808 | 0.10144 | 404.55 | -0.0011299 | 432.1676 | 0.01044 | 404.55 | 0.00019102 | 404.55 | -0.00050931 | 431.5808 | 1.4392e-05 | 431.5808 | 1.3045e-05 | 432.1676 | 0.00191 | 409.9412 | 0.0017422 | 656.079 | 0.00482 | 409.9412 | 0.002599 | 655.2957 | 6.9993e-05 | 656.079 | 0.00176 | 431.5808 | 0.12878
| 432.2804 | 0 | 410.1595 | 0.013924 | 432.2804 | 0 | 410.1595 | 0.025081 | 431.6949 | 0.03114 | 410.1595 | 0.63453 | 431.6949 | 0.10417 | 404.77 | -0.00099496 | 432.2804 | 0.01084 | 404.77 | -0.00055155 | 404.77 | -0.00037928 | 431.6949 | 2.9066e-05 | 431.6949 | 2.2236e-05 | 432.2804 | 0 | 410.1595 | 0.0010817 | 656.2403 | 0.00265 | 410.1595 | -0.0050324 | 655.4573 | 0 | 656.2403 | 0.00179 | 431.6949 | 0.13118
| 432.3932 | 0.00041025 | 410.3777 | 0.014638 | 432.3932 | 0.00098839 | 410.3777 | 0.028229 | 431.8091 | 0.03274 | 410.3777 | 0.62094 | 431.8091 | 0.10527 | 404.99 | 0.00035414 | 432.3932 | 0.00959 | 404.99 | 0.0015793 | 404.99 | -0.0013871 | 431.8091 | 1.4697e-05 | 431.8091 | 9.191e-06 | 432.3932 | 0.00161 | 410.3777 | 0.0022464 | 656.4017 | 0.00382 | 410.3777 | 0.0016363 | 655.6189 | 5.0004e-05 | 656.4017 | 0.00171 | 431.8091 | 0.13251
| 432.506 | 0 | 410.596 | 0.013761 | 432.506 | 0 | 410.596 | 0.024008 | 431.9232 | 0.02393 | 410.596 | 0.60331 | 431.9232 | 0.10754 | 405.21 | -0.0026139 | 432.506 | 0.0103 | 405.21 | -0.0013264 | 405.21 | 0.00079106 | 431.9232 | 3.0753e-05 | 431.9232 | 2.2884e-05 | 432.506 | 0 | 410.596 | -0.0031763 | 656.5631 | 0.007 | 410.596 | 0.00085112 | 655.7805 | 0 | 656.5631 | 0.00187 | 431.9232 | 0.13503
| 432.6189 | 0.00102 | 410.8143 | 0.013571 | 432.6189 | 0.00224 | 410.8143 | 0.026098 | 432.0374 | 0.03078 | 410.8143 | 0.58536 | 432.0374 | 0.10824 | 405.42 | -0.0010624 | 432.6189 | 0.01018 | 405.42 | -0.0012619 | 405.42 | 0.00043346 | 432.0374 | 1.6336e-05 | 432.0374 | 1.3682e-05 | 432.6189 | 0.00122 | 410.8143 | 0.002503 | 656.7245 | 0.0042 | 410.8143 | 0.0029283 | 655.9421 | 5.0004e-05 | 656.7245 | 0.00176 | 432.0374 | 0.13684
| 432.7317 | 0 | 411.0326 | 0.013902 | 432.7317 | 0 | 411.0326 | 0.021045 | 432.1516 | 0.0242 | 411.0326 | 0.55807 | 432.1516 | 0.11081 | 405.64 | -1.6864e-05 | 432.7317 | 0.01191 | 405.64 | 0.0026448 | 405.64 | -0.0019722 | 432.1516 | 3.1162e-05 | 432.1516 | 2.2884e-05 | 432.7317 | 0 | 411.0326 | 0.00036259 | 656.8859 | 0.00362 | 411.0326 | -0.0051149 | 656.1037 | 0 | 656.8859 | 0.00184 | 432.1516 | 0.13901
| 432.8445 | 0.000554 | 411.2509 | 0.014567 | 432.8445 | 0.00137 | 411.2509 | 0.025042 | 432.2657 | 0.02582 | 411.2509 | 0.54847 | 432.2657 | 0.11224 | 405.86 | 0.00086005 | 432.8445 | 0.00919 | 405.86 | 0.00044931 | 405.86 | 0.0018964 | 432.2657 | 1.5107e-05 | 432.2657 | 9.191e-06 | 432.8445 | 0.00127 | 411.2509 | 0.0021245 | 657.0472 | 0.00491 | 411.2509 | 0.002846 | 656.2654 | 5.0004e-05 | 657.0472 | 0.00162 | 432.2657 | 0.14044
| 432.9573 | 0 | 411.4693 | 0.013189 | 432.9573 | 0 | 411.4693 | 0.02168 | 432.3799 | 0.02059 | 411.4693 | 0.5312 | 432.3799 | 0.11541 | 406.08 | -0.0010961 | 432.9573 | 0.01129 | 406.08 | -0.00077756 | 406.08 | -0.00096444 | 432.3799 | 2.8457e-05 | 432.3799 | 1.9678e-05 | 432.9573 | 0 | 411.4693 | 0.0016353 | 657.2087 | 0.00295 | 411.4693 | -0.00055707 | 656.427 | 0 | 657.2087 | 0.00174 | 432.3799 | 0.14245
| 433.0701 | 0.00041025 | 411.6876 | 0.013261 | 433.0701 | 0.00225 | 411.6876 | 0.024246 | 432.4941 | 0.02258 | 411.6876 | 0.51305 | 432.4941 | 0.1172 | 406.3 | 0.00038786 | 433.0701 | 0.01135 | 406.3 | -0.0010681 | 406.3 | -0.00018422 | 432.4941 | 1.3667e-05 | 432.4941 | 1.0476e-05 | 433.0701 | 0.00112 | 411.6876 | -0.00038807 | 657.3701 | 0.00529 | 411.6876 | 0.0060617 | 656.5887 | 5.0004e-05 | 657.3701 | 0.00157 | 432.4941 | 0.14494
| 433.183 | 0 | 411.906 | 0.013268 | 433.183 | 0 | 411.906 | 0.019397 | 432.6083 | 0.02531 | 411.906 | 0.48787 | 432.6083 | 0.12041 | 406.52 | -0.00082632 | 433.183 | 0.00942 | 406.52 | -0.0019399 | 406.52 | -0.00024923 | 432.6083 | 2.8001e-05 | 432.6083 | 2.4806e-05 | 433.183 | 0 | 411.906 | -0.0019893 | 657.5315 | 0.00362 | 411.906 | -0.0016531 | 656.7503 | 0 | 657.5315 | 0.00173 | 432.6083 | 0.14785
| 433.2958 | 0.00233 | 412.1244 | 0.013055 | 433.2958 | 0.00158 | 412.1244 | 0.022747 | 432.7225 | 0.02571 | 412.1244 | 0.47786 | 432.7225 | 0.12188 | 406.74 | 0.0010287 | 433.2958 | 0.01149 | 406.74 | -0.0017784 | 406.74 | -0.00037928 | 432.7225 | 1.4369e-05 | 432.7225 | 1.433e-05 | 433.2958 | 0.00080598 | 412.1244 | 0.0011145 | 657.6929 | 0.00441 | 412.1244 | 0.0018097 | 656.912 | 6.9993e-05 | 657.6929 | 0.00162 | 432.7225 | 0.1503
| 433.4086 | 0 | 412.3427 | 0.013524 | 433.4086 | 0 | 412.3427 | 0.01755 | 432.8367 | 0.02254 | 412.3427 | 0.46031 | 432.8367 | 0.12461 | 406.95 | -8.4319e-05 | 433.4086 | 0.00868 | 406.95 | 0.00012645 | 406.95 | 0.0017338 | 432.8367 | 2.704e-05 | 432.8367 | 2.866e-05 | 433.4086 | 0 | 412.3427 | 0.00036751 | 657.8543 | 0.00454 | 412.3427 | 0.00029551 | 657.0737 | 0 | 657.8543 | 0.00175 | 432.8367 | 0.15274
| 433.5215 | 0.00098522 | 412.5612 | 0.013074 | 433.5215 | 0.00191 | 412.5612 | 0.020439 | 432.9509 | 0.02601 | 412.5612 | 0.44219 | 432.9509 | 0.12613 | 407.17 | -0.002108 | 433.5215 | 0.01163 | 407.17 | 0.0020314 | 407.17 | 0.00010836 | 432.9509 | 1.2706e-05 | 432.9509 | 1.4539e-05 | 433.5215 | 0.00050609 | 412.5612 | 0.0020024 | 658.0158 | 0.00411 | 412.5612 | -0.0074983 | 657.2353 | 3.0002e-05 | 658.0158 | 0.00161 | 432.9509 | 0.15435
| 433.6343 | 0 | 412.7796 | 0.012398 | 433.6343 | 0 | 412.7796 | 0.016455 | 433.0651 | 0.02601 | 412.7796 | 0.42206 | 433.0651 | 0.12903 | 407.39 | -0.001366 | 433.6343 | 0.00987 | 407.39 | 0.0012242 | 407.39 | -0.00037928 | 433.0651 | 2.827e-05 | 433.0651 | 2.8232e-05 | 433.6343 | 0 | 412.7796 | -0.0010185 | 658.1772 | 0.00373 | 412.7796 | -0.0020265 | 657.397 | 0 | 658.1772 | 0.00175 | 433.0651 | 0.1565
| 433.7471 | 0 | 412.998 | 0.012736 | 433.7471 | 0.00255 | 412.998 | 0.020318 | 433.1793 | 0.02244 | 412.998 | 0.414 | 433.1793 | 0.13029 | 407.61 | 0.0017707 | 433.7471 | 0.01033 | 407.61 | 0.001095 | 407.61 | -0.00037928 | 433.1793 | 1.5564e-05 | 433.1793 | 1.3902e-05 | 433.7471 | 0.00195 | 412.998 | 0.00053802 | 658.3387 | 0.00411 | 412.998 | 0.00040673 | 657.5587 | 6.9993e-05 | 658.3387 | 0.00167 | 433.1793 | 0.15851
| 433.8599 | 0 | 413.2165 | 0.01262 | 433.8599 | 0 | 413.2165 | 0.016746 | 433.2935 | 0.02517 | 413.2165 | 0.3983 | 433.2935 | 0.13295 | 407.83 | -0.0035582 | 433.8599 | 0.01001 | 407.83 | -0.0017461 | 407.83 | -0.0019397 | 433.2935 | 2.9195e-05 | 433.2935 | 2.1918e-05 | 433.8599 | 0 | 413.2165 | -0.0026305 | 658.5001 | 0.00278 | 413.2165 | -0.0038976 | 657.7204 | 0 | 658.5001 | 0.00187 | 433.2935 | 0.16137
| 433.9728 | 0.00042823 | 413.435 | 0.013013 | 433.9728 | 0.00062425 | 413.435 | 0.019219 | 433.4077 | 0.02189 | 413.435 | 0.38987 | 433.4077 | 0.13456 | 408.05 | -0.00028669 | 433.9728 | 0.01169 | 408.05 | 0.0020636 | 408.05 | 0.00046596 | 433.4077 | 1.3631e-05 | 433.4077 | 8.2356e-06 | 433.9728 | 0.00074975 | 413.435 | 0.0026052 | 658.6616 | 0.00471 | 413.435 | 0.0026476 | 657.8821 | 6.9993e-05 | 658.6616 | 0.00175 | 433.4077 | 0.16373
| 434.0856 | 0 | 413.6534 | 0.011502 | 434.0856 | 0 | 413.6534 | 0.014622 | 433.522 | 0.02383 | 413.6534 | 0.37415 | 433.522 | 0.13761 | 408.27 | -0.00011805 | 434.0856 | 0.0122 | 408.27 | -0.0013909 | 408.27 | -8.6692e-05 | 433.522 | 2.8328e-05 | 433.522 | 2.0633e-05 | 434.0856 | 0 | 413.6534 | -0.00078414 | 658.823 | 0.00424 | 413.6534 | -0.00121 | 658.0438 | 0 | 658.823 | 0.00193 | 433.522 | 0.16646
| 434.1984 | 0 | 413.8719 | 0.012204 | 434.1984 | 0.00201 | 413.8719 | 0.018478 | 433.6362 | 0.02053 | 413.8719 | 0.36487 | 433.6362 | 0.13939 | 408.49 | 0.002108 | 434.1984 | 0.01109 | 408.49 | -0.0014556 | 408.49 | 0.0010186 | 433.6362 | 1.4744e-05 | 433.6362 | 1.2408e-05 | 434.1984 | 0.00178 | 413.8719 | -0.00060349 | 658.9845 | 0.00462 | 413.8719 | -2.2017e-05 | 658.2055 | 5.0004e-05 | 658.9845 | 0.00175 | 433.6362 | 0.16856
| 434.3113 | 0 | 414.0904 | 0.012468 | 434.3113 | 0 | 414.0904 | 0.015606 | 433.7504 | 0.02434 | 414.0904 | 0.35569 | 433.7504 | 0.14262 | 408.71 | -0.0023778 | 434.3113 | 0.0118 | 408.71 | -0.00029326 | 408.71 | -0.0020372 | 433.7504 | 2.923e-05 | 433.7504 | 2.7913e-05 | 434.3113 | 0 | 414.0904 | 0.0011987 | 659.146 | 0.00432 | 414.0904 | -0.00097699 | 658.3672 | 0 | 659.146 | 0.00188 | 433.7504 | 0.17135
| 434.4241 | 0.0006079 | 414.309 | 0.012689 | 434.4241 | 0.00172 | 414.309 | 0.017063 | 433.8647 | 0.02131 | 414.309 | 0.35078 | 433.8647 | 0.14502 | 408.92 | 0.00099496 | 434.4241 | 0.01217 | 408.92 | -0.0012941 | 408.92 | -0.001062 | 433.8647 | 1.4533e-05 | 433.8647 | 1.5505e-05 | 434.4241 | 0.00080598 | 414.309 | -0.00064015 | 659.3075 | 0.0042 | 414.309 | 0.0036418 | 658.5289 | 6.9993e-05 | 659.3075 | 0.00174 | 433.8647 | 0.17309
| 434.5369 | 0.00019796 | 414.5275 | 0.012278 | 434.5369 | 0 | 414.5275 | 0.012845 | 433.9789 | 0.02362 | 414.5275 | 0.33623 | 433.9789 | 0.14848 | 409.14 | -0.001737 | 434.5369 | 0.01106 | 409.14 | -0.0026179 | 409.14 | -2.1673e-05 | 433.9789 | 2.8949e-05 | 433.9789 | 2.9835e-05 | 434.5369 | 0 | 414.5275 | -0.0015574 | 659.469 | 0.00274 | 414.5275 | -0.0024166 | 658.6906 | 0 | 659.469 | 0.00185 | 433.9789 | 0.17637
| 434.6498 | 0 | 414.7461 | 0.012081 | 434.6498 | 0.00123 | 414.7461 | 0.0148 | 434.0932 | 0.02062 | 414.7461 | 0.33129 | 434.0932 | 0.15028 | 409.36 | 0.001602 | 434.6498 | 0.01118 | 409.36 | 0.0011273 | 409.36 | -0.00076939 | 434.0932 | 1.4451e-05 | 434.0932 | 1.433e-05 | 434.6498 | 0.00148 | 414.7461 | 0.0027249 | 659.6305 | 0.00373 | 414.7461 | 0.0017519 | 658.8524 | 5.0004e-05 | 659.6305 | 0.00168 | 434.0932 | 0.17819
| 434.7626 | 0 | 414.9647 | 0.011536 | 434.7626 | 0 | 414.9647 | 0.012064 | 434.2074 | 0.0239 | 414.9647 | 0.32439 | 434.2074 | 0.15321 | 409.58 | -0.0025801 | 434.7626 | 0.01038 | 409.58 | -0.001617 | 409.58 | 0.0012137 | 434.2074 | 2.9031e-05 | 434.2074 | 2.5454e-05 | 434.7626 | 0 | 414.9647 | -0.0014097 | 659.792 | 0.00322 | 414.9647 | -0.0034225 | 659.0141 | 0 | 659.792 | 0.00178 | 434.2074 | 0.18168
| 434.8754 | 0.00152 | 415.1832 | 0.012427 | 434.8754 | 0.00109 | 415.1832 | 0.014922 | 434.3217 | 0.02303 | 415.1832 | 0.32394 | 434.3217 | 0.15475 | 409.8 | 0.001231 | 434.8754 | 0.01118 | 409.8 | 0.00051389 | 409.8 | 0.0016688 | 434.3217 | 1.458e-05 | 434.3217 | 1.1124e-05 | 434.8754 | 0.00097468 | 415.1832 | 0.0029142 | 659.9535 | 0.00459 | 415.1832 | 0.0015671 | 659.1758 | 6.9993e-05 | 659.9535 | 0.00162 | 434.3217 | 0.18362
| 434.9883 | 0 | 415.4018 | 0.011864 | 434.9883 | 0 | 415.4018 | 0.012864 | 434.4359 | 0.02171 | 415.4018 | 0.31024 | 434.4359 | 0.15827 | 410.02 | 0.00048905 | 434.9883 | 0.01155 | 410.02 | -0.00039012 | 410.02 | 0.00049847 | 434.4359 | 2.8328e-05 | 434.4359 | 2.4169e-05 | 434.9883 | 0 | 415.4018 | -0.004172 | 660.115 | 0.00411 | 415.4018 | -0.0032007 | 659.3376 | 0 | 660.115 | 0.00179 | 434.4359 | 0.18681
| 435.1011 | 0.00026652 | 415.6205 | 0.012136 | 435.1011 | 0.00081498 | 415.6205 | 0.014932 | 434.5502 | 0.02076 | 415.6205 | 0.30692 | 434.5502 | 0.16054 | 410.24 | -0.00062396 | 435.1011 | 0.01106 | 410.24 | 0.0011919 | 410.24 | 0.0011162 | 434.5502 | 1.3901e-05 | 434.5502 | 1.3045e-05 | 435.1011 | 0.00206 | 415.6205 | 0.0012239 | 660.2766 | 0.00427 | 415.6205 | 0.00043896 | 659.4993 | 6.9993e-05 | 660.2766 | 0.00161 | 434.5502 | 0.18933
| 435.214 | 0 | 415.8391 | 0.011639 | 435.214 | 0 | 415.8391 | 0.010564 | 434.6645 | 0.01978 | 415.8391 | 0.3015 | 434.6645 | 0.16474 | 410.46 | -0.0016695 | 435.214 | 0.01081 | 410.46 | -0.00026098 | 410.46 | -0.00037928 | 434.6645 | 2.8083e-05 | 434.6645 | 2.6091e-05 | 435.214 | 0 | 415.8391 | -0.00058151 | 660.4381 | 0.00397 | 415.8391 | -0.00080203 | 659.6611 | 0 | 660.4381 | 0.00185 | 434.6645 | 0.19218
| 435.3268 | 0.0004462 | 416.0577 | 0.012654 | 435.3268 | 0.0012 | 416.0577 | 0.014449 | 434.7788 | 0.02134 | 416.0577 | 0.29891 | 434.7788 | 0.16766 | 410.68 | 0.0016695 | 435.3268 | 0.01209 | 410.68 | 0.0020636 | 410.68 | -0.00021673 | 434.7788 | 1.4334e-05 | 434.7788 | 1.3045e-05 | 435.3268 | 0.00223 | 416.0577 | -0.0014196 | 660.5996 | 0.00691 | 416.0577 | 0.0010613 | 659.8229 | 6.9993e-05 | 660.5996 | 0.00172 | 434.7788 | 0.19466
| 435.4396 | 0 | 416.2764 | 0.01139 | 435.4396 | 0 | 416.2764 | 0.012456 | 434.893 | 0.01738 | 416.2764 | 0.28745 | 434.893 | 0.17175 | 410.89 | -0.00096123 | 435.4396 | 0.01427 | 410.89 | -0.0014556 | 410.89 | -8.6692e-05 | 434.893 | 3.0237e-05 | 434.893 | 2.6727e-05 | 435.4396 | 0 | 416.2764 | -0.00049773 | 660.7612 | 0.00387 | 416.2764 | -0.00054993 | 659.9846 | 0 | 660.7612 | 0.00185 | 434.893 | 0.19738
| 435.5525 | 0.0005001 | 416.4951 | 0.012174 | 435.5525 | 0.00158 | 416.4951 | 0.014278 | 435.0073 | 0.01812 | 416.4951 | 0.28705 | 435.0073 | 0.17391 | 411.11 | -0.001231 | 435.5525 | 0.01359 | 411.11 | -0.00013183 | 411.11 | 0.00010836 | 435.0073 | 1.6055e-05 | 435.0073 | 1.3682e-05 | 435.5525 | 0.00086221 | 416.4951 | 0.0018781 | 660.9227 | 0.00394 | 416.4951 | -0.0023119 | 660.1464 | 6.9993e-05 | 660.9227 | 0.00169 | 435.0073 | 0.2
| 435.6653 | 0 | 416.7138 | 0.011741 | 435.6653 | 0 | 416.7138 | 0.011012 | 435.1216 | 0.01784 | 416.7138 | 0.27756 | 435.1216 | 0.17695 | 411.33 | -0.0018719 | 435.6653 | 0.01092 | 411.33 | -0.001617 | 411.33 | -0.00096444 | 435.1216 | 3.149e-05 | 435.1216 | 2.5454e-05 | 435.6653 | 0 | 416.7138 | 0.0027079 | 661.0843 | 0.00476 | 416.7138 | -0.0037184 | 660.3082 | 0 | 661.0843 | 0.00182 | 435.1216 | 0.20351
| 435.7782 | 0.00046416 | 416.9325 | 0.012292 | 435.7782 | 0.00158 | 416.9325 | 0.014554 | 435.2359 | 0.01724 | 416.9325 | 0.2757 | 435.2359 | 0.17864 | 411.55 | -0.00059023 | 435.7782 | 0.01177 | 411.55 | 0.00073989 | 411.55 | 0.00062851 | 435.2359 | 1.554e-05 | 435.2359 | 1.1761e-05 | 435.7782 | 0.00124 | 416.9325 | -0.0011021 | 661.2458 | 0.00387 | 416.9325 | 0.0037832 | 660.47 | 5.0004e-05 | 661.2458 | 0.00175 | 435.2359 | 0.20633
| 435.891 | 0 | 417.1512 | 0.010677 | 435.891 | 0 | 417.1512 | 0.0097345 | 435.3502 | 0.01337 | 417.1512 | 0.26356 | 435.3502 | 0.18246 | 411.77 | -0.00069142 | 435.891 | 0.0122 | 411.77 | -0.00026098 | 411.77 | 0.00088859 | 435.3502 | 3.0483e-05 | 435.3502 | 2.4169e-05 | 435.891 | 0 | 417.1512 | 0.00025688 | 661.4074 | 0.00432 | 417.1512 | -0.00011905 | 660.6318 | 0 | 661.4074 | 0.00189 | 435.3502 | 0.21023
| 436.0038 | 0.00058994 | 417.3699 | 0.011918 | 436.0038 | 0.00224 | 417.3699 | 0.011078 | 435.4645 | 0.01756 | 417.3699 | 0.25834 | 435.4645 | 0.18515 | 411.99 | 0.0012648 | 436.0038 | 0.01285 | 411.99 | 0.00028789 | 411.99 | 0.00072604 | 435.4645 | 1.513e-05 | 435.4645 | 1.2408e-05 | 436.0038 | 0.00109 | 417.3699 | 0.00038175 | 661.569 | 0.0044 | 417.3699 | 0.0016108 | 660.7935 | 6.9993e-05 | 661.569 | 0.00175 | 435.4645 | 0.21379
| 436.1167 | 0 | 417.5887 | 0.011532 | 436.1167 | 0 | 417.5887 | 0.010401 | 435.5788 | 0.01291 | 417.5887 | 0.24949 | 435.5788 | 0.1897 | 412.21 | -0.0012985 | 436.1167 | 0.01132 | 412.21 | -0.0016493 | 412.21 | -0.0015171 | 435.5788 | 2.8867e-05 | 435.5788 | 2.4169e-05 | 436.1167 | 0 | 417.5887 | -0.0015205 | 661.7306 | 0.00436 | 417.5887 | 0.00036006 | 660.9554 | 0 | 661.7306 | 0.00182 | 435.5788 | 0.21806
| 436.2295 | 0.0014 | 417.8074 | 0.013271 | 436.2295 | 0.00090168 | 417.8074 | 0.011896 | 435.6931 | 0.0131 | 417.8074 | 0.24851 | 435.6931 | 0.19245 | 412.43 | -0.00062396 | 436.2295 | 0.01231 | 412.43 | -0.0010036 | 412.43 | 0.0010186 | 435.6931 | 1.3912e-05 | 435.6931 | 1.1761e-05 | 436.2295 | 0.00142 | 417.8074 | 0.001599 | 661.8922 | 0.00443 | 417.8074 | 0.0020675 | 661.1172 | 3.0002e-05 | 661.8922 | 0.00167 | 435.6931 | 0.22133
| 436.3424 | 0 | 418.0262 | 0.011412 | 436.3424 | 0 | 418.0262 | 0.009799 | 435.8075 | 0.01259 | 418.0262 | 0.23626 | 435.8075 | 0.19692 | 412.65 | -0.0028838 | 436.3424 | 0.01208 | 412.65 | -0.0019076 | 412.65 | -0.0021348 | 435.8075 | 2.7427e-05 | 435.8075 | 2.8012e-05 | 436.3424 | 0 | 418.0262 | -0.0030659 | 662.0537 | 0.00496 | 418.0262 | 0.0011092 | 661.279 | 0 | 662.0537 | 0.00179 | 435.8075 | 0.22474
| 436.4552 | 0.00057197 | 418.245 | 0.011611 | 436.4552 | 0.00101 | 418.245 | 0.011267 | 435.9218 | 0.01282 | 418.245 | 0.23462 | 435.9218 | 0.19967 | 412.87 | -0.0019393 | 436.4552 | 0.01322 | 412.87 | 0.00080447 | 412.87 | 0.00049847 | 435.9218 | 1.3608e-05 | 435.9218 | 1.6252e-05 | 436.4552 | 0.00105 | 418.245 | 0.0014086 | 662.2153 | 0.00433 | 418.245 | -0.00035402 | 661.4408 | 6.9993e-05 | 662.2153 | 0.00168 | 435.9218 | 0.22774
| 436.5681 | 0 | 418.4638 | 0.010949 | 436.5681 | 0 | 418.4638 | 0.0077727 | 436.0361 | 0.01174 | 418.4638 | 0.22353 | 436.0361 | 0.20378 | 413.08 | -0.0018044 | 436.5681 | 0.01294 | 413.08 | -0.0041676 | 413.08 | -0.0015822 | 436.0361 | 2.7813e-05 | 436.0361 | 2.8012e-05 | 436.5681 | 0 | 418.4638 | -0.0025972 | 662.3769 | 0.00381 | 418.4638 | -0.0068244 | 661.6026 | 0 | 662.3769 | 0.00181 | 436.0361 | 0.23103
| 436.6809 | 0.00073368 | 418.6826 | 0.011391 | 436.6809 | 0.00045084 | 418.6826 | 0.011915 | 436.1504 | 0.01271 | 418.6826 | 0.22079 | 436.1504 | 0.20639 | 413.3 | 0.0005565 | 436.6809 | 0.01444 | 413.3 | 0.00015874 | 413.3 | 0.00014088 | 436.1504 | 1.4533e-05 | 436.1504 | 1.1761e-05 | 436.6809 | 0.00054357 | 418.6826 | 0.0023923 | 662.5386 | 0.00322 | 418.6826 | 0.0033235 | 661.7645 | 5.0004e-05 | 662.5386 | 0.00174 | 436.1504 | 0.23406
| 436.7938 | 0 | 418.9015 | 0.010856 | 436.7938 | 0 | 418.9015 | 0.0074642 | 436.2648 | 0.01037 | 418.9015 | 0.20957 | 436.2648 | 0.21093 | 413.52 | -0.00045532 | 436.7938 | 0.01089 | 413.52 | -0.00097128 | 413.52 | -0.00044429 | 436.2648 | 2.9008e-05 | 436.2648 | 2.0962e-05 | 436.7938 | 0 | 418.9015 | -0.0009728 | 662.7002 | 0.00494 | 418.9015 | -0.0029327 | 661.9263 | 0 | 662.7002 | 0.00183 | 436.2648 | 0.23837
| 436.9066 | 0.00067977 | 419.1203 | 0.011341 | 436.9066 | 0.0018 | 419.1203 | 0.010285 | 436.3791 | 0.01243 | 419.1203 | 0.20456 | 436.3791 | 0.21413 | 413.74 | 0.0010961 | 436.9066 | 0.01353 | 413.74 | -0.00013183 | 413.74 | -0.00031426 | 436.3791 | 1.4826e-05 | 436.3791 | 9.191e-06 | 436.9066 | 0.00111 | 419.1203 | 0.0017853 | 662.8618 | 0.00299 | 419.1203 | 0.0011666 | 662.0881 | 5.0004e-05 | 662.8618 | 0.00166 | 436.3791 | 0.24256
| 437.0195 | 0 | 419.3392 | 0.010783 | 437.0195 | 0 | 419.3392 | 0.0080922 | 436.4935 | 0.00801 | 419.3392 | 0.19686 | 436.4935 | 0.21856 | 413.96 | -0.0014672 | 437.0195 | 0.01007 | 413.96 | -0.0018108 | 413.96 | -5.4182e-05 | 436.4935 | 2.8106e-05 | 436.4935 | 2.2884e-05 | 437.0195 | 0 | 419.3392 | -0.00018399 | 663.0234 | 0.00531 | 419.3392 | -0.0014991 | 662.25 | 0 | 663.0234 | 0.00172 | 436.4935 | 0.24689
| 437.1323 | 0.00098522 | 419.5581 | 0.011615 | 437.1323 | 0.00064159 | 419.5581 | 0.0096816 | 436.6078 | 0.01048 | 419.5581 | 0.19503 | 436.6078 | 0.22196 | 414.18 | 0.00069142 | 437.1323 | 0.01271 | 414.18 | -0.00042241 | 414.18 | -0.00093193 | 436.6078 | 1.3608e-05 | 436.6078 | 1.3682e-05 | 437.1323 | 0.00033739 | 419.5581 | 0.0032154 | 663.1851 | 0.00538 | 419.5581 | 0.00085502 | 662.4118 | 8.9995e-05 | 663.1851 | 0.00167 | 436.6078 | 0.25007
| 437.2452 | 0 | 419.777 | 0.010903 | 437.2452 | 0 | 419.777 | 0.0080267 | 436.7222 | 0.00905 | 419.777 | 0.18311 | 436.7222 | 0.22705 | 414.4 | -0.00065769 | 437.2452 | 0.01183 | 414.4 | -0.0014556 | 414.4 | 0.00030341 | 436.7222 | 2.7544e-05 | 436.7222 | 2.6091e-05 | 437.2452 | 0 | 419.777 | -0.00032409 | 663.3467 | 0.00334 | 419.777 | -0.0042733 | 662.5737 | 0 | 663.3467 | 0.00182 | 436.7222 | 0.2538
| 437.358 | 0.00035636 | 419.9959 | 0.011196 | 437.358 | 0.0006936 | 419.9959 | 0.0087822 | 436.8365 | 0.01167 | 419.9959 | 0.17887 | 436.8365 | 0.23095 | 414.62 | 0.001602 | 437.358 | 0.01149 | 414.62 | -0.0014556 | 414.62 | -0.0024598 | 436.8365 | 1.4065e-05 | 436.8365 | 1.3474e-05 | 437.358 | 0.0015 | 419.9959 | -0.00026188 | 663.5084 | 0.00352 | 419.9959 | 0.0025589 | 662.7356 | 6.9993e-05 | 663.5084 | 0.00171 | 436.8365 | 0.25766
| 437.4709 | 0 | 420.2148 | 0.010814 | 437.4709 | 0 | 420.2148 | 0.0058335 | 436.9509 | 0.00739 | 420.2148 | 0.16953 | 436.9509 | 0.23593 | 414.84 | -0.0011299 | 437.4709 | 0.01084 | 414.84 | -0.0024564 | 414.84 | -0.002915 | 436.9509 | 2.9745e-05 | 436.9509 | 2.3312e-05 | 437.4709 | 0 | 420.2148 | -0.0028914 | 663.67 | 0.00425 | 420.2148 | -0.0024334 | 662.8975 | 0 | 663.67 | 0.00183 | 436.9509 | 0.26177
| 437.5838 | 0.00149 | 420.4338 | 0.0099698 | 437.5838 | 0.00137 | 420.4338 | 0.0092482 | 437.0653 | 0.00965 | 420.4338 | 0.16719 | 437.0653 | 0.23926 | 415.06 | -0.0026476 | 437.5838 | 0.01345 | 415.06 | 0.00067532 | 415.06 | -0.0010295 | 437.0653 | 1.5845e-05 | 437.0653 | 1.0904e-05 | 437.5838 | 0.00135 | 420.4338 | 0.0023064 | 663.8317 | 0.00436 | 420.4338 | -2.8642e-05 | 663.0593 | 5.0004e-05 | 663.8317 | 0.00166 | 437.0653 | 0.26513
| 437.6966 | 0 | 420.6527 | 0.010621 | 437.6966 | 0 | 420.6527 | 0.0066626 | 437.1796 | 0.00715 | 420.6527 | 0.15794 | 437.1796 | 0.24404 | 415.28 | 0.00082632 | 437.6966 | 0.0124 | 415.28 | -0.0010036 | 415.28 | -0.0012895 | 437.1796 | 3.1057e-05 | 437.1796 | 2.2236e-05 | 437.6966 | 0 | 420.6527 | -0.0023993 | 663.9934 | 0.00401 | 420.6527 | -0.0014397 | 663.2212 | 0 | 663.9934 | 0.0018 | 437.1796 | 0.27024
| 437.8095 | 0.0005001 | 420.8717 | 0.010462 | 437.8095 | 0.00196 | 420.8717 | 0.0076948 | 437.294 | 0.00673 | 420.8717 | 0.15473 | 437.294 | 0.24677 | 415.5 | 0.0029849 | 437.8095 | 0.01385 | 415.5 | -0.0010358 | 415.5 | 0.00010836 | 437.294 | 1.5599e-05 | 437.294 | 1.2408e-05 | 437.8095 | 0.00182 | 420.8717 | -0.0011032 | 664.155 | 0.00589 | 420.8717 | -0.0010451 | 663.3831 | 6.9993e-05 | 664.155 | 0.00164 | 437.294 | 0.27454
| 437.9223 | 0 | 421.0907 | 0.0098432 | 437.9223 | 0 | 421.0907 | 0.0061288 | 437.4084 | 0.00648 | 421.0907 | 0.1462 | 437.4084 | 0.25143 | 415.72 | 0.0021754 | 437.9223 | 0.01322 | 415.72 | 0.00064304 | 415.72 | -0.00076939 | 437.4084 | 3.053e-05 | 437.4084 | 2.2884e-05 | 437.9223 | 0 | 421.0907 | 0.0014038 | 664.3167 | 0.00438 | 421.0907 | -0.0018217 | 663.545 | 0 | 664.3167 | 0.00183 | 437.4084 | 0.27968
| 438.0352 | 0.00094928 | 421.3097 | 0.010918 | 438.0352 | 0.00114 | 421.3097 | 0.0091958 | 437.5228 | 0.00766 | 421.3097 | 0.14481 | 437.5228 | 0.25458 | 415.93 | -0.001366 | 438.0352 | 0.01248 | 415.93 | -0.0010681 | 415.93 | -0.00067186 | 437.5228 | 1.5329e-05 | 437.5228 | 1.0695e-05 | 438.0352 | 0.00171 | 421.3097 | 0.0022271 | 664.4784 | 0.00529 | 421.3097 | -0.001579 | 663.7069 | 5.0004e-05 | 664.4784 | 0.00169 | 437.5228 | 0.28298
| 438.1481 | 0 | 421.5287 | 0.010275 | 438.1481 | 0 | 421.5287 | 0.0049871 | 437.6372 | 0.00563 | 421.5287 | 0.13647 | 437.6372 | 0.26015 | 416.15 | 0.00052277 | 438.1481 | 0.01279 | 416.15 | 9.4169e-05 | 416.15 | -0.0013546 | 437.6372 | 2.964e-05 | 437.6372 | 2.3093e-05 | 438.1481 | 0 | 421.5287 | -0.0031658 | 664.6401 | 0.00364 | 421.5287 | -0.0029657 | 663.8688 | 0 | 664.6401 | 0.00181 | 437.6372 | 0.28791
| 438.2609 | 5.091e-05 | 421.7477 | 0.011026 | 438.2609 | 0.00083232 | 421.7477 | 0.0077971 | 437.7516 | 0.00482 | 421.7477 | 0.13553 | 437.7516 | 0.26436 | 416.37 | -0.0005565 | 438.2609 | 0.01217 | 416.37 | -0.0020045 | 416.37 | -0.0013546 | 437.7516 | 1.4779e-05 | 437.7516 | 1.2837e-05 | 438.2609 | 0.0018 | 421.7477 | 0.0035875 | 664.8018 | 0.00318 | 421.7477 | 0.0026747 | 664.0307 | 5.0004e-05 | 664.8018 | 0.00166 | 437.7516 | 0.29234
| 438.3738 | 0 | 421.9667 | 0.010408 | 438.3738 | 0 | 421.9667 | 0.0055768 | 437.866 | 0.00421 | 421.9667 | 0.12871 | 437.866 | 0.27055 | 416.59 | -0.0026476 | 438.3738 | 0.0122 | 416.59 | -0.0021013 | 416.59 | -0.0019722 | 437.866 | 3.0834e-05 | 437.866 | 2.7584e-05 | 438.3738 | 0 | 421.9667 | -0.0020133 | 664.9635 | 0.00418 | 421.9667 | -0.0021345 | 664.1926 | 0 | 664.9635 | 0.00177 | 437.866 | 0.29804
| 438.4866 | 0.00125 | 422.1858 | 0.010578 | 438.4866 | 0.00123 | 422.1858 | 0.0083604 | 437.9804 | 0.00662 | 422.1858 | 0.12718 | 437.9804 | 0.2751 | 416.81 | 0.0005565 | 438.4866 | 0.01439 | 416.81 | 0.00067532 | 416.81 | 0.0014737 | 437.9804 | 1.6325e-05 | 437.9804 | 1.5186e-05 | 438.4866 | 0.00163 | 422.1858 | 0.0021149 | 665.1252 | 0.00413 | 422.1858 | 0.0047057 | 664.3546 | 5.0004e-05 | 665.1252 | 0.0017 | 437.9804 | 0.30237
| 438.5995 | 0 | 422.4049 | 0.010869 | 438.5995 | 0 | 422.4049 | 0.005646 | 438.0948 | 0.00327 | 422.4049 | 0.11966 | 438.0948 | 0.28066 | 417.03 | -0.00082632 | 438.5995 | 0.01186 | 417.03 | -0.0010681 | 417.03 | -0.0021348 | 438.0948 | 3.1326e-05 | 438.0948 | 2.4806e-05 | 438.5995 | 0 | 422.4049 | 0.0020455 | 665.287 | 0.00464 | 422.4049 | -0.0026196 | 664.5165 | 0 | 665.287 | 0.00187 | 438.0948 | 0.30711
| 438.7124 | 0.00066181 | 422.624 | 0.010782 | 438.7124 | 0.00091902 | 422.624 | 0.0070137 | 438.2092 | 0.00245 | 422.624 | 0.11899 | 438.2092 | 0.2843 | 417.25 | 0.00075887 | 438.7124 | 0.01214 | 417.25 | -0.00074527 | 417.25 | 0.0010836 | 438.2092 | 1.5271e-05 | 438.2092 | 9.8388e-06 | 438.7124 | 0.00131 | 422.624 | -0.00052351 | 665.4487 | 0.00496 | 422.624 | 0.00028107 | 664.6784 | 6.9993e-05 | 665.4487 | 0.00175 | 438.2092 | 0.31083
| 438.8252 | 0 | 422.8431 | 0.0099376 | 438.8252 | 0 | 422.8431 | 0.0048042 | 438.3236 | 0.00195 | 422.8431 | 0.11254 | 438.3236 | 0.28938 | 417.47 | 0.00062396 | 438.8252 | 0.01248 | 417.47 | -0.0026179 | 417.47 | 0.0011812 | 438.3236 | 2.8492e-05 | 438.3236 | 2.0853e-05 | 438.8252 | 0 | 422.8431 | -0.00058101 | 665.6104 | 0.0039 | 422.8431 | -0.00035477 | 664.8404 | 0 | 665.6104 | 0.00181 | 438.3236 | 0.31575
| 438.9381 | 0.00156 | 423.0622 | 0.0099162 | 438.9381 | 0.00165 | 423.0622 | 0.0067732 | 438.4381 | 0.00495 | 423.0622 | 0.11226 | 438.4381 | 0.29354 | 417.69 | -8.4319e-05 | 438.9381 | 0.01197 | 417.69 | -0.0017139 | 417.69 | 0.00072604 | 438.4381 | 1.3467e-05 | 438.4381 | 1.1014e-05 | 438.9381 | 5.6228e-05 | 423.0622 | 0.0024357 | 665.7722 | 0.00522 | 423.0622 | -0.00011206 | 665.0023 | 6.9993e-05 | 665.7722 | 0.00162 | 438.4381 | 0.31992
| 439.051 | 0 | 423.2813 | 0.010532 | 439.051 | 0.00034761 | 423.2813 | 0.0046439 | 438.5525 | 0.00151 | 423.2813 | 0.10567 | 438.5525 | 0.30004 | 417.91 | -0.00015177 | 439.051 | 0.01277 | 417.91 | -0.00022869 | 417.91 | 0.00033593 | 438.5525 | 2.9394e-05 | 438.5525 | 2.5344e-05 | 439.051 | 0 | 423.2813 | -0.0011805 | 665.9339 | 0.00367 | 423.2813 | -0.0039044 | 665.1643 | 0 | 665.9339 | 0.00174 | 438.5525 | 0.32565
| 439.1639 | 0.00113 | 423.5004 | 0.01056 | 439.1639 | 0.00165 | 423.5004 | 0.0063963 | 438.6669 | 0.00315 | 423.5004 | 0.10461 | 438.6669 | 0.30491 | 418.13 | -0.00028669 | 439.1639 | 0.01299 | 418.13 | 0.00044931 | 418.13 | 0.00082357 | 438.6669 | 1.6173e-05 | 438.6669 | 1.433e-05 | 439.1639 | 0.00026241 | 423.5004 | -2.0466e-05 | 666.0957 | 0.00362 | 423.5004 | 0.0058285 | 665.3262 | 6.9993e-05 | 666.0957 | 0.00161 | 438.6669 | 0.33031
| 439.2767 | 0 | 423.7196 | 0.010266 | 439.2767 | 0 | 423.7196 | 0.0044151 | 438.7814 | 0.00012036 | 423.7196 | 0.099416 | 438.7814 | 0.31078 | 418.35 | -0.0030523 | 439.2767 | 0.01169 | 418.35 | -0.00064841 | 418.35 | -0.0019397 | 438.7814 | 3.2006e-05 | 438.7814 | 2.6727e-05 | 439.2767 | 0 | 423.7196 | -0.0025866 | 666.2574 | 0.00445 | 423.7196 | -0.00058901 | 665.4882 | 0 | 666.2574 | 0.00177 | 438.7814 | 0.33508
| 439.3896 | 0.00264 | 423.9388 | 0.010576 | 439.3896 | 0.00165 | 423.9388 | 0.0069816 | 438.8958 | 0.00234 | 423.9388 | 0.099793 | 438.8958 | 0.31439 | 418.57 | -0.00038786 | 439.3896 | 0.01481 | 418.57 | -0.00051927 | 418.57 | 0.00062851 | 438.8958 | 1.6055e-05 | 438.8958 | 1.3474e-05 | 439.3896 | 0.00067477 | 423.9388 | 0.0011519 | 666.4192 | 0.00461 | 423.9388 | 0.0061174 | 665.6502 | 5.0004e-05 | 666.4192 | 0.00169 | 438.8958 | 0.33784
| 439.5025 | 0 | 424.158 | 0.0096759 | 439.5025 | 0 | 424.158 | 0.0036759 | 439.0103 | 0.00010274 | 424.158 | 0.09606 | 439.0103 | 0.31931 | 418.79 | -0.001366 | 439.5025 | 0.0137 | 418.79 | 0.0012242 | 418.79 | -0.0037602 | 439.0103 | 3.005e-05 | 439.0103 | 2.6519e-05 | 439.5025 | 0 | 424.158 | -0.0014163 | 666.581 | 0.00552 | 424.158 | -0.0016905 | 665.8121 | 0 | 666.581 | 0.00189 | 439.0103 | 0.34153
| 439.6153 | 0.00093132 | 424.3772 | 0.010318 | 439.6153 | 0.00147 | 424.3772 | 0.0070895 | 439.1247 | 0.0022 | 424.3772 | 0.096877 | 439.1247 | 0.3224 | 419.01 | -1.6864e-05 | 439.6153 | 0.01297 | 419.01 | -2.6905e-06 | 419.01 | -0.00099695 | 439.1247 | 1.4205e-05 | 439.1247 | 1.411e-05 | 439.6153 | 0.00089971 | 424.3772 | -0.00085946 | 666.7427 | 0.00364 | 424.3772 | 0.0010601 | 665.9741 | 6.9993e-05 | 666.7427 | 0.00178 | 439.1247 | 0.34485
| 439.7282 | 0 | 424.5964 | 0.010589 | 439.7282 | 0 | 424.5964 | 0.0041187 | 439.2392 | 1.4682e-05 | 424.5964 | 0.0911 | 439.2392 | 0.32707 | 419.23 | 8.4319e-05 | 439.7282 | 0.01282 | 419.23 | -0.00071299 | 419.23 | -0.0012245 | 439.2392 | 2.9781e-05 | 439.2392 | 2.6727e-05 | 439.7282 | 0 | 424.5964 | 0.0020678 | 666.9045 | 0.00288 | 424.5964 | -0.0024571 | 666.1361 | 0 | 666.9045 | 0.00185 | 439.2392 | 0.34906
| 439.8411 | 0.00233 | 424.8156 | 0.0097458 | 439.8411 | 0.00125 | 424.8156 | 0.0068524 | 439.3536 | 0.00139 | 424.8156 | 0.090484 | 439.3536 | 0.32962 | 419.45 | 0.0009275 | 439.8411 | 0.01353 | 419.45 | -0.0011327 | 419.45 | -0.00099695 | 439.3536 | 1.5845e-05 | 439.3536 | 1.3682e-05 | 439.8411 | 0.00126 | 424.8156 | -0.002455 | 667.0663 | 0.00373 | 424.8156 | 0.0040729 | 666.2981 | 8.9995e-05 | 667.0663 | 0.00167 | 439.3536 | 0.35272
| 439.954 | 0 | 425.0349 | 0.010105 | 439.954 | 0 | 425.0349 | 0.0037492 | 439.4681 | 0 | 425.0349 | 0.084475 | 439.4681 | 0.33447 | 419.67 | 0.0010961 | 439.954 | 0.01359 | 419.67 | -0.0031345 | 419.67 | -0.0016472 | 439.4681 | 3.0589e-05 | 439.4681 | 2.6091e-05 | 439.954 | 0 | 425.0349 | -0.0026895 | 667.2281 | 0.00432 | 425.0349 | -0.0029951 | 666.4601 | 0 | 667.2281 | 0.00178 | 439.4681 | 0.35764
| 440.0668 | 0.00087741 | 425.2541 | 0.010881 | 440.0668 | 0.00104 | 425.2541 | 0.007205 | 439.5826 | 0.00255 | 425.2541 | 0.085471 | 439.5826 | 0.33829 | 419.89 | 0.0012985 | 440.0668 | 0.0139 | 419.89 | 0.00022331 | 419.89 | 0.0028717 | 439.5826 | 1.499e-05 | 439.5826 | 1.2408e-05 | 440.0668 | 0.00161 | 425.2541 | -0.0016552 | 667.3899 | 0.00477 | 425.2541 | 0.0019803 | 666.6221 | 6.9993e-05 | 667.3899 | 0.00169 | 439.5826 | 0.36086
| 440.1797 | 0 | 425.4734 | 0.0097739 | 440.1797 | 0 | 425.4734 | 0.003231 | 439.697 | 0 | 425.4734 | 0.079556 | 439.697 | 0.34442 | 420.1 | -0.0012648 | 440.1797 | 0.01345 | 420.1 | -0.0016815 | 420.1 | -0.00050931 | 439.697 | 3.1443e-05 | 439.697 | 2.5454e-05 | 440.1797 | 0 | 425.4734 | 0.0017882 | 667.5517 | 0.0039 | 425.4734 | -0.0016425 | 666.7841 | 0 | 667.5517 | 0.00176 | 439.697 | 0.36468
| 440.2926 | 0.00089539 | 425.6927 | 0.0085738 | 440.2926 | 0.00137 | 425.6927 | 0.0067432 | 439.8115 | 1.4682e-05 | 425.6927 | 0.079707 | 439.8115 | 0.34837 | 420.32 | -0.00045532 | 440.2926 | 0.016 | 420.32 | -0.0012296 | 420.32 | 0.00033593 | 439.8115 | 1.6629e-05 | 439.8115 | 1.3045e-05 | 440.2926 | 0.00193 | 425.6927 | -0.00045494 | 667.7135 | 0.00596 | 425.6927 | 0.00098034 | 666.9461 | 5.0004e-05 | 667.7135 | 0.00165 | 439.8115 | 0.368
| 440.4055 | 0 | 425.912 | 0.0096127 | 440.4055 | 0 | 425.912 | 0.0028191 | 439.926 | 0 | 425.912 | 0.074441 | 439.926 | 0.35478 | 420.54 | -0.00079259 | 440.4055 | 0.01345 | 420.54 | 0.00022331 | 420.54 | -0.0011595 | 439.926 | 3.1244e-05 | 439.926 | 2.4378e-05 | 440.4055 | 0 | 425.912 | -0.003332 | 667.8753 | 0.00406 | 425.912 | -0.0022163 | 667.1081 | 6.6672e-06 | 667.8753 | 0.00187 | 439.926 | 0.37486
| 440.5184 | 0.0012 | 426.1313 | 0.01064 | 440.5184 | 0.00168 | 426.1313 | 0.0055655 | 440.0405 | 0 | 426.1313 | 0.075436 | 440.0405 | 0.35944 | 420.76 | 1.6864e-05 | 440.5184 | 0.01458 | 420.76 | 0.00038475 | 420.76 | 0.0015712 | 440.0405 | 1.4697e-05 | 440.0405 | 1.1332e-05 | 440.5184 | 0.00186 | 426.1313 | 0.00047083 | 668.0372 | 0.00419 | 426.1313 | 0.0017902 | 667.2702 | 6.9993e-05 | 668.0372 | 0.00179 | 440.0405 | 0.38091
| 440.6313 | 0 | 426.3506 | 0.0099744 | 440.6313 | 0 | 426.3506 | 0.0049345 | 440.155 | 0 | 426.3506 | 0.071232 | 440.155 | 0.36698 | 420.98 | 0.00021923 | 440.6313 | 0.01399 | 420.98 | 0.0014824 | 420.98 | -0.00021673 | 440.155 | 2.7204e-05 | 440.155 | 1.9886e-05 | 440.6313 | 0 | 426.3506 | -0.0010954 | 668.199 | 0.00387 | 426.3506 | -0.00054385 | 667.4322 | 0 | 668.199 | 0.00192 | 440.155 | 0.38872
| 440.7441 | 0.00058994 | 426.57 | 0.010262 | 440.7441 | 0.00203 | 426.57 | 0.006386 | 440.2695 | 1.4682e-05 | 426.57 | 0.072712 | 440.2695 | 0.37369 | 421.2 | -0.00021923 | 440.7441 | 0.01578 | 421.2 | -0.0013909 | 421.2 | 0.00010836 | 440.2695 | 1.2507e-05 | 440.2695 | 8.5541e-06 | 440.7441 | 0.00234 | 426.57 | 0.00025139 | 668.3608 | 0.00317 | 426.57 | -0.0014893 | 667.5942 | 6.9993e-05 | 668.3608 | 0.00168 | 440.2695 | 0.39456
| 440.857 | 0 | 426.7894 | 0.0093447 | 440.857 | 0 | 426.7894 | 0.0035026 | 440.384 | 0 | 426.7894 | 0.066773 | 440.384 | 0.38371 | 421.42 | -0.0001855 | 440.857 | 0.0147 | 421.42 | -0.00093899 | 421.42 | -0.0017771 | 440.384 | 2.8059e-05 | 440.384 | 1.9678e-05 | 440.857 | 0 | 426.7894 | -0.00062081 | 668.5227 | 0.00373 | 426.7894 | -0.0010993 | 667.7563 | 0 | 668.5227 | 0.00183 | 440.384 | 0.40322
| 440.9699 | 0.00145 | 427.0087 | 0.0099982 | 440.9699 | 0.00172 | 427.0087 | 0.0049697 | 440.4985 | 0 | 427.0087 | 0.067481 | 440.4985 | 0.39237 | 421.64 | 0.0001855 | 440.9699 | 0.01339 | 421.64 | -0.00022869 | 421.64 | 0.0021565 | 440.4985 | 1.5564e-05 | 440.4985 | 1.1332e-05 | 440.9699 | 0.00029991 | 427.0087 | 0.0010989 | 668.6845 | 0.00431 | 427.0087 | -0.0025052 | 667.9183 | 6.9993e-05 | 668.6845 | 0.0017 | 440.4985 | 0.41054
| 441.0828 | 0 | 427.2281 | 0.010433 | 441.0828 | 0 | 427.2281 | 0.0027765 | 440.613 | 0 | 427.2281 | 0.063183 | 440.613 | 0.40154 | 421.86 | -0.0005565 | 441.0828 | 0.01348 | 421.86 | -0.0013587 | 421.86 | -0.00073687 | 440.613 | 3.1362e-05 | 440.613 | 2.4597e-05 | 441.0828 | 0 | 427.2281 | 0.0020841 | 668.8464 | 0.00424 | 427.2281 | 0.0016121 | 668.0804 | 0 | 668.8464 | 0.00181 | 440.613 | 0.41899
| 441.1957 | 0.00026652 | 427.4475 | 0.0097671 | 441.1957 | 0.00104 | 427.4475 | 0.0055414 | 440.7275 | 0 | 427.4475 | 0.062919 | 440.7275 | 0.40843 | 422.08 | 0.00072515 | 441.1957 | 0.01464 | 422.08 | 0.00090132 | 422.08 | 0.00040094 | 440.7275 | 1.6219e-05 | 440.7275 | 1.3474e-05 | 441.1957 | 0.00206 | 427.4475 | 0.0026562 | 669.0083 | 0.00707 | 427.4475 | 0.0071267 | 668.2424 | 5.0004e-05 | 669.0083 | 0.00164 | 440.7275 | 0.4262
| 441.3086 | 0 | 427.6669 | 0.0090531 | 441.3086 | 0 | 427.6669 | 0.0030289 | 440.8421 | 0 | 427.6669 | 0.057068 | 440.8421 | 0.41632 | 422.3 | -0.00086005 | 441.3086 | 0.01475 | 422.3 | 0.00061074 | 422.3 | 0.0015387 | 440.8421 | 3.1034e-05 | 440.8421 | 2.6299e-05 | 441.3086 | 0 | 427.6669 | -0.0025326 | 669.1701 | 0.00392 | 427.6669 | 0.00065399 | 668.4045 | 0 | 669.1701 | 0.00165 | 440.8421 | 0.43428
| 441.4214 | 0.0006079 | 427.8864 | 0.0096318 | 441.4214 | 0.0013 | 427.8864 | 0.0052338 | 440.9566 | 1.4682e-05 | 427.8864 | 0.05867 | 440.9566 | 0.42195 | 422.52 | -0.00086005 | 441.4214 | 0.0139 | 422.52 | -0.0016493 | 422.52 | 0.00040094 | 440.9566 | 1.5271e-05 | 440.9566 | 1.3045e-05 | 441.4214 | 7.4971e-05 | 427.8864 | -3.6436e-05 | 669.332 | 0.00459 | 427.8864 | 0.0018596 | 668.5666 | 0.00011 | 669.332 | 0.00152 | 440.9566 | 0.44134
| 441.5343 | 0 | 428.1058 | 0.0090074 | 441.5343 | 0 | 428.1058 | 0.0028454 | 441.0711 | 0 | 428.1058 | 0.053902 | 441.0711 | 0.42984 | 422.74 | -0.0023441 | 441.5343 | 0.01433 | 422.74 | -0.0006807 | 422.74 | 0.0009536 | 441.0711 | 3.067e-05 | 441.0711 | 2.4169e-05 | 441.5343 | 0 | 428.1058 | 0.00062544 | 669.4939 | 0.00388 | 428.1058 | -0.0035314 | 668.7287 | 0 | 669.4939 | 0.00175 | 441.0711 | 0.44826
| 441.6472 | 0.00104 | 428.3253 | 0.009723 | 441.6472 | 0.00062425 | 428.3253 | 0.0054062 | 441.1857 | 0 | 428.3253 | 0.05582 | 441.1857 | 0.43651 | 422.96 | 0.00015177 | 441.6472 | 0.01668 | 422.96 | 0.0007076 | 422.96 | 0.00049847 | 441.1857 | 1.5845e-05 | 441.1857 | 1.1124e-05 | 441.6472 | 0.00095593 | 428.3253 | -0.0014327 | 669.6558 | 0.00482 | 428.3253 | 0.0020892 | 668.8907 | 8.9995e-05 | 669.6558 | 0.00172 | 441.1857 | 0.45396
| 441.7601 | 0 | 428.5448 | 0.009523 | 441.7601 | 0 | 428.5448 | 0.0020331 | 441.3002 | 0 | 428.5448 | 0.050864 | 441.3002 | 0.44549 | 423.18 | -0.00062396 | 441.7601 | 0.01507 | 423.18 | 0.0019022 | 423.18 | 0.00056349 | 441.3002 | 3.0378e-05 | 441.3002 | 2.3521e-05 | 441.7601 | 0 | 428.5448 | -0.0020878 | 669.8177 | 0.00485 | 428.5448 | 0.00032234 | 669.0528 | 0 | 669.8177 | 0.00189 | 441.3002 | 0.46066
| 441.873 | 0.00048213 | 428.7643 | 0.0096292 | 441.873 | 0.00097105 | 428.7643 | 0.0048435 | 441.4147 | 1.4682e-05 | 428.7643 | 0.052721 | 441.4147 | 0.4514 | 423.4 | -0.00015177 | 441.873 | 0.0151 | 423.4 | 0.00077218 | 423.4 | 0.0036519 | 441.4147 | 1.458e-05 | 441.4147 | 1.2727e-05 | 441.873 | 0.00159 | 428.7643 | 0.0015688 | 669.9796 | 0.00276 | 428.7643 | 0.0029247 | 669.2149 | 8.9995e-05 | 669.9796 | 0.00172 | 441.4147 | 0.46696
| 441.9859 | 0 | 428.9838 | 0.0093267 | 441.9859 | 0 | 428.9838 | 0.0027015 | 441.5293 | 0 | 428.9838 | 0.049715 | 441.5293 | 0.45851 | 423.62 | -0.0017032 | 441.9859 | 0.01606 | 423.62 | -0.0023919 | 423.62 | -0.00041178 | 441.5293 | 2.9886e-05 | 441.5293 | 2.2566e-05 | 441.9859 | 0 | 428.9838 | -0.0048435 | 670.1415 | 0.00378 | 428.9838 | 0.00217 | 669.377 | 0 | 670.1415 | 0.00186 | 441.5293 | 0.47549
| 442.0988 | 0.00085945 | 429.2033 | 0.0097582 | 442.0988 | 0.00134 | 429.2033 | 0.0060497 | 441.6438 | 0 | 429.2033 | 0.051111 | 441.6438 | 0.46457 | 423.84 | -0.00059023 | 442.0988 | 0.0143 | 423.84 | 0.0011596 | 423.84 | 0.00056349 | 441.6438 | 1.5435e-05 | 441.6438 | 1.0157e-05 | 442.0988 | 0.00041236 | 429.2033 | 0.0027928 | 670.3034 | 0.00422 | 429.2033 | 0.0013711 | 669.5391 | 5.0004e-05 | 670.3034 | 0.0017 | 441.6438 | 0.4838
| 442.2117 | 0 | 429.4228 | 0.0093247 | 442.2117 | 0 | 429.4228 | 0.0035407 | 441.7584 | 0 | 429.4228 | 0.046729 | 441.7584 | 0.47448 | 424.06 | -0.0011299 | 442.2117 | 0.01373 | 424.06 | -0.00077756 | 424.06 | 0.00017338 | 441.7584 | 3.1362e-05 | 441.7584 | 2.3521e-05 | 442.2117 | 0 | 429.4228 | -0.0020098 | 670.4653 | 0.00359 | 429.4228 | -0.0020793 | 669.7012 | 0 | 670.4653 | 0.0019 | 441.7584 | 0.49355
| 442.3246 | 0.00053603 | 429.6424 | 0.0090392 | 442.3246 | 0.00109 | 429.6424 | 0.0049641 | 441.873 | 0 | 429.6424 | 0.048449 | 441.873 | 0.48366 | 424.28 | 0.0022428 | 442.3246 | 0.01436 | 424.28 | 0.00012645 | 424.28 | -0.001322 | 441.873 | 1.6091e-05 | 441.873 | 1.3682e-05 | 442.3246 | 0 | 429.6424 | 0.00061258 | 670.6272 | 0.00419 | 429.6424 | -0.00046185 | 669.8634 | 5.0004e-05 | 670.6272 | 0.00178 | 441.873 | 0.50051
| 442.4375 | 0 | 429.8619 | 0.009051 | 442.4375 | 0 | 429.8619 | 0.0011784 | 441.9875 | 0 | 429.8619 | 0.04497 | 441.9875 | 0.49456 | 424.5 | 0.00035414 | 442.4375 | 0.01685 | 424.5 | 6.1882e-05 | 424.5 | -2.1673e-05 | 441.9875 | 3.0425e-05 | 441.9875 | 2.4806e-05 | 442.4375 | 0 | 429.8619 | -0.00263 | 670.7892 | 0.00434 | 429.8619 | -0.0050374 | 670.0255 | 0 | 670.7892 | 0.00194 | 441.9875 | 0.50906
| 442.5504 | 0.00035636 | 430.0815 | 0.0085494 | 442.5504 | 0.0004335 | 430.0815 | 0.0052274 | 442.1021 | 0 | 430.0815 | 0.046852 | 442.1021 | 0.50275 | 424.72 | 0.0029512 | 442.5504 | 0.01518 | 424.72 | 0.0010628 | 424.72 | -0.00063934 | 442.1021 | 1.4592e-05 | 442.1021 | 1.1124e-05 | 442.5504 | 0.00165 | 430.0815 | 0.0018808 | 670.9511 | 0.0038 | 430.0815 | -0.00038823 | 670.1876 | 6.9993e-05 | 670.9511 | 0.00175 | 442.1021 | 0.51644
| 442.6633 | 0 | 430.3011 | 0.0091594 | 442.6633 | 0 | 430.3011 | 0.0014133 | 442.2167 | 0 | 430.3011 | 0.043383 | 442.2167 | 0.51142 | 424.94 | 0.0010624 | 442.6633 | 0.01671 | 424.94 | 0.001095 | 424.94 | 0.00056349 | 442.2167 | 2.7075e-05 | 442.2167 | 2.2884e-05 | 442.6633 | 0 | 430.3011 | -0.0025095 | 671.1131 | 0.00394 | 430.3011 | -0.003889 | 670.3497 | 0 | 671.1131 | 0.0019 | 442.2167 | 0.52465
| 442.7762 | 0.00030245 | 430.5207 | 0.0093293 | 442.7762 | 0.00118 | 430.5207 | 0.0052589 | 442.3313 | 1.4682e-05 | 430.5207 | 0.0451 | 442.3313 | 0.51638 | 425.16 | 0.00082632 | 442.7762 | 0.0151 | 425.16 | -0.00029326 | 425.16 | -0.00028175 | 442.3313 | 1.2624e-05 | 442.3313 | 1.1761e-05 | 442.7762 | 0.00184 | 430.5207 | -0.00091473 | 671.275 | 0.00318 | 430.5207 | 0.00017563 | 670.5119 | 6.9993e-05 | 671.275 | 0.00172 | 442.3313 | 0.53079
| 442.8891 | 0 | 430.7404 | 0.0090179 | 442.8891 | 0 | 430.7404 | 0.0028848 | 442.4458 | 0 | 430.7404 | 0.041516 | 442.4458 | 0.52243 | 425.38 | -0.0011973 | 442.8891 | 0.01685 | 425.38 | -0.00084214 | 425.38 | 0.00066102 | 442.4458 | 2.7591e-05 | 442.4458 | 2.2236e-05 | 442.8891 | 0 | 430.7404 | -0.0031417 | 671.437 | 0.00431 | 430.7404 | 4.4633e-05 | 670.674 | 0 | 671.437 | 0.00182 | 442.4458 | 0.53705
| 443.002 | 0.00030245 | 430.96 | 0.0099883 | 443.002 | 0.00139 | 430.96 | 0.0045389 | 442.5604 | 0 | 430.96 | 0.043678 | 442.5604 | 0.52783 | 425.6 | 0.00032042 | 443.002 | 0.01609 | 425.6 | 0.0013856 | 425.6 | -0.00028175 | 442.5604 | 1.5107e-05 | 442.5604 | 1.0476e-05 | 443.002 | 0.00206 | 430.96 | 0.0026864 | 671.5989 | 0.00371 | 430.96 | 0.0012285 | 670.8362 | 5.0004e-05 | 671.5989 | 0.00169 | 442.5604 | 0.54453
| 443.1149 | 0 | 431.1796 | 0.0095144 | 443.1149 | 0 | 431.1796 | 0.0023319 | 442.675 | 0 | 431.1796 | 0.040377 | 442.675 | 0.53748 | 425.82 | -0.0010624 | 443.1149 | 0.01731 | 425.82 | -0.00080984 | 425.82 | 7.5855e-05 | 442.675 | 3.0788e-05 | 442.675 | 2.6727e-05 | 443.1149 | 0 | 431.1796 | -0.0022265 | 671.7609 | 0.00294 | 431.1796 | -0.00038255 | 670.9983 | 0 | 671.7609 | 0.00194 | 442.675 | 0.55191
| 443.2278 | 0.00136 | 431.3993 | 0.010265 | 443.2278 | 0.00046818 | 431.3993 | 0.0038218 | 442.7896 | 3.2289e-05 | 431.3993 | 0.042245 | 442.7896 | 0.54717 | 426.04 | -0.00079259 | 443.2278 | 0.01527 | 426.04 | 0.0016761 | 426.04 | 0.0009211 | 442.7896 | 1.5728e-05 | 442.7896 | 1.6252e-05 | 443.2278 | 0.00165 | 431.3993 | -0.0021415 | 671.9229 | 0.0057 | 431.3993 | 0.0016317 | 671.1605 | 6.9993e-05 | 671.9229 | 0.00181 | 442.7896 | 0.55973
| 443.3407 | 0 | 431.619 | 0.0094887 | 443.3407 | 0 | 431.619 | 0.0016982 | 442.9042 | 0 | 431.619 | 0.038668 | 442.9042 | 0.55972 | 426.26 | -0.00042159 | 443.3407 | 0.01796 | 426.26 | -0.00064841 | 426.26 | -0.00037928 | 442.9042 | 3.149e-05 | 442.9042 | 2.6091e-05 | 443.3407 | 0 | 431.619 | 0.001988 | 672.0848 | 0.00387 | 431.619 | 7.721e-05 | 671.3227 | 0 | 672.0848 | 0.00192 | 442.9042 | 0.56931
| 443.4536 | 0.0012 | 431.8387 | 0.010107 | 443.4536 | 0.00053755 | 431.8387 | 0.0042665 | 443.0188 | 1.4682e-05 | 431.8387 | 0.039134 | 443.0188 | 0.56973 | 426.48 | -0.0023441 | 443.4536 | 0.01634 | 426.48 | -0.0019076 | 426.48 | 0.00033593 | 443.0188 | 1.5868e-05 | 443.0188 | 9.8388e-06 | 443.4536 | 0.0005998 | 431.8387 | 0.00069601 | 672.2468 | 0.00436 | 431.8387 | 0.0034766 | 671.4848 | 5.0004e-05 | 672.2468 | 0.00176 | 443.0188 | 0.57906
| 443.5666 | 0 | 432.0584 | 0.0092471 | 443.5666 | 0 | 432.0584 | 0.0015713 | 443.1334 | 0 | 432.0584 | 0.035193 | 443.1334 | 0.57932 | 426.7 | -0.0016695 | 443.5666 | 0.01677 | 426.7 | -0.0014878 | 426.7 | -0.00093193 | 443.1334 | 3.1795e-05 | 443.1334 | 2.1599e-05 | 443.5666 | 0 | 432.0584 | 0.00017277 | 672.4088 | 0.00367 | 432.0584 | 0.0014718 | 671.647 | 0 | 672.4088 | 0.0019 | 443.1334 | 0.58978
| 443.6795 | 0.00124 | 432.2781 | 0.0086704 | 443.6795 | 0.00065893 | 432.2781 | 0.0049131 | 443.2481 | 0 | 432.2781 | 0.036357 | 443.2481 | 0.58473 | 426.92 | 0.00011805 | 443.6795 | 0.01771 | 426.92 | -0.0012296 | 426.92 | -0.0014196 | 443.2481 | 1.5997e-05 | 443.2481 | 1.1761e-05 | 443.6795 | 0.00118 | 432.2781 | 0.0016298 | 672.5708 | 0.0038 | 432.2781 | -0.0015005 | 671.8092 | 6.9993e-05 | 672.5708 | 0.00175 | 443.2481 | 0.59683
| 443.7924 | 0 | 432.4979 | 0.008522 | 443.7924 | 0 | 432.4979 | 0.0026944 | 443.3627 | 0 | 432.4979 | 0.033077 | 443.3627 | 0.59138 | 427.14 | 0.00059023 | 443.7924 | 0.01575 | 427.14 | -0.0024887 | 427.14 | -0.0010295 | 443.3627 | 3.0261e-05 | 443.3627 | 2.2884e-05 | 443.7924 | 0 | 432.4979 | -0.00070548 | 672.7328 | 0.00394 | 432.4979 | -0.0037658 | 671.9714 | 0 | 672.7328 | 0.0019 | 443.3627 | 0.6049
| 443.9053 | 0.00058994 | 432.7176 | 0.0092593 | 443.9053 | 0.00172 | 432.7176 | 0.0051021 | 443.4773 | 0 | 432.7176 | 0.034735 | 443.4773 | 0.59857 | 427.36 | 0.001366 | 443.9053 | 0.01742 | 427.36 | 0.00041703 | 427.36 | 0.0010836 | 443.4773 | 1.4428e-05 | 443.4773 | 1.1124e-05 | 443.9053 | 0.00146 | 432.7176 | 0.0016881 | 672.8948 | 0.00438 | 432.7176 | 0.0002706 | 672.1336 | 6.9993e-05 | 672.8948 | 0.00183 | 443.4773 | 0.60935
| 444.0182 | 0 | 432.9374 | 0.0093917 | 444.0182 | 0 | 432.9374 | 0.0023576 | 443.5919 | 0 | 432.9374 | 0.031334 | 443.5919 | 0.60908 | 427.58 | -1.6864e-05 | 444.0182 | 0.01552 | 427.58 | -0.0020045 | 427.58 | -0.0015171 | 443.5919 | 2.9991e-05 | 443.5919 | 2.1808e-05 | 444.0182 | 0 | 432.9374 | -0.0013644 | 673.0569 | 0.00466 | 432.9374 | -0.00073809 | 672.2958 | 0 | 673.0569 | 0.00193 | 443.5919 | 0.61682
| 444.1311 | 0.00091335 | 433.1572 | 0.0091816 | 444.1311 | 0.00251 | 433.1572 | 0.0041429 | 443.7066 | 0 | 433.1572 | 0.03298 | 443.7066 | 0.61878 | 427.8 | 0.0018044 | 444.1311 | 0.01668 | 427.8 | 0.0021282 | 427.8 | -0.00050931 | 443.7066 | 1.581e-05 | 443.7066 | 1.0695e-05 | 444.1311 | 0.00131 | 433.1572 | 0.0018803 | 673.2189 | 0.00508 | 433.1572 | 0.0014816 | 672.458 | 5.0004e-05 | 673.2189 | 0.00172 | 443.7066 | 0.62298
| 444.244 | 0 | 433.377 | 0.0088519 | 444.244 | 0 | 433.377 | 0.0011143 | 443.8212 | 0 | 433.377 | 0.030033 | 443.8212 | 0.62852 | 428.02 | -0.0022428 | 444.244 | 0.01575 | 428.02 | -0.0020367 | 428.02 | -0.00037928 | 443.8212 | 3.053e-05 | 443.8212 | 2.3093e-05 | 444.244 | 0 | 433.377 | -0.0036587 | 673.3809 | 0.00327 | 433.377 | 0.0015002 | 672.6202 | 0 | 673.3809 | 0.00185 | 443.8212 | 0.63221
| 444.3569 | 0.00115 | 433.5968 | 0.0093752 | 444.3569 | 0.00064159 | 433.5968 | 0.0043621 | 443.9359 | 0 | 433.5968 | 0.031528 | 443.9359 | 0.63477 | 428.24 | -0.001231 | 444.3569 | 0.01592 | 428.24 | -0.0025533 | 428.24 | 0.00010836 | 443.9359 | 1.4966e-05 | 443.9359 | 1.2408e-05 | 444.3569 | 0.00156 | 433.5968 | 0.0035217 | 673.543 | 0.00485 | 433.5968 | 0.0036046 | 672.7824 | 6.9993e-05 | 673.543 | 0.00176 | 443.9359 | 0.63992
| 444.4699 | 0 | 433.8166 | 0.009127 | 444.4699 | 0 | 433.8166 | 0.0018333 | 444.0505 | 0 | 433.8166 | 0.028224 | 444.0505 | 0.64173 | 428.46 | 0.0013997 | 444.4699 | 0.01575 | 428.46 | -0.00022869 | 428.46 | -0.00021673 | 444.0505 | 2.8902e-05 | 444.0505 | 2.6091e-05 | 444.4699 | 0 | 433.8166 | 0.00088482 | 673.705 | 0.0035 | 433.8166 | -0.0026102 | 672.9447 | 0 | 673.705 | 0.00189 | 444.0505 | 0.64893
| 444.5828 | 0.00053603 | 434.0364 | 0.0093361 | 444.5828 | 0.0007803 | 434.0364 | 0.0044822 | 444.1652 | 0 | 434.0364 | 0.029382 | 444.1652 | 0.64693 | 428.68 | 0.001366 | 444.5828 | 0.01864 | 428.68 | -0.00077756 | 428.68 | 0.0002384 | 444.1652 | 1.4311e-05 | 444.1652 | 1.3682e-05 | 444.5828 | 0.00114 | 434.0364 | 0.0035854 | 673.867 | 0.00445 | 434.0364 | 0.00028451 | 673.1069 | 6.9993e-05 | 673.867 | 0.00172 | 444.1652 | 0.6556
| 444.6957 | 0 | 434.2563 | 0.0085934 | 444.6957 | 0 | 434.2563 | 0.0013944 | 444.2798 | 0 | 434.2563 | 0.026032 | 444.2798 | 0.6553 | 428.9 | 0.002108 | 444.6957 | 0.01566 | 428.9 | -0.0006807 | 428.9 | -0.00031426 | 444.2798 | 2.9418e-05 | 444.2798 | 2.1599e-05 | 444.6957 | 0 | 434.2563 | 0.00091951 | 674.0291 | 0.00672 | 434.2563 | -0.0036272 | 673.2691 | 0 | 674.0291 | 0.00184 | 444.2798 | 0.66354
| 444.8086 | 0.00089539 | 434.4761 | 0.0093873 | 444.8086 | 0.00118 | 434.4761 | 0.005045 | 444.3945 | 1.4682e-05 | 434.4761 | 0.027359 | 444.3945 | 0.66351 | 429.12 | 0.00075887 | 444.8086 | 0.01555 | 429.12 | -0.0020367 | 429.12 | -0.00099695 | 444.3945 | 1.5376e-05 | 444.3945 | 7.9172e-06 | 444.8086 | 0.00163 | 434.4761 | 0.0024387 | 674.1912 | 0.00535 | 434.4761 | 0.0013266 | 673.4314 | 5.0004e-05 | 674.1912 | 0.00171 | 444.3945 | 0.67163
| 444.9216 | 0 | 434.696 | 0.008783 | 444.9216 | 0 | 434.696 | 0.00072711 | 444.5091 | 0 | 434.696 | 0.023985 | 444.5091 | 0.67445 | 429.34 | -0.0014672 | 444.9216 | 0.01776 | 429.34 | -0.0014233 | 429.34 | -0.00041178 | 444.5091 | 3.0097e-05 | 444.5091 | 2.2236e-05 | 444.9216 | 0 | 434.696 | -0.0016388 | 674.3532 | 0.00482 | 434.696 | -0.0011096 | 673.5936 | 0 | 674.3532 | 0.00183 | 444.5091 | 0.68087
| 445.0345 | 0.00019465 | 434.9159 | 0.0093268 | 445.0345 | 0.00093636 | 434.9159 | 0.0041461 | 444.6238 | 0 | 434.9159 | 0.025553 | 444.6238 | 0.6841 | 429.56 | 0.0009275 | 445.0345 | 0.01782 | 429.56 | 2.9596e-05 | 429.56 | 4.3346e-05 | 444.6238 | 1.5072e-05 | 444.6238 | 1.433e-05 | 445.0345 | 0.0021 | 434.9159 | 0.0011349 | 674.5153 | 0.00401 | 434.9159 | 0.0015645 | 673.7559 | 6.9993e-05 | 674.5153 | 0.00175 | 444.6238 | 0.6884
| 445.1474 | 0 | 435.1358 | 0.0086308 | 445.1474 | 0 | 435.1358 | 0.0016395 | 444.7385 | 0 | 435.1358 | 0.023209 | 444.7385 | 0.6946 | 429.78 | -0.00065769 | 445.1474 | 0.01805 | 429.78 | -0.0029407 | 429.78 | -0.0030125 | 444.7385 | 3.0343e-05 | 444.7385 | 2.8012e-05 | 445.1474 | 0 | 435.1358 | -0.0004747 | 674.6774 | 0.00308 | 435.1358 | -0.0031088 | 673.9181 | 0 | 674.6774 | 0.00192 | 444.7385 | 0.69576
| 445.2603 | 0.00098522 | 435.3558 | 0.0090617 | 445.2603 | 0.00172 | 435.3558 | 0.0034575 | 444.8532 | 0 | 435.3558 | 0.024862 | 444.8532 | 0.70229 | 430 | -0.0013322 | 445.2603 | 0.01873 | 430 | -0.0017461 | 430 | 0.00088859 | 444.8532 | 1.5599e-05 | 444.8532 | 1.3682e-05 | 445.2603 | 0.00148 | 435.3558 | -0.00053275 | 674.8395 | 0.00436 | 435.3558 | 0.0019634 | 674.0804 | 6.9993e-05 | 674.8395 | 0.00179 | 444.8532 | 0.70361
| 445.3733 | 0 | 435.5757 | 0.0086203 | 445.3733 | 0 | 435.5757 | 0.0014244 | 444.9679 | 0 | 435.5757 | 0.021732 | 444.9679 | 0.71086 | 430.22 | 0.00042159 | 445.3733 | 0.01745 | 430.22 | -0.0010681 | 430.22 | -0.0016147 | 444.9679 | 3.2193e-05 | 444.9679 | 2.7375e-05 | 445.3733 | 0 | 435.5757 | -0.0010394 | 675.0015 | 0.00345 | 435.5757 | -0.00092532 | 674.2427 | 0 | 675.0015 | 0.00187 | 444.9679 | 0.71173
| 445.4862 | 0.00087741 | 435.7957 | 0.0094434 | 445.4862 | 0.00158 | 435.7957 | 0.0033769 | 445.0826 | 0 | 435.7957 | 0.023447 | 445.0826 | 0.71759 | 430.44 | 0.00086005 | 445.4862 | 0.0168 | 430.44 | -0.0019399 | 430.44 | 0.0009211 | 445.0826 | 1.6957e-05 | 445.0826 | 1.3682e-05 | 445.4862 | 0.00099342 | 435.7957 | 0.0006042 | 675.1636 | 0.00471 | 435.7957 | 0.0047587 | 674.4049 | 5.0004e-05 | 675.1636 | 0.00171 | 445.0826 | 0.71916
| 445.5991 | 0 | 436.0156 | 0.0086372 | 445.5991 | 0 | 436.0156 | 0.00050925 | 445.1972 | 0 | 436.0156 | 0.020494 | 445.1972 | 0.72755 | 430.66 | 0.00025296 | 445.5991 | 0.01711 | 430.66 | -0.0031667 | 430.66 | -0.001322 | 445.1972 | 3.3177e-05 | 445.1972 | 2.8012e-05 | 445.5991 | 0 | 436.0156 | -0.0013455 | 675.3257 | 0.00399 | 436.0156 | -0.00031379 | 674.5672 | 0 | 675.3257 | 0.00178 | 445.1972 | 0.72912
| 445.712 | 0.00082352 | 436.2356 | 0.0088792 | 445.712 | 0.00102 | 436.2356 | 0.0040285 | 445.312 | 0 | 436.2356 | 0.021826 | 445.312 | 0.73678 | 430.88 | -0.0010287 | 445.712 | 0.01657 | 430.88 | -0.00022869 | 430.88 | 0.00088859 | 445.312 | 1.65e-05 | 445.312 | 1.433e-05 | 445.712 | 0.00105 | 436.2356 | 0.0016025 | 675.4879 | 0.00455 | 436.2356 | 0.00057623 | 674.7295 | 6.9993e-05 | 675.4879 | 0.00162 | 445.312 | 0.73778
| 445.825 | 0 | 436.4556 | 0.0086016 | 445.825 | 0 | 436.4556 | 0.0010469 | 445.4266 | 0 | 436.4556 | 0.018892 | 445.4266 | 0.74738 | 431.1 | 0.00015177 | 445.825 | 0.01731 | 431.1 | -0.00048698 | 431.1 | 7.5855e-05 | 445.4266 | 3.1244e-05 | 445.4266 | 2.4169e-05 | 445.825 | 0 | 436.4556 | 0.00080451 | 675.65 | 0.00429 | 436.4556 | -0.004296 | 674.8918 | 0 | 675.65 | 0.00177 | 445.4266 | 0.74733
| 445.9379 | 0.00089539 | 436.6756 | 0.0088901 | 445.9379 | 0.00137 | 436.6756 | 0.0034264 | 445.5414 | 1.4682e-05 | 436.6756 | 0.020324 | 445.5414 | 0.75465 | 431.32 | 0.0016695 | 445.9379 | 0.01612 | 431.32 | -0.00087442 | 431.32 | 0.0014088 | 445.5414 | 1.4908e-05 | 445.5414 | 9.8388e-06 | 445.9379 | 0.00101 | 436.6756 | 0.00019827 | 675.8121 | 0.0035 | 436.6756 | 0.0011929 | 675.0541 | 5.0004e-05 | 675.8121 | 0.00161 | 445.5414 | 0.75328
| 446.0509 | 0 | 436.8956 | 0.0087692 | 446.0509 | 0 | 436.8956 | 0.0014114 | 445.6561 | 0 | 436.8956 | 0.01781 | 445.6561 | 0.76282 | 431.54 | -0.0016695 | 446.0509 | 0.01677 | 431.54 | -0.0011327 | 431.54 | -0.0020047 | 445.6561 | 2.9968e-05 | 445.6561 | 2.3521e-05 | 446.0509 | 0 | 436.8956 | 0.00026533 | 675.9742 | 0.00388 | 436.8956 | -0.00094062 | 675.2164 | 0 | 675.9742 | 0.00175 | 445.6561 | 0.7601
| 446.1638 | 0.00176 | 437.1157 | 0.0088501 | 446.1638 | 0.00060691 | 437.1157 | 0.003403 | 445.7708 | 0 | 437.1157 | 0.019463 | 445.7708 | 0.76971 | 431.76 | 0.0009275 | 446.1638 | 0.02168 | 431.76 | 0.0012565 | 431.76 | 0.00059601 | 445.7708 | 1.5353e-05 | 445.7708 | 1.3682e-05 | 446.1638 | 0.00139 | 437.1157 | 0.0013764 | 676.1364 | 0.00447 | 437.1157 | 0.00067651 | 675.3787 | 5.0004e-05 | 676.1364 | 0.00165 | 445.7708 | 0.76504
| 446.2767 | 0 | 437.3357 | 0.0084253 | 446.2767 | 0 | 437.3357 | 0.0016341 | 445.8855 | 0 | 437.3357 | 0.01635 | 445.8855 | 0.77857 | 431.98 | 0.003221 | 446.2767 | 0.01748 | 431.98 | -0.0015202 | 431.98 | -0.00067186 | 445.8855 | 2.9722e-05 | 445.8855 | 2.9945e-05 | 446.2767 | 0 | 437.3357 | -0.00064008 | 676.2985 | 0.0039 | 437.3357 | -0.0020949 | 675.541 | 0 | 676.2985 | 0.00184 | 445.8855 | 0.77262
| 446.3897 | 0.00048213 | 437.5558 | 0.0089016 | 446.3897 | 0.00153 | 437.5558 | 0.0045766 | 446.0002 | 1.4682e-05 | 437.5558 | 0.018252 | 446.0002 | 0.78645 | 432.2 | 0.00035414 | 446.3897 | 0.01887 | 432.2 | -0.00016412 | 432.2 | 0.00085607 | 446.0002 | 1.4662e-05 | 446.0002 | 1.6252e-05 | 446.3897 | 0.00206 | 437.5558 | 0.0014 | 676.4606 | 0.00403 | 437.5558 | 0.0024039 | 675.7033 | 6.9993e-05 | 676.4606 | 0.00173 | 446.0002 | 0.7822
| 446.5026 | 0 | 437.7759 | 0.0081829 | 446.5026 | 0 | 437.7759 | 0.0013022 | 446.115 | 0 | 437.7759 | 0.015694 | 446.115 | 0.79666 | 432.42 | 0.0011636 | 446.5026 | 0.01722 | 432.42 | -0.00042241 | 432.42 | -0.00024923 | 446.115 | 2.8036e-05 | 446.115 | 2.7375e-05 | 446.5026 | 0 | 437.7759 | -0.0027963 | 676.6228 | 0.00517 | 437.7759 | -0.0013173 | 675.8656 | 0 | 676.6228 | 0.00179 | 446.115 | 0.79488
| 446.6155 | 0.000554 | 437.996 | 0.0088742 | 446.6155 | 0.00039883 | 437.996 | 0.004026 | 446.2297 | 1.4682e-05 | 437.996 | 0.017918 | 446.2297 | 0.8062 | 432.64 | 0.0014672 | 446.6155 | 0.01896 | 432.64 | 0.0013533 | 432.64 | -0.00021673 | 446.2297 | 1.3585e-05 | 446.2297 | 1.1124e-05 | 446.6155 | 0.00089971 | 437.996 | -0.00038246 | 676.785 | 0.00306 | 437.996 | 0.0048231 | 676.028 | 5.0004e-05 | 676.785 | 0.0017 | 446.2297 | 0.80608
| 446.7285 | 0 | 438.2161 | 0.0085275 | 446.7285 | 0 | 438.2161 | 0.00031559 | 446.3444 | 0 | 438.2161 | 0.015304 | 446.3444 | 0.81637 | 432.87 | 0.0032884 | 446.7285 | 0.0181 | 432.87 | 0.00044931 | 432.87 | -0.00073687 | 446.3444 | 2.9769e-05 | 446.3444 | 2.3093e-05 | 446.7285 | 0 | 438.2161 | -0.0022307 | 676.9471 | 0.00483 | 438.2161 | -0.0014104 | 676.1903 | 0 | 676.9471 | 0.00181 | 446.3444 | 0.81575
| 446.8414 | 0.00039229 | 438.4362 | 0.0087786 | 446.8414 | 0.00010404 | 438.4362 | 0.002666 | 446.4592 | 1.4682e-05 | 438.4362 | 0.016577 | 446.4592 | 0.82319 | 433.09 | 0.0014334 | 446.8414 | 0.01966 | 433.09 | 6.1882e-05 | 433.09 | -0.0016797 | 446.4592 | 1.636e-05 | 446.4592 | 1.198e-05 | 446.8414 | 0.00156 | 438.4362 | 0.0013147 | 677.1093 | 0.00536 | 438.4362 | 0.0030519 | 676.3527 | 5.0004e-05 | 677.1093 | 0.00176 | 446.4592 | 0.82127
| 446.9544 | 0 | 438.6564 | 0.0081373 | 446.9544 | 0 | 438.6564 | 0.0021987 | 446.5739 | 0 | 438.6564 | 0.013852 | 446.5739 | 0.82988 | 433.31 | 0.00059023 | 446.9544 | 0.01827 | 433.31 | -0.0020045 | 433.31 | -0.00076939 | 446.5739 | 3.2451e-05 | 446.5739 | 2.7584e-05 | 446.9544 | 0 | 438.6564 | -0.00066683 | 677.2715 | 0.00404 | 438.6564 | 0.00086095 | 676.515 | 0 | 677.2715 | 0.00189 | 446.5739 | 0.82649
| 447.0673 | 0.00163 | 438.8765 | 0.0088995 | 447.0673 | 0.00213 | 438.8765 | 0.0037787 | 446.6887 | 1.4682e-05 | 438.8765 | 0.015868 | 446.6887 | 0.83466 | 433.53 | 0.0028162 | 447.0673 | 0.01904 | 433.53 | 0.00051389 | 433.53 | 0.0015387 | 446.6887 | 1.6301e-05 | 446.6887 | 1.5615e-05 | 447.0673 | 0.00176 | 438.8765 | 0.00134 | 677.4336 | 0.00419 | 438.8765 | 0.0029139 | 676.6774 | 5.0004e-05 | 677.4336 | 0.00178 | 446.6887 | 0.83094
| 447.1803 | 0 | 439.0967 | 0.0080686 | 447.1803 | 0 | 439.0967 | 0.0024555 | 446.8034 | 0 | 439.0967 | 0.012907 | 446.8034 | 0.8414 | 433.75 | 0.0044015 | 447.1803 | 0.01739 | 433.75 | -0.00048698 | 433.75 | -0.00024923 | 446.8034 | 3.2111e-05 | 446.8034 | 2.866e-05 | 447.1803 | 0 | 439.0967 | -0.0025172 | 677.5958 | 0.00306 | 439.0967 | -0.001122 | 676.8397 | 0 | 677.5958 | 0.00189 | 446.8034 | 0.83728
| 447.2932 | 0 | 439.3169 | 0.0085724 | 447.2932 | 0.00208 | 439.3169 | 0.0028457 | 446.9182 | 1.4682e-05 | 439.3169 | 0.01475 | 446.9182 | 0.8476 | 433.97 | 0.0045026 | 447.2932 | 0.01901 | 433.97 | 0.00067532 | 433.97 | 0.00027091 | 446.9182 | 1.6009e-05 | 446.9182 | 1.3254e-05 | 447.2932 | 0.00221 | 439.3169 | 0.0021961 | 677.758 | 0.00436 | 439.3169 | 0.0025947 | 677.0021 | 5.0004e-05 | 677.758 | 0.00175 | 446.9182 | 0.84339
| 447.4062 | 0 | 439.5371 | 0.0080581 | 447.4062 | 0 | 439.5371 | 0.0019495 | 447.033 | 0 | 439.5371 | 0.012101 | 447.033 | 0.85504 | 434.19 | 0.0052109 | 447.4062 | 0.0162 | 434.19 | -0.00013183 | 434.19 | -0.0030776 | 447.033 | 3.176e-05 | 447.033 | 2.4378e-05 | 447.4062 | 0 | 439.5371 | -0.0003375 | 677.9202 | 0.00348 | 439.5371 | -0.0012974 | 677.1644 | 0 | 677.9202 | 0.00188 | 447.033 | 0.8502
| 447.5191 | 0.00015871 | 439.7573 | 0.0080294 | 447.5191 | 0.00158 | 439.7573 | 0.0024213 | 447.1477 | 0 | 439.7573 | 0.014026 | 447.1477 | 0.85993 | 434.41 | 0.0038955 | 447.5191 | 0.02029 | 434.41 | -0.0012941 | 434.41 | -0.00041178 | 447.1477 | 1.581e-05 | 447.1477 | 1.1332e-05 | 447.5191 | 0.00089971 | 439.7573 | -0.001236 | 678.0824 | 0.0035 | 439.7573 | 0.00061391 | 677.3268 | 8.9995e-05 | 678.0824 | 0.00171 | 447.1477 | 0.85506
| 447.6321 | 0 | 439.9775 | 0.0080618 | 447.6321 | 0 | 439.9775 | 0.0014665 | 447.2625 | 0 | 439.9775 | 0.011611 | 447.2625 | 0.864 | 434.63 | 0.0072682 | 447.6321 | 0.02162 | 434.63 | -0.0025533 | 434.63 | -0.0015496 | 447.2625 | 3.2111e-05 | 447.2625 | 2.3521e-05 | 447.6321 | 0 | 439.9775 | -0.00065765 | 678.2446 | 0.00327 | 439.9775 | -0.0015784 | 677.4892 | 0 | 678.2446 | 0.00183 | 447.2625 | 0.8598
| 447.745 | 0.00030245 | 440.1977 | 0.0085606 | 447.745 | 0.00239 | 440.1977 | 0.0036079 | 447.3773 | 1.4682e-05 | 440.1977 | 0.013251 | 447.3773 | 0.86636 | 434.85 | 0.0059528 | 447.745 | 0.0189 | 434.85 | -0.00013183 | 434.85 | 0.0016038 | 447.3773 | 1.6336e-05 | 447.3773 | 1.2408e-05 | 447.745 | 0.00157 | 440.1977 | -0.00071231 | 678.4069 | 0.00454 | 440.1977 | 6.7317e-06 | 677.6516 | 6.9993e-05 | 678.4069 | 0.0017 | 447.3773 | 0.86383
| 447.858 | 0 | 440.418 | 0.0078758 | 447.858 | 0 | 440.418 | 0.00046042 | 447.4921 | 0 | 440.418 | 0.01104 | 447.4921 | 0.87164 | 435.07 | 0.0094943 | 447.858 | 0.01833 | 435.07 | 6.1882e-05 | 435.07 | -0.0018747 | 447.4921 | 3.2884e-05 | 447.4921 | 2.5454e-05 | 447.858 | 0 | 440.418 | -0.00076977 | 678.5691 | 0.00394 | 440.418 | 0.0023436 | 677.814 | 0 | 678.5691 | 0.00189 | 447.4921 | 0.87116
| 447.971 | 0.00058994 | 440.6383 | 0.0084309 | 447.971 | 0.00284 | 440.6383 | 0.0037715 | 447.6069 | 1.4682e-05 | 440.6383 | 0.012509 | 447.6069 | 0.87814 | 435.29 | 0.01226 | 447.971 | 0.01867 | 435.29 | 0.00073989 | 435.29 | -0.00034676 | 447.6069 | 1.6582e-05 | 447.6069 | 1.3045e-05 | 447.971 | 0.00184 | 440.6383 | 0.0014148 | 678.7313 | 0.00368 | 440.6383 | 1.4594e-05 | 677.9764 | 6.9993e-05 | 678.7313 | 0.0018 | 447.6069 | 0.87756
| 448.0839 | 0 | 440.8585 | 0.0080511 | 448.0839 | 0 | 440.8585 | 0.00075788 | 447.7217 | 0 | 440.8585 | 0.01096 | 447.7217 | 0.88741 | 435.51 | 0.011956 | 448.0839 | 0.0202 | 435.51 | -0.00032556 | 435.51 | 0.0020915 | 447.7217 | 3.1689e-05 | 447.7217 | 2.7375e-05 | 448.0839 | 0 | 440.8585 | 0.0018507 | 678.8936 | 0.00309 | 440.8585 | -0.0010236 | 678.1388 | 0 | 678.8936 | 0.00187 | 447.7217 | 0.88441
| 448.1969 | 0.00084148 | 441.0788 | 0.0084033 | 448.1969 | 0.00046818 | 441.0788 | 0.0028539 | 447.8365 | 1.4682e-05 | 441.0788 | 0.01196 | 447.8365 | 0.89588 | 435.73 | 0.01 | 448.1969 | 0.01964 | 435.73 | -0.0020367 | 435.73 | -0.0017446 | 447.8365 | 1.5107e-05 | 447.8365 | 1.433e-05 | 448.1969 | 0.00178 | 441.0788 | 0.0016277 | 679.0558 | 0.00429 | 441.0788 | 0.0025337 | 678.3012 | 8.9995e-05 | 679.0558 | 0.00175 | 447.8365 | 0.88931
| 448.3098 | 0 | 441.2992 | 0.0078181 | 448.3098 | 0 | 441.2992 | 0.00082603 | 447.9513 | 0 | 441.2992 | 0.0098544 | 447.9513 | 0.90417 | 435.95 | 0.015363 | 448.3098 | 0.01944 | 435.95 | -0.001617 | 435.95 | -0.001062 | 447.9513 | 2.7591e-05 | 447.9513 | 2.5454e-05 | 448.3098 | 0 | 441.2992 | -0.00016761 | 679.218 | 0.00531 | 441.2992 | -0.0010778 | 678.4636 | 0 | 679.218 | 0.00177 | 447.9513 | 0.89584
| 448.4228 | 0.00084148 | 441.5195 | 0.0077562 | 448.4228 | 0.00055488 | 441.5195 | 0.0029586 | 448.0661 | 1.4682e-05 | 441.5195 | 0.011569 | 448.0661 | 0.91042 | 436.17 | 0.014318 | 448.4228 | 0.01986 | 436.17 | 0.00073989 | 436.17 | 0.00069354 | 448.0661 | 1.2484e-05 | 448.0661 | 1.1124e-05 | 448.4228 | 0.00063729 | 441.5195 | -0.0001321 | 679.3803 | 0.00302 | 441.5195 | 0.00062091 | 678.626 | 6.9993e-05 | 679.3803 | 0.00171 | 448.0661 | 0.90277
| 448.5358 | 0 | 441.7398 | 0.0080458 | 448.5358 | 0 | 441.7398 | 0.0011576 | 448.1809 | 0 | 441.7398 | 0.0093674 | 448.1809 | 0.9172 | 436.39 | 0.021467 | 448.5358 | 0.01949 | 436.39 | -0.00019641 | 436.39 | -0.0040204 | 448.1809 | 2.7778e-05 | 448.1809 | 2.3521e-05 | 448.5358 | 0 | 441.7398 | 6.4633e-05 | 679.5426 | 0.00445 | 441.7398 | -9.3685e-05 | 678.7885 | 0 | 679.5426 | 0.00173 | 448.1809 | 0.91142
| 448.6487 | 0.00094928 | 441.9602 | 0.0084162 | 448.6487 | 0.00134 | 441.9602 | 0.0033083 | 448.2957 | 6.7514e-05 | 441.9602 | 0.011309 | 448.2957 | 0.92389 | 436.61 | 0.020793 | 448.6487 | 0.01941 | 436.61 | 0.00099818 | 436.61 | -0.00076939 | 448.2957 | 1.5575e-05 | 448.2957 | 1.2408e-05 | 448.6487 | 0.00156 | 441.9602 | 0.00086617 | 679.7048 | 0.00306 | 441.9602 | 0.0029673 | 678.9509 | 6.9993e-05 | 679.7048 | 0.00175 | 448.2957 | 0.92037
| 448.7617 | 0 | 442.1805 | 0.0075968 | 448.7617 | 0 | 442.1805 | 0.00035798 | 448.4105 | 0 | 442.1805 | 0.0093599 | 448.4105 | 0.93252 | 436.83 | 0.023863 | 448.7617 | 0.01898 | 436.83 | 0.0029031 | 436.83 | -0.00093193 | 448.4105 | 3.1022e-05 | 448.4105 | 2.6091e-05 | 448.7617 | 0 | 442.1805 | 0.00098315 | 679.8671 | 0.00394 | 442.1805 | 0.00021031 | 679.1133 | 0 | 679.8671 | 0.00186 | 448.4105 | 0.93104
| 448.8746 | 0.00129 | 442.4009 | 0.0082372 | 448.8746 | 0.00098839 | 442.4009 | 0.0031914 | 448.5253 | 1.4682e-05 | 442.4009 | 0.010805 | 448.5253 | 0.93977 | 437.06 | 0.020895 | 448.8746 | 0.02063 | 437.06 | -0.0013264 | 437.06 | -0.0012895 | 448.5253 | 1.5786e-05 | 448.5253 | 1.3682e-05 | 448.8746 | 0.00144 | 442.4009 | 0.0011538 | 680.0294 | 0.00406 | 442.4009 | -0.00064513 | 679.2758 | 6.9993e-05 | 680.0294 | 0.00183 | 448.5253 | 0.93905
| 448.9876 | 0 | 442.6213 | 0.0081634 | 448.9876 | 0 | 442.6213 | 0.00092724 | 448.6402 | 0 | 442.6213 | 0.0086952 | 448.6402 | 0.94842 | 437.28 | 0.030068 | 448.9876 | 0.01833 | 437.28 | 0.00028789 | 437.28 | -0.00054182 | 448.6402 | 3.1432e-05 | 448.6402 | 2.6727e-05 | 448.9876 | 0 | 442.6213 | -0.0037032 | 680.1917 | 0.00466 | 442.6213 | 0.00051597 | 679.4382 | 0 | 680.1917 | 0.00195 | 448.6402 | 0.94604
| 449.1006 | 0.00138 | 442.8417 | 0.0081686 | 449.1006 | 0.0007803 | 442.8417 | 0.0030164 | 448.755 | 3.2289e-05 | 442.8417 | 0.010252 | 448.755 | 0.95455 | 437.5 | 0.029764 | 449.1006 | 0.02083 | 437.5 | 0.00028789 | 437.5 | 0.0017988 | 448.755 | 1.6032e-05 | 448.755 | 1.3254e-05 | 449.1006 | 0.00078724 | 442.8417 | 0.0011685 | 680.354 | 0.00455 | 442.8417 | 3.0311e-05 | 679.6006 | 8.9995e-05 | 680.354 | 0.00184 | 448.755 | 0.95064
| 449.2136 | 0 | 443.0622 | 0.0078931 | 449.2136 | 0 | 443.0622 | 0.00076644 | 448.8698 | 0 | 443.0622 | 0.0082383 | 448.8698 | 0.96125 | 437.72 | 0.037253 | 449.2136 | 0.01992 | 437.72 | 0.00041703 | 437.72 | -0.00028175 | 448.8698 | 3.0179e-05 | 448.8698 | 2.6299e-05 | 449.2136 | 0 | 443.0622 | 0.00059113 | 680.5163 | 0.00359 | 443.0622 | -0.0031192 | 679.7631 | 0 | 680.5163 | 0.00196 | 448.8698 | 0.95656
| 449.3265 | 0.00098522 | 443.2826 | 0.007754 | 449.3265 | 0.00118 | 443.2826 | 0.0036074 | 448.9847 | 1.4682e-05 | 443.2826 | 0.010016 | 448.9847 | 0.96566 | 437.94 | 0.037994 | 449.3265 | 0.02023 | 437.94 | -0.00048698 | 437.94 | -0.00073687 | 448.9847 | 1.4252e-05 | 448.9847 | 1.3254e-05 | 449.3265 | 0.00152 | 443.2826 | -2.6966e-05 | 680.6786 | 0.00531 | 443.2826 | 0.0017862 | 679.9256 | 3.0002e-05 | 680.6786 | 0.00183 | 448.9847 | 0.96109
| 449.4395 | 0 | 443.5031 | 0.0076626 | 449.4395 | 0 | 443.5031 | 0.00063724 | 449.0995 | 0 | 443.5031 | 0.0075698 | 449.0995 | 0.96959 | 438.16 | 0.043188 | 449.4395 | 0.01907 | 438.16 | 0.00044931 | 438.16 | -0.00034676 | 449.0995 | 2.964e-05 | 449.0995 | 2.4806e-05 | 449.4395 | 0 | 443.5031 | 0.00043475 | 680.8409 | 0.00241 | 443.5031 | -0.0015588 | 680.088 | 0 | 680.8409 | 0.00191 | 449.0995 | 0.96758
| 449.5525 | 0.001 | 443.7235 | 0.0078493 | 449.5525 | 0.00206 | 443.7235 | 0.0018836 | 449.2144 | 1.4682e-05 | 443.7235 | 0.0092899 | 449.2144 | 0.97199 | 438.38 | 0.041265 | 449.5525 | 0.01964 | 438.38 | -0.0012619 | 438.38 | 0.00069354 | 449.2144 | 1.5786e-05 | 449.2144 | 1.1761e-05 | 449.5525 | 0.00141 | 443.7235 | 0.0042294 | 681.0032 | 0.00433 | 443.7235 | -0.0005875 | 680.2505 | 3.0002e-05 | 681.0032 | 0.00177 | 449.2144 | 0.97215
| 449.6655 | 0 | 443.944 | 0.0073119 | 449.6655 | 0 | 443.944 | -0.0002364 | 449.3292 | 0 | 443.944 | 0.0069731 | 449.3292 | 0.97568 | 438.6 | 0.052058 | 449.6655 | 0.01867 | 438.6 | -0.0018752 | 438.6 | -0.00089942 | 449.3292 | 3.1221e-05 | 449.3292 | 2.0315e-05 | 449.6655 | 0 | 443.944 | -0.00088946 | 681.1655 | 0.00309 | 443.944 | -0.0023959 | 680.413 | 0 | 681.1655 | 0.00187 | 449.3292 | 0.97779
| 449.7784 | 0.00163 | 444.1645 | 0.0076101 | 449.7784 | 0.00064159 | 444.1645 | 0.0023272 | 449.4441 | 0 | 444.1645 | 0.0088597 | 449.4441 | 0.97983 | 438.82 | 0.053171 | 449.7784 | 0.02001 | 438.82 | 0.00054618 | 438.82 | 0.00075855 | 449.4441 | 1.581e-05 | 449.4441 | 8.5541e-06 | 449.7784 | 0.00262 | 444.1645 | 0.0007508 | 681.3278 | 0.0039 | 444.1645 | 2.1224e-05 | 680.5755 | 5.0004e-05 | 681.3278 | 0.00173 | 449.4441 | 0.97996
| 449.8914 | 0 | 444.385 | 0.0076275 | 449.8914 | 0 | 444.385 | 4.6584e-05 | 449.559 | 0 | 444.385 | 0.0069756 | 449.559 | 0.98555 | 439.04 | 0.059681 | 449.8914 | 0.02108 | 439.04 | -0.00074527 | 439.04 | -0.0013871 | 449.559 | 2.9418e-05 | 449.559 | 2.149e-05 | 449.8914 | 0 | 444.385 | -0.002741 | 681.4902 | 0.00338 | 444.385 | -0.00021567 | 680.738 | 0 | 681.4902 | 0.0019 | 449.559 | 0.98275
| 450.0044 | 0.00073368 | 444.6055 | 0.0072384 | 450.0044 | 0.00076297 | 444.6055 | 0.0021668 | 449.6738 | 3.2289e-05 | 444.6055 | 0.0084422 | 449.6738 | 0.98915 | 439.26 | 0.054993 | 450.0044 | 0.02049 | 439.26 | -0.0010036 | 439.26 | -0.0015171 | 449.6738 | 1.3983e-05 | 449.6738 | 1.2935e-05 | 450.0044 | 0.00208 | 444.6055 | 0.0030703 | 681.6525 | 0.0045 | 444.6055 | 0.0015435 | 680.9005 | 5.0004e-05 | 681.6525 | 0.00177 | 449.6738 | 0.98487
| 450.1174 | 0 | 444.8261 | 0.0073413 | 450.1174 | 0 | 444.8261 | 0.001262 | 449.7887 | 0 | 444.8261 | 0.0066873 | 449.7887 | 0.99279 | 439.48 | 0.066089 | 450.1174 | 0.01745 | 439.48 | -9.9549e-05 | 439.48 | -0.0001192 | 449.7887 | 2.8539e-05 | 449.7887 | 2.7913e-05 | 450.1174 | 0 | 444.8261 | -0.0020781 | 681.8148 | 0.0041 | 444.8261 | 0.00028751 | 681.063 | 0 | 681.8148 | 0.00187 | 449.7887 | 0.98921
| 450.2304 | 0.00019465 | 445.0466 | 0.007561 | 450.2304 | 0.00168 | 445.0466 | 0.0027776 | 449.9036 | 1.4682e-05 | 445.0466 | 0.0084835 | 449.9036 | 0.99311 | 439.7 | 0.068147 | 450.2304 | 0.02103 | 439.7 | 0.0020314 | 439.7 | 0.00082357 | 449.9036 | 1.4662e-05 | 449.9036 | 1.4967e-05 | 450.2304 | 0.00035613 | 445.0466 | -0.0021461 | 681.9772 | 0.00336 | 445.0466 | 0.002387 | 681.2255 | 6.9993e-05 | 681.9772 | 0.00166 | 449.9036 | 0.99226
| 450.3433 | 0 | 445.2672 | 0.0066705 | 450.3433 | 0 | 445.2672 | 0.00033511 | 450.0185 | 0 | 445.2672 | 0.0062682 | 450.0185 | 0.99326 | 439.93 | 0.075735 | 450.3433 | 0.02094 | 439.93 | 0.00015874 | 439.93 | -0.0019397 | 450.0185 | 2.8902e-05 | 450.0185 | 2.4806e-05 | 450.3433 | 0 | 445.2672 | 0.00078317 | 682.1396 | 0.00462 | 445.2672 | -0.0024988 | 681.388 | 0 | 682.1396 | 0.00178 | 450.0185 | 0.99541
| 450.4563 | 0.00042823 | 445.4878 | 0.0076575 | 450.4563 | 0.00137 | 445.4878 | 0.0023298 | 450.1334 | 4.9907e-05 | 445.4878 | 0.0082313 | 450.1334 | 0.99193 | 440.15 | 0.077522 | 450.4563 | 0.02049 | 440.15 | -0.0013587 | 440.15 | -0.0016472 | 450.1334 | 1.4334e-05 | 450.1334 | 9.8388e-06 | 450.4563 | 0.00187 | 445.4878 | 0.0023421 | 682.3019 | 0.00464 | 445.4878 | 0.001417 | 681.5505 | 5.0004e-05 | 682.3019 | 0.00169 | 450.1334 | 0.99485
| 450.5693 | 0 | 445.7084 | 0.0076175 | 450.5693 | 0 | 445.7084 | 0.00084238 | 450.2482 | 0 | 445.7084 | 0.0063366 | 450.2482 | 0.99371 | 440.37 | 0.084773 | 450.5693 | 0.0189 | 440.37 | -0.0004547 | 440.37 | 0.0022864 | 450.2482 | 2.8457e-05 | 450.2482 | 1.9886e-05 | 450.5693 | 0 | 445.7084 | -0.0026603 | 682.4643 | 0.00417 | 445.7084 | -0.00020383 | 681.713 | 0 | 682.4643 | 0.00185 | 450.2482 | 0.99429
| 450.6823 | 0 | 445.929 | 0.0078533 | 450.6823 | 0.00149 | 445.929 | 0.0034588 | 450.3631 | 3.2289e-05 | 445.929 | 0.0082737 | 450.3631 | 0.99502 | 440.59 | 0.086831 | 450.6823 | 0.02171 | 440.59 | -0.00061613 | 440.59 | 0.0009211 | 450.3631 | 1.4498e-05 | 450.3631 | 1.0047e-05 | 450.6823 | 0.00091845 | 445.929 | 0.00067603 | 682.6267 | 0.00438 | 445.929 | 0.0025567 | 681.8756 | 3.0002e-05 | 682.6267 | 0.0017 | 450.3631 | 0.9914
| 450.7953 | 0 | 446.1496 | 0.0078571 | 450.7953 | 0 | 446.1496 | 0.00060955 | 450.478 | 0 | 446.1496 | 0.0061535 | 450.478 | 0.99828 | 440.81 | 0.095499 | 450.7953 | 0.02219 | 440.81 | -0.0018752 | 440.81 | -0.00021673 | 450.478 | 2.9066e-05 | 450.478 | 2.5662e-05 | 450.7953 | 0 | 446.1496 | -0.0010455 | 682.789 | 0.00371 | 446.1496 | -0.0033874 | 682.0381 | 0 | 682.789 | 0.00189 | 450.478 | 0.99034
| 450.9083 | 0.00066181 | 446.3702 | 0.0084784 | 450.9083 | 0.00192 | 446.3702 | 0.0041796 | 450.5929 | 1.4682e-05 | 446.3702 | 0.0082512 | 450.5929 | 0.99918 | 441.03 | 0.095533 | 450.9083 | 0.02199 | 441.03 | -0.0011004 | 441.03 | -0.00034676 | 450.5929 | 1.492e-05 | 450.5929 | 1.5823e-05 | 450.9083 | 0.00101 | 446.3702 | 0.0024621 | 682.9514 | 0.00338 | 446.3702 | 0.0020538 | 682.2006 | 6.9993e-05 | 682.9514 | 0.00177 | 450.5929 | 0.99138
| 451.0213 | 0 | 446.5909 | 0.0075658 | 451.0213 | 0 | 446.5909 | 0.001257 | 450.7079 | 0 | 446.5909 | 0.0057654 | 450.7079 | 1 | 441.25 | 0.1044 | 451.0213 | 0.02125 | 441.25 | -0.0026501 | 441.25 | 0.0002384 | 450.7079 | 2.9336e-05 | 450.7079 | 3.079e-05 | 451.0213 | 0 | 446.5909 | 6.5837e-05 | 683.1138 | 0.00271 | 446.5909 | -0.00070532 | 682.3632 | 0 | 683.1138 | 0.00192 | 450.7079 | 0.99488
| 451.1343 | 0.00156 | 446.8116 | 0.0078685 | 451.1343 | 0.00139 | 446.8116 | 0.0024996 | 450.8228 | 1.4682e-05 | 446.8116 | 0.0077091 | 450.8228 | 0.99799 | 441.47 | 0.11034 | 451.1343 | 0.02145 | 441.47 | 0.0012565 | 441.47 | 0.0011487 | 450.8228 | 1.4756e-05 | 450.8228 | 1.5615e-05 | 451.1343 | 0.00050609 | 446.8116 | 0.0002329 | 683.2762 | 0.00313 | 446.8116 | 0.0035352 | 682.5257 | 8.9995e-05 | 683.2762 | 0.00173 | 450.8228 | 0.9982
| 451.2473 | 0 | 447.0322 | 0.0076729 | 451.2473 | 0 | 447.0322 | 0.00097406 | 450.9377 | 0 | 447.0322 | 0.005296 | 450.9377 | 0.99677 | 441.69 | 0.11965 | 451.2473 | 0.02128 | 441.69 | 0.0011273 | 441.69 | -0.00099695 | 450.9377 | 3.0624e-05 | 450.9377 | 2.6727e-05 | 451.2473 | 0 | 447.0322 | -0.00092416 | 683.4386 | 0.00357 | 447.0322 | -0.00028726 | 682.6883 | 0 | 683.4386 | 0.00184 | 450.9377 | 1
| 451.3603 | 0.00019465 | 447.2529 | 0.0068236 | 451.3603 | 0.00083232 | 447.2529 | 0.0021001 | 451.0526 | 1.4682e-05 | 447.2529 | 0.0070303 | 451.0526 | 0.99702 | 441.91 | 0.1212 | 451.3603 | 0.02182 | 441.91 | -0.0014556 | 441.91 | 0.0023191 | 451.0526 | 1.6009e-05 | 451.0526 | 1.1761e-05 | 451.3603 | 0.00107 | 447.2529 | 0.00085863 | 683.601 | 0.00487 | 447.2529 | 0.0010759 | 682.8509 | 8.9995e-05 | 683.601 | 0.00171 | 451.0526 | 0.99829
| 451.4733 | 0 | 447.4736 | 0.0073205 | 451.4733 | 0 | 447.4736 | 0.00026683 | 451.1675 | 0 | 447.4736 | 0.004897 | 451.1675 | 0.99899 | 442.13 | 0.12589 | 451.4733 | 0.0216 | 442.13 | -0.0006807 | 442.13 | -0.0012245 | 451.1675 | 3.1198e-05 | 451.1675 | 2.2456e-05 | 451.4733 | 0 | 447.4736 | -0.0023174 | 683.7635 | 0.00461 | 447.4736 | -0.0038307 | 683.0134 | 0 | 683.7635 | 0.00187 | 451.1675 | 0.99645
| 451.5863 | 0 | 447.6944 | 0.007707 | 451.5863 | 0.00149 | 447.6944 | 0.0025671 | 451.2825 | 3.2289e-05 | 447.6944 | 0.0068784 | 451.2825 | 0.99965 | 442.36 | 0.12417 | 451.5863 | 0.02304 | 442.36 | 0.0010305 | 442.36 | 0.0012137 | 451.2825 | 1.5482e-05 | 451.2825 | 1.1332e-05 | 451.5863 | 0.00231 | 447.6944 | 0.0011564 | 683.9259 | 0.00471 | 447.6944 | 0.0007037 | 683.176 | 6.9993e-05 | 683.9259 | 0.00177 | 451.2825 | 0.99339
| 451.6993 | 0 | 447.9151 | 0.0070368 | 451.6993 | 0 | 447.9151 | 0.0011513 | 451.3974 | 0 | 447.9151 | 0.0052926 | 451.3974 | 0.99963 | 442.58 | 0.13381 | 451.6993 | 0.02384 | 442.58 | -0.00039012 | 442.58 | -0.0021673 | 451.3974 | 3.2064e-05 | 451.3974 | 2.0534e-05 | 451.6993 | 0 | 447.9151 | 4.305e-05 | 684.0883 | 0.0035 | 447.9151 | 0.0004284 | 683.3386 | 0 | 684.0883 | 0.00191 | 451.3974 | 0.99372
| 451.8123 | 5.091e-05 | 448.1359 | 0.0074763 | 451.8123 | 0.00175 | 448.1359 | 0.0020039 | 451.5124 | 1.4682e-05 | 448.1359 | 0.0067382 | 451.5124 | 0.99779 | 442.8 | 0.1406 | 451.8123 | 0.02361 | 442.8 | 0.0016761 | 442.8 | 0.00088859 | 451.5124 | 1.691e-05 | 451.5124 | 9.4106e-06 | 451.8123 | 0.00144 | 448.1359 | 0.00011242 | 684.2507 | 0.0041 | 448.1359 | 0.0001803 | 683.5012 | 3.0002e-05 | 684.2507 | 0.00176 | 451.5124 | 0.99387
| 451.9253 | 0 | 448.3566 | 0.007444 | 451.9253 | 8.6901e-05 | 448.3566 | 9.2831e-06 | 451.6273 | 0 | 448.3566 | 0.0046423 | 451.6273 | 0.99677 | 443.02 | 0.1494 | 451.9253 | 0.02378 | 443.02 | -0.0018108 | 443.02 | 0.00049847 | 451.6273 | 3.19e-05 | 451.6273 | 2.2236e-05 | 451.9253 | 0 | 448.3566 | -0.0012301 | 684.4132 | 0.00381 | 448.3566 | -0.0031855 | 683.6638 | 0 | 684.4132 | 0.00195 | 451.6273 | 0.99541
| 452.0383 | 0.00129 | 448.5774 | 0.0080614 | 452.0383 | 0.00118 | 448.5774 | 0.0030447 | 451.7422 | 3.2289e-05 | 448.5774 | 0.0068552 | 451.7422 | 0.99422 | 443.24 | 0.15375 | 452.0383 | 0.02463 | 443.24 | -0.0011004 | 443.24 | 0.0015062 | 451.7422 | 1.5236e-05 | 451.7422 | 1.3045e-05 | 452.0383 | 0.00133 | 448.5774 | -0.0025988 | 684.5756 | 0.00441 | 448.5774 | 0.0026179 | 683.8264 | 6.9993e-05 | 684.5756 | 0.00182 | 451.7422 | 0.99514
| 452.1513 | 0 | 448.7982 | 0.0073798 | 452.1513 | 0 | 448.7982 | 0.0010772 | 451.8572 | 0 | 448.7982 | 0.0046149 | 451.8572 | 0.99267 | 443.46 | 0.16393 | 452.1513 | 0.0235 | 443.46 | 6.1882e-05 | 443.46 | 0.0019614 | 451.8572 | 2.841e-05 | 451.8572 | 2.8012e-05 | 452.1513 | 0 | 448.7982 | 0.0017352 | 684.7381 | 0.00186 | 448.7982 | -0.0010015 | 683.989 | 0 | 684.7381 | 0.00201 | 451.8572 | 0.9935
| 452.2643 | 0.00058994 | 449.019 | 0.0080164 | 452.2643 | 0.00189 | 449.019 | 0.0036992 | 451.9721 | 1.4682e-05 | 449.019 | 0.0068039 | 451.9721 | 0.99086 | 443.68 | 0.15968 | 452.2643 | 0.02526 | 443.68 | 0.00012645 | 443.68 | 0.0017013 | 451.9721 | 1.3222e-05 | 451.9721 | 1.4967e-05 | 452.2643 | 0.00065603 | 449.019 | 0.0014986 | 684.9005 | 0.00556 | 449.019 | 0.00084184 | 684.1516 | 5.0004e-05 | 684.9005 | 0.00184 | 451.9721 | 0.99023
| 452.3773 | 0 | 449.2398 | 0.0069281 | 452.3773 | 0 | 449.2398 | 0.0004274 | 452.0871 | 0 | 449.2398 | 0.0043774 | 452.0871 | 0.99081 | 443.9 | 0.17304 | 452.3773 | 0.0256 | 443.9 | -0.0010036 | 443.9 | -0.00067186 | 452.0871 | 2.6689e-05 | 452.0871 | 2.6727e-05 | 452.3773 | 0 | 449.2398 | -0.00082622 | 685.063 | 0.00388 | 449.2398 | -0.0036252 | 684.3142 | 0 | 685.063 | 0.00201 | 452.0871 | 0.98885
| 452.4903 | 0.00188 | 449.4607 | 0.00742 | 452.4903 | 0.00086701 | 449.4607 | 0.0027328 | 452.2021 | 4.9907e-05 | 449.4607 | 0.0061601 | 452.2021 | 0.99014 | 444.12 | 0.17803 | 452.4903 | 0.02526 | 444.12 | -0.0017461 | 444.12 | 0.00088859 | 452.2021 | 1.3467e-05 | 452.2021 | 1.1761e-05 | 452.4903 | 0.00169 | 449.4607 | 0.0016564 | 685.2255 | 0.00496 | 449.4607 | 0.00053362 | 684.4768 | 6.9993e-05 | 685.2255 | 0.00182 | 452.2021 | 0.98748
| 452.6033 | 0 | 449.6815 | 0.0072737 | 452.6033 | 0 | 449.6815 | 0.00059282 | 452.3171 | 0 | 449.6815 | 0.0039521 | 452.3171 | 0.98954 | 444.35 | 0.18984 | 452.6033 | 0.02404 | 444.35 | -0.0010681 | 444.35 | 0.0010836 | 452.3171 | 2.9523e-05 | 452.3171 | 2.3521e-05 | 452.6033 | 0 | 449.6815 | 0.00069513 | 685.3879 | 0.00464 | 449.6815 | -0.0018483 | 684.6394 | 0 | 685.3879 | 0.00186 | 452.3171 | 0.98854
| 452.7163 | 0.00030245 | 449.9024 | 0.0074369 | 452.7163 | 0.00088435 | 449.9024 | 0.0028027 | 452.432 | 4.9907e-05 | 449.9024 | 0.0059821 | 452.432 | 0.98672 | 444.57 | 0.19436 | 452.7163 | 0.02321 | 444.57 | -2.6905e-06 | 444.57 | 0.0010186 | 452.432 | 1.6055e-05 | 452.432 | 1.1761e-05 | 452.7163 | 0.00161 | 449.9024 | 0.00014663 | 685.5504 | 0.00371 | 449.9024 | 0.003463 | 684.8021 | 6.9993e-05 | 685.5504 | 0.00165 | 452.432 | 0.98624
| 452.8294 | 0 | 450.1232 | 0.007507 | 452.8294 | 0 | 450.1232 | 0.0017471 | 452.547 | 0 | 450.1232 | 0.0040129 | 452.547 | 0.98488 | 444.79 | 0.20285 | 452.8294 | 0.02441 | 444.79 | 0.00032017 | 444.79 | 0.0019614 | 452.547 | 3.0998e-05 | 452.547 | 2.5454e-05 | 452.8294 | 0 | 450.1232 | 0.0017018 | 685.7129 | 0.00388 | 450.1232 | -0.0037806 | 684.9647 | 0 | 685.7129 | 0.00179 | 452.547 | 0.9843
| 452.9424 | 0 | 450.3441 | 0.0074969 | 452.9424 | 0.00067626 | 450.3441 | 0.0033111 | 452.662 | 3.2289e-05 | 450.3441 | 0.0061289 | 452.662 | 0.98144 | 445.01 | 0.21017 | 452.9424 | 0.0223 | 445.01 | -0.00039012 | 445.01 | -0.00041178 | 452.662 | 1.499e-05 | 452.662 | 1.3902e-05 | 452.9424 | 0.00141 | 450.3441 | 0.0027266 | 685.8754 | 0.00468 | 450.3441 | 0.00089407 | 685.1273 | 8.9995e-05 | 685.8754 | 0.00175 | 452.662 | 0.97882
| 453.0554 | 0 | 450.565 | 0.0071202 | 453.0554 | 0 | 450.565 | 0.00032322 | 452.777 | 0 | 450.565 | 0.0034823 | 452.777 | 0.97991 | 445.23 | 0.22073 | 453.0554 | 0.02458 | 445.23 | -0.0024242 | 445.23 | -0.00080189 | 452.777 | 2.9195e-05 | 452.777 | 2.6947e-05 | 453.0554 | 0 | 450.565 | -0.0031554 | 686.0379 | 0.00461 | 450.565 | -0.00066739 | 685.29 | 0 | 686.0379 | 0.00193 | 452.777 | 0.97491
| 453.1684 | 0.00048213 | 450.786 | 0.0058729 | 453.1684 | 0.00144 | 450.786 | 0.0031481 | 452.892 | 1.4682e-05 | 450.786 | 0.0060653 | 452.892 | 0.97696 | 445.45 | 0.22195 | 453.1684 | 0.02398 | 445.45 | 0.00015874 | 445.45 | -0.00067186 | 452.892 | 1.4334e-05 | 452.892 | 1.3474e-05 | 453.1684 | 0.0012 | 450.786 | -0.0015326 | 686.2004 | 0.00496 | 450.786 | 0.0020882 | 685.4526 | 6.9993e-05 | 686.2004 | 0.00184 | 452.892 | 0.97035
| 453.2815 | 0 | 451.0069 | 0.0055295 | 453.2815 | 0 | 451.0069 | 0.00088337 | 453.007 | 0 | 451.0069 | 0.0036321 | 453.007 | 0.97557 | 445.67 | 0.23924 | 453.2815 | 0.02191 | 445.67 | -0.0019399 | 445.67 | -0.0025899 | 453.007 | 2.8375e-05 | 453.007 | 2.6947e-05 | 453.2815 | 0 | 451.0069 | -0.0011659 | 686.3629 | 0.00376 | 451.0069 | -0.0026829 | 685.6153 | 0 | 686.3629 | 0.00189 | 453.007 | 0.97018
| 453.3945 | 0.00026652 | 451.2278 | 0.0074083 | 453.3945 | 0.00064159 | 451.2278 | 0.0034191 | 453.122 | 1.4682e-05 | 451.2278 | 0.005826 | 453.122 | 0.97218 | 445.89 | 0.24144 | 453.3945 | 0.02301 | 445.89 | -0.0030698 | 445.89 | 0.00010836 | 453.122 | 1.4205e-05 | 453.122 | 1.3902e-05 | 453.3945 | 0.00082472 | 451.2278 | -0.0030775 | 686.5254 | 0.00499 | 451.2278 | -0.00090172 | 685.7779 | 6.9993e-05 | 686.5254 | 0.00171 | 453.122 | 0.96789
| 453.5075 | 0.00016197 | 451.4488 | 0.007313 | 453.5075 | 0 | 451.4488 | 0.00067614 | 453.237 | 0 | 451.4488 | 0.0036356 | 453.237 | 0.9691 | 446.12 | 0.25321 | 453.5075 | 0.02236 | 446.12 | -0.0010681 | 446.12 | -0.0013871 | 453.237 | 2.9687e-05 | 453.237 | 2.7375e-05 | 453.5075 | 0 | 451.4488 | 0.0030509 | 686.688 | 0.00274 | 451.4488 | -0.0017881 | 685.9406 | 0 | 686.688 | 0.00178 | 453.237 | 0.96614
| 453.6205 | 0.00109 | 451.6698 | 0.0079629 | 453.6205 | 0.0013 | 451.6698 | 0.0016364 | 453.352 | 3.2289e-05 | 451.6698 | 0.0057392 | 453.352 | 0.96426 | 446.34 | 0.25413 | 453.6205 | 0.02301 | 446.34 | 0.0035165 | 446.34 | -0.00050931 | 453.352 | 1.5646e-05 | 453.352 | 1.3682e-05 | 453.6205 | 0 | 451.6698 | 0.0014541 | 686.8505 | 0.00445 | 451.6698 | 0.0012582 | 686.1033 | 5.0004e-05 | 686.8505 | 0.00174 | 453.352 | 0.96131
| 453.7335 | 0 | 451.8908 | 0.0076085 | 453.7335 | 0 | 451.8908 | 3.4481e-05 | 453.467 | 0 | 451.8908 | 0.0036872 | 453.467 | 0.9601 | 446.56 | 0.27159 | 453.7335 | 0.02395 | 446.56 | -0.0015847 | 446.56 | -0.00028175 | 453.467 | 2.8703e-05 | 453.467 | 2.6299e-05 | 453.7335 | 0 | 451.8908 | -0.0015697 | 687.013 | 0.00311 | 451.8908 | -0.0016306 | 686.2659 | 0 | 687.013 | 0.00194 | 453.467 | 0.95726
| 453.8466 | 0.00096726 | 452.1118 | 0.0076181 | 453.8466 | 0.0018 | 452.1118 | 0.003039 | 453.582 | 3.2289e-05 | 452.1118 | 0.0052138 | 453.582 | 0.95573 | 446.78 | 0.27119 | 453.8466 | 0.0248 | 446.78 | -0.0012941 | 446.78 | -5.4182e-05 | 453.582 | 1.3385e-05 | 453.582 | 1.2617e-05 | 453.8466 | 0.00148 | 452.1118 | -0.00088142 | 687.1756 | 0.00353 | 452.1118 | 0.00093577 | 686.4286 | 8.9995e-05 | 687.1756 | 0.00189 | 453.582 | 0.95123
| 453.9596 | 0 | 452.3328 | 0.0070618 | 453.9596 | 0 | 452.3328 | 0.00029788 | 453.6971 | 0 | 452.3328 | 0.0031246 | 453.6971 | 0.95362 | 447 | 0.28636 | 453.9596 | 0.02429 | 447 | -0.00026098 | 447 | -0.00050931 | 453.6971 | 2.7673e-05 | 453.6971 | 2.3093e-05 | 453.9596 | 0 | 452.3328 | -0.0033616 | 687.3381 | 0.00459 | 452.3328 | -0.0028562 | 686.5913 | 0 | 687.3381 | 0.002 | 453.6971 | 0.94395
| 454.0727 | 0.00037433 | 452.5538 | 0.0075584 | 454.0727 | 0.00156 | 452.5538 | 0.0028619 | 453.8121 | 1.4682e-05 | 452.5538 | 0.0054358 | 453.8121 | 0.95031 | 447.22 | 0.28592 | 454.0727 | 0.02387 | 447.22 | 0.0013533 | 447.22 | 0.0013763 | 453.8121 | 1.4592e-05 | 453.8121 | 1.0476e-05 | 454.0727 | 0.00103 | 452.5538 | 0.00043261 | 687.5006 | 0.00498 | 452.5538 | 0.0020342 | 686.754 | 6.9993e-05 | 687.5006 | 0.00181 | 453.8121 | 0.93636
| 454.1857 | 0 | 452.7749 | 0.0074874 | 454.1857 | 0 | 452.7749 | 0.00025411 | 453.9271 | 0 | 452.7749 | 0.003247 | 453.9271 | 0.94691 | 447.44 | 0.30481 | 454.1857 | 0.0248 | 447.44 | 0.0023864 | 447.44 | 0.0020589 | 453.9271 | 2.9535e-05 | 453.9271 | 2.1599e-05 | 454.1857 | 0 | 452.7749 | -0.0020512 | 687.6632 | 0.00489 | 452.7749 | 1.5621e-05 | 686.9167 | 0 | 687.6632 | 0.00198 | 453.9271 | 0.93031
| 454.2987 | 0.00080555 | 452.9959 | 0.0070544 | 454.2987 | 0.00106 | 452.9959 | 0.0025233 | 454.0422 | 4.9907e-05 | 452.9959 | 0.0049944 | 454.0422 | 0.93972 | 447.66 | 0.31453 | 454.2987 | 0.02526 | 447.66 | 0.0018699 | 447.66 | 0.00040094 | 454.0422 | 1.5376e-05 | 454.0422 | 1.1124e-05 | 454.2987 | 0.00161 | 452.9959 | 0.0016109 | 687.8258 | 0.0038 | 452.9959 | -0.0014601 | 687.0794 | 3.0002e-05 | 687.8258 | 0.00185 | 454.0422 | 0.92622
| 454.4118 | 0 | 453.217 | 0.0055977 | 454.4118 | 0 | 453.217 | 0.00071001 | 454.1572 | 0 | 453.217 | 0.0029507 | 454.1572 | 0.9338 | 447.89 | 0.32629 | 454.4118 | 0.02231 | 447.89 | -0.0010358 | 447.89 | 0.00040094 | 454.1572 | 3.0179e-05 | 454.1572 | 2.7375e-05 | 454.4118 | 0 | 453.217 | -0.0032344 | 687.9883 | 0.00475 | 453.217 | -0.0011806 | 687.2421 | 0 | 687.9883 | 0.00195 | 454.1572 | 0.92477
| 454.5248 | 0.00161 | 453.4381 | 0.0074336 | 454.5248 | 0.00111 | 453.4381 | 0.0027469 | 454.2722 | 6.7514e-05 | 453.4381 | 0.0051266 | 454.2722 | 0.92638 | 448.11 | 0.33703 | 454.5248 | 0.02301 | 448.11 | -0.0015524 | 448.11 | 0.0013112 | 454.2722 | 1.5002e-05 | 454.2722 | 1.7218e-05 | 454.5248 | 0.00219 | 453.4381 | 0.00087872 | 688.1509 | 0.00485 | 453.4381 | -0.0030787 | 687.4049 | 8.9995e-05 | 688.1509 | 0.00174 | 454.2722 | 0.92253
| 454.6378 | 0 | 453.6592 | 0.0066129 | 454.6378 | 0 | 453.6592 | 0.0010279 | 454.3873 | 0 | 453.6592 | 0.0027937 | 454.3873 | 0.92224 | 448.33 | 0.34134 | 454.6378 | 0.02174 | 448.33 | 0.00057846 | 448.33 | -0.00034676 | 454.3873 | 3.0038e-05 | 454.3873 | 3.1548e-05 | 454.6378 | 0 | 453.6592 | -0.00022034 | 688.3135 | 0.00452 | 453.6592 | -0.0013922 | 687.5676 | 0 | 688.3135 | 0.00184 | 454.3873 | 0.92011
| 454.7509 | 5.091e-05 | 453.8803 | 0.0076609 | 454.7509 | 0.00098839 | 453.8803 | 0.0027335 | 454.5023 | 1.4682e-05 | 453.8803 | 0.0051656 | 454.5023 | 0.91625 | 448.55 | 0.34802 | 454.7509 | 0.02293 | 448.55 | -0.0011004 | 448.55 | 0.0009536 | 454.5023 | 1.5212e-05 | 454.5023 | 1.5285e-05 | 454.7509 | 0.00046859 | 453.8803 | 0.0022769 | 688.4761 | 0.00469 | 453.8803 | 0.00049532 | 687.7303 | 5.0004e-05 | 688.4761 | 0.0018 | 454.5023 | 0.91339
| 454.8639 | 0 | 454.1015 | 0.006608 | 454.8639 | 0 | 454.1015 | 0.00031244 | 454.6174 | 0 | 454.1015 | 0.002535 | 454.6174 | 0.91267 | 448.77 | 0.36839 | 454.8639 | 0.02299 | 448.77 | -0.00019641 | 448.77 | 0.00017338 | 454.6174 | 3.1362e-05 | 454.6174 | 2.866e-05 | 454.8639 | 0 | 454.1015 | -0.0025563 | 688.6387 | 0.00466 | 454.1015 | -0.0019856 | 687.893 | 0 | 688.6387 | 0.00202 | 454.6174 | 0.9084
| 454.977 | 0.0006079 | 454.3226 | 0.0076033 | 454.977 | 0.00146 | 454.3226 | 0.0025036 | 454.7325 | 0 | 454.3226 | 0.0048574 | 454.7325 | 0.90858 | 448.99 | 0.3749 | 454.977 | 0.025 | 448.99 | 0.0009659 | 448.99 | 0.0013112 | 454.7325 | 1.6173e-05 | 454.7325 | 1.433e-05 | 454.977 | 0.00146 | 454.3226 | 0.0022964 | 688.8013 | 0.0048 | 454.3226 | 0.0029887 | 688.0558 | 3.0002e-05 | 688.8013 | 0.00195 | 454.7325 | 0.90082
| 455.09 | 0 | 454.5438 | 0.0074432 | 455.09 | 0 | 454.5438 | 0.00022243 | 454.8475 | 0 | 454.5438 | 0.0028107 | 454.8475 | 0.90622 | 449.21 | 0.38988 | 455.09 | 0.02273 | 449.21 | -0.00058385 | 449.21 | -5.4182e-05 | 454.8475 | 3.1736e-05 | 454.8475 | 2.6727e-05 | 455.09 | 0 | 454.5438 | 0.00052048 | 688.9639 | 0.0036 | 454.5438 | -0.00035906 | 688.2185 | 0 | 688.9639 | 0.0021 | 454.8475 | 0.89506
| 455.2031 | 8.684e-05 | 454.7649 | 0.006659 | 455.2031 | 0.00165 | 454.7649 | 0.0031688 | 454.9626 | 4.9907e-05 | 454.7649 | 0.0045717 | 454.9626 | 0.90108 | 449.44 | 0.39113 | 455.2031 | 0.02409 | 449.44 | -0.00084214 | 449.44 | 0.0010186 | 454.9626 | 1.5564e-05 | 454.9626 | 1.2408e-05 | 455.2031 | 0.00109 | 454.7649 | 0.0038299 | 689.1265 | 0.00454 | 454.7649 | 0.0038018 | 688.3813 | 6.9993e-05 | 689.1265 | 0.0019 | 454.9626 | 0.88748
| 455.3161 | 0 | 454.9861 | 0.0064734 | 455.3161 | 0 | 454.9861 | 0.00052534 | 455.0777 | 0 | 454.9861 | 0.00247 | 455.0777 | 0.8936 | 449.66 | 0.41354 | 455.3161 | 0.02407 | 449.66 | -0.0014878 | 449.66 | -0.0022648 | 455.0777 | 3.0753e-05 | 455.0777 | 2.4169e-05 | 455.3161 | 0 | 454.9861 | -0.0011479 | 689.2891 | 0.00397 | 454.9861 | -0.0033301 | 688.544 | 0 | 689.2891 | 0.00202 | 455.0777 | 0.88189
| 455.4292 | 0.00030245 | 455.2073 | 0.0069609 | 455.4292 | 0.00113 | 455.2073 | 0.0033486 | 455.1928 | 4.9907e-05 | 455.2073 | 0.0044508 | 455.1928 | 0.88489 | 449.88 | 0.4184 | 455.4292 | 0.02645 | 449.88 | -0.0026501 | 449.88 | -0.0012895 | 455.1928 | 1.5189e-05 | 455.1928 | 1.1761e-05 | 455.4292 | 3.7485e-05 | 455.2073 | -0.00033214 | 689.4517 | 0.00434 | 455.2073 | 0.0042052 | 688.7068 | 6.9993e-05 | 689.4517 | 0.00179 | 455.1928 | 0.87672
| 455.5422 | 0 | 455.4285 | 0.0061556 | 455.5422 | 0 | 455.4285 | 0.00053626 | 455.3079 | 0 | 455.4285 | 0.0025435 | 455.3079 | 0.87907 | 450.1 | 0.43183 | 455.5422 | 0.02497 | 450.1 | -0.00022869 | 450.1 | -0.0013546 | 455.3079 | 3.087e-05 | 455.3079 | 2.2884e-05 | 455.5422 | 0 | 455.4285 | -0.00081198 | 689.6144 | 0.00294 | 455.4285 | 0.0036865 | 688.8696 | 0 | 689.6144 | 0.00193 | 455.3079 | 0.87291
| 455.6553 | 0.00124 | 455.6498 | 0.0070146 | 455.6553 | 0.00151 | 455.6498 | 0.0024821 | 455.423 | 4.9907e-05 | 455.6498 | 0.0039015 | 455.423 | 0.87475 | 450.32 | 0.44192 | 455.6553 | 0.02443 | 450.32 | 0.0010305 | 450.32 | -0.00021673 | 455.423 | 1.5821e-05 | 455.423 | 1.1124e-05 | 455.6553 | 0.00112 | 455.6498 | 0.0014585 | 689.777 | 0.0044 | 455.6498 | 0.0010414 | 689.0323 | 5.0004e-05 | 689.777 | 0.00181 | 455.423 | 0.86702
| 455.7683 | 0 | 455.871 | 0.0064743 | 455.7683 | 0 | 455.871 | 0.00010819 | 455.538 | 0 | 455.871 | 0.0021241 | 455.538 | 0.87215 | 450.54 | 0.46428 | 455.7683 | 0.02333 | 450.54 | -0.0012941 | 450.54 | -0.0023624 | 455.538 | 2.9909e-05 | 455.538 | 2.4806e-05 | 455.7683 | 0 | 455.871 | -0.0022209 | 689.9396 | 0.00348 | 455.871 | -0.0024968 | 689.1951 | 0 | 689.9396 | 0.00197 | 455.538 | 0.86187
| 455.8814 | 0.00131 | 456.0923 | 0.0070216 | 455.8814 | 0.00084967 | 456.0923 | 0.001511 | 455.6531 | 4.9907e-05 | 456.0923 | 0.0043173 | 455.6531 | 0.86712 | 450.76 | 0.46998 | 455.8814 | 0.02497 | 450.76 | -0.0014233 | 450.76 | 0.00010836 | 455.6531 | 1.4311e-05 | 455.6531 | 1.3682e-05 | 455.8814 | 0.00124 | 456.0923 | 0.001954 | 690.1023 | 0.00457 | 456.0923 | 0.0039988 | 689.3579 | 3.0002e-05 | 690.1023 | 0.00181 | 455.6531 | 0.85485
| 455.9944 | 0 | 456.3135 | 0.0068237 | 455.9944 | 0 | 456.3135 | -5.992e-05 | 455.7683 | 0 | 456.3135 | 0.0023465 | 455.7683 | 0.86192 | 450.99 | 0.48913 | 455.9944 | 0.02174 | 450.99 | -0.0012941 | 450.99 | -0.00031426 | 455.7683 | 2.9359e-05 | 455.7683 | 2.8012e-05 | 455.9944 | 0 | 456.3135 | 0.0028007 | 690.2649 | 0.00381 | 456.3135 | -0.0010512 | 689.5207 | 0 | 690.2649 | 0.00185 | 455.7683 | 0.84997
| 456.1075 | 0.00138 | 456.5348 | 0.006875 | 456.1075 | 0.00146 | 456.5348 | 0.0030173 | 455.8834 | 1.4682e-05 | 456.5348 | 0.004248 | 455.8834 | 0.8535 | 451.21 | 0.50306 | 456.1075 | 0.0273 | 451.21 | 0.00019102 | 451.21 | 0.0023191 | 455.8834 | 1.5271e-05 | 455.8834 | 1.433e-05 | 456.1075 | 0.00232 | 456.5348 | 0.0011081 | 690.4276 | 0.00441 | 456.5348 | 0.0017911 | 689.6834 | 8.9995e-05 | 690.4276 | 0.00176 | 455.8834 | 0.84244
| 456.2206 | 0 | 456.7561 | 0.0066234 | 456.2206 | 0 | 456.7561 | 0.00020912 | 455.9985 | 0 | 456.7561 | 0.0022025 | 455.9985 | 0.8468 | 451.43 | 0.51774 | 456.2206 | 0.0248 | 451.43 | -0.001843 | 451.43 | 0.00082357 | 455.9985 | 3.087e-05 | 455.9985 | 2.6091e-05 | 456.2206 | 0 | 456.7561 | 0.00096506 | 690.5902 | 0.00417 | 456.7561 | 0.0025291 | 689.8463 | 0 | 690.5902 | 0.00195 | 455.9985 | 0.83635
| 456.3336 | 0.00098522 | 456.9774 | 0.0070411 | 456.3336 | 0.00158 | 456.9774 | 0.0017235 | 456.1136 | 4.9907e-05 | 456.9774 | 0.0038747 | 456.1136 | 0.83812 | 451.65 | 0.52431 | 456.3336 | 0.02594 | 451.65 | -0.00077756 | 451.65 | 0.00033593 | 456.1136 | 1.5681e-05 | 456.1136 | 1.1761e-05 | 456.3336 | 0.0015 | 456.9774 | 0.0025037 | 690.7529 | 0.00526 | 456.9774 | 0.0025925 | 690.0091 | 3.0002e-05 | 690.7529 | 0.00188 | 456.1136 | 0.82921
| 456.4467 | 0 | 457.1988 | 0.0062744 | 456.4467 | 0 | 457.1988 | 0.0010406 | 456.2287 | 0 | 457.1988 | 0.001918 | 456.2287 | 0.83278 | 451.87 | 0.54256 | 456.4467 | 0.02216 | 451.87 | -0.0023273 | 451.87 | -0.0027199 | 456.2287 | 3.1982e-05 | 456.2287 | 2.0633e-05 | 456.4467 | 0 | 457.1988 | -0.00062702 | 690.9156 | 0.00519 | 457.1988 | -0.0025114 | 690.1719 | 0 | 690.9156 | 0.00202 | 456.2287 | 0.82496
| 456.5598 | 0.00026652 | 457.4201 | 0.0064998 | 456.5598 | 0.00106 | 457.4201 | 0.0031978 | 456.3438 | 3.2289e-05 | 457.4201 | 0.0041615 | 456.3438 | 0.82666 | 452.09 | 0.54408 | 456.5598 | 0.02665 | 452.09 | -0.0022305 | 452.09 | 0.0020589 | 456.3438 | 1.6383e-05 | 456.3438 | 8.8725e-06 | 456.5598 | 0.00231 | 457.4201 | 0.0010456 | 691.0783 | 0.00554 | 457.4201 | -0.0021135 | 690.3347 | 6.9993e-05 | 691.0783 | 0.00176 | 456.3438 | 0.82064
| 456.6728 | 0 | 457.6415 | 0.0063854 | 456.6728 | 0 | 457.6415 | 0.0016362 | 456.459 | 0 | 457.6415 | 0.0020591 | 456.459 | 0.82305 | 452.32 | 0.56812 | 456.6728 | 0.02486 | 452.32 | -9.9549e-05 | 452.32 | -0.0016472 | 456.459 | 3.1818e-05 | 456.459 | 2.1918e-05 | 456.6728 | 0 | 457.6415 | -0.0008537 | 691.241 | 0.00413 | 457.6415 | -0.0010012 | 690.4975 | 0 | 691.241 | 0.00194 | 456.459 | 0.81694
| 456.7859 | 0.00023058 | 457.8628 | 0.0060379 | 456.7859 | 0.0003468 | 457.8628 | 0.0021805 | 456.5741 | 4.9907e-05 | 457.8628 | 0.0038132 | 456.5741 | 0.81708 | 452.54 | 0.57749 | 456.7859 | 0.02557 | 452.54 | 0.00083675 | 452.54 | -0.00080189 | 456.5741 | 1.5517e-05 | 456.5741 | 1.3254e-05 | 456.7859 | 0.00221 | 457.8628 | 0.0032453 | 691.4036 | 0.0045 | 457.8628 | -0.0012252 | 690.6603 | 8.9995e-05 | 691.4036 | 0.0018 | 456.5741 | 0.80927
| 456.899 | 0 | 458.0842 | 0.0062213 | 456.899 | 0 | 458.0842 | -0.00030385 | 456.6892 | 0 | 458.0842 | 0.002336 | 456.6892 | 0.81176 | 452.76 | 0.59217 | 456.899 | 0.02705 | 452.76 | -0.0033604 | 452.76 | -0.0013546 | 456.6892 | 2.9441e-05 | 456.6892 | 2.5662e-05 | 456.899 | 0 | 458.0842 | -0.0019848 | 691.5663 | 0.00418 | 458.0842 | -0.0012116 | 690.8232 | 0 | 691.5663 | 0.00205 | 456.6892 | 0.80133
| 457.0121 | 0.00075165 | 458.3056 | 0.0056936 | 457.0121 | 0.00243 | 458.3056 | 0.001497 | 456.8044 | 1.4682e-05 | 458.3056 | 0.0040175 | 456.8044 | 0.80441 | 452.98 | 0.60971 | 457.0121 | 0.02475 | 452.98 | -0.00084214 | 452.98 | 0.0010836 | 456.8044 | 1.4147e-05 | 456.8044 | 1.3474e-05 | 457.0121 | 0.00184 | 458.3056 | -0.0015446 | 691.7291 | 0.00443 | 458.3056 | 0.0016994 | 690.986 | 3.0002e-05 | 691.7291 | 0.00183 | 456.8044 | 0.79256
| 457.1251 | 0 | 458.527 | 0.0065925 | 457.1251 | 0 | 458.527 | 0.0015924 | 456.9195 | 0 | 458.527 | 0.0021823 | 456.9195 | 0.79814 | 453.2 | 0.62124 | 457.1251 | 0.02495 | 453.2 | -0.0024242 | 453.2 | -0.00086692 | 456.9195 | 2.7485e-05 | 456.9195 | 2.3741e-05 | 457.1251 | 0 | 458.527 | 0.000249 | 691.8918 | 0.00325 | 458.527 | 0.00025998 | 691.1488 | 0 | 691.8918 | 0.00195 | 456.9195 | 0.78722
| 457.2382 | 0.00073368 | 458.7484 | 0.0069238 | 457.2382 | 0.0012 | 458.7484 | 0.0016153 | 457.0347 | 3.2289e-05 | 458.7484 | 0.0040053 | 457.0347 | 0.79059 | 453.42 | 0.62916 | 457.2382 | 0.02639 | 453.42 | 0.00073989 | 453.42 | -0.00070437 | 457.0347 | 1.3526e-05 | 457.0347 | 1.1552e-05 | 457.2382 | 0.00109 | 458.7484 | -0.0025591 | 692.0545 | 0.00471 | 458.7484 | 0.0012206 | 691.3117 | 6.9993e-05 | 692.0545 | 0.00174 | 457.0347 | 0.78012
| 457.3513 | 0 | 458.9699 | 0.0067885 | 457.3513 | 0 | 458.9699 | 0.00053126 | 457.1498 | 0 | 458.9699 | 0.0020937 | 457.1498 | 0.78474 | 453.65 | 0.65363 | 457.3513 | 0.0231 | 453.65 | -0.0017461 | 453.65 | -0.0015822 | 457.1498 | 2.9312e-05 | 457.1498 | 2.1808e-05 | 457.3513 | 0 | 458.9699 | 0.00063276 | 692.2172 | 0.0045 | 458.9699 | -0.0025734 | 691.4745 | 0 | 692.2172 | 0.00194 | 457.1498 | 0.77431
| 457.4644 | 0.00073368 | 459.1913 | 0.0071586 | 457.4644 | 0.00231 | 459.1913 | 0.0034863 | 457.265 | 3.2289e-05 | 459.1913 | 0.004042 | 457.265 | 0.77638 | 453.87 | 0.66458 | 457.4644 | 0.02404 | 453.87 | -0.0010681 | 453.87 | -0.001322 | 457.265 | 1.6091e-05 | 457.265 | 1.1332e-05 | 457.4644 | 0.00133 | 459.1913 | 0.0014616 | 692.3799 | 0.00571 | 459.1913 | 0.0049362 | 691.6374 | 6.9993e-05 | 692.3799 | 0.0018 | 457.265 | 0.76523
| 457.5774 | 0 | 459.4128 | 0.0068313 | 457.5774 | 0 | 459.4128 | 0.00084809 | 457.3802 | 0 | 459.4128 | 0.0021326 | 457.3802 | 0.76823 | 454.09 | 0.68199 | 457.5774 | 0.02529 | 454.09 | 0.00022331 | 454.09 | -0.0016147 | 457.3802 | 3.0261e-05 | 457.3802 | 2.1808e-05 | 457.5774 | 0 | 459.4128 | -0.00019393 | 692.5426 | 0.00505 | 459.4128 | 0.00042324 | 691.8003 | 0 | 692.5426 | 0.00195 | 457.3802 | 0.75728
| 457.6905 | 0 | 459.6343 | 0.0067906 | 457.6905 | 0.0007803 | 459.6343 | 0.0021423 | 457.4953 | 4.9907e-05 | 459.6343 | 0.0038221 | 457.4953 | 0.75831 | 454.31 | 0.69238 | 457.6905 | 0.0256 | 454.31 | 0.0010305 | 454.31 | -0.00076939 | 457.4953 | 1.4334e-05 | 457.4953 | 1.0695e-05 | 457.6905 | 0.00133 | 459.6343 | -0.00072831 | 692.7054 | 0.00538 | 459.6343 | 0.0014524 | 691.9631 | 3.0002e-05 | 692.7054 | 0.0018 | 457.4953 | 0.74742
| 457.8036 | 0 | 459.8558 | 0.0064896 | 457.8036 | 0.00027809 | 459.8558 | -1.8528e-05 | 457.6105 | 0 | 459.8558 | 0.0019477 | 457.6105 | 0.75163 | 454.53 | 0.70162 | 457.8036 | 0.02404 | 454.53 | 0.00044931 | 454.53 | -0.0012245 | 457.6105 | 2.8539e-05 | 457.6105 | 2.3741e-05 | 457.8036 | 0 | 459.8558 | 0.0015731 | 692.8681 | 0.00612 | 459.8558 | -0.0034533 | 692.126 | 0 | 692.8681 | 0.00192 | 457.6105 | 0.74033
| 457.9167 | 0.00116 | 460.0773 | 0.0064268 | 457.9167 | 0.00123 | 460.0773 | 0.002059 | 457.7257 | 0 | 460.0773 | 0.0042217 | 457.7257 | 0.74363 | 454.75 | 0.72128 | 457.9167 | 0.0267 | 454.75 | 0.00032017 | 454.75 | 0.00075855 | 457.7257 | 1.458e-05 | 457.7257 | 1.3045e-05 | 457.9167 | 0.0012 | 460.0773 | 0.0014894 | 693.0309 | 0.00564 | 460.0773 | 0.0025888 | 692.2889 | 6.9993e-05 | 693.0309 | 0.00186 | 457.7257 | 0.73299
| 458.0298 | 0 | 460.2988 | 0.0068318 | 458.0298 | 0 | 460.2988 | 0.0010152 | 457.8408 | 0 | 460.2988 | 0.0018328 | 457.8408 | 0.73767 | 454.98 | 0.73423 | 458.0298 | 0.02463 | 454.98 | 0.00073989 | 454.98 | 0.002514 | 457.8408 | 3.0507e-05 | 457.8408 | 2.8012e-05 | 458.0298 | 0 | 460.2988 | 0.0030115 | 693.1936 | 0.00443 | 460.2988 | -0.0012589 | 692.4517 | 0 | 693.1936 | 0.00204 | 457.8408 | 0.72798
| 458.1429 | 0.00152 | 460.5203 | 0.0064744 | 458.1429 | 0.00163 | 460.5203 | 0.0030041 | 457.956 | 4.9907e-05 | 460.5203 | 0.0038729 | 457.956 | 0.73085 | 455.2 | 0.74489 | 458.1429 | 0.02696 | 455.2 | 0.00012645 | 455.2 | -0.0001192 | 457.956 | 1.6243e-05 | 457.956 | 1.5186e-05 | 458.1429 | 0.00131 | 460.5203 | 0.00023324 | 693.3564 | 0.00586 | 460.5203 | 0.00067179 | 692.6146 | 0.00011 | 693.3564 | 0.00187 | 457.956 | 0.72212
| 458.256 | 0 | 460.7419 | 0.0067004 | 458.256 | 0 | 460.7419 | 0.0015302 | 458.0712 | 0 | 460.7419 | 0.0017633 | 458.0712 | 0.72628 | 455.42 | 0.7654 | 458.256 | 0.02537 | 455.42 | -0.00032556 | 455.42 | -0.00093193 | 458.0712 | 3.1432e-05 | 458.0712 | 2.5981e-05 | 458.256 | 0 | 460.7419 | -0.0016402 | 693.5192 | 0.00411 | 460.7419 | -0.00026817 | 692.7775 | 0 | 693.5192 | 0.00198 | 458.0712 | 0.71738
| 458.3691 | 0.00057197 | 460.9634 | 0.0067651 | 458.3691 | 0.00158 | 460.9634 | 0.0024293 | 458.1864 | 3.2289e-05 | 460.9634 | 0.0036493 | 458.1864 | 0.71882 | 455.64 | 0.77426 | 458.3691 | 0.0267 | 455.64 | -3.4977e-05 | 455.64 | -0.00021673 | 458.1864 | 1.5704e-05 | 458.1864 | 1.1014e-05 | 458.3691 | 0.00122 | 460.9634 | 0.00092072 | 693.6819 | 0.00645 | 460.9634 | 0.0016871 | 692.9404 | 8.9995e-05 | 693.6819 | 0.0018 | 458.1864 | 0.71005
| 458.4822 | 0 | 461.185 | 0.0053171 | 458.4822 | 0 | 461.185 | 0.00069753 | 458.3016 | 0 | 461.185 | 0.0023349 | 458.3016 | 0.71052 | 455.86 | 0.77852 | 458.4822 | 0.02651 | 455.86 | -0.0045874 | 455.86 | -0.0015496 | 458.3016 | 3.0097e-05 | 458.3016 | 2.385e-05 | 458.4822 | 0 | 461.185 | 0.0007735 | 693.8447 | 0.00439 | 461.185 | -0.0011433 | 693.1033 | 0 | 693.8447 | 0.00201 | 458.3016 | 0.70166
| 458.5953 | 0.00094928 | 461.4066 | 0.0068225 | 458.5953 | 0.00104 | 461.4066 | 0.0023651 | 458.4168 | 6.7514e-05 | 461.4066 | 0.0040966 | 458.4168 | 0.69933 | 456.09 | 0.7944 | 458.5953 | 0.0254 | 456.09 | -0.0011327 | 456.09 | 0.0016038 | 458.4168 | 1.4826e-05 | 458.4168 | 1.3254e-05 | 458.5953 | 0.00065603 | 461.4066 | -6.3615e-05 | 694.0075 | 0.00478 | 461.4066 | 0.002006 | 693.2663 | 6.9993e-05 | 694.0075 | 0.00182 | 458.4168 | 0.69134
| 458.7084 | 0 | 461.6282 | 0.0066589 | 458.7084 | 0 | 461.6282 | 0.00098146 | 458.532 | 0 | 461.6282 | 0.0019989 | 458.532 | 0.69002 | 456.31 | 0.81952 | 458.7084 | 0.02673 | 456.31 | -0.00074527 | 456.31 | -5.4182e-05 | 458.532 | 2.9687e-05 | 458.532 | 2.8232e-05 | 458.7084 | 0 | 461.6282 | -0.00080835 | 694.1703 | 0.00561 | 461.6282 | 0.00058514 | 693.4292 | 0 | 694.1703 | 0.00194 | 458.532 | 0.68223
| 458.8215 | 0.00042823 | 461.8498 | 0.0063482 | 458.8215 | 0.00072829 | 461.8498 | 0.0020158 | 458.6472 | 4.9907e-05 | 461.8498 | 0.0038205 | 458.6472 | 0.68096 | 456.53 | 0.83471 | 458.8215 | 0.02659 | 456.53 | 0.00083675 | 456.53 | 0.0009211 | 458.6472 | 1.5294e-05 | 458.6472 | 1.5186e-05 | 458.8215 | 0.00204 | 461.8498 | -0.00036742 | 694.3331 | 0.00396 | 461.8498 | 5.6725e-05 | 693.5921 | 6.9993e-05 | 694.3331 | 0.00182 | 458.6472 | 0.67579
| 458.9346 | 0.00044991 | 462.0715 | 0.006347 | 458.9346 | 0 | 462.0715 | 0.00063636 | 458.7625 | 0 | 462.0715 | 0.0019269 | 458.7625 | 0.676 | 456.75 | 0.83288 | 458.9346 | 0.02245 | 456.75 | -0.0019399 | 456.75 | -8.6692e-05 | 458.7625 | 3.0565e-05 | 458.7625 | 2.6091e-05 | 458.9346 | 0 | 462.0715 | -0.0014288 | 694.4959 | 0.00482 | 462.0715 | -0.00085638 | 693.755 | 0 | 694.4959 | 0.00198 | 458.7625 | 0.67073
| 459.0477 | 0.00078757 | 462.2931 | 0.0066004 | 459.0477 | 0.00179 | 462.2931 | 0.0026865 | 458.8777 | 3.2289e-05 | 462.2931 | 0.0035273 | 458.8777 | 0.67095 | 456.97 | 0.84931 | 459.0477 | 0.02821 | 456.97 | -0.00032556 | 456.97 | 1.0836e-05 | 458.8777 | 1.5517e-05 | 458.8777 | 1.1332e-05 | 459.0477 | 0.00054357 | 462.2931 | 0.00086693 | 694.6587 | 0.00619 | 462.2931 | 0.0014276 | 693.918 | 6.9993e-05 | 694.6587 | 0.00188 | 458.8777 | 0.66612
| 459.1608 | 0 | 462.5148 | 0.0062683 | 459.1608 | 0 | 462.5148 | 0.0011058 | 458.9929 | 0 | 462.5148 | 0.001544 | 458.9929 | 0.66793 | 457.19 | 0.8687 | 459.1608 | 0.02619 | 457.19 | -0.00058385 | 457.19 | 0.0031967 | 458.9929 | 3.0202e-05 | 458.9929 | 2.3093e-05 | 459.1608 | 0 | 462.5148 | -0.0015155 | 694.8215 | 0.00508 | 462.5148 | 0.00049738 | 694.0809 | 0 | 694.8215 | 0.00207 | 458.9929 | 0.66107
| 459.2739 | 0.0012 | 462.7365 | 0.0067027 | 459.2739 | 0.00127 | 462.7365 | 0.0028719 | 459.1081 | 4.9907e-05 | 462.7365 | 0.0036916 | 459.1081 | 0.66141 | 457.42 | 0.8741 | 459.2739 | 0.02744 | 457.42 | -0.001165 | 457.42 | -0.0015171 | 459.1081 | 1.4802e-05 | 459.1081 | 1.198e-05 | 459.2739 | 0.00139 | 462.7365 | -0.00090865 | 694.9843 | 0.00684 | 462.7365 | 0.0015827 | 694.2438 | 5.0004e-05 | 694.9843 | 0.00201 | 459.1081 | 0.65397
| 459.387 | 0 | 462.9581 | 0.0062265 | 459.387 | 0 | 462.9581 | 0.001392 | 459.2234 | 0 | 462.9581 | 0.0018869 | 459.2234 | 0.655 | 457.64 | 0.88698 | 459.387 | 0.02716 | 457.64 | 0.0019991 | 457.64 | 4.3346e-05 | 459.2234 | 3.0097e-05 | 459.2234 | 2.4169e-05 | 459.387 | 0 | 462.9581 | -0.00066003 | 695.1472 | 0.00482 | 462.9581 | -0.0026808 | 694.4068 | 0 | 695.1472 | 0.00213 | 459.2234 | 0.64721
| 459.5001 | 0.00188 | 463.1798 | 0.0063802 | 459.5001 | 0.00121 | 463.1798 | 0.0024771 | 459.3386 | 6.7514e-05 | 463.1798 | 0.0035265 | 459.3386 | 0.64547 | 457.86 | 0.8996 | 459.5001 | 0.02713 | 457.86 | -0.00087442 | 457.86 | -0.0014846 | 459.3386 | 1.5599e-05 | 459.3386 | 1.2408e-05 | 459.5001 | 0.00124 | 463.1798 | -0.00047789 | 695.31 | 0.00528 | 463.1798 | 0.0014583 | 694.5697 | 6.9993e-05 | 695.31 | 0.00187 | 459.3386 | 0.63838
| 459.6132 | 0 | 463.4016 | 0.006496 | 459.6132 | 0 | 463.4016 | 0.00037169 | 459.4538 | 0 | 463.4016 | 0.0019691 | 459.4538 | 0.63809 | 458.08 | 0.9146 | 459.6132 | 0.02736 | 458.08 | -0.0025855 | 458.08 | -0.0016147 | 459.4538 | 3.1057e-05 | 459.4538 | 2.5025e-05 | 459.6132 | 0 | 463.4016 | -0.00061018 | 695.4728 | 0.00563 | 463.4016 | -0.0008312 | 694.7327 | 0 | 695.4728 | 0.00198 | 459.4538 | 0.63122
| 459.7263 | 0.00015871 | 463.6233 | 0.0064955 | 459.7263 | 0.00091902 | 463.6233 | 0.0017994 | 459.5691 | 1.4682e-05 | 463.6233 | 0.0035421 | 459.5691 | 0.62978 | 458.3 | 0.91133 | 459.7263 | 0.0277 | 458.3 | -0.0029085 | 458.3 | -0.0017446 | 459.5691 | 1.5973e-05 | 459.5691 | 1.2837e-05 | 459.7263 | 0.00126 | 463.6233 | 0.0016197 | 695.6357 | 0.0064 | 463.6233 | 0.0023245 | 694.8957 | 3.0002e-05 | 695.6357 | 0.00187 | 459.5691 | 0.62296
| 459.8395 | 0 | 463.845 | 0.0060893 | 459.8395 | 0 | 463.845 | 0.0014572 | 459.6843 | 0 | 463.845 | 0.0017909 | 459.6843 | 0.62377 | 458.53 | 0.92763 | 459.8395 | 0.02668 | 458.53 | 0.00080447 | 458.53 | 0.00056349 | 459.6843 | 2.9687e-05 | 459.6843 | 2.6519e-05 | 459.8395 | 0 | 463.845 | 0.00068703 | 695.7985 | 0.00659 | 463.845 | 0.0012397 | 695.0586 | 0 | 695.7985 | 0.00213 | 459.6843 | 0.61543
| 459.9526 | 0.00051807 | 464.0668 | 0.0061749 | 459.9526 | 0.00111 | 464.0668 | 0.0030475 | 459.7996 | 1.4682e-05 | 464.0668 | 0.0031653 | 459.7996 | 0.61666 | 458.75 | 0.93987 | 459.9526 | 0.0292 | 458.75 | -0.00093899 | 458.75 | 0.0009536 | 459.7996 | 1.4229e-05 | 459.7996 | 1.3902e-05 | 459.9526 | 0.00093719 | 464.0668 | 0.0022169 | 695.9614 | 0.007 | 464.0668 | -0.0015063 | 695.2216 | 6.9993e-05 | 695.9614 | 0.00195 | 459.7996 | 0.60881
| 460.0657 | 0 | 464.2886 | 0.0058761 | 460.0657 | 0 | 464.2886 | -0.00016129 | 459.9149 | 0 | 464.2886 | 0.0017316 | 459.9149 | 0.61094 | 458.97 | 0.94354 | 460.0657 | 0.0281 | 458.97 | -6.7263e-05 | 458.97 | -0.0032725 | 459.9149 | 2.9312e-05 | 459.9149 | 2.4169e-05 | 460.0657 | 0 | 464.2886 | 0.00014198 | 696.1242 | 0.0052 | 464.2886 | -0.00090694 | 695.3846 | 0 | 696.1242 | 0.00213 | 459.9149 | 0.60258
| 460.1788 | 0.00076961 | 464.5103 | 0.0059091 | 460.1788 | 0.00192 | 464.5103 | 0.0018382 | 460.0301 | 6.7514e-05 | 464.5103 | 0.003177 | 460.0301 | 0.60309 | 459.19 | 0.95349 | 460.1788 | 0.02875 | 459.19 | 0.00032017 | 459.19 | 0.00027091 | 460.0301 | 1.9334e-05 | 460.0301 | 1.3792e-05 | 460.1788 | 0.00116 | 464.5103 | 0.0017135 | 696.2871 | 0.00665 | 464.5103 | 0.0018325 | 695.5476 | 3.0002e-05 | 696.2871 | 0.00204 | 460.0301 | 0.59537
| 460.2919 | 0 | 464.7321 | 0.0060461 | 460.2919 | 0 | 464.7321 | 0.002438 | 460.1454 | 1.4682e-05 | 464.7321 | 0.0029764 | 460.1454 | 0.59491 | 459.41 | 0.96523 | 460.2919 | 0.02946 | 459.41 | -0.0012941 | 459.41 | 0.00053099 | 460.1454 | 2.1782e-05 | 460.1454 | 1.6998e-05 | 460.2919 | 0.00014702 | 464.7321 | -0.00044136 | 696.45 | 0.00672 | 464.7321 | -0.0013442 | 695.7106 | 0 | 696.45 | 0.00208 | 460.1454 | 0.58696
| 460.4051 | 0 | 464.954 | 0.0063945 | 460.4051 | 0.00062425 | 464.954 | 0.0010508 | 460.2607 | 3.2289e-05 | 464.954 | 0.0019661 | 460.2607 | 0.58635 | 459.64 | 0.98321 | 460.4051 | 0.03073 | 459.64 | -0.0016493 | 459.64 | -0.0021348 | 460.2607 | 1.0926e-05 | 460.2607 | 7.5878e-06 | 460.4051 | 0 | 464.954 | 0.00032523 | 696.6128 | 0.00556 | 464.954 | -0.0012049 | 695.8736 | 1.0001e-05 | 696.6128 | 0.00204 | 460.2607 | 0.57903
| 460.5182 | 0 | 465.1758 | 0.0064296 | 460.5182 | 0 | 465.1758 | 0.0030692 | 460.3759 | 1.4682e-05 | 465.1758 | 0.0033262 | 460.3759 | 0.57732 | 459.86 | 0.98254 | 460.5182 | 0.02997 | 459.86 | -0.0020045 | 459.86 | 0.002449 | 460.3759 | 9.7902e-06 | 460.3759 | 6.6324e-06 | 460.5182 | 0.0002221 | 465.1758 | -0.00067062 | 696.7757 | 0.0067 | 465.1758 | -6.2959e-05 | 696.0366 | 6.6672e-06 | 696.7757 | 0.00193 | 460.3759 | 0.57116
| 460.6313 | 0.00023058 | 465.3976 | 0.0060736 | 460.6313 | 0.00086701 | 465.3976 | 0.0010686 | 460.4912 | 0 | 465.3976 | 0.0016448 | 460.4912 | 0.57116 | 460.08 | 0.98435 | 460.6313 | 0.02923 | 460.08 | -2.6905e-06 | 460.08 | 7.5855e-05 | 460.4912 | 1.061e-05 | 460.4912 | 5.0292e-06 | 460.6313 | 0 | 465.3976 | -0.0014772 | 696.9386 | 0.0057 | 465.3976 | -0.0014673 | 696.1996 | 3.0002e-05 | 696.9386 | 0.00201 | 460.4912 | 0.56544
| 460.7444 | 0 | 465.6195 | 0.0063972 | 460.7444 | 0 | 465.6195 | 0.0025166 | 460.6065 | 1.4682e-05 | 465.6195 | 0.0033966 | 460.6065 | 0.56438 | 460.3 | 0.98388 | 460.7444 | 0.02949 | 460.3 | 0.00080447 | 460.3 | -0.00086692 | 460.6065 | 8.584e-06 | 460.6065 | 6.0944e-06 | 460.7444 | 0 | 465.6195 | -0.0010127 | 697.1015 | 0.00914 | 465.6195 | -0.00030001 | 696.3626 | 0 | 697.1015 | 0.00192 | 460.6065 | 0.5594
| 460.8576 | 0.00078757 | 465.8414 | 0.0057505 | 460.8576 | 0.00146 | 465.8414 | 0.00082052 | 460.7218 | 1.4682e-05 | 465.8414 | 0.0017822 | 460.7218 | 0.56058 | 460.53 | 0.99185 | 460.8576 | 0.03142 | 460.53 | -3.4977e-05 | 460.53 | -0.00099695 | 460.7218 | 9.0759e-06 | 460.7218 | 8.8725e-06 | 460.8576 | 0 | 465.8414 | 0.00031213 | 697.2644 | 0.00712 | 465.8414 | -0.0016198 | 696.5256 | 3.0002e-05 | 697.2644 | 0.00198 | 460.7218 | 0.55646
| 460.9707 | 0 | 466.0632 | 0.0063663 | 460.9707 | 0 | 466.0632 | 0.0024136 | 460.8371 | 0 | 466.0632 | 0.0032517 | 460.8371 | 0.55454 | 460.75 | 0.99727 | 460.9707 | 0.03025 | 460.75 | 0.00051389 | 460.75 | -0.00041178 | 460.8371 | 9.2632e-06 | 460.8371 | 9.729e-06 | 460.9707 | 0 | 466.0632 | 0.0010183 | 697.4273 | 0.00645 | 466.0632 | 0.0013235 | 696.6886 | 0 | 697.4273 | 0.00188 | 460.8371 | 0.55203
| 461.0839 | 0.00093132 | 466.2851 | 0.006099 | 461.0839 | 0.00091902 | 466.2851 | 0.0011377 | 460.9524 | 3.2289e-05 | 466.2851 | 0.0014118 | 460.9524 | 0.55006 | 460.97 | 0.99616 | 461.0839 | 0.02932 | 460.97 | -0.00035784 | 460.97 | 0.00040094 | 460.9524 | 1.0844e-05 | 460.9524 | 1.2298e-05 | 461.0839 | 0.00037488 | 466.2851 | -0.0022435 | 697.5902 | 0.00547 | 466.2851 | 0.00017452 | 696.8517 | 1.0001e-05 | 697.5902 | 0.00196 | 460.9524 | 0.54838
| 461.197 | 0 | 466.507 | 0.0062355 | 461.197 | 0 | 466.507 | 0.0021369 | 461.0677 | 0 | 466.507 | 0.0032385 | 461.0677 | 0.54318 | 461.19 | 0.98863 | 461.197 | 0.0298 | 461.19 | 0.00064304 | 461.19 | -0.00093193 | 461.0677 | 1.0938e-05 | 461.0677 | 9.0921e-06 | 461.197 | 0.00048487 | 466.507 | -0.00024229 | 697.7531 | 0.00791 | 466.507 | 0.0005114 | 697.0147 | 0 | 697.7531 | 0.00189 | 461.0677 | 0.54199
| 461.3101 | 0.00033839 | 466.729 | 0.0062613 | 461.3101 | 0.00192 | 466.729 | 0.0011314 | 461.183 | 0 | 466.729 | 0.0017821 | 461.183 | 0.53785 | 461.41 | 1 | 461.3101 | 0.02934 | 461.41 | 0.00041703 | 461.41 | 0.0014737 | 461.183 | 1.0633e-05 | 461.183 | 8.1258e-06 | 461.3101 | 0 | 466.729 | -0.0016863 | 697.9161 | 0.00644 | 466.729 | -0.0016824 | 697.1777 | 3.0002e-05 | 697.9161 | 0.002 | 461.183 | 0.53623
| 461.4233 | 0 | 466.9509 | 0.0064586 | 461.4233 | 0 | 466.9509 | 0.0026668 | 461.2983 | 1.4682e-05 | 466.9509 | 0.0032318 | 461.2983 | 0.53078 | 461.64 | 0.98678 | 461.4233 | 0.03116 | 461.64 | -0.00022869 | 461.64 | -0.0026874 | 461.2983 | 1.0141e-05 | 461.2983 | 4.2825e-06 | 461.4233 | 0 | 466.9509 | 0.002143 | 698.079 | 0.00874 | 466.9509 | 0.0018123 | 697.3408 | 6.6672e-06 | 698.079 | 0.00193 | 461.2983 | 0.52945
| 461.5364 | 0 | 467.1728 | 0.0064143 | 461.5364 | 0.00083232 | 467.1728 | 0.0013746 | 461.4136 | 0 | 467.1728 | 0.0017172 | 461.4136 | 0.52538 | 461.86 | 0.99154 | 461.5364 | 0.03056 | 461.86 | -0.0047487 | 461.86 | -0.00298 | 461.4136 | 9.4038e-06 | 461.4136 | 5.6661e-06 | 461.5364 | 0 | 467.1728 | -0.00076505 | 698.2419 | 0.00686 | 467.1728 | -0.001276 | 697.5038 | 3.0002e-05 | 698.2419 | 0.00204 | 461.4136 | 0.5244
| 461.6496 | 0 | 467.3948 | 0.0064512 | 461.6496 | 0 | 467.3948 | 0.0022677 | 461.529 | 1.4682e-05 | 467.3948 | 0.003224 | 461.529 | 0.51847 | 462.08 | 0.98769 | 461.6496 | 0.03182 | 462.08 | 0.00051389 | 462.08 | 0.00033593 | 461.529 | 9.9542e-06 | 461.529 | 6.7313e-06 | 461.6496 | 0 | 467.3948 | 0.0011738 | 698.4049 | 0.00795 | 467.3948 | -0.0019032 | 697.6669 | 6.6672e-06 | 698.4049 | 0.00196 | 461.529 | 0.51854
| 461.7627 | 0 | 467.6168 | 0.0057881 | 461.7627 | 0.00173 | 467.6168 | 0.00017835 | 461.6443 | 0 | 467.6168 | 0.0016843 | 461.6443 | 0.51401 | 462.3 | 0.97687 | 461.7627 | 0.03079 | 462.3 | -0.00032556 | 462.3 | -5.4182e-05 | 461.6443 | 9.9776e-06 | 461.6443 | 8.8725e-06 | 461.7627 | 0 | 467.6168 | -0.00042359 | 698.5678 | 0.00705 | 467.6168 | -0.0035777 | 697.83 | 1.0001e-05 | 698.5678 | 0.00197 | 461.6443 | 0.51328
| 461.8759 | 0 | 467.8388 | 0.0065181 | 461.8759 | 0 | 467.8388 | 0.0022179 | 461.7596 | 0 | 467.8388 | 0.0031893 | 461.7596 | 0.50822 | 462.53 | 0.96847 | 461.8759 | 0.03094 | 462.53 | -0.00077756 | 462.53 | 0.00066102 | 461.7596 | 1.0575e-05 | 461.7596 | 7.9172e-06 | 461.8759 | 0 | 467.8388 | 0.00069451 | 698.7307 | 0.01079 | 467.8388 | 0.0011515 | 697.993 | 6.6672e-06 | 698.7307 | 0.00181 | 461.7596 | 0.50741
| 461.989 | 0.00041025 | 468.0608 | 0.0059884 | 461.989 | 0.00158 | 468.0608 | 0.0014252 | 461.875 | 1.4682e-05 | 468.0608 | 0.0017807 | 461.875 | 0.50354 | 462.75 | 0.95639 | 461.989 | 0.02991 | 462.75 | -0.00032556 | 462.75 | 0.0014413 | 461.875 | 1.1043e-05 | 461.875 | 8.6639e-06 | 461.989 | 0 | 468.0608 | -0.00061394 | 698.8937 | 0.00654 | 468.0608 | -0.0025981 | 698.1561 | 1.0001e-05 | 698.8937 | 0.00194 | 461.875 | 0.50259
| 462.1022 | 0 | 468.2828 | 0.0064946 | 462.1022 | 0 | 468.2828 | 0.0016232 | 461.9903 | 4.9907e-05 | 468.2828 | 0.0032043 | 461.9903 | 0.49602 | 462.97 | 0.96166 | 462.1022 | 0.02983 | 462.97 | -0.0013587 | 462.97 | 0.002449 | 461.9903 | 9.8371e-06 | 461.9903 | 6.8411e-06 | 462.1022 | 0.0002221 | 468.2828 | 0.00069952 | 699.0567 | 0.0094 | 468.2828 | 2.4333e-05 | 698.3192 | 0 | 699.0567 | 0.0019 | 461.9903 | 0.49695
| 462.2153 | 0.00015871 | 468.5048 | 0.0062423 | 462.2153 | 0.00166 | 468.5048 | 0.00078866 | 462.1056 | 3.2289e-05 | 468.5048 | 0.0016976 | 462.1056 | 0.49002 | 463.19 | 0.9627 | 462.2153 | 0.03105 | 463.19 | -0.0014878 | 463.19 | -0.0019072 | 462.1056 | 1.1043e-05 | 462.1056 | 6.8411e-06 | 462.2153 | 0 | 468.5048 | 0.00072593 | 699.2196 | 0.00809 | 468.5048 | -0.0012582 | 698.4823 | 1.0001e-05 | 699.2196 | 0.00212 | 462.1056 | 0.49217
| 462.3285 | 8.9983e-05 | 468.7269 | 0.0063303 | 462.3285 | 0 | 468.7269 | 0.0022003 | 462.221 | 0 | 468.7269 | 0.0033443 | 462.221 | 0.48225 | 463.41 | 0.94358 | 462.3285 | 0.03037 | 463.41 | -0.00061613 | 463.41 | -0.0016472 | 462.221 | 1.0282e-05 | 462.221 | 7.3791e-06 | 462.3285 | 0 | 468.7269 | -0.0006798 | 699.3826 | 0.01174 | 468.7269 | -0.0012804 | 698.6453 | 0 | 699.3826 | 0.00203 | 462.221 | 0.48569
| 462.4416 | 0.0006079 | 468.949 | 0.0063136 | 462.4416 | 0.00113 | 468.949 | 0.00067708 | 462.3363 | 1.4682e-05 | 468.949 | 0.0016051 | 462.3363 | 0.47713 | 463.64 | 0.94571 | 462.4416 | 0.03071 | 463.64 | -0.0016815 | 463.64 | -0.00047681 | 462.3363 | 1.2788e-05 | 462.3363 | 8.8725e-06 | 462.4416 | 0 | 468.949 | 8.4578e-05 | 699.5456 | 0.00899 | 468.949 | -0.0012164 | 698.8084 | 0 | 699.5456 | 0.00211 | 462.3363 | 0.48155
| 462.5548 | 0 | 469.171 | 0.0064293 | 462.5548 | 0 | 469.171 | 0.002502 | 462.4517 | 0 | 469.171 | 0.003277 | 462.4517 | 0.47151 | 463.86 | 0.9198 | 462.5548 | 0.03304 | 463.86 | -0.00048698 | 463.86 | 0.00030341 | 462.4517 | 1.0903e-05 | 462.4517 | 8.9823e-06 | 462.5548 | 0 | 469.171 | 0.00040407 | 699.7086 | 0.01148 | 469.171 | 0.0011878 | 698.9715 | 6.6672e-06 | 699.7086 | 0.00192 | 462.4517 | 0.47706
| 462.668 | 0.00087741 | 469.3931 | 0.0049743 | 462.668 | 0.00084967 | 469.3931 | 0.0016392 | 462.567 | 0 | 469.3931 | 0.0016356 | 462.567 | 0.46836 | 464.08 | 0.93372 | 462.668 | 0.0302 | 464.08 | -0.0018108 | 464.08 | 1.0836e-05 | 462.567 | 1.0903e-05 | 462.567 | 9.6192e-06 | 462.668 | 0 | 469.3931 | -0.00042077 | 699.8715 | 0.00907 | 469.3931 | -0.0015242 | 699.1346 | 1.0001e-05 | 699.8715 | 0.00201 | 462.567 | 0.47422
| 462.7811 | 0 | 469.6152 | 0.0060975 | 462.7811 | 0 | 469.6152 | 0.0024689 | 462.6824 | 0 | 469.6152 | 0.0031334 | 462.6824 | 0.46288 | 464.3 | 0.91367 | 462.7811 | 0.03008 | 464.3 | -0.0016815 | 464.3 | 0.00046596 | 462.6824 | 8.7714e-06 | 462.6824 | 1.0267e-05 | 462.7811 | 0 | 469.6152 | 0.00019362 | 700.0345 | 0.01157 | 469.6152 | 0.0002457 | 699.2977 | 6.6672e-06 | 700.0345 | 0.00199 | 462.6824 | 0.46944
| 462.8943 | 0 | 469.8373 | 0.0056731 | 462.8943 | 0 | 469.8373 | 0.00097205 | 462.7978 | 0 | 469.8373 | 0.0016447 | 462.7978 | 0.45814 | 464.53 | 0.91372 | 462.8943 | 0.03196 | 464.53 | -0.00093899 | 464.53 | 0.00056349 | 462.7978 | 9.4389e-06 | 462.7978 | 1.2079e-05 | 462.8943 | 0 | 469.8373 | -0.0014733 | 700.1975 | 0.00782 | 469.8373 | -0.002018 | 699.4609 | 1.0001e-05 | 700.1975 | 0.00217 | 462.7978 | 0.46519
| 463.0075 | 0 | 470.0595 | 0.0060492 | 463.0075 | 0 | 470.0595 | 0.0025116 | 462.9131 | 1.4682e-05 | 470.0595 | 0.0030288 | 462.9131 | 0.4511 | 464.75 | 0.88124 | 463.0075 | 0.03003 | 464.75 | 0.0010628 | 464.75 | -0.00037928 | 462.9131 | 9.6263e-06 | 462.9131 | 1.0805e-05 | 463.0075 | 0 | 470.0595 | -0.00011492 | 700.3606 | 0.01106 | 470.0595 | -0.00010835 | 699.624 | 6.6672e-06 | 700.3606 | 0.00205 | 462.9131 | 0.46005
| 463.1206 | 0.00087741 | 470.2816 | 0.0054511 | 463.1206 | 0.00132 | 470.2816 | 0.00098908 | 463.0285 | 1.4682e-05 | 470.2816 | 0.0017055 | 463.0285 | 0.44621 | 464.97 | 0.87656 | 463.1206 | 0.03122 | 464.97 | -0.0030376 | 464.97 | -0.0001192 | 463.0285 | 1.0247e-05 | 463.0285 | 1.0805e-05 | 463.1206 | 0 | 470.2816 | 0.00057079 | 700.5236 | 0.01277 | 470.2816 | -0.00036088 | 699.7871 | 3.0002e-05 | 700.5236 | 0.0021 | 463.0285 | 0.45582
| 463.2338 | 0 | 470.5038 | 0.0062278 | 463.2338 | 0 | 470.5038 | 0.0026486 | 463.1439 | 3.2289e-05 | 470.5038 | 0.0030324 | 463.1439 | 0.44025 | 465.19 | 0.86408 | 463.2338 | 0.0292 | 465.19 | 0.002096 | 465.19 | -0.001062 | 463.1439 | 1.0575e-05 | 463.1439 | 7.1595e-06 | 463.2338 | 0 | 470.5038 | 0.002594 | 700.6866 | 0.01222 | 470.5038 | 0.0014179 | 699.9502 | 6.6672e-06 | 700.6866 | 0.00191 | 463.1439 | 0.45129
| 463.347 | 1.4969e-05 | 470.7259 | 0.0059854 | 463.347 | 0.00212 | 470.7259 | 0.00074043 | 463.2593 | 0 | 470.7259 | 0.001669 | 463.2593 | 0.43659 | 465.42 | 0.84367 | 463.347 | 0.02897 | 465.42 | -0.00061613 | 465.42 | -0.0017121 | 463.2593 | 1.0305e-05 | 463.2593 | 4.8096e-06 | 463.347 | 0 | 470.7259 | -0.00041315 | 700.8496 | 0.01333 | 470.7259 | -0.0022297 | 700.1134 | 1.0001e-05 | 700.8496 | 0.00198 | 463.2593 | 0.44802
| 463.4601 | 0 | 470.9481 | 0.0059889 | 463.4601 | 0 | 470.9481 | 0.0018418 | 463.3747 | 1.4682e-05 | 470.9481 | 0.0027521 | 463.3747 | 0.43137 | 465.64 | 0.8367 | 463.4601 | 0.02662 | 465.64 | -9.9549e-05 | 465.64 | 0.0017663 | 463.3747 | 1.068e-05 | 463.3747 | 6.0944e-06 | 463.4601 | 0.00044733 | 470.9481 | 0.0018974 | 701.0126 | 0.01071 | 470.9481 | 0.00059162 | 700.2765 | 4.667e-05 | 701.0126 | 0.00189 | 463.3747 | 0.44433
| 463.5733 | 0.00102 | 471.1703 | 0.0056285 | 463.5733 | 0.00172 | 471.1703 | 0.00062272 | 463.4901 | 0 | 471.1703 | 0.0015642 | 463.4901 | 0.42755 | 465.86 | 0.81821 | 463.5733 | 0.03079 | 465.86 | -0.0011327 | 465.86 | -0.0010295 | 463.4901 | 1.1336e-05 | 463.4901 | 8.7737e-06 | 463.5733 | 0 | 471.1703 | -0.0011919 | 701.1757 | 0.01076 | 471.1703 | 0.0002046 | 700.4397 | 1.0001e-05 | 701.1757 | 0.002 | 463.4901 | 0.44071
| 463.6865 | 0 | 471.3925 | 0.0058239 | 463.6865 | 0 | 471.3925 | 0.002643 | 463.6055 | 0 | 471.3925 | 0.0029556 | 463.6055 | 0.422 | 466.08 | 0.79417 | 463.6865 | 0.03156 | 466.08 | -0.0021013 | 466.08 | -0.001322 | 463.6055 | 1.0633e-05 | 463.6055 | 1.0157e-05 | 463.6865 | 0 | 471.3925 | 0.00040622 | 701.3387 | 0.0138 | 471.3925 | 0.0025948 | 700.6028 | 0 | 701.3387 | 0.0019 | 463.6055 | 0.43652
| 463.7997 | 0 | 471.6148 | 0.0056042 | 463.7997 | 0.00222 | 471.6148 | 0.0014905 | 463.7209 | 0 | 471.6148 | 0.0015571 | 463.7209 | 0.4174 | 466.31 | 0.7917 | 463.7997 | 0.03247 | 466.31 | -0.0019399 | 466.31 | -0.00060684 | 463.7209 | 1.0223e-05 | 463.7209 | 6.6324e-06 | 463.7997 | 0 | 471.6148 | 9.2475e-05 | 701.5018 | 0.01259 | 471.6148 | 0.00026461 | 700.766 | 3.0002e-05 | 701.5018 | 0.00206 | 463.7209 | 0.43281
| 463.9129 | 0 | 471.837 | 0.005805 | 463.9129 | 0 | 471.837 | 0.0023934 | 463.8363 | 1.4682e-05 | 471.837 | 0.0028587 | 463.8363 | 0.41126 | 466.53 | 0.77231 | 463.9129 | 0.03079 | 466.53 | -3.4977e-05 | 466.53 | 0.0018639 | 463.8363 | 9.3218e-06 | 463.8363 | 5.0292e-06 | 463.9129 | 0.00014702 | 471.837 | 0.0013438 | 701.6648 | 0.01334 | 471.837 | 3.3054e-05 | 700.9291 | 6.6672e-06 | 701.6648 | 0.00201 | 463.8363 | 0.42885
| 464.026 | 0 | 472.0592 | 0.005535 | 464.026 | 0.00065893 | 472.0592 | 0.00055251 | 463.9517 | 0 | 472.0592 | 0.0014954 | 463.9517 | 0.40699 | 466.75 | 0.75494 | 464.026 | 0.02929 | 466.75 | -0.0012619 | 466.75 | 0.00036844 | 463.9517 | 9.6731e-06 | 463.9517 | 4.9194e-06 | 464.026 | 0 | 472.0592 | -0.0020712 | 701.8279 | 0.01301 | 472.0592 | -0.0015479 | 701.0923 | 1.0001e-05 | 701.8279 | 0.0021 | 463.9517 | 0.42524
| 464.1392 | 0 | 472.2815 | 0.0060541 | 464.1392 | 0 | 472.2815 | 0.0025188 | 464.0671 | 1.4682e-05 | 472.2815 | 0.0029088 | 464.0671 | 0.40211 | 466.97 | 0.72651 | 464.1392 | 0.03321 | 466.97 | -0.0017139 | 466.97 | -0.00050931 | 464.0671 | 1.0083e-05 | 464.0671 | 4.8096e-06 | 464.1392 | 0.00040979 | 472.2815 | 0.00098496 | 701.9909 | 0.01378 | 472.2815 | 0.001829 | 701.2555 | 0 | 701.9909 | 0.00196 | 464.0671 | 0.41991
| 464.2524 | 0.00012278 | 472.5038 | 0.0055591 | 464.2524 | 0.00113 | 472.5038 | 0.0011642 | 464.1825 | 0 | 472.5038 | 0.0016394 | 464.1825 | 0.39908 | 467.2 | 0.71804 | 464.2524 | 0.03127 | 467.2 | -0.0014233 | 467.2 | -0.0021348 | 464.1825 | 9.5677e-06 | 464.1825 | 5.6661e-06 | 464.2524 | 0 | 472.5038 | 0.00091569 | 702.154 | 0.01074 | 472.5038 | -0.001319 | 701.4186 | 0 | 702.154 | 0.00208 | 464.1825 | 0.41634
| 464.3656 | 0 | 472.7261 | 0.0056658 | 464.3656 | 0 | 472.7261 | 0.0015139 | 464.2979 | 1.4682e-05 | 472.7261 | 0.0027254 | 464.2979 | 0.39443 | 467.42 | 0.69909 | 464.3656 | 0.03145 | 467.42 | -0.00032556 | 467.42 | 0.0019939 | 464.2979 | 9.5443e-06 | 464.2979 | 7.3791e-06 | 464.3656 | 0 | 472.7261 | 0.00062212 | 702.3171 | 0.01447 | 472.7261 | -0.00054284 | 701.5818 | 0 | 702.3171 | 0.00202 | 464.2979 | 0.4124
| 464.4788 | 0.00041025 | 472.9484 | 0.0053926 | 464.4788 | 0.00083232 | 472.9484 | 0.0010573 | 464.4134 | 0 | 472.9484 | 0.0016578 | 464.4134 | 0.3907 | 467.64 | 0.69136 | 464.4788 | 0.03218 | 467.64 | -0.00058385 | 467.64 | -0.0012895 | 464.4134 | 9.7902e-06 | 464.4134 | 9.9487e-06 | 464.4788 | 0 | 472.9484 | -0.0011399 | 702.4802 | 0.01247 | 472.9484 | -0.0010275 | 701.745 | 1.0001e-05 | 702.4802 | 0.00207 | 464.4134 | 0.4114
| 464.592 | 0 | 473.1707 | 0.0055682 | 464.592 | 0 | 473.1707 | 0.0022174 | 464.5288 | 0 | 473.1707 | 0.0029709 | 464.5288 | 0.38552 | 467.86 | 0.66159 | 464.592 | 0.03233 | 467.86 | 0.0019991 | 467.86 | 0.00069354 | 464.5288 | 1.0036e-05 | 464.5288 | 8.8725e-06 | 464.592 | 0 | 473.1707 | 0.00017926 | 702.6432 | 0.01427 | 473.1707 | 0.00082044 | 701.9082 | 6.6672e-06 | 702.6432 | 0.00192 | 464.5288 | 0.40846
| 464.7052 | 0 | 473.3931 | 0.0052669 | 464.7052 | 0.00111 | 473.3931 | 0.00027513 | 464.6442 | 0 | 473.3931 | 0.001337 | 464.6442 | 0.3821 | 468.09 | 0.65835 | 464.7052 | 0.03232 | 468.09 | -0.0018752 | 468.09 | -0.001257 | 464.6442 | 9.1578e-06 | 464.6442 | 8.016e-06 | 464.7052 | 0 | 473.3931 | -0.000269 | 702.8063 | 0.01278 | 473.3931 | -0.0026046 | 702.0714 | 1.0001e-05 | 702.8063 | 0.00196 | 464.6442 | 0.40626
| 464.8184 | 0 | 473.6154 | 0.0056522 | 464.8184 | 0 | 473.6154 | 0.0019197 | 464.7597 | 0 | 473.6154 | 0.0025689 | 464.7597 | 0.37746 | 468.31 | 0.63636 | 464.8184 | 0.03133 | 468.31 | -0.0021013 | 468.31 | -0.00015171 | 464.7597 | 9.4272e-06 | 464.7597 | 6.7313e-06 | 464.8184 | 0.00012826 | 473.6154 | 0.00055922 | 702.9694 | 0.01496 | 473.6154 | 0.00090814 | 702.2346 | 0 | 702.9694 | 0.00191 | 464.7597 | 0.40281
| 464.9316 | 0.00048213 | 473.8378 | 0.0047681 | 464.9316 | 0.00116 | 473.8378 | 0.00080467 | 464.8751 | 3.2289e-05 | 473.8378 | 0.0016122 | 464.8751 | 0.3735 | 468.53 | 0.63055 | 464.9316 | 0.03213 | 468.53 | -0.0019399 | 468.53 | -0.001322 | 464.8751 | 1.0715e-05 | 464.8751 | 7.0607e-06 | 464.9316 | 0 | 473.8378 | -0.00067036 | 703.1325 | 0.01127 | 473.8378 | -0.002248 | 702.3978 | 1.0001e-05 | 703.1325 | 0.00203 | 464.8751 | 0.40076
| 465.0448 | 0 | 474.0601 | 0.0054796 | 465.0448 | 0 | 474.0601 | 0.0014765 | 464.9906 | 3.2289e-05 | 474.0601 | 0.0027613 | 464.9906 | 0.36758 | 468.75 | 0.59723 | 465.0448 | 0.03145 | 468.75 | -0.00064841 | 468.75 | -0.00067186 | 464.9906 | 1.1805e-05 | 464.9906 | 6.314e-06 | 465.0448 | 0.00042856 | 474.0601 | 8.1416e-05 | 703.2956 | 0.01466 | 474.0601 | 0.0011116 | 702.561 | 0 | 703.2956 | 0.00205 | 464.9906 | 0.39828
| 465.158 | 0.0005001 | 474.2825 | 0.0056457 | 465.158 | 0.00153 | 474.2825 | 0.00062857 | 465.106 | 1.4682e-05 | 474.2825 | 0.0015246 | 465.106 | 0.36389 | 468.98 | 0.59675 | 465.158 | 0.03542 | 468.98 | -0.0006807 | 468.98 | 0.00030341 | 465.106 | 1.1266e-05 | 465.106 | 8.2356e-06 | 465.158 | 0 | 474.2825 | -0.00085549 | 703.4588 | 0.01537 | 474.2825 | 3.1817e-05 | 702.7243 | 1.0001e-05 | 703.4588 | 0.00219 | 465.106 | 0.39562
| 465.2712 | 0 | 474.5049 | 0.0055626 | 465.2712 | 0 | 474.5049 | 0.0023614 | 465.2215 | 1.4682e-05 | 474.5049 | 0.0027353 | 465.2215 | 0.35899 | 469.2 | 0.5686 | 465.2712 | 0.03559 | 469.2 | 0.0018054 | 469.2 | 0.0009536 | 465.2215 | 9.7902e-06 | 465.2215 | 1.0157e-05 | 465.2712 | 0 | 474.5049 | 0.00061467 | 703.6219 | 0.01466 | 474.5049 | 0.0011651 | 702.8875 | 0 | 703.6219 | 0.00203 | 465.2215 | 0.39129
| 465.3844 | 0.0016 | 474.7274 | 0.0054875 | 465.3844 | 0.00147 | 474.7274 | 0.0007973 | 465.3369 | 1.4682e-05 | 474.7274 | 0.0015966 | 465.3369 | 0.35611 | 469.42 | 0.55332 | 465.3844 | 0.03474 | 469.42 | -0.0021982 | 469.42 | 0.00010836 | 465.3369 | 9.4389e-06 | 465.3369 | 9.729e-06 | 465.3844 | 0.0001687 | 474.7274 | -0.00086234 | 703.785 | 0.01502 | 474.7274 | -0.00035839 | 703.0507 | 1.0001e-05 | 703.785 | 0.00204 | 465.3369 | 0.3878
| 465.4976 | 0 | 474.9498 | 0.0056758 | 465.4976 | 0 | 474.9498 | 0.0023423 | 465.4524 | 0 | 474.9498 | 0.0027969 | 465.4524 | 0.35148 | 469.64 | 0.53601 | 465.4976 | 0.03383 | 469.64 | -0.00055155 | 469.64 | -0.00021673 | 465.4524 | 8.4552e-06 | 465.4524 | 1.1552e-05 | 465.4976 | 0 | 474.9498 | 0.0015405 | 703.9481 | 0.01524 | 474.9498 | -0.001126 | 703.2139 | 6.6672e-06 | 703.9481 | 0.00192 | 465.4524 | 0.38412
| 465.6108 | 0.00073368 | 475.1722 | 0.0055029 | 465.6108 | 0.00038148 | 475.1722 | 0.0011466 | 465.5679 | 1.4682e-05 | 475.1722 | 0.0014851 | 465.5679 | 0.34896 | 469.87 | 0.53012 | 465.6108 | 0.03431 | 469.87 | 0.0019991 | 469.87 | 0.0012462 | 465.5679 | 9.1344e-06 | 465.5679 | 1.1332e-05 | 465.6108 | 0 | 475.1722 | -6.279e-05 | 704.1113 | 0.01491 | 475.1722 | -0.0012115 | 703.3772 | 3.0002e-05 | 704.1113 | 0.0021 | 465.5679 | 0.3819
| 465.724 | 0 | 475.3947 | 0.0058519 | 465.724 | 0 | 475.3947 | 0.002797 | 465.6833 | 0 | 475.3947 | 0.0029292 | 465.6833 | 0.34419 | 470.09 | 0.506 | 465.724 | 0.03505 | 470.09 | -0.00016412 | 470.09 | -0.001192 | 465.6833 | 9.6263e-06 | 465.6833 | 1.198e-05 | 465.724 | 0 | 475.3947 | 0.0013786 | 704.2744 | 0.01487 | 475.3947 | 0.0021356 | 703.5404 | 0 | 704.2744 | 0.00202 | 465.6833 | 0.37918
| 465.8373 | 0.00066181 | 475.6172 | 0.0056236 | 465.8373 | 0.00116 | 475.6172 | 0.00025794 | 465.7988 | 0 | 475.6172 | 0.0017609 | 465.7988 | 0.34117 | 470.31 | 0.50128 | 465.8373 | 0.03672 | 470.31 | 0.00099818 | 470.31 | -0.00044429 | 465.7988 | 1.0844e-05 | 465.7988 | 8.3454e-06 | 465.8373 | 0 | 475.6172 | -0.0010244 | 704.4375 | 0.01495 | 475.6172 | -0.0010289 | 703.7037 | 3.0002e-05 | 704.4375 | 0.00218 | 465.7988 | 0.37726
| 465.9505 | 0 | 475.8396 | 0.0056124 | 465.9505 | 0 | 475.8396 | 0.0026568 | 465.9143 | 1.4682e-05 | 475.8396 | 0.0028836 | 465.9143 | 0.33629 | 470.54 | 0.4804 | 465.9505 | 0.03559 | 470.54 | -0.0012941 | 470.54 | 0.0018639 | 465.9143 | 9.2984e-06 | 465.9143 | 9.3008e-06 | 465.9505 | 0.00012826 | 475.8396 | 0.0016746 | 704.6007 | 0.01519 | 475.8396 | 0.00078779 | 703.8669 | 0 | 704.6007 | 0.002 | 465.9143 | 0.37438
| 466.0637 | 0.00075165 | 476.0621 | 0.0052609 | 466.0637 | 0.00090168 | 476.0621 | 0.0015492 | 466.0298 | 0 | 476.0621 | 0.0015884 | 466.0298 | 0.33369 | 470.76 | 0.46107 | 466.0637 | 0.03556 | 470.76 | -0.0036833 | 470.76 | -0.00080189 | 466.0298 | 9.5443e-06 | 466.0298 | 9.191e-06 | 466.0637 | 0 | 476.0621 | -0.00096581 | 704.7639 | 0.01544 | 476.0621 | -0.0024425 | 704.0302 | 1.0001e-05 | 704.7639 | 0.00208 | 466.0298 | 0.37274
| 466.1769 | 0 | 476.2847 | 0.0055375 | 466.1769 | 0 | 476.2847 | 0.0021806 | 466.1453 | 3.2289e-05 | 476.2847 | 0.0028104 | 466.1453 | 0.32939 | 470.98 | 0.45685 | 466.1769 | 0.03849 | 470.98 | 0.0027416 | 470.98 | 0.00049847 | 466.1453 | 9.3452e-06 | 466.1453 | 8.6639e-06 | 466.1769 | 0 | 476.2847 | 0.0019884 | 704.927 | 0.01514 | 476.2847 | 0.0017702 | 704.1935 | 0 | 704.927 | 0.00188 | 466.1453 | 0.36965
| 466.2901 | 0.00064383 | 476.5072 | 0.0049963 | 466.2901 | 0.00076297 | 476.5072 | 6.1893e-05 | 466.2608 | 0 | 476.5072 | 0.001603 | 466.2608 | 0.32706 | 471.2 | 0.44199 | 466.2901 | 0.03641 | 471.2 | 0.00041703 | 471.2 | 0.00085607 | 466.2608 | 1.0961e-05 | 466.2608 | 6.7313e-06 | 466.2901 | 0 | 476.5072 | 0.00081061 | 705.0902 | 0.01584 | 476.5072 | 0.00015792 | 704.3568 | 3.0002e-05 | 705.0902 | 0.00208 | 466.2608 | 0.3672
| 466.4034 | 0 | 476.7297 | 0.0056257 | 466.4034 | 0 | 476.7297 | 0.0030054 | 466.3763 | 0 | 476.7297 | 0.0027942 | 466.3763 | 0.32251 | 471.43 | 0.4291 | 466.4034 | 0.03769 | 471.43 | -0.0010036 | 471.43 | 0.0011162 | 466.3763 | 9.5443e-06 | 466.3763 | 5.8857e-06 | 466.4034 | 0 | 476.7297 | 0.00378 | 705.2534 | 0.01505 | 476.7297 | 0.0019661 | 704.52 | 0 | 705.2534 | 0.00201 | 466.3763 | 0.36304
| 466.5166 | 0.00012278 | 476.9523 | 0.0053497 | 466.5166 | 0.00118 | 476.9523 | 0.001011 | 466.4918 | 1.4682e-05 | 476.9523 | 0.0014804 | 466.4918 | 0.31906 | 471.65 | 0.41368 | 466.5166 | 0.03766 | 471.65 | 0.00073989 | 471.65 | -0.0012895 | 466.4918 | 9.2398e-06 | 466.4918 | 9.191e-06 | 466.5166 | 0 | 476.9523 | -0.0002608 | 705.4166 | 0.01521 | 476.9523 | -0.001355 | 704.6833 | 3.0002e-05 | 705.4166 | 0.00214 | 466.4918 | 0.36017
| 466.6298 | 0 | 477.1748 | 0.0055959 | 466.6298 | 0 | 477.1748 | 0.0022178 | 466.6073 | 0 | 477.1748 | 0.0028616 | 466.6073 | 0.31385 | 471.87 | 0.40609 | 466.6298 | 0.0392 | 471.87 | 0.00028789 | 471.87 | 1.0836e-05 | 466.6073 | 8.3966e-06 | 466.6073 | 9.729e-06 | 466.6298 | 0.0001658 | 477.1748 | 0.00046492 | 705.5797 | 0.01454 | 477.1748 | 0.003193 | 704.8466 | 0 | 705.5797 | 0.00196 | 466.6073 | 0.35697
| 466.7431 | 0 | 477.3974 | 0.0053007 | 466.7431 | 0.00165 | 477.3974 | 0.00071805 | 466.7228 | 1.4682e-05 | 477.3974 | 0.0014177 | 466.7228 | 0.31109 | 472.09 | 0.38896 | 466.7431 | 0.03601 | 472.09 | -0.0028439 | 472.09 | 0.0012787 | 466.7228 | 9.8488e-06 | 466.7228 | 9.9487e-06 | 466.7431 | 0 | 477.3974 | -0.0009082 | 705.7429 | 0.01598 | 477.3974 | -0.00078917 | 705.0099 | 1.0001e-05 | 705.7429 | 0.0021 | 466.7228 | 0.35569
| 466.8563 | 0 | 477.62 | 0.0053318 | 466.8563 | 0 | 477.62 | 0.0038353 | 466.8383 | 0 | 477.62 | 0.0029035 | 466.8383 | 0.30776 | 472.32 | 0.37486 | 466.8563 | 0.03661 | 472.32 | 0.00019102 | 472.32 | 0.0027741 | 466.8383 | 1.0493e-05 | 466.8383 | 7.5878e-06 | 466.8563 | 0 | 477.62 | 0.0005672 | 705.9061 | 0.01485 | 477.62 | 0.0014134 | 705.1732 | 0 | 705.9061 | 0.00195 | 466.8383 | 0.35386
| 466.9695 | 0.00104 | 477.8426 | 0.0056638 | 466.9695 | 0.00098839 | 477.8426 | 0.00069788 | 466.9538 | 1.4682e-05 | 477.8426 | 0.0016986 | 466.9538 | 0.30582 | 472.54 | 0.36485 | 466.9695 | 0.03516 | 472.54 | -0.0022951 | 472.54 | -0.00080189 | 466.9538 | 1.1664e-05 | 466.9538 | 5.8857e-06 | 466.9695 | 0 | 477.8426 | -0.0014817 | 706.0693 | 0.01607 | 477.8426 | -0.00018742 | 705.3365 | 3.0002e-05 | 706.0693 | 0.00212 | 466.9538 | 0.35321
| 467.0828 | 0 | 478.0652 | 0.0054615 | 467.0828 | 0 | 478.0652 | 0.0023888 | 467.0693 | 4.9907e-05 | 478.0652 | 0.0030138 | 467.0693 | 0.30227 | 472.76 | 0.35365 | 467.0828 | 0.03883 | 472.76 | 0.0014502 | 472.76 | 0.0016363 | 467.0693 | 1.143e-05 | 467.0693 | 6.2042e-06 | 467.0828 | 0.00037225 | 478.0652 | -8.2719e-05 | 706.2325 | 0.01491 | 478.0652 | -0.00013197 | 705.4998 | 6.6672e-06 | 706.2325 | 0.00195 | 467.0693 | 0.3503
| 467.196 | 0.00057197 | 478.2879 | 0.0053422 | 467.196 | 0.00019074 | 478.2879 | 0.00043438 | 467.1849 | 1.4682e-05 | 478.2879 | 0.0014118 | 467.1849 | 0.29995 | 472.99 | 0.35126 | 467.196 | 0.03624 | 472.99 | 0.001547 | 472.99 | -0.0010295 | 467.1849 | 1.0633e-05 | 467.1849 | 8.3454e-06 | 467.196 | 0 | 478.2879 | 0.000243 | 706.3958 | 0.01583 | 478.2879 | -0.0028635 | 705.6631 | 3.0002e-05 | 706.3958 | 0.0021 | 467.1849 | 0.3484
| 467.3093 | 0 | 478.5105 | 0.0057121 | 467.3093 | 0 | 478.5105 | 0.0017625 | 467.3004 | 3.2289e-05 | 478.5105 | 0.0028832 | 467.3004 | 0.29642 | 473.21 | 0.32425 | 467.3093 | 0.03463 | 473.21 | -9.9549e-05 | 473.21 | -0.0018096 | 467.3004 | 9.2632e-06 | 467.3004 | 8.9823e-06 | 467.3093 | 0 | 478.5105 | 0.00067948 | 706.559 | 0.01496 | 478.5105 | -0.00031998 | 705.8265 | 0 | 706.559 | 0.00193 | 467.3004 | 0.34481
| 467.4225 | 0.00066181 | 478.7332 | 0.0049855 | 467.4225 | 0.00084967 | 478.7332 | 0.00086029 | 467.416 | 1.4682e-05 | 478.7332 | 0.0014078 | 467.416 | 0.29424 | 473.43 | 0.32976 | 467.4225 | 0.03882 | 473.43 | 0.00090132 | 473.43 | -0.0020047 | 467.416 | 1.0141e-05 | 467.416 | 8.8725e-06 | 467.4225 | 0 | 478.7332 | 0.00045165 | 706.7222 | 0.01563 | 478.7332 | -0.0011562 | 705.9898 | 1.0001e-05 | 706.7222 | 0.00215 | 467.416 | 0.34359
| 467.5358 | 0 | 478.9559 | 0.0053872 | 467.5358 | 0 | 478.9559 | 0.0020178 | 467.5315 | 0 | 478.9559 | 0.0029134 | 467.5315 | 0.29012 | 473.65 | 0.30812 | 467.5358 | 0.03582 | 473.65 | -0.0009067 | 473.65 | 0.0010186 | 467.5315 | 9.6497e-06 | 467.5315 | 8.7627e-06 | 467.5358 | 0 | 478.9559 | -0.00075011 | 706.8854 | 0.01434 | 478.9559 | -0.001607 | 706.1531 | 0 | 706.8854 | 0.00207 | 467.5315 | 0.34153
| 467.649 | 0.00041025 | 479.1786 | 0.005142 | 467.649 | 0.00053755 | 479.1786 | 0.0010541 | 467.647 | 1.4682e-05 | 479.1786 | 0.0012787 | 467.647 | 0.28765 | 473.88 | 0.30779 | 467.649 | 0.03757 | 473.88 | 0.0012565 | 473.88 | 0.00010836 | 467.647 | 1.0083e-05 | 467.647 | 8.4443e-06 | 467.649 | 0.00013121 | 479.1786 | -0.00087914 | 707.0487 | 0.01579 | 479.1786 | -0.0027022 | 706.3164 | 1.0001e-05 | 707.0487 | 0.0022 | 467.647 | 0.34073
| 467.7622 | 0 | 479.4013 | 0.0052962 | 467.7622 | 0 | 479.4013 | 0.0026567 | 467.7626 | 1.4682e-05 | 479.4013 | 0.0027625 | 467.7626 | 0.28358 | 474.1 | 0.2917 | 467.7622 | 0.03894 | 474.1 | 0.0023864 | 474.1 | 0.0013438 | 467.7626 | 8.3498e-06 | 467.7626 | 7.0607e-06 | 467.7622 | 0 | 479.4013 | 0.00041911 | 707.2119 | 0.01369 | 479.4013 | -0.00044318 | 706.4798 | 0 | 707.2119 | 0.00206 | 467.7626 | 0.3387
| 467.8755 | 0.00023058 | 479.624 | 0.0045607 | 467.8755 | 0.00114 | 479.624 | 0.0013766 | 467.8781 | 3.2289e-05 | 479.624 | 0.0013869 | 467.8781 | 0.28172 | 474.32 | 0.2836 | 467.8755 | 0.0378 | 474.32 | -0.0013587 | 474.32 | -0.0018096 | 467.8781 | 9.2398e-06 | 467.8781 | 8.1258e-06 | 467.8755 | 0 | 479.624 | 0.00010326 | 707.3751 | 0.01556 | 479.624 | 0.0011503 | 706.6431 | 1.0001e-05 | 707.3751 | 0.00211 | 467.8781 | 0.338
| 467.9887 | 0 | 479.8467 | 0.0056097 | 467.9887 | 0 | 479.8467 | 0.0024332 | 467.9937 | 0 | 479.8467 | 0.0028857 | 467.9937 | 0.27784 | 474.55 | 0.27004 | 467.9887 | 0.0403 | 474.55 | 6.1882e-05 | 474.55 | -0.00080189 | 467.9937 | 9.6028e-06 | 467.9937 | 1.2079e-05 | 467.9887 | 0 | 479.8467 | 0.0017775 | 707.5384 | 0.01369 | 479.8467 | 0.0019228 | 706.8065 | 0 | 707.5384 | 0.002 | 467.9937 | 0.33592
| 468.102 | 0.00023058 | 480.0694 | 0.005131 | 468.102 | 0.0006936 | 480.0694 | 0.00060618 | 468.1093 | 0 | 480.0694 | 0.0013657 | 468.1093 | 0.27592 | 474.77 | 0.26964 | 468.102 | 0.03817 | 474.77 | -0.0011327 | 474.77 | 0.00069354 | 468.1093 | 9.8371e-06 | 468.1093 | 1.7328e-05 | 468.102 | 0 | 480.0694 | -0.00035713 | 707.7017 | 0.01568 | 480.0694 | -0.0017588 | 706.9698 | 0 | 707.7017 | 0.00209 | 468.1093 | 0.3344
| 468.2153 | 0 | 480.2922 | 0.0055478 | 468.2153 | 0 | 480.2922 | 0.0025879 | 468.2248 | 0 | 480.2922 | 0.002948 | 468.2248 | 0.27217 | 474.99 | 0.25554 | 468.2153 | 0.03849 | 474.99 | -0.00055155 | 474.99 | 0.00036844 | 468.2248 | 9.2632e-06 | 468.2248 | 1.4648e-05 | 468.2153 | 0.00071011 | 480.2922 | -0.0010177 | 707.8649 | 0.01394 | 480.2922 | 0.0018408 | 707.1332 | 0 | 707.8649 | 0.00197 | 468.2248 | 0.33197
| 468.3285 | 0 | 480.515 | 0.0054995 | 468.3285 | 0.00064159 | 480.515 | 0.0010795 | 468.3404 | 3.2289e-05 | 480.515 | 0.0016291 | 468.3404 | 0.27081 | 475.22 | 0.25209 | 468.3285 | 0.03843 | 475.22 | -0.00084214 | 475.22 | -0.0024923 | 468.3404 | 8.5137e-06 | 468.3404 | 1.1332e-05 | 468.3285 | 0 | 480.515 | 0.00048795 | 708.0282 | 0.01556 | 480.515 | -0.0019866 | 707.2966 | 1.0001e-05 | 708.0282 | 0.00208 | 468.3404 | 0.33069
| 468.4418 | 0 | 480.7378 | 0.0052932 | 468.4418 | 0 | 480.7378 | 0.0020519 | 468.456 | 0 | 480.7378 | 0.0026943 | 468.456 | 0.26817 | 475.44 | 0.23756 | 468.4418 | 0.03769 | 475.44 | 0.00090132 | 475.44 | 0.00059601 | 468.456 | 9.6263e-06 | 468.456 | 9.191e-06 | 468.4418 | 0 | 480.7378 | 0.00046995 | 708.1915 | 0.01383 | 480.7378 | 0.00048284 | 707.4599 | 2.6669e-05 | 708.1915 | 0.00199 | 468.456 | 0.32854
| 468.5551 | 0.00026652 | 480.9606 | 0.0048702 | 468.5551 | 0.00053755 | 480.9606 | 0.0013213 | 468.5716 | 0 | 480.9606 | 0.0013592 | 468.5716 | 0.2668 | 475.66 | 0.23692 | 468.5551 | 0.03672 | 475.66 | -0.00064841 | 475.66 | -0.001127 | 468.5716 | 9.111e-06 | 468.5716 | 1.0805e-05 | 468.5551 | 0 | 480.9606 | -0.0014689 | 708.3547 | 0.01576 | 480.9606 | -0.0019188 | 707.6233 | 0 | 708.3547 | 0.00216 | 468.5716 | 0.32666
| 468.6683 | 0 | 481.1834 | 0.0054861 | 468.6683 | 0 | 481.1834 | 0.0019297 | 468.6871 | 3.2289e-05 | 481.1834 | 0.0029611 | 468.6871 | 0.26347 | 475.88 | 0.21762 | 468.6683 | 0.0382 | 475.88 | 0.0021605 | 475.88 | 0.00079106 | 468.6871 | 1.0657e-05 | 468.6871 | 1.1014e-05 | 468.6683 | 0.0001658 | 481.1834 | 0.00072487 | 708.518 | 0.0138 | 481.1834 | 0.00048681 | 707.7867 | 6.6672e-06 | 708.518 | 0.00209 | 468.6871 | 0.32536
| 468.7816 | 0.0006079 | 481.4062 | 0.005209 | 468.7816 | 0.00125 | 481.4062 | 0.0014454 | 468.8027 | 3.2289e-05 | 481.4062 | 0.0013967 | 468.8027 | 0.2611 | 476.11 | 0.216 | 468.7816 | 0.04115 | 476.11 | -0.0024887 | 476.11 | -2.1673e-05 | 468.8027 | 9.2984e-06 | 468.8027 | 8.4443e-06 | 468.7816 | 0 | 481.4062 | -0.00025114 | 708.6813 | 0.01542 | 481.4062 | -0.0018689 | 707.9501 | 5.0004e-05 | 708.6813 | 0.00224 | 468.8027 | 0.32449
| 468.8949 | 0 | 481.629 | 0.0053274 | 468.8949 | 0 | 481.629 | 0.001917 | 468.9183 | 0 | 481.629 | 0.0028584 | 468.9183 | 0.25784 | 476.33 | 0.20549 | 468.8949 | 0.03874 | 476.33 | 0.00038475 | 476.33 | 0.00049847 | 468.9183 | 1.1968e-05 | 468.9183 | 5.4575e-06 | 468.8949 | 0 | 481.629 | -0.00037171 | 708.8446 | 0.01364 | 481.629 | 0.00057345 | 708.1135 | 0 | 708.8446 | 0.0022 | 468.9183 | 0.32256
| 469.0081 | 0.00124 | 481.8519 | 0.004492 | 469.0081 | 0.00101 | 481.8519 | 0.0011024 | 469.0339 | 0 | 481.8519 | 0.0013785 | 469.0339 | 0.25597 | 476.55 | 0.19857 | 469.0081 | 0.0426 | 476.55 | 0.0014824 | 476.55 | -0.0012895 | 469.0339 | 1.2191e-05 | 469.0339 | 2.888e-06 | 469.0081 | 0 | 481.8519 | 0.00037045 | 709.0079 | 0.0156 | 481.8519 | -0.00043481 | 708.2769 | 0 | 709.0079 | 0.00227 | 469.0339 | 0.32048
| 469.1214 | 0 | 482.0747 | 0.0053183 | 469.1214 | 0 | 482.0747 | 0.0024063 | 469.1495 | 0 | 482.0747 | 0.0027254 | 469.1495 | 0.25258 | 476.78 | 0.18477 | 469.1214 | 0.04045 | 476.78 | 0.0013211 | 476.78 | -0.00041178 | 469.1495 | 1.2027e-05 | 469.1495 | 5.8857e-06 | 469.1214 | 5.3176e-05 | 482.0747 | 0.0009535 | 709.1712 | 0.01366 | 482.0747 | 0.0010097 | 708.4403 | 6.6672e-06 | 709.1712 | 0.00203 | 469.1495 | 0.31819
| 469.2347 | 0.00073368 | 482.2976 | 0.005052 | 469.2347 | 0.00137 | 482.2976 | 0.0014218 | 469.2651 | 0 | 482.2976 | 0.0013221 | 469.2651 | 0.25029 | 477 | 0.1869 | 469.2347 | 0.0395 | 477 | -0.0014556 | 477 | 0.0017338 | 469.2651 | 1.1125e-05 | 469.2651 | 7.0607e-06 | 469.2347 | 0 | 482.2976 | -0.0019178 | 709.3345 | 0.01678 | 482.2976 | -0.00062505 | 708.6037 | 1.0001e-05 | 709.3345 | 0.00202 | 469.2651 | 0.31697
| 469.348 | 0 | 482.5205 | 0.0051318 | 469.348 | 0 | 482.5205 | 0.0021136 | 469.3807 | 0 | 482.5205 | 0.0027499 | 469.3807 | 0.24692 | 477.22 | 0.1785 | 469.348 | 0.04201 | 477.22 | 0.00032017 | 477.22 | 0.00033593 | 469.3807 | 9.5911e-06 | 469.3807 | 1.0695e-05 | 469.348 | 0.0001658 | 482.5205 | 0.00017016 | 709.4979 | 0.01362 | 482.5205 | 0.0016039 | 708.7671 | 0 | 709.4979 | 0.00192 | 469.3807 | 0.31612
| 469.4613 | 0 | 482.7434 | 0.0051393 | 469.4613 | 0.00113 | 482.7434 | 0.00090367 | 469.4963 | 1.4682e-05 | 482.7434 | 0.0013622 | 469.4963 | 0.24513 | 477.45 | 0.17614 | 469.4613 | 0.04337 | 477.45 | -0.0010036 | 477.45 | -0.0016472 | 469.4963 | 1.1336e-05 | 469.4963 | 8.016e-06 | 469.4613 | 0 | 482.7434 | -2.3272e-05 | 709.6612 | 0.01634 | 482.7434 | -0.001267 | 708.9305 | 3.0002e-05 | 709.6612 | 0.00216 | 469.4963 | 0.315
| 469.5745 | 0 | 482.9663 | 0.0050871 | 469.5745 | 0 | 482.9663 | 0.0020793 | 469.612 | 0 | 482.9663 | 0.0028709 | 469.612 | 0.24208 | 477.67 | 0.1663 | 469.5745 | 0.04147 | 477.67 | -0.00029326 | 477.67 | 0.00053099 | 469.612 | 1.1418e-05 | 469.612 | 7.3791e-06 | 469.5745 | 0.00027841 | 482.9663 | 0.00099596 | 709.8245 | 0.01375 | 482.9663 | -0.0021441 | 709.094 | 2.6669e-05 | 709.8245 | 0.00208 | 469.612 | 0.31342
| 469.6878 | 0.001 | 483.1893 | 0.0051227 | 469.6878 | 0.00083232 | 483.1893 | 0.00021629 | 469.7276 | 0 | 483.1893 | 0.0014297 | 469.7276 | 0.24104 | 477.89 | 0.16917 | 469.6878 | 0.03882 | 477.89 | -0.00055155 | 477.89 | -0.0020372 | 469.7276 | 1.2027e-05 | 469.7276 | 5.0292e-06 | 469.6878 | 0 | 483.1893 | 0.00021984 | 709.9878 | 0.01604 | 483.1893 | -0.0011651 | 709.2574 | 3.0002e-05 | 709.9878 | 0.00218 | 469.7276 | 0.31168
| 469.8011 | 0 | 483.4122 | 0.0050654 | 469.8011 | 0 | 483.4122 | 0.001904 | 469.8432 | 4.9907e-05 | 483.4122 | 0.0026628 | 469.8432 | 0.23851 | 478.12 | 0.15658 | 469.8011 | 0.04241 | 478.12 | 0.00099818 | 478.12 | 7.5855e-05 | 469.8432 | 1.1067e-05 | 469.8432 | 7.1595e-06 | 469.8011 | 0 | 483.4122 | 9.6339e-05 | 710.1512 | 0.0135 | 483.4122 | 0.0005278 | 709.4208 | 6.6672e-06 | 710.1512 | 0.00201 | 469.8432 | 0.30944
| 469.9144 | 0.00030245 | 483.6352 | 0.0049176 | 469.9144 | 0.00189 | 483.6352 | 0.001044 | 469.9588 | 1.4682e-05 | 483.6352 | 0.0014015 | 469.9588 | 0.23745 | 478.34 | 0.15382 | 469.9144 | 0.04379 | 478.34 | -0.0017461 | 478.34 | -0.0018096 | 469.9588 | 9.7551e-06 | 469.9588 | 7.9172e-06 | 469.9144 | 0 | 483.6352 | -3.9233e-05 | 710.3145 | 0.0173 | 483.6352 | -0.00051266 | 709.5843 | 1.0001e-05 | 710.3145 | 0.00211 | 469.9588 | 0.3087
| 470.0277 | 0 | 483.8582 | 0.0048804 | 470.0277 | 0 | 483.8582 | 0.0025242 | 470.0745 | 0 | 483.8582 | 0.0028226 | 470.0745 | 0.23419 | 478.56 | 0.14822 | 470.0277 | 0.04283 | 478.56 | 0.0020314 | 478.56 | 0.0018964 | 470.0745 | 9.8136e-06 | 470.0745 | 9.729e-06 | 470.0277 | 0.0004661 | 483.8582 | 0.0018469 | 710.4779 | 0.01582 | 483.8582 | 0.00024219 | 709.7477 | 0 | 710.4779 | 0.00203 | 470.0745 | 0.30647
| 470.141 | 0.00028449 | 484.0811 | 0.0050147 | 470.141 | 0.00052021 | 484.0811 | 0.00045046 | 470.1901 | 1.4682e-05 | 484.0811 | 0.0013639 | 470.1901 | 0.23264 | 478.79 | 0.14713 | 470.141 | 0.0447 | 478.79 | -2.6905e-06 | 478.79 | -0.0021998 | 470.1901 | 1.0516e-05 | 470.1901 | 7.6976e-06 | 470.141 | 0 | 484.0811 | -0.0013425 | 710.6412 | 0.0175 | 484.0811 | 0.00010154 | 709.9112 | 0 | 710.6412 | 0.00213 | 470.1901 | 0.30592
| 470.2543 | 0 | 484.3041 | 0.0050221 | 470.2543 | 0 | 484.3041 | 0.002281 | 470.3057 | 1.4682e-05 | 484.3041 | 0.0026787 | 470.3057 | 0.22937 | 479.01 | 0.13574 | 470.2543 | 0.04471 | 479.01 | -0.0019076 | 479.01 | -0.0012895 | 470.3057 | 1.0259e-05 | 470.3057 | 8.3454e-06 | 470.2543 | 0 | 484.3041 | 0.0025701 | 710.8046 | 0.01371 | 484.3041 | -0.00085867 | 710.0746 | 6.6672e-06 | 710.8046 | 0.002 | 470.3057 | 0.30389
| 470.3676 | 0.0006079 | 484.5272 | 0.0047581 | 470.3676 | 0.00151 | 484.5272 | 0.00044162 | 470.4214 | 0 | 484.5272 | 0.0013189 | 470.4214 | 0.22798 | 479.23 | 0.13348 | 470.3676 | 0.04388 | 479.23 | -2.6905e-06 | 479.23 | -0.0016147 | 470.4214 | 1.0423e-05 | 470.4214 | 6.6324e-06 | 470.3676 | 0 | 484.5272 | -0.0014622 | 710.968 | 0.01748 | 484.5272 | -0.0011569 | 710.2381 | 0 | 710.968 | 0.0021 | 470.4214 | 0.30331
| 470.4809 | 0 | 484.7502 | 0.0048578 | 470.4809 | 0 | 484.7502 | 0.0023217 | 470.5371 | 0 | 484.7502 | 0.0026001 | 470.5371 | 0.22486 | 479.46 | 0.12757 | 470.4809 | 0.04638 | 479.46 | 0.00086903 | 479.46 | 7.5855e-05 | 470.5371 | 9.193e-06 | 470.5371 | 6.6324e-06 | 470.4809 | 0 | 484.7502 | -0.0017542 | 711.1313 | 0.01665 | 484.7502 | 0.00116 | 710.4015 | 0 | 711.1313 | 0.00204 | 470.5371 | 0.30133
| 470.5942 | 0.00021262 | 484.9732 | 0.0046716 | 470.5942 | 0 | 484.9732 | 0.0010379 | 470.6527 | 1.4682e-05 | 484.9732 | 0.0012457 | 470.6527 | 0.22416 | 479.68 | 0.12525 | 470.5942 | 0.04476 | 479.68 | 0.00083675 | 479.68 | 0.00046596 | 470.6527 | 1.1043e-05 | 470.6527 | 5.7759e-06 | 470.5942 | 0 | 484.9732 | -0.00048769 | 711.2947 | 0.01762 | 484.9732 | -0.00027902 | 710.565 | 3.0002e-05 | 711.2947 | 0.00221 | 470.6527 | 0.30065
| 470.7075 | 0 | 485.1963 | 0.004722 | 470.7075 | 0 | 485.1963 | 0.0018062 | 470.7684 | 1.4682e-05 | 485.1963 | 0.0026611 | 470.7684 | 0.22166 | 479.9 | 0.11233 | 470.7075 | 0.04661 | 479.9 | 0.0012242 | 479.9 | 0.0015712 | 470.7684 | 1.0329e-05 | 470.7684 | 6.0944e-06 | 470.7075 | 0 | 485.1963 | 0.0018821 | 711.4581 | 0.01631 | 485.1963 | 0.0015139 | 710.7285 | 0 | 711.4581 | 0.00211 | 470.7684 | 0.29896
| 470.8208 | 0.00115 | 485.4193 | 0.004702 | 470.8208 | 0.00154 | 485.4193 | 0.00034427 | 470.884 | 1.4682e-05 | 485.4193 | 0.0010966 | 470.884 | 0.22093 | 480.13 | 0.11499 | 470.8208 | 0.05077 | 480.13 | -0.00048698 | 480.13 | 0.0014413 | 470.884 | 1.1231e-05 | 470.884 | 9.191e-06 | 470.8208 | 0 | 485.4193 | -0.00010035 | 711.6215 | 0.01396 | 485.4193 | -0.00080565 | 710.892 | 1.0001e-05 | 711.6215 | 0.00224 | 470.884 | 0.29884
| 470.9341 | 0 | 485.6424 | 0.0047457 | 470.9341 | 0 | 485.6424 | 0.0020081 | 470.9997 | 3.2289e-05 | 485.6424 | 0.002683 | 470.9997 | 0.21748 | 480.35 | 0.11004 | 470.9341 | 0.04911 | 480.35 | -0.0026824 | 480.35 | -0.00060684 | 470.9997 | 9.9542e-06 | 470.9997 | 8.3454e-06 | 470.9341 | 0 | 485.6424 | -0.0004362 | 711.7849 | 0.01811 | 485.6424 | 0.00075982 | 711.0555 | 0 | 711.7849 | 0.00204 | 470.9997 | 0.29697
| 471.0474 | 0 | 485.8655 | 0.0046833 | 471.0474 | 0.00118 | 485.8655 | 0.00051363 | 471.1154 | 1.4682e-05 | 485.8655 | 0.0010704 | 471.1154 | 0.21575 | 480.57 | 0.1067 | 471.0474 | 0.04847 | 480.57 | 0.0007076 | 480.57 | -0.001192 | 471.1154 | 1.0364e-05 | 471.1154 | 9.191e-06 | 471.0474 | 0 | 485.8655 | 0.00038018 | 711.9483 | 0.01616 | 485.8655 | -0.0012641 | 711.2189 | 1.0001e-05 | 711.9483 | 0.00216 | 471.1154 | 0.2968
| 471.1607 | 0 | 486.0886 | 0.0049767 | 471.1607 | 0 | 486.0886 | 0.0030573 | 471.231 | 1.4682e-05 | 486.0886 | 0.0027797 | 471.231 | 0.21287 | 480.8 | 0.09604 | 471.1607 | 0.04825 | 480.8 | 0.0013533 | 480.8 | 0.0010836 | 471.231 | 9.5677e-06 | 471.231 | 9.6192e-06 | 471.1607 | 0 | 486.0886 | 0.00081386 | 712.1117 | 0.01781 | 486.0886 | 0.00083781 | 711.3824 | 0 | 712.1117 | 0.00198 | 471.231 | 0.29514
| 471.2741 | 0.00075165 | 486.3117 | 0.0047259 | 471.2741 | 0.00060691 | 486.3117 | -0.00019357 | 471.3467 | 1.4682e-05 | 486.3117 | 0.0012094 | 471.3467 | 0.21218 | 481.02 | 0.094656 | 471.2741 | 0.04876 | 481.02 | 0.00093361 | 481.02 | -0.001257 | 471.3467 | 9.2398e-06 | 471.3467 | 1.0904e-05 | 471.2741 | 0.00041236 | 486.3117 | -0.001252 | 712.2751 | 0.0144 | 486.3117 | 0.00013408 | 711.5459 | 3.0002e-05 | 712.2751 | 0.00218 | 471.3467 | 0.2945
| 471.3874 | 0 | 486.5349 | 0.0045937 | 471.3874 | 0 | 486.5349 | 0.0020602 | 471.4624 | 1.4682e-05 | 486.5349 | 0.0026999 | 471.4624 | 0.21046 | 481.24 | 0.090306 | 471.3874 | 0.04842 | 481.24 | 0.00093361 | 481.24 | -0.0010945 | 471.4624 | 8.502e-06 | 471.4624 | 1.0904e-05 | 471.3874 | 0 | 486.5349 | 0.0017264 | 712.4385 | 0.01735 | 486.5349 | 0.00047241 | 711.7095 | 6.6672e-06 | 712.4385 | 0.00196 | 471.4624 | 0.29239
| 471.5007 | 0.00080555 | 486.758 | 0.0045358 | 471.5007 | 0.00154 | 486.758 | 0.00028398 | 471.5781 | 1.4682e-05 | 486.758 | 0.0011392 | 471.5781 | 0.20989 | 481.47 | 0.09432 | 471.5007 | 0.04995 | 481.47 | -0.00019641 | 481.47 | -0.0012895 | 471.5781 | 8.7011e-06 | 471.5781 | 8.6639e-06 | 471.5007 | 0 | 486.758 | 0.00052832 | 712.6019 | 0.01296 | 486.758 | -0.0015431 | 711.873 | 1.0001e-05 | 712.6019 | 0.00207 | 471.5781 | 0.29079
| 471.614 | 0 | 486.9812 | 0.0046071 | 471.614 | 0 | 486.9812 | 0.0020577 | 471.6938 | 1.4682e-05 | 486.9812 | 0.0025544 | 471.6938 | 0.20732 | 481.69 | 0.082784 | 471.614 | 0.0482 | 481.69 | 0.00080447 | 481.69 | -0.0012245 | 471.6938 | 9.1344e-06 | 471.6938 | 7.6976e-06 | 471.614 | 0 | 486.9812 | 0.0003378 | 712.7654 | 0.01754 | 486.9812 | -0.0019449 | 712.0365 | 0 | 712.7654 | 0.00196 | 471.6938 | 0.28933
| 471.7274 | 0 | 487.2044 | 0.0044431 | 471.7274 | 0.00022542 | 487.2044 | 0.00083628 | 471.8095 | 3.2289e-05 | 487.2044 | 0.001169 | 471.8095 | 0.20501 | 481.91 | 0.082986 | 471.7274 | 0.04788 | 481.91 | -0.00074527 | 481.91 | -0.0016472 | 471.8095 | 8.9119e-06 | 471.8095 | 6.7313e-06 | 471.7274 | 0 | 487.2044 | -0.00074164 | 712.9288 | 0.01352 | 487.2044 | -0.00034475 | 712.2 | 1.0001e-05 | 712.9288 | 0.00214 | 471.8095 | 0.2881
| 471.8407 | 0 | 487.4276 | 0.0048216 | 471.8407 | 0 | 487.4276 | 0.0019391 | 471.9252 | 1.4682e-05 | 487.4276 | 0.0026546 | 471.9252 | 0.20106 | 482.14 | 0.074555 | 471.8407 | 0.0503 | 482.14 | 0.0029354 | 482.14 | -0.0015171 | 471.9252 | 8.8534e-06 | 471.9252 | 4.4912e-06 | 471.8407 | 5.3176e-05 | 487.4276 | -0.00084575 | 713.0922 | 0.017 | 487.4276 | 0.0013033 | 712.3636 | 0 | 713.0922 | 0.00204 | 471.9252 | 0.28674
| 471.954 | 0.000554 | 487.6508 | 0.0043715 | 471.954 | 0.00156 | 487.6508 | 0.0010695 | 472.0409 | 0 | 487.6508 | 0.0013215 | 472.0409 | 0.19893 | 482.36 | 0.07442 | 471.954 | 0.05094 | 482.36 | 0.0051308 | 482.36 | 0.00069354 | 472.0409 | 9.8136e-06 | 472.0409 | 4.0629e-06 | 471.954 | 0 | 487.6508 | -0.00031576 | 713.2557 | 0.01472 | 487.6508 | -0.0014902 | 712.5271 | 3.0002e-05 | 713.2557 | 0.00215 | 472.0409 | 0.28517
| 472.0673 | 0 | 487.874 | 0.0046127 | 472.0673 | 0 | 487.874 | 0.0017581 | 472.1566 | 3.2289e-05 | 487.874 | 0.0026623 | 472.1566 | 0.19644 | 482.58 | 0.065246 | 472.0673 | 0.04763 | 482.58 | 0.001773 | 482.58 | -0.0024923 | 472.1566 | 1.0493e-05 | 472.1566 | 5.1281e-06 | 472.0673 | 0 | 487.874 | 0.0013371 | 713.4191 | 0.01775 | 487.874 | 0.00049332 | 712.6906 | 6.6672e-06 | 713.4191 | 0.00206 | 472.1566 | 0.28303
| 472.1807 | 0.00076961 | 488.0972 | 0.0044196 | 472.1807 | 0.00149 | 488.0972 | 0.00078128 | 472.2723 | 1.4682e-05 | 488.0972 | 0.0011996 | 472.2723 | 0.19625 | 482.81 | 0.072059 | 472.1807 | 0.05128 | 482.81 | 0.0043883 | 482.81 | -5.4182e-05 | 472.2723 | 1.0739e-05 | 472.2723 | 6.0944e-06 | 472.1807 | 0 | 488.0972 | -0.0019648 | 713.5826 | 0.01343 | 488.0972 | -0.0039621 | 712.8542 | 1.0001e-05 | 713.5826 | 0.00222 | 472.2723 | 0.281
| 472.294 | 0 | 488.3204 | 0.0050836 | 472.294 | 0 | 488.3204 | 0.0023742 | 472.388 | 1.4682e-05 | 488.3204 | 0.002624 | 472.388 | 0.19503 | 483.03 | 0.060591 | 472.294 | 0.04928 | 483.03 | 0.00032017 | 483.03 | -0.00024923 | 472.388 | 9.0173e-06 | 472.388 | 7.3791e-06 | 472.294 | 0 | 488.3204 | 0.0026522 | 713.746 | 0.01487 | 488.3204 | 0.0016233 | 713.0177 | 6.6672e-06 | 713.746 | 0.00217 | 472.388 | 0.27923
| 472.4074 | 0.00091335 | 488.5437 | 0.0048475 | 472.4074 | 0.00123 | 488.5437 | 0.00063563 | 472.5038 | 0 | 488.5437 | 0.0012212 | 472.5038 | 0.19448 | 483.25 | 0.065785 | 472.4074 | 0.04839 | 483.25 | 0.0024833 | 483.25 | -0.001257 | 472.5038 | 8.8534e-06 | 472.5038 | 7.9172e-06 | 472.4074 | 0 | 488.5437 | -0.0014601 | 713.9095 | 0.01314 | 488.5437 | 0.00074857 | 713.1813 | 1.0001e-05 | 713.9095 | 0.00221 | 472.5038 | 0.27919
| 472.5207 | 0 | 488.767 | 0.004992 | 472.5207 | 0 | 488.767 | 0.0020337 | 472.6195 | 0 | 488.767 | 0.0026203 | 472.6195 | 0.19153 | 483.48 | 0.056409 | 472.5207 | 0.04709 | 483.48 | 0.0053892 | 483.48 | 0.0009211 | 472.6195 | 8.7011e-06 | 472.6195 | 8.5541e-06 | 472.5207 | 0.00074763 | 488.767 | 0.0012313 | 714.073 | 0.01603 | 488.767 | -8.3887e-06 | 713.3448 | 2.6669e-05 | 714.073 | 0.00203 | 472.6195 | 0.27911
| 472.634 | 0.00104 | 488.9902 | 0.004409 | 472.634 | 0.00186 | 488.9902 | 0.00079373 | 472.7352 | 4.9907e-05 | 488.9902 | 0.0012083 | 472.7352 | 0.18937 | 483.7 | 0.06022 | 472.634 | 0.04808 | 483.7 | 0.0042268 | 483.7 | -0.0021023 | 472.7352 | 8.947e-06 | 472.7352 | 6.4128e-06 | 472.634 | 0 | 488.9902 | -0.00054578 | 714.2365 | 0.01315 | 488.9902 | -0.0034269 | 713.5084 | 0 | 714.2365 | 0.00207 | 472.7352 | 0.27844
| 472.7474 | 0 | 489.2135 | 0.0044182 | 472.7474 | 0 | 489.2135 | 0.0018153 | 472.8509 | 0 | 489.2135 | 0.0027481 | 472.8509 | 0.18632 | 483.92 | 0.052733 | 472.7474 | 0.04879 | 483.92 | 0.0059057 | 483.92 | -2.1673e-05 | 472.8509 | 9.6497e-06 | 472.8509 | 4.4912e-06 | 472.7474 | 0 | 489.2135 | -0.00020353 | 714.3999 | 0.01542 | 489.2135 | 0.0012 | 713.672 | 6.6672e-06 | 714.3999 | 0.00203 | 472.8509 | 0.27616
| 472.8607 | 0.00080555 | 489.4369 | 0.0047456 | 472.8607 | 0.00123 | 489.4369 | 0.00044825 | 472.9667 | 3.2289e-05 | 489.4369 | 0.0010906 | 472.9667 | 0.18525 | 484.15 | 0.055768 | 472.8607 | 0.04896 | 484.15 | 0.0085855 | 484.15 | -0.00060684 | 472.9667 | 9.6848e-06 | 472.9667 | 3.9531e-06 | 472.8607 | 0 | 489.4369 | -0.0023038 | 714.5634 | 0.01301 | 489.4369 | -0.00026127 | 713.8355 | 1.0001e-05 | 714.5634 | 0.00222 | 472.9667 | 0.27458
| 472.9741 | 0 | 489.6602 | 0.0046147 | 472.9741 | 0 | 489.6602 | 0.0021707 | 473.0824 | 0 | 489.6602 | 0.0025872 | 473.0824 | 0.18336 | 484.37 | 0.049023 | 472.9741 | 0.04967 | 484.37 | 0.0064223 | 484.37 | 0.0002384 | 473.0824 | 1.0247e-05 | 473.0824 | 4.601e-06 | 472.9741 | 0.00093532 | 489.6602 | -0.0018452 | 714.7269 | 0.01568 | 489.6602 | 0.00085867 | 713.9991 | 0 | 714.7269 | 0.00207 | 473.0824 | 0.27317
| 473.0874 | 0.00039229 | 489.8835 | 0.0045291 | 473.0874 | 0.00106 | 489.8835 | 0.00054728 | 473.1982 | 0 | 489.8835 | 0.0013424 | 473.1982 | 0.18336 | 484.59 | 0.044976 | 473.0874 | 0.04899 | 484.59 | 0.00639 | 484.59 | -0.00096444 | 473.1982 | 1.1289e-05 | 473.1982 | 4.8096e-06 | 473.0874 | 0 | 489.8835 | 0.0012203 | 714.8904 | 0.01296 | 489.8835 | -9.2392e-06 | 714.1627 | 0 | 714.8904 | 0.00223 | 473.1982 | 0.27236
| 473.2008 | 0 | 490.1069 | 0.0037716 | 473.2008 | 0 | 490.1069 | 0.0023097 | 473.3139 | 1.4682e-05 | 490.1069 | 0.0026787 | 473.3139 | 0.18138 | 484.82 | 0.041839 | 473.2008 | 0.0501 | 484.82 | 0.0090698 | 484.82 | -0.0021023 | 473.3139 | 1.1535e-05 | 473.3139 | 5.1281e-06 | 473.2008 | 0 | 490.1069 | 0.00024089 | 715.0539 | 0.0151 | 490.1069 | -0.00086458 | 714.3263 | 0 | 715.0539 | 0.00208 | 473.3139 | 0.2707
| 473.3141 | 0 | 490.3302 | 0.0045034 | 473.3141 | 0.00097105 | 490.3302 | 0.00026911 | 473.4297 | 0 | 490.3302 | 0.0012438 | 473.4297 | 0.18046 | 485.04 | 0.043897 | 473.3141 | 0.05316 | 485.04 | 0.012557 | 485.04 | -5.4182e-05 | 473.4297 | 1.2378e-05 | 473.4297 | 5.1281e-06 | 473.3141 | 0 | 490.3302 | -0.00062768 | 715.2174 | 0.01372 | 490.3302 | -0.0010636 | 714.4899 | 1.0001e-05 | 715.2174 | 0.00196 | 473.4297 | 0.26997
| 473.4275 | 0 | 490.5536 | 0.0047483 | 473.4275 | 0 | 490.5536 | 0.0025874 | 473.5454 | 1.4682e-05 | 490.5536 | 0.0026698 | 473.5454 | 0.1774 | 485.26 | 0.030371 | 473.4275 | 0.05149 | 485.26 | 0.014558 | 485.26 | 0.002124 | 473.5454 | 1.0305e-05 | 473.5454 | 7.0607e-06 | 473.4275 | 0.00020334 | 490.5536 | 0.0011103 | 715.3809 | 0.0157 | 490.5536 | 0.0010411 | 714.6535 | 6.6672e-06 | 715.3809 | 0.00181 | 473.5454 | 0.26896
| 473.5409 | 0.00051807 | 490.777 | 0.0045298 | 473.5409 | 0.00179 | 490.777 | 0.0013349 | 473.6612 | 0 | 490.777 | 0.0013904 | 473.6612 | 0.17583 | 485.49 | 0.041873 | 473.5409 | 0.05089 | 485.49 | 0.019143 | 485.49 | -0.0021673 | 473.6612 | 1.0598e-05 | 473.6612 | 6.8411e-06 | 473.5409 | 0 | 490.777 | -0.0005194 | 715.5445 | 0.01841 | 490.777 | -0.0020876 | 714.8171 | 3.0002e-05 | 715.5445 | 0.00189 | 473.6612 | 0.26793
| 473.6542 | 0 | 491.0004 | 0.0047411 | 473.6542 | 0 | 491.0004 | 0.0016166 | 473.777 | 0 | 491.0004 | 0.0025987 | 473.777 | 0.17294 | 485.71 | 0.031653 | 473.6542 | 0.05212 | 485.71 | 0.017303 | 485.71 | -5.4182e-05 | 473.777 | 9.5911e-06 | 473.777 | 6.9509e-06 | 473.6542 | 0 | 491.0004 | 0.0011759 | 715.708 | 0.02716 | 491.0004 | 8.1581e-05 | 714.9807 | 6.6672e-06 | 715.708 | 0.0021 | 473.777 | 0.26581
| 473.7676 | 0.00127 | 491.2238 | 0.0044064 | 473.7676 | 0.00146 | 491.2238 | 0.00039057 | 473.8927 | 0 | 491.2238 | 0.0011011 | 473.8927 | 0.17218 | 485.94 | 0.033677 | 473.7676 | 0.05321 | 485.94 | 0.018918 | 485.94 | -0.0014521 | 473.8927 | 9.7551e-06 | 473.8927 | 7.1595e-06 | 473.7676 | 0.00056231 | 491.2238 | -0.0015146 | 715.8715 | 0.02245 | 491.2238 | -0.00062546 | 715.1443 | 0 | 715.8715 | 0.00219 | 473.8927 | 0.26498
| 473.881 | 0 | 491.4472 | 0.0045089 | 473.881 | 0 | 491.4472 | 0.0016536 | 474.0085 | 0 | 491.4472 | 0.0024739 | 474.0085 | 0.17085 | 486.16 | 0.028011 | 473.881 | 0.05104 | 486.16 | 0.017561 | 486.16 | 0.00098612 | 474.0085 | 1.0036e-05 | 474.0085 | 1.0047e-05 | 473.881 | 0.0004661 | 491.4472 | 0.00076045 | 716.0351 | 0.02779 | 491.4472 | -8.8506e-05 | 715.308 | 2.6669e-05 | 716.0351 | 0.00212 | 474.0085 | 0.26425
| 473.9943 | 0.0004462 | 491.6707 | 0.004195 | 473.9943 | 0.00074563 | 491.6707 | 0.00024456 | 474.1243 | 1.4682e-05 | 491.6707 | 0.0011392 | 474.1243 | 0.1714 | 486.38 | 0.028315 | 473.9943 | 0.05282 | 486.38 | 0.026343 | 486.38 | -0.0011595 | 474.1243 | 9.2749e-06 | 474.1243 | 1.0904e-05 | 473.9943 | 0 | 491.6707 | -0.00080747 | 716.1986 | 0.02145 | 491.6707 | 0.0011087 | 715.4716 | 3.0002e-05 | 716.1986 | 0.00227 | 474.1243 | 0.26498
| 474.1077 | 0 | 491.8941 | 0.0048012 | 474.1077 | 0 | 491.8941 | 0.0017795 | 474.2401 | 0 | 491.8941 | 0.002626 | 474.2401 | 0.16962 | 486.61 | 0.024199 | 474.1077 | 0.053 | 486.61 | 0.02518 | 486.61 | 0.00098612 | 474.2401 | 1.0305e-05 | 474.2401 | 9.729e-06 | 474.1077 | 0 | 491.8941 | 0.00066491 | 716.3621 | 0.02823 | 491.8941 | 0.00080424 | 715.6352 | 2.6669e-05 | 716.3621 | 0.00218 | 474.2401 | 0.26441
| 474.2211 | 0.00026652 | 492.1176 | 0.0043271 | 474.2211 | 0.00055488 | 492.1176 | 0.0010771 | 474.3559 | 1.4682e-05 | 492.1176 | 0.0012987 | 474.3559 | 0.16857 | 486.83 | 0.027236 | 474.2211 | 0.05191 | 486.83 | 0.035577 | 486.83 | 0.00027091 | 474.3559 | 8.4552e-06 | 474.3559 | 7.6976e-06 | 474.2211 | 0.00029991 | 492.1176 | -0.00015538 | 716.5257 | 0.01883 | 492.1176 | -2.6693e-05 | 715.7988 | 0 | 716.5257 | 0.00219 | 474.3559 | 0.26495
| 474.3345 | 0 | 492.3411 | 0.0046837 | 474.3345 | 0 | 492.3411 | 0.0018515 | 474.4717 | 0 | 492.3411 | 0.0024877 | 474.4717 | 0.16545 | 487.05 | 0.022344 | 474.3345 | 0.05498 | 487.05 | 0.031928 | 487.05 | -0.0019722 | 474.4717 | 9.193e-06 | 474.4717 | 7.3791e-06 | 474.3345 | 0 | 492.3411 | 0.0011253 | 716.6893 | 0.02915 | 492.3411 | -0.00029366 | 715.9625 | 2.6669e-05 | 716.6893 | 0.00206 | 474.4717 | 0.26296
| 474.4478 | 0.00015871 | 492.5646 | 0.0043282 | 474.4478 | 0.0004335 | 492.5646 | 0.0010431 | 474.5874 | 0 | 492.5646 | 0.0011162 | 474.5874 | 0.16397 | 487.28 | 0.026324 | 474.4478 | 0.05355 | 487.28 | 0.043326 | 487.28 | -0.0014521 | 474.5874 | 9.1578e-06 | 474.5874 | 9.4106e-06 | 474.4478 | 0 | 492.5646 | -0.0014004 | 716.8528 | 0.02291 | 492.5646 | -0.0024238 | 716.1261 | 0 | 716.8528 | 0.00215 | 474.5874 | 0.26137
| 474.5612 | 0 | 492.7881 | 0.0043599 | 474.5612 | 0 | 492.7881 | 0.0019668 | 474.7033 | 1.4682e-05 | 492.7881 | 0.0025581 | 474.7033 | 0.16168 | 487.5 | 0.019275 | 474.5612 | 0.0545 | 487.5 | 0.042421 | 487.5 | -0.00028175 | 474.7033 | 1.0844e-05 | 474.7033 | 9.8388e-06 | 474.5612 | 0.0002221 | 492.7881 | 0.0017673 | 717.0164 | 0.03073 | 492.7881 | -0.00050103 | 716.2898 | 6.6672e-06 | 717.0164 | 0.00214 | 474.7033 | 0.25848
| 474.6746 | 0.00058994 | 493.0116 | 0.0044837 | 474.6746 | 0.00090168 | 493.0116 | 0.00036623 | 474.8191 | 3.2289e-05 | 493.0116 | 0.001238 | 474.8191 | 0.16109 | 487.73 | 0.022412 | 474.6746 | 0.05543 | 487.73 | 0.045747 | 487.73 | -0.0012895 | 474.8191 | 1.0797e-05 | 474.8191 | 1.1124e-05 | 474.6746 | 0 | 493.0116 | -0.0015986 | 717.18 | 0.02483 | 493.0116 | -0.0012898 | 716.4534 | 1.0001e-05 | 717.18 | 0.00228 | 474.8191 | 0.25765
| 474.788 | 0 | 493.2351 | 0.0039028 | 474.788 | 0 | 493.2351 | 0.0017023 | 474.9349 | 0 | 493.2351 | 0.0025674 | 474.9349 | 0.15961 | 487.95 | 0.015295 | 474.788 | 0.0543 | 487.95 | 0.055433 | 487.95 | 0.00056349 | 474.9349 | 9.2984e-06 | 474.9349 | 9.5204e-06 | 474.788 | 0 | 493.2351 | 0.00055706 | 717.3435 | 0.0279 | 493.2351 | 0.0010301 | 716.6171 | 0 | 717.3435 | 0.00213 | 474.9349 | 0.25714
| 474.9014 | 0.00075165 | 493.4587 | 0.0043603 | 474.9014 | 0.00132 | 493.4587 | 0.00038654 | 475.0507 | 1.4682e-05 | 493.4587 | 0.0010518 | 475.0507 | 0.1592 | 488.17 | 0.017015 | 474.9014 | 0.05285 | 488.17 | 0.063019 | 488.17 | 0.00027091 | 475.0507 | 8.5372e-06 | 475.0507 | 7.5878e-06 | 474.9014 | 0 | 493.4587 | -0.001724 | 717.5071 | 0.02416 | 493.4587 | -0.0020945 | 716.7808 | 3.0002e-05 | 717.5071 | 0.00219 | 475.0507 | 0.25768
| 475.0148 | 0 | 493.6823 | 0.0040698 | 475.0148 | 0 | 493.6823 | 0.0021996 | 475.1665 | 1.4682e-05 | 493.6823 | 0.0025462 | 475.1665 | 0.15762 | 488.4 | 0.01452 | 475.0148 | 0.05464 | 488.4 | 0.063085 | 488.4 | -0.00047681 | 475.1665 | 7.8462e-06 | 475.1665 | 8.5541e-06 | 475.0148 | 0 | 493.6823 | 2.2507e-05 | 717.6707 | 0.03192 | 493.6823 | 0.0031256 | 716.9444 | 6.6672e-06 | 717.6707 | 0.00205 | 475.1665 | 0.25736
| 475.1282 | 0.00023058 | 493.9058 | 0.0042757 | 475.1282 | 0.00095371 | 493.9058 | 0.00016084 | 475.2823 | 3.2289e-05 | 493.9058 | 0.0011404 | 475.2823 | 0.15706 | 488.62 | 0.015464 | 475.1282 | 0.05495 | 488.62 | 0.071221 | 488.62 | 0.00082357 | 475.2823 | 9.6497e-06 | 475.2823 | 8.9823e-06 | 475.1282 | 0 | 493.9058 | 0.00052922 | 717.8343 | 0.02696 | 493.9058 | -0.00068332 | 717.1081 | 1.0001e-05 | 717.8343 | 0.00219 | 475.2823 | 0.25727
| 475.2416 | 0 | 494.1294 | 0.0046056 | 475.2416 | 0 | 494.1294 | 0.001585 | 475.3981 | 0 | 494.1294 | 0.0026117 | 475.3981 | 0.15427 | 488.84 | 0.012429 | 475.2416 | 0.05816 | 488.84 | 0.077419 | 488.84 | -0.00034676 | 475.3981 | 1.0329e-05 | 475.3981 | 1.1442e-05 | 475.2416 | 0 | 494.1294 | -0.00046938 | 717.9979 | 0.0321 | 494.1294 | 0.00054209 | 717.2718 | 2.6669e-05 | 717.9979 | 0.00213 | 475.3981 | 0.25476
| 475.355 | 0.00051807 | 494.353 | 0.0040342 | 475.355 | 0.00153 | 494.353 | 0.00040254 | 475.514 | 0 | 494.353 | 0.0011607 | 475.514 | 0.15289 | 489.07 | 0.014587 | 475.355 | 0.0596 | 489.07 | 0.085975 | 489.07 | -0.00054182 | 475.514 | 1.1886e-05 | 475.514 | 9.5204e-06 | 475.355 | 0 | 494.353 | 0.00075603 | 718.1615 | 0.02726 | 494.353 | 0.00023035 | 717.4355 | 3.0002e-05 | 718.1615 | 0.00225 | 475.514 | 0.25305
| 475.4684 | 0 | 494.5766 | 0.0044807 | 475.4684 | 0 | 494.5766 | 0.0024767 | 475.6298 | 0 | 494.5766 | 0.0026171 | 475.6298 | 0.15055 | 489.29 | 0.011316 | 475.4684 | 0.05654 | 489.29 | 0.089495 | 489.29 | 0.0012462 | 475.6298 | 1.1266e-05 | 475.6298 | 8.2356e-06 | 475.4684 | 0 | 494.5766 | 3.9327e-05 | 718.3251 | 0.02792 | 494.5766 | 0.0011384 | 717.5992 | 6.6672e-06 | 718.3251 | 0.00219 | 475.6298 | 0.25067
| 475.5818 | 0.0004462 | 494.8003 | 0.0045656 | 475.5818 | 0.00173 | 494.8003 | 0.00039557 | 475.7456 | 1.4682e-05 | 494.8003 | 0.0014167 | 475.7456 | 0.1503 | 489.52 | 0.013272 | 475.5818 | 0.06122 | 489.52 | 0.10041 | 489.52 | -0.0020047 | 475.7456 | 1.1863e-05 | 475.7456 | 5.7759e-06 | 475.5818 | 0 | 494.8003 | -0.00024742 | 718.4887 | 0.02704 | 494.8003 | -0.0013804 | 717.7629 | 1.0001e-05 | 718.4887 | 0.0023 | 475.7456 | 0.25049
| 475.6952 | 0 | 495.0239 | 0.0040869 | 475.6952 | 0 | 495.0239 | 0.0016417 | 475.8615 | 0 | 495.0239 | 0.0025475 | 475.8615 | 0.14838 | 489.74 | 0.0098316 | 475.6952 | 0.06086 | 489.74 | 0.10577 | 489.74 | -0.0001192 | 475.8615 | 9.8722e-06 | 475.8615 | 5.7759e-06 | 475.6952 | 0 | 495.0239 | 0.00031278 | 718.6523 | 0.02911 | 495.0239 | 0.00032908 | 717.9266 | 6.6672e-06 | 718.6523 | 0.00217 | 475.8615 | 0.24954
| 475.8086 | 0.00053603 | 495.2476 | 0.0042354 | 475.8086 | 0.00151 | 495.2476 | 0.00053475 | 475.9773 | 1.4682e-05 | 495.2476 | 0.0012001 | 475.9773 | 0.14777 | 489.96 | 0.011552 | 475.8086 | 0.06102 | 489.96 | 0.11807 | 489.96 | -0.0030776 | 475.9773 | 1.0528e-05 | 475.9773 | 7.9172e-06 | 475.8086 | 0 | 495.2476 | -0.0014806 | 718.816 | 0.02645 | 495.2476 | -0.0019799 | 718.0903 | 1.0001e-05 | 718.816 | 0.00227 | 475.9773 | 0.24985
| 475.922 | 0 | 495.4712 | 0.00465 | 475.922 | 0 | 495.4712 | 0.002294 | 476.0932 | 0 | 495.4712 | 0.002639 | 476.0932 | 0.14581 | 490.19 | 0.010506 | 475.922 | 0.0606 | 490.19 | 0.11946 | 490.19 | -0.00093193 | 476.0932 | 8.7011e-06 | 476.0932 | 1.0267e-05 | 475.922 | 0 | 495.4712 | 0.00072665 | 718.9796 | 0.0283 | 495.4712 | -0.00099357 | 718.254 | 0 | 718.9796 | 0.00216 | 476.0932 | 0.24927
| 476.0354 | 5.091e-05 | 495.6949 | 0.004433 | 476.0354 | 0.00098839 | 495.6949 | 0.00045797 | 476.209 | 1.4682e-05 | 495.6949 | 0.001315 | 476.209 | 0.14529 | 490.41 | 0.0075719 | 476.0354 | 0.06076 | 490.41 | 0.1285 | 490.41 | -0.00063934 | 476.209 | 9.2984e-06 | 476.209 | 1.0695e-05 | 476.0354 | 0 | 495.6949 | 0.00045236 | 719.1432 | 0.03404 | 495.6949 | -0.00091154 | 718.4177 | 0 | 719.1432 | 0.00225 | 476.209 | 0.24943
| 476.1488 | 0 | 495.9186 | 0.0044827 | 476.1488 | 0 | 495.9186 | 0.0026287 | 476.3249 | 0 | 495.9186 | 0.0025378 | 476.3249 | 0.14314 | 490.64 | 0.0088197 | 476.1488 | 0.06625 | 490.64 | 0.13531 | 490.64 | 0.00030341 | 476.3249 | 7.3661e-06 | 476.3249 | 8.5541e-06 | 476.1488 | 0.00027841 | 495.9186 | 0.00076987 | 719.3069 | 0.02908 | 495.9186 | 0.00035643 | 718.5815 | 0 | 719.3069 | 0.00211 | 476.3249 | 0.24801
| 476.2622 | 0 | 496.1423 | 0.0039509 | 476.2622 | 0.00135 | 496.1423 | 0.00093285 | 476.4407 | 0 | 496.1423 | 0.0013221 | 476.4407 | 0.14272 | 490.86 | 0.0067286 | 476.2622 | 0.06286 | 490.86 | 0.14618 | 490.86 | 0.00014088 | 476.4407 | 9.2749e-06 | 476.4407 | 8.016e-06 | 476.2622 | 0.00035613 | 496.1423 | -0.0013428 | 719.4705 | 0.02861 | 496.1423 | -0.0025801 | 718.7452 | 3.0002e-05 | 719.4705 | 0.00218 | 476.4407 | 0.24763
| 476.3757 | 0 | 496.366 | 0.0034968 | 476.3757 | 0 | 496.366 | 0.0017726 | 476.5566 | 0 | 496.366 | 0.0025486 | 476.5566 | 0.14094 | 491.08 | 0.0092245 | 476.3757 | 0.06455 | 491.08 | 0.14651 | 491.08 | 0.0029691 | 476.5566 | 9.5209e-06 | 476.5566 | 7.4889e-06 | 476.3757 | 0 | 496.366 | 0.00094166 | 719.6342 | 0.02918 | 496.366 | 0.0012257 | 718.9089 | 0 | 719.6342 | 0.00206 | 476.5566 | 0.24662
| 476.4891 | 0.00124 | 496.5898 | 0.0045239 | 476.4891 | 0.00097105 | 496.5898 | 0.0008424 | 476.6725 | 1.4682e-05 | 496.5898 | 0.0013189 | 476.6725 | 0.14059 | 491.31 | 0.007302 | 476.4891 | 0.06136 | 491.31 | 0.1592 | 491.31 | 0.0017338 | 476.6725 | 1.068e-05 | 476.6725 | 6.6324e-06 | 476.4891 | 0 | 496.5898 | -0.0012967 | 719.7979 | 0.03854 | 496.5898 | 0.0011396 | 719.0727 | 1.0001e-05 | 719.7979 | 0.00224 | 476.6725 | 0.24643
| 476.6025 | 0 | 496.8135 | 0.0043626 | 476.6025 | 0 | 496.8135 | 0.0017089 | 476.7883 | 0 | 496.8135 | 0.0022937 | 476.7883 | 0.13849 | 491.53 | 0.0063913 | 476.6025 | 0.06569 | 491.53 | 0.16505 | 491.53 | 0.00017338 | 476.7883 | 1.0177e-05 | 476.7883 | 5.7759e-06 | 476.6025 | 0 | 496.8135 | -0.00072988 | 719.9615 | 0.02897 | 496.8135 | -0.00016229 | 719.2364 | 0 | 719.9615 | 0.00216 | 476.7883 | 0.24469
| 476.7159 | 0.00108 | 497.0373 | 0.0042688 | 476.7159 | 0.0013 | 497.0373 | 0.00047866 | 476.9042 | 1.4682e-05 | 497.0373 | 0.0011379 | 476.9042 | 0.13787 | 491.76 | 0.0052446 | 476.7159 | 0.06477 | 491.76 | 0.18674 | 491.76 | -0.00037928 | 476.9042 | 1.1617e-05 | 476.9042 | 7.0607e-06 | 476.7159 | 0 | 497.0373 | -0.00073305 | 720.1252 | 0.03832 | 497.0373 | 0.0010156 | 719.4002 | 3.0002e-05 | 720.1252 | 0.00228 | 476.9042 | 0.24364
| 476.8294 | 0 | 497.2611 | 0.0042981 | 476.8294 | 0 | 497.2611 | 0.002427 | 477.0201 | 0 | 497.2611 | 0.002381 | 477.0201 | 0.13563 | 491.98 | 0.0056493 | 476.8294 | 0.06549 | 491.98 | 0.18089 | 491.98 | 0.00030341 | 477.0201 | 1.1781e-05 | 477.0201 | 7.2693e-06 | 476.8294 | 0 | 497.2611 | -0.00014665 | 720.2889 | 0.03396 | 497.2611 | 0.0013027 | 719.5639 | 6.6672e-06 | 720.2889 | 0.00217 | 477.0201 | 0.24198
| 476.9428 | 0.00015871 | 497.4849 | 0.0041908 | 476.9428 | 0.00062425 | 497.4849 | 0.00049939 | 477.136 | 0 | 497.4849 | 0.0011879 | 477.136 | 0.13477 | 492.2 | 0.0046038 | 476.9428 | 0.06363 | 492.2 | 0.19713 | 492.2 | 0.0009211 | 477.136 | 1.0715e-05 | 477.136 | 7.8074e-06 | 476.9428 | 0 | 497.4849 | -0.00025837 | 720.4525 | 0.03846 | 497.4849 | -0.00082345 | 719.7277 | 5.0004e-05 | 720.4525 | 0.00231 | 477.136 | 0.24118
| 477.0562 | 0 | 497.7087 | 0.0045823 | 477.0562 | 0 | 497.7087 | 0.0015614 | 477.2519 | 1.4682e-05 | 497.7087 | 0.0024152 | 477.2519 | 0.13266 | 492.43 | 0.0069647 | 477.0562 | 0.06552 | 492.43 | 0.20291 | 492.43 | -0.0018096 | 477.2519 | 9.7317e-06 | 477.2519 | 7.2693e-06 | 477.0562 | 0 | 497.7087 | 0.0014671 | 720.6162 | 0.03453 | 497.7087 | -3.6692e-06 | 719.8914 | 0 | 720.6162 | 0.00219 | 477.2519 | 0.23991
| 477.1697 | 0.00116 | 497.9325 | 0.0040037 | 477.1697 | 0.00189 | 497.9325 | 0.00042459 | 477.3678 | 0 | 497.9325 | 0.0011268 | 477.3678 | 0.13218 | 492.65 | 0.0024789 | 477.1697 | 0.06505 | 492.65 | 0.21661 | 492.65 | -0.0019722 | 477.3678 | 1.0388e-05 | 477.3678 | 9.9487e-06 | 477.1697 | 0 | 497.9325 | -0.00055365 | 720.7799 | 0.0384 | 497.9325 | -0.00031014 | 720.0552 | 3.0002e-05 | 720.7799 | 0.00224 | 477.3678 | 0.23944
| 477.2831 | 0 | 498.1563 | 0.0041116 | 477.2831 | 0 | 498.1563 | 0.0019465 | 477.4837 | 0 | 498.1563 | 0.0023675 | 477.4837 | 0.13033 | 492.88 | 0.0025127 | 477.2831 | 0.06887 | 492.88 | 0.21493 | 492.88 | -0.0015171 | 477.4837 | 1.1512e-05 | 477.4837 | 1.0805e-05 | 477.2831 | 0.00055994 | 498.1563 | 0.001646 | 720.9436 | 0.03676 | 498.1563 | -0.00061832 | 720.219 | 0 | 720.9436 | 0.00212 | 477.4837 | 0.23878
| 477.3965 | 0.00019465 | 498.3801 | 0.0039986 | 477.3965 | 0.00108 | 498.3801 | 0.00077417 | 477.5996 | 1.4682e-05 | 498.3801 | 0.0012033 | 477.5996 | 0.12958 | 493.1 | 0.0049073 | 477.3965 | 0.06655 | 493.1 | 0.24024 | 493.1 | 0.00030341 | 477.5996 | 1.109e-05 | 477.5996 | 8.8725e-06 | 477.3965 | 0 | 498.3801 | 3.8235e-05 | 721.1073 | 0.03418 | 498.3801 | -0.00080503 | 720.3827 | 3.0002e-05 | 721.1073 | 0.00227 | 477.5996 | 0.23846
| 477.51 | 0 | 498.604 | 0.004323 | 477.51 | 0 | 498.604 | 0.0010982 | 477.7155 | 0 | 498.604 | 0.0024938 | 477.7155 | 0.12801 | 493.32 | 0.0043003 | 477.51 | 0.06603 | 493.32 | 0.24128 | 493.32 | -0.00054182 | 477.7155 | 1.109e-05 | 477.7155 | 8.2356e-06 | 477.51 | 0.00010949 | 498.604 | 0.00019394 | 721.271 | 0.03709 | 498.604 | 8.5868e-05 | 720.5465 | 6.6672e-06 | 721.271 | 0.00223 | 477.7155 | 0.23794
| 477.6234 | 0.0006079 | 498.8279 | 0.0033687 | 477.6234 | 0.00104 | 498.8279 | 0.00050425 | 477.8314 | 3.2289e-05 | 498.8279 | 0.0012167 | 477.8314 | 0.12763 | 493.55 | 0.00082632 | 477.6234 | 0.06619 | 493.55 | 0.25642 | 493.55 | 0.00088859 | 477.8314 | 1.0762e-05 | 477.8314 | 7.0607e-06 | 477.6234 | 0 | 498.8279 | -0.0010813 | 721.4347 | 0.03758 | 498.8279 | -0.0022583 | 720.7103 | 1.0001e-05 | 721.4347 | 0.00226 | 477.8314 | 0.23743
| 477.7369 | 0 | 499.0517 | 0.0042282 | 477.7369 | 0 | 499.0517 | 0.0019946 | 477.9473 | 1.4682e-05 | 499.0517 | 0.0024022 | 477.9473 | 0.1259 | 493.77 | 0.0036257 | 477.7369 | 0.06799 | 493.77 | 0.26539 | 493.77 | -0.0010295 | 477.9473 | 1.0551e-05 | 477.9473 | 8.2356e-06 | 477.7369 | 0.00042856 | 499.0517 | 0.00036561 | 721.5984 | 0.03794 | 499.0517 | -0.00075685 | 720.8741 | 0 | 721.5984 | 0.00211 | 477.9473 | 0.23575
| 477.8503 | 0.00098522 | 499.2756 | 0.0042671 | 477.8503 | 0.00118 | 499.2756 | 0.00091819 | 478.0632 | 1.4682e-05 | 499.2756 | 0.0013533 | 478.0632 | 0.12481 | 494 | 0.0035582 | 477.8503 | 0.06809 | 494 | 0.2806 | 494 | -0.0014521 | 478.0632 | 9.919e-06 | 478.0632 | 6.9509e-06 | 477.8503 | 0 | 499.2756 | 0.00054543 | 721.7622 | 0.03397 | 499.2756 | -0.00014058 | 721.0379 | 3.0002e-05 | 721.7622 | 0.00221 | 478.0632 | 0.23427
| 477.9638 | 0 | 499.4995 | 0.0042452 | 477.9638 | 0 | 499.4995 | 0.0023467 | 478.1792 | 0 | 499.4995 | 0.0023176 | 478.1792 | 0.12285 | 494.22 | 0.002108 | 477.9638 | 0.0702 | 494.22 | 0.28367 | 494.22 | 0.00069354 | 478.1792 | 9.1812e-06 | 478.1792 | 7.2693e-06 | 477.9638 | 0.00014702 | 499.4995 | 0.00051234 | 721.9259 | 0.03386 | 499.4995 | -0.0010912 | 721.2017 | 6.6672e-06 | 721.9259 | 0.00218 | 478.1792 | 0.23307
| 478.0772 | 0.00053603 | 499.7235 | 0.003744 | 478.0772 | 0.00121 | 499.7235 | 0.0010333 | 478.2951 | 0 | 499.7235 | 0.0012817 | 478.2951 | 0.12259 | 494.44 | 0.0023104 | 478.0772 | 0.06664 | 494.44 | 0.30074 | 494.44 | 0.00046596 | 478.2951 | 9.0759e-06 | 478.2951 | 6.0944e-06 | 478.0772 | 0 | 499.7235 | 0.0012111 | 722.0896 | 0.03353 | 499.7235 | 4.6143e-05 | 721.3655 | 3.0002e-05 | 722.0896 | 0.00236 | 478.2951 | 0.23333
| 478.1907 | 0.00016197 | 499.9474 | 0.0038193 | 478.1907 | 0 | 499.9474 | 0.0020492 | 478.411 | 0 | 499.9474 | 0.0023591 | 478.411 | 0.12122 | 494.67 | 0.001231 | 478.1907 | 0.06852 | 494.67 | 0.31088 | 494.67 | 0.0017988 | 478.411 | 9.1812e-06 | 478.411 | 6.6324e-06 | 478.1907 | 0 | 499.9474 | -0.0003356 | 722.2534 | 0.03419 | 499.9474 | 9.0313e-05 | 721.5294 | 6.6672e-06 | 722.2534 | 0.00223 | 478.411 | 0.23333
| 478.3042 | 0.00046416 | 500.1713 | 0.0040241 | 478.3042 | 0.0018 | 500.1713 | 0.00070111 | 478.5269 | 0 | 500.1713 | 0.0011909 | 478.5269 | 0.12071 | 494.89 | 0.0028838 | 478.3042 | 0.07209 | 494.89 | 0.32292 | 494.89 | -0.001322 | 478.5269 | 1.0633e-05 | 478.5269 | 6.8411e-06 | 478.3042 | 0 | 500.1713 | 0.00025707 | 722.4171 | 0.03302 | 500.1713 | 0.00012244 | 721.6932 | 3.0002e-05 | 722.4171 | 0.00235 | 478.5269 | 0.23364
| 478.4176 | 0 | 500.3953 | 0.0041488 | 478.4176 | 0 | 500.3953 | 0.0012521 | 478.6429 | 0 | 500.3953 | 0.0023589 | 478.6429 | 0.11863 | 495.12 | 0.0038281 | 478.4176 | 0.06932 | 495.12 | 0.32932 | 495.12 | 0.00066102 | 478.6429 | 1.0528e-05 | 478.6429 | 8.7737e-06 | 478.4176 | 0.00024087 | 500.3953 | 5.8119e-05 | 722.5809 | 0.03449 | 500.3953 | 0.0010703 | 721.857 | 6.6672e-06 | 722.5809 | 0.0022 | 478.6429 | 0.23266
| 478.5311 | 0.00131 | 500.6193 | 0.0041221 | 478.5311 | 0.00137 | 500.6193 | 0.0006702 | 478.7588 | 1.4682e-05 | 500.6193 | 0.0012661 | 478.7588 | 0.11795 | 495.34 | 0.0012985 | 478.5311 | 0.07283 | 495.34 | 0.34984 | 495.34 | -0.00028175 | 478.7588 | 9.8488e-06 | 478.7588 | 9.4106e-06 | 478.5311 | 0 | 500.6193 | -0.00045866 | 722.7446 | 0.03316 | 500.6193 | -0.00013892 | 722.0208 | 3.0002e-05 | 722.7446 | 0.00232 | 478.7588 | 0.23141
| 478.6446 | 0 | 500.8433 | 0.0038617 | 478.6446 | 0 | 500.8433 | 0.001555 | 478.8748 | 1.4682e-05 | 500.8433 | 0.0023057 | 478.8748 | 0.11623 | 495.56 | 0.0050423 | 478.6446 | 0.07114 | 495.56 | 0.35502 | 495.56 | -0.00018422 | 478.8748 | 7.694e-06 | 478.8748 | 9.729e-06 | 478.6446 | 0 | 500.8433 | 0.0010205 | 722.9084 | 0.0347 | 500.8433 | -0.0019541 | 722.1847 | 0 | 722.9084 | 0.00217 | 478.8748 | 0.23016
| 478.758 | 0.00113 | 501.0673 | 0.0039548 | 478.758 | 0.00084967 | 501.0673 | 0.00087784 | 478.9907 | 0 | 501.0673 | 0.0010407 | 478.9907 | 0.11563 | 495.79 | 0.0016358 | 478.758 | 0.06931 | 495.79 | 0.37217 | 495.79 | -0.00057433 | 478.9907 | 7.776e-06 | 478.9907 | 8.7737e-06 | 478.758 | 0 | 501.0673 | -9.1569e-05 | 723.0721 | 0.03371 | 501.0673 | 9.144e-05 | 722.3485 | 1.0001e-05 | 723.0721 | 0.00223 | 478.9907 | 0.22989
| 478.8715 | 0 | 501.2913 | 0.0038325 | 478.8715 | 0 | 501.2913 | 0.0019665 | 479.1067 | 1.4682e-05 | 501.2913 | 0.0024022 | 479.1067 | 0.11391 | 496.01 | 0.0020068 | 478.8715 | 0.07315 | 496.01 | 0.38504 | 496.01 | -0.00037928 | 479.1067 | 8.0219e-06 | 479.1067 | 1.0377e-05 | 478.8715 | 0 | 501.2913 | 0.0010971 | 723.2359 | 0.03576 | 501.2913 | 0.001417 | 722.5123 | 6.6672e-06 | 723.2359 | 0.00207 | 479.1067 | 0.22882
| 478.985 | 0.00032042 | 501.5153 | 0.0035534 | 478.985 | 0.00175 | 501.5153 | 0.00031318 | 479.2226 | 0 | 501.5153 | 0.0011877 | 479.2226 | 0.113 | 496.24 | 0.0018381 | 478.985 | 0.07481 | 496.24 | 0.39273 | 496.24 | -0.00099695 | 479.2226 | 9.4623e-06 | 479.2226 | 8.7737e-06 | 478.985 | 0 | 501.5153 | -0.00039339 | 723.3997 | 0.03411 | 501.5153 | -0.0020245 | 722.6762 | 0 | 723.3997 | 0.00221 | 479.2226 | 0.22877
| 479.0985 | 0 | 501.7393 | 0.0042479 | 479.0985 | 0 | 501.7393 | 0.0014761 | 479.3386 | 0 | 501.7393 | 0.0022866 | 479.3386 | 0.11092 | 496.46 | 0.0025127 | 479.0985 | 0.07443 | 496.46 | 0.40222 | 496.46 | 0.0013112 | 479.3386 | 1.109e-05 | 479.3386 | 1.1124e-05 | 479.0985 | 0.0009541 | 501.7393 | 4.7181e-05 | 723.5634 | 0.03665 | 501.7393 | 0.00079812 | 722.8401 | 2.6669e-05 | 723.5634 | 0.00214 | 479.3386 | 0.22778
| 479.212 | 0.00113 | 501.9634 | 0.0037888 | 479.212 | 0.00123 | 501.9634 | 0.0010557 | 479.4546 | 0 | 501.9634 | 0.0010708 | 479.4546 | 0.10994 | 496.69 | 0.003221 | 479.212 | 0.07765 | 496.69 | 0.42417 | 496.69 | 0.00082357 | 479.4546 | 1.1781e-05 | 479.4546 | 9.8388e-06 | 479.212 | 0 | 501.9634 | -0.00091093 | 723.7272 | 0.03369 | 501.9634 | -0.0011177 | 723.0039 | 0 | 723.7272 | 0.00232 | 479.4546 | 0.22773
| 479.3254 | 0 | 502.1875 | 0.0039523 | 479.3254 | 0 | 502.1875 | 0.0014947 | 479.5706 | 0 | 502.1875 | 0.0022388 | 479.5706 | 0.10832 | 496.91 | 0.0026476 | 479.3254 | 0.07787 | 496.91 | 0.42663 | 496.91 | 0.0014088 | 479.5706 | 1.0879e-05 | 479.5706 | 1.0805e-05 | 479.3254 | 0 | 502.1875 | 0.00062455 | 723.891 | 0.03924 | 502.1875 | -0.00036623 | 723.1678 | 6.6672e-06 | 723.891 | 0.00225 | 479.5706 | 0.22655
| 479.4389 | 0.00145 | 502.4115 | 0.003797 | 479.4389 | 0.00097105 | 502.4115 | 0.001252 | 479.6865 | 0 | 502.4115 | 0.0012169 | 479.6865 | 0.10817 | 497.13 | 0.0010961 | 479.4389 | 0.07924 | 497.13 | 0.44823 | 497.13 | 0.00059601 | 479.6865 | 8.8534e-06 | 479.6865 | 7.2693e-06 | 479.4389 | 0 | 502.4115 | -0.0012483 | 724.0548 | 0.038 | 502.4115 | 0.0010275 | 723.3317 | 1.0001e-05 | 724.0548 | 0.00241 | 479.6865 | 0.22644
| 479.5524 | 0 | 502.6356 | 0.0039073 | 479.5524 | 0 | 502.6356 | 0.0014643 | 479.8025 | 1.4682e-05 | 502.6356 | 0.0021303 | 479.8025 | 0.1068 | 497.36 | 0.00028669 | 479.5524 | 0.07897 | 497.36 | 0.45017 | 497.36 | -2.1673e-05 | 479.8025 | 9.8371e-06 | 479.8025 | 7.5878e-06 | 479.5524 | 0 | 502.6356 | 0.0014842 | 724.2186 | 0.03945 | 502.6356 | 0.00083452 | 723.4955 | 2.6669e-05 | 724.2186 | 0.00227 | 479.8025 | 0.22568
| 479.6659 | 0.00089539 | 502.8597 | 0.0037965 | 479.6659 | 0.0016 | 502.8597 | 0.00054461 | 479.9185 | 0 | 502.8597 | 0.0011321 | 479.9185 | 0.10602 | 497.58 | 0.0025127 | 479.6659 | 0.07689 | 497.58 | 0.47021 | 497.58 | -0.0019397 | 479.9185 | 1.0551e-05 | 479.9185 | 8.4443e-06 | 479.6659 | 0 | 502.8597 | -0.002096 | 724.3824 | 0.0373 | 502.8597 | -0.0019581 | 723.6594 | 0 | 724.3824 | 0.00235 | 479.9185 | 0.22521
| 479.7794 | 0 | 503.0838 | 0.0041386 | 479.7794 | 0 | 503.0838 | 0.0014527 | 480.0345 | 1.4682e-05 | 503.0838 | 0.0022794 | 480.0345 | 0.1037 | 497.81 | 0.00082632 | 479.7794 | 0.07957 | 497.81 | 0.47512 | 497.81 | -0.001257 | 480.0345 | 1.1558e-05 | 480.0345 | 9.5204e-06 | 479.7794 | 0.00014702 | 503.0838 | 0.00026554 | 724.5462 | 0.04238 | 503.0838 | 0.00092993 | 723.8233 | 0 | 724.5462 | 0.00217 | 480.0345 | 0.22276
| 479.8929 | 0 | 503.308 | 0.0036657 | 479.8929 | 0.00154 | 503.308 | 0.0012702 | 480.1505 | 0 | 503.308 | 0.0012099 | 480.1505 | 0.10249 | 498.03 | 0.00099496 | 479.8929 | 0.08112 | 498.03 | 0.50017 | 498.03 | 0.00062851 | 480.1505 | 9.2984e-06 | 480.1505 | 7.9172e-06 | 479.8929 | 0 | 503.308 | 5.2962e-05 | 724.7101 | 0.0389 | 503.308 | -0.0018144 | 723.9872 | 1.0001e-05 | 724.7101 | 0.00222 | 480.1505 | 0.22135
| 480.0064 | 0 | 503.5321 | 0.0039829 | 480.0064 | 0 | 503.5321 | 0.001428 | 480.2665 | 0 | 503.5321 | 0.0022286 | 480.2665 | 0.10035 | 498.26 | -0.00086005 | 480.0064 | 0.08229 | 498.26 | 0.5033 | 498.26 | 7.5855e-05 | 480.2665 | 1.0259e-05 | 480.2665 | 6.0944e-06 | 480.0064 | 0.00012826 | 503.5321 | -0.0012762 | 724.8739 | 0.04159 | 503.5321 | -0.0010064 | 724.1511 | 0 | 724.8739 | 0.00209 | 480.2665 | 0.21912
| 480.1199 | 0.00158 | 503.7563 | 0.0039081 | 480.1199 | 0.00027745 | 503.7563 | 0.00080841 | 480.3825 | 0 | 503.7563 | 0.0012917 | 480.3825 | 0.09963 | 498.48 | 0.0015008 | 480.1199 | 0.08134 | 498.48 | 0.51603 | 498.48 | -0.001322 | 480.3825 | 1.0633e-05 | 480.3825 | 5.3477e-06 | 480.1199 | 0 | 503.7563 | -0.00043135 | 725.0377 | 0.04203 | 503.7563 | 0.0015159 | 724.315 | 3.0002e-05 | 725.0377 | 0.00227 | 480.3825 | 0.21918
| 480.2334 | 0 | 503.9804 | 0.0040639 | 480.2334 | 0 | 503.9804 | 0.0014027 | 480.4985 | 0 | 503.9804 | 0.0022921 | 480.4985 | 0.09789 | 498.71 | 0.00045532 | 480.2334 | 0.08309 | 498.71 | 0.53192 | 498.71 | -0.00089942 | 480.4985 | 1.1535e-05 | 480.4985 | 7.2693e-06 | 480.2334 | 0 | 503.9804 | 0.0010546 | 725.2015 | 0.04179 | 503.9804 | -0.0012619 | 724.4789 | 6.6672e-06 | 725.2015 | 0.00222 | 480.4985 | 0.21831
| 480.3469 | 0.00024855 | 504.2046 | 0.0038514 | 480.3469 | 0.00109 | 504.2046 | 0.00087253 | 480.6145 | 1.4682e-05 | 504.2046 | 0.0012597 | 480.6145 | 0.09833 | 498.93 | -0.001231 | 480.3469 | 0.08509 | 498.93 | 0.55173 | 498.93 | -0.0014521 | 480.6145 | 1.1172e-05 | 480.6145 | 8.9823e-06 | 480.3469 | 0 | 504.2046 | -1.4914e-05 | 725.3654 | 0.03993 | 504.2046 | 0.00030353 | 724.6428 | 1.0001e-05 | 725.3654 | 0.00234 | 480.6145 | 0.21889
| 480.4604 | 0 | 504.4288 | 0.0039533 | 480.4604 | 0 | 504.4288 | 0.0018127 | 480.7305 | 1.4682e-05 | 504.4288 | 0.0022063 | 480.7305 | 0.09691 | 499.15 | 0.001737 | 480.4604 | 0.08905 | 499.15 | 0.55034 | 499.15 | -0.00050931 | 480.7305 | 1.1395e-05 | 480.7305 | 8.4443e-06 | 480.4604 | 0 | 504.4288 | 0.00070097 | 725.5292 | 0.04523 | 504.4288 | 5.2066e-05 | 724.8067 | 6.6672e-06 | 725.5292 | 0.00218 | 480.7305 | 0.21828
| 480.5739 | 0 | 504.653 | 0.0036214 | 480.5739 | 0.00108 | 504.653 | 0.00072265 | 480.8465 | 3.2289e-05 | 504.653 | 0.0011204 | 480.8465 | 0.09667 | 499.38 | -0.0001855 | 480.5739 | 0.08742 | 499.38 | 0.57349 | 499.38 | -0.001257 | 480.8465 | 1.0633e-05 | 480.8465 | 1.0267e-05 | 480.5739 | 0 | 504.653 | -0.00059684 | 725.6931 | 0.04292 | 504.653 | -0.0011671 | 724.9706 | 0 | 725.6931 | 0.00225 | 480.8465 | 0.2187
| 480.6875 | 0 | 504.8773 | 0.0038708 | 480.6875 | 0 | 504.8773 | 0.0008215 | 480.9625 | 1.4682e-05 | 504.8773 | 0.0022679 | 480.9625 | 0.09437 | 499.6 | 0.0032547 | 480.6875 | 0.09294 | 499.6 | 0.57673 | 499.6 | -0.00037928 | 480.9625 | 9.919e-06 | 480.9625 | 9.3008e-06 | 480.6875 | 0 | 504.8773 | 0.0020115 | 725.8569 | 0.04602 | 504.8773 | -0.0010955 | 725.1346 | 6.6672e-06 | 725.8569 | 0.00219 | 480.9625 | 0.21797
| 480.801 | 0.00037433 | 505.1015 | 0.0035564 | 480.801 | 0.00127 | 505.1015 | 0.00068405 | 481.0786 | 0 | 505.1015 | 0.0011357 | 481.0786 | 0.09367 | 499.83 | -0.0014334 | 480.801 | 0.0906 | 499.83 | 0.6052 | 499.83 | -0.001322 | 481.0786 | 9.2984e-06 | 481.0786 | 1.1552e-05 | 480.801 | 0 | 505.1015 | -0.00084315 | 726.0208 | 0.04531 | 505.1015 | -1.2857e-05 | 725.2985 | 1.0001e-05 | 726.0208 | 0.00239 | 481.0786 | 0.21774
| 480.9145 | 0 | 505.3257 | 0.00397 | 480.9145 | 0 | 505.3257 | 0.0015112 | 481.1946 | 1.4682e-05 | 505.3257 | 0.0022395 | 481.1946 | 0.09198 | 500.05 | 0.001231 | 480.9145 | 0.09129 | 500.05 | 0.60762 | 500.05 | 0.0002384 | 481.1946 | 9.3452e-06 | 481.1946 | 8.7737e-06 | 480.9145 | 0 | 505.3257 | 0.0001881 | 726.1846 | 0.04565 | 505.3257 | 0.0014334 | 725.4624 | 0 | 726.1846 | 0.00239 | 481.1946 | 0.21568
| 481.028 | 0.00032042 | 505.55 | 0.0037111 | 481.028 | 0.00079764 | 505.55 | 0.00052415 | 481.3106 | 1.4682e-05 | 505.55 | 0.0012003 | 481.3106 | 0.09168 | 500.28 | -0.00072515 | 481.028 | 0.09358 | 500.28 | 0.62057 | 500.28 | -0.00073687 | 481.3106 | 9.193e-06 | 481.3106 | 1.0157e-05 | 481.028 | 0 | 505.55 | -0.00076301 | 726.3485 | 0.05034 | 505.55 | -0.0002684 | 725.6264 | 0 | 726.3485 | 0.00248 | 481.3106 | 0.21473
| 481.1415 | 0 | 505.7743 | 0.0040439 | 481.1415 | 0 | 505.7743 | 0.0017426 | 481.4266 | 3.2289e-05 | 505.7743 | 0.002141 | 481.4266 | 0.09073 | 500.5 | 0.0013322 | 481.1415 | 0.09476 | 500.5 | 0.63845 | 500.5 | -0.0015171 | 481.4266 | 9.3218e-06 | 481.4266 | 1.0157e-05 | 481.1415 | 0 | 505.7743 | 0.00032646 | 726.5124 | 0.04919 | 505.7743 | 0.00096015 | 725.7903 | 6.6672e-06 | 726.5124 | 0.00231 | 481.4266 | 0.2136
| 481.2551 | 0.00091335 | 505.9986 | 0.0037984 | 481.2551 | 0.00142 | 505.9986 | 0.00061635 | 481.5427 | 0 | 505.9986 | 0.0010973 | 481.5427 | 0.09025 | 500.73 | -0.00032042 | 481.2551 | 0.09803 | 500.73 | 0.65873 | 500.73 | 0.00049847 | 481.5427 | 1.02e-05 | 481.5427 | 9.5204e-06 | 481.2551 | 5.6228e-05 | 505.9986 | 0.00055947 | 726.6762 | 0.05061 | 505.9986 | -0.0010439 | 725.9543 | 3.0002e-05 | 726.6762 | 0.00237 | 481.5427 | 0.21438
| 481.3686 | 0 | 506.2229 | 0.0037471 | 481.3686 | 0 | 506.2229 | 0.0013277 | 481.6587 | 4.9907e-05 | 506.2229 | 0.0022664 | 481.6587 | 0.08849 | 500.95 | 0.0019057 | 481.3686 | 0.09958 | 500.95 | 0.65318 | 500.95 | 0.00049847 | 481.6587 | 1.0739e-05 | 481.6587 | 8.7737e-06 | 481.3686 | 0 | 506.2229 | 0.00050498 | 726.8401 | 0.05091 | 506.2229 | 0.00027697 | 726.1182 | 6.6672e-06 | 726.8401 | 0.00228 | 481.6587 | 0.21378
| 481.4821 | 0.00062587 | 506.4472 | 0.0037219 | 481.4821 | 0 | 506.4472 | 0.00060672 | 481.7748 | 1.4682e-05 | 506.4472 | 0.001123 | 481.7748 | 0.08727 | 501.17 | -0.0023441 | 481.4821 | 0.09389 | 501.17 | 0.67678 | 501.17 | 0.00069354 | 481.7748 | 1.102e-05 | 481.7748 | 8.016e-06 | 481.4821 | 5.6228e-05 | 506.4472 | -0.00061618 | 727.004 | 0.05112 | 506.4472 | -0.00086164 | 726.2822 | 0 | 727.004 | 0.00237 | 481.7748 | 0.21386
| 481.5957 | 0 | 506.6715 | 0.0037663 | 481.5957 | 0 | 506.6715 | 0.0016305 | 481.8908 | 1.4682e-05 | 506.6715 | 0.0022193 | 481.8908 | 0.08527 | 501.4 | 0.0013322 | 481.5957 | 0.09652 | 501.4 | 0.68159 | 501.4 | 0.00036844 | 481.8908 | 1.0528e-05 | 481.8908 | 7.6976e-06 | 481.5957 | 3.4411e-05 | 506.6715 | 0.0010929 | 727.1679 | 0.05008 | 506.6715 | -0.00031827 | 726.4462 | 2.6669e-05 | 727.1679 | 0.00224 | 481.8908 | 0.21302
| 481.7092 | 0.00127 | 506.8959 | 0.0037904 | 481.7092 | 0.00139 | 506.8959 | 0.0009817 | 482.0069 | 0 | 506.8959 | 0.0012505 | 482.0069 | 0.08461 | 501.62 | -0.00035414 | 481.7092 | 0.09979 | 501.62 | 0.69709 | 501.62 | 0.00066102 | 482.0069 | 1.0341e-05 | 482.0069 | 6.9509e-06 | 481.7092 | 0 | 506.8959 | 0.00089998 | 727.3318 | 0.04873 | 506.8959 | -0.00030641 | 726.6101 | 0 | 727.3318 | 0.00236 | 482.0069 | 0.2128
| 481.8227 | 0 | 507.1202 | 0.0038374 | 481.8227 | 0 | 507.1202 | 0.0016776 | 482.123 | 0 | 507.1202 | 0.0020967 | 482.123 | 0.08318 | 501.85 | 0.0010287 | 481.8227 | 0.09638 | 501.85 | 0.70804 | 501.85 | -0.0017771 | 482.123 | 1.0036e-05 | 482.123 | 5.9846e-06 | 481.8227 | 0 | 507.1202 | 0.00069168 | 727.4957 | 0.05326 | 507.1202 | -0.00040249 | 726.7741 | 0 | 727.4957 | 0.00227 | 482.123 | 0.21153
| 481.9363 | 0.00094928 | 507.3446 | 0.0036939 | 481.9363 | 0.0003468 | 507.3446 | 0.00076687 | 482.239 | 3.2289e-05 | 507.3446 | 0.0011647 | 482.239 | 0.0832 | 502.07 | -0.00086005 | 481.9363 | 0.09985 | 502.07 | 0.72843 | 502.07 | -0.00093193 | 482.239 | 1.0516e-05 | 482.239 | 5.0292e-06 | 481.9363 | 5.6228e-05 | 507.3446 | -0.00023165 | 727.6596 | 0.05326 | 507.3446 | -0.00073039 | 726.9381 | 1.0001e-05 | 727.6596 | 0.00244 | 482.239 | 0.21037
| 482.0498 | 0.00016197 | 507.569 | 0.0033305 | 482.0498 | 0 | 507.569 | 0.0015812 | 482.3551 | 0 | 507.569 | 0.0020817 | 482.3551 | 0.08252 | 502.3 | 0.0013322 | 482.0498 | 0.10007 | 502.3 | 0.72609 | 502.3 | 0.0013763 | 482.3551 | 1.1558e-05 | 482.3551 | 3.8543e-06 | 482.0498 | 0 | 507.569 | 0.00024434 | 727.8235 | 0.05316 | 507.569 | -0.0008172 | 727.1021 | 6.6672e-06 | 727.8235 | 0.00227 | 482.3551 | 0.20949
| 482.1634 | 0.00015871 | 507.7933 | 0.0035229 | 482.1634 | 0.00067626 | 507.7933 | 0.0007772 | 482.4712 | 0 | 507.7933 | 0.0012356 | 482.4712 | 0.08252 | 502.52 | -0.00021923 | 482.1634 | 0.09945 | 502.52 | 0.74833 | 502.52 | 0.00036844 | 482.4712 | 1.2273e-05 | 482.4712 | 2.888e-06 | 482.1634 | 0 | 507.7933 | 0.00051299 | 727.9875 | 0.05356 | 507.7933 | -0.00062254 | 727.2661 | 1.0001e-05 | 727.9875 | 0.00241 | 482.4712 | 0.20968
| 482.2769 | 0 | 508.0178 | 0.0039056 | 482.2769 | 0 | 508.0178 | 0.0022543 | 482.5872 | 1.4682e-05 | 508.0178 | 0.0022177 | 482.5872 | 0.08077 | 502.75 | -0.00028669 | 482.2769 | 0.09936 | 502.75 | 0.74913 | 502.75 | -0.00099695 | 482.5872 | 1.1617e-05 | 482.5872 | 5.4575e-06 | 482.2769 | 0 | 508.0178 | 0.0016296 | 728.1514 | 0.05478 | 508.0178 | 0.0014286 | 727.4301 | 0 | 728.1514 | 0.00223 | 482.5872 | 0.2095
| 482.3905 | 0.00109 | 508.2422 | 0.0036574 | 482.3905 | 0.00109 | 508.2422 | 0.00084968 | 482.7033 | 3.2289e-05 | 508.2422 | 0.0011477 | 482.7033 | 0.07951 | 502.97 | 0.00025296 | 482.3905 | 0.10325 | 502.97 | 0.77209 | 502.97 | -0.0015171 | 482.7033 | 1.15e-05 | 482.7033 | 6.8411e-06 | 482.3905 | 0 | 508.2422 | 0.00043914 | 728.3153 | 0.05305 | 508.2422 | -0.001636 | 727.5941 | 1.0001e-05 | 728.3153 | 0.00238 | 482.7033 | 0.2094
| 482.504 | 0 | 508.4666 | 0.0036933 | 482.504 | 0 | 508.4666 | 0.001408 | 482.8194 | 1.4682e-05 | 508.4666 | 0.0022999 | 482.8194 | 0.07717 | 503.2 | 0.0021754 | 482.504 | 0.10044 | 503.2 | 0.77887 | 503.2 | -0.0021673 | 482.8194 | 1.0165e-05 | 482.8194 | 9.191e-06 | 482.504 | 0.00025964 | 508.4666 | 0.0011274 | 728.4793 | 0.05497 | 508.4666 | 0.0011796 | 727.7581 | 0 | 728.4793 | 0.00221 | 482.8194 | 0.20825
| 482.6176 | 0.00080555 | 508.691 | 0.003496 | 482.6176 | 0.00024276 | 508.691 | 0.00070519 | 482.9355 | 3.2289e-05 | 508.691 | 0.0011422 | 482.9355 | 0.07638 | 503.42 | 0.0010287 | 482.6176 | 0.10297 | 503.42 | 0.79743 | 503.42 | -0.0008344 | 482.9355 | 9.6263e-06 | 482.9355 | 8.4443e-06 | 482.6176 | 0 | 508.691 | -0.0011082 | 728.6432 | 0.05597 | 508.691 | 0.00037088 | 727.9221 | 3.0002e-05 | 728.6432 | 0.00228 | 482.9355 | 0.20844
| 482.7312 | 0 | 508.9155 | 0.0035402 | 482.7312 | 0 | 508.9155 | 0.0011318 | 483.0516 | 1.4682e-05 | 508.9155 | 0.0021334 | 483.0516 | 0.07464 | 503.64 | -0.00089378 | 482.7312 | 0.10543 | 503.64 | 0.80767 | 503.64 | 0.002189 | 483.0516 | 8.0922e-06 | 483.0516 | 8.3454e-06 | 482.7312 | 0 | 508.9155 | 0.00070278 | 728.8071 | 0.05878 | 508.9155 | -0.00019369 | 728.0861 | 0 | 728.8071 | 0.00215 | 483.0516 | 0.20757
| 482.8447 | 0 | 509.14 | 0.0036456 | 482.8447 | 0.00118 | 509.14 | 0.00061403 | 483.1677 | 1.4682e-05 | 509.14 | 0.0012688 | 483.1677 | 0.07468 | 503.87 | 0.00082632 | 482.8447 | 0.10467 | 503.87 | 0.81799 | 503.87 | -0.00099695 | 483.1677 | 8.8299e-06 | 483.1677 | 8.4443e-06 | 482.8447 | 0 | 509.14 | 0.00032172 | 728.9711 | 0.0579 | 509.14 | -0.0011051 | 728.2501 | 6.9993e-05 | 728.9711 | 0.00235 | 483.1677 | 0.20737
| 482.9583 | 0 | 509.3645 | 0.0037325 | 482.9583 | 0 | 509.3645 | 0.0017311 | 483.2838 | 0 | 509.3645 | 0.0021284 | 483.2838 | 0.0736 | 504.09 | -0.0018044 | 482.9583 | 0.10387 | 504.09 | 0.81364 | 504.09 | 0.00033593 | 483.2838 | 8.7479e-06 | 483.2838 | 6.8411e-06 | 482.9583 | 0 | 509.3645 | 0.00083369 | 729.135 | 0.05831 | 509.3645 | -2.4289e-05 | 728.4142 | 0 | 729.135 | 0.00235 | 483.2838 | 0.20624
| 483.0718 | 0.00069774 | 509.589 | 0.0032897 | 483.0718 | 0.00144 | 509.589 | 0.00061609 | 483.3999 | 1.4682e-05 | 509.589 | 0.00115 | 483.3999 | 0.07363 | 504.32 | -0.00086005 | 483.0718 | 0.107 | 504.32 | 0.83134 | 504.32 | -0.0001192 | 483.3999 | 9.8136e-06 | 483.3999 | 5.6661e-06 | 483.0718 | 1.8743e-05 | 509.589 | -0.00047463 | 729.299 | 0.05892 | 509.589 | -0.00072388 | 728.5782 | 5.0004e-05 | 729.299 | 0.0025 | 483.3999 | 0.20577
| 483.1854 | 0 | 509.8135 | 0.0036826 | 483.1854 | 0 | 509.8135 | 0.0011272 | 483.516 | 0 | 509.8135 | 0.0021521 | 483.516 | 0.07186 | 504.54 | -0.0015346 | 483.1854 | 0.10722 | 504.54 | 0.83802 | 504.54 | 4.3346e-05 | 483.516 | 9.1812e-06 | 483.516 | 5.8857e-06 | 483.1854 | 0.00029718 | 509.8135 | 0.00070073 | 729.463 | 0.05977 | 509.8135 | 0.00084317 | 728.7422 | 0 | 729.463 | 0.00235 | 483.516 | 0.20462
| 483.299 | 0.00033839 | 510.038 | 0.0033949 | 483.299 | 0.00156 | 510.038 | 8.0649e-05 | 483.6321 | 3.2289e-05 | 510.038 | 0.0011779 | 483.6321 | 0.07086 | 504.77 | 5.0592e-05 | 483.299 | 0.10575 | 504.77 | 0.84502 | 504.77 | 0.00066102 | 483.6321 | 9.7317e-06 | 483.6321 | 8.1258e-06 | 483.299 | 0 | 510.038 | -0.00080746 | 729.6269 | 0.05912 | 510.038 | -0.00095721 | 728.9063 | 1.0001e-05 | 729.6269 | 0.00243 | 483.6321 | 0.20373
| 483.4126 | 0 | 510.2625 | 0.0036754 | 483.4126 | 0 | 510.2625 | 0.0021744 | 483.7482 | 3.2289e-05 | 510.2625 | 0.0021254 | 483.7482 | 0.06867 | 504.99 | 0.0018044 | 483.4126 | 0.1081 | 504.99 | 0.84996 | 504.99 | 0.00010836 | 483.7482 | 8.6426e-06 | 483.7482 | 9.4106e-06 | 483.4126 | 0 | 510.2625 | 0.0014306 | 729.7909 | 0.06153 | 510.2625 | -0.0011336 | 729.0703 | 0 | 729.7909 | 0.00226 | 483.7482 | 0.20195
| 483.5262 | 0.00064383 | 510.4871 | 0.0034977 | 483.5262 | 0.00125 | 510.4871 | 0.00012275 | 483.8644 | 0 | 510.4871 | 0.0011102 | 483.8644 | 0.06789 | 505.22 | -0.00285 | 483.5262 | 0.10907 | 505.22 | 0.85614 | 505.22 | 0.00062851 | 483.8644 | 1.0223e-05 | 483.8644 | 7.2693e-06 | 483.5262 | 0.00028115 | 510.4871 | 0.00044 | 729.9549 | 0.05965 | 510.4871 | -0.00074982 | 729.2344 | 0 | 729.9549 | 0.0023 | 483.8644 | 0.20154
| 483.6397 | 0 | 510.7116 | 0.0036418 | 483.6397 | 0 | 510.7116 | 0.0015637 | 483.9805 | 0 | 510.7116 | 0.0020633 | 483.9805 | 0.06628 | 505.44 | 0.00028669 | 483.6397 | 0.10884 | 505.44 | 0.8703 | 505.44 | 0.0011162 | 483.9805 | 1.0844e-05 | 483.9805 | 5.2379e-06 | 483.6397 | 0 | 510.7116 | -0.00064115 | 730.1189 | 0.06147 | 510.7116 | 0.00032679 | 729.3984 | 0 | 730.1189 | 0.00214 | 483.9805 | 0.201
| 483.7533 | 0.00156 | 510.9362 | 0.0036125 | 483.7533 | 0.00144 | 510.9362 | 0.00044826 | 484.0966 | 0 | 510.9362 | 0.0011947 | 484.0966 | 0.06584 | 505.67 | -0.0017032 | 483.7533 | 0.10961 | 505.67 | 0.87282 | 505.67 | -2.1673e-05 | 484.0966 | 1.0739e-05 | 484.0966 | 5.2379e-06 | 483.7533 | 0 | 510.9362 | -0.00068711 | 730.2829 | 0.06077 | 510.9362 | 7.5367e-05 | 729.5625 | 5.0004e-05 | 730.2829 | 0.00231 | 484.0966 | 0.20178
| 483.8669 | 0 | 511.1608 | 0.0036553 | 483.8669 | 0 | 511.1608 | 0.002355 | 484.2127 | 1.4682e-05 | 511.1608 | 0.00214 | 484.2127 | 0.06483 | 505.89 | 0.00032042 | 483.8669 | 0.11105 | 505.89 | 0.87134 | 505.89 | -0.0010945 | 484.2127 | 9.3452e-06 | 484.2127 | 5.8857e-06 | 483.8669 | 0.00048487 | 511.1608 | 0.00046515 | 730.4469 | 0.06172 | 511.1608 | 0.00062154 | 729.7265 | 0 | 730.4469 | 0.00232 | 484.2127 | 0.20135
| 483.9805 | 0.00037433 | 511.3854 | 0.0034303 | 483.9805 | 0.00156 | 511.3854 | 2.7575e-05 | 484.3289 | 1.4682e-05 | 511.3854 | 0.0010649 | 484.3289 | 0.06485 | 506.12 | 0.00021923 | 483.9805 | 0.10913 | 506.12 | 0.89517 | 506.12 | -0.0024274 | 484.3289 | 9.3452e-06 | 484.3289 | 6.4128e-06 | 483.9805 | 0 | 511.3854 | -0.0014225 | 730.6109 | 0.06302 | 511.3854 | -0.00032026 | 729.8906 | 1.0001e-05 | 730.6109 | 0.00246 | 484.3289 | 0.20127
| 484.0941 | 0 | 511.61 | 0.0035661 | 484.0941 | 0 | 511.61 | 0.0017104 | 484.445 | 1.4682e-05 | 511.61 | 0.0020021 | 484.445 | 0.0639 | 506.34 | 0.0021416 | 484.0941 | 0.1075 | 506.34 | 0.90082 | 506.34 | 1.0836e-05 | 484.445 | 1.0739e-05 | 484.445 | 5.4575e-06 | 484.0941 | 0.00103 | 511.61 | 0.00015816 | 730.7749 | 0.06244 | 511.61 | 0.0021828 | 730.0547 | 0 | 730.7749 | 0.00231 | 484.445 | 0.20063
| 484.2077 | 6.8875e-05 | 511.8346 | 0.003438 | 484.2077 | 0.00121 | 511.8346 | 0.00046069 | 484.5612 | 1.4682e-05 | 511.8346 | 0.0010505 | 484.5612 | 0.06332 | 506.57 | -0.0017707 | 484.2077 | 0.112 | 506.57 | 0.90504 | 506.57 | 4.3346e-05 | 484.5612 | 1.0341e-05 | 484.5612 | 8.5541e-06 | 484.2077 | 0 | 511.8346 | -0.00077112 | 730.9389 | 0.06033 | 511.8346 | -0.0014974 | 730.2188 | 1.0001e-05 | 730.9389 | 0.00239 | 484.5612 | 0.20074
| 484.3213 | 0 | 512.0593 | 0.0033641 | 484.3213 | 0 | 512.0593 | 0.0018156 | 484.6773 | 0 | 512.0593 | 0.0020469 | 484.6773 | 0.06155 | 506.79 | -0.0024789 | 484.3213 | 0.11384 | 506.79 | 0.91666 | 506.79 | -0.00093193 | 484.6773 | 1.0364e-05 | 484.6773 | 7.1595e-06 | 484.3213 | 0 | 512.0593 | 0.00036462 | 731.1029 | 0.06571 | 512.0593 | 0.00015114 | 730.3829 | 0 | 731.1029 | 0.0023 | 484.6773 | 0.19981
| 484.4349 | 5.091e-05 | 512.2839 | 0.0035401 | 484.4349 | 0.00083232 | 512.2839 | 0.00031347 | 484.7935 | 1.4682e-05 | 512.2839 | 0.0010275 | 484.7935 | 0.06052 | 507.02 | -0.001231 | 484.4349 | 0.11344 | 507.02 | 0.91605 | 507.02 | -0.00096444 | 484.7935 | 9.029e-06 | 484.7935 | 1.0267e-05 | 484.4349 | 0.00069352 | 512.2839 | 0.00068433 | 731.2669 | 0.06365 | 512.2839 | -0.0003864 | 730.547 | 3.0002e-05 | 731.2669 | 0.00238 | 484.7935 | 0.19973
| 484.5485 | 0 | 512.5086 | 0.0034107 | 484.5485 | 0 | 512.5086 | 0.0015385 | 484.9096 | 0 | 512.5086 | 0.0020652 | 484.9096 | 0.05863 | 507.24 | -0.00021923 | 484.5485 | 0.11415 | 507.24 | 0.92338 | 507.24 | 0.00059601 | 484.9096 | 9.6848e-06 | 484.9096 | 1.0476e-05 | 484.5485 | 0 | 512.5086 | -0.00046432 | 731.431 | 0.06478 | 512.5086 | 0.00066106 | 730.7111 | 0 | 731.431 | 0.00226 | 484.9096 | 0.19858
| 484.6621 | 0.00116 | 512.7333 | 0.0032458 | 484.6621 | 0.00086701 | 512.7333 | 0.00046789 | 485.0258 | 1.4682e-05 | 512.7333 | 0.00094954 | 485.0258 | 0.05813 | 507.47 | 0.00059023 | 484.6621 | 0.11716 | 507.47 | 0.92267 | 507.47 | -0.00070437 | 485.0258 | 9.7668e-06 | 485.0258 | 1.2837e-05 | 484.6621 | 0 | 512.7333 | -0.0015026 | 731.595 | 0.06605 | 512.7333 | -0.00087316 | 730.8752 | 1.0001e-05 | 731.595 | 0.0023 | 485.0258 | 0.19826
| 484.7757 | 0 | 512.958 | 0.0035767 | 484.7757 | 0 | 512.958 | 0.001699 | 485.142 | 0 | 512.958 | 0.0019971 | 485.142 | 0.05625 | 507.69 | -0.00059023 | 484.7757 | 0.11713 | 507.69 | 0.93061 | 507.69 | -0.00037928 | 485.142 | 9.8371e-06 | 485.142 | 1.0805e-05 | 484.7757 | 0 | 512.958 | 0.0018784 | 731.7591 | 0.06673 | 512.958 | 0.00086396 | 731.0393 | 6.6672e-06 | 731.7591 | 0.00229 | 485.142 | 0.19672
| 484.8893 | 0.00030245 | 513.1827 | 0.0031973 | 484.8893 | 0.00189 | 513.1827 | 0.000958 | 485.2581 | 0 | 513.1827 | 0.0012219 | 485.2581 | 0.0555 | 507.92 | -0.00059023 | 484.8893 | 0.11844 | 507.92 | 0.94491 | 507.92 | -0.0026874 | 485.2581 | 1.0446e-05 | 485.2581 | 7.6976e-06 | 484.8893 | 0 | 513.1827 | -0.0012818 | 731.9231 | 0.0664 | 513.1827 | -0.00058896 | 731.2034 | 1.0001e-05 | 731.9231 | 0.00243 | 485.2581 | 0.1961
| 485.0029 | 0 | 513.4074 | 0.0035315 | 485.0029 | 0 | 513.4074 | 0.0014315 | 485.3743 | 0 | 513.4074 | 0.0020817 | 485.3743 | 0.05331 | 508.14 | 0.00075887 | 485.0029 | 0.11897 | 508.14 | 0.94672 | 508.14 | -0.00031426 | 485.3743 | 1.0341e-05 | 485.3743 | 5.7759e-06 | 485.0029 | 0.00014702 | 513.4074 | 0.00090847 | 732.0871 | 0.0678 | 513.4074 | 0.00085908 | 731.3675 | 0 | 732.0871 | 0.00235 | 485.3743 | 0.19558
| 485.1166 | 3.2945e-05 | 513.6321 | 0.0034091 | 485.1166 | 0.00102 | 513.6321 | 0.00083706 | 485.4905 | 0 | 513.6321 | 0.0010021 | 485.4905 | 0.05271 | 508.37 | 0.00015177 | 485.1166 | 0.11869 | 508.37 | 0.95099 | 508.37 | -0.0029475 | 485.4905 | 1.109e-05 | 485.4905 | 5.9846e-06 | 485.1166 | 0 | 513.6321 | -0.00019038 | 732.2512 | 0.06821 | 513.6321 | 5.7977e-05 | 731.5316 | 3.0002e-05 | 732.2512 | 0.00238 | 485.4905 | 0.19534
| 485.2302 | 0.0004679 | 513.8569 | 0.0034833 | 485.2302 | 0 | 513.8569 | 0.0015402 | 485.6067 | 1.4682e-05 | 513.8569 | 0.0020878 | 485.6067 | 0.05039 | 508.59 | 0.00025296 | 485.2302 | 0.12286 | 508.59 | 0.94821 | 508.59 | 4.3346e-05 | 485.6067 | 9.8488e-06 | 485.6067 | 7.8074e-06 | 485.2302 | 0 | 513.8569 | 0.0010302 | 732.4153 | 0.06975 | 513.8569 | 0.0013798 | 731.6957 | 6.6672e-06 | 732.4153 | 0.00222 | 485.6067 | 0.19444
| 485.3438 | 0.00165 | 514.0816 | 0.0032624 | 485.3438 | 0.00153 | 514.0816 | 0.0007787 | 485.7228 | 0 | 514.0816 | 0.0010469 | 485.7228 | 0.05023 | 508.82 | -0.00096123 | 485.3438 | 0.12539 | 508.82 | 0.95819 | 508.82 | 0.00066102 | 485.7228 | 9.8136e-06 | 485.7228 | 9.4106e-06 | 485.3438 | 0 | 514.0816 | 0.00041957 | 732.5793 | 0.07185 | 514.0816 | 0.00056065 | 731.8599 | 0 | 732.5793 | 0.00236 | 485.7228 | 0.19395
| 485.4574 | 0 | 514.3064 | 0.0029783 | 485.4574 | 0 | 514.3064 | 0.0010348 | 485.839 | 1.4682e-05 | 514.3064 | 0.0020209 | 485.839 | 0.04861 | 509.04 | 5.0592e-05 | 485.4574 | 0.12363 | 509.04 | 0.95647 | 509.04 | -0.00067186 | 485.839 | 9.193e-06 | 485.839 | 1.0377e-05 | 485.4574 | 0 | 514.3064 | 0.00026363 | 732.7434 | 0.07011 | 514.3064 | 0.0012511 | 732.024 | 6.6672e-06 | 732.7434 | 0.00226 | 485.839 | 0.19316
| 485.5711 | 0 | 514.5312 | 0.0031893 | 485.5711 | 0.00015606 | 514.5312 | 0.00056779 | 485.9552 | 0 | 514.5312 | 0.00098148 | 485.9552 | 0.04947 | 509.27 | -0.00015177 | 485.5711 | 0.12582 | 509.27 | 0.95932 | 509.27 | -0.0018096 | 485.9552 | 1.02e-05 | 485.9552 | 9.6192e-06 | 485.5711 | 0 | 514.5312 | -0.0011202 | 732.9075 | 0.07139 | 514.5312 | -0.0023309 | 732.1881 | 0 | 732.9075 | 0.0024 | 485.9552 | 0.19324
| 485.6847 | 0 | 514.756 | 0.0034061 | 485.6847 | 0 | 514.756 | 0.0012735 | 486.0714 | 0 | 514.756 | 0.0019377 | 486.0714 | 0.04789 | 509.49 | 0.00038786 | 485.6847 | 0.1276 | 509.49 | 0.96022 | 509.49 | -0.00015171 | 486.0714 | 9.7902e-06 | 486.0714 | 8.7737e-06 | 485.6847 | 0.00067256 | 514.756 | 0.0010081 | 733.0715 | 0.07452 | 514.756 | 0.00067246 | 732.3523 | 0 | 733.0715 | 0.00233 | 486.0714 | 0.19271
| 485.7983 | 0.00096726 | 514.9808 | 0.0031595 | 485.7983 | 0.00142 | 514.9808 | 0.00028057 | 486.1876 | 0 | 514.9808 | 0.00096296 | 486.1876 | 0.048 | 509.72 | -0.00038786 | 485.7983 | 0.12653 | 509.72 | 0.97107 | 509.72 | -0.0023949 | 486.1876 | 1.0551e-05 | 486.1876 | 1.0047e-05 | 485.7983 | 0.00101 | 514.9808 | -0.00095852 | 733.2356 | 0.07445 | 514.9808 | -0.0010419 | 732.5164 | 3.0002e-05 | 733.2356 | 0.0025 | 486.1876 | 0.19242
| 485.912 | 0 | 515.2056 | 0.0032512 | 485.912 | 0 | 515.2056 | 0.0015547 | 486.3038 | 0 | 515.2056 | 0.001906 | 486.3038 | 0.04617 | 509.94 | 0.00038786 | 485.912 | 0.12644 | 509.94 | 0.96991 | 509.94 | 0.0019939 | 486.3038 | 1.0013e-05 | 486.3038 | 8.016e-06 | 485.912 | 0.00044733 | 515.2056 | -3.1301e-05 | 733.3997 | 0.07406 | 515.2056 | 0.0015085 | 732.6806 | 0 | 733.3997 | 0.00237 | 486.3038 | 0.19176
| 486.0256 | 0.00033839 | 515.4304 | 0.0032423 | 486.0256 | 0.00144 | 515.4304 | -9.8531e-05 | 486.42 | 0 | 515.4304 | 0.00097506 | 486.42 | 0.04602 | 510.17 | -0.00035414 | 486.0256 | 0.13175 | 510.17 | 0.97185 | 510.17 | -0.0037602 | 486.42 | 1.0856e-05 | 486.42 | 9.0921e-06 | 486.0256 | 0 | 515.4304 | -0.00077968 | 733.5638 | 0.0744 | 515.4304 | -0.00020631 | 732.8448 | 0 | 733.5638 | 0.00247 | 486.42 | 0.1914
| 486.1393 | 0 | 515.6553 | 0.0033925 | 486.1393 | 0 | 515.6553 | 0.0012422 | 486.5362 | 0 | 515.6553 | 0.0020522 | 486.5362 | 0.04513 | 510.39 | 5.0592e-05 | 486.1393 | 0.13456 | 510.39 | 0.98279 | 510.39 | 0.00040094 | 486.5362 | 9.3569e-06 | 486.5362 | 9.191e-06 | 486.1393 | 0 | 515.6553 | 0.0022813 | 733.7279 | 0.07749 | 515.6553 | 0.001036 | 733.0089 | 0 | 733.7279 | 0.0023 | 486.5362 | 0.19103
| 486.2529 | 0.00199 | 515.8801 | 0.0030995 | 486.2529 | 0.00036414 | 515.8801 | 0.00080142 | 486.6524 | 4.9907e-05 | 515.8801 | 0.0010136 | 486.6524 | 0.04536 | 510.62 | -0.0016695 | 486.2529 | 0.13828 | 510.62 | 0.97943 | 510.62 | -0.001257 | 486.6524 | 9.7668e-06 | 486.6524 | 1.2727e-05 | 486.2529 | 0 | 515.8801 | -0.0013041 | 733.892 | 0.07737 | 515.8801 | -0.0008074 | 733.1731 | 3.0002e-05 | 733.892 | 0.00249 | 486.6524 | 0.19127
| 486.3666 | 0 | 516.105 | 0.0035399 | 486.3666 | 0 | 516.105 | 0.0015687 | 486.7687 | 0 | 516.105 | 0.0020493 | 486.7687 | 0.04546 | 510.84 | -0.00082632 | 486.3666 | 0.13729 | 510.84 | 0.97211 | 510.84 | 0.0029691 | 486.7687 | 8.0102e-06 | 486.7687 | 1.3254e-05 | 486.3666 | 0 | 516.105 | 0.00033107 | 734.0561 | 0.07795 | 516.105 | 0.0012554 | 733.3373 | 0 | 734.0561 | 0.00237 | 486.7687 | 0.19033
| 486.4802 | 0.00058994 | 516.3299 | 0.0025951 | 486.4802 | 0.00153 | 516.3299 | 0.0004373 | 486.8849 | 0 | 516.3299 | 0.00089047 | 486.8849 | 0.04592 | 511.07 | 1.6864e-05 | 486.4802 | 0.13973 | 511.07 | 0.97333 | 511.07 | -0.0001192 | 486.8849 | 9.111e-06 | 486.8849 | 1.3792e-05 | 486.4802 | 0 | 516.3299 | 0.0008674 | 734.2202 | 0.07702 | 516.3299 | -5.975e-06 | 733.5015 | 1.0001e-05 | 734.2202 | 0.00257 | 486.8849 | 0.18936
| 486.5939 | 0 | 516.5548 | 0.0033453 | 486.5939 | 0 | 516.5548 | 0.0016619 | 487.0011 | 0 | 516.5548 | 0.002029 | 487.0011 | 0.04664 | 511.29 | 8.4319e-05 | 486.5939 | 0.14132 | 511.29 | 0.98508 | 511.29 | -0.0016472 | 487.0011 | 9.0173e-06 | 487.0011 | 1.0695e-05 | 486.5939 | 0 | 516.5548 | 0.0023325 | 734.3843 | 0.08132 | 516.5548 | 0.00036636 | 733.6656 | 6.6672e-06 | 734.3843 | 0.00242 | 487.0011 | 0.18774
| 486.7075 | 0 | 516.7797 | 0.0027987 | 486.7075 | 0.00139 | 516.7797 | 0.00027893 | 487.1174 | 0 | 516.7797 | 0.00089255 | 487.1174 | 0.04696 | 511.52 | -0.0026476 | 486.7075 | 0.14237 | 511.52 | 0.98773 | 511.52 | -0.00076939 | 487.1174 | 1.1699e-05 | 487.1174 | 8.9823e-06 | 486.7075 | 0 | 516.7797 | -0.0021903 | 734.5485 | 0.07913 | 516.7797 | -0.0015825 | 733.8298 | 1.0001e-05 | 734.5485 | 0.00253 | 487.1174 | 0.1876
| 486.8212 | 0 | 517.0046 | 0.0035704 | 486.8212 | 0 | 517.0046 | 0.0017212 | 487.2336 | 0 | 517.0046 | 0.0021892 | 487.2336 | 0.04709 | 511.74 | 0.0022092 | 486.8212 | 0.15202 | 511.74 | 0.97143 | 511.74 | -0.00086692 | 487.2336 | 1.0926e-05 | 487.2336 | 5.5563e-06 | 486.8212 | 0 | 517.0046 | 0.00018298 | 734.7126 | 0.08195 | 517.0046 | 0.0022653 | 733.994 | 0 | 734.7126 | 0.0024 | 487.2336 | 0.18734
| 486.9348 | 0.00075165 | 517.2296 | 0.0032648 | 486.9348 | 0.00111 | 517.2296 | 0.00030813 | 487.3498 | 0 | 517.2296 | 0.00092635 | 487.3498 | 0.04558 | 511.97 | 0.00015177 | 486.9348 | 0.15193 | 511.97 | 0.99235 | 511.97 | -0.0010295 | 487.3498 | 1.0516e-05 | 487.3498 | 5.2379e-06 | 486.9348 | 0.00028115 | 517.2296 | -0.0013237 | 734.8767 | 0.0802 | 517.2296 | -0.00023413 | 734.1582 | 1.0001e-05 | 734.8767 | 0.00249 | 487.3498 | 0.18788
| 487.0485 | 0 | 517.4545 | 0.0032732 | 487.0485 | 0 | 517.4545 | 0.00158 | 487.4661 | 0 | 517.4545 | 0.0021455 | 487.4661 | 0.0442 | 512.19 | -0.0015346 | 487.0485 | 0.15211 | 512.19 | 0.97776 | 512.19 | -0.00093193 | 487.4661 | 9.2984e-06 | 487.4661 | 5.6661e-06 | 487.0485 | 5.3176e-05 | 517.4545 | 0.0012245 | 735.0409 | 0.08232 | 517.4545 | -0.00050101 | 734.3224 | 6.6672e-06 | 735.0409 | 0.00236 | 487.4661 | 0.18698
| 487.1622 | 0.00084148 | 517.6795 | 0.0028113 | 487.1622 | 0.00113 | 517.6795 | -2.7364e-05 | 487.5823 | 0 | 517.6795 | 0.0009019 | 487.5823 | 0.04193 | 512.42 | -0.0011973 | 487.1622 | 0.15318 | 512.42 | 0.99151 | 512.42 | 0.00017338 | 487.5823 | 1.0739e-05 | 487.5823 | 8.1258e-06 | 487.1622 | 0 | 517.6795 | -0.0012304 | 735.205 | 0.08097 | 517.6795 | -0.00065818 | 734.4866 | 0 | 735.205 | 0.0025 | 487.5823 | 0.18717
| 487.2758 | 0 | 517.9045 | 0.0031216 | 487.2758 | 0 | 517.9045 | 0.0013104 | 487.6986 | 1.4682e-05 | 517.9045 | 0.001991 | 487.6986 | 0.04015 | 512.64 | 0.00025296 | 487.2758 | 0.15869 | 512.64 | 0.99177 | 512.64 | 0.00043346 | 487.6986 | 1.1781e-05 | 487.6986 | 8.7737e-06 | 487.2758 | 0 | 517.9045 | -0.00069332 | 735.3692 | 0.08308 | 517.9045 | 0.0012136 | 734.6509 | 0 | 735.3692 | 0.00236 | 487.6986 | 0.18532
| 487.3895 | 0.0004462 | 518.1295 | 0.00305 | 487.3895 | 0.00135 | 518.1295 | 0.00033252 | 487.8148 | 1.4682e-05 | 518.1295 | 0.00096712 | 487.8148 | 0.03829 | 512.87 | -0.00086005 | 487.3895 | 0.16399 | 512.87 | 0.98301 | 512.87 | -0.00018422 | 487.8148 | 1.15e-05 | 487.8148 | 1.0476e-05 | 487.3895 | 0 | 518.1295 | -0.0011123 | 735.5333 | 0.08268 | 518.1295 | -0.0009447 | 734.8151 | 0 | 735.5333 | 0.00254 | 487.8148 | 0.18531
| 487.5032 | 0 | 518.3545 | 0.0033636 | 487.5032 | 0 | 518.3545 | 0.0014826 | 487.9311 | 0 | 518.3545 | 0.0021252 | 487.9311 | 0.03652 | 513.09 | 0.0012985 | 487.5032 | 0.16076 | 513.09 | 0.98114 | 513.09 | 0.0020589 | 487.9311 | 1.0493e-05 | 487.9311 | 8.3454e-06 | 487.5032 | 0.00031595 | 518.3545 | 0.00075826 | 735.6975 | 0.08234 | 518.3545 | 0.00095945 | 734.9793 | 6.6672e-06 | 735.6975 | 0.00237 | 487.9311 | 0.18445
| 487.6169 | 0.00136 | 518.5795 | 0.0031241 | 487.6169 | 0.00114 | 518.5795 | 0.00035519 | 488.0474 | 0 | 518.5795 | 0.0010292 | 488.0474 | 0.03637 | 513.32 | 0.00025296 | 487.6169 | 0.16093 | 513.32 | 0.99202 | 513.32 | -0.0024274 | 488.0474 | 1.0329e-05 | 488.0474 | 1.0904e-05 | 487.6169 | 0 | 518.5795 | -0.0006403 | 735.8616 | 0.08555 | 518.5795 | -0.00097768 | 735.1435 | 1.0001e-05 | 735.8616 | 0.00256 | 488.0474 | 0.18484
| 487.7306 | 0 | 518.8045 | 0.003372 | 487.7306 | 0 | 518.8045 | 0.0015234 | 488.1636 | 0 | 518.8045 | 0.0019994 | 488.1636 | 0.03512 | 513.54 | 0.00082632 | 487.7306 | 0.15875 | 513.54 | 0.97788 | 513.54 | 0.0012462 | 488.1636 | 1.0118e-05 | 488.1636 | 9.9487e-06 | 487.7306 | 0 | 518.8045 | 0.0017681 | 736.0258 | 0.0861 | 518.8045 | -0.00096187 | 735.3078 | 0 | 736.0258 | 0.00242 | 488.1636 | 0.18381
| 487.8442 | 0 | 519.0295 | 0.0029543 | 487.8442 | 0.00104 | 519.0295 | 0.00072629 | 488.2799 | 1.4682e-05 | 519.0295 | 0.00084724 | 488.2799 | 0.03635 | 513.77 | -0.0026813 | 487.8442 | 0.1636 | 513.77 | 0.98586 | 513.77 | -0.0016797 | 488.2799 | 9.9542e-06 | 488.2799 | 1.198e-05 | 487.8442 | 0.00018744 | 519.0295 | -0.0010921 | 736.19 | 0.08741 | 519.0295 | -0.0008575 | 735.472 | 5.0004e-05 | 736.19 | 0.00247 | 488.2799 | 0.18335
| 487.9579 | 0 | 519.2546 | 0.0033343 | 487.9579 | 0 | 519.2546 | 0.0020019 | 488.3962 | 0 | 519.2546 | 0.001949 | 488.3962 | 0.03426 | 513.99 | 1.6864e-05 | 487.9579 | 0.16948 | 513.99 | 0.9812 | 513.99 | 0.00079106 | 488.3962 | 9.1344e-06 | 488.3962 | 9.5204e-06 | 487.9579 | 0.00018456 | 519.2546 | 0.0011188 | 736.3542 | 0.08932 | 519.2546 | 0.0014652 | 735.6363 | 0 | 736.3542 | 0.00232 | 488.3962 | 0.18288
| 488.0716 | 0 | 519.4797 | 0.0031442 | 488.0716 | 0.0013 | 519.4797 | 0.00040842 | 488.5125 | 1.4682e-05 | 519.4797 | 0.00094877 | 488.5125 | 0.03483 | 514.22 | -0.00065769 | 488.0716 | 0.16638 | 514.22 | 1 | 514.22 | 0.0016038 | 488.5125 | 9.3803e-06 | 488.5125 | 8.8725e-06 | 488.0716 | 0 | 519.4797 | 3.2864e-05 | 736.5184 | 0.09031 | 519.4797 | -0.0013937 | 735.8005 | 3.0002e-05 | 736.5184 | 0.00241 | 488.5125 | 0.18261
| 488.1853 | 0 | 519.7047 | 0.0032432 | 488.1853 | 0 | 519.7047 | 0.0013147 | 488.6287 | 3.2289e-05 | 519.7047 | 0.002054 | 488.6287 | 0.03054 | 514.44 | 0.00015177 | 488.1853 | 0.17147 | 514.44 | 0.97536 | 514.44 | 0.0010836 | 488.6287 | 9.4857e-06 | 488.6287 | 7.8074e-06 | 488.1853 | 0 | 519.7047 | 0.00067481 | 736.6825 | 0.08869 | 519.7047 | -0.00034003 | 735.9648 | 0 | 736.6825 | 0.00239 | 488.6287 | 0.18162
| 488.299 | 0.00037433 | 519.9298 | 0.0028472 | 488.299 | 0.00041617 | 519.9298 | 0.00045338 | 488.745 | 1.4682e-05 | 519.9298 | 0.00089236 | 488.745 | 0.0308 | 514.67 | -0.0013997 | 488.299 | 0.16811 | 514.67 | 0.98983 | 514.67 | -0.0013546 | 488.745 | 1.0013e-05 | 488.745 | 7.8074e-06 | 488.299 | 0.00011247 | 519.9298 | 7.3198e-05 | 736.8467 | 0.08883 | 519.9298 | -0.00061914 | 736.129 | 3.0002e-05 | 736.8467 | 0.00252 | 488.745 | 0.18124
| 488.4127 | 0 | 520.1549 | 0.0033402 | 488.4127 | 0 | 520.1549 | 0.0011992 | 488.8613 | 1.4682e-05 | 520.1549 | 0.0021661 | 488.8613 | 0.0272 | 514.89 | 0.00035414 | 488.4127 | 0.16959 | 514.89 | 0.97207 | 514.89 | 0.00020589 | 488.8613 | 1.0692e-05 | 488.8613 | 6.0944e-06 | 488.4127 | 5.3176e-05 | 520.1549 | 0.00020339 | 737.0109 | 0.09169 | 520.1549 | 0.00079001 | 736.2933 | 2.6669e-05 | 737.0109 | 0.00239 | 488.8613 | 0.18066
| 488.5264 | 0.00152 | 520.3801 | 0.0033373 | 488.5264 | 0.00172 | 520.3801 | 0.00050161 | 488.9776 | 0 | 520.3801 | 0.001049 | 488.9776 | 0.02824 | 515.12 | -0.00011805 | 488.5264 | 0.17285 | 515.12 | 0.98369 | 515.12 | 0.00014088 | 488.9776 | 1.1313e-05 | 488.9776 | 4.0629e-06 | 488.5264 | 0 | 520.3801 | -0.001497 | 737.1751 | 0.09262 | 520.3801 | 0.00052269 | 736.4575 | 1.0001e-05 | 737.1751 | 0.00253 | 488.9776 | 0.1811
| 488.6401 | 0 | 520.6052 | 0.0032062 | 488.6401 | 0 | 520.6052 | 0.0015324 | 489.0939 | 0 | 520.6052 | 0.0020719 | 489.0939 | 0.02497 | 515.34 | 0.0005565 | 488.6401 | 0.17158 | 515.34 | 0.9784 | 515.34 | 0.00014088 | 489.0939 | 1.102e-05 | 489.0939 | 4.8096e-06 | 488.6401 | 0 | 520.6052 | 0.00039134 | 737.3393 | 0.0921 | 520.6052 | 0.00083917 | 736.6218 | 0 | 737.3393 | 0.00238 | 489.0939 | 0.17985
| 488.7538 | 0 | 520.8303 | 0.0028487 | 488.7538 | 0.00186 | 520.8303 | 0.00013808 | 489.2102 | 0 | 520.8303 | 0.00085581 | 489.2102 | 0.02451 | 515.57 | -0.0032884 | 488.7538 | 0.17396 | 515.57 | 0.99018 | 515.57 | -0.0015171 | 489.2102 | 1.0095e-05 | 489.2102 | 1.1014e-05 | 488.7538 | 0 | 520.8303 | -0.0011064 | 737.5036 | 0.09207 | 520.8303 | -0.00040424 | 736.7861 | 3.0002e-05 | 737.5036 | 0.00258 | 489.2102 | 0.1799
| 488.8675 | 0 | 521.0555 | 0.0032874 | 488.8675 | 0 | 521.0555 | 0.0018296 | 489.3265 | 0 | 521.0555 | 0.0021926 | 489.3265 | 0.02225 | 515.8 | 0.001366 | 488.8675 | 0.17618 | 515.8 | 0.97853 | 515.8 | 0.0017663 | 489.3265 | 1.0118e-05 | 489.3265 | 1.2079e-05 | 488.8675 | 0 | 521.0555 | 0.00020628 | 737.6678 | 0.09484 | 521.0555 | 0.0015105 | 736.9504 | 6.6672e-06 | 737.6678 | 0.00243 | 489.3265 | 0.17901
| 488.9812 | 0.0005001 | 521.2807 | 0.0029408 | 488.9812 | 0.00156 | 521.2807 | 0.00037166 | 489.4428 | 0 | 521.2807 | 0.00086873 | 489.4428 | 0.02279 | 516.02 | 0.00072515 | 488.9812 | 0.17762 | 516.02 | 0.99221 | 516.02 | 0.00014088 | 489.4428 | 1.0223e-05 | 489.4428 | 1.1124e-05 | 488.9812 | 0 | 521.2807 | -0.00028084 | 737.832 | 0.09596 | 521.2807 | -0.00058763 | 737.1147 | 1.0001e-05 | 737.832 | 0.00251 | 489.4428 | 0.17945
| 489.095 | 0 | 521.5058 | 0.0032506 | 489.095 | 0 | 521.5058 | 0.0012794 | 489.5591 | 1.4682e-05 | 521.5058 | 0.002191 | 489.5591 | 0.02273 | 516.25 | -0.0001855 | 489.095 | 0.18106 | 516.25 | 0.9833 | 516.25 | 0.0009211 | 489.5591 | 9.4389e-06 | 489.5591 | 7.9172e-06 | 489.095 | 0 | 521.5058 | 0.00042389 | 737.9962 | 0.09705 | 521.5058 | 0.001049 | 737.279 | 6.6672e-06 | 737.9962 | 0.00239 | 489.5591 | 0.17842
| 489.2087 | 0.00026652 | 521.731 | 0.0030139 | 489.2087 | 0.0012 | 521.731 | 0.00040746 | 489.6755 | 0 | 521.731 | 0.00078411 | 489.6755 | 0.02358 | 516.47 | -0.0005565 | 489.2087 | 0.18474 | 516.47 | 0.99021 | 516.47 | -5.4182e-05 | 489.6755 | 5.9374e-06 | 489.6755 | 5.4575e-06 | 489.2087 | 0 | 521.731 | -0.00032538 | 738.1605 | 0.09939 | 521.731 | -0.0021784 | 737.4433 | 3.0002e-05 | 738.1605 | 0.00241 | 489.6755 | 0.17731
| 489.3224 | 0 | 521.9562 | 0.0026883 | 489.3224 | 0 | 521.9562 | 0.00013421 | 489.7918 | 0 | 521.9562 | 0.00092756 | 489.7918 | 0.02435 | 516.7 | 0.00032042 | 489.3224 | 0.18385 | 516.7 | 0.97097 | 516.7 | -0.0013871 | 489.7918 | 1.6547e-05 | 489.7918 | 1.4967e-05 | 489.3224 | 0 | 521.9562 | -0.0025747 | 738.3247 | 0.10076 | 521.9562 | -0.00083764 | 737.6076 | 0 | 738.3247 | 0.0024 | 489.7918 | 0.17642
| 489.4361 | 0.00091335 | 522.1815 | 0.0032314 | 489.4361 | 0.00060691 | 522.1815 | 0.001667 | 489.9081 | 3.2289e-05 | 522.1815 | 0.0019538 | 489.9081 | 0.02523 | 516.92 | 0.00079259 | 489.4361 | 0.18645 | 516.92 | 0.98063 | 516.92 | 0.00036844 | 489.9081 | 1.4123e-05 | 489.9081 | 1.1124e-05 | 489.4361 | 0.00112 | 522.1815 | 0.00020308 | 738.489 | 0.10255 | 522.1815 | -9.4911e-06 | 737.7719 | 6.9993e-05 | 738.489 | 0.00239 | 489.9081 | 0.17613
| 489.5499 | 0 | 522.4067 | 0.0030331 | 489.5499 | 0 | 522.4067 | 0.00021128 | 490.0245 | 0 | 522.4067 | 0.00071179 | 490.0245 | 0.02495 | 517.15 | 0.00015177 | 489.5499 | 0.19049 | 517.15 | 0.98809 | 517.15 | 0.00079106 | 490.0245 | 2.8949e-05 | 490.0245 | 2.5454e-05 | 489.5499 | 0 | 522.4067 | 0.00025303 | 738.6532 | 0.1021 | 522.4067 | -0.00091174 | 737.9362 | 0 | 738.6532 | 0.00253 | 490.0245 | 0.17617
| 489.6636 | 0.00058994 | 522.6319 | 0.003174 | 489.6636 | 0.00213 | 522.6319 | 0.0018194 | 490.1408 | 4.9907e-05 | 522.6319 | 0.0020146 | 490.1408 | 0.02508 | 517.37 | 0.00028669 | 489.6636 | 0.19065 | 517.37 | 0.97304 | 517.37 | 0.00088859 | 490.1408 | 1.4884e-05 | 490.1408 | 1.433e-05 | 489.6636 | 0.00144 | 522.6319 | -0.00032967 | 738.8175 | 0.10165 | 522.6319 | 0.0010473 | 738.1005 | 6.9993e-05 | 738.8175 | 0.00243 | 490.1408 | 0.17547
| 489.7773 | 0 | 522.8572 | 0.0029735 | 489.7773 | 0 | 522.8572 | 0.00048029 | 490.2571 | 0 | 522.8572 | 0.00087208 | 490.2571 | 0.02405 | 517.6 | -0.001602 | 489.7773 | 0.19265 | 517.6 | 0.97149 | 517.6 | -0.001062 | 490.2571 | 2.9535e-05 | 490.2571 | 2.866e-05 | 489.7773 | 0 | 522.8572 | -0.0014745 | 738.9817 | 0.10635 | 522.8572 | -0.0012099 | 738.2648 | 0 | 738.9817 | 0.00256 | 490.2571 | 0.17549
| 489.8911 | 0.00041025 | 523.0825 | 0.0027212 | 489.8911 | 0.00039883 | 523.0825 | 0.00072314 | 490.3735 | 1.4682e-05 | 523.0825 | 0.0018273 | 490.3735 | 0.02476 | 517.82 | 0.00038786 | 489.8911 | 0.19414 | 517.82 | 0.97688 | 517.82 | -0.00089942 | 490.3735 | 1.4826e-05 | 490.3735 | 1.5186e-05 | 489.8911 | 0.00157 | 523.0825 | 0.00034482 | 739.146 | 0.10652 | 523.0825 | -0.0017602 | 738.4292 | 8.9995e-05 | 739.146 | 0.00242 | 490.3735 | 0.17525
| 490.0048 | 0 | 523.3077 | 0.003094 | 490.0048 | 0 | 523.3077 | 5.9314e-05 | 490.4898 | 0 | 523.3077 | 0.00066731 | 490.4898 | 0.0231 | 518.05 | -0.00045532 | 490.0048 | 0.20344 | 518.05 | 0.97397 | 518.05 | -0.0012245 | 490.4898 | 2.827e-05 | 490.4898 | 2.8869e-05 | 490.0048 | 0 | 523.3077 | -0.00093814 | 739.3102 | 0.10878 | 523.3077 | -0.00095358 | 738.5935 | 0 | 739.3102 | 0.0026 | 490.4898 | 0.17566
| 490.1186 | 0.0012 | 523.533 | 0.0030768 | 490.1186 | 0.00074563 | 523.533 | 0.0013502 | 490.6062 | 6.7514e-05 | 523.533 | 0.0019659 | 490.6062 | 0.02405 | 518.27 | 0.0018381 | 490.1186 | 0.20753 | 518.27 | 0.97381 | 518.27 | 1.0836e-05 | 490.6062 | 1.3573e-05 | 490.6062 | 1.4539e-05 | 490.1186 | 0.00082472 | 523.533 | -0.00022764 | 739.4745 | 0.10821 | 523.533 | -0.0010112 | 738.7578 | 6.9993e-05 | 739.4745 | 0.00249 | 490.6062 | 0.1752
| 490.2323 | 0 | 523.7584 | 0.0029123 | 490.2323 | 0 | 523.7584 | 0.00055626 | 490.7225 | 0 | 523.7584 | 0.00084659 | 490.7225 | 0.02259 | 518.5 | -0.0010287 | 490.2323 | 0.20917 | 518.5 | 0.97582 | 518.5 | -0.00093193 | 490.7225 | 2.8656e-05 | 490.7225 | 2.6727e-05 | 490.2323 | 0 | 523.7584 | -0.00097884 | 739.6388 | 0.11207 | 523.7584 | -0.0013159 | 738.9222 | 0 | 739.6388 | 0.00258 | 490.7225 | 0.17523
| 490.346 | 0.00082352 | 523.9837 | 0.0027469 | 490.346 | 0.00045084 | 523.9837 | 0.0014359 | 490.8389 | 4.9907e-05 | 523.9837 | 0.0020341 | 490.8389 | 0.02371 | 518.73 | 0.00021923 | 490.346 | 0.20677 | 518.73 | 0.96988 | 518.73 | 0.0019939 | 490.8389 | 1.5236e-05 | 490.8389 | 1.3045e-05 | 490.346 | 0.00044985 | 523.9837 | 0.0010091 | 739.8031 | 0.1095 | 523.9837 | 0.00085618 | 739.0865 | 5.0004e-05 | 739.8031 | 0.0024 | 490.8389 | 0.1747
| 490.4598 | 0 | 524.209 | 0.0028512 | 490.4598 | 0 | 524.209 | 0.00035235 | 490.9552 | 0 | 524.209 | 0.00067892 | 490.9552 | 0.02257 | 518.95 | -0.0023778 | 490.4598 | 0.21218 | 518.95 | 0.96939 | 518.95 | -0.0025899 | 490.9552 | 3.2767e-05 | 490.9552 | 2.6947e-05 | 490.4598 | 0 | 524.209 | -0.00051019 | 739.9674 | 0.11263 | 524.209 | -0.002759 | 739.2509 | 0 | 739.9674 | 0.00249 | 490.9552 | 0.17422
| 490.5736 | 0.00087741 | 524.4344 | 0.003291 | 490.5736 | 0.00165 | 524.4344 | 0.00098083 | 491.0716 | 4.9907e-05 | 524.4344 | 0.0020134 | 491.0716 | 0.02353 | 519.18 | 0.0015684 | 490.5736 | 0.21435 | 519.18 | 0.965 | 519.18 | -0.00080189 | 491.0716 | 1.7613e-05 | 491.0716 | 1.3902e-05 | 490.5736 | 0.00091845 | 524.4344 | 0.00063394 | 740.1317 | 0.11277 | 524.4344 | -0.00016687 | 739.4152 | 6.9993e-05 | 740.1317 | 0.00235 | 491.0716 | 0.17314
| 490.6873 | 0 | 524.6597 | 0.002869 | 490.6873 | 0 | 524.6597 | 0.00083378 | 491.188 | 0 | 524.6597 | 0.0008609 | 491.188 | 0.0228 | 519.4 | 0.0015008 | 490.6873 | 0.21573 | 519.4 | 0.97207 | 519.4 | -0.0017121 | 491.188 | 3.0952e-05 | 491.188 | 2.4915e-05 | 490.6873 | 0 | 524.6597 | -0.00058605 | 740.296 | 0.11701 | 524.6597 | 0.00098692 | 739.5796 | 0 | 740.296 | 0.00253 | 491.188 | 0.17261
| 490.8011 | 0.00096726 | 524.8851 | 0.0029889 | 490.8011 | 0.00146 | 524.8851 | 0.0016541 | 491.3043 | 6.7514e-05 | 524.8851 | 0.0018561 | 491.3043 | 0.0233 | 519.63 | -0.00035414 | 490.8011 | 0.2219 | 519.63 | 0.96386 | 519.63 | 0.0011487 | 491.3043 | 1.3573e-05 | 491.3043 | 1.1014e-05 | 490.8011 | 0.0015 | 524.8851 | -0.00056003 | 740.4603 | 0.11521 | 524.8851 | -0.00024069 | 739.744 | 5.0004e-05 | 740.4603 | 0.00243 | 491.3043 | 0.17201
| 490.9148 | 0 | 525.1105 | 0.0026746 | 490.9148 | 0 | 525.1105 | 1.6178e-05 | 491.4207 | 0 | 525.1105 | 0.00068176 | 491.4207 | 0.02302 | 519.85 | -0.00099496 | 490.9148 | 0.2245 | 519.85 | 0.96774 | 519.85 | -0.00050931 | 491.4207 | 2.9207e-05 | 491.4207 | 2.2774e-05 | 490.9148 | 0 | 525.1105 | -8.7359e-05 | 740.6246 | 0.11943 | 525.1105 | -0.0017248 | 739.9083 | 0 | 740.6246 | 0.00262 | 491.4207 | 0.17197
| 491.0286 | 0.00109 | 525.3359 | 0.0029637 | 491.0286 | 0.0016 | 525.3359 | 0.0011728 | 491.5371 | 6.7514e-05 | 525.3359 | 0.0020214 | 491.5371 | 0.02289 | 520.08 | 0.0029849 | 491.0286 | 0.23473 | 520.08 | 0.95783 | 520.08 | 0.0016363 | 491.5371 | 1.5821e-05 | 491.5371 | 1.1761e-05 | 491.0286 | 0.0015 | 525.3359 | 0.0012694 | 740.7889 | 0.1159 | 525.3359 | 0.00088124 | 740.0727 | 6.9993e-05 | 740.7889 | 0.00254 | 491.5371 | 0.17169
| 491.1424 | 0 | 525.5613 | 0.0028199 | 491.1424 | 0 | 525.5613 | 0.00040022 | 491.6535 | 0 | 525.5613 | 0.00066487 | 491.6535 | 0.02282 | 520.3 | 0.00082632 | 491.1424 | 0.23489 | 520.3 | 0.96351 | 520.3 | -0.0017446 | 491.6535 | 3.0753e-05 | 491.6535 | 2.4169e-05 | 491.1424 | 0 | 525.5613 | -9.8975e-05 | 740.9532 | 0.11945 | 525.5613 | -0.00053288 | 740.2371 | 0 | 740.9532 | 0.00267 | 491.6535 | 0.17187
| 491.2561 | 0.00015871 | 525.7867 | 0.0030003 | 491.2561 | 0.00182 | 525.7867 | 0.0011285 | 491.7699 | 4.9907e-05 | 525.7867 | 0.0019289 | 491.7699 | 0.02189 | 520.53 | 0.0015346 | 491.2561 | 0.24267 | 520.53 | 0.94665 | 520.53 | -0.00054182 | 491.7699 | 1.5072e-05 | 491.7699 | 1.2408e-05 | 491.2561 | 0.00176 | 525.7867 | 0.0011242 | 741.1175 | 0.11968 | 525.7867 | 0.00045365 | 740.4015 | 5.0004e-05 | 741.1175 | 0.00249 | 491.7699 | 0.17055
| 491.3699 | 0 | 526.0121 | 0.0029349 | 491.3699 | 0 | 526.0121 | -2.5667e-06 | 491.8863 | 0 | 526.0121 | 0.00071381 | 491.8863 | 0.02157 | 520.76 | -0.00099496 | 491.3699 | 0.2425 | 520.76 | 0.96739 | 520.76 | -0.00067186 | 491.8863 | 3.0507e-05 | 491.8863 | 2.4806e-05 | 491.3699 | 0 | 526.0121 | -0.0010617 | 741.2819 | 0.11998 | 526.0121 | 0.00014146 | 740.5659 | 0 | 741.2819 | 0.00261 | 491.8863 | 0.16955
| 491.4837 | 0 | 526.2376 | 0.0028073 | 491.4837 | 0.00071094 | 526.2376 | 0.0008462 | 492.0027 | 4.9907e-05 | 526.2376 | 0.0018787 | 492.0027 | 0.02012 | 520.98 | -0.00065769 | 491.4837 | 0.25085 | 520.98 | 0.94559 | 520.98 | 0.0015387 | 492.0027 | 1.5622e-05 | 492.0027 | 1.2408e-05 | 491.4837 | 0.00172 | 526.2376 | -0.0001585 | 741.4462 | 0.12244 | 526.2376 | 0.00042482 | 740.7303 | 5.0004e-05 | 741.4462 | 0.00248 | 492.0027 | 0.16808
| 491.5975 | 0 | 526.4631 | 0.0030003 | 491.5975 | 0 | 526.4631 | -0.00071759 | 492.1191 | 0 | 526.4631 | 0.00068033 | 492.1191 | 0.02015 | 521.21 | -0.00099496 | 491.5975 | 0.26115 | 521.21 | 0.95095 | 521.21 | 0.00040094 | 492.1191 | 2.9699e-05 | 492.1191 | 2.6091e-05 | 491.5975 | 0 | 526.4631 | 0.00048175 | 741.6105 | 0.12486 | 526.4631 | -0.00072102 | 740.8947 | 0 | 741.6105 | 0.00269 | 492.1191 | 0.16805
| 491.7113 | 0.00080555 | 526.6885 | 0.0030861 | 491.7113 | 0.0013 | 526.6885 | 0.00093122 | 492.2355 | 3.2289e-05 | 526.6885 | 0.0019612 | 492.2355 | 0.01917 | 521.43 | 0.00096123 | 491.7113 | 0.25627 | 521.43 | 0.93716 | 521.43 | 0.00049847 | 492.2355 | 1.4428e-05 | 492.2355 | 1.3902e-05 | 491.7113 | 5.6228e-05 | 526.6885 | 0.00020316 | 741.7749 | 0.12622 | 526.6885 | 0.0012247 | 741.0591 | 3.0002e-05 | 741.7749 | 0.00247 | 492.2355 | 0.16858
| 491.8251 | 0 | 526.914 | 0.0028175 | 491.8251 | 0 | 526.914 | 0.00039704 | 492.3519 | 0 | 526.914 | 0.00066124 | 492.3519 | 0.01905 | 521.66 | -0.0018381 | 491.8251 | 0.26737 | 521.66 | 0.94702 | 521.66 | 4.3346e-05 | 492.3519 | 2.9441e-05 | 492.3519 | 2.2774e-05 | 491.8251 | 0 | 526.914 | 0.0006703 | 741.9392 | 0.12471 | 526.914 | 0.0015294 | 741.2235 | 0 | 741.9392 | 0.00262 | 492.3519 | 0.16911
| 491.9389 | 0.00087741 | 527.1395 | 0.0028358 | 491.9389 | 0.00146 | 527.1395 | 0.0016911 | 492.4683 | 1.4682e-05 | 527.1395 | 0.0018835 | 492.4683 | 0.01708 | 521.88 | 0.00062396 | 491.9389 | 0.27148 | 521.88 | 0.93584 | 521.88 | 0.00043346 | 492.4683 | 1.5458e-05 | 492.4683 | 9.3008e-06 | 491.9389 | 0.0015 | 527.1395 | -4.7417e-06 | 742.1036 | 0.1278 | 527.1395 | -0.00070529 | 741.3879 | 6.9993e-05 | 742.1036 | 0.00246 | 492.4683 | 0.16901
| 492.0526 | 0 | 527.365 | 0.0025519 | 492.0526 | 0 | 527.365 | 0.00055787 | 492.5847 | 0 | 527.365 | 0.0006474 | 492.5847 | 0.01679 | 522.11 | -0.0020742 | 492.0526 | 0.28009 | 522.11 | 0.94937 | 522.11 | -0.00057433 | 492.5847 | 2.9371e-05 | 492.5847 | 2.2774e-05 | 492.0526 | 0 | 527.365 | -3.0111e-05 | 742.268 | 0.12877 | 527.365 | -0.0011614 | 741.5523 | 0 | 742.268 | 0.00274 | 492.5847 | 0.16827
| 492.1664 | 0.0004462 | 527.5906 | 0.0027637 | 492.1664 | 0.00102 | 527.5906 | 0.0015132 | 492.7011 | 6.7514e-05 | 527.5906 | 0.0019571 | 492.7011 | 0.01511 | 522.34 | 0.00032042 | 492.1664 | 0.27954 | 522.34 | 0.94224 | 522.34 | 0.00014088 | 492.7011 | 1.4311e-05 | 492.7011 | 1.3902e-05 | 492.1664 | 0.00124 | 527.5906 | 0.00064228 | 742.4323 | 0.13185 | 527.5906 | 0.00010774 | 741.7167 | 5.0004e-05 | 742.4323 | 0.00267 | 492.7011 | 0.16723
| 492.2802 | 0 | 527.8161 | 0.0027325 | 492.2802 | 0 | 527.8161 | 0.00030282 | 492.8176 | 0 | 527.8161 | 0.00072255 | 492.8176 | 0.01499 | 522.56 | -0.00086005 | 492.2802 | 0.28494 | 522.56 | 0.93229 | 522.56 | -0.00047681 | 492.8176 | 2.9886e-05 | 492.8176 | 2.6091e-05 | 492.2802 | 0 | 527.8161 | 0.00018071 | 742.5967 | 0.13144 | 527.8161 | -0.0020252 | 741.8812 | 0 | 742.5967 | 0.00281 | 492.8176 | 0.1667
| 492.394 | 0 | 528.0417 | 0.0028035 | 492.394 | 0.00067626 | 528.0417 | 0.0014578 | 492.934 | 3.2289e-05 | 528.0417 | 0.0018244 | 492.934 | 0.01326 | 522.79 | 0.00062396 | 492.394 | 0.28962 | 522.79 | 0.93465 | 522.79 | 0.00020589 | 492.934 | 1.581e-05 | 492.934 | 1.2408e-05 | 492.394 | 0.00135 | 528.0417 | 0.0018193 | 742.761 | 0.12995 | 528.0417 | -0.00071466 | 742.0456 | 8.9995e-05 | 742.761 | 0.00257 | 492.934 | 0.1656
| 492.5079 | 0 | 528.2672 | 0.002854 | 492.5079 | 0 | 528.2672 | 0.00051937 | 493.0504 | 0 | 528.2672 | 0.00086721 | 493.0504 | 0.01334 | 523.01 | -0.00038786 | 492.5079 | 0.29497 | 523.01 | 0.928 | 523.01 | -0.0013871 | 493.0504 | 3.0378e-05 | 493.0504 | 2.3741e-05 | 492.5079 | 0 | 528.2672 | -0.001026 | 742.9254 | 0.13226 | 528.2672 | -0.0023086 | 742.2101 | 0 | 742.9254 | 0.00271 | 493.0504 | 0.1656
| 492.6217 | 0.00116 | 528.4928 | 0.0029023 | 492.6217 | 0.00118 | 528.4928 | 0.0014222 | 493.1669 | 4.9907e-05 | 528.4928 | 0.0020418 | 493.1669 | 0.01207 | 523.24 | -0.00032042 | 492.6217 | 0.29632 | 523.24 | 0.92509 | 523.24 | -0.0010295 | 493.1669 | 1.4697e-05 | 493.1669 | 1.1332e-05 | 492.6217 | 0.00165 | 528.4928 | 0.00038727 | 743.0898 | 0.13332 | 528.4928 | -0.00084081 | 742.3745 | 6.9993e-05 | 743.0898 | 0.00259 | 493.1669 | 0.16516
| 492.7355 | 0 | 528.7184 | 0.002639 | 492.7355 | 0 | 528.7184 | -0.00082637 | 493.2833 | 0 | 528.7184 | 0.00060624 | 493.2833 | 0.0121 | 523.46 | 0.0011636 | 492.7355 | 0.3003 | 523.46 | 0.91141 | 523.46 | -0.0013546 | 493.2833 | 2.9148e-05 | 493.2833 | 2.1171e-05 | 492.7355 | 0 | 528.7184 | 0.00023746 | 743.2542 | 0.13538 | 528.7184 | -0.0034348 | 742.5389 | 0 | 743.2542 | 0.00278 | 493.2833 | 0.16483
| 492.8493 | 0.00115 | 528.944 | 0.0030659 | 492.8493 | 0.00166 | 528.944 | 0.0017887 | 493.3997 | 3.2289e-05 | 528.944 | 0.0019678 | 493.3997 | 0.0111 | 523.69 | 5.0592e-05 | 492.8493 | 0.29918 | 523.69 | 0.90795 | 523.69 | -0.00057433 | 493.3997 | 1.458e-05 | 493.3997 | 9.8388e-06 | 492.8493 | 0.00127 | 528.944 | 0.00018434 | 743.4186 | 0.13563 | 528.944 | 0.0015367 | 742.7034 | 5.0004e-05 | 743.4186 | 0.00266 | 493.3997 | 0.16434
| 492.9631 | 0 | 529.1696 | 0.00255 | 492.9631 | 0 | 529.1696 | -0.00040484 | 493.5162 | 0 | 529.1696 | 0.0007226 | 493.5162 | 0.01163 | 523.92 | -0.00079259 | 492.9631 | 0.30269 | 523.92 | 0.91027 | 523.92 | -0.0031101 | 493.5162 | 3.0507e-05 | 493.5162 | 2.4169e-05 | 492.9631 | 0 | 529.1696 | 8.5473e-05 | 743.583 | 0.14053 | 529.1696 | -0.0012153 | 742.8679 | 0 | 743.583 | 0.00281 | 493.5162 | 0.1647
| 493.0769 | 0.00091335 | 529.3952 | 0.0029908 | 493.0769 | 0.00241 | 529.3952 | 0.00066703 | 493.6326 | 3.2289e-05 | 529.3952 | 0.0017646 | 493.6326 | 0.01058 | 524.14 | 5.0592e-05 | 493.0769 | 0.30892 | 524.14 | 0.90336 | 524.14 | 0.00036844 | 493.6326 | 1.6055e-05 | 493.6326 | 1.433e-05 | 493.0769 | 0.00086221 | 529.3952 | -0.00016895 | 743.7474 | 0.14 | 529.3952 | 0.002414 | 743.0323 | 6.9993e-05 | 743.7474 | 0.00264 | 493.6326 | 0.16503
| 493.1907 | 0 | 529.6209 | 0.0027635 | 493.1907 | 0 | 529.6209 | 0.00040251 | 493.7491 | 0 | 529.6209 | 0.00080988 | 493.7491 | 0.01075 | 524.37 | -0.0018381 | 493.1907 | 0.31217 | 524.37 | 0.90678 | 524.37 | -0.0016797 | 493.7491 | 3.1244e-05 | 493.7491 | 2.6091e-05 | 493.1907 | 0 | 529.6209 | -0.0010527 | 743.9118 | 0.14149 | 529.6209 | -0.0016866 | 743.1968 | 0 | 743.9118 | 0.00276 | 493.7491 | 0.1651
| 493.3046 | 0.00042823 | 529.8465 | 0.002635 | 493.3046 | 0.00172 | 529.8465 | 0.00062022 | 493.8655 | 1.4682e-05 | 529.8465 | 0.0017532 | 493.8655 | 0.00964 | 524.59 | 0.00035414 | 493.3046 | 0.31028 | 524.59 | 0.89542 | 524.59 | 0.00027091 | 493.8655 | 1.5599e-05 | 493.8655 | 1.1761e-05 | 493.3046 | 0.00078724 | 529.8465 | 0.00069413 | 744.0762 | 0.14143 | 529.8465 | 0.0012651 | 743.3613 | 3.0002e-05 | 744.0762 | 0.00258 | 493.8655 | 0.16439
| 493.4184 | 0 | 530.0722 | 0.0027437 | 493.4184 | 0 | 530.0722 | -0.00065399 | 493.982 | 0 | 530.0722 | 0.00074358 | 493.982 | 0.01009 | 524.82 | -0.0013997 | 493.4184 | 0.32018 | 524.82 | 0.88454 | 524.82 | -0.0022973 | 493.982 | 3.2205e-05 | 493.982 | 2.2236e-05 | 493.4184 | 0 | 530.0722 | -0.0005026 | 744.2406 | 0.14278 | 530.0722 | -0.00021844 | 743.5257 | 0 | 744.2406 | 0.00269 | 493.982 | 0.16371
| 493.5322 | 0.0016 | 530.2979 | 0.0027633 | 493.5322 | 0.00102 | 530.2979 | 0.0015486 | 494.0985 | 4.9907e-05 | 530.2979 | 0.0017701 | 494.0985 | 0.00872 | 525.05 | -0.00065769 | 493.5322 | 0.3203 | 525.05 | 0.88567 | 525.05 | -0.0017121 | 494.0985 | 1.6899e-05 | 494.0985 | 1.0695e-05 | 493.5322 | 0.00206 | 530.2979 | 0.00059137 | 744.405 | 0.14517 | 530.2979 | 0.0012691 | 743.6902 | 6.9993e-05 | 744.405 | 0.00253 | 494.0985 | 0.16246
| 493.6461 | 5.399e-05 | 530.5236 | 0.0026813 | 493.6461 | 0 | 530.5236 | 0.00021929 | 494.2149 | 0 | 530.5236 | 0.00079041 | 494.2149 | 0.00871 | 525.27 | -0.0017707 | 493.6461 | 0.32466 | 525.27 | 0.88806 | 525.27 | -0.0001192 | 494.2149 | 3.1303e-05 | 494.2149 | 2.3741e-05 | 493.6461 | 0 | 530.5236 | -0.001183 | 744.5695 | 0.14596 | 530.5236 | -0.00069547 | 743.8547 | 0 | 744.5695 | 0.00272 | 494.2149 | 0.16204
| 493.7599 | 0.0016 | 530.7493 | 0.0029645 | 493.7599 | 0.00227 | 530.7493 | 0.0020929 | 494.3314 | 3.2289e-05 | 530.7493 | 0.0017967 | 494.3314 | 0.00748 | 525.5 | -0.0014334 | 493.7599 | 0.32953 | 525.5 | 0.87809 | 525.5 | -0.00041178 | 494.3314 | 1.4697e-05 | 494.3314 | 1.3254e-05 | 493.7599 | 0.0015 | 530.7493 | 0.00065645 | 744.7339 | 0.14667 | 530.7493 | 0.00063423 | 744.0192 | 6.9993e-05 | 744.7339 | 0.00259 | 494.3314 | 0.1621
| 493.8738 | 0 | 530.975 | 0.0023629 | 493.8738 | 0 | 530.975 | 0.00051694 | 494.4479 | 0 | 530.975 | 0.00045815 | 494.4479 | 0.00809 | 525.72 | -5.0592e-05 | 493.8738 | 0.32506 | 525.72 | 0.8734 | 525.72 | -0.00093193 | 494.4479 | 2.9523e-05 | 494.4479 | 2.4169e-05 | 493.8738 | 0 | 530.975 | -0.0020803 | 744.8984 | 0.15023 | 530.975 | -0.00048371 | 744.1837 | 0 | 744.8984 | 0.00279 | 494.4479 | 0.16308
| 493.9876 | 0.0004462 | 531.2007 | 0.0029421 | 493.9876 | 0.00113 | 531.2007 | 0.0015771 | 494.5644 | 3.2289e-05 | 531.2007 | 0.0018594 | 494.5644 | 0.00706 | 525.95 | 0.0010961 | 493.9876 | 0.32076 | 525.95 | 0.86662 | 525.95 | 0.002384 | 494.5644 | 1.4826e-05 | 494.5644 | 1.1332e-05 | 493.9876 | 0.00152 | 531.2007 | 0.0012529 | 745.0628 | 0.15611 | 531.2007 | 0.00098725 | 744.3482 | 5.0004e-05 | 745.0628 | 0.00264 | 494.5644 | 0.16327
| 494.1014 | 0 | 531.4264 | 0.0023671 | 494.1014 | 0 | 531.4264 | -0.00018867 | 494.6809 | 0 | 531.4264 | 0.00063403 | 494.6809 | 0.00728 | 526.17 | -0.00072515 | 494.1014 | 0.32688 | 526.17 | 0.8684 | 526.17 | -0.0014521 | 494.6809 | 2.964e-05 | 494.6809 | 2.2456e-05 | 494.1014 | 0 | 531.4264 | -0.00049077 | 745.2272 | 0.15471 | 531.4264 | -0.0019519 | 744.5127 | 0 | 745.2272 | 0.00286 | 494.6809 | 0.16337
| 494.2153 | 0.00085945 | 531.6522 | 0.0027095 | 494.2153 | 0.00065893 | 531.6522 | 0.0012375 | 494.7974 | 0 | 531.6522 | 0.0019307 | 494.7974 | 0.00601 | 526.4 | 0.00096123 | 494.2153 | 0.32836 | 526.4 | 0.85662 | 526.4 | 0.00085607 | 494.7974 | 1.499e-05 | 494.7974 | 1.1332e-05 | 494.2153 | 0.00219 | 531.6522 | 0.00063112 | 745.3917 | 0.15829 | 531.6522 | -0.00029328 | 744.6772 | 6.9993e-05 | 745.3917 | 0.00264 | 494.7974 | 0.16273
| 494.3292 | 0 | 531.878 | 0.0020652 | 494.3292 | 0 | 531.878 | -0.00060602 | 494.9139 | 0 | 531.878 | 0.00080421 | 494.9139 | 0.00643 | 526.63 | -0.0024789 | 494.3292 | 0.32847 | 526.63 | 0.85268 | 526.63 | -0.0026224 | 494.9139 | 3.005e-05 | 494.9139 | 2.4806e-05 | 494.3292 | 0 | 531.878 | 0.00010853 | 745.5561 | 0.15427 | 531.878 | -0.0031178 | 744.8417 | 0 | 745.5561 | 0.00283 | 494.9139 | 0.16308
| 494.443 | 0.00149 | 532.1037 | 0.0028037 | 494.443 | 0.00097105 | 532.1037 | 0.0011019 | 495.0304 | 3.2289e-05 | 532.1037 | 0.0019258 | 495.0304 | 0.00542 | 526.85 | 0.0022766 | 494.443 | 0.33219 | 526.85 | 0.85258 | 526.85 | 7.5855e-05 | 495.0304 | 1.5236e-05 | 495.0304 | 1.3682e-05 | 494.443 | 0.00131 | 532.1037 | 0.0011082 | 745.7206 | 0.15805 | 532.1037 | 0.0025434 | 745.0063 | 8.9995e-05 | 745.7206 | 0.00273 | 495.0304 | 0.16255
| 494.5569 | 0 | 532.3295 | 0.0024972 | 494.5569 | 0 | 532.3295 | 0.00012854 | 495.1469 | 0 | 532.3295 | 0.00064253 | 495.1469 | 0.00567 | 527.08 | -0.0016695 | 494.5569 | 0.33511 | 527.08 | 0.85239 | 527.08 | -2.1673e-05 | 495.1469 | 3.0132e-05 | 495.1469 | 2.8012e-05 | 494.5569 | 0 | 532.3295 | 0.00069575 | 745.8851 | 0.16041 | 532.3295 | -0.0011273 | 745.1708 | 0 | 745.8851 | 0.00288 | 495.1469 | 0.16259
| 494.6707 | 0.0006079 | 532.5553 | 0.0026899 | 494.6707 | 0.00199 | 532.5553 | 0.0011791 | 495.2634 | 1.4682e-05 | 532.5553 | 0.0016733 | 495.2634 | 0.00454 | 527.3 | 0.0023104 | 494.6707 | 0.33171 | 527.3 | 0.84341 | 527.3 | 0.0011487 | 495.2634 | 1.5072e-05 | 495.2634 | 1.433e-05 | 494.6707 | 0.0015 | 532.5553 | -0.00076193 | 746.0495 | 0.16156 | 532.5553 | 0.0015227 | 745.3353 | 5.0004e-05 | 746.0495 | 0.00267 | 495.2634 | 0.16179
| 494.7846 | 0 | 532.7812 | 0.0025309 | 494.7846 | 0 | 532.7812 | -0.00022927 | 495.3799 | 0 | 532.7812 | 0.00068215 | 495.3799 | 0.00483 | 527.53 | -0.0015684 | 494.7846 | 0.33971 | 527.53 | 0.84412 | 527.53 | -0.0018096 | 495.3799 | 2.9031e-05 | 495.3799 | 2.4806e-05 | 494.7846 | 0 | 532.7812 | -0.00089336 | 746.214 | 0.16287 | 532.7812 | -0.00029421 | 745.4999 | 0 | 746.214 | 0.00276 | 495.3799 | 0.1622
| 494.8985 | 0.00041025 | 533.007 | 0.0025995 | 494.8985 | 0.00198 | 533.007 | 0.0015469 | 495.4964 | 6.7514e-05 | 533.007 | 0.0017925 | 495.4964 | 0.00392 | 527.76 | 0.00069142 | 494.8985 | 0.33764 | 527.76 | 0.82423 | 527.76 | 0.00072604 | 495.4964 | 1.4076e-05 | 495.4964 | 1.0476e-05 | 494.8985 | 0.00099342 | 533.007 | 0.00017344 | 746.3785 | 0.16805 | 533.007 | 0.001306 | 745.6644 | 6.9993e-05 | 746.3785 | 0.00259 | 495.4964 | 0.16165
| 495.0124 | 0 | 533.2328 | 0.0025997 | 495.0124 | 0 | 533.2328 | -0.00057667 | 495.6129 | 0 | 533.2328 | 0.00064371 | 495.6129 | 0.0042 | 527.98 | -0.001231 | 495.0124 | 0.34462 | 527.98 | 0.82307 | 527.98 | -0.00018422 | 495.6129 | 2.841e-05 | 495.6129 | 2.3521e-05 | 495.0124 | 0 | 533.2328 | 6.742e-05 | 746.543 | 0.16864 | 533.2328 | -0.0022145 | 745.8289 | 0 | 746.543 | 0.00285 | 495.6129 | 0.16153
| 495.1262 | 0.00116 | 533.4587 | 0.0024936 | 495.1262 | 0.00019074 | 533.4587 | 0.00094085 | 495.7294 | 6.7514e-05 | 533.4587 | 0.0017193 | 495.7294 | 0.00325 | 528.21 | -0.00015177 | 495.1262 | 0.34616 | 528.21 | 0.82569 | 528.21 | -0.00031426 | 495.7294 | 1.451e-05 | 495.7294 | 1.3045e-05 | 495.1262 | 0.00105 | 533.4587 | -7.0741e-05 | 746.7075 | 0.169 | 533.4587 | 0.0019544 | 745.9935 | 6.9993e-05 | 746.7075 | 0.0027 | 495.7294 | 0.1613
| 495.2401 | 0 | 533.6845 | 0.0024001 | 495.2401 | 0 | 533.6845 | 0.0004974 | 495.846 | 0 | 533.6845 | 0.00055533 | 495.846 | 0.00349 | 528.43 | -1.6864e-05 | 495.2401 | 0.34879 | 528.43 | 0.82307 | 528.43 | -0.00099695 | 495.846 | 2.9699e-05 | 495.846 | 2.8012e-05 | 495.2401 | 0 | 533.6845 | -0.00029088 | 746.872 | 0.17129 | 533.6845 | -0.00071769 | 746.1581 | 0 | 746.872 | 0.00285 | 495.846 | 0.16189
| 495.354 | 0.00024855 | 533.9104 | 0.0027637 | 495.354 | 0.00091902 | 533.9104 | 0.0014206 | 495.9625 | 3.2289e-05 | 533.9104 | 0.0016898 | 495.9625 | 0.00264 | 528.66 | -0.00082632 | 495.354 | 0.35218 | 528.66 | 0.80289 | 528.66 | 0.00017338 | 495.9625 | 1.5411e-05 | 495.9625 | 1.4967e-05 | 495.354 | 0.00058106 | 533.9104 | 0.0012404 | 747.0365 | 0.16981 | 533.9104 | 0.00034816 | 746.3226 | 6.9993e-05 | 747.0365 | 0.00269 | 495.9625 | 0.16214
| 495.4679 | 0 | 534.1363 | 0.0023899 | 495.4679 | 0 | 534.1363 | -0.00024438 | 496.079 | 0 | 534.1363 | 0.00056211 | 496.079 | 0.00287 | 528.89 | 0.00032042 | 495.4679 | 0.34803 | 528.89 | 0.80638 | 528.89 | -0.00044429 | 496.079 | 2.9195e-05 | 496.079 | 2.6837e-05 | 495.4679 | 0 | 534.1363 | 0.00046343 | 747.201 | 0.17421 | 534.1363 | -0.0019446 | 746.4872 | 0 | 747.201 | 0.0028 | 496.079 | 0.16198
| 495.5818 | 0.00046416 | 534.3622 | 0.0025403 | 495.5818 | 0.00146 | 534.3622 | 0.00078604 | 496.1956 | 3.2289e-05 | 534.3622 | 0.0017884 | 496.1956 | 0.00192 | 529.11 | -0.00015177 | 495.5818 | 0.35791 | 529.11 | 0.79143 | 529.11 | 0.0014088 | 496.1956 | 1.3912e-05 | 496.1956 | 1.187e-05 | 495.5818 | 0.0007685 | 534.3622 | 0.00070482 | 747.3655 | 0.17431 | 534.3622 | 2.0977e-05 | 746.6517 | 8.9995e-05 | 747.3655 | 0.00267 | 496.1956 | 0.16111
| 495.6957 | 0 | 534.5881 | 0.0023354 | 495.6957 | 0 | 534.5881 | -6.0596e-05 | 496.3121 | 0 | 534.5881 | 0.00059264 | 496.3121 | 0.00212 | 529.34 | -0.00045532 | 495.6957 | 0.35549 | 529.34 | 0.80124 | 529.34 | -0.0014521 | 496.3121 | 3.0296e-05 | 496.3121 | 2.4268e-05 | 495.6957 | 0 | 534.5881 | -0.0014248 | 747.53 | 0.17509 | 534.5881 | -0.00098878 | 746.8163 | 0 | 747.53 | 0.00282 | 496.3121 | 0.16117
| 495.8096 | 0.00057197 | 534.8141 | 0.0025737 | 495.8096 | 0.00123 | 534.8141 | 0.0012566 | 496.4286 | 3.2289e-05 | 534.8141 | 0.0017575 | 496.4286 | 0.00123 | 529.56 | -0.00072515 | 495.8096 | 0.35737 | 529.56 | 0.79014 | 529.56 | -0.00050931 | 496.4286 | 1.6547e-05 | 496.4286 | 1.2408e-05 | 495.8096 | 0.00135 | 534.8141 | 0.0005877 | 747.6945 | 0.17883 | 534.8141 | -0.001526 | 746.9809 | 0.00011 | 747.6945 | 0.00268 | 496.4286 | 0.1604
| 495.9235 | 0 | 535.04 | 0.0023667 | 495.9235 | 0 | 535.04 | -0.00032891 | 496.5452 | 0 | 535.04 | 0.00052781 | 496.5452 | 0.00156 | 529.79 | 0.00086005 | 495.9235 | 0.36188 | 529.79 | 0.79204 | 529.79 | -0.0015171 | 496.5452 | 3.1689e-05 | 496.5452 | 2.4806e-05 | 495.9235 | 0 | 535.04 | -0.00010102 | 747.859 | 0.1853 | 535.04 | -0.00042662 | 747.1455 | 0 | 747.859 | 0.00286 | 496.5452 | 0.16124
| 496.0374 | 0.00010482 | 535.266 | 0.0025284 | 496.0374 | 0.00137 | 535.266 | 0.0010362 | 496.6617 | 3.2289e-05 | 535.266 | 0.001651 | 496.6617 | 0.00098505 | 530.02 | 0.0016695 | 496.0374 | 0.3813 | 530.02 | 0.78865 | 530.02 | -0.00047681 | 496.6617 | 1.5353e-05 | 496.6617 | 1.2408e-05 | 496.0374 | 0.00154 | 535.266 | 0.0014536 | 748.0236 | 0.18571 | 535.266 | -0.00041752 | 747.3101 | 8.9995e-05 | 748.0236 | 0.00269 | 496.6617 | 0.16115
| 496.1513 | 0 | 535.4919 | 0.0024037 | 496.1513 | 0 | 535.4919 | 8.5875e-06 | 496.7783 | 0 | 535.4919 | 0.00059882 | 496.7783 | 0.00147 | 530.24 | -0.00062396 | 496.1513 | 0.37571 | 530.24 | 0.79195 | 530.24 | -0.00034676 | 496.7783 | 3.1443e-05 | 496.7783 | 2.5454e-05 | 496.1513 | 0 | 535.4919 | 0.00037918 | 748.1881 | 0.18567 | 535.4919 | 8.6632e-05 | 747.4747 | 0 | 748.1881 | 0.00292 | 496.7783 | 0.16213
| 496.2652 | 0.00080555 | 535.7179 | 0.0025084 | 496.2652 | 0.00184 | 535.7179 | 0.00099979 | 496.8949 | 3.2289e-05 | 535.7179 | 0.0016605 | 496.8949 | 0.00085045 | 530.47 | 0.0005565 | 496.2652 | 0.38238 | 530.47 | 0.78907 | 530.47 | -0.00031426 | 496.8949 | 1.6255e-05 | 496.8949 | 1.3045e-05 | 496.2652 | 0.00139 | 535.7179 | 0.0010429 | 748.3526 | 0.18637 | 535.7179 | 0.0019841 | 747.6393 | 8.9995e-05 | 748.3526 | 0.00275 | 496.8949 | 0.16169
| 496.3791 | 0 | 535.9439 | 0.0023836 | 496.3791 | 0 | 535.9439 | 0.00029145 | 497.0114 | 0 | 535.9439 | 0.00056417 | 497.0114 | 0.00103 | 530.7 | -0.00038786 | 496.3791 | 0.3786 | 530.7 | 0.77412 | 530.7 | 0.0013438 | 497.0114 | 3.2111e-05 | 497.0114 | 2.7375e-05 | 496.3791 | 0 | 535.9439 | -0.00015571 | 748.5172 | 0.1905 | 535.9439 | 0.00042286 | 747.8039 | 0 | 748.5172 | 0.00289 | 497.0114 | 0.1617
| 496.493 | 0.00089539 | 536.1699 | 0.0026477 | 496.493 | 0.00158 | 536.1699 | 0.0016525 | 497.128 | 3.2289e-05 | 536.1699 | 0.0017794 | 497.128 | 0.00041193 | 530.92 | 0.00028669 | 496.493 | 0.38703 | 530.92 | 0.76996 | 530.92 | -0.0021348 | 497.128 | 1.6114e-05 | 497.128 | 1.433e-05 | 496.493 | 0.00144 | 536.1699 | 0.00058888 | 748.6817 | 0.18935 | 536.1699 | 0.0018022 | 747.9685 | 6.9993e-05 | 748.6817 | 0.00271 | 497.128 | 0.16116
| 496.6069 | 0 | 536.3959 | 0.0023617 | 496.6069 | 0 | 536.3959 | -0.00050097 | 497.2446 | 0 | 536.3959 | 0.00050897 | 497.2446 | 0.00063458 | 531.15 | 0.0022766 | 496.6069 | 0.38491 | 531.15 | 0.77703 | 531.15 | -0.0011595 | 497.2446 | 3.1924e-05 | 497.2446 | 2.5454e-05 | 496.6069 | 0 | 536.3959 | -0.00051995 | 748.8463 | 0.19293 | 536.3959 | -0.0010127 | 748.1331 | 0 | 748.8463 | 0.00294 | 497.2446 | 0.16142
| 496.7208 | 0.00145 | 536.622 | 0.0025488 | 496.7208 | 0.00215 | 536.622 | 0.0011031 | 497.3611 | 4.9907e-05 | 536.622 | 0.0015655 | 497.3611 | 0.00023901 | 531.37 | -0.001366 | 496.7208 | 0.39356 | 531.37 | 0.75808 | 531.37 | -0.00057433 | 497.3611 | 1.6032e-05 | 497.3611 | 1.1124e-05 | 496.7208 | 0.00186 | 536.622 | 0.0011206 | 749.0108 | 0.19332 | 536.622 | 0.0012451 | 748.2977 | 3.0002e-05 | 749.0108 | 0.00278 | 497.3611 | 0.16156
| 496.8348 | 0 | 536.848 | 0.0025716 | 496.8348 | 0 | 536.848 | 0.00058834 | 497.4777 | 0 | 536.848 | 0.00058209 | 497.4777 | 0.00031896 | 531.6 | -0.003457 | 496.8348 | 0.38962 | 531.6 | 0.75436 | 531.6 | -0.0015822 | 497.4777 | 3.0425e-05 | 497.4777 | 2.3093e-05 | 496.8348 | 0 | 536.848 | 0.00039762 | 749.1754 | 0.19163 | 536.848 | 0.00019456 | 748.4623 | 0 | 749.1754 | 0.00296 | 497.4777 | 0.16307
| 496.9487 | 0.00046416 | 537.0741 | 0.0024826 | 496.9487 | 0.00206 | 537.0741 | 0.00079382 | 497.5943 | 4.9907e-05 | 537.0741 | 0.0015707 | 497.5943 | 8.7122e-05 | 531.83 | -0.00062396 | 496.9487 | 0.4075 | 531.83 | 0.74006 | 531.83 | -0.0016797 | 497.5943 | 1.4615e-05 | 497.5943 | 1.198e-05 | 496.9487 | 0.00116 | 537.0741 | 0.0007283 | 749.34 | 0.19998 | 537.0741 | 0.0012131 | 748.627 | 6.9993e-05 | 749.34 | 0.00269 | 497.5943 | 0.16359
| 497.0626 | 0 | 537.3001 | 0.0022507 | 497.0626 | 0 | 537.3001 | -0.00046425 | 497.7109 | 0 | 537.3001 | 0.00064736 | 497.7109 | 0.00014912 | 532.05 | -0.00089378 | 497.0626 | 0.40146 | 532.05 | 0.74853 | 532.05 | -0.00099695 | 497.7109 | 3.0507e-05 | 497.7109 | 2.5025e-05 | 497.0626 | 0 | 537.3001 | -0.00092284 | 749.5045 | 0.19525 | 537.3001 | -0.00022658 | 748.7916 | 0 | 749.5045 | 0.0029 | 497.7109 | 0.16472
| 497.1766 | 0.00042823 | 537.5262 | 0.0024288 | 497.1766 | 0.00189 | 537.5262 | 0.0011114 | 497.8275 | 3.2289e-05 | 537.5262 | 0.0016908 | 497.8275 | 6.2244e-05 | 532.28 | -0.00086005 | 497.1766 | 0.41587 | 532.28 | 0.73935 | 532.28 | -0.0012895 | 497.8275 | 1.5973e-05 | 497.8275 | 1.3045e-05 | 497.1766 | 0.00142 | 537.5262 | 0.0013323 | 749.6691 | 0.20151 | 537.5262 | -0.00027656 | 748.9562 | 6.9993e-05 | 749.6691 | 0.00268 | 497.8275 | 0.16378
| 497.2905 | 0 | 537.7523 | 0.0023334 | 497.2905 | 0 | 537.7523 | -0.00029171 | 497.9441 | 0 | 537.7523 | 0.00063706 | 497.9441 | 6.9447e-05 | 532.51 | -0.0022092 | 497.2905 | 0.42922 | 532.51 | 0.73593 | 532.51 | -0.0015822 | 497.9441 | 3.0296e-05 | 497.9441 | 2.6727e-05 | 497.2905 | 0 | 537.7523 | -0.00074412 | 749.8337 | 0.2068 | 537.7523 | 0.00044803 | 749.1209 | 0 | 749.8337 | 0.00291 | 497.9441 | 0.16388
| 497.4044 | 0.0017 | 537.9784 | 0.0024151 | 497.4044 | 0.00177 | 537.9784 | 0.001135 | 498.0607 | 4.9907e-05 | 537.9784 | 0.0017092 | 498.0607 | 7.2023e-06 | 532.73 | 0.00099496 | 497.4044 | 0.42563 | 532.73 | 0.73198 | 532.73 | -0.0016147 | 498.0607 | 1.4639e-05 | 498.0607 | 1.3682e-05 | 497.4044 | 0.0015 | 537.9784 | 0.00099996 | 749.9983 | 0.20777 | 537.9784 | 0.0020076 | 749.2855 | 3.0002e-05 | 749.9983 | 0.00271 | 498.0607 | 0.16314
| 497.5184 | 0 | 538.2045 | 0.0024438 | 497.5184 | 0 | 538.2045 | 0.00052553 | 498.1773 | 0 | 538.2045 | 0.00071814 | 498.1773 | 1.4293e-05 | 532.96 | -0.00045532 | 497.5184 | 0.43291 | 532.96 | 0.7264 | 532.96 | -0.0015496 | 498.1773 | 3.0776e-05 | 498.1773 | 2.8012e-05 | 497.5184 | 0 | 538.2045 | 0.00060999 | 750.1629 | 0.21028 | 538.2045 | -0.0010328 | 749.4502 | 0 | 750.1629 | 0.00293 | 498.1773 | 0.16318
| 497.6323 | 0.00080555 | 538.4307 | 0.0021523 | 497.6323 | 0.00083232 | 538.4307 | 0.0011744 | 498.2939 | 4.9907e-05 | 538.4307 | 0.0016614 | 498.2939 | 7.0903e-06 | 533.18 | 0.00045532 | 497.6323 | 0.43426 | 533.18 | 0.71647 | 533.18 | 0.00056349 | 498.2939 | 1.6465e-05 | 498.2939 | 1.433e-05 | 497.6323 | 0.00154 | 538.4307 | -0.00019368 | 750.3275 | 0.20811 | 538.4307 | 0.00012729 | 749.6148 | 3.0002e-05 | 750.3275 | 0.00275 | 498.2939 | 0.16306
| 497.7463 | 0.00012598 | 538.6568 | 0.0022769 | 497.7463 | 0 | 538.6568 | 0.00041103 | 498.4105 | 0 | 538.6568 | 0.00060784 | 498.4105 | 1.3307e-05 | 533.41 | -0.0010287 | 497.7463 | 0.4458 | 533.41 | 0.72055 | 533.41 | -0.0021023 | 498.4105 | 3.1385e-05 | 498.4105 | 2.7375e-05 | 497.7463 | 0 | 538.6568 | -0.00021071 | 750.4921 | 0.21441 | 538.6568 | 0.00024945 | 749.7795 | 0 | 750.4921 | 0.00291 | 498.4105 | 0.1638
| 497.8602 | 0.00104 | 538.883 | 0.0024231 | 497.8602 | 0.00234 | 538.883 | 0.00094828 | 498.5271 | 6.7514e-05 | 538.883 | 0.001505 | 498.5271 | 6.2278e-06 | 533.64 | -0.0029849 | 497.8602 | 0.44936 | 533.64 | 0.70835 | 533.64 | 0.0010186 | 498.5271 | 1.5212e-05 | 498.5271 | 1.3254e-05 | 497.8602 | 0.0005998 | 538.883 | 0.00035242 | 750.6567 | 0.21555 | 538.883 | 0.0014738 | 749.9441 | 6.9993e-05 | 750.6567 | 0.00272 | 498.5271 | 0.16432
| 497.9742 | 0 | 539.1091 | 0.002201 | 497.9742 | 0 | 539.1091 | 0.00069157 | 498.6437 | 0 | 539.1091 | 0.00059536 | 498.6437 | 1.1369e-05 | 533.86 | -0.00052277 | 497.9742 | 0.44918 | 533.86 | 0.70965 | 533.86 | -0.0010945 | 498.6437 | 3.1362e-05 | 498.6437 | 2.7584e-05 | 497.9742 | 0 | 539.1091 | 0.0011939 | 750.8213 | 0.2184 | 539.1091 | -0.001652 | 750.1088 | 0 | 750.8213 | 0.00296 | 498.6437 | 0.16549
| 498.0881 | 0.00048213 | 539.3353 | 0.0020017 | 498.0881 | 0.00182 | 539.3353 | 0.0011931 | 498.7603 | 3.2289e-05 | 539.3353 | 0.0015468 | 498.7603 | 5.1413e-06 | 534.09 | -0.00038786 | 498.0881 | 0.45737 | 534.09 | 0.69257 | 534.09 | -0.0011595 | 498.7603 | 1.6173e-05 | 498.7603 | 1.4539e-05 | 498.0881 | 0.0015 | 539.3353 | 0.00081067 | 750.9859 | 0.214 | 539.3353 | -0.00092622 | 750.2735 | 3.0002e-05 | 750.9859 | 0.00279 | 498.7603 | 0.16508
| 498.2021 | 0 | 539.5615 | 0.002149 | 498.2021 | 0 | 539.5615 | 0.00027042 | 498.8769 | 0 | 539.5615 | 0.00062391 | 498.8769 | 9.7337e-06 | 534.32 | 0.0010624 | 498.2021 | 0.46485 | 534.32 | 0.69586 | 534.32 | -2.1673e-05 | 498.8769 | 3.0998e-05 | 498.8769 | 2.5454e-05 | 498.2021 | 0 | 539.5615 | -0.00058063 | 751.1505 | 0.22287 | 539.5615 | 0.00027838 | 750.4382 | 0 | 751.1505 | 0.00301 | 498.8769 | 0.16524
| 498.3161 | 0.00096726 | 539.7877 | 0.0024527 | 498.3161 | 0.00052021 | 539.7877 | 0.0015937 | 498.9936 | 4.9907e-05 | 539.7877 | 0.0015261 | 498.9936 | 4.5924e-06 | 534.54 | -0.0013997 | 498.3161 | 0.47116 | 534.54 | 0.68811 | 534.54 | -0.00034676 | 498.9936 | 1.4838e-05 | 498.9936 | 1.1124e-05 | 498.3161 | 0.00169 | 539.7877 | 0.00068615 | 751.3151 | 0.22319 | 539.7877 | 0.0003082 | 750.6028 | 5.0004e-05 | 751.3151 | 0.00283 | 498.9936 | 0.16369
| 498.43 | 0 | 540.0139 | 0.0021887 | 498.43 | 0 | 540.0139 | 0.0002465 | 499.1102 | 0 | 540.0139 | 0.00055779 | 499.1102 | 9.4201e-06 | 534.77 | -0.0026139 | 498.43 | 0.48024 | 534.77 | 0.68055 | 534.77 | -0.0011595 | 499.1102 | 3.2614e-05 | 499.1102 | 2.3521e-05 | 498.43 | 0 | 540.0139 | -0.00017567 | 751.4798 | 0.22651 | 540.0139 | -0.00057447 | 750.7675 | 0 | 751.4798 | 0.00304 | 499.1102 | 0.16332
| 498.544 | 0.00024855 | 540.2402 | 0.0020806 | 498.544 | 0.00102 | 540.2402 | 0.00053878 | 499.2268 | 3.2289e-05 | 540.2402 | 0.0014415 | 499.2268 | 4.8277e-06 | 535 | -0.00079259 | 498.544 | 0.49239 | 535 | 0.67611 | 535 | 0.002449 | 499.2268 | 1.7824e-05 | 499.2268 | 1.2617e-05 | 498.544 | 0.00139 | 540.2402 | 0.000684 | 751.6444 | 0.22497 | 540.2402 | 0.0014089 | 750.9322 | 5.0004e-05 | 751.6444 | 0.00282 | 499.2268 | 0.16318
| 498.658 | 0 | 540.4664 | 0.0022567 | 498.658 | 0 | 540.4664 | 3.0588e-05 | 499.3435 | 0 | 540.4664 | 0.00065435 | 499.3435 | 8.6808e-06 | 535.22 | -0.00089378 | 498.658 | 0.49756 | 535.22 | 0.67558 | 535.22 | -0.00054182 | 499.3435 | 3.1631e-05 | 499.3435 | 2.5025e-05 | 498.658 | 0 | 540.4664 | -0.00045481 | 751.809 | 0.22955 | 540.4664 | 0.00011283 | 751.0969 | 0 | 751.809 | 0.00295 | 499.3435 | 0.16448
| 498.772 | 0.00046416 | 540.6927 | 0.0023175 | 498.772 | 0.00149 | 540.6927 | 0.00077705 | 499.4601 | 6.7514e-05 | 540.6927 | 0.0016348 | 499.4601 | 3.8532e-06 | 535.45 | 0.00048905 | 498.772 | 0.51166 | 535.45 | 0.66263 | 535.45 | 0.00017338 | 499.4601 | 1.3901e-05 | 499.4601 | 1.2617e-05 | 498.772 | 0.00129 | 540.6927 | 0.0010189 | 751.9737 | 0.23461 | 540.6927 | 0.00050507 | 751.2616 | 3.0002e-05 | 751.9737 | 0.00277 | 499.4601 | 0.16579
| 498.8859 | 0 | 540.9189 | 0.00187 | 498.8859 | 0 | 540.9189 | 0.00010061 | 499.5768 | 0 | 540.9189 | 0.00065429 | 499.5768 | 8.2104e-06 | 535.67 | -0.00065769 | 498.8859 | 0.5205 | 535.67 | 0.66354 | 535.67 | 0.00056349 | 499.5768 | 2.9933e-05 | 499.5768 | 2.4806e-05 | 498.8859 | 0 | 540.9189 | 0.00098446 | 752.1383 | 0.23589 | 540.9189 | -0.00093964 | 751.4263 | 0 | 752.1383 | 0.00288 | 499.5768 | 0.16687
| 498.9999 | 0.00113 | 541.1452 | 0.0023269 | 498.9999 | 0.00177 | 541.1452 | 0.0010443 | 499.6934 | 3.2289e-05 | 541.1452 | 0.0014242 | 499.6934 | 4.3572e-06 | 535.9 | 0.00035414 | 498.9999 | 0.52679 | 535.9 | 0.65989 | 535.9 | 0.0019614 | 499.6934 | 1.6114e-05 | 499.6934 | 1.2408e-05 | 498.9999 | 0.00116 | 541.1452 | 0.0011379 | 752.303 | 0.23719 | 541.1452 | -0.0016017 | 751.5911 | 6.9993e-05 | 752.303 | 0.00275 | 499.6934 | 0.1664
| 499.1139 | 0 | 541.3715 | 0.002106 | 499.1139 | 0 | 541.3715 | -0.00015707 | 499.8101 | 0 | 541.3715 | 0.00051632 | 499.8101 | 8.2104e-06 | 536.13 | 0.00045532 | 499.1139 | 0.53001 | 536.13 | 0.65005 | 536.13 | -0.0024274 | 499.8101 | 3.2252e-05 | 499.8101 | 2.5454e-05 | 499.1139 | 0 | 541.3715 | -0.00056928 | 752.4677 | 0.2422 | 541.3715 | 0.00029633 | 751.7558 | 0 | 752.4677 | 0.00294 | 499.8101 | 0.16596
| 499.2279 | 0.00116 | 541.5978 | 0.0023826 | 499.2279 | 0.00081498 | 541.5978 | 0.0013778 | 499.9267 | 3.2289e-05 | 541.5978 | 0.0015856 | 499.9267 | 3.8532e-06 | 536.35 | 1.6864e-05 | 499.2279 | 0.5369 | 536.35 | 0.63238 | 536.35 | -0.00050931 | 499.9267 | 1.6219e-05 | 499.9267 | 1.3045e-05 | 499.2279 | 0.00054357 | 541.5978 | 0.00026172 | 752.6323 | 0.24477 | 541.5978 | 0.0002923 | 751.9205 | 5.0004e-05 | 752.6323 | 0.00288 | 499.9267 | 0.1648
| 499.3419 | 0 | 541.8241 | 0.0020483 | 499.3419 | 0 | 541.8241 | 0.00023129 | 500.0434 | 0 | 541.8241 | 0.00064821 | 500.0434 | 6.9558e-06 | 536.58 | -0.00072515 | 499.3419 | 0.54704 | 536.58 | 0.63593 | 536.58 | -0.0023299 | 500.0434 | 3.108e-05 | 500.0434 | 2.6727e-05 | 499.3419 | 0 | 541.8241 | -0.00077117 | 752.797 | 0.24665 | 541.8241 | 0.00055229 | 752.0852 | 0 | 752.797 | 0.00303 | 500.0434 | 0.1656
| 499.4559 | 0.0006079 | 542.0505 | 0.0021089 | 499.4559 | 0.00102 | 542.0505 | 0.001105 | 500.1601 | 3.2289e-05 | 542.0505 | 0.0014507 | 500.1601 | 3.1027e-06 | 536.81 | -0.0019057 | 499.4559 | 0.55767 | 536.81 | 0.61799 | 536.81 | 0.00056349 | 500.1601 | 1.499e-05 | 500.1601 | 1.3902e-05 | 499.4559 | 0.00141 | 542.0505 | 0.00050299 | 752.9616 | 0.25281 | 542.0505 | 0.0014017 | 752.25 | 5.0004e-05 | 752.9616 | 0.00283 | 500.1601 | 0.1658
| 499.5699 | 0 | 542.2768 | 0.0021123 | 499.5699 | 0 | 542.2768 | 0.00052102 | 500.2767 | 0 | 542.2768 | 0.00062963 | 500.2767 | 6.9558e-06 | 537.03 | -0.00042159 | 499.5699 | 0.56791 | 537.03 | 0.62399 | 537.03 | -0.0016147 | 500.2767 | 3.2006e-05 | 500.2767 | 2.5662e-05 | 499.5699 | 0 | 542.2768 | -8.4605e-05 | 753.1263 | 0.24707 | 542.2768 | -0.0003195 | 752.4147 | 0 | 753.1263 | 0.00299 | 500.2767 | 0.1668
| 499.6839 | 0.00089539 | 542.5032 | 0.0023036 | 499.6839 | 0.00123 | 542.5032 | 0.0010548 | 500.3934 | 4.9907e-05 | 542.5032 | 0.0014734 | 500.3934 | 3.8532e-06 | 537.26 | 0.00045532 | 499.6839 | 0.57266 | 537.26 | 0.6176 | 537.26 | -0.00070437 | 500.3934 | 1.7145e-05 | 500.3934 | 1.198e-05 | 499.6839 | 0.00129 | 542.5032 | 0.001024 | 753.291 | 0.25091 | 542.5032 | -0.00098235 | 752.5794 | 3.0002e-05 | 753.291 | 0.00285 | 500.3934 | 0.16695
| 499.7979 | 0 | 542.7295 | 0.0019904 | 499.7979 | 0 | 542.7295 | -0.00021481 | 500.5101 | 1.4682e-05 | 542.7295 | 0.00060263 | 500.5101 | 6.8774e-06 | 537.49 | -0.0013997 | 499.7979 | 0.57492 | 537.49 | 0.61424 | 537.49 | -0.0023299 | 500.5101 | 3.286e-05 | 500.5101 | 2.4806e-05 | 499.7979 | 0 | 542.7295 | -0.00099826 | 753.4557 | 0.25604 | 542.7295 | -0.00083147 | 752.7442 | 0 | 753.4557 | 0.00303 | 500.5101 | 0.16798
| 499.9119 | 0.00093132 | 542.9559 | 0.0021428 | 499.9119 | 0.00239 | 542.9559 | 0.0013101 | 500.6268 | 4.9907e-05 | 542.9559 | 0.001566 | 500.6268 | 3.0243e-06 | 537.71 | -0.00042159 | 499.9119 | 0.57794 | 537.71 | 0.60165 | 537.71 | -0.00054182 | 500.6268 | 1.5891e-05 | 500.6268 | 1.3902e-05 | 499.9119 | 0.00037488 | 542.9559 | 0.0010865 | 753.6204 | 0.26058 | 542.9559 | 0.00079363 | 752.9089 | 3.0002e-05 | 753.6204 | 0.00288 | 500.6268 | 0.16855
| 500.026 | 0 | 543.1823 | 0.0020327 | 500.026 | 0 | 543.1823 | 0.00035769 | 500.7434 | 0 | 543.1823 | 0.0006186 | 500.7434 | 6.8774e-06 | 537.94 | -0.0027488 | 500.026 | 0.58591 | 537.94 | 0.59632 | 537.94 | -0.0022973 | 500.7434 | 3.2064e-05 | 500.7434 | 2.5662e-05 | 500.026 | 0 | 543.1823 | 0.00015894 | 753.7851 | 0.26291 | 543.1823 | 0.00034358 | 753.0737 | 0 | 753.7851 | 0.00305 | 500.7434 | 0.16887
| 500.14 | 0.00116 | 543.4087 | 0.0024396 | 500.14 | 0.00232 | 543.4087 | 0.0013134 | 500.8601 | 6.7514e-05 | 543.4087 | 0.001413 | 500.8601 | 3.8532e-06 | 538.17 | 0.0001855 | 500.14 | 0.59281 | 538.17 | 0.59216 | 538.17 | -0.0023949 | 500.8601 | 1.6255e-05 | 500.8601 | 1.2617e-05 | 500.14 | 0.00174 | 543.4087 | 0.0012417 | 753.9498 | 0.26584 | 543.4087 | 0.0006084 | 753.2384 | 6.9993e-05 | 753.9498 | 0.00293 | 500.8601 | 0.16807
| 500.254 | 0 | 543.6351 | 0.0016019 | 500.254 | 0 | 543.6351 | 0.00027359 | 500.9768 | 0 | 543.6351 | 0.00053695 | 500.9768 | 7.5607e-06 | 538.39 | -0.00042159 | 500.254 | 0.59386 | 538.39 | 0.58573 | 538.39 | 0.0009211 | 500.9768 | 3.2369e-05 | 500.9768 | 2.4169e-05 | 500.254 | 0 | 543.6351 | 0.00024341 | 754.1145 | 0.26052 | 543.6351 | -0.0012365 | 753.4032 | 0 | 754.1145 | 0.00312 | 500.9768 | 0.16802
| 500.368 | 0.00037433 | 543.8616 | 0.0022975 | 500.368 | 0.00067626 | 543.8616 | 0.00094412 | 501.0935 | 3.2289e-05 | 543.8616 | 0.0015242 | 501.0935 | 3.7076e-06 | 538.62 | -0.0009275 | 500.368 | 0.59554 | 538.62 | 0.5725 | 538.62 | -0.0016797 | 501.0935 | 1.636e-05 | 501.0935 | 1.2408e-05 | 500.368 | 0.00124 | 543.8616 | 0.00052268 | 754.2792 | 0.2665 | 543.8616 | 0.001696 | 753.568 | 6.9993e-05 | 754.2792 | 0.00296 | 501.0935 | 0.16806
| 500.4821 | 0 | 544.088 | 0.0021254 | 500.4821 | 0 | 544.088 | 2.9745e-05 | 501.2102 | 0 | 544.088 | 0.00066357 | 501.2102 | 7.5159e-06 | 538.85 | -0.00025296 | 500.4821 | 0.60059 | 538.85 | 0.57437 | 538.85 | -0.0019722 | 501.2102 | 3.094e-05 | 501.2102 | 2.6091e-05 | 500.4821 | 0 | 544.088 | -0.00049294 | 754.4439 | 0.27012 | 544.088 | 0.00021595 | 753.7328 | 0 | 754.4439 | 0.00316 | 501.2102 | 0.1691
| 500.5961 | 0.00035636 | 544.3145 | 0.0023135 | 500.5961 | 0.00158 | 544.3145 | 0.0013421 | 501.3269 | 3.2289e-05 | 544.3145 | 0.0014707 | 501.3269 | 3.8084e-06 | 539.07 | 0.00015177 | 500.5961 | 0.59554 | 539.07 | 0.54964 | 539.07 | -0.0018096 | 501.3269 | 1.4802e-05 | 501.3269 | 1.3682e-05 | 500.5961 | 0.00148 | 544.3145 | -0.00016712 | 754.6086 | 0.27254 | 544.3145 | 0.0020475 | 753.8975 | 0.00011 | 754.6086 | 0.00295 | 501.3269 | 0.16951
| 500.7101 | 0 | 544.5409 | 0.001915 | 500.7101 | 0 | 544.5409 | 0.00072844 | 501.4436 | 0 | 544.5409 | 0.00058822 | 501.4436 | 7.9303e-06 | 539.3 | -5.0592e-05 | 500.7101 | 0.60408 | 539.3 | 0.55551 | 539.3 | -0.0024923 | 501.4436 | 2.9933e-05 | 501.4436 | 2.5454e-05 | 500.7101 | 0 | 544.5409 | -0.0003481 | 754.7734 | 0.27318 | 544.5409 | -0.00061784 | 754.0623 | 0 | 754.7734 | 0.00316 | 501.4436 | 0.17008
| 500.8242 | 0.000554 | 544.7674 | 0.0022111 | 500.8242 | 0.00074563 | 544.7674 | 0.00074258 | 501.5603 | 6.7514e-05 | 544.7674 | 0.001525 | 501.5603 | 4.122e-06 | 539.53 | 0.0011973 | 500.8242 | 0.61041 | 539.53 | 0.53602 | 539.53 | -0.00099695 | 501.5603 | 1.5482e-05 | 501.5603 | 1.2837e-05 | 500.8242 | 0.00048734 | 544.7674 | 0.00021822 | 754.9381 | 0.2767 | 544.7674 | 0.0011201 | 754.2271 | 6.9993e-05 | 754.9381 | 0.00296 | 501.5603 | 0.16995
| 500.9382 | 0 | 544.9939 | 0.0019959 | 500.9382 | 0 | 544.9939 | -0.00011777 | 501.6771 | 0 | 544.9939 | 0.00054601 | 501.6771 | 7.3255e-06 | 539.75 | -0.0009275 | 500.9382 | 0.6145 | 539.75 | 0.53366 | 539.75 | 0.00033593 | 501.6771 | 3.0378e-05 | 501.6771 | 2.4597e-05 | 500.9382 | 0 | 544.9939 | 0.00072081 | 755.1028 | 0.27687 | 544.9939 | -0.0010098 | 754.3919 | 0 | 755.1028 | 0.00312 | 501.6771 | 0.17028
| 501.0522 | 0 | 545.2204 | 0.0019132 | 501.0522 | 0.00196 | 545.2204 | 0.00073998 | 501.7938 | 3.2289e-05 | 545.2204 | 0.0015493 | 501.7938 | 3.2035e-06 | 539.98 | -0.00038786 | 501.0522 | 0.6246 | 539.98 | 0.52355 | 539.98 | 0.00062851 | 501.7938 | 1.5294e-05 | 501.7938 | 1.2837e-05 | 501.0522 | 0.00156 | 545.2204 | 0.00046391 | 755.2676 | 0.28384 | 545.2204 | -8.7344e-05 | 754.5567 | 6.9993e-05 | 755.2676 | 0.00292 | 501.7938 | 0.17021
| 501.1663 | 0 | 545.4469 | 0.0020117 | 501.1663 | 0 | 545.4469 | 0.00048865 | 501.9105 | 0 | 545.4469 | 0.00057493 | 501.9105 | 6.6982e-06 | 540.21 | -0.0010961 | 501.1663 | 0.62991 | 540.21 | 0.52633 | 540.21 | 0.00036844 | 501.9105 | 3.0237e-05 | 501.9105 | 2.1599e-05 | 501.1663 | 0 | 545.4469 | -0.0013158 | 755.4323 | 0.28671 | 545.4469 | 0.00058501 | 754.7215 | 0 | 755.4323 | 0.00308 | 501.9105 | 0.17101
| 501.2803 | 0.00142 | 545.6734 | 0.0019525 | 501.2803 | 0.00184 | 545.6734 | 0.0013036 | 502.0272 | 3.2289e-05 | 545.6734 | 0.0016048 | 502.0272 | 3.4947e-06 | 540.43 | 0.00028669 | 501.2803 | 0.63039 | 540.43 | 0.50754 | 540.43 | 0.0002384 | 502.0272 | 1.5564e-05 | 502.0272 | 1.0047e-05 | 501.2803 | 0.00105 | 545.6734 | 0.00051609 | 755.597 | 0.28687 | 545.6734 | 0.0013173 | 754.8863 | 6.9993e-05 | 755.597 | 0.00294 | 502.0272 | 0.17171
| 501.3944 | 0 | 545.9 | 0.0019938 | 501.3944 | 0 | 545.9 | 0.00044166 | 502.144 | 0 | 545.9 | 0.00058041 | 502.144 | 6.7766e-06 | 540.66 | -0.0013322 | 501.3944 | 0.63 | 540.66 | 0.50661 | 540.66 | -0.0017446 | 502.144 | 2.9663e-05 | 502.144 | 2.5025e-05 | 501.3944 | 0 | 545.9 | -0.00044575 | 755.7618 | 0.28657 | 545.9 | -0.0014642 | 755.0511 | 0 | 755.7618 | 0.0031 | 502.144 | 0.17331
| 501.5085 | 0.00219 | 546.1265 | 0.0019578 | 501.5085 | 0.00172 | 546.1265 | 0.0013252 | 502.2607 | 4.9907e-05 | 546.1265 | 0.0013432 | 502.2607 | 3.2819e-06 | 540.89 | 0.00069142 | 501.5085 | 0.64112 | 540.89 | 0.49117 | 540.89 | 4.3346e-05 | 502.2607 | 1.4592e-05 | 502.2607 | 1.5186e-05 | 501.5085 | 0.00221 | 546.1265 | 0.0010452 | 755.9265 | 0.2919 | 546.1265 | -0.00090038 | 755.2159 | 6.9993e-05 | 755.9265 | 0.00292 | 502.2607 | 0.17376
| 501.6225 | 0 | 546.3531 | 0.0020057 | 501.6225 | 0 | 546.3531 | -0.00011604 | 502.3774 | 0 | 546.3531 | 0.0006523 | 502.3774 | 6.3846e-06 | 541.11 | -1.6864e-05 | 501.6225 | 0.63451 | 541.11 | 0.49097 | 541.11 | 0.00053099 | 502.3774 | 2.9886e-05 | 502.3774 | 2.6091e-05 | 501.6225 | 0 | 546.3531 | -0.00072151 | 756.0913 | 0.29441 | 546.3531 | -0.00033347 | 755.3808 | 0 | 756.0913 | 0.00318 | 502.3774 | 0.17397
| 501.7366 | 8.684e-05 | 546.5797 | 0.0017923 | 501.7366 | 0.00187 | 546.5797 | 0.00067827 | 502.4942 | 4.9907e-05 | 546.5797 | 0.0013314 | 502.4942 | 3.1027e-06 | 541.34 | 0.0010624 | 501.7366 | 0.65545 | 541.34 | 0.47848 | 541.34 | -0.001257 | 502.4942 | 1.581e-05 | 502.4942 | 1.1124e-05 | 501.7366 | 0.00097468 | 546.5797 | -0.00025274 | 756.2561 | 0.29928 | 546.5797 | 0.0003947 | 755.5456 | 5.0004e-05 | 756.2561 | 0.00297 | 502.4942 | 0.17278
| 501.8507 | 0 | 546.8063 | 0.0018566 | 501.8507 | 0 | 546.8063 | -1.0191e-05 | 502.6109 | 0 | 546.8063 | 0.00054314 | 502.6109 | 6.4966e-06 | 541.57 | -0.00075887 | 501.8507 | 0.66271 | 541.57 | 0.47784 | 541.57 | -0.00093193 | 502.6109 | 3.2474e-05 | 502.6109 | 1.914e-05 | 501.8507 | 0 | 546.8063 | -0.0011164 | 756.4208 | 0.29884 | 546.8063 | -0.00084055 | 755.7104 | 0 | 756.4208 | 0.00313 | 502.6109 | 0.17261
| 501.9647 | 0.00076961 | 547.0329 | 0.0019529 | 501.9647 | 0.00102 | 547.0329 | 0.00065233 | 502.7277 | 3.2289e-05 | 547.0329 | 0.0013793 | 502.7277 | 3.3939e-06 | 541.79 | 0.00021923 | 501.9647 | 0.68125 | 541.79 | 0.46027 | 541.79 | -0.00089942 | 502.7277 | 1.6957e-05 | 502.7277 | 8.016e-06 | 501.9647 | 0.0001687 | 547.0329 | 0.00061655 | 756.5856 | 0.30447 | 547.0329 | -0.00046834 | 755.8752 | 5.0004e-05 | 756.5856 | 0.00289 | 502.7277 | 0.17218
| 502.0788 | 0 | 547.2595 | 0.0017121 | 502.0788 | 0 | 547.2595 | 0.00031885 | 502.8444 | 0 | 547.2595 | 0.00051722 | 502.8444 | 7.7175e-06 | 542.02 | 0.00038786 | 502.0788 | 0.67934 | 542.02 | 0.47299 | 542.02 | 0.00059601 | 502.8444 | 2.9804e-05 | 502.8444 | 2.0424e-05 | 502.0788 | 0 | 547.2595 | -0.00034279 | 756.7504 | 0.30389 | 547.2595 | -0.0010116 | 756.0401 | 0 | 756.7504 | 0.00309 | 502.8444 | 0.17379
| 502.1929 | 0.00115 | 547.4861 | 0.0020351 | 502.1929 | 0.00255 | 547.4861 | 0.00061152 | 502.9612 | 4.9907e-05 | 547.4861 | 0.0014647 | 502.9612 | 4.3236e-06 | 542.25 | 0.0009275 | 502.1929 | 0.69082 | 542.25 | 0.44483 | 542.25 | -0.00060684 | 502.9612 | 1.3222e-05 | 502.9612 | 1.2408e-05 | 502.1929 | 0.00191 | 547.4861 | -0.00059243 | 756.9152 | 0.30955 | 547.4861 | -0.0010963 | 756.2049 | 5.0004e-05 | 756.9152 | 0.00293 | 502.9612 | 0.17506
| 502.307 | 0 | 547.7128 | 0.0019258 | 502.307 | 0 | 547.7128 | 0.0001736 | 503.0779 | 0 | 547.7128 | 0.00049679 | 503.0779 | 9.4985e-06 | 542.47 | -0.001602 | 502.307 | 0.69337 | 542.47 | 0.44587 | 542.47 | 0.0016038 | 503.0779 | 2.7754e-05 | 503.0779 | 2.6727e-05 | 502.307 | 0 | 547.7128 | -5.4754e-05 | 757.08 | 0.31693 | 547.7128 | -0.00068653 | 756.3698 | 0 | 757.08 | 0.00312 | 503.0779 | 0.17752
| 502.4211 | 0.00127 | 547.9394 | 0.0019219 | 502.4211 | 0.0018 | 547.9394 | 0.0010175 | 503.1947 | 3.2289e-05 | 547.9394 | 0.0012421 | 503.1947 | 5.1861e-06 | 542.7 | -0.0016695 | 502.4211 | 0.70192 | 542.7 | 0.43225 | 542.7 | -2.1673e-05 | 503.1947 | 1.4779e-05 | 503.1947 | 1.433e-05 | 502.4211 | 0.00157 | 547.9394 | 7.9316e-05 | 757.2448 | 0.32165 | 547.9394 | 0.00043979 | 756.5346 | 3.0002e-05 | 757.2448 | 0.00301 | 503.1947 | 0.17756
| 502.5351 | 0 | 548.1661 | 0.001772 | 502.5351 | 0 | 548.1661 | -6.5076e-05 | 503.3115 | 0 | 548.1661 | 0.00057751 | 503.3115 | 1.0529e-05 | 542.93 | -0.0022766 | 502.5351 | 0.71287 | 542.93 | 0.42843 | 542.93 | -0.0046705 | 503.3115 | 2.9769e-05 | 503.3115 | 2.4806e-05 | 502.5351 | 0 | 548.1661 | -0.00011306 | 757.4096 | 0.31922 | 548.1661 | 0.00026045 | 756.6995 | 0 | 757.4096 | 0.00325 | 503.3115 | 0.17785
| 502.6492 | 0.00080555 | 548.3928 | 0.002032 | 502.6492 | 0.00057222 | 548.3928 | 0.00093954 | 503.4282 | 3.2289e-05 | 548.3928 | 0.0013893 | 503.4282 | 5.3429e-06 | 543.15 | 0.00011805 | 502.6492 | 0.71619 | 543.15 | 0.42259 | 543.15 | -0.0023299 | 503.4282 | 1.5189e-05 | 503.4282 | 1.0476e-05 | 502.6492 | 0.00186 | 548.3928 | -0.0001134 | 757.5744 | 0.31852 | 548.3928 | 0.00035414 | 756.8643 | 8.9995e-05 | 757.5744 | 0.00307 | 503.4282 | 0.17693
| 502.7633 | 0 | 548.6194 | 0.0020146 | 502.7633 | 0 | 548.6194 | 0.00015236 | 503.545 | 0 | 548.6194 | 0.00057423 | 503.545 | 9.8009e-06 | 543.38 | -0.0012985 | 502.7633 | 0.72877 | 543.38 | 0.42113 | 543.38 | -0.0024274 | 503.545 | 2.9277e-05 | 503.545 | 2.2884e-05 | 502.7633 | 0 | 548.6194 | -0.0010376 | 757.7392 | 0.32716 | 548.6194 | 0.00070582 | 757.0292 | 0 | 757.7392 | 0.0033 | 503.545 | 0.17761
| 502.8774 | 0.00048213 | 548.8462 | 0.0019055 | 502.8774 | 0.0014 | 548.8462 | 0.00082758 | 503.6618 | 4.9907e-05 | 548.8462 | 0.0013354 | 503.6618 | 4.458e-06 | 543.61 | 0.0026476 | 502.8774 | 0.72999 | 543.61 | 0.40344 | 543.61 | 0.0024165 | 503.6618 | 1.4369e-05 | 503.6618 | 1.2617e-05 | 502.8774 | 0.00133 | 548.8462 | 0.0011623 | 757.904 | 0.32212 | 548.8462 | 0.0015093 | 757.1941 | 1.0001e-05 | 757.904 | 0.00313 | 503.6618 | 0.17738
| 502.9915 | 0 | 549.0729 | 0.0019118 | 502.9915 | 0 | 549.0729 | 0.00015496 | 503.7786 | 0 | 549.0729 | 0.00063305 | 503.7786 | 8.9944e-06 | 543.83 | -0.0012648 | 502.9915 | 0.74779 | 543.83 | 0.39693 | 543.83 | 0.00020589 | 503.7786 | 2.8036e-05 | 503.7786 | 2.3741e-05 | 502.9915 | 0 | 549.0729 | -0.0015297 | 758.0688 | 0.33889 | 549.0729 | 0.00031673 | 757.359 | 0 | 758.0688 | 0.00334 | 503.7786 | 0.17876
| 503.1057 | 0.00023058 | 549.2996 | 0.0018774 | 503.1057 | 0.00116 | 549.2996 | 0.0010114 | 503.8954 | 4.9907e-05 | 549.2996 | 0.0013462 | 503.8954 | 4.5364e-06 | 544.06 | -0.0011973 | 503.1057 | 0.75531 | 544.06 | 0.3885 | 544.06 | 0.00098612 | 503.8954 | 1.383e-05 | 503.8954 | 1.1332e-05 | 503.1057 | 0.00126 | 549.2996 | -0.00035687 | 758.2336 | 0.34466 | 549.2996 | -1.2583e-05 | 757.5239 | 5.0004e-05 | 758.2336 | 0.00305 | 503.8954 | 0.17882
| 503.2198 | 0 | 549.5263 | 0.0017619 | 503.2198 | 0 | 549.5263 | 0.00048336 | 504.0121 | 0 | 549.5263 | 0.00062873 | 504.0121 | 8.58e-06 | 544.29 | -0.0024789 | 503.2198 | 0.76082 | 544.29 | 0.38753 | 544.29 | -0.001062 | 504.0121 | 2.9851e-05 | 504.0121 | 2.2236e-05 | 503.2198 | 0 | 549.5263 | -0.00037513 | 758.3985 | 0.34564 | 549.5263 | -0.00035343 | 757.6887 | 0 | 758.3985 | 0.00322 | 504.0121 | 0.17983
| 503.3339 | 0.00019465 | 549.7531 | 0.0018639 | 503.3339 | 0.00114 | 549.7531 | 0.0008345 | 504.1289 | 4.9907e-05 | 549.7531 | 0.0013511 | 504.1289 | 4.0436e-06 | 544.51 | 0.0013322 | 503.3339 | 0.75726 | 544.51 | 0.37239 | 544.51 | -0.00063934 | 504.1289 | 1.6325e-05 | 504.1289 | 1.1124e-05 | 503.3339 | 0.00154 | 549.7531 | 0.00066547 | 758.5633 | 0.34746 | 549.7531 | 0.00041156 | 757.8536 | 3.0002e-05 | 758.5633 | 0.00304 | 504.1289 | 0.17982
| 503.448 | 0 | 549.9798 | 0.0018509 | 503.448 | 0 | 549.9798 | 0.0003187 | 504.2457 | 0 | 549.9798 | 0.00057207 | 504.2457 | 9.4873e-06 | 544.74 | -0.001231 | 503.448 | 0.77082 | 544.74 | 0.37019 | 544.74 | 0.00010836 | 504.2457 | 3.1631e-05 | 504.2457 | 2.6091e-05 | 503.448 | 0 | 549.9798 | -0.00019827 | 758.7281 | 0.34727 | 549.9798 | 0.00067219 | 758.0185 | 0 | 758.7281 | 0.00325 | 504.2457 | 0.18125
| 503.5621 | 0 | 550.2066 | 0.0020291 | 503.5621 | 0.00072829 | 550.2066 | 0.00081626 | 504.3625 | 3.2289e-05 | 550.2066 | 0.0013461 | 504.3625 | 5.4437e-06 | 544.97 | 8.4319e-05 | 503.5621 | 0.78639 | 544.97 | 0.3658 | 544.97 | 0.0011812 | 504.3625 | 1.5482e-05 | 504.3625 | 1.4967e-05 | 503.5621 | 0.00167 | 550.2066 | 0.00066714 | 758.893 | 0.35282 | 550.2066 | -0.00016835 | 758.1834 | 6.9993e-05 | 758.893 | 0.00307 | 504.3625 | 0.18133
| 503.6762 | 0 | 550.4334 | 0.0019011 | 503.6762 | 0 | 550.4334 | 0.00026506 | 504.4793 | 0 | 550.4334 | 0.00059162 | 504.4793 | 1.119e-05 | 545.2 | 0.00038786 | 503.6762 | 0.80372 | 545.2 | 0.35809 | 545.2 | -0.001322 | 504.4793 | 3.0776e-05 | 504.4793 | 2.8012e-05 | 503.6762 | 0 | 550.4334 | -0.00025671 | 759.0578 | 0.35452 | 550.4334 | -0.0014641 | 758.3483 | 0 | 759.0578 | 0.00323 | 504.4793 | 0.18188
| 503.7904 | 0.0006079 | 550.6602 | 0.0019941 | 503.7904 | 0.00127 | 550.6602 | 0.0012901 | 504.5962 | 4.9907e-05 | 550.6602 | 0.0014259 | 504.5962 | 5.7573e-06 | 545.42 | -0.001737 | 503.7904 | 0.81613 | 545.42 | 0.34233 | 545.42 | -0.00041178 | 504.5962 | 1.5458e-05 | 504.5962 | 1.3045e-05 | 503.7904 | 0.00238 | 550.6602 | 0.00057815 | 759.2227 | 0.36079 | 550.6602 | -0.00028786 | 758.5132 | 5.0004e-05 | 759.2227 | 0.00309 | 504.5962 | 0.18189
| 503.9045 | 0 | 550.887 | 0.0013832 | 503.9045 | 0 | 550.887 | 0.00024247 | 504.713 | 0 | 550.887 | 0.00053879 | 504.713 | 1.1111e-05 | 545.65 | -0.00086005 | 503.9045 | 0.81502 | 545.65 | 0.34558 | 545.65 | -0.0010295 | 504.713 | 3.0015e-05 | 504.713 | 2.4169e-05 | 503.9045 | 0 | 550.887 | -0.00062344 | 759.3875 | 0.36441 | 550.887 | 0.00028768 | 758.6782 | 0 | 759.3875 | 0.00333 | 504.713 | 0.18297
| 504.0186 | 0.00062587 | 551.1139 | 0.0018256 | 504.0186 | 0.0014 | 551.1139 | 0.00056629 | 504.8298 | 1.4682e-05 | 551.1139 | 0.0013551 | 504.8298 | 5.3653e-06 | 545.88 | 0.0025465 | 504.0186 | 0.82754 | 545.88 | 0.33009 | 545.88 | -0.00037928 | 504.8298 | 1.4662e-05 | 504.8298 | 1.1332e-05 | 504.0186 | 0.00111 | 551.1139 | 0.00093292 | 759.5524 | 0.37115 | 551.1139 | 0.00087136 | 758.8431 | 6.9993e-05 | 759.5524 | 0.0032 | 504.8298 | 0.1839
| 504.1328 | 0 | 551.3407 | 0.0017271 | 504.1328 | 0 | 551.3407 | 0.00029813 | 504.9466 | 0 | 551.3407 | 0.00049096 | 504.9466 | 1.0047e-05 | 546.1 | -0.00052277 | 504.1328 | 0.84094 | 546.1 | 0.32813 | 546.1 | -0.00099695 | 504.9466 | 2.9476e-05 | 504.9466 | 2.5662e-05 | 504.1328 | 0 | 551.3407 | 0.00015014 | 759.7172 | 0.37104 | 551.3407 | -0.00094098 | 759.008 | 0 | 759.7172 | 0.00339 | 504.9466 | 0.18513
| 504.2469 | 0.00147 | 551.5675 | 0.0019279 | 504.2469 | 0.00166 | 551.5675 | 0.00060302 | 505.0634 | 3.2289e-05 | 551.5675 | 0.001296 | 505.0634 | 4.6932e-06 | 546.33 | 0.00075887 | 504.2469 | 0.84545 | 546.33 | 0.31847 | 546.33 | -5.4182e-05 | 505.0634 | 1.5002e-05 | 505.0634 | 1.4539e-05 | 504.2469 | 0.00074975 | 551.5675 | 0.00052825 | 759.8821 | 0.37834 | 551.5675 | -0.00091562 | 759.1729 | 3.0002e-05 | 759.8821 | 0.00319 | 505.0634 | 0.18619
| 504.361 | 0 | 551.7944 | 0.0018757 | 504.361 | 0 | 551.7944 | -0.00021285 | 505.1803 | 0 | 551.7944 | 0.00065902 | 505.1803 | 1.147e-05 | 546.56 | 0.00032042 | 504.361 | 0.85545 | 546.56 | 0.30746 | 546.56 | -0.001127 | 505.1803 | 2.9991e-05 | 505.1803 | 2.7375e-05 | 504.361 | 0 | 551.7944 | -0.00082539 | 760.047 | 0.38064 | 551.7944 | -0.0015805 | 759.3379 | 0 | 760.047 | 0.00337 | 505.1803 | 0.18662
| 504.4752 | 0.00169 | 552.0213 | 0.0019634 | 504.4752 | 0.00091902 | 552.0213 | 0.0007971 | 505.2971 | 1.4682e-05 | 552.0213 | 0.0013574 | 505.2971 | 6.7766e-06 | 546.78 | 0.0011636 | 504.4752 | 0.87892 | 546.78 | 0.30017 | 546.78 | 0.0023515 | 505.2971 | 1.5212e-05 | 505.2971 | 1.3254e-05 | 504.4752 | 0.00191 | 552.0213 | -1.9067e-05 | 760.2118 | 0.38124 | 552.0213 | -0.00068769 | 759.5028 | 6.9993e-05 | 760.2118 | 0.00322 | 505.2971 | 0.18647
| 504.5894 | 0 | 552.2482 | 0.001778 | 504.5894 | 0 | 552.2482 | 0.00022847 | 505.4139 | 0 | 552.2482 | 0.00045757 | 505.4139 | 1.3251e-05 | 547.01 | -0.0019057 | 504.5894 | 0.87594 | 547.01 | 0.29578 | 547.01 | 0.0016688 | 505.4139 | 3.1654e-05 | 505.4139 | 2.4378e-05 | 504.5894 | 0 | 552.2482 | -0.0010607 | 760.3767 | 0.38132 | 552.2482 | -0.00025778 | 759.6677 | 0 | 760.3767 | 0.00339 | 505.4139 | 0.18672
| 504.7035 | 0.00084148 | 552.4751 | 0.001948 | 504.7035 | 0.00123 | 552.4751 | 0.00067177 | 505.5308 | 6.7514e-05 | 552.4751 | 0.0012649 | 505.5308 | 6.4742e-06 | 547.24 | 0.0024115 | 504.7035 | 0.88011 | 547.24 | 0.28376 | 547.24 | 0.0028717 | 505.5308 | 1.6711e-05 | 505.5308 | 1.1332e-05 | 504.7035 | 0.00171 | 552.4751 | 0.00033852 | 760.5416 | 0.38984 | 552.4751 | 0.0011798 | 759.8327 | 5.0004e-05 | 760.5416 | 0.00314 | 505.5308 | 0.18724
| 504.8177 | 0 | 552.702 | 0.0018258 | 504.8177 | 0 | 552.702 | 0.00025394 | 505.6476 | 0 | 552.702 | 0.00050482 | 505.6476 | 1.3172e-05 | 547.47 | 0.0005565 | 504.8177 | 0.8766 | 547.47 | 0.28435 | 547.47 | 0.00088859 | 505.6476 | 3.0378e-05 | 505.6476 | 2.3521e-05 | 504.8177 | 0 | 552.702 | -0.00071406 | 760.7065 | 0.39124 | 552.702 | -0.00050217 | 759.9976 | 0 | 760.7065 | 0.00336 | 505.6476 | 0.18897
| 504.9318 | 0.000554 | 552.9289 | 0.0018728 | 504.9318 | 0.00111 | 552.9289 | 0.00088667 | 505.7644 | 3.2289e-05 | 552.9289 | 0.0012301 | 505.7644 | 6.6982e-06 | 547.69 | -5.0592e-05 | 504.9318 | 0.88306 | 547.69 | 0.26359 | 547.69 | -0.001127 | 505.7644 | 1.4076e-05 | 505.7644 | 1.2617e-05 | 504.9318 | 0.00111 | 552.9289 | 0.00090692 | 760.8714 | 0.40158 | 552.9289 | 0.00037553 | 760.1626 | 5.0004e-05 | 760.8714 | 0.00321 | 505.7644 | 0.19008
| 505.046 | 0 | 553.1558 | 0.0016614 | 505.046 | 0 | 553.1558 | 0.0004224 | 505.8813 | 0 | 553.1558 | 0.00047663 | 505.8813 | 1.3307e-05 | 547.92 | 0.00011805 | 505.046 | 0.89528 | 547.92 | 0.26342 | 547.92 | 0.0010186 | 505.8813 | 2.8785e-05 | 505.8813 | 2.5662e-05 | 505.046 | 0 | 553.1558 | -0.00057605 | 761.0363 | 0.40383 | 553.1558 | -0.00071839 | 760.3276 | 0 | 761.0363 | 0.00341 | 505.8813 | 0.19199
| 505.1602 | 0.00149 | 553.3828 | 0.0018987 | 505.1602 | 0.00116 | 553.3828 | 0.0010034 | 505.9981 | 4.9907e-05 | 553.3828 | 0.0013323 | 505.9981 | 6.6198e-06 | 548.15 | -0.00035414 | 505.1602 | 0.90151 | 548.15 | 0.25461 | 548.15 | 0.0009536 | 505.9981 | 1.5107e-05 | 505.9981 | 1.3254e-05 | 505.1602 | 0.0012 | 553.3828 | 0.00075477 | 761.2012 | 0.40586 | 553.3828 | 0.0017789 | 760.4925 | 5.0004e-05 | 761.2012 | 0.0032 | 505.9981 | 0.19169
| 505.2743 | 0 | 553.6097 | 0.0016173 | 505.2743 | 0 | 553.6097 | 0.00054736 | 506.115 | 0 | 553.6097 | 0.00054222 | 506.115 | 1.2624e-05 | 548.37 | -0.00072515 | 505.2743 | 0.90345 | 548.37 | 0.24925 | 548.37 | -0.00060684 | 506.115 | 2.8902e-05 | 506.115 | 2.1281e-05 | 505.2743 | 0 | 553.6097 | 0.00029263 | 761.3661 | 0.40957 | 553.6097 | -0.00070951 | 760.6575 | 0 | 761.3661 | 0.00337 | 506.115 | 0.19238
| 505.3885 | 0.00098522 | 553.8367 | 0.0018571 | 505.3885 | 0.00095371 | 553.8367 | 0.001057 | 506.2319 | 4.9907e-05 | 553.8367 | 0.0013032 | 506.2319 | 6.0038e-06 | 548.6 | -0.00025296 | 505.3885 | 0.91315 | 548.6 | 0.23791 | 548.6 | -0.0021673 | 506.2319 | 1.4076e-05 | 506.2319 | 8.2356e-06 | 505.3885 | 0.00163 | 553.8367 | 0.0011076 | 761.531 | 0.40918 | 553.8367 | -0.00069419 | 760.8225 | 5.0004e-05 | 761.531 | 0.00318 | 506.2319 | 0.19167
| 505.5027 | 0 | 554.0637 | 0.0016333 | 505.5027 | 0 | 554.0637 | 0.00016418 | 506.3487 | 0 | 554.0637 | 0.0004081 | 506.3487 | 1.1974e-05 | 548.83 | -0.00059023 | 505.5027 | 0.90618 | 548.83 | 0.23927 | 548.83 | -0.0013546 | 506.3487 | 2.9359e-05 | 506.3487 | 2.1918e-05 | 505.5027 | 0 | 554.0637 | 0.00025954 | 761.6959 | 0.41828 | 554.0637 | -0.0013039 | 760.9874 | 0 | 761.6959 | 0.00332 | 506.3487 | 0.19284
| 505.6169 | 0.0005001 | 554.2907 | 0.0017605 | 505.6169 | 0.00154 | 554.2907 | 0.00088678 | 506.4656 | 1.4682e-05 | 554.2907 | 0.0012274 | 506.4656 | 5.9702e-06 | 549.06 | -0.0016695 | 505.6169 | 0.90855 | 549.06 | 0.22323 | 549.06 | -0.00067186 | 506.4656 | 1.5318e-05 | 506.4656 | 1.3682e-05 | 505.6169 | 0.00135 | 554.2907 | 0.00089556 | 761.8609 | 0.4214 | 554.2907 | 0.0012163 | 761.1524 | 6.9993e-05 | 761.8609 | 0.00306 | 506.4656 | 0.19312
| 505.7311 | 0 | 554.5177 | 0.0017282 | 505.7311 | 0 | 554.5177 | -0.00032784 | 506.5825 | 0 | 554.5177 | 0.00049645 | 506.5825 | 1.2545e-05 | 549.28 | -0.0010624 | 505.7311 | 0.90959 | 549.28 | 0.22535 | 549.28 | -0.00060684 | 506.5825 | 3.0998e-05 | 506.5825 | 2.8012e-05 | 505.7311 | 0 | 554.5177 | -0.0004461 | 762.0258 | 0.42942 | 554.5177 | -0.00033255 | 761.3174 | 0 | 762.0258 | 0.00334 | 506.5825 | 0.19479
| 505.8453 | 0 | 554.7447 | 0.0016436 | 505.8453 | 0.00137 | 554.7447 | 0.00099264 | 506.6993 | 1.4682e-05 | 554.7447 | 0.0012763 | 506.6993 | 6.575e-06 | 549.51 | 0.001366 | 505.8453 | 0.91462 | 549.51 | 0.21644 | 549.51 | 0.00069354 | 506.6993 | 1.5728e-05 | 506.6993 | 1.433e-05 | 505.8453 | 0.00063729 | 554.7447 | 0.00085523 | 762.1907 | 0.43327 | 554.7447 | 0.00077888 | 761.4824 | 6.9993e-05 | 762.1907 | 0.00319 | 506.6993 | 0.19501
| 505.9595 | 0 | 554.9718 | 0.0016784 | 505.9595 | 0 | 554.9718 | 7.4701e-05 | 506.8162 | 0 | 554.9718 | 0.0004436 | 506.8162 | 1.3139e-05 | 549.74 | -0.0016358 | 505.9595 | 0.91589 | 549.74 | 0.215 | 549.74 | 0.0013112 | 506.8162 | 3.1408e-05 | 506.8162 | 2.6091e-05 | 505.9595 | 0 | 554.9718 | -0.0013312 | 762.3557 | 0.43121 | 554.9718 | -0.001004 | 761.6474 | 0 | 762.3557 | 0.00354 | 506.8162 | 0.19638
| 506.0736 | 0.00109 | 555.1988 | 0.0017279 | 506.0736 | 0.00168 | 555.1988 | 0.0007956 | 506.9331 | 4.9907e-05 | 555.1988 | 0.0012582 | 506.9331 | 6.5526e-06 | 549.96 | -0.0020742 | 506.0736 | 0.90846 | 549.96 | 0.20017 | 549.96 | 7.5855e-05 | 506.9331 | 1.5821e-05 | 506.9331 | 1.2617e-05 | 506.0736 | 0.00039362 | 555.1988 | 0.00012289 | 762.5206 | 0.43863 | 555.1988 | -0.00040497 | 761.8124 | 6.9993e-05 | 762.5206 | 0.00332 | 506.9331 | 0.19673
| 506.1879 | 0 | 555.4259 | 0.0015462 | 506.1879 | 0 | 555.4259 | -0.00022372 | 507.05 | 0 | 555.4259 | 0.00043903 | 507.05 | 1.4505e-05 | 550.19 | 0.00035414 | 506.1879 | 0.90646 | 550.19 | 0.1992 | 550.19 | -0.0013871 | 507.05 | 3.012e-05 | 507.05 | 2.5662e-05 | 506.1879 | 0 | 555.4259 | -0.0014688 | 762.6855 | 0.44155 | 555.4259 | 0.00038336 | 761.9774 | 0 | 762.6855 | 0.00356 | 507.05 | 0.19773
| 506.3021 | 0.00051807 | 555.6529 | 0.0018347 | 506.3021 | 0.00104 | 555.6529 | 0.0006429 | 507.1669 | 3.2289e-05 | 555.6529 | 0.0013013 | 507.1669 | 7.9527e-06 | 550.42 | 0.00015177 | 506.3021 | 0.90849 | 550.42 | 0.19479 | 550.42 | 0.00046596 | 507.1669 | 1.4428e-05 | 507.1669 | 1.3902e-05 | 506.3021 | 0.0012 | 555.6529 | 0.00097946 | 762.8505 | 0.45212 | 555.6529 | 0.00083819 | 762.1424 | 3.0002e-05 | 762.8505 | 0.00334 | 507.1669 | 0.1976
| 506.4163 | 0 | 555.88 | 0.0017542 | 506.4163 | 0 | 555.88 | 0.00041118 | 507.2838 | 0 | 555.88 | 0.00051 | 507.2838 | 1.5491e-05 | 550.65 | -0.00025296 | 506.4163 | 0.92412 | 550.65 | 0.18945 | 550.65 | -0.0016472 | 507.2838 | 2.9394e-05 | 507.2838 | 2.4169e-05 | 506.4163 | 0 | 555.88 | 0.00042979 | 763.0154 | 0.45269 | 555.88 | -0.0010653 | 762.3075 | 0 | 763.0154 | 0.0036 | 507.2838 | 0.19832
| 506.5305 | 0.00131 | 556.1071 | 0.0017712 | 506.5305 | 0.00065893 | 556.1071 | 0.0010519 | 507.4007 | 4.9907e-05 | 556.1071 | 0.001197 | 507.4007 | 7.5383e-06 | 550.87 | 0.0016358 | 506.5305 | 0.92223 | 550.87 | 0.181 | 550.87 | 0.0015062 | 507.4007 | 1.5189e-05 | 507.4007 | 1.1124e-05 | 506.5305 | 0.00266 | 556.1071 | 0.0014768 | 763.1804 | 0.45875 | 556.1071 | -0.00046328 | 762.4725 | 6.9993e-05 | 763.1804 | 0.00332 | 507.4007 | 0.19933
| 506.6447 | 0 | 556.3342 | 0.0015546 | 506.6447 | 0 | 556.3342 | 8.6852e-05 | 507.5176 | 0 | 556.3342 | 0.00040457 | 507.5176 | 1.5536e-05 | 551.1 | -0.0026813 | 506.6447 | 0.92844 | 551.1 | 0.18144 | 551.1 | -0.00031426 | 507.5176 | 3.1057e-05 | 507.5176 | 2.4169e-05 | 506.6447 | 0 | 556.3342 | -0.00041643 | 763.3454 | 0.46256 | 556.3342 | -0.00090334 | 762.6375 | 0 | 763.3454 | 0.00349 | 507.5176 | 0.20132
| 506.7589 | 0.00024855 | 556.5613 | 0.0017062 | 506.7589 | 0.00248 | 556.5613 | 0.00076767 | 507.6345 | 4.9907e-05 | 556.5613 | 0.0013072 | 507.6345 | 7.9864e-06 | 551.33 | -5.0592e-05 | 506.7589 | 0.92876 | 551.33 | 0.16891 | 551.33 | -0.00060684 | 507.6345 | 1.6173e-05 | 507.6345 | 1.3045e-05 | 506.7589 | 0.00221 | 556.5613 | 0.00036784 | 763.5103 | 0.46988 | 556.5613 | 0.0013144 | 762.8025 | 5.0004e-05 | 763.5103 | 0.00329 | 507.6345 | 0.2022
| 506.8731 | 0 | 556.7885 | 0.0016277 | 506.8731 | 0 | 556.7885 | -0.00019614 | 507.7514 | 0 | 556.7885 | 0.00032693 | 507.7514 | 1.5827e-05 | 551.55 | -0.0019731 | 506.8731 | 0.92361 | 551.55 | 0.15697 | 551.55 | -0.00044429 | 507.7514 | 3.2228e-05 | 507.7514 | 2.866e-05 | 506.8731 | 0 | 556.7885 | -0.00032866 | 763.6753 | 0.4723 | 556.7885 | -0.0010494 | 762.9676 | 0 | 763.6753 | 0.00362 | 507.7514 | 0.2032
| 506.9874 | 0 | 557.0156 | 0.001714 | 506.9874 | 0.0018 | 557.0156 | 0.00088523 | 507.8683 | 3.2289e-05 | 557.0156 | 0.0012439 | 507.8683 | 7.8295e-06 | 551.78 | -0.0011636 | 506.9874 | 0.92399 | 551.78 | 0.15681 | 551.78 | -0.00024923 | 507.8683 | 1.6465e-05 | 507.8683 | 1.5615e-05 | 506.9874 | 0.00223 | 557.0156 | 0.00023071 | 763.8403 | 0.47647 | 557.0156 | 0.00022597 | 763.1326 | 6.9993e-05 | 763.8403 | 0.00342 | 507.8683 | 0.20342
| 507.1016 | 0 | 557.2428 | 0.0014267 | 507.1016 | 0 | 557.2428 | 0.00012994 | 507.9852 | 0 | 557.2428 | 0.00037619 | 507.9852 | 1.3901e-05 | 552.01 | -0.0010961 | 507.1016 | 0.92094 | 552.01 | 0.15252 | 552.01 | -0.0018096 | 507.9852 | 3.1959e-05 | 507.9852 | 2.6727e-05 | 507.1016 | 0 | 557.2428 | -0.0010329 | 764.0053 | 0.48151 | 557.2428 | -0.00097958 | 763.2976 | 0 | 764.0053 | 0.0036 | 507.9852 | 0.20455
| 507.2158 | 0.00064383 | 557.4699 | 0.0017784 | 507.2158 | 0.00104 | 557.4699 | 0.0008076 | 508.1021 | 4.9907e-05 | 557.4699 | 0.0011449 | 508.1021 | 6.071e-06 | 552.24 | 0.0022428 | 507.2158 | 0.92552 | 552.24 | 0.14841 | 552.24 | -0.00047681 | 508.1021 | 1.5891e-05 | 508.1021 | 1.1124e-05 | 507.2158 | 0.00118 | 557.4699 | -0.00019182 | 764.1703 | 0.48442 | 557.4699 | 0.00065866 | 763.4627 | 3.0002e-05 | 764.1703 | 0.00332 | 508.1021 | 0.20494
| 507.3301 | 0 | 557.6971 | 0.0016526 | 507.3301 | 0 | 557.6971 | -0.00021779 | 508.2191 | 0 | 557.6971 | 0.00033307 | 508.2191 | 1.3329e-05 | 552.46 | -0.0011299 | 507.3301 | 0.93241 | 552.46 | 0.14183 | 552.46 | -0.0018747 | 508.2191 | 3.2088e-05 | 508.2191 | 2.1599e-05 | 507.3301 | 0 | 557.6971 | -0.00048193 | 764.3352 | 0.48525 | 557.6971 | -0.00040861 | 763.6277 | 0 | 764.3352 | 0.00362 | 508.2191 | 0.20594
| 507.4443 | 0.00138 | 557.9243 | 0.0018017 | 507.4443 | 0.00113 | 557.9243 | 0.00095486 | 508.336 | 1.4682e-05 | 557.9243 | 0.001253 | 508.336 | 7.2695e-06 | 552.69 | -0.00035414 | 507.4443 | 0.93009 | 552.69 | 0.13063 | 552.69 | -0.00044429 | 508.336 | 1.6571e-05 | 508.336 | 1.0476e-05 | 507.4443 | 0.00135 | 557.9243 | 0.00093048 | 764.5003 | 0.49098 | 557.9243 | 0.00064993 | 763.7928 | 6.9993e-05 | 764.5003 | 0.00346 | 508.336 | 0.20665
| 507.5585 | 0 | 558.1515 | 0.0015355 | 507.5585 | 0 | 558.1515 | 0.00029442 | 508.4529 | 0 | 558.1515 | 0.00038305 | 508.4529 | 1.4214e-05 | 552.92 | -0.00089378 | 507.5585 | 0.93207 | 552.92 | 0.1323 | 552.92 | -0.0018422 | 508.4529 | 3.3504e-05 | 508.4529 | 2.3521e-05 | 507.5585 | 0 | 558.1515 | -0.00041049 | 764.6653 | 0.50186 | 558.1515 | -0.00048956 | 763.9579 | 0 | 764.6653 | 0.00372 | 508.4529 | 0.20862
| 507.6728 | 0.00066181 | 558.3787 | 0.0016853 | 507.6728 | 0.00194 | 558.3787 | 0.00066583 | 508.5698 | 3.2289e-05 | 558.3787 | 0.0011335 | 508.5698 | 6.9558e-06 | 553.15 | 0.0011636 | 507.6728 | 0.91862 | 553.15 | 0.12026 | 553.15 | -5.4182e-05 | 508.5698 | 1.7367e-05 | 508.5698 | 1.3045e-05 | 507.6728 | 0.00171 | 558.3787 | 0.00084297 | 764.8302 | 0.50428 | 558.3787 | -8.3439e-05 | 764.1229 | 8.9995e-05 | 764.8302 | 0.00347 | 508.5698 | 0.2093
| 507.787 | 0 | 558.606 | 0.001717 | 507.787 | 0 | 558.606 | 0.00012344 | 508.6868 | 0 | 558.606 | 0.00044987 | 508.6868 | 1.5021e-05 | 553.37 | -0.0009275 | 507.787 | 0.92072 | 553.37 | 0.12785 | 553.37 | -0.001127 | 508.6868 | 3.2767e-05 | 508.6868 | 2.3521e-05 | 507.787 | 0 | 558.606 | 0.0005112 | 764.9953 | 0.51137 | 558.606 | 6.4511e-05 | 764.288 | 0 | 764.9953 | 0.00365 | 508.6868 | 0.21006
| 507.9013 | 0.00134 | 558.8332 | 0.0018943 | 507.9013 | 0.00114 | 558.8332 | 0.00070908 | 508.8037 | 4.9907e-05 | 558.8332 | 0.0011243 | 508.8037 | 8.0648e-06 | 553.6 | -0.00086005 | 507.9013 | 0.92484 | 553.6 | 0.10447 | 553.6 | -0.00018422 | 508.8037 | 1.5868e-05 | 508.8037 | 1.0476e-05 | 507.9013 | 0.00093719 | 558.8332 | 0.00068303 | 765.1603 | 0.51718 | 558.8332 | 0.00079058 | 764.4531 | 6.9993e-05 | 765.1603 | 0.00345 | 508.8037 | 0.21029
| 508.0156 | 0 | 559.0604 | 0.0016222 | 508.0156 | 0 | 559.0604 | 0.00068017 | 508.9207 | 0 | 559.0604 | 0.00033592 | 508.9207 | 1.5155e-05 | 553.83 | -0.0011973 | 508.0156 | 0.93133 | 553.83 | 0.11226 | 553.83 | -0.0019722 | 508.9207 | 3.0893e-05 | 508.9207 | 2.2884e-05 | 508.0156 | 0 | 559.0604 | -0.00036528 | 765.3253 | 0.5206 | 559.0604 | -0.00093681 | 764.6182 | 0 | 765.3253 | 0.00372 | 508.9207 | 0.2112
| 508.1298 | 0.00082352 | 559.2877 | 0.0017551 | 508.1298 | 0.00139 | 559.2877 | 0.00073882 | 509.0376 | 4.9907e-05 | 559.2877 | 0.0012157 | 509.0376 | 7.0903e-06 | 554.06 | -8.4319e-05 | 508.1298 | 0.92422 | 554.06 | 0.099084 | 554.06 | -0.0015496 | 509.0376 | 1.5458e-05 | 509.0376 | 1.2408e-05 | 508.1298 | 0.00124 | 559.2877 | 0.00039532 | 765.4903 | 0.52801 | 559.2877 | -0.00014592 | 764.7833 | 3.0002e-05 | 765.4903 | 0.00357 | 509.0376 | 0.2117
| 508.2441 | 0 | 559.515 | 0.0016735 | 508.2441 | 0 | 559.515 | -0.00019346 | 509.1546 | 0 | 559.515 | 0.00042638 | 509.1546 | 1.4942e-05 | 554.28 | -1.6864e-05 | 508.2441 | 0.92333 | 554.28 | 0.10241 | 554.28 | -0.00047681 | 509.1546 | 2.9523e-05 | 509.1546 | 2.4806e-05 | 508.2441 | 0 | 559.515 | -0.00046574 | 765.6553 | 0.5325 | 559.515 | -0.0010791 | 764.9484 | 0 | 765.6553 | 0.0038 | 509.1546 | 0.21258
| 508.3584 | 0.00075165 | 559.7423 | 0.0017041 | 508.3584 | 0.00048552 | 559.7423 | 0.00069956 | 509.2715 | 3.2289e-05 | 559.7423 | 0.001172 | 509.2715 | 7.8519e-06 | 554.51 | 0.0019057 | 508.3584 | 0.93265 | 554.51 | 0.092142 | 554.51 | 0.00043346 | 509.2715 | 1.4392e-05 | 509.2715 | 1.2617e-05 | 508.3584 | 0.00161 | 559.7423 | 0.00014016 | 765.8204 | 0.53424 | 559.7423 | 0.00018846 | 765.1134 | 5.0004e-05 | 765.8204 | 0.00353 | 509.2715 | 0.21298
| 508.4726 | 0 | 559.9696 | 0.0015586 | 508.4726 | 0 | 559.9696 | -8.922e-06 | 509.3885 | 0 | 559.9696 | 0.00021577 | 509.3885 | 1.6611e-05 | 554.74 | -0.00069142 | 508.4726 | 0.9386 | 554.74 | 0.08788 | 554.74 | 0.00056349 | 509.3885 | 2.9336e-05 | 509.3885 | 2.2456e-05 | 508.4726 | 0 | 559.9696 | -0.0010196 | 765.9854 | 0.54658 | 559.9696 | 0.00027138 | 765.2785 | 0 | 765.9854 | 0.00369 | 509.3885 | 0.21447
| 508.5869 | 0.00156 | 560.1969 | 0.0017156 | 508.5869 | 0.00109 | 560.1969 | 0.00045091 | 509.5055 | 6.7514e-05 | 560.1969 | 0.0012407 | 509.5055 | 8.7592e-06 | 554.97 | 0.00075887 | 508.5869 | 0.92135 | 554.97 | 0.082004 | 554.97 | -0.00021673 | 509.5055 | 1.5435e-05 | 509.5055 | 1.0047e-05 | 508.5869 | 0.00264 | 560.1969 | 0.0005587 | 766.1504 | 0.54593 | 560.1969 | -0.00062757 | 765.4437 | 6.9993e-05 | 766.1504 | 0.00349 | 509.5055 | 0.21587
| 508.7012 | 0 | 560.4242 | 0.001686 | 508.7012 | 0 | 560.4242 | -8.4599e-05 | 509.6224 | 0 | 560.4242 | 0.00048094 | 509.6224 | 1.753e-05 | 555.19 | 5.0592e-05 | 508.7012 | 0.91975 | 555.19 | 0.085362 | 555.19 | -0.0017446 | 509.6224 | 3.094e-05 | 509.6224 | 2.2884e-05 | 508.7012 | 0 | 560.4242 | -0.0001947 | 766.3155 | 0.55304 | 560.4242 | -0.00064706 | 765.6088 | 0 | 766.3155 | 0.00373 | 509.6224 | 0.21788
| 508.8155 | 0.00058994 | 560.6516 | 0.0018649 | 508.8155 | 0.00137 | 560.6516 | 0.00076608 | 509.7394 | 4.9907e-05 | 560.6516 | 0.0011276 | 509.7394 | 8.8152e-06 | 555.42 | 0.00062396 | 508.8155 | 0.92898 | 555.42 | 0.071059 | 555.42 | 0.00040094 | 509.7394 | 1.5915e-05 | 509.7394 | 1.3045e-05 | 508.8155 | 0.00127 | 560.6516 | 0.00070688 | 766.4805 | 0.55583 | 560.6516 | 0.00044245 | 765.7739 | 5.0004e-05 | 766.4805 | 0.00363 | 509.7394 | 0.21879
| 508.9298 | 0 | 560.8789 | 0.0014583 | 508.9298 | 0 | 560.8789 | -0.00013679 | 509.8564 | 0 | 560.8789 | 0.00035915 | 509.8564 | 1.7653e-05 | 555.65 | 0.00096123 | 508.9298 | 0.92321 | 555.65 | 0.075805 | 555.65 | 0.00027091 | 509.8564 | 3.1783e-05 | 509.8564 | 2.6091e-05 | 508.9298 | 0 | 560.8789 | -0.00044549 | 766.6456 | 0.56339 | 560.8789 | -0.00093449 | 765.939 | 0 | 766.6456 | 0.00381 | 509.8564 | 0.21935
| 509.0441 | 0.00111 | 561.1063 | 0.0019172 | 509.0441 | 0.00118 | 561.1063 | 0.00075536 | 509.9733 | 3.2289e-05 | 561.1063 | 0.0011701 | 509.9733 | 8.8712e-06 | 555.87 | -0.0001855 | 509.0441 | 0.92984 | 555.87 | 0.064054 | 555.87 | -0.0019722 | 509.9733 | 1.6219e-05 | 509.9733 | 1.3045e-05 | 509.0441 | 0.0018 | 561.1063 | 0.0009149 | 766.8107 | 0.56719 | 561.1063 | 0.00024004 | 766.1041 | 5.0004e-05 | 766.8107 | 0.00366 | 509.9733 | 0.21923
| 509.1583 | 0 | 561.3336 | 0.0015332 | 509.1583 | 0 | 561.3336 | -2.8889e-05 | 510.0903 | 0 | 561.3336 | 0.00040553 | 510.0903 | 1.8381e-05 | 556.1 | 0.00065769 | 509.1583 | 0.935 | 556.1 | 0.069639 | 556.1 | -0.00015171 | 510.0903 | 3.1607e-05 | 510.0903 | 2.6727e-05 | 509.1583 | 0 | 561.3336 | -7.7109e-05 | 766.9757 | 0.57833 | 561.3336 | -0.00048905 | 766.2692 | 0 | 766.9757 | 0.00383 | 510.0903 | 0.21976
| 509.2726 | 0.00051807 | 561.561 | 0.0017837 | 509.2726 | 0.00142 | 561.561 | 0.00090124 | 510.2073 | 4.9907e-05 | 561.561 | 0.0011662 | 510.2073 | 9.5433e-06 | 556.33 | 0.00025296 | 509.2726 | 0.94071 | 556.33 | 0.062084 | 556.33 | -0.00028175 | 510.2073 | 1.5435e-05 | 510.2073 | 1.411e-05 | 509.2726 | 0.00126 | 561.561 | 0.0005918 | 767.1408 | 0.58259 | 561.561 | -0.001049 | 766.4344 | 6.9993e-05 | 767.1408 | 0.00369 | 510.2073 | 0.22039
| 509.387 | 0 | 561.7884 | 0.0016493 | 509.387 | 0 | 561.7884 | -7.0346e-05 | 510.3243 | 0 | 561.7884 | 0.0003329 | 510.3243 | 1.8202e-05 | 556.56 | 0.0023104 | 509.387 | 0.93275 | 556.56 | 0.063988 | 556.56 | 0.00085607 | 510.3243 | 3.1115e-05 | 510.3243 | 2.7156e-05 | 509.387 | 0 | 561.7884 | -0.00067516 | 767.3059 | 0.58955 | 561.7884 | -0.0010082 | 766.5995 | 0 | 767.3059 | 0.00391 | 510.3243 | 0.22177
| 509.5013 | 0.00124 | 562.0158 | 0.0017456 | 509.5013 | 0.00084967 | 562.0158 | 0.00059901 | 510.4413 | 1.4682e-05 | 562.0158 | 0.0012108 | 510.4413 | 8.6584e-06 | 556.79 | -0.00021923 | 509.5013 | 0.92972 | 556.79 | 0.053882 | 556.79 | 0.00043346 | 510.4413 | 1.5739e-05 | 510.4413 | 1.3474e-05 | 509.5013 | 0.00157 | 562.0158 | 0.00067715 | 767.4709 | 0.59501 | 562.0158 | 0.00085939 | 766.7646 | 5.0004e-05 | 767.4709 | 0.00378 | 510.4413 | 0.22298
| 509.6156 | 0 | 562.2433 | 0.0015721 | 509.6156 | 0 | 562.2433 | 0.00023488 | 510.5583 | 0 | 562.2433 | 0.00031326 | 510.5583 | 1.6947e-05 | 557.01 | -0.0026476 | 509.6156 | 0.93344 | 557.01 | 0.054851 | 557.01 | -0.00041178 | 510.5583 | 3.1057e-05 | 510.5583 | 2.4806e-05 | 509.6156 | 0 | 562.2433 | -0.00023801 | 767.636 | 0.60625 | 562.2433 | -0.00016454 | 766.9298 | 0 | 767.636 | 0.00397 | 510.5583 | 0.22473
| 509.7299 | 0.00098522 | 562.4707 | 0.0017201 | 509.7299 | 0.00213 | 562.4707 | 0.00045287 | 510.6753 | 4.9907e-05 | 562.4707 | 0.00098151 | 510.6753 | 8.2888e-06 | 557.24 | 0.0017032 | 509.7299 | 0.92881 | 557.24 | 0.047071 | 557.24 | 0.0018314 | 510.6753 | 1.5376e-05 | 510.6753 | 1.198e-05 | 509.7299 | 0.00221 | 562.4707 | 0.00037212 | 767.8011 | 0.6079 | 562.4707 | -0.00022551 | 767.0949 | 6.9993e-05 | 767.8011 | 0.00376 | 510.6753 | 0.22635
| 509.8442 | 0 | 562.6981 | 0.0014659 | 509.8442 | 0 | 562.6981 | -0.00023372 | 510.7923 | 0 | 562.6981 | 0.00029549 | 510.7923 | 1.651e-05 | 557.47 | -0.0011299 | 509.8442 | 0.93542 | 557.47 | 0.046424 | 557.47 | -0.0001192 | 510.7923 | 3.1279e-05 | 510.7923 | 2.4597e-05 | 509.8442 | 0 | 562.6981 | -0.00098205 | 767.9662 | 0.61331 | 562.6981 | -0.0019554 | 767.2601 | 0 | 767.9662 | 0.00392 | 510.7923 | 0.22805
| 509.9585 | 0.00037433 | 562.9256 | 0.0016382 | 509.9585 | 0.00182 | 562.9256 | 0.00063722 | 510.9093 | 3.2289e-05 | 562.9256 | 0.0011223 | 510.9093 | 8.2216e-06 | 557.7 | 0.00052277 | 509.9585 | 0.93588 | 557.7 | 0.038611 | 557.7 | 0.0016363 | 510.9093 | 1.5973e-05 | 510.9093 | 1.2837e-05 | 509.9585 | 0.00109 | 562.9256 | 0.00029356 | 768.1313 | 0.6176 | 562.9256 | 0.001059 | 767.4253 | 5.0004e-05 | 768.1313 | 0.0037 | 510.9093 | 0.22891
| 510.0729 | 0 | 563.1531 | 0.0014546 | 510.0729 | 0 | 563.1531 | 1.0026e-05 | 511.0263 | 0 | 563.1531 | 0.00025273 | 511.0263 | 1.8022e-05 | 557.92 | -0.00035414 | 510.0729 | 0.93537 | 557.92 | 0.041969 | 557.92 | -0.00076939 | 511.0263 | 3.0788e-05 | 511.0263 | 2.5025e-05 | 510.0729 | 0 | 563.1531 | -0.00073774 | 768.2964 | 0.6239 | 563.1531 | -0.00028513 | 767.5904 | 0 | 768.2964 | 0.00383 | 511.0263 | 0.22969
| 510.1872 | 0.001 | 563.3806 | 0.0018006 | 510.1872 | 0.00146 | 563.3806 | 0.0012332 | 511.1433 | 3.2289e-05 | 563.3806 | 0.0012346 | 511.1433 | 9.8009e-06 | 558.15 | 0.0014672 | 510.1872 | 0.94303 | 558.15 | 0.033123 | 558.15 | 0.00043346 | 511.1433 | 1.4826e-05 | 511.1433 | 1.2408e-05 | 510.1872 | 0.00118 | 563.3806 | 0.00086183 | 768.4615 | 0.63294 | 563.3806 | -0.00020175 | 767.7556 | 5.0004e-05 | 768.4615 | 0.00374 | 511.1433 | 0.22994
| 510.3015 | 0 | 563.6081 | 0.0016413 | 510.3015 | 0 | 563.6081 | 4.3801e-05 | 511.2604 | 0 | 563.6081 | 0.00037353 | 511.2604 | 1.9423e-05 | 558.38 | -0.00045532 | 510.3015 | 0.95024 | 558.38 | 0.034544 | 558.38 | -0.00067186 | 511.2604 | 3.0378e-05 | 511.2604 | 2.866e-05 | 510.3015 | 0 | 563.6081 | 5.8768e-05 | 768.6266 | 0.63764 | 563.6081 | -0.0012726 | 767.9208 | 0 | 768.6266 | 0.00403 | 511.2604 | 0.23139
| 510.4158 | 0.00084148 | 563.8356 | 0.0015252 | 510.4158 | 0.00071094 | 563.8356 | 0.00066596 | 511.3774 | 3.2289e-05 | 563.8356 | 0.0011288 | 511.3774 | 9.6217e-06 | 558.61 | 0.00048905 | 510.4158 | 0.95087 | 558.61 | 0.032058 | 558.61 | 0.0013112 | 511.3774 | 1.5575e-05 | 511.3774 | 1.668e-05 | 510.4158 | 0.00086221 | 563.8356 | 0.00047928 | 768.7917 | 0.63978 | 563.8356 | -9.8302e-05 | 768.0859 | 3.0002e-05 | 768.7917 | 0.00391 | 511.3774 | 0.23278
| 510.5302 | 0 | 564.0631 | 0.0011164 | 510.5302 | 0 | 564.0631 | 6.6364e-05 | 511.4944 | 0 | 564.0631 | 0.00035038 | 511.4944 | 1.9143e-05 | 558.83 | -0.0019731 | 510.5302 | 0.95669 | 558.83 | 0.029862 | 558.83 | -0.00080189 | 511.4944 | 3.0401e-05 | 511.4944 | 2.844e-05 | 510.5302 | 0 | 564.0631 | 0.00015988 | 768.9568 | 0.64408 | 564.0631 | 0.00044665 | 768.2511 | 0 | 768.9568 | 0.00409 | 511.4944 | 0.23412
| 510.6445 | 0.00085945 | 564.2906 | 0.0015883 | 510.6445 | 0.00106 | 564.2906 | 0.00094923 | 511.6114 | 4.9907e-05 | 564.2906 | 0.0011275 | 511.6114 | 9.5209e-06 | 559.06 | 0.00021923 | 510.6445 | 0.96373 | 559.06 | 0.026826 | 559.06 | 0.0002384 | 511.6114 | 1.4861e-05 | 511.6114 | 1.2189e-05 | 510.6445 | 0.00107 | 564.2906 | 0.00052089 | 769.1219 | 0.65873 | 564.2906 | -0.0011929 | 768.4163 | 5.0004e-05 | 769.1219 | 0.00388 | 511.6114 | 0.23416
| 510.7589 | 0 | 564.5182 | 0.001245 | 510.7589 | 0 | 564.5182 | -9.8472e-05 | 511.7285 | 0 | 564.5182 | 0.00038145 | 511.7285 | 1.9243e-05 | 559.29 | -0.00028669 | 510.7589 | 0.9633 | 559.29 | 0.02702 | 559.29 | 0.0015712 | 511.7285 | 3.0155e-05 | 511.7285 | 2.4169e-05 | 510.7589 | 0 | 564.5182 | -0.00012921 | 769.2871 | 0.665 | 564.5182 | -0.00033778 | 768.5815 | 0 | 769.2871 | 0.00419 | 511.7285 | 0.23504
| 510.8732 | 0.00023058 | 564.7457 | 0.0015842 | 510.8732 | 0.00104 | 564.7457 | 0.00052788 | 511.8455 | 3.2289e-05 | 564.7457 | 0.0011372 | 511.8455 | 9.7225e-06 | 559.52 | 0.00069142 | 510.8732 | 0.96645 | 559.52 | 0.022113 | 559.52 | -0.0008344 | 511.8455 | 1.5329e-05 | 511.8455 | 1.2408e-05 | 510.8732 | 0.00161 | 564.7457 | 0.0015584 | 769.4522 | 0.67241 | 564.7457 | 0.00059871 | 768.7467 | 5.0004e-05 | 769.4522 | 0.00402 | 511.8455 | 0.23568
| 510.9876 | 0 | 564.9733 | 0.0015653 | 510.9876 | 0 | 564.9733 | 8.7907e-05 | 511.9625 | 0 | 564.9733 | 0.00027363 | 511.9625 | 1.8549e-05 | 559.74 | 0.0013322 | 510.9876 | 0.95751 | 559.74 | 0.023598 | 559.74 | -0.00070437 | 511.9625 | 3.0507e-05 | 511.9625 | 2.4806e-05 | 510.9876 | 0 | 564.9733 | 0.00075633 | 769.6173 | 0.67479 | 564.9733 | -0.00098045 | 768.9119 | 0 | 769.6173 | 0.0042 | 511.9625 | 0.23739
| 511.1019 | 0 | 565.2009 | 0.0015597 | 511.1019 | 0.00048552 | 565.2009 | 0.00065445 | 512.0796 | 4.9907e-05 | 565.2009 | 0.0011561 | 512.0796 | 8.8376e-06 | 559.97 | -0.0013997 | 511.1019 | 0.95328 | 559.97 | 0.020273 | 559.97 | 0.0020589 | 512.0796 | 1.5189e-05 | 512.0796 | 1.2408e-05 | 511.1019 | 0.00105 | 565.2009 | 0.00090763 | 769.7825 | 0.67955 | 565.2009 | 0.00035303 | 769.0771 | 3.0002e-05 | 769.7825 | 0.00387 | 512.0796 | 0.23817
| 511.2163 | 0 | 565.4284 | 0.0013869 | 511.2163 | 0 | 565.4284 | 0.00043702 | 512.1966 | 0 | 565.4284 | 0.00037498 | 512.1966 | 1.8101e-05 | 560.2 | 0.00035414 | 511.2163 | 0.95433 | 560.2 | 0.019789 | 560.2 | 0.00059601 | 512.1966 | 3.1362e-05 | 512.1966 | 2.4169e-05 | 511.2163 | 0 | 565.4284 | 0.00011455 | 769.9476 | 0.68737 | 565.4284 | -0.00063264 | 769.2423 | 0 | 769.9476 | 0.00414 | 512.1966 | 0.23989
| 511.3307 | 0.00131 | 565.6561 | 0.0018438 | 511.3307 | 0.00101 | 565.6561 | 0.00094298 | 512.3137 | 1.4682e-05 | 565.6561 | 0.0011799 | 512.3137 | 9.2633e-06 | 560.43 | 0.00059023 | 511.3307 | 0.97797 | 560.43 | 0.018497 | 560.43 | 1.0836e-05 | 512.3137 | 1.6219e-05 | 512.3137 | 1.1761e-05 | 511.3307 | 0.00054357 | 565.6561 | 0.00074684 | 770.1128 | 0.69081 | 565.6561 | 0.001819 | 769.4075 | 6.9993e-05 | 770.1128 | 0.00401 | 512.3137 | 0.241
| 511.445 | 0 | 565.8837 | 0.0017016 | 511.445 | 0 | 565.8837 | 0.00015768 | 512.4307 | 0 | 565.8837 | 0.00014716 | 512.4307 | 1.8258e-05 | 560.66 | 0.0009275 | 511.445 | 0.97222 | 560.66 | 0.017012 | 560.66 | -0.00096444 | 512.4307 | 3.2439e-05 | 512.4307 | 2.7375e-05 | 511.445 | 0 | 565.8837 | 0.00022146 | 770.2779 | 0.70524 | 565.8837 | -0.0018655 | 769.5727 | 0 | 770.2779 | 0.0043 | 512.4307 | 0.24265
| 511.5594 | 0.00124 | 566.1113 | 0.0016662 | 511.5594 | 0.00081498 | 566.1113 | 0.0010166 | 512.5478 | 3.2289e-05 | 566.1113 | 0.0011627 | 512.5478 | 8.9944e-06 | 560.88 | 0.0020742 | 511.5594 | 0.97403 | 560.88 | 0.013525 | 560.88 | 0.002124 | 512.5478 | 1.6336e-05 | 512.5478 | 1.5615e-05 | 511.5594 | 0.00097468 | 566.1113 | 0.00079659 | 770.4431 | 0.70697 | 566.1113 | 0.0013122 | 769.738 | 5.0004e-05 | 770.4431 | 0.00403 | 512.5478 | 0.24348
| 511.6738 | 0 | 566.3389 | 0.0014236 | 511.6738 | 0 | 566.3389 | -0.00082011 | 512.6649 | 0 | 566.3389 | 0.00023326 | 512.6649 | 1.7787e-05 | 561.11 | -0.0013997 | 511.6738 | 0.99217 | 561.11 | 0.013881 | 561.11 | -0.0014196 | 512.6649 | 3.1115e-05 | 512.6649 | 2.4806e-05 | 511.6738 | 0 | 566.3389 | -0.00074414 | 770.6082 | 0.72076 | 566.3389 | -0.00024332 | 769.9032 | 0 | 770.6082 | 0.00428 | 512.6649 | 0.24507
| 511.7882 | 0.00058994 | 566.5666 | 0.0014998 | 511.7882 | 0.00097105 | 566.5666 | 0.00078379 | 512.7819 | 3.2289e-05 | 566.5666 | 0.0010115 | 512.7819 | 8.7928e-06 | 561.34 | 0.0011973 | 511.7882 | 0.98081 | 561.34 | 0.0084886 | 561.34 | 0.00030341 | 512.7819 | 1.513e-05 | 512.7819 | 9.191e-06 | 511.7882 | 0.00078724 | 566.5666 | 0.00063619 | 770.7734 | 0.72701 | 566.5666 | -0.00039525 | 770.0684 | 5.0004e-05 | 770.7734 | 0.00412 | 512.7819 | 0.2458
| 511.9026 | 0 | 566.7942 | 0.0012153 | 511.9026 | 0 | 566.7942 | 2.9948e-05 | 512.899 | 0 | 566.7942 | 0.00022285 | 512.899 | 1.7765e-05 | 561.57 | -0.001231 | 511.9026 | 0.98562 | 561.57 | 0.01133 | 561.57 | -0.0014846 | 512.899 | 2.9371e-05 | 512.899 | 2.1599e-05 | 511.9026 | 0 | 566.7942 | -0.00033185 | 770.9386 | 0.73264 | 566.7942 | -0.0014333 | 770.2337 | 0 | 770.9386 | 0.00433 | 512.899 | 0.24723
| 512.0169 | 0.00062587 | 567.0219 | 0.0016161 | 512.0169 | 0.00104 | 567.0219 | 0.0007507 | 513.0161 | 1.4682e-05 | 567.0219 | 0.0011625 | 513.0161 | 8.972e-06 | 561.79 | 0.00015177 | 512.0169 | 0.98967 | 561.79 | 0.0092311 | 561.79 | 0.0019614 | 513.0161 | 1.4744e-05 | 513.0161 | 1.2408e-05 | 512.0169 | 0.00139 | 567.0219 | 0.0012661 | 771.1037 | 0.73582 | 567.0219 | -0.00026301 | 770.3989 | 5.0004e-05 | 771.1037 | 0.00407 | 513.0161 | 0.24685
| 512.1313 | 0 | 567.2496 | 0.0014473 | 512.1313 | 0 | 567.2496 | -8.3664e-05 | 513.1331 | 0 | 567.2496 | 0.0002908 | 513.1331 | 1.7552e-05 | 562.02 | -0.00089378 | 512.1313 | 0.98454 | 562.02 | 0.010716 | 562.02 | -0.0016472 | 513.1331 | 2.9617e-05 | 513.1331 | 2.5454e-05 | 512.1313 | 0 | 567.2496 | 0.00054373 | 771.2689 | 0.74092 | 567.2496 | -0.00089305 | 770.5641 | 0 | 771.2689 | 0.00426 | 513.1331 | 0.2481
| 512.2457 | 0.00058994 | 567.4773 | 0.0018013 | 512.2457 | 0.00213 | 567.4773 | 0.00087115 | 513.2502 | 1.4682e-05 | 567.4773 | 0.0012442 | 513.2502 | 8.58e-06 | 562.25 | 0.0014672 | 512.2457 | 0.98535 | 562.25 | 0.0070357 | 562.25 | -0.00057433 | 513.2502 | 1.5411e-05 | 513.2502 | 1.3045e-05 | 512.2457 | 0.0015 | 567.4773 | 0.00057754 | 771.4341 | 0.75073 | 567.4773 | 0.00076362 | 770.7294 | 6.9993e-05 | 771.4341 | 0.0041 | 513.2502 | 0.24865
| 512.3601 | 0 | 567.705 | 0.0014978 | 512.3601 | 0 | 567.705 | -0.00054293 | 513.3673 | 0 | 567.705 | 0.00018902 | 513.3673 | 1.9109e-05 | 562.48 | -0.0022092 | 512.3601 | 0.9813 | 562.48 | 0.0059057 | 562.48 | -0.0022648 | 513.3673 | 3.1034e-05 | 513.3673 | 2.3521e-05 | 512.3601 | 0 | 567.705 | 0.00076626 | 771.5993 | 0.752 | 567.705 | 0.00021585 | 770.8946 | 0 | 771.5993 | 0.00435 | 513.3673 | 0.25042
| 512.4745 | 0.00085945 | 567.9327 | 0.001731 | 512.4745 | 0.00213 | 567.9327 | 0.00094445 | 513.4844 | 4.9907e-05 | 567.9327 | 0.0011428 | 513.4844 | 1.0563e-05 | 562.71 | -0.0011636 | 512.4745 | 0.98243 | 562.71 | 0.0096832 | 562.71 | 0.00075855 | 513.4844 | 1.6219e-05 | 513.4844 | 1.0476e-05 | 512.4745 | 0.00050609 | 567.9327 | -0.00049932 | 771.7645 | 0.76424 | 567.9327 | 0.00020572 | 771.0599 | 6.9993e-05 | 771.7645 | 0.00417 | 513.4844 | 0.2513
| 512.5889 | 0 | 568.1605 | 0.001543 | 512.5889 | 0 | 568.1605 | -4.861e-05 | 513.6015 | 0 | 568.1605 | 0.00015744 | 513.6015 | 2.0476e-05 | 562.93 | -0.0009275 | 512.5889 | 0.98133 | 562.93 | 0.0077783 | 562.93 | 0.00069354 | 513.6015 | 3.1162e-05 | 513.6015 | 2.4806e-05 | 512.5889 | 0 | 568.1605 | 0.00041198 | 771.9297 | 0.77358 | 568.1605 | -0.00059414 | 771.2252 | 0 | 771.9297 | 0.00438 | 513.6015 | 0.25314
| 512.7034 | 0.00073368 | 568.3882 | 0.0015634 | 512.7034 | 0.00222 | 568.3882 | 0.00099117 | 513.7186 | 4.9907e-05 | 568.3882 | 0.0011828 | 513.7186 | 9.9577e-06 | 563.16 | 0.00062396 | 512.7034 | 0.98513 | 563.16 | 0.0088114 | 563.16 | 0.0017338 | 513.7186 | 1.5353e-05 | 513.7186 | 1.433e-05 | 512.7034 | 0.00067477 | 568.3882 | 0.0017506 | 772.0949 | 0.78071 | 568.3882 | 0.00080435 | 771.3904 | 5.0004e-05 | 772.0949 | 0.00418 | 513.7186 | 0.25427
| 512.8178 | 0 | 568.616 | 0.0014709 | 512.8178 | 0 | 568.616 | -0.00015351 | 513.8357 | 0 | 568.616 | 0.00014832 | 513.8357 | 2.0028e-05 | 563.39 | -0.001602 | 512.8178 | 0.98749 | 563.39 | 0.0050986 | 563.39 | -0.00044429 | 513.8357 | 3.1244e-05 | 513.8357 | 2.4806e-05 | 512.8178 | 0 | 568.616 | 0.0005902 | 772.2601 | 0.78432 | 568.616 | -0.00026025 | 771.5557 | 0 | 772.2601 | 0.00445 | 513.8357 | 0.25605
| 512.9322 | 0.00080555 | 568.8438 | 0.0014789 | 512.9322 | 0.00192 | 568.8438 | -8.2147e-05 | 513.9528 | 1.4682e-05 | 568.8438 | 0.0010952 | 513.9528 | 1.0115e-05 | 563.62 | -0.00062396 | 512.9322 | 1 | 563.62 | 0.0049693 | 563.62 | -0.0010295 | 513.9528 | 1.6196e-05 | 513.9528 | 1.0476e-05 | 512.9322 | 0.00236 | 568.8438 | 0.00070493 | 772.4253 | 0.79162 | 568.8438 | -0.00034385 | 771.721 | 8.9995e-05 | 772.4253 | 0.00422 | 513.9528 | 0.25632
| 513.0466 | 0 | 569.0715 | 0.001287 | 513.0466 | 0 | 569.0715 | 4.393e-05 | 514.0699 | 0 | 569.0715 | 0.00015916 | 514.0699 | 1.9748e-05 | 563.84 | -0.00011805 | 513.0466 | 0.99243 | 563.84 | 0.005712 | 563.84 | 0.00017338 | 514.0699 | 3.2252e-05 | 514.0699 | 2.5454e-05 | 513.0466 | 0 | 569.0715 | 0.00017318 | 772.5905 | 0.79663 | 569.0715 | -0.00070523 | 771.8863 | 0 | 772.5905 | 0.00457 | 514.0699 | 0.2572
| 513.161 | 0.0006079 | 569.2993 | 0.0014703 | 513.161 | 0.00179 | 569.2993 | 0.00042198 | 514.187 | 3.2289e-05 | 569.2993 | 0.0010709 | 514.187 | 9.6441e-06 | 564.07 | 0.00045532 | 513.161 | 0.99339 | 564.07 | 0.0066806 | 564.07 | -0.00089942 | 514.187 | 1.6079e-05 | 514.187 | 1.4967e-05 | 513.161 | 0.00131 | 569.2993 | 0.00077686 | 772.7557 | 0.80727 | 569.2993 | 0.00080297 | 772.0516 | 1.0001e-05 | 772.7557 | 0.00439 | 514.187 | 0.25647
| 513.2755 | 0 | 569.5271 | 0.0016777 | 513.2755 | 0 | 569.5271 | -0.00048869 | 514.3041 | 0 | 569.5271 | 0.00025457 | 514.3041 | 1.8381e-05 | 564.3 | -0.0024453 | 513.2755 | 0.97696 | 564.3 | 0.0036456 | 564.3 | -0.00086692 | 514.3041 | 3.0507e-05 | 514.3041 | 2.9297e-05 | 513.2755 | 0 | 569.5271 | 0.0001142 | 772.921 | 0.81196 | 569.5271 | -0.0002969 | 772.2168 | 0 | 772.921 | 0.00474 | 514.3041 | 0.25787
| 513.3899 | 0.00032042 | 569.755 | 0.0016055 | 513.3899 | 0.00161 | 569.755 | 0.00036343 | 514.4212 | 4.9907e-05 | 569.755 | 0.00096681 | 514.4212 | 8.7816e-06 | 564.53 | 0.00011805 | 513.3899 | 0.97031 | 564.53 | 0.0051308 | 564.53 | 0.00020589 | 514.4212 | 1.4451e-05 | 514.4212 | 1.433e-05 | 513.3899 | 0.00231 | 569.755 | -0.00020266 | 773.0862 | 0.81303 | 569.755 | 0.0010705 | 772.3821 | 6.9993e-05 | 773.0862 | 0.00444 | 514.4212 | 0.25839
| 513.5044 | 0 | 569.9828 | 0.0014661 | 513.5044 | 0 | 569.9828 | 0.00010027 | 514.5383 | 1.4682e-05 | 569.9828 | 0.00023175 | 514.5383 | 1.865e-05 | 564.76 | -0.0011636 | 513.5044 | 0.97721 | 564.76 | 0.0038071 | 564.76 | -0.0015822 | 514.5383 | 2.9769e-05 | 514.5383 | 2.3521e-05 | 513.5044 | 0 | 569.9828 | -2.9362e-05 | 773.2514 | 0.81589 | 569.9828 | -0.000856 | 772.5474 | 0 | 773.2514 | 0.00471 | 514.5383 | 0.26053
| 513.6188 | 0.00039229 | 570.2106 | 0.0014305 | 513.6188 | 0.00224 | 570.2106 | 0.0008876 | 514.6555 | 4.9907e-05 | 570.2106 | 0.0011435 | 514.6555 | 9.9129e-06 | 564.98 | -0.00028669 | 513.6188 | 0.97772 | 564.98 | 0.0016761 | 564.98 | 0.00066102 | 514.6555 | 1.5318e-05 | 514.6555 | 9.191e-06 | 513.6188 | 0.00201 | 570.2106 | 0.0006496 | 773.4167 | 0.82402 | 570.2106 | -0.00029392 | 772.7127 | 5.0004e-05 | 773.4167 | 0.00443 | 514.6555 | 0.26194
| 513.7332 | 0 | 570.4385 | 0.0014776 | 513.7332 | 0 | 570.4385 | -0.00016008 | 514.7726 | 0 | 570.4385 | 0.00023502 | 514.7726 | 2.0308e-05 | 565.21 | -0.0013997 | 513.7332 | 0.97409 | 565.21 | 0.0017085 | 565.21 | 1.0836e-05 | 514.7726 | 2.8656e-05 | 514.7726 | 1.903e-05 | 513.7332 | 0 | 570.4385 | -0.00012685 | 773.5819 | 0.83135 | 570.4385 | -0.0015466 | 772.8781 | 0 | 773.5819 | 0.00472 | 514.7726 | 0.26531
| 513.8477 | 0.00037433 | 570.6664 | 0.0015854 | 513.8477 | 0.00182 | 570.6664 | 0.00089698 | 514.8897 | 3.2289e-05 | 570.6664 | 0.0011003 | 514.8897 | 1.0428e-05 | 565.44 | -0.00038786 | 513.8477 | 0.96583 | 565.44 | 0.0028707 | 565.44 | -0.001127 | 514.8897 | 1.3339e-05 | 514.8897 | 9.8388e-06 | 513.8477 | 0.00046859 | 570.6664 | 0.00065112 | 773.7471 | 0.83893 | 570.6664 | 0.00074464 | 773.0434 | 5.0004e-05 | 773.7471 | 0.00445 | 514.8897 | 0.26769
| 513.9621 | 0 | 570.8942 | 0.00129 | 513.9621 | 0 | 570.8942 | -0.00018731 | 515.0068 | 0 | 570.8942 | 0.00015387 | 515.0068 | 2.0912e-05 | 565.67 | 0.00015177 | 513.9621 | 0.96353 | 565.67 | 0.0016117 | 565.67 | 0.0014737 | 515.0068 | 2.9277e-05 | 515.0068 | 2.4806e-05 | 513.9621 | 0 | 570.8942 | -0.00042535 | 773.9124 | 0.84058 | 570.8942 | -0.00077037 | 773.2087 | 0 | 773.9124 | 0.00472 | 515.0068 | 0.26938
| 514.0766 | 0.00037433 | 571.1221 | 0.001588 | 514.0766 | 0.00109 | 571.1221 | 0.00057595 | 515.124 | 1.4682e-05 | 571.1221 | 0.0010337 | 515.124 | 1.0484e-05 | 565.9 | -0.00042159 | 514.0766 | 0.95476 | 565.9 | 0.0027416 | 565.9 | 0.0020589 | 515.124 | 1.5927e-05 | 515.124 | 1.4967e-05 | 514.0766 | 0.00176 | 571.1221 | 0.0014245 | 774.0776 | 0.85184 | 571.1221 | -0.00022755 | 773.374 | 6.9993e-05 | 774.0776 | 0.00449 | 515.124 | 0.26978
| 514.1911 | 0 | 571.35 | 0.0015281 | 514.1911 | 0 | 571.35 | -0.00013007 | 515.2411 | 0 | 571.35 | 0.00020272 | 515.2411 | 2.089e-05 | 566.12 | 0.0012985 | 514.1911 | 0.96625 | 566.12 | 0.0030968 | 566.12 | 0.00043346 | 515.2411 | 3.1115e-05 | 515.2411 | 2.8012e-05 | 514.1911 | 0 | 571.35 | -0.0011503 | 774.2429 | 0.8565 | 571.35 | 0.00037018 | 773.5393 | 0 | 774.2429 | 0.00477 | 515.2411 | 0.27068
| 514.3055 | 0.0006079 | 571.578 | 0.0016584 | 514.3055 | 0.0025 | 571.578 | 0.00047415 | 515.3583 | 3.2289e-05 | 571.578 | 0.0011113 | 515.3583 | 1.0406e-05 | 566.35 | -0.0017707 | 514.3055 | 0.94451 | 566.35 | 0.0027094 | 566.35 | 0.0010836 | 515.3583 | 1.5189e-05 | 515.3583 | 1.3045e-05 | 514.3055 | 0.00109 | 571.578 | 0.002098 | 774.4082 | 0.86547 | 571.578 | -0.00071615 | 773.7047 | 5.0004e-05 | 774.4082 | 0.0045 | 515.3583 | 0.27144
| 514.42 | 0 | 571.8059 | 0.0014628 | 514.42 | 0 | 571.8059 | -0.00026625 | 515.4754 | 0 | 571.8059 | 0.00021515 | 515.4754 | 2.1226e-05 | 566.58 | -0.00011805 | 514.42 | 0.94627 | 566.58 | 0.00028789 | 566.58 | -2.1673e-05 | 515.4754 | 3.2146e-05 | 515.4754 | 2.5454e-05 | 514.42 | 0 | 571.8059 | -0.000382 | 774.5734 | 0.87007 | 571.8059 | -0.00037239 | 773.87 | 0 | 774.5734 | 0.00472 | 515.4754 | 0.27307
| 514.5345 | 0.00041025 | 572.0338 | 0.0014834 | 514.5345 | 0.00168 | 572.0338 | 0.00030292 | 515.5926 | 4.9907e-05 | 572.0338 | 0.0010442 | 515.5926 | 1.0876e-05 | 566.81 | 0.00052277 | 514.5345 | 0.93926 | 566.81 | 0.00041703 | 566.81 | 0.0032617 | 515.5926 | 1.7203e-05 | 515.5926 | 1.2408e-05 | 514.5345 | 0.00146 | 572.0338 | 0.0016012 | 774.7387 | 0.87753 | 572.0338 | -9.6835e-06 | 774.0353 | 3.0002e-05 | 774.7387 | 0.00443 | 515.5926 | 0.27316
| 514.6489 | 0 | 572.2618 | 0.001284 | 514.6489 | 0 | 572.2618 | 7.5447e-05 | 515.7097 | 0 | 572.2618 | 0.0001165 | 515.7097 | 2.0005e-05 | 567.04 | -0.0035246 | 514.6489 | 0.93724 | 567.04 | 0.0031613 | 567.04 | -0.00015171 | 515.7097 | 3.3376e-05 | 515.7097 | 2.4806e-05 | 514.6489 | 0 | 572.2618 | -0.001203 | 774.904 | 0.87948 | 572.2618 | -0.00086071 | 774.2007 | 0 | 774.904 | 0.00482 | 515.7097 | 0.27446
| 514.7634 | 0.00041025 | 572.4897 | 0.0014223 | 514.7634 | 0.00217 | 572.4897 | 0.00056629 | 515.8269 | 3.2289e-05 | 572.4897 | 0.00091724 | 515.8269 | 9.1849e-06 | 567.26 | -0.00065769 | 514.7634 | 0.92734 | 567.26 | -0.0012941 | 567.26 | 0.00027091 | 515.8269 | 1.6524e-05 | 515.8269 | 1.2408e-05 | 514.7634 | 0.00014995 | 572.4897 | 0.00010101 | 775.0693 | 0.892 | 572.4897 | 0.00067774 | 774.366 | 1.0001e-05 | 775.0693 | 0.0046 | 515.8269 | 0.27542
| 514.8779 | 0 | 572.7177 | 0.0016012 | 514.8779 | 0 | 572.7177 | -0.00015845 | 515.944 | 0 | 572.7177 | 0.00016813 | 515.944 | 1.9904e-05 | 567.49 | -0.0013997 | 514.8779 | 0.92798 | 567.49 | 0.00061074 | 567.49 | -0.00089942 | 515.944 | 2.9991e-05 | 515.944 | 2.4806e-05 | 514.8779 | 0 | 572.7177 | -0.00023579 | 775.2345 | 0.89416 | 572.7177 | -0.00083286 | 774.5314 | 0 | 775.2345 | 0.00492 | 515.944 | 0.27805
| 514.9924 | 0 | 572.9457 | 0.0015148 | 514.9924 | 0.00144 | 572.9457 | 0.00074635 | 516.0612 | 4.9907e-05 | 572.9457 | 0.0010402 | 516.0612 | 1.0775e-05 | 567.72 | 0.0009275 | 514.9924 | 0.91985 | 567.72 | 0.0025157 | 567.72 | 0.0009211 | 516.0612 | 1.3912e-05 | 516.0612 | 1.2617e-05 | 514.9924 | 0.00139 | 572.9457 | 0.00077399 | 775.3998 | 0.90125 | 572.9457 | 3.2191e-05 | 774.6967 | 5.0004e-05 | 775.3998 | 0.00466 | 516.0612 | 0.27981
| 515.1069 | 0 | 573.1737 | 0.0014702 | 515.1069 | 0 | 573.1737 | -9.3755e-05 | 516.1784 | 0 | 573.1737 | 0.00019865 | 516.1784 | 2.0184e-05 | 567.95 | -0.00052277 | 515.1069 | 0.91952 | 567.95 | 0.0020636 | 567.95 | -0.0020698 | 516.1784 | 2.827e-05 | 516.1784 | 2.3949e-05 | 515.1069 | 0 | 573.1737 | 0.00029092 | 775.5651 | 0.9069 | 573.1737 | -0.0001365 | 774.8621 | 0 | 775.5651 | 0.00501 | 516.1784 | 0.28149
| 515.2214 | 0.00116 | 573.4017 | 0.0014142 | 515.2214 | 0.0012 | 573.4017 | 0.00043361 | 516.2956 | 3.2289e-05 | 573.4017 | 0.0010807 | 516.2956 | 9.4089e-06 | 568.18 | 0.0012985 | 515.2214 | 0.92793 | 568.18 | 0.0021928 | 568.18 | -0.0015496 | 516.2956 | 1.4557e-05 | 516.2956 | 1.1552e-05 | 515.2214 | 0.00142 | 573.4017 | 0.00051628 | 775.7304 | 0.91743 | 573.4017 | 0.0014112 | 775.0275 | 6.9993e-05 | 775.7304 | 0.00479 | 516.2956 | 0.28205
| 515.3359 | 0 | 573.6297 | 0.0014405 | 515.3359 | 0 | 573.6297 | -0.00017136 | 516.4127 | 0 | 573.6297 | 0.00027962 | 516.4127 | 2.1226e-05 | 568.41 | 0.00045532 | 515.3359 | 0.91322 | 568.41 | 0.0014502 | 568.41 | -0.0030776 | 516.4127 | 3.0378e-05 | 516.4127 | 2.6299e-05 | 515.3359 | 0 | 573.6297 | -0.00048772 | 775.8957 | 0.92362 | 573.6297 | -0.00052995 | 775.1928 | 0 | 775.8957 | 0.0051 | 516.4127 | 0.28281
| 515.4504 | 0.00176 | 573.8578 | 0.0014607 | 515.4504 | 0.00108 | 573.8578 | 0.00092471 | 516.5299 | 3.2289e-05 | 573.8578 | 0.00096256 | 516.5299 | 1.1862e-05 | 568.63 | 0.00096123 | 515.4504 | 0.91496 | 568.63 | 0.00080447 | 568.63 | -0.0022648 | 516.5299 | 1.5927e-05 | 516.5299 | 1.4967e-05 | 515.4504 | 0.00091845 | 573.8578 | 0.00043651 | 776.061 | 0.92334 | 573.8578 | 0.00015769 | 775.3582 | 5.0004e-05 | 776.061 | 0.00486 | 516.5299 | 0.283
| 515.5649 | 0 | 574.0858 | 0.0012586 | 515.5649 | 0 | 574.0858 | -3.3068e-05 | 516.6471 | 0 | 574.0858 | 0.00020614 | 516.6471 | 2.1887e-05 | 568.86 | 0.00079259 | 515.5649 | 0.92341 | 568.86 | -0.00026098 | 568.86 | -0.00080189 | 516.6471 | 3.1982e-05 | 516.6471 | 2.7375e-05 | 515.5649 | 0 | 574.0858 | 0.00020055 | 776.2263 | 0.93666 | 574.0858 | -0.00057771 | 775.5236 | 0 | 776.2263 | 0.00512 | 516.6471 | 0.28429
| 515.6794 | 0.00010482 | 574.3139 | 0.0016272 | 515.6794 | 0.00217 | 574.3139 | 0.00045846 | 516.7643 | 3.2289e-05 | 574.3139 | 0.0011354 | 516.7643 | 1.007e-05 | 569.09 | 0.00032042 | 515.6794 | 0.92226 | 569.09 | 0.00038475 | 569.09 | 0.00053099 | 516.7643 | 1.6055e-05 | 516.7643 | 1.2408e-05 | 515.6794 | 0.0005998 | 574.3139 | 0.00022952 | 776.3917 | 0.93373 | 574.3139 | 0.00078098 | 775.689 | 3.0002e-05 | 776.3917 | 0.0048 | 516.7643 | 0.28563
| 515.7939 | 0 | 574.5419 | 0.0013578 | 515.7939 | 0 | 574.5419 | -0.00040203 | 516.8815 | 0 | 574.5419 | 0.00014414 | 516.8815 | 2.024e-05 | 569.32 | -0.0020068 | 515.7939 | 0.91862 | 569.32 | -9.9549e-05 | 569.32 | -0.0001192 | 516.8815 | 3.1736e-05 | 516.8815 | 2.1599e-05 | 515.7939 | 0 | 574.5419 | -0.00063375 | 776.557 | 0.94536 | 574.5419 | -0.00050132 | 775.8544 | 0 | 776.557 | 0.00508 | 516.8815 | 0.28742
| 515.9085 | 0.00098522 | 574.77 | 0.0014136 | 515.9085 | 0.00208 | 574.77 | 0.00090263 | 516.9987 | 1.4682e-05 | 574.77 | 0.0010029 | 516.9987 | 1.0227e-05 | 569.55 | 0.0013997 | 515.9085 | 0.93338 | 569.55 | 0.0009659 | 569.55 | -0.00060684 | 516.9987 | 1.5915e-05 | 516.9987 | 9.191e-06 | 515.9085 | 0.00129 | 574.77 | 0.0014803 | 776.7223 | 0.93925 | 574.77 | 0.0013971 | 776.0198 | 1.0001e-05 | 776.7223 | 0.00483 | 516.9987 | 0.28939
| 516.023 | 0 | 574.9981 | 0.0011308 | 516.023 | 0 | 574.9981 | -0.00039049 | 517.1159 | 0 | 574.9981 | 0.00012978 | 517.1159 | 2.1204e-05 | 569.77 | -0.00045532 | 516.023 | 0.93332 | 569.77 | 0.0025802 | 569.77 | -0.0019722 | 517.1159 | 2.9827e-05 | 517.1159 | 2.0315e-05 | 516.023 | 0 | 574.9981 | 0.00029323 | 776.8876 | 0.94594 | 574.9981 | 0.00045508 | 776.1852 | 0 | 776.8876 | 0.00519 | 517.1159 | 0.29256
| 516.1375 | 0.00142 | 575.2262 | 0.0013148 | 516.1375 | 0.00053755 | 575.2262 | 0.00039288 | 517.2331 | 3.2289e-05 | 575.2262 | 0.0011118 | 517.2331 | 1.0999e-05 | 570 | 0.001737 | 516.1375 | 0.93466 | 570 | -0.00074527 | 570 | -0.00024923 | 517.2331 | 1.4205e-05 | 517.2331 | 1.1124e-05 | 516.1375 | 0.00214 | 575.2262 | 0.0014406 | 777.053 | 0.95223 | 575.2262 | 0.00093134 | 776.3506 | 5.0004e-05 | 777.053 | 0.00499 | 517.2331 | 0.29519
| 516.252 | 0 | 575.4543 | 0.0015177 | 516.252 | 0 | 575.4543 | -7.8012e-05 | 517.3503 | 0 | 575.4543 | 0.00020602 | 517.3503 | 2.136e-05 | 570.23 | -0.001602 | 516.252 | 0.94979 | 570.23 | -0.00074527 | 570.23 | -0.0012245 | 517.3503 | 2.8059e-05 | 517.3503 | 2.2884e-05 | 516.252 | 0 | 575.4543 | -0.00057305 | 777.2183 | 0.95419 | 575.4543 | -0.00098825 | 776.516 | 0 | 777.2183 | 0.0054 | 517.3503 | 0.29739
| 516.3666 | 0 | 575.6825 | 0.0013193 | 516.3666 | 0.00095371 | 575.6825 | 0.00038301 | 517.4675 | 6.7514e-05 | 575.6825 | 0.0010558 | 517.4675 | 1.0428e-05 | 570.46 | 0.00028669 | 516.3666 | 0.94031 | 570.46 | 0.00083675 | 570.46 | 0.00036844 | 517.4675 | 1.4264e-05 | 517.4675 | 1.2408e-05 | 516.3666 | 0.00116 | 575.6825 | 0.0010184 | 777.3836 | 0.96049 | 575.6825 | 8.3456e-05 | 776.6814 | 5.0004e-05 | 777.3836 | 0.00515 | 517.4675 | 0.29722
| 516.4811 | 0 | 575.9106 | 0.0013797 | 516.4811 | 0 | 575.9106 | -0.00025281 | 517.5847 | 0 | 575.9106 | 0.00016621 | 517.5847 | 2.0285e-05 | 570.69 | -0.00011805 | 516.4811 | 0.93934 | 570.69 | 0.00019102 | 570.69 | 0.0017338 | 517.5847 | 2.9991e-05 | 517.5847 | 2.1599e-05 | 516.4811 | 0 | 575.9106 | -0.00030538 | 777.549 | 0.96934 | 575.9106 | -0.00095204 | 776.8468 | 0 | 777.549 | 0.00548 | 517.5847 | 0.29733
| 516.5956 | 0.0005001 | 576.1388 | 0.0013502 | 516.5956 | 0.0016 | 576.1388 | 0.00094859 | 517.7019 | 1.4682e-05 | 576.1388 | 0.0010927 | 517.7019 | 9.9913e-06 | 570.92 | 0.0016695 | 516.5956 | 0.94505 | 570.92 | -9.9549e-05 | 570.92 | -0.00037928 | 517.7019 | 1.6055e-05 | 517.7019 | 9.8388e-06 | 516.5956 | 0.00165 | 576.1388 | 0.0013311 | 777.7143 | 0.96702 | 576.1388 | 0.00081406 | 777.0122 | 6.9993e-05 | 777.7143 | 0.00517 | 517.7019 | 0.29632
| 516.7102 | 0 | 576.3669 | 0.0011929 | 516.7102 | 0 | 576.3669 | -0.00019207 | 517.8191 | 0 | 576.3669 | -2.9716e-05 | 517.8191 | 2.0543e-05 | 571.14 | -0.0023104 | 516.7102 | 0.94113 | 571.14 | 0.00038475 | 571.14 | -0.001257 | 517.8191 | 3.1362e-05 | 517.8191 | 2.0962e-05 | 516.7102 | 0 | 576.3669 | -0.00026151 | 777.8797 | 0.97541 | 576.3669 | -0.0021812 | 777.1776 | 0 | 777.8797 | 0.00547 | 517.8191 | 0.29618
| 516.8247 | 0.00098522 | 576.5951 | 0.0015086 | 516.8247 | 0.00074563 | 576.5951 | 0.00075504 | 517.9364 | 3.2289e-05 | 576.5951 | 0.0011557 | 517.9364 | 1.0697e-05 | 571.37 | 0.00048905 | 516.8247 | 0.93554 | 571.37 | 0.002096 | 571.37 | 0.0010836 | 517.9364 | 1.5575e-05 | 517.9364 | 1.198e-05 | 516.8247 | 0.00165 | 576.5951 | 0.0013127 | 778.045 | 0.98274 | 576.5951 | 0.00092255 | 777.3431 | 5.0004e-05 | 778.045 | 0.00521 | 517.9364 | 0.29626
| 516.9393 | 0 | 576.8233 | 0.0012479 | 516.9393 | 0 | 576.8233 | -0.00039712 | 518.0536 | 0 | 576.8233 | 0.00013747 | 518.0536 | 2.2245e-05 | 571.6 | -0.00069142 | 516.9393 | 0.93644 | 571.6 | -0.0028439 | 571.6 | 0.0011162 | 518.0536 | 3.0753e-05 | 518.0536 | 2.6299e-05 | 516.9393 | 0 | 576.8233 | 0.00021337 | 778.2104 | 0.9733 | 576.8233 | -9.2613e-05 | 777.5085 | 0 | 778.2104 | 0.00561 | 518.0536 | 0.29879
| 517.0539 | 0.0006079 | 577.0515 | 0.0015006 | 517.0539 | 0.00154 | 577.0515 | 0.00069279 | 518.1708 | 4.9907e-05 | 577.0515 | 0.0011028 | 518.1708 | 1.184e-05 | 571.83 | -0.0016695 | 517.0539 | 0.93858 | 571.83 | 0.0021605 | 571.83 | 0.0019289 | 518.1708 | 1.5353e-05 | 518.1708 | 1.4539e-05 | 517.0539 | 0.00073101 | 577.0515 | 0.0003232 | 778.3758 | 0.97968 | 577.0515 | 0.0013316 | 777.6739 | 8.9995e-05 | 778.3758 | 0.00534 | 518.1708 | 0.30175
| 517.1684 | 0 | 577.2797 | 0.001366 | 517.1684 | 0 | 577.2797 | -0.00055776 | 518.2881 | 0 | 577.2797 | 8.2902e-05 | 518.2881 | 2.3007e-05 | 572.06 | -0.0012648 | 517.1684 | 0.94067 | 572.06 | 9.4169e-05 | 572.06 | -0.00096444 | 518.2881 | 2.8949e-05 | 518.2881 | 2.6091e-05 | 517.1684 | 0 | 577.2797 | 4.9264e-05 | 778.5411 | 0.97898 | 577.2797 | 0.00047971 | 777.8394 | 0 | 778.5411 | 0.00568 | 518.2881 | 0.30502
| 517.283 | 0.00062587 | 577.5079 | 0.0014129 | 517.283 | 0.0016 | 577.5079 | 0.0010291 | 518.4053 | 3.2289e-05 | 577.5079 | 0.001044 | 518.4053 | 1.1369e-05 | 572.29 | 0.00045532 | 517.283 | 0.94386 | 572.29 | 0.00051389 | 572.29 | 0.00049847 | 518.4053 | 1.3713e-05 | 518.4053 | 1.1761e-05 | 517.283 | 0.00112 | 577.5079 | 0.00057365 | 778.7065 | 0.98173 | 577.5079 | 0.00068705 | 778.0048 | 5.0004e-05 | 778.7065 | 0.0054 | 518.4053 | 0.30671
| 517.3976 | 0 | 577.7362 | 0.0013574 | 517.3976 | 0 | 577.7362 | -0.00050146 | 518.5225 | 0 | 577.7362 | 0.00018985 | 518.5225 | 2.229e-05 | 572.51 | -0.00086005 | 517.3976 | 0.93326 | 572.51 | -0.0030376 | 572.51 | 4.3346e-05 | 518.5225 | 2.9113e-05 | 518.5225 | 2.4169e-05 | 517.3976 | 0 | 577.7362 | 0.00061828 | 778.8719 | 0.98856 | 577.7362 | -0.0014288 | 778.1703 | 0 | 778.8719 | 0.00586 | 518.5225 | 0.30898
| 517.5122 | 0.00021262 | 577.9644 | 0.0012317 | 517.5122 | 0.00144 | 577.9644 | 0.00095676 | 518.6398 | 3.2289e-05 | 577.9644 | 0.0011241 | 518.6398 | 1.1111e-05 | 572.74 | 0.00045532 | 517.5122 | 0.92121 | 572.74 | 0.001773 | 572.74 | 0.0027091 | 518.6398 | 1.5763e-05 | 518.6398 | 1.2408e-05 | 517.5122 | 0.0015 | 577.9644 | 4.8299e-05 | 779.0373 | 0.98571 | 577.9644 | 0.0020571 | 778.3357 | 5.0004e-05 | 779.0373 | 0.00566 | 518.6398 | 0.30991
| 517.6267 | 0 | 578.1927 | 0.0011335 | 517.6267 | 0 | 578.1927 | -0.00035155 | 518.757 | 0 | 578.1927 | 0.00013005 | 518.757 | 2.266e-05 | 572.97 | -0.0015346 | 517.6267 | 0.92685 | 572.97 | -0.0015202 | 572.97 | 0.0016363 | 518.757 | 3.19e-05 | 518.757 | 2.2236e-05 | 517.6267 | 0 | 578.1927 | -0.00025739 | 779.2026 | 0.99205 | 578.1927 | -0.0013704 | 778.5012 | 0 | 779.2026 | 0.00601 | 518.757 | 0.31168
| 517.7413 | 0.00075165 | 578.4209 | 0.0014239 | 517.7413 | 0.00098839 | 578.4209 | 0.00075465 | 518.8743 | 3.2289e-05 | 578.4209 | 0.0010149 | 518.8743 | 1.156e-05 | 573.2 | -0.00011805 | 517.7413 | 0.91496 | 573.2 | 0.00061074 | 573.2 | -0.00031426 | 518.8743 | 1.6571e-05 | 518.8743 | 9.8388e-06 | 517.7413 | 0.0024 | 578.4209 | 0.00092737 | 779.3681 | 0.99733 | 578.4209 | 0.00077096 | 778.6667 | 3.0002e-05 | 779.3681 | 0.00564 | 518.8743 | 0.31162
| 517.8559 | 0 | 578.6492 | 0.0013657 | 517.8559 | 0 | 578.6492 | -0.00020748 | 518.9915 | 0 | 578.6492 | 0.00014349 | 518.9915 | 2.3813e-05 | 573.43 | 0.00099496 | 517.8559 | 0.92265 | 573.43 | -0.0018108 | 573.43 | 0.0011487 | 518.9915 | 3.053e-05 | 518.9915 | 2.0962e-05 | 517.8559 | 0 | 578.6492 | -0.00087786 | 779.5334 | 0.9949 | 578.6492 | -0.00086784 | 778.8321 | 0 | 779.5334 | 0.00586 | 518.9915 | 0.31328
| 517.9705 | 0.00073368 | 578.8775 | 0.0014369 | 517.9705 | 0.0006936 | 578.8775 | 0.00087454 | 519.1088 | 3.2289e-05 | 578.8775 | 0.00099149 | 519.1088 | 1.2276e-05 | 573.66 | 0.00079259 | 517.9705 | 0.91408 | 573.66 | 0.0002556 | 573.66 | -0.00047681 | 519.1088 | 1.458e-05 | 519.1088 | 1.1332e-05 | 517.9705 | 0.00061854 | 578.8775 | -0.00033208 | 779.6988 | 0.99396 | 578.8775 | 0.0004618 | 778.9976 | 6.9993e-05 | 779.6988 | 0.00555 | 519.1088 | 0.31346
| 518.0851 | 0 | 579.1058 | 0.0012103 | 518.0851 | 0 | 579.1058 | 1.6262e-05 | 519.2261 | 0 | 579.1058 | 0.00022395 | 519.2261 | 2.3802e-05 | 573.88 | -0.00052277 | 518.0851 | 0.90323 | 573.88 | -0.0014233 | 573.88 | 0.0014088 | 519.2261 | 2.8926e-05 | 519.2261 | 2.3093e-05 | 518.0851 | 0 | 579.1058 | -0.0010017 | 779.8642 | 0.99084 | 579.1058 | -0.0020042 | 779.1631 | 0 | 779.8642 | 0.00591 | 519.2261 | 0.31486
| 518.1997 | 0.00109 | 579.3341 | 0.0012833 | 518.1997 | 0.00121 | 579.3341 | 0.00075522 | 519.3433 | 6.7514e-05 | 579.3341 | 0.00097337 | 519.3433 | 1.1582e-05 | 574.11 | 0.0020405 | 518.1997 | 0.90931 | 574.11 | 0.00044931 | 574.11 | -8.6692e-05 | 519.3433 | 1.4861e-05 | 519.3433 | 1.198e-05 | 518.1997 | 0.00091845 | 579.3341 | 0.0015857 | 780.0296 | 0.99496 | 579.3341 | 0.00076272 | 779.3286 | 1.0001e-05 | 780.0296 | 0.00571 | 519.3433 | 0.31547
| 518.3143 | 0 | 579.5625 | 0.0012008 | 518.3143 | 0 | 579.5625 | -0.00035324 | 519.4606 | 0 | 579.5625 | 3.99e-05 | 519.4606 | 2.3477e-05 | 574.34 | -0.00075887 | 518.3143 | 0.90925 | 574.34 | 0.0025802 | 574.34 | 0.0020915 | 519.4606 | 2.8551e-05 | 519.4606 | 2.5025e-05 | 518.3143 | 0 | 579.5625 | 0.00053558 | 780.1951 | 0.99314 | 579.5625 | -0.00076969 | 779.4941 | 0 | 780.1951 | 0.00595 | 519.4606 | 0.31784
| 518.4289 | 0.00127 | 579.7908 | 0.0014674 | 518.4289 | 0.00057222 | 579.7908 | 0.00071356 | 519.5779 | 6.7514e-05 | 579.7908 | 0.00089745 | 519.5779 | 1.2904e-05 | 574.57 | 0.00048905 | 518.4289 | 0.90716 | 574.57 | 0.0028385 | 574.57 | 0.0039769 | 519.5779 | 1.78e-05 | 519.5779 | 1.8503e-05 | 518.4289 | 0.00172 | 579.7908 | -0.00027571 | 780.3605 | 0.99434 | 579.7908 | -0.000518 | 779.6595 | 1.0001e-05 | 780.3605 | 0.00603 | 519.5779 | 0.31867
| 518.5435 | 0 | 580.0192 | 0.0015145 | 518.5435 | 0 | 580.0192 | 0.00068317 | 519.6951 | 3.2289e-05 | 580.0192 | 0.00096992 | 519.6951 | 1.4864e-05 | 574.8 | 0.0005565 | 518.5435 | 0.90062 | 574.8 | 0.00041703 | 574.8 | -0.0001192 | 519.6951 | 2.1618e-05 | 519.6951 | 2.0962e-05 | 518.5435 | 9.0716e-05 | 580.0192 | 0.00016675 | 780.5259 | 0.99801 | 580.0192 | 0.00078844 | 779.8251 | 0 | 780.5259 | 0.00613 | 519.6951 | 0.31873
| 518.6581 | 0.00084148 | 580.2475 | 0.0011071 | 518.6581 | 0.00113 | 580.2475 | -0.00037225 | 519.8124 | 0 | 580.2475 | 0.00012136 | 519.8124 | 4.57e-06 | 575.03 | -0.0014672 | 518.6581 | 0.89566 | 575.03 | 0.00057846 | 575.03 | 0.0015712 | 519.8124 | 1.1781e-05 | 519.8124 | 1.1651e-05 | 518.6581 | 0.00026241 | 580.2475 | 0.00072167 | 780.6913 | 0.99877 | 580.2475 | -0.0010898 | 779.9905 | 0 | 780.6913 | 0.00628 | 519.8124 | 0.31907
| 518.7727 | 0.00016197 | 580.4759 | 0.001378 | 518.7727 | 0 | 580.4759 | 0.00055152 | 519.9297 | 0 | 580.4759 | 0.001087 | 519.9297 | 6.071e-06 | 575.26 | 0.0010961 | 518.7727 | 0.89514 | 575.26 | 0.00057846 | 575.26 | 0.0025791 | 519.9297 | 1.0715e-05 | 519.9297 | 1.0904e-05 | 518.7727 | 0 | 580.4759 | -0.0007469 | 780.8568 | 1 | 580.4759 | 0.00064449 | 780.1561 | 0 | 780.8568 | 0.00599 | 519.9297 | 0.32083
| 518.8874 | 0.00075165 | 580.7043 | 0.0011836 | 518.8874 | 0.00053755 | 580.7043 | -0.00051119 | 520.047 | 0 | 580.7043 | 5.1195e-05 | 520.047 | 5.7349e-06 | 575.48 | 0.0011973 | 518.8874 | 0.87843 | 575.48 | -0.00097128 | 575.48 | 0.002384 | 520.047 | 9.6731e-06 | 520.047 | 9.8388e-06 | 518.8874 | 0 | 580.7043 | 0.00025774 | 781.0222 | 0.99965 | 580.7043 | -0.00063048 | 780.3216 | 0 | 781.0222 | 0.00629 | 520.047 | 0.32447
| 519.002 | 0 | 580.9327 | 0.0014589 | 519.002 | 0 | 580.9327 | 0.00054184 | 520.1643 | 0 | 580.9327 | 0.00099569 | 520.1643 | 6.1606e-06 | 575.71 | -1.6864e-05 | 519.002 | 0.88074 | 575.71 | -0.0006807 | 575.71 | 0.002449 | 520.1643 | 9.1812e-06 | 520.1643 | 9.5204e-06 | 519.002 | 0 | 580.9327 | 0.0010488 | 781.1876 | 0.99445 | 580.9327 | -0.00021055 | 780.4871 | 0 | 781.1876 | 0.00613 | 520.1643 | 0.32609
| 519.1166 | 0.00089539 | 581.1611 | 0.0010542 | 519.1166 | 0.00168 | 581.1611 | -0.00011723 | 520.2816 | 0 | 581.1611 | 0.00019336 | 520.2816 | 5.2421e-06 | 575.94 | -0.0017707 | 519.1166 | 0.86864 | 575.94 | -0.0027148 | 575.94 | 0.0011487 | 520.2816 | 9.3803e-06 | 520.2816 | 7.5878e-06 | 519.1166 | 0 | 581.1611 | 0.00106 | 781.3531 | 0.99112 | 581.1611 | -0.00075759 | 780.6526 | 0 | 781.3531 | 0.00653 | 520.2816 | 0.32831
| 519.2313 | 0 | 581.3895 | 0.0012467 | 519.2313 | 0 | 581.3895 | 0.00047571 | 520.3989 | 1.4682e-05 | 581.3895 | 0.00092168 | 520.3989 | 4.7493e-06 | 576.17 | -0.00059023 | 519.2313 | 0.8546 | 576.17 | -2.6905e-06 | 576.17 | 0.0030341 | 520.3989 | 8.6777e-06 | 520.3989 | 1.2408e-05 | 519.2313 | 9.0716e-05 | 581.3895 | 0.0011021 | 781.5185 | 0.98866 | 581.3895 | 0.00056445 | 780.8181 | 0 | 781.5185 | 0.00635 | 520.3989 | 0.32794
| 519.3459 | 0.00037433 | 581.618 | 0.00097201 | 519.3459 | 0.00118 | 581.618 | -6.0847e-05 | 520.5162 | 0 | 581.618 | 0.00015702 | 520.5162 | 4.57e-06 | 576.4 | -0.0014672 | 519.3459 | 0.83983 | 576.4 | -2.6905e-06 | 576.4 | 0.0070653 | 520.5162 | 9.2984e-06 | 520.5162 | 1.2617e-05 | 519.3459 | 0 | 581.618 | -0.00021464 | 781.684 | 0.98128 | 581.618 | 6.022e-05 | 780.9836 | 0 | 781.684 | 0.00669 | 520.5162 | 0.32878
| 519.4606 | 0 | 581.8464 | 0.0013613 | 519.4606 | 0 | 581.8464 | 0.00069124 | 520.6335 | 0 | 581.8464 | 0.0011133 | 520.6335 | 4.458e-06 | 576.63 | -0.0015346 | 519.4606 | 0.83813 | 576.63 | 0.00090132 | 576.63 | 0.0064477 | 520.6335 | 9.2632e-06 | 520.6335 | 1.2189e-05 | 519.4606 | 0 | 581.8464 | 0.00070113 | 781.8494 | 0.98066 | 581.8464 | 0.0007533 | 781.1492 | 0 | 781.8494 | 0.00648 | 520.6335 | 0.32781
| 519.5752 | 0.00057197 | 582.0749 | 0.0011022 | 519.5752 | 0.00175 | 582.0749 | -0.00027406 | 520.7508 | 0 | 582.0749 | 8.9453e-05 | 520.7508 | 4.9061e-06 | 576.85 | -0.00082632 | 519.5752 | 0.83154 | 576.85 | -0.0028439 | 576.85 | 0.0077805 | 520.7508 | 1.0516e-05 | 520.7508 | 6.7313e-06 | 519.5752 | 7.4971e-05 | 582.0749 | 0.0010888 | 782.0149 | 0.9829 | 582.0749 | -0.0016713 | 781.3147 | 0 | 782.0149 | 0.00678 | 520.7508 | 0.32953
| 519.6898 | 0 | 582.3033 | 0.0012549 | 519.6898 | 0 | 582.3033 | 0.00043291 | 520.8681 | 0 | 582.3033 | 0.0010276 | 520.8681 | 4.0436e-06 | 577.08 | -0.00065769 | 519.6898 | 0.82462 | 577.08 | -0.0011327 | 577.08 | 0.0080731 | 520.8681 | 9.0524e-06 | 520.8681 | 8.2356e-06 | 519.6898 | 0 | 582.3033 | 0.00046178 | 782.1803 | 0.99246 | 582.3033 | 0.00072312 | 781.4802 | 0 | 782.1803 | 0.00654 | 520.8681 | 0.33044
| 519.8045 | 0.00041025 | 582.5318 | 0.001127 | 519.8045 | 0.00106 | 582.5318 | 0.00042729 | 520.9854 | 0 | 582.5318 | 7.7261e-05 | 520.9854 | 4.9285e-06 | 577.31 | -0.00011805 | 519.8045 | 0.8171 | 577.31 | -0.00029326 | 577.31 | 0.010479 | 520.9854 | 8.5606e-06 | 520.9854 | 9.191e-06 | 519.8045 | 0 | 582.5318 | -0.00054725 | 782.3458 | 0.9805 | 582.5318 | -0.00060086 | 781.6458 | 0 | 782.3458 | 0.00696 | 520.9854 | 0.33214
| 519.9192 | 0 | 582.7603 | 0.0012353 | 519.9192 | 0 | 582.7603 | 0.00057592 | 521.1027 | 1.4682e-05 | 582.7603 | 0.00097027 | 521.1027 | 5.7125e-06 | 577.54 | -0.00052277 | 519.9192 | 0.80213 | 577.54 | -0.0010358 | 577.54 | 0.010121 | 521.1027 | 8.4318e-06 | 521.1027 | 1.2408e-05 | 519.9192 | 0 | 582.7603 | 0.00045008 | 782.5113 | 0.98207 | 582.7603 | 1.5545e-05 | 781.8113 | 0 | 782.5113 | 0.00682 | 521.1027 | 0.33199
| 520.0338 | 0.00118 | 582.9888 | 0.0012039 | 520.0338 | 0.00113 | 582.9888 | -0.00064594 | 521.2201 | 1.4682e-05 | 582.9888 | 9.0456e-05 | 521.2201 | 7.3591e-06 | 577.77 | -0.00042159 | 520.0338 | 0.80915 | 577.77 | 0.00015874 | 577.77 | 0.014348 | 521.2201 | 8.9939e-06 | 521.2201 | 7.5878e-06 | 520.0338 | 0.00041236 | 582.9888 | 8.7782e-06 | 782.6768 | 0.97846 | 582.9888 | -0.00092843 | 781.9769 | 0 | 782.6768 | 0.00697 | 521.2201 | 0.33316
| 520.1485 | 0 | 583.2173 | 0.00091404 | 520.1485 | 0 | 583.2173 | 0.0010104 | 521.3374 | 3.2289e-05 | 583.2173 | 0.00089017 | 521.3374 | 6.5414e-06 | 578 | 0.0018381 | 520.1485 | 0.79185 | 578 | 0.0014824 | 578 | 0.01555 | 521.3374 | 1.0095e-05 | 521.3374 | 7.9172e-06 | 520.1485 | 0 | 583.2173 | 0.00077312 | 782.8423 | 0.97523 | 583.2173 | 0.0025963 | 782.1425 | 0 | 782.8423 | 0.00665 | 521.3374 | 0.3345
| 520.2632 | 0.00073368 | 583.4459 | 0.0010152 | 520.2632 | 0.00163 | 583.4459 | -0.00043706 | 521.4547 | 0 | 583.4459 | 4.0544e-05 | 521.4547 | 6.2278e-06 | 578.23 | -0.0011636 | 520.2632 | 0.78153 | 578.23 | -0.0032636 | 578.23 | 0.019029 | 521.4547 | 9.0993e-06 | 521.4547 | 9.5204e-06 | 520.2632 | 0 | 583.4459 | -0.0012981 | 783.0077 | 0.97124 | 583.4459 | -0.00079719 | 782.308 | 0 | 783.0077 | 0.00702 | 521.4547 | 0.33659
| 520.3778 | 0 | 583.6744 | 0.0014044 | 520.3778 | 0 | 583.6744 | 0.00064769 | 521.572 | 1.4682e-05 | 583.6744 | 0.001015 | 521.572 | 5.4773e-06 | 578.46 | 0.00059023 | 520.3778 | 0.77896 | 578.46 | -0.0015202 | 578.46 | 0.016948 | 521.572 | 8.2327e-06 | 521.572 | 1.3155e-05 | 520.3778 | 0 | 583.6744 | 0.001659 | 783.1732 | 0.96658 | 583.6744 | 0.0012291 | 782.4736 | 0 | 783.1732 | 0.00688 | 521.572 | 0.3376
| 520.4925 | 0.00015871 | 583.903 | 0.00099418 | 520.4925 | 0.0016 | 583.903 | -6.3569e-05 | 521.6894 | 1.4682e-05 | 583.903 | 6.5531e-05 | 521.6894 | 5.4549e-06 | 578.68 | -0.0016358 | 520.4925 | 0.76439 | 578.68 | -0.00048698 | 578.68 | 0.021825 | 521.6894 | 8.5372e-06 | 521.6894 | 1.0267e-05 | 520.4925 | 0 | 583.903 | -0.0018064 | 783.3387 | 0.96658 | 583.903 | -0.0008005 | 782.6391 | 0 | 783.3387 | 0.00718 | 521.6894 | 0.33862
| 520.6072 | 0 | 584.1315 | 0.0013261 | 520.6072 | 0 | 584.1315 | 0.00066359 | 521.8067 | 1.4682e-05 | 584.1315 | 0.0010133 | 521.8067 | 5.7349e-06 | 578.91 | 0.00096123 | 520.6072 | 0.76119 | 578.91 | 0.001095 | 578.91 | 0.023449 | 521.8067 | 9.2984e-06 | 521.8067 | 7.3791e-06 | 520.6072 | 0 | 584.1315 | 0.00035617 | 783.5042 | 0.9673 | 584.1315 | 0.001201 | 782.8047 | 0 | 783.5042 | 0.00691 | 521.8067 | 0.33969
| 520.7219 | 0.00014075 | 584.3601 | 0.00087838 | 520.7219 | 0.00097105 | 584.3601 | -0.0001307 | 521.9241 | 1.4682e-05 | 584.3601 | -1.0223e-05 | 521.9241 | 5.1637e-06 | 579.14 | -0.0020068 | 520.7219 | 0.74242 | 579.14 | 0.00035245 | 579.14 | 0.034405 | 521.9241 | 1.0247e-05 | 521.9241 | 5.2379e-06 | 520.7219 | 0 | 584.3601 | 0.00014444 | 783.6697 | 0.96686 | 584.3601 | -0.00012281 | 782.9703 | 0 | 783.6697 | 0.00727 | 521.9241 | 0.34138
| 520.8366 | 0 | 584.5887 | 0.0012361 | 520.8366 | 0 | 584.5887 | 0.00087563 | 522.0414 | 0 | 584.5887 | 0.00096376 | 522.0414 | 6.127e-06 | 579.37 | 0.0011299 | 520.8366 | 0.74126 | 579.37 | 0.00028789 | 579.37 | 0.036063 | 522.0414 | 9.6731e-06 | 522.0414 | 8.4443e-06 | 520.8366 | 0 | 584.5887 | 0.00070782 | 783.8352 | 0.96656 | 584.5887 | 0.00072997 | 783.1359 | 0 | 783.8352 | 0.00711 | 522.0414 | 0.34211
| 520.9513 | 0.00096726 | 584.8173 | 0.0011403 | 520.9513 | 0.00158 | 584.8173 | -0.00023672 | 522.1588 | 0 | 584.8173 | 6.4504e-05 | 522.1588 | 5.3205e-06 | 579.6 | -0.0011299 | 520.9513 | 0.74583 | 579.6 | -0.0022951 | 579.6 | 0.042532 | 522.1588 | 1.0177e-05 | 522.1588 | 6.6324e-06 | 520.9513 | 0 | 584.8173 | 0.00072272 | 784.0007 | 0.95898 | 584.8173 | -0.00050772 | 783.3015 | 0 | 784.0007 | 0.00743 | 522.1588 | 0.34262
| 521.066 | 0 | 585.0459 | 0.0011975 | 521.066 | 0 | 585.0459 | 0.00077722 | 522.2761 | 1.4682e-05 | 585.0459 | 0.0010321 | 522.2761 | 5.3653e-06 | 579.83 | -0.0013997 | 521.066 | 0.73456 | 579.83 | 0.00083675 | 579.83 | 0.043833 | 522.2761 | 1.0341e-05 | 522.2761 | 5.9846e-06 | 521.066 | 0 | 585.0459 | 0.0012674 | 784.1662 | 0.95962 | 585.0459 | -0.0010677 | 783.4671 | 0 | 784.1662 | 0.00745 | 522.2761 | 0.34214
| 521.1807 | 0.00076961 | 585.2745 | 0.0010232 | 521.1807 | 0.00019074 | 585.2745 | -0.00048717 | 522.3935 | 1.4682e-05 | 585.2745 | -1.5826e-05 | 522.3935 | 5.3429e-06 | 580.06 | -1.6864e-05 | 521.1807 | 0.73141 | 580.06 | -0.00077756 | 580.06 | 0.052026 | 522.3935 | 1.1336e-05 | 522.3935 | 4.8096e-06 | 521.1807 | 0 | 585.2745 | 6.5597e-05 | 784.3318 | 0.94212 | 585.2745 | -0.00032352 | 783.6327 | 0 | 784.3318 | 0.00786 | 522.3935 | 0.34192
| 521.2954 | 0 | 585.5032 | 0.0012297 | 521.2954 | 0 | 585.5032 | 0.00060948 | 522.5108 | 3.2289e-05 | 585.5032 | 0.00089637 | 522.5108 | 4.8053e-06 | 580.28 | 0.00045532 | 521.2954 | 0.73519 | 580.28 | -0.0022305 | 580.28 | 0.054464 | 522.5108 | 1.1149e-05 | 522.5108 | 8.1258e-06 | 521.2954 | 0 | 585.5032 | 0.00029022 | 784.4973 | 0.93636 | 585.5032 | -0.00041465 | 783.7983 | 0 | 784.4973 | 0.0078 | 522.5108 | 0.34146
| 521.4101 | 0 | 585.7318 | 0.0009544 | 521.4101 | 0.00081498 | 585.7318 | -0.00025209 | 522.6282 | 0 | 585.7318 | 3.7279e-05 | 522.6282 | 5.7349e-06 | 580.51 | -0.00011805 | 521.4101 | 0.72616 | 580.51 | -0.0013909 | 580.51 | 0.06607 | 522.6282 | 1.068e-05 | 522.6282 | 9.729e-06 | 521.4101 | 0 | 585.7318 | -0.00024349 | 784.6628 | 0.9268 | 585.7318 | -0.0010935 | 783.9639 | 0 | 784.6628 | 0.00807 | 522.6282 | 0.3415
| 521.5249 | 0 | 585.9605 | 0.00083447 | 521.5249 | 0 | 585.9605 | 0.0006789 | 522.7456 | 1.4682e-05 | 585.9605 | 0.0010459 | 522.7456 | 5.0853e-06 | 580.74 | 0.00082632 | 521.5249 | 0.72343 | 580.74 | -0.001165 | 580.74 | 0.067988 | 522.7456 | 1.0879e-05 | 522.7456 | 9.4106e-06 | 521.5249 | 0 | 585.9605 | -1.661e-05 | 784.8284 | 0.92636 | 585.9605 | 0.00099057 | 784.1295 | 0 | 784.8284 | 0.00803 | 522.7456 | 0.34342
| 521.6396 | 0.0012 | 586.1891 | 0.0010159 | 521.6396 | 0.00205 | 586.1891 | -0.00076381 | 522.8629 | 1.4682e-05 | 586.1891 | 0.00016463 | 522.8629 | 6.4742e-06 | 580.97 | -0.0011973 | 521.6396 | 0.7236 | 580.97 | 0.00022331 | 580.97 | 0.082909 | 522.8629 | 1.1125e-05 | 522.8629 | 7.8074e-06 | 521.6396 | 0 | 586.1891 | 0.00042185 | 784.9939 | 0.92568 | 586.1891 | -0.00029059 | 784.2951 | 0 | 784.9939 | 0.00848 | 522.8629 | 0.34616
| 521.7543 | 0 | 586.4178 | 0.0012381 | 521.7543 | 0 | 586.4178 | 0.00072039 | 522.9803 | 1.4682e-05 | 586.4178 | 0.00093332 | 522.9803 | 5.9926e-06 | 581.2 | 0.00032042 | 521.7543 | 0.72445 | 581.2 | -0.0013264 | 581.2 | 0.076831 | 522.9803 | 1.068e-05 | 522.9803 | 7.1595e-06 | 521.7543 | 0 | 586.4178 | 0.00012889 | 785.1594 | 0.92471 | 586.4178 | 6.3205e-05 | 784.4607 | 0 | 785.1594 | 0.0083 | 522.9803 | 0.34892
| 521.869 | 0.00109 | 586.6465 | 0.00080243 | 521.869 | 0.00093636 | 586.6465 | -0.00043563 | 523.0977 | 1.4682e-05 | 586.6465 | 0.00013048 | 523.0977 | 6.519e-06 | 581.43 | -0.0022092 | 521.869 | 0.7198 | 581.43 | -0.00074527 | 581.43 | 0.088436 | 523.0977 | 1.0247e-05 | 523.0977 | 8.7737e-06 | 521.869 | 0 | 586.6465 | -0.00058645 | 785.325 | 0.91525 | 586.6465 | 0.00071702 | 784.6264 | 0 | 785.325 | 0.00858 | 523.0977 | 0.3503
| 521.9838 | 0 | 586.8752 | 0.0013947 | 521.9838 | 0 | 586.8752 | 0.00075503 | 523.2151 | 0 | 586.8752 | 0.00094811 | 523.2151 | 5.8133e-06 | 581.66 | 5.0592e-05 | 521.9838 | 0.70177 | 581.66 | -9.9549e-05 | 581.66 | 0.091849 | 523.2151 | 9.7668e-06 | 523.2151 | 1.2408e-05 | 521.9838 | 0 | 586.8752 | 0.00049096 | 785.4905 | 0.90249 | 586.8752 | 0.00072122 | 784.792 | 0 | 785.4905 | 0.00835 | 523.2151 | 0.3501
| 522.0985 | 8.684e-05 | 587.1039 | 0.0011328 | 522.0985 | 0.00097105 | 587.1039 | -0.00042423 | 523.3324 | 3.2289e-05 | 587.1039 | 0.00012408 | 523.3324 | 5.9478e-06 | 581.89 | -0.00045532 | 522.0985 | 0.70109 | 581.89 | -0.00077756 | 581.89 | 0.10433 | 523.3324 | 1.1184e-05 | 523.3324 | 1.3364e-05 | 522.0985 | 0 | 587.1039 | 0.00064883 | 785.6561 | 0.88952 | 587.1039 | 0.00056631 | 784.9576 | 0 | 785.6561 | 0.00873 | 523.3324 | 0.34997
| 522.2133 | 0 | 587.3327 | 0.0009473 | 522.2133 | 0 | 587.3327 | 0.00061212 | 523.4498 | 1.4682e-05 | 587.3327 | 0.00087014 | 523.4498 | 5.7125e-06 | 582.12 | 0.00052277 | 522.2133 | 0.70092 | 582.12 | -0.00074527 | 582.12 | 0.10323 | 523.4498 | 1.1184e-05 | 523.4498 | 1.1222e-05 | 522.2133 | 9.0716e-05 | 587.3327 | 0.00023456 | 785.8216 | 0.88772 | 587.3327 | 0.001692 | 785.1232 | 0 | 785.8216 | 0.00845 | 523.4498 | 0.34988
| 522.328 | 0.000554 | 587.5614 | 0.0011546 | 522.328 | 0.0016 | 587.5614 | 0.00014062 | 523.5672 | 0 | 587.5614 | 0.00012268 | 523.5672 | 5.5781e-06 | 582.34 | -0.0022428 | 522.328 | 0.68035 | 582.34 | -0.00080984 | 582.34 | 0.11669 | 523.5672 | 1.0821e-05 | 523.5672 | 7.3791e-06 | 522.328 | 0 | 587.5614 | 0.00026869 | 785.9872 | 0.88138 | 587.5614 | 0.00024094 | 785.2889 | 0 | 785.9872 | 0.00856 | 523.5672 | 0.35058
| 522.4428 | 0 | 587.7902 | 0.0010946 | 522.4428 | 0 | 587.7902 | 0.00051173 | 523.6846 | 1.4682e-05 | 587.7902 | 0.00088595 | 523.6846 | 4.9845e-06 | 582.57 | 0.00079259 | 522.4428 | 0.68051 | 582.57 | -0.0014878 | 582.57 | 0.12345 | 523.6846 | 9.8722e-06 | 523.6846 | 8.016e-06 | 522.4428 | 0 | 587.7902 | 0.00021769 | 786.1527 | 0.86283 | 587.7902 | -0.00043251 | 785.4545 | 0 | 786.1527 | 0.00842 | 523.6846 | 0.35023
| 522.5575 | 0.00116 | 588.0189 | 0.00066641 | 522.5575 | 0.00067626 | 588.0189 | -0.0004281 | 523.802 | 1.4682e-05 | 588.0189 | -4.5043e-06 | 523.802 | 5.2981e-06 | 582.8 | -0.0013997 | 522.5575 | 0.66559 | 582.8 | -0.00061613 | 582.8 | 0.13781 | 523.802 | 9.6263e-06 | 523.802 | 1.1552e-05 | 522.5575 | 0 | 588.0189 | 0.00012211 | 786.3183 | 0.85995 | 588.0189 | -0.00098183 | 785.6202 | 0 | 786.3183 | 0.00893 | 523.802 | 0.35095
| 522.6723 | 0.00030594 | 588.2477 | 0.0011091 | 522.6723 | 0 | 588.2477 | 0.00044896 | 523.9194 | 3.2289e-05 | 588.2477 | 0.00093219 | 523.9194 | 6.7766e-06 | 583.03 | 0.00059023 | 522.6723 | 0.65953 | 583.03 | 0.0019991 | 583.03 | 0.13841 | 523.9194 | 1.0329e-05 | 523.9194 | 1.2837e-05 | 522.6723 | 0.00048487 | 588.2477 | -0.00012212 | 786.4839 | 0.85656 | 588.2477 | 0.0012568 | 785.7858 | 0 | 786.4839 | 0.00906 | 523.9194 | 0.35099
| 522.787 | 0.00037433 | 588.4765 | 0.0012356 | 522.787 | 0.00057222 | 588.4765 | -0.00027912 | 524.0368 | 3.2289e-05 | 588.4765 | 0.00010254 | 524.0368 | 7.1463e-06 | 583.26 | -0.00072515 | 522.787 | 0.65931 | 583.26 | -0.0019076 | 583.26 | 0.15167 | 524.0368 | 1.0528e-05 | 524.0368 | 1.0904e-05 | 522.787 | 0 | 588.4765 | 0.00031933 | 786.6495 | 0.85047 | 588.4765 | -8.1572e-06 | 785.9515 | 0 | 786.6495 | 0.00942 | 524.0368 | 0.35335
| 522.9018 | 0 | 588.7053 | 0.0013207 | 522.9018 | 0 | 588.7053 | 0.00051126 | 524.1542 | 0 | 588.7053 | 0.00095998 | 524.1542 | 6.2614e-06 | 583.49 | -0.00038786 | 522.9018 | 0.65762 | 583.49 | -0.0010036 | 583.49 | 0.15986 | 524.1542 | 9.3569e-06 | 524.1542 | 6.8411e-06 | 522.9018 | 0 | 588.7053 | 0.0014756 | 786.815 | 0.84907 | 588.7053 | -0.00021061 | 786.1172 | 0 | 786.815 | 0.00935 | 524.1542 | 0.35464
| 523.0166 | 0.00028449 | 588.9341 | 0.00089631 | 523.0166 | 0.00123 | 588.9341 | -0.00053027 | 524.2717 | 1.4682e-05 | 588.9341 | 3.7455e-05 | 524.2717 | 5.5221e-06 | 583.72 | -0.00079259 | 523.0166 | 0.65196 | 583.72 | -0.0015202 | 583.72 | 0.17296 | 524.2717 | 1.0036e-05 | 524.2717 | 8.016e-06 | 523.0166 | 0.00014995 | 588.9341 | -0.0015137 | 786.9806 | 0.8328 | 588.9341 | -0.00048544 | 786.2828 | 0 | 786.9806 | 0.00974 | 524.2717 | 0.35674
| 523.1313 | 0 | 589.1629 | 0.0011315 | 523.1313 | 0 | 589.1629 | 0.00048487 | 524.3891 | 0 | 589.1629 | 0.0010084 | 524.3891 | 5.2981e-06 | 583.95 | -0.0011636 | 523.1313 | 0.64391 | 583.95 | -0.00035784 | 583.95 | 0.17585 | 524.3891 | 9.7551e-06 | 524.3891 | 6.6324e-06 | 523.1313 | 0 | 589.1629 | -1.1332e-05 | 787.1462 | 0.82727 | 589.1629 | 0.0019267 | 786.4485 | 0 | 787.1462 | 0.00972 | 524.3891 | 0.35685
| 523.2461 | 0.0006079 | 589.3917 | 0.0010062 | 523.2461 | 0.00227 | 589.3917 | -4.4861e-05 | 524.5065 | 1.4682e-05 | 589.3917 | 8.6427e-05 | 524.5065 | 6.631e-06 | 584.18 | -0.0012648 | 523.2461 | 0.62843 | 584.18 | 0.00083675 | 584.18 | 0.18957 | 524.5065 | 1.0598e-05 | 524.5065 | 9.6192e-06 | 523.2461 | 0 | 589.3917 | -0.00085915 | 787.3118 | 0.821 | 589.3917 | 0.00040476 | 786.6142 | 0 | 787.3118 | 0.00999 | 524.5065 | 0.35729
| 523.3609 | 0 | 589.6206 | 0.0012444 | 523.3609 | 0 | 589.6206 | 0.00053138 | 524.6239 | 1.4682e-05 | 589.6206 | 0.00090507 | 524.6239 | 6.0038e-06 | 584.4 | 0.0023778 | 523.3609 | 0.63605 | 584.4 | 0.00090132 | 584.4 | 0.19536 | 524.6239 | 9.8956e-06 | 524.6239 | 5.9846e-06 | 523.3609 | 0 | 589.6206 | 0.00049014 | 787.4774 | 0.8119 | 589.6206 | 0.0010056 | 786.7799 | 0 | 787.4774 | 0.00995 | 524.6239 | 0.35747
| 523.4757 | 0.00066181 | 589.8494 | 0.00097878 | 523.4757 | 0.00057222 | 589.8494 | -2.5655e-05 | 524.7413 | 0 | 589.8494 | 8.9465e-05 | 524.7413 | 6.239e-06 | 584.63 | -0.0018044 | 523.4757 | 0.62452 | 584.63 | -0.0015202 | 584.63 | 0.20931 | 524.7413 | 9.6497e-06 | 524.7413 | 8.3454e-06 | 523.4757 | 0 | 589.8494 | -0.0013471 | 787.643 | 0.80401 | 589.8494 | 0.00048746 | 786.9455 | 0 | 787.643 | 0.01034 | 524.7413 | 0.35843
| 523.5905 | 0 | 590.0783 | 0.00093802 | 523.5905 | 0 | 590.0783 | 0.00074399 | 524.8588 | 0 | 590.0783 | 0.00078679 | 524.8588 | 5.3989e-06 | 584.86 | 0.0015346 | 523.5905 | 0.63014 | 584.86 | 9.4169e-05 | 584.86 | 0.21431 | 524.8588 | 9.9542e-06 | 524.8588 | 5.2379e-06 | 523.5905 | 0 | 590.0783 | 0.00032682 | 787.8086 | 0.80449 | 590.0783 | 0.00076466 | 787.1112 | 0 | 787.8086 | 0.01031 | 524.8588 | 0.35855
| 523.7053 | 0.0014 | 590.3072 | 0.0009844 | 523.7053 | 0.00158 | 590.3072 | -0.00036739 | 524.9762 | 0 | 590.3072 | 4.5252e-05 | 524.9762 | 6.8326e-06 | 585.09 | -8.4319e-05 | 523.7053 | 0.61603 | 585.09 | -0.0010358 | 585.09 | 0.23342 | 524.9762 | 9.8371e-06 | 524.9762 | 7.0607e-06 | 523.7053 | 0 | 590.3072 | 7.3528e-05 | 787.9742 | 0.78977 | 590.3072 | 0.0002389 | 787.2769 | 0 | 787.9742 | 0.0106 | 524.9762 | 0.35897
| 523.8201 | 0 | 590.5361 | 0.00094185 | 523.8201 | 0 | 590.5361 | 0.00062641 | 525.0936 | 0 | 590.5361 | 0.0007962 | 525.0936 | 7.2807e-06 | 585.32 | 0.001231 | 523.8201 | 0.61333 | 585.32 | -0.0009067 | 585.32 | 0.2344 | 525.0936 | 1.0657e-05 | 525.0936 | 5.6661e-06 | 523.8201 | 0.00057872 | 590.5361 | 0.000711 | 788.1398 | 0.78228 | 590.5361 | -0.00020616 | 787.4426 | 0 | 788.1398 | 0.01061 | 525.0936 | 0.35831
| 523.9349 | 0.00015871 | 590.765 | 0.00077662 | 523.9349 | 0.00125 | 590.765 | -0.00027968 | 525.2111 | 1.4682e-05 | 590.765 | 7.2142e-05 | 525.2111 | 7.5607e-06 | 585.55 | -0.0014334 | 523.9349 | 0.6095 | 585.55 | -0.00087442 | 585.55 | 0.25664 | 525.2111 | 1.0598e-05 | 525.2111 | 6.6324e-06 | 523.9349 | 0 | 590.765 | 0.00024565 | 788.3055 | 0.78177 | 590.765 | -0.00047268 | 787.6083 | 0 | 788.3055 | 0.01099 | 525.2111 | 0.35878
| 524.0497 | 0 | 590.9939 | 0.0012917 | 524.0497 | 0 | 590.9939 | 0.00053076 | 525.3285 | 1.4682e-05 | 590.9939 | 0.00091154 | 525.3285 | 6.9895e-06 | 585.78 | 0.0013997 | 524.0497 | 0.60266 | 585.78 | 0.0014179 | 585.78 | 0.25329 | 525.3285 | 1.0036e-05 | 525.3285 | 6.7313e-06 | 524.0497 | 0 | 590.9939 | 0.0015147 | 788.4711 | 0.77015 | 590.9939 | 0.00080699 | 787.774 | 0 | 788.4711 | 0.01102 | 525.3285 | 0.3587
| 524.1645 | 0.00131 | 591.2228 | 0.00068574 | 524.1645 | 0.00052021 | 591.2228 | -0.00050072 | 525.446 | 0 | 591.2228 | -4.9617e-05 | 525.446 | 6.6982e-06 | 586.01 | 0.00042159 | 524.1645 | 0.60363 | 586.01 | 0.0018699 | 586.01 | 0.26886 | 525.446 | 1.0598e-05 | 525.446 | 8.4443e-06 | 524.1645 | 0.00011247 | 591.2228 | 0.00013619 | 788.6367 | 0.76236 | 591.2228 | -0.00047611 | 787.9397 | 0 | 788.6367 | 0.01122 | 525.446 | 0.36026
| 524.2794 | 0 | 591.4518 | 0.0010698 | 524.2794 | 0 | 591.4518 | 0.00046366 | 525.5634 | 0 | 591.4518 | 0.00084042 | 525.5634 | 7.2807e-06 | 586.24 | -0.0001855 | 524.2794 | 0.59602 | 586.24 | -0.001843 | 586.24 | 0.2794 | 525.5634 | 1.0341e-05 | 525.5634 | 9.191e-06 | 524.2794 | 0 | 591.4518 | 0.00042698 | 788.8023 | 0.75512 | 591.4518 | 0.00089012 | 788.1055 | 0 | 788.8023 | 0.01122 | 525.5634 | 0.36104
| 524.3942 | 0 | 591.6807 | 0.00088394 | 524.3942 | 0.00084967 | 591.6807 | -0.00041158 | 525.6809 | 1.4682e-05 | 591.6807 | 3.9028e-05 | 525.6809 | 6.4966e-06 | 586.47 | -0.0024789 | 524.3942 | 0.59923 | 586.47 | -0.00051927 | 586.47 | 0.30378 | 525.6809 | 1.2343e-05 | 525.6809 | 8.2356e-06 | 524.3942 | 0.00050609 | 591.6807 | -0.00015189 | 788.968 | 0.73927 | 591.6807 | -0.0017475 | 788.2712 | 0 | 788.968 | 0.01154 | 525.6809 | 0.36175
| 524.509 | 0 | 591.9097 | 0.00095704 | 524.509 | 0 | 591.9097 | 0.0007148 | 525.7983 | 1.4682e-05 | 591.9097 | 0.00080131 | 525.7983 | 6.463e-06 | 586.69 | 0.00025296 | 524.509 | 0.60442 | 586.69 | -0.00035784 | 586.69 | 0.31037 | 525.7983 | 1.0493e-05 | 525.7983 | 8.5541e-06 | 524.509 | 0 | 591.9097 | 0.00049818 | 789.1336 | 0.73777 | 591.9097 | 0.00054032 | 788.4369 | 0 | 789.1336 | 0.01157 | 525.7983 | 0.36011
| 524.6238 | 6.8875e-05 | 592.1386 | 0.00085272 | 524.6238 | 0.00031212 | 592.1386 | -7.4699e-05 | 525.9158 | 0 | 592.1386 | -2.7732e-06 | 525.9158 | 5.7909e-06 | 586.92 | -0.0012648 | 524.6238 | 0.59727 | 586.92 | -0.0010036 | 586.92 | 0.33044 | 525.9158 | 1.006e-05 | 525.9158 | 7.8074e-06 | 524.6238 | 0.00033739 | 592.1386 | 0.00070285 | 789.2993 | 0.7271 | 592.1386 | -0.00082597 | 788.6026 | 0 | 789.2993 | 0.01185 | 525.9158 | 0.3596
| 524.7387 | 0.00052189 | 592.3676 | 0.0010101 | 524.7387 | 0 | 592.3676 | 0.00033883 | 526.0333 | 3.2289e-05 | 592.3676 | 0.00088538 | 526.0333 | 5.7349e-06 | 587.15 | -0.00035414 | 524.7387 | 0.59335 | 587.15 | 0.00054618 | 587.15 | 0.33366 | 526.0333 | 8.7011e-06 | 526.0333 | 7.5878e-06 | 524.7387 | 0 | 592.3676 | 0.00033049 | 789.4649 | 0.71575 | 592.3676 | 0.00051839 | 788.7684 | 0 | 789.4649 | 0.0117 | 526.0333 | 0.35961
| 524.8535 | 0 | 592.5966 | 0.00093137 | 524.8535 | 0.0018 | 592.5966 | -9.4146e-05 | 526.1507 | 0 | 592.5966 | 8.1013e-05 | 526.1507 | 5.9142e-06 | 587.38 | 0.00015177 | 524.8535 | 0.59071 | 587.38 | -0.0010358 | 587.38 | 0.35326 | 526.1507 | 9.8488e-06 | 526.1507 | 4.4912e-06 | 524.8535 | 0 | 592.5966 | -0.00043194 | 789.6305 | 0.70862 | 592.5966 | 6.8533e-05 | 788.9341 | 0 | 789.6305 | 0.01201 | 526.1507 | 0.3609
| 524.9684 | 0 | 592.8256 | 0.0009943 | 524.9684 | 0 | 592.8256 | 0.00073775 | 526.2682 | 1.4682e-05 | 592.8256 | 0.00083551 | 526.2682 | 6.2838e-06 | 587.61 | 0.00045532 | 524.9684 | 0.57376 | 587.61 | 0.0009659 | 587.61 | 0.35749 | 526.2682 | 1.0247e-05 | 526.2682 | 4.601e-06 | 524.9684 | 0 | 592.8256 | 0.001004 | 789.7962 | 0.70582 | 592.8256 | 0.00054818 | 789.0998 | 0 | 789.7962 | 0.01206 | 526.2682 | 0.36138
| 525.0832 | 0.00069774 | 593.0547 | 0.00079717 | 525.0832 | 0.00076297 | 593.0547 | -0.00022565 | 526.3857 | 4.9907e-05 | 593.0547 | 2.5358e-05 | 526.3857 | 6.4966e-06 | 587.84 | -0.00011805 | 525.0832 | 0.5753 | 587.84 | 0.0019991 | 587.84 | 0.37982 | 526.3857 | 1.0598e-05 | 526.3857 | 4.0629e-06 | 525.0832 | 0.0005998 | 593.0547 | -0.00039569 | 789.9619 | 0.69016 | 593.0547 | -0.0012543 | 789.2656 | 0 | 789.9619 | 0.01237 | 526.3857 | 0.3623
| 525.1981 | 0 | 593.2837 | 0.0010309 | 525.1981 | 0 | 593.2837 | 0.00066478 | 526.5032 | 1.4682e-05 | 593.2837 | 0.00066566 | 526.5032 | 6.3958e-06 | 588.07 | -0.0014334 | 525.1981 | 0.58205 | 588.07 | 0.00038475 | 588.07 | 0.38743 | 526.5032 | 9.5677e-06 | 526.5032 | 5.1281e-06 | 525.1981 | 0 | 593.2837 | 0.0004016 | 790.1275 | 0.6846 | 593.2837 | 5.8008e-05 | 789.4313 | 0 | 790.1275 | 0.0124 | 526.5032 | 0.36223
| 525.3129 | 0.00041025 | 593.5127 | 0.0010598 | 525.3129 | 0.00048552 | 593.5127 | -0.00042169 | 526.6206 | 0 | 593.5127 | 2.2915e-05 | 526.6206 | 6.6534e-06 | 588.3 | -0.0024115 | 525.3129 | 0.57521 | 588.3 | 0.00015874 | 588.3 | 0.41229 | 526.6206 | 9.9307e-06 | 526.6206 | 6.314e-06 | 525.3129 | 0 | 593.5127 | 0.00074667 | 790.2932 | 0.6725 | 593.5127 | 0.00028296 | 789.5971 | 0 | 790.2932 | 0.01267 | 526.6206 | 0.36167
| 525.4278 | 0 | 593.7418 | 0.0011067 | 525.4278 | 0 | 593.7418 | 0.00094977 | 526.7381 | 0 | 593.7418 | 0.0008929 | 526.7381 | 6.8886e-06 | 588.53 | -0.00086005 | 525.4278 | 0.5714 | 588.53 | -0.00055155 | 588.53 | 0.41144 | 526.7381 | 9.2164e-06 | 526.7381 | 6.4128e-06 | 525.4278 | 0 | 593.7418 | 0.00047811 | 790.4589 | 0.66125 | 593.7418 | 0.0010682 | 789.7628 | 0 | 790.4589 | 0.01281 | 526.7381 | 0.36014
| 525.5426 | 0.00197 | 593.9708 | 0.00086689 | 525.5426 | 0.00064159 | 593.9708 | -0.00018104 | 526.8556 | 0 | 593.9708 | 0.00012987 | 526.8556 | 8.0648e-06 | 588.76 | -0.0013997 | 525.5426 | 0.57348 | 588.76 | 0.0044205 | 588.76 | 0.44627 | 526.8556 | 9.9542e-06 | 526.8556 | 6.4128e-06 | 525.5426 | 0 | 593.9708 | 1.2654e-05 | 790.6245 | 0.65861 | 593.9708 | -0.0001354 | 789.9286 | 0 | 790.6245 | 0.01305 | 526.8556 | 0.36049
| 525.6575 | 0 | 594.1999 | 0.00092981 | 525.6575 | 0 | 594.1999 | 0.00057051 | 526.9731 | 0 | 594.1999 | 0.00082892 | 526.9731 | 7.5159e-06 | 588.99 | -0.0019393 | 525.6575 | 0.57313 | 588.99 | -0.0013587 | 588.99 | 0.44821 | 526.9731 | 1.006e-05 | 526.9731 | 4.6998e-06 | 525.6575 | 0 | 594.1999 | 0.0007667 | 790.7902 | 0.64378 | 594.1999 | 0.0012329 | 790.0944 | 0 | 790.7902 | 0.01302 | 526.9731 | 0.3608
| 525.7724 | 0 | 594.429 | 0.00092902 | 525.7724 | 0.00184 | 594.429 | -0.00028281 | 527.0906 | 0 | 594.429 | 7.1765e-05 | 527.0906 | 7.7399e-06 | 589.21 | -0.0024453 | 525.7724 | 0.57382 | 589.21 | -0.0014233 | 589.21 | 0.46691 | 527.0906 | 1.1336e-05 | 527.0906 | 6.0944e-06 | 525.7724 | 0 | 594.429 | -8.0042e-05 | 790.9559 | 0.63399 | 594.429 | -0.0015481 | 790.2601 | 0 | 790.9559 | 0.0132 | 527.0906 | 0.36129
| 525.8873 | 0 | 594.6581 | 0.00075019 | 525.8873 | 0 | 594.6581 | 0.00046659 | 527.2081 | 0 | 594.6581 | 0.00069377 | 527.2081 | 6.8774e-06 | 589.44 | 0.001366 | 525.8873 | 0.57069 | 589.44 | 2.9596e-05 | 589.44 | 0.48251 | 527.2081 | 1.1313e-05 | 527.2081 | 6.6324e-06 | 525.8873 | 0 | 594.6581 | -0.00035383 | 791.1216 | 0.62824 | 594.6581 | 0.00074072 | 790.4259 | 0 | 791.1216 | 0.01325 | 527.2081 | 0.36017
| 526.0022 | 0.00010482 | 594.8872 | 0.00079398 | 526.0022 | 0.00065893 | 594.8872 | -0.00037106 | 527.3256 | 0 | 594.8872 | 0.00011093 | 527.3256 | 6.8102e-06 | 589.67 | -0.0012648 | 526.0022 | 0.56471 | 589.67 | -9.9549e-05 | 589.67 | 0.50543 | 527.3256 | 1.0095e-05 | 527.3256 | 7.8074e-06 | 526.0022 | 0 | 594.8872 | 0.00045268 | 791.2873 | 0.61525 | 594.8872 | 0.00044244 | 790.5917 | 0 | 791.2873 | 0.01348 | 527.3256 | 0.36134
| 526.117 | 0 | 595.1163 | 0.0010162 | 526.117 | 0 | 595.1163 | 0.00059479 | 527.4431 | 1.4682e-05 | 595.1163 | 0.00073992 | 527.4431 | 7.2023e-06 | 589.9 | 0.0020742 | 526.117 | 0.55814 | 589.9 | 6.1882e-05 | 589.9 | 0.51346 | 527.4431 | 9.2164e-06 | 527.4431 | 8.2356e-06 | 526.117 | 0.00020334 | 595.1163 | -0.00026096 | 791.453 | 0.61006 | 595.1163 | 0.0014229 | 790.7575 | 0 | 791.453 | 0.01346 | 527.4431 | 0.36163
| 526.2319 | 0.0014 | 595.3455 | 0.00091185 | 526.2319 | 0.00095371 | 595.3455 | -0.00012294 | 527.5606 | 1.4682e-05 | 595.3455 | 5.9172e-05 | 527.5606 | 6.9895e-06 | 590.13 | -0.00011805 | 526.2319 | 0.55574 | 590.13 | -0.00039012 | 590.13 | 0.53023 | 527.5606 | 1.0223e-05 | 527.5606 | 1.1442e-05 | 526.2319 | 0 | 595.3455 | -0.0011838 | 791.6187 | 0.59948 | 595.3455 | -0.0006606 | 790.9233 | 0 | 791.6187 | 0.01357 | 527.5606 | 0.36364
| 526.3468 | 0 | 595.5746 | 0.00081838 | 526.3468 | 0 | 595.5746 | 0.00042581 | 527.6781 | 1.4682e-05 | 595.5746 | 0.00085132 | 527.6781 | 7.1687e-06 | 590.36 | 0.00065769 | 526.3468 | 0.55491 | 590.36 | -0.00029326 | 590.36 | 0.54285 | 527.6781 | 1.1207e-05 | 527.6781 | 1.187e-05 | 526.3468 | 0 | 595.5746 | 0.00042123 | 791.7844 | 0.58714 | 595.5746 | 9.1653e-05 | 791.0891 | 0.00177 | 791.7844 | 0.01364 | 527.6781 | 0.36284
| 526.4617 | 0.00127 | 595.8038 | 0.00092163 | 526.4617 | 0.00079764 | 595.8038 | -0.00024579 | 527.7956 | 1.4682e-05 | 595.8038 | -2.3872e-05 | 527.7956 | 6.183e-06 | 590.59 | -0.00045532 | 526.4617 | 0.55452 | 590.59 | -0.00039012 | 590.59 | 0.57933 | 527.7956 | 1.1336e-05 | 527.7956 | 9.5204e-06 | 526.4617 | 0.00039362 | 595.8038 | -0.0011917 | 791.9501 | 0.58539 | 595.8038 | -0.00050631 | 791.2549 | 0 | 791.9501 | 0.01381 | 527.7956 | 0.36339
| 526.5766 | 0 | 596.0329 | 0.00096798 | 526.5766 | 0 | 596.0329 | 0.00046365 | 527.9132 | 0 | 596.0329 | 0.00071493 | 527.9132 | 6.0486e-06 | 590.82 | 0.0010961 | 526.5766 | 0.5431 | 590.82 | 0.0016439 | 590.82 | 0.5844 | 527.9132 | 9.919e-06 | 527.9132 | 6.8411e-06 | 526.5766 | 0.00042856 | 596.0329 | 0.00010669 | 792.1158 | 0.57461 | 596.0329 | 0.00067295 | 791.4207 | 0.00465 | 792.1158 | 0.01392 | 527.9132 | 0.36162
| 526.6916 | 0.00163 | 596.2621 | 0.00089234 | 526.6916 | 0.00118 | 596.2621 | -0.00018097 | 528.0307 | 1.4682e-05 | 596.2621 | 4.2923e-05 | 528.0307 | 6.1606e-06 | 591.05 | -0.0018381 | 526.6916 | 0.54121 | 591.05 | -0.0028116 | 591.05 | 0.60462 | 528.0307 | 9.6731e-06 | 528.0307 | 4.4912e-06 | 526.6916 | 0 | 596.2621 | -1.2718e-05 | 792.2815 | 0.56724 | 596.2621 | -0.00045953 | 791.5865 | 0.00056998 | 792.2815 | 0.01403 | 528.0307 | 0.36142
| 526.8065 | 0 | 596.4913 | 0.0010022 | 526.8065 | 0 | 596.4913 | 0.00062464 | 528.1482 | 1.4682e-05 | 596.4913 | 0.00076028 | 528.1482 | 6.9671e-06 | 591.28 | 0.00042159 | 526.8065 | 0.53574 | 591.28 | -0.00087442 | 591.28 | 0.61612 | 528.1482 | 9.8488e-06 | 528.1482 | 5.8857e-06 | 526.8065 | 0.0004661 | 596.4913 | 0.00037316 | 792.4472 | 0.55381 | 596.4913 | 0.00083281 | 791.7523 | 0.00647 | 792.4472 | 0.01422 | 528.1482 | 0.35981
| 526.9214 | 0.00084148 | 596.7205 | 0.00082428 | 526.9214 | 0.00243 | 596.7205 | -0.00031172 | 528.2657 | 1.4682e-05 | 596.7205 | 0.00010937 | 528.2657 | 8.1096e-06 | 591.51 | -0.0018381 | 526.9214 | 0.53624 | 591.51 | -0.0028761 | 591.51 | 0.64789 | 528.2657 | 1.0516e-05 | 528.2657 | 6.9509e-06 | 526.9214 | 0 | 596.7205 | -2.6898e-05 | 792.613 | 0.54127 | 596.7205 | -0.00080717 | 791.9181 | 0.00499 | 792.613 | 0.01427 | 528.2657 | 0.36057
| 527.0363 | 0 | 596.9497 | 0.00099617 | 527.0363 | 0 | 596.9497 | 0.00048934 | 528.3833 | 1.4682e-05 | 596.9497 | 0.00084012 | 528.3833 | 8.524e-06 | 591.74 | -0.0011973 | 527.0363 | 0.53129 | 591.74 | 0.0011273 | 591.74 | 0.66219 | 528.3833 | 9.4272e-06 | 528.3833 | 9.191e-06 | 527.0363 | 0.00025964 | 596.9497 | 0.00040813 | 792.7787 | 0.53305 | 596.9497 | -0.00013662 | 792.0839 | 0.00969 | 792.7787 | 0.01441 | 528.3833 | 0.35929
| 527.1512 | 6.8875e-05 | 597.179 | 0.00069776 | 527.1512 | 0.00102 | 597.179 | -0.0003975 | 528.5008 | 1.4682e-05 | 597.179 | 4.8128e-05 | 528.5008 | 8.5576e-06 | 591.97 | -0.00042159 | 527.1512 | 0.52444 | 591.97 | -0.0018108 | 591.97 | 0.6791 | 528.5008 | 9.7082e-06 | 528.5008 | 1.0695e-05 | 527.1512 | 0 | 597.179 | 0.00030697 | 792.9444 | 0.52031 | 597.179 | -0.0013019 | 792.2497 | 0.00517 | 792.9444 | 0.01439 | 528.5008 | 0.35948
| 527.2662 | 0 | 597.4082 | 0.00095086 | 527.2662 | 0 | 597.4082 | 0.00023461 | 528.6183 | 0 | 597.4082 | 0.00088973 | 528.6183 | 6.6198e-06 | 592.19 | 0.001231 | 527.2662 | 0.51371 | 592.19 | 0.0011596 | 592.19 | 0.69859 | 528.6183 | 1.0223e-05 | 528.6183 | 1.0695e-05 | 527.2662 | 0 | 597.4082 | 0.0013386 | 793.1102 | 0.50895 | 597.4082 | 0.00048511 | 792.4156 | 0.00703 | 793.1102 | 0.01457 | 528.6183 | 0.3589
| 527.3811 | 0.00067977 | 597.6374 | 0.0007421 | 527.3811 | 0.00229 | 597.6374 | -0.00016644 | 528.7359 | 3.2289e-05 | 597.6374 | -4.111e-05 | 528.7359 | 6.6534e-06 | 592.42 | -0.00096123 | 527.3811 | 0.51626 | 592.42 | -0.0021013 | 592.42 | 0.72008 | 528.7359 | 1.1722e-05 | 528.7359 | 1.0267e-05 | 527.3811 | 0 | 597.6374 | 0.0001791 | 793.2759 | 0.5026 | 597.6374 | -0.00030662 | 792.5814 | 0.00781 | 793.2759 | 0.01449 | 528.7359 | 0.35979
| 527.496 | 0 | 597.8667 | 0.00088464 | 527.496 | 0 | 597.8667 | 0.00053508 | 528.8534 | 0 | 597.8667 | 0.00083051 | 528.8534 | 5.6117e-06 | 592.65 | -0.00038786 | 527.496 | 0.51232 | 592.65 | -0.0004547 | 592.65 | 0.73076 | 528.8534 | 1.1125e-05 | 528.8534 | 8.2356e-06 | 527.496 | 0 | 597.8667 | 9.8234e-05 | 793.4416 | 0.49604 | 597.8667 | 0.00038671 | 792.7472 | 0.01053 | 793.4416 | 0.01464 | 528.8534 | 0.35953
| 527.611 | 0.0016 | 598.096 | 0.00081198 | 527.611 | 0.00086701 | 598.096 | -0.00022721 | 528.971 | 1.4682e-05 | 598.096 | 3.9942e-05 | 528.971 | 6.8886e-06 | 592.88 | 8.4319e-05 | 527.611 | 0.50939 | 592.88 | -0.0012619 | 592.88 | 0.75845 | 528.971 | 1.0633e-05 | 528.971 | 8.3454e-06 | 527.611 | 0 | 598.096 | -0.00028315 | 793.6074 | 0.48112 | 598.096 | -0.00099741 | 792.9131 | 0.00915 | 793.6074 | 0.01458 | 528.971 | 0.35965
| 527.7259 | 0 | 598.3253 | 0.0009568 | 527.7259 | 0 | 598.3253 | 0.00063033 | 529.0885 | 0 | 598.3253 | 0.00074415 | 529.0885 | 5.8693e-06 | 593.11 | -0.00045532 | 527.7259 | 0.51261 | 593.11 | -0.0004547 | 593.11 | 0.77096 | 529.0885 | 1.0013e-05 | 529.0885 | 6.5226e-06 | 527.7259 | 0.00065379 | 598.3253 | 0.00022824 | 793.7731 | 0.47982 | 598.3253 | 0.001298 | 793.0789 | 0.01071 | 793.7731 | 0.01485 | 529.0885 | 0.35977
| 527.8409 | 0.0004462 | 598.5546 | 0.00086509 | 527.8409 | 0.00142 | 598.5546 | 0.00011439 | 529.2061 | 0 | 598.5546 | 5.9046e-05 | 529.2061 | 6.2614e-06 | 593.34 | 0.00069142 | 527.8409 | 0.50076 | 593.34 | -0.002069 | 593.34 | 0.79106 | 529.2061 | 9.9307e-06 | 529.2061 | 7.1595e-06 | 527.8409 | 0 | 598.5546 | -7.1024e-05 | 793.9389 | 0.47282 | 598.5546 | 4.3198e-05 | 793.2447 | 0.01277 | 793.9389 | 0.01473 | 529.2061 | 0.36074
| 527.9559 | 0 | 598.7839 | 0.00091762 | 527.9559 | 0 | 598.7839 | 0.00078139 | 529.3237 | 0 | 598.7839 | 0.00068758 | 529.3237 | 6.5974e-06 | 593.57 | -0.00011805 | 527.9559 | 0.49972 | 593.57 | -0.00084214 | 593.57 | 0.80862 | 529.3237 | 9.0993e-06 | 529.3237 | 4.9194e-06 | 527.9559 | 0.0001658 | 598.7839 | 0.00068615 | 794.1047 | 0.46252 | 598.7839 | 0.00050178 | 793.4106 | 0.01243 | 794.1047 | 0.01497 | 529.3237 | 0.36039
| 528.0708 | 0.00085945 | 599.0132 | 0.00086015 | 528.0708 | 0.00060691 | 599.0132 | 3.272e-05 | 529.4412 | 1.4682e-05 | 599.0132 | -2.4953e-05 | 529.4412 | 6.9895e-06 | 593.8 | -0.0005565 | 528.0708 | 0.49583 | 593.8 | -0.0025855 | 593.8 | 0.83458 | 529.4412 | 9.8488e-06 | 529.4412 | 6.0944e-06 | 528.0708 | 0 | 599.0132 | -0.00032457 | 794.2704 | 0.4534 | 599.0132 | -0.0014636 | 793.5765 | 0.01325 | 794.2704 | 0.01476 | 529.4412 | 0.36011
| 528.1858 | 0 | 599.2425 | 0.00090099 | 528.1858 | 0 | 599.2425 | 0.00036492 | 529.5588 | 1.4682e-05 | 599.2425 | 0.00064792 | 529.5588 | 7.0903e-06 | 594.03 | 0.00059023 | 528.1858 | 0.48995 | 594.03 | 0.0004816 | 594.03 | 0.84261 | 529.5588 | 9.0759e-06 | 529.5588 | 7.3791e-06 | 528.1858 | 0 | 599.2425 | 0.001364 | 794.4362 | 0.44106 | 599.2425 | 0.00015135 | 793.7423 | 0.01571 | 794.4362 | 0.01503 | 529.5588 | 0.35999
| 528.3007 | 0.00138 | 599.4718 | 0.00067287 | 528.3007 | 0.00102 | 599.4718 | 3.4569e-05 | 529.6764 | 0 | 599.4718 | 2.0204e-05 | 529.6764 | 6.463e-06 | 594.26 | 0.0010287 | 528.3007 | 0.48561 | 594.26 | 2.9596e-05 | 594.26 | 0.86579 | 529.6764 | 9.6731e-06 | 529.6764 | 9.3008e-06 | 528.3007 | 0 | 599.4718 | -0.00076766 | 794.602 | 0.43153 | 599.4718 | -0.00073051 | 793.9082 | 0.01197 | 794.602 | 0.01477 | 529.6764 | 0.36049
| 528.4157 | 0 | 599.7012 | 0.00088668 | 528.4157 | 0 | 599.7012 | 0.00052115 | 529.7939 | 0 | 599.7012 | 0.00067311 | 529.7939 | 6.6534e-06 | 594.49 | 0.00042159 | 528.4157 | 0.48166 | 594.49 | -0.00097128 | 594.49 | 0.88442 | 529.7939 | 9.2398e-06 | 529.7939 | 9.6192e-06 | 528.4157 | 0 | 599.7012 | 0.0005231 | 794.7677 | 0.4206 | 599.7012 | -0.00027559 | 794.0741 | 0.01801 | 794.7677 | 0.01504 | 529.7939 | 0.35915
| 528.5307 | 0.00127 | 599.9306 | 0.00082165 | 528.5307 | 0.00146 | 599.9306 | -0.00019295 | 529.9115 | 0 | 599.9306 | 1.1729e-05 | 529.9115 | 6.7542e-06 | 594.72 | -0.00072515 | 528.5307 | 0.48195 | 594.72 | -0.0015524 | 594.72 | 0.90868 | 529.9115 | 9.1344e-06 | 529.9115 | 1.0377e-05 | 528.5307 | 0 | 599.9306 | 9.0764e-05 | 794.9335 | 0.42346 | 599.9306 | -0.0012784 | 794.2399 | 0.01671 | 794.9335 | 0.01474 | 529.9115 | 0.35767
| 528.6457 | 0 | 600.1599 | 0.00083822 | 528.6457 | 0 | 600.1599 | 0.0005448 | 530.0291 | 1.4682e-05 | 600.1599 | 0.00070731 | 530.0291 | 6.7094e-06 | 594.95 | -0.0018719 | 528.6457 | 0.47874 | 594.95 | 0.0013856 | 594.95 | 0.91524 | 530.0291 | 9.029e-06 | 530.0291 | 9.3008e-06 | 528.6457 | 0 | 600.1599 | 0.00075367 | 795.0993 | 0.41332 | 600.1599 | 0.00080384 | 794.4058 | 0.02037 | 795.0993 | 0.01508 | 530.0291 | 0.35556
| 528.7607 | 0.00019465 | 600.3893 | 0.00058733 | 528.7607 | 0.00123 | 600.3893 | 8.2627e-05 | 530.1467 | 0 | 600.3893 | -7.1052e-05 | 530.1467 | 6.1046e-06 | 595.18 | -0.00099496 | 528.7607 | 0.47391 | 595.18 | 0.00022331 | 595.18 | 0.94336 | 530.1467 | 9.193e-06 | 530.1467 | 1.0157e-05 | 528.7607 | 0 | 600.3893 | -0.0011813 | 795.2651 | 0.40545 | 600.3893 | -0.0016149 | 794.5717 | 0.01747 | 795.2651 | 0.01478 | 530.1467 | 0.35506
| 528.8757 | 0 | 600.6187 | 0.00099387 | 528.8757 | 0 | 600.6187 | 0.00073262 | 530.2643 | 0 | 600.6187 | 0.00079167 | 530.2643 | 5.6789e-06 | 595.41 | 1.6864e-05 | 528.8757 | 0.47769 | 595.41 | 0.0015793 | 595.41 | 0.93576 | 530.2643 | 9.2984e-06 | 530.2643 | 7.8074e-06 | 528.8757 | 0 | 600.6187 | 0.00082609 | 795.4309 | 0.39581 | 600.6187 | 0.0011222 | 794.7376 | 0.02165 | 795.4309 | 0.01518 | 530.2643 | 0.35411
| 528.9907 | 0 | 600.8481 | 0.00079486 | 528.9907 | 0.0026 | 600.8481 | 0.00010557 | 530.3819 | 3.2289e-05 | 600.8481 | 2.7695e-05 | 530.3819 | 6.3846e-06 | 595.64 | -0.001366 | 528.9907 | 0.48172 | 595.64 | -0.0015524 | 595.64 | 0.96872 | 530.3819 | 1.006e-05 | 530.3819 | 8.9823e-06 | 528.9907 | 0 | 600.8481 | 0.00087132 | 795.5967 | 0.38768 | 600.8481 | -0.00048806 | 794.9035 | 0.02267 | 795.5967 | 0.01474 | 530.3819 | 0.35461
| 529.1057 | 0 | 601.0775 | 0.00091211 | 529.1057 | 0 | 601.0775 | 0.0005906 | 530.4995 | 1.4682e-05 | 601.0775 | 0.00069496 | 530.4995 | 6.4966e-06 | 595.87 | 0.00089378 | 529.1057 | 0.47275 | 595.87 | -0.00022869 | 595.87 | 0.97217 | 530.4995 | 1.1149e-05 | 530.4995 | 8.2356e-06 | 529.1057 | 0 | 601.0775 | 0.00017482 | 795.7625 | 0.38139 | 601.0775 | 4.3106e-05 | 795.0694 | 0.02283 | 795.7625 | 0.01514 | 530.4995 | 0.35536
| 529.2207 | 0.00026652 | 601.307 | 0.00080782 | 529.2207 | 0.00053755 | 601.307 | -0.00015715 | 530.617 | 3.2289e-05 | 601.307 | 5.0883e-05 | 530.617 | 7.2695e-06 | 596.1 | 0.00082632 | 529.2207 | 0.46287 | 596.1 | -0.0015202 | 596.1 | 0.97951 | 530.617 | 1.2003e-05 | 530.617 | 8.2356e-06 | 529.2207 | 0 | 601.307 | 0.0011435 | 795.9283 | 0.37535 | 601.307 | -0.00055804 | 795.2353 | 0.02475 | 795.9283 | 0.01472 | 530.617 | 0.35684
| 529.3357 | 0 | 601.5364 | 0.00089725 | 529.3357 | 0 | 601.5364 | 0.00033938 | 530.7346 | 3.2289e-05 | 601.5364 | 0.00072554 | 530.7346 | 7.6951e-06 | 596.32 | -0.0018381 | 529.3357 | 0.47056 | 596.32 | -0.00093899 | 596.32 | 0.97662 | 530.7346 | 1.1805e-05 | 530.7346 | 6.4128e-06 | 529.3357 | 0 | 601.5364 | 0.00041 | 796.0941 | 0.36483 | 601.5364 | 0.000393 | 795.4012 | 0.02233 | 796.0941 | 0.01517 | 530.7346 | 0.35723
| 529.4507 | 0 | 601.7659 | 0.00072583 | 529.4507 | 0.00090168 | 601.7659 | -9.2954e-05 | 530.8523 | 0 | 601.7659 | 1.7666e-05 | 530.8523 | 9.5769e-06 | 596.55 | 0.0005565 | 529.4507 | 0.46801 | 596.55 | 0.0012565 | 596.55 | 1 | 530.8523 | 1.0493e-05 | 530.8523 | 9.191e-06 | 529.4507 | 0 | 601.7659 | -0.00029601 | 796.2599 | 0.35718 | 601.7659 | -0.00067991 | 795.5671 | 0.02611 | 796.2599 | 0.01469 | 530.8523 | 0.35745
| 529.5657 | 0 | 601.9953 | 0.00075888 | 529.5657 | 0 | 601.9953 | 0.00042047 | 530.9699 | 0 | 601.9953 | 0.00067898 | 530.9699 | 9.1849e-06 | 596.78 | -0.00042159 | 529.5657 | 0.47303 | 596.78 | -0.0010681 | 596.78 | 0.99275 | 530.9699 | 9.5092e-06 | 530.9699 | 9.8388e-06 | 529.5657 | 0 | 601.9953 | -5.834e-05 | 796.4257 | 0.35123 | 601.9953 | -0.00027283 | 795.733 | 0.02597 | 796.4257 | 0.01513 | 530.9699 | 0.35674
| 529.6807 | 0.00134 | 602.2248 | 0.00069487 | 529.6807 | 0.00175 | 602.2248 | -0.00035682 | 531.0875 | 1.4682e-05 | 602.2248 | 3.5246e-05 | 531.0875 | 8.1096e-06 | 597.01 | -0.0018044 | 529.6807 | 0.46645 | 597.01 | -2.6905e-06 | 597.01 | 0.99024 | 531.0875 | 9.5209e-06 | 531.0875 | 9.9487e-06 | 529.6807 | 0 | 602.2248 | -0.00016802 | 796.5915 | 0.34122 | 602.2248 | -0.00050197 | 795.8989 | 0.02551 | 796.5915 | 0.01465 | 531.0875 | 0.35566
| 529.7958 | 0 | 602.4543 | 0.00071448 | 529.7958 | 0 | 602.4543 | 0.00048333 | 531.2051 | 0 | 602.4543 | 0.00057836 | 531.2051 | 6.575e-06 | 597.24 | 0.00062396 | 529.7958 | 0.459 | 597.24 | -0.0015847 | 597.24 | 0.9904 | 531.2051 | 8.7245e-06 | 531.2051 | 1.0695e-05 | 529.7958 | 0 | 602.4543 | 0.00024295 | 796.7574 | 0.33599 | 602.4543 | -0.00025013 | 796.0648 | 0.02313 | 796.7574 | 0.01513 | 531.2051 | 0.35512
| 529.9108 | 0.00073368 | 602.6838 | 0.00074916 | 529.9108 | 0.00177 | 602.6838 | -0.00020337 | 531.3227 | 0 | 602.6838 | 4.2292e-06 | 531.3227 | 6.0822e-06 | 597.47 | -0.00028669 | 529.9108 | 0.45529 | 597.47 | -0.00064841 | 597.47 | 0.98338 | 531.3227 | 9.3803e-06 | 531.3227 | 1.1761e-05 | 529.9108 | 0 | 602.6838 | 0.0015409 | 796.9232 | 0.32812 | 602.6838 | 0.00010531 | 796.2307 | 0.02719 | 796.9232 | 0.01458 | 531.3227 | 0.35565
| 530.0258 | 0 | 602.9133 | 0.00081241 | 530.0258 | 0 | 602.9133 | 0.0006635 | 531.4403 | 1.4682e-05 | 602.9133 | 0.00071985 | 531.4403 | 5.8357e-06 | 597.7 | 0.0009275 | 530.0258 | 0.45872 | 597.7 | -2.6905e-06 | 597.7 | 0.98959 | 531.4403 | 9.6848e-06 | 531.4403 | 1.3364e-05 | 530.0258 | 0 | 602.9133 | 0.00072098 | 797.089 | 0.32736 | 602.9133 | 1.2435e-05 | 796.3967 | 0.02795 | 797.089 | 0.01506 | 531.4403 | 0.35627
| 530.1409 | 5.091e-05 | 603.1428 | 0.00083693 | 530.1409 | 0 | 603.1428 | -0.00018949 | 531.558 | 1.4682e-05 | 603.1428 | 2.9025e-05 | 531.558 | 6.519e-06 | 597.93 | -0.00025296 | 530.1409 | 0.45348 | 597.93 | 0.0012242 | 597.93 | 0.9905 | 531.558 | 1.0633e-05 | 531.558 | 9.9487e-06 | 530.1409 | 0 | 603.1428 | -0.00041095 | 797.2549 | 0.31938 | 603.1428 | -0.00032025 | 796.5626 | 0.02275 | 797.2549 | 0.01445 | 531.558 | 0.35639
| 530.2559 | 0 | 603.3724 | 0.00087728 | 530.2559 | 0 | 603.3724 | 0.00018212 | 531.6756 | 0 | 603.3724 | 0.00069605 | 531.6756 | 6.7766e-06 | 598.16 | 0.0016695 | 530.2559 | 0.45452 | 598.16 | -0.00016412 | 598.16 | 0.97652 | 531.6756 | 1.0388e-05 | 531.6756 | 9.0921e-06 | 530.2559 | 0 | 603.3724 | 6.9339e-05 | 797.4207 | 0.30572 | 603.3724 | -0.00019102 | 796.7286 | 0.03011 | 797.4207 | 0.01497 | 531.6756 | 0.35367
| 530.371 | 0.00104 | 603.6019 | 0.0008922 | 530.371 | 0.00168 | 603.6019 | -4.3168e-05 | 531.7932 | 1.4682e-05 | 603.6019 | 5.4027e-05 | 531.7932 | 6.911e-06 | 598.39 | -0.0009275 | 530.371 | 0.45512 | 598.39 | -0.0037156 | 598.39 | 0.97896 | 531.7932 | 9.6028e-06 | 531.7932 | 7.9172e-06 | 530.371 | 0 | 603.6019 | -6.1268e-06 | 797.5865 | 0.30582 | 603.6019 | -0.00067768 | 796.8945 | 0.02629 | 797.5865 | 0.01439 | 531.7932 | 0.35203
| 530.486 | 0 | 603.8315 | 0.00092421 | 530.486 | 0 | 603.8315 | 0.00044869 | 531.9108 | 1.4682e-05 | 603.8315 | 0.00066328 | 531.9108 | 6.8774e-06 | 598.62 | 0.0013997 | 530.486 | 0.45375 | 598.62 | 0.00022331 | 598.62 | 0.95763 | 531.9108 | 9.5092e-06 | 531.9108 | 8.3454e-06 | 530.486 | 0 | 603.8315 | 0.0017629 | 797.7524 | 0.29781 | 603.8315 | 0.00052156 | 797.0604 | 0.02977 | 797.7524 | 0.01498 | 531.9108 | 0.3494
| 530.6011 | 0.00098522 | 604.061 | 0.00080761 | 530.6011 | 0.0007803 | 604.061 | -0.00019263 | 532.0285 | 0 | 604.061 | 9.9541e-05 | 532.0285 | 7.5831e-06 | 598.85 | 0.0005565 | 530.6011 | 0.45529 | 598.85 | 0.00041703 | 598.85 | 0.94001 | 532.0285 | 1.0938e-05 | 532.0285 | 8.2356e-06 | 530.6011 | 0 | 604.061 | -0.00012702 | 797.9182 | 0.29075 | 604.061 | -0.00050412 | 797.2264 | 0.02459 | 797.9182 | 0.0144 | 532.0285 | 0.34955
| 530.7162 | 0 | 604.2906 | 0.00088649 | 530.7162 | 0 | 604.2906 | 0.00020493 | 532.1461 | 3.2289e-05 | 604.2906 | 0.00069062 | 532.1461 | 7.3815e-06 | 599.08 | 0.0015346 | 530.7162 | 0.46068 | 599.08 | -0.00077756 | 599.08 | 0.92545 | 532.1461 | 1.1512e-05 | 532.1461 | 6.9509e-06 | 530.7162 | 0 | 604.2906 | 0.0005768 | 798.0841 | 0.29185 | 604.2906 | 0.00038553 | 797.3923 | 0.02569 | 798.0841 | 0.01499 | 532.1461 | 0.349
| 530.8312 | 0.00085945 | 604.5202 | 0.00076197 | 530.8312 | 0.00165 | 604.5202 | -0.00018981 | 532.2638 | 0 | 604.5202 | -7.5728e-05 | 532.2638 | 7.0903e-06 | 599.31 | -0.0015008 | 530.8312 | 0.45379 | 599.31 | -0.0006807 | 599.31 | 0.92314 | 532.2638 | 1.0879e-05 | 532.2638 | 4.4912e-06 | 530.8312 | 0 | 604.5202 | -0.00035138 | 798.25 | 0.27908 | 604.5202 | -0.00093446 | 797.5583 | 0.02345 | 798.25 | 0.01431 | 532.2638 | 0.35064
| 530.9463 | 0 | 604.7498 | 0.00083614 | 530.9463 | 6.9519e-05 | 604.7498 | 0.00036471 | 532.3814 | 1.4682e-05 | 604.7498 | 0.00073792 | 532.3814 | 5.9926e-06 | 599.54 | -0.00045532 | 530.9463 | 0.45071 | 599.54 | -0.001165 | 599.54 | 0.8958 | 532.3814 | 1.02e-05 | 532.3814 | 3.426e-06 | 530.9463 | 0.0004661 | 604.7498 | 1.8142e-05 | 798.4158 | 0.27814 | 604.7498 | -0.00017016 | 797.7243 | 0.02533 | 798.4158 | 0.01487 | 532.3814 | 0.35068
| 531.0614 | 0.00091335 | 604.9794 | 0.0007365 | 531.0614 | 0.00127 | 604.9794 | -9.9201e-05 | 532.4991 | 3.2289e-05 | 604.9794 | 2.7154e-05 | 532.4991 | 5.9926e-06 | 599.77 | -0.0010624 | 531.0614 | 0.452 | 599.77 | -0.00084214 | 599.77 | 0.88134 | 532.4991 | 9.3452e-06 | 532.4991 | 7.4889e-06 | 531.0614 | 0 | 604.9794 | 0.00043206 | 798.5817 | 0.26527 | 604.9794 | -0.0006153 | 797.8902 | 0.02705 | 798.5817 | 0.01416 | 532.4991 | 0.35103
| 531.1765 | 0 | 605.2091 | 0.0010042 | 531.1765 | 0 | 605.2091 | 0.00045737 | 532.6167 | 0 | 605.2091 | 0.00073198 | 532.6167 | 5.7909e-06 | 600 | -5.0592e-05 | 531.1765 | 0.44004 | 600 | 0.00022331 | 600 | 0.86394 | 532.6167 | 1.0095e-05 | 532.6167 | 8.016e-06 | 531.1765 | 0.00050364 | 605.2091 | 0.0015348 | 798.7476 | 0.2626 | 605.2091 | 0.0012734 | 798.0562 | 0.03995 | 798.7476 | 0.01478 | 532.6167 | 0.34845
| 531.2916 | 0 | 605.4387 | 0.00072057 | 531.2916 | 0.00128 | 605.4387 | -0.00022796 | 532.7344 | 0 | 605.4387 | -1.8893e-05 | 532.7344 | 7.3031e-06 | 600.23 | -0.0014672 | 531.2916 | 0.44732 | 600.23 | 0.00093361 | 600.23 | 0.84463 | 532.7344 | 9.0173e-06 | 532.7344 | 6.6324e-06 | 531.2916 | 0 | 605.4387 | -0.00045429 | 798.9135 | 0.25813 | 605.4387 | 8.8572e-06 | 798.2222 | 0.02975 | 798.9135 | 0.01409 | 532.7344 | 0.34664
| 531.4067 | 0 | 605.6683 | 0.00085575 | 531.4067 | 0 | 605.6683 | 0.000609 | 532.852 | 0 | 605.6683 | 0.0006774 | 532.852 | 7.9864e-06 | 600.46 | 0.0024789 | 531.4067 | 0.43998 | 600.46 | 0.0021605 | 600.46 | 0.82045 | 532.852 | 9.2164e-06 | 532.852 | 2.4597e-06 | 531.4067 | 0 | 605.6683 | 0.00023617 | 799.0793 | 0.2543 | 605.6683 | 0.00058787 | 798.3882 | 0.03859 | 799.0793 | 0.01477 | 532.852 | 0.34386
| 531.5217 | 0.00169 | 605.898 | 0.00071851 | 531.5217 | 0.0006936 | 605.898 | -0.00018439 | 532.9697 | 4.9907e-05 | 605.898 | 2.2203e-05 | 532.9697 | 8.188e-06 | 600.69 | -0.00021923 | 531.5217 | 0.44008 | 600.69 | -0.0006807 | 600.69 | 0.79999 | 532.9697 | 9.029e-06 | 532.9697 | 4.2825e-06 | 531.5217 | 0 | 605.898 | 0.0008954 | 799.2452 | 0.24743 | 605.898 | -0.001428 | 798.5542 | 0.03313 | 799.2452 | 0.01407 | 532.9697 | 0.34367
| 531.6368 | 0 | 606.1277 | 0.00086707 | 531.6368 | 0 | 606.1277 | 0.00039854 | 533.0874 | 0 | 606.1277 | 0.00066714 | 533.0874 | 7.3255e-06 | 600.92 | 0.0025465 | 531.6368 | 0.43629 | 600.92 | 6.1882e-05 | 600.92 | 0.77507 | 533.0874 | 9.6731e-06 | 533.0874 | 7.0607e-06 | 531.6368 | 0.00074763 | 606.1277 | 0.00078583 | 799.4111 | 0.24277 | 606.1277 | 0.00087113 | 798.7201 | 0.03443 | 799.4111 | 0.01476 | 533.0874 | 0.34247
| 531.752 | 0 | 606.3574 | 0.0006847 | 531.752 | 0.00088435 | 606.3574 | -0.00032191 | 533.2051 | 0 | 606.3574 | 2.1608e-05 | 533.2051 | 7.9079e-06 | 601.15 | 0.00032042 | 531.752 | 0.42816 | 601.15 | -0.0017139 | 601.15 | 0.751 | 533.2051 | 9.6731e-06 | 533.2051 | 8.5541e-06 | 531.752 | 0 | 606.3574 | 5.477e-05 | 799.577 | 0.2342 | 606.3574 | -0.00051095 | 798.8861 | 0.03415 | 799.577 | 0.01402 | 533.2051 | 0.34375
| 531.8671 | 0 | 606.5871 | 0.00070701 | 531.8671 | 0 | 606.5871 | 0.00043519 | 533.3227 | 0 | 606.5871 | 0.00061767 | 533.3227 | 6.8886e-06 | 601.38 | 0.00096123 | 531.8671 | 0.42397 | 601.38 | -0.0020367 | 601.38 | 0.72704 | 533.3227 | 9.2164e-06 | 533.3227 | 8.1258e-06 | 531.8671 | 0 | 606.5871 | -0.0001131 | 799.7429 | 0.22835 | 606.5871 | 0.00109 | 799.0521 | 0.04625 | 799.7429 | 0.01472 | 533.3227 | 0.34346
| 531.9822 | 0.00033839 | 606.8168 | 0.00074913 | 531.9822 | 0.00013872 | 606.8168 | -0.00029947 | 533.4404 | 0 | 606.8168 | -5.5353e-05 | 533.4404 | 6.9558e-06 | 601.61 | -0.00086005 | 531.9822 | 0.42526 | 601.61 | -0.00019641 | 601.61 | 0.70404 | 533.4404 | 9.5209e-06 | 533.4404 | 5.9846e-06 | 531.9822 | 0 | 606.8168 | 0.00046492 | 799.9088 | 0.22358 | 606.8168 | 2.7769e-06 | 799.2181 | 0.04711 | 799.9088 | 0.01399 | 533.4404 | 0.34454
| 532.0973 | 0 | 607.0465 | 0.0006755 | 532.0973 | 0 | 607.0465 | 0.00063305 | 533.5581 | 1.4682e-05 | 607.0465 | 0.0006298 | 533.5581 | 6.8102e-06 | 601.84 | 0.0016358 | 532.0973 | 0.4192 | 601.84 | 0.00028789 | 601.84 | 0.66746 | 533.5581 | 9.3452e-06 | 533.5581 | 5.5563e-06 | 532.0973 | 0 | 607.0465 | 0.00010772 | 800.0747 | 0.21949 | 607.0465 | -0.00042933 | 799.3841 | 0.05385 | 800.0747 | 0.01479 | 533.5581 | 0.34333
| 532.2124 | 0.00062587 | 607.2762 | 0.00060702 | 532.2124 | 0.00184 | 607.2762 | -0.00020383 | 533.6758 | 0 | 607.2762 | -2.6525e-05 | 533.6758 | 7.7399e-06 | 602.07 | 0.0018044 | 532.2124 | 0.42177 | 602.07 | 0.00093361 | 602.07 | 0.64656 | 533.6758 | 9.7551e-06 | 533.6758 | 7.0607e-06 | 532.2124 | 0.00037488 | 607.2762 | -0.0002887 | 800.2406 | 0.21576 | 607.2762 | -0.00096059 | 799.5501 | 0.05361 | 800.2406 | 0.01409 | 533.6758 | 0.3433
| 532.3276 | 0 | 607.5059 | 0.00077186 | 532.3276 | 0 | 607.5059 | 0.0005022 | 533.7935 | 1.4682e-05 | 607.5059 | 0.00059433 | 533.7935 | 8.7032e-06 | 602.3 | -0.00072515 | 532.3276 | 0.42073 | 602.3 | 0.00038475 | 602.3 | 0.62338 | 533.7935 | 9.8956e-06 | 533.7935 | 7.0607e-06 | 532.3276 | 0 | 607.5059 | 0.00097635 | 800.4065 | 0.21128 | 607.5059 | 0.00021661 | 799.7162 | 0.05061 | 800.4065 | 0.01486 | 533.7935 | 0.34201
| 532.4427 | 0.00084148 | 607.7357 | 0.00063098 | 532.4427 | 0.0007803 | 607.7357 | 7.346e-05 | 533.9112 | 0 | 607.7357 | -4.5528e-05 | 533.9112 | 7.6391e-06 | 602.53 | 0.00079259 | 532.4427 | 0.41814 | 602.53 | -0.0012296 | 602.53 | 0.60465 | 533.9112 | 1.1184e-05 | 533.9112 | 8.6639e-06 | 532.4427 | 0 | 607.7357 | -0.00020734 | 800.5724 | 0.20855 | 607.7357 | -0.00090241 | 799.8822 | 0.05051 | 800.5724 | 0.01413 | 533.9112 | 0.34069
| 532.5578 | 0 | 607.9654 | 0.0010997 | 532.5578 | 0 | 607.9654 | 0.00029325 | 534.0289 | 0 | 607.9654 | 0.00076834 | 534.0289 | 7.4263e-06 | 602.76 | 0.00069142 | 532.5578 | 0.42286 | 602.76 | 0.00061074 | 602.76 | 0.57536 | 534.0289 | 1.1254e-05 | 534.0289 | 8.1258e-06 | 532.5578 | 1.5646e-05 | 607.9654 | 0.0012314 | 800.7383 | 0.20673 | 607.9654 | -0.00086434 | 800.0482 | 0.05217 | 800.7383 | 0.01494 | 534.0289 | 0.33844
| 532.673 | 0 | 608.1952 | 0.00070676 | 532.673 | 0.00081498 | 608.1952 | 0.00015421 | 534.1466 | 0 | 608.1952 | -3.9702e-05 | 534.1466 | 7.3591e-06 | 602.99 | 0.00059023 | 532.673 | 0.41854 | 602.99 | -0.0030053 | 602.99 | 0.56287 | 534.1466 | 1.0715e-05 | 534.1466 | 1.1332e-05 | 532.673 | 0 | 608.1952 | 0.00043382 | 800.9043 | 0.19671 | 608.1952 | -0.00045532 | 800.2142 | 0.04921 | 800.9043 | 0.01432 | 534.1466 | 0.3378
| 532.7881 | 0 | 608.425 | 0.00076344 | 532.7881 | 0 | 608.425 | 0.00065544 | 534.2642 | 0 | 608.425 | 0.00070025 | 534.2642 | 7.5159e-06 | 603.22 | -0.001602 | 532.7881 | 0.41937 | 603.22 | -0.0024242 | 603.22 | 0.52961 | 534.2642 | 9.2632e-06 | 534.2642 | 8.9823e-06 | 532.7881 | 5.3176e-05 | 608.425 | -8.2649e-05 | 801.0702 | 0.1921 | 608.425 | -0.00037605 | 800.3803 | 0.05589 | 801.0702 | 0.01512 | 534.2642 | 0.33707
| 532.9033 | 0.0007157 | 608.6548 | 0.00081291 | 532.9033 | 0.00067626 | 608.6548 | -0.00014875 | 534.3819 | 1.4682e-05 | 608.6548 | -2.8857e-05 | 534.3819 | 8.4232e-06 | 603.45 | -0.00035414 | 532.9033 | 0.41698 | 603.45 | -0.00013183 | 603.45 | 0.50829 | 534.3819 | 9.8371e-06 | 534.3819 | 8.7737e-06 | 532.9033 | 0 | 608.6548 | -0.00074948 | 801.2361 | 0.18998 | 608.6548 | -0.00061027 | 800.5463 | 0.05033 | 801.2361 | 0.01443 | 534.3819 | 0.33687
| 533.0184 | 0 | 608.8846 | 0.00086353 | 533.0184 | 0 | 608.8846 | 0.00053828 | 534.4997 | 1.4682e-05 | 608.8846 | 0.00064673 | 534.4997 | 7.6615e-06 | 603.68 | 0.0010287 | 533.0184 | 0.41511 | 603.68 | -0.00084214 | 603.68 | 0.48696 | 534.4997 | 1.0633e-05 | 534.4997 | 6.5226e-06 | 533.0184 | 0 | 608.8846 | 0.00013152 | 801.4021 | 0.18752 | 608.8846 | 0.00073635 | 800.7123 | 0.05523 | 801.4021 | 0.01526 | 534.4997 | 0.33577
| 533.1336 | 0 | 609.1144 | 0.00069224 | 533.1336 | 0.00111 | 609.1144 | -4.006e-05 | 534.6174 | 1.4682e-05 | 609.1144 | -6.6993e-05 | 534.6174 | 8.6024e-06 | 603.91 | -0.00065769 | 533.1336 | 0.41649 | 603.91 | -0.00013183 | 603.91 | 0.4687 | 534.6174 | 1.0844e-05 | 534.6174 | 7.6976e-06 | 533.1336 | 0 | 609.1144 | 8.5224e-05 | 801.568 | 0.18196 | 609.1144 | 0.00053531 | 800.8784 | 0.05649 | 801.568 | 0.01459 | 534.6174 | 0.33546
| 533.2487 | 0 | 609.3442 | 0.00076034 | 533.2487 | 0.00046927 | 609.3442 | 0.00071388 | 534.7351 | 0 | 609.3442 | 0.00067292 | 534.7351 | 7.5159e-06 | 604.14 | 0.0021754 | 533.2487 | 0.40075 | 604.14 | 0.00051389 | 604.14 | 0.43586 | 534.7351 | 9.9542e-06 | 534.7351 | 7.6976e-06 | 533.2487 | 0.00029718 | 609.3442 | 0.00024508 | 801.7339 | 0.18316 | 609.3442 | -0.00024619 | 801.0444 | 0.06087 | 801.7339 | 0.01551 | 534.7351 | 0.33376
| 533.3639 | 8.684e-05 | 609.5741 | 0.00062501 | 533.3639 | 0 | 609.5741 | -0.0003825 | 534.8528 | 1.4682e-05 | 609.5741 | -0.00021083 | 534.8528 | 8.1432e-06 | 604.36 | -0.00052277 | 533.3639 | 0.40591 | 604.36 | -0.00071299 | 604.36 | 0.41295 | 534.8528 | 9.193e-06 | 534.8528 | 7.0607e-06 | 533.3639 | 0 | 609.5741 | -0.00059703 | 801.8999 | 0.17598 | 609.5741 | -0.00063788 | 801.2105 | 0.06035 | 801.8999 | 0.0148 | 534.8528 | 0.33291
| 533.4791 | 0 | 609.8039 | 0.00083575 | 533.4791 | 0 | 609.8039 | 0.0005737 | 534.9705 | 3.2289e-05 | 609.8039 | 0.00067576 | 534.9705 | 8.0536e-06 | 604.59 | 0.0009275 | 533.4791 | 0.39561 | 604.59 | 0.00028789 | 604.59 | 0.39678 | 534.9705 | 8.947e-06 | 534.9705 | 1.198e-05 | 533.4791 | 0 | 609.8039 | 5.077e-05 | 802.0658 | 0.16911 | 609.8039 | 0.00080069 | 801.3765 | 0.06331 | 802.0658 | 0.01578 | 534.9705 | 0.33074
| 533.5943 | 0.00152 | 610.0338 | 0.00071449 | 533.5943 | 0.0014 | 610.0338 | -0.00071579 | 535.0883 | 0 | 610.0338 | -1.2358e-05 | 535.0883 | 8.3448e-06 | 604.82 | -0.00069142 | 533.5943 | 0.38873 | 604.82 | 0.00028789 | 604.82 | 0.38125 | 535.0883 | 9.5209e-06 | 535.0883 | 1.0805e-05 | 533.5943 | 0 | 610.0338 | -1.0665e-05 | 802.2318 | 0.16566 | 610.0338 | -0.00037827 | 801.5426 | 0.06799 | 802.2318 | 0.01521 | 535.0883 | 0.33058
| 533.7095 | 0 | 610.2637 | 0.00076918 | 533.7095 | 0 | 610.2637 | 8.2618e-05 | 535.206 | 0 | 610.2637 | 0.00060977 | 535.206 | 7.3479e-06 | 605.05 | 0.0010287 | 533.7095 | 0.38105 | 605.05 | 0.00019102 | 605.05 | 0.35319 | 535.206 | 9.6028e-06 | 535.206 | 1.2298e-05 | 533.7095 | 0.00069133 | 610.2637 | 0.000196 | 802.3977 | 0.16232 | 610.2637 | 0.0006029 | 801.7087 | 0.07123 | 802.3977 | 0.0161 | 535.206 | 0.32937
| 533.8247 | 0.000554 | 610.4936 | 0.00059734 | 533.8247 | 0.00114 | 610.4936 | -0.00030893 | 535.3237 | 0 | 610.4936 | -5.9681e-05 | 535.3237 | 6.1046e-06 | 605.28 | 0.00021923 | 533.8247 | 0.38294 | 605.28 | -0.00087442 | 605.28 | 0.34294 | 535.3237 | 1.0516e-05 | 535.3237 | 6.314e-06 | 533.8247 | 0 | 610.4936 | 0.00069517 | 802.5637 | 0.1594 | 610.4936 | 9.8089e-05 | 801.8747 | 0.07085 | 802.5637 | 0.01554 | 535.3237 | 0.32964
| 533.9398 | 0 | 610.7235 | 0.00076136 | 533.9398 | 0 | 610.7235 | 0.00061493 | 535.4415 | 1.4682e-05 | 610.7235 | 0.00067976 | 535.4415 | 5.6901e-06 | 605.51 | 0.001231 | 533.9398 | 0.38178 | 605.51 | -0.00097128 | 605.51 | 0.32127 | 535.4415 | 1.02e-05 | 535.4415 | 6.6324e-06 | 533.9398 | 0 | 610.7235 | 0.0011453 | 802.7297 | 0.15285 | 610.7235 | -0.00035299 | 802.0408 | 0.07253 | 802.7297 | 0.01627 | 535.4415 | 0.3283
| 534.055 | 3.2945e-05 | 610.9534 | 0.00039794 | 534.055 | 0.00101 | 610.9534 | -0.00043342 | 535.5592 | 0 | 610.9534 | -0.00010925 | 535.5592 | 6.071e-06 | 605.74 | -0.0020068 | 534.055 | 0.37253 | 605.74 | -0.0014878 | 605.74 | 0.30179 | 535.5592 | 9.9307e-06 | 535.5592 | 5.2379e-06 | 534.055 | 0 | 610.9534 | 0.00072118 | 802.8956 | 0.15221 | 610.9534 | 0.00024376 | 802.2069 | 0.07417 | 802.8956 | 0.01572 | 535.5592 | 0.32714
| 534.1702 | 0 | 611.1833 | 0.00086422 | 534.1702 | 0 | 611.1833 | 0.00079935 | 535.6769 | 1.4682e-05 | 611.1833 | 0.00067621 | 535.6769 | 7.6951e-06 | 605.97 | 0.0022092 | 534.1702 | 0.36994 | 605.97 | 0.00077218 | 605.97 | 0.28336 | 535.6769 | 8.9705e-06 | 535.6769 | 7.5878e-06 | 534.1702 | 0.00091656 | 611.1833 | -0.00053911 | 803.0616 | 0.15162 | 611.1833 | 0.00077421 | 802.3729 | 0.07529 | 803.0616 | 0.01636 | 535.6769 | 0.32535
| 534.2854 | 0.0005001 | 611.4132 | 0.00072364 | 534.2854 | 0.00020808 | 611.4132 | -0.0002788 | 535.7947 | 3.2289e-05 | 611.4132 | -7.436e-05 | 535.7947 | 9.1737e-06 | 606.2 | -0.00096123 | 534.2854 | 0.3614 | 606.2 | 0.00077218 | 606.2 | 0.27809 | 535.7947 | 9.4857e-06 | 535.7947 | 1.0377e-05 | 534.2854 | 0 | 611.4132 | -0.00042926 | 803.2276 | 0.14716 | 611.4132 | -0.00017234 | 802.539 | 0.07481 | 803.2276 | 0.01587 | 535.7947 | 0.32318
| 534.4007 | 0 | 611.6432 | 0.00064795 | 534.4007 | 0 | 611.6432 | 0.00023255 | 535.9124 | 1.4682e-05 | 611.6432 | 0.00067944 | 535.9124 | 1.0092e-05 | 606.43 | 0.00042159 | 534.4007 | 0.35515 | 606.43 | -0.0013587 | 606.43 | 0.25258 | 535.9124 | 9.9307e-06 | 535.9124 | 1.187e-05 | 534.4007 | 0 | 611.6432 | 0.0005259 | 803.3936 | 0.14617 | 611.6432 | 0.0011993 | 802.7051 | 0.08069 | 803.3936 | 0.01641 | 535.9124 | 0.32134
| 534.5159 | 0.00021262 | 611.8731 | 0.00069229 | 534.5159 | 0.00175 | 611.8731 | -0.00043066 | 536.0302 | 0 | 611.8731 | -0.00014943 | 536.0302 | 9.7561e-06 | 606.66 | -0.0025127 | 534.5159 | 0.35036 | 606.66 | -0.0019076 | 606.66 | 0.24025 | 536.0302 | 1.0551e-05 | 536.0302 | 1.1014e-05 | 534.5159 | 0 | 611.8731 | -0.00029515 | 803.5596 | 0.13877 | 611.8731 | 0.00072188 | 802.8712 | 0.07859 | 803.5596 | 0.01607 | 536.0302 | 0.3214
| 534.6311 | 0 | 612.1031 | 0.00072689 | 534.6311 | 0 | 612.1031 | 0.00063493 | 536.1479 | 0 | 612.1031 | 0.00064753 | 536.1479 | 9.0168e-06 | 606.89 | -8.4319e-05 | 534.6311 | 0.34277 | 606.89 | -0.0015524 | 606.89 | 0.21909 | 536.1479 | 9.193e-06 | 536.1479 | 9.9487e-06 | 534.6311 | 0.00031595 | 612.1031 | 0.00062304 | 803.7255 | 0.13785 | 612.1031 | 0.00049945 | 803.0373 | 0.08205 | 803.7255 | 0.01642 | 536.1479 | 0.3229
| 534.7463 | 0.000554 | 612.333 | 0.00061503 | 534.7463 | 0.00111 | 612.333 | -0.00030645 | 536.2657 | 0 | 612.333 | -9.2759e-05 | 536.2657 | 8.7144e-06 | 607.12 | -0.0012648 | 534.7463 | 0.34355 | 607.12 | -0.0010036 | 607.12 | 0.21042 | 536.2657 | 9.2749e-06 | 536.2657 | 9.9487e-06 | 534.7463 | 0 | 612.333 | 0.00047326 | 803.8915 | 0.13526 | 612.333 | -0.00068033 | 803.2034 | 0.08301 | 803.8915 | 0.01618 | 536.2657 | 0.32374
| 534.8615 | 0 | 612.563 | 0.00070545 | 534.8615 | 0 | 612.563 | 0.00085627 | 536.3835 | 0 | 612.563 | 0.00062761 | 536.3835 | 8.7144e-06 | 607.35 | 0.0030186 | 534.8615 | 0.33857 | 607.35 | 0.0017085 | 607.35 | 0.19309 | 536.3835 | 8.9353e-06 | 536.3835 | 1.1014e-05 | 534.8615 | 0 | 612.563 | 0.0015697 | 804.0575 | 0.13165 | 612.563 | 0.00030286 | 803.3695 | 0.08695 | 804.0575 | 0.01623 | 536.3835 | 0.32153
| 534.9768 | 0.00019465 | 612.793 | 0.0006574 | 534.9768 | 0.00114 | 612.793 | -0.00031403 | 536.5012 | 3.2289e-05 | 612.793 | -6.7411e-05 | 536.5012 | 8.6808e-06 | 607.58 | -0.00048905 | 534.9768 | 0.33586 | 607.58 | -0.0015524 | 607.58 | 0.18522 | 536.5012 | 9.8722e-06 | 536.5012 | 8.9823e-06 | 534.9768 | 0 | 612.793 | -1.4726e-05 | 804.2235 | 0.13211 | 612.793 | -0.00032616 | 803.5356 | 0.08291 | 804.2235 | 0.01628 | 536.5012 | 0.31856
| 535.092 | 0 | 613.023 | 0.00083706 | 535.092 | 0 | 613.023 | 0.00053326 | 536.619 | 0 | 613.023 | 0.0006573 | 536.619 | 8.0088e-06 | 607.81 | -0.0010287 | 535.092 | 0.33281 | 607.81 | -6.7263e-05 | 607.81 | 0.16513 | 536.619 | 1.0856e-05 | 536.619 | 7.3791e-06 | 535.092 | 5.3176e-05 | 613.023 | 0.00075336 | 804.3895 | 0.13042 | 613.023 | 0.00024276 | 803.7017 | 0.09089 | 804.3895 | 0.01626 | 536.619 | 0.31605
| 535.2073 | 0.00057197 | 613.2531 | 0.00056618 | 535.2073 | 0.00168 | 613.2531 | -0.00043574 | 536.7368 | 3.2289e-05 | 613.2531 | -1.0962e-05 | 536.7368 | 8.5016e-06 | 608.05 | -0.0015346 | 535.2073 | 0.33438 | 608.05 | -0.00026098 | 608.05 | 0.15927 | 536.7368 | 1.1805e-05 | 536.7368 | 4.9194e-06 | 535.2073 | 0 | 613.2531 | -0.00048776 | 804.5555 | 0.12699 | 613.2531 | -0.00052741 | 803.8679 | 0.08831 | 804.5555 | 0.01647 | 536.7368 | 0.31597
| 535.3225 | 0 | 613.4831 | 0.0007394 | 535.3225 | 0 | 613.4831 | 0.00064444 | 536.8545 | 3.2289e-05 | 613.4831 | 0.00066166 | 536.8545 | 8.5464e-06 | 608.28 | -0.0015684 | 535.3225 | 0.33511 | 608.28 | -0.0022951 | 608.28 | 0.13967 | 536.8545 | 1.1781e-05 | 536.8545 | 4.6998e-06 | 535.3225 | 0 | 613.4831 | -0.00035239 | 804.7216 | 0.12203 | 613.4831 | -0.00041485 | 804.034 | 0.09327 | 804.7216 | 0.01583 | 536.8545 | 0.31688
| 535.4378 | 0 | 613.7131 | 0.0004431 | 535.4378 | 0.0006936 | 613.7131 | -1.3358e-05 | 536.9723 | 3.2289e-05 | 613.7131 | -5.4576e-05 | 536.9723 | 8.2888e-06 | 608.51 | 0.00062396 | 535.4378 | 0.32987 | 608.51 | 0.0002556 | 608.51 | 0.13876 | 536.9723 | 1.102e-05 | 536.9723 | 5.0292e-06 | 535.4378 | 0 | 613.7131 | 6.2871e-05 | 804.8876 | 0.12026 | 613.7131 | 0.00012308 | 804.2001 | 0.09367 | 804.8876 | 0.01613 | 536.9723 | 0.31876
| 535.553 | 0 | 613.9432 | 0.00071882 | 535.553 | 0 | 613.9432 | 5.5388e-05 | 537.0901 | 0 | 613.9432 | 0.00056319 | 537.0901 | 8.2888e-06 | 608.74 | 0.00086005 | 535.553 | 0.31822 | 608.74 | -0.0017784 | 608.74 | 0.11591 | 537.0901 | 1.0411e-05 | 537.0901 | 5.9846e-06 | 535.553 | 0.00133 | 613.9432 | 0.00027025 | 805.0536 | 0.1201 | 613.9432 | -0.00014559 | 804.3662 | 0.09519 | 805.0536 | 0.01555 | 537.0901 | 0.31838
| 535.6683 | 1.4969e-05 | 614.1732 | 0.00070356 | 535.6683 | 0.00123 | 614.1732 | -0.00019784 | 537.2079 | 1.4682e-05 | 614.1732 | -2.765e-05 | 537.2079 | 7.7511e-06 | 608.97 | 0.00028669 | 535.6683 | 0.32078 | 608.97 | 0.00073989 | 608.97 | 0.1124 | 537.2079 | 1.0177e-05 | 537.2079 | 5.2379e-06 | 535.6683 | 0 | 614.1732 | 0.0001937 | 805.2196 | 0.11285 | 614.1732 | -0.00083084 | 804.5324 | 0.09581 | 805.2196 | 0.01621 | 537.2079 | 0.31768
| 535.7836 | 0 | 614.4033 | 0.0006972 | 535.7836 | 0 | 614.4033 | 0.00064201 | 537.3257 | 0 | 614.4033 | 0.00056228 | 537.3257 | 8.2888e-06 | 609.2 | -0.00035414 | 535.7836 | 0.32233 | 609.2 | -0.0029085 | 609.2 | 0.094645 | 537.3257 | 1.02e-05 | 537.3257 | 4.6998e-06 | 535.7836 | 0 | 614.4033 | 0.00073386 | 805.3856 | 0.11249 | 614.4033 | 0.0001931 | 804.6985 | 0.10115 | 805.3856 | 0.0153 | 537.3257 | 0.31478
| 535.8988 | 0 | 614.6334 | 0.00060678 | 535.8988 | 0.00137 | 614.6334 | -0.00036833 | 537.4434 | 0 | 614.6334 | -1.2182e-05 | 537.4434 | 7.8295e-06 | 609.43 | -0.0015008 | 535.8988 | 0.31644 | 609.43 | 2.9596e-05 | 609.43 | 0.086713 | 537.4434 | 1.0598e-05 | 537.4434 | 3.9531e-06 | 535.8988 | 0 | 614.6334 | 0.00027 | 805.5517 | 0.10823 | 614.6334 | -0.000348 | 804.8647 | 0.09989 | 805.5517 | 0.01578 | 537.4434 | 0.31338
| 536.0141 | 0 | 614.8635 | 0.00078005 | 536.0141 | 0 | 614.8635 | 0.00028347 | 537.5612 | 1.4682e-05 | 614.8635 | 0.0006979 | 537.5612 | 7.1687e-06 | 609.66 | 0.00048905 | 536.0141 | 0.31745 | 609.66 | 0.0013533 | 609.66 | 0.07735 | 537.5612 | 1.0223e-05 | 537.5612 | 5.4575e-06 | 536.0141 | 0 | 614.8635 | 0.00056323 | 805.7177 | 0.1086 | 614.8635 | 0.00019589 | 805.0308 | 0.10203 | 805.7177 | 0.01501 | 537.5612 | 0.31089
| 536.1294 | 0.00051807 | 615.0936 | 0.00068678 | 536.1294 | 0.00153 | 615.0936 | -0.00033993 | 537.679 | 1.4682e-05 | 615.0936 | -8.6962e-05 | 537.679 | 7.4039e-06 | 609.89 | -0.0013322 | 536.1294 | 0.31145 | 609.89 | 0.0018699 | 609.89 | 0.074522 | 537.679 | 9.6731e-06 | 537.679 | 6.4128e-06 | 536.1294 | 0 | 615.0936 | 0.00021656 | 805.8837 | 0.10783 | 615.0936 | 0.00026111 | 805.197 | 0.10163 | 805.8837 | 0.01569 | 537.679 | 0.30982
| 536.2447 | 0 | 615.3237 | 0.00066845 | 536.2447 | 0 | 615.3237 | 0.00050998 | 537.7968 | 3.2289e-05 | 615.3237 | 0.00066579 | 537.7968 | 7.2247e-06 | 610.12 | 0.00062396 | 536.2447 | 0.31515 | 610.12 | -0.0019399 | 610.12 | 0.054561 | 537.7968 | 9.2749e-06 | 537.7968 | 6.8411e-06 | 536.2447 | 3.4411e-05 | 615.3237 | 0.00057006 | 806.0498 | 0.10628 | 615.3237 | 0.00049156 | 805.3631 | 0.10763 | 806.0498 | 0.01478 | 537.7968 | 0.30865
| 536.36 | 0.00039229 | 615.5539 | 0.00063564 | 536.36 | 0.00083232 | 615.5539 | -0.00056388 | 537.9147 | 0 | 615.5539 | -0.00011243 | 537.9147 | 8.188e-06 | 610.35 | -0.00052277 | 536.36 | 0.31755 | 610.35 | 0.00054618 | 610.35 | 0.05222 | 537.9147 | 8.9353e-06 | 537.9147 | 8.5541e-06 | 536.36 | 0 | 615.5539 | 9.8252e-05 | 806.2158 | 0.10186 | 615.5539 | -0.00082706 | 805.5293 | 0.10645 | 806.2158 | 0.01521 | 537.9147 | 0.30914
| 536.4753 | 1.7997e-05 | 615.784 | 0.00079557 | 536.4753 | 0 | 615.784 | 0.00058533 | 538.0325 | 3.2289e-05 | 615.784 | 0.00060666 | 538.0325 | 7.6391e-06 | 610.58 | -0.00065769 | 536.4753 | 0.31143 | 610.58 | -0.0014878 | 610.58 | 0.045166 | 538.0325 | 8.9939e-06 | 538.0325 | 9.191e-06 | 536.4753 | 0 | 615.784 | 0.0001835 | 806.3819 | 0.10099 | 615.784 | -0.00052973 | 805.6954 | 0.11133 | 806.3819 | 0.01428 | 538.0325 | 0.30972
| 536.5906 | 0.00024855 | 616.0142 | 0.00063965 | 536.5906 | 0.00083232 | 616.0142 | -0.00014426 | 538.1503 | 1.4682e-05 | 616.0142 | -5.1066e-05 | 538.1503 | 6.5974e-06 | 610.81 | -0.0012985 | 536.5906 | 0.31128 | 610.81 | -0.00071299 | 610.81 | 0.039998 | 538.1503 | 9.2632e-06 | 538.1503 | 9.9487e-06 | 536.5906 | 0 | 616.0142 | -1.8194e-05 | 806.5479 | 0.09782 | 616.0142 | -0.0004293 | 805.8616 | 0.10515 | 806.5479 | 0.01482 | 538.1503 | 0.31088
| 536.7059 | 0 | 616.2443 | 0.00079147 | 536.7059 | 0 | 616.2443 | 0.00013788 | 538.2681 | 1.4682e-05 | 616.2443 | 0.00064114 | 538.2681 | 6.7094e-06 | 611.04 | 0.00069142 | 536.7059 | 0.31211 | 611.04 | 0.0026125 | 611.04 | 0.031415 | 538.2681 | 1.0095e-05 | 538.2681 | 8.4443e-06 | 536.7059 | 0 | 616.2443 | 3.4367e-05 | 806.714 | 0.09589 | 616.2443 | 0.0011642 | 806.0278 | 0.11267 | 806.714 | 0.01398 | 538.2681 | 0.31113
| 536.8212 | 5.091e-05 | 616.4745 | 0.0006854 | 536.8212 | 0.00113 | 616.4745 | -0.00017107 | 538.3859 | 1.4682e-05 | 616.4745 | -0.00011507 | 538.3859 | 7.5047e-06 | 611.27 | -0.00075887 | 536.8212 | 0.30659 | 611.27 | -0.0015847 | 611.27 | 0.027384 | 538.3859 | 1.1149e-05 | 538.3859 | 7.6976e-06 | 536.8212 | 0 | 616.4745 | 2.1313e-05 | 806.88 | 0.09404 | 616.4745 | -0.00049449 | 806.194 | 0.10995 | 806.88 | 0.01446 | 538.3859 | 0.31122
| 536.9365 | 0 | 616.7047 | 0.000607 | 536.9365 | 0 | 616.7047 | 0.00065957 | 538.5037 | 0 | 616.7047 | 0.00069657 | 538.5037 | 8.3672e-06 | 611.5 | -0.00075887 | 536.9365 | 0.30558 | 611.5 | 0.00041703 | 611.5 | 0.024263 | 538.5037 | 1.1008e-05 | 538.5037 | 9.0921e-06 | 536.9365 | 5.3176e-05 | 616.7047 | 0.00047805 | 807.0461 | 0.09261 | 616.7047 | 0.00093033 | 806.3601 | 0.11545 | 807.0461 | 0.01377 | 538.5037 | 0.30921
| 537.0518 | 0.00035636 | 616.9349 | 0.00073723 | 537.0518 | 0.00064159 | 616.9349 | -0.00059406 | 538.6215 | 0 | 616.9349 | -8.5244e-05 | 538.6215 | 8.7928e-06 | 611.73 | -0.0010287 | 537.0518 | 0.30009 | 611.73 | 0.00080447 | 611.73 | 0.019158 | 538.6215 | 1.1313e-05 | 538.6215 | 9.729e-06 | 537.0518 | 0 | 616.9349 | 0.00026943 | 807.2122 | 0.08913 | 616.9349 | -0.00045784 | 806.5263 | 0.11509 | 807.2122 | 0.01428 | 538.6215 | 0.30681
| 537.1671 | 0 | 617.1651 | 0.00077742 | 537.1671 | 0 | 617.1651 | 0.00016485 | 538.7394 | 0 | 617.1651 | 0.00067722 | 538.7394 | 8.244e-06 | 611.96 | 0.00075887 | 537.1671 | 0.30456 | 611.96 | -0.0023273 | 611.96 | 0.011617 | 538.7394 | 1.0083e-05 | 538.7394 | 1.0267e-05 | 537.1671 | 0.00050364 | 617.1651 | 0.00089311 | 807.3783 | 0.08654 | 617.1651 | 0.00071188 | 806.6925 | 0.11819 | 807.3783 | 0.01379 | 538.7394 | 0.30437
| 537.2825 | 5.091e-05 | 617.3953 | 0.00063688 | 537.2825 | 0.00079764 | 617.3953 | -0.00030464 | 538.8572 | 1.4682e-05 | 617.3953 | -0.00013293 | 538.8572 | 8.7592e-06 | 612.19 | -0.00062396 | 537.2825 | 0.30336 | 612.19 | -0.0028761 | 612.19 | 0.013957 | 538.8572 | 1.0305e-05 | 538.8572 | 9.191e-06 | 537.2825 | 0 | 617.3953 | -0.00075561 | 807.5443 | 0.08711 | 617.3953 | -0.0005825 | 806.8587 | 0.11995 | 807.5443 | 0.01427 | 538.8572 | 0.30357
| 537.3978 | 0 | 617.6256 | 0.00082543 | 537.3978 | 0 | 617.6256 | 0.0006491 | 538.975 | 1.4682e-05 | 617.6256 | 0.00064061 | 538.975 | 7.8183e-06 | 612.42 | -0.001366 | 537.3978 | 0.29803 | 612.42 | 0.0012242 | 612.42 | 0.010316 | 538.975 | 9.6848e-06 | 538.975 | 7.2693e-06 | 537.3978 | 0 | 617.6256 | 0.0010324 | 807.7104 | 0.08557 | 617.6256 | 0.0010297 | 807.0249 | 0.12329 | 807.7104 | 0.0139 | 538.975 | 0.3024
| 537.5131 | 0.00026652 | 617.8558 | 0.00057017 | 537.5131 | 0.00149 | 617.8558 | -0.00026876 | 539.0929 | 0 | 617.8558 | -5.3333e-05 | 539.0929 | 7.5831e-06 | 612.65 | -0.00011805 | 537.5131 | 0.29964 | 612.65 | 0.001773 | 612.65 | 0.010219 | 539.0929 | 1.0177e-05 | 539.0929 | 8.6639e-06 | 537.5131 | 0 | 617.8558 | 0.00022369 | 807.8765 | 0.08249 | 617.8558 | 0.00011957 | 807.1911 | 0.12139 | 807.8765 | 0.01446 | 539.0929 | 0.30183
| 537.6285 | 0 | 618.086 | 0.00076542 | 537.6285 | 0 | 618.086 | 0.00038215 | 539.2107 | 0 | 618.086 | 0.00065157 | 539.2107 | 7.0903e-06 | 612.88 | 0.0026139 | 537.6285 | 0.29281 | 612.88 | -0.0019399 | 612.88 | 0.0040745 | 539.2107 | 9.7902e-06 | 539.2107 | 1.1332e-05 | 537.6285 | 0 | 618.086 | 0.0010425 | 808.0426 | 0.08025 | 618.086 | 0.00037938 | 807.3573 | 0.12523 | 808.0426 | 0.01426 | 539.2107 | 0.30097
| 537.7438 | 6.8875e-05 | 618.3163 | 0.00039848 | 537.7438 | 0.00147 | 618.3163 | -0.00031554 | 539.3286 | 0 | 618.3163 | -0.00020051 | 539.3286 | 7.7959e-06 | 613.11 | -0.0014334 | 537.7438 | 0.29507 | 613.11 | -0.0014878 | 613.11 | 0.0052123 | 539.3286 | 1.0083e-05 | 539.3286 | 1.187e-05 | 537.7438 | 0 | 618.3163 | 0.00034855 | 808.2087 | 0.07879 | 618.3163 | -0.0003295 | 807.5235 | 0.12301 | 808.2087 | 0.01488 | 539.3286 | 0.30174
| 537.8592 | 0 | 618.5466 | 0.00072256 | 537.8592 | 0 | 618.5466 | 0.00074732 | 539.4464 | 3.2289e-05 | 618.5466 | 0.00060615 | 539.4464 | 7.9303e-06 | 613.34 | 0.0014334 | 537.8592 | 0.29511 | 613.34 | -0.00058385 | 613.34 | 0.0038469 | 539.4464 | 9.0993e-06 | 539.4464 | 1.0267e-05 | 537.8592 | 0 | 618.5466 | 0.0016057 | 808.3748 | 0.08107 | 618.5466 | -0.00018712 | 807.6897 | 0.12981 | 808.3748 | 0.01463 | 539.4464 | 0.30122
| 537.9745 | 0.00084148 | 618.7769 | 0.00045819 | 537.9745 | 0.00010404 | 618.7769 | -0.00043979 | 539.5643 | 0 | 618.7769 | -0.0001092 | 539.5643 | 7.1911e-06 | 613.57 | 0.00075887 | 537.9745 | 0.2886 | 613.57 | -0.00061613 | 613.57 | 0.0029042 | 539.5643 | 9.0759e-06 | 539.5643 | 7.0607e-06 | 537.9745 | 0 | 618.7769 | -3.3466e-05 | 808.5409 | 0.07447 | 618.7769 | -0.0016898 | 807.856 | 0.13203 | 808.5409 | 0.01525 | 539.5643 | 0.301
| 538.0899 | 0 | 619.0072 | 0.00066033 | 538.0899 | 0 | 619.0072 | 0.00074159 | 539.6821 | 3.2289e-05 | 619.0072 | 0.00065955 | 539.6821 | 6.7542e-06 | 613.8 | -0.00079259 | 538.0899 | 0.28 | 613.8 | 0.0016439 | 613.8 | 0.0033268 | 539.6821 | 8.9705e-06 | 539.6821 | 9.5204e-06 | 538.0899 | 1.5646e-05 | 619.0072 | 0.0017522 | 808.707 | 0.07366 | 619.0072 | 0.0013254 | 808.0222 | 0.13537 | 808.707 | 0.01509 | 539.6821 | 0.29976
| 538.2053 | 0.00026652 | 619.2375 | 0.00020621 | 538.2053 | 0.00067626 | 619.2375 | -0.00012318 | 539.8 | 1.4682e-05 | 619.2375 | -0.00024781 | 539.8 | 7.0119e-06 | 614.03 | -0.00065769 | 538.2053 | 0.28403 | 614.03 | -0.0021982 | 614.03 | 0.00053099 | 539.8 | 9.9776e-06 | 539.8 | 7.8074e-06 | 538.2053 | 0.00046859 | 619.2375 | -0.00089327 | 808.8731 | 0.07243 | 619.2375 | -0.00022368 | 808.1884 | 0.13115 | 808.8731 | 0.01615 | 539.8 | 0.29923
| 538.3207 | 0 | 619.4678 | 0.00083985 | 538.3207 | 0 | 619.4678 | 0.00052332 | 539.9178 | 0 | 619.4678 | 0.00065579 | 539.9178 | 7.1127e-06 | 614.26 | -0.0012985 | 538.3207 | 0.28835 | 614.26 | -0.00061613 | 614.26 | 0.0028392 | 539.9178 | 8.8885e-06 | 539.9178 | 7.9172e-06 | 538.3207 | 9.0716e-05 | 619.4678 | 0.0008346 | 809.0392 | 0.07313 | 619.4678 | 0.0013588 | 808.3546 | 0.13811 | 809.0392 | 0.01617 | 539.9178 | 0.29813
| 538.436 | 0.00053603 | 619.6981 | 0.00070798 | 538.436 | 0.00172 | 619.6981 | -0.00033791 | 540.0357 | 0 | 619.6981 | -0.00013609 | 540.0357 | 6.3958e-06 | 614.49 | -0.0011973 | 538.436 | 0.28565 | 614.49 | 0.00090132 | 614.49 | 0.0018964 | 540.0357 | 1.006e-05 | 540.0357 | 6.0944e-06 | 538.436 | 0 | 619.6981 | -0.00024837 | 809.2053 | 0.07004 | 619.6981 | 0.00029336 | 808.5209 | 0.13721 | 809.2053 | 0.01731 | 540.0357 | 0.2975
| 538.5514 | 0 | 619.9285 | 0.00070475 | 538.5514 | 0 | 619.9285 | 0.00015178 | 540.1536 | 1.4682e-05 | 619.9285 | 0.00056046 | 540.1536 | 6.2278e-06 | 614.72 | 0.0016695 | 538.5514 | 0.27969 | 614.72 | -0.00042241 | 614.72 | 0.0030016 | 540.1536 | 9.1344e-06 | 540.1536 | 8.9823e-06 | 538.5514 | 0 | 619.9285 | 0.0011172 | 809.3714 | 0.06977 | 619.9285 | -8.1382e-05 | 808.6871 | 0.14131 | 809.3714 | 0.0169 | 540.1536 | 0.29702
| 538.6668 | 0.00057197 | 620.1588 | 0.00054652 | 538.6668 | 0.00165 | 620.1588 | -0.00022517 | 540.2714 | 1.4682e-05 | 620.1588 | -0.00010593 | 540.2714 | 6.911e-06 | 614.95 | -0.00079259 | 538.6668 | 0.27151 | 614.95 | -0.0016493 | 614.95 | -0.001257 | 540.2714 | 1.0141e-05 | 540.2714 | 7.6976e-06 | 538.6668 | 0 | 620.1588 | 6.5335e-05 | 809.5376 | 0.06722 | 620.1588 | -0.00040885 | 808.8533 | 0.14071 | 809.5376 | 0.01784 | 540.2714 | 0.2971
| 538.7822 | 0 | 620.3892 | 0.00061702 | 538.7822 | 0 | 620.3892 | 0.00034251 | 540.3893 | 1.4682e-05 | 620.3892 | 0.00068011 | 540.3893 | 7.1687e-06 | 615.18 | -0.00069142 | 538.7822 | 0.27475 | 615.18 | -0.00013183 | 615.18 | 0.00014088 | 540.3893 | 9.6028e-06 | 540.3893 | 7.4889e-06 | 538.7822 | 0 | 620.3892 | 0.00011131 | 809.7037 | 0.06696 | 620.3892 | -5.0555e-05 | 809.0196 | 0.14443 | 809.7037 | 0.01738 | 540.3893 | 0.2953
| 538.8976 | 0.00062587 | 620.6196 | 0.00060869 | 538.8976 | 0.00156 | 620.6196 | -0.00037889 | 540.5072 | 1.4682e-05 | 620.6196 | -0.00020159 | 540.5072 | 7.9303e-06 | 615.41 | -0.0015684 | 538.8976 | 0.27407 | 615.41 | 6.1882e-05 | 615.41 | 0.00079106 | 540.5072 | 9.8371e-06 | 540.5072 | 5.4575e-06 | 538.8976 | 0 | 620.6196 | 0.00035959 | 809.8698 | 0.06399 | 620.6196 | -0.0006682 | 809.1858 | 0.14147 | 809.8698 | 0.01886 | 540.5072 | 0.29354
| 539.013 | 0 | 620.85 | 0.00073179 | 539.013 | 0 | 620.85 | 0.00015822 | 540.6251 | 1.4682e-05 | 620.85 | 0.00065276 | 540.6251 | 8.3896e-06 | 615.64 | -0.0005565 | 539.013 | 0.27407 | 615.64 | 0.00041703 | 615.64 | 0.00040094 | 540.6251 | 1.0165e-05 | 540.6251 | 6.5226e-06 | 539.013 | 0 | 620.85 | 0.0011531 | 810.0359 | 0.0639 | 620.85 | 0.00058703 | 809.3521 | 0.14995 | 810.0359 | 0.01873 | 540.6251 | 0.29146
| 539.1284 | 0 | 621.0804 | 0.00010549 | 539.1284 | 0.00101 | 621.0804 | -0.00040592 | 540.7429 | 1.4682e-05 | 621.0804 | -0.00018333 | 540.7429 | 9.7785e-06 | 615.87 | 0.0011636 | 539.1284 | 0.27452 | 615.87 | 0.0016117 | 615.87 | 0.0020915 | 540.7429 | 1.0095e-05 | 540.7429 | 8.5541e-06 | 539.1284 | 0 | 621.0804 | 0.00043701 | 810.2021 | 0.0629 | 621.0804 | -0.00049141 | 809.5184 | 0.15057 | 810.2021 | 0.02094 | 540.7429 | 0.29214
| 539.2438 | 0 | 621.3108 | 0.00084337 | 539.2438 | 0 | 621.3108 | 0.00039953 | 540.8608 | 0 | 621.3108 | 0.00064935 | 540.8608 | 9.2521e-06 | 616.1 | -0.0027488 | 539.2438 | 0.27174 | 616.1 | 0.0015148 | 616.1 | 0.0029691 | 540.8608 | 9.919e-06 | 540.8608 | 1.0047e-05 | 539.2438 | 0 | 621.3108 | 0.0010876 | 810.3682 | 0.06256 | 621.3108 | 9.0094e-05 | 809.6846 | 0.15529 | 810.3682 | 0.02056 | 540.8608 | 0.29081
| 539.3592 | 0.00046416 | 621.5412 | 0.00057865 | 539.3592 | 0.00151 | 621.5412 | -0.00034806 | 540.9787 | 1.4682e-05 | 621.5412 | -0.00011358 | 540.9787 | 7.9527e-06 | 616.34 | 0.00062396 | 539.3592 | 0.2704 | 616.34 | 0.00077218 | 616.34 | 0.00033593 | 540.9787 | 1.0985e-05 | 540.9787 | 1.1761e-05 | 539.3592 | 0 | 621.5412 | 0.00035747 | 810.5344 | 0.06188 | 621.5412 | -0.00061429 | 809.8509 | 0.15197 | 810.5344 | 0.0227 | 540.9787 | 0.29078
| 539.4746 | 0 | 621.7716 | 0.00072546 | 539.4746 | 0 | 621.7716 | 0.00056893 | 541.0966 | 0 | 621.7716 | 0.00073229 | 541.0966 | 7.0455e-06 | 616.57 | -0.00089378 | 539.4746 | 0.26592 | 616.57 | 0.00090132 | 616.57 | 0.0010511 | 541.0966 | 1.1758e-05 | 541.0966 | 1.0157e-05 | 539.4746 | 0.00020334 | 621.7716 | 0.0012705 | 810.7005 | 0.05768 | 621.7716 | 0.00025259 | 810.0172 | 0.15685 | 810.7005 | 0.0217 | 541.0966 | 0.28962
| 539.5901 | 0.00030245 | 622.0021 | 0.00054124 | 539.5901 | 0.00142 | 622.0021 | -0.00069903 | 541.2145 | 0 | 622.0021 | -0.00011889 | 541.2145 | 6.5526e-06 | 616.8 | 0.0011299 | 539.5901 | 0.26623 | 616.8 | -0.00074527 | 616.8 | -0.00096444 | 541.2145 | 1.1453e-05 | 541.2145 | 9.191e-06 | 539.5901 | 0 | 622.0021 | 0.00029312 | 810.8667 | 0.05882 | 622.0021 | -0.00037318 | 810.1834 | 0.16107 | 810.8667 | 0.02388 | 541.2145 | 0.29105
| 539.7055 | 0 | 622.2325 | 0.00075334 | 539.7055 | 0 | 622.2325 | 0.00046213 | 541.3324 | 0 | 622.2325 | 0.00070785 | 541.3324 | 7.3479e-06 | 617.03 | 0.00089378 | 539.7055 | 0.25953 | 617.03 | -0.0017461 | 617.03 | 0.0015062 | 541.3324 | 9.9776e-06 | 541.3324 | 8.6639e-06 | 539.7055 | 0 | 622.2325 | 0.0011607 | 811.0328 | 0.05616 | 622.2325 | 0.0005819 | 810.3497 | 0.16257 | 811.0328 | 0.02273 | 541.3324 | 0.29059
| 539.8209 | 0.00026652 | 622.463 | 0.00049307 | 539.8209 | 0.00010404 | 622.463 | -0.0004548 | 541.4503 | 1.4682e-05 | 622.463 | -0.00018509 | 541.4503 | 7.4039e-06 | 617.26 | -0.0005565 | 539.8209 | 0.26146 | 617.26 | 0.0002556 | 617.26 | 0.00056349 | 541.4503 | 1.0141e-05 | 541.4503 | 1.1014e-05 | 539.8209 | 0 | 622.463 | 0.00033279 | 811.199 | 0.05398 | 622.463 | -0.00020839 | 810.516 | 0.16365 | 811.199 | 0.0252 | 541.4503 | 0.2905
| 539.9364 | 0 | 622.6935 | 0.00067591 | 539.9364 | 0 | 622.6935 | 0.00054602 | 541.5682 | 3.2289e-05 | 622.6935 | 0.00071015 | 541.5682 | 8.0872e-06 | 617.49 | 0.0013997 | 539.9364 | 0.25968 | 617.49 | -0.0006807 | 617.49 | 0.00085607 | 541.5682 | 1.0446e-05 | 541.5682 | 9.4106e-06 | 539.9364 | 0 | 622.6935 | 0.0013465 | 811.3651 | 0.05397 | 622.6935 | 0.00093605 | 810.6823 | 0.16973 | 811.3651 | 0.02394 | 541.5682 | 0.28839
| 540.0518 | 0.00032042 | 622.9239 | 0.00071291 | 540.0518 | 0.00031212 | 622.9239 | -0.00054862 | 541.6861 | 1.4682e-05 | 622.9239 | -7.8267e-05 | 541.6861 | 8.2216e-06 | 617.72 | -0.0001855 | 540.0518 | 0.26334 | 617.72 | -0.00032556 | 617.72 | -0.00067186 | 541.6861 | 1.0985e-05 | 541.6861 | 6.7313e-06 | 540.0518 | 9.3714e-05 | 622.9239 | 0.00072178 | 811.5313 | 0.05173 | 622.9239 | 0.0002701 | 810.8486 | 0.16541 | 811.5313 | 0.02621 | 541.6861 | 0.28671
| 540.1673 | 0 | 623.1544 | 0.00065356 | 540.1673 | 0 | 623.1544 | 0.00075265 | 541.804 | 1.4682e-05 | 623.1544 | 0.00070247 | 541.804 | 8.972e-06 | 617.95 | 0.00072515 | 540.1673 | 0.25999 | 617.95 | -0.0010358 | 617.95 | -0.0017446 | 541.804 | 1.102e-05 | 541.804 | 4.4912e-06 | 540.1673 | 0 | 623.1544 | 0.00077886 | 811.6975 | 0.05221 | 623.1544 | -0.00020746 | 811.0149 | 0.17067 | 811.6975 | 0.02461 | 541.804 | 0.28441
| 540.2827 | 0.00134 | 623.3849 | 0.00058847 | 540.2827 | 0.00081498 | 623.3849 | -0.00044528 | 541.922 | 1.4682e-05 | 623.3849 | -0.00010237 | 541.922 | 8.2216e-06 | 618.18 | -0.00089378 | 540.2827 | 0.25289 | 618.18 | -0.0019076 | 618.18 | -0.00096444 | 541.922 | 1.15e-05 | 541.922 | 8.016e-06 | 540.2827 | 3.7485e-05 | 623.3849 | 0.00050262 | 811.8636 | 0.05156 | 623.3849 | -0.00061426 | 811.1812 | 0.1749 | 811.8636 | 0.02681 | 541.922 | 0.28468
| 540.3982 | 0 | 623.6155 | 0.00075527 | 540.3982 | 0 | 623.6155 | 0.00020662 | 542.0399 | 0 | 623.6155 | 0.00069521 | 542.0399 | 8.4008e-06 | 618.41 | -0.0005565 | 540.3982 | 0.25721 | 618.41 | -0.00093899 | 618.41 | 0.00010836 | 542.0399 | 1.2027e-05 | 542.0399 | 8.8725e-06 | 540.3982 | 0 | 623.6155 | 0.0015166 | 812.0298 | 0.04964 | 623.6155 | 0.00038799 | 811.3475 | 0.17631 | 812.0298 | 0.02561 | 542.0399 | 0.28443
| 540.5136 | 0.00062587 | 623.846 | 0.00055999 | 540.5136 | 0.00151 | 623.846 | -0.00022121 | 542.1578 | 0 | 623.846 | -0.0002143 | 542.1578 | 8.5464e-06 | 618.64 | -0.0016358 | 540.5136 | 0.25803 | 618.64 | -0.0009067 | 618.64 | -0.001127 | 542.1578 | 1.0001e-05 | 542.1578 | 1.1332e-05 | 540.5136 | 0 | 623.846 | 0.0003482 | 812.196 | 0.04966 | 623.846 | 0.00046476 | 811.5138 | 0.17542 | 812.196 | 0.02772 | 542.1578 | 0.2849
| 540.6291 | 0 | 624.0765 | 0.00070065 | 540.6291 | 0 | 624.0765 | 0.00030336 | 542.2757 | 1.4682e-05 | 624.0765 | 0.00077223 | 542.2757 | 8.524e-06 | 618.87 | 0.00021923 | 540.6291 | 0.25942 | 618.87 | 0.00077218 | 618.87 | -0.00086692 | 542.2757 | 8.8651e-06 | 542.2757 | 1.2189e-05 | 540.6291 | 0 | 624.0765 | 0.0019292 | 812.3622 | 0.04861 | 624.0765 | 0.0011333 | 811.6801 | 0.17979 | 812.3622 | 0.02651 | 542.2757 | 0.2835
| 540.7446 | 0.00136 | 624.3071 | 0.00063633 | 540.7446 | 0.00104 | 624.3071 | -0.00015028 | 542.3936 | 0 | 624.3071 | -0.00016468 | 542.3936 | 9.1289e-06 | 619.1 | -0.0034908 | 540.7446 | 0.26118 | 619.1 | -0.0021658 | 619.1 | -0.0020372 | 542.3936 | 8.0453e-06 | 542.3936 | 1.2935e-05 | 540.7446 | 0 | 624.3071 | -4.3183e-05 | 812.5284 | 0.04929 | 624.3071 | -0.0006996 | 811.8464 | 0.1833 | 812.5284 | 0.02807 | 542.3936 | 0.2831
| 540.8601 | 0 | 624.5377 | 0.00055437 | 540.8601 | 0 | 624.5377 | 0.00061005 | 542.5116 | 1.4682e-05 | 624.5377 | 0.00074515 | 542.5116 | 7.9303e-06 | 619.33 | -0.00062396 | 540.8601 | 0.26041 | 619.33 | -9.9549e-05 | 619.33 | 0.00033593 | 542.5116 | 7.9282e-06 | 542.5116 | 1.0805e-05 | 540.8601 | 0.00031595 | 624.5377 | 0.00043526 | 812.6946 | 0.04421 | 624.5377 | 0.0013824 | 812.0127 | 0.19055 | 812.6946 | 0.02675 | 542.5116 | 0.28108
| 540.9755 | 0.00116 | 624.7682 | 0.00034137 | 540.9755 | 0.0016 | 624.7682 | -0.00049099 | 542.6295 | 3.2289e-05 | 624.7682 | -0.00018793 | 542.6295 | 8.244e-06 | 619.56 | -0.001366 | 540.9755 | 0.25553 | 619.56 | -0.0022305 | 619.56 | -0.0026224 | 542.6295 | 9.6263e-06 | 542.6295 | 7.5878e-06 | 540.9755 | 0 | 624.7682 | -0.0004353 | 812.8608 | 0.04507 | 624.7682 | -0.00040005 | 812.179 | 0.18878 | 812.8608 | 0.02811 | 542.6295 | 0.27972
| 541.091 | 0 | 624.9988 | 0.00073011 | 541.091 | 0 | 624.9988 | 0.00046203 | 542.7474 | 3.2289e-05 | 624.9988 | 0.00080191 | 542.7474 | 7.6391e-06 | 619.79 | 0.00089378 | 541.091 | 0.25905 | 619.79 | -0.00048698 | 619.79 | -0.00015171 | 542.7474 | 1.0095e-05 | 542.7474 | 1.1761e-05 | 541.091 | 0 | 624.9988 | 0.0017366 | 813.027 | 0.04027 | 624.9988 | 0.00073389 | 812.3454 | 0.19295 | 813.027 | 0.02692 | 542.7474 | 0.27819
| 541.2065 | 0 | 625.2294 | 0.0005426 | 541.2065 | 0.00084967 | 625.2294 | -0.00040854 | 542.8654 | 0 | 625.2294 | -0.0001436 | 542.8654 | 8.6024e-06 | 620.02 | 0.00021923 | 541.2065 | 0.25695 | 620.02 | -0.0022305 | 620.02 | 0.00046596 | 542.8654 | 1.1067e-05 | 542.8654 | 1.0476e-05 | 541.2065 | 0 | 625.2294 | -0.00015536 | 813.1932 | 0.03833 | 625.2294 | -0.00061894 | 812.5117 | 0.19628 | 813.1932 | 0.02805 | 542.8654 | 0.27828
| 541.322 | 0 | 625.46 | 0.00063098 | 541.322 | 0 | 625.46 | 0.00011477 | 542.9833 | 0 | 625.46 | 0.00073206 | 542.9833 | 9.0729e-06 | 620.26 | 0.0018381 | 541.322 | 0.26027 | 620.26 | -0.00087442 | 620.26 | 0.0031317 | 542.9833 | 1.1313e-05 | 542.9833 | 1.187e-05 | 541.322 | 0.00029718 | 625.46 | -6.5549e-05 | 813.3594 | 0.0408 | 625.46 | 0.00011834 | 812.678 | 0.19811 | 813.3594 | 0.02692 | 542.9833 | 0.2785
| 541.4375 | 0 | 625.6906 | 0.00039956 | 541.4375 | 0.00046818 | 625.6906 | -0.00022508 | 543.1013 | 0 | 625.6906 | -0.00019234 | 543.1013 | 8.8376e-06 | 620.49 | -0.001231 | 541.4375 | 0.25692 | 620.49 | -0.00055155 | 620.49 | 0.00040094 | 543.1013 | 1.0657e-05 | 543.1013 | 8.9823e-06 | 541.4375 | 0 | 625.6906 | 0.00047187 | 813.5256 | 0.03515 | 625.6906 | -0.00072603 | 812.8444 | 0.19646 | 813.5256 | 0.02784 | 543.1013 | 0.28066
| 541.553 | 0 | 625.9213 | 0.00075428 | 541.553 | 0 | 625.9213 | 0.00012832 | 543.2192 | 0 | 625.9213 | 0.00072007 | 543.2192 | 8.468e-06 | 620.72 | 0.00075887 | 541.553 | 0.2513 | 620.72 | -0.001843 | 620.72 | 0.0012462 | 543.2192 | 1.0177e-05 | 543.2192 | 9.8388e-06 | 541.553 | 0 | 625.9213 | -1.2951e-05 | 813.6918 | 0.03794 | 625.9213 | 0.000584 | 813.0107 | 0.20303 | 813.6918 | 0.02684 | 543.2192 | 0.28177
| 541.6685 | 0.00176 | 626.1519 | 0.00042087 | 541.6685 | 0.00182 | 626.1519 | -0.00019804 | 543.3372 | 0 | 626.1519 | -0.00024588 | 543.3372 | 7.3031e-06 | 620.95 | -0.00062396 | 541.6685 | 0.24784 | 620.95 | 0.00093361 | 620.95 | 0.00027091 | 543.3372 | 9.919e-06 | 543.3372 | 9.5204e-06 | 541.6685 | 0.00011247 | 626.1519 | 0.00027534 | 813.858 | 0.03735 | 626.1519 | -0.00087486 | 813.1771 | 0.20248 | 813.858 | 0.02751 | 543.3372 | 0.28177
| 541.7841 | 0 | 626.3826 | 0.00060158 | 541.7841 | 0 | 626.3826 | 0.00061499 | 543.4552 | 0 | 626.3826 | 0.00063717 | 543.4552 | 6.7094e-06 | 621.18 | -0.00059023 | 541.7841 | 0.25085 | 621.18 | -0.0010036 | 621.18 | 0.00062851 | 543.4552 | 8.947e-06 | 543.4552 | 6.5226e-06 | 541.7841 | 0 | 626.3826 | 0.0019283 | 814.0242 | 0.03547 | 626.3826 | 0.00060847 | 813.3434 | 0.20905 | 814.0242 | 0.02672 | 543.4552 | 0.27871
| 541.8996 | 0 | 626.6132 | 0.00062668 | 541.8996 | 0.00149 | 626.6132 | -0.00041346 | 543.5731 | 3.2289e-05 | 626.6132 | -0.00021601 | 543.5731 | 7.0119e-06 | 621.41 | 0.0015346 | 541.8996 | 0.24651 | 621.41 | -0.0006807 | 621.41 | -0.0021998 | 543.5731 | 8.7714e-06 | 543.5731 | 6.314e-06 | 541.8996 | 0.00039362 | 626.6132 | 0.00052494 | 814.1905 | 0.03448 | 626.6132 | -0.0010622 | 813.5098 | 0.20754 | 814.1905 | 0.02729 | 543.5731 | 0.27613
| 542.0151 | 0 | 626.8439 | 0.00076295 | 542.0151 | 0 | 626.8439 | 0.00053132 | 543.6911 | 0 | 626.8439 | 0.0007211 | 543.6911 | 8.636e-06 | 621.64 | -0.00072515 | 542.0151 | 0.24602 | 621.64 | -0.0025533 | 621.64 | -0.001192 | 543.6911 | 7.776e-06 | 543.6911 | 5.2379e-06 | 542.0151 | 0 | 626.8439 | 0.0012278 | 814.3567 | 0.03379 | 626.8439 | 0.00035601 | 813.6762 | 0.21261 | 814.3567 | 0.02669 | 543.6911 | 0.27384
| 542.1306 | 0.00115 | 627.0746 | 0.00053189 | 542.1306 | 0.00048552 | 627.0746 | -0.0005058 | 543.809 | 3.2289e-05 | 627.0746 | -0.00022865 | 543.809 | 1.0271e-05 | 621.87 | -0.00086005 | 542.1306 | 0.24211 | 621.87 | -0.0013909 | 621.87 | -0.001127 | 543.809 | 8.5372e-06 | 543.809 | 8.1258e-06 | 542.1306 | 0 | 627.0746 | -0.00022273 | 814.5229 | 0.03306 | 627.0746 | -0.0012875 | 813.8425 | 0.21748 | 814.5229 | 0.02706 | 543.809 | 0.2737
| 542.2462 | 0 | 627.3053 | 0.00064795 | 542.2462 | 0 | 627.3053 | 0.00021248 | 543.927 | 3.2289e-05 | 627.3053 | 0.00073589 | 543.927 | 9.2857e-06 | 622.1 | 0.00096123 | 542.2462 | 0.24244 | 622.1 | -0.0004547 | 622.1 | -0.00028175 | 543.927 | 9.2749e-06 | 543.927 | 7.1595e-06 | 542.2462 | 0 | 627.3053 | 0.00081718 | 814.6892 | 0.03393 | 627.3053 | 0.0015692 | 814.0089 | 0.22169 | 814.6892 | 0.02687 | 543.927 | 0.27319
| 542.3617 | 0.00087741 | 627.536 | 0.00059622 | 542.3617 | 0.00074563 | 627.536 | -0.000568 | 544.045 | 1.4682e-05 | 627.536 | -0.00013553 | 544.045 | 8.6584e-06 | 622.33 | -0.0025465 | 542.3617 | 0.2437 | 622.33 | -0.0017139 | 622.33 | -0.0020372 | 544.045 | 9.7082e-06 | 544.045 | 8.5541e-06 | 542.3617 | 0.00107 | 627.536 | 0.00072003 | 814.8554 | 0.03534 | 627.536 | 0.00071385 | 814.1753 | 0.2233 | 814.8554 | 0.02719 | 544.045 | 0.2742
| 542.4773 | 0 | 627.7667 | 0.00064404 | 542.4773 | 0 | 627.7667 | 0.00068705 | 544.163 | 0 | 627.7667 | 0.00074908 | 544.163 | 7.3255e-06 | 622.56 | 0.001366 | 542.4773 | 0.2429 | 622.56 | 6.1882e-05 | 622.56 | -0.00054182 | 544.163 | 9.8956e-06 | 544.163 | 8.5541e-06 | 542.4773 | 0 | 627.7667 | 0.0018956 | 815.0217 | 0.03688 | 627.7667 | 4.9996e-05 | 814.3416 | 0.22739 | 815.0217 | 0.02751 | 544.163 | 0.27371
| 542.5928 | 0.00058994 | 627.9974 | 0.00049732 | 542.5928 | 0.00125 | 627.9974 | -0.00067127 | 544.2809 | 0 | 627.9974 | -0.00027906 | 544.2809 | 7.7399e-06 | 622.79 | 5.0592e-05 | 542.5928 | 0.24489 | 622.79 | 0.00067532 | 622.79 | 0.0011162 | 544.2809 | 1.0388e-05 | 544.2809 | 1.0157e-05 | 542.5928 | 0 | 627.9974 | 0.00047469 | 815.1879 | 0.03633 | 627.9974 | -0.00051953 | 814.508 | 0.22782 | 815.1879 | 0.02752 | 544.2809 | 0.27322
| 542.7084 | 0 | 628.2282 | 0.00066696 | 542.7084 | 0 | 628.2282 | 9.9781e-05 | 544.3989 | 1.4682e-05 | 628.2282 | 0.00069455 | 544.3989 | 7.9864e-06 | 623.02 | -0.0005565 | 542.7084 | 0.2366 | 623.02 | -0.00084214 | 623.02 | -0.00018422 | 544.3989 | 9.8371e-06 | 544.3989 | 1.0267e-05 | 542.7084 | 0 | 628.2282 | 0.0017598 | 815.3542 | 0.03808 | 628.2282 | 0.00089948 | 814.6744 | 0.23269 | 815.3542 | 0.02845 | 544.3989 | 0.27114
| 542.8239 | 0.00032042 | 628.4589 | 0.00033316 | 542.8239 | 0.00024276 | 628.4589 | -0.00012765 | 544.5169 | 0 | 628.4589 | -6.1012e-05 | 544.5169 | 9.3305e-06 | 623.25 | -0.00038786 | 542.8239 | 0.23898 | 623.25 | -0.00029326 | 623.25 | 0.0013438 | 544.5169 | 8.584e-06 | 544.5169 | 8.7737e-06 | 542.8239 | 0 | 628.4589 | 0.00071 | 815.5204 | 0.0386 | 628.4589 | -0.00081292 | 814.8408 | 0.23152 | 815.5204 | 0.02844 | 544.5169 | 0.26998
| 542.9395 | 0 | 628.6897 | 0.00064186 | 542.9395 | 0 | 628.6897 | 6.5768e-05 | 544.6349 | 1.4682e-05 | 628.6897 | 0.0007616 | 544.6349 | 9.8121e-06 | 623.49 | 5.0592e-05 | 542.9395 | 0.2341 | 623.49 | -0.001843 | 623.49 | 0.0010836 | 544.6349 | 6.7337e-06 | 544.6349 | 7.3791e-06 | 542.9395 | 0.00133 | 628.6897 | 0.00049373 | 815.6867 | 0.03004 | 628.6897 | -0.00040143 | 815.0072 | 0.23099 | 815.6867 | 0.02985 | 544.6349 | 0.26852
| 543.0551 | 0.00023058 | 628.9205 | 0.00046463 | 543.0551 | 0.00146 | 628.9205 | -0.00028935 | 544.7529 | 3.2289e-05 | 628.9205 | -0.00016867 | 544.7529 | 9.0281e-06 | 623.72 | 1.6864e-05 | 543.0551 | 0.23529 | 623.72 | -0.00064841 | 623.72 | -0.0015822 | 544.7529 | 8.0687e-06 | 544.7529 | 5.8857e-06 | 543.0551 | 0 | 628.9205 | 0.00036571 | 815.8529 | 0.0384 | 628.9205 | -0.00042982 | 815.1736 | 0.23394 | 815.8529 | 0.02931 | 544.7529 | 0.26861
| 543.1707 | 0 | 629.1512 | 0.00064901 | 543.1707 | 0 | 629.1512 | 0.00054329 | 544.8709 | 1.4682e-05 | 629.1512 | 0.00076557 | 544.8709 | 7.7735e-06 | 623.95 | -0.00021923 | 543.1707 | 0.23185 | 623.95 | -0.00064841 | 623.95 | -0.00047681 | 544.8709 | 9.2398e-06 | 544.8709 | 6.5226e-06 | 543.1707 | 0.00020334 | 629.1512 | 0.00096759 | 816.0192 | 0.02837 | 629.1512 | 0.00072805 | 815.34 | 0.23825 | 816.0192 | 0.0304 | 544.8709 | 0.26781
| 543.2862 | 0.00118 | 629.382 | 0.00041034 | 543.2862 | 0.00276 | 629.382 | -0.00032721 | 544.9889 | 0 | 629.382 | -6.3694e-05 | 544.9889 | 7.3031e-06 | 624.18 | -0.0009275 | 543.2862 | 0.23711 | 624.18 | -0.0037479 | 624.18 | -0.00063934 | 544.9889 | 1.0469e-05 | 544.9889 | 7.2693e-06 | 543.2862 | 0 | 629.382 | -1.7358e-06 | 816.1855 | 0.03628 | 629.382 | -0.00070425 | 815.5064 | 0.2424 | 816.1855 | 0.02927 | 544.9889 | 0.26844
| 543.4018 | 0 | 629.6128 | 0.00067592 | 543.4018 | 0 | 629.6128 | -0.00016399 | 545.1069 | 1.4682e-05 | 629.6128 | 0.00074763 | 545.1069 | 7.3815e-06 | 624.41 | 0.00035414 | 543.4018 | 0.23069 | 624.41 | -0.0016493 | 624.41 | -0.00015171 | 545.1069 | 1.0083e-05 | 545.1069 | 8.016e-06 | 543.4018 | 0 | 629.6128 | 0.0018187 | 816.3517 | 0.02825 | 629.6128 | 0.00019386 | 815.6728 | 0.24965 | 816.3517 | 0.03074 | 545.1069 | 0.26798
| 543.5174 | 0.00151 | 629.8436 | 0.00047516 | 543.5174 | 0.00074563 | 629.8436 | -0.00062746 | 545.2249 | 1.4682e-05 | 629.8436 | -0.00016472 | 545.2249 | 7.3031e-06 | 624.64 | 0.0013997 | 543.5174 | 0.22516 | 624.64 | 0.00038475 | 624.64 | 0.00014088 | 545.2249 | 1.0341e-05 | 545.2249 | 7.4889e-06 | 543.5174 | 0 | 629.8436 | -0.00063486 | 816.518 | 0.02613 | 629.8436 | -0.00020975 | 815.8392 | 0.24678 | 816.518 | 0.03025 | 545.2249 | 0.26911
| 543.633 | 0 | 630.0745 | 0.00071547 | 543.633 | 0 | 630.0745 | 0.00063811 | 545.3429 | 1.4682e-05 | 630.0745 | 0.00075735 | 545.3429 | 7.1463e-06 | 624.87 | 0.00079259 | 543.633 | 0.22615 | 624.87 | 0.00099818 | 624.87 | 0.00062851 | 545.3429 | 9.5092e-06 | 545.3429 | 8.6639e-06 | 543.633 | 0 | 630.0745 | 0.0010389 | 816.6843 | 0.0276 | 630.0745 | -0.00052183 | 816.0056 | 0.25305 | 816.6843 | 0.03258 | 545.3429 | 0.26846
| 543.7486 | 0 | 630.3053 | 0.00044232 | 543.7486 | 0.00109 | 630.3053 | -0.00069173 | 545.4609 | 1.4682e-05 | 630.3053 | -0.0001995 | 545.4609 | 8.636e-06 | 625.1 | -0.0011299 | 543.7486 | 0.22845 | 625.1 | -0.0023596 | 625.1 | -0.0022648 | 545.4609 | 8.9939e-06 | 545.4609 | 7.4889e-06 | 543.7486 | 0 | 630.3053 | -0.00016504 | 816.8506 | 0.02536 | 630.3053 | -0.0014792 | 816.1721 | 0.2527 | 816.8506 | 0.03195 | 545.4609 | 0.26804
| 543.8642 | 0 | 630.5362 | 0.00063709 | 543.8642 | 0 | 630.5362 | 0.00028568 | 545.5789 | 1.4682e-05 | 630.5362 | 0.00069866 | 545.5789 | 8.9384e-06 | 625.33 | 0.00052277 | 543.8642 | 0.22842 | 625.33 | -0.00055155 | 625.33 | -0.0021348 | 545.5789 | 8.8651e-06 | 545.5789 | 6.5226e-06 | 543.8642 | 0.0004661 | 630.5362 | 0.0019345 | 817.0169 | 0.0289 | 630.5362 | 5.2804e-05 | 816.3385 | 0.25361 | 817.0169 | 0.03379 | 545.5789 | 0.2661
| 543.9799 | 0.00089539 | 630.767 | 0.00047055 | 543.9799 | 0.00081498 | 630.767 | -0.00038013 | 545.6969 | 0 | 630.767 | -0.00025871 | 545.6969 | 9.3417e-06 | 625.56 | 0.00072515 | 543.9799 | 0.22695 | 625.56 | 0.00090132 | 625.56 | -0.0026224 | 545.6969 | 9.6028e-06 | 545.6969 | 5.5563e-06 | 543.9799 | 0 | 630.767 | -0.00049635 | 817.1831 | 0.02733 | 630.767 | 0.00031849 | 816.5049 | 0.2529 | 817.1831 | 0.03261 | 545.6969 | 0.26524
| 544.0955 | 0 | 630.9979 | 0.00057228 | 544.0955 | 0 | 630.9979 | 0.00033645 | 545.815 | 0 | 630.9979 | 0.00061505 | 545.815 | 9.2633e-06 | 625.79 | 5.0592e-05 | 544.0955 | 0.22436 | 625.79 | -0.00032556 | 625.79 | 0.00053099 | 545.815 | 1.0341e-05 | 545.815 | 6.7313e-06 | 544.0955 | 0 | 630.9979 | 0.00131 | 817.3494 | 0.03143 | 630.9979 | -0.00010319 | 816.6713 | 0.25673 | 817.3494 | 0.03435 | 545.815 | 0.26443
| 544.2111 | 0 | 631.2288 | 0.00038585 | 544.2111 | 0.00064159 | 631.2288 | -0.00078043 | 545.933 | 0 | 631.2288 | -0.0001939 | 545.933 | 1.0305e-05 | 626.03 | 5.0592e-05 | 544.2111 | 0.22371 | 626.03 | -0.00071299 | 626.03 | -0.0018747 | 545.933 | 1.006e-05 | 545.933 | 8.2356e-06 | 544.2111 | 0 | 631.2288 | 0.00020745 | 817.5157 | 0.02618 | 631.2288 | -0.0011424 | 816.8378 | 0.25714 | 817.5157 | 0.03343 | 545.933 | 0.26501
| 544.3267 | 0 | 631.4597 | 0.00064677 | 544.3267 | 0 | 631.4597 | 0.00027955 | 546.051 | 0 | 631.4597 | 0.00062876 | 546.051 | 1.0641e-05 | 626.26 | -0.00075887 | 544.3267 | 0.22396 | 626.26 | -0.00039012 | 626.26 | -0.001192 | 546.051 | 9.7082e-06 | 546.051 | 7.0607e-06 | 544.3267 | 0.00031595 | 631.4597 | 0.00065979 | 817.682 | 0.03089 | 631.4597 | 0.00014691 | 817.0042 | 0.26453 | 817.682 | 0.03496 | 546.051 | 0.26507
| 544.4424 | 0 | 631.6906 | 0.00047584 | 544.4424 | 0.00224 | 631.6906 | -0.00056865 | 546.169 | 0 | 631.6906 | -0.0001025 | 546.169 | 1.0249e-05 | 626.49 | -0.0005565 | 544.4424 | 0.22119 | 626.49 | -0.001617 | 626.49 | 0.00014088 | 546.169 | 9.919e-06 | 546.169 | 8.3454e-06 | 544.4424 | 0 | 631.6906 | 0.00023493 | 817.8483 | 0.02066 | 631.6906 | -0.0010815 | 817.1707 | 0.2633 | 817.8483 | 0.0341 | 546.169 | 0.26585
| 544.558 | 0 | 631.9215 | 0.00056699 | 544.558 | 0 | 631.9215 | 0.00013636 | 546.2871 | 1.4682e-05 | 631.9215 | 0.00060176 | 546.2871 | 9.4201e-06 | 626.72 | -0.00052277 | 544.558 | 0.22195 | 626.72 | -0.0013587 | 626.72 | -0.0001192 | 546.2871 | 1.0095e-05 | 546.2871 | 8.7737e-06 | 544.558 | 0.00031595 | 631.9215 | 0.0014521 | 818.0147 | 0.02985 | 631.9215 | 0.0009897 | 817.3371 | 0.26245 | 818.0147 | 0.03512 | 546.2871 | 0.26485
| 544.6736 | 8.684e-05 | 632.1524 | 0.00026104 | 544.6736 | 0.00123 | 632.1524 | -0.00035061 | 546.4051 | 0 | 632.1524 | -0.00024152 | 546.4051 | 9.0505e-06 | 626.95 | 0.00072515 | 544.6736 | 0.2188 | 626.95 | -0.002069 | 626.95 | -0.0022323 | 546.4051 | 9.9307e-06 | 546.4051 | 1.0805e-05 | 544.6736 | 0 | 632.1524 | 0.00070924 | 818.181 | 0.02001 | 632.1524 | -0.00080943 | 817.5036 | 0.26982 | 818.181 | 0.03474 | 546.4051 | 0.26454
| 544.7893 | 0 | 632.3833 | 0.00063545 | 544.7893 | 0 | 632.3833 | 0.00047186 | 546.5232 | 1.4682e-05 | 632.3833 | 0.00073935 | 546.5232 | 7.7735e-06 | 627.18 | -1.6864e-05 | 544.7893 | 0.2197 | 627.18 | 0.00064304 | 627.18 | 1.0836e-05 | 546.5232 | 9.5911e-06 | 546.5232 | 1.0586e-05 | 544.7893 | 0.00037225 | 632.3833 | 0.001839 | 818.3473 | 0.02115 | 632.3833 | -0.00083397 | 817.67 | 0.27547 | 818.3473 | 0.03543 | 546.5232 | 0.26387
| 544.9049 | 0 | 632.6143 | 0.00048399 | 544.9049 | 0.00029479 | 632.6143 | -0.00053848 | 546.6412 | 3.2289e-05 | 632.6143 | -0.00023697 | 546.6412 | 8.3224e-06 | 627.41 | -0.0024115 | 544.9049 | 0.2173 | 627.41 | -0.00064841 | 627.41 | -0.0025575 | 546.6412 | 1.0633e-05 | 546.6412 | 1.0904e-05 | 544.9049 | 0 | 632.6143 | 0.00093188 | 818.5136 | 0.01894 | 632.6143 | -0.0018767 | 817.8365 | 0.27314 | 818.5136 | 0.03514 | 546.6412 | 0.26354
| 545.0206 | 0 | 632.8452 | 0.00054664 | 545.0206 | 0 | 632.8452 | 0.00047897 | 546.7592 | 0 | 632.8452 | 0.00066357 | 546.7592 | 8.3448e-06 | 627.64 | 0.0020068 | 545.0206 | 0.21493 | 627.64 | 0.00028789 | 627.64 | -0.001127 | 546.7592 | 1.0388e-05 | 546.7592 | 7.8074e-06 | 545.0206 | 0 | 632.8452 | 0.0018561 | 818.6799 | 0.01944 | 632.8452 | -0.00018904 | 818.003 | 0.27401 | 818.6799 | 0.03514 | 546.7592 | 0.26267
| 545.1363 | 0.0004462 | 633.0762 | 0.00067998 | 545.1363 | 0.00046818 | 633.0762 | -0.00053155 | 546.8773 | 0 | 633.0762 | -0.00017733 | 546.8773 | 8.6248e-06 | 627.87 | 0.0009275 | 545.1363 | 0.22105 | 627.87 | -0.00061613 | 627.87 | -0.00063934 | 546.8773 | 9.919e-06 | 546.8773 | 8.8725e-06 | 545.1363 | 0 | 633.0762 | 0.00086071 | 818.8463 | 0.0153 | 633.0762 | -0.00073529 | 818.1694 | 0.27756 | 818.8463 | 0.03478 | 546.8773 | 0.26166
| 545.2519 | 0 | 633.3072 | 0.00075684 | 545.2519 | 0 | 633.3072 | 0.00045521 | 546.9954 | 1.4682e-05 | 633.3072 | 0.00073721 | 546.9954 | 7.7175e-06 | 628.1 | 0.00089378 | 545.2519 | 0.21843 | 628.1 | 0.0014824 | 628.1 | 0.0017663 | 546.9954 | 1.0165e-05 | 546.9954 | 8.6639e-06 | 545.2519 | 0 | 633.3072 | 0.0013502 | 819.0126 | 0.01781 | 633.3072 | 0.00035365 | 818.3359 | 0.28007 | 819.0126 | 0.03462 | 546.9954 | 0.26081
| 545.3676 | 0.00035636 | 633.5382 | 0.00041184 | 545.3676 | 0.00132 | 633.5382 | -0.00027195 | 547.1134 | 1.4682e-05 | 633.5382 | -0.00013029 | 547.1134 | 7.8967e-06 | 628.33 | -0.0010287 | 545.3676 | 0.21633 | 628.33 | -0.0028116 | 628.33 | -0.0017446 | 547.1134 | 1.0633e-05 | 547.1134 | 9.4106e-06 | 545.3676 | 0 | 633.5382 | -3.7184e-05 | 819.1789 | 0.01326 | 633.5382 | 0.00021185 | 818.5024 | 0.28302 | 819.1789 | 0.03447 | 547.1134 | 0.26115
| 545.4833 | 0 | 633.7692 | 0.00051142 | 545.4833 | 0 | 633.7692 | 0.00047085 | 547.2315 | 0 | 633.7692 | 0.00076982 | 547.2315 | 7.3591e-06 | 628.57 | -0.00042159 | 545.4833 | 0.21862 | 628.57 | -0.0024242 | 628.57 | 0.00059601 | 547.2315 | 1.0282e-05 | 547.2315 | 7.6976e-06 | 545.4833 | 0.0002221 | 633.7692 | 0.00085825 | 819.3453 | 0.01441 | 633.7692 | -0.001038 | 818.6689 | 0.28695 | 819.3453 | 0.03432 | 547.2315 | 0.26134
| 545.599 | 0.0006079 | 634.0002 | 0.00039394 | 545.599 | 0.00194 | 634.0002 | -0.00028178 | 547.3495 | 1.4682e-05 | 634.0002 | -0.000248 | 547.3495 | 7.5383e-06 | 628.8 | -0.0019393 | 545.599 | 0.219 | 628.8 | -0.0017461 | 628.8 | 0.00098612 | 547.3495 | 8.5606e-06 | 547.3495 | 6.8411e-06 | 545.599 | 0 | 634.0002 | -0.00011652 | 819.5116 | 0.01308 | 634.0002 | -0.00066489 | 818.8353 | 0.28054 | 819.5116 | 0.03435 | 547.3495 | 0.26207
| 545.7147 | 0 | 634.2312 | 0.00057167 | 545.7147 | 0 | 634.2312 | 0.00030126 | 547.4676 | 0 | 634.2312 | 0.00067742 | 547.4676 | 6.9334e-06 | 629.03 | -0.0018381 | 545.7147 | 0.218 | 629.03 | -0.0010681 | 629.03 | 0.00082357 | 547.4676 | 8.3381e-06 | 547.4676 | 1.0377e-05 | 545.7147 | 0 | 634.2312 | 0.0018263 | 819.678 | 0.01601 | 634.2312 | 0.00038616 | 819.0018 | 0.28949 | 819.678 | 0.03411 | 547.4676 | 0.26179
| 545.8303 | 0.00163 | 634.4622 | 0.00016968 | 545.8303 | 0.00067626 | 634.4622 | -8.133e-05 | 547.5857 | 1.4682e-05 | 634.4622 | -0.00031643 | 547.5857 | 7.8519e-06 | 629.26 | -0.00072515 | 545.8303 | 0.21616 | 629.26 | 2.9596e-05 | 629.26 | -0.0013871 | 547.5857 | 9.6731e-06 | 547.5857 | 8.9823e-06 | 545.8303 | 0 | 634.4622 | 0.0001305 | 819.8443 | 0.01619 | 634.4622 | -0.00077597 | 819.1683 | 0.29118 | 819.8443 | 0.03401 | 547.5857 | 0.26181
| 545.946 | 0 | 634.6933 | 0.0005911 | 545.946 | 0 | 634.6933 | 0.00070368 | 547.7037 | 1.4682e-05 | 634.6933 | 0.00064375 | 547.7037 | 8.4456e-06 | 629.49 | 0.00048905 | 545.946 | 0.21121 | 629.49 | -0.002521 | 629.49 | 0.00088859 | 547.7037 | 1.0388e-05 | 547.7037 | 1.0586e-05 | 545.946 | 0 | 634.6933 | 0.0012218 | 820.0107 | 0.01781 | 634.6933 | 0.00021024 | 819.3348 | 0.29395 | 820.0107 | 0.03369 | 547.7037 | 0.26067
| 546.0617 | 0 | 634.9243 | 0.00044673 | 546.0617 | 0.00041617 | 634.9243 | -0.00070455 | 547.8218 | 1.4682e-05 | 634.9243 | -0.00015655 | 547.8218 | 9.3865e-06 | 629.72 | -0.0013997 | 546.0617 | 0.21174 | 629.72 | -0.0016493 | 629.72 | -0.0012895 | 547.8218 | 1.0516e-05 | 547.8218 | 9.4106e-06 | 546.0617 | 0.00022492 | 634.9243 | 0.00079762 | 820.177 | 0.01461 | 634.9243 | -0.0010785 | 819.5013 | 0.29362 | 820.177 | 0.0337 | 547.8218 | 0.26001
| 546.1775 | 0 | 635.1554 | 0.00063833 | 546.1775 | 0 | 635.1554 | 0.00064849 | 547.9399 | 0 | 635.1554 | 0.00070039 | 547.9399 | 8.916e-06 | 629.95 | -0.0011299 | 546.1775 | 0.21366 | 629.95 | 6.1882e-05 | 629.95 | -0.0018422 | 547.9399 | 9.8371e-06 | 547.9399 | 1.0267e-05 | 546.1775 | 0 | 635.1554 | 0.0015169 | 820.3434 | 0.01677 | 635.1554 | 0.0016514 | 819.6678 | 0.29747 | 820.3434 | 0.03343 | 547.9399 | 0.25849
| 546.2932 | 0.00076961 | 635.3865 | 0.00051175 | 546.2932 | 0.00039883 | 635.3865 | -0.00027033 | 548.058 | 0 | 635.3865 | -0.00012993 | 548.058 | 8.6248e-06 | 630.18 | -5.0592e-05 | 546.2932 | 0.21168 | 630.18 | -2.6905e-06 | 630.18 | -0.00054182 | 548.058 | 1.0903e-05 | 548.058 | 6.2042e-06 | 546.2932 | 0 | 635.3865 | 0.00089995 | 820.5097 | 0.01528 | 635.3865 | -0.00089014 | 819.8343 | 0.29898 | 820.5097 | 0.03334 | 548.058 | 0.25839
| 546.4089 | 0 | 635.6176 | 0.00046756 | 546.4089 | 0 | 635.6176 | 0.00074838 | 548.1761 | 3.2289e-05 | 635.6176 | 0.00078598 | 548.1761 | 7.2471e-06 | 630.41 | 0.0001855 | 546.4089 | 0.21377 | 630.41 | 0.00015874 | 630.41 | -0.001127 | 548.1761 | 1.0516e-05 | 548.1761 | 4.2825e-06 | 546.4089 | 9.0716e-05 | 635.6176 | 0.0013432 | 820.6761 | 0.01784 | 635.6176 | 0.001246 | 820.0009 | 0.30621 | 820.6761 | 0.03289 | 548.1761 | 0.25824
| 546.5246 | 0.00057197 | 635.8487 | 0.00047166 | 546.5246 | 0.00186 | 635.8487 | -0.00036693 | 548.2941 | 0 | 635.8487 | -0.00020245 | 548.2941 | 7.6727e-06 | 630.65 | -0.00052277 | 546.5246 | 0.21245 | 630.65 | -0.0030376 | 630.65 | -0.00047681 | 548.2941 | 1.0036e-05 | 548.2941 | 7.1595e-06 | 546.5246 | 0 | 635.8487 | 0.00072046 | 820.8425 | 0.01732 | 635.8487 | -0.00011 | 820.1674 | 0.30616 | 820.8425 | 0.03289 | 548.2941 | 0.259
| 546.6403 | 0 | 636.0798 | 0.00020909 | 546.6403 | 0 | 636.0798 | 0.0003432 | 548.4122 | 1.4682e-05 | 636.0798 | 0.00057832 | 548.4122 | 7.2471e-06 | 630.88 | -0.00075887 | 546.6403 | 0.21147 | 630.88 | -0.0012941 | 630.88 | 0.0002384 | 548.4122 | 8.1858e-06 | 548.4122 | 9.4106e-06 | 546.6403 | 0 | 636.0798 | 0.0012174 | 821.0088 | 0.01494 | 636.0798 | 0.00040399 | 820.3339 | 0.31381 | 821.0088 | 0.03256 | 548.4122 | 0.25811
| 546.7561 | 0.00073368 | 636.3109 | 0.00040297 | 546.7561 | 0.0012 | 636.3109 | -0.00049292 | 548.5303 | 1.4682e-05 | 636.3109 | -0.00023824 | 548.5303 | 9.0729e-06 | 631.11 | -0.00096123 | 546.7561 | 0.21196 | 631.11 | 0.0004816 | 631.11 | -0.00063934 | 548.5303 | 9.2164e-06 | 548.5303 | 1.0586e-05 | 546.7561 | 0.00029991 | 636.3109 | 0.0010416 | 821.1752 | 0.01751 | 636.3109 | -0.00016487 | 820.5004 | 0.30506 | 821.1752 | 0.03283 | 548.5303 | 0.25831
| 546.8718 | 0 | 636.542 | 0.00059221 | 546.8718 | 0 | 636.542 | 0.00055376 | 548.6484 | 0 | 636.542 | 0.00066538 | 548.6484 | 9.2073e-06 | 631.34 | -0.00072515 | 546.8718 | 0.21042 | 631.34 | 0.00051389 | 631.34 | 0.00062851 | 548.6484 | 8.9705e-06 | 548.6484 | 7.0607e-06 | 546.8718 | 0 | 636.542 | 0.0011621 | 821.3416 | 0.01596 | 636.542 | -0.00028019 | 820.667 | 0.31829 | 821.3416 | 0.03258 | 548.6484 | 0.25729
| 546.9876 | 0.00106 | 636.7732 | 0.00030269 | 546.9876 | 0.00149 | 636.7732 | -0.00025722 | 548.7665 | 1.4682e-05 | 636.7732 | -0.00025265 | 548.7665 | 9.8009e-06 | 631.57 | -0.00059023 | 546.9876 | 0.2104 | 631.57 | 0.00019102 | 631.57 | -0.00073687 | 548.7665 | 1.0598e-05 | 548.7665 | 6.9509e-06 | 546.9876 | 0 | 636.7732 | 0.0012454 | 821.508 | 0.01762 | 636.7732 | -1.4068e-06 | 820.8335 | 0.31174 | 821.508 | 0.03293 | 548.7665 | 0.25832
| 547.1033 | 0 | 637.0043 | 0.0007091 | 547.1033 | 0 | 637.0043 | 0.00020291 | 548.8846 | 0 | 637.0043 | 0.00071657 | 548.8846 | 8.6024e-06 | 631.8 | 0.0030523 | 547.1033 | 0.20869 | 631.8 | 0.00041703 | 631.8 | -0.00089942 | 548.8846 | 1.0013e-05 | 548.8846 | 5.2379e-06 | 547.1033 | 0 | 637.0043 | 0.0029337 | 821.6744 | 0.0174 | 637.0043 | 0.0013053 | 821 | 0.31941 | 821.6744 | 0.03266 | 548.8846 | 0.25749
| 547.2191 | 0.0005001 | 637.2355 | 0.00042506 | 547.2191 | 0.00060691 | 637.2355 | -0.00070591 | 549.0027 | 1.4682e-05 | 637.2355 | -0.00025868 | 549.0027 | 8.972e-06 | 632.03 | -8.4319e-05 | 547.2191 | 0.20583 | 632.03 | -0.0016493 | 632.03 | -0.00028175 | 549.0027 | 1.1207e-05 | 549.0027 | 5.2379e-06 | 547.2191 | 0 | 637.2355 | 0.0020998 | 821.8408 | 0.01734 | 637.2355 | -0.0008715 | 821.1666 | 0.32264 | 821.8408 | 0.03319 | 549.0027 | 0.25847
| 547.3348 | 0 | 637.4667 | 0.00048926 | 547.3348 | 0 | 637.4667 | 0.0008028 | 549.1209 | 3.2289e-05 | 637.4667 | 0.00064158 | 549.1209 | 7.7959e-06 | 632.26 | 0.00011805 | 547.3348 | 0.20679 | 632.26 | 0.00057846 | 632.26 | 0.0002384 | 549.1209 | 8.7245e-06 | 549.1209 | 4.1727e-06 | 547.3348 | 0 | 637.4667 | 0.0028746 | 822.0072 | 0.01457 | 637.4667 | 0.0010368 | 821.3331 | 0.32701 | 822.0072 | 0.03289 | 549.1209 | 0.25754
| 547.4506 | 0 | 637.6978 | 0.00045245 | 547.4506 | 0.00132 | 637.6978 | -0.00051606 | 549.239 | 1.4682e-05 | 637.6978 | -0.00014299 | 549.239 | 8.0536e-06 | 632.5 | -0.0014672 | 547.4506 | 0.2018 | 632.5 | -0.0028116 | 632.5 | -0.0015171 | 549.239 | 8.5606e-06 | 549.239 | 3.7445e-06 | 547.4506 | 0 | 637.6978 | 0.00026014 | 822.1735 | 0.01649 | 637.6978 | -0.00033502 | 821.4996 | 0.32694 | 822.1735 | 0.03332 | 549.239 | 0.2575
| 547.5664 | 0 | 637.929 | 0.00040298 | 547.5664 | 0 | 637.929 | 0.000716 | 549.3571 | 1.4682e-05 | 637.929 | 0.00050529 | 549.3571 | 8.5576e-06 | 632.73 | 0.00015177 | 547.5664 | 0.20156 | 632.73 | 0.00093361 | 632.73 | -0.0011595 | 549.3571 | 8.0922e-06 | 549.3571 | 5.1281e-06 | 547.5664 | 0 | 637.929 | 0.0018216 | 822.34 | 0.01375 | 637.929 | 0.000727 | 821.6662 | 0.33389 | 822.34 | 0.03291 | 549.3571 | 0.25596
| 547.6821 | 0.00102 | 638.1602 | 0.00052212 | 547.6821 | 0.00076297 | 638.1602 | -9.1201e-05 | 549.4752 | 0 | 638.1602 | -0.00014948 | 549.4752 | 8.916e-06 | 632.96 | -0.00042159 | 547.6821 | 0.20248 | 632.96 | -0.0018108 | 632.96 | -0.00076939 | 549.4752 | 9.7551e-06 | 549.4752 | 6.5226e-06 | 547.6821 | 0.00039362 | 638.1602 | 0.00050227 | 822.5064 | 0.01554 | 638.1602 | -0.00062879 | 821.8328 | 0.33736 | 822.5064 | 0.03335 | 549.4752 | 0.25638
| 547.7979 | 0 | 638.3915 | 0.00061594 | 547.7979 | 0 | 638.3915 | 0.00035626 | 549.5933 | 1.4682e-05 | 638.3915 | 0.00069525 | 549.5933 | 9.5993e-06 | 633.19 | 0.00015177 | 547.7979 | 0.19702 | 633.19 | 0.00041703 | 633.19 | 0.00079106 | 549.5933 | 1.0141e-05 | 549.5933 | 7.6976e-06 | 547.7979 | 0 | 638.3915 | 0.0013953 | 822.6728 | 0.01406 | 638.3915 | 0.0014445 | 821.9993 | 0.34411 | 822.6728 | 0.03299 | 549.5933 | 0.25648
| 547.9137 | 0.00024855 | 638.6227 | 0.00035981 | 547.9137 | 0.00158 | 638.6227 | -0.00053151 | 549.7115 | 0 | 638.6227 | -0.00026288 | 549.7115 | 5.8693e-06 | 633.42 | -0.0025465 | 547.9137 | 0.2024 | 633.42 | -0.0029085 | 633.42 | -0.00073687 | 549.7115 | 6.9328e-06 | 549.7115 | 4.6998e-06 | 547.9137 | 0 | 638.6227 | 0.0015791 | 822.8392 | 0.01554 | 638.6227 | 0.00022394 | 822.1659 | 0.33906 | 822.8392 | 0.03322 | 549.7115 | 0.2572
| 548.0295 | 0 | 638.8539 | 0.00050437 | 548.0295 | 0 | 638.8539 | 7.6193e-05 | 549.8296 | 0 | 638.8539 | -0.00011208 | 549.8296 | 1.6589e-05 | 633.65 | -0.0012985 | 548.0295 | 0.19969 | 633.65 | -0.0014878 | 633.65 | -0.0018096 | 549.8296 | 1.8901e-05 | 549.8296 | 1.5077e-05 | 548.0295 | 0 | 638.8539 | 0.0017548 | 823.0056 | 0.01575 | 638.8539 | 0.00064008 | 822.3325 | 0.34863 | 823.0056 | 0.0338 | 549.8296 | 0.2573
| 548.1453 | 0.00076961 | 639.0852 | 0.00055502 | 548.1453 | 0.00213 | 639.0852 | 0.0004205 | 549.9477 | 3.2289e-05 | 639.0852 | 0.00072704 | 549.9477 | 1.3094e-05 | 633.88 | 0.0017032 | 548.1453 | 0.19533 | 633.88 | 0.0015793 | 633.88 | 0.0017338 | 549.9477 | 1.5657e-05 | 549.9477 | 1.3045e-05 | 548.1453 | 0.00216 | 639.0852 | 0.0014094 | 823.172 | 0.01375 | 639.0852 | 0.0024987 | 822.499 | 0.35914 | 823.172 | 0.03415 | 549.9477 | 0.25677
| 548.2611 | 0 | 639.3164 | 0.00040636 | 548.2611 | 0 | 639.3164 | -0.00069294 | 550.0658 | 0 | 639.3164 | -0.00015828 | 550.0658 | 2.5639e-05 | 634.11 | -0.00052277 | 548.2611 | 0.19495 | 634.11 | -2.6905e-06 | 634.11 | -0.001192 | 550.0658 | 3.1408e-05 | 550.0658 | 2.6091e-05 | 548.2611 | 0 | 639.3164 | 0.0014898 | 823.3384 | 0.01579 | 639.3164 | -0.00061954 | 822.6656 | 0.36333 | 823.3384 | 0.03517 | 550.0658 | 0.25697
| 548.3769 | 0.00042823 | 639.5477 | 0.00058855 | 548.3769 | 0.00142 | 639.5477 | 0.00048348 | 550.184 | 4.9907e-05 | 639.5477 | 0.00059066 | 550.184 | 1.2668e-05 | 634.35 | -0.00035414 | 548.3769 | 0.1905 | 634.35 | -0.00097128 | 634.35 | -0.0010945 | 550.184 | 1.6255e-05 | 550.184 | 1.3045e-05 | 548.3769 | 0.00063729 | 639.5477 | 0.0037408 | 823.5049 | 0.01352 | 639.5477 | 0.0017761 | 822.8322 | 0.36674 | 823.5049 | 0.0347 | 550.184 | 0.25628
| 548.4927 | 0 | 639.779 | 0.00050154 | 548.4927 | 0 | 639.779 | -0.00070005 | 550.3021 | 0 | 639.779 | -0.00017877 | 550.3021 | 2.4194e-05 | 634.58 | -0.00079259 | 548.4927 | 0.18955 | 634.58 | -0.00032556 | 634.58 | -0.0018096 | 550.3021 | 3.0834e-05 | 550.3021 | 2.6091e-05 | 548.4927 | 0 | 639.779 | 0.0011464 | 823.6713 | 0.01607 | 639.779 | -0.00019113 | 822.9988 | 0.37159 | 823.6713 | 0.03569 | 550.3021 | 0.25723
| 548.6085 | 0.00030245 | 640.0103 | 0.00076629 | 548.6085 | 0.00165 | 640.0103 | 0.00044618 | 550.4203 | 3.2289e-05 | 640.0103 | 0.00073072 | 550.4203 | 1.1705e-05 | 634.81 | 0.0015008 | 548.6085 | 0.18869 | 634.81 | 0.00038475 | 634.81 | 0.00033593 | 550.4203 | 1.5107e-05 | 550.4203 | 1.3045e-05 | 548.6085 | 0.0005998 | 640.0103 | 0.00194 | 823.8377 | 0.01366 | 640.0103 | 0.00083114 | 823.1654 | 0.37162 | 823.8377 | 0.03503 | 550.4203 | 0.25728
| 548.7243 | 0 | 640.2416 | 0.00037453 | 548.7243 | 0 | 640.2416 | -0.00052193 | 550.5384 | 0 | 640.2416 | -0.00034351 | 550.5384 | 2.5841e-05 | 635.04 | -0.0014672 | 548.7243 | 0.18739 | 635.04 | -9.9549e-05 | 635.04 | -0.0019722 | 550.5384 | 2.964e-05 | 550.5384 | 2.8012e-05 | 548.7243 | 0 | 640.2416 | 0.00094218 | 824.0042 | 0.01586 | 640.2416 | -0.00030759 | 823.332 | 0.37525 | 824.0042 | 0.03611 | 550.5384 | 0.25767
| 548.8402 | 0.00106 | 640.4729 | 0.00045325 | 548.8402 | 0.00125 | 640.4729 | 0.00036683 | 550.6566 | 3.2289e-05 | 640.4729 | 0.00053781 | 550.6566 | 1.4315e-05 | 635.27 | 0.001231 | 548.8402 | 0.18506 | 635.27 | -0.00013183 | 635.27 | 0.00049847 | 550.6566 | 1.5025e-05 | 550.6566 | 1.5186e-05 | 548.8402 | 0.00154 | 640.4729 | 0.0028747 | 824.1706 | 0.01498 | 640.4729 | 0.00099808 | 823.4986 | 0.37986 | 824.1706 | 0.03565 | 550.6566 | 0.2561
| 548.956 | 0 | 640.7042 | 0.00057895 | 548.956 | 0 | 640.7042 | -0.00082 | 550.7747 | 0 | 640.7042 | -0.00026557 | 550.7747 | 2.6726e-05 | 635.5 | -0.0011299 | 548.956 | 0.1818 | 635.5 | -0.00080984 | 635.5 | -0.0014521 | 550.7747 | 3.1362e-05 | 550.7747 | 2.8232e-05 | 548.956 | 0 | 640.7042 | 0.0010937 | 824.337 | 0.0161 | 640.7042 | -0.00083335 | 823.6652 | 0.38629 | 824.337 | 0.03679 | 550.7747 | 0.25578
| 549.0719 | 0.0006079 | 640.9356 | 0.00042986 | 549.0719 | 0.00101 | 640.9356 | 0.00061815 | 550.8929 | 3.2289e-05 | 640.9356 | 0.00057116 | 550.8929 | 1.2489e-05 | 635.73 | -0.00062396 | 549.0719 | 0.17796 | 635.73 | 0.0022573 | 635.73 | -0.00050931 | 550.8929 | 1.6664e-05 | 550.8929 | 1.3254e-05 | 549.0719 | 0.00129 | 640.9356 | 0.0021891 | 824.5035 | 0.01447 | 640.9356 | 0.0014945 | 823.8318 | 0.39304 | 824.5035 | 0.03614 | 550.8929 | 0.25568
| 549.1877 | 0 | 641.1669 | 1.9596e-05 | 549.1877 | 0 | 641.1669 | -0.00053392 | 551.011 | 0 | 641.1669 | -0.00024282 | 551.011 | 2.3914e-05 | 635.96 | -0.0034908 | 549.1877 | 0.17695 | 635.96 | -0.0011327 | 635.96 | 0.0002384 | 551.011 | 3.0998e-05 | 551.011 | 2.5454e-05 | 549.1877 | 0 | 641.1669 | 0.0018238 | 824.6699 | 0.01586 | 641.1669 | -6.3891e-05 | 823.9984 | 0.39457 | 824.6699 | 0.03705 | 551.011 | 0.25727
| 549.3035 | 0.00075165 | 641.3983 | 0.00069381 | 549.3035 | 0.00135 | 641.3983 | 0.00056501 | 551.1292 | 3.2289e-05 | 641.3983 | 0.00070164 | 551.1292 | 1.1548e-05 | 636.2 | 0.00082632 | 549.3035 | 0.172 | 636.2 | -0.00051927 | 636.2 | 0.00053099 | 551.1292 | 1.4334e-05 | 551.1292 | 1.2408e-05 | 549.3035 | 0.00044985 | 641.3983 | 0.002328 | 824.8364 | 0.01373 | 641.3983 | 0.0013755 | 824.165 | 0.39878 | 824.8364 | 0.03635 | 551.1292 | 0.25758
| 549.4194 | 0 | 641.6296 | 0.00044177 | 549.4194 | 0 | 641.6296 | -0.00054385 | 551.2474 | 0 | 641.6296 | -0.00021441 | 551.2474 | 2.5068e-05 | 636.43 | -0.0005565 | 549.4194 | 0.17138 | 636.43 | -0.00058385 | 636.43 | 0.00036844 | 551.2474 | 3.005e-05 | 551.2474 | 2.6091e-05 | 549.4194 | 0 | 641.6296 | 0.001638 | 825.0029 | 0.01596 | 641.6296 | -0.00042729 | 824.3316 | 0.40541 | 825.0029 | 0.03736 | 551.2474 | 0.25798
| 549.5353 | 0.00106 | 641.861 | 0.00059266 | 549.5353 | 0.00163 | 641.861 | 0.0003439 | 551.3655 | 3.2289e-05 | 641.861 | 0.00073623 | 551.3655 | 1.3643e-05 | 636.66 | 0.0020742 | 549.5353 | 0.16734 | 636.66 | 0.00073989 | 636.66 | 0.00088859 | 551.3655 | 1.581e-05 | 551.3655 | 1.4539e-05 | 549.5353 | 0.00214 | 641.861 | 0.0017037 | 825.1693 | 0.01449 | 641.861 | 0.0011069 | 824.4982 | 0.41194 | 825.1693 | 0.03705 | 551.3655 | 0.25774
| 549.6511 | 0 | 642.0924 | -2.6544e-06 | 549.6511 | 0 | 642.0924 | -0.00043545 | 551.4837 | 0 | 642.0924 | -0.00016526 | 551.4837 | 2.8014e-05 | 636.89 | -0.00015177 | 549.6511 | 0.16781 | 636.89 | 0.0007076 | 636.89 | 0.00040094 | 551.4837 | 3.1865e-05 | 551.4837 | 2.8869e-05 | 549.6511 | 0 | 642.0924 | 0.00094251 | 825.3358 | 0.01624 | 642.0924 | -0.00043263 | 824.6648 | 0.41227 | 825.3358 | 0.0381 | 551.4837 | 0.25748
| 549.767 | 5.091e-05 | 642.3238 | 0.00070501 | 549.767 | 0.00118 | 642.3238 | 0.00098009 | 551.6019 | 4.9907e-05 | 642.3238 | 0.00068227 | 551.6019 | 1.4573e-05 | 637.12 | 0.00035414 | 549.767 | 0.16632 | 637.12 | -0.0013587 | 637.12 | -0.0017446 | 551.6019 | 1.6219e-05 | 551.6019 | 1.5186e-05 | 549.767 | 0.00189 | 642.3238 | 0.0027748 | 825.5023 | 0.01468 | 642.3238 | 0.0024267 | 824.8315 | 0.41752 | 825.5023 | 0.03773 | 551.6019 | 0.25658
| 549.8829 | 0 | 642.5552 | 0.00046783 | 549.8829 | 0 | 642.5552 | -0.00054677 | 551.7201 | 0 | 642.5552 | -0.00020556 | 551.7201 | 2.7252e-05 | 637.35 | -0.0010624 | 549.8829 | 0.16255 | 637.35 | -0.0022627 | 637.35 | -0.00050931 | 551.7201 | 3.0589e-05 | 551.7201 | 2.6091e-05 | 549.8829 | 0 | 642.5552 | 0.0023888 | 825.6687 | 0.01612 | 642.5552 | 0.00029219 | 824.9981 | 0.42284 | 825.6687 | 0.0384 | 551.7201 | 0.25604
| 549.9987 | 0.00041025 | 642.7866 | 0.00026582 | 549.9987 | 0.00154 | 642.7866 | 0.00076036 | 551.8382 | 4.9907e-05 | 642.7866 | 0.00062484 | 551.8382 | 1.2825e-05 | 637.58 | -0.00052277 | 549.9987 | 0.16431 | 637.58 | -0.00097128 | 637.58 | -0.00093193 | 551.8382 | 1.4861e-05 | 551.8382 | 1.198e-05 | 549.9987 | 5.6228e-05 | 642.7866 | 0.0030513 | 825.8352 | 0.01509 | 642.7866 | 0.0011617 | 825.1647 | 0.43358 | 825.8352 | 0.03811 | 551.8382 | 0.2557
| 550.1146 | 0 | 643.0181 | 0.00035315 | 550.1146 | 0 | 643.0181 | -0.0006887 | 551.9564 | 0 | 643.0181 | -0.00022328 | 551.9564 | 2.5874e-05 | 637.82 | -0.00086005 | 550.1146 | 0.15957 | 637.82 | -0.0013264 | 637.82 | -0.00044429 | 551.9564 | 2.9722e-05 | 551.9564 | 2.5025e-05 | 550.1146 | 0 | 643.0181 | 0.0023216 | 826.0017 | 0.01631 | 643.0181 | 0.00066075 | 825.3314 | 0.42946 | 826.0017 | 0.03895 | 551.9564 | 0.25567
| 550.2305 | 0.00149 | 643.2495 | 0.00045605 | 550.2305 | 0.00102 | 643.2495 | 1.15e-05 | 552.0746 | 3.2289e-05 | 643.2495 | 0.00057679 | 552.0746 | 1.3195e-05 | 638.05 | 0.0016358 | 550.2305 | 0.15954 | 638.05 | 0.00041703 | 638.05 | -0.00099695 | 552.0746 | 1.5376e-05 | 552.0746 | 1.3254e-05 | 550.2305 | 0.00126 | 643.2495 | 0.0032822 | 826.1682 | 0.01463 | 643.2495 | 0.00065873 | 825.498 | 0.44012 | 826.1682 | 0.03896 | 552.0746 | 0.25509
| 550.3464 | 0 | 643.4809 | 0.00039298 | 550.3464 | 0 | 643.4809 | -0.00089185 | 552.1928 | 0 | 643.4809 | -0.00031682 | 552.1928 | 2.6916e-05 | 638.28 | -0.00038786 | 550.3464 | 0.15778 | 638.28 | -0.0014878 | 638.28 | -0.0014196 | 552.1928 | 2.9617e-05 | 552.1928 | 2.4169e-05 | 550.3464 | 0 | 643.4809 | 0.0019118 | 826.3347 | 0.01558 | 643.4809 | -0.00038462 | 825.6647 | 0.44136 | 826.3347 | 0.0398 | 552.1928 | 0.25541
| 550.4623 | 0 | 643.7124 | 0.00077554 | 550.4623 | 0.00151 | 643.7124 | 0.00033098 | 552.311 | 3.2289e-05 | 643.7124 | 0.00077041 | 552.311 | 1.3789e-05 | 638.51 | 0.00086005 | 550.4623 | 0.15965 | 638.51 | 0.00073989 | 638.51 | -0.0018096 | 552.311 | 1.4674e-05 | 552.311 | 1.1124e-05 | 550.4623 | 0.00063729 | 643.7124 | 0.0029374 | 826.5011 | 0.01489 | 643.7124 | -0.00088039 | 825.8313 | 0.44878 | 826.5011 | 0.03985 | 552.311 | 0.25593
| 550.5782 | 0 | 643.9439 | 0.00041686 | 550.5782 | 0 | 643.9439 | -0.00055795 | 552.4292 | 0 | 643.9439 | -0.0001939 | 552.4292 | 2.8003e-05 | 638.74 | -0.0010624 | 550.5782 | 0.15313 | 638.74 | -0.0018108 | 638.74 | 0.00098612 | 552.4292 | 2.9886e-05 | 552.4292 | 2.4169e-05 | 550.5782 | 0 | 643.9439 | 0.0024198 | 826.6676 | 0.01594 | 643.9439 | 0.0007118 | 825.998 | 0.44968 | 826.6676 | 0.04042 | 552.4292 | 0.25692
| 550.6941 | 0.00053603 | 644.1754 | 0.00052984 | 550.6941 | 0.00081498 | 644.1754 | 0.0004978 | 552.5474 | 3.2289e-05 | 644.1754 | 0.00063905 | 552.5474 | 1.4259e-05 | 638.97 | -1.6864e-05 | 550.6941 | 0.15718 | 638.97 | 0.0010628 | 638.97 | -0.0010945 | 552.5474 | 1.5318e-05 | 552.5474 | 1.3045e-05 | 550.6941 | 0.00169 | 644.1754 | 0.00331 | 826.8341 | 0.0151 | 644.1754 | 0.00017819 | 826.1646 | 0.45524 | 826.8341 | 0.04054 | 552.5474 | 0.25645
| 550.81 | 0 | 644.4069 | 0.00033825 | 550.81 | 0 | 644.4069 | -0.00069963 | 552.6656 | 0 | 644.4069 | -0.00028761 | 552.6656 | 2.7431e-05 | 639.21 | -0.0023104 | 550.81 | 0.15585 | 639.21 | -0.0034573 | 639.21 | 0.0016038 | 552.6656 | 3.0998e-05 | 552.6656 | 2.4806e-05 | 550.81 | 0 | 644.4069 | 0.0020883 | 827.0006 | 0.01607 | 644.4069 | -0.0015911 | 826.3313 | 0.4619 | 827.0006 | 0.04108 | 552.6656 | 0.25655
| 550.926 | 0 | 644.6384 | 0.00052371 | 550.926 | 0.00184 | 644.6384 | 0.00039903 | 552.7838 | 4.9907e-05 | 644.6384 | 0.00071408 | 552.7838 | 1.3195e-05 | 639.44 | -0.00069142 | 550.926 | 0.15468 | 639.44 | 0.00015874 | 639.44 | 0.00082357 | 552.7838 | 1.5845e-05 | 552.7838 | 1.1761e-05 | 550.926 | 0.00013121 | 644.6384 | 0.0021852 | 827.1671 | 0.01482 | 644.6384 | 0.00027265 | 826.498 | 0.46544 | 827.1671 | 0.04131 | 552.7838 | 0.25614
| 551.0419 | 0 | 644.8699 | 0.00019909 | 551.0419 | 0 | 644.8699 | -0.00054344 | 552.902 | 0 | 644.8699 | -0.00028183 | 552.902 | 2.7196e-05 | 639.67 | -0.0013322 | 551.0419 | 0.15301 | 639.67 | -6.7263e-05 | 639.67 | -0.0018422 | 552.902 | 3.005e-05 | 552.902 | 2.2236e-05 | 551.0419 | 0 | 644.8699 | 0.0023761 | 827.3336 | 0.01487 | 644.8699 | -0.0016858 | 826.6646 | 0.4683 | 827.3336 | 0.04173 | 552.902 | 0.25744
| 551.1578 | 0.00023058 | 645.1014 | 0.00055174 | 551.1578 | 0.00064159 | 645.1014 | 0.0002603 | 553.0202 | 3.2289e-05 | 645.1014 | 0.00073383 | 553.0202 | 1.4449e-05 | 639.9 | 0.00062396 | 551.1578 | 0.15568 | 639.9 | 0.0009659 | 639.9 | 0.00043346 | 553.0202 | 1.4416e-05 | 553.0202 | 1.0476e-05 | 551.1578 | 0.00127 | 645.1014 | 0.0028773 | 827.5001 | 0.01505 | 645.1014 | 0.00042176 | 826.8313 | 0.47208 | 827.5001 | 0.04204 | 553.0202 | 0.25733
| 551.2738 | 0 | 645.333 | 0.00028519 | 551.2738 | 0 | 645.333 | -0.00065649 | 553.1385 | 0 | 645.333 | -0.0003538 | 553.1385 | 2.6681e-05 | 640.13 | -0.0018719 | 551.2738 | 0.15299 | 640.13 | -0.00032556 | 640.13 | 0.00062851 | 553.1385 | 2.9863e-05 | 553.1385 | 2.3521e-05 | 551.2738 | 0 | 645.333 | 0.0019639 | 827.6667 | 0.01587 | 645.333 | -0.00066386 | 826.998 | 0.48502 | 827.6667 | 0.04245 | 553.1385 | 0.25785
| 551.3897 | 0.000554 | 645.5645 | 0.00048717 | 551.3897 | 0.00029479 | 645.5645 | 0.00056574 | 553.2567 | 1.4682e-05 | 645.5645 | 0.00051135 | 553.2567 | 1.2702e-05 | 640.36 | -0.0011636 | 551.3897 | 0.14515 | 640.36 | -0.001165 | 640.36 | -0.00076939 | 553.2567 | 1.5657e-05 | 553.2567 | 1.3045e-05 | 551.3897 | 0.00118 | 645.5645 | 0.0031481 | 827.8332 | 0.01482 | 645.5645 | 0.00059553 | 827.1647 | 0.47874 | 827.8332 | 0.0428 | 553.2567 | 0.25623
| 551.5057 | 0 | 645.7961 | 0.00035547 | 551.5057 | 0 | 645.7961 | -0.00070331 | 553.3749 | 0 | 645.7961 | -0.0002784 | 553.3749 | 2.621e-05 | 640.59 | -0.00045532 | 551.5057 | 0.14586 | 640.59 | -0.00097128 | 640.59 | -0.0026549 | 553.3749 | 3.1303e-05 | 553.3749 | 2.6091e-05 | 551.5057 | 0 | 645.7961 | 0.002033 | 827.9997 | 0.01477 | 645.7961 | -0.0009362 | 827.3314 | 0.48252 | 827.9997 | 0.04321 | 553.3749 | 0.25611
| 551.6216 | 0.00085945 | 646.0276 | 0.00049865 | 551.6216 | 0.0016 | 646.0276 | 2.3676e-05 | 553.4931 | 4.9907e-05 | 646.0276 | 0.00056697 | 553.4931 | 1.4214e-05 | 640.83 | 0.00045532 | 551.6216 | 0.14671 | 640.83 | -0.00048698 | 640.83 | 0.0019289 | 553.4931 | 1.5891e-05 | 553.4931 | 1.3045e-05 | 551.6216 | 0.00131 | 646.0276 | 0.0024258 | 828.1662 | 0.01444 | 646.0276 | 0.00059907 | 827.4981 | 0.48708 | 828.1662 | 0.0437 | 553.4931 | 0.25519
| 551.7376 | 0 | 646.2592 | 0.00057218 | 551.7376 | 0 | 646.2592 | -0.00063072 | 553.6113 | 0 | 646.2592 | -0.00013631 | 553.6113 | 2.723e-05 | 641.06 | -1.6864e-05 | 551.7376 | 0.14401 | 641.06 | -0.0016815 | 641.06 | -0.0001192 | 553.6113 | 3.0998e-05 | 553.6113 | 2.6091e-05 | 551.7376 | 0 | 646.2592 | 0.0018589 | 828.3328 | 0.01487 | 646.2592 | -0.00062026 | 827.6648 | 0.48658 | 828.3328 | 0.044 | 553.6113 | 0.25533
| 551.8535 | 0.00058994 | 646.4908 | 0.00052699 | 551.8535 | 0.00074563 | 646.4908 | 0.00025587 | 553.7296 | 3.2289e-05 | 646.4908 | 0.00063206 | 553.7296 | 1.3296e-05 | 641.29 | -0.00048905 | 551.8535 | 0.1393 | 641.29 | -0.00064841 | 641.29 | 0.00027091 | 553.7296 | 1.5318e-05 | 553.7296 | 1.3045e-05 | 551.8535 | 0.00058106 | 646.4908 | 0.0039754 | 828.4993 | 0.01257 | 646.4908 | 0.0015816 | 827.8315 | 0.49284 | 828.4993 | 0.04432 | 553.7296 | 0.25478
| 551.9695 | 0 | 646.7224 | 0.00054822 | 551.9695 | 0 | 646.7224 | -0.00051776 | 553.8478 | 0 | 646.7224 | -0.00015979 | 553.8478 | 2.714e-05 | 641.52 | -8.4319e-05 | 551.9695 | 0.14302 | 641.52 | 0.0018376 | 641.52 | 0.00062851 | 553.8478 | 2.9781e-05 | 553.8478 | 2.9945e-05 | 551.9695 | 0 | 646.7224 | 0.0039518 | 828.6658 | 0.01457 | 646.7224 | -0.00020626 | 827.9982 | 0.49818 | 828.6658 | 0.0446 | 553.8478 | 0.25574
| 552.0855 | 0.00028449 | 646.954 | 0.00057134 | 552.0855 | 0.00158 | 646.954 | 0.00029828 | 553.966 | 3.2289e-05 | 646.954 | 0.00062914 | 553.966 | 1.4236e-05 | 641.75 | -5.0592e-05 | 552.0855 | 0.14231 | 641.75 | 0.00061074 | 641.75 | -0.00076939 | 553.966 | 1.4802e-05 | 553.966 | 1.6899e-05 | 552.0855 | 0.00084347 | 646.954 | 0.0026717 | 828.8324 | 0.01449 | 646.954 | 0.0016499 | 828.1649 | 0.50217 | 828.8324 | 0.04557 | 553.966 | 0.25572
| 552.2015 | 0 | 647.1856 | 0.0003774 | 552.2015 | 0 | 647.1856 | -0.00058697 | 554.0843 | 0 | 647.1856 | -0.0002722 | 554.0843 | 2.7532e-05 | 641.98 | -0.0010624 | 552.2015 | 0.14149 | 641.98 | -0.002069 | 641.98 | 0.0026441 | 554.0843 | 2.9066e-05 | 554.0843 | 3.0582e-05 | 552.2015 | 0 | 647.1856 | 0.0029044 | 828.9989 | 0.01526 | 647.1856 | 0.0005211 | 828.3316 | 0.49954 | 828.9989 | 0.04637 | 554.0843 | 0.25635
| 552.3174 | 0.00131 | 647.4173 | 0.00069175 | 552.3174 | 0.00161 | 647.4173 | 0.00046364 | 554.2025 | 3.2289e-05 | 647.4173 | 0.00059286 | 554.2025 | 1.3453e-05 | 642.22 | -0.00075887 | 552.3174 | 0.14149 | 642.22 | 0.0022251 | 642.22 | 0.00069354 | 554.2025 | 1.4428e-05 | 554.2025 | 1.3682e-05 | 552.3174 | 0.00056231 | 647.4173 | 0.0039882 | 829.1654 | 0.01226 | 647.4173 | 0.00073427 | 828.4983 | 0.50523 | 829.1654 | 0.04745 | 554.2025 | 0.25639
| 552.4334 | 0 | 647.6489 | 0.00060559 | 552.4334 | 0 | 647.6489 | -8.7304e-05 | 554.3208 | 0 | 647.6489 | -0.00017 | 554.3208 | 2.658e-05 | 642.45 | -0.00079259 | 552.4334 | 0.13658 | 642.45 | -0.0030376 | 642.45 | -0.0018096 | 554.3208 | 3.012e-05 | 554.3208 | 2.6091e-05 | 552.4334 | 0 | 647.6489 | 0.0037111 | 829.332 | 0.01445 | 647.6489 | -0.00033757 | 828.665 | 0.50808 | 829.332 | 0.04787 | 554.3208 | 0.25759
| 552.5494 | 0.00094928 | 647.8806 | 0.0005352 | 552.5494 | 0.00106 | 647.8806 | 0.00058392 | 554.439 | 4.9907e-05 | 647.8806 | 0.00068345 | 554.439 | 1.3307e-05 | 642.68 | -1.6864e-05 | 552.5494 | 0.1313 | 642.68 | 0.0013211 | 642.68 | 0.00017338 | 554.439 | 1.6032e-05 | 554.439 | 1.2408e-05 | 552.5494 | 0.00099342 | 647.8806 | 0.0037697 | 829.4985 | 0.01456 | 647.8806 | -0.0007765 | 828.8317 | 0.51567 | 829.4985 | 0.0483 | 554.439 | 0.25772
| 552.6654 | 0 | 648.1122 | 0.00039877 | 552.6654 | 0 | 648.1122 | -0.000585 | 554.5573 | 0 | 648.1122 | -0.00030224 | 554.5573 | 2.8014e-05 | 642.91 | 0.00086005 | 552.6654 | 0.13195 | 642.91 | -0.0019721 | 642.91 | -0.0013546 | 554.5573 | 3.1596e-05 | 554.5573 | 2.6727e-05 | 552.6654 | 0 | 648.1122 | 0.0028864 | 829.6651 | 0.01324 | 648.1122 | -0.0013241 | 828.9985 | 0.5099 | 829.6651 | 0.04826 | 554.5573 | 0.25781
| 552.7814 | 0.00041025 | 648.3439 | 0.00064802 | 552.7814 | 0.00058956 | 648.3439 | 0.00032732 | 554.6755 | 1.4682e-05 | 648.3439 | 0.00070554 | 554.6755 | 1.4886e-05 | 643.14 | -0.00052277 | 552.7814 | 0.13203 | 643.14 | 0.001773 | 643.14 | -0.0017121 | 554.6755 | 1.5786e-05 | 554.6755 | 1.433e-05 | 552.7814 | 0.00172 | 648.3439 | 0.0045016 | 829.8316 | 0.01222 | 648.3439 | 0.00087275 | 829.1652 | 0.51751 | 829.8316 | 0.04841 | 554.6755 | 0.25698
| 552.8975 | 0 | 648.5756 | 0.00035985 | 552.8975 | 0 | 648.5756 | -0.00062277 | 554.7938 | 0 | 648.5756 | -0.00030573 | 554.7938 | 2.7846e-05 | 643.37 | -0.00028669 | 552.8975 | 0.12917 | 643.37 | -0.0024887 | 643.37 | -0.00015171 | 554.7938 | 3.2767e-05 | 554.7938 | 2.8012e-05 | 552.8975 | 0 | 648.5756 | 0.0033963 | 829.9982 | 0.01181 | 648.5756 | -0.0015246 | 829.3319 | 0.5226 | 829.9982 | 0.04832 | 554.7938 | 0.25746
| 553.0135 | 0.00113 | 648.8073 | 0.00045194 | 553.0135 | 0.00137 | 648.8073 | 0.00019912 | 554.9121 | 4.9907e-05 | 648.8073 | 0.00049938 | 554.9121 | 1.3251e-05 | 643.61 | -0.00086005 | 553.0135 | 0.12661 | 643.61 | 0.00012645 | 643.61 | 0.00072604 | 554.9121 | 1.7285e-05 | 554.9121 | 1.3682e-05 | 553.0135 | 0.00182 | 648.8073 | 0.0039748 | 830.1648 | 0.01264 | 648.8073 | 0.00082187 | 829.4986 | 0.52507 | 830.1648 | 0.04857 | 554.9121 | 0.25719
| 553.1295 | 0 | 649.039 | 0.00031355 | 553.1295 | 0 | 649.039 | -0.00042784 | 555.0303 | 0 | 649.039 | -0.00033227 | 555.0303 | 2.5818e-05 | 643.84 | -0.00089378 | 553.1295 | 0.12479 | 643.84 | 0.0002556 | 643.84 | -0.00089942 | 555.0303 | 3.2474e-05 | 555.0303 | 2.6091e-05 | 553.1295 | 0 | 649.039 | 0.0030831 | 830.3314 | 0.01178 | 649.039 | -0.00017938 | 829.6654 | 0.51826 | 830.3314 | 0.04895 | 555.0303 | 0.25794
| 553.2455 | 0.00037433 | 649.2707 | 0.00039636 | 553.2455 | 0.0012 | 649.2707 | 0.0003029 | 555.1486 | 3.2289e-05 | 649.2707 | 0.00060399 | 555.1486 | 1.2904e-05 | 644.07 | -0.00062396 | 553.2455 | 0.13039 | 644.07 | -0.0027148 | 644.07 | -0.0011595 | 555.1486 | 1.5329e-05 | 555.1486 | 1.2408e-05 | 553.2455 | 0.00118 | 649.2707 | 0.0044379 | 830.4979 | 0.01004 | 649.2707 | 0.0012529 | 829.8321 | 0.52657 | 830.4979 | 0.04955 | 555.1486 | 0.2581
| 553.3615 | 0 | 649.5025 | 0.0004514 | 553.3615 | 0 | 649.5025 | -0.00051051 | 555.2669 | 0 | 649.5025 | -0.00025748 | 555.2669 | 2.6423e-05 | 644.3 | -0.00062396 | 553.3615 | 0.12724 | 644.3 | -0.001843 | 644.3 | -0.00037928 | 555.2669 | 3.053e-05 | 555.2669 | 2.7375e-05 | 553.3615 | 0 | 649.5025 | 0.0035286 | 830.6645 | 0.01259 | 649.5025 | -0.0010851 | 829.9989 | 0.52058 | 830.6645 | 0.04984 | 555.2669 | 0.2583
| 553.4776 | 0.00053603 | 649.7342 | 0.00045063 | 553.4776 | 0.00191 | 649.7342 | 0.00079736 | 555.3851 | 3.2289e-05 | 649.7342 | 0.00066348 | 555.3851 | 1.3744e-05 | 644.53 | 0.00089378 | 553.4776 | 0.13045 | 644.53 | -0.0012296 | 644.53 | 0.0010186 | 555.3851 | 1.554e-05 | 555.3851 | 1.4967e-05 | 553.4776 | 0.00229 | 649.7342 | 0.0031052 | 830.8311 | 0.01352 | 649.7342 | 1.6128e-05 | 830.1656 | 0.53017 | 830.8311 | 0.04986 | 555.3851 | 0.25803
| 553.5936 | 0 | 649.9659 | 0.00037288 | 553.5936 | 0 | 649.9659 | -0.00051385 | 555.5034 | 0 | 649.9659 | -0.00028485 | 555.5034 | 2.8271e-05 | 644.76 | -5.0592e-05 | 553.5936 | 0.12423 | 644.76 | -6.7263e-05 | 644.76 | 0.00079106 | 555.5034 | 2.9523e-05 | 555.5034 | 2.6727e-05 | 553.5936 | 0 | 649.9659 | 0.004697 | 830.9977 | 0.00937 | 649.9659 | -0.00039338 | 830.3324 | 0.5262 | 830.9977 | 0.04984 | 555.5034 | 0.25835
| 553.7097 | 0.0005001 | 650.1977 | 0.00051267 | 553.7097 | 0.00032946 | 650.1977 | 0.00015267 | 555.6217 | 6.7514e-05 | 650.1977 | 0.00065596 | 555.6217 | 1.4741e-05 | 645 | 0.00045532 | 553.7097 | 0.1248 | 645 | -0.00058385 | 645 | 0.0023191 | 555.6217 | 1.4311e-05 | 555.6217 | 1.198e-05 | 553.7097 | 0 | 650.1977 | 0.0053638 | 831.1642 | 0.01053 | 650.1977 | 0.00075949 | 830.4992 | 0.52385 | 831.1642 | 0.04989 | 555.6217 | 0.25898
| 553.8257 | 0 | 650.4295 | 0.00049299 | 553.8257 | 0 | 650.4295 | -0.00078741 | 555.74 | 0 | 650.4295 | -0.00012685 | 555.74 | 2.6804e-05 | 645.23 | -0.0015346 | 553.8257 | 0.12292 | 645.23 | -0.00029326 | 645.23 | 0.0009536 | 555.74 | 2.9418e-05 | 555.74 | 2.4378e-05 | 553.8257 | 0 | 650.4295 | 0.0032929 | 831.3308 | 0.00819 | 650.4295 | -0.0013281 | 830.6659 | 0.53182 | 831.3308 | 0.05014 | 555.74 | 0.26122
| 553.9418 | 0.00131 | 650.6613 | 0.00054595 | 553.9418 | 0.0006936 | 650.6613 | 0.00043378 | 555.8583 | 4.9907e-05 | 650.6613 | 0.00066687 | 555.8583 | 1.2209e-05 | 645.46 | 0.00035414 | 553.9418 | 0.12446 | 645.46 | -0.00061613 | 645.46 | 0.00066102 | 555.8583 | 1.5482e-05 | 555.8583 | 1.2837e-05 | 553.9418 | 0.00131 | 650.6613 | 0.0058043 | 831.4974 | 0.0089 | 650.6613 | -1.2315e-06 | 830.8327 | 0.53105 | 831.4974 | 0.05046 | 555.8583 | 0.26185
| 554.0579 | 0 | 650.893 | 0.00042218 | 554.0579 | 0 | 650.893 | -0.00085058 | 555.9765 | 0 | 650.893 | -0.00026708 | 555.9765 | 2.658e-05 | 645.69 | -0.00082632 | 554.0579 | 0.1209 | 645.69 | -0.0026501 | 645.69 | -2.1673e-05 | 555.9765 | 2.9581e-05 | 555.9765 | 2.3741e-05 | 554.0579 | 0 | 650.893 | 0.0044569 | 831.664 | 0.01051 | 650.893 | -0.0017193 | 830.9995 | 0.53036 | 831.664 | 0.0509 | 555.9765 | 0.26357
| 554.1739 | 0.00205 | 651.1249 | 0.00039201 | 554.1739 | 0.00060691 | 651.1249 | 0.00033921 | 556.0948 | 6.7514e-05 | 651.1249 | 0.00063749 | 556.0948 | 1.4494e-05 | 645.92 | 0.0005565 | 554.1739 | 0.11901 | 645.92 | -0.0011004 | 645.92 | -0.00063934 | 556.0948 | 1.4369e-05 | 556.0948 | 1.1651e-05 | 554.1739 | 0.00182 | 651.1249 | 0.0051488 | 831.8306 | 0.00993 | 651.1249 | 0.00082277 | 831.1662 | 0.53247 | 831.8306 | 0.05114 | 556.0948 | 0.26284
| 554.29 | 0 | 651.3567 | 0.00028613 | 554.29 | 0 | 651.3567 | -0.00011707 | 556.2131 | 0 | 651.3567 | -0.0002396 | 556.2131 | 2.7902e-05 | 646.16 | -0.00075887 | 554.29 | 0.12337 | 646.16 | 0.00090132 | 646.16 | -0.0018096 | 556.2131 | 2.9769e-05 | 556.2131 | 2.3203e-05 | 554.29 | 0 | 651.3567 | 0.0042305 | 831.9972 | 0.01074 | 651.3567 | -0.0014982 | 831.333 | 0.53004 | 831.9972 | 0.05148 | 556.2131 | 0.26273
| 554.4061 | 0.00035636 | 651.5885 | 0.00050909 | 554.4061 | 0.00039883 | 651.5885 | 0.00071764 | 556.3314 | 4.9907e-05 | 651.5885 | 0.00058863 | 556.3314 | 1.3408e-05 | 646.39 | -0.00086005 | 554.4061 | 0.1204 | 646.39 | -0.00087442 | 646.39 | -0.00018422 | 556.3314 | 1.5646e-05 | 556.3314 | 1.2079e-05 | 554.4061 | 0.00131 | 651.5885 | 0.0051049 | 832.1638 | 0.01046 | 651.5885 | 0.00051195 | 831.4998 | 0.53431 | 832.1638 | 0.05161 | 556.3314 | 0.26084
| 554.5222 | 0 | 651.8203 | 0.00025901 | 554.5222 | 0 | 651.8203 | -0.00045525 | 556.4497 | 0 | 651.8203 | -0.0002809 | 556.4497 | 2.8473e-05 | 646.62 | 0.00069142 | 554.5222 | 0.11875 | 646.62 | -0.0011973 | 646.62 | -0.0023949 | 556.4497 | 2.9991e-05 | 556.4497 | 2.2884e-05 | 554.5222 | 0 | 651.8203 | 0.0041166 | 832.3304 | 0.00828 | 651.8203 | -0.00031192 | 831.6666 | 0.53584 | 832.3304 | 0.05193 | 556.4497 | 0.26026
| 554.6383 | 0.00176 | 652.0522 | 0.00050855 | 554.6383 | 0.0016 | 652.0522 | 0.00065527 | 556.568 | 1.4682e-05 | 652.0522 | 0.00060503 | 556.568 | 1.5133e-05 | 646.85 | -0.0021416 | 554.6383 | 0.11932 | 646.85 | -0.001165 | 646.85 | -0.0022648 | 556.568 | 1.4533e-05 | 556.568 | 1.1332e-05 | 554.6383 | 0.00146 | 652.0522 | 0.0054238 | 832.497 | 0.00964 | 652.0522 | 2.7669e-05 | 831.8334 | 0.53847 | 832.497 | 0.05198 | 556.568 | 0.26013
| 554.7544 | 0 | 652.284 | 0.0004946 | 554.7544 | 0 | 652.284 | -0.00059611 | 556.6863 | 0 | 652.284 | -0.00031359 | 556.6863 | 2.8899e-05 | 647.08 | -0.001366 | 554.7544 | 0.11347 | 647.08 | -0.0033282 | 647.08 | -0.0024598 | 556.6863 | 2.841e-05 | 556.6863 | 2.3093e-05 | 554.7544 | 0 | 652.284 | 0.0043563 | 832.6636 | 0.00812 | 652.284 | 0.00090775 | 832.0002 | 0.53826 | 832.6636 | 0.05243 | 556.6863 | 0.26013
| 554.8705 | 0.00032042 | 652.5159 | 0.0004432 | 554.8705 | 0.00125 | 652.5159 | 0.00016284 | 556.8047 | 4.9907e-05 | 652.5159 | 0.00057325 | 556.8047 | 1.3844e-05 | 647.31 | -0.0010961 | 554.8705 | 0.11424 | 647.31 | 0.00077218 | 647.31 | 0.0010836 | 556.8047 | 1.3959e-05 | 556.8047 | 1.198e-05 | 554.8705 | 0.00065603 | 652.5159 | 0.0063589 | 832.8303 | 0.00754 | 652.5159 | 0.00073101 | 832.167 | 0.53909 | 832.8303 | 0.05273 | 556.8047 | 0.25978
| 554.9866 | 0 | 652.7478 | 0.00036062 | 554.9866 | 0 | 652.7478 | -0.00080841 | 556.923 | 0 | 652.7478 | -0.00022195 | 556.923 | 2.7409e-05 | 647.55 | -0.0019057 | 554.9866 | 0.11599 | 647.55 | -0.0012296 | 647.55 | -0.0022973 | 556.923 | 2.9523e-05 | 556.923 | 2.4169e-05 | 554.9866 | 0 | 652.7478 | 0.0059327 | 832.9969 | 0.0099 | 652.7478 | -0.00055694 | 832.3338 | 0.54312 | 832.9969 | 0.0533 | 556.923 | 0.25966
| 555.1027 | 0.00098522 | 652.9797 | 0.00062143 | 555.1027 | 0.00036414 | 652.9797 | 0.00043886 | 557.0413 | 1.4682e-05 | 652.9797 | 0.00061135 | 557.0413 | 1.3844e-05 | 647.78 | 0.001366 | 555.1027 | 0.11214 | 647.78 | -0.0014233 | 647.78 | 0.0030668 | 557.0413 | 1.5599e-05 | 557.0413 | 1.2408e-05 | 555.1027 | 0.00156 | 652.9797 | 0.0049489 | 833.1635 | 0.01187 | 652.9797 | 0.00070224 | 832.5006 | 0.54621 | 833.1635 | 0.05335 | 557.0413 | 0.25981
| 555.2188 | 0 | 653.2115 | 0.00026359 | 555.2188 | 0 | 653.2115 | -0.00066384 | 557.1596 | 0 | 653.2115 | -0.00032911 | 557.1596 | 2.6502e-05 | 648.01 | -0.0023281 | 555.2188 | 0.11577 | 648.01 | -0.00035539 | 648.01 | -0.00063499 | 557.1596 | 3.005e-05 | 557.1596 | 2.4169e-05 | 555.2188 | 0 | 653.2115 | 0.0060475 | 833.3302 | 0.00897 | 653.2115 | -0.00057845 | 832.6674 | 0.54554 | 833.3302 | 0.05359 | 557.1596 | 0.26096
| 555.335 | 0 | 653.4435 | 0.00049353 | 555.335 | 0.00149 | 653.4435 | 0.00040473 | 557.2779 | 6.7514e-05 | 653.4435 | 0.0006426 | 557.2779 | 1.3116e-05 | 648.24 | 0.00025536 | 555.335 | 0.1133 | 648.24 | -0.00058939 | 648.24 | 0.00024068 | 557.2779 | 1.4533e-05 | 557.2779 | 1.1761e-05 | 555.335 | 0.00146 | 653.4435 | 0.0060158 | 833.4968 | 0.00904 | 653.4435 | 0.0015986 | 832.8342 | 0.55501 | 833.4968 | 0.05339 | 557.2779 | 0.26131
| 555.4511 | 0 | 653.6754 | 0.00019248 | 555.4511 | 0 | 653.6754 | -0.00051415 | 557.3963 | 0 | 653.6754 | -0.0003789 | 557.3963 | 2.6569e-05 | 648.47 | -0.0015092 | 555.4511 | 0.10944 | 648.47 | -0.0023402 | 648.47 | -0.0014274 | 557.3963 | 2.9441e-05 | 557.3963 | 2.6091e-05 | 555.4511 | 0 | 653.6754 | 0.0053763 | 833.6634 | 0.00812 | 653.6754 | -0.00122 | 833.001 | 0.553 | 833.6634 | 0.05353 | 557.3963 | 0.26219
| 555.5672 | 0.00073368 | 653.9073 | 0.00041147 | 555.5672 | 0.0018 | 653.9073 | 0.00062253 | 557.5146 | 4.9907e-05 | 653.9073 | 0.00077068 | 557.5146 | 1.3901e-05 | 648.71 | -0.00018528 | 555.5672 | 0.11129 | 648.71 | 0.0016419 | 648.71 | 0.00023813 | 557.5146 | 1.499e-05 | 557.5146 | 1.433e-05 | 555.5672 | 0.00037488 | 653.9073 | 0.0066499 | 833.8301 | 0.01025 | 653.9073 | -0.00039373 | 833.1679 | 0.55153 | 833.8301 | 0.05336 | 557.5146 | 0.26297
| 555.6834 | 0 | 654.1392 | 0.00030219 | 555.6834 | 0 | 654.1392 | -0.00084531 | 557.6329 | 0 | 654.1392 | -0.00039488 | 557.6329 | 2.7543e-05 | 648.94 | -0.0019468 | 555.6834 | 0.10986 | 648.94 | -0.0012991 | 648.94 | 0.00014142 | 557.6329 | 2.9312e-05 | 557.6329 | 2.9945e-05 | 555.6834 | 0 | 654.1392 | 0.0058675 | 833.9967 | 0.00733 | 654.1392 | -0.00032523 | 833.3347 | 0.548 | 833.9967 | 0.05373 | 557.6329 | 0.26404
| 555.7995 | 0.00032042 | 654.3712 | 0.00013192 | 555.7995 | 0.00192 | 654.3712 | 0.00030063 | 557.7513 | 4.9907e-05 | 654.3712 | 0.00052655 | 557.7513 | 1.3901e-05 | 649.17 | -8.468e-05 | 555.7995 | 0.1078 | 649.17 | -0.0009106 | 649.17 | 0.00017412 | 557.7513 | 1.4451e-05 | 557.7513 | 1.5615e-05 | 555.7995 | 0.00137 | 654.3712 | 0.0056312 | 834.1633 | 0.00774 | 654.3712 | 0.001228 | 833.5015 | 0.55291 | 834.1633 | 0.05387 | 557.7513 | 0.26456
| 555.9157 | 0 | 654.6032 | 0.00042454 | 555.9157 | 0 | 654.6032 | -0.00098322 | 557.8696 | 0 | 654.6032 | -0.00042142 | 557.8696 | 2.6726e-05 | 649.4 | 1.6807e-05 | 555.9157 | 0.10191 | 649.4 | -0.0020298 | 649.4 | -0.00011879 | 557.8696 | 2.7427e-05 | 557.8696 | 2.6727e-05 | 555.9157 | 0 | 654.6032 | 0.0063035 | 834.33 | 0.00782 | 654.6032 | -8.092e-05 | 833.6684 | 0.55474 | 834.33 | 0.05432 | 557.8696 | 0.26483
| 556.0318 | 0.00075165 | 654.8351 | 0.00044912 | 556.0318 | 0.00081498 | 654.8351 | 0.00011458 | 557.9879 | 4.9907e-05 | 654.8351 | 0.00054882 | 557.9879 | 1.2825e-05 | 649.63 | -0.00099422 | 556.0318 | 0.10368 | 649.63 | 0.00096517 | 649.63 | 0.0025446 | 557.9879 | 1.3057e-05 | 557.9879 | 1.1124e-05 | 556.0318 | 0.00095593 | 654.8351 | 0.0070389 | 834.4966 | 0.00746 | 654.8351 | 0.00063125 | 833.8352 | 0.55789 | 834.4966 | 0.05445 | 557.9879 | 0.26424
| 556.148 | 0 | 655.0671 | 0.00012654 | 556.148 | 0 | 655.0671 | -0.0011503 | 558.1063 | 0 | 655.0671 | -0.00041176 | 558.1063 | 2.6703e-05 | 649.87 | -0.00018682 | 556.148 | 0.10313 | 649.87 | -0.00036038 | 649.87 | -0.0024773 | 558.1063 | 2.6935e-05 | 558.1063 | 2.1599e-05 | 556.148 | 0 | 655.0671 | 0.0045251 | 834.6633 | 0.00529 | 655.0671 | 0.00063306 | 834.002 | 0.5574 | 834.6633 | 0.05485 | 558.1063 | 0.26417
| 556.2642 | 0.00094928 | 655.2991 | 0.00043828 | 556.2642 | 0.00127 | 655.2991 | 0.00037364 | 558.2246 | 4.9907e-05 | 655.2991 | 0.00053037 | 558.2246 | 1.408e-05 | 650.1 | -0.00025241 | 556.2642 | 0.10178 | 650.1 | -0.00045371 | 650.1 | -0.00034601 | 558.2246 | 1.3994e-05 | 558.2246 | 1.0476e-05 | 556.2642 | 0.00184 | 655.2991 | 0.0079108 | 834.83 | 0.00679 | 655.2991 | 0.00088426 | 834.1689 | 0.56507 | 834.83 | 0.05496 | 558.2246 | 0.26222
| 556.3803 | 0 | 655.5311 | 0.00010344 | 556.3803 | 0 | 655.5311 | -0.00038476 | 558.343 | 0 | 655.5311 | -0.0004805 | 558.343 | 2.7723e-05 | 650.33 | -0.00073813 | 556.3803 | 0.10183 | 650.33 | -0.0006935 | 650.33 | -0.0006535 | 558.343 | 2.8984e-05 | 558.343 | 2.2236e-05 | 556.3803 | 0 | 655.5311 | 0.0063695 | 834.9966 | 0.00705 | 655.5311 | -0.001424 | 834.3357 | 0.55534 | 834.9966 | 0.05535 | 558.343 | 0.26186
| 556.4965 | 0.00094928 | 655.7631 | 0.00050957 | 556.4965 | 0.00196 | 655.7631 | 0.00041173 | 558.4613 | 4.9907e-05 | 655.7631 | 0.00054114 | 558.4613 | 1.3901e-05 | 650.56 | 0.00090859 | 556.4965 | 0.10138 | 650.56 | 0.0011992 | 650.56 | 0.0015074 | 558.4613 | 1.5166e-05 | 558.4613 | 1.1761e-05 | 556.4965 | 0.00080598 | 655.7631 | 0.0077235 | 835.1633 | 0.00856 | 655.7631 | 0.001624 | 834.5026 | 0.56853 | 835.1633 | 0.05548 | 558.4613 | 0.26198
| 556.6127 | 0 | 655.9951 | 0.00023348 | 556.6127 | 0 | 655.9951 | -0.00051023 | 558.5797 | 0 | 655.9951 | -0.0003715 | 558.5797 | 2.6255e-05 | 650.79 | 0.00060879 | 556.6127 | 0.10038 | 650.79 | -0.0018612 | 650.79 | 0.0019137 | 558.5797 | 2.9581e-05 | 558.5797 | 2.8012e-05 | 556.6127 | 0 | 655.9951 | 0.0075051 | 835.33 | 0.00722 | 655.9951 | -0.00092211 | 834.6694 | 0.56712 | 835.33 | 0.05585 | 558.5797 | 0.26402
| 556.7289 | 0.00094928 | 656.2272 | 0.00021453 | 556.7289 | 0.00088435 | 656.2272 | -0.00025512 | 558.698 | 4.9907e-05 | 656.2272 | 0.00052318 | 558.698 | 1.2624e-05 | 651.03 | 0.0038956 | 556.7289 | 0.10493 | 651.03 | 0.00065439 | 651.03 | 0.0015329 | 558.698 | 1.4615e-05 | 558.698 | 1.6252e-05 | 556.7289 | 0.0015 | 656.2272 | 0.0081143 | 835.4966 | 0.0064 | 656.2272 | 9.9573e-05 | 834.8363 | 0.56971 | 835.4966 | 0.05578 | 558.698 | 0.26628
| 556.8451 | 0 | 656.4592 | 4.8258e-05 | 556.8451 | 0 | 656.4592 | -0.00047898 | 558.8164 | 0 | 656.4592 | -0.00031854 | 558.8164 | 2.4564e-05 | 651.26 | -0.00048303 | 556.8451 | 0.10208 | 651.26 | -0.0020922 | 651.26 | 0.00014945 | 558.8164 | 3.0647e-05 | 558.8164 | 2.8012e-05 | 556.8451 | 0 | 656.4592 | 0.0068336 | 835.6633 | 0.00642 | 656.4592 | -0.0010887 | 835.0032 | 0.57304 | 835.6633 | 0.05593 | 558.8164 | 0.26794
| 556.9613 | 0.00080555 | 656.6913 | 0.000317 | 556.9613 | 0.0017 | 656.6913 | -0.00016945 | 558.9348 | 1.4682e-05 | 656.6913 | 0.00061333 | 558.9348 | 1.2075e-05 | 651.49 | 0.0019238 | 556.9613 | 0.10036 | 651.49 | 0.00053341 | 651.49 | -0.00052809 | 558.9348 | 1.6301e-05 | 558.9348 | 1.1761e-05 | 556.9613 | 0.00169 | 656.6913 | 0.0085617 | 835.83 | 0.00717 | 656.6913 | 0.00027963 | 835.17 | 0.57229 | 835.83 | 0.05576 | 558.9348 | 0.26771
| 557.0775 | 0 | 656.9233 | 0.00022449 | 557.0775 | 0 | 656.9233 | -0.00088454 | 559.0531 | 0 | 656.9233 | -0.0003701 | 559.0531 | 2.4777e-05 | 651.72 | 0.0013799 | 557.0775 | 0.10072 | 651.72 | -0.00011158 | 651.72 | -0.0030123 | 559.0531 | 3.135e-05 | 559.0531 | 2.4806e-05 | 557.0775 | 0 | 656.9233 | 0.0072017 | 835.9967 | 0.00809 | 656.9233 | -0.00089954 | 835.3369 | 0.5684 | 835.9967 | 0.05625 | 559.0531 | 0.26715
| 557.1937 | 0.0012 | 657.1554 | 0.00031482 | 557.1937 | 0.00156 | 657.1554 | 0.00022521 | 559.1715 | 4.9907e-05 | 657.1554 | 0.00047923 | 559.1715 | 1.278e-05 | 651.95 | -0.00090196 | 557.1937 | 0.09721 | 651.95 | 0.0022525 | 651.95 | 0.0021409 | 559.1715 | 1.5166e-05 | 559.1715 | 1.3045e-05 | 557.1937 | 0.00131 | 657.1554 | 0.0083133 | 836.1634 | 0.00795 | 657.1554 | 0.001392 | 835.5038 | 0.58139 | 836.1634 | 0.05637 | 559.1715 | 0.26566
| 557.3099 | 0 | 657.3875 | -0.00013227 | 557.3099 | 0 | 657.3875 | -0.00046308 | 559.2899 | 0 | 657.3875 | -0.00047839 | 559.2899 | 2.6882e-05 | 652.19 | -0.0019296 | 557.3099 | 0.0964 | 652.19 | -0.0012113 | 652.19 | -0.0030129 | 559.2899 | 3.0507e-05 | 559.2899 | 2.3741e-05 | 557.3099 | 0 | 657.3875 | 0.0075235 | 836.33 | 0.0077 | 657.3875 | -0.00038569 | 835.6707 | 0.57368 | 836.33 | 0.05687 | 559.2899 | 0.26559
| 557.4262 | 0 | 657.6196 | 0.00015841 | 557.4262 | 0.00187 | 657.6196 | 6.5853e-06 | 559.4083 | 1.4682e-05 | 657.6196 | 0.00048305 | 559.4083 | 1.4192e-05 | 652.42 | -0.00059931 | 557.4262 | 0.09619 | 652.42 | -0.00048967 | 652.42 | 0.00099193 | 559.4083 | 1.5681e-05 | 559.4083 | 1.0695e-05 | 557.4262 | 0.00223 | 657.6196 | 0.0089776 | 836.4967 | 0.0064 | 657.6196 | 0.00026351 | 835.8375 | 0.57701 | 836.4967 | 0.05683 | 559.4083 | 0.26538
| 557.5424 | 0 | 657.8517 | 1.2456e-05 | 557.5424 | 0 | 657.8517 | -0.00043926 | 559.5266 | 0 | 657.8517 | -0.00034779 | 559.5266 | 2.7611e-05 | 652.65 | -0.0021427 | 557.5424 | 0.0978 | 652.65 | -0.0027952 | 652.65 | -0.0011339 | 559.5266 | 3.1244e-05 | 559.5266 | 2.4378e-05 | 557.5424 | 0 | 657.8517 | 0.0074169 | 836.6634 | 0.00652 | 657.8517 | -0.00081896 | 836.0044 | 0.57576 | 836.6634 | 0.05728 | 559.5266 | 0.26641
| 557.6586 | 0.00127 | 658.0838 | 0.00017575 | 557.6586 | 0.00144 | 658.0838 | 0.00048334 | 559.645 | 6.7514e-05 | 658.0838 | 0.00037583 | 559.645 | 1.3553e-05 | 652.88 | -0.0014237 | 557.6586 | 0.09587 | 652.88 | 0.00016963 | 652.88 | -0.00085692 | 559.645 | 1.581e-05 | 559.645 | 1.5186e-05 | 557.6586 | 0.00103 | 658.0838 | 0.0083184 | 836.8301 | 0.00663 | 658.0838 | -0.00012762 | 836.1713 | 0.58569 | 836.8301 | 0.05748 | 559.645 | 0.26865
| 557.7749 | 0 | 658.3159 | 7.1196e-05 | 557.7749 | 0 | 658.3159 | -0.0005799 | 559.7634 | 0 | 658.3159 | -0.00032544 | 559.7634 | 2.7073e-05 | 653.12 | -0.00055668 | 557.7749 | 0.0943 | 653.12 | 0.0014411 | 653.12 | 0.0021924 | 559.7634 | 2.9663e-05 | 559.7634 | 2.6947e-05 | 557.7749 | 0 | 658.3159 | 0.0083711 | 836.9968 | 0.00686 | 658.3159 | 0.00057835 | 836.3382 | 0.5826 | 836.9968 | 0.05808 | 559.7634 | 0.27103
| 557.8911 | 0 | 658.5481 | 0.0001263 | 557.8911 | 0.00111 | 658.5481 | -0.00026387 | 559.8818 | 3.2289e-05 | 658.5481 | 0.00036691 | 559.8818 | 1.3688e-05 | 653.35 | 0.00016076 | 557.8911 | 0.09196 | 653.35 | -0.00075524 | 653.35 | -0.0022613 | 559.8818 | 1.41e-05 | 559.8818 | 1.3474e-05 | 557.8911 | 0.00171 | 658.5481 | 0.0097535 | 837.1635 | 0.00707 | 658.5481 | 0.00031243 | 836.5051 | 0.59055 | 837.1635 | 0.05825 | 559.8818 | 0.27179
| 558.0074 | 0 | 658.7802 | 2.855e-05 | 558.0074 | 0 | 658.7802 | -0.00071923 | 560.0002 | 0 | 658.7802 | -0.00038323 | 560.0002 | 2.7353e-05 | 653.58 | 0.0019665 | 558.0074 | 0.09141 | 653.58 | 0.0016591 | 653.58 | -0.00077412 | 560.0002 | 2.9172e-05 | 560.0002 | 2.6947e-05 | 558.0074 | 0 | 658.7802 | 0.0091407 | 837.3302 | 0.0065 | 658.7802 | -1.6996e-05 | 836.672 | 0.58538 | 837.3302 | 0.05864 | 560.0002 | 0.27096
| 558.1236 | 0.000554 | 659.0124 | 0.00025549 | 558.1236 | 0.00095371 | 659.0124 | 0.00057066 | 560.1186 | 4.9907e-05 | 659.0124 | 0.00051593 | 560.1186 | 1.3789e-05 | 653.81 | 0.0010791 | 558.1236 | 0.09077 | 653.81 | 0.0010133 | 653.81 | 0.00025009 | 560.1186 | 1.5072e-05 | 560.1186 | 1.5505e-05 | 558.1236 | 0.00148 | 659.0124 | 0.0094415 | 837.4969 | 0.00631 | 659.0124 | 0.0018522 | 836.8389 | 0.58767 | 837.4969 | 0.0587 | 560.1186 | 0.26807
| 558.2399 | 0 | 659.2446 | -2.1022e-05 | 558.2399 | 0 | 659.2446 | -0.00087346 | 560.237 | 0 | 659.2446 | -0.00052992 | 560.237 | 2.6603e-05 | 654.04 | -0.00080375 | 558.2399 | 0.0905 | 654.04 | 0.00013393 | 654.04 | 0.0014232 | 560.237 | 3.0261e-05 | 560.237 | 3.0263e-05 | 558.2399 | 0 | 659.2446 | 0.0090869 | 837.6637 | 0.00624 | 659.2446 | -0.00090763 | 837.0058 | 0.59276 | 837.6637 | 0.05915 | 560.237 | 0.26621
| 558.3561 | 0.00127 | 659.4767 | 0.00028955 | 558.3561 | 0.00095371 | 659.4767 | 0.00035482 | 560.3554 | 1.4682e-05 | 659.4767 | 0.00041728 | 560.3554 | 1.2937e-05 | 654.28 | -0.0017015 | 558.3561 | 0.08957 | 654.28 | -0.0014773 | 654.28 | -0.0010934 | 560.3554 | 1.5247e-05 | 560.3554 | 1.5285e-05 | 558.3561 | 0.00184 | 659.4767 | 0.01103 | 837.8304 | 0.00499 | 659.4767 | 0.0012496 | 837.1727 | 0.59521 | 837.8304 | 0.05927 | 560.3554 | 0.26445
| 558.4724 | 0 | 659.7089 | 5.2404e-05 | 558.4724 | 0 | 659.7089 | -0.00010061 | 560.4738 | 0 | 659.7089 | -0.00031147 | 560.4738 | 2.6815e-05 | 654.51 | -0.00080166 | 558.4724 | 0.0899 | 654.51 | -0.0002757 | 654.51 | -0.0021178 | 560.4738 | 3.0202e-05 | 560.4738 | 3.0582e-05 | 558.4724 | 0 | 659.7089 | 0.0087473 | 837.9971 | 0.00731 | 659.7089 | 0.0011271 | 837.3397 | 0.59596 | 837.9971 | 0.05966 | 560.4738 | 0.26577
| 558.5887 | 0.00058994 | 659.9411 | 0.0002353 | 558.5887 | 0.0016 | 659.9411 | 0.00016333 | 560.5922 | 3.2289e-05 | 659.9411 | 0.00045552 | 560.5922 | 1.4024e-05 | 654.74 | 0.0011298 | 558.5887 | 0.09139 | 654.74 | -0.0013761 | 654.74 | -0.00036875 | 560.5922 | 1.5002e-05 | 560.5922 | 1.5823e-05 | 558.5887 | 0.00086221 | 659.9411 | 0.010519 | 838.1638 | 0.0052 | 659.9411 | 0.0011641 | 837.5066 | 0.59945 | 838.1638 | 0.05973 | 560.5922 | 0.26733
| 558.705 | 0 | 660.1733 | 0.00021288 | 558.705 | 0 | 660.1733 | -0.00033164 | 560.7106 | 0 | 660.1733 | -0.00032223 | 560.7106 | 2.6625e-05 | 654.97 | 0.0016814 | 558.705 | 0.08695 | 654.97 | 0.00013271 | 654.97 | -0.0017968 | 560.7106 | 2.9769e-05 | 560.7106 | 2.6947e-05 | 558.705 | 0 | 660.1733 | 0.010612 | 838.3306 | 0.00538 | 660.1733 | 0.00029415 | 837.6735 | 0.59762 | 838.3306 | 0.06034 | 560.7106 | 0.27042
| 558.8213 | 0.00138 | 660.4056 | 0.00013172 | 558.8213 | 0.00102 | 660.4056 | 0.00046391 | 560.829 | 3.2289e-05 | 660.4056 | 0.0004138 | 560.829 | 1.2747e-05 | 655.2 | -0.0010193 | 558.8213 | 0.08923 | 655.2 | -0.00037945 | 655.2 | 0.00063201 | 560.829 | 1.4826e-05 | 560.829 | 1.1552e-05 | 558.8213 | 0.00041236 | 660.4056 | 0.010327 | 838.4973 | 0.0079 | 660.4056 | 3.3204e-05 | 837.8405 | 0.60407 | 838.4973 | 0.06058 | 560.829 | 0.2721
| 558.9376 | 0 | 660.6378 | 0.00021051 | 558.9376 | 0 | 660.6378 | -0.00030324 | 560.9474 | 0 | 660.6378 | -0.00030295 | 560.9474 | 2.5662e-05 | 655.44 | -0.0015747 | 558.9376 | 0.0859 | 655.44 | -0.00034156 | 655.44 | 0.0013757 | 560.9474 | 2.8902e-05 | 560.9474 | 2.5662e-05 | 558.9376 | 0 | 660.6378 | 0.011544 | 838.664 | 0.00466 | 660.6378 | -0.00056779 | 838.0074 | 0.6029 | 838.664 | 0.06129 | 560.9474 | 0.2734
| 559.0539 | 0.00187 | 660.87 | 0.00016503 | 559.0539 | 0.00071094 | 660.87 | 0.00051477 | 561.0659 | 4.9907e-05 | 660.87 | 0.00046718 | 561.0659 | 1.3016e-05 | 655.67 | 0.00040733 | 559.0539 | 0.08549 | 655.67 | -0.0018337 | 655.67 | -0.0018663 | 561.0659 | 1.417e-05 | 561.0659 | 1.4758e-05 | 559.0539 | 0.00133 | 660.87 | 0.011693 | 838.8308 | 0.00615 | 660.87 | 0.00062042 | 838.1743 | 0.60899 | 838.8308 | 0.06137 | 561.0659 | 0.27238
| 559.1702 | 0 | 661.1023 | 2.3622e-06 | 559.1702 | 0 | 661.1023 | -0.00061701 | 561.1843 | 0 | 661.1023 | -0.00039732 | 561.1843 | 2.4306e-05 | 655.9 | -0.0010374 | 559.1702 | 0.08567 | 655.9 | -0.0005751 | 655.9 | -0.00056496 | 561.1843 | 2.923e-05 | 561.1843 | 2.7584e-05 | 559.1702 | 0 | 661.1023 | 0.011431 | 838.9975 | 0.00439 | 661.1023 | -0.00087371 | 838.3413 | 0.6064 | 838.9975 | 0.062 | 561.1843 | 0.27168
| 559.2865 | 0.00125 | 661.3346 | 0.00023836 | 559.2865 | 0.00147 | 661.3346 | 7.4098e-05 | 561.3027 | 4.9907e-05 | 661.3346 | 0.00041141 | 561.3027 | 1.156e-05 | 656.13 | 0.0010798 | 559.2865 | 0.0827 | 656.13 | 0.0022286 | 656.13 | -0.00018722 | 561.3027 | 1.5166e-05 | 561.3027 | 1.3254e-05 | 559.2865 | 0.00161 | 661.3346 | 0.012216 | 839.1642 | 0.00586 | 661.3346 | -0.00017319 | 838.5082 | 0.61431 | 839.1642 | 0.0621 | 561.3027 | 0.27081
| 559.4028 | 0 | 661.5668 | 8.6323e-05 | 559.4028 | 0 | 661.5668 | -0.00060168 | 561.4211 | 0 | 661.5668 | -0.00032893 | 561.4211 | 2.5583e-05 | 656.37 | -0.0014106 | 559.4028 | 0.08442 | 656.37 | -0.0032242 | 656.37 | 0.00056793 | 561.4211 | 2.9289e-05 | 561.4211 | 2.5454e-05 | 559.4028 | 0 | 661.5668 | 0.011357 | 839.331 | 0.00471 | 661.5668 | -0.001089 | 838.6752 | 0.60778 | 839.331 | 0.06278 | 561.4211 | 0.27123
| 559.5191 | 0.00051807 | 661.7991 | 0.00029124 | 559.5191 | 0.00123 | 661.7991 | 9.0127e-05 | 561.5396 | 1.4682e-05 | 661.7991 | 0.00044868 | 561.5396 | 1.4348e-05 | 656.6 | 0.00028428 | 559.5191 | 0.08458 | 656.6 | -6.6701e-05 | 656.6 | 0.00084893 | 561.5396 | 1.4311e-05 | 561.5396 | 1.2408e-05 | 559.5191 | 0.00195 | 661.7991 | 0.013224 | 839.4977 | 0.0052 | 661.7991 | 0.0018722 | 838.8421 | 0.61541 | 839.4977 | 0.06298 | 561.5396 | 0.27137
| 559.6355 | 0 | 662.0314 | 0.00027252 | 559.6355 | 0 | 662.0314 | -0.00095409 | 561.658 | 0 | 662.0314 | -0.00038821 | 561.658 | 2.7308e-05 | 656.83 | -0.00074274 | 559.6355 | 0.08184 | 656.83 | 0.002083 | 656.83 | -0.0017394 | 561.658 | 2.9359e-05 | 561.658 | 2.6727e-05 | 559.6355 | 0 | 662.0314 | 0.012146 | 839.6645 | 0.00459 | 662.0314 | -0.00063178 | 839.0091 | 0.61412 | 839.6645 | 0.06353 | 561.658 | 0.27259
| 559.7518 | 0.00089539 | 662.2637 | 0.00024682 | 559.7518 | 0.00088435 | 662.2637 | 0.00043575 | 561.7764 | 6.7514e-05 | 662.2637 | 0.00043882 | 561.7764 | 1.3251e-05 | 657.06 | 0.0015423 | 559.7518 | 0.08407 | 657.06 | -0.00095512 | 657.06 | -0.00046887 | 561.7764 | 1.5166e-05 | 561.7764 | 1.433e-05 | 559.7518 | 0.0021 | 662.2637 | 0.013617 | 839.8312 | 0.00679 | 662.2637 | 0.0016024 | 839.176 | 0.62651 | 839.8312 | 0.06354 | 561.7764 | 0.27487
| 559.8682 | 0 | 662.496 | 0.00024557 | 559.8682 | 0 | 662.496 | -0.00073286 | 561.8949 | 0 | 662.496 | -0.00035787 | 561.8949 | 2.6603e-05 | 657.3 | -0.00111 | 559.8682 | 0.08025 | 657.3 | -0.0010493 | 657.3 | 0.00077712 | 561.8949 | 2.9535e-05 | 561.8949 | 2.5454e-05 | 559.8682 | 0 | 662.496 | 0.012267 | 839.998 | 0.0051 | 662.496 | -0.00033698 | 839.343 | 0.62168 | 839.998 | 0.0639 | 561.8949 | 0.2769
| 559.9845 | 0.00057197 | 662.7284 | 6.0702e-05 | 559.9845 | 0.00019074 | 662.7284 | -0.0001715 | 562.0133 | 4.9907e-05 | 662.7284 | 0.00048271 | 562.0133 | 1.3464e-05 | 657.53 | -0.00022045 | 559.9845 | 0.07845 | 657.53 | -0.0015936 | 657.53 | -0.00015255 | 562.0133 | 1.4475e-05 | 562.0133 | 1.1124e-05 | 559.9845 | 0.00127 | 662.7284 | 0.014607 | 840.1648 | 0.00408 | 662.7284 | -0.00044771 | 839.51 | 0.62719 | 840.1648 | 0.06399 | 562.0133 | 0.27703
| 560.1009 | 0 | 662.9607 | 0.00011188 | 560.1009 | 0 | 662.9607 | -0.00063225 | 562.1318 | 0 | 662.9607 | -0.00038478 | 562.1318 | 2.6524e-05 | 657.76 | -0.0024601 | 560.1009 | 0.07974 | 657.76 | -0.002374 | 657.76 | -0.0024749 | 562.1318 | 2.964e-05 | 562.1318 | 2.2884e-05 | 560.1009 | 0 | 662.9607 | 0.013671 | 840.3315 | 0.00468 | 662.9607 | 7.5235e-05 | 839.6769 | 0.6239 | 840.3315 | 0.06439 | 562.1318 | 0.27652
| 560.2172 | 0.00106 | 663.193 | 0.00026932 | 560.2172 | 0.0016 | 663.193 | 0.00051493 | 562.2502 | 4.9907e-05 | 663.193 | 0.00043259 | 562.2502 | 1.3116e-05 | 657.99 | -0.00018621 | 560.2172 | 0.07765 | 657.99 | -0.0013316 | 657.99 | 0.0011857 | 562.2502 | 1.5353e-05 | 562.2502 | 1.2408e-05 | 560.2172 | 0.00131 | 663.193 | 0.014183 | 840.4983 | 0.00526 | 663.193 | 0.00065979 | 839.8439 | 0.62893 | 840.4983 | 0.06438 | 562.2502 | 0.27505
| 560.3336 | 0 | 663.4254 | -0.00010307 | 560.3336 | 0 | 663.4254 | -0.00063811 | 562.3687 | 0 | 663.4254 | -0.00031422 | 562.3687 | 2.7073e-05 | 658.22 | -0.0030066 | 560.3336 | 0.07454 | 658.22 | 0.0022737 | 658.22 | -0.0002183 | 562.3687 | 3.0542e-05 | 562.3687 | 2.6091e-05 | 560.3336 | 0 | 663.4254 | 0.013927 | 840.6651 | 0.0054 | 663.4254 | -0.00057775 | 840.0109 | 0.63224 | 840.6651 | 0.06455 | 562.3687 | 0.2755
| 560.4499 | 0.00087741 | 663.6578 | 0.00021041 | 560.4499 | 0.00095371 | 663.6578 | -0.00012251 | 562.4871 | 3.2289e-05 | 663.6578 | 0.000425 | 562.4871 | 1.4057e-05 | 658.46 | 0.0023764 | 560.4499 | 0.07731 | 658.46 | -3.4956e-05 | 658.46 | 0.0012454 | 562.4871 | 1.5353e-05 | 562.4871 | 1.433e-05 | 560.4499 | 0.00089971 | 663.6578 | 0.014479 | 840.8319 | 0.00649 | 663.6578 | 0.0016646 | 840.1779 | 0.63461 | 840.8319 | 0.06458 | 562.4871 | 0.2752
| 560.5663 | 0 | 663.8901 | 0.00013111 | 560.5663 | 0 | 663.8901 | -0.00063006 | 562.6056 | 0 | 663.8901 | -0.00029541 | 562.6056 | 2.6423e-05 | 658.69 | -0.0025465 | 560.5663 | 0.07386 | 658.69 | 0.0013533 | 658.69 | 7.5855e-05 | 562.6056 | 3.1362e-05 | 562.6056 | 2.6299e-05 | 560.5663 | 0 | 663.8901 | 0.013404 | 840.9986 | 0.00599 | 663.8901 | -0.00063068 | 840.3448 | 0.63102 | 840.9986 | 0.06506 | 562.6056 | 0.27688
| 560.6827 | 0.00033839 | 664.1225 | 0.00026129 | 560.6827 | 0.00172 | 664.1225 | -0.0001243 | 562.724 | 3.2289e-05 | 664.1225 | 0.00053765 | 562.724 | 1.2433e-05 | 658.92 | 5.0592e-05 | 560.6827 | 0.07555 | 658.92 | 0.0014502 | 658.92 | 0.0020589 | 562.724 | 1.6173e-05 | 562.724 | 1.2617e-05 | 560.6827 | 0.00195 | 664.1225 | 0.015853 | 841.1654 | 0.0063 | 664.1225 | -0.00013269 | 840.5118 | 0.64017 | 841.1654 | 0.06538 | 562.724 | 0.27783
| 560.7991 | 0 | 664.3549 | 0.0001826 | 560.7991 | 0 | 664.3549 | -0.00024639 | 562.8425 | 0 | 664.3549 | -0.00035988 | 562.8425 | 2.4754e-05 | 659.15 | -5.0592e-05 | 560.7991 | 0.07446 | 659.15 | -0.0022627 | 659.15 | -0.001127 | 562.8425 | 3.2474e-05 | 562.8425 | 2.1808e-05 | 560.7991 | 0 | 664.3549 | 0.015018 | 841.3322 | 0.00452 | 664.3549 | -0.0006777 | 840.6788 | 0.63462 | 841.3322 | 0.06589 | 562.8425 | 0.27989
| 560.9155 | 0.00124 | 664.5873 | 0.00018641 | 560.9155 | 0.00088435 | 664.5873 | 0.00032407 | 562.961 | 3.2289e-05 | 664.5873 | 0.00035185 | 562.961 | 1.2433e-05 | 659.39 | -0.0027826 | 560.9155 | 0.07243 | 659.39 | -0.0027148 | 659.39 | 0.00030341 | 562.961 | 1.6325e-05 | 562.961 | 9.4106e-06 | 560.9155 | 0.00078724 | 664.5873 | 0.015913 | 841.499 | 0.00489 | 664.5873 | -0.00043515 | 840.8458 | 0.64675 | 841.499 | 0.06604 | 562.961 | 0.27973
| 561.0319 | 0 | 664.8197 | 0.00024877 | 561.0319 | 0 | 664.8197 | -0.000369 | 563.0794 | 0 | 664.8197 | -0.00026941 | 563.0794 | 2.5482e-05 | 659.62 | -0.0011973 | 561.0319 | 0.07165 | 659.62 | -0.00080984 | 659.62 | -0.0025248 | 563.0794 | 3.1385e-05 | 563.0794 | 2.3093e-05 | 561.0319 | 0 | 664.8197 | 0.015797 | 841.6658 | 0.00548 | 664.8197 | -0.00042372 | 841.0128 | 0.64502 | 841.6658 | 0.06636 | 563.0794 | 0.27975
| 561.1483 | 0.00174 | 665.0522 | 0.00027292 | 561.1483 | 0.00123 | 665.0522 | 0.00026702 | 563.1979 | 1.4682e-05 | 665.0522 | 0.0005103 | 563.1979 | 1.3139e-05 | 659.85 | -0.0017707 | 561.1483 | 0.06919 | 659.85 | 0.0013856 | 659.85 | 0.0014413 | 563.1979 | 1.5084e-05 | 563.1979 | 1.3902e-05 | 561.1483 | 0.00131 | 665.0522 | 0.017022 | 841.8326 | 0.0048 | 665.0522 | 0.00044886 | 841.1798 | 0.64475 | 841.8326 | 0.06645 | 563.1979 | 0.27764
| 561.2647 | 0 | 665.2846 | 7.6277e-06 | 561.2647 | 0 | 665.2846 | -0.00028366 | 563.3164 | 0 | 665.2846 | -0.00041462 | 563.3164 | 2.6412e-05 | 660.08 | -0.00028669 | 561.2647 | 0.07102 | 660.08 | -0.0006807 | 660.08 | -0.0032725 | 563.3164 | 2.9148e-05 | 563.3164 | 2.4806e-05 | 561.2647 | 0 | 665.2846 | 0.017149 | 841.9994 | 0.00524 | 665.2846 | -0.001093 | 841.3468 | 0.65002 | 841.9994 | 0.0668 | 563.3164 | 0.27797
| 561.3811 | 0.00084148 | 665.5171 | -5.9363e-05 | 561.3811 | 0.00057222 | 665.5171 | -2.1697e-05 | 563.4349 | 3.2289e-05 | 665.5171 | 0.00039832 | 563.4349 | 1.3374e-05 | 660.32 | -0.00072515 | 561.3811 | 0.07226 | 660.32 | -0.0019399 | 660.32 | -0.0012895 | 563.4349 | 1.4076e-05 | 563.4349 | 1.1124e-05 | 561.3811 | 0.00142 | 665.5171 | 0.017616 | 842.1662 | 0.00519 | 665.5171 | 0.00081372 | 841.5139 | 0.65685 | 842.1662 | 0.06685 | 563.4349 | 0.27775
| 561.4975 | 0 | 665.7495 | 0.00011753 | 561.4975 | 0 | 665.7495 | -0.00022673 | 563.5534 | 0 | 665.7495 | -0.00038681 | 563.5534 | 2.77e-05 | 660.55 | -0.0016358 | 561.4975 | 0.07202 | 660.55 | -0.00097128 | 660.55 | 0.0020589 | 563.5534 | 2.8785e-05 | 563.5534 | 2.2236e-05 | 561.4975 | 0 | 665.7495 | 0.017329 | 842.333 | 0.0054 | 665.7495 | -0.0011195 | 841.6809 | 0.65842 | 842.333 | 0.0674 | 563.5534 | 0.27964
| 561.614 | 0.00125 | 665.982 | 0.00025974 | 561.614 | 0.00114 | 665.982 | 0.00044121 | 563.6718 | 6.7514e-05 | 665.982 | 0.00040865 | 563.6718 | 1.4416e-05 | 660.78 | 0.0011299 | 561.614 | 0.06783 | 660.78 | 0.00057846 | 660.78 | 0.00098612 | 563.6718 | 1.4697e-05 | 563.6718 | 1.1124e-05 | 561.614 | 0.00122 | 665.982 | 0.018605 | 842.4998 | 0.00512 | 665.982 | 0.0013392 | 841.8479 | 0.65265 | 842.4998 | 0.06761 | 563.6718 | 0.28017
| 561.7304 | 0 | 666.2145 | 0.00015385 | 561.7304 | 0 | 666.2145 | -0.0007787 | 563.7903 | 0 | 666.2145 | -0.00035763 | 563.7903 | 2.6054e-05 | 661.01 | -0.00035414 | 561.7304 | 0.06662 | 661.01 | -0.0029085 | 661.01 | 0.00020589 | 563.7903 | 2.8785e-05 | 563.7903 | 2.2236e-05 | 561.7304 | 0 | 666.2145 | 0.016695 | 842.6666 | 0.00457 | 666.2145 | -0.000156 | 842.0149 | 0.66496 | 842.6666 | 0.06838 | 563.7903 | 0.28151
| 561.8468 | 0.00073368 | 666.447 | 0.00028877 | 561.8468 | 0.00137 | 666.447 | 0.00041746 | 563.9088 | 4.9907e-05 | 666.447 | 0.00041362 | 563.9088 | 1.1683e-05 | 661.25 | -0.0005565 | 561.8468 | 0.06848 | 661.25 | -9.9549e-05 | 661.25 | 0.0009536 | 563.9088 | 1.4076e-05 | 563.9088 | 1.1124e-05 | 561.8468 | 0.00154 | 666.447 | 0.018927 | 842.8334 | 0.00563 | 666.447 | 0.00016727 | 842.1819 | 0.66385 | 842.8334 | 0.06868 | 563.9088 | 0.28104
| 561.9633 | 0 | 666.6795 | -2.0758e-05 | 561.9633 | 0 | 666.6795 | -0.00038714 | 564.0273 | 0 | 666.6795 | -0.00040283 | 564.0273 | 2.5662e-05 | 661.48 | -0.0005565 | 561.9633 | 0.06847 | 661.48 | -0.00097128 | 661.48 | -5.4182e-05 | 564.0273 | 2.8539e-05 | 564.0273 | 1.9776e-05 | 561.9633 | 0 | 666.6795 | 0.017554 | 843.0002 | 0.00617 | 666.6795 | -1.5864e-05 | 842.349 | 0.66498 | 843.0002 | 0.06952 | 564.0273 | 0.28004
| 562.0797 | 0.00033839 | 666.912 | 0.000126 | 562.0797 | 0.00168 | 666.912 | 0.00024109 | 564.1458 | 6.7514e-05 | 666.912 | 0.00032372 | 564.1458 | 1.4001e-05 | 661.71 | -0.00086005 | 562.0797 | 0.0688 | 661.71 | -0.00055155 | 661.71 | 0.00082357 | 564.1458 | 1.4533e-05 | 564.1458 | 8.6639e-06 | 562.0797 | 0.00114 | 666.912 | 0.01923 | 843.1671 | 0.00477 | 666.912 | 0.00056695 | 842.516 | 0.67271 | 843.1671 | 0.06985 | 564.1458 | 0.27841
| 562.1962 | 0 | 667.1445 | 0.00012211 | 562.1962 | 0 | 667.1445 | -0.00039488 | 564.2643 | 0 | 667.1445 | -0.00032223 | 564.2643 | 2.7062e-05 | 661.94 | -0.00011805 | 562.1962 | 0.06728 | 661.94 | -0.00077756 | 661.94 | 1.0836e-05 | 564.2643 | 2.8492e-05 | 564.2643 | 2.0424e-05 | 562.1962 | 0 | 667.1445 | 0.019615 | 843.3339 | 0.00369 | 667.1445 | -0.00071225 | 842.683 | 0.6696 | 843.3339 | 0.07048 | 564.2643 | 0.27764
| 562.3126 | 0.00111 | 667.377 | 0.00017683 | 562.3126 | 0.00156 | 667.377 | 0.00010658 | 564.3828 | 1.4682e-05 | 667.377 | 0.00045456 | 564.3828 | 1.3094e-05 | 662.18 | 0.0017032 | 562.3126 | 0.06641 | 662.18 | -0.00035784 | 662.18 | 0.00046596 | 564.3828 | 1.4065e-05 | 564.3828 | 1.1761e-05 | 562.3126 | 0.0021 | 667.377 | 0.021158 | 843.5007 | 0.00464 | 667.377 | 0.00064778 | 842.8501 | 0.66779 | 843.5007 | 0.07051 | 564.3828 | 0.27824
| 562.4291 | 0 | 667.6096 | 4.7547e-06 | 562.4291 | 0 | 667.6096 | -0.0009702 | 564.5013 | 0 | 667.6096 | -0.0005066 | 564.5013 | 2.7219e-05 | 662.41 | -0.0019731 | 562.4291 | 0.06779 | 662.41 | -0.0033282 | 662.41 | -0.0014521 | 564.5013 | 2.9535e-05 | 564.5013 | 2.0962e-05 | 562.4291 | 0 | 667.6096 | 0.018404 | 843.6675 | 0.00563 | 667.6096 | -0.00091011 | 843.0171 | 0.67418 | 843.6675 | 0.07067 | 564.5013 | 0.27975
| 562.5456 | 0.00057197 | 667.8421 | 0.0001079 | 562.5456 | 0.00109 | 667.8421 | 0.00047078 | 564.6198 | 1.4682e-05 | 667.8421 | 0.00031104 | 564.6198 | 1.4158e-05 | 662.64 | 0.0010961 | 562.5456 | 0.06445 | 662.64 | -0.0010036 | 662.64 | 0.00059601 | 564.6198 | 1.5575e-05 | 564.6198 | 9.191e-06 | 562.5456 | 0.00217 | 667.8421 | 0.020055 | 843.8344 | 0.00563 | 667.8421 | 0.00092943 | 843.1842 | 0.68239 | 843.8344 | 0.07058 | 564.6198 | 0.28176
| 562.6621 | 0 | 668.0747 | 3.4099e-05 | 562.6621 | 0 | 668.0747 | -0.00041626 | 564.7383 | 1.4682e-05 | 668.0747 | -0.00038617 | 564.7383 | 2.7297e-05 | 662.87 | 0.0018381 | 562.6621 | 0.06509 | 662.87 | -0.00019641 | 662.87 | 0.00085607 | 564.7383 | 2.964e-05 | 564.7383 | 2.2884e-05 | 562.6621 | 0 | 668.0747 | 0.020968 | 844.0012 | 0.00443 | 668.0747 | -0.00012399 | 843.3512 | 0.6824 | 844.0012 | 0.07099 | 564.7383 | 0.28363
| 562.7785 | 0.00094928 | 668.3072 | 0.00026299 | 562.7785 | 0.00137 | 668.3072 | -0.00011467 | 564.8569 | 4.9907e-05 | 668.3072 | 0.00034216 | 564.8569 | 1.3172e-05 | 663.11 | -0.0011299 | 562.7785 | 0.06664 | 663.11 | -0.0015202 | 663.11 | -0.0001192 | 564.8569 | 1.41e-05 | 564.8569 | 1.3682e-05 | 562.7785 | 0.00191 | 668.3072 | 0.021901 | 844.168 | 0.00666 | 668.3072 | 0.00092827 | 843.5183 | 0.68809 | 844.168 | 0.07128 | 564.8569 | 0.28358
| 562.895 | 0 | 668.5398 | 3.2617e-05 | 562.895 | 0 | 668.5398 | -0.00064924 | 564.9754 | 0 | 668.5398 | -0.00043738 | 564.9754 | 2.4821e-05 | 663.34 | -0.00045532 | 562.895 | 0.06296 | 663.34 | 0.0012888 | 663.34 | -0.00057433 | 564.9754 | 2.8633e-05 | 564.9754 | 2.4806e-05 | 562.895 | 0 | 668.5398 | 0.02007 | 844.3349 | 0.0054 | 668.5398 | -0.00096123 | 843.6853 | 0.69326 | 844.3349 | 0.07178 | 564.9754 | 0.28279
| 563.0115 | 0 | 668.7724 | 0.00020919 | 563.0115 | 0.00139 | 668.7724 | 0.00042201 | 565.0939 | 6.7514e-05 | 668.7724 | 0.00033482 | 565.0939 | 1.184e-05 | 663.57 | -0.0016358 | 563.0115 | 0.06556 | 663.57 | 0.00054618 | 663.57 | 0.00056349 | 565.0939 | 1.4639e-05 | 565.0939 | 1.1124e-05 | 563.0115 | 0.00048734 | 668.7724 | 0.022515 | 844.5017 | 0.00477 | 668.7724 | 0.00057847 | 843.8524 | 0.69873 | 844.5017 | 0.07196 | 565.0939 | 0.28057
| 563.128 | 0 | 669.005 | 8.7983e-05 | 563.128 | 0 | 669.005 | -0.0006246 | 565.2124 | 0 | 669.005 | -0.00024992 | 565.2124 | 2.4273e-05 | 663.8 | -0.00089378 | 563.128 | 0.06452 | 663.8 | 0.00093361 | 663.8 | 7.5855e-05 | 565.2124 | 2.9254e-05 | 565.2124 | 2.2236e-05 | 563.128 | 0 | 669.005 | 0.022265 | 844.6686 | 0.00381 | 669.005 | -0.0012773 | 844.0195 | 0.70286 | 844.6686 | 0.0724 | 565.2124 | 0.27963
| 563.2445 | 0.00096726 | 669.2376 | 0.00032597 | 563.2445 | 0.00182 | 669.2376 | 0.00023803 | 565.3309 | 3.2289e-05 | 669.2376 | 0.00046808 | 565.3309 | 1.2624e-05 | 664.04 | -0.00038786 | 563.2445 | 0.05994 | 664.04 | -0.00022869 | 664.04 | 0.0010836 | 565.3309 | 1.4756e-05 | 565.3309 | 1.1124e-05 | 563.2445 | 0.00126 | 669.2376 | 0.023564 | 844.8355 | 0.00573 | 669.2376 | 0.0011054 | 844.1866 | 0.71195 | 844.8355 | 0.07267 | 565.3309 | 0.27915
| 563.361 | 0 | 669.4703 | 0.0001162 | 563.361 | 0 | 669.4703 | -0.00080933 | 565.4495 | 0 | 669.4703 | -0.00045964 | 565.4495 | 2.3881e-05 | 664.27 | -0.0011299 | 563.361 | 0.06157 | 664.27 | -0.0012296 | 664.27 | -0.0024274 | 565.4495 | 2.9745e-05 | 565.4495 | 2.1599e-05 | 563.361 | 0 | 669.4703 | 0.023354 | 845.0023 | 0.00413 | 669.4703 | -0.00088314 | 844.3536 | 0.70442 | 845.0023 | 0.07306 | 565.4495 | 0.27983
| 563.4776 | 0.00080555 | 669.7029 | 0.0002332 | 563.4776 | 0.00225 | 669.7029 | 4.7436e-05 | 565.568 | 1.4682e-05 | 669.7029 | 0.00041736 | 565.568 | 1.1481e-05 | 664.5 | 0.0016358 | 563.4776 | 0.06286 | 664.5 | -0.0010681 | 664.5 | 0.0017663 | 565.568 | 1.5107e-05 | 565.568 | 1.0476e-05 | 563.4776 | 0.00139 | 669.7029 | 0.024305 | 845.1692 | 0.0035 | 669.7029 | 9.2876e-05 | 844.5207 | 0.71547 | 845.1692 | 0.07321 | 565.568 | 0.28079
| 563.5941 | 0 | 669.9355 | 0.00012018 | 563.5941 | 0 | 669.9355 | -0.0004448 | 565.6865 | 0 | 669.9355 | -0.00039355 | 565.6865 | 2.3858e-05 | 664.73 | 0.00096123 | 563.5941 | 0.06217 | 664.73 | -0.00016412 | 664.73 | 0.0002384 | 565.6865 | 2.8656e-05 | 565.6865 | 2.1599e-05 | 563.5941 | 0 | 669.9355 | 0.023372 | 845.336 | 0.00432 | 669.9355 | -7.5525e-05 | 844.6878 | 0.71458 | 845.336 | 0.07353 | 565.6865 | 0.28294
| 563.7106 | 0.00023058 | 670.1682 | 0.00014218 | 563.7106 | 0.00147 | 670.1682 | 0.00015696 | 565.8051 | 6.7514e-05 | 670.1682 | 0.00030033 | 565.8051 | 1.2433e-05 | 664.97 | 0.00042159 | 563.7106 | 0.06017 | 664.97 | 0.00064304 | 664.97 | 0.0011812 | 565.8051 | 1.3608e-05 | 565.8051 | 1.1124e-05 | 563.7106 | 0.00078724 | 670.1682 | 0.026038 | 845.5029 | 0.00686 | 670.1682 | -0.00030774 | 844.8549 | 0.72345 | 845.5029 | 0.07385 | 565.8051 | 0.28487
| 563.8271 | 0 | 670.4009 | 9.3597e-06 | 563.8271 | 0 | 670.4009 | -0.001065 | 565.9236 | 0 | 670.4009 | -0.00039835 | 565.9236 | 2.5068e-05 | 665.2 | -0.003592 | 563.8271 | 0.0633 | 665.2 | -0.00039012 | 665.2 | -0.0029475 | 565.9236 | 2.7813e-05 | 565.9236 | 2.3521e-05 | 563.8271 | 0 | 670.4009 | 0.024214 | 845.6698 | 0.00439 | 670.4009 | -0.0018009 | 845.022 | 0.72186 | 845.6698 | 0.07439 | 565.9236 | 0.28591
| 563.9437 | 0.00058994 | 670.6335 | 0.00019813 | 563.9437 | 0.00104 | 670.6335 | 0.00030538 | 566.0421 | 1.4682e-05 | 670.6335 | 0.00033034 | 566.0421 | 1.2724e-05 | 665.43 | -0.0020405 | 563.9437 | 0.05767 | 665.43 | 0.0034842 | 665.43 | 0.00010836 | 566.0421 | 1.4229e-05 | 566.0421 | 1.2408e-05 | 563.9437 | 0.00167 | 670.6335 | 0.026312 | 845.8366 | 0.00485 | 670.6335 | 0.00047871 | 845.1891 | 0.72727 | 845.8366 | 0.07475 | 566.0421 | 0.28494
| 564.0602 | 0 | 670.8662 | -8.3852e-05 | 564.0602 | 0 | 670.8662 | -0.0003317 | 566.1607 | 0 | 670.8662 | -0.00045317 | 566.1607 | 2.6345e-05 | 665.67 | -0.0023441 | 564.0602 | 0.06083 | 665.67 | -0.0024564 | 665.67 | 0.0012462 | 566.1607 | 2.6396e-05 | 566.1607 | 2.6091e-05 | 564.0602 | 0 | 670.8662 | 0.026395 | 846.0035 | 0.0048 | 670.8662 | -0.0008981 | 845.3562 | 0.7311 | 846.0035 | 0.07527 | 566.1607 | 0.28286
| 564.1768 | 0.00037433 | 671.0989 | 0.00021904 | 564.1768 | 0.00137 | 671.0989 | -1.5494e-05 | 566.2792 | 4.9907e-05 | 671.0989 | 0.00040661 | 566.2792 | 1.371e-05 | 665.9 | 0.00082632 | 564.1768 | 0.06051 | 665.9 | 0.0002556 | 665.9 | 0.0013763 | 566.2792 | 1.2191e-05 | 566.2792 | 1.3682e-05 | 564.1768 | 0.00052483 | 671.0989 | 0.026029 | 846.1704 | 0.00533 | 671.0989 | -0.00015762 | 845.5233 | 0.73579 | 846.1704 | 0.07554 | 566.2792 | 0.281
| 564.2934 | 0 | 671.3316 | 3.4301e-05 | 564.2934 | 0 | 671.3316 | -0.00067539 | 566.3978 | 0 | 671.3316 | -0.00035039 | 566.3978 | 2.658e-05 | 666.13 | -0.0017707 | 564.2934 | 0.05856 | 666.13 | -0.00077756 | 666.13 | -0.0016472 | 566.3978 | 2.7052e-05 | 566.3978 | 2.6727e-05 | 564.2934 | 0 | 671.3316 | 0.027517 | 846.3373 | 0.00401 | 671.3316 | 0.00086272 | 845.6904 | 0.7431 | 846.3373 | 0.07605 | 566.3978 | 0.2806
| 564.4099 | 0.00048213 | 671.5643 | 0.00014816 | 564.4099 | 0.00127 | 671.5643 | 0.00038695 | 566.5163 | 3.2289e-05 | 671.5643 | 0.00036912 | 566.5163 | 1.3228e-05 | 666.36 | -0.0011973 | 564.4099 | 0.05588 | 666.36 | -0.0017139 | 666.36 | -0.00070437 | 566.5163 | 1.4861e-05 | 566.5163 | 1.3045e-05 | 564.4099 | 0.00091845 | 671.5643 | 0.026574 | 846.5041 | 0.00468 | 671.5643 | -6.9414e-05 | 845.8575 | 0.74985 | 846.5041 | 0.07635 | 566.5163 | 0.28083
| 564.5265 | 0 | 671.7971 | 0.00011424 | 564.5265 | 0 | 671.7971 | -0.00032256 | 566.6349 | 0 | 671.7971 | -0.00040514 | 566.6349 | 2.649e-05 | 666.6 | -0.0025465 | 564.5265 | 0.05791 | 666.6 | -0.00084214 | 666.6 | -0.0024274 | 566.6349 | 2.8211e-05 | 566.6349 | 2.2236e-05 | 564.5265 | 0 | 671.7971 | 0.028506 | 846.671 | 0.00497 | 671.7971 | -0.0008803 | 846.0246 | 0.7543 | 846.671 | 0.07712 | 566.6349 | 0.28264
| 564.6431 | 0.00058994 | 672.0298 | 0.0001686 | 564.6431 | 0.00036414 | 672.0298 | -0.00012324 | 566.7535 | 4.9907e-05 | 672.0298 | 0.00030009 | 566.7535 | 1.3587e-05 | 666.83 | -0.00035414 | 564.6431 | 0.05441 | 666.83 | 0.0017085 | 666.83 | 4.3346e-05 | 566.7535 | 1.3421e-05 | 566.7535 | 9.191e-06 | 564.6431 | 0.00011247 | 672.0298 | 0.029679 | 846.8379 | 0.00422 | 672.0298 | 0.00052608 | 846.1917 | 0.76455 | 846.8379 | 0.07759 | 566.7535 | 0.28302
| 564.7596 | 0 | 672.2625 | -8.4843e-05 | 564.7596 | 0 | 672.2625 | -0.00048789 | 566.872 | 0 | 672.2625 | -0.00040337 | 566.872 | 2.4833e-05 | 667.06 | 0.00099496 | 564.7596 | 0.05518 | 667.06 | -0.0019076 | 667.06 | -0.00034676 | 566.872 | 2.7298e-05 | 566.872 | 2.0315e-05 | 564.7596 | 0 | 672.2625 | 0.03001 | 847.0048 | 0.00439 | 672.2625 | -0.00067429 | 846.3588 | 0.76568 | 847.0048 | 0.07832 | 566.872 | 0.28479
| 564.8762 | 0.00156 | 672.4953 | 0.0001014 | 564.8762 | 0.00146 | 672.4953 | 0.00028476 | 566.9906 | 4.9907e-05 | 672.4953 | 0.00041938 | 566.9906 | 1.1582e-05 | 667.29 | 0.001231 | 564.8762 | 0.0571 | 667.29 | -0.0010358 | 667.29 | 0.00010836 | 566.9906 | 1.3994e-05 | 566.9906 | 1.1124e-05 | 564.8762 | 0.00126 | 672.4953 | 0.030625 | 847.1717 | 0.00445 | 672.4953 | -0.0017208 | 846.526 | 0.77919 | 847.1717 | 0.07858 | 566.9906 | 0.28496
| 564.9928 | 0 | 672.7281 | 7.1438e-05 | 564.9928 | 0 | 672.7281 | -0.00051029 | 567.1092 | 0 | 672.7281 | -0.00043193 | 567.1092 | 2.3466e-05 | 667.53 | 0.00045532 | 564.9928 | 0.0528 | 667.53 | 0.00032017 | 667.53 | -0.00067186 | 567.1092 | 2.827e-05 | 567.1092 | 2.4169e-05 | 564.9928 | 0 | 672.7281 | 0.030027 | 847.3386 | 0.00394 | 672.7281 | -0.0023801 | 846.6931 | 0.7815 | 847.3386 | 0.0791 | 567.1092 | 0.28601
| 565.1094 | 0.00030245 | 672.9608 | 0.00016431 | 565.1094 | 0.00192 | 672.9608 | 0.00034465 | 567.2277 | 3.2289e-05 | 672.9608 | 0.00022413 | 567.2277 | 1.1963e-05 | 667.76 | 0.0024453 | 565.1094 | 0.05398 | 667.76 | 0.0014824 | 667.76 | 0.0010836 | 567.2277 | 1.4533e-05 | 567.2277 | 1.3045e-05 | 565.1094 | 0.00191 | 672.9608 | 0.030879 | 847.5055 | 0.00452 | 672.9608 | 0.0010358 | 846.8602 | 0.78731 | 847.5055 | 0.07942 | 567.2277 | 0.28644
| 565.226 | 0 | 673.1936 | 3.1542e-05 | 565.226 | 0 | 673.1936 | -0.00066235 | 567.3463 | 0 | 673.1936 | -0.00036383 | 567.3463 | 2.4855e-05 | 667.99 | -0.0009275 | 565.226 | 0.05464 | 667.99 | -0.00087442 | 667.99 | 0.0010511 | 567.3463 | 2.8211e-05 | 567.3463 | 2.4806e-05 | 565.226 | 0 | 673.1936 | 0.032208 | 847.6724 | 0.00515 | 673.1936 | -0.001329 | 847.0273 | 0.79188 | 847.6724 | 0.07988 | 567.3463 | 0.28751
| 565.3426 | 0 | 673.4264 | 0.00014348 | 565.3426 | 0.00153 | 673.4264 | 9.5087e-05 | 567.4649 | 3.2289e-05 | 673.4264 | 0.00034312 | 567.4649 | 1.3094e-05 | 668.23 | 0.0029174 | 565.3426 | 0.05619 | 668.23 | 0.00019102 | 668.23 | 0.00036844 | 567.4649 | 1.3854e-05 | 567.4649 | 1.1761e-05 | 565.3426 | 0.00137 | 673.4264 | 0.033102 | 847.8393 | 0.00434 | 673.4264 | 0.00038602 | 847.1945 | 0.80245 | 847.8393 | 0.08027 | 567.4649 | 0.28708
| 565.4593 | 0 | 673.6592 | 9.4987e-05 | 565.4593 | 0 | 673.6592 | -0.00084322 | 567.5835 | 0 | 673.6592 | -0.00036862 | 567.5835 | 2.6703e-05 | 668.46 | 8.4319e-05 | 565.4593 | 0.05098 | 668.46 | 0.0013533 | 668.46 | -0.0015822 | 567.5835 | 2.8785e-05 | 567.5835 | 2.6091e-05 | 565.4593 | 0 | 673.6592 | 0.033683 | 848.0062 | 0.0041 | 673.6592 | -0.00060708 | 847.3616 | 0.80708 | 848.0062 | 0.08068 | 567.5835 | 0.28719
| 565.5759 | 0.00158 | 673.892 | 0.00020104 | 565.5759 | 0.00158 | 673.892 | -0.00012624 | 567.7021 | 4.9907e-05 | 673.892 | 0.00040928 | 567.7021 | 1.38e-05 | 668.69 | -0.00045532 | 565.5759 | 0.05143 | 668.69 | -0.0004547 | 668.69 | 0.0014088 | 567.7021 | 1.5107e-05 | 567.7021 | 1.433e-05 | 565.5759 | 0.00184 | 673.892 | 0.033584 | 848.1731 | 0.00434 | 673.892 | 0.00094204 | 847.5288 | 0.81689 | 848.1731 | 0.08076 | 567.7021 | 0.28624
| 565.6925 | 0 | 674.1249 | 1.0223e-06 | 565.6925 | 0 | 674.1249 | -0.00078437 | 567.8207 | 0 | 674.1249 | -0.00050519 | 567.8207 | 2.6625e-05 | 668.92 | -0.0012648 | 565.6925 | 0.05257 | 668.92 | 9.4169e-05 | 668.92 | 0.0032292 | 567.8207 | 2.7134e-05 | 567.8207 | 2.3521e-05 | 565.6925 | 0 | 674.1249 | 0.034203 | 848.3401 | 0.00619 | 674.1249 | -0.00074347 | 847.6959 | 0.82128 | 848.3401 | 0.08099 | 567.8207 | 0.28662
| 565.8091 | 0.00066181 | 674.3577 | 0.0002793 | 565.8091 | 0.00111 | 674.3577 | 0.00042005 | 567.9392 | 3.2289e-05 | 674.3577 | 0.00036646 | 567.9392 | 1.2982e-05 | 669.16 | -0.00079259 | 565.8091 | 0.0535 | 669.16 | -0.00093899 | 669.16 | -0.00050931 | 567.9392 | 1.2074e-05 | 567.9392 | 1.0047e-05 | 565.8091 | 0.00091845 | 674.3577 | 0.036949 | 848.507 | 0.00496 | 674.3577 | 0.00010344 | 847.8631 | 0.82801 | 848.507 | 0.08116 | 567.9392 | 0.28684
| 565.9258 | 0 | 674.5906 | 0.0001823 | 565.9258 | 0 | 674.5906 | -0.0003296 | 568.0578 | 0 | 674.5906 | -0.00046444 | 568.0578 | 2.5762e-05 | 669.39 | -0.0018381 | 565.9258 | 0.05212 | 669.39 | -0.001843 | 669.39 | 0.00062851 | 568.0578 | 2.5682e-05 | 568.0578 | 1.9249e-05 | 565.9258 | 0 | 674.5906 | 0.037112 | 848.6739 | 0.00559 | 674.5906 | -3.754e-05 | 848.0302 | 0.83706 | 848.6739 | 0.0818 | 568.0578 | 0.28754
| 566.0424 | 0.00124 | 674.8234 | 9.2268e-05 | 566.0424 | 0.0007803 | 674.8234 | 0.00049497 | 568.1764 | 4.9907e-05 | 674.8234 | 0.00038564 | 568.1764 | 1.2904e-05 | 669.62 | 0.0015346 | 566.0424 | 0.05092 | 669.62 | 0.0011919 | 669.62 | -0.00050931 | 568.1764 | 1.3713e-05 | 568.1764 | 1.0904e-05 | 566.0424 | 0.00127 | 674.8234 | 0.036861 | 848.8408 | 0.00403 | 674.8234 | 0.00075501 | 848.1974 | 0.84912 | 848.8408 | 0.08223 | 568.1764 | 0.28806
| 566.1591 | 0 | 675.0563 | -4.1082e-05 | 566.1591 | 0 | 675.0563 | -0.00018575 | 568.295 | 0 | 675.0563 | -0.00048505 | 568.295 | 2.5684e-05 | 669.86 | -0.0018044 | 566.1591 | 0.04763 | 669.86 | -2.6905e-06 | 669.86 | -0.00060684 | 568.295 | 2.6724e-05 | 568.295 | 2.2456e-05 | 566.1591 | 0 | 675.0563 | 0.036877 | 849.0078 | 0.00555 | 675.0563 | -0.0011546 | 848.3646 | 0.8482 | 849.0078 | 0.08302 | 568.295 | 0.28882
| 566.2757 | 0 | 675.2892 | 4.2355e-05 | 566.2757 | 0.00224 | 675.2892 | 0.00029772 | 568.4136 | 4.9907e-05 | 675.2892 | 0.00032754 | 568.4136 | 1.2993e-05 | 670.09 | -0.00079259 | 566.2757 | 0.04779 | 670.09 | -0.0013587 | 670.09 | 0.0011162 | 568.4136 | 1.3081e-05 | 568.4136 | 1.3254e-05 | 566.2757 | 0.00093719 | 675.2892 | 0.03795 | 849.1747 | 0.00339 | 675.2892 | 0.00082187 | 848.5317 | 0.85928 | 849.1747 | 0.08355 | 568.4136 | 0.28979
| 566.3924 | 0 | 675.522 | -0.00014759 | 566.3924 | 0 | 675.522 | -0.00055239 | 568.5322 | 0 | 675.522 | -0.00045932 | 568.5322 | 2.6233e-05 | 670.32 | -0.0022092 | 566.3924 | 0.04536 | 670.32 | 0.00090132 | 670.32 | -0.00054182 | 568.5322 | 2.7895e-05 | 568.5322 | 2.2236e-05 | 566.3924 | 0 | 675.522 | 0.038142 | 849.3416 | 0.00519 | 675.522 | -0.00014004 | 848.6989 | 0.85984 | 849.3416 | 0.0843 | 568.5322 | 0.29127
| 566.5091 | 0.00046416 | 675.7549 | 1.2742e-05 | 566.5091 | 0.0018 | 675.7549 | 0.0004914 | 568.6508 | 4.9907e-05 | 675.7549 | 0.00032715 | 568.6508 | 1.3453e-05 | 670.55 | 0.00045532 | 566.5091 | 0.04864 | 670.55 | -0.00013183 | 670.55 | -0.0021673 | 568.6508 | 1.4884e-05 | 568.6508 | 9.8388e-06 | 566.5091 | 0.00142 | 675.7549 | 0.040958 | 849.5086 | 0.0057 | 675.7549 | -0.00090378 | 848.8661 | 0.87136 | 849.5086 | 0.0846 | 568.6508 | 0.29086
| 566.6258 | 0 | 675.9879 | -1.944e-05 | 566.6258 | 0 | 675.9879 | -0.00034117 | 568.7695 | 0 | 675.9879 | -0.00048605 | 568.7695 | 2.6311e-05 | 670.79 | -0.0010624 | 566.6258 | 0.04556 | 670.79 | -0.0015524 | 670.79 | -0.0024274 | 568.7695 | 2.9453e-05 | 568.7695 | 2.2884e-05 | 566.6258 | 0 | 675.9879 | 0.040293 | 849.6755 | 0.00443 | 675.9879 | -0.00084027 | 849.0333 | 0.8803 | 849.6755 | 0.08527 | 568.7695 | 0.29099
| 566.7424 | 0.00062587 | 676.2208 | 0.00021275 | 566.7424 | 0.00024276 | 676.2208 | 0.00038015 | 568.8881 | 1.4682e-05 | 676.2208 | 0.00031976 | 568.8881 | 1.3016e-05 | 671.02 | 0.001737 | 566.7424 | 0.04683 | 671.02 | -6.7263e-05 | 671.02 | 0.00059601 | 568.8881 | 1.4592e-05 | 568.8881 | 1.3364e-05 | 566.7424 | 0.0012 | 676.2208 | 0.044008 | 849.8425 | 0.00498 | 676.2208 | 0.00056426 | 849.2004 | 0.88452 | 849.8425 | 0.08578 | 568.8881 | 0.29039
| 566.8591 | 0 | 676.4537 | -3.1054e-06 | 566.8591 | 0 | 676.4537 | -0.00065172 | 569.0067 | 0 | 676.4537 | -0.00047173 | 569.0067 | 2.6681e-05 | 671.25 | -0.0016695 | 566.8591 | 0.04692 | 671.25 | -0.0026824 | 671.25 | -0.00298 | 569.0067 | 2.8305e-05 | 569.0067 | 2.4487e-05 | 566.8591 | 0 | 676.4537 | 0.043307 | 850.0094 | 0.00338 | 676.4537 | -0.00051971 | 849.3676 | 0.88854 | 850.0094 | 0.08644 | 569.0067 | 0.29105
| 566.9758 | 0.00147 | 676.6866 | 2.3623e-05 | 566.9758 | 0.0016 | 676.6866 | 0.00021428 | 569.1253 | 1.4682e-05 | 676.6866 | 0.00030785 | 569.1253 | 1.3688e-05 | 671.49 | -0.0001855 | 566.9758 | 0.04632 | 671.49 | 0.0019345 | 671.49 | -0.00063934 | 569.1253 | 1.3749e-05 | 569.1253 | 1.1651e-05 | 566.9758 | 0.00112 | 676.6866 | 0.043285 | 850.1764 | 0.00531 | 676.6866 | 0.00075383 | 849.5348 | 0.90236 | 850.1764 | 0.08675 | 569.1253 | 0.29047
| 567.0925 | 0 | 676.9196 | -0.0001046 | 567.0925 | 0 | 676.9196 | -0.00092411 | 569.2439 | 0 | 676.9196 | -0.00046141 | 569.2439 | 2.6255e-05 | 671.72 | -0.0023104 | 567.0925 | 0.04482 | 671.72 | -0.00019641 | 671.72 | -0.0012895 | 569.2439 | 2.6584e-05 | 569.2439 | 2.3741e-05 | 567.0925 | 0 | 676.9196 | 0.043592 | 850.3433 | 0.00438 | 676.9196 | -0.0011794 | 849.702 | 0.90352 | 850.3433 | 0.08714 | 569.2439 | 0.2906
| 567.2092 | 0 | 677.1525 | 0.0001331 | 567.2092 | 0.00173 | 677.1525 | 0.00024474 | 569.3625 | 1.4682e-05 | 677.1525 | 0.00035007 | 569.3625 | 1.2646e-05 | 671.95 | -0.0001855 | 567.2092 | 0.0451 | 671.95 | -0.00061613 | 671.95 | 0.0014413 | 569.3625 | 1.287e-05 | 569.3625 | 1.2617e-05 | 567.2092 | 0.00199 | 677.1525 | 0.045789 | 850.5103 | 0.0058 | 677.1525 | 0.001238 | 849.8692 | 0.91398 | 850.5103 | 0.08744 | 569.3625 | 0.29013
| 567.3259 | 0 | 677.3855 | 9.6125e-05 | 567.3259 | 0 | 677.3855 | -0.00070231 | 569.4812 | 0 | 677.3855 | -0.00034823 | 569.4812 | 2.537e-05 | 672.18 | 0.0009275 | 567.3259 | 0.0461 | 672.18 | -0.0023596 | 672.18 | 0.00062851 | 569.4812 | 2.7919e-05 | 569.4812 | 2.2236e-05 | 567.3259 | 0 | 677.3855 | 0.045738 | 850.6772 | 0.00436 | 677.3855 | -0.0010945 | 850.0364 | 0.92067 | 850.6772 | 0.08814 | 569.4812 | 0.29047
| 567.4426 | 0.00085945 | 677.6185 | 9.7294e-05 | 567.4426 | 0.0012 | 677.6185 | 0.00013918 | 569.5998 | 3.2289e-05 | 677.6185 | 0.00038433 | 569.5998 | 1.2825e-05 | 672.42 | 0.0019393 | 567.4426 | 0.04166 | 672.42 | -0.00019641 | 672.42 | 0.00072604 | 569.5998 | 1.5318e-05 | 569.5998 | 1.0476e-05 | 567.4426 | 0.00112 | 677.6185 | 0.04725 | 850.8442 | 0.0058 | 677.6185 | 0.00068294 | 850.2036 | 0.9269 | 850.8442 | 0.08837 | 569.5998 | 0.29004
| 567.5594 | 0 | 677.8515 | 7.4185e-06 | 567.5594 | 0 | 677.8515 | -0.00097435 | 569.7184 | 0 | 677.8515 | -0.00046465 | 569.7184 | 2.5303e-05 | 672.65 | 0.0013322 | 567.5594 | 0.04198 | 672.65 | -0.0021013 | 672.65 | -0.00028175 | 569.7184 | 2.8785e-05 | 569.7184 | 2.0315e-05 | 567.5594 | 0 | 677.8515 | 0.048818 | 851.0112 | 0.00297 | 677.8515 | 0.00054897 | 850.3708 | 0.93585 | 851.0112 | 0.08869 | 569.7184 | 0.29075
| 567.6761 | 0.0016 | 678.0845 | 0.00026708 | 567.6761 | 0.00189 | 678.0845 | 0.00044217 | 569.8371 | 4.9907e-05 | 678.0845 | 0.00037063 | 569.8371 | 1.2624e-05 | 672.88 | 0.0011636 | 567.6761 | 0.04192 | 672.88 | -0.00019641 | 672.88 | 0.0010186 | 569.8371 | 1.3737e-05 | 569.8371 | 1.0476e-05 | 567.6761 | 0.00141 | 678.0845 | 0.049668 | 851.1781 | 0.00524 | 678.0845 | -0.00022424 | 850.538 | 0.93966 | 851.1781 | 0.08859 | 569.8371 | 0.29071
| 567.7928 | 0 | 678.3175 | -0.00010887 | 567.7928 | 0 | 678.3175 | -0.00010642 | 569.9557 | 0 | 678.3175 | -0.00052393 | 569.9557 | 2.611e-05 | 673.12 | -0.001231 | 567.7928 | 0.03971 | 673.12 | -0.001617 | 673.12 | -0.00047681 | 569.9557 | 2.6584e-05 | 569.9557 | 2.3521e-05 | 567.7928 | 0 | 678.3175 | 0.0501 | 851.3451 | 0.00492 | 678.3175 | -9.8249e-05 | 850.7052 | 0.94515 | 851.3451 | 0.08908 | 569.9557 | 0.29155
| 567.9096 | 0.00073368 | 678.5505 | 0.00032916 | 567.9096 | 0.0018 | 678.5505 | 8.9639e-06 | 570.0743 | 3.2289e-05 | 678.5505 | 0.00045201 | 570.0743 | 1.3587e-05 | 673.35 | 0.00072515 | 567.9096 | 0.0409 | 673.35 | 0.0030968 | 673.35 | 0.00072604 | 570.0743 | 1.3116e-05 | 570.0743 | 1.3682e-05 | 567.9096 | 0.00131 | 678.5505 | 0.051539 | 851.5121 | 0.0039 | 678.5505 | 0.00058769 | 850.8725 | 0.95194 | 851.5121 | 0.08941 | 570.0743 | 0.29143
| 568.0263 | 0 | 678.7835 | 3.1779e-05 | 568.0263 | 0 | 678.7835 | -0.00055365 | 570.193 | 0 | 678.7835 | -0.00045986 | 570.193 | 2.6255e-05 | 673.58 | 0.00086005 | 568.0263 | 0.03923 | 673.58 | 0.00054618 | 673.58 | 0.0019939 | 570.193 | 2.6806e-05 | 570.193 | 2.6091e-05 | 568.0263 | 0 | 678.7835 | 0.051285 | 851.6791 | 0.00343 | 678.7835 | -0.00055929 | 851.0397 | 0.95555 | 851.6791 | 0.09006 | 570.193 | 0.29277
| 568.1431 | 0.00058994 | 679.0166 | 0.00014388 | 568.1431 | 0.00132 | 679.0166 | 0.000105 | 570.3116 | 6.7514e-05 | 679.0166 | 0.00042528 | 570.3116 | 1.2758e-05 | 673.82 | -0.0009275 | 568.1431 | 0.04149 | 673.82 | -0.001165 | 673.82 | -0.0015822 | 570.3116 | 1.3901e-05 | 570.3116 | 1.2408e-05 | 568.1431 | 0.00086221 | 679.0166 | 0.052888 | 851.8461 | 0.00244 | 679.0166 | -0.00019968 | 851.2069 | 0.95888 | 851.8461 | 0.09052 | 570.3116 | 0.29251
| 568.2598 | 0 | 679.2496 | -5.2198e-05 | 568.2598 | 0 | 679.2496 | -0.00046774 | 570.4303 | 0 | 679.2496 | -0.00050239 | 570.4303 | 2.6804e-05 | 674.05 | -0.00052277 | 568.2598 | 0.03897 | 674.05 | 0.0014179 | 674.05 | -0.0034026 | 570.4303 | 2.6993e-05 | 570.4303 | 2.5344e-05 | 568.2598 | 0 | 679.2496 | 0.053496 | 852.013 | 0.00439 | 679.2496 | -0.00071341 | 851.3741 | 0.96213 | 852.013 | 0.09112 | 570.4303 | 0.29256
| 568.3766 | 0.00111 | 679.4827 | 9.4888e-05 | 568.3766 | 0.0013 | 679.4827 | 0.00035113 | 570.5489 | 4.9907e-05 | 679.4827 | 0.00033506 | 570.5489 | 1.4113e-05 | 674.28 | 0.00075887 | 568.3766 | 0.03953 | 674.28 | -0.0009067 | 674.28 | -0.0019072 | 570.5489 | 1.328e-05 | 570.5489 | 1.2935e-05 | 568.3766 | 0.00217 | 679.4827 | 0.055169 | 852.18 | 0.00447 | 679.4827 | -0.00033688 | 851.5414 | 0.96914 | 852.18 | 0.09132 | 570.5489 | 0.29063
| 568.4934 | 0 | 679.7158 | 9.2996e-05 | 568.4934 | 0 | 679.7158 | -0.00053487 | 570.6676 | 0 | 679.7158 | -0.00039953 | 570.6676 | 2.6782e-05 | 674.51 | 0.00082632 | 568.4934 | 0.03781 | 674.51 | -0.0043613 | 674.51 | -0.0034351 | 570.6676 | 2.7204e-05 | 570.6676 | 2.4059e-05 | 568.4934 | 0 | 679.7158 | 0.056434 | 852.347 | 0.00415 | 679.7158 | -0.00040363 | 851.7086 | 0.96827 | 852.347 | 0.09141 | 570.6676 | 0.29098
| 568.6101 | 0 | 679.9488 | 0.00019941 | 568.6101 | 0.00186 | 679.9488 | 0.00059726 | 570.7863 | 4.9907e-05 | 679.9488 | 0.00033733 | 570.7863 | 1.3072e-05 | 674.75 | -1.6864e-05 | 568.6101 | 0.03837 | 674.75 | 0.00044931 | 674.75 | 0.00010836 | 570.7863 | 1.4229e-05 | 570.7863 | 1.1124e-05 | 568.6101 | 0.00050609 | 679.9488 | 0.057155 | 852.514 | 0.0045 | 679.9488 | 4.5781e-05 | 851.8759 | 0.98164 | 852.514 | 0.09129 | 570.7863 | 0.29079
| 568.7269 | 0 | 680.1819 | -4.0589e-05 | 568.7269 | 0 | 680.1819 | -0.00054354 | 570.9049 | 0 | 680.1819 | -0.00046032 | 570.9049 | 2.6737e-05 | 674.98 | 0.00045532 | 568.7269 | 0.03741 | 674.98 | -0.0011327 | 674.98 | -0.00050931 | 570.9049 | 2.6771e-05 | 570.9049 | 2.4806e-05 | 568.7269 | 0 | 680.1819 | 0.057618 | 852.681 | 0.00381 | 680.1819 | 0.00021748 | 852.0431 | 0.97629 | 852.681 | 0.09165 | 570.9049 | 0.29264
| 568.8437 | 0.00113 | 680.415 | 0.00014743 | 568.8437 | 0.00128 | 680.415 | 0.00010526 | 571.0236 | 3.2289e-05 | 680.415 | 0.00035334 | 571.0236 | 1.4035e-05 | 675.21 | 0.0010624 | 568.8437 | 0.03794 | 675.21 | -0.00084214 | 675.21 | -0.0019722 | 571.0236 | 1.2671e-05 | 571.0236 | 1.3682e-05 | 568.8437 | 0.00161 | 680.415 | 0.059596 | 852.848 | 0.00515 | 680.415 | 0.00034055 | 852.2104 | 0.98368 | 852.848 | 0.09189 | 571.0236 | 0.2927
| 568.9605 | 0 | 680.6481 | 3.5023e-05 | 568.9605 | 0 | 680.6481 | -0.00062934 | 571.1422 | 1.4682e-05 | 680.6481 | -0.00047648 | 571.1422 | 2.6625e-05 | 675.45 | -0.00052277 | 568.9605 | 0.0403 | 675.45 | 0.0016439 | 675.45 | 0.0023515 | 571.1422 | 2.4042e-05 | 571.1422 | 2.6727e-05 | 568.9605 | 0 | 680.6481 | 0.05945 | 853.015 | 0.00411 | 680.6481 | 0.00086072 | 852.3776 | 0.98855 | 853.015 | 0.09262 | 571.1422 | 0.29308
| 569.0773 | 0.00058994 | 680.8813 | 5.1289e-05 | 569.0773 | 0.00098839 | 680.8813 | 0.00010204 | 571.2609 | 1.4682e-05 | 680.8813 | 0.000464 | 571.2609 | 1.2937e-05 | 675.68 | -0.00052277 | 569.0773 | 0.03542 | 675.68 | -0.0021336 | 675.68 | -0.00054182 | 571.2609 | 1.164e-05 | 571.2609 | 1.3045e-05 | 569.0773 | 0.00165 | 680.8813 | 0.061273 | 853.182 | 0.00338 | 680.8813 | 0.0018812 | 852.5449 | 0.9891 | 853.182 | 0.09297 | 571.2609 | 0.29224
| 569.1941 | 0 | 681.1144 | -0.00010397 | 569.1941 | 0 | 681.1144 | -0.00081496 | 571.3796 | 0 | 681.1144 | -0.00047379 | 571.3796 | 2.602e-05 | 675.91 | -0.00011805 | 569.1941 | 0.035 | 675.91 | -0.0036188 | 675.91 | -0.00047681 | 571.3796 | 2.4675e-05 | 571.3796 | 2.2774e-05 | 569.1941 | 0 | 681.1144 | 0.061748 | 853.349 | 0.00431 | 681.1144 | 7.306e-05 | 852.7121 | 0.99259 | 853.349 | 0.09388 | 571.3796 | 0.29188
| 569.3109 | 0.00129 | 681.3475 | 0.0001824 | 569.3109 | 0.0014 | 681.3475 | 0.00016385 | 571.4983 | 4.9907e-05 | 681.3475 | 0.00031882 | 571.4983 | 1.3139e-05 | 676.15 | -8.4319e-05 | 569.3109 | 0.03542 | 676.15 | -0.00029326 | 676.15 | -0.00054182 | 571.4983 | 1.3222e-05 | 571.4983 | 9.729e-06 | 569.3109 | 0.00169 | 681.3475 | 0.06426 | 853.516 | 0.0042 | 681.3475 | 0.0004338 | 852.8794 | 0.9943 | 853.516 | 0.09462 | 571.4983 | 0.29117
| 569.4277 | 0 | 681.5807 | 4.42e-05 | 569.4277 | 0 | 681.5807 | -0.00048559 | 571.6169 | 0 | 681.5807 | -0.00052136 | 571.6169 | 2.5975e-05 | 676.38 | -0.0011636 | 569.4277 | 0.03758 | 676.38 | -0.00071299 | 676.38 | 0.00072604 | 571.6169 | 2.5248e-05 | 571.6169 | 2.2774e-05 | 569.4277 | 0 | 681.5807 | 0.065061 | 853.6831 | 0.00413 | 681.5807 | -0.00085102 | 853.0467 | 0.98749 | 853.6831 | 0.09569 | 571.6169 | 0.29131
| 569.5446 | 0.0016 | 681.8138 | 0.000143 | 569.5446 | 0.00127 | 681.8138 | 0.00027809 | 571.7356 | 3.2289e-05 | 681.8138 | 0.00039879 | 571.7356 | 1.2904e-05 | 676.61 | 0.0012985 | 569.5446 | 0.03383 | 676.61 | -0.00093899 | 676.61 | 0.0010511 | 571.7356 | 1.2214e-05 | 571.7356 | 1.3045e-05 | 569.5446 | 0.00191 | 681.8138 | 0.066008 | 853.8501 | 0.00517 | 681.8138 | 0.00071409 | 853.2139 | 1 | 853.8501 | 0.09605 | 571.7356 | 0.29128
| 569.6614 | 0.00010798 | 682.047 | 7.9711e-05 | 569.6614 | 0 | 682.047 | -0.00039308 | 571.8543 | 0 | 682.047 | -0.00055211 | 571.8543 | 2.4833e-05 | 676.85 | -0.0012985 | 569.6614 | 0.03693 | 676.85 | -0.0019399 | 676.85 | -0.0015171 | 571.8543 | 2.4616e-05 | 571.8543 | 2.4169e-05 | 569.6614 | 0 | 682.047 | 0.066937 | 854.0171 | 0.00538 | 682.047 | 0.00039551 | 853.3812 | 0.98749 | 854.0171 | 0.09655 | 571.8543 | 0.29187
| 569.7782 | 0.00019465 | 682.2802 | 0.00021946 | 569.7782 | 0.00123 | 682.2802 | 0.00026939 | 571.973 | 8.5132e-05 | 682.2802 | 0.00046593 | 571.973 | 1.2176e-05 | 677.08 | 0.0010961 | 569.7782 | 0.03394 | 677.08 | -0.00022869 | 677.08 | 0.00066102 | 571.973 | 1.2484e-05 | 571.973 | 1.1124e-05 | 569.7782 | 0.00124 | 682.2802 | 0.068717 | 854.1841 | 0.00478 | 682.2802 | 0.00046324 | 853.5485 | 0.99604 | 854.1841 | 0.09673 | 571.973 | 0.29114
| 569.8951 | 0 | 682.5134 | -7.7805e-05 | 569.8951 | 0 | 682.5134 | -0.00093513 | 572.0917 | 0 | 682.5134 | -0.00036425 | 572.0917 | 2.3813e-05 | 677.31 | -0.00038786 | 569.8951 | 0.03236 | 677.31 | -0.00084214 | 677.31 | -0.0014196 | 572.0917 | 2.334e-05 | 572.0917 | 2.2884e-05 | 569.8951 | 0 | 682.5134 | 0.067525 | 854.3511 | 0.00394 | 682.5134 | -0.0010347 | 853.7158 | 0.99737 | 854.3511 | 0.09747 | 572.0917 | 0.29104
| 570.0119 | 0.00127 | 682.7466 | 4.4906e-05 | 570.0119 | 0.00010404 | 682.7466 | 0.00036147 | 572.2104 | 3.2289e-05 | 682.7466 | 0.0002817 | 572.2104 | 1.1817e-05 | 677.54 | 0.00042159 | 570.0119 | 0.03488 | 677.54 | -0.00077756 | 677.54 | 1.0836e-05 | 572.2104 | 1.0903e-05 | 572.2104 | 1.1761e-05 | 570.0119 | 0.0012 | 682.7466 | 0.07211 | 854.5182 | 0.00503 | 682.7466 | 0.001377 | 853.8831 | 0.99932 | 854.5182 | 0.09815 | 572.2104 | 0.28935
| 570.1288 | 0 | 682.9798 | -5.8877e-05 | 570.1288 | 0 | 682.9798 | -0.00062779 | 572.3291 | 0 | 682.9798 | -0.00048381 | 572.3291 | 2.4486e-05 | 677.78 | -0.0025465 | 570.1288 | 0.03358 | 677.78 | 0.00090132 | 677.78 | 0.00082357 | 572.3291 | 2.2602e-05 | 572.3291 | 2.2884e-05 | 570.1288 | 0 | 682.9798 | 0.071463 | 854.6852 | 0.00383 | 682.9798 | -0.0011158 | 854.0503 | 0.99373 | 854.6852 | 0.09936 | 572.3291 | 0.28859
| 570.2456 | 0.00019465 | 683.213 | 2.7923e-05 | 570.2456 | 0.00097105 | 683.213 | 0.00010375 | 572.4478 | 3.2289e-05 | 683.213 | 0.00035907 | 572.4478 | 1.2836e-05 | 678.01 | 0.0012985 | 570.2456 | 0.03275 | 678.01 | 0.0022573 | 678.01 | 0.0030668 | 572.4478 | 1.1746e-05 | 572.4478 | 1.1124e-05 | 570.2456 | 0.0012 | 683.213 | 0.075108 | 854.8523 | 0.00607 | 683.213 | 0.0010622 | 854.2176 | 0.99946 | 854.8523 | 0.10012 | 572.4478 | 0.28689
| 570.3625 | 0 | 683.4462 | -0.0002136 | 570.3625 | 0 | 683.4462 | -0.00061689 | 572.5665 | 0 | 683.4462 | -0.00059381 | 572.5665 | 2.6255e-05 | 678.24 | -0.0035582 | 570.3625 | 0.03227 | 678.24 | -0.003425 | 678.24 | -0.001062 | 572.5665 | 2.375e-05 | 572.5665 | 2.5772e-05 | 570.3625 | 0 | 683.4462 | 0.074896 | 855.0193 | 0.00371 | 683.4462 | -0.00037557 | 854.3849 | 0.99519 | 855.0193 | 0.1009 | 572.5665 | 0.28636
| 570.4794 | 0.00084148 | 683.6795 | 0.00011786 | 570.4794 | 0.00243 | 683.6795 | 0.0003131 | 572.6852 | 4.9907e-05 | 683.6795 | 0.00038637 | 572.6852 | 1.3632e-05 | 678.48 | -0.0010624 | 570.4794 | 0.03366 | 678.48 | -0.00048698 | 678.48 | 0.00079106 | 572.6852 | 1.2003e-05 | 572.6852 | 1.4648e-05 | 570.4794 | 0.00274 | 683.6795 | 0.077807 | 855.1863 | 0.00489 | 683.6795 | 0.00023441 | 854.5522 | 0.9904 | 855.1863 | 0.10113 | 572.6852 | 0.28542
| 570.5962 | 0 | 683.9127 | -0.00011509 | 570.5962 | 0 | 683.9127 | -0.0006111 | 572.8039 | 0 | 683.9127 | -0.0005229 | 572.8039 | 2.602e-05 | 678.71 | 0.001231 | 570.5962 | 0.03156 | 678.71 | -0.0022627 | 678.71 | -0.001062 | 572.8039 | 2.3305e-05 | 572.8039 | 2.6409e-05 | 570.5962 | 0 | 683.9127 | 0.076584 | 855.3534 | 0.00388 | 683.9127 | -0.00089876 | 854.7195 | 0.98943 | 855.3534 | 0.1016 | 572.8039 | 0.28512
| 570.7131 | 0.00080555 | 684.146 | -0.00014149 | 570.7131 | 0.00076297 | 684.146 | 0.00024735 | 572.9226 | 6.7514e-05 | 684.146 | 0.00040116 | 572.9226 | 1.2624e-05 | 678.94 | 0.0017707 | 570.7131 | 0.03465 | 678.94 | -0.00087442 | 678.94 | -0.00086692 | 572.9226 | 1.1313e-05 | 572.9226 | 1.1761e-05 | 570.7131 | 0.00131 | 684.146 | 0.080103 | 855.5204 | 0.00506 | 684.146 | -0.00044308 | 854.8868 | 0.99016 | 855.5204 | 0.10169 | 572.9226 | 0.28437
| 570.83 | 0 | 684.3793 | -1.7568e-05 | 570.83 | 0 | 684.3793 | -0.00083044 | 573.0413 | 0 | 684.3793 | -0.00042474 | 573.0413 | 2.5191e-05 | 679.18 | 0.0020068 | 570.83 | 0.03113 | 679.18 | -0.00051927 | 679.18 | 0.0016038 | 573.0413 | 2.3223e-05 | 573.0413 | 2.2236e-05 | 570.83 | 0 | 684.3793 | 0.078895 | 855.6875 | 0.00348 | 684.3793 | -3.2615e-05 | 855.0541 | 0.98371 | 855.6875 | 0.10187 | 573.0413 | 0.28399
| 570.9469 | 0.00206 | 684.6125 | 1.8018e-05 | 570.9469 | 0.00101 | 684.6125 | 0.00024002 | 573.16 | 1.4682e-05 | 684.6125 | 0.00039636 | 573.16 | 1.2803e-05 | 679.41 | 0.0011299 | 570.9469 | 0.03332 | 679.41 | 0.00077218 | 679.41 | -0.00015171 | 573.16 | 1.1922e-05 | 573.16 | 1.0695e-05 | 570.9469 | 0.00163 | 684.6125 | 0.082436 | 855.8545 | 0.00513 | 684.6125 | 0.0015189 | 855.2215 | 0.98182 | 855.8545 | 0.10188 | 573.16 | 0.28432
| 571.0638 | 0 | 684.8458 | -0.00019799 | 571.0638 | 0 | 684.8458 | -0.00072147 | 573.2787 | 0 | 684.8458 | -0.00046454 | 573.2787 | 2.5606e-05 | 679.64 | -0.00069142 | 571.0638 | 0.03074 | 679.64 | 0.0011273 | 679.64 | -0.0008344 | 573.2787 | 2.3937e-05 | 573.2787 | 2.0534e-05 | 571.0638 | 0 | 684.8458 | 0.083372 | 856.0216 | 0.00366 | 684.8458 | -0.0012234 | 855.3888 | 0.97403 | 856.0216 | 0.10237 | 573.2787 | 0.28578
| 571.1807 | 0.00156 | 685.0791 | 0.0001611 | 571.1807 | 0.00111 | 685.0791 | 0.00016016 | 573.3975 | 1.4682e-05 | 685.0791 | 0.00047686 | 573.3975 | 1.2825e-05 | 679.88 | 0.00089378 | 571.1807 | 0.03054 | 679.88 | -0.00016412 | 679.88 | 0.0019939 | 573.3975 | 1.2027e-05 | 573.3975 | 1.0047e-05 | 571.1807 | 0.00195 | 685.0791 | 0.087191 | 856.1887 | 0.00545 | 685.0791 | 0.0015699 | 855.5561 | 0.97484 | 856.1887 | 0.10287 | 573.3975 | 0.28658
| 571.2976 | 0 | 685.3124 | 5.2747e-05 | 571.2976 | 0 | 685.3124 | -0.00083825 | 573.5162 | 0 | 685.3124 | -0.00051289 | 573.5162 | 2.6188e-05 | 680.11 | -0.002108 | 571.2976 | 0.0325 | 680.11 | -0.0015524 | 680.11 | -0.0021998 | 573.5162 | 2.4464e-05 | 573.5162 | 1.9678e-05 | 571.2976 | 0 | 685.3124 | 0.087278 | 856.3557 | 0.00388 | 685.3124 | -1.801e-05 | 855.7234 | 0.97075 | 856.3557 | 0.10364 | 573.5162 | 0.28682
| 571.4145 | 0.00046416 | 685.5458 | 6.6106e-05 | 571.4145 | 0.00158 | 685.5458 | 0.00051875 | 573.6349 | 1.4682e-05 | 685.5458 | 0.00040028 | 573.6349 | 1.3374e-05 | 680.34 | -0.0005565 | 571.4145 | 0.03065 | 680.34 | -0.00061613 | 680.34 | -0.0014196 | 573.6349 | 1.2437e-05 | 573.6349 | 9.8388e-06 | 571.4145 | 0.00061854 | 685.5458 | 0.090357 | 856.5228 | 0.00513 | 685.5458 | 0.0013791 | 855.8908 | 0.97376 | 856.5228 | 0.10398 | 573.6349 | 0.28576
| 571.5315 | 0 | 685.7791 | -4.8432e-05 | 571.5315 | 0 | 685.7791 | -0.0011717 | 573.7537 | 0 | 685.7791 | -0.00051598 | 573.7537 | 2.6703e-05 | 680.58 | -5.0592e-05 | 571.5315 | 0.02983 | 680.58 | 0.00012645 | 680.58 | 0.0014088 | 573.7537 | 2.1969e-05 | 573.7537 | 2.2884e-05 | 571.5315 | 0 | 685.7791 | 0.091013 | 856.6898 | 0.00473 | 685.7791 | -0.00095185 | 856.0581 | 0.96157 | 856.6898 | 0.10454 | 573.7537 | 0.28642
| 571.6484 | 0.00158 | 686.0124 | 0.00012464 | 571.6484 | 0.0014 | 686.0124 | 0.0001995 | 573.8724 | 4.9907e-05 | 686.0124 | 0.00038683 | 573.8724 | 1.3352e-05 | 680.81 | -0.0014334 | 571.6484 | 0.03093 | 680.81 | -0.0017461 | 680.81 | -0.00076939 | 573.8724 | 9.5209e-06 | 573.8724 | 1.3045e-05 | 571.6484 | 0.00159 | 686.0124 | 0.090532 | 856.8569 | 0.00475 | 686.0124 | -0.00019144 | 856.2254 | 0.95188 | 856.8569 | 0.10491 | 573.8724 | 0.28621
| 571.7654 | 0 | 686.2458 | 1.2327e-05 | 571.7654 | 0 | 686.2458 | -0.0010518 | 573.9911 | 0 | 686.2458 | -0.00052264 | 573.9911 | 2.5482e-05 | 681.04 | -0.00032042 | 571.7654 | 0.02946 | 681.04 | -0.0029407 | 681.04 | -0.0014521 | 573.9911 | 2.1267e-05 | 573.9911 | 2.2884e-05 | 571.7654 | 0 | 686.2458 | 0.093411 | 857.024 | 0.00482 | 686.2458 | -0.0001176 | 856.3927 | 0.94765 | 857.024 | 0.10567 | 573.9911 | 0.28692
| 571.8823 | 0 | 686.4791 | 0.00015984 | 571.8823 | 0.0018 | 686.4791 | -5.925e-05 | 574.1099 | 4.9907e-05 | 686.4791 | 0.0003461 | 574.1099 | 1.2153e-05 | 681.28 | -0.0010624 | 571.8823 | 0.02985 | 681.28 | -0.0006807 | 681.28 | -0.0014521 | 574.1099 | 1.1781e-05 | 574.1099 | 1.0047e-05 | 571.8823 | 0.00116 | 686.4791 | 0.096433 | 857.1911 | 0.00571 | 686.4791 | 0.00083014 | 856.5601 | 0.94398 | 857.1911 | 0.10608 | 574.1099 | 0.28631
| 571.9992 | 0 | 686.7125 | -2.3762e-05 | 571.9992 | 0 | 686.7125 | -0.000549 | 574.2286 | 0 | 686.7125 | -0.00064812 | 574.2286 | 2.4306e-05 | 681.51 | -0.0014334 | 571.9992 | 0.02767 | 681.51 | 0.00012645 | 681.51 | 0.0010511 | 574.2286 | 2.2684e-05 | 574.2286 | 1.9886e-05 | 571.9992 | 0 | 686.7125 | 0.095802 | 857.3582 | 0.00563 | 686.7125 | -0.002097 | 856.7274 | 0.93235 | 857.3582 | 0.10675 | 574.2286 | 0.2859
| 572.1162 | 0.00069774 | 686.9459 | 0.0004588 | 572.1162 | 0.0007803 | 686.9459 | 0.00034932 | 574.3474 | 3.2289e-05 | 686.9459 | 0.0004221 | 574.3474 | 1.2176e-05 | 681.74 | 8.4319e-05 | 572.1162 | 0.0273 | 681.74 | -0.00080984 | 681.74 | 7.5855e-05 | 574.3474 | 1.0938e-05 | 574.3474 | 1.0047e-05 | 572.1162 | 0.00191 | 686.9459 | 0.099342 | 857.5252 | 0.00577 | 686.9459 | 0.0019504 | 856.8948 | 0.9317 | 857.5252 | 0.10706 | 574.3474 | 0.28492
| 572.2332 | 0 | 687.1793 | -3.771e-05 | 572.2332 | 0 | 687.1793 | -0.00032058 | 574.4661 | 0 | 687.1793 | -0.00054971 | 574.4661 | 2.5225e-05 | 681.98 | -0.0013997 | 572.2332 | 0.02776 | 681.98 | -0.0041031 | 681.98 | 4.3346e-05 | 574.4661 | 2.1923e-05 | 574.4661 | 2.2236e-05 | 572.2332 | 0 | 687.1793 | 0.10219 | 857.6923 | 0.0039 | 687.1793 | 0.00079369 | 857.0621 | 0.92715 | 857.6923 | 0.10775 | 574.4661 | 0.28414
| 572.3501 | 0 | 687.4127 | 0.00014303 | 572.3501 | 0.00208 | 687.4127 | 0.00023429 | 574.5848 | 4.9907e-05 | 687.4127 | 0.00045047 | 574.5848 | 1.3116e-05 | 682.21 | -0.0001855 | 572.3501 | 0.02988 | 682.21 | -0.0019721 | 682.21 | -0.00063934 | 574.5848 | 1.102e-05 | 574.5848 | 1.2408e-05 | 572.3501 | 0.00176 | 687.4127 | 0.10271 | 857.8594 | 0.00466 | 687.4127 | 0.00068689 | 857.2295 | 0.91324 | 857.8594 | 0.10808 | 574.5848 | 0.28365
| 572.4671 | 0 | 687.6461 | -0.00018334 | 572.4671 | 0 | 687.6461 | -0.00053232 | 574.7036 | 0 | 687.6461 | -0.00062207 | 574.7036 | 2.5348e-05 | 682.44 | -0.00015177 | 572.4671 | 0.02776 | 682.44 | -0.0013264 | 682.44 | -0.00067186 | 574.7036 | 2.3258e-05 | 574.7036 | 2.2884e-05 | 572.4671 | 0 | 687.6461 | 0.10477 | 858.0265 | 0.00397 | 687.6461 | -0.00073428 | 857.3969 | 0.90116 | 858.0265 | 0.10904 | 574.7036 | 0.28463
| 572.5841 | 0.00046416 | 687.8795 | 0.000126 | 572.5841 | 0.00192 | 687.8795 | -0.00042792 | 574.8224 | 3.2289e-05 | 687.8795 | 0.00034593 | 574.8224 | 1.2288e-05 | 682.68 | 0.0016695 | 572.5841 | 0.02815 | 682.68 | 0.0016761 | 682.68 | 0.0015062 | 574.8224 | 1.2238e-05 | 574.8224 | 1.0476e-05 | 572.5841 | 0.00176 | 687.8795 | 0.10543 | 858.1936 | 0.00475 | 687.8795 | 0.00033048 | 857.5642 | 0.9024 | 858.1936 | 0.10972 | 574.8224 | 0.28469
| 572.7011 | 0 | 688.1129 | 4.0881e-05 | 572.7011 | 0 | 688.1129 | -0.00084883 | 574.9411 | 0 | 688.1129 | -0.00058784 | 574.9411 | 2.3399e-05 | 682.91 | -0.00072515 | 572.7011 | 0.0256 | 682.91 | -0.0016493 | 682.91 | -0.0027524 | 574.9411 | 2.3726e-05 | 574.9411 | 2.1808e-05 | 572.7011 | 0 | 688.1129 | 0.1079 | 858.3607 | 0.0039 | 688.1129 | -0.0014503 | 857.7316 | 0.88704 | 858.3607 | 0.1106 | 574.9411 | 0.28444
| 572.8181 | 0 | 688.3464 | 0.00016853 | 572.8181 | 0.00139 | 688.3464 | 0.00016532 | 575.0599 | 3.2289e-05 | 688.3464 | 0.00041762 | 575.0599 | 1.1324e-05 | 683.14 | -0.00045532 | 572.8181 | 0.02696 | 683.14 | 0.0022896 | 683.14 | 0.0028392 | 575.0599 | 1.15e-05 | 575.0599 | 1.1332e-05 | 572.8181 | 0.00161 | 688.3464 | 0.11 | 858.5278 | 0.00455 | 688.3464 | 0.0005193 | 857.899 | 0.87472 | 858.5278 | 0.11081 | 575.0599 | 0.28252
| 572.9351 | 0 | 688.5798 | -3.6083e-06 | 572.9351 | 0 | 688.5798 | -0.00059543 | 575.1786 | 0 | 688.5798 | -0.00062632 | 575.1786 | 2.238e-05 | 683.38 | 0.00052277 | 572.9351 | 0.02588 | 683.38 | -0.0030053 | 683.38 | -0.001127 | 575.1786 | 1.9826e-05 | 575.1786 | 2.3741e-05 | 572.9351 | 0 | 688.5798 | 0.10952 | 858.6949 | 0.00308 | 688.5798 | 0.0001335 | 858.0663 | 0.86726 | 858.6949 | 0.11141 | 575.1786 | 0.28146
| 573.0521 | 0.00026652 | 688.8133 | 0.00013815 | 573.0521 | 0.00088435 | 688.8133 | 0.00035605 | 575.2974 | 6.7514e-05 | 688.8133 | 0.00047614 | 575.2974 | 1.1246e-05 | 683.61 | 0.00079259 | 573.0521 | 0.02616 | 683.61 | -0.0013909 | 683.61 | 0.00027091 | 575.2974 | 8.3381e-06 | 575.2974 | 1.2617e-05 | 573.0521 | 0.00063729 | 688.8133 | 0.1142 | 858.862 | 0.00209 | 688.8133 | 0.0012047 | 858.2337 | 0.8528 | 858.862 | 0.11194 | 575.2974 | 0.28062
| 573.1691 | 0 | 689.0468 | -0.00020611 | 573.1691 | 0 | 689.0468 | -0.00052602 | 575.4162 | 0 | 689.0468 | -0.00058096 | 575.4162 | 2.3701e-05 | 683.84 | -0.0013997 | 573.1691 | 0.02631 | 683.84 | -3.4977e-05 | 683.84 | 1.0836e-05 | 575.4162 | 1.8234e-05 | 575.4162 | 2.5662e-05 | 573.1691 | 0 | 689.0468 | 0.11704 | 859.0291 | 0.00294 | 689.0468 | 0.00028195 | 858.4011 | 0.84916 | 859.0291 | 0.11287 | 575.4162 | 0.28032
| 573.2861 | 0.00151 | 689.2802 | -3.4799e-05 | 573.2861 | 0.00123 | 689.2802 | 0.00012909 | 575.5349 | 3.2289e-05 | 689.2802 | 0.00042035 | 575.5349 | 1.2668e-05 | 684.08 | 0.00025296 | 573.2861 | 0.02438 | 684.08 | -0.0010036 | 684.08 | -0.00021673 | 575.5349 | 9.8956e-06 | 575.5349 | 1.3254e-05 | 573.2861 | 0.0007685 | 689.2802 | 0.11864 | 859.1962 | 0.00478 | 689.2802 | 0.0011982 | 858.5685 | 0.83794 | 859.1962 | 0.11339 | 575.5349 | 0.2793
| 573.4031 | 0 | 689.5137 | 0.00010228 | 573.4031 | 0 | 689.5137 | -0.00063279 | 575.6537 | 0 | 689.5137 | -0.00044148 | 575.6537 | 2.5684e-05 | 684.31 | 0.00048905 | 573.4031 | 0.02523 | 684.31 | 0.00012645 | 684.31 | -0.0012895 | 575.6537 | 1.9112e-05 | 575.6537 | 2.1599e-05 | 573.4031 | 0 | 689.5137 | 0.12117 | 859.3633 | 0.00381 | 689.5137 | -0.00023128 | 858.7359 | 0.81722 | 859.3633 | 0.11404 | 575.6537 | 0.27823
| 573.5202 | 0.00113 | 689.7472 | -1.5703e-07 | 573.5202 | 0.00081498 | 689.7472 | -4.8609e-05 | 575.7725 | 3.2289e-05 | 689.7472 | 0.00042426 | 575.7725 | 1.3072e-05 | 684.54 | 0.00015177 | 573.5202 | 0.02469 | 684.54 | -0.0010358 | 684.54 | 0.0022214 | 575.7725 | 9.2164e-06 | 575.7725 | 8.5541e-06 | 573.5202 | 0.00169 | 689.7472 | 0.12286 | 859.5305 | 0.00366 | 689.7472 | 0.0010927 | 858.9033 | 0.82021 | 859.5305 | 0.11449 | 575.7725 | 0.2755
| 573.6372 | 0 | 689.9807 | -0.00010253 | 573.6372 | 0 | 689.9807 | -0.001347 | 575.8913 | 0 | 689.9807 | -0.0005163 | 575.8913 | 2.6972e-05 | 684.78 | -1.6864e-05 | 573.6372 | 0.0246 | 684.78 | -0.00029326 | 684.78 | -0.00099695 | 575.8913 | 1.9791e-05 | 575.8913 | 1.9249e-05 | 573.6372 | 0 | 689.9807 | 0.1253 | 859.6976 | 0.00323 | 689.9807 | -0.0012621 | 859.0707 | 0.79742 | 859.6976 | 0.11537 | 575.8913 | 0.27385
| 573.7542 | 0.00134 | 690.2142 | 6.2525e-06 | 573.7542 | 0.00153 | 690.2142 | 4.1899e-06 | 576.0101 | 6.7514e-05 | 690.2142 | 0.00034342 | 576.0101 | 1.3945e-05 | 685.01 | 0.0011299 | 573.7542 | 0.02307 | 685.01 | 0.0012242 | 685.01 | -0.0015822 | 576.0101 | 1.061e-05 | 576.0101 | 1.0695e-05 | 573.7542 | 0.00274 | 690.2142 | 0.12679 | 859.8647 | 0.00622 | 690.2142 | 0.00021596 | 859.2381 | 0.78829 | 859.8647 | 0.11589 | 576.0101 | 0.27194
| 573.8713 | 0 | 690.4478 | -9.4725e-05 | 573.8713 | 0 | 690.4478 | -0.00091038 | 576.1289 | 0 | 690.4478 | -0.00060304 | 576.1289 | 2.6076e-05 | 685.25 | 0.00075887 | 573.8713 | 0.02571 | 685.25 | -0.0004547 | 685.25 | -0.00054182 | 576.1289 | 1.9405e-05 | 576.1289 | 2.1171e-05 | 573.8713 | 0 | 690.4478 | 0.12735 | 860.0318 | 0.0042 | 690.4478 | -0.0014664 | 859.4055 | 0.77262 | 860.0318 | 0.11655 | 576.1289 | 0.27244
| 573.9883 | 0.00024855 | 690.6813 | 0.0001244 | 573.9883 | 0.00142 | 690.6813 | 0.00028551 | 576.2476 | 6.7514e-05 | 690.6813 | 0.00031304 | 576.2476 | 1.2153e-05 | 685.48 | -0.0014334 | 573.9883 | 0.02174 | 685.48 | -0.0021982 | 685.48 | -0.001127 | 576.2476 | 8.8299e-06 | 576.2476 | 1.0476e-05 | 573.9883 | 0 | 690.6813 | 0.13075 | 860.199 | 0.00538 | 690.6813 | 7.9152e-05 | 859.5729 | 0.76811 | 860.199 | 0.11674 | 576.2476 | 0.27221
| 574.1054 | 0 | 690.9149 | 6.5431e-05 | 574.1054 | 0 | 690.9149 | -0.00095074 | 576.3664 | 0 | 690.9149 | -0.00051677 | 576.3664 | 2.6188e-05 | 685.71 | -0.00035414 | 574.1054 | 0.02333 | 685.71 | 0.00019102 | 685.71 | -0.00063934 | 576.3664 | 1.9252e-05 | 576.3664 | 2.2236e-05 | 574.1054 | 0 | 690.9149 | 0.13338 | 860.3661 | 0.00345 | 690.9149 | 0.0013778 | 859.7403 | 0.74248 | 860.3661 | 0.11767 | 576.3664 | 0.2735
| 574.2225 | 0.00032042 | 691.1484 | -9.1829e-06 | 574.2225 | 0.00116 | 691.1484 | -0.00014466 | 576.4852 | 3.2289e-05 | 691.1484 | 0.00047738 | 576.4852 | 1.4102e-05 | 685.95 | 0.00096123 | 574.2225 | 0.02367 | 685.95 | 0.00073989 | 685.95 | -0.00063934 | 576.4852 | 1.0469e-05 | 576.4852 | 1.1761e-05 | 574.2225 | 3.7485e-05 | 691.1484 | 0.13674 | 860.5332 | 0.00248 | 691.1484 | -0.00012981 | 859.9077 | 0.73797 | 860.5332 | 0.11832 | 576.4852 | 0.27358
| 574.3395 | 0 | 691.382 | 1.4404e-05 | 574.3395 | 0 | 691.382 | -0.0012649 | 576.604 | 0 | 691.382 | -0.00066845 | 576.604 | 2.8092e-05 | 686.18 | -0.0019393 | 574.3395 | 0.02117 | 686.18 | 2.9596e-05 | 686.18 | -0.0023624 | 576.604 | 2.0798e-05 | 576.604 | 2.3203e-05 | 574.3395 | 0 | 691.382 | 0.13655 | 860.7004 | 0.00411 | 691.382 | -0.0005238 | 860.0751 | 0.71924 | 860.7004 | 0.11939 | 576.604 | 0.27455
| 574.4566 | 0.00035636 | 691.6156 | 0.00021112 | 574.4566 | 0.0002601 | 691.6156 | 0.00043277 | 576.7228 | 4.9907e-05 | 691.6156 | 0.00043104 | 576.7228 | 1.408e-05 | 686.41 | 0.00096123 | 574.4566 | 0.02333 | 686.41 | -0.0006807 | 686.41 | -0.00018422 | 576.7228 | 1.0329e-05 | 576.7228 | 1.1442e-05 | 574.4566 | 0.0015 | 691.6156 | 0.14203 | 860.8675 | 0.00464 | 691.6156 | -0.00024606 | 860.2425 | 0.71429 | 860.8675 | 0.11995 | 576.7228 | 0.27414
| 574.5737 | 0 | 691.8491 | -0.00010964 | 574.5737 | 0 | 691.8491 | -0.00087851 | 576.8416 | 0 | 691.8491 | -0.00057164 | 576.8416 | 2.5628e-05 | 686.65 | -0.0022092 | 574.5737 | 0.02009 | 686.65 | -3.4977e-05 | 686.65 | -0.00080189 | 576.8416 | 1.9979e-05 | 576.8416 | 2.2566e-05 | 574.5737 | 0 | 691.8491 | 0.14041 | 861.0347 | 0.00371 | 691.8491 | 6.75e-05 | 860.41 | 0.70052 | 861.0347 | 0.12086 | 576.8416 | 0.27464
| 574.6908 | 0.00161 | 692.0827 | 0.00012841 | 574.6908 | 0.00102 | 692.0827 | 7.164e-05 | 576.9604 | 4.9907e-05 | 692.0827 | 0.00036948 | 576.9604 | 1.1817e-05 | 686.88 | 0.00072515 | 574.6908 | 0.02168 | 686.88 | 0.0012888 | 686.88 | -0.0030125 | 576.9604 | 9.6731e-06 | 576.9604 | 1.1124e-05 | 574.6908 | 0.00148 | 692.0827 | 0.14585 | 861.2018 | 0.00614 | 692.0827 | -0.00014306 | 860.5774 | 0.68885 | 861.2018 | 0.12166 | 576.9604 | 0.27454
| 574.8079 | 0 | 692.3164 | -0.00014362 | 574.8079 | 0 | 692.3164 | -0.00079753 | 577.0792 | 0 | 692.3164 | -0.00051565 | 577.0792 | 2.4934e-05 | 687.11 | -0.0012648 | 574.8079 | 0.02194 | 687.11 | -0.002069 | 687.11 | -0.0032725 | 577.0792 | 1.6992e-05 | 577.0792 | 2.0534e-05 | 574.8079 | 0 | 692.3164 | 0.14613 | 861.369 | 0.00571 | 692.3164 | 0.00081392 | 860.7448 | 0.66786 | 861.369 | 0.12285 | 577.0792 | 0.2746
| 574.925 | 0.00136 | 692.55 | 4.4426e-05 | 574.925 | 0.00175 | 692.55 | 0.00051514 | 577.198 | 4.9907e-05 | 692.55 | 0.00046306 | 577.198 | 1.3352e-05 | 687.35 | -0.0019057 | 574.925 | 0.02191 | 687.35 | -0.0004547 | 687.35 | 0.0011162 | 577.198 | 7.3544e-06 | 577.198 | 9.4106e-06 | 574.925 | 0.00157 | 692.55 | 0.15066 | 861.5361 | 0.0038 | 692.55 | -0.00030444 | 860.9123 | 0.65977 | 861.5361 | 0.12359 | 577.198 | 0.27383
| 575.0421 | 0 | 692.7836 | -3.4021e-05 | 575.0421 | 0 | 692.7836 | -0.0011822 | 577.3169 | 0 | 692.7836 | -0.00044693 | 577.3169 | 2.5628e-05 | 687.58 | -0.0012648 | 575.0421 | 0.02287 | 687.58 | 9.4169e-05 | 687.58 | -5.4182e-05 | 577.3169 | 1.6161e-05 | 577.3169 | 2.3093e-05 | 575.0421 | 0 | 692.7836 | 0.15245 | 861.7033 | 0.00496 | 692.7836 | -0.00030161 | 861.0797 | 0.64346 | 861.7033 | 0.12446 | 577.3169 | 0.27351
| 575.1592 | 0.00109 | 693.0172 | 0.00024047 | 575.1592 | 0.00194 | 693.0172 | 0.00090312 | 577.4357 | 1.4682e-05 | 693.0172 | 0.00047177 | 577.4357 | 1.2467e-05 | 687.81 | 0.00285 | 575.1592 | 0.02213 | 687.81 | -0.00019641 | 687.81 | 0.00046596 | 577.4357 | 8.8299e-06 | 577.4357 | 1.3682e-05 | 575.1592 | 0.00048734 | 693.0172 | 0.15641 | 861.8704 | 0.00515 | 693.0172 | 0.00083301 | 861.2471 | 0.63259 | 861.8704 | 0.12481 | 577.4357 | 0.27262
| 575.2763 | 0 | 693.2509 | -0.0001154 | 575.2763 | 0 | 693.2509 | -0.00092452 | 577.5545 | 0 | 693.2509 | -0.00058957 | 577.5545 | 2.6367e-05 | 688.05 | -0.00069142 | 575.2763 | 0.02094 | 688.05 | -0.0016815 | 688.05 | -0.0013871 | 577.5545 | 1.6383e-05 | 577.5545 | 2.4806e-05 | 575.2763 | 0 | 693.2509 | 0.15906 | 862.0376 | 0.00339 | 693.2509 | -0.00044022 | 861.4146 | 0.61478 | 862.0376 | 0.12586 | 577.5545 | 0.27275
| 575.3935 | 0.00087741 | 693.4845 | -0.00014337 | 575.3935 | 0.00098839 | 693.4845 | 0.00037678 | 577.6733 | 3.2289e-05 | 693.4845 | 0.00041121 | 577.6733 | 1.3956e-05 | 688.28 | -1.6864e-05 | 575.3935 | 0.02089 | 688.28 | 2.9596e-05 | 688.28 | -0.001127 | 577.6733 | 7.5534e-06 | 577.6733 | 1.1124e-05 | 575.3935 | 0.00146 | 693.4845 | 0.16299 | 862.2047 | 0.0058 | 693.4845 | 0.001117 | 861.582 | 0.60939 | 862.2047 | 0.12629 | 577.6733 | 0.27232
| 575.5106 | 0 | 693.7182 | -3.248e-05 | 575.5106 | 0 | 693.7182 | -0.00079403 | 577.7921 | 0 | 693.7182 | -0.00049928 | 577.7921 | 2.7017e-05 | 688.52 | -0.0020405 | 575.5106 | 0.0202 | 688.52 | -0.0024887 | 688.52 | -0.00060684 | 577.7921 | 1.6664e-05 | 577.7921 | 2.0315e-05 | 575.5106 | 0 | 693.7182 | 0.16405 | 862.3719 | 0.00475 | 693.7182 | -0.0007483 | 861.7495 | 0.59508 | 862.3719 | 0.12732 | 577.7921 | 0.27185
| 575.6278 | 0.00085945 | 693.9519 | 0.00019818 | 575.6278 | 0.00083232 | 693.9519 | 0.00028876 | 577.911 | 3.2289e-05 | 693.9519 | 0.00040925 | 577.911 | 1.3116e-05 | 688.75 | 0.0023441 | 575.6278 | 0.02421 | 688.75 | 0.0018699 | 688.75 | -0.0001192 | 577.911 | 9.111e-06 | 577.911 | 9.191e-06 | 575.6278 | 0.00187 | 693.9519 | 0.1665 | 862.5391 | 0.00529 | 693.9519 | 4.9258e-05 | 861.9169 | 0.57817 | 862.5391 | 0.12801 | 577.911 | 0.27013
| 575.7449 | 0 | 694.1856 | -0.00018629 | 575.7449 | 0 | 694.1856 | -0.00074541 | 578.0298 | 0 | 694.1856 | -0.00070035 | 578.0298 | 2.5505e-05 | 688.98 | 0.00038786 | 575.7449 | 0.02157 | 688.98 | 6.1882e-05 | 688.98 | 0.0019939 | 578.0298 | 1.54e-05 | 578.0298 | 2.0315e-05 | 575.7449 | 0 | 694.1856 | 0.1666 | 862.7062 | 0.00434 | 694.1856 | 9.6331e-05 | 862.0844 | 0.56298 | 862.7062 | 0.12917 | 578.0298 | 0.26795
| 575.8621 | 0.00015871 | 694.4193 | -0.00018479 | 575.8621 | 0.00153 | 694.4193 | 0.00018354 | 578.1486 | 6.7514e-05 | 694.4193 | 0.00041418 | 578.1486 | 1.2444e-05 | 689.22 | 0.00086005 | 575.8621 | 0.02174 | 689.22 | -0.00077756 | 689.22 | 0.0011812 | 578.1486 | 6.277e-06 | 578.1486 | 1.1124e-05 | 575.8621 | 0.00189 | 694.4193 | 0.17326 | 862.8734 | 0.00464 | 694.4193 | -0.00014061 | 862.2519 | 0.54893 | 862.8734 | 0.12978 | 578.1486 | 0.2664
| 575.9792 | 0 | 694.653 | -0.00015296 | 575.9792 | 0 | 694.653 | -0.00068267 | 578.2675 | 0 | 694.653 | -0.00059176 | 578.2675 | 2.5034e-05 | 689.45 | -0.0010624 | 575.9792 | 0.02225 | 689.45 | -0.00055155 | 689.45 | -2.1673e-05 | 578.2675 | 1.3795e-05 | 578.2675 | 1.7646e-05 | 575.9792 | 0 | 694.653 | 0.17385 | 863.0406 | 0.00541 | 694.653 | -0.0011619 | 862.4193 | 0.53288 | 863.0406 | 0.13046 | 578.2675 | 0.26624
| 576.0964 | 0 | 694.8867 | 8.9788e-05 | 576.0964 | 0.00203 | 694.8867 | -2.4637e-05 | 578.3863 | 3.2289e-05 | 694.8867 | 0.00040169 | 578.3863 | 1.2646e-05 | 689.68 | 0.00089378 | 576.0964 | 0.02103 | 689.68 | 0.00041703 | 689.68 | 0.0023191 | 578.3863 | 7.5183e-06 | 578.3863 | 6.7313e-06 | 576.0964 | 0.00172 | 694.8867 | 0.17656 | 863.2078 | 0.00373 | 694.8867 | 0.0018601 | 862.5868 | 0.52295 | 863.2078 | 0.13081 | 578.3863 | 0.26604
| 576.2136 | 0 | 695.1204 | -0.00018129 | 576.2136 | 0 | 695.1204 | -0.00085847 | 578.5051 | 0 | 695.1204 | -0.00056396 | 578.5051 | 2.499e-05 | 689.92 | -0.00069142 | 576.2136 | 0.01984 | 689.92 | -0.00093899 | 689.92 | 0.0013763 | 578.5051 | 1.4392e-05 | 578.5051 | 1.7855e-05 | 576.2136 | 0 | 695.1204 | 0.17812 | 863.375 | 0.00425 | 695.1204 | -0.00020648 | 862.7543 | 0.50628 | 863.375 | 0.13161 | 578.5051 | 0.26653
| 576.3307 | 0.00091335 | 695.3541 | -1.9747e-05 | 576.3307 | 0.00083232 | 695.3541 | -0.00019576 | 578.624 | 1.4682e-05 | 695.3541 | 0.00039083 | 578.624 | 1.2411e-05 | 690.15 | 0.00028669 | 576.3307 | 0.01981 | 690.15 | -0.0033604 | 690.15 | -0.00086692 | 578.624 | 6.8742e-06 | 578.624 | 1.1332e-05 | 576.3307 | 0.00144 | 695.3541 | 0.18309 | 863.5422 | 0.00469 | 695.3541 | -3.1999e-05 | 862.9217 | 0.49798 | 863.5422 | 0.13177 | 578.624 | 0.2657
| 576.4479 | 0 | 695.5879 | 0.00010691 | 576.4479 | 0.00015642 | 695.5879 | -0.0010132 | 578.7428 | 0 | 695.5879 | -0.00063449 | 578.7428 | 2.4116e-05 | 690.38 | -0.00032042 | 576.4479 | 0.01836 | 690.38 | -0.00080984 | 690.38 | -0.00037928 | 578.7428 | 1.2894e-05 | 578.7428 | 2.2236e-05 | 576.4479 | 0 | 695.5879 | 0.18673 | 863.7093 | 0.00341 | 695.5879 | -0.00026042 | 863.0892 | 0.48026 | 863.7093 | 0.13229 | 578.7428 | 0.26489
| 576.5651 | 0.0016 | 695.8216 | -0.00010307 | 576.5651 | 0.00065893 | 695.8216 | 0.00013555 | 578.8617 | 4.9907e-05 | 695.8216 | 0.0004581 | 578.8617 | 1.1761e-05 | 690.62 | 0.00096123 | 576.5651 | 0.02009 | 690.62 | 0.00028789 | 690.62 | 0.0015387 | 578.8617 | 6.0193e-06 | 578.8617 | 1.1124e-05 | 576.5651 | 0.00069352 | 695.8216 | 0.19032 | 863.8765 | 0.00501 | 695.8216 | 0.00098012 | 863.2567 | 0.47548 | 863.8765 | 0.13223 | 578.8617 | 0.26275
| 576.6823 | 0 | 696.0554 | -0.00015643 | 576.6823 | 0 | 696.0554 | -0.0011415 | 578.9805 | 0 | 696.0554 | -0.0006691 | 578.9805 | 2.3321e-05 | 690.85 | 0.0013322 | 576.6823 | 0.01779 | 690.85 | -0.0019399 | 690.85 | -0.00047681 | 578.9805 | 1.232e-05 | 578.9805 | 1.9678e-05 | 576.6823 | 0 | 696.0554 | 0.19338 | 864.0437 | 0.00494 | 696.0554 | -0.00040518 | 863.4242 | 0.45902 | 864.0437 | 0.1328 | 578.9805 | 0.26175
| 576.7995 | 0.00239 | 696.2892 | -4.6138e-05 | 576.7995 | 0.00137 | 696.2892 | 0.00020339 | 579.0994 | 4.9907e-05 | 696.2892 | 0.00046066 | 579.0994 | 1.1604e-05 | 691.09 | -0.00028669 | 576.7995 | 0.01998 | 691.09 | 0.0007076 | 691.09 | 0.0010836 | 579.0994 | 6.3004e-06 | 579.0994 | 8.5541e-06 | 576.7995 | 0.00253 | 696.2892 | 0.19646 | 864.2109 | 0.00461 | 696.2892 | 0.00049654 | 863.5917 | 0.4556 | 864.2109 | 0.13307 | 579.0994 | 0.26098
| 576.9167 | 0 | 696.523 | -0.00012411 | 576.9167 | 0 | 696.523 | -0.00054799 | 579.2183 | 0 | 696.523 | -0.00054748 | 579.2183 | 2.49e-05 | 691.32 | 8.4319e-05 | 576.9167 | 0.01768 | 691.32 | -0.00087442 | 691.32 | -0.00028175 | 579.2183 | 1.2085e-05 | 579.2183 | 1.8393e-05 | 576.9167 | 0 | 696.523 | 0.19838 | 864.3781 | 0.00429 | 696.523 | -0.0002154 | 863.7592 | 0.4305 | 864.3781 | 0.13375 | 579.2183 | 0.26102
| 577.0339 | 0.00023058 | 696.7567 | 0.00013464 | 577.0339 | 0.00213 | 696.7567 | -4.7224e-06 | 579.3371 | 4.9907e-05 | 696.7567 | 0.00038237 | 579.3371 | 1.3352e-05 | 691.55 | -0.00038786 | 577.0339 | 0.02018 | 691.55 | 0.002451 | 691.55 | 0.00040094 | 579.3371 | 5.7851e-06 | 579.3371 | 9.8388e-06 | 577.0339 | 0.00154 | 696.7567 | 0.20242 | 864.5453 | 0.00506 | 696.7567 | -0.00086627 | 863.9267 | 0.42748 | 864.5453 | 0.13434 | 579.3371 | 0.26082
| 577.1512 | 0 | 696.9905 | -5.269e-06 | 577.1512 | 0 | 696.9905 | -0.00063645 | 579.456 | 0 | 696.9905 | -0.00053289 | 579.456 | 2.6132e-05 | 691.79 | -0.0013322 | 577.1512 | 0.01813 | 691.79 | -0.0034897 | 691.79 | -0.0015496 | 579.456 | 1.2074e-05 | 579.456 | 2.0853e-05 | 577.1512 | 0 | 696.9905 | 0.20206 | 864.7125 | 0.00397 | 696.9905 | 0.00095143 | 864.0942 | 0.40851 | 864.7125 | 0.13559 | 579.456 | 0.26039
| 577.2684 | 0 | 697.2244 | -1.0672e-05 | 577.2684 | 0.00154 | 697.2244 | -0.00022413 | 579.5748 | 1.4682e-05 | 697.2244 | 0.00028674 | 579.5748 | 1.2836e-05 | 692.02 | 0.0005565 | 577.2684 | 0.01927 | 692.02 | 0.00090132 | 692.02 | 0.00098612 | 579.5748 | 6.277e-06 | 579.5748 | 1.1014e-05 | 577.2684 | 0.00156 | 697.2244 | 0.2098 | 864.8797 | 0.00494 | 697.2244 | 0.00096382 | 864.2617 | 0.39932 | 864.8797 | 0.13679 | 579.5748 | 0.25918
| 577.3856 | 0 | 697.4582 | -0.00015849 | 577.3856 | 0 | 697.4582 | -0.00036346 | 579.6937 | 0 | 697.4582 | -0.00068965 | 579.6937 | 2.5583e-05 | 692.25 | -0.00062396 | 577.3856 | 0.01805 | 692.25 | 0.00032017 | 692.25 | -0.0012895 | 579.6937 | 1.1266e-05 | 579.6937 | 2.149e-05 | 577.3856 | 0 | 697.4582 | 0.21213 | 865.047 | 0.00473 | 697.4582 | -8.1455e-06 | 864.4292 | 0.38791 | 865.047 | 0.13852 | 579.6937 | 0.25822
| 577.5029 | 0.00041025 | 697.692 | 0.00015741 | 577.5029 | 0.00095371 | 697.692 | -0.00018841 | 579.8126 | 3.2289e-05 | 697.692 | 0.00047387 | 579.8126 | 1.2758e-05 | 692.49 | 0.00096123 | 577.5029 | 0.02057 | 692.49 | -0.0014878 | 692.49 | -0.0013546 | 579.8126 | 4.9888e-06 | 579.8126 | 1.0476e-05 | 577.5029 | 0.00152 | 697.692 | 0.21652 | 865.2142 | 0.00301 | 697.692 | 0.00039016 | 864.5967 | 0.37574 | 865.2142 | 0.13968 | 579.8126 | 0.25734
| 577.6201 | 0 | 697.9259 | -0.00012547 | 577.6201 | 0 | 697.9259 | -0.0011411 | 579.9315 | 0 | 697.9259 | -0.00073178 | 579.9315 | 2.6782e-05 | 692.72 | -0.00079259 | 577.6201 | 0.01873 | 692.72 | -0.00084214 | 692.72 | -0.0027199 | 579.9315 | 1.15e-05 | 579.9315 | 1.9678e-05 | 577.6201 | 0 | 697.9259 | 0.22021 | 865.3814 | 0.00408 | 697.9259 | -0.00038583 | 864.7642 | 0.36413 | 865.3814 | 0.14108 | 579.9315 | 0.25872
| 577.7374 | 0.00066181 | 698.1597 | 0.00010238 | 577.7374 | 0.0012 | 698.1597 | 0.00048852 | 580.0503 | 0.00010274 | 698.1597 | 0.00045903 | 580.0503 | 1.5939e-05 | 692.96 | 0.00099496 | 577.7374 | 0.01935 | 692.96 | 0.00022331 | 692.96 | 0.0016363 | 580.0503 | 6.6751e-06 | 580.0503 | 1.0047e-05 | 577.7374 | 0.00161 | 698.1597 | 0.22636 | 865.5486 | 0.00413 | 698.1597 | 0.00045107 | 864.9318 | 0.35798 | 865.5486 | 0.14222 | 580.0503 | 0.25774
| 577.8546 | 0 | 698.3936 | 4.5009e-05 | 577.8546 | 0 | 698.3936 | 9.1422e-05 | 580.1692 | 3.2289e-05 | 698.3936 | 0.00055396 | 580.1692 | 1.7922e-05 | 693.19 | -5.0592e-05 | 577.8546 | 0.01782 | 693.19 | -0.0023919 | 693.19 | 0.0016363 | 580.1692 | 6.8391e-06 | 580.1692 | 1.2617e-05 | 577.8546 | 0 | 698.3936 | 0.22578 | 865.7158 | 0.00533 | 698.3936 | 0.0014324 | 865.0993 | 0.33793 | 865.7158 | 0.14339 | 580.1692 | 0.25669
| 577.9719 | 6.8875e-05 | 698.6274 | -0.00025634 | 577.9719 | 0.0014 | 698.6274 | -0.00098001 | 580.2881 | 1.4682e-05 | 698.6274 | -0.0006543 | 580.2881 | 6.7318e-06 | 693.42 | -0.001602 | 577.9719 | 0.01864 | 693.42 | -0.0015524 | 693.42 | -0.00050931 | 580.2881 | 7.1436e-07 | 580.2881 | 5.8857e-06 | 577.9719 | 0 | 698.6274 | 0.23018 | 865.8831 | 0.00327 | 698.6274 | 0.00060999 | 865.2668 | 0.32422 | 865.8831 | 0.14443 | 580.2881 | 0.25352
| 578.0892 | 0 | 698.8613 | 0.00013641 | 578.0892 | 0 | 698.8613 | 0.00036227 | 580.407 | 0 | 698.8613 | 0.0003768 | 580.407 | 7.6167e-06 | 693.66 | 0.00021923 | 578.0892 | 0.01683 | 693.66 | -0.00039012 | 693.66 | 0.0038469 | 580.407 | 5.5041e-07 | 580.407 | 5.3477e-06 | 578.0892 | 0 | 698.8613 | 0.23321 | 866.0503 | 0.00445 | 698.8613 | 0.00087891 | 865.4343 | 0.32105 | 866.0503 | 0.14475 | 580.407 | 0.25224
| 578.2065 | 0.00026652 | 699.0952 | 0.00016671 | 578.2065 | 0.00182 | 699.0952 | -0.00046958 | 580.5259 | 1.4682e-05 | 699.0952 | -0.00054948 | 580.5259 | 8.3224e-06 | 693.89 | -0.0020068 | 578.2065 | 0.01791 | 693.89 | -0.0020367 | 693.89 | -0.0012895 | 580.5259 | 4.6843e-07 | 580.5259 | 4.601e-06 | 578.2065 | 0 | 699.0952 | 0.24067 | 866.2175 | 0.0032 | 699.0952 | -0.0011545 | 865.6019 | 0.30574 | 866.2175 | 0.14499 | 580.5259 | 0.2528
| 578.3237 | 0 | 699.3291 | 7.0311e-05 | 578.3237 | 0 | 699.3291 | 0.00018722 | 580.6448 | 1.4682e-05 | 699.3291 | 0.00032904 | 580.6448 | 8.6808e-06 | 694.12 | 0.0013322 | 578.3237 | 0.01751 | 694.12 | -0.0004547 | 694.12 | -0.0016472 | 580.6448 | 1.6395e-07 | 580.6448 | 2.5695e-06 | 578.3237 | 0 | 699.3291 | 0.24443 | 866.3848 | 0.0049 | 699.3291 | -0.00053042 | 865.7694 | 0.29341 | 866.3848 | 0.14518 | 580.6448 | 0.25225
| 578.441 | 0.00127 | 699.563 | -0.00016086 | 578.441 | 0.00166 | 699.563 | -0.0010032 | 580.7637 | 0 | 699.563 | -0.00079546 | 580.7637 | 9.3081e-06 | 694.36 | 0.00021923 | 578.441 | 0.01751 | 694.36 | -0.0027792 | 694.36 | -0.0034351 | 580.7637 | 5.1527e-07 | 580.7637 | 3.3162e-06 | 578.441 | 0 | 699.563 | 0.24989 | 866.552 | 0.00429 | 699.563 | 0.00072249 | 865.937 | 0.2901 | 866.552 | 0.14612 | 580.7637 | 0.25203
| 578.5583 | 0 | 699.7969 | 4.8636e-05 | 578.5583 | 0 | 699.7969 | 0.00016458 | 580.8826 | 1.4682e-05 | 699.7969 | 0.00053994 | 580.8826 | 8.6024e-06 | 694.59 | 0.0015346 | 578.5583 | 0.01904 | 694.59 | -0.00061613 | 694.59 | 0.0014737 | 580.8826 | 4.333e-07 | 580.8826 | 3.7445e-06 | 578.5583 | 0 | 699.7969 | 0.24961 | 866.7192 | 0.0041 | 699.7969 | -0.00038649 | 866.1045 | 0.28181 | 866.7192 | 0.14713 | 580.8826 | 0.25004
| 578.6756 | 0.00057197 | 700.0309 | 7.0063e-05 | 578.6756 | 0.00163 | 700.0309 | -0.00048926 | 581.0015 | 1.4682e-05 | 700.0309 | -0.00055315 | 581.0015 | 7.5047e-06 | 694.83 | 0.00035414 | 578.6756 | 0.02018 | 694.83 | -0.0014556 | 694.83 | -0.00054182 | 581.0015 | 3.8646e-07 | 581.0015 | 3.5248e-06 | 578.6756 | 0 | 700.0309 | 0.25511 | 866.8865 | 0.00396 | 700.0309 | 0.00058949 | 866.272 | 0.27476 | 866.8865 | 0.14823 | 581.0015 | 0.25059
| 578.7929 | 0 | 700.2648 | 9.7733e-05 | 578.7929 | 0 | 700.2648 | 0.00044703 | 581.1204 | 0 | 700.2648 | 0.00038027 | 581.1204 | 5.7685e-06 | 695.06 | 0.00069142 | 578.7929 | 0.01646 | 695.06 | 0.0004816 | 695.06 | -0.0017771 | 581.1204 | 4.6843e-08 | 581.1204 | 3.5248e-06 | 578.7929 | 0.00057872 | 700.2648 | 0.26136 | 867.0537 | 0.00533 | 700.2648 | 0.00016872 | 866.4396 | 0.26509 | 867.0537 | 0.14835 | 581.1204 | 0.25017
| 578.9103 | 0 | 700.4988 | -0.00021902 | 578.9103 | 0.0006936 | 700.4988 | -0.001321 | 581.2393 | 0 | 700.4988 | -0.00054096 | 581.2393 | 6.8774e-06 | 695.29 | -0.0020742 | 578.9103 | 0.01683 | 695.29 | -0.00013183 | 695.29 | -0.00021673 | 581.2393 | 4.6843e-08 | 581.2393 | 2.6684e-06 | 578.9103 | 9.3714e-05 | 700.4988 | 0.26596 | 867.221 | 0.00515 | 700.4988 | -0.0012573 | 866.6071 | 0.2515 | 867.221 | 0.14858 | 581.2393 | 0.25043
| 579.0276 | 0 | 700.7327 | 5.2082e-05 | 579.0276 | 8.6901e-05 | 700.7327 | -0.00019525 | 581.3582 | 1.4682e-05 | 700.7327 | 0.000436 | 581.3582 | 7.9527e-06 | 695.53 | 0.00052277 | 579.0276 | 0.01671 | 695.53 | -3.4977e-05 | 695.53 | 0.00027091 | 581.3582 | 0 | 581.3582 | 4.601e-06 | 579.0276 | 0 | 700.7327 | 0.26961 | 867.3882 | 0.00513 | 700.7327 | -0.00079379 | 866.7747 | 0.24723 | 867.3882 | 0.1487 | 581.3582 | 0.2488
| 579.1449 | 0.00048213 | 700.9667 | -0.00016056 | 579.1449 | 0.0014 | 700.9667 | -0.00070646 | 581.4771 | 1.4682e-05 | 700.9667 | -0.00055152 | 581.4771 | 8.8152e-06 | 695.76 | -0.00052277 | 579.1449 | 0.01623 | 695.76 | -0.0022627 | 695.76 | -0.0022323 | 581.4771 | 1.4053e-07 | 581.4771 | 5.0292e-06 | 579.1449 | 0 | 700.9667 | 0.27416 | 867.5555 | 0.00513 | 700.9667 | -0.00099698 | 866.9423 | 0.24194 | 867.5555 | 0.14985 | 581.4771 | 0.24797
| 579.2622 | 0 | 701.2007 | 8.7383e-05 | 579.2622 | 0 | 701.2007 | 0.00023796 | 581.596 | 0 | 701.2007 | 0.00048795 | 581.596 | 7.5607e-06 | 696 | 0.00052277 | 579.2622 | 0.01725 | 696 | -3.4977e-05 | 696 | -0.00073687 | 581.596 | 1.4053e-07 | 581.596 | 4.0629e-06 | 579.2622 | 0 | 701.2007 | 0.27515 | 867.7227 | 0.00311 | 701.2007 | 0.00086265 | 867.1098 | 0.23397 | 867.7227 | 0.15055 | 581.596 | 0.24631
| 579.3796 | 0.00066181 | 701.4347 | -0.00019904 | 579.3796 | 0.00097105 | 701.4347 | -0.00047697 | 581.7149 | 0 | 701.4347 | -0.00074078 | 581.7149 | 6.3622e-06 | 696.23 | 0.00045532 | 579.3796 | 0.01612 | 696.23 | 0.0007076 | 696.23 | -0.0020047 | 581.7149 | 1.4053e-07 | 581.7149 | 2.4597e-06 | 579.3796 | 0 | 701.4347 | 0.28333 | 867.89 | 0.00348 | 701.4347 | 0.00044768 | 867.2774 | 0.22318 | 867.89 | 0.15098 | 581.7149 | 0.24547
| 579.4969 | 0 | 701.6686 | -9.8202e-05 | 579.4969 | 0 | 701.6686 | 0.00015531 | 581.8338 | 0 | 701.6686 | 0.00042818 | 581.8338 | 5.4997e-06 | 696.46 | 0.0011973 | 579.4969 | 0.0162 | 696.46 | 0.0028707 | 696.46 | -0.00028175 | 581.8338 | 0 | 581.8338 | 2.5695e-06 | 579.4969 | 0 | 701.6686 | 0.29059 | 868.0573 | 0.00561 | 701.6686 | 0.0010038 | 867.445 | 0.22131 | 868.0573 | 0.15085 | 581.8338 | 0.24405
| 579.6143 | 0.00118 | 701.9027 | -0.00020576 | 579.6143 | 0.00168 | 701.9027 | -0.00071446 | 581.9528 | 1.4682e-05 | 701.9027 | -0.00068419 | 581.9528 | 6.519e-06 | 696.7 | -0.00089378 | 579.6143 | 0.01813 | 696.7 | 0.00032017 | 696.7 | 4.3346e-05 | 581.9528 | 0 | 581.9528 | 4.4912e-06 | 579.6143 | 0 | 701.9027 | 0.2933 | 868.2245 | 0.0042 | 701.9027 | -0.0014063 | 867.6125 | 0.2137 | 868.2245 | 0.15169 | 581.9528 | 0.24392
| 579.7317 | 0 | 702.1367 | -6.3297e-05 | 579.7317 | 0 | 702.1367 | 0.0004508 | 582.0717 | 3.2289e-05 | 702.1367 | 0.0004398 | 582.0717 | 6.911e-06 | 696.93 | 0.0001855 | 579.7317 | 0.01521 | 696.93 | -0.0014556 | 696.93 | -0.00093193 | 582.0717 | 0 | 582.0717 | 4.2825e-06 | 579.7317 | 7.1951e-05 | 702.1367 | 0.29947 | 868.3918 | 0.00397 | 702.1367 | -0.0027946 | 867.7801 | 0.20441 | 868.3918 | 0.15306 | 582.0717 | 0.24279
| 579.849 | 0.00115 | 702.3707 | -6.99e-05 | 579.849 | 0.00079764 | 702.3707 | -0.0009145 | 582.1906 | 3.2289e-05 | 702.3707 | -0.0005724 | 582.1906 | 7.2247e-06 | 697.17 | -0.0017707 | 579.849 | 0.01569 | 697.17 | -0.0028116 | 697.17 | -0.00067186 | 582.1906 | 4.6843e-08 | 582.1906 | 3.2064e-06 | 579.849 | 0 | 702.3707 | 0.30033 | 868.5591 | 0.00273 | 702.3707 | -0.0012834 | 867.9477 | 0.19448 | 868.5591 | 0.15523 | 582.1906 | 0.2425
| 579.9664 | 8.9983e-05 | 702.6047 | 0.00014122 | 579.9664 | 0 | 702.6047 | 0.00059169 | 582.3095 | 0 | 702.6047 | 0.0003713 | 582.3095 | 6.631e-06 | 697.4 | -0.0015346 | 579.9664 | 0.01691 | 697.4 | -0.00087442 | 697.4 | 0.0031642 | 582.3095 | 4.6843e-08 | 582.3095 | 2.2401e-06 | 579.9664 | 0 | 702.6047 | 0.30272 | 868.7263 | 0.00563 | 702.6047 | 0.00039421 | 868.1153 | 0.19013 | 868.7263 | 0.15665 | 582.3095 | 0.24125
| 580.0838 | 0.00057197 | 702.8388 | -0.0001934 | 580.0838 | 0.00154 | 702.8388 | -0.00053011 | 582.4285 | 0 | 702.8388 | -0.00070853 | 582.4285 | 7.3479e-06 | 697.63 | 0.0012985 | 580.0838 | 0.01515 | 697.63 | -0.0009067 | 697.63 | -0.0013546 | 582.4285 | 5.8554e-08 | 582.4285 | 2.3499e-06 | 580.0838 | 0 | 702.8388 | 0.31054 | 868.8936 | 0.00362 | 702.8388 | -0.0011766 | 868.2829 | 0.1838 | 868.8936 | 0.15814 | 582.4285 | 0.24181
| 580.2012 | 0 | 703.0728 | 7.6201e-05 | 580.2012 | 0 | 703.0728 | 0.00057527 | 582.5474 | 0 | 703.0728 | 0.00043913 | 582.5474 | 7.0679e-06 | 697.87 | -0.00032042 | 580.2012 | 0.01697 | 697.87 | -0.0011004 | 697.87 | 1.0836e-05 | 582.5474 | 2.3422e-08 | 582.5474 | 2.9978e-06 | 580.2012 | 0 | 703.0728 | 0.31613 | 869.0609 | 0.00408 | 703.0728 | 0.00068277 | 868.4505 | 0.18113 | 869.0609 | 0.15893 | 582.5474 | 0.24136
| 580.3186 | 0.00134 | 703.3069 | -0.00014937 | 580.3186 | 0.00168 | 703.3069 | -0.001736 | 582.6663 | 0 | 703.3069 | -0.00061738 | 582.6663 | 6.799e-06 | 698.1 | -0.0018044 | 580.3186 | 0.01546 | 698.1 | 0.00086903 | 698.1 | -0.00060684 | 582.6663 | 1.8737e-07 | 582.6663 | 2.6684e-06 | 580.3186 | 0 | 703.3069 | 0.32199 | 869.2282 | 0.00357 | 703.3069 | -0.00016043 | 868.6181 | 0.17004 | 869.2282 | 0.16048 | 582.6663 | 0.24106
| 580.436 | 0 | 703.541 | 0.00013335 | 580.436 | 0 | 703.541 | 0.00066711 | 582.7853 | 0 | 703.541 | 0.00051942 | 582.7853 | 6.0262e-06 | 698.34 | -0.00015177 | 580.436 | 0.01441 | 698.34 | -0.0014556 | 698.34 | 0.0015712 | 582.7853 | 1.6395e-07 | 582.7853 | 2.7781e-06 | 580.436 | 0 | 703.541 | 0.32503 | 869.3955 | 0.00432 | 703.541 | -0.00051181 | 868.7857 | 0.17197 | 869.3955 | 0.16138 | 582.7853 | 0.23884
| 580.5534 | 0.00037433 | 703.7751 | -6.6221e-05 | 580.5534 | 0.00186 | 703.7751 | -0.0007159 | 582.9042 | 0 | 703.7751 | -0.00069556 | 582.9042 | 6.5414e-06 | 698.57 | -0.0014672 | 580.5534 | 0.01737 | 698.57 | -0.00032556 | 698.57 | -0.00037928 | 582.9042 | 1.6395e-07 | 582.9042 | 2.3499e-06 | 580.5534 | 0.00056231 | 703.7751 | 0.33039 | 869.5627 | 0.00364 | 703.7751 | -0.0028543 | 868.9533 | 0.16435 | 869.5627 | 0.16259 | 582.9042 | 0.23818
| 580.6708 | 0 | 704.0092 | 8.3172e-06 | 580.6708 | 0 | 704.0092 | -0.00028952 | 583.0232 | 0 | 704.0092 | 0.00052025 | 583.0232 | 6.3398e-06 | 698.8 | 0.00025296 | 580.6708 | 0.01649 | 698.8 | -0.001617 | 698.8 | -0.0030125 | 583.0232 | 0 | 583.0232 | 2.5695e-06 | 580.6708 | 0 | 704.0092 | 0.33693 | 869.73 | 0.00545 | 704.0092 | 0.002286 | 869.1209 | 0.15933 | 869.73 | 0.16301 | 583.0232 | 0.23595
| 580.7882 | 0.00194 | 704.2433 | -0.00010944 | 580.7882 | 0.00109 | 704.2433 | -0.001181 | 583.1421 | 1.4682e-05 | 704.2433 | -0.00079429 | 583.1421 | 6.3398e-06 | 699.04 | 5.0592e-05 | 580.7882 | 0.01833 | 699.04 | -0.0031667 | 699.04 | -0.00086692 | 583.1421 | 1.4053e-07 | 583.1421 | 2.5695e-06 | 580.7882 | 0.00035613 | 704.2433 | 0.33867 | 869.8973 | 0.00306 | 704.2433 | -0.00083591 | 869.2885 | 0.15307 | 869.8973 | 0.16461 | 583.1421 | 0.23514
| 580.9056 | 0 | 704.4774 | -8.1528e-05 | 580.9056 | 0 | 704.4774 | 0.00015288 | 583.261 | 3.2289e-05 | 704.4774 | 0.00038908 | 583.261 | 6.2614e-06 | 699.27 | 0.00045532 | 580.9056 | 0.01617 | 699.27 | 0.00019102 | 699.27 | -2.1673e-05 | 583.261 | 1.4053e-07 | 583.261 | 2.9978e-06 | 580.9056 | 0 | 704.4774 | 0.35043 | 870.0646 | 0.00438 | 704.4774 | 7.7147e-05 | 869.4561 | 0.14671 | 870.0646 | 0.16604 | 583.261 | 0.23292
| 581.0231 | 0.00122 | 704.7115 | 4.1441e-06 | 581.0231 | 0.0016 | 704.7115 | -0.0011022 | 583.38 | 3.2289e-05 | 704.7115 | -0.0006669 | 583.38 | 7.7511e-06 | 699.51 | 0.001231 | 581.0231 | 0.0141 | 699.51 | -0.0004547 | 699.51 | 0.0014088 | 583.38 | 3.0448e-07 | 583.38 | 1.9217e-06 | 581.0231 | 0 | 704.7115 | 0.35505 | 870.2319 | 0.00327 | 704.7115 | -0.0014868 | 869.6237 | 0.13989 | 870.2319 | 0.16771 | 583.38 | 0.23274
| 581.1405 | 0 | 704.9456 | 7.5055e-05 | 581.1405 | 0 | 704.9456 | 9.6233e-05 | 583.499 | 0 | 704.9456 | 0.00043136 | 583.499 | 7.5047e-06 | 699.74 | 0.0015008 | 581.1405 | 0.01464 | 699.74 | 0.001773 | 699.74 | 0.0019614 | 583.499 | 1.6395e-07 | 583.499 | 1.6032e-06 | 581.1405 | 0.00071011 | 704.9456 | 0.35658 | 870.3992 | 0.00403 | 704.9456 | 0.00068343 | 869.7913 | 0.14103 | 870.3992 | 0.16805 | 583.499 | 0.23163
| 581.2579 | 0.00023058 | 705.1798 | -0.0002529 | 581.2579 | 0.00154 | 705.1798 | -0.0017466 | 583.6179 | 0 | 705.1798 | -0.00067187 | 583.6179 | 7.2023e-06 | 699.97 | 0.0013322 | 581.2579 | 0.01467 | 699.97 | -0.0017139 | 699.97 | -0.00086692 | 583.6179 | 2.1079e-07 | 583.6179 | 1.0651e-06 | 581.2579 | 0 | 705.1798 | 0.36709 | 870.5665 | 0.00295 | 705.1798 | 0.0007422 | 869.959 | 0.13013 | 870.5665 | 0.16839 | 583.6179 | 0.23147
| 581.3754 | 0 | 705.4139 | 0.00010136 | 581.3754 | 0 | 705.4139 | -0.00033618 | 583.7369 | 1.4682e-05 | 705.4139 | 0.00047959 | 583.7369 | 5.5781e-06 | 700.21 | 0.0027488 | 581.3754 | 0.01521 | 700.21 | 0.0024188 | 700.21 | 0.00079106 | 583.7369 | 4.6843e-08 | 583.7369 | 1.0651e-06 | 581.3754 | 0.00018456 | 705.4139 | 0.37207 | 870.7338 | 0.00506 | 705.4139 | 0.00071774 | 870.1266 | 0.12689 | 870.7338 | 0.16847 | 583.7369 | 0.2302
| 581.4928 | 0.00127 | 705.6481 | -9.4995e-05 | 581.4928 | 0.00090168 | 705.6481 | -0.0012455 | 583.8559 | 1.4682e-05 | 705.6481 | -0.00056492 | 583.8559 | 5.4997e-06 | 700.44 | 0.00032042 | 581.4928 | 0.01544 | 700.44 | -2.6905e-06 | 700.44 | -0.0010945 | 583.8559 | 1.4053e-07 | 583.8559 | 1.6032e-06 | 581.4928 | 0 | 705.6481 | 0.37429 | 870.9011 | 0.00336 | 705.6481 | -0.0011414 | 870.2942 | 0.12339 | 870.9011 | 0.16916 | 583.8559 | 0.22966
| 581.6103 | 0 | 705.8822 | -8.6362e-06 | 581.6103 | 0 | 705.8822 | 0.00016722 | 583.9748 | 4.9907e-05 | 705.8822 | 0.00043302 | 583.9748 | 5.7573e-06 | 700.68 | -0.00032042 | 581.6103 | 0.01475 | 700.68 | -0.0011004 | 700.68 | 0.0016688 | 583.9748 | 1.054e-07 | 583.9748 | 1.4934e-06 | 581.6103 | 0 | 705.8822 | 0.37886 | 871.0684 | 0.00536 | 705.8822 | 0.00012224 | 870.4619 | 0.12269 | 871.0684 | 0.16994 | 583.9748 | 0.22765
| 581.7278 | 0.00116 | 706.1164 | -0.00023001 | 581.7278 | 0.00121 | 706.1164 | -0.0010034 | 584.0938 | 0 | 706.1164 | -0.00068344 | 584.0938 | 5.8469e-06 | 700.91 | -0.0010624 | 581.7278 | 0.01447 | 700.91 | 0.00077218 | 700.91 | 0.00010836 | 584.0938 | 1.4053e-07 | 584.0938 | 2.4597e-06 | 581.7278 | 0 | 706.1164 | 0.38777 | 871.2358 | 0.00452 | 706.1164 | -0.00065604 | 870.6295 | 0.11559 | 871.2358 | 0.17103 | 584.0938 | 0.22702
| 581.8453 | 0 | 706.3506 | 2.49e-05 | 581.8453 | 0 | 706.3506 | 0.00062752 | 584.2128 | 0 | 706.3506 | 0.00027171 | 584.2128 | 6.0038e-06 | 701.14 | 0.0017707 | 581.8453 | 0.01311 | 701.14 | 0.00038475 | 701.14 | 0.0016038 | 584.2128 | 4.6843e-08 | 584.2128 | 1.8228e-06 | 581.8453 | 0 | 706.3506 | 0.39492 | 871.4031 | 0.00468 | 706.3506 | -0.00042398 | 870.7971 | 0.11117 | 871.4031 | 0.17219 | 584.2128 | 0.2255
| 581.9628 | 0.00087741 | 706.5848 | -4.1409e-05 | 581.9628 | 0.00055488 | 706.5848 | -0.00083393 | 584.3317 | 1.4682e-05 | 706.5848 | -0.00072117 | 584.3317 | 7.4375e-06 | 701.38 | -0.00052277 | 581.9628 | 0.01305 | 701.38 | -0.00013183 | 701.38 | 0.00069354 | 584.3317 | 3.7475e-07 | 584.3317 | 1.4934e-06 | 581.9628 | 0 | 706.5848 | 0.4009 | 871.5704 | 0.00399 | 706.5848 | -0.0015295 | 870.9648 | 0.10473 | 871.5704 | 0.17344 | 584.3317 | 0.22592
| 582.0802 | 0 | 706.819 | 0.00016634 | 582.0802 | 0 | 706.819 | 0.00047995 | 584.4507 | 3.2289e-05 | 706.819 | 0.0003349 | 584.4507 | 8.916e-06 | 701.61 | -8.4319e-05 | 582.0802 | 0.01498 | 701.61 | 0.0010628 | 701.61 | 0.00014088 | 584.4507 | 3.279e-07 | 584.4507 | 7.467e-07 | 582.0802 | 0 | 706.819 | 0.40823 | 871.7377 | 0.00406 | 706.819 | 0.0015909 | 871.1324 | 0.10555 | 871.7377 | 0.17467 | 584.4507 | 0.22489
| 582.1977 | 0 | 707.0532 | -6.5756e-05 | 582.1977 | 0.00208 | 707.0532 | -0.0012636 | 584.5697 | 1.4682e-05 | 707.0532 | -0.00071019 | 584.5697 | 9.0505e-06 | 701.85 | -0.0014334 | 582.1977 | 0.01441 | 701.85 | 0.00041703 | 701.85 | -0.00080189 | 584.5697 | 5.7383e-07 | 584.5697 | 1.4934e-06 | 582.1977 | 0 | 707.0532 | 0.40801 | 871.905 | 0.00392 | 707.0532 | -0.0011552 | 871.3001 | 0.09903 | 871.905 | 0.17627 | 584.5697 | 0.22453
| 582.3152 | 0 | 707.2875 | -4.0175e-05 | 582.3152 | 0 | 707.2875 | 0.00043593 | 584.6887 | 1.4682e-05 | 707.2875 | 0.00035716 | 584.6887 | 8.3672e-06 | 702.08 | -0.00011805 | 582.3152 | 0.01311 | 702.08 | -0.0011004 | 702.08 | 0.002384 | 584.6887 | 2.4593e-07 | 584.6887 | 1.2848e-06 | 582.3152 | 0.00031595 | 707.2875 | 0.41601 | 872.0724 | 0.00538 | 707.2875 | 7.419e-05 | 871.4677 | 0.10055 | 872.0724 | 0.17766 | 584.6887 | 0.22246
| 582.4328 | 0.00037433 | 707.5217 | -0.00014131 | 582.4328 | 0.00086701 | 707.5217 | -0.00043694 | 584.8077 | 1.4682e-05 | 707.5217 | -0.00064852 | 584.8077 | 7.1127e-06 | 702.32 | 0.00042159 | 582.4328 | 0.01422 | 702.32 | -0.00035784 | 702.32 | -0.0010945 | 584.8077 | 1.0891e-06 | 584.8077 | 8.5651e-07 | 582.4328 | 0 | 707.5217 | 0.42686 | 872.2397 | 0.00399 | 707.5217 | 1.1785e-05 | 871.6354 | 0.08985 | 872.2397 | 0.17899 | 584.8077 | 0.22193
| 582.5503 | 0 | 707.756 | -5.7859e-05 | 582.5503 | 0 | 707.756 | 0.00013329 | 584.9266 | 1.4682e-05 | 707.756 | 0.00040939 | 584.9266 | 6.519e-06 | 702.55 | 0.00021923 | 582.5503 | 0.01322 | 702.55 | -0.00084214 | 702.55 | 0.00027091 | 584.9266 | 8.4318e-07 | 584.9266 | 2.0864e-07 | 582.5503 | 0 | 707.756 | 0.43147 | 872.407 | 0.00599 | 707.756 | -0.00011155 | 871.803 | 0.09115 | 872.407 | 0.17965 | 584.9266 | 0.22131
| 582.6678 | 0.00091335 | 707.9902 | -0.00031783 | 582.6678 | 0.00062425 | 707.9902 | -0.0011658 | 585.0456 | 3.2289e-05 | 707.9902 | -0.00082362 | 585.0456 | 6.6534e-06 | 702.78 | -0.0010624 | 582.6678 | 0.01419 | 702.78 | 0.00015874 | 702.78 | -0.001257 | 585.0456 | 4.169e-06 | 585.0456 | 6.3689e-07 | 582.6678 | 0.00037488 | 707.9902 | 0.43918 | 872.5744 | 0.00287 | 707.9902 | -0.0022427 | 871.9707 | 0.08273 | 872.5744 | 0.1806 | 585.0456 | 0.22133
| 582.7853 | 0 | 708.2245 | 0.00013712 | 582.7853 | 0 | 708.2245 | -0.00025692 | 585.1646 | 0 | 708.2245 | 0.00034185 | 585.1646 | 7.3815e-06 | 703.02 | -0.0010624 | 582.7853 | 0.01492 | 703.02 | 0.0007076 | 703.02 | -0.001062 | 585.1646 | 3.3259e-06 | 585.1646 | 1.175e-06 | 582.7853 | 0 | 708.2245 | 0.44088 | 872.7417 | 0.00457 | 708.2245 | -0.00080478 | 872.1384 | 0.08479 | 872.7417 | 0.18168 | 585.1646 | 0.21959
| 582.9028 | 0.00019465 | 708.4588 | 1.7982e-05 | 582.9028 | 0.00168 | 708.4588 | -0.0013848 | 585.2836 | 0 | 708.4588 | -0.00068242 | 585.2836 | 8.1656e-06 | 703.25 | -0.00065769 | 582.9028 | 0.01308 | 703.25 | -0.0012619 | 703.25 | -0.0016147 | 585.2836 | 2.6747e-05 | 585.2836 | 9.6631e-07 | 582.9028 | 0 | 708.4588 | 0.45002 | 872.909 | 0.00317 | 708.4588 | -0.00182 | 872.3061 | 0.07919 | 872.909 | 0.18282 | 585.2836 | 0.21813
| 583.0204 | 0 | 708.693 | 0.00026792 | 583.0204 | 0 | 708.693 | 0.00012143 | 585.4026 | 0 | 708.693 | 0.00058118 | 585.4026 | 8.5016e-06 | 703.49 | 0.0010624 | 583.0204 | 0.01424 | 703.49 | 9.4169e-05 | 703.49 | -0.00024923 | 585.4026 | 2.3422e-05 | 585.4026 | 1.3946e-06 | 583.0204 | 0 | 708.693 | 0.45859 | 873.0764 | 0.00494 | 708.693 | 0.00040467 | 872.4737 | 0.07843 | 873.0764 | 0.18369 | 585.4026 | 0.21574
| 583.1379 | 0.00096726 | 708.9273 | -0.00027261 | 583.1379 | 0.00199 | 708.9273 | -0.0011939 | 585.5216 | 0 | 708.9273 | -0.00080476 | 585.5216 | 8.7592e-06 | 703.72 | -0.00035414 | 583.1379 | 0.01353 | 703.72 | -0.0014233 | 703.72 | -0.0019397 | 585.5216 | 3.9992e-05 | 585.5216 | 1.0651e-06 | 583.1379 | 0 | 708.9273 | 0.46173 | 873.2437 | 0.00343 | 708.9273 | -0.0016186 | 872.6414 | 0.07247 | 873.2437 | 0.18472 | 585.5216 | 0.21472
| 583.2555 | 0 | 709.1616 | -0.0001184 | 583.2555 | 0 | 709.1616 | -0.00011247 | 585.6406 | 0 | 709.1616 | 0.00032284 | 585.6406 | 8.9496e-06 | 703.96 | -0.00099496 | 583.2555 | 0.01316 | 703.96 | 0.0002556 | 703.96 | 0.00098612 | 585.6406 | 1.6571e-05 | 585.6406 | 1.0651e-06 | 583.2555 | 0 | 709.1616 | 0.46663 | 873.4111 | 0.00448 | 709.1616 | 0.00065437 | 872.8091 | 0.07333 | 873.4111 | 0.18554 | 585.6406 | 0.21389
| 583.3731 | 0.00149 | 709.396 | -0.00016569 | 583.3731 | 0.00064159 | 709.396 | -0.0011849 | 585.7596 | 0 | 709.396 | -0.00072337 | 585.7596 | 8.3896e-06 | 704.19 | -0.0010961 | 583.3731 | 0.01263 | 704.19 | -0.002747 | 704.19 | -0.00057433 | 585.7596 | 0.00014651 | 585.7596 | 1.9217e-06 | 583.3731 | 0 | 709.396 | 0.47383 | 873.5784 | 0.00299 | 709.396 | -0.00075767 | 872.9768 | 0.06813 | 873.5784 | 0.18692 | 585.7596 | 0.21526
| 583.4906 | 0 | 709.6303 | 3.6673e-05 | 583.4906 | 0 | 709.6303 | -8.5826e-05 | 585.8786 | 0 | 709.6303 | 0.00043397 | 585.8786 | 7.7399e-06 | 704.42 | 0.00052277 | 583.4906 | 0.01271 | 704.42 | -0.00058385 | 704.42 | 0.00088859 | 585.8786 | 0.00013042 | 585.8786 | 1.8228e-06 | 583.4906 | 0 | 709.6303 | 0.4821 | 873.7458 | 0.00429 | 709.6303 | 0.0018247 | 873.1445 | 0.06191 | 873.7458 | 0.18785 | 585.8786 | 0.21566
| 583.6082 | 0.00084148 | 709.8646 | -5.6791e-05 | 583.6082 | 0.00109 | 709.8646 | -0.00039341 | 585.9977 | 1.4682e-05 | 709.8646 | -0.00065742 | 585.9977 | 7.0119e-06 | 704.66 | 0.0020742 | 583.6082 | 0.01299 | 704.66 | 0.0002556 | 704.66 | 0.0013763 | 585.9977 | 0.00045595 | 585.9977 | 2.3499e-06 | 583.6082 | 0 | 709.8646 | 0.48885 | 873.9131 | 0.00366 | 709.8646 | -0.00049849 | 873.3121 | 0.06473 | 873.9131 | 0.18974 | 585.9977 | 0.21656
| 583.7258 | 0 | 710.099 | -1.6117e-05 | 583.7258 | 0 | 710.099 | 0.00065272 | 586.1167 | 1.4682e-05 | 710.099 | 0.00039552 | 586.1167 | 6.4182e-06 | 704.89 | 0.0011973 | 583.7258 | 0.01166 | 704.89 | -0.0012619 | 704.89 | 4.3346e-05 | 586.1167 | 0.00045541 | 586.1167 | 6.3689e-07 | 583.7258 | 0.00024087 | 710.099 | 0.49213 | 874.0805 | 0.00563 | 710.099 | 0.00049935 | 873.4799 | 0.05967 | 874.0805 | 0.19099 | 586.1167 | 0.21545
| 583.8434 | 0.00010482 | 710.3333 | -7.0721e-06 | 583.8434 | 0.00095371 | 710.3333 | -0.00144 | 586.2357 | 0 | 710.3333 | -0.00064185 | 586.2357 | 6.4742e-06 | 705.13 | -0.0011636 | 583.8434 | 0.01339 | 705.13 | 0.00035245 | 705.13 | -8.6692e-05 | 586.2357 | 0.00111 | 586.2357 | 5.3806e-07 | 583.8434 | 0 | 710.3333 | 0.50081 | 874.2479 | 0.00338 | 710.3333 | -0.00097719 | 873.6476 | 0.05043 | 874.2479 | 0.19252 | 586.2357 | 0.21497
| 583.961 | 0 | 710.5677 | 0.00022372 | 583.961 | 0 | 710.5677 | 0.00015768 | 586.3547 | 0 | 710.5677 | 0.00061984 | 586.3547 | 7.4599e-06 | 705.36 | -0.00025296 | 583.961 | 0.01384 | 705.36 | -0.00077756 | 705.36 | -0.00021673 | 586.3547 | 0.00085516 | 586.3547 | 4.2825e-07 | 583.961 | 5.3176e-05 | 710.5677 | 0.50901 | 874.4152 | 0.00526 | 710.5677 | -0.00057999 | 873.8152 | 0.05521 | 874.4152 | 0.1931 | 586.3547 | 0.21223
| 584.0786 | 0.00115 | 710.802 | -0.0009479 | 584.0786 | 0.00125 | 710.802 | -0.00083608 | 586.4737 | 0 | 710.802 | -0.00070352 | 586.4737 | 7.9079e-06 | 705.6 | -0.0014672 | 584.0786 | 0.01243 | 705.6 | -0.0014878 | 705.6 | -0.0012245 | 586.4737 | 0.00155 | 586.4737 | 4.2825e-07 | 584.0786 | 0 | 710.802 | 0.51557 | 874.5826 | 0.00309 | 710.802 | -0.0015369 | 873.9829 | 0.04877 | 874.5826 | 0.19426 | 586.4737 | 0.21071
| 584.1962 | 0 | 711.0364 | 0.00057579 | 584.1962 | 0 | 711.0364 | 6.4877e-05 | 586.5928 | 1.4682e-05 | 711.0364 | 0.00038717 | 586.5928 | 7.6167e-06 | 705.83 | -0.00038786 | 584.1962 | 0.01174 | 705.83 | -0.00013183 | 705.83 | -0.00060684 | 586.5928 | 0.00128 | 586.5928 | 4.2825e-07 | 584.1962 | 0.0002221 | 711.0364 | 0.52396 | 874.75 | 0.00527 | 711.0364 | 0.00080497 | 874.1507 | 0.05205 | 874.75 | 0.19454 | 586.5928 | 0.20904
| 584.3138 | 0.0014 | 711.2708 | -0.00055375 | 584.3138 | 0.00031212 | 711.2708 | -0.0010367 | 586.7118 | 0 | 711.2708 | -0.00069139 | 586.7118 | 7.7399e-06 | 706.06 | 0.00028669 | 584.3138 | 0.01229 | 706.06 | -0.00064841 | 706.06 | -0.0020047 | 586.7118 | 0.00216 | 586.7118 | 2.0864e-07 | 584.3138 | 0 | 711.2708 | 0.53026 | 874.9173 | 0.00376 | 711.2708 | 0.00019056 | 874.3184 | 0.05361 | 874.9173 | 0.19533 | 586.7118 | 0.20862
| 584.4314 | 0 | 711.5052 | -0.00033726 | 584.4314 | 0 | 711.5052 | 4.4872e-06 | 586.8308 | 0 | 711.5052 | 0.0004654 | 586.8308 | 7.2695e-06 | 706.3 | 0.0025801 | 584.4314 | 0.01035 | 706.3 | 2.9596e-05 | 706.3 | 0.00066102 | 586.8308 | 0.00249 | 586.8308 | 2.0864e-07 | 584.4314 | 0 | 711.5052 | 0.53427 | 875.0847 | 0.00401 | 711.5052 | 0.0001434 | 874.4861 | 0.05351 | 875.0847 | 0.19547 | 586.8308 | 0.20824
| 584.549 | 0.00066181 | 711.7396 | 0.00031238 | 584.549 | 0.00109 | 711.7396 | -0.00066359 | 586.9498 | 0 | 711.7396 | -0.00063875 | 586.9498 | 7.5943e-06 | 706.53 | -0.0010287 | 584.549 | 0.01251 | 706.53 | -0.00077756 | 706.53 | -0.00067186 | 586.9498 | 0.00319 | 586.9498 | 1.713e-06 | 584.549 | 0.00069352 | 711.7396 | 0.53913 | 875.2521 | 0.00424 | 711.7396 | 0.0013863 | 874.6538 | 0.05151 | 875.2521 | 0.19672 | 586.9498 | 0.2069
| 584.6667 | 0 | 711.9741 | -0.0001592 | 584.6667 | 0 | 711.9741 | 0.00036601 | 587.0689 | 1.4682e-05 | 711.9741 | 0.00031141 | 587.0689 | 7.5159e-06 | 706.77 | -0.0014334 | 584.6667 | 0.01129 | 706.77 | -0.00039012 | 706.77 | -0.00073687 | 587.0689 | 0.00297 | 587.0689 | 1.4934e-06 | 584.6667 | 0 | 711.9741 | 0.54907 | 875.4195 | 0.00483 | 711.9741 | -0.00039718 | 874.8215 | 0.04715 | 875.4195 | 0.19779 | 587.0689 | 0.2055
| 584.7843 | 0.00037433 | 712.2085 | 9.6385e-05 | 584.7843 | 0.00144 | 712.2085 | -0.00059165 | 587.1879 | 1.4682e-05 | 712.2085 | -0.00072382 | 587.1879 | 7.5831e-06 | 707 | 0.00052277 | 584.7843 | 0.01214 | 707 | -0.00077756 | 707 | -0.00054182 | 587.1879 | 0.00305 | 587.1879 | 1.4934e-06 | 584.7843 | 0 | 712.2085 | 0.55175 | 875.5869 | 0.00306 | 712.2085 | -0.00060294 | 874.9893 | 0.04089 | 875.5869 | 0.19921 | 587.1879 | 0.20418
| 584.902 | 0 | 712.4429 | 0.00062742 | 584.902 | 0 | 712.4429 | 4.0699e-06 | 587.307 | 1.4682e-05 | 712.4429 | 0.0004312 | 587.307 | 7.7735e-06 | 707.24 | 5.0592e-05 | 584.902 | 0.01294 | 707.24 | -9.9549e-05 | 707.24 | 0.0002384 | 587.307 | 0.00291 | 587.307 | 0 | 584.902 | 5.3176e-05 | 712.4429 | 0.55864 | 875.7542 | 0.0045 | 712.4429 | 0.00040107 | 875.157 | 0.03479 | 875.7542 | 0.19991 | 587.307 | 0.20351
| 585.0196 | 6.8875e-05 | 712.6774 | -0.00047957 | 585.0196 | 0 | 712.6774 | -0.00077499 | 587.426 | 1.4682e-05 | 712.6774 | -0.00070023 | 587.426 | 8.2104e-06 | 707.47 | -0.0018719 | 585.0196 | 0.01021 | 707.47 | -0.0013264 | 707.47 | -0.0012895 | 587.426 | 0.00369 | 587.426 | 0 | 585.0196 | 0 | 712.6774 | 0.56351 | 875.9216 | 0.00441 | 712.6774 | 0.00060648 | 875.3247 | 0.02869 | 875.9216 | 0.20068 | 587.426 | 0.20316
| 585.1373 | 0 | 712.9118 | 0.0001648 | 585.1373 | 0 | 712.9118 | -0.00026669 | 587.5451 | 1.4682e-05 | 712.9118 | 0.00050185 | 587.5451 | 8.1096e-06 | 707.7 | 0.0014672 | 585.1373 | 0.01084 | 707.7 | 0.00019102 | 707.7 | 0.0023515 | 587.5451 | 0.00352 | 587.5451 | 0 | 585.1373 | 0.00059748 | 712.9118 | 0.5708 | 876.089 | 0.00413 | 712.9118 | 0.00025328 | 875.4925 | 0.04089 | 876.089 | 0.20088 | 587.5451 | 0.20204
| 585.2549 | 1.4969e-05 | 713.1463 | -0.00020616 | 585.2549 | 0.00058956 | 713.1463 | -0.0010991 | 587.6641 | 0 | 713.1463 | -0.00067984 | 587.6641 | 7.4263e-06 | 707.94 | -0.0012985 | 585.2549 | 0.01209 | 707.94 | -0.0020367 | 707.94 | -0.0021673 | 587.6641 | 0.00428 | 587.6641 | 6.3689e-07 | 585.2549 | 0.00063729 | 713.1463 | 0.58249 | 876.2564 | 0.00345 | 713.1463 | -0.00076605 | 875.6602 | 0.02605 | 876.2564 | 0.20176 | 587.6641 | 0.20141
| 585.3726 | 0 | 713.3808 | -0.0011856 | 585.3726 | 0 | 713.3808 | 0.00031921 | 587.7832 | 1.4682e-05 | 713.3808 | 0.00047615 | 587.7832 | 6.6198e-06 | 708.17 | 0.00025296 | 585.3726 | 0.01183 | 708.17 | 0.00093361 | 708.17 | -0.0011595 | 587.7832 | 0.00406 | 587.7832 | 7.467e-07 | 585.3726 | 0 | 713.3808 | 0.58836 | 876.4238 | 0.00599 | 713.3808 | 0.0017762 | 875.8279 | 0.02687 | 876.4238 | 0.20265 | 587.7832 | 0.20023
| 585.4903 | 0.00039229 | 713.6153 | 0.00020133 | 585.4903 | 0.0014 | 713.6153 | -0.0010792 | 587.9022 | 3.2289e-05 | 713.6153 | -0.00056023 | 587.9022 | 6.127e-06 | 708.41 | -0.0012985 | 585.4903 | 0.00931 | 708.41 | -0.001843 | 708.41 | -0.0024274 | 587.9022 | 0.00483 | 587.9022 | 7.467e-07 | 585.4903 | 0 | 713.6153 | 0.59442 | 876.5912 | 0.00334 | 713.6153 | 0.00040892 | 875.9957 | 0.02287 | 876.5912 | 0.20406 | 587.9022 | 0.19983
| 585.608 | 0 | 713.8497 | 0.00052527 | 585.608 | 0 | 713.8497 | 0.0007016 | 588.0213 | 1.4682e-05 | 713.8497 | 0.00041646 | 588.0213 | 7.0343e-06 | 708.64 | 0.00032042 | 585.608 | 0.01027 | 708.64 | 0.00057846 | 708.64 | -0.00050931 | 588.0213 | 0.00465 | 588.0213 | 2.0864e-07 | 585.608 | 0 | 713.8497 | 0.59786 | 876.7586 | 0.00483 | 713.8497 | 0.00043001 | 876.1634 | 0.02835 | 876.7586 | 0.20553 | 588.0213 | 0.19903
| 585.7257 | 0 | 714.0843 | -0.0007574 | 585.7257 | 0.00060691 | 714.0843 | -0.0012298 | 588.1403 | 0 | 714.0843 | -0.00058964 | 588.1403 | 6.9671e-06 | 708.88 | -1.6864e-05 | 585.7257 | 0.01282 | 708.88 | -0.00077756 | 708.88 | 0.0009211 | 588.1403 | 0.00549 | 588.1403 | 1.0981e-07 | 585.7257 | 7.4971e-05 | 714.0843 | 0.6077 | 876.926 | 0.00371 | 714.0843 | -0.00010888 | 876.3312 | 0.02905 | 876.926 | 0.2072 | 588.1403 | 0.19882
| 585.8434 | 0 | 714.3188 | 6.487e-05 | 585.8434 | 0 | 714.3188 | 0.00030924 | 588.2594 | 1.4682e-05 | 714.3188 | 0.00029685 | 588.2594 | 7.0343e-06 | 709.11 | -0.0010287 | 585.8434 | 0.01163 | 709.11 | 0.0015148 | 709.11 | -0.0011595 | 588.2594 | 0.00534 | 588.2594 | 1.0981e-07 | 585.8434 | 3.4411e-05 | 714.3188 | 0.61232 | 877.0934 | 0.00524 | 714.3188 | 0.00030658 | 876.4989 | 0.03025 | 877.0934 | 0.2085 | 588.2594 | 0.19685
| 585.9611 | 0.00041025 | 714.5533 | -0.0014035 | 585.9611 | 0.00128 | 714.5533 | -0.00078973 | 588.3785 | 1.4682e-05 | 714.5533 | -0.00067129 | 588.3785 | 6.911e-06 | 709.35 | -0.00072515 | 585.9611 | 0.01115 | 709.35 | -0.00093899 | 709.35 | -0.0010295 | 588.3785 | 0.00636 | 588.3785 | 2.0864e-07 | 585.9611 | 0 | 714.5533 | 0.61511 | 877.2608 | 0.00424 | 714.5533 | -0.0013274 | 876.6667 | 0.02787 | 877.2608 | 0.20949 | 588.3785 | 0.19524
| 586.0788 | 0 | 714.7878 | -0.00036898 | 586.0788 | 0 | 714.7878 | 5.6429e-05 | 588.4975 | 0 | 714.7878 | 0.00039402 | 588.4975 | 6.799e-06 | 709.58 | 0.0022092 | 586.0788 | 0.01052 | 709.58 | 0.00032017 | 709.58 | -0.0010945 | 588.4975 | 0.0061 | 588.4975 | 2.0864e-07 | 586.0788 | 0 | 714.7878 | 0.62418 | 877.4282 | 0.00643 | 714.7878 | -0.00021466 | 876.8345 | 0.02389 | 877.4282 | 0.21001 | 588.4975 | 0.19254
| 586.1965 | 0.00046416 | 715.0224 | -0.00085908 | 586.1965 | 0.00158 | 715.0224 | -0.00098918 | 588.6166 | 1.4682e-05 | 715.0224 | -0.00066691 | 588.6166 | 8.2888e-06 | 709.81 | -0.0018044 | 586.1965 | 0.01101 | 709.81 | 0.00028789 | 709.81 | -0.00018422 | 588.6166 | 0.00701 | 588.6166 | 2.0864e-07 | 586.1965 | 1.8743e-05 | 715.0224 | 0.63066 | 877.5956 | 0.00322 | 715.0224 | 0.00020564 | 877.0022 | 0.02953 | 877.5956 | 0.211 | 588.6166 | 0.19181
| 586.3142 | 0 | 715.2569 | 0.00025562 | 586.3142 | 0 | 715.2569 | 0.0011553 | 588.7357 | 1.4682e-05 | 715.2569 | 0.00030947 | 588.7357 | 7.8967e-06 | 710.05 | 0.00075887 | 586.3142 | 0.00913 | 710.05 | -0.0006807 | 710.05 | 0.00027091 | 588.7357 | 0.00676 | 588.7357 | 0 | 586.3142 | 0 | 715.2569 | 0.63687 | 877.7631 | 0.00392 | 715.2569 | -0.0002685 | 877.17 | 0.02297 | 877.7631 | 0.21205 | 588.7357 | 0.19115
| 586.432 | 0.00064383 | 715.4915 | 0.00012718 | 586.432 | 0.00111 | 715.4915 | -0.00079363 | 588.8547 | 0 | 715.4915 | -0.00064256 | 588.8547 | 7.6391e-06 | 710.28 | -0.00052277 | 586.432 | 0.00996 | 710.28 | -0.002069 | 710.28 | -2.1673e-05 | 588.8547 | 0.00796 | 588.8547 | 0 | 586.432 | 0 | 715.4915 | 0.64531 | 877.9305 | 0.00378 | 715.4915 | -0.0017045 | 877.3378 | 0.02297 | 877.9305 | 0.21378 | 588.8547 | 0.19234
| 586.5497 | 0 | 715.726 | 0.00073701 | 586.5497 | 0 | 715.726 | 0.00053818 | 588.9738 | 1.4682e-05 | 715.726 | 0.00044786 | 588.9738 | 6.183e-06 | 710.52 | 0.0001855 | 586.5497 | 0.0093 | 710.52 | -0.0017461 | 710.52 | -0.001322 | 588.9738 | 0.00785 | 588.9738 | 0 | 586.5497 | 0 | 715.726 | 0.64884 | 878.0979 | 0.00408 | 715.726 | 0.0010757 | 877.5055 | 0.02179 | 878.0979 | 0.21535 | 588.9738 | 0.19254
| 586.6675 | 0.00093132 | 715.9606 | -0.00035952 | 586.6675 | 0.00173 | 715.9606 | -0.00057216 | 589.0929 | 3.2289e-05 | 715.9606 | -0.00044484 | 589.0929 | 6.8326e-06 | 710.75 | 0.00045532 | 586.6675 | 0.01078 | 710.75 | 0.00093361 | 710.75 | 0.0017663 | 589.0929 | 0.00882 | 589.0929 | 2.0864e-07 | 586.6675 | 0 | 715.9606 | 0.6543 | 878.2653 | 0.00702 | 715.9606 | -0.00061463 | 877.6733 | 0.01829 | 878.2653 | 0.2167 | 589.0929 | 0.1929
| 586.7852 | 0 | 716.1952 | -0.00076082 | 586.7852 | 0 | 716.1952 | 1.7325e-05 | 589.212 | 0 | 716.1952 | 0.00048155 | 589.212 | 7.1463e-06 | 710.99 | -0.00011805 | 586.7852 | 0.00936 | 710.99 | 0.00028789 | 710.99 | 0.0009211 | 589.212 | 0.00854 | 589.212 | 2.0864e-07 | 586.7852 | 0.00087902 | 716.1952 | 0.66062 | 878.4328 | 0.00295 | 716.1952 | 0.0018796 | 877.8411 | 0.01735 | 878.4328 | 0.21753 | 589.212 | 0.19169
| 586.903 | 0.00032042 | 716.4298 | -0.00061889 | 586.903 | 0.00091902 | 716.4298 | -0.00067979 | 589.3311 | 0 | 716.4298 | -0.00076099 | 589.3311 | 8.2104e-06 | 711.22 | -0.0024789 | 586.903 | 0.00973 | 711.22 | -0.0021336 | 711.22 | -0.00024923 | 589.3311 | 0.00964 | 589.3311 | 2.0864e-07 | 586.903 | 0 | 716.4298 | 0.66406 | 878.6002 | 0.00294 | 716.4298 | 0.00030167 | 878.0089 | 0.01431 | 878.6002 | 0.21865 | 589.3311 | 0.19098
| 587.0207 | 0 | 716.6644 | -0.00063471 | 587.0207 | 0 | 716.6644 | -9.1107e-06 | 589.4502 | 0 | 716.6644 | 0.00024818 | 589.4502 | 8.2888e-06 | 711.46 | 0.0024789 | 587.0207 | 0.008 | 711.46 | -0.00022869 | 711.46 | -0.00037928 | 589.4502 | 0.0095 | 589.4502 | 0 | 587.0207 | 0.00076641 | 716.6644 | 0.66738 | 878.7676 | 0.00448 | 716.6644 | 0.0008796 | 878.1767 | 0.01475 | 878.7676 | 0.22004 | 589.4502 | 0.18899
| 587.1385 | 0.00106 | 716.899 | -4.9879e-05 | 587.1385 | 0.00153 | 716.899 | -0.0011105 | 589.5693 | 0 | 716.899 | -0.00058301 | 589.5693 | 8.8712e-06 | 711.69 | -0.0018044 | 587.1385 | 0.00882 | 711.69 | -0.00051927 | 711.69 | 0.0011162 | 589.5693 | 0.01059 | 589.5693 | 0 | 587.1385 | 0.00056231 | 716.899 | 0.67038 | 878.9351 | 0.00383 | 716.899 | 5.8536e-05 | 878.3445 | 0.01027 | 878.9351 | 0.22227 | 589.5693 | 0.18831
| 587.2563 | 0 | 717.1337 | -0.0011234 | 587.2563 | 0 | 717.1337 | 0.00047611 | 589.6884 | 3.2289e-05 | 717.1337 | 0.00045329 | 589.6884 | 8.7144e-06 | 711.92 | 0.00048905 | 587.2563 | 0.00916 | 711.92 | -0.00022869 | 711.92 | 0.0010186 | 589.6884 | 0.01031 | 589.6884 | 0 | 587.2563 | 0.00033471 | 717.1337 | 0.68019 | 879.1025 | 0.00441 | 717.1337 | -0.00063089 | 878.5123 | 0.01073 | 879.1025 | 0.22374 | 589.6884 | 0.1866
| 587.3741 | 0.00089539 | 717.3683 | -0.00041126 | 587.3741 | 0.00038148 | 717.3683 | -0.00028781 | 589.8075 | 1.4682e-05 | 717.3683 | -0.0006758 | 589.8075 | 7.6391e-06 | 712.16 | -0.00086005 | 587.3741 | 0.01075 | 712.16 | -0.0010036 | 712.16 | -0.00050931 | 589.8075 | 0.01157 | 589.8075 | 6.3689e-07 | 587.3741 | 0 | 717.3683 | 0.6894 | 879.2699 | 0.00309 | 717.3683 | 0.0015459 | 878.6801 | 0.01109 | 879.2699 | 0.22534 | 589.8075 | 0.18733
| 587.4918 | 0 | 717.603 | 8.3982e-05 | 587.4918 | 0 | 717.603 | -0.00020448 | 589.9266 | 0 | 717.603 | 0.00035206 | 589.9266 | 6.7094e-06 | 712.39 | 0.001231 | 587.4918 | 0.00891 | 712.39 | -0.0021982 | 712.39 | -0.0023949 | 589.9266 | 0.01136 | 589.9266 | 6.3689e-07 | 587.4918 | 0 | 717.603 | 0.69169 | 879.4374 | 0.00515 | 717.603 | 0.0011711 | 878.8479 | 0.01123 | 879.4374 | 0.22559 | 589.9266 | 0.18675
| 587.6096 | 0.00064383 | 717.8376 | 1.6946e-05 | 587.6096 | 0.00036414 | 717.8376 | -0.00094749 | 590.0457 | 1.4682e-05 | 717.8376 | -0.00070145 | 590.0457 | 6.2614e-06 | 712.63 | -0.0029849 | 587.6096 | 0.01203 | 712.63 | -0.0011327 | 712.63 | 0.00040094 | 590.0457 | 0.0124 | 590.0457 | 6.3689e-07 | 587.6096 | 0.00018744 | 717.8376 | 0.69849 | 879.6048 | 0.00246 | 717.8376 | 0.0005027 | 879.0157 | 0.00547 | 879.6048 | 0.22651 | 590.0457 | 0.18701
| 587.7275 | 0 | 718.0723 | 0.00057701 | 587.7275 | 0 | 718.0723 | 0.00010255 | 590.1648 | 1.4682e-05 | 718.0723 | 0.00043153 | 590.1648 | 6.071e-06 | 712.86 | -0.0030861 | 587.7275 | 0.01098 | 712.86 | -0.0004547 | 712.86 | -0.001322 | 590.1648 | 0.01176 | 590.1648 | 0 | 587.7275 | 0 | 718.0723 | 0.70407 | 879.7723 | 0.00441 | 718.0723 | -0.00022231 | 879.1835 | 0.00715 | 879.7723 | 0.22678 | 590.1648 | 0.185
| 587.8453 | 1.4969e-05 | 718.3069 | -0.00088351 | 587.8453 | 0.00090168 | 718.3069 | -0.00058384 | 590.2839 | 1.4682e-05 | 718.3069 | -0.00067592 | 590.2839 | 6.6534e-06 | 713.1 | 0.0015008 | 587.8453 | 0.00996 | 713.1 | -0.0014878 | 713.1 | 0.00040094 | 590.2839 | 0.01278 | 590.2839 | 0 | 587.8453 | 0 | 718.3069 | 0.70729 | 879.9397 | 0.00389 | 718.3069 | -0.00019098 | 879.3513 | 0.00459 | 879.9397 | 0.22788 | 590.2839 | 0.18364
| 587.9631 | 0 | 718.5416 | 7.7067e-05 | 587.9631 | 0 | 718.5416 | 3.0242e-05 | 590.403 | 3.2289e-05 | 718.5416 | 0.00037062 | 590.403 | 7.2807e-06 | 713.33 | -0.0024789 | 587.9631 | 0.01049 | 713.33 | -0.0022305 | 713.33 | -0.0028825 | 590.403 | 0.01267 | 590.403 | 0 | 587.9631 | 0 | 718.5416 | 0.71203 | 880.1072 | 0.00464 | 718.5416 | 0.00045784 | 879.5191 | 0.00643 | 880.1072 | 0.22862 | 590.403 | 0.18191
| 588.0809 | 0.00098522 | 718.7763 | -0.00019836 | 588.0809 | 0.0012 | 718.7763 | -0.00098431 | 590.5221 | 1.4682e-05 | 718.7763 | -0.00072709 | 590.5221 | 8.1432e-06 | 713.57 | -1.6864e-05 | 588.0809 | 0.00874 | 713.57 | -0.0024887 | 713.57 | 0.00040094 | 590.5221 | 0.0141 | 590.5221 | 0 | 588.0809 | 0 | 718.7763 | 0.71817 | 880.2746 | 0.00329 | 718.7763 | -0.00046094 | 879.687 | 0.00287 | 880.2746 | 0.23017 | 590.5221 | 0.18088
| 588.1988 | 0.00043191 | 719.011 | 0.00050832 | 588.1988 | 0 | 719.011 | 0.00026435 | 590.6412 | 1.4682e-05 | 719.011 | 0.00050136 | 590.6412 | 8.188e-06 | 713.8 | 0.0019731 | 588.1988 | 0.0093 | 713.8 | -0.00058385 | 713.8 | 0.0014088 | 590.6412 | 0.01383 | 590.6412 | 0 | 588.1988 | 0.00027841 | 719.011 | 0.72596 | 880.4421 | 0.0054 | 719.011 | -0.00022059 | 879.8548 | 0.00365 | 880.4421 | 0.23101 | 590.6412 | 0.17972
| 588.3166 | 0.00066181 | 719.2457 | -0.00012108 | 588.3166 | 0.00114 | 719.2457 | -0.00097498 | 590.7603 | 0 | 719.2457 | -0.00059525 | 590.7603 | 7.6727e-06 | 714.04 | -0.0032884 | 588.3166 | 0.01024 | 714.04 | -0.0021336 | 714.04 | -0.0020372 | 590.7603 | 0.01513 | 590.7603 | 0 | 588.3166 | 0 | 719.2457 | 0.72802 | 880.6096 | 0.00255 | 719.2457 | -0.0012432 | 880.0226 | 0 | 880.6096 | 0.23216 | 590.7603 | 0.1796
| 588.4344 | 0 | 719.4805 | 0.00040876 | 588.4344 | 0 | 719.4805 | 8.4539e-05 | 590.8794 | 0 | 719.4805 | 0.00038931 | 590.8794 | 8.6024e-06 | 714.27 | -0.0013322 | 588.4344 | 0.00834 | 714.27 | 0.00012645 | 714.27 | 0.0014088 | 590.8794 | 0.0151 | 590.8794 | 0 | 588.4344 | 5.3176e-05 | 719.4805 | 0.73133 | 880.777 | 0.00657 | 719.4805 | 0.00095447 | 880.1904 | 0.00353 | 880.777 | 0.23273 | 590.8794 | 0.17915
| 588.5523 | 0.00163 | 719.7152 | -0.0002129 | 588.5523 | 0.00125 | 719.7152 | -0.00082076 | 590.9986 | 3.2289e-05 | 719.7152 | -0.000653 | 590.9986 | 7.6391e-06 | 714.51 | -0.0015684 | 588.5523 | 0.00874 | 714.51 | -0.00022869 | 714.51 | 0.00059601 | 590.9986 | 0.01643 | 590.9986 | 0 | 588.5523 | 0 | 719.7152 | 0.73567 | 880.9445 | 0.00426 | 719.7152 | -0.00079455 | 880.3583 | 0.00034999 | 880.9445 | 0.23431 | 590.9986 | 0.17926
| 588.6701 | 0 | 719.9499 | 0.00021852 | 588.6701 | 0 | 719.9499 | 0.00033473 | 591.1177 | 1.4682e-05 | 719.9499 | 0.00036129 | 591.1177 | 6.9558e-06 | 714.74 | -0.00065769 | 588.6701 | 0.00967 | 714.74 | -0.00042241 | 714.74 | 0.0016688 | 591.1177 | 0.01605 | 591.1177 | 0 | 588.6701 | 0.00027841 | 719.9499 | 0.74468 | 881.1119 | 0.00457 | 719.9499 | 0.0017051 | 880.5261 | 2.6669e-05 | 881.1119 | 0.23573 | 591.1177 | 0.17755
| 588.788 | 0 | 720.1847 | -0.0011013 | 588.788 | 0.00163 | 720.1847 | -0.0011469 | 591.2368 | 4.9907e-05 | 720.1847 | -0.0005868 | 591.2368 | 5.3989e-06 | 714.97 | -0.0011299 | 588.788 | 0.00879 | 714.97 | 2.9596e-05 | 714.97 | -0.0001192 | 591.2368 | 0.01769 | 591.2368 | 0 | 588.788 | 0 | 720.1847 | 0.74592 | 881.2794 | 0.00301 | 720.1847 | 4.0686e-05 | 880.6939 | 0 | 881.2794 | 0.23756 | 591.2368 | 0.1769
| 588.9059 | 0 | 720.4194 | 0.0010617 | 588.9059 | 0 | 720.4194 | 0.0001817 | 591.3559 | 0 | 720.4194 | 0.00042356 | 591.3559 | 7.1239e-06 | 715.21 | 0.00021923 | 588.9059 | 0.00834 | 715.21 | -0.00039012 | 715.21 | 0.00017338 | 591.3559 | 0.01755 | 591.3559 | 0 | 588.9059 | 0.00035349 | 720.4194 | 0.75124 | 881.4469 | 0.00506 | 720.4194 | -0.00030876 | 880.8618 | 0 | 881.4469 | 0.23882 | 591.3559 | 0.17508
| 589.0238 | 0.0004462 | 720.6542 | -0.0005178 | 589.0238 | 0.00050287 | 720.6542 | -0.00070032 | 591.4751 | 1.4682e-05 | 720.6542 | -0.0005557 | 591.4751 | 7.6615e-06 | 715.44 | -0.00086005 | 589.0238 | 0.00868 | 715.44 | -0.0024242 | 715.44 | -0.00099695 | 591.4751 | 0.01935 | 591.4751 | 0 | 589.0238 | 0 | 720.6542 | 0.7593 | 881.6144 | 0.0045 | 720.6542 | -0.00030447 | 881.0296 | 0 | 881.6144 | 0.24024 | 591.4751 | 0.17491
| 589.1417 | 0 | 720.889 | 0.00032298 | 589.1417 | 0 | 720.889 | 0.00038862 | 591.5942 | 0 | 720.889 | 0.0004774 | 591.5942 | 7.6951e-06 | 715.68 | 0.00096123 | 589.1417 | 0.00902 | 715.68 | 0.00054618 | 715.68 | 0.0024165 | 591.5942 | 0.01919 | 591.5942 | 0 | 589.1417 | 0.0001658 | 720.889 | 0.7623 | 881.7818 | 0.00406 | 720.889 | -0.00050936 | 881.1975 | 0 | 881.7818 | 0.24093 | 591.5942 | 0.17364
| 589.2595 | 0.001 | 721.1238 | 0.00028131 | 589.2595 | 0.00065893 | 721.1238 | -0.0006509 | 591.7133 | 0 | 721.1238 | -0.00051673 | 591.7133 | 6.3846e-06 | 715.91 | -0.0010961 | 589.2595 | 0.00783 | 715.91 | -0.0010036 | 715.91 | -0.0027849 | 591.7133 | 0.02106 | 591.7133 | 0 | 589.2595 | 0 | 721.1238 | 0.76834 | 881.9493 | 0.00338 | 721.1238 | -0.0015074 | 881.3653 | 0 | 881.9493 | 0.24192 | 591.7133 | 0.17361
| 589.3774 | 0 | 721.3586 | 0.00050788 | 589.3774 | 0 | 721.3586 | -0.00014069 | 591.8325 | 1.4682e-05 | 721.3586 | 0.00056572 | 591.8325 | 7.2023e-06 | 716.15 | 0.00072515 | 589.3774 | 0.00817 | 716.15 | 0.0002556 | 716.15 | 0.00072604 | 591.8325 | 0.02143 | 591.8325 | 0 | 589.3774 | 0.00039103 | 721.3586 | 0.77491 | 882.1168 | 0.00605 | 721.3586 | 0.00055731 | 881.5332 | 0 | 882.1168 | 0.24285 | 591.8325 | 0.17236
| 589.4954 | 0.00131 | 721.5934 | -7.5269e-05 | 589.4954 | 0.00067626 | 721.5934 | -0.00057965 | 591.9516 | 0 | 721.5934 | -0.0005594 | 591.9516 | 8.468e-06 | 716.38 | -0.0010961 | 589.4954 | 0.008 | 716.38 | -0.0020045 | 716.38 | 0.00033593 | 591.9516 | 0.02273 | 591.9516 | 0 | 589.4954 | 0 | 721.5934 | 0.78666 | 882.2843 | 0.0035 | 721.5934 | -0.0011638 | 881.7011 | 0 | 882.2843 | 0.245 | 591.9516 | 0.17236
| 589.6133 | 0 | 721.8282 | -0.00053253 | 589.6133 | 0 | 721.8282 | -9.6897e-05 | 592.0708 | 1.4682e-05 | 721.8282 | 0.00028024 | 592.0708 | 7.9303e-06 | 716.62 | 0.0022428 | 589.6133 | 0.00663 | 716.62 | -0.00061613 | 716.62 | -0.0011595 | 592.0708 | 0.02295 | 592.0708 | 0 | 589.6133 | 0.00020334 | 721.8282 | 0.78538 | 882.4518 | 0.00519 | 721.8282 | 0.00071401 | 881.8689 | 0 | 882.4518 | 0.24709 | 592.0708 | 0.17134
| 589.7312 | 0.00075165 | 722.063 | -0.0016382 | 589.7312 | 0.00139 | 722.063 | -0.00064824 | 592.1899 | 1.4682e-05 | 722.063 | -0.00056178 | 592.1899 | 7.3479e-06 | 716.85 | -0.0019731 | 589.7312 | 0.00755 | 716.85 | -0.0018752 | 716.85 | -0.00099695 | 592.1899 | 0.02365 | 592.1899 | 0 | 589.7312 | 0 | 722.063 | 0.78888 | 882.6193 | 0.00295 | 722.063 | 0.00049357 | 882.0368 | 0 | 882.6193 | 0.25 | 592.1899 | 0.1709
| 589.8491 | 0 | 722.2978 | 0.00066312 | 589.8491 | 0 | 722.2978 | -0.00019517 | 592.3091 | 3.2289e-05 | 722.2978 | 0.00043498 | 592.3091 | 7.5159e-06 | 717.09 | 0.0015346 | 589.8491 | 0.00899 | 717.09 | -6.7263e-05 | 717.09 | 0.002384 | 592.3091 | 0.02375 | 592.3091 | 0 | 589.8491 | 0.00057872 | 722.2978 | 0.79155 | 882.7868 | 0.00436 | 722.2978 | 0.0014926 | 882.2047 | 0 | 882.7868 | 0.25224 | 592.3091 | 0.16963
| 589.967 | 0.00091335 | 722.5327 | -0.00069633 | 589.967 | 0.00113 | 722.5327 | -0.00059388 | 592.4282 | 0 | 722.5327 | -0.00065714 | 592.4282 | 9.2633e-06 | 717.32 | 0.00069142 | 589.967 | 0.00896 | 717.32 | -0.0010358 | 717.32 | -0.0016472 | 592.4282 | 0.02409 | 592.4282 | 0 | 589.967 | 0 | 722.5327 | 0.80152 | 882.9543 | 0.00535 | 722.5327 | 0.0015709 | 882.3725 | 0 | 882.9543 | 0.25437 | 592.4282 | 0.16933
| 590.085 | 0 | 722.7675 | 7.5558e-05 | 590.085 | 0 | 722.7675 | -3.7056e-05 | 592.5474 | 3.2289e-05 | 722.7675 | 0.00034095 | 592.5474 | 9.4873e-06 | 717.56 | -0.0025465 | 590.085 | 0.00902 | 717.56 | -0.002521 | 717.56 | -0.0014521 | 592.5474 | 0.02433 | 592.5474 | 0 | 590.085 | 0 | 722.7675 | 0.80352 | 883.1218 | 0.0045 | 722.7675 | 0.001308 | 882.5404 | 0 | 883.1218 | 0.25528 | 592.5474 | 0.16842
| 590.2029 | 0.00124 | 723.0024 | -0.0010595 | 590.2029 | 0.00083232 | 723.0024 | -0.0013049 | 592.6666 | 0 | 723.0024 | -0.0007015 | 592.6666 | 9.7785e-06 | 717.79 | 0.0001855 | 590.2029 | 0.00942 | 717.79 | 0.00073989 | 717.79 | 0.00040094 | 592.6666 | 0.02432 | 592.6666 | 0 | 590.2029 | 0 | 723.0024 | 0.80951 | 883.2893 | 0.00306 | 723.0024 | -0.00098159 | 882.7083 | 0 | 883.2893 | 0.25627 | 592.6666 | 0.16742
| 590.3209 | 0 | 723.2373 | 0.0002204 | 590.3209 | 0 | 723.2373 | -8.7945e-05 | 592.7857 | 0 | 723.2373 | 0.00031165 | 592.7857 | 8.7816e-06 | 718.03 | 0.00086005 | 590.3209 | 0.00885 | 718.03 | -0.0031022 | 718.03 | 0.00053099 | 592.7857 | 0.02456 | 592.7857 | 0 | 590.3209 | 0 | 723.2373 | 0.81229 | 883.4568 | 0.00555 | 723.2373 | -3.9925e-05 | 882.8762 | 0 | 883.4568 | 0.25695 | 592.7857 | 0.16598
| 590.4388 | 0.00051807 | 723.4722 | -0.00044292 | 590.4388 | 0.00165 | 723.4722 | -0.00088675 | 592.9049 | 0 | 723.4722 | -0.00055226 | 592.9049 | 8.916e-06 | 718.26 | -0.001737 | 590.4388 | 0.00806 | 718.26 | -0.0033928 | 718.26 | 0.0015062 | 592.9049 | 0.02385 | 592.9049 | 0 | 590.4388 | 0 | 723.4722 | 0.8097 | 883.6243 | 0.00498 | 723.4722 | 0.0011692 | 883.044 | 0 | 883.6243 | 0.25832 | 592.9049 | 0.16557
| 590.5568 | 0 | 723.707 | -0.00053687 | 590.5568 | 0 | 723.707 | 0.00040747 | 593.024 | 1.4682e-05 | 723.707 | 0.00028157 | 593.024 | 7.4263e-06 | 718.5 | 0.00062396 | 590.5568 | 0.00581 | 718.5 | 6.1882e-05 | 718.5 | 0.0009211 | 593.024 | 0.0244 | 593.024 | 0 | 590.5568 | 0.00014702 | 723.707 | 0.8178 | 883.7918 | 0.00541 | 723.707 | 0.0017296 | 883.2119 | 0 | 883.7918 | 0.25922 | 593.024 | 0.16487
| 590.6748 | 0 | 723.9419 | -0.0014419 | 590.6748 | 0.00142 | 723.9419 | -0.00087207 | 593.1432 | 0 | 723.9419 | -0.00061932 | 593.1432 | 7.5159e-06 | 718.73 | -0.0018044 | 590.6748 | 0.00669 | 718.73 | -0.00064841 | 718.73 | -0.00070437 | 593.1432 | 0.02358 | 593.1432 | 0 | 590.6748 | 7.4971e-05 | 723.9419 | 0.82563 | 883.9593 | 0.00411 | 723.9419 | -0.00095855 | 883.3798 | 0 | 883.9593 | 0.26082 | 593.1432 | 0.16491
| 590.7928 | 0 | 724.1769 | 0.00057792 | 590.7928 | 0 | 724.1769 | -0.00042796 | 593.2624 | 0 | 724.1769 | 0.00033004 | 593.2624 | 6.911e-06 | 718.97 | 0.00015177 | 590.7928 | 0.0076 | 718.97 | 0.00044931 | 718.97 | 0.00010836 | 593.2624 | 0.02477 | 593.2624 | 0 | 590.7928 | 0 | 724.1769 | 0.82758 | 884.1268 | 0.0049 | 724.1769 | 0.0014519 | 883.5477 | 0 | 884.1268 | 0.26181 | 593.2624 | 0.16455
| 590.9108 | 0.00057197 | 724.4118 | -0.0005952 | 590.9108 | 0.00097105 | 724.4118 | -0.0010079 | 593.3815 | 1.4682e-05 | 724.4118 | -0.00058524 | 593.3815 | 7.9079e-06 | 719.2 | 8.4319e-05 | 590.9108 | 0.00772 | 719.2 | -0.00064841 | 719.2 | -0.00015171 | 593.3815 | 0.02371 | 593.3815 | 0 | 590.9108 | 0.00029991 | 724.4118 | 0.83273 | 884.2943 | 0.00382 | 724.4118 | 5.2555e-05 | 883.7156 | 0 | 884.2943 | 0.26393 | 593.3815 | 0.16465
| 591.0287 | 0 | 724.6467 | 0.00043641 | 591.0287 | 0 | 724.6467 | 0.00038731 | 593.5007 | 0 | 724.6467 | 0.00034002 | 593.5007 | 8.3672e-06 | 719.44 | 5.0592e-05 | 591.0287 | 0.00891 | 719.44 | -0.0004547 | 719.44 | -0.0020372 | 593.5007 | 0.02529 | 593.5007 | 0 | 591.0287 | 0 | 724.6467 | 0.8425 | 884.4618 | 0.00388 | 724.6467 | 0.0010154 | 883.8835 | 0 | 884.4618 | 0.2654 | 593.5007 | 0.16366
| 591.1467 | 0 | 724.8816 | -0.00053679 | 591.1467 | 0.00091902 | 724.8816 | -0.00065772 | 593.6199 | 0 | 724.8816 | -0.00057545 | 593.6199 | 1.0148e-05 | 719.67 | 0.00059023 | 591.1467 | 0.00854 | 719.67 | -0.00064841 | 719.67 | -0.00054182 | 593.6199 | 0.02455 | 593.6199 | 0 | 591.1467 | 0 | 724.8816 | 0.84574 | 884.6294 | 0.00389 | 724.8816 | 0.0007038 | 884.0514 | 0 | 884.6294 | 0.2676 | 593.6199 | 0.16323
| 591.2648 | 0 | 725.1166 | -0.00034741 | 591.2648 | 0 | 725.1166 | 0.00019272 | 593.7391 | 1.4682e-05 | 725.1166 | 0.00046208 | 593.7391 | 1.0305e-05 | 719.91 | -0.0015346 | 591.2648 | 0.00692 | 719.91 | -0.0021013 | 719.91 | -0.00060684 | 593.7391 | 0.02614 | 593.7391 | 0 | 591.2648 | 0.00024087 | 725.1166 | 0.84948 | 884.7969 | 0.00512 | 725.1166 | 0.0011435 | 884.2193 | 0 | 884.7969 | 0.26883 | 593.7391 | 0.16294
| 591.3828 | 0.00199 | 725.3515 | -0.00040848 | 591.3828 | 0.00208 | 725.3515 | -0.00076015 | 593.8583 | 1.4682e-05 | 725.3515 | -0.00059895 | 593.8583 | 9.7785e-06 | 720.14 | -0.0009275 | 591.3828 | 0.00885 | 720.14 | 0.0002556 | 720.14 | -0.0012245 | 593.8583 | 0.02553 | 593.8583 | 0 | 591.3828 | 0 | 725.3515 | 0.85541 | 884.9644 | 0.00672 | 725.3515 | -0.00052908 | 884.3873 | 0 | 884.9644 | 0.27015 | 593.8583 | 0.163
| 591.5008 | 0 | 725.5865 | -0.00048978 | 591.5008 | 0 | 725.5865 | 0.00010484 | 593.9775 | 0 | 725.5865 | 0.00038914 | 593.9775 | 7.9864e-06 | 720.37 | -0.0014334 | 591.5008 | 0.00961 | 720.37 | -0.00055155 | 720.37 | 0.0017988 | 593.9775 | 0.02633 | 593.9775 | 0 | 591.5008 | 0.00044733 | 725.5865 | 0.861 | 885.1319 | 0.00636 | 725.5865 | 6.0079e-05 | 884.5552 | 0 | 885.1319 | 0.27048 | 593.9775 | 0.16167
| 591.6188 | 0 | 725.8215 | -0.0010086 | 591.6188 | 0.00182 | 725.8215 | -0.00071686 | 594.0966 | 1.4682e-05 | 725.8215 | -0.00047596 | 594.0966 | 6.6982e-06 | 720.61 | 0.0018719 | 591.6188 | 0.00808 | 720.61 | 0.0014502 | 720.61 | 0.00056349 | 594.0966 | 0.02599 | 594.0966 | 0 | 591.6188 | 0 | 725.8215 | 0.86443 | 885.2994 | 0.00324 | 725.8215 | 0.0005989 | 884.7231 | 0 | 885.2994 | 0.27151 | 594.0966 | 0.16084
| 591.7369 | 0 | 726.0564 | 0.00083883 | 591.7369 | 0 | 726.0564 | 0.00032392 | 594.2159 | 1.4682e-05 | 726.0564 | 0.00033441 | 594.2159 | 6.4742e-06 | 720.84 | -0.00011805 | 591.7369 | 0.00709 | 720.84 | -2.6905e-06 | 720.84 | -0.00028175 | 594.2159 | 0.02609 | 594.2159 | 0 | 591.7369 | 0 | 726.0564 | 0.87171 | 885.467 | 0.00499 | 726.0564 | 0.0012355 | 884.891 | 0 | 885.467 | 0.27206 | 594.2159 | 0.15941
| 591.8549 | 0.00109 | 726.2914 | -0.00049935 | 591.8549 | 0.0003468 | 726.2914 | -0.0013045 | 594.335 | 1.4682e-05 | 726.2914 | -0.00047554 | 594.335 | 7.3479e-06 | 721.08 | -0.0012648 | 591.8549 | 0.00763 | 721.08 | -0.0019721 | 721.08 | -0.0011595 | 594.335 | 0.02628 | 594.335 | 0 | 591.8549 | 0 | 726.2914 | 0.87425 | 885.6345 | 0.00368 | 726.2914 | 0.00044994 | 885.0589 | 0 | 885.6345 | 0.27357 | 594.335 | 0.15948
| 591.9729 | 0 | 726.5264 | -1.1624e-05 | 591.9729 | 0 | 726.5264 | 0.00024137 | 594.4542 | 0 | 726.5264 | 0.00047191 | 594.4542 | 8.5576e-06 | 721.31 | 0.0020068 | 591.9729 | 0.00766 | 721.31 | 0.0015148 | 721.31 | 0.0018639 | 594.4542 | 0.02518 | 594.4542 | 0 | 591.9729 | 0.00039103 | 726.5264 | 0.87221 | 885.8021 | 0.00499 | 726.5264 | 0.0011353 | 885.2269 | 0 | 885.8021 | 0.27457 | 594.4542 | 0.15893
| 592.091 | 0.00098522 | 726.7615 | -0.00021065 | 592.091 | 0.00109 | 726.7615 | -0.00022897 | 594.5734 | 1.4682e-05 | 726.7615 | -0.00063621 | 594.5734 | 9.7785e-06 | 721.55 | -0.0022092 | 592.091 | 0.00874 | 721.55 | -0.00019641 | 721.55 | -0.0012895 | 594.5734 | 0.02504 | 594.5734 | 0 | 592.091 | 0 | 726.7615 | 0.87891 | 885.9696 | 0.00218 | 726.7615 | -0.0006236 | 885.3948 | 0 | 885.9696 | 0.27648 | 594.5734 | 0.15889
| 592.2091 | 0 | 726.9965 | 5.6675e-05 | 592.2091 | 0 | 726.9965 | 0.00028182 | 594.6926 | 1.4682e-05 | 726.9965 | 0.00037173 | 594.6926 | 8.8936e-06 | 721.78 | -0.00021923 | 592.2091 | 0.00732 | 721.78 | 0.00090132 | 721.78 | 0.0011162 | 594.6926 | 0.02353 | 594.6926 | 0 | 592.2091 | 0 | 726.9965 | 0.88678 | 886.1371 | 0.00455 | 726.9965 | 0.00061207 | 885.5627 | 0 | 886.1371 | 0.27815 | 594.6926 | 0.15767
| 592.3271 | 0.0007157 | 727.2315 | -0.00078495 | 592.3271 | 0.00058956 | 727.2315 | -0.0007016 | 594.8118 | 0 | 727.2315 | -0.00062404 | 594.8118 | 8.9944e-06 | 722.02 | -0.00025296 | 592.3271 | 0.0078 | 722.02 | -0.0010036 | 722.02 | -0.0001192 | 594.8118 | 0.02401 | 594.8118 | 6.3689e-07 | 592.3271 | 0 | 727.2315 | 0.89215 | 886.3047 | 0.00575 | 727.2315 | -0.00087703 | 885.7307 | 0 | 886.3047 | 0.28005 | 594.8118 | 0.15661
| 592.4452 | 0 | 727.4665 | 0.00022445 | 592.4452 | 0 | 727.4665 | -0.00023672 | 594.9311 | 0 | 727.4665 | 0.00030602 | 594.9311 | 7.7511e-06 | 722.25 | 0.00048905 | 592.4452 | 0.00959 | 722.25 | -3.4977e-05 | 722.25 | -0.0010945 | 594.9311 | 0.02335 | 594.9311 | 9.6631e-07 | 592.4452 | 0 | 727.4665 | 0.89479 | 886.4722 | 0.00571 | 727.4665 | 0.00096764 | 885.8986 | 0 | 886.4722 | 0.28169 | 594.9311 | 0.15546
| 592.5633 | 0.00089539 | 727.7016 | -0.00033641 | 592.5633 | 0.00177 | 727.7016 | -0.00076987 | 595.0503 | 0 | 727.7016 | -0.00065126 | 595.0503 | 7.5159e-06 | 722.49 | -0.0021416 | 592.5633 | 0.0074 | 722.49 | -0.0016815 | 722.49 | -0.0014196 | 595.0503 | 0.02436 | 595.0503 | 3.9454e-05 | 592.5633 | 0 | 727.7016 | 0.9021 | 886.6398 | 0.00295 | 727.7016 | -0.0018011 | 886.0666 | 0 | 886.6398 | 0.28331 | 595.0503 | 0.15455
| 592.6814 | 0 | 727.9366 | -8.4535e-05 | 592.6814 | 0 | 727.9366 | 0.00032472 | 595.1695 | 1.4682e-05 | 727.9366 | 0.00034332 | 595.1695 | 7.0343e-06 | 722.72 | 0.0017707 | 592.6814 | 0.00737 | 722.72 | 0.0019022 | 722.72 | 0.0014088 | 595.1695 | 0.02426 | 595.1695 | 3.8817e-05 | 592.6814 | 0 | 727.9366 | 0.9055 | 886.8073 | 0.00494 | 727.9366 | 0.0028993 | 886.2345 | 0 | 886.8073 | 0.2851 | 595.1695 | 0.15323
| 592.7995 | 0.00152 | 728.1717 | -0.00010781 | 592.7995 | 0.00125 | 728.1717 | -0.00058406 | 595.2887 | 3.2289e-05 | 728.1717 | -0.00066728 | 595.2887 | 6.7766e-06 | 722.96 | 0.00015177 | 592.7995 | 0.00596 | 722.96 | -0.0004547 | 722.96 | 0.00079106 | 595.2887 | 0.02655 | 595.2887 | 7.4209e-05 | 592.7995 | 0 | 728.1717 | 0.91072 | 886.9749 | 0.00338 | 728.1717 | 0.0015176 | 886.4025 | 0 | 886.9749 | 0.28742 | 595.2887 | 0.15253
| 592.9176 | 0 | 728.4068 | -0.00011329 | 592.9176 | 0 | 728.4068 | 0.00049679 | 595.4079 | 0 | 728.4068 | 0.00041058 | 595.4079 | 7.3591e-06 | 723.19 | -0.00028669 | 592.9176 | 0.00814 | 723.19 | 0.0030968 | 723.19 | -0.00076939 | 595.4079 | 0.02728 | 595.4079 | 3.571e-05 | 592.9176 | 0 | 728.4068 | 0.91093 | 887.1424 | 0.00563 | 728.4068 | 0.00066445 | 886.5704 | 0 | 887.1424 | 0.28979 | 595.4079 | 0.15219
| 593.0357 | 0.00102 | 728.6419 | -0.00066392 | 593.0357 | 0.0003468 | 728.6419 | -0.00073178 | 595.5271 | 1.4682e-05 | 728.6419 | -0.00064506 | 595.5271 | 6.8774e-06 | 723.43 | -0.0018719 | 593.0357 | 0.00743 | 723.43 | 0.00012645 | 723.43 | -0.0014846 | 595.5271 | 0.03036 | 595.5271 | 0.00024776 | 593.0357 | 0 | 728.6419 | 0.91456 | 887.31 | 0.00431 | 728.6419 | -0.00091887 | 886.7384 | 0 | 887.31 | 0.29213 | 595.5271 | 0.1526
| 593.1538 | 0 | 728.877 | -0.00019414 | 593.1538 | 0 | 728.877 | 0.00016333 | 595.6463 | 0 | 728.877 | 0.00031992 | 595.6463 | 7.8295e-06 | 723.66 | -0.00021923 | 593.1538 | 0.00584 | 723.66 | -0.0022305 | 723.66 | 0.00069354 | 595.6463 | 0.03005 | 595.6463 | 0.00023503 | 593.1538 | 9.0716e-05 | 728.877 | 0.91747 | 887.4776 | 0.00496 | 728.877 | 0.0022763 | 886.9063 | 0 | 887.4776 | 0.29344 | 595.6463 | 0.15184
| 593.2719 | 0.00033839 | 729.1121 | -0.00021684 | 593.2719 | 0.0013 | 729.1121 | -0.0011058 | 595.7656 | 0 | 729.1121 | -0.00066801 | 595.7656 | 6.7542e-06 | 723.9 | 0.00096123 | 593.2719 | 0.0084 | 723.9 | 0.00090132 | 723.9 | 7.5855e-05 | 595.7656 | 0.03368 | 595.7656 | 0.00094881 | 593.2719 | 0.00054357 | 729.1121 | 0.91948 | 887.6451 | 0.00468 | 729.1121 | -0.0004524 | 887.0743 | 0 | 887.6451 | 0.29494 | 595.7656 | 0.15113
| 593.3901 | 0 | 729.3472 | 0.0011745 | 593.3901 | 0 | 729.3472 | 0.0004999 | 595.8848 | 0 | 729.3472 | 0.0003193 | 595.8848 | 7.6727e-06 | 724.13 | 0.0005565 | 593.3901 | 0.00768 | 724.13 | 0.001095 | 724.13 | 0.00098612 | 595.8848 | 0.03332 | 595.8848 | 0.001 | 593.3901 | 0 | 729.3472 | 0.92326 | 887.8127 | 0.00552 | 729.3472 | 0.00084334 | 887.2423 | 0 | 887.8127 | 0.29585 | 595.8848 | 0.1503
| 593.5082 | 6.8875e-05 | 729.5823 | -0.00023691 | 593.5082 | 0.00156 | 729.5823 | -0.00073053 | 596.004 | 0 | 729.5823 | -0.00057356 | 596.004 | 6.9671e-06 | 724.37 | -0.0019393 | 593.5082 | 0.00803 | 724.37 | -0.0036188 | 724.37 | -0.00063934 | 596.004 | 0.03685 | 596.004 | 0.002 | 593.5082 | 0 | 729.5823 | 0.92982 | 887.9803 | 0.00313 | 729.5823 | 0.0011862 | 887.4103 | 0 | 887.9803 | 0.29746 | 596.004 | 0.15062
| 593.6264 | 0 | 729.8174 | 0.00056316 | 593.6264 | 0 | 729.8174 | -0.00018699 | 596.1233 | 0 | 729.8174 | 0.00037423 | 596.1233 | 7.5047e-06 | 724.6 | 0.00048905 | 593.6264 | 0.0059 | 724.6 | 0.00022331 | 724.6 | -0.0015171 | 596.1233 | 0.03537 | 596.1233 | 0.00179 | 593.6264 | 5.3176e-05 | 729.8174 | 0.93576 | 888.1478 | 0.00589 | 729.8174 | 0.001364 | 887.5782 | 0 | 888.1478 | 0.29818 | 596.1233 | 0.15033
| 593.7445 | 0.00076961 | 730.0526 | -0.00093176 | 593.7445 | 0.00106 | 730.0526 | -0.0013453 | 596.2425 | 0 | 730.0526 | -0.00060058 | 596.2425 | 6.9671e-06 | 724.84 | -0.0018719 | 593.7445 | 0.00718 | 724.84 | -0.0010681 | 724.84 | 0.0009536 | 596.2425 | 0.03765 | 596.2425 | 0.00247 | 593.7445 | 0 | 730.0526 | 0.94113 | 888.3154 | 0.00436 | 730.0526 | -0.00064717 | 887.7462 | 0 | 888.3154 | 0.29992 | 596.2425 | 0.15006
| 593.8627 | 0 | 730.2877 | -6.2994e-05 | 593.8627 | 0 | 730.2877 | 0.00042461 | 596.3617 | 3.2289e-05 | 730.2877 | 0.00036035 | 596.3617 | 7.3815e-06 | 725.07 | -0.00021923 | 593.8627 | 0.00675 | 725.07 | 0.00012645 | 725.07 | -0.001127 | 596.3617 | 0.03697 | 596.3617 | 0.00205 | 593.8627 | 0.00031595 | 730.2877 | 0.94083 | 888.483 | 0.00466 | 730.2877 | 0.00054893 | 887.9142 | 0 | 888.483 | 0.30107 | 596.3617 | 0.14885
| 593.9808 | 0 | 730.5229 | -0.00024896 | 593.9808 | 0.00123 | 730.5229 | -0.00044009 | 596.481 | 0 | 730.5229 | -0.00063039 | 596.481 | 8.5464e-06 | 725.31 | -0.0016358 | 593.9808 | 0.00692 | 725.31 | -0.0014556 | 725.31 | 0.0010186 | 596.481 | 0.03837 | 596.481 | 0.00273 | 593.9808 | 0 | 730.5229 | 0.94265 | 888.6506 | 0.00306 | 730.5229 | 0.00017347 | 888.0822 | 0 | 888.6506 | 0.30358 | 596.481 | 0.14874
| 594.099 | 0.00019796 | 730.758 | 0.00026802 | 594.099 | 0 | 730.758 | 0.00030762 | 596.6002 | 0 | 730.758 | 0.00039034 | 596.6002 | 7.8183e-06 | 725.54 | 0.0016358 | 594.099 | 0.00672 | 725.54 | 0.00038475 | 725.54 | -8.6692e-05 | 596.6002 | 0.03913 | 596.6002 | 0.003 | 594.099 | 0 | 730.758 | 0.94858 | 888.8181 | 0.00438 | 730.758 | 0.0012816 | 888.2502 | 0 | 888.8181 | 0.30572 | 596.6002 | 0.14815
| 594.2172 | 0.00024855 | 730.9932 | -0.001546 | 594.2172 | 0.00031212 | 730.9932 | -0.00052202 | 596.7195 | 1.4682e-05 | 730.9932 | -0.00055393 | 596.7195 | 9.0281e-06 | 725.78 | -0.0010961 | 594.2172 | 0.00706 | 725.78 | -0.00019641 | 725.78 | 0.00075855 | 596.7195 | 0.04001 | 596.7195 | 0.00376 | 594.2172 | 0 | 730.9932 | 0.95112 | 888.9857 | 0.00297 | 730.9932 | -0.0006169 | 888.4181 | 0 | 888.9857 | 0.30884 | 596.7195 | 0.14841
| 594.3354 | 0 | 731.2284 | 0.00022411 | 594.3354 | 0 | 731.2284 | 0.00013857 | 596.8387 | 1.4682e-05 | 731.2284 | 0.00027875 | 596.8387 | 9.0505e-06 | 726.01 | 0.00028669 | 594.3354 | 0.00737 | 726.01 | 0.00032017 | 726.01 | -0.0016472 | 596.8387 | 0.04262 | 596.8387 | 0.00368 | 594.3354 | 0 | 731.2284 | 0.96042 | 889.1533 | 0.00592 | 731.2284 | 0.0023402 | 888.5861 | 0 | 889.1533 | 0.31155 | 596.8387 | 0.14693
| 594.4536 | 0 | 731.4636 | -0.00061525 | 594.4536 | 0.00156 | 731.4636 | -0.0004237 | 596.958 | 1.4682e-05 | 731.4636 | -0.00056104 | 596.958 | 9.3641e-06 | 726.25 | 0.00075887 | 594.4536 | 0.00505 | 726.25 | -6.7263e-05 | 726.25 | -0.0010295 | 596.958 | 0.04353 | 596.958 | 0.00419 | 594.4536 | 0 | 731.4636 | 0.95903 | 889.3209 | 0.00318 | 731.4636 | 0.0016264 | 888.7541 | 0 | 889.3209 | 0.3149 | 596.958 | 0.14593
| 594.5718 | 0 | 731.6988 | -7.6257e-05 | 594.5718 | 0 | 731.6988 | 0.00036711 | 597.0772 | 1.4682e-05 | 731.6988 | 0.0003234 | 597.0772 | 7.1463e-06 | 726.48 | 0.0025127 | 594.5718 | 0.00717 | 726.48 | 0.00077218 | 726.48 | 0.00014088 | 597.0772 | 0.04602 | 597.0772 | 0.0039 | 594.5718 | 0 | 731.6988 | 0.95765 | 889.4885 | 0.00652 | 731.6988 | 0.00098217 | 888.9221 | 0 | 889.4885 | 0.31744 | 597.0772 | 0.14455
| 594.69 | 0.00037433 | 731.934 | -0.00056935 | 594.69 | 0.00128 | 731.934 | -0.00088647 | 597.1965 | 0 | 731.934 | -0.0006384 | 597.1965 | 6.9558e-06 | 726.72 | -0.0017707 | 594.69 | 0.00939 | 726.72 | -0.0010358 | 726.72 | -0.0022323 | 597.1965 | 0.04673 | 597.1965 | 0.00494 | 594.69 | 0 | 731.934 | 0.96371 | 889.6561 | 0.00297 | 731.934 | 4.0596e-05 | 889.0901 | 0 | 889.6561 | 0.31971 | 597.1965 | 0.14483
| 594.8082 | 0 | 732.1692 | 0.00078891 | 594.8082 | 0 | 732.1692 | 0.00057616 | 597.3157 | 0 | 732.1692 | 0.00048471 | 597.3157 | 7.3031e-06 | 726.96 | 0.0031535 | 594.8082 | 0.00817 | 726.96 | -0.0015847 | 726.96 | 0.00053099 | 597.3157 | 0.04862 | 597.3157 | 0.00481 | 594.8082 | 0 | 732.1692 | 0.97666 | 889.8237 | 0.00422 | 732.1692 | 0.0011526 | 889.2582 | 0 | 889.8237 | 0.32039 | 597.3157 | 0.14456
| 594.9264 | 0.00089539 | 732.4045 | -0.0013901 | 594.9264 | 0.00116 | 732.4045 | -0.00097594 | 597.435 | 3.2289e-05 | 732.4045 | -0.00065301 | 597.435 | 9.5769e-06 | 727.19 | -0.00011805 | 594.9264 | 0.00678 | 727.19 | -0.0020045 | 727.19 | -0.0034351 | 597.435 | 0.04904 | 597.435 | 0.00621 | 594.9264 | 0 | 732.4045 | 0.9717 | 889.9913 | 0.0036 | 732.4045 | -0.00014675 | 889.4262 | 0 | 889.9913 | 0.32112 | 597.435 | 0.14501
| 595.0446 | 0 | 732.6397 | -0.00027667 | 595.0446 | 0 | 732.6397 | -7.6821e-05 | 597.5543 | 0 | 732.6397 | 0.00040154 | 597.5543 | 1.0294e-05 | 727.43 | -8.4319e-05 | 595.0446 | 0.00763 | 727.43 | -0.00071299 | 727.43 | 0.00079106 | 597.5543 | 0.0495 | 597.5543 | 0.00584 | 595.0446 | 0.00080395 | 732.6397 | 0.9722 | 890.1589 | 0.00471 | 732.6397 | 0.0011104 | 889.5942 | 0 | 890.1589 | 0.32137 | 597.5543 | 0.14431
| 595.1629 | 0.00124 | 732.8749 | -0.00047631 | 595.1629 | 0.00093636 | 732.8749 | -0.0010799 | 597.6735 | 1.4682e-05 | 732.8749 | -0.00064821 | 597.6735 | 1.0249e-05 | 727.66 | -5.0592e-05 | 595.1629 | 0.00868 | 727.66 | 0.0011596 | 727.66 | 0.00072604 | 597.6735 | 0.04894 | 597.6735 | 0.0069 | 595.1629 | 0.0004311 | 732.8749 | 0.98239 | 890.3265 | 0.00376 | 732.8749 | 4.4272e-05 | 889.7622 | 0 | 890.3265 | 0.32224 | 597.6735 | 0.14462
| 595.2811 | 0 | 733.1102 | -0.000662 | 595.2811 | 0 | 733.1102 | 0.00011417 | 597.7928 | 0 | 733.1102 | 0.0002959 | 597.7928 | 1.0798e-05 | 727.9 | 0.0005565 | 595.2811 | 0.00598 | 727.9 | 0.00032017 | 727.9 | -0.0016797 | 597.7928 | 0.04843 | 597.7928 | 0.00673 | 595.2811 | 0 | 733.1102 | 0.98105 | 890.4941 | 0.00629 | 733.1102 | 0.0012574 | 889.9302 | 0 | 890.4941 | 0.32238 | 597.7928 | 0.14338
| 595.3994 | 0.00075165 | 733.3455 | 5.06e-06 | 595.3994 | 0.00039883 | 733.3455 | -0.0008623 | 597.9121 | 0 | 733.3455 | -0.00051441 | 597.9121 | 9.8569e-06 | 728.13 | 0.0018044 | 595.3994 | 0.0057 | 728.13 | 0.0084562 | 728.13 | 0.0065452 | 597.9121 | 0.04783 | 597.9121 | 0.00781 | 595.3994 | 0 | 733.3455 | 0.98563 | 890.6617 | 0.00404 | 733.3455 | 0.00038652 | 890.0982 | 0 | 890.6617 | 0.3232 | 597.9121 | 0.14309
| 595.5176 | 0 | 733.5808 | -0.00046447 | 595.5176 | 0 | 733.5808 | 0.00026762 | 598.0313 | 1.4682e-05 | 733.5808 | 0.00035159 | 598.0313 | 8.7592e-06 | 728.37 | 0.0011973 | 595.5176 | 0.00697 | 728.37 | -0.0010358 | 728.37 | -0.00073687 | 598.0313 | 0.0474 | 598.0313 | 0.00776 | 595.5176 | 0 | 733.5808 | 0.98118 | 890.8293 | 0.00369 | 733.5808 | 0.0016946 | 890.2663 | 0 | 890.8293 | 0.32371 | 598.0313 | 0.14177
| 595.6359 | 0.00048213 | 733.816 | -8.4593e-06 | 595.6359 | 0.00091902 | 733.816 | -0.00059409 | 598.1506 | 0 | 733.816 | -0.00066012 | 598.1506 | 7.4375e-06 | 728.6 | 0.00038786 | 595.6359 | 0.0065 | 728.6 | -0.0032636 | 728.6 | -0.0025575 | 598.1506 | 0.04803 | 598.1506 | 0.00844 | 595.6359 | 0 | 733.816 | 0.98839 | 890.9969 | 0.00318 | 733.816 | -0.00065274 | 890.4343 | 0 | 890.9969 | 0.32586 | 598.1506 | 0.14193
| 595.7541 | 0 | 734.0513 | 0.00026189 | 595.7541 | 0 | 734.0513 | 7.1678e-05 | 598.2699 | 0 | 734.0513 | 0.00034355 | 598.2699 | 7.4823e-06 | 728.84 | 0.00035414 | 595.7541 | 0.00465 | 728.84 | 0.0013856 | 728.84 | 0.00030341 | 598.2699 | 0.04786 | 598.2699 | 0.00839 | 595.7541 | 3.4411e-05 | 734.0513 | 0.99292 | 891.1645 | 0.00482 | 734.0513 | 0.00097216 | 890.6023 | 0 | 891.1645 | 0.32774 | 598.2699 | 0.14118
| 595.8724 | 8.684e-05 | 734.2866 | 1.5041e-05 | 595.8724 | 0.00091902 | 734.2866 | -0.00092464 | 598.3892 | 1.4682e-05 | 734.2866 | -0.00062814 | 598.3892 | 1.0843e-05 | 729.07 | -0.00079259 | 595.8724 | 0.0057 | 729.07 | -0.00084214 | 729.07 | 0.00066102 | 598.3892 | 0.04911 | 598.3892 | 0.00926 | 595.8724 | 0 | 734.2866 | 0.99216 | 891.3321 | 0.0061 | 734.2866 | -1.9144e-06 | 890.7704 | 0 | 891.3321 | 0.33114 | 598.3892 | 0.14099
| 595.9907 | 0 | 734.5219 | 5.4509e-05 | 595.9907 | 0 | 734.5219 | 0.00035753 | 598.5085 | 1.4682e-05 | 734.5219 | 0.00040795 | 598.5085 | 9.5433e-06 | 729.31 | 0.00052277 | 595.9907 | 0.00604 | 729.31 | 6.1882e-05 | 729.31 | -0.0010945 | 598.5085 | 0.04884 | 598.5085 | 0.00938 | 595.9907 | 0 | 734.5219 | 0.99482 | 891.4998 | 0.00431 | 734.5219 | 0.0031719 | 890.9384 | 0 | 891.4998 | 0.33394 | 598.5085 | 0.14007
| 596.109 | 0.00023058 | 734.7573 | -0.00082933 | 596.109 | 0.00165 | 734.7573 | -0.00054353 | 598.6277 | 1.4682e-05 | 734.7573 | -0.00056648 | 598.6277 | 1.0619e-05 | 729.54 | -0.0037607 | 596.109 | 0.008 | 729.54 | -0.002069 | 729.54 | 0.00075855 | 598.6277 | 0.05053 | 598.6277 | 0.01036 | 596.109 | 0 | 734.7573 | 0.99471 | 891.6674 | 0.00383 | 734.7573 | -0.00037335 | 891.1064 | 0 | 891.6674 | 0.33781 | 598.6277 | 0.14021
| 596.2273 | 0 | 734.9926 | 0.00022215 | 596.2273 | 0 | 734.9926 | -0.0001966 | 598.747 | 1.4682e-05 | 734.9926 | 0.00036239 | 598.747 | 7.7511e-06 | 729.78 | 0.0018044 | 596.2273 | 0.00629 | 729.78 | 0.0011596 | 729.78 | 4.3346e-05 | 598.747 | 0.05094 | 598.747 | 0.01029 | 596.2273 | 0 | 734.9926 | 0.99453 | 891.835 | 0.00578 | 734.9926 | 0.0011405 | 891.2745 | 0 | 891.835 | 0.34038 | 598.747 | 0.13942
| 596.3456 | 0.001 | 735.2279 | -0.001014 | 596.3456 | 0.00091902 | 735.2279 | 9.2617e-06 | 598.8663 | 1.4682e-05 | 735.2279 | -0.00064363 | 598.8663 | 9.3305e-06 | 730.01 | -0.00069142 | 596.3456 | 0.00797 | 730.01 | 0.00015874 | 730.01 | -0.00054182 | 598.8663 | 0.05325 | 598.8663 | 0.0112 | 596.3456 | 0 | 735.2279 | 0.99522 | 892.0026 | 0.00461 | 735.2279 | 0.0011358 | 891.4425 | 0 | 892.0026 | 0.34329 | 598.8663 | 0.13937
| 596.4639 | 0 | 735.4633 | -0.00035492 | 596.4639 | 0 | 735.4633 | -0.00020765 | 598.9856 | 3.2289e-05 | 735.4633 | 0.00029091 | 598.9856 | 7.9303e-06 | 730.25 | 0.0013322 | 596.4639 | 0.0068 | 730.25 | -0.0028761 | 730.25 | 0.00088859 | 598.9856 | 0.05437 | 598.9856 | 0.01113 | 596.4639 | 9.0716e-05 | 735.4633 | 1 | 892.1703 | 0.00466 | 735.4633 | 0.0025049 | 891.6106 | 0 | 892.1703 | 0.3447 | 598.9856 | 0.13803
| 596.5822 | 0.00116 | 735.6987 | 0.00020365 | 596.5822 | 0.00083232 | 735.6987 | -0.00076175 | 599.1049 | 1.4682e-05 | 735.6987 | -0.00057993 | 599.1049 | 7.5607e-06 | 730.48 | -0.00089378 | 596.5822 | 0.00556 | 730.48 | -0.0013264 | 730.48 | -5.4182e-05 | 599.1049 | 0.05672 | 599.1049 | 0.01217 | 596.5822 | 0 | 735.6987 | 0.99684 | 892.3379 | 0.00315 | 735.6987 | 0.0001843 | 891.7786 | 0 | 892.3379 | 0.34653 | 599.1049 | 0.13828
| 596.7006 | 0 | 735.934 | 0.0001719 | 596.7006 | 0 | 735.934 | -7.5628e-05 | 599.2242 | 1.4682e-05 | 735.934 | 0.00042856 | 599.2242 | 6.6198e-06 | 730.72 | 0.0018044 | 596.7006 | 0.00802 | 730.72 | -0.00055155 | 730.72 | 0.002449 | 599.2242 | 0.05804 | 599.2242 | 0.01235 | 596.7006 | 0 | 735.934 | 0.99763 | 892.5055 | 0.00346 | 735.934 | 0.0011782 | 891.9467 | 0 | 892.5055 | 0.34759 | 599.2242 | 0.13766
| 596.8189 | 0.00066181 | 736.1694 | -0.00070614 | 596.8189 | 0.00088435 | 736.1694 | -0.0012311 | 599.3435 | 1.4682e-05 | 736.1694 | -0.00043858 | 599.3435 | 7.9751e-06 | 730.95 | -0.0018381 | 596.8189 | 0.00627 | 730.95 | -0.002521 | 730.95 | -0.00080189 | 599.3435 | 0.0599 | 599.3435 | 0.01345 | 596.8189 | 0 | 736.1694 | 0.99822 | 892.6732 | 0.00489 | 736.1694 | 0.00031171 | 892.1148 | 1.0001e-05 | 892.6732 | 0.34957 | 599.3435 | 0.13834
| 596.9372 | 0 | 736.4048 | 0.00024269 | 596.9372 | 0 | 736.4048 | 0.00023171 | 599.4628 | 0 | 736.4048 | 0.00037214 | 599.4628 | 8.9944e-06 | 731.19 | 0.0010961 | 596.9372 | 0.00661 | 731.19 | -0.002069 | 731.19 | 0.00072604 | 599.4628 | 0.06086 | 599.4628 | 0.01348 | 596.9372 | 0 | 736.4048 | 0.99618 | 892.8408 | 0.00508 | 736.4048 | 0.0013329 | 892.2828 | 0 | 892.8408 | 0.35108 | 599.4628 | 0.13739
| 597.0556 | 0.00030245 | 736.6402 | -0.00093018 | 597.0556 | 0.00065893 | 736.6402 | -0.00084701 | 599.5821 | 3.2289e-05 | 736.6402 | -0.00062215 | 599.5821 | 9.9353e-06 | 731.42 | -1.6864e-05 | 597.0556 | 0.00618 | 731.42 | 0.00028789 | 731.42 | 0.0009536 | 599.5821 | 0.06237 | 599.5821 | 0.0148 | 597.0556 | 0 | 736.6402 | 0.99225 | 893.0084 | 0.0036 | 736.6402 | 0.00046618 | 892.4509 | 1.0001e-05 | 893.0084 | 0.35306 | 599.5821 | 0.13752
| 597.1739 | 0 | 736.8756 | -0.00077834 | 597.1739 | 0 | 736.8756 | 2.0605e-05 | 599.7014 | 1.4682e-05 | 736.8756 | 0.00030721 | 599.7014 | 8.636e-06 | 731.66 | -0.00042159 | 597.1739 | 0.00791 | 731.66 | -0.001617 | 731.66 | 0.00059601 | 599.7014 | 0.06341 | 599.7014 | 0.01473 | 597.1739 | 0 | 736.8756 | 0.98695 | 893.1761 | 0.00545 | 736.8756 | 0.00094645 | 892.619 | 0 | 893.1761 | 0.35447 | 599.7014 | 0.13689
| 597.2923 | 0.00163 | 737.111 | -0.00018154 | 597.2923 | 0.00104 | 737.111 | -0.0010401 | 599.8207 | 0 | 737.111 | -0.00051301 | 599.8207 | 8.4008e-06 | 731.89 | 0.00285 | 597.2923 | 0.00601 | 731.89 | -0.0021336 | 731.89 | -0.001127 | 599.8207 | 0.06515 | 599.8207 | 0.01601 | 597.2923 | 0 | 737.111 | 0.98832 | 893.3437 | 0.00311 | 737.111 | 0.00067722 | 892.7871 | 0 | 893.3437 | 0.3568 | 599.8207 | 0.13682
| 597.4107 | 0 | 737.3464 | -0.00064355 | 597.4107 | 0 | 737.3464 | 9.3499e-05 | 599.9401 | 0 | 737.3464 | 0.00028654 | 599.9401 | 8.6248e-06 | 732.13 | 0.0015008 | 597.4107 | 0.00609 | 732.13 | -0.00058385 | 732.13 | -0.00057433 | 599.9401 | 0.06605 | 599.9401 | 0.01582 | 597.4107 | 0.00080395 | 737.3464 | 0.98324 | 893.5114 | 0.00483 | 737.3464 | 0.003458 | 892.9551 | 0 | 893.5114 | 0.35903 | 599.9401 | 0.13561
| 597.529 | 0.00185 | 737.5818 | -0.00086355 | 597.529 | 0.00076297 | 737.5818 | -0.00094343 | 600.0594 | 0 | 737.5818 | -0.00059361 | 600.0594 | 8.7592e-06 | 732.37 | -0.00059023 | 597.529 | 0.00536 | 732.37 | -0.0019721 | 732.37 | -0.00073687 | 600.0594 | 0.06752 | 600.0594 | 0.01755 | 597.529 | 0 | 737.5818 | 0.97628 | 893.679 | 0.0038 | 737.5818 | 0.0005521 | 893.1232 | 0 | 893.679 | 0.36208 | 600.0594 | 0.13456
| 597.6474 | 0 | 737.8173 | -0.00032853 | 597.6474 | 0 | 737.8173 | -0.00013853 | 600.1787 | 3.2289e-05 | 737.8173 | 0.00026557 | 600.1787 | 8.636e-06 | 732.6 | 0.00042159 | 597.6474 | 0.00567 | 732.6 | -0.00039012 | 732.6 | -0.00080189 | 600.1787 | 0.06808 | 600.1787 | 0.01802 | 597.6474 | 0 | 737.8173 | 0.97829 | 893.8467 | 0.00601 | 737.8173 | 0.0027311 | 893.2913 | 0 | 893.8467 | 0.36434 | 600.1787 | 0.13356
| 597.7658 | 0.00106 | 738.0527 | -0.00021424 | 597.7658 | 0.00108 | 738.0527 | -0.0010302 | 600.298 | 1.4682e-05 | 738.0527 | -0.00060373 | 600.298 | 8.636e-06 | 732.84 | -0.0035246 | 597.7658 | 0.00479 | 732.84 | -0.0024887 | 732.84 | -0.0020698 | 600.298 | 0.0695 | 600.298 | 0.01964 | 597.7658 | 0 | 738.0527 | 0.97587 | 894.0143 | 0.00397 | 738.0527 | 0.0016162 | 893.4594 | 1.0001e-05 | 894.0143 | 0.36658 | 600.298 | 0.13333
| 597.8842 | 0 | 738.2882 | 0.00012167 | 597.8842 | 0 | 738.2882 | 7.171e-05 | 600.4173 | 3.2289e-05 | 738.2882 | 0.00047359 | 600.4173 | 9.3417e-06 | 733.07 | -5.0592e-05 | 597.8842 | 0.00607 | 733.07 | -0.00055155 | 733.07 | 0.0015387 | 600.4173 | 0.07015 | 600.4173 | 0.02041 | 597.8842 | 0 | 738.2882 | 0.97079 | 894.182 | 0.00578 | 738.2882 | 0.002711 | 893.6275 | 0 | 894.182 | 0.36797 | 600.4173 | 0.13285
| 598.0026 | 0.00085945 | 738.5237 | -0.00095451 | 598.0026 | 0.00090168 | 738.5237 | -0.00063832 | 600.5367 | 1.4682e-05 | 738.5237 | -0.00060662 | 600.5367 | 1.1246e-05 | 733.31 | 1.6864e-05 | 598.0026 | 0.00562 | 733.31 | -0.0017139 | 733.31 | 0.00030341 | 600.5367 | 0.07161 | 600.5367 | 0.02151 | 598.0026 | 0 | 738.5237 | 0.96724 | 894.3496 | 0.00441 | 738.5237 | 0.0012257 | 893.7956 | 0 | 894.3496 | 0.37043 | 600.5367 | 0.13245
| 598.121 | 5.399e-05 | 738.7591 | 0.0013189 | 598.121 | 0 | 738.7591 | 0.00026986 | 600.656 | 1.4682e-05 | 738.7591 | 0.00028746 | 600.656 | 1.0059e-05 | 733.54 | -0.00086005 | 598.121 | 0.0049 | 733.54 | 0.00064304 | 733.54 | 1.0836e-05 | 600.656 | 0.07225 | 600.656 | 0.0221 | 598.121 | 0 | 738.7591 | 0.95957 | 894.5173 | 0.00483 | 738.7591 | 0.0028919 | 893.9637 | 0 | 894.5173 | 0.37288 | 600.656 | 0.13144
| 598.2394 | 0.00048213 | 738.9946 | -0.00089751 | 598.2394 | 0.00081498 | 738.9946 | -0.00098787 | 600.7753 | 0 | 738.9946 | -0.0005896 | 600.7753 | 9.5657e-06 | 733.78 | -0.0010961 | 598.2394 | 0.00573 | 733.78 | -0.0028439 | 733.78 | -0.00028175 | 600.7753 | 0.07385 | 600.7753 | 0.02215 | 598.2394 | 0.00011247 | 738.9946 | 0.95867 | 894.685 | 0.00454 | 738.9946 | -0.00071697 | 894.1318 | 0 | 894.685 | 0.37563 | 600.7753 | 0.13106
| 598.3579 | 0 | 739.2301 | 0.00018647 | 598.3579 | 0 | 739.2301 | 3.8663e-05 | 600.8946 | 1.4682e-05 | 739.2301 | 0.0003736 | 600.8946 | 7.5383e-06 | 734.01 | -0.00021923 | 598.3579 | 0.00541 | 734.01 | -0.0032636 | 734.01 | 0.00085607 | 600.8946 | 0.07448 | 600.8946 | 0.02256 | 598.3579 | 5.3176e-05 | 739.2301 | 0.94403 | 894.8526 | 0.00568 | 739.2301 | 0.0042932 | 894.2999 | 0 | 894.8526 | 0.37641 | 600.8946 | 0.13041
| 598.4763 | 0.00037433 | 739.4656 | -0.00025624 | 598.4763 | 0.00074563 | 739.4656 | -0.0006349 | 601.014 | 1.4682e-05 | 739.4656 | -0.00060657 | 601.014 | 8.1656e-06 | 734.25 | -0.0012985 | 598.4763 | 0.00604 | 734.25 | -0.0004547 | 734.25 | -0.00096444 | 601.014 | 0.07577 | 601.014 | 0.02222 | 598.4763 | 0 | 739.4656 | 0.94459 | 895.0203 | 0.00492 | 739.4656 | 0.0018363 | 894.468 | 3.0002e-05 | 895.0203 | 0.37731 | 601.014 | 0.1309
| 598.5947 | 0 | 739.7011 | -6.7492e-05 | 598.5947 | 0 | 739.7011 | 5.3618e-05 | 601.1333 | 3.2289e-05 | 739.7011 | 0.00040892 | 601.1333 | 7.4599e-06 | 734.48 | -0.0020742 | 598.5947 | 0.00663 | 734.48 | 0.00061074 | 734.48 | -0.0017121 | 601.1333 | 0.07633 | 601.1333 | 0.02274 | 598.5947 | 0.00048487 | 739.7011 | 0.93614 | 895.188 | 0.00526 | 739.7011 | 0.0029991 | 894.6361 | 0 | 895.188 | 0.37712 | 601.1333 | 0.13067
| 598.7132 | 0.00078757 | 739.9367 | -0.0006837 | 598.7132 | 0.00074563 | 739.9367 | -0.000268 | 601.2527 | 0 | 739.9367 | -0.0006301 | 601.2527 | 7.4599e-06 | 734.72 | 0.00096123 | 598.7132 | 0.0057 | 734.72 | -0.00061613 | 734.72 | -0.001192 | 601.2527 | 0.0781 | 601.2527 | 0.02212 | 598.7132 | 0 | 739.9367 | 0.92426 | 895.3556 | 0.00297 | 739.9367 | 0.003083 | 894.8042 | 0 | 895.3556 | 0.37816 | 601.2527 | 0.13063
| 598.8316 | 0 | 740.1722 | 0.0001168 | 598.8316 | 0 | 740.1722 | -0.00038332 | 601.372 | 0 | 740.1722 | 0.00036525 | 601.372 | 7.8295e-06 | 734.95 | -0.003221 | 598.8316 | 0.00641 | 734.95 | 0.0029031 | 734.95 | -0.00086692 | 601.372 | 0.07914 | 601.372 | 0.02293 | 598.8316 | 0 | 740.1722 | 0.91972 | 895.5233 | 0.00461 | 740.1722 | 0.0037708 | 894.9723 | 0 | 895.5233 | 0.37903 | 601.372 | 0.12927
| 598.9501 | 0.000554 | 740.4077 | -0.00017461 | 598.9501 | 0.00149 | 740.4077 | -0.00036937 | 601.4913 | 3.2289e-05 | 740.4077 | -0.0005534 | 601.4913 | 9.2073e-06 | 735.19 | -0.0022766 | 598.9501 | 0.00457 | 735.19 | -0.00055155 | 735.19 | -0.001257 | 601.4913 | 0.08078 | 601.4913 | 0.02198 | 598.9501 | 0 | 740.4077 | 0.91112 | 895.691 | 0.00341 | 740.4077 | 0.0032012 | 895.1404 | 0 | 895.691 | 0.38159 | 601.4913 | 0.12847
| 599.0686 | 0 | 740.6433 | 0.00015105 | 599.0686 | 0 | 740.6433 | 0.00024521 | 601.6107 | 0 | 740.6433 | 0.00038945 | 601.6107 | 9.8569e-06 | 735.43 | -0.00011805 | 599.0686 | 0.0076 | 735.43 | -0.0018108 | 735.43 | -0.00099695 | 601.6107 | 0.08175 | 601.6107 | 0.02329 | 599.0686 | 0 | 740.6433 | 0.9109 | 895.8587 | 0.00482 | 740.6433 | 0.0029321 | 895.3085 | 0 | 895.8587 | 0.38401 | 601.6107 | 0.12777
| 599.187 | 0.0007157 | 740.8788 | -0.0011992 | 599.187 | 0.0014 | 740.8788 | -0.00073247 | 601.73 | 0 | 740.8788 | -0.00064037 | 601.73 | 9.8121e-06 | 735.66 | -0.00059023 | 599.187 | 0.00598 | 735.66 | 0.0013533 | 735.66 | -8.6692e-05 | 601.73 | 0.08356 | 601.73 | 0.02263 | 599.187 | 0 | 740.8788 | 0.89549 | 896.0263 | 0.00355 | 740.8788 | 0.0036947 | 895.4767 | 0 | 896.0263 | 0.38694 | 601.73 | 0.12824
| 599.3055 | 0 | 741.1144 | -9.8225e-05 | 599.3055 | 0 | 741.1144 | 0.00032433 | 601.8494 | 1.4682e-05 | 741.1144 | 0.00036003 | 601.8494 | 1.0227e-05 | 735.9 | 0.0013997 | 599.3055 | 0.00601 | 735.9 | -0.00071299 | 735.9 | 0.0018964 | 601.8494 | 0.0846 | 601.8494 | 0.02414 | 599.3055 | 0 | 741.1144 | 0.88612 | 896.194 | 0.00761 | 741.1144 | 0.0031116 | 895.6448 | 0 | 896.194 | 0.38881 | 601.8494 | 0.12821
| 599.424 | 0.00118 | 741.35 | -0.0010585 | 599.424 | 0.00097105 | 741.35 | -0.001059 | 601.9688 | 0 | 741.35 | -0.00062214 | 601.9688 | 1.0876e-05 | 736.13 | -0.0021416 | 599.424 | 0.00681 | 736.13 | -0.0010358 | 736.13 | -0.0012895 | 601.9688 | 0.08598 | 601.9688 | 0.02343 | 599.424 | 0 | 741.35 | 0.88183 | 896.3617 | 0.00408 | 741.35 | 0.0042223 | 895.8129 | 0 | 896.3617 | 0.39147 | 601.9688 | 0.12836
| 599.5425 | 0 | 741.5856 | 0.00025232 | 599.5425 | 0 | 741.5856 | 0.00049022 | 602.0881 | 0 | 741.5856 | 0.00020054 | 602.0881 | 9.7561e-06 | 736.37 | -0.00025296 | 599.5425 | 0.00456 | 736.37 | 0.00090132 | 736.37 | 0.0016038 | 602.0881 | 0.08698 | 602.0881 | 0.02425 | 599.5425 | 0.00033471 | 741.5856 | 0.86441 | 896.5294 | 0.0052 | 741.5856 | 0.0051696 | 895.9811 | 0 | 896.5294 | 0.39398 | 602.0881 | 0.12753
| 599.661 | 0.00111 | 741.8212 | -0.00067976 | 599.661 | 0.00168 | 741.8212 | -0.00067121 | 602.2075 | 3.2289e-05 | 741.8212 | -0.00061013 | 602.2075 | 8.7592e-06 | 736.6 | -0.00075887 | 599.661 | 0.00533 | 736.6 | -0.0016815 | 736.6 | -0.00021673 | 602.2075 | 0.08859 | 602.2075 | 0.02433 | 599.661 | 0 | 741.8212 | 0.85613 | 896.6971 | 0.00506 | 741.8212 | 0.0028312 | 896.1492 | 0 | 896.6971 | 0.39744 | 602.2075 | 0.12745
| 599.7795 | 0 | 742.0568 | -0.00029631 | 599.7795 | 0 | 742.0568 | 0.00020948 | 602.3268 | 1.4682e-05 | 742.0568 | 0.00032249 | 602.3268 | 8.468e-06 | 736.84 | 0.0009275 | 599.7795 | 0.00527 | 736.84 | -0.0011327 | 736.84 | -5.4182e-05 | 602.3268 | 0.08989 | 602.3268 | 0.02413 | 599.7795 | 0 | 742.0568 | 0.84263 | 896.8648 | 0.00499 | 742.0568 | 0.0046804 | 896.3174 | 6.6672e-06 | 896.8648 | 0.40043 | 602.3268 | 0.12685
| 599.898 | 0.00030245 | 742.2924 | -0.00049097 | 599.898 | 0.00053755 | 742.2924 | -0.00065033 | 602.4462 | 0 | 742.2924 | -0.00056979 | 602.4462 | 1.0059e-05 | 737.07 | -0.00015177 | 599.898 | 0.00533 | 737.07 | -0.00077756 | 737.07 | -0.0013871 | 602.4462 | 0.09175 | 602.4462 | 0.02435 | 599.898 | 0 | 742.2924 | 0.83741 | 897.0325 | 0.00477 | 742.2924 | 0.0036682 | 896.4855 | 1.0001e-05 | 897.0325 | 0.40337 | 602.4462 | 0.12691
| 600.0166 | 0 | 742.528 | 0.00025911 | 600.0166 | 0 | 742.528 | -0.00011285 | 602.5656 | 3.2289e-05 | 742.528 | 0.00029051 | 602.5656 | 1.0294e-05 | 737.31 | 0.0023104 | 600.0166 | 0.00658 | 737.31 | -0.0012941 | 737.31 | -5.4182e-05 | 602.5656 | 0.09326 | 602.5656 | 0.0231 | 600.0166 | 0 | 742.528 | 0.81655 | 897.2002 | 0.00552 | 742.528 | 0.0063196 | 896.6536 | 6.6672e-06 | 897.2002 | 0.40515 | 602.5656 | 0.12644
| 600.1351 | 0.00093132 | 742.7636 | -0.00030676 | 600.1351 | 0.0016 | 742.7636 | -0.0013005 | 602.6849 | 0 | 742.7636 | -0.00056804 | 602.6849 | 1.1235e-05 | 737.55 | 0.00072515 | 600.1351 | 0.00579 | 737.55 | -0.00035784 | 737.55 | -0.00298 | 602.6849 | 0.09525 | 602.6849 | 0.02359 | 600.1351 | 0 | 742.7636 | 0.81004 | 897.3679 | 0.00292 | 742.7636 | 0.0035653 | 896.8218 | 0 | 897.3679 | 0.40705 | 602.6849 | 0.12668
| 600.2536 | 0 | 742.9993 | 1.3662e-05 | 600.2536 | 0 | 742.9993 | -0.00013625 | 602.8043 | 0 | 742.9993 | 0.00019575 | 602.8043 | 9.4649e-06 | 737.78 | -0.00069142 | 600.2536 | 0.00564 | 737.78 | 6.1882e-05 | 737.78 | 0.00040094 | 602.8043 | 0.09652 | 602.8043 | 0.02213 | 600.2536 | 0.00091656 | 742.9993 | 0.79752 | 897.5356 | 0.00455 | 742.9993 | 0.0071584 | 896.99 | 6.6672e-06 | 897.5356 | 0.40813 | 602.8043 | 0.12556
| 600.3722 | 0 | 743.2349 | -0.00037956 | 600.3722 | 0.00147 | 743.2349 | -0.00054558 | 602.9237 | 0 | 743.2349 | -0.0005077 | 602.9237 | 9.2073e-06 | 738.02 | 0.0019731 | 600.3722 | 0.00479 | 738.02 | -0.00071299 | 738.02 | -0.00024923 | 602.9237 | 0.09835 | 602.9237 | 0.02282 | 600.3722 | 0 | 743.2349 | 0.78544 | 897.7033 | 0.00389 | 743.2349 | 0.0042534 | 897.1581 | 0 | 897.7033 | 0.41063 | 602.9237 | 0.12515
| 600.4907 | 0 | 743.4706 | 0.00045805 | 600.4907 | 0 | 743.4706 | 0.0001117 | 603.043 | 1.4682e-05 | 743.4706 | 0.0002765 | 603.043 | 7.0679e-06 | 738.25 | 0.00035414 | 600.4907 | 0.00655 | 738.25 | -0.00013183 | 738.25 | -0.0008344 | 603.043 | 0.0998 | 603.043 | 0.02231 | 600.4907 | 0 | 743.4706 | 0.76891 | 897.871 | 0.00534 | 743.4706 | 0.0060049 | 897.3263 | 6.6672e-06 | 897.871 | 0.41233 | 603.043 | 0.12397
| 600.6093 | 0.00147 | 743.7062 | -0.00085939 | 600.6093 | 0.00116 | 743.7062 | -0.0009659 | 603.1624 | 0 | 743.7062 | -0.0006464 | 603.1624 | 7.5383e-06 | 738.49 | -0.0013322 | 600.6093 | 0.00567 | 738.49 | -0.0012619 | 738.49 | -0.001322 | 603.1624 | 0.10177 | 603.1624 | 0.02316 | 600.6093 | 0.00078724 | 743.7062 | 0.76171 | 898.0387 | 0.00415 | 743.7062 | 0.0064223 | 897.4944 | 0 | 898.0387 | 0.41503 | 603.1624 | 0.12413
| 600.7278 | 0 | 743.9419 | 0.00042704 | 600.7278 | 0 | 743.9419 | 7.7315e-05 | 603.2818 | 0 | 743.9419 | 0.00030561 | 603.2818 | 6.3174e-06 | 738.72 | 0.001366 | 600.7278 | 0.0047 | 738.72 | 0.00086903 | 738.72 | -0.00037928 | 603.2818 | 0.10307 | 603.2818 | 0.02276 | 600.7278 | 0 | 743.9419 | 0.73899 | 898.2064 | 0.00559 | 743.9419 | 0.0051347 | 897.6626 | 6.6672e-06 | 898.2064 | 0.41706 | 603.2818 | 0.12342
| 600.8464 | 0 | 744.1776 | -0.00086672 | 600.8464 | 0.00139 | 744.1776 | -0.00087442 | 603.4012 | 0 | 744.1776 | -0.00072086 | 603.4012 | 8.0648e-06 | 738.96 | -0.0022092 | 600.8464 | 0.00579 | 738.96 | -3.4977e-05 | 738.96 | -0.0014196 | 603.4012 | 0.10517 | 603.4012 | 0.02557 | 600.8464 | 0 | 744.1776 | 0.73098 | 898.3741 | 0.00317 | 744.1776 | 0.0057994 | 897.8308 | 1.0001e-05 | 898.3741 | 0.4209 | 603.4012 | 0.12359
| 600.965 | 0 | 744.4133 | -0.00017724 | 600.965 | 0 | 744.4133 | 0.00015375 | 603.5206 | 0 | 744.4133 | 0.00027141 | 603.5206 | 9.4649e-06 | 739.19 | 0.00096123 | 600.965 | 0.00649 | 739.19 | 0.0002556 | 739.19 | 0.00040094 | 603.5206 | 0.10675 | 603.5206 | 0.02645 | 600.965 | 0 | 744.4133 | 0.71647 | 898.5418 | 0.00557 | 744.4133 | 0.0082886 | 897.9989 | 0 | 898.5418 | 0.42417 | 603.5206 | 0.12299
| 601.0836 | 0.00037433 | 744.649 | -0.00044438 | 601.0836 | 0.00104 | 744.649 | -0.00098607 | 603.64 | 3.2289e-05 | 744.649 | -0.00054763 | 603.64 | 9.9577e-06 | 739.43 | -0.0010624 | 601.0836 | 0.00439 | 739.43 | -0.0021336 | 739.43 | -0.00067186 | 603.64 | 0.10872 | 603.64 | 0.02984 | 601.0836 | 0 | 744.649 | 0.7013 | 898.7096 | 0.00362 | 744.649 | 0.0054748 | 898.1671 | 0 | 898.7096 | 0.42816 | 603.64 | 0.12312
| 601.2022 | 0 | 744.8847 | -6.6796e-05 | 601.2022 | 0 | 744.8847 | 2.1882e-05 | 603.7594 | 0 | 744.8847 | 0.00038925 | 603.7594 | 9.3305e-06 | 739.67 | -0.00086005 | 601.2022 | 0.00652 | 739.67 | 0.0009659 | 739.67 | -0.00028175 | 603.7594 | 0.10973 | 603.7594 | 0.02934 | 601.2022 | 0 | 744.8847 | 0.68679 | 898.8773 | 0.00636 | 744.8847 | 0.0069293 | 898.3353 | 0 | 898.8773 | 0.43083 | 603.7594 | 0.12238
| 601.3208 | 0 | 745.1204 | -0.0008781 | 601.3208 | 0.00088435 | 745.1204 | -0.0011822 | 603.8788 | 4.9907e-05 | 745.1204 | -0.000571 | 603.8788 | 7.8743e-06 | 739.9 | -0.0020405 | 601.3208 | 0.00539 | 739.9 | 0.001095 | 739.9 | 0.0033593 | 603.8788 | 0.11156 | 603.8788 | 0.03288 | 601.3208 | 0 | 745.1204 | 0.67626 | 899.045 | 0.00419 | 745.1204 | 0.0074453 | 898.5035 | 1.0001e-05 | 899.045 | 0.43391 | 603.8788 | 0.12209
| 601.4394 | 0 | 745.3561 | 0.00059739 | 601.4394 | 0 | 745.3561 | -5.301e-05 | 603.9982 | 0 | 745.3561 | 0.00035857 | 603.9982 | 7.2807e-06 | 740.14 | -0.00042159 | 601.4394 | 0.00541 | 740.14 | 0.00061074 | 740.14 | 0.0020915 | 603.9982 | 0.11346 | 603.9982 | 0.03344 | 601.4394 | 0.00065379 | 745.3561 | 0.65371 | 899.2127 | 0.00497 | 745.3561 | 0.0086413 | 898.6717 | 0 | 899.2127 | 0.4358 | 603.9982 | 0.12183
| 601.558 | 0.00073368 | 745.5919 | 0.00018913 | 601.558 | 0.00161 | 745.5919 | -0.00067248 | 604.1176 | 1.4682e-05 | 745.5919 | -0.00053983 | 604.1176 | 5.7573e-06 | 740.37 | -0.0012648 | 601.558 | 0.00559 | 740.37 | -0.0023273 | 740.37 | -0.0017771 | 604.1176 | 0.1157 | 604.1176 | 0.03603 | 601.558 | 0 | 745.5919 | 0.6407 | 899.3804 | 0.00343 | 745.5919 | 0.0078146 | 898.8398 | 1.0001e-05 | 899.3804 | 0.43818 | 604.1176 | 0.12181
| 601.6766 | 0 | 745.8276 | 4.9859e-05 | 601.6766 | 0 | 745.8276 | 0.00044707 | 604.237 | 1.4682e-05 | 745.8276 | 0.00042458 | 604.237 | 6.3846e-06 | 740.61 | 0.0013997 | 601.6766 | 0.00428 | 740.61 | -0.0017139 | 740.61 | -0.00028175 | 604.237 | 0.11675 | 604.237 | 0.03521 | 601.6766 | 0 | 745.8276 | 0.62438 | 899.5482 | 0.00621 | 745.8276 | 0.010486 | 899.008 | 0 | 899.5482 | 0.44009 | 604.237 | 0.12102
| 601.7953 | 0.00064383 | 746.0634 | -0.00098816 | 601.7953 | 0.00134 | 746.0634 | -0.00080148 | 604.3564 | 0 | 746.0634 | -0.00062356 | 604.3564 | 8.3448e-06 | 740.84 | -0.00075887 | 601.7953 | 0.0051 | 740.84 | -0.00013183 | 740.84 | -8.6692e-05 | 604.3564 | 0.11837 | 604.3564 | 0.03573 | 601.7953 | 0 | 746.0634 | 0.62148 | 899.7159 | 0.00373 | 746.0634 | 0.0099193 | 899.1762 | 0 | 899.7159 | 0.44259 | 604.3564 | 0.12023
| 601.9139 | 0 | 746.2992 | 0.0004066 | 601.9139 | 0 | 746.2992 | 0.00040157 | 604.4758 | 0 | 746.2992 | 0.00020061 | 604.4758 | 1.0663e-05 | 741.08 | 0.00086005 | 601.9139 | 0.00385 | 741.08 | 0.0013533 | 741.08 | 0.00075855 | 604.4758 | 0.11967 | 604.4758 | 0.03663 | 601.9139 | 0.00042856 | 746.2992 | 0.60151 | 899.8836 | 0.00306 | 746.2992 | 0.010682 | 899.3444 | 0 | 899.8836 | 0.44397 | 604.4758 | 0.11913
| 602.0326 | 0.00131 | 746.5349 | -0.00072323 | 602.0326 | 0.00027745 | 746.5349 | -0.0007873 | 604.5952 | 3.2289e-05 | 746.5349 | -0.000633 | 604.5952 | 1.0563e-05 | 741.31 | -0.0021754 | 602.0326 | 0.00647 | 741.31 | -0.00064841 | 741.31 | -0.0019397 | 604.5952 | 0.12204 | 604.5952 | 0.0373 | 602.0326 | 0 | 746.5349 | 0.58659 | 900.0514 | 0.00475 | 746.5349 | 0.011402 | 899.5126 | 0 | 900.0514 | 0.44625 | 604.5952 | 0.11914
| 602.1512 | 0 | 746.7707 | 0.00033658 | 602.1512 | 0 | 746.7707 | 2.5122e-05 | 604.7146 | 3.2289e-05 | 746.7707 | 0.00046308 | 604.7146 | 9.4873e-06 | 741.55 | 0.00089378 | 602.1512 | 0.00467 | 741.55 | -0.0020367 | 741.55 | 0.0009211 | 604.7146 | 0.12326 | 604.7146 | 0.03921 | 602.1512 | 0 | 746.7707 | 0.57129 | 900.2191 | 0.00403 | 746.7707 | 0.01084 | 899.6808 | 2.6669e-05 | 900.2191 | 0.44827 | 604.7146 | 0.11882
| 602.2699 | 0 | 747.0065 | -2.2276e-05 | 602.2699 | 0.00156 | 747.0065 | -0.00074161 | 604.834 | 1.4682e-05 | 747.0065 | -0.00053166 | 604.834 | 7.5047e-06 | 741.79 | -0.0005565 | 602.2699 | 0.0038 | 741.79 | -0.0012296 | 741.79 | -0.0012895 | 604.834 | 0.12562 | 604.834 | 0.04044 | 602.2699 | 0.00028115 | 747.0065 | 0.56105 | 900.3868 | 0.00543 | 747.0065 | 0.010016 | 899.8491 | 3.0002e-05 | 900.3868 | 0.45133 | 604.834 | 0.11913
| 602.3885 | 0 | 747.2423 | -0.00029493 | 602.3885 | 0 | 747.2423 | 0.0003359 | 604.9534 | 1.4682e-05 | 747.2423 | 0.00035605 | 604.9534 | 6.5974e-06 | 742.02 | 0.0015684 | 602.3885 | 0.00476 | 742.02 | 0.0012888 | 742.02 | 0.0017338 | 604.9534 | 0.127 | 604.9534 | 0.04381 | 602.3885 | 0 | 747.2423 | 0.54425 | 900.5546 | 0.00591 | 747.2423 | 0.012054 | 900.0173 | 0 | 900.5546 | 0.45423 | 604.9534 | 0.11951
| 602.5072 | 0.00026652 | 747.4781 | -0.00019677 | 602.5072 | 0.00081498 | 747.4781 | -0.00054523 | 605.0728 | 3.2289e-05 | 747.4781 | -0.0005005 | 605.0728 | 7.2807e-06 | 742.26 | -0.0016695 | 602.5072 | 0.00672 | 742.26 | 0.0002556 | 742.26 | -8.6692e-05 | 605.0728 | 0.12975 | 605.0728 | 0.045 | 602.5072 | 0 | 747.4781 | 0.52891 | 900.7223 | 0.0036 | 747.4781 | 0.010372 | 900.1855 | 1.0001e-05 | 900.7223 | 0.45822 | 605.0728 | 0.11986
| 602.6259 | 0 | 747.7139 | -0.0003353 | 602.6259 | 0 | 747.7139 | -0.00017873 | 605.1923 | 3.2289e-05 | 747.7139 | 0.00029522 | 605.1923 | 7.5159e-06 | 742.49 | 0.0001855 | 602.6259 | 0.00348 | 742.49 | -0.00080984 | 742.49 | 0.0010836 | 605.1923 | 0.13135 | 605.1923 | 0.04573 | 602.6259 | 7.1951e-05 | 747.7139 | 0.51193 | 900.8901 | 0.00652 | 747.7139 | 0.012387 | 900.3537 | 0 | 900.8901 | 0.46148 | 605.1923 | 0.11992
| 602.7446 | 0.00046416 | 747.9498 | -7.2412e-07 | 602.7446 | 0.00106 | 747.9498 | -0.00097066 | 605.3117 | 0 | 747.9498 | -0.0005504 | 605.3117 | 8.4456e-06 | 742.73 | -0.0019057 | 602.7446 | 0.00698 | 742.73 | -0.00016412 | 742.73 | 0.0017013 | 605.3117 | 0.13429 | 605.3117 | 0.04502 | 602.7446 | 0 | 747.9498 | 0.50599 | 901.0578 | 0.00315 | 747.9498 | 0.011682 | 900.5219 | 3.0002e-05 | 901.0578 | 0.46433 | 605.3117 | 0.1197
| 602.8633 | 0 | 748.1856 | 0.0008658 | 602.8633 | 0 | 748.1856 | 0.00064785 | 605.4311 | 0 | 748.1856 | 0.00034959 | 605.4311 | 8.2664e-06 | 742.96 | -0.00032042 | 602.8633 | 0.00379 | 742.96 | 0.0016439 | 742.96 | -0.00076939 | 605.4311 | 0.13616 | 605.4311 | 0.04441 | 602.8633 | 0 | 748.1856 | 0.49597 | 901.2256 | 0.0042 | 748.1856 | 0.01245 | 900.6901 | 0 | 901.2256 | 0.46531 | 605.4311 | 0.11889
| 602.982 | 0.00021262 | 748.4214 | -0.001186 | 602.982 | 0.00168 | 748.4214 | -0.0008492 | 605.5505 | 3.2289e-05 | 748.4214 | -0.00063863 | 605.5505 | 8.7592e-06 | 743.2 | -0.00045532 | 602.982 | 0.00567 | 743.2 | 6.1882e-05 | 743.2 | 0.00072604 | 605.5505 | 0.13895 | 605.5505 | 0.04437 | 602.982 | 0 | 748.4214 | 0.47535 | 901.3933 | 0.0032 | 748.4214 | 0.014151 | 900.8583 | 0 | 901.3933 | 0.46733 | 605.5505 | 0.11868
| 603.1007 | 0 | 748.6573 | 0.0002328 | 603.1007 | 0 | 748.6573 | 0.00031551 | 605.67 | 0 | 748.6573 | 0.00036116 | 605.67 | 8.0088e-06 | 743.44 | 0.0016358 | 603.1007 | 0.00558 | 743.44 | -9.9549e-05 | 743.44 | 0.0016038 | 605.67 | 0.14073 | 605.67 | 0.04423 | 603.1007 | 0 | 748.6573 | 0.46619 | 901.5611 | 0.00541 | 748.6573 | 0.014231 | 901.0266 | 6.6672e-06 | 901.5611 | 0.46848 | 605.67 | 0.11775
| 603.2194 | 0.00131 | 748.8931 | 0.00023477 | 603.2194 | 0.0013 | 748.8931 | -0.00062571 | 605.7894 | 1.4682e-05 | 748.8931 | -0.00048436 | 605.7894 | 7.7959e-06 | 743.67 | -0.0018719 | 603.2194 | 0.004 | 743.67 | -0.0029085 | 743.67 | -0.00050931 | 605.7894 | 0.14349 | 605.7894 | 0.04562 | 603.2194 | 0 | 748.8931 | 0.45786 | 901.7288 | 0.00359 | 748.8931 | 0.013965 | 901.1948 | 0 | 901.7288 | 0.47077 | 605.7894 | 0.11759
| 603.3381 | 0 | 749.129 | -0.00020896 | 603.3381 | 0 | 749.129 | 0.00038081 | 605.9088 | 1.4682e-05 | 749.129 | 0.00033913 | 605.9088 | 7.3479e-06 | 743.91 | 0.0018381 | 603.3381 | 0.00556 | 743.91 | -0.00077756 | 743.91 | -0.00099695 | 605.9088 | 0.14523 | 605.9088 | 0.04533 | 603.3381 | 0 | 749.129 | 0.44309 | 901.8966 | 0.00345 | 749.129 | 0.014917 | 901.3631 | 0 | 901.8966 | 0.47161 | 605.9088 | 0.11656
| 603.4569 | 0.00010482 | 749.3649 | -0.00051712 | 603.4569 | 0.00149 | 749.3649 | -0.00043762 | 606.0283 | 3.2289e-05 | 749.3649 | -0.00053443 | 606.0283 | 7.2247e-06 | 744.14 | -0.00089378 | 603.4569 | 0.00715 | 744.14 | -0.0032636 | 744.14 | 0.00046596 | 606.0283 | 0.14765 | 606.0283 | 0.04689 | 603.4569 | 3.7485e-05 | 749.3649 | 0.4278 | 902.0644 | 0.00427 | 749.3649 | 0.016723 | 901.5313 | 1.0001e-05 | 902.0644 | 0.47321 | 606.0283 | 0.11648
| 603.5756 | 0 | 749.6008 | -8.4027e-05 | 603.5756 | 0 | 749.6008 | -0.00041685 | 606.1477 | 0 | 749.6008 | 0.00029136 | 606.1477 | 7.7511e-06 | 744.38 | -0.0011973 | 603.5756 | 0.0053 | 744.38 | -0.00013183 | 744.38 | -0.0014846 | 606.1477 | 0.14896 | 606.1477 | 0.04636 | 603.5756 | 0 | 749.6008 | 0.41646 | 902.2321 | 0.00555 | 749.6008 | 0.017965 | 901.6995 | 0 | 902.2321 | 0.47421 | 606.1477 | 0.11582
| 603.6944 | 0.000554 | 749.8367 | -0.0015473 | 603.6944 | 0.00125 | 749.8367 | -0.00070556 | 606.2672 | 1.4682e-05 | 749.8367 | -0.00067626 | 606.2672 | 7.9864e-06 | 744.61 | -1.6864e-05 | 603.6944 | 0.00584 | 744.61 | -0.00022869 | 744.61 | 0.00033593 | 606.2672 | 0.15121 | 606.2672 | 0.04804 | 603.6944 | 0 | 749.8367 | 0.4057 | 902.3999 | 0.00424 | 749.8367 | 0.015514 | 901.8678 | 1.0001e-05 | 902.3999 | 0.47642 | 606.2672 | 0.11598
| 603.8131 | 0 | 750.0726 | 0.00062527 | 603.8131 | 0 | 750.0726 | 0.00036973 | 606.3866 | 1.4682e-05 | 750.0726 | 0.00044255 | 606.3866 | 8.6248e-06 | 744.85 | 0.0015008 | 603.8131 | 0.00453 | 744.85 | -0.0025855 | 744.85 | 0.00036844 | 606.3866 | 0.15292 | 606.3866 | 0.04914 | 603.8131 | 0.00087902 | 750.0726 | 0.39479 | 902.5676 | 0.0039 | 750.0726 | 0.016902 | 902.036 | 0 | 902.5676 | 0.47857 | 606.3866 | 0.11583
| 603.9319 | 0.0017 | 750.3085 | -0.0012608 | 603.9319 | 0.00128 | 750.3085 | -0.00099451 | 606.506 | 0 | 750.3085 | -0.0007226 | 606.506 | 9.9577e-06 | 745.09 | -0.002715 | 603.9319 | 0.0055 | 745.09 | 0.00022331 | 745.09 | 0.00072604 | 606.506 | 0.1559 | 606.506 | 0.05195 | 603.9319 | 0 | 750.3085 | 0.37801 | 902.7354 | 0.00352 | 750.3085 | 0.015747 | 902.2043 | 3.0002e-05 | 902.7354 | 0.48132 | 606.506 | 0.11627
| 604.0507 | 0 | 750.5444 | -0.0008114 | 604.0507 | 0 | 750.5444 | 3.4977e-05 | 606.6255 | 4.9907e-05 | 750.5444 | 0.00033519 | 606.6255 | 1.0305e-05 | 745.32 | 0.0014334 | 604.0507 | 0.00442 | 745.32 | -0.0012619 | 745.32 | -0.00024923 | 606.6255 | 0.1579 | 606.6255 | 0.05326 | 604.0507 | 0.00027841 | 750.5444 | 0.36846 | 902.9032 | 0.00501 | 750.5444 | 0.018691 | 902.3725 | 0 | 902.9032 | 0.48347 | 606.6255 | 0.11557
| 604.1694 | 0.00082352 | 750.7804 | -0.00073309 | 604.1694 | 0.00060691 | 750.7804 | -0.00052719 | 606.745 | 0 | 750.7804 | -0.00060396 | 606.745 | 1.0663e-05 | 745.56 | 0.00089378 | 604.1694 | 0.00544 | 745.56 | -0.0014878 | 745.56 | -0.00093193 | 606.745 | 0.16077 | 606.745 | 0.0551 | 604.1694 | 0 | 750.7804 | 0.36348 | 903.071 | 0.00543 | 750.7804 | 0.018401 | 902.5408 | 0 | 903.071 | 0.48603 | 606.745 | 0.11523
| 604.2882 | 0 | 751.0163 | 0.00011706 | 604.2882 | 0 | 751.0163 | -3.1618e-05 | 606.8644 | 0 | 751.0163 | 0.00034915 | 606.8644 | 8.0312e-06 | 745.79 | -0.0018044 | 604.2882 | 0.00564 | 745.79 | 9.4169e-05 | 745.79 | -0.00080189 | 606.8644 | 0.16264 | 606.8644 | 0.05652 | 604.2882 | 0.0008978 | 751.0163 | 0.34891 | 903.2387 | 0.00524 | 751.0163 | 0.020865 | 902.709 | 0 | 903.2387 | 0.48786 | 606.8644 | 0.11444
| 604.407 | 0.00037433 | 751.2523 | -0.00010421 | 604.407 | 0.0017 | 751.2523 | -0.00083229 | 606.9839 | 0 | 751.2523 | -0.00060131 | 606.9839 | 8.6248e-06 | 746.03 | 0.00075887 | 604.407 | 0.00408 | 746.03 | -0.0015847 | 746.03 | 0.00082357 | 606.9839 | 0.16639 | 606.9839 | 0.0591 | 604.407 | 0 | 751.2523 | 0.33469 | 903.4065 | 0.00419 | 751.2523 | 0.019435 | 902.8773 | 1.0001e-05 | 903.4065 | 0.48984 | 606.9839 | 0.11526
| 604.5258 | 0 | 751.4882 | 0.00058274 | 604.5258 | 0 | 751.4882 | -0.00015919 | 607.1033 | 0 | 751.4882 | 0.00028609 | 607.1033 | 8.468e-06 | 746.27 | 0.0011299 | 604.5258 | 0.00618 | 746.27 | 0.00057846 | 746.27 | -0.0025575 | 607.1033 | 0.16826 | 607.1033 | 0.06003 | 604.5258 | 0 | 751.4882 | 0.32858 | 903.5743 | 0.00403 | 751.4882 | 0.022955 | 903.0456 | 0 | 903.5743 | 0.49136 | 607.1033 | 0.11463
| 604.6446 | 0.0006079 | 751.7242 | 3.2185e-05 | 604.6446 | 0.0004335 | 751.7242 | -0.00090005 | 607.2228 | 1.4682e-05 | 751.7242 | -0.00058398 | 607.2228 | 9.0953e-06 | 746.5 | 0.00086005 | 604.6446 | 0.00485 | 746.5 | -0.0006807 | 746.5 | -0.00080189 | 607.2228 | 0.17084 | 607.2228 | 0.0609 | 604.6446 | 0 | 751.7242 | 0.31886 | 903.7421 | 0.00448 | 751.7242 | 0.021574 | 903.2138 | 3.0002e-05 | 903.7421 | 0.49414 | 607.2228 | 0.11495
| 604.7634 | 0 | 751.9602 | -0.00025477 | 604.7634 | 0 | 751.9602 | 0.00012466 | 607.3422 | 0 | 751.9602 | 0.0004613 | 607.3422 | 9.1065e-06 | 746.74 | 0.00011805 | 604.7634 | 0.00391 | 746.74 | 0.00054618 | 746.74 | 0.00043346 | 607.3422 | 0.17182 | 607.3422 | 0.06113 | 604.7634 | 0.00025964 | 751.9602 | 0.30781 | 903.9099 | 0.00555 | 751.9602 | 0.021422 | 903.3821 | 6.6672e-06 | 903.9099 | 0.49685 | 607.3422 | 0.11376
| 604.8822 | 0.0005001 | 752.1961 | -0.00013954 | 604.8822 | 0.00097105 | 752.1961 | -0.0011242 | 607.4617 | 1.4682e-05 | 752.1961 | -0.00064503 | 607.4617 | 9.7001e-06 | 746.97 | -0.0012985 | 604.8822 | 0.00252 | 746.97 | 0.0018376 | 746.97 | -0.001192 | 607.4617 | 0.17485 | 607.4617 | 0.06233 | 604.8822 | 0 | 752.1961 | 0.29959 | 904.0777 | 0.00557 | 752.1961 | 0.022417 | 903.5504 | 1.0001e-05 | 904.0777 | 0.50127 | 607.4617 | 0.11377
| 605.0011 | 0 | 752.4321 | -0.00065568 | 605.0011 | 0 | 752.4321 | 0.0005533 | 607.5812 | 0 | 752.4321 | 0.00044602 | 607.5812 | 1.0529e-05 | 747.21 | 0.00038786 | 605.0011 | 0.00598 | 747.21 | -0.0010036 | 747.21 | 0.0018639 | 607.5812 | 0.17698 | 607.5812 | 0.06283 | 605.0011 | 0 | 752.4321 | 0.28733 | 904.2455 | 0.00417 | 752.4321 | 0.024292 | 903.7187 | 0 | 904.2455 | 0.5048 | 607.5812 | 0.11264
| 605.1199 | 0 | 752.6681 | -0.00082346 | 605.1199 | 0.00125 | 752.6681 | -0.0012264 | 607.7006 | 1.4682e-05 | 752.6681 | -0.0006347 | 607.7006 | 1.0406e-05 | 747.44 | -0.00045532 | 605.1199 | 0.00496 | 747.44 | -0.00016412 | 747.44 | -0.0014521 | 607.7006 | 0.18041 | 607.7006 | 0.06417 | 605.1199 | 0 | 752.6681 | 0.28003 | 904.4132 | 0.00371 | 752.6681 | 0.02384 | 903.8869 | 0 | 904.4132 | 0.50949 | 607.7006 | 0.11267
| 605.2387 | 0 | 752.9042 | 0.00088564 | 605.2387 | 0 | 752.9042 | 0.00030786 | 607.8201 | 1.4682e-05 | 752.9042 | 0.00027432 | 607.8201 | 9.3081e-06 | 747.68 | -0.0022428 | 605.2387 | 0.003 | 747.68 | 0.00012645 | 747.68 | 0.0018314 | 607.8201 | 0.18254 | 607.8201 | 0.06504 | 605.2387 | 0 | 752.9042 | 0.27139 | 904.581 | 0.00473 | 752.9042 | 0.025853 | 904.0552 | 0 | 904.581 | 0.51255 | 607.8201 | 0.11213
| 605.3576 | 0.00091335 | 753.1402 | -0.00092345 | 605.3576 | 0.00083232 | 753.1402 | -0.0010786 | 607.9396 | 4.9907e-05 | 753.1402 | -0.00068624 | 607.9396 | 8.0536e-06 | 747.92 | -0.00059023 | 605.3576 | 0.00476 | 747.92 | -0.0011327 | 747.92 | -0.00041178 | 607.9396 | 0.18588 | 607.9396 | 0.06706 | 605.3576 | 0 | 753.1402 | 0.26274 | 904.7488 | 0.00301 | 753.1402 | 0.023065 | 904.2235 | 1.0001e-05 | 904.7488 | 0.51606 | 607.9396 | 0.11288
| 605.4764 | 0 | 753.3762 | 0.00060498 | 605.4764 | 0 | 753.3762 | 2.5641e-05 | 608.0591 | 1.4682e-05 | 753.3762 | 0.00039265 | 608.0591 | 6.6982e-06 | 748.15 | 0.00069142 | 605.4764 | 0.00382 | 748.15 | 0.00064304 | 748.15 | -0.00021673 | 608.0591 | 0.18812 | 608.0591 | 0.06811 | 605.4764 | 0 | 753.3762 | 0.25445 | 904.9166 | 0.00547 | 753.3762 | 0.028132 | 904.3918 | 6.6672e-06 | 904.9166 | 0.51733 | 608.0591 | 0.11257
| 605.5953 | 0 | 753.6122 | -0.0006619 | 605.5953 | 0.00149 | 753.6122 | -0.0013971 | 608.1786 | 1.4682e-05 | 753.6122 | -0.00063879 | 608.1786 | 6.183e-06 | 748.39 | -0.0011299 | 605.5953 | 0.00454 | 748.39 | -0.00071299 | 748.39 | 0.0015387 | 608.1786 | 0.19202 | 608.1786 | 0.06963 | 605.5953 | 0 | 753.6122 | 0.24644 | 905.0844 | 0.00457 | 753.6122 | 0.026105 | 904.5601 | 0 | 905.0844 | 0.51841 | 608.1786 | 0.11273
| 605.7142 | 0 | 753.8483 | 0.00074144 | 605.7142 | 0 | 753.8483 | 0.00033729 | 608.298 | 0 | 753.8483 | 0.00031619 | 608.298 | 7.7175e-06 | 748.62 | 0.001737 | 605.7142 | 0.0034 | 748.62 | -0.0010681 | 748.62 | 0.00082357 | 608.298 | 0.1951 | 608.298 | 0.07055 | 605.7142 | 7.1951e-05 | 753.8483 | 0.23749 | 905.2522 | 0.00519 | 753.8483 | 0.027478 | 904.7284 | 6.6672e-06 | 905.2522 | 0.5189 | 608.298 | 0.11144
| 605.8331 | 0.00115 | 754.0844 | -0.0012213 | 605.8331 | 0.00168 | 754.0844 | -0.00060964 | 608.4175 | 1.4682e-05 | 754.0844 | -0.00069385 | 608.4175 | 9.8345e-06 | 748.86 | 0.00038786 | 605.8331 | 0.00488 | 748.86 | -0.0026824 | 748.86 | -0.0015496 | 608.4175 | 0.19921 | 608.4175 | 0.07188 | 605.8331 | 0 | 754.0844 | 0.23103 | 905.42 | 0.00345 | 754.0844 | 0.028756 | 904.8967 | 1.0001e-05 | 905.42 | 0.52098 | 608.4175 | 0.11115
| 605.952 | 0 | 754.3204 | -0.0002367 | 605.952 | 0 | 754.3204 | 0.00036339 | 608.537 | 0 | 754.3204 | 0.00038834 | 608.537 | 1.0327e-05 | 749.1 | 0.0025127 | 605.952 | 0.00516 | 749.1 | 0.00032017 | 749.1 | -0.00028175 | 608.537 | 0.20174 | 608.537 | 0.07307 | 605.952 | 7.1951e-05 | 754.3204 | 0.22328 | 905.5878 | 0.00515 | 754.3204 | 0.030631 | 905.065 | 0 | 905.5878 | 0.52304 | 608.537 | 0.11042
| 606.0708 | 0.00145 | 754.5565 | 4.5092e-05 | 606.0708 | 0.00055488 | 754.5565 | -0.0005773 | 608.6565 | 1.4682e-05 | 754.5565 | -0.00060489 | 608.6565 | 1.0775e-05 | 749.33 | -8.4319e-05 | 606.0708 | 0.00346 | 749.33 | -0.00013183 | 749.33 | -0.00070437 | 608.6565 | 0.20479 | 608.6565 | 0.07451 | 606.0708 | 0 | 754.5565 | 0.21165 | 905.7556 | 0.00413 | 754.5565 | 0.028657 | 905.2333 | 0 | 905.7556 | 0.52585 | 608.6565 | 0.11082
| 606.1898 | 0 | 754.7926 | -0.00090091 | 606.1898 | 0 | 754.7926 | -0.0001853 | 608.776 | 3.2289e-05 | 754.7926 | 0.00043876 | 608.776 | 9.1849e-06 | 749.57 | 8.4319e-05 | 606.1898 | 0.00328 | 749.57 | -0.0019399 | 749.57 | 0.00020589 | 608.776 | 0.20707 | 608.776 | 0.07558 | 606.1898 | 0 | 754.7926 | 0.21202 | 905.9235 | 0.00638 | 754.7926 | 0.03178 | 905.4016 | 2.6669e-05 | 905.9235 | 0.52839 | 608.776 | 0.11034
| 606.3087 | 0.00127 | 755.0287 | -0.00025272 | 606.3087 | 0.00090168 | 755.0287 | -0.00095395 | 608.8955 | 3.2289e-05 | 755.0287 | -0.00057213 | 608.8955 | 9.3081e-06 | 749.8 | -0.00048905 | 606.3087 | 0.00405 | 749.8 | -0.0033282 | 749.8 | -0.00099695 | 608.8955 | 0.21128 | 608.8955 | 0.07722 | 606.3087 | 0 | 755.0287 | 0.20271 | 906.0913 | 0.00501 | 755.0287 | 0.032418 | 905.5699 | 1.0001e-05 | 906.0913 | 0.53238 | 608.8955 | 0.11136
| 606.4276 | 0 | 755.2648 | -0.00043452 | 606.4276 | 0 | 755.2648 | 0.00019057 | 609.015 | 1.4682e-05 | 755.2648 | 0.00023778 | 609.015 | 7.5607e-06 | 750.04 | -0.00086005 | 606.4276 | 0.00485 | 750.04 | -0.0012619 | 750.04 | -0.0016472 | 609.015 | 0.2147 | 609.015 | 0.07844 | 606.4276 | 0 | 755.2648 | 0.19314 | 906.2591 | 0.00533 | 755.2648 | 0.035231 | 905.7382 | 0 | 906.2591 | 0.53556 | 609.015 | 0.11107
| 606.5465 | 0.00091335 | 755.5009 | -0.00046926 | 606.5465 | 0 | 755.5009 | -0.00070201 | 609.1345 | 0 | 755.5009 | -0.00057589 | 609.1345 | 7.2471e-06 | 750.28 | -0.00099496 | 606.5465 | 0.00471 | 750.28 | 0.001773 | 750.28 | -0.00031426 | 609.1345 | 0.21888 | 609.1345 | 0.08025 | 606.5465 | 0 | 755.5009 | 0.18875 | 906.4269 | 0.00542 | 755.5009 | 0.030915 | 905.9066 | 0 | 906.4269 | 0.53916 | 609.1345 | 0.11124
| 606.6654 | 0 | 755.737 | -0.00022316 | 606.6654 | 0 | 755.737 | 0.00019881 | 609.254 | 0 | 755.737 | 0.00040493 | 609.254 | 7.4823e-06 | 750.51 | 0.00079259 | 606.6654 | 0.00479 | 750.51 | 0.00038475 | 750.51 | -0.0010945 | 609.254 | 0.22177 | 609.254 | 0.0815 | 606.6654 | 0 | 755.737 | 0.1849 | 906.5947 | 0.00462 | 755.737 | 0.035222 | 906.0749 | 0 | 906.5947 | 0.54033 | 609.254 | 0.11018
| 606.7844 | 0.00080555 | 755.9731 | 0.00035851 | 606.7844 | 0.00076297 | 755.9731 | -0.0010677 | 609.3735 | 1.4682e-05 | 755.9731 | -0.0005308 | 609.3735 | 8.8712e-06 | 750.75 | -0.0015346 | 606.7844 | 0.00638 | 750.75 | -0.0014556 | 750.75 | 0.00069354 | 609.3735 | 0.22618 | 609.3735 | 0.0837 | 606.7844 | 0 | 755.9731 | 0.17779 | 906.7625 | 0.00317 | 755.9731 | 0.035133 | 906.2432 | 3.0002e-05 | 906.7625 | 0.54148 | 609.3735 | 0.1104
| 606.9033 | 0 | 756.2093 | -0.00055859 | 606.9033 | 0 | 756.2093 | 0.00044519 | 609.493 | 1.4682e-05 | 756.2093 | 0.00036121 | 609.493 | 1.0014e-05 | 750.98 | 0.0010287 | 606.9033 | 0.00402 | 750.98 | 0.00032017 | 750.98 | -0.00018422 | 609.493 | 0.2292 | 609.493 | 0.08492 | 606.9033 | 0 | 756.2093 | 0.1715 | 906.9304 | 0.00425 | 756.2093 | 0.035496 | 906.4115 | 6.6672e-06 | 906.9304 | 0.54114 | 609.493 | 0.1102
| 607.0223 | 0.00033839 | 756.4454 | -0.0010873 | 607.0223 | 0.00072829 | 756.4454 | -0.0011017 | 609.6125 | 1.4682e-05 | 756.4454 | -0.00063736 | 609.6125 | 1.035e-05 | 751.22 | 5.0592e-05 | 607.0223 | 0.0051 | 751.22 | -0.0021658 | 751.22 | -0.00099695 | 609.6125 | 0.23307 | 609.6125 | 0.08684 | 607.0223 | 5.6228e-05 | 756.4454 | 0.16405 | 907.0982 | 0.00443 | 756.4454 | 0.037788 | 906.5799 | 1.0001e-05 | 907.0982 | 0.54266 | 609.6125 | 0.11045
| 607.1412 | 0 | 756.6816 | 0.00022215 | 607.1412 | 0 | 756.6816 | 0.0001859 | 609.732 | 3.2289e-05 | 756.6816 | 0.00028312 | 609.732 | 9.7561e-06 | 751.46 | 0.00042159 | 607.1412 | 0.00538 | 751.46 | -0.0004547 | 751.46 | -0.00034676 | 609.732 | 0.23536 | 609.732 | 0.08779 | 607.1412 | 0.00035349 | 756.6816 | 0.15992 | 907.266 | 0.00578 | 756.6816 | 0.038323 | 906.7482 | 0 | 907.266 | 0.54426 | 609.732 | 0.10964
| 607.2602 | 6.8875e-05 | 756.9177 | -0.00068704 | 607.2602 | 0.00079764 | 756.9177 | -0.00060348 | 609.8515 | 3.2289e-05 | 756.9177 | -0.00078125 | 609.8515 | 9.3305e-06 | 751.69 | -0.00062396 | 607.2602 | 0.00476 | 751.69 | -0.0019399 | 751.69 | -0.0021998 | 609.8515 | 0.23905 | 609.8515 | 0.09006 | 607.2602 | 0 | 756.9177 | 0.15461 | 907.4338 | 0.00505 | 756.9177 | 0.038863 | 906.9165 | 3.0002e-05 | 907.4338 | 0.54703 | 609.8515 | 0.10957
| 607.3792 | 0 | 757.1539 | -0.00096561 | 607.3792 | 0 | 757.1539 | 4.4505e-05 | 609.971 | 3.2289e-05 | 757.1539 | 0.0002868 | 609.971 | 9.3417e-06 | 751.93 | 0.00065769 | 607.3792 | 0.00317 | 751.93 | -0.0027792 | 751.93 | -0.00067186 | 609.971 | 0.2411 | 609.971 | 0.09097 | 607.3792 | 0 | 757.1539 | 0.1503 | 907.6017 | 0.00571 | 757.1539 | 0.039494 | 907.0849 | 0 | 907.6017 | 0.54901 | 609.971 | 0.10878
| 607.4982 | 0.00154 | 757.3901 | -0.00051836 | 607.4982 | 0 | 757.3901 | -0.00093683 | 610.0906 | 0 | 757.3901 | -0.00057201 | 610.0906 | 8.8376e-06 | 752.16 | -0.0020405 | 607.4982 | 0.00437 | 752.16 | 0.00041703 | 752.16 | -0.0025575 | 610.0906 | 0.24469 | 610.0906 | 0.09281 | 607.4982 | 0 | 757.3901 | 0.14657 | 907.7695 | 0.0025 | 757.3901 | 0.041212 | 907.2532 | 3.0002e-05 | 907.7695 | 0.55281 | 610.0906 | 0.1088
| 607.6171 | 0 | 757.6263 | -0.00046569 | 607.6171 | 0 | 757.6263 | 0.00024722 | 610.2101 | 1.4682e-05 | 757.6263 | 0.00014307 | 610.2101 | 8.8712e-06 | 752.4 | -8.4319e-05 | 607.6171 | 0.00431 | 752.4 | -0.0016815 | 752.4 | -0.00080189 | 610.2101 | 0.24736 | 610.2101 | 0.09403 | 607.6171 | 0 | 757.6263 | 0.1414 | 907.9373 | 0.00492 | 757.6263 | 0.042707 | 907.4216 | 0 | 907.9373 | 0.55765 | 610.2101 | 0.10819
| 607.7361 | 0.00064383 | 757.8624 | -0.00045908 | 607.7361 | 0.00132 | 757.8624 | -0.00070342 | 610.3296 | 1.4682e-05 | 757.8624 | -0.0005822 | 610.3296 | 9.1289e-06 | 752.64 | -0.0020742 | 607.7361 | 0.00505 | 752.64 | 0.00077218 | 752.64 | -0.00080189 | 610.3296 | 0.25237 | 610.3296 | 0.09649 | 607.7361 | 0.00080598 | 757.8624 | 0.13574 | 908.1052 | 0.00406 | 757.8624 | 0.042948 | 907.5899 | 3.0002e-05 | 908.1052 | 0.56348 | 610.3296 | 0.10909
| 607.8551 | 0 | 758.0987 | 0.00026144 | 607.8551 | 0 | 758.0987 | 0.00025108 | 610.4491 | 0 | 758.0987 | 0.00039999 | 610.4491 | 9.1513e-06 | 752.87 | 0.0014672 | 607.8551 | 0.0032 | 752.87 | -0.00019641 | 752.87 | 0.0016363 | 610.4491 | 0.25645 | 610.4491 | 0.09821 | 607.8551 | 0 | 758.0987 | 0.13132 | 908.273 | 0.00577 | 758.0987 | 0.043918 | 907.7583 | 0 | 908.273 | 0.56748 | 610.4491 | 0.10976
| 607.9742 | 0.00015871 | 758.3349 | -0.0011 | 607.9742 | 0 | 758.3349 | -0.00090388 | 610.5687 | 0 | 758.3349 | -0.00068605 | 610.5687 | 6.1494e-06 | 753.11 | -0.00052277 | 607.9742 | 0.00275 | 753.11 | -0.00035784 | 753.11 | -2.1673e-05 | 610.5687 | 0.26163 | 610.5687 | 0.101 | 607.9742 | 0 | 758.3349 | 0.12441 | 908.4409 | 0.00535 | 758.3349 | 0.045989 | 907.9266 | 1.0001e-05 | 908.4409 | 0.57175 | 610.5687 | 0.10942
| 608.0932 | 0 | 758.5711 | -0.0010996 | 608.0932 | 0 | 758.5711 | -0.00073317 | 610.6882 | 0 | 758.5711 | -0.00062893 | 610.6882 | 1.6746e-05 | 753.34 | -0.00086005 | 608.0932 | 0.00317 | 753.34 | -0.0020367 | 753.34 | 0.0011487 | 610.6882 | 0.2662 | 610.6882 | 0.10312 | 608.0932 | 0 | 758.5711 | 0.11741 | 908.6087 | 0.00545 | 758.5711 | 0.046041 | 908.095 | 0 | 908.6087 | 0.57653 | 610.6882 | 0.1081
| 608.2122 | 0.00116 | 758.8073 | 0.00022009 | 608.2122 | 0.00076297 | 758.8073 | 0.00063969 | 610.8077 | 3.2289e-05 | 758.8073 | 0.00039585 | 610.8077 | 1.4035e-05 | 753.58 | -0.0024789 | 608.2122 | 0.0051 | 753.58 | -0.00032556 | 753.58 | 0.0011812 | 610.8077 | 0.27033 | 610.8077 | 0.10486 | 608.2122 | 0.00142 | 758.8073 | 0.11209 | 908.7766 | 0.00484 | 758.8073 | 0.048448 | 908.2633 | 3.0002e-05 | 908.7766 | 0.58141 | 610.8077 | 0.10652
| 608.3312 | 0 | 759.0436 | -0.00055986 | 608.3312 | 0 | 759.0436 | -0.0010842 | 610.9273 | 0 | 759.0436 | -0.00079885 | 610.9273 | 2.8742e-05 | 753.82 | -0.0012648 | 608.3312 | 0.00357 | 753.82 | -0.00058385 | 753.82 | -0.001322 | 610.9273 | 0.27412 | 610.9273 | 0.10574 | 608.3312 | 0 | 759.0436 | 0.10877 | 908.9444 | 0.00422 | 759.0436 | 0.047186 | 908.4317 | 0 | 908.9444 | 0.58551 | 610.9273 | 0.10663
| 608.4503 | 0.00145 | 759.2798 | 0.00065691 | 608.4503 | 0.00118 | 759.2798 | 0.00012408 | 611.0468 | 4.9907e-05 | 759.2798 | 0.000348 | 611.0468 | 1.4741e-05 | 754.05 | -0.00025296 | 608.4503 | 0.00405 | 754.05 | 0.0017408 | 754.05 | 0.002124 | 611.0468 | 0.27681 | 611.0468 | 0.10703 | 608.4503 | 0.00118 | 759.2798 | 0.10488 | 909.1122 | 0.00506 | 759.2798 | 0.050647 | 908.6001 | 3.0002e-05 | 909.1122 | 0.58872 | 611.0468 | 0.10661
| 608.5693 | 0 | 759.5161 | -0.00028445 | 608.5693 | 0 | 759.5161 | -0.00031298 | 611.1663 | 0 | 759.5161 | -0.00062988 | 611.1663 | 2.8641e-05 | 754.29 | -0.0013997 | 608.5693 | 0.00229 | 754.29 | -0.00097128 | 754.29 | -0.0022323 | 611.1663 | 0.28102 | 611.1663 | 0.10957 | 608.5693 | 0 | 759.5161 | 0.10342 | 909.2801 | 0.00503 | 759.5161 | 0.051517 | 908.7684 | 0 | 909.2801 | 0.59288 | 611.1663 | 0.10709
| 608.6884 | 0.00041025 | 759.7523 | 0.00034142 | 608.6884 | 0 | 759.7523 | -0.00027998 | 611.2859 | 4.9907e-05 | 759.7523 | 0.0002627 | 611.2859 | 1.3979e-05 | 754.53 | 0.0005565 | 608.6884 | 0.00374 | 754.53 | -0.0010036 | 754.53 | 0.00069354 | 611.2859 | 0.28491 | 611.2859 | 0.11199 | 608.6884 | 0.00184 | 759.7523 | 0.099625 | 909.4479 | 0.00542 | 759.7523 | 0.05337 | 908.9368 | 5.0004e-05 | 909.4479 | 0.59416 | 611.2859 | 0.10674
| 608.8075 | 0 | 759.9886 | -0.00085999 | 608.8075 | 0 | 759.9886 | -0.0012161 | 611.4054 | 0 | 759.9886 | -0.00056653 | 611.4054 | 2.9123e-05 | 754.76 | -0.00089378 | 608.8075 | 0.00212 | 754.76 | -0.0022951 | 754.76 | -0.00054182 | 611.4054 | 0.2901 | 611.4054 | 0.11477 | 608.8075 | 0 | 759.9886 | 0.093142 | 909.6158 | 0.0042 | 759.9886 | 0.05346 | 909.1052 | 0 | 909.6158 | 0.59503 | 611.4054 | 0.10629
| 608.9265 | 0.00109 | 760.2249 | 0.00033972 | 608.9265 | 0.00142 | 760.2249 | -0.00039721 | 611.525 | 3.2289e-05 | 760.2249 | 0.00031771 | 611.525 | 1.5457e-05 | 755 | 0.0025465 | 608.9265 | 0.003 | 755 | -0.00093899 | 755 | 0.0012787 | 611.525 | 0.29421 | 611.525 | 0.11698 | 608.9265 | 0.00078724 | 760.2249 | 0.091193 | 909.7837 | 0.00524 | 760.2249 | 0.056406 | 909.2736 | 3.0002e-05 | 909.7837 | 0.59378 | 611.525 | 0.1056
| 609.0456 | 0 | 760.4612 | -0.00019986 | 609.0456 | 0 | 760.4612 | -0.00088058 | 611.6445 | 0 | 760.4612 | -0.00055346 | 611.6445 | 2.9055e-05 | 755.23 | -0.0010287 | 609.0456 | 0.00414 | 755.23 | -0.003877 | 755.23 | -0.00034676 | 611.6445 | 0.29944 | 611.6445 | 0.11965 | 609.0456 | 0 | 760.4612 | 0.08562 | 909.9515 | 0.00598 | 760.4612 | 0.055055 | 909.442 | 0 | 909.9515 | 0.59498 | 611.6445 | 0.10587
| 609.1647 | 0.00122 | 760.6975 | 0.00024105 | 609.1647 | 0.00246 | 760.6975 | 0.00056923 | 611.7641 | 4.9907e-05 | 760.6975 | 0.00035731 | 611.7641 | 1.3923e-05 | 755.47 | 0.00015177 | 609.1647 | 0.00349 | 755.47 | 0.00086903 | 755.47 | 0.0011487 | 611.7641 | 0.30309 | 611.7641 | 0.12109 | 609.1647 | 0.00107 | 760.6975 | 0.088804 | 910.1194 | 0.00434 | 760.6975 | 0.056073 | 909.6103 | 6.9993e-05 | 910.1194 | 0.59619 | 611.7641 | 0.10618
| 609.2838 | 0 | 760.9338 | -0.00086964 | 609.2838 | 0 | 760.9338 | -0.00046707 | 611.8836 | 0 | 760.9338 | -0.00074921 | 611.8836 | 2.7454e-05 | 755.71 | -0.0018719 | 609.2838 | 0.00394 | 755.71 | 0.00015874 | 755.71 | 0.0017988 | 611.8836 | 0.30806 | 611.8836 | 0.12268 | 609.2838 | 0 | 760.9338 | 0.08599 | 910.2872 | 0.0039 | 760.9338 | 0.056531 | 909.7787 | 0 | 910.2872 | 0.6001 | 611.8836 | 0.10665
| 609.4029 | 0.00039229 | 761.1701 | 0.00046125 | 609.4029 | 0.00151 | 761.1701 | 0.00011336 | 612.0032 | 3.2289e-05 | 761.1701 | 0.00047187 | 612.0032 | 1.3945e-05 | 755.94 | -0.00021923 | 609.4029 | 0.00502 | 755.94 | -0.0016815 | 755.94 | 0.00043346 | 612.0032 | 0.31206 | 612.0032 | 0.12408 | 609.4029 | 0.00131 | 761.1701 | 0.081758 | 910.4551 | 0.00566 | 761.1701 | 0.062947 | 909.9471 | 5.0004e-05 | 910.4551 | 0.60427 | 612.0032 | 0.10629
| 609.522 | 0 | 761.4064 | -0.00035389 | 609.522 | 0 | 761.4064 | -0.00049527 | 612.1227 | 0 | 761.4064 | -0.00060905 | 612.1227 | 2.7073e-05 | 756.18 | -0.0013997 | 609.522 | 0.00439 | 756.18 | 0.00038475 | 756.18 | -0.0013546 | 612.1227 | 0.3178 | 612.1227 | 0.12652 | 609.522 | 0 | 761.4064 | 0.077406 | 910.623 | 0.00506 | 761.4064 | 0.060179 | 910.1155 | 0 | 910.623 | 0.60956 | 612.1227 | 0.10609
| 609.6411 | 0.00041025 | 761.6428 | -0.00038328 | 609.6411 | 0.00186 | 761.6428 | 0.0004909 | 612.2423 | 3.2289e-05 | 761.6428 | 0.00026923 | 612.2423 | 1.3408e-05 | 756.41 | -0.0019393 | 609.6411 | 0.00488 | 756.41 | -0.00042241 | 756.41 | -0.00024923 | 612.2423 | 0.3219 | 612.2423 | 0.128 | 609.6411 | 0.00131 | 761.6428 | 0.076942 | 910.7908 | 0.00267 | 761.6428 | 0.062516 | 910.2839 | 6.9993e-05 | 910.7908 | 0.61262 | 612.2423 | 0.10545
| 609.7602 | 0 | 761.8791 | -0.00062985 | 609.7602 | 0 | 761.8791 | -0.00072164 | 612.3619 | 0 | 761.8791 | -0.00069743 | 612.3619 | 2.8327e-05 | 756.65 | -0.00072515 | 609.7602 | 0.00297 | 756.65 | -0.00084214 | 756.65 | 0.00082357 | 612.3619 | 0.32647 | 612.3619 | 0.13029 | 609.7602 | 0 | 761.8791 | 0.073437 | 910.9587 | 0.00443 | 761.8791 | 0.062268 | 910.4523 | 0 | 910.9587 | 0.61501 | 612.3619 | 0.10562
| 609.8794 | 0.00145 | 762.1155 | 0.00010752 | 609.8794 | 0.00053755 | 762.1155 | 0.00037829 | 612.4814 | 1.4682e-05 | 762.1155 | 0.00026914 | 612.4814 | 1.52e-05 | 756.89 | 0.00032042 | 609.8794 | 0.00278 | 756.89 | 0.0004816 | 756.89 | 0.00030341 | 612.4814 | 0.33041 | 612.4814 | 0.13169 | 609.8794 | 0.00176 | 762.1155 | 0.071258 | 911.1266 | 0.00579 | 762.1155 | 0.064495 | 910.6207 | 3.0002e-05 | 911.1266 | 0.6162 | 612.4814 | 0.10548
| 609.9985 | 0 | 762.3518 | -0.00032559 | 609.9985 | 0 | 762.3518 | -0.00056751 | 612.601 | 0 | 762.3518 | -0.0006706 | 612.601 | 3.0153e-05 | 757.12 | 0.00025296 | 609.9985 | 0.00266 | 757.12 | -0.0012941 | 757.12 | -0.0018422 | 612.601 | 0.33644 | 612.601 | 0.13407 | 609.9985 | 0 | 762.3518 | 0.067566 | 911.2945 | 0.00339 | 762.3518 | 0.06507 | 910.7891 | 0 | 911.2945 | 0.61936 | 612.601 | 0.10585
| 610.1177 | 6.8875e-05 | 762.5882 | -0.00038072 | 610.1177 | 0.00179 | 762.5882 | 0.00057153 | 612.7206 | 4.9907e-05 | 762.5882 | 0.00034139 | 612.7206 | 1.52e-05 | 757.36 | -0.0012648 | 610.1177 | 0.00465 | 757.36 | 0.0007076 | 757.36 | -0.00021673 | 612.7206 | 0.34248 | 612.7206 | 0.13534 | 610.1177 | 0.00178 | 762.5882 | 0.06718 | 911.4624 | 0.00378 | 762.5882 | 0.067241 | 910.9575 | 5.0004e-05 | 911.4624 | 0.62288 | 612.7206 | 0.10524
| 610.2368 | 0 | 762.8246 | -8.8976e-05 | 610.2368 | 0 | 762.8246 | -0.0011793 | 612.8401 | 0 | 762.8246 | -0.00060535 | 612.8401 | 2.9022e-05 | 757.6 | -0.00038786 | 610.2368 | 0.00226 | 757.6 | -0.00032556 | 757.6 | -0.00041178 | 612.8401 | 0.34894 | 612.8401 | 0.13813 | 610.2368 | 0 | 762.8246 | 0.064879 | 911.6302 | 0.00318 | 762.8246 | 0.066049 | 911.1259 | 0 | 911.6302 | 0.62718 | 612.8401 | 0.10508
| 610.356 | 0.00051807 | 763.061 | 0.00020468 | 610.356 | 0.00052021 | 763.061 | 0.00032826 | 612.9597 | 3.2289e-05 | 763.061 | 0.0003841 | 612.9597 | 1.3956e-05 | 757.83 | 0.0015684 | 610.356 | 0.00533 | 757.83 | -3.4977e-05 | 757.83 | -0.00096444 | 612.9597 | 0.35454 | 612.9597 | 0.14057 | 610.356 | 0.00184 | 763.061 | 0.063736 | 911.7981 | 0.00459 | 763.061 | 0.067919 | 911.2944 | 6.9993e-05 | 911.7981 | 0.63011 | 612.9597 | 0.10455
| 610.4751 | 0 | 763.2974 | -0.00053419 | 610.4751 | 0 | 763.2974 | -0.0014697 | 613.0793 | 0 | 763.2974 | -0.00075402 | 613.0793 | 2.7857e-05 | 758.07 | 0.0001855 | 610.4751 | 0.00328 | 758.07 | 0.00073989 | 758.07 | -5.4182e-05 | 613.0793 | 0.36139 | 613.0793 | 0.14368 | 610.4751 | 0 | 763.2974 | 0.058712 | 911.966 | 0.00431 | 763.2974 | 0.069486 | 911.4628 | 0 | 911.966 | 0.63345 | 613.0793 | 0.10503
| 610.5943 | 0.0005001 | 763.5338 | -5.4626e-06 | 610.5943 | 0.00101 | 763.5338 | 0.00024733 | 613.1989 | 3.2289e-05 | 763.5338 | 0.00035677 | 613.1989 | 1.4102e-05 | 758.3 | 0.0015684 | 610.5943 | 0.003 | 758.3 | 0.00054618 | 758.3 | 0.0017988 | 613.1989 | 0.36731 | 613.1989 | 0.14524 | 610.5943 | 0.0015 | 763.5338 | 0.061014 | 912.1339 | 0.00672 | 763.5338 | 0.074728 | 911.6312 | 6.9993e-05 | 912.1339 | 0.63536 | 613.1989 | 0.1047
| 610.7135 | 0 | 763.7702 | 0.00012595 | 610.7135 | 0 | 763.7702 | -0.0014071 | 613.3184 | 0 | 763.7702 | -0.00069134 | 613.3184 | 2.6916e-05 | 758.54 | -0.0013322 | 610.7135 | 0.00115 | 758.54 | -0.00093899 | 758.54 | -0.00070437 | 613.3184 | 0.37412 | 613.3184 | 0.14726 | 610.7135 | 0 | 763.7702 | 0.056463 | 912.3018 | 0.00487 | 763.7702 | 0.074768 | 911.7996 | 0 | 912.3018 | 0.63838 | 613.3184 | 0.1047
| 610.8327 | 0.00076961 | 764.0066 | 0.00017568 | 610.8327 | 0.00146 | 764.0066 | 3.4684e-05 | 613.438 | 4.9907e-05 | 764.0066 | 0.0004009 | 613.438 | 1.3172e-05 | 758.78 | 0.0010961 | 610.8327 | 0.00369 | 758.78 | -0.00051927 | 758.78 | 0.00069354 | 613.438 | 0.37947 | 613.438 | 0.14838 | 610.8327 | 0.00227 | 764.0066 | 0.055896 | 912.4697 | 0.00656 | 764.0066 | 0.07654 | 911.968 | 6.9993e-05 | 912.4697 | 0.6404 | 613.438 | 0.10385
| 610.9519 | 0 | 764.243 | -0.0010666 | 610.9519 | 0 | 764.243 | -0.0011996 | 613.5576 | 0 | 764.243 | -0.00060053 | 613.5576 | 2.6838e-05 | 759.01 | -0.00052277 | 610.9519 | 0.00195 | 759.01 | -0.0011973 | 759.01 | 0.00036844 | 613.5576 | 0.38597 | 613.5576 | 0.1517 | 610.9519 | 0 | 764.243 | 0.053065 | 912.6376 | 0.0048 | 764.243 | 0.076473 | 912.1365 | 0 | 912.6376 | 0.64427 | 613.5576 | 0.10396
| 611.0711 | 0.00037433 | 764.4795 | 7.46e-06 | 611.0711 | 0.00175 | 764.4795 | 2.2023e-05 | 613.6772 | 3.2289e-05 | 764.4795 | 0.00050515 | 613.6772 | 1.4102e-05 | 759.25 | -0.0022092 | 611.0711 | 0.0032 | 759.25 | -0.0021658 | 759.25 | -0.001127 | 613.6772 | 0.39041 | 613.6772 | 0.154 | 611.0711 | 0.00208 | 764.4795 | 0.053796 | 912.8054 | 0.00594 | 764.4795 | 0.07999 | 912.3049 | 6.9993e-05 | 912.8054 | 0.64665 | 613.6772 | 0.10409
| 611.1903 | 0 | 764.7159 | -0.00035983 | 611.1903 | 0 | 764.7159 | -0.00097867 | 613.7968 | 0 | 764.7159 | -0.00073228 | 613.7968 | 2.7611e-05 | 759.49 | 0.00021923 | 611.1903 | 0.00158 | 759.49 | -0.0012941 | 759.49 | 0.00033593 | 613.7968 | 0.39558 | 613.7968 | 0.15723 | 611.1903 | 0 | 764.7159 | 0.049788 | 912.9733 | 0.00469 | 764.7159 | 0.078595 | 912.4733 | 0 | 912.9733 | 0.64982 | 613.7968 | 0.10425
| 611.3095 | 0.00118 | 764.9524 | 0.00019135 | 611.3095 | 0.00147 | 764.9524 | 0.00053543 | 613.9164 | 4.9907e-05 | 764.9524 | 0.00041833 | 613.9164 | 1.3867e-05 | 759.72 | 0.00099496 | 611.3095 | 0.00369 | 759.72 | 0.0024188 | 759.72 | 0.0029691 | 613.9164 | 0.40088 | 613.9164 | 0.15858 | 611.3095 | 0 | 764.9524 | 0.048857 | 913.1412 | 0.00513 | 764.9524 | 0.081461 | 912.6418 | 5.0004e-05 | 913.1412 | 0.65172 | 613.9164 | 0.10387
| 611.4288 | 0 | 765.1888 | -0.0011325 | 611.4288 | 0 | 765.1888 | -0.0011918 | 614.036 | 0 | 765.1888 | -0.00069681 | 614.036 | 2.6132e-05 | 759.96 | -0.0018044 | 611.4288 | 0.00226 | 759.96 | 0.00015874 | 759.96 | -0.001192 | 614.036 | 0.40844 | 614.036 | 0.16181 | 611.4288 | 0 | 765.1888 | 0.049311 | 913.3091 | 0.00596 | 765.1888 | 0.082749 | 912.8102 | 0 | 913.3091 | 0.6552 | 614.036 | 0.1038
| 611.548 | 0.00039229 | 765.4253 | -0.00029288 | 611.548 | 0.00128 | 765.4253 | 5.7508e-05 | 614.1556 | 3.2289e-05 | 765.4253 | 0.0002486 | 614.1556 | 1.2411e-05 | 760.2 | 0.00069142 | 611.548 | 0.00261 | 760.2 | -0.00039012 | 760.2 | 0.0022214 | 614.1556 | 0.41522 | 614.1556 | 0.16381 | 611.548 | 0.00199 | 765.4253 | 0.047379 | 913.477 | 0.00424 | 765.4253 | 0.083754 | 912.9787 | 6.9993e-05 | 913.477 | 0.65801 | 614.1556 | 0.10388
| 611.6672 | 0 | 765.6618 | -0.0017702 | 611.6672 | 0 | 765.6618 | -0.00057884 | 614.2752 | 0 | 765.6618 | -0.00074031 | 614.2752 | 2.6266e-05 | 760.43 | 0.0001855 | 611.6672 | 0.00419 | 760.43 | 0.0015148 | 760.43 | -0.00080189 | 614.2752 | 0.42218 | 614.2752 | 0.16661 | 611.6672 | 0 | 765.6618 | 0.045002 | 913.6449 | 0.00427 | 765.6618 | 0.08624 | 913.1471 | 0 | 913.6449 | 0.66149 | 614.2752 | 0.10438
| 611.7865 | 0.000554 | 765.8983 | -0.00018326 | 611.7865 | 0.0021 | 765.8983 | 0.00023169 | 614.3948 | 1.4682e-05 | 765.8983 | 0.00035748 | 614.3948 | 1.3956e-05 | 760.67 | 0.0020742 | 611.7865 | 0.00408 | 760.67 | 0.00032017 | 760.67 | 0.00040094 | 614.3948 | 0.42729 | 614.3948 | 0.16826 | 611.7865 | 0.00074975 | 765.8983 | 0.043902 | 913.8129 | 0.00397 | 765.8983 | 0.086747 | 913.3156 | 6.9993e-05 | 913.8129 | 0.66346 | 614.3948 | 0.10469
| 611.9058 | 0 | 766.1348 | -0.00031493 | 611.9058 | 0 | 766.1348 | -0.0010933 | 614.5144 | 0 | 766.1348 | -0.00069913 | 614.5144 | 2.9448e-05 | 760.9 | 0.0010624 | 611.9058 | 0.00397 | 760.9 | -0.00064841 | 760.9 | -0.00031426 | 614.5144 | 0.4332 | 614.5144 | 0.17152 | 611.9058 | 0 | 766.1348 | 0.040205 | 913.9808 | 0.00322 | 766.1348 | 0.090669 | 913.484 | 0 | 913.9808 | 0.6661 | 614.5144 | 0.10498
| 612.025 | 0.00073368 | 766.3713 | -0.00036806 | 612.025 | 0.00139 | 766.3713 | 0.0002531 | 614.634 | 3.2289e-05 | 766.3713 | 0.00022808 | 614.634 | 1.5592e-05 | 761.14 | 0.00052277 | 612.025 | 0.00295 | 761.14 | -0.00058385 | 761.14 | 0.00036844 | 614.634 | 0.4381 | 614.634 | 0.17455 | 612.025 | 0.00133 | 766.3713 | 0.040171 | 914.1487 | 0.00415 | 766.3713 | 0.09123 | 913.6525 | 5.0004e-05 | 914.1487 | 0.6681 | 614.634 | 0.10445
| 612.1443 | 0 | 766.6078 | -0.00039682 | 612.1443 | 0 | 766.6078 | -0.00072914 | 614.7536 | 0 | 766.6078 | -0.000728 | 614.7536 | 3.1901e-05 | 761.38 | 0.0001855 | 612.1443 | 0.00283 | 761.38 | -0.0013909 | 761.38 | -0.00080189 | 614.7536 | 0.44407 | 614.7536 | 0.17746 | 612.1443 | 0 | 766.6078 | 0.039882 | 914.3166 | 0.00452 | 766.6078 | 0.091356 | 913.8209 | 0 | 914.3166 | 0.67155 | 614.7536 | 0.10376
| 612.2636 | 0.00116 | 766.8443 | -0.00018566 | 612.2636 | 0.00076297 | 766.8443 | -0.0001549 | 614.8732 | 1.4682e-05 | 766.8443 | 0.00044218 | 614.8732 | 1.6398e-05 | 761.61 | 0.0013322 | 612.2636 | 0.00363 | 761.61 | -0.00061613 | 761.61 | 0.0027091 | 614.8732 | 0.4493 | 614.8732 | 0.1794 | 612.2636 | 0.00146 | 766.8443 | 0.039748 | 914.4845 | 0.00441 | 766.8443 | 0.094328 | 913.9894 | 5.0004e-05 | 914.4845 | 0.67345 | 614.8732 | 0.10281
| 612.3829 | 0 | 767.0809 | -0.00050451 | 612.3829 | 0 | 767.0809 | -0.001132 | 614.9928 | 0 | 767.0809 | -0.00063855 | 614.9928 | 3.0725e-05 | 761.85 | -0.0029849 | 612.3829 | 0.00365 | 761.85 | -0.00080984 | 761.85 | -0.00018422 | 614.9928 | 0.45664 | 614.9928 | 0.18264 | 612.3829 | 0 | 767.0809 | 0.036074 | 914.6524 | 0.00455 | 767.0809 | 0.095036 | 914.1579 | 0 | 914.6524 | 0.67649 | 614.9928 | 0.10278
| 612.5022 | 0.00115 | 767.3174 | 0.00010617 | 612.5022 | 0.00111 | 767.3174 | 0.00011918 | 615.1124 | 4.9907e-05 | 767.3174 | 0.00031026 | 615.1124 | 1.4584e-05 | 762.09 | 0.0010624 | 612.5022 | 0.00351 | 762.09 | 0.0018054 | 762.09 | 0.0019614 | 615.1124 | 0.46318 | 615.1124 | 0.18591 | 612.5022 | 0.00041236 | 767.3174 | 0.036232 | 914.8203 | 0.0035 | 767.3174 | 0.1001 | 914.3263 | 5.0004e-05 | 914.8203 | 0.67781 | 615.1124 | 0.10227
| 612.6215 | 0 | 767.554 | -0.0001873 | 612.6215 | 0 | 767.554 | -0.00047879 | 615.2321 | 0 | 767.554 | -0.00071259 | 615.2321 | 2.8921e-05 | 762.32 | -0.0016695 | 612.6215 | 0.00289 | 762.32 | 0.001095 | 762.32 | -5.4182e-05 | 615.2321 | 0.47054 | 615.2321 | 0.19 | 612.6215 | 0 | 767.554 | 0.032926 | 914.9882 | 0.00436 | 767.554 | 0.098535 | 914.4948 | 0 | 914.9882 | 0.68096 | 615.2321 | 0.10225
| 612.7408 | 0 | 767.7905 | -0.00015859 | 612.7408 | 0.00101 | 767.7905 | 0.00048609 | 615.3517 | 3.2289e-05 | 767.7905 | 0.00047768 | 615.3517 | 1.4573e-05 | 762.56 | -0.0005565 | 612.7408 | 0.00499 | 762.56 | -0.0019076 | 762.56 | -0.0014196 | 615.3517 | 0.47575 | 615.3517 | 0.1924 | 612.7408 | 0.00124 | 767.7905 | 0.033182 | 915.1562 | 0.00529 | 767.7905 | 0.1027 | 914.6633 | 5.0004e-05 | 915.1562 | 0.68269 | 615.3517 | 0.10156
| 612.8601 | 0 | 768.0271 | -0.0011215 | 612.8601 | 0 | 768.0271 | -0.0015988 | 615.4713 | 0 | 768.0271 | -0.0007843 | 615.4713 | 2.9884e-05 | 762.8 | -0.0018719 | 612.8601 | 0.00294 | 762.8 | -0.0012619 | 762.8 | 1.0836e-05 | 615.4713 | 0.48176 | 615.4713 | 0.19544 | 612.8601 | 0 | 768.0271 | 0.0313 | 915.3241 | 0.00432 | 768.0271 | 0.1034 | 914.8318 | 0 | 915.3241 | 0.68623 | 615.4713 | 0.10142
| 612.9794 | 0.00076961 | 768.2637 | 0.00061665 | 612.9794 | 0.00151 | 768.2637 | 0.00041526 | 615.5909 | 1.4682e-05 | 768.2637 | 0.00045857 | 615.5909 | 1.5614e-05 | 763.03 | -0.0009275 | 612.9794 | 0.00459 | 763.03 | -0.0004547 | 763.03 | 0.0027091 | 615.5909 | 0.48627 | 615.5909 | 0.19782 | 612.9794 | 0.00122 | 768.2637 | 0.031276 | 915.492 | 0.00957 | 768.2637 | 0.10801 | 915.0002 | 1.0001e-05 | 915.492 | 0.68842 | 615.5909 | 0.10085
| 613.0988 | 0 | 768.5003 | -0.00088112 | 613.0988 | 0 | 768.5003 | -0.0011406 | 615.7106 | 0 | 768.5003 | -0.00078898 | 615.7106 | 2.9257e-05 | 763.27 | 0.0010624 | 613.0988 | 0.00203 | 763.27 | -0.0012296 | 763.27 | -0.00034676 | 615.7106 | 0.49113 | 615.7106 | 0.20146 | 613.0988 | 0 | 768.5003 | 0.028482 | 915.6599 | 0.00392 | 768.5003 | 0.10484 | 915.1687 | 0 | 915.6599 | 0.69205 | 615.7106 | 0.10173
| 613.2181 | 0.00046416 | 768.7369 | 0.00039754 | 613.2181 | 0.00146 | 768.7369 | -0.00042104 | 615.8302 | 1.4682e-05 | 768.7369 | 0.00063255 | 615.8302 | 1.3956e-05 | 763.5 | 0.0012985 | 613.2181 | 0.00445 | 763.5 | 0.00083675 | 763.5 | 0.00088859 | 615.8302 | 0.49626 | 615.8302 | 0.20436 | 613.2181 | 0.0018 | 768.7369 | 0.031452 | 915.8279 | 0.00471 | 768.7369 | 0.11046 | 915.3372 | 6.9993e-05 | 915.8279 | 0.69412 | 615.8302 | 0.10156
| 613.3375 | 0 | 768.9735 | -0.00088375 | 613.3375 | 0 | 768.9735 | -0.0004212 | 615.9498 | 0 | 768.9735 | -0.00086723 | 615.9498 | 2.835e-05 | 763.74 | -0.0013322 | 613.3375 | 0.00113 | 763.74 | -0.0017461 | 763.74 | -0.001127 | 615.9498 | 0.50318 | 615.9498 | 0.20851 | 613.3375 | 0 | 768.9735 | 0.028889 | 915.9958 | 0.00445 | 768.9735 | 0.10758 | 915.5057 | 0 | 915.9958 | 0.69658 | 615.9498 | 0.10235
| 613.4568 | 0.00127 | 769.2101 | 0.0008132 | 613.4568 | 0.00116 | 769.2101 | 0.00076863 | 616.0694 | 4.9907e-05 | 769.2101 | 0.000437 | 616.0694 | 1.4707e-05 | 763.98 | -0.0022766 | 613.4568 | 0.00445 | 763.98 | -0.00097128 | 763.98 | -0.0017771 | 616.0694 | 0.50977 | 616.0694 | 0.21231 | 613.4568 | 0.00189 | 769.2101 | 0.028728 | 916.1637 | 0.00577 | 769.2101 | 0.11298 | 915.6742 | 5.0004e-05 | 916.1637 | 0.6982 | 616.0694 | 0.10154
| 613.5762 | 0 | 769.4467 | -0.00014509 | 613.5762 | 0 | 769.4467 | -0.00046952 | 616.1891 | 0 | 769.4467 | -0.00077912 | 616.1891 | 2.8585e-05 | 764.21 | -0.001737 | 613.5762 | 0.00212 | 764.21 | -0.001165 | 764.21 | -0.0026549 | 616.1891 | 0.51649 | 616.1891 | 0.21673 | 613.5762 | 0 | 769.4467 | 0.027252 | 916.3317 | 0.00438 | 769.4467 | 0.11278 | 915.8427 | 0 | 916.3317 | 0.70146 | 616.1891 | 0.10164
| 613.6956 | 0.00066181 | 769.6833 | -4.7279e-05 | 613.6956 | 0.00184 | 769.6833 | 0.0002614 | 616.3087 | 1.4682e-05 | 769.6833 | 0.00049605 | 616.3087 | 1.4158e-05 | 764.45 | 0.0015684 | 613.6956 | 0.00431 | 764.45 | -3.4977e-05 | 764.45 | 0.00040094 | 616.3087 | 0.52275 | 616.3087 | 0.22004 | 613.6956 | 0.00080598 | 769.6833 | 0.027251 | 916.4996 | 0.00501 | 769.6833 | 0.11661 | 916.0112 | 1.0001e-05 | 916.4996 | 0.70388 | 616.3087 | 0.10107
| 613.8149 | 0 | 769.9199 | -0.00062736 | 613.8149 | 0 | 769.9199 | -0.00044205 | 616.4284 | 0 | 769.9199 | -0.00078103 | 616.4284 | 2.8271e-05 | 764.69 | -0.0010287 | 613.8149 | 0.00198 | 764.69 | -0.0012619 | 764.69 | -0.0022973 | 616.4284 | 0.53041 | 616.4284 | 0.22349 | 613.8149 | 0 | 769.9199 | 0.025638 | 916.6676 | 0.00445 | 769.9199 | 0.11702 | 916.1797 | 0 | 916.6676 | 0.70686 | 616.4284 | 0.10094
| 613.9343 | 0.00124 | 770.1566 | 7.495e-05 | 613.9343 | 0.00236 | 770.1566 | -5.3671e-05 | 616.548 | 6.7514e-05 | 770.1566 | 0.00044516 | 616.548 | 1.418e-05 | 764.92 | 0.00042159 | 613.9343 | 0.00428 | 764.92 | -0.00035784 | 764.92 | -0.0022648 | 616.548 | 0.53705 | 616.548 | 0.22681 | 613.9343 | 0.00142 | 770.1566 | 0.025009 | 916.8355 | 0.00522 | 770.1566 | 0.12055 | 916.3482 | 5.0004e-05 | 916.8355 | 0.7079 | 616.548 | 0.10126
| 614.0537 | 0 | 770.3932 | -0.00049297 | 614.0537 | 0 | 770.3932 | -0.0019698 | 616.6677 | 0 | 770.3932 | -0.00081061 | 616.6677 | 2.8608e-05 | 765.16 | -0.00062396 | 614.0537 | 0.00078546 | 765.16 | -0.0019076 | 765.16 | -0.0033052 | 616.6677 | 0.54383 | 616.6677 | 0.23052 | 614.0537 | 0 | 770.3932 | 0.022789 | 917.0034 | 0.00422 | 770.3932 | 0.12103 | 916.5167 | 0 | 917.0034 | 0.7103 | 616.6677 | 0.10147
| 614.1731 | 0.00116 | 770.6299 | -0.00012088 | 614.1731 | 0.00135 | 770.6299 | -6.1205e-05 | 616.7873 | 6.7514e-05 | 770.6299 | 0.00037409 | 616.7873 | 1.4494e-05 | 765.4 | -0.00069142 | 614.1731 | 0.00408 | 765.4 | -0.00019641 | 765.4 | 0.0015712 | 616.7873 | 0.54972 | 616.7873 | 0.23363 | 614.1731 | 0.00114 | 770.6299 | 0.026118 | 917.1714 | 0.00596 | 770.6299 | 0.12275 | 916.6852 | 6.9993e-05 | 917.1714 | 0.71107 | 616.7873 | 0.10129
| 614.2926 | 0 | 770.8666 | -0.0015612 | 614.2926 | 0 | 770.8666 | -0.00112 | 616.907 | 0 | 770.8666 | -0.00079418 | 616.907 | 2.7644e-05 | 765.63 | -0.0027488 | 614.2926 | 0.00198 | 765.63 | -0.0012619 | 765.63 | -0.00018422 | 616.907 | 0.55779 | 616.907 | 0.2379 | 614.2926 | 0 | 770.8666 | 0.021652 | 917.3393 | 0.00434 | 770.8666 | 0.12655 | 916.8537 | 0 | 917.3393 | 0.71339 | 616.907 | 0.10036
| 614.412 | 0 | 771.1033 | -0.00042793 | 614.412 | 0.00053755 | 771.1033 | 8.0084e-05 | 617.0266 | 6.7514e-05 | 771.1033 | 0.00036291 | 617.0266 | 1.3217e-05 | 765.87 | -1.6864e-05 | 614.412 | 0.00397 | 765.87 | -0.0015847 | 765.87 | 0.00040094 | 617.0266 | 0.56524 | 617.0266 | 0.24136 | 614.412 | 0.00231 | 771.1033 | 0.021424 | 917.5073 | 0.00345 | 771.1033 | 0.12814 | 917.0222 | 5.0004e-05 | 917.5073 | 0.7153 | 617.0266 | 0.0995
| 614.5314 | 0 | 771.3399 | 0.00060768 | 614.5314 | 0 | 771.3399 | -0.00077028 | 617.1463 | 0 | 771.3399 | -0.00075709 | 617.1463 | 2.7431e-05 | 766.11 | -0.00011805 | 614.5314 | 0.00232 | 766.11 | -0.00013183 | 766.11 | -0.0026224 | 617.1463 | 0.5738 | 617.1463 | 0.24532 | 614.5314 | 0 | 771.3399 | 0.020456 | 917.6752 | 0.00559 | 771.3399 | 0.13342 | 917.1907 | 0 | 917.6752 | 0.71975 | 617.1463 | 0.0991
| 614.6508 | 0.00075165 | 771.5766 | -0.00026823 | 614.6508 | 0.00064159 | 771.5766 | 0.00012073 | 617.2659 | 4.9907e-05 | 771.5766 | 0.00025526 | 617.2659 | 1.427e-05 | 766.34 | 0.0016358 | 614.6508 | 0.00315 | 766.34 | 0.00067532 | 766.34 | 0.00072604 | 617.2659 | 0.58055 | 617.2659 | 0.24728 | 614.6508 | 0.00189 | 771.5766 | 0.023071 | 917.8432 | 0.00464 | 771.5766 | 0.13342 | 917.3593 | 6.9993e-05 | 917.8432 | 0.72407 | 617.2659 | 0.09842
| 614.7703 | 0 | 771.8133 | -8.7704e-05 | 614.7703 | 0 | 771.8133 | -0.00082334 | 617.3856 | 0 | 771.8133 | -0.00062959 | 617.3856 | 2.8473e-05 | 766.58 | 0.00038786 | 614.7703 | 0.00303 | 766.58 | -0.00042241 | 766.58 | -0.0016472 | 617.3856 | 0.58901 | 617.3856 | 0.25138 | 614.7703 | 0 | 771.8133 | 0.020889 | 918.0111 | 0.0042 | 771.8133 | 0.13075 | 917.5278 | 0 | 918.0111 | 0.72905 | 617.3856 | 0.09862
| 614.8897 | 6.8875e-05 | 772.0501 | -0.0012716 | 614.8897 | 0.00147 | 772.0501 | 0.00021983 | 617.5052 | 3.2289e-05 | 772.0501 | 0.00037628 | 617.5052 | 1.4259e-05 | 766.82 | -0.00028669 | 614.8897 | 0.00337 | 766.82 | 0.0011273 | 766.82 | 0.00033593 | 617.5052 | 0.59576 | 617.5052 | 0.25443 | 614.8897 | 0.0021 | 772.0501 | 0.021514 | 918.1791 | 0.00682 | 772.0501 | 0.13939 | 917.6963 | 5.0004e-05 | 918.1791 | 0.7316 | 617.5052 | 0.09856
| 615.0092 | 0 | 772.2868 | -0.0001004 | 615.0092 | 0 | 772.2868 | -0.00096568 | 617.6249 | 0 | 772.2868 | -0.00084884 | 617.6249 | 2.8944e-05 | 767.05 | -0.00025296 | 615.0092 | 0.00405 | 767.05 | 0.00073989 | 767.05 | 0.0011812 | 617.6249 | 0.60347 | 617.6249 | 0.25941 | 615.0092 | 0 | 772.2868 | 0.019626 | 918.347 | 0.00457 | 772.2868 | 0.13992 | 917.8648 | 0 | 918.347 | 0.73358 | 617.6249 | 0.09923
| 615.1287 | 0.00188 | 772.5235 | -0.00016037 | 615.1287 | 0.00062425 | 772.5235 | -5.9872e-05 | 617.7446 | 1.4682e-05 | 772.5235 | 0.00029851 | 617.7446 | 1.4841e-05 | 767.29 | 0.00059023 | 615.1287 | 0.00286 | 767.29 | 0.0025157 | 767.29 | 0.0009211 | 617.7446 | 0.6095 | 617.7446 | 0.26239 | 615.1287 | 0.00105 | 772.5235 | 0.017837 | 918.515 | 0.00406 | 772.5235 | 0.14629 | 918.0334 | 6.9993e-05 | 918.515 | 0.7338 | 617.7446 | 0.09882
| 615.2481 | 0 | 772.7602 | -0.00075842 | 615.2481 | 0 | 772.7602 | -0.0015018 | 617.8642 | 0 | 772.7602 | -0.00070248 | 617.8642 | 2.7924e-05 | 767.53 | -0.00025296 | 615.2481 | 0.00337 | 767.53 | -0.0010681 | 767.53 | -0.00063934 | 617.8642 | 0.61761 | 617.8642 | 0.26774 | 615.2481 | 0 | 772.7602 | 0.017579 | 918.683 | 0.00436 | 772.7602 | 0.14577 | 918.2019 | 0 | 918.683 | 0.73524 | 617.8642 | 0.09961
| 615.3676 | 0.00041025 | 772.997 | 0.00069081 | 615.3676 | 0.00149 | 772.997 | -0.00020169 | 617.9839 | 3.2289e-05 | 772.997 | 0.00057014 | 617.9839 | 1.3217e-05 | 767.76 | -8.4319e-05 | 615.3676 | 0.00241 | 767.76 | 0.00041703 | 767.76 | -0.0015171 | 617.9839 | 0.62502 | 617.9839 | 0.27215 | 615.3676 | 0.00169 | 772.997 | 0.01892 | 918.8509 | 0.00545 | 772.997 | 0.14691 | 918.3705 | 5.0004e-05 | 918.8509 | 0.73523 | 617.9839 | 0.09956
| 615.4871 | 0 | 773.2338 | -0.00025028 | 615.4871 | 0 | 773.2338 | -0.00096729 | 618.1036 | 0 | 773.2338 | -0.0007632 | 618.1036 | 2.6031e-05 | 768 | -0.0015008 | 615.4871 | 0.00243 | 768 | -0.00093899 | 768 | 0.00082357 | 618.1036 | 0.63442 | 618.1036 | 0.27808 | 615.4871 | 0 | 773.2338 | 0.016015 | 919.0189 | 0.00547 | 773.2338 | 0.15346 | 918.539 | 0 | 919.0189 | 0.73673 | 618.1036 | 0.10017
| 615.6066 | 0.00087741 | 773.4705 | 0.00067414 | 615.6066 | 0.00165 | 773.4705 | -0.0001158 | 618.2233 | 3.2289e-05 | 773.4705 | 0.00045554 | 618.2233 | 1.3139e-05 | 768.24 | -0.00096123 | 615.6066 | 0.00255 | 768.24 | 0.00012645 | 768.24 | -0.00089942 | 618.2233 | 0.64232 | 618.2233 | 0.28129 | 615.6066 | 0.00089971 | 773.4705 | 0.015772 | 919.1869 | 0.00496 | 773.4705 | 0.15226 | 918.7075 | 6.9993e-05 | 919.1869 | 0.73613 | 618.2233 | 0.09958
| 615.7261 | 0 | 773.7073 | -0.0015804 | 615.7261 | 0 | 773.7073 | -0.00080698 | 618.3429 | 0 | 773.7073 | -0.00074791 | 618.3429 | 2.7017e-05 | 768.47 | -0.00065769 | 615.7261 | 0.00087064 | 768.47 | -0.002521 | 768.47 | -0.001127 | 618.3429 | 0.65213 | 618.3429 | 0.28509 | 615.7261 | 0 | 773.7073 | 0.016268 | 919.3548 | 0.00438 | 773.7073 | 0.155 | 918.8761 | 0 | 919.3548 | 0.73665 | 618.3429 | 0.09969
| 615.8456 | 0.00073368 | 773.9441 | 0.00047636 | 615.8456 | 0.00079764 | 773.9441 | -0.00032054 | 618.4626 | 1.4682e-05 | 773.9441 | 0.00045852 | 618.4626 | 1.4102e-05 | 768.71 | 0.00035414 | 615.8456 | 0.00397 | 768.71 | 0.00093361 | 768.71 | 0.00072604 | 618.4626 | 0.66072 | 618.4626 | 0.28743 | 615.8456 | 0.00093719 | 773.9441 | 0.015173 | 919.5228 | 0.006 | 773.9441 | 0.1566 | 919.0446 | 6.9993e-05 | 919.5228 | 0.7353 | 618.4626 | 0.09859
| 615.9651 | 0 | 774.1809 | -0.0008034 | 615.9651 | 0 | 774.1809 | -0.0019704 | 618.5823 | 0 | 774.1809 | -0.00076355 | 618.5823 | 2.7723e-05 | 768.95 | -0.00089378 | 615.9651 | 0.00323 | 768.95 | -0.0004547 | 768.95 | 0.0015387 | 618.5823 | 0.67142 | 618.5823 | 0.29158 | 615.9651 | 0 | 774.1809 | 0.014955 | 919.6908 | 0.00387 | 774.1809 | 0.15617 | 919.2132 | 0 | 919.6908 | 0.7366 | 618.5823 | 0.09812
| 616.0847 | 0.00174 | 774.4177 | -0.00069411 | 616.0847 | 0.0018 | 774.4177 | 0.00068184 | 618.702 | 0 | 774.4177 | 0.00046569 | 618.702 | 1.3867e-05 | 769.18 | 0.00069142 | 616.0847 | 0.00315 | 769.18 | -0.0010681 | 769.18 | -0.00089942 | 618.702 | 0.67959 | 618.702 | 0.29492 | 616.0847 | 0.00080598 | 774.4177 | 0.016537 | 919.8587 | 0.00538 | 774.4177 | 0.16324 | 919.3818 | 5.0004e-05 | 919.8587 | 0.73781 | 618.702 | 0.09733
| 616.2042 | 0 | 774.6545 | -0.0002094 | 616.2042 | 0 | 774.6545 | -0.00076591 | 618.8217 | 0 | 774.6545 | -0.0005899 | 618.8217 | 2.6759e-05 | 769.42 | -0.0013997 | 616.2042 | 0.00206 | 769.42 | 0.002096 | 769.42 | -0.0024598 | 618.8217 | 0.68865 | 618.8217 | 0.30029 | 616.2042 | 0 | 774.6545 | 0.015568 | 920.0267 | 0.00594 | 774.6545 | 0.16632 | 919.5503 | 0 | 920.0267 | 0.74073 | 618.8217 | 0.09799
| 616.3238 | 0.00058994 | 774.8913 | 0.00049365 | 616.3238 | 0.00101 | 774.8913 | 0.00049286 | 618.9414 | 6.7514e-05 | 774.8913 | 0.00061134 | 618.9414 | 1.2993e-05 | 769.66 | 0.0019393 | 616.3238 | 0.00221 | 769.66 | -0.00048698 | 769.66 | 0.0013763 | 618.9414 | 0.69416 | 618.9414 | 0.30419 | 616.3238 | 0.00139 | 774.8913 | 0.015577 | 920.1947 | 0.0048 | 774.8913 | 0.16752 | 919.7189 | 5.0004e-05 | 920.1947 | 0.74125 | 618.9414 | 0.09803
| 616.4433 | 0 | 775.1281 | -0.00091385 | 616.4433 | 0 | 775.1281 | -0.0011668 | 619.061 | 0 | 775.1281 | -0.0008781 | 619.061 | 2.6737e-05 | 769.89 | 0.00082632 | 616.4433 | 0.00266 | 769.89 | -0.00026098 | 769.89 | -0.00080189 | 619.061 | 0.70006 | 619.061 | 0.30976 | 616.4433 | 0 | 775.1281 | 0.01321 | 920.3627 | 0.00445 | 775.1281 | 0.16936 | 919.8874 | 0 | 920.3627 | 0.74171 | 619.061 | 0.09849
| 616.5629 | 0.00167 | 775.3649 | 0.00047869 | 616.5629 | 0.0013 | 775.3649 | 0.00016401 | 619.1807 | 4.9907e-05 | 775.3649 | 0.00044989 | 619.1807 | 1.4001e-05 | 770.13 | 0.00052277 | 616.5629 | 0.00249 | 770.13 | -0.0004547 | 770.13 | 0.00075855 | 619.1807 | 0.70323 | 619.1807 | 0.31357 | 616.5629 | 0.00169 | 775.3649 | 0.014181 | 920.5307 | 0.00526 | 775.3649 | 0.17206 | 920.056 | 5.0004e-05 | 920.5307 | 0.74121 | 619.1807 | 0.09782
| 616.6824 | 0 | 775.6018 | -0.00083593 | 616.6824 | 0 | 775.6018 | -0.0012954 | 619.3004 | 0 | 775.6018 | -0.00072036 | 619.3004 | 2.7958e-05 | 770.37 | -0.0022092 | 616.6824 | 0.00297 | 770.37 | -0.0024564 | 770.37 | -0.0011595 | 619.3004 | 0.70902 | 619.3004 | 0.31952 | 616.6824 | 0 | 775.6018 | 0.011029 | 920.6987 | 0.00608 | 775.6018 | 0.17379 | 920.2246 | 0 | 920.6987 | 0.74147 | 619.3004 | 0.09793
| 616.802 | 0.00078757 | 775.8386 | -0.00094513 | 616.802 | 0.00088435 | 775.8386 | -0.00024978 | 619.4201 | 4.9907e-05 | 775.8386 | 0.00040296 | 619.4201 | 1.4337e-05 | 770.6 | 0.0011299 | 616.802 | 0.00354 | 770.6 | -6.7263e-05 | 770.6 | -0.00073687 | 619.4201 | 0.71434 | 619.4201 | 0.32247 | 616.802 | 0.00080598 | 775.8386 | 0.013018 | 920.8666 | 0.00401 | 775.8386 | 0.17829 | 920.3931 | 8.9995e-05 | 920.8666 | 0.74079 | 619.4201 | 0.09682
| 616.9216 | 0 | 776.0755 | -0.00088976 | 616.9216 | 0 | 776.0755 | -0.00084825 | 619.5398 | 0 | 776.0755 | -0.00076554 | 619.5398 | 2.9313e-05 | 770.84 | -0.0013322 | 616.9216 | 0.00306 | 770.84 | 0.0017408 | 770.84 | 0.00027091 | 619.5398 | 0.72175 | 619.5398 | 0.32579 | 616.9216 | 0 | 776.0755 | 0.01238 | 921.0346 | 0.00482 | 776.0755 | 0.18639 | 920.5617 | 0 | 921.0346 | 0.74141 | 619.5398 | 0.09602
| 617.0412 | 0.0012 | 776.3123 | 2.5614e-05 | 617.0412 | 0.00189 | 776.3123 | 0.00011505 | 619.6595 | 3.2289e-05 | 776.3123 | 0.00054268 | 619.6595 | 1.539e-05 | 771.08 | -0.00072515 | 617.0412 | 0.00451 | 771.08 | -0.00016412 | 771.08 | -0.0013546 | 619.6595 | 0.72927 | 619.6595 | 0.32701 | 617.0412 | 0.00124 | 776.3123 | 0.013586 | 921.2026 | 0.00461 | 776.3123 | 0.18448 | 920.7303 | 6.9993e-05 | 921.2026 | 0.74285 | 619.6595 | 0.09473
| 617.1608 | 0 | 776.5492 | -0.0013974 | 617.1608 | 0 | 776.5492 | -0.001247 | 619.7792 | 0 | 776.5492 | -0.00086876 | 619.7792 | 2.8271e-05 | 771.31 | -0.00021923 | 617.1608 | 0.00195 | 771.31 | -0.00013183 | 771.31 | -0.00044429 | 619.7792 | 0.73933 | 619.7792 | 0.33098 | 617.1608 | 0 | 776.5492 | 0.011001 | 921.3706 | 0.00464 | 776.5492 | 0.1882 | 920.8989 | 0 | 921.3706 | 0.74689 | 619.7792 | 0.0956
| 617.2804 | 0.00042823 | 776.7861 | -9.2887e-05 | 617.2804 | 0.00149 | 776.7861 | 0.00034533 | 619.8989 | 1.4682e-05 | 776.7861 | 0.00040228 | 619.8989 | 1.3139e-05 | 771.55 | 0.00052277 | 617.2804 | 0.00369 | 771.55 | 0.0012242 | 771.55 | -0.00086692 | 619.8989 | 0.74861 | 619.8989 | 0.3357 | 617.2804 | 0.00176 | 776.7861 | 0.01137 | 921.5386 | 0.00336 | 776.7861 | 0.19081 | 921.0675 | 3.0002e-05 | 921.5386 | 0.75008 | 619.8989 | 0.09628
| 617.4 | 0 | 777.023 | -8.2665e-05 | 617.4 | 0 | 777.023 | -0.00092539 | 620.0186 | 0 | 777.023 | -0.0008347 | 620.0186 | 2.6311e-05 | 771.79 | -0.0020405 | 617.4 | 0.00078546 | 771.79 | -0.001165 | 771.79 | -0.0027849 | 620.0186 | 0.75742 | 620.0186 | 0.34187 | 617.4 | 0 | 777.023 | 0.0092801 | 921.7066 | 0.00397 | 777.023 | 0.19385 | 921.2361 | 0 | 921.7066 | 0.75323 | 620.0186 | 0.09709
| 617.5196 | 0.00098522 | 777.2599 | 0.00012445 | 617.5196 | 0.00113 | 777.2599 | 0.00071265 | 620.1383 | 3.2289e-05 | 777.2599 | 0.00039348 | 620.1383 | 1.3329e-05 | 772.02 | 0.00052277 | 617.5196 | 0.00227 | 772.02 | -0.0010358 | 772.02 | -0.00018422 | 620.1383 | 0.76416 | 620.1383 | 0.3473 | 617.5196 | 0.00118 | 777.2599 | 0.012049 | 921.8746 | 0.00545 | 777.2599 | 0.2011 | 921.4046 | 0.00011 | 921.8746 | 0.75431 | 620.1383 | 0.09648
| 617.6392 | 0 | 777.4968 | -0.00082171 | 617.6392 | 0 | 777.4968 | -0.00098189 | 620.2581 | 0 | 777.4968 | -0.0007813 | 620.2581 | 2.6703e-05 | 772.26 | -0.00038786 | 617.6392 | 0.00345 | 772.26 | -0.0010036 | 772.26 | -0.0018422 | 620.2581 | 0.77133 | 620.2581 | 0.35353 | 617.6392 | 0 | 777.4968 | 0.012166 | 922.0426 | 0.00543 | 777.4968 | 0.19697 | 921.5733 | 0 | 922.0426 | 0.7565 | 620.2581 | 0.0963
| 617.7589 | 0 | 777.7337 | 0.00025849 | 617.7589 | 0.00084967 | 777.7337 | -0.00024881 | 620.3778 | 3.2289e-05 | 777.7337 | 0.00043384 | 620.3778 | 1.3643e-05 | 772.5 | 0.0001855 | 617.7589 | 0.00309 | 772.5 | 0.0021928 | 772.5 | 0.0029042 | 620.3778 | 0.77659 | 620.3778 | 0.35901 | 617.7589 | 0.00065603 | 777.7337 | 0.0099684 | 922.2106 | 0.00665 | 777.7337 | 0.20516 | 921.7418 | 3.0002e-05 | 922.2106 | 0.75842 | 620.3778 | 0.09569
| 617.8785 | 0 | 777.9706 | -0.00054362 | 617.8785 | 0 | 777.9706 | -0.00052847 | 620.4975 | 0 | 777.9706 | -0.00077442 | 620.4975 | 2.9369e-05 | 772.73 | -0.00082632 | 617.8785 | 0.0015 | 772.73 | -0.0006807 | 772.73 | -0.0017121 | 620.4975 | 0.78276 | 620.4975 | 0.36516 | 617.8785 | 0 | 777.9706 | 0.011154 | 922.3786 | 0.00448 | 777.9706 | 0.20475 | 921.9104 | 0 | 922.3786 | 0.7622 | 620.4975 | 0.09552
| 617.9982 | 0.00041025 | 778.2076 | 0.00079388 | 617.9982 | 0.00084967 | 778.2076 | 0.00033819 | 620.6172 | 1.4682e-05 | 778.2076 | 0.00055811 | 620.6172 | 1.6096e-05 | 772.97 | 0.0001855 | 617.9982 | 0.00397 | 772.97 | -0.0004547 | 772.97 | -0.00031426 | 620.6172 | 0.78807 | 620.6172 | 0.37041 | 617.9982 | 0.00152 | 778.2076 | 0.011337 | 922.5466 | 0.00531 | 778.2076 | 0.21594 | 922.0791 | 1.0001e-05 | 922.5466 | 0.76579 | 620.6172 | 0.09499
| 618.1178 | 0 | 778.4445 | -0.00078895 | 618.1178 | 0 | 778.4445 | -0.00057682 | 620.7369 | 0 | 778.4445 | -0.00082191 | 620.7369 | 2.9078e-05 | 773.21 | -0.00065769 | 618.1178 | 0.00314 | 773.21 | 0.00019102 | 773.21 | -0.00096444 | 620.7369 | 0.79664 | 620.7369 | 0.37675 | 618.1178 | 0 | 778.4445 | 0.011375 | 922.7146 | 0.00464 | 778.4445 | 0.21405 | 922.2477 | 0 | 922.7146 | 0.7707 | 620.7369 | 0.09535
| 618.2375 | 0.0005001 | 778.6815 | -0.00024955 | 618.2375 | 0.00091902 | 778.6815 | 0.00016035 | 620.8567 | 6.7514e-05 | 778.6815 | 0.00057184 | 620.8567 | 1.3352e-05 | 773.44 | 1.6864e-05 | 618.2375 | 0.00363 | 773.44 | 0.0028062 | 773.44 | -0.00021673 | 620.8567 | 0.80437 | 620.8567 | 0.38147 | 618.2375 | 0.00135 | 778.6815 | 0.0096802 | 922.8826 | 0.0058 | 778.6815 | 0.21987 | 922.4163 | 8.9995e-05 | 922.8826 | 0.7742 | 620.8567 | 0.09522
| 618.3572 | 0 | 778.9184 | -0.0013294 | 618.3572 | 0 | 778.9184 | -0.00076481 | 620.9764 | 0 | 778.9184 | -0.00079391 | 620.9764 | 2.7924e-05 | 773.68 | -5.0592e-05 | 618.3572 | 0.00198 | 773.68 | -0.00019641 | 773.68 | -0.0013871 | 620.9764 | 0.81287 | 620.9764 | 0.38663 | 618.3572 | 0 | 778.9184 | 0.0067695 | 923.0506 | 0.00464 | 778.9184 | 0.2179 | 922.5849 | 0 | 923.0506 | 0.77735 | 620.9764 | 0.09546
| 618.4769 | 0.00147 | 779.1554 | 0.00020812 | 618.4769 | 0.0012 | 779.1554 | 0.00020613 | 621.0961 | 4.9907e-05 | 779.1554 | 0.00055174 | 621.0961 | 1.4785e-05 | 773.92 | 0.00045532 | 618.4769 | 0.00244 | 773.92 | 0.0019991 | 773.92 | -0.00037928 | 621.0961 | 0.81884 | 621.0961 | 0.39129 | 618.4769 | 0.00111 | 779.1554 | 0.011156 | 923.2186 | 0.00443 | 779.1554 | 0.21992 | 922.7535 | 5.0004e-05 | 923.2186 | 0.77912 | 621.0961 | 0.09505
| 618.5965 | 0 | 779.3923 | -0.0004809 | 618.5965 | 0 | 779.3923 | -0.0011842 | 621.2158 | 0 | 779.3923 | -0.00083711 | 621.2158 | 2.9336e-05 | 774.15 | -0.00025296 | 618.5965 | 0.0011 | 774.15 | -0.00013183 | 774.15 | 0.00020589 | 621.2158 | 0.82732 | 621.2158 | 0.39789 | 618.5965 | 0 | 779.3923 | 0.0067116 | 923.3867 | 0.00352 | 779.3923 | 0.225 | 922.9221 | 0 | 923.3867 | 0.78132 | 621.2158 | 0.09536
| 618.7162 | 0.0006079 | 779.6293 | -0.00039502 | 618.7162 | 0.00076297 | 779.6293 | 0.00047548 | 621.3356 | 1.4682e-05 | 779.6293 | 0.00041235 | 621.3356 | 1.4651e-05 | 774.39 | -0.0010624 | 618.7162 | 0.00428 | 774.39 | -0.00016412 | 774.39 | -0.00067186 | 621.3356 | 0.83581 | 621.3356 | 0.40354 | 618.7162 | 0.00080598 | 779.6293 | 0.0084804 | 923.5547 | 0.00681 | 779.6293 | 0.2325 | 923.0907 | 5.0004e-05 | 923.5547 | 0.78224 | 621.3356 | 0.09526
| 618.836 | 0 | 779.8663 | -0.00093346 | 618.836 | 0 | 779.8663 | -0.00099517 | 621.4553 | 0 | 779.8663 | -0.0008875 | 621.4553 | 2.7667e-05 | 774.63 | 0.00065769 | 618.836 | 0.00238 | 774.63 | -0.0009067 | 774.63 | -0.0010295 | 621.4553 | 0.84532 | 621.4553 | 0.40972 | 618.836 | 0 | 779.8663 | 0.0073733 | 923.7227 | 0.00403 | 779.8663 | 0.23889 | 923.2593 | 0 | 923.7227 | 0.78366 | 621.4553 | 0.09526
| 618.9557 | 0.0012 | 780.1033 | 0.0013327 | 618.9557 | 0.00095371 | 780.1033 | 0.00035939 | 621.5751 | 1.4682e-05 | 780.1033 | 0.00069433 | 621.5751 | 1.3172e-05 | 774.86 | 0.00045532 | 618.9557 | 0.00346 | 774.86 | 9.4169e-05 | 774.86 | 0.0019939 | 621.5751 | 0.85164 | 621.5751 | 0.41519 | 618.9557 | 0.00114 | 780.1033 | 0.0087845 | 923.8907 | 0.00492 | 780.1033 | 0.23766 | 923.428 | 5.0004e-05 | 923.8907 | 0.78385 | 621.5751 | 0.09465
| 619.0754 | 0 | 780.3403 | -0.00045008 | 619.0754 | 0 | 780.3403 | -0.0005233 | 621.6948 | 0 | 780.3403 | -0.0008918 | 621.6948 | 2.7857e-05 | 775.1 | -0.0016695 | 619.0754 | 0.00089903 | 775.1 | -0.0004547 | 775.1 | 0.00017338 | 621.6948 | 0.85832 | 621.6948 | 0.42229 | 619.0754 | 0 | 780.3403 | 0.006361 | 924.0587 | 0.00338 | 780.3403 | 0.24103 | 923.5966 | 0 | 924.0587 | 0.78553 | 621.6948 | 0.09459
| 619.1951 | 0.0021 | 780.5773 | -0.0011014 | 619.1951 | 0.00137 | 780.5773 | -0.00012105 | 621.8145 | 3.2289e-05 | 780.5773 | 0.00051605 | 621.8145 | 1.5077e-05 | 775.34 | 0.00015177 | 619.1951 | 0.00544 | 775.34 | -0.0013264 | 775.34 | -0.0010945 | 621.8145 | 0.8631 | 621.8145 | 0.42919 | 619.1951 | 0.00165 | 780.5773 | 0.007648 | 924.2267 | 0.00443 | 780.5773 | 0.24452 | 923.7652 | 6.9993e-05 | 924.2267 | 0.78625 | 621.8145 | 0.09447
| 619.3149 | 0 | 780.8144 | -0.00078012 | 619.3149 | 0 | 780.8144 | -0.00083956 | 621.9343 | 0 | 780.8144 | -0.0010468 | 621.9343 | 2.9593e-05 | 775.57 | 0.0011299 | 619.3149 | 0.00385 | 775.57 | 0.00067532 | 775.57 | -0.0010945 | 621.9343 | 0.86915 | 621.9343 | 0.43652 | 619.3149 | 0 | 780.8144 | 0.0067148 | 924.3948 | 0.0036 | 780.8144 | 0.24572 | 923.9339 | 0 | 924.3948 | 0.78858 | 621.9343 | 0.09422
| 619.4346 | 0.000554 | 781.0514 | -0.00092021 | 619.4346 | 0.00123 | 781.0514 | 0.00017698 | 622.054 | 3.2289e-05 | 781.0514 | 0.00052951 | 622.054 | 1.4886e-05 | 775.81 | 0.001231 | 619.4346 | 0.00323 | 775.81 | 0.0013533 | 775.81 | 0.0038145 | 622.054 | 0.87467 | 622.054 | 0.44284 | 619.4346 | 0.00114 | 781.0514 | 0.008807 | 924.5628 | 0.00594 | 781.0514 | 0.25501 | 924.1025 | 5.0004e-05 | 924.5628 | 0.79068 | 622.054 | 0.09388
| 619.5544 | 0 | 781.2884 | 0.00025914 | 619.5544 | 0 | 781.2884 | -0.00092348 | 622.1738 | 0 | 781.2884 | -0.00075136 | 622.1738 | 2.8249e-05 | 776.05 | 0.00065769 | 619.5544 | 0.00209 | 776.05 | -0.00051927 | 776.05 | -0.0019397 | 622.1738 | 0.88258 | 622.1738 | 0.4498 | 619.5544 | 0 | 781.2884 | 0.0064822 | 924.7308 | 0.00418 | 781.2884 | 0.25674 | 924.2711 | 0 | 924.7308 | 0.79444 | 622.1738 | 0.09386
| 619.6741 | 0.00109 | 781.5255 | 0.00061003 | 619.6741 | 0.00116 | 781.5255 | 0.00050873 | 622.2935 | 6.7514e-05 | 781.5255 | 0.00061864 | 622.2935 | 1.3643e-05 | 776.29 | 0.0026476 | 619.6741 | 0.00354 | 776.29 | 0.00051389 | 776.29 | 0.0012137 | 622.2935 | 0.88894 | 622.2935 | 0.45579 | 619.6741 | 0.00165 | 781.5255 | 0.0096801 | 924.8989 | 0.00545 | 781.5255 | 0.26238 | 924.4398 | 5.0004e-05 | 924.8989 | 0.79857 | 622.2935 | 0.09395
| 619.7939 | 0 | 781.7625 | -0.00091783 | 619.7939 | 0 | 781.7625 | -0.00081614 | 622.4133 | 0 | 781.7625 | -0.00089602 | 622.4133 | 2.8238e-05 | 776.52 | -0.00038786 | 619.7939 | 0.00144 | 776.52 | 0.0022896 | 776.52 | -0.00070437 | 622.4133 | 0.89645 | 622.4133 | 0.46182 | 619.7939 | 0 | 781.7625 | 0.0056384 | 925.0669 | 0.00443 | 781.7625 | 0.26621 | 924.6084 | 0 | 925.0669 | 0.8036 | 622.4133 | 0.09444
| 619.9137 | 0.00080555 | 781.9996 | -0.00033929 | 619.9137 | 0.00137 | 781.9996 | 0.00038794 | 622.533 | 4.9907e-05 | 781.9996 | 0.00052711 | 622.533 | 1.4685e-05 | 776.76 | 0.00045532 | 619.9137 | 0.00351 | 776.76 | 0.0014502 | 776.76 | 0.00085607 | 622.533 | 0.904 | 622.533 | 0.46712 | 619.9137 | 0.00167 | 781.9996 | 0.0077499 | 925.2349 | 0.00385 | 781.9996 | 0.26946 | 924.7771 | 8.9995e-05 | 925.2349 | 0.80815 | 622.533 | 0.09451
| 620.0335 | 0 | 782.2367 | -0.00059488 | 620.0335 | 0 | 782.2367 | -0.00055833 | 622.6528 | 0 | 782.2367 | -0.00095577 | 622.6528 | 2.9392e-05 | 777 | -0.0011973 | 620.0335 | 0.00297 | 777 | -0.0016815 | 777 | 0.00059601 | 622.6528 | 0.91558 | 622.6528 | 0.47376 | 620.0335 | 0 | 782.2367 | 0.0051774 | 925.403 | 0.00522 | 782.2367 | 0.26992 | 924.9457 | 0 | 925.403 | 0.81308 | 622.6528 | 0.09473
| 620.1532 | 0.00069774 | 782.4738 | 0.00022416 | 620.1532 | 0.00146 | 782.4738 | 0.00037308 | 622.7725 | 1.4682e-05 | 782.4738 | 0.00040438 | 622.7725 | 1.4819e-05 | 777.23 | -5.0592e-05 | 620.1532 | 0.0017 | 777.23 | -0.00087442 | 777.23 | -0.00054182 | 622.7725 | 0.92657 | 622.7725 | 0.48041 | 620.1532 | 0.00141 | 782.4738 | 0.0072173 | 925.571 | 0.00561 | 782.4738 | 0.27685 | 925.1144 | 6.9993e-05 | 925.571 | 0.81526 | 622.7725 | 0.09409
| 620.2731 | 0 | 782.7109 | -0.00056699 | 620.2731 | 0 | 782.7109 | -0.0009213 | 622.8923 | 0 | 782.7109 | -0.00085799 | 622.8923 | 2.9907e-05 | 777.47 | -0.0023104 | 620.2731 | 0.00266 | 777.47 | -0.00055155 | 777.47 | 0.0010186 | 622.8923 | 0.93659 | 622.8923 | 0.48775 | 620.2731 | 0 | 782.7109 | 0.0058343 | 925.739 | 0.0042 | 782.7109 | 0.28357 | 925.283 | 0 | 925.739 | 0.81704 | 622.8923 | 0.0939
| 620.3929 | 0.00069774 | 782.948 | 0.00029218 | 620.3929 | 0.00113 | 782.948 | 6.9054e-05 | 623.0121 | 4.9907e-05 | 782.948 | 0.00056402 | 623.0121 | 1.5278e-05 | 777.71 | 0.00015177 | 620.3929 | 0.00266 | 777.71 | 0.00032017 | 777.71 | 0.004172 | 623.0121 | 0.94309 | 623.0121 | 0.49468 | 620.3929 | 0.00197 | 782.948 | 0.0073789 | 925.9071 | 0.00462 | 782.948 | 0.27979 | 925.4517 | 8.9995e-05 | 925.9071 | 0.81549 | 623.0121 | 0.09334
| 620.5127 | 0 | 783.1851 | -3.6391e-05 | 620.5127 | 0 | 783.1851 | -0.001503 | 623.1318 | 0 | 783.1851 | -0.001022 | 623.1318 | 2.7275e-05 | 777.94 | -0.0022766 | 620.5127 | 0.00155 | 777.94 | -0.001165 | 777.94 | -0.00067186 | 623.1318 | 0.94714 | 623.1318 | 0.502 | 620.5127 | 0 | 783.1851 | 0.0036902 | 926.0751 | 0.00489 | 783.1851 | 0.28735 | 925.6204 | 0 | 926.0751 | 0.81481 | 623.1318 | 0.09339
| 620.6325 | 0.00080555 | 783.4222 | 0.00013502 | 620.6325 | 0.00106 | 783.4222 | 0.00027205 | 623.2516 | 6.7514e-05 | 783.4222 | 0.0003628 | 623.2516 | 1.2523e-05 | 778.18 | -0.0016358 | 620.6325 | 0.00198 | 778.18 | -0.00077756 | 778.18 | 0.0016688 | 623.2516 | 0.95019 | 623.2516 | 0.50928 | 620.6325 | 0.00144 | 783.4222 | 0.0063832 | 926.2432 | 0.00459 | 783.4222 | 0.29728 | 925.789 | 6.9993e-05 | 926.2432 | 0.81231 | 623.2516 | 0.09333
| 620.7523 | 0 | 783.6593 | -0.00014284 | 620.7523 | 0 | 783.6593 | -0.0012676 | 623.3714 | 0 | 783.6593 | -0.00093424 | 623.3714 | 2.6446e-05 | 778.42 | 0.00072515 | 620.7523 | 0.0013 | 778.42 | -0.0023273 | 778.42 | -0.00060684 | 623.3714 | 0.95301 | 623.3714 | 0.51698 | 620.7523 | 0 | 783.6593 | 0.0051603 | 926.4112 | 0.00459 | 783.6593 | 0.29878 | 925.9577 | 0 | 926.4112 | 0.81196 | 623.3714 | 0.09377
| 620.8722 | 0.00109 | 783.8964 | -0.00014884 | 620.8722 | 1.7342e-05 | 783.8964 | 2.7707e-05 | 623.4911 | 3.2289e-05 | 783.8964 | 0.00054156 | 623.4911 | 1.455e-05 | 778.65 | -0.0005565 | 620.8722 | 0.00235 | 778.65 | -0.00048698 | 778.65 | 0.0017013 | 623.4911 | 0.95692 | 623.4911 | 0.524 | 620.8722 | 0.00073101 | 783.8964 | 0.008642 | 926.5792 | 0.00637 | 783.8964 | 0.30782 | 926.1264 | 6.9993e-05 | 926.5792 | 0.81166 | 623.4911 | 0.0939
| 620.992 | 0 | 784.1336 | -0.0014857 | 620.992 | 0 | 784.1336 | -0.00097045 | 623.6109 | 0 | 784.1336 | -0.00091739 | 623.6109 | 2.9291e-05 | 778.89 | -0.00089378 | 620.992 | 0.00238 | 778.89 | -0.00042241 | 778.89 | 0.00079106 | 623.6109 | 0.96234 | 623.6109 | 0.53103 | 620.992 | 0 | 784.1336 | 0.0046036 | 926.7473 | 0.00513 | 784.1336 | 0.30383 | 926.295 | 0 | 926.7473 | 0.81289 | 623.6109 | 0.09396
| 621.1119 | 0.00167 | 784.3707 | -0.00021232 | 621.1119 | 0.00168 | 784.3707 | -0.000148 | 623.7307 | 3.2289e-05 | 784.3707 | 0.00042304 | 623.7307 | 1.5301e-05 | 779.13 | 0.00048905 | 621.1119 | 0.00178 | 779.13 | -0.00061613 | 779.13 | -0.0026224 | 623.7307 | 0.96845 | 623.7307 | 0.53623 | 621.1119 | 0.00089971 | 784.3707 | 0.0061135 | 926.9153 | 0.00413 | 784.3707 | 0.31242 | 926.4637 | 5.0004e-05 | 926.9153 | 0.81363 | 623.7307 | 0.09344
| 621.2318 | 0 | 784.6079 | -0.00036206 | 621.2318 | 0 | 784.6079 | -0.0012137 | 623.8505 | 0 | 784.6079 | -0.00091675 | 623.8505 | 2.8003e-05 | 779.37 | -0.00099496 | 621.2318 | 0.00215 | 779.37 | -0.0037156 | 779.37 | -0.0012895 | 623.8505 | 0.97567 | 623.8505 | 0.54177 | 621.2318 | 0 | 784.6079 | 0.0020748 | 927.0834 | 0.0052 | 784.6079 | 0.31569 | 926.6324 | 0 | 927.0834 | 0.81517 | 623.8505 | 0.09311
| 621.3516 | 0.00046416 | 784.845 | 0.00018681 | 621.3516 | 0.00031212 | 784.845 | 4.3434e-06 | 623.9702 | 4.9907e-05 | 784.845 | 0.00040091 | 623.9702 | 1.2825e-05 | 779.6 | 0.00072515 | 621.3516 | 0.00238 | 779.6 | -0.0028761 | 779.6 | -0.0014521 | 623.9702 | 0.98255 | 623.9702 | 0.5461 | 621.3516 | 0.00061854 | 784.845 | 0.006753 | 927.2514 | 0.00473 | 784.845 | 0.32167 | 926.8011 | 5.0004e-05 | 927.2514 | 0.81604 | 623.9702 | 0.09222
| 621.4715 | 0 | 785.0822 | -0.00096899 | 621.4715 | 0 | 785.0822 | -0.001533 | 624.09 | 0 | 785.0822 | -0.00078945 | 624.09 | 2.7174e-05 | 779.84 | -0.0031197 | 621.4715 | 0.00272 | 779.84 | -0.00026098 | 779.84 | 0.00033593 | 624.09 | 0.99045 | 624.09 | 0.55259 | 621.4715 | 0 | 785.0822 | 0.0047826 | 927.4195 | 0.00468 | 785.0822 | 0.32173 | 926.9698 | 0 | 927.4195 | 0.81888 | 624.09 | 0.09231
| 621.5914 | 0.00102 | 785.3194 | 9.2178e-05 | 621.5914 | 0.00123 | 785.3194 | 0.00048577 | 624.2098 | 3.2289e-05 | 785.3194 | 0.00047696 | 624.2098 | 1.4348e-05 | 780.08 | -0.00011805 | 621.5914 | 0.00332 | 780.08 | -0.0019399 | 780.08 | -0.0013871 | 624.2098 | 0.99683 | 624.2098 | 0.55808 | 621.5914 | 0.00219 | 785.3194 | 0.0057094 | 927.5876 | 0.00536 | 785.3194 | 0.32914 | 927.1385 | 6.9993e-05 | 927.5876 | 0.82199 | 624.2098 | 0.09144
| 621.7113 | 0 | 785.5566 | 9.431e-06 | 621.7113 | 0 | 785.5566 | -0.00053216 | 624.3296 | 0 | 785.5566 | -0.00085481 | 624.3296 | 2.7767e-05 | 780.31 | -1.6864e-05 | 621.7113 | 0.00167 | 780.31 | 0.0014824 | 780.31 | -0.0012895 | 624.3296 | 1 | 624.3296 | 0.56469 | 621.7113 | 0 | 785.5566 | 0.0028962 | 927.7556 | 0.00524 | 785.5566 | 0.33091 | 927.3071 | 0 | 927.7556 | 0.82658 | 624.3296 | 0.09118
| 621.8312 | 0.00048213 | 785.7938 | 0.00029189 | 621.8312 | 0.0018 | 785.7938 | 0.00028667 | 624.4494 | 1.4682e-05 | 785.7938 | 0.00053762 | 624.4494 | 1.3408e-05 | 780.55 | -0.00099496 | 621.8312 | 0.00119 | 780.55 | 0.00064304 | 780.55 | 0.002449 | 624.4494 | 0.999 | 624.4494 | 0.56944 | 621.8312 | 0.00041236 | 785.7938 | 0.004812 | 927.9237 | 0.00478 | 785.7938 | 0.33983 | 927.4758 | 5.0004e-05 | 927.9237 | 0.82981 | 624.4494 | 0.0904
| 621.9511 | 0 | 786.031 | -0.00072626 | 621.9511 | 0 | 786.031 | -0.0017196 | 624.5692 | 0 | 786.031 | -0.00095995 | 624.5692 | 2.9179e-05 | 780.79 | 0.00079259 | 621.9511 | 0.00249 | 780.79 | -0.0020367 | 780.79 | -0.00031426 | 624.5692 | 0.99788 | 624.5692 | 0.57589 | 621.9511 | 0 | 786.031 | 0.0043748 | 928.0917 | 0.0048 | 786.031 | 0.34388 | 927.6445 | 0 | 928.0917 | 0.83413 | 624.5692 | 0.09086
| 622.071 | 0.00181 | 786.2682 | 0.00052667 | 622.071 | 0.00038148 | 786.2682 | 0.000636 | 624.689 | 3.2289e-05 | 786.2682 | 0.00044812 | 624.689 | 1.5883e-05 | 781.02 | -0.0016695 | 622.071 | 0.00354 | 781.02 | -0.0031022 | 781.02 | -0.0017121 | 624.689 | 0.99644 | 624.689 | 0.58251 | 622.071 | 0.00184 | 786.2682 | 0.0060348 | 928.2598 | 0.00501 | 786.2682 | 0.34946 | 927.8132 | 5.0004e-05 | 928.2598 | 0.83618 | 624.689 | 0.09123
| 622.191 | 0 | 786.5054 | -0.0018132 | 622.191 | 0 | 786.5054 | -0.00080241 | 624.8088 | 0 | 786.5054 | -0.00096185 | 624.8088 | 3.0176e-05 | 781.26 | -0.00045532 | 622.191 | 0.00144 | 781.26 | -0.00016412 | 781.26 | 0.00062851 | 624.8088 | 0.99634 | 624.8088 | 0.59096 | 622.191 | 0 | 786.5054 | 0.0036385 | 928.4279 | 0.00418 | 786.5054 | 0.35114 | 927.9819 | 0 | 928.4279 | 0.83869 | 624.8088 | 0.09195
| 622.3109 | 0.00102 | 786.7427 | 0.00026362 | 622.3109 | 0.0016 | 786.7427 | -0.00025815 | 624.9286 | 3.2289e-05 | 786.7427 | 0.00032003 | 624.9286 | 1.4416e-05 | 781.5 | -0.0010287 | 622.3109 | 0.00283 | 781.5 | 0.00041703 | 781.5 | 0.0010836 | 624.9286 | 0.99481 | 624.9286 | 0.59875 | 622.3109 | 0.00063729 | 786.7427 | 0.0049327 | 928.5959 | 0.00415 | 786.7427 | 0.35767 | 928.1506 | 3.0002e-05 | 928.5959 | 0.83855 | 624.9286 | 0.09171
| 622.4308 | 0 | 786.9799 | -0.00071395 | 622.4308 | 0 | 786.9799 | -0.00099418 | 625.0484 | 0 | 786.9799 | -0.00098517 | 625.0484 | 2.7465e-05 | 781.74 | -0.0019393 | 622.4308 | 0.00328 | 781.74 | -0.0031345 | 781.74 | -0.0014196 | 625.0484 | 0.99554 | 625.0484 | 0.60656 | 622.4308 | 0 | 786.9799 | 0.004724 | 928.764 | 0.00408 | 786.9799 | 0.35726 | 928.3193 | 0 | 928.764 | 0.84105 | 625.0484 | 0.09152
| 622.5508 | 0.00129 | 787.2172 | 0.00013831 | 622.5508 | 0.00093636 | 787.2172 | 0.00034083 | 625.1682 | 4.9907e-05 | 787.2172 | 0.00067117 | 625.1682 | 1.3195e-05 | 781.97 | -0.0017032 | 622.5508 | 0.00437 | 781.97 | -0.00032556 | 781.97 | -0.0015496 | 625.1682 | 0.99624 | 625.1682 | 0.61375 | 622.5508 | 0.00127 | 787.2172 | 0.0040703 | 928.9321 | 0.00408 | 787.2172 | 0.36653 | 928.4881 | 8.9995e-05 | 928.9321 | 0.84257 | 625.1682 | 0.09088
| 622.6707 | 0 | 787.4544 | -0.00082344 | 622.6707 | 0 | 787.4544 | -0.0019143 | 625.288 | 0 | 787.4544 | -0.001062 | 625.288 | 2.6726e-05 | 782.21 | -0.00015177 | 622.6707 | 0.00215 | 782.21 | 0.00015874 | 782.21 | 0.00043346 | 625.288 | 0.99798 | 625.288 | 0.62123 | 622.6707 | 0 | 787.4544 | 0.0027973 | 929.1001 | 0.00621 | 787.4544 | 0.36686 | 928.6568 | 0 | 929.1001 | 0.8462 | 625.288 | 0.09044
| 622.7907 | 0.00102 | 787.6917 | 0.00012645 | 622.7907 | 0.0007803 | 787.6917 | 0.00032541 | 625.4078 | 3.2289e-05 | 787.6917 | 0.00058556 | 625.4078 | 1.3609e-05 | 782.45 | -0.00021923 | 622.7907 | 0.00323 | 782.45 | -0.00051927 | 782.45 | -0.00041178 | 625.4078 | 0.99783 | 625.4078 | 0.62669 | 622.7907 | 0.00171 | 787.6917 | 0.0054514 | 929.2682 | 0.00584 | 787.6917 | 0.37505 | 928.8255 | 5.0004e-05 | 929.2682 | 0.84777 | 625.4078 | 0.08973
| 622.9107 | 0 | 787.9289 | -0.00087234 | 622.9107 | 0 | 787.9289 | -0.0005613 | 625.5276 | 0 | 787.9289 | -0.00088392 | 625.5276 | 2.6894e-05 | 782.68 | -0.00011805 | 622.9107 | 0.00294 | 782.68 | -0.0033928 | 782.68 | -0.0017121 | 625.5276 | 0.99727 | 625.5276 | 0.63297 | 622.9107 | 0 | 787.9289 | 0.0039114 | 929.4363 | 0.00526 | 787.9289 | 0.37819 | 928.9942 | 0 | 929.4363 | 0.84911 | 625.5276 | 0.08918
| 623.0307 | 0.00142 | 788.1662 | 0.00088576 | 623.0307 | 0.00084967 | 788.1662 | 0.00093624 | 625.6474 | 3.2289e-05 | 788.1662 | 0.00048865 | 625.6474 | 1.3408e-05 | 782.92 | 0.001366 | 623.0307 | 0.0021 | 782.92 | -0.00087442 | 782.92 | 0.00098612 | 625.6474 | 0.99476 | 625.6474 | 0.6388 | 623.0307 | 0.00206 | 788.1662 | 0.0047134 | 929.6044 | 0.00394 | 788.1662 | 0.38897 | 929.1629 | 6.9993e-05 | 929.6044 | 0.8484 | 625.6474 | 0.08896
| 623.1507 | 0 | 788.4035 | -0.00040336 | 623.1507 | 0 | 788.4035 | -0.0010071 | 625.7672 | 0 | 788.4035 | -0.00090039 | 625.7672 | 2.5718e-05 | 783.16 | 0.0019057 | 623.1507 | 0.00132 | 783.16 | -0.00061613 | 783.16 | -0.0012245 | 625.7672 | 0.99217 | 625.7672 | 0.64767 | 623.1507 | 0 | 788.4035 | 0.0023398 | 929.7725 | 0.00693 | 788.4035 | 0.39333 | 929.3317 | 0 | 929.7725 | 0.84952 | 625.7672 | 0.0891
| 623.2707 | 0.00042823 | 788.6408 | 0.00020659 | 623.2707 | 0.00123 | 788.6408 | 1.0003e-05 | 625.887 | 4.9907e-05 | 788.6408 | 0.00063228 | 625.887 | 1.2411e-05 | 783.4 | -0.00079259 | 623.2707 | 0.00164 | 783.4 | -0.00029326 | 783.4 | 0.0012137 | 625.887 | 0.98726 | 625.887 | 0.65482 | 623.2707 | 0.00186 | 788.6408 | 0.005087 | 929.9405 | 0.00633 | 788.6408 | 0.39592 | 929.5004 | 6.9993e-05 | 929.9405 | 0.85157 | 625.887 | 0.08925
| 623.3907 | 0 | 788.8781 | -0.0013054 | 623.3907 | 0 | 788.8781 | -0.0014191 | 626.0068 | 0 | 788.8781 | -0.0011324 | 626.0068 | 2.5561e-05 | 783.63 | -0.00032042 | 623.3907 | 0.00158 | 783.63 | 0.0018376 | 783.63 | -0.00099695 | 626.0068 | 0.98294 | 626.0068 | 0.66314 | 623.3907 | 0 | 788.8781 | 0.0017785 | 930.1086 | 0.00469 | 788.8781 | 0.40205 | 929.6691 | 0 | 930.1086 | 0.85584 | 626.0068 | 0.08985
| 623.5107 | 0.00127 | 789.1154 | -0.00024825 | 623.5107 | 0.00065893 | 789.1154 | 0.00028333 | 626.1267 | 3.2289e-05 | 789.1154 | 0.00045147 | 626.1267 | 1.3228e-05 | 783.87 | 1.6864e-05 | 623.5107 | 0.00351 | 783.87 | 0.00035245 | 783.87 | 0.0015712 | 626.1267 | 0.97778 | 626.1267 | 0.6686 | 623.5107 | 0.00018744 | 789.1154 | 0.0048436 | 930.2767 | 0.00528 | 789.1154 | 0.41201 | 929.8379 | 6.9993e-05 | 930.2767 | 0.85887 | 626.1267 | 0.08983
| 623.6307 | 0 | 789.3528 | 0.00023836 | 623.6307 | 0 | 789.3528 | -0.000854 | 626.2465 | 0 | 789.3528 | -0.00085923 | 626.2465 | 2.7118e-05 | 784.11 | 0.00032042 | 623.6307 | 0.0026 | 784.11 | -0.0020045 | 784.11 | 0.0028717 | 626.2465 | 0.97589 | 626.2465 | 0.67671 | 623.6307 | 0 | 789.3528 | 0.004021 | 930.4448 | 0.0068 | 789.3528 | 0.41175 | 930.0066 | 0 | 930.4448 | 0.86254 | 626.2465 | 0.08967
| 623.7508 | 0.00179 | 789.5901 | -1.7768e-05 | 623.7508 | 0.0014 | 789.5901 | 0.00033722 | 626.3663 | 6.7514e-05 | 789.5901 | 0.00038701 | 626.3663 | 1.3979e-05 | 784.34 | 0.00032042 | 623.7508 | 0.00139 | 784.34 | -0.00035784 | 784.34 | -5.4182e-05 | 626.3663 | 0.97427 | 626.3663 | 0.68363 | 623.7508 | 0.00201 | 789.5901 | 0.0050907 | 930.6129 | 0.00545 | 789.5901 | 0.41747 | 930.1753 | 3.0002e-05 | 930.6129 | 0.86511 | 626.3663 | 0.0889
| 623.8708 | 0 | 789.8274 | -0.0007029 | 623.8708 | 0 | 789.8274 | -0.00020271 | 626.4861 | 0 | 789.8274 | -0.00098772 | 626.4861 | 2.8764e-05 | 784.58 | -0.00025296 | 623.8708 | 0.00314 | 784.58 | -0.0013587 | 784.58 | -0.00037928 | 626.4861 | 0.97514 | 626.4861 | 0.69357 | 623.8708 | 0 | 789.8274 | 0.0019639 | 930.781 | 0.00415 | 789.8274 | 0.4238 | 930.3441 | 0 | 930.781 | 0.8695 | 626.4861 | 0.08887
| 623.9908 | 0.00136 | 790.0648 | -0.00012641 | 623.9908 | 0.00031212 | 790.0648 | -0.00050832 | 626.606 | 3.2289e-05 | 790.0648 | 0.00057056 | 626.606 | 1.4886e-05 | 784.82 | 0.0010624 | 623.9908 | 0.00261 | 784.82 | -0.0012941 | 784.82 | -0.00015171 | 626.606 | 0.97313 | 626.606 | 0.70076 | 623.9908 | 0.00169 | 790.0648 | 0.0042222 | 930.9491 | 0.00515 | 790.0648 | 0.42908 | 930.5128 | 6.9993e-05 | 930.9491 | 0.8727 | 626.606 | 0.08867
| 624.1109 | 0 | 790.3021 | -0.0006502 | 624.1109 | 0 | 790.3021 | -0.00099374 | 626.7258 | 0 | 790.3021 | -0.00096604 | 626.7258 | 2.9414e-05 | 785.06 | -0.0011973 | 624.1109 | 0.00263 | 785.06 | 0.00044931 | 785.06 | -0.00063934 | 626.7258 | 0.96927 | 626.7258 | 0.70941 | 624.1109 | 0 | 790.3021 | 0.0026037 | 931.1172 | 0.00475 | 790.3021 | 0.43412 | 930.6816 | 0 | 931.1172 | 0.87623 | 626.7258 | 0.08898
| 624.231 | 0.00066181 | 790.5395 | 0.00011209 | 624.231 | 0.00189 | 790.5395 | 0.00068095 | 626.8456 | 3.2289e-05 | 790.5395 | 0.00052061 | 626.8456 | 1.4729e-05 | 785.29 | 0.0011973 | 624.231 | 0.00173 | 785.29 | 0.0015793 | 785.29 | 0.0009211 | 626.8456 | 0.96136 | 626.8456 | 0.71631 | 624.231 | 0.0004311 | 790.5395 | 0.0040436 | 931.2853 | 0.0052 | 790.5395 | 0.44797 | 930.8503 | 6.9993e-05 | 931.2853 | 0.87841 | 626.8456 | 0.08854
| 624.351 | 0 | 790.7769 | -0.00087963 | 624.351 | 0 | 790.7769 | -0.0016086 | 626.9655 | 0 | 790.7769 | -0.0010035 | 626.9655 | 2.9705e-05 | 785.53 | -0.00059023 | 624.351 | 0.00016089 | 785.53 | -0.00026098 | 785.53 | -0.00086692 | 626.9655 | 0.95471 | 626.9655 | 0.72444 | 624.351 | 0 | 790.7769 | 0.0041435 | 931.4534 | 0.00438 | 790.7769 | 0.44266 | 931.0191 | 0 | 931.4534 | 0.88181 | 626.9655 | 0.08881
| 624.4711 | 0 | 791.0142 | -0.00024963 | 624.4711 | 0.00147 | 791.0142 | 0.00035173 | 627.0853 | 4.9907e-05 | 791.0142 | 0.00048959 | 627.0853 | 1.5155e-05 | 785.77 | -0.00032042 | 624.4711 | 0.00107 | 785.77 | 0.0027094 | 785.77 | -0.00041178 | 627.0853 | 0.94735 | 627.0853 | 0.73249 | 624.4711 | 0.00024367 | 791.0142 | 0.0060064 | 931.6214 | 0.00408 | 791.0142 | 0.45325 | 931.1878 | 5.0004e-05 | 931.6214 | 0.88471 | 627.0853 | 0.08811
| 624.5912 | 0 | 791.2516 | -0.00068003 | 624.5912 | 0 | 791.2516 | -0.0015928 | 627.2051 | 0 | 791.2516 | -0.0011354 | 627.2051 | 2.7767e-05 | 786 | -0.0001855 | 624.5912 | 0.00132 | 786 | -0.00026098 | 786 | -0.0027199 | 627.2051 | 0.94096 | 627.2051 | 0.74089 | 624.5912 | 0 | 791.2516 | 0.0022493 | 931.7895 | 0.00606 | 791.2516 | 0.45643 | 931.3566 | 0 | 931.7895 | 0.88833 | 627.2051 | 0.08823
| 624.7113 | 0.00152 | 791.489 | 0.00016531 | 624.7113 | 0.00118 | 791.489 | -0.00038103 | 627.325 | 3.2289e-05 | 791.489 | 0.00035696 | 627.325 | 1.2937e-05 | 786.24 | -0.0029174 | 624.7113 | 0.00238 | 786.24 | -0.0011004 | 786.24 | -0.0008344 | 627.325 | 0.9325 | 627.325 | 0.74878 | 624.7113 | 0.00063729 | 791.489 | 0.0017261 | 931.9576 | 0.00651 | 791.489 | 0.46797 | 931.5253 | 3.0002e-05 | 931.9576 | 0.88947 | 627.325 | 0.08729
| 624.8314 | 0 | 791.7264 | -0.0001797 | 624.8314 | 0 | 791.7264 | -0.00072352 | 627.4448 | 0 | 791.7264 | -0.00092001 | 627.4448 | 2.8171e-05 | 786.48 | -0.0012985 | 624.8314 | 0.00184 | 786.48 | -0.00042241 | 786.48 | -0.0015496 | 627.4448 | 0.92583 | 627.4448 | 0.75625 | 624.8314 | 0 | 791.7264 | 0.0047111 | 932.1258 | 0.00441 | 791.7264 | 0.4757 | 931.6941 | 0 | 932.1258 | 0.89099 | 627.4448 | 0.08768
| 624.9515 | 0.00098522 | 791.9638 | 4.6702e-05 | 624.9515 | 0.00095371 | 791.9638 | 0.00033102 | 627.5647 | 4.9907e-05 | 791.9638 | 0.00050899 | 627.5647 | 1.5547e-05 | 786.72 | 0.0017032 | 624.9515 | 0.00158 | 786.72 | -0.00080984 | 786.72 | 0.0016688 | 627.5647 | 0.91873 | 627.5647 | 0.76226 | 624.9515 | 0 | 791.9638 | 0.0041402 | 932.2939 | 0.00433 | 791.9638 | 0.47455 | 931.8629 | 6.9993e-05 | 932.2939 | 0.89037 | 627.5647 | 0.08715
| 625.0716 | 0 | 792.2013 | -0.00096329 | 625.0716 | 0 | 792.2013 | -0.0014893 | 627.6845 | 0 | 792.2013 | -0.0011389 | 627.6845 | 2.7902e-05 | 786.95 | -0.00048905 | 625.0716 | 0.0013 | 786.95 | -0.00032556 | 786.95 | 0.00027091 | 627.6845 | 0.91286 | 627.6845 | 0.76986 | 625.0716 | 0 | 792.2013 | 0.0021553 | 932.462 | 0.00508 | 792.2013 | 0.47775 | 932.0316 | 0 | 932.462 | 0.89114 | 627.6845 | 0.08754
| 625.1918 | 5.091e-05 | 792.4387 | -0.00021792 | 625.1918 | 0.00156 | 792.4387 | 0.00088677 | 627.8044 | 3.2289e-05 | 792.4387 | 0.00043181 | 627.8044 | 1.2646e-05 | 787.19 | -0.0015008 | 625.1918 | 0.00306 | 787.19 | -0.0012619 | 787.19 | 0.00020589 | 627.8044 | 0.90454 | 627.8044 | 0.77686 | 625.1918 | 0.00201 | 792.4387 | 0.004098 | 932.6301 | 0.00612 | 792.4387 | 0.49452 | 932.2004 | 0.00011 | 932.6301 | 0.89018 | 627.8044 | 0.08676
| 625.3119 | 0 | 792.6761 | -0.0012345 | 625.3119 | 0 | 792.6761 | -0.0017077 | 627.9242 | 0 | 792.6761 | -0.0011541 | 627.9242 | 2.6334e-05 | 787.43 | 0.0001855 | 625.3119 | 0.00044478 | 787.43 | -0.0014878 | 787.43 | -0.0014846 | 627.9242 | 0.89772 | 627.9242 | 0.78615 | 625.3119 | 0 | 792.6761 | 0.0019464 | 932.7982 | 0.0039 | 792.6761 | 0.49324 | 932.3692 | 0 | 932.7982 | 0.89085 | 627.9242 | 0.08671
| 625.4321 | 0.00102 | 792.9136 | -0.00065172 | 625.4321 | 0.00156 | 792.9136 | -0.0004872 | 628.0441 | 3.2289e-05 | 792.9136 | 0.00032795 | 628.0441 | 1.3867e-05 | 787.67 | -0.0023104 | 625.4321 | 0.00215 | 787.67 | -0.0021013 | 787.67 | 0.00027091 | 628.0441 | 0.88849 | 628.0441 | 0.7926 | 625.4321 | 0.00131 | 792.9136 | 0.0027859 | 932.9663 | 0.00503 | 792.9136 | 0.49579 | 932.538 | 6.9993e-05 | 932.9663 | 0.89028 | 628.0441 | 0.08615
| 625.5522 | 0 | 793.151 | -3.8458e-05 | 625.5522 | 0 | 793.151 | -0.00098859 | 628.1639 | 0 | 793.151 | -0.00090396 | 628.1639 | 2.7118e-05 | 787.9 | -0.00075887 | 625.5522 | 0.00132 | 787.9 | -0.0014556 | 787.9 | 0.0002384 | 628.1639 | 0.87977 | 628.1639 | 0.79987 | 625.5522 | 0 | 793.151 | 0.0018754 | 933.1344 | 0.00529 | 793.151 | 0.50797 | 932.7067 | 0 | 933.1344 | 0.89194 | 628.1639 | 0.08649
| 625.6724 | 0.00084148 | 793.3885 | -2.0992e-05 | 625.6724 | 0.00106 | 793.3885 | 0.00075219 | 628.2838 | 3.2289e-05 | 793.3885 | 0.00062873 | 628.2838 | 1.3307e-05 | 788.14 | -0.00059023 | 625.6724 | 0.00278 | 788.14 | 0.0016117 | 788.14 | -0.0001192 | 628.2838 | 0.8681 | 628.2838 | 0.80604 | 625.6724 | 0.00056231 | 793.3885 | 0.002507 | 933.3025 | 0.00448 | 793.3885 | 0.51788 | 932.8755 | 5.0004e-05 | 933.3025 | 0.89219 | 628.2838 | 0.08567
| 625.7925 | 0 | 793.6259 | -0.00089912 | 625.7925 | 0 | 793.6259 | -0.0010633 | 628.4036 | 0 | 793.6259 | -0.00090423 | 628.4036 | 2.751e-05 | 788.38 | -0.00096123 | 625.7925 | 0.00186 | 788.38 | 0.00022331 | 788.38 | -0.00044429 | 628.4036 | 0.85864 | 628.4036 | 0.8145 | 625.7925 | 0 | 793.6259 | 0.0029709 | 933.4706 | 0.00483 | 793.6259 | 0.52084 | 933.0443 | 0 | 933.4706 | 0.89385 | 628.4036 | 0.08582
| 625.9127 | 0.00066181 | 793.8634 | -0.00035489 | 625.9127 | 0.00196 | 793.8634 | -0.00020202 | 628.5235 | 4.9907e-05 | 793.8634 | 0.00053283 | 628.5235 | 1.4449e-05 | 788.61 | -0.00059023 | 625.9127 | 0.00289 | 788.61 | -0.00080984 | 788.61 | -0.00057433 | 628.5235 | 0.84853 | 628.5235 | 0.82033 | 625.9127 | 0.00163 | 793.8634 | 0.0027276 | 933.6388 | 0.00431 | 793.8634 | 0.5216 | 933.2131 | 5.0004e-05 | 933.6388 | 0.89418 | 628.5235 | 0.0845
| 626.0329 | 0 | 794.1009 | -0.00080307 | 626.0329 | 0 | 794.1009 | -0.00093684 | 628.6434 | 0 | 794.1009 | -0.00081375 | 628.6434 | 2.7935e-05 | 788.85 | -0.00099496 | 626.0329 | 0.00255 | 788.85 | -0.0021336 | 788.85 | -0.0008344 | 628.6434 | 0.84034 | 628.6434 | 0.82813 | 626.0329 | 0 | 794.1009 | 0.0019674 | 933.8069 | 0.00455 | 794.1009 | 0.53264 | 933.3819 | 0 | 933.8069 | 0.89573 | 628.6434 | 0.08486
| 626.1531 | 0.00134 | 794.3384 | -4.8602e-05 | 626.1531 | 0.00142 | 794.3384 | -0.00027211 | 628.7632 | 3.2289e-05 | 794.3384 | 0.00034555 | 628.7632 | 1.3789e-05 | 789.09 | 0.0018044 | 626.1531 | 0.00261 | 789.09 | -0.0010681 | 789.09 | 0.00020589 | 628.7632 | 0.82924 | 628.7632 | 0.83335 | 626.1531 | 0.00122 | 794.3384 | 0.0028306 | 933.975 | 0.00848 | 794.3384 | 0.54152 | 933.5507 | 6.9993e-05 | 933.975 | 0.89689 | 628.7632 | 0.08403
| 626.2733 | 0 | 794.5759 | -0.00016037 | 626.2733 | 0 | 794.5759 | -0.0011898 | 628.8831 | 0 | 794.5759 | -0.0010796 | 628.8831 | 2.7924e-05 | 789.33 | -0.0010961 | 626.2733 | 0.00189 | 789.33 | -0.0006807 | 789.33 | -0.0010945 | 628.8831 | 0.81867 | 628.8831 | 0.84061 | 626.2733 | 0 | 794.5759 | 0.0026858 | 934.1431 | 0.00577 | 794.5759 | 0.54313 | 933.7195 | 0 | 934.1431 | 0.89878 | 628.8831 | 0.08493
| 626.3935 | 0.0012 | 794.8134 | -0.00049565 | 626.3935 | 0.00153 | 794.8134 | 0.00018414 | 629.003 | 4.9907e-05 | 794.8134 | 0.00061931 | 629.003 | 1.4449e-05 | 789.56 | -0.00042159 | 626.3935 | 0.00351 | 789.56 | -0.00071299 | 789.56 | -0.00050931 | 629.003 | 0.80519 | 629.003 | 0.84502 | 626.3935 | 0.00227 | 794.8134 | 0.0041053 | 934.3112 | 0.00691 | 794.8134 | 0.55557 | 933.8883 | 6.9993e-05 | 934.3112 | 0.89938 | 629.003 | 0.0845
| 626.5137 | 0 | 795.0509 | -0.00093196 | 626.5137 | 0 | 795.0509 | -0.00070584 | 629.1228 | 0 | 795.0509 | -0.00080498 | 629.1228 | 2.8159e-05 | 789.8 | -0.0021416 | 626.5137 | 0.0009558 | 789.8 | -0.0023919 | 789.8 | -0.001127 | 629.1228 | 0.79263 | 629.1228 | 0.85153 | 626.5137 | 0 | 795.0509 | 0.0030481 | 934.4794 | 0.00594 | 795.0509 | 0.56191 | 934.0571 | 0 | 934.4794 | 0.90061 | 629.1228 | 0.08503
| 626.6339 | 0.00116 | 795.2884 | 0.00040369 | 626.6339 | 0.00192 | 795.2884 | 0.00056271 | 629.2427 | 8.5132e-05 | 795.2884 | 0.0006306 | 629.2427 | 1.38e-05 | 790.04 | 0.0001855 | 626.6339 | 0.00306 | 790.04 | 0.002451 | 790.04 | -0.0018096 | 629.2427 | 0.77837 | 629.2427 | 0.85721 | 626.6339 | 0.00219 | 795.2884 | 0.0026203 | 934.6475 | 0.00468 | 795.2884 | 0.56995 | 934.2259 | 3.0002e-05 | 934.6475 | 0.90136 | 629.2427 | 0.08454
| 626.7542 | 0 | 795.526 | -0.00022323 | 626.7542 | 0 | 795.526 | -0.00052239 | 629.3626 | 0 | 795.526 | -0.00084385 | 629.3626 | 2.6961e-05 | 790.28 | -0.00079259 | 626.7542 | 0.00118 | 790.28 | -0.0025855 | 790.28 | -0.00067186 | 629.3626 | 0.76555 | 629.3626 | 0.86481 | 626.7542 | 0 | 795.526 | 0.0021556 | 934.8156 | 0.00497 | 795.526 | 0.57198 | 934.3947 | 0 | 934.8156 | 0.90416 | 629.3626 | 0.08466
| 626.8744 | 0.00051807 | 795.7635 | -0.00033919 | 626.8744 | 0.00106 | 795.7635 | 0.0013752 | 629.4825 | 4.9907e-05 | 795.7635 | 0.00038994 | 629.4825 | 1.3172e-05 | 790.51 | 0.0011299 | 626.8744 | 0.00317 | 790.51 | -0.00019641 | 790.51 | -8.6692e-05 | 629.4825 | 0.75166 | 629.4825 | 0.87175 | 626.8744 | 0.00234 | 795.7635 | 0.0041253 | 934.9838 | 0.00424 | 795.7635 | 0.57942 | 934.5635 | 6.9993e-05 | 934.9838 | 0.90595 | 629.4825 | 0.08375
| 626.9947 | 0 | 796.0011 | -0.00017908 | 626.9947 | 0 | 796.0011 | -0.0012899 | 629.6024 | 0 | 796.0011 | -0.00093033 | 629.6024 | 2.7879e-05 | 790.75 | -0.0013322 | 626.9947 | 0.00152 | 790.75 | -0.0015202 | 790.75 | 0.0002384 | 629.6024 | 0.73927 | 629.6024 | 0.87978 | 626.9947 | 0 | 796.0011 | 0.0028221 | 935.1519 | 0.00564 | 796.0011 | 0.59826 | 934.7323 | 0 | 935.1519 | 0.90787 | 629.6024 | 0.0833
| 627.1149 | 0.00106 | 796.2386 | 0.00056614 | 627.1149 | 0.00158 | 796.2386 | 0.00066014 | 629.7222 | 4.9907e-05 | 796.2386 | 0.00054416 | 629.7222 | 1.5043e-05 | 790.99 | -0.0015346 | 627.1149 | 0.00204 | 790.99 | -0.00051927 | 790.99 | -0.0015496 | 629.7222 | 0.72478 | 629.7222 | 0.88594 | 627.1149 | 0.00206 | 796.2386 | 0.0048365 | 935.32 | 0.00466 | 796.2386 | 0.59927 | 934.9011 | 6.9993e-05 | 935.32 | 0.90746 | 629.7222 | 0.08253
| 627.2352 | 0 | 796.4762 | -0.00084641 | 627.2352 | 0 | 796.4762 | -0.00089367 | 629.8421 | 0 | 796.4762 | -0.0010551 | 629.8421 | 2.9156e-05 | 791.23 | -0.00069142 | 627.2352 | 0.00382 | 791.23 | -0.0017139 | 791.23 | -0.00089942 | 629.8421 | 0.71116 | 629.8421 | 0.89137 | 627.2352 | 0 | 796.4762 | -0.00015932 | 935.4882 | 0.00533 | 796.4762 | 0.60645 | 935.0699 | 0 | 935.4882 | 0.9069 | 629.8421 | 0.08228
| 627.3555 | 0.00041025 | 796.7138 | -0.00019275 | 627.3555 | 0.00102 | 796.7138 | 0.0003399 | 629.962 | 3.2289e-05 | 796.7138 | 0.00057151 | 629.962 | 1.4449e-05 | 791.46 | -0.00072515 | 627.3555 | 0.00332 | 791.46 | -0.0018108 | 791.46 | -2.1673e-05 | 629.962 | 0.69574 | 629.962 | 0.89499 | 627.3555 | 0.00146 | 796.7138 | 0.0041783 | 935.6563 | 0.00575 | 796.7138 | 0.61504 | 935.2388 | 6.9993e-05 | 935.6563 | 0.90579 | 629.962 | 0.08137
| 627.4757 | 0 | 796.9514 | -0.00021078 | 627.4757 | 0 | 796.9514 | -0.00082844 | 630.0819 | 0 | 796.9514 | -0.00086249 | 630.0819 | 2.7532e-05 | 791.7 | -0.0014672 | 627.4757 | 0.00172 | 791.7 | -0.0012941 | 791.7 | 0.00017338 | 630.0819 | 0.68168 | 630.0819 | 0.89804 | 627.4757 | 0 | 796.9514 | 0.0018704 | 935.8244 | 0.00443 | 796.9514 | 0.6172 | 935.4076 | 0 | 935.8244 | 0.907 | 630.0819 | 0.08126
| 627.596 | 0.00076961 | 797.1889 | 0.00041995 | 627.596 | 0.00137 | 797.1889 | 0.00021477 | 630.2018 | 3.2289e-05 | 797.1889 | 0.00072096 | 630.2018 | 1.3408e-05 | 791.94 | 0.0011299 | 627.596 | 0.00090353 | 791.94 | -0.0020367 | 791.94 | 0.00036844 | 630.2018 | 0.66615 | 630.2018 | 0.90045 | 627.596 | 0.00306 | 797.1889 | 0.0033223 | 935.9926 | 0.00417 | 797.1889 | 0.62462 | 935.5764 | 6.9993e-05 | 935.9926 | 0.90781 | 630.2018 | 0.08111
| 627.7163 | 0 | 797.4265 | -0.0014821 | 627.7163 | 0 | 797.4265 | -0.0014679 | 630.3217 | 0 | 797.4265 | -0.0010756 | 630.3217 | 2.7667e-05 | 792.17 | 1.6864e-05 | 627.7163 | 0.00121 | 792.17 | -0.0016815 | 792.17 | -0.00054182 | 630.3217 | 0.65082 | 630.3217 | 0.90284 | 627.7163 | 0 | 797.4265 | 0.0016455 | 936.1607 | 0.00381 | 797.4265 | 0.63234 | 935.7453 | 0 | 936.1607 | 0.90984 | 630.3217 | 0.08148
| 627.8366 | 0.0004462 | 797.6641 | -0.0010847 | 627.8366 | 0.00189 | 797.6641 | 0.0002436 | 630.4416 | 3.2289e-05 | 797.6641 | 0.00038754 | 630.4416 | 1.4371e-05 | 792.41 | 0.0019393 | 627.8366 | 0.00093192 | 792.41 | 0.0018699 | 792.41 | 0.002189 | 630.4416 | 0.63384 | 630.4416 | 0.90547 | 627.8366 | 0.0018 | 797.6641 | 0.00057085 | 936.3289 | 0.00605 | 797.6641 | 0.6465 | 935.9141 | 5.0004e-05 | 936.3289 | 0.91064 | 630.4416 | 0.08098
| 627.957 | 0.00014397 | 797.9018 | -0.00059238 | 627.957 | 0 | 797.9018 | -0.0012497 | 630.5615 | 0 | 797.9018 | -0.00094043 | 630.5615 | 2.8249e-05 | 792.65 | 0.0031197 | 627.957 | 0.00016089 | 792.65 | -0.00071299 | 792.65 | -0.0024923 | 630.5615 | 0.61826 | 630.5615 | 0.91021 | 627.957 | 0 | 797.9018 | 0.001577 | 936.497 | 0.00285 | 797.9018 | 0.65333 | 936.0829 | 0 | 936.497 | 0.91322 | 630.5615 | 0.08028
| 628.0773 | 0.00042823 | 798.1394 | -0.00027868 | 628.0773 | 0.00189 | 798.1394 | 0.00023124 | 630.6814 | 4.9907e-05 | 798.1394 | 0.00036794 | 630.6814 | 1.4192e-05 | 792.89 | -0.00021923 | 628.0773 | 0.00227 | 792.89 | 0.0004816 | 792.89 | -0.0019722 | 630.6814 | 0.60216 | 630.6814 | 0.91693 | 628.0773 | 0.00176 | 798.1394 | 0.0032381 | 936.6652 | 0.00466 | 798.1394 | 0.65883 | 936.2518 | 5.0004e-05 | 936.6652 | 0.91636 | 630.6814 | 0.07931
| 628.1976 | 0 | 798.377 | -0.001074 | 628.1976 | 0 | 798.377 | -0.0010492 | 630.8013 | 0 | 798.377 | -0.0012354 | 630.8013 | 2.8899e-05 | 793.12 | 0.0010624 | 628.1976 | 0.00092742 | 793.12 | 0.0027416 | 793.12 | 0.00059601 | 630.8013 | 0.5879 | 630.8013 | 0.92627 | 628.1976 | 0 | 798.377 | 0.0015689 | 936.8333 | 0.00469 | 798.377 | 0.66853 | 936.4206 | 0 | 936.8333 | 0.92122 | 630.8013 | 0.0791
| 628.318 | 0.00048213 | 798.6147 | 0.00054144 | 628.318 | 0.00175 | 798.6147 | 0.00027558 | 630.9212 | 3.2289e-05 | 798.6147 | 0.00064295 | 630.9212 | 1.52e-05 | 793.36 | -0.00021923 | 628.318 | 0.00093192 | 793.36 | -0.0021658 | 793.36 | 0.0020264 | 630.9212 | 0.57265 | 630.9212 | 0.93351 | 628.318 | 0.00246 | 798.6147 | 0.0016688 | 937.0015 | 0.00343 | 798.6147 | 0.6833 | 936.5894 | 5.0004e-05 | 937.0015 | 0.92447 | 630.9212 | 0.07799
| 628.4383 | 0 | 798.8523 | -0.00050099 | 628.4383 | 0 | 798.8523 | -0.0020059 | 631.0411 | 0 | 798.8523 | -0.00099285 | 631.0411 | 2.994e-05 | 793.6 | -0.00065769 | 628.4383 | 0.00164 | 793.6 | -0.0016815 | 793.6 | -0.001127 | 631.0411 | 0.5589 | 631.0411 | 0.93794 | 628.4383 | 0 | 798.8523 | 0.001834 | 937.1696 | 0.00429 | 798.8523 | 0.67998 | 936.7583 | 0 | 937.1696 | 0.92612 | 631.0411 | 0.07756
| 628.5587 | 0.00084148 | 799.09 | 0.00065063 | 628.5587 | 0.00191 | 799.09 | 0.00063361 | 631.161 | 3.2289e-05 | 799.09 | 0.00054578 | 631.161 | 1.5233e-05 | 793.84 | -0.0009275 | 628.5587 | 0.00124 | 793.84 | -0.0014556 | 793.84 | 0.0014413 | 631.161 | 0.54437 | 631.161 | 0.93776 | 628.5587 | 0.0024 | 799.09 | 0.0023657 | 937.3378 | 0.00571 | 799.09 | 0.69918 | 936.9271 | 6.9993e-05 | 937.3378 | 0.92475 | 631.161 | 0.07672
| 628.679 | 0 | 799.3276 | -0.0015082 | 628.679 | 0 | 799.3276 | -0.00056241 | 631.2809 | 0 | 799.3276 | -0.001078 | 631.2809 | 2.7879e-05 | 794.07 | -0.00059023 | 628.679 | 0.00186 | 794.07 | -0.0015847 | 794.07 | -0.00015171 | 631.2809 | 0.53093 | 631.2809 | 0.93768 | 628.679 | 0 | 799.3276 | 0.0021819 | 937.5059 | 0.00397 | 799.3276 | 0.70218 | 937.096 | 0 | 937.5059 | 0.92393 | 631.2809 | 0.07729
| 628.7994 | 0.00073368 | 799.5653 | 0.00029528 | 628.7994 | 0.00173 | 799.5653 | -0.00027826 | 631.4008 | 6.7514e-05 | 799.5653 | 0.00058751 | 631.4008 | 1.2993e-05 | 794.31 | 0.00069142 | 628.7994 | 0.00295 | 794.31 | -0.0013587 | 794.31 | 0.0012137 | 631.4008 | 0.51671 | 631.4008 | 0.9385 | 628.7994 | 0.00156 | 799.5653 | 0.0041626 | 937.6741 | 0.00536 | 799.5653 | 0.71376 | 937.2648 | 6.9993e-05 | 937.6741 | 0.92319 | 631.4008 | 0.07691
| 628.9198 | 0 | 799.803 | -0.00052489 | 628.9198 | 0 | 799.803 | -0.0010359 | 631.5207 | 0 | 799.803 | -0.00083676 | 631.5207 | 2.6647e-05 | 794.55 | 0.0012985 | 628.9198 | 0.00115 | 794.55 | -0.0026501 | 794.55 | -0.0012245 | 631.5207 | 0.50402 | 631.5207 | 0.94364 | 628.9198 | 0 | 799.803 | -0.00010004 | 937.8422 | 0.00388 | 799.803 | 0.71619 | 937.4337 | 0 | 937.8422 | 0.92451 | 631.5207 | 0.07731
| 629.0402 | 0.00021262 | 800.0406 | 0.00046713 | 629.0402 | 0.00212 | 800.0406 | 0.00053929 | 631.6407 | 3.2289e-05 | 800.0406 | 0.0004228 | 631.6407 | 1.3878e-05 | 794.79 | -0.00099496 | 629.0402 | 0.00093192 | 794.79 | -0.00026098 | 794.79 | 0.00056349 | 631.6407 | 0.49111 | 631.6407 | 0.94899 | 629.0402 | 0.00219 | 800.0406 | 0.0010545 | 938.0104 | 0.00426 | 800.0406 | 0.72938 | 937.6026 | 3.0002e-05 | 938.0104 | 0.92504 | 631.6407 | 0.07723
| 629.1606 | 0 | 800.2783 | -0.0012321 | 629.1606 | 0 | 800.2783 | -0.00058757 | 631.7606 | 0 | 800.2783 | -0.0011651 | 631.7606 | 2.77e-05 | 795.02 | 0.0015008 | 629.1606 | 0.00167 | 795.02 | -0.0019399 | 795.02 | 0.00069354 | 631.7606 | 0.48076 | 631.7606 | 0.95603 | 629.1606 | 0 | 800.2783 | 0.0021366 | 938.1786 | 0.00485 | 800.2783 | 0.74144 | 937.7714 | 0 | 938.1786 | 0.9267 | 631.7606 | 0.07812
| 629.281 | 0.00116 | 800.516 | -0.00020044 | 629.281 | 0.00137 | 800.516 | 0.00037693 | 631.8805 | 4.9907e-05 | 800.516 | 0.00053494 | 631.8805 | 1.3945e-05 | 795.26 | -0.0015684 | 629.281 | 0.0021 | 795.26 | -0.0016493 | 795.26 | 0.00072604 | 631.8805 | 0.46969 | 631.8805 | 0.96142 | 629.281 | 0.00247 | 800.516 | 0.0029574 | 938.3467 | 0.0045 | 800.516 | 0.73823 | 937.9403 | 6.9993e-05 | 938.3467 | 0.92753 | 631.8805 | 0.07774
| 629.4014 | 0 | 800.7538 | -0.0011809 | 629.4014 | 0 | 800.7538 | -0.0020376 | 632.0004 | 0 | 800.7538 | -0.0010301 | 632.0004 | 2.8585e-05 | 795.5 | -0.00086005 | 629.4014 | 0.00084224 | 795.5 | 0.001095 | 795.5 | -0.0027524 | 632.0004 | 0.45969 | 632.0004 | 0.96995 | 629.4014 | 0 | 800.7538 | 0.00061665 | 938.5149 | 0.0049 | 800.7538 | 0.7456 | 938.1092 | 0 | 938.5149 | 0.93043 | 632.0004 | 0.07805
| 629.5218 | 0.00019465 | 800.9915 | 0.00024693 | 629.5218 | 0.00213 | 800.9915 | 0.00013686 | 632.1203 | 4.9907e-05 | 800.9915 | 0.00042485 | 632.1203 | 1.4819e-05 | 795.74 | 0.001366 | 629.5218 | 0.00351 | 795.74 | 0.0031937 | 795.74 | 0.0012462 | 632.1203 | 0.44868 | 632.1203 | 0.97675 | 629.5218 | 0.00195 | 800.9915 | 0.003907 | 938.683 | 0.00571 | 800.9915 | 0.76613 | 938.278 | 6.9993e-05 | 938.683 | 0.93186 | 632.1203 | 0.07762
| 629.6422 | 0 | 801.2292 | -0.00020831 | 629.6422 | 0 | 801.2292 | -0.0015735 | 632.2403 | 0 | 801.2292 | -0.00079719 | 632.2403 | 2.6468e-05 | 795.97 | -0.0022092 | 629.6422 | 0.00072869 | 795.97 | -0.00061613 | 795.97 | -0.00031426 | 632.2403 | 0.43915 | 632.2403 | 0.98241 | 629.6422 | 0 | 801.2292 | 0.0013453 | 938.8512 | 0.00434 | 801.2292 | 0.77538 | 938.4469 | 0 | 938.8512 | 0.93421 | 632.2403 | 0.07793
| 629.7627 | 0.00185 | 801.4669 | -0.00064015 | 629.7627 | 0.00101 | 801.4669 | 0.00014965 | 632.3602 | 3.2289e-05 | 801.4669 | 0.00051128 | 632.3602 | 1.1761e-05 | 796.21 | -0.00028669 | 629.7627 | 0.00079001 | 796.21 | -0.0006807 | 796.21 | -0.00076939 | 632.3602 | 0.42838 | 632.3602 | 0.98471 | 629.7627 | 0.00114 | 801.4669 | -0.0010035 | 939.0194 | 0.00651 | 801.4669 | 0.77632 | 938.6158 | 8.9995e-05 | 939.0194 | 0.93494 | 632.3602 | 0.07737
| 629.8831 | 0 | 801.7047 | -0.00045045 | 629.8831 | 0 | 801.7047 | -0.0010778 | 632.4801 | 0 | 801.7047 | -0.0012404 | 632.4801 | 2.5874e-05 | 796.45 | -0.00069142 | 629.8831 | 0.00127 | 796.45 | -0.00058385 | 796.45 | -0.00070437 | 632.4801 | 0.41801 | 632.4801 | 0.98727 | 629.8831 | 0 | 801.7047 | 0.00096586 | 939.1876 | 0.00399 | 801.7047 | 0.79133 | 938.7847 | 0 | 939.1876 | 0.93618 | 632.4801 | 0.0776
| 630.0036 | 0.00051807 | 801.9424 | -0.00026914 | 630.0036 | 0.00175 | 801.9424 | 0.00016066 | 632.6001 | 3.2289e-05 | 801.9424 | 0.00054556 | 632.6001 | 1.4337e-05 | 796.69 | 0.00032042 | 630.0036 | 0.00079001 | 796.69 | -0.00074527 | 796.69 | 0.0010836 | 632.6001 | 0.40601 | 632.6001 | 0.98949 | 630.0036 | 0.00169 | 801.9424 | 0.0019851 | 939.3557 | 0.0051 | 801.9424 | 0.79936 | 938.9535 | 6.9993e-05 | 939.3557 | 0.93619 | 632.6001 | 0.07669
| 630.1241 | 0 | 802.1802 | -0.00077602 | 630.1241 | 0 | 802.1802 | -0.00084831 | 632.72 | 0 | 802.1802 | -0.00093549 | 632.72 | 2.798e-05 | 796.92 | -0.0015346 | 630.1241 | 0.00132 | 796.92 | 0.00067532 | 796.92 | -0.0022323 | 632.72 | 0.39576 | 632.72 | 0.99144 | 630.1241 | 0 | 802.1802 | 0.0011795 | 939.5239 | 0.00388 | 802.1802 | 0.80224 | 939.1224 | 0 | 939.5239 | 0.93687 | 632.72 | 0.07703
| 630.2445 | 0 | 802.418 | -0.00043016 | 630.2445 | 0.00168 | 802.418 | 0.00028318 | 632.8399 | 4.9907e-05 | 802.418 | 0.00043345 | 632.8399 | 1.3789e-05 | 797.16 | 0.0014334 | 630.2445 | 0.00153 | 797.16 | 0.00041703 | 797.16 | 0.0011487 | 632.8399 | 0.38477 | 632.8399 | 0.99193 | 630.2445 | 0.00247 | 802.418 | -1.1494e-05 | 939.6921 | 0.00543 | 802.418 | 0.8111 | 939.2913 | 6.9993e-05 | 939.6921 | 0.93745 | 632.8399 | 0.07627
| 630.365 | 0 | 802.6557 | -5.1287e-05 | 630.365 | 0 | 802.6557 | -0.00063857 | 632.9599 | 0 | 802.6557 | -0.00093931 | 632.9599 | 2.863e-05 | 797.4 | -0.00062396 | 630.365 | 0.00192 | 797.4 | -0.0019399 | 797.4 | -0.0016472 | 632.9599 | 0.37599 | 632.9599 | 0.99175 | 630.365 | 0 | 802.6557 | 0.00090971 | 939.8602 | 0.00601 | 802.6557 | 0.81174 | 939.4602 | 0 | 939.8602 | 0.93883 | 632.9599 | 0.07652
| 630.4855 | 0.00015871 | 802.8935 | 0.00049705 | 630.4855 | 0.00071094 | 802.8935 | 0.00021932 | 633.0798 | 1.4682e-05 | 802.8935 | 0.00057697 | 633.0798 | 1.5121e-05 | 797.64 | 0.00032042 | 630.4855 | 0.00124 | 797.64 | -0.0013264 | 797.64 | 0.0002384 | 633.0798 | 0.36637 | 633.0798 | 0.99169 | 630.4855 | 0.00165 | 802.8935 | 0.001988 | 940.0284 | 0.00557 | 802.8935 | 0.82916 | 939.6291 | 5.0004e-05 | 940.0284 | 0.93957 | 633.0798 | 0.0756
| 630.606 | 0 | 803.1313 | -0.00084924 | 630.606 | 3.4765e-05 | 803.1313 | -0.0019928 | 633.1998 | 0 | 803.1313 | -0.00099993 | 633.1998 | 2.8137e-05 | 797.88 | -0.00089378 | 630.606 | 0.0022 | 797.88 | -0.00035784 | 797.88 | -0.001322 | 633.1998 | 0.3586 | 633.1998 | 0.99352 | 630.606 | 0 | 803.1313 | -0.00065457 | 940.1966 | 0.0049 | 803.1313 | 0.84084 | 939.798 | 0 | 940.1966 | 0.94169 | 633.1998 | 0.07551
| 630.7265 | 0.0016 | 803.3691 | 0.00086726 | 630.7265 | 0.0013 | 803.3691 | 0.00070712 | 633.3197 | 8.5132e-05 | 803.3691 | 0.0004678 | 633.3197 | 1.3228e-05 | 798.11 | -0.0011636 | 630.7265 | 0.00050617 | 798.11 | -0.0017461 | 798.11 | -0.00050931 | 633.3197 | 0.34969 | 633.3197 | 0.99548 | 630.7265 | 0.00277 | 803.3691 | 0.0033746 | 940.3648 | 0.00468 | 803.3691 | 0.85057 | 939.9669 | 6.9993e-05 | 940.3648 | 0.94321 | 633.3197 | 0.07494
| 630.847 | 0 | 803.6069 | -0.00048853 | 630.847 | 0 | 803.6069 | -0.001301 | 633.4397 | 0 | 803.6069 | -0.0010366 | 633.4397 | 2.7095e-05 | 798.35 | -0.00059023 | 630.847 | 0.00107 | 798.35 | -0.00077756 | 798.35 | 0.00014088 | 633.4397 | 0.34225 | 633.4397 | 0.9989 | 630.847 | 0 | 803.6069 | -0.00029854 | 940.533 | 0.00638 | 803.6069 | 0.85865 | 940.1358 | 0 | 940.533 | 0.9456 | 633.4397 | 0.075
| 630.9675 | 0.00066181 | 803.8447 | 8.6339e-05 | 630.9675 | 0.00093636 | 803.8447 | 3.9845e-05 | 633.5596 | 6.7514e-05 | 803.8447 | 0.00047304 | 633.5596 | 1.4035e-05 | 798.59 | -0.0010624 | 630.9675 | 0.00238 | 798.59 | 0.00090132 | 798.59 | 0.00020589 | 633.5596 | 0.33338 | 633.5596 | 0.99947 | 630.9675 | 0.00244 | 803.8447 | 0.0020412 | 940.7012 | 0.00359 | 803.8447 | 0.85767 | 940.3047 | 5.0004e-05 | 940.7012 | 0.94685 | 633.5596 | 0.07439
| 631.088 | 0 | 804.0825 | -0.00051664 | 631.088 | 0 | 804.0825 | -0.0017986 | 633.6795 | 0 | 804.0825 | -0.00088351 | 633.6795 | 2.649e-05 | 798.83 | -0.0012648 | 631.088 | 0.00092742 | 798.83 | -0.0015524 | 798.83 | -0.0017771 | 633.6795 | 0.3257 | 633.6795 | 1 | 631.088 | 0 | 804.0825 | -0.00099393 | 940.8693 | 0.00563 | 804.0825 | 0.86077 | 940.4736 | 0 | 940.8693 | 0.94839 | 633.6795 | 0.07445
| 631.2086 | 0.00102 | 804.3204 | -0.00017149 | 631.2086 | 0.00118 | 804.3204 | 0.00081535 | 633.7995 | 3.2289e-05 | 804.3204 | 0.00046949 | 633.7995 | 1.2545e-05 | 799.06 | 0.001231 | 631.2086 | 0.00193 | 799.06 | -0.00080984 | 799.06 | 0.00079106 | 633.7995 | 0.31654 | 633.7995 | 0.99786 | 631.2086 | 0.00351 | 804.3204 | 0.0025536 | 941.0375 | 0.00709 | 804.3204 | 0.87349 | 940.6425 | 8.9995e-05 | 941.0375 | 0.94925 | 633.7995 | 0.0736
| 631.3291 | 0 | 804.5582 | -0.00077223 | 631.3291 | 0 | 804.5582 | -0.0013532 | 633.9195 | 0 | 804.5582 | -0.00093009 | 633.9195 | 2.6547e-05 | 799.3 | -0.0040978 | 631.3291 | 0.00169 | 799.3 | 0.00067532 | 799.3 | -0.0019397 | 633.9195 | 0.30893 | 633.9195 | 0.99666 | 631.3291 | 0 | 804.5582 | 0.0021431 | 941.2057 | 0.00649 | 804.5582 | 0.88177 | 940.8114 | 0 | 941.2057 | 0.94973 | 633.9195 | 0.07343
| 631.4497 | 0.00127 | 804.7961 | 0.00037887 | 631.4497 | 0.00134 | 804.7961 | 0.00057106 | 634.0394 | 4.9907e-05 | 804.7961 | 0.00066903 | 634.0394 | 1.4102e-05 | 799.54 | -0.0016695 | 631.4497 | 0.00113 | 799.54 | 9.4169e-05 | 799.54 | -0.00037928 | 634.0394 | 0.29997 | 634.0394 | 0.99432 | 631.4497 | 0.00221 | 804.7961 | 0.0016295 | 941.3739 | 0.00598 | 804.7961 | 0.88197 | 940.9803 | 5.0004e-05 | 941.3739 | 0.94958 | 634.0394 | 0.07271
| 631.5702 | 0 | 805.0339 | -0.00047311 | 631.5702 | 0 | 805.0339 | -0.0016056 | 634.1594 | 0 | 805.0339 | -0.00094699 | 634.1594 | 2.7689e-05 | 799.78 | -0.0016358 | 631.5702 | 0.00206 | 799.78 | -0.0019721 | 799.78 | -0.0010295 | 634.1594 | 0.29257 | 634.1594 | 0.99114 | 631.5702 | 0 | 805.0339 | -0.0017604 | 941.5421 | 0.00496 | 805.0339 | 0.89969 | 941.1492 | 0 | 941.5421 | 0.94994 | 634.1594 | 0.07277
| 631.6908 | 0.0017 | 805.2718 | 0.00049977 | 631.6908 | 0.00184 | 805.2718 | 0.00039763 | 634.2793 | 3.2289e-05 | 805.2718 | 0.00061932 | 634.2793 | 1.3688e-05 | 800.01 | 0.00011805 | 631.6908 | 0.00136 | 800.01 | 0.00080447 | 800.01 | -0.001322 | 634.2793 | 0.2844 | 634.2793 | 0.98759 | 631.6908 | 0.00257 | 805.2718 | 0.00023339 | 941.7103 | 0.00487 | 805.2718 | 0.90076 | 941.3181 | 5.0004e-05 | 941.7103 | 0.95006 | 634.2793 | 0.07196
| 631.8114 | 0 | 805.5096 | -0.00019692 | 631.8114 | 0 | 805.5096 | -0.00083684 | 634.3993 | 0 | 805.5096 | -0.00093322 | 634.3993 | 2.7174e-05 | 800.25 | 5.0592e-05 | 631.8114 | 0.00252 | 800.25 | 6.1882e-05 | 800.25 | -0.00096444 | 634.3993 | 0.2781 | 634.3993 | 0.98453 | 631.8114 | 0.0004661 | 805.5096 | 0.0018053 | 941.8785 | 0.00582 | 805.5096 | 0.89677 | 941.4871 | 0 | 941.8785 | 0.95155 | 634.3993 | 0.07237
| 631.932 | 0.00176 | 805.7475 | -0.00030635 | 631.932 | 0.00168 | 805.7475 | -0.00022937 | 634.5193 | 3.2289e-05 | 805.7475 | 0.00045619 | 634.5193 | 1.3609e-05 | 800.49 | 0.0017707 | 631.932 | 0.00249 | 800.49 | 0.00019102 | 800.49 | 0.00056349 | 634.5193 | 0.27093 | 634.5193 | 0.98051 | 631.932 | 0.00311 | 805.7475 | 0.0023031 | 942.0467 | 0.00452 | 805.7475 | 0.91138 | 941.656 | 8.9995e-05 | 942.0467 | 0.95307 | 634.5193 | 0.07184
| 632.0526 | 0 | 805.9854 | 8.8419e-05 | 632.0526 | 0 | 805.9854 | -0.0015744 | 634.6392 | 0 | 805.9854 | -0.00083135 | 634.6392 | 2.7611e-05 | 800.73 | 0.0011299 | 632.0526 | 0.00016089 | 800.73 | -6.7263e-05 | 800.73 | -0.00060684 | 634.6392 | 0.26454 | 634.6392 | 0.97551 | 632.0526 | 0.00084148 | 805.9854 | 0.0027849 | 942.2149 | 0.00359 | 805.9854 | 0.9223 | 941.8249 | 0 | 942.2149 | 0.95633 | 634.6392 | 0.07246
| 632.1732 | 0.00012278 | 806.2233 | 0.00057821 | 632.1732 | 0.00114 | 806.2233 | 0.00054295 | 634.7592 | 1.4682e-05 | 806.2233 | 0.00048357 | 634.7592 | 1.4102e-05 | 800.96 | -0.00042159 | 632.1732 | 0.00281 | 800.96 | -0.0021658 | 800.96 | -0.00060684 | 634.7592 | 0.25673 | 634.7592 | 0.9703 | 632.1732 | 0.00405 | 806.2233 | -2.3963e-05 | 942.3831 | 0.00542 | 806.2233 | 0.91881 | 941.9939 | 6.9993e-05 | 942.3831 | 0.95894 | 634.7592 | 0.07153
| 632.2938 | 0 | 806.4612 | -0.00055445 | 632.2938 | 0 | 806.4612 | -0.0014448 | 634.8792 | 0 | 806.4612 | -0.0012077 | 634.8792 | 2.7308e-05 | 801.2 | 0.00099496 | 632.2938 | 0.00052996 | 801.2 | -0.0010036 | 801.2 | -0.0018096 | 634.8792 | 0.2502 | 634.8792 | 0.96729 | 632.2938 | 0.00069133 | 806.4612 | -0.00010925 | 942.5513 | 0.00596 | 806.4612 | 0.92977 | 942.1628 | 0 | 942.5513 | 0.9625 | 634.8792 | 0.07166
| 632.4144 | 0.0012 | 806.6991 | -0.00027833 | 632.4144 | 0.00151 | 806.6991 | 0.00048589 | 634.9991 | 3.2289e-05 | 806.6991 | 0.00039582 | 634.9991 | 1.3352e-05 | 801.44 | 0.0010287 | 632.4144 | 0.00334 | 801.44 | 0.0012565 | 801.44 | -0.0023949 | 634.9991 | 0.24292 | 634.9991 | 0.96513 | 632.4144 | 0.00371 | 806.6991 | 0.0025511 | 942.7195 | 0.00478 | 806.6991 | 0.93723 | 942.3317 | 5.0004e-05 | 942.7195 | 0.96507 | 634.9991 | 0.07066
| 632.535 | 0 | 806.937 | -0.00028332 | 632.535 | 0 | 806.937 | -0.00089388 | 635.1191 | 0 | 806.937 | -0.00075011 | 635.1191 | 2.7689e-05 | 801.68 | -0.001602 | 632.535 | 0.00291 | 801.68 | -0.0012619 | 801.68 | -0.00047681 | 635.1191 | 0.2372 | 635.1191 | 0.96271 | 632.535 | 0.00127 | 806.937 | 0.00053982 | 942.8877 | 0.00494 | 806.937 | 0.94 | 942.5007 | 0 | 942.8877 | 0.96828 | 635.1191 | 0.0704
| 632.6557 | 0.00053603 | 807.1749 | -0.00019966 | 632.6557 | 0.00071094 | 807.1749 | 0.000122 | 635.2391 | 1.4682e-05 | 807.1749 | 0.00043979 | 635.2391 | 1.4393e-05 | 801.92 | 0.00011805 | 632.6557 | 0.00227 | 801.92 | -0.0027792 | 801.92 | 0.00017338 | 635.2391 | 0.22999 | 635.2391 | 0.9578 | 632.6557 | 0.00508 | 807.1749 | 0.0021794 | 943.0559 | 0.0063 | 807.1749 | 0.95342 | 942.6696 | 5.0004e-05 | 943.0559 | 0.97101 | 635.2391 | 0.06947
| 632.7763 | 0 | 807.4129 | -0.001085 | 632.7763 | 0 | 807.4129 | -0.00090756 | 635.3591 | 0 | 807.4129 | -0.0010033 | 635.3591 | 2.9313e-05 | 802.15 | 0.00032042 | 632.7763 | 0.00038799 | 802.15 | -0.0010681 | 802.15 | 0.0016688 | 635.3591 | 0.22398 | 635.3591 | 0.95004 | 632.7763 | 0.00214 | 807.4129 | -0.0012495 | 943.2241 | 0.00388 | 807.4129 | 0.94958 | 942.8385 | 0 | 943.2241 | 0.97381 | 635.3591 | 0.06909
| 632.897 | 0.00235 | 807.6508 | -0.00012353 | 632.897 | 0.00108 | 807.6508 | 0.00016267 | 635.4791 | 4.9907e-05 | 807.6508 | 0.0003984 | 635.4791 | 1.4998e-05 | 802.39 | 0.0018381 | 632.897 | 0.00369 | 802.39 | 0.001095 | 802.39 | -0.0014846 | 635.4791 | 0.21671 | 635.4791 | 0.93941 | 632.897 | 0.00583 | 807.6508 | 0.0022417 | 943.3923 | 0.00658 | 807.6508 | 0.96651 | 943.0075 | 6.9993e-05 | 943.3923 | 0.97544 | 635.4791 | 0.06829
| 633.0177 | 0 | 807.8888 | -0.00020297 | 633.0177 | 0 | 807.8888 | -0.0014475 | 635.5991 | 0 | 807.8888 | -0.00088836 | 635.5991 | 2.8999e-05 | 802.63 | -0.0020068 | 633.0177 | 0.00164 | 802.63 | -0.0035219 | 802.63 | -0.001127 | 635.5991 | 0.21088 | 635.5991 | 0.92777 | 633.0177 | 0.00189 | 807.8888 | 0.00059859 | 943.5605 | 0.00708 | 807.8888 | 0.95764 | 943.1764 | 0 | 943.5605 | 0.97703 | 635.5991 | 0.06791
| 633.1383 | 0.00062587 | 808.1267 | -0.00017572 | 633.1383 | 0.00116 | 808.1267 | 0.00019281 | 635.719 | 4.9907e-05 | 808.1267 | 0.00045601 | 635.719 | 1.4035e-05 | 802.87 | 0.00096123 | 633.1383 | 0.0013 | 802.87 | 0.0002556 | 802.87 | 0.00079106 | 635.719 | 0.20387 | 635.719 | 0.9164 | 633.1383 | 0.00484 | 808.1267 | 0.0022997 | 943.7287 | 0.00389 | 808.1267 | 0.96037 | 943.3454 | 5.0004e-05 | 943.7287 | 0.97758 | 635.719 | 0.06722
| 633.259 | 0 | 808.3647 | -0.00066688 | 633.259 | 0 | 808.3647 | -0.0006858 | 635.839 | 0 | 808.3647 | -0.00084126 | 635.839 | 2.6938e-05 | 803.1 | -1.6864e-05 | 633.259 | 0.00238 | 803.1 | 0.00028789 | 803.1 | 0.00066102 | 635.839 | 0.19829 | 635.839 | 0.9071 | 633.259 | 0.0024 | 808.3647 | -0.00021048 | 943.8969 | 0.00441 | 808.3647 | 0.97138 | 943.5143 | 0 | 943.8969 | 0.97826 | 635.839 | 0.067
| 633.3797 | 0.00048213 | 808.6027 | -0.00012386 | 633.3797 | 0.00020808 | 808.6027 | -0.0006453 | 635.959 | 3.2289e-05 | 808.6027 | 0.00057642 | 635.959 | 1.3486e-05 | 803.34 | -0.0012648 | 633.3797 | 0.00022234 | 803.34 | -0.00029326 | 803.34 | -0.00080189 | 635.959 | 0.19212 | 635.959 | 0.89916 | 633.3797 | 0.00594 | 808.6027 | 0.0012527 | 944.0652 | 0.00559 | 808.6027 | 0.97195 | 943.6833 | 6.9993e-05 | 944.0652 | 0.97806 | 635.959 | 0.0672
| 633.5004 | 0 | 808.8406 | -0.0018189 | 633.5004 | 0 | 808.8406 | -0.0017622 | 636.079 | 0 | 808.8406 | -0.00098331 | 636.079 | 2.8193e-05 | 803.58 | 5.0592e-05 | 633.5004 | 0.00078546 | 803.58 | -0.0028761 | 803.58 | -0.0008344 | 636.079 | 0.18687 | 636.079 | 0.89196 | 633.5004 | 0.00216 | 808.8406 | 0.00018108 | 944.2334 | 0.00585 | 808.8406 | 0.97947 | 943.8523 | 0 | 944.2334 | 0.97839 | 636.079 | 0.06789
| 633.6211 | 0 | 809.0786 | -0.00056549 | 633.6211 | 0 | 809.0786 | 0.00049695 | 636.199 | 6.7514e-05 | 809.0786 | 0.00044576 | 636.199 | 1.5312e-05 | 803.82 | -0.00015177 | 633.6211 | 0.00278 | 803.82 | 0.00073989 | 803.82 | -0.00086692 | 636.199 | 0.18073 | 636.199 | 0.88402 | 633.6211 | 0.00847 | 809.0786 | 0.0020029 | 944.4016 | 0.00295 | 809.0786 | 0.97566 | 944.0212 | 0.00011 | 944.4016 | 0.97822 | 636.199 | 0.06802
| 633.7418 | 0 | 809.3166 | -0.00097766 | 633.7418 | 0 | 809.3166 | -0.0010264 | 636.319 | 0 | 809.3166 | -0.00096423 | 636.319 | 2.8171e-05 | 804.06 | -0.00059023 | 633.7418 | 0.00309 | 804.06 | -0.0028439 | 804.06 | -0.0008344 | 636.319 | 0.17615 | 636.319 | 0.87729 | 633.7418 | 0.00454 | 809.3166 | 0.0010522 | 944.5698 | 0.00483 | 809.3166 | 0.98386 | 944.1902 | 0 | 944.5698 | 0.97888 | 636.319 | 0.06764
| 633.8625 | 0.00118 | 809.5546 | 0.0008047 | 633.8625 | 0.00134 | 809.5546 | 0.00071237 | 636.439 | 6.7514e-05 | 809.5546 | 0.0006705 | 636.439 | 1.3565e-05 | 804.29 | -0.0009275 | 633.8625 | 0.00193 | 804.29 | 0.00032017 | 804.29 | -0.0008344 | 636.439 | 0.17079 | 636.439 | 0.86751 | 633.8625 | 0.0092 | 809.5546 | 0.0039363 | 944.738 | 0.00633 | 809.5546 | 0.98659 | 944.3591 | 8.9995e-05 | 944.738 | 0.98032 | 636.439 | 0.06664
| 633.9833 | 0 | 809.7926 | -0.0007525 | 633.9833 | 0 | 809.7926 | -0.0016062 | 636.559 | 1.4682e-05 | 809.7926 | -0.00093641 | 636.559 | 2.8563e-05 | 804.53 | 0.00075887 | 633.9833 | 0.00181 | 804.53 | 0.0014502 | 804.53 | 0.00040094 | 636.559 | 0.16671 | 636.559 | 0.85748 | 633.9833 | 0.00612 | 809.7926 | -0.00052214 | 944.9062 | 0.00413 | 809.7926 | 0.98874 | 944.5281 | 0 | 944.9062 | 0.98361 | 636.559 | 0.06621
| 634.104 | 0.00046416 | 810.0307 | 0.0013118 | 634.104 | 0.00060691 | 810.0307 | 0.0005059 | 636.679 | 4.9907e-05 | 810.0307 | 0.00071284 | 636.679 | 1.5177e-05 | 804.77 | -0.0010961 | 634.104 | 0.00317 | 804.77 | 0.00077218 | 804.77 | 0.0009536 | 636.679 | 0.16098 | 636.679 | 0.844 | 634.104 | 0.0087 | 810.0307 | 0.0016752 | 945.0745 | 0.00529 | 810.0307 | 0.98771 | 944.6971 | 5.0004e-05 | 945.0745 | 0.98654 | 636.679 | 0.06581
| 634.2247 | 0 | 810.2687 | -0.00052789 | 634.2247 | 0 | 810.2687 | -0.0011654 | 636.799 | 0 | 810.2687 | -0.0009351 | 636.799 | 3.0377e-05 | 805.01 | -0.00025296 | 634.2247 | 0.00255 | 805.01 | -0.0039416 | 805.01 | -0.00021673 | 636.799 | 0.15718 | 636.799 | 0.83389 | 634.2247 | 0.00591 | 810.2687 | -0.00081761 | 945.2427 | 0.0061 | 810.2687 | 0.98936 | 944.8661 | 0 | 945.2427 | 0.9899 | 636.799 | 0.06585
| 634.3455 | 0.00115 | 810.5067 | 8.3865e-05 | 634.3455 | 0.00038148 | 810.5067 | -0.00014942 | 636.919 | 3.2289e-05 | 810.5067 | 0.00046152 | 636.919 | 1.5334e-05 | 805.24 | 0.00059023 | 634.3455 | 0.00056294 | 805.24 | 0.0010305 | 805.24 | 0.00046596 | 636.919 | 0.15228 | 636.919 | 0.8216 | 634.3455 | 0.01052 | 810.5067 | 0.0016371 | 945.4109 | 0.00466 | 810.5067 | 0.98538 | 945.035 | 5.0004e-05 | 945.4109 | 0.99199 | 636.919 | 0.06539
| 634.4663 | 0 | 810.7448 | -0.00035297 | 634.4663 | 0 | 810.7448 | -0.0013684 | 637.039 | 0 | 810.7448 | -0.0009464 | 637.039 | 2.9907e-05 | 805.48 | -0.00082632 | 634.4663 | 0.00186 | 805.48 | 0.00012645 | 805.48 | -0.00067186 | 637.039 | 0.14825 | 637.039 | 0.80911 | 634.4663 | 0.0085 | 810.7448 | 0.0023223 | 945.5791 | 0.00606 | 810.7448 | 0.99329 | 945.204 | 0 | 945.5791 | 0.99425 | 637.039 | 0.06512
| 634.587 | 0 | 810.9828 | -0.00038888 | 634.587 | 0.00106 | 810.9828 | 0.00028521 | 637.159 | 0 | 810.9828 | 0.00044984 | 637.159 | 1.4606e-05 | 805.72 | -0.00096123 | 634.587 | 0.0019 | 805.72 | -0.00019641 | 805.72 | 0.00098612 | 637.159 | 0.14262 | 637.159 | 0.7943 | 634.587 | 0.01057 | 810.9828 | 0.00011848 | 945.7474 | 0.00505 | 810.9828 | 0.99144 | 945.373 | 6.9993e-05 | 945.7474 | 0.99463 | 637.159 | 0.06457
| 634.7078 | 0 | 811.2209 | -0.00043312 | 634.7078 | 0 | 811.2209 | -0.0010543 | 637.279 | 0 | 811.2209 | -0.0011341 | 637.279 | 2.8585e-05 | 805.96 | 0.00021923 | 634.7078 | 0.00113 | 805.96 | 0.00035245 | 805.96 | 0.0011162 | 637.279 | 0.13836 | 637.279 | 0.7821 | 634.7078 | 0.00991 | 811.2209 | 0.00039622 | 945.9156 | 0.00381 | 811.2209 | 1 | 945.542 | 0 | 945.9156 | 0.99509 | 637.279 | 0.06432
| 634.8286 | 0.00037433 | 811.4589 | -0.00040865 | 634.8286 | 0.00196 | 811.4589 | -0.00049305 | 637.399 | 3.2289e-05 | 811.4589 | 0.00034264 | 637.399 | 1.4001e-05 | 806.2 | 0.00096123 | 634.8286 | 0.00158 | 806.2 | -9.9549e-05 | 806.2 | -0.0001192 | 637.399 | 0.13362 | 637.399 | 0.77182 | 634.8286 | 0.01443 | 811.4589 | 0.0018512 | 946.0838 | 0.00524 | 811.4589 | 0.99208 | 945.711 | 8.9995e-05 | 946.0838 | 0.9939 | 637.399 | 0.06341
| 634.9494 | 0 | 811.697 | -0.00069186 | 634.9494 | 0 | 811.697 | -0.00091638 | 637.5191 | 0 | 811.697 | -0.00080241 | 637.5191 | 2.7532e-05 | 806.43 | -0.0022766 | 634.9494 | 0.00164 | 806.43 | 0.00032017 | 806.43 | -0.0010945 | 637.5191 | 0.13023 | 637.5191 | 0.7622 | 634.9494 | 0.01124 | 811.697 | 0.0012734 | 946.2521 | 0.00417 | 811.697 | 0.9979 | 945.88 | 0 | 946.2521 | 0.99312 | 637.5191 | 0.06309
| 635.0702 | 0.00030245 | 811.9351 | -0.00044487 | 635.0702 | 0.00196 | 811.9351 | 0.00020736 | 637.6391 | 6.7514e-05 | 811.9351 | 0.00044699 | 637.6391 | 1.3565e-05 | 806.67 | 0.00089378 | 635.0702 | 0.00227 | 806.67 | 0.00093361 | 806.67 | -0.00063934 | 637.6391 | 0.12627 | 637.6391 | 0.75157 | 635.0702 | 0.01288 | 811.9351 | 0.0018509 | 946.4203 | 0.00492 | 811.9351 | 0.99573 | 946.049 | 5.0004e-05 | 946.4203 | 0.99098 | 637.6391 | 0.06294
| 635.191 | 0 | 812.1732 | -0.00067396 | 635.191 | 0 | 812.1732 | -0.0014242 | 637.7591 | 0 | 812.1732 | -0.00091535 | 637.7591 | 2.7566e-05 | 806.91 | -0.00099496 | 635.191 | 0.0022 | 806.91 | -0.00019641 | 806.91 | -0.001322 | 637.7591 | 0.12324 | 637.7591 | 0.74019 | 635.191 | 0.0143 | 812.1732 | 0.00060769 | 946.5885 | 0.00492 | 812.1732 | 0.99805 | 946.2179 | 0 | 946.5885 | 0.9898 | 637.7591 | 0.06282
| 635.3118 | 0.0004462 | 812.4113 | -0.00036685 | 635.3118 | 0.00151 | 812.4113 | 0.00022248 | 637.8791 | 3.2289e-05 | 812.4113 | 0.00045596 | 637.8791 | 1.4102e-05 | 807.15 | 0.00062396 | 635.3118 | 0.00181 | 807.15 | -6.7263e-05 | 807.15 | 0.0019289 | 637.8791 | 0.11933 | 637.8791 | 0.72839 | 635.3118 | 0.01503 | 812.4113 | 0.0017296 | 946.7568 | 0.00471 | 812.4113 | 0.998 | 946.3869 | 6.9993e-05 | 946.7568 | 0.98828 | 637.8791 | 0.06242
| 635.4327 | 0 | 812.6494 | 2.5177e-05 | 635.4327 | 0 | 812.6494 | -0.001244 | 637.9991 | 0 | 812.6494 | -0.00085244 | 637.9991 | 2.8193e-05 | 807.39 | -0.0024789 | 635.4327 | 0.00257 | 807.39 | -0.0027148 | 807.39 | -0.00073687 | 637.9991 | 0.11597 | 637.9991 | 0.7165 | 635.4327 | 0.01398 | 812.6494 | -0.00036737 | 946.925 | 0.00471 | 812.6494 | 0.98994 | 946.556 | 0 | 946.925 | 0.98811 | 637.9991 | 0.06174
| 635.5535 | 0.00051807 | 812.8875 | 0.00079095 | 635.5535 | 0.00114 | 812.8875 | 0.00057356 | 638.1192 | 3.2289e-05 | 812.8875 | 0.00058879 | 638.1192 | 1.4192e-05 | 807.62 | 0.0011299 | 635.5535 | 0.00252 | 807.62 | -0.0023919 | 807.62 | -0.00015171 | 638.1192 | 0.11161 | 638.1192 | 0.7024 | 635.5535 | 0.01599 | 812.8875 | 0.0022262 | 947.0932 | 0.00461 | 812.8875 | 0.99059 | 946.725 | 6.9993e-05 | 947.0932 | 0.98708 | 638.1192 | 0.06077
| 635.6744 | 0 | 813.1256 | -7.2443e-05 | 635.6744 | 0 | 813.1256 | -0.0011614 | 638.2392 | 0 | 813.1256 | -0.0010838 | 638.2392 | 2.7543e-05 | 807.86 | -0.00079259 | 635.6744 | 0.0006719 | 807.86 | -2.6905e-06 | 807.86 | 0.00043346 | 638.2392 | 0.10848 | 638.2392 | 0.69011 | 635.6744 | 0.01588 | 813.1256 | -0.00085208 | 947.2615 | 0.00473 | 813.1256 | 0.99582 | 946.894 | 0 | 947.2615 | 0.98667 | 638.2392 | 0.06004
| 635.7952 | 0.00048213 | 813.3638 | 0.00070654 | 635.7952 | 0.00137 | 813.3638 | 1.7935e-05 | 638.3592 | 3.2289e-05 | 813.3638 | 0.00061197 | 638.3592 | 1.3486e-05 | 808.1 | 0.00042159 | 635.7952 | 0.00084678 | 808.1 | -6.7263e-05 | 808.1 | -0.0014846 | 638.3592 | 0.10448 | 638.3592 | 0.67794 | 635.7952 | 0.01803 | 813.3638 | 0.0012247 | 947.4297 | 0.00549 | 813.3638 | 0.99462 | 947.063 | 6.9993e-05 | 947.4297 | 0.98537 | 638.3592 | 0.05877
| 635.9161 | 0 | 813.6019 | -0.00088556 | 635.9161 | 0 | 813.6019 | -0.0013702 | 638.4793 | 0 | 813.6019 | -0.00087875 | 638.4793 | 2.6961e-05 | 808.34 | -0.00082632 | 635.9161 | 0.00055835 | 808.34 | -0.0037801 | 808.34 | -0.0013871 | 638.4793 | 0.10191 | 638.4793 | 0.66766 | 635.9161 | 0.01614 | 813.6019 | -0.00056568 | 947.598 | 0.0058 | 813.6019 | 0.98948 | 947.232 | 0 | 947.598 | 0.98538 | 638.4793 | 0.05887
| 636.037 | 0.00019465 | 813.84 | 7.5688e-05 | 636.037 | 0.00074563 | 813.84 | 0.00026757 | 638.5993 | 4.9907e-05 | 813.84 | 0.0005163 | 638.5993 | 1.3721e-05 | 808.58 | 0.0025801 | 636.037 | 0.00079001 | 808.58 | -0.0026179 | 808.58 | -0.0016147 | 638.5993 | 0.09822 | 638.5993 | 0.65478 | 636.037 | 0.0182 | 813.84 | 0.0029622 | 947.7662 | 0.00666 | 813.84 | 0.98093 | 947.401 | 6.9993e-05 | 947.7662 | 0.98533 | 638.5993 | 0.05809
| 636.1578 | 0 | 814.0782 | -0.00067209 | 636.1578 | 0 | 814.0782 | -0.0013269 | 638.7193 | 0 | 814.0782 | -0.0010583 | 638.7193 | 2.8843e-05 | 808.81 | 0.00089378 | 636.1578 | 0 | 808.81 | 0.00064304 | 808.81 | -0.001127 | 638.7193 | 0.0958 | 638.7193 | 0.64312 | 636.1578 | 0.01713 | 814.0782 | 5.6132e-05 | 947.9345 | 0.00592 | 814.0782 | 0.98893 | 947.57 | 0 | 947.9345 | 0.98658 | 638.7193 | 0.05811
| 636.2787 | 0.00030245 | 814.3164 | 0.0010147 | 636.2787 | 0.00182 | 814.3164 | 0.00065896 | 638.8394 | 6.7514e-05 | 814.3164 | 0.00073992 | 638.8394 | 1.539e-05 | 809.05 | 0.00069142 | 636.2787 | 0.00181 | 809.05 | 0.0013533 | 809.05 | 0.00053099 | 638.8394 | 0.09292 | 638.8394 | 0.63037 | 636.2787 | 0.02217 | 814.3164 | 8.5274e-05 | 948.1027 | 0.00746 | 814.3164 | 0.97267 | 947.739 | 6.9993e-05 | 948.1027 | 0.98747 | 638.8394 | 0.05725
| 636.3996 | 0 | 814.5545 | -0.00096455 | 636.3996 | 0 | 814.5545 | -0.001368 | 638.9594 | 0 | 814.5545 | -0.00090763 | 638.9594 | 3.0041e-05 | 809.29 | -0.0023441 | 636.3996 | 0.00104 | 809.29 | -0.0023919 | 809.29 | -0.0012245 | 638.9594 | 0.09094 | 638.9594 | 0.61833 | 636.3996 | 0.02117 | 814.5545 | 0.0015803 | 948.271 | 0.00603 | 814.5545 | 0.97625 | 947.9081 | 0 | 948.271 | 0.98894 | 638.9594 | 0.05693
| 636.5205 | 0.00084148 | 814.7927 | 0.0016216 | 636.5205 | 0.00208 | 814.7927 | 0.00033201 | 639.0795 | 1.4682e-05 | 814.7927 | 0.00064903 | 639.0795 | 1.4841e-05 | 809.53 | -0.00079259 | 636.5205 | 0.00181 | 809.53 | 0.0025157 | 809.53 | 0.00079106 | 639.0795 | 0.08814 | 639.0795 | 0.60416 | 636.5205 | 0.02304 | 814.7927 | 0.0031226 | 948.4392 | 0.00471 | 814.7927 | 0.97038 | 948.0771 | 5.0004e-05 | 948.4392 | 0.9896 | 639.0795 | 0.05595
| 636.6414 | 0 | 815.0309 | -0.00046976 | 636.6414 | 0 | 815.0309 | -0.0010456 | 639.1995 | 0 | 815.0309 | -0.00096724 | 639.1995 | 2.9414e-05 | 809.76 | -0.0009275 | 636.6414 | 0 | 809.76 | -0.00064841 | 809.76 | -0.0023624 | 639.1995 | 0.08593 | 639.1995 | 0.59114 | 636.6414 | 0.02151 | 815.0309 | -9.3543e-05 | 948.6075 | 0.00466 | 815.0309 | 0.96784 | 948.2461 | 0 | 948.6075 | 0.99044 | 639.1995 | 0.05546
| 636.7624 | 0.00174 | 815.2691 | 0.00013086 | 636.7624 | 0.00062425 | 815.2691 | 0.0011589 | 639.3196 | 4.9907e-05 | 815.2691 | 0.00062167 | 639.3196 | 1.4629e-05 | 810 | 0.00089378 | 636.7624 | 0.00204 | 810 | 0.00064304 | 810 | 0.0011487 | 639.3196 | 0.08325 | 639.3196 | 0.57685 | 636.7624 | 0.02504 | 815.2691 | 0.003474 | 948.7757 | 0.00635 | 815.2691 | 0.95894 | 948.4151 | 6.9993e-05 | 948.7757 | 0.98983 | 639.3196 | 0.0543
| 636.8833 | 0 | 815.5073 | -0.00031423 | 636.8833 | 0 | 815.5073 | -0.0019367 | 639.4396 | 0 | 815.5073 | -0.00087785 | 639.4396 | 2.7588e-05 | 810.24 | -0.00045532 | 636.8833 | 0.00223 | 810.24 | -0.00013183 | 810.24 | -0.0013871 | 639.4396 | 0.08125 | 639.4396 | 0.56476 | 636.8833 | 0.02603 | 815.5073 | -0.0025078 | 948.944 | 0.00475 | 815.5073 | 0.95338 | 948.5842 | 0 | 948.944 | 0.99028 | 639.4396 | 0.05427
| 637.0042 | 0.00109 | 815.7455 | 0.00027099 | 637.0042 | 0.00192 | 815.7455 | 0.0002775 | 639.5597 | 1.4682e-05 | 815.7455 | 0.00047263 | 639.5597 | 1.3038e-05 | 810.48 | 0.00086005 | 637.0042 | 0.00227 | 810.48 | 0.0018699 | 810.48 | 0.0013112 | 639.5597 | 0.07844 | 639.5597 | 0.55276 | 637.0042 | 0.02397 | 815.7455 | 0.00028523 | 949.1122 | 0.00498 | 815.7455 | 0.95284 | 948.7532 | 6.9993e-05 | 949.1122 | 0.99035 | 639.5597 | 0.05308
| 637.1252 | 0 | 815.9837 | -0.00067362 | 637.1252 | 0 | 815.9837 | -0.00063435 | 639.6797 | 0 | 815.9837 | -0.00087927 | 639.6797 | 2.6524e-05 | 810.72 | -0.0034234 | 637.1252 | 0.00172 | 810.72 | -0.0017784 | 810.72 | -0.0018422 | 639.6797 | 0.07634 | 639.6797 | 0.5422 | 637.1252 | 0.02674 | 815.9837 | -0.0013469 | 949.2805 | 0.00647 | 815.9837 | 0.94791 | 948.9222 | 0 | 949.2805 | 0.9913 | 639.6797 | 0.0534
| 637.2461 | 0.00051807 | 816.2219 | -0.00014449 | 637.2461 | 0.00147 | 816.2219 | -9.4309e-05 | 639.7998 | 3.2289e-05 | 816.2219 | 0.00038935 | 639.7998 | 1.3643e-05 | 810.95 | -0.0013997 | 637.2461 | 0.00244 | 810.95 | -0.00039012 | 810.95 | 0.00017338 | 639.7998 | 0.07358 | 639.7998 | 0.52915 | 637.2461 | 0.03046 | 816.2219 | 0.00060258 | 949.4487 | 0.00533 | 816.2219 | 0.93917 | 949.0913 | 6.9993e-05 | 949.4487 | 0.99119 | 639.7998 | 0.05277
| 637.3671 | 0 | 816.4601 | -0.00062748 | 637.3671 | 0 | 816.4601 | -0.00085008 | 639.9198 | 0 | 816.4601 | -0.00081617 | 639.9198 | 2.8787e-05 | 811.19 | -0.0016695 | 637.3671 | 0.00027444 | 811.19 | -0.0006807 | 811.19 | 0.0009536 | 639.9198 | 0.07143 | 639.9198 | 0.5165 | 637.3671 | 0.03132 | 816.4601 | -0.00050186 | 949.617 | 0.00508 | 816.4601 | 0.92909 | 949.2603 | 0 | 949.617 | 0.99218 | 639.9198 | 0.05322
| 637.4881 | 0.00131 | 816.6984 | -0.00082753 | 637.4881 | 0.00064159 | 816.6984 | 8.9405e-05 | 640.0399 | 3.2289e-05 | 816.6984 | 0.00030498 | 640.0399 | 1.5312e-05 | 811.43 | 0.0012985 | 637.4881 | 0.00204 | 811.43 | 0.0011596 | 811.43 | 0.0009536 | 640.0399 | 0.06867 | 640.0399 | 0.5032 | 637.4881 | 0.03321 | 816.6984 | 0.00029223 | 949.7853 | 0.00466 | 816.6984 | 0.92525 | 949.4294 | 6.9993e-05 | 949.7853 | 0.9935 | 640.0399 | 0.05194
| 637.6091 | 0 | 816.9366 | 0.0003906 | 637.6091 | 0 | 816.9366 | -0.0015159 | 640.1599 | 0 | 816.9366 | -0.00089753 | 640.1599 | 3.0299e-05 | 811.67 | 0.0012985 | 637.6091 | 0.00050157 | 811.67 | -0.0031667 | 811.67 | -0.00031426 | 640.1599 | 0.06669 | 640.1599 | 0.49184 | 637.6091 | 0.03307 | 816.9366 | 0.0001058 | 949.9535 | 0.00343 | 816.9366 | 0.91649 | 949.5984 | 0 | 949.9535 | 0.99613 | 640.1599 | 0.05233
| 637.7301 | 0 | 817.1749 | 0.00025675 | 637.7301 | 0.00151 | 817.1749 | 0.00030846 | 640.28 | 4.9907e-05 | 817.1749 | 0.0004256 | 640.28 | 1.5121e-05 | 811.91 | 0.0018719 | 637.7301 | 0.00119 | 811.91 | 0.0014502 | 811.91 | -0.0014521 | 640.28 | 0.06402 | 640.28 | 0.47934 | 637.7301 | 0.0343 | 817.1749 | 0.0003138 | 950.1218 | 0.00524 | 817.1749 | 0.90478 | 949.7675 | 5.0004e-05 | 950.1218 | 0.99798 | 640.28 | 0.05139
| 637.8511 | 0 | 817.4131 | -0.001499 | 637.8511 | 0 | 817.4131 | -0.00099871 | 640.4 | 0 | 817.4131 | -0.00083806 | 640.4 | 2.8944e-05 | 812.15 | -0.00086005 | 637.8511 | 0.00252 | 812.15 | -3.4977e-05 | 812.15 | 4.3346e-05 | 640.4 | 0.06168 | 640.4 | 0.46834 | 637.8511 | 0.03373 | 817.4131 | 0.00065865 | 950.2901 | 0.00387 | 817.4131 | 0.8927 | 949.9365 | 0 | 950.2901 | 1 | 640.4 | 0.05222
| 637.9721 | 0.00109 | 817.6514 | 0.00041084 | 637.9721 | 0.0006936 | 817.6514 | 0.00050257 | 640.5201 | 4.9907e-05 | 817.6514 | 0.00063327 | 640.5201 | 1.4001e-05 | 812.38 | 0.00082632 | 637.9721 | 0.00147 | 812.38 | 0.0010628 | 812.38 | 0.0010836 | 640.5201 | 0.05815 | 640.5201 | 0.45599 | 637.9721 | 0.03764 | 817.6514 | 0.0012234 | 950.4583 | 0.00515 | 817.6514 | 0.88733 | 950.1056 | 3.0002e-05 | 950.4583 | 0.99993 | 640.5201 | 0.05055
| 638.0931 | 0 | 817.8897 | -0.00070889 | 638.0931 | 0 | 817.8897 | -0.00097288 | 640.6402 | 0 | 817.8897 | -0.00093202 | 640.6402 | 2.8115e-05 | 812.62 | 0.00089378 | 638.0931 | 0.00147 | 812.62 | -0.0031345 | 812.62 | 7.5855e-05 | 640.6402 | 0.05582 | 640.6402 | 0.44463 | 638.0931 | 0.03842 | 817.8897 | 0.0018049 | 950.6266 | 0.00563 | 817.8897 | 0.87697 | 950.2746 | 0 | 950.6266 | 0.99981 | 640.6402 | 0.051
| 638.2141 | 0 | 818.128 | 0.00033166 | 638.2141 | 0.00084967 | 818.128 | 2.6354e-05 | 640.7603 | 6.7514e-05 | 818.128 | 0.00065395 | 640.7603 | 1.4293e-05 | 812.86 | -0.0015008 | 638.2141 | 0.00229 | 812.86 | -0.00097128 | 812.86 | -0.00076939 | 640.7603 | 0.05262 | 640.7603 | 0.43329 | 638.2141 | 0.04322 | 818.128 | 0.0011097 | 950.7949 | 0.00528 | 818.128 | 0.86512 | 950.4437 | 6.9993e-05 | 950.7949 | 0.99822 | 640.7603 | 0.04942
| 638.3352 | 0 | 818.3663 | -0.00064429 | 638.3352 | 0 | 818.3663 | -0.0018064 | 640.8803 | 0 | 818.3663 | -0.00075207 | 640.8803 | 2.7935e-05 | 813.1 | 0.0010961 | 638.3352 | 0 | 813.1 | -0.0019399 | 813.1 | -0.0022648 | 640.8803 | 0.05141 | 640.8803 | 0.42302 | 638.3352 | 0.04497 | 818.3663 | 0.00068922 | 950.9631 | 0.00547 | 818.3663 | 0.86557 | 950.6128 | 0 | 950.9631 | 0.99695 | 640.8803 | 0.05006
| 638.4562 | 0.00142 | 818.6046 | -6.3956e-05 | 638.4562 | 0.00161 | 818.6046 | 0.00011542 | 641.0004 | 1.4682e-05 | 818.6046 | 0.00058628 | 641.0004 | 1.3844e-05 | 813.34 | -0.00086005 | 638.4562 | 0.00289 | 813.34 | 0.00012645 | 813.34 | 0.0011812 | 641.0004 | 0.04903 | 641.0004 | 0.41253 | 638.4562 | 0.04478 | 818.6046 | 5.1395e-05 | 951.1314 | 0.00454 | 818.6046 | 0.85665 | 950.7818 | 6.9993e-05 | 951.1314 | 0.99425 | 641.0004 | 0.04866
| 638.5773 | 0 | 818.8429 | -0.00099088 | 638.5773 | 0 | 818.8429 | -0.0019735 | 641.1205 | 0 | 818.8429 | -0.00093673 | 641.1205 | 2.8137e-05 | 813.57 | -0.0022092 | 638.5773 | 0.00158 | 813.57 | -0.0017784 | 813.57 | 0.00014088 | 641.1205 | 0.04844 | 641.1205 | 0.40249 | 638.5773 | 0.04773 | 818.8429 | -0.00037315 | 951.2997 | 0.00594 | 818.8429 | 0.83975 | 950.9509 | 0 | 951.2997 | 0.99185 | 641.1205 | 0.04935
| 638.6983 | 0.00196 | 819.0812 | 0.00029892 | 638.6983 | 0.00090168 | 819.0812 | 0.00043302 | 641.2405 | 3.2289e-05 | 819.0812 | 0.00072379 | 641.2405 | 1.7216e-05 | 813.81 | 0.00042159 | 638.6983 | 0.0019 | 813.81 | 0.0012242 | 813.81 | 0.00030341 | 641.2405 | 0.04788 | 641.2405 | 0.3899 | 638.6983 | 0.04825 | 819.0812 | 0.0015773 | 951.4679 | 0.00549 | 819.0812 | 0.82759 | 951.12 | 6.9993e-05 | 951.4679 | 0.98934 | 641.2405 | 0.04903
| 638.8194 | 0 | 819.3195 | 6.5615e-05 | 638.8194 | 0 | 819.3195 | 0.00034797 | 641.3606 | 0 | 819.3195 | 0.00064563 | 641.3606 | 2.0419e-05 | 814.05 | 0.00038786 | 638.8194 | 0.00181 | 814.05 | 0.00086903 | 814.05 | -0.00028175 | 641.3606 | 0.04782 | 641.3606 | 0.37643 | 638.8194 | 0.05251 | 819.3195 | 0.002617 | 951.6362 | 0.00629 | 819.3195 | 0.80429 | 951.289 | 2.6669e-05 | 951.6362 | 0.98777 | 641.3606 | 0.04886
| 638.9405 | 0.00106 | 819.5578 | -0.00044162 | 638.9405 | 0.00118 | 819.5578 | -0.0012138 | 641.4807 | 1.4682e-05 | 819.5578 | -0.00085742 | 641.4807 | 9.6553e-06 | 814.29 | -0.00038786 | 638.9405 | 0.00019395 | 814.29 | -0.0021658 | 814.29 | -0.00099695 | 641.4807 | 0.04568 | 641.4807 | 0.364 | 638.9405 | 0.05072 | 819.5578 | -0.00076432 | 951.8045 | 0.00438 | 819.5578 | 0.79645 | 951.4581 | 0 | 951.8045 | 0.98669 | 641.4807 | 0.0487
| 639.0616 | 0 | 819.7962 | 0.00031063 | 639.0616 | 0 | 819.7962 | 0.00094151 | 641.6008 | 3.2289e-05 | 819.7962 | 0.00058941 | 641.6008 | 9.5993e-06 | 814.53 | 0.0025465 | 639.0616 | 0.00107 | 814.53 | 0.0014179 | 814.53 | 0.00036844 | 641.6008 | 0.04198 | 641.6008 | 0.35345 | 639.0616 | 0.05326 | 819.7962 | 0.003039 | 951.9728 | 0.00573 | 819.7962 | 0.77089 | 951.6272 | 2.6669e-05 | 951.9728 | 0.9856 | 641.6008 | 0.04756
| 639.1826 | 0.00023058 | 820.0345 | -0.0010455 | 639.1826 | 0.00102 | 820.0345 | -0.0010104 | 641.7209 | 1.4682e-05 | 820.0345 | -0.00091338 | 641.7209 | 9.0729e-06 | 814.76 | -0.0029174 | 639.1826 | 0.0017 | 814.76 | -0.0011973 | 814.76 | -0.00099695 | 641.7209 | 0.03952 | 641.7209 | 0.3448 | 639.1826 | 0.05741 | 820.0345 | -0.00068651 | 952.1411 | 0.00397 | 820.0345 | 0.76224 | 951.7963 | 1.0001e-05 | 952.1411 | 0.98467 | 641.7209 | 0.04797
| 639.3038 | 0 | 820.2729 | -0.00016504 | 639.3038 | 0 | 820.2729 | 0.00025291 | 641.841 | 1.4682e-05 | 820.2729 | 0.00055162 | 641.841 | 8.7032e-06 | 815 | -0.00015177 | 639.3038 | 0.00124 | 815 | 0.00028789 | 815 | -0.00024923 | 641.841 | 0.03673 | 641.841 | 0.33481 | 639.3038 | 0.05398 | 820.2729 | 0.00080645 | 952.3093 | 0.00443 | 820.2729 | 0.74626 | 951.9653 | 6.6672e-06 | 952.3093 | 0.98255 | 641.841 | 0.04707
| 639.4249 | 0 | 820.5112 | -0.0011225 | 639.4249 | 0.00146 | 820.5112 | -0.0015604 | 641.9611 | 0 | 820.5112 | -0.0010218 | 641.9611 | 8.58e-06 | 815.24 | 0.0014334 | 639.4249 | 0.00173 | 815.24 | 0.0029354 | 815.24 | 0.0028067 | 641.9611 | 0.03606 | 641.9611 | 0.3264 | 639.4249 | 0.05891 | 820.5112 | -0.00062821 | 952.4776 | 0.00478 | 820.5112 | 0.73308 | 952.1344 | 1.0001e-05 | 952.4776 | 0.98057 | 641.9611 | 0.04746
| 639.546 | 0 | 820.7496 | 0.00085649 | 639.546 | 0 | 820.7496 | 0.00043718 | 642.0811 | 0 | 820.7496 | 0.0004985 | 642.0811 | 8.468e-06 | 815.48 | -0.00025296 | 639.546 | 0 | 815.48 | -0.0019076 | 815.48 | -0.00096444 | 642.0811 | 0.0317 | 642.0811 | 0.3174 | 639.546 | 0.05955 | 820.7496 | 0.002417 | 952.6459 | 0.00584 | 820.7496 | 0.71798 | 952.3035 | 2.6669e-05 | 952.6459 | 0.97768 | 642.0811 | 0.04695
| 639.6671 | 5.091e-05 | 820.988 | -0.0012305 | 639.6671 | 0.0018 | 820.988 | -0.0018399 | 642.2012 | 0 | 820.988 | -0.00093327 | 642.2012 | 8.132e-06 | 815.72 | -0.0012985 | 639.6671 | 0.00224 | 815.72 | 0.0011273 | 815.72 | -0.0001192 | 642.2012 | 0.02961 | 642.2012 | 0.30814 | 639.6671 | 0.0662 | 820.988 | -0.00015941 | 952.8142 | 0.00547 | 820.988 | 0.70962 | 952.4726 | 3.0002e-05 | 952.8142 | 0.97572 | 642.2012 | 0.04728
| 639.7882 | 0 | 821.2264 | 0.00017325 | 639.7882 | 0 | 821.2264 | 0.00071984 | 642.3213 | 0 | 821.2264 | 0.00055502 | 642.3213 | 8.0648e-06 | 815.95 | 0.00059023 | 639.7882 | 0.00064351 | 815.95 | -0.0013264 | 815.95 | -2.1673e-05 | 642.3213 | 0.02508 | 642.3213 | 0.29804 | 639.7882 | 0.06406 | 821.2264 | 0.0014477 | 952.9825 | 0.00626 | 821.2264 | 0.6863 | 952.6417 | 6.6672e-06 | 952.9825 | 0.97342 | 642.3213 | 0.04704
| 639.9094 | 0.00192 | 821.4647 | -0.0011752 | 639.9094 | 0.00091902 | 821.4647 | -0.0016195 | 642.4414 | 1.4682e-05 | 821.4647 | -0.00085986 | 642.4414 | 8.6024e-06 | 816.19 | -0.0011973 | 639.9094 | 0.00295 | 816.19 | -0.0020045 | 816.19 | 0.00046596 | 642.4414 | 0.02508 | 642.4414 | 0.28981 | 639.9094 | 0.06568 | 821.4647 | -0.00046053 | 953.1508 | 0.00371 | 821.4647 | 0.67706 | 952.8108 | 3.0002e-05 | 953.1508 | 0.9721 | 642.4414 | 0.04732
| 640.0305 | 0.00010798 | 821.7031 | -0.00011184 | 640.0305 | 0 | 821.7031 | 0.00053431 | 642.5615 | 1.4682e-05 | 821.7031 | 0.00074643 | 642.5615 | 8.132e-06 | 816.43 | 0.00086005 | 640.0305 | 0.0009558 | 816.43 | -0.0011327 | 816.43 | 0.00075855 | 642.5615 | 0.02497 | 642.5615 | 0.28191 | 640.0305 | 0.06529 | 821.7031 | 0.001139 | 953.3191 | 0.00485 | 821.7031 | 0.65488 | 952.9799 | 0 | 953.3191 | 0.97089 | 642.5615 | 0.0473
| 640.1517 | 0.000554 | 821.9416 | -0.00088313 | 640.1517 | 0.00074563 | 821.9416 | -0.0013861 | 642.6816 | 1.4682e-05 | 821.9416 | -0.0010089 | 642.6816 | 8.244e-06 | 816.67 | 0.00021923 | 640.1517 | 0.00027911 | 816.67 | 0.00032017 | 816.67 | 0.0016688 | 642.6816 | 0.02601 | 642.6816 | 0.27489 | 640.1517 | 0.06841 | 821.9416 | -0.0006978 | 953.4873 | 0.00251 | 821.9416 | 0.63669 | 953.149 | 1.0001e-05 | 953.4873 | 0.97084 | 642.6816 | 0.04751
| 640.2729 | 0 | 822.18 | 0.0007721 | 640.2729 | 0 | 822.18 | 0.0010593 | 642.8017 | 0 | 822.18 | 0.00056769 | 642.8017 | 8.3e-06 | 816.91 | -0.00052277 | 640.2729 | 0 | 816.91 | 0.00041703 | 816.91 | 0.00010836 | 642.8017 | 0.02625 | 642.8017 | 0.26631 | 640.2729 | 0.06939 | 822.18 | 0.00163 | 953.6557 | 0.00503 | 822.18 | 0.62058 | 953.3181 | 4.667e-05 | 953.6557 | 0.96963 | 642.8017 | 0.04791
| 640.3941 | 0.00094928 | 822.4184 | -0.001114 | 640.3941 | 0.00106 | 822.4184 | -0.00090708 | 642.9218 | 0 | 822.4184 | -0.00081624 | 642.9218 | 9.7001e-06 | 817.15 | -0.0021416 | 640.3941 | 0.00198 | 817.15 | -0.001165 | 817.15 | -0.0019397 | 642.9218 | 0.02497 | 642.9218 | 0.25852 | 640.3941 | 0.07503 | 822.4184 | 0.00091166 | 953.8239 | 0.00557 | 822.4184 | 0.61512 | 953.4872 | 3.0002e-05 | 953.8239 | 0.96859 | 642.9218 | 0.04808
| 640.5153 | 0 | 822.6568 | 0.00058789 | 640.5153 | 0 | 822.6568 | -0.00025962 | 643.0419 | 0 | 822.6568 | 0.00054129 | 643.0419 | 9.6553e-06 | 817.38 | 0.0005565 | 640.5153 | 0.00351 | 817.38 | 0.0012242 | 817.38 | -0.0021673 | 643.0419 | 0.02515 | 643.0419 | 0.25059 | 640.5153 | 0.07271 | 822.6568 | 0.0028033 | 953.9922 | 0.0052 | 822.6568 | 0.59511 | 953.6563 | 0 | 953.9922 | 0.96648 | 643.0419 | 0.04865
| 640.6364 | 8.684e-05 | 822.8953 | -0.00098092 | 640.6364 | 0.00134 | 822.8953 | -0.0011421 | 643.1621 | 1.4682e-05 | 822.8953 | -0.000971 | 643.1621 | 9.9129e-06 | 817.62 | -0.00021923 | 640.6364 | 0.00181 | 817.62 | -0.00019641 | 817.62 | 0.0011487 | 643.1621 | 0.02373 | 643.1621 | 0.24461 | 640.6364 | 0.0796 | 822.8953 | 3.4831e-05 | 954.1605 | 0.00513 | 822.8953 | 0.58244 | 953.8254 | 1.0001e-05 | 954.1605 | 0.96515 | 643.1621 | 0.0482
| 640.7577 | 0 | 823.1337 | -1.4866e-05 | 640.7577 | 0 | 823.1337 | 0.000553 | 643.2822 | 1.4682e-05 | 823.1337 | 0.00060764 | 643.2822 | 8.132e-06 | 817.86 | 0.00021923 | 640.7577 | 0.00118 | 817.86 | 9.4169e-05 | 817.86 | -0.001127 | 643.2822 | 0.02452 | 643.2822 | 0.23802 | 640.7577 | 0.07581 | 823.1337 | 0.00058177 | 954.3288 | 0.00501 | 823.1337 | 0.56754 | 953.9945 | 6.6672e-06 | 954.3288 | 0.96257 | 643.2822 | 0.04852
| 640.8789 | 1.4969e-05 | 823.3722 | -0.00096045 | 640.8789 | 0.00010404 | 823.3722 | -0.0008153 | 643.4023 | 0 | 823.3722 | -0.00098461 | 643.4023 | 9.3081e-06 | 818.1 | -0.0022092 | 640.8789 | 0.00229 | 818.1 | 0.0002556 | 818.1 | -0.0023624 | 643.4023 | 0.0239 | 643.4023 | 0.23137 | 640.8789 | 0.08277 | 823.3722 | 1.7195e-05 | 954.4971 | 0.00441 | 823.3722 | 0.55203 | 954.1637 | 3.0002e-05 | 954.4971 | 0.96014 | 643.4023 | 0.04831
| 641.0001 | 0 | 823.6106 | -7.8232e-05 | 641.0001 | 0 | 823.6106 | -0.00013217 | 643.5224 | 1.4682e-05 | 823.6106 | 0.0005851 | 643.5224 | 8.58e-06 | 818.34 | 0.0019393 | 641.0001 | 0.00135 | 818.34 | 0.0002556 | 818.34 | 0.0013438 | 643.5224 | 0.02357 | 643.5224 | 0.22349 | 641.0001 | 0.08044 | 823.6106 | 0.0003174 | 954.6654 | 0.00726 | 823.6106 | 0.54314 | 954.3328 | 0 | 954.6654 | 0.95719 | 643.5224 | 0.04895
| 641.1213 | 0.00167 | 823.8491 | -0.001097 | 641.1213 | 0.00093636 | 823.8491 | -0.0014502 | 643.6425 | 0 | 823.8491 | -0.0010624 | 643.6425 | 9.0729e-06 | 818.58 | -0.00072515 | 641.1213 | 0.00158 | 818.58 | -0.0011327 | 818.58 | -0.00021673 | 643.6425 | 0.02265 | 643.6425 | 0.21718 | 641.1213 | 0.08637 | 823.8491 | -0.00079041 | 954.8337 | 0.00364 | 823.8491 | 0.52277 | 954.5019 | 1.0001e-05 | 954.8337 | 0.95504 | 643.6425 | 0.04816
| 641.2426 | 0 | 824.0876 | 0.00091862 | 641.2426 | 0 | 824.0876 | -0.0002775 | 643.7626 | 3.2289e-05 | 824.0876 | 0.00074212 | 643.7626 | 8.7816e-06 | 818.81 | 0.0011299 | 641.2426 | 0.00184 | 818.81 | 0.00028789 | 818.81 | -0.00086692 | 643.7626 | 0.02126 | 643.7626 | 0.21184 | 641.2426 | 0.08725 | 824.0876 | 0.0015237 | 955.002 | 0.00587 | 824.0876 | 0.50001 | 954.671 | 6.6672e-06 | 955.002 | 0.95251 | 643.7626 | 0.04829
| 641.3638 | 0 | 824.326 | -0.00017864 | 641.3638 | 0.00104 | 824.326 | -0.00066687 | 643.8827 | 0 | 824.326 | -0.00095586 | 643.8827 | 9.7561e-06 | 819.05 | -0.003221 | 641.3638 | 0.00127 | 819.05 | 0.0009659 | 819.05 | -0.0021998 | 643.8827 | 0.02018 | 643.8827 | 0.20743 | 641.3638 | 0.0961 | 824.326 | -0.0019627 | 955.1703 | 0.0045 | 824.326 | 0.48759 | 954.8401 | 3.0002e-05 | 955.1703 | 0.95007 | 643.8827 | 0.04759
| 641.4851 | 0 | 824.5645 | 0.00045062 | 641.4851 | 0 | 824.5645 | 0.0013009 | 644.0029 | 1.4682e-05 | 824.5645 | 0.00057126 | 644.0029 | 1.0193e-05 | 819.29 | 0.00065769 | 641.4851 | 0.00184 | 819.29 | 0.0013533 | 819.29 | 0.0014737 | 644.0029 | 0.01773 | 644.0029 | 0.20294 | 641.4851 | 0.09632 | 824.5645 | 0.00056251 | 955.3386 | 0.00582 | 824.5645 | 0.4712 | 955.0093 | 0 | 955.3386 | 0.94647 | 644.0029 | 0.0476
| 641.6064 | 0.00116 | 824.803 | -0.00061365 | 641.6064 | 0.00067626 | 824.803 | -0.0011369 | 644.123 | 0 | 824.803 | -0.00088623 | 644.123 | 1.0529e-05 | 819.53 | -0.0015008 | 641.6064 | 0.0009603 | 819.53 | -0.0021013 | 819.53 | 0.0002384 | 644.123 | 0.01612 | 644.123 | 0.19845 | 641.6064 | 0.10043 | 824.803 | -0.00071741 | 955.5069 | 0.00438 | 824.803 | 0.46379 | 955.1784 | 1.0001e-05 | 955.5069 | 0.94347 | 644.123 | 0.04511
| 641.7276 | 0 | 825.0415 | 0.00010926 | 641.7276 | 0 | 825.0415 | 0.00060417 | 644.2431 | 1.4682e-05 | 825.0415 | 0.00058618 | 644.2431 | 9.4201e-06 | 819.77 | -0.00045532 | 641.7276 | 0.00047317 | 819.77 | 0.00051389 | 819.77 | 0.0009211 | 644.2431 | 0.01401 | 644.2431 | 0.19289 | 641.7276 | 0.09741 | 825.0415 | 0.00039343 | 955.6753 | 0.00476 | 825.0415 | 0.44288 | 955.3475 | 6.6672e-06 | 955.6753 | 0.9404 | 644.2431 | 0.04501
| 641.8489 | 0.00080555 | 825.2801 | -0.0010164 | 641.8489 | 0.00125 | 825.2801 | -0.0016494 | 644.3632 | 0 | 825.2801 | -0.0010329 | 644.3632 | 9.4873e-06 | 820 | -0.0030523 | 641.8489 | 0.00272 | 820 | -0.0011973 | 820 | -0.0010295 | 644.3632 | 0.01366 | 644.3632 | 0.18768 | 641.8489 | 0.10435 | 825.2801 | -0.001173 | 955.8436 | 0.0036 | 825.2801 | 0.42915 | 955.5167 | 3.0002e-05 | 955.8436 | 0.93858 | 644.3632 | 0.04354
| 641.9702 | 0 | 825.5186 | -0.00032175 | 641.9702 | 0 | 825.5186 | 0.00068276 | 644.4834 | 0 | 825.5186 | 0.00068653 | 644.4834 | 9.3641e-06 | 820.24 | -0.00096123 | 641.9702 | 0.00175 | 820.24 | -0.0014878 | 820.24 | -0.00057433 | 644.4834 | 0.01197 | 644.4834 | 0.18138 | 641.9702 | 0.10659 | 825.5186 | 0.00044878 | 956.0119 | 0.00629 | 825.5186 | 0.41594 | 955.6858 | 0 | 956.0119 | 0.93731 | 644.4834 | 0.0448
| 642.0915 | 0.00058994 | 825.7571 | -0.0004763 | 642.0915 | 0.00147 | 825.7571 | -0.00065505 | 644.6035 | 3.2289e-05 | 825.7571 | -0.00094986 | 644.6035 | 1.0854e-05 | 820.48 | -0.00042159 | 642.0915 | 0.00266 | 820.48 | -0.00080984 | 820.48 | -0.00089942 | 644.6035 | 0.01163 | 644.6035 | 0.17722 | 642.0915 | 0.11211 | 825.7571 | -0.0016127 | 956.1802 | 0.00448 | 825.7571 | 0.40587 | 955.855 | 1.0001e-05 | 956.1802 | 0.9369 | 644.6035 | 0.0434
| 642.2128 | 0 | 825.9956 | 0.00014143 | 642.2128 | 0 | 825.9956 | 0.00075452 | 644.7236 | 0 | 825.9956 | 0.00071982 | 644.7236 | 1.0271e-05 | 820.72 | -0.00099496 | 642.2128 | 0.00257 | 820.72 | 6.1882e-05 | 820.72 | 0.0011162 | 644.7236 | 0.01005 | 644.7236 | 0.17153 | 642.2128 | 0.11329 | 825.9956 | 0.0015791 | 956.3485 | 0.00559 | 825.9956 | 0.3941 | 956.0241 | 6.6672e-06 | 956.3485 | 0.93672 | 644.7236 | 0.0423
| 642.3341 | 0.00037433 | 826.2342 | -0.00093617 | 642.3341 | 0.00137 | 826.2342 | -0.001927 | 644.8438 | 0 | 826.2342 | -0.0011151 | 644.8438 | 1.1235e-05 | 820.96 | -0.00011805 | 642.3341 | 0.00215 | 820.96 | 0.0012888 | 820.96 | 0.00020589 | 644.8438 | 0.00984 | 644.8438 | 0.1675 | 642.3341 | 0.11867 | 826.2342 | -0.0012841 | 956.5168 | 0.00478 | 826.2342 | 0.3839 | 956.1933 | 0 | 956.5168 | 0.93617 | 644.8438 | 0.0407
| 642.4555 | 0 | 826.4727 | -0.00016983 | 642.4555 | 0 | 826.4727 | -6.7124e-05 | 644.9639 | 1.4682e-05 | 826.4727 | 0.00055766 | 644.9639 | 1.0249e-05 | 821.2 | -0.00045532 | 642.4555 | 0.00178 | 821.2 | 0.0018699 | 821.2 | -0.00054182 | 644.9639 | 0.00842 | 644.9639 | 0.16219 | 642.4555 | 0.11954 | 826.4727 | 0.0024978 | 956.6851 | 0.00527 | 826.4727 | 0.36968 | 956.3624 | 0 | 956.6851 | 0.93348 | 644.9639 | 0.04027
| 642.5768 | 0.00062587 | 826.7113 | -0.0015016 | 642.5768 | 0.00123 | 826.7113 | -0.001226 | 645.084 | 1.4682e-05 | 826.7113 | -0.00097069 | 645.084 | 1.0484e-05 | 821.43 | -0.002715 | 642.5768 | 0.00102 | 821.43 | -0.00013183 | 821.43 | 0.0020915 | 645.084 | 0.00821 | 645.084 | 0.15797 | 642.5768 | 0.12622 | 826.7113 | -0.0011651 | 956.8534 | 0.00475 | 826.7113 | 0.36229 | 956.5316 | 3.0002e-05 | 956.8534 | 0.92954 | 645.084 | 0.04016
| 642.6982 | 0 | 826.9499 | 0.00052322 | 642.6982 | 0 | 826.9499 | -8.9623e-05 | 645.2042 | 1.4682e-05 | 826.9499 | 0.0006391 | 645.2042 | 8.3672e-06 | 821.67 | -0.00021923 | 642.6982 | 0.00027444 | 821.67 | 0.00083675 | 821.67 | 0.0019289 | 645.2042 | 0.00669 | 645.2042 | 0.15285 | 642.6982 | 0.12999 | 826.9499 | 0.002548 | 957.0217 | 0.0042 | 826.9499 | 0.33888 | 956.7007 | 2.6669e-05 | 957.0217 | 0.92414 | 645.2042 | 0.03959
| 642.8195 | 0 | 827.1884 | -0.00022598 | 642.8195 | 0.00088435 | 827.1884 | -0.0012727 | 645.3243 | 0 | 827.1884 | -0.00084049 | 645.3243 | 7.0679e-06 | 821.91 | -0.0015008 | 642.8195 | 0.00136 | 821.91 | -0.00058385 | 821.91 | 0.0016363 | 645.3243 | 0.0067 | 645.3243 | 0.14938 | 642.8195 | 0.13327 | 827.1884 | 0.00019312 | 957.1901 | 0.00733 | 827.1884 | 0.33269 | 956.8699 | 0 | 957.1901 | 0.91931 | 645.3243 | 0.03908
| 642.9409 | 0 | 827.427 | 0.00050371 | 642.9409 | 0 | 827.427 | 8.0677e-05 | 645.4445 | 0 | 827.427 | 0.000458 | 645.4445 | 6.4406e-06 | 822.15 | 0.00059023 | 642.9409 | 0.00141 | 822.15 | -0.0021013 | 822.15 | -0.00050931 | 645.4445 | 0.00533 | 645.4445 | 0.14497 | 642.9409 | 0.13476 | 827.427 | 0.00054385 | 957.3584 | 0.00524 | 827.427 | 0.32439 | 957.039 | 2.6669e-05 | 957.3584 | 0.91432 | 645.4445 | 0.03863
| 643.0622 | 0.00075165 | 827.6656 | -0.00078341 | 643.0622 | 0.00227 | 827.6656 | -0.00036329 | 645.5646 | 0 | 827.6656 | -0.00091702 | 645.5646 | 7.6951e-06 | 822.39 | -0.0023104 | 643.0622 | 0.00141 | 822.39 | -0.0012296 | 822.39 | -0.0019722 | 645.5646 | 0.00537 | 645.5646 | 0.14203 | 643.0622 | 0.14272 | 827.6656 | 0.0018883 | 957.5267 | 0.00389 | 827.6656 | 0.31118 | 957.2082 | 1.0001e-05 | 957.5267 | 0.91011 | 645.5646 | 0.03865
| 643.1836 | 0 | 827.9042 | -0.001405 | 643.1836 | 0 | 827.9042 | 0.00013795 | 645.6848 | 0 | 827.9042 | 0.00062465 | 645.6848 | 8.4232e-06 | 822.63 | 0.0013997 | 643.1836 | 0.00152 | 822.63 | 0.001095 | 822.63 | -0.001257 | 645.6848 | 0.00391 | 645.6848 | 0.13712 | 643.1836 | 0.14125 | 827.9042 | 0.00032607 | 957.695 | 0.00538 | 827.9042 | 0.3015 | 957.3773 | 6.6672e-06 | 957.695 | 0.90566 | 645.6848 | 0.03726
| 643.305 | 0.0012 | 828.1428 | -0.00019644 | 643.305 | 0.00097105 | 828.1428 | -0.00062396 | 645.8049 | 1.4682e-05 | 828.1428 | -0.0009179 | 645.8049 | 9.9913e-06 | 822.86 | 8.4319e-05 | 643.305 | 0.00081839 | 822.86 | -0.00016412 | 822.86 | 0.0015062 | 645.8049 | 0.00372 | 645.8049 | 0.13388 | 643.305 | 0.14408 | 828.1428 | -0.0012772 | 957.8634 | 0.00478 | 828.1428 | 0.29068 | 957.5465 | 0 | 957.8634 | 0.90182 | 645.8049 | 0.03817
| 643.4264 | 0 | 828.3814 | -1.0645e-05 | 643.4264 | 0 | 828.3814 | 0.00016209 | 645.9251 | 3.2289e-05 | 828.3814 | 0.00044626 | 645.9251 | 9.8905e-06 | 823.1 | -0.0001855 | 643.4264 | 0.00135 | 823.1 | 2.9596e-05 | 823.1 | -8.6692e-05 | 645.9251 | 0.0025 | 645.9251 | 0.12924 | 643.4264 | 0.14514 | 828.3814 | 0.00039287 | 958.0317 | 0.00578 | 828.3814 | 0.28176 | 957.7157 | 0 | 958.0317 | 0.89683 | 645.9251 | 0.0369
| 643.5478 | 0.00019465 | 828.62 | -0.0007045 | 643.5478 | 0.00095371 | 828.62 | -0.00063986 | 646.0452 | 0 | 828.62 | -0.00096467 | 646.0452 | 1.0171e-05 | 823.34 | -0.0018719 | 643.5478 | 0.00133 | 823.34 | -0.0010358 | 823.34 | -0.00021673 | 646.0452 | 0.00247 | 646.0452 | 0.1261 | 643.5478 | 0.15958 | 828.62 | -0.0012564 | 958.2 | 0.00434 | 828.62 | 0.2702 | 957.8849 | 0 | 958.2 | 0.89285 | 646.0452 | 0.03814
| 643.6692 | 0 | 828.8587 | 1.5491e-05 | 643.6692 | 0 | 828.8587 | 0.00013656 | 646.1654 | 1.4682e-05 | 828.8587 | 0.00058029 | 646.1654 | 9.2297e-06 | 823.58 | -0.00099496 | 643.6692 | 0.00021766 | 823.58 | 2.9596e-05 | 823.58 | -0.00044429 | 646.1654 | 0.00143 | 646.1654 | 0.12219 | 643.6692 | 0.15437 | 828.8587 | 0.0011056 | 958.3683 | 0.00512 | 828.8587 | 0.26178 | 958.054 | 0 | 958.3683 | 0.88839 | 646.1654 | 0.03615
| 643.7907 | 0.0012 | 829.0973 | 0.00016545 | 643.7907 | 0.00019074 | 829.0973 | -0.0012139 | 646.2855 | 1.4682e-05 | 829.0973 | -0.00092074 | 646.2855 | 8.3e-06 | 823.82 | 0.00065769 | 643.7907 | 0 | 823.82 | 0.00012645 | 823.82 | -2.1673e-05 | 646.2855 | 0.00174 | 646.2855 | 0.1198 | 643.7907 | 0.16324 | 829.0973 | 0.0023807 | 958.5367 | 0.0054 | 829.0973 | 0.25213 | 958.2232 | 1.0001e-05 | 958.5367 | 0.88452 | 646.2855 | 0.03785
| 643.9121 | 0 | 829.3359 | -0.00018709 | 643.9121 | 0 | 829.3359 | 0.00096551 | 646.4057 | 1.4682e-05 | 829.3359 | 0.00044492 | 646.4057 | 7.4599e-06 | 824.06 | 0.0016358 | 643.9121 | 0 | 824.06 | 0.00038475 | 824.06 | -0.00067186 | 646.4057 | 0.00092255 | 646.4057 | 0.11629 | 643.9121 | 0.15835 | 829.3359 | 0.00080274 | 958.705 | 0.00626 | 829.3359 | 0.2406 | 958.3924 | 0 | 958.705 | 0.87997 | 646.4057 | 0.0355
| 644.0335 | 1.4969e-05 | 829.5746 | -0.0012565 | 644.0335 | 0.00098839 | 829.5746 | -0.00098262 | 646.5259 | 0 | 829.5746 | -0.001029 | 646.5259 | 7.5383e-06 | 824.3 | -0.00089378 | 644.0335 | 0.00184 | 824.3 | 0.00015874 | 824.3 | 0.0018639 | 646.5259 | 0.00101 | 646.5259 | 0.1132 | 644.0335 | 0.16691 | 829.5746 | -0.0003331 | 958.8733 | 0.00373 | 829.5746 | 0.22822 | 958.5616 | 3.0002e-05 | 958.8733 | 0.8765 | 646.5259 | 0.03751
| 644.155 | 0 | 829.8132 | -0.00018926 | 644.155 | 0 | 829.8132 | 0.00072211 | 646.646 | 0 | 829.8132 | 0.00073406 | 646.646 | 7.7959e-06 | 824.53 | 0.001366 | 644.155 | 0.0001041 | 824.53 | 0.0015148 | 824.53 | -0.0001192 | 646.646 | 0.00022947 | 646.646 | 0.10868 | 644.155 | 0.16702 | 829.8132 | 0.0022812 | 959.0417 | 0.00554 | 829.8132 | 0.22173 | 958.7307 | 6.6672e-06 | 959.0417 | 0.87285 | 646.646 | 0.03432
| 644.2764 | 0.0004462 | 830.0519 | -0.00050993 | 644.2764 | 0.00079764 | 830.0519 | -0.0010232 | 646.7662 | 3.2289e-05 | 830.0519 | -0.00078545 | 646.7662 | 9.1849e-06 | 824.77 | -0.00075887 | 644.2764 | 0.0009603 | 824.77 | -0.0013909 | 824.77 | -0.00060684 | 646.7662 | 0.00022582 | 646.7662 | 0.10537 | 644.2764 | 0.17149 | 830.0519 | -0.001043 | 959.21 | 0.0035 | 830.0519 | 0.21667 | 958.8999 | 3.0002e-05 | 959.21 | 0.87025 | 646.7662 | 0.03612
| 644.3979 | 0 | 830.2906 | -0.00043661 | 644.3979 | 0 | 830.2906 | 0.0010201 | 646.8863 | 0 | 830.2906 | 0.00063112 | 646.8863 | 9.6441e-06 | 825.01 | 0.00048905 | 644.3979 | 0.0026 | 825.01 | -0.0017784 | 825.01 | -0.00024923 | 646.8863 | 1.369e-05 | 646.8863 | 0.10185 | 644.3979 | 0.1714 | 830.2906 | 0.00079025 | 959.3783 | 0.00533 | 830.2906 | 0.21391 | 959.0691 | 2.6669e-05 | 959.3783 | 0.86633 | 646.8863 | 0.03295
| 644.5194 | 0.00138 | 830.5293 | -0.00093348 | 644.5194 | 0.00090168 | 830.5293 | -0.001006 | 647.0065 | 0 | 830.5293 | -0.00094963 | 647.0065 | 9.7561e-06 | 825.25 | -0.00089378 | 644.5194 | 0.00136 | 825.25 | -0.00051927 | 825.25 | -0.00099695 | 647.0065 | 1.41e-05 | 647.0065 | 0.09952 | 644.5194 | 0.17692 | 830.5293 | 0.0017993 | 959.5466 | 0.00501 | 830.5293 | 0.19968 | 959.2383 | 1.0001e-05 | 959.5466 | 0.86292 | 647.0065 | 0.03506
| 644.6409 | 0 | 830.7679 | -0.00092056 | 644.6409 | 0 | 830.7679 | 0.00034851 | 647.1267 | 0 | 830.7679 | 0.00048621 | 647.1267 | 8.972e-06 | 825.49 | 1.6864e-05 | 644.6409 | 0.0011 | 825.49 | 0.0007076 | 825.49 | 0.00010836 | 647.1267 | 4.0988e-07 | 647.1267 | 0.09618 | 644.6409 | 0.1777 | 830.7679 | 0.00074448 | 959.715 | 0.00714 | 830.7679 | 0.19964 | 959.4075 | 6.6672e-06 | 959.715 | 0.85822 | 647.1267 | 0.03199
| 644.7624 | 0.000554 | 831.0066 | 0.00075319 | 644.7624 | 0.00123 | 831.0066 | -0.0011091 | 647.2469 | 0 | 831.0066 | -0.00078871 | 647.2469 | 8.7928e-06 | 825.73 | 5.0592e-05 | 644.7624 | 0.00317 | 825.73 | -0.0028761 | 825.73 | -0.0010945 | 647.2469 | 5.387e-07 | 647.2469 | 0.09343 | 644.7624 | 0.18339 | 831.0066 | 0.0012247 | 959.8833 | 0.00621 | 831.0066 | 0.19113 | 959.5767 | 1.0001e-05 | 959.8833 | 0.85545 | 647.2469 | 0.03282
| 644.8839 | 0 | 831.2453 | 0.00038225 | 644.8839 | 0 | 831.2453 | 0.0007525 | 647.367 | 0 | 831.2453 | 0.00046553 | 647.367 | 8.468e-06 | 825.96 | -0.00032042 | 644.8839 | 0.00092742 | 825.96 | -0.0009067 | 825.96 | 0.00072604 | 647.367 | 1.2882e-07 | 647.367 | 0.08952 | 644.8839 | 0.18461 | 831.2453 | 0.00047202 | 960.0517 | 0.00691 | 831.2453 | 0.18381 | 959.7459 | 6.6672e-06 | 960.0517 | 0.85235 | 647.367 | 0.02924
| 645.0054 | 0.00078757 | 831.4841 | -0.00088968 | 645.0054 | 0.00109 | 831.4841 | -0.0014632 | 647.4872 | 0 | 831.4841 | -0.0010712 | 647.4872 | 9.8009e-06 | 826.2 | -0.0011973 | 645.0054 | 0.00084678 | 826.2 | -0.00055155 | 826.2 | -0.00086692 | 647.4872 | 4.333e-07 | 647.4872 | 0.08698 | 645.0054 | 0.18952 | 831.4841 | -0.0013885 | 960.22 | 0.00584 | 831.4841 | 0.17796 | 959.9151 | 1.0001e-05 | 960.22 | 0.84961 | 647.4872 | 0.02819
| 645.1269 | 0 | 831.7228 | 0.00062835 | 645.1269 | 0 | 831.7228 | 0.0001126 | 647.6074 | 1.4682e-05 | 831.7228 | 0.00047401 | 647.6074 | 9.8345e-06 | 826.44 | -0.00072515 | 645.1269 | 0.00186 | 826.44 | 0.00080447 | 826.44 | 0.0009536 | 647.6074 | 3.0448e-07 | 647.6074 | 0.08345 | 645.1269 | 0.18831 | 831.7228 | 0.001296 | 960.3883 | 0.00594 | 831.7228 | 0.17158 | 960.0843 | 6.6672e-06 | 960.3883 | 0.84395 | 647.6074 | 0.02481
| 645.2484 | 0.00149 | 831.9615 | -0.00034423 | 645.2484 | 0.00038148 | 831.9615 | -0.0012058 | 647.7276 | 0 | 831.9615 | -0.00096233 | 647.7276 | 9.8793e-06 | 826.68 | -0.00065769 | 645.2484 | 0.00164 | 826.68 | 0.00015874 | 826.68 | 0.0011487 | 647.7276 | 3.0448e-07 | 647.7276 | 0.08123 | 645.2484 | 0.19664 | 831.9615 | 0.00041187 | 960.5567 | 0.00615 | 831.9615 | 0.16252 | 960.2535 | 0 | 960.5567 | 0.83801 | 647.7276 | 0.02462
| 645.37 | 0 | 832.2002 | 7.4528e-05 | 645.37 | 0 | 832.2002 | -0.00073939 | 647.8478 | 3.2289e-05 | 832.2002 | 0.00043644 | 647.8478 | 9.7001e-06 | 826.92 | -5.0592e-05 | 645.37 | 0.00055835 | 826.92 | -0.0010358 | 826.92 | -0.00034676 | 647.8478 | 0 | 647.8478 | 0.0779 | 645.37 | 0.19916 | 832.2002 | 0.00051416 | 960.725 | 0.00555 | 832.2002 | 0.16122 | 960.4227 | 2.6669e-05 | 960.725 | 0.83177 | 647.8478 | 0.02375
| 645.4915 | 0.00073368 | 832.439 | -0.0011024 | 645.4915 | 0.00101 | 832.439 | -0.0017978 | 647.9679 | 0 | 832.439 | -0.00089269 | 647.9679 | 9.2297e-06 | 827.16 | -0.00035414 | 645.4915 | 0.00073324 | 827.16 | -0.00051927 | 827.16 | -0.0016797 | 647.9679 | 0 | 647.9679 | 0.07572 | 645.4915 | 0.20622 | 832.439 | 0.00072076 | 960.8934 | 0.00557 | 832.439 | 0.1543 | 960.5919 | 3.0002e-05 | 960.8934 | 0.82699 | 647.9679 | 0.02513
| 645.6131 | 0 | 832.6777 | -2.7828e-05 | 645.6131 | 0 | 832.6777 | 0.00043246 | 648.0881 | 0 | 832.6777 | 0.00042902 | 648.0881 | 8.6024e-06 | 827.4 | 0.0021754 | 645.6131 | 0.00215 | 827.4 | 0.0014502 | 827.4 | 0.00014088 | 648.0881 | 2.3422e-08 | 648.0881 | 0.07269 | 645.6131 | 0.21027 | 832.6777 | -6.1539e-05 | 961.0617 | 0.00772 | 832.6777 | 0.15059 | 960.7612 | 0 | 961.0617 | 0.82185 | 648.0881 | 0.02434
| 645.7346 | 0.0004462 | 832.9165 | -0.00081291 | 645.7346 | 0.00198 | 832.9165 | -0.0010959 | 648.2083 | 1.4682e-05 | 832.9165 | -0.0010892 | 648.2083 | 8.5016e-06 | 827.63 | 0.0015684 | 645.7346 | 0.00306 | 827.63 | -0.0013587 | 827.63 | 0.00040094 | 648.2083 | 1.4053e-07 | 648.2083 | 0.07048 | 645.7346 | 0.2149 | 832.9165 | -0.0013227 | 961.2301 | 0.00375 | 832.9165 | 0.14288 | 960.9304 | 1.0001e-05 | 961.2301 | 0.81695 | 648.2083 | 0.02514
| 645.8562 | 0 | 833.1552 | 0.00053358 | 645.8562 | 0 | 833.1552 | 0.00032107 | 648.3285 | 1.4682e-05 | 833.1552 | 0.00060075 | 648.3285 | 8.5016e-06 | 827.87 | -0.0010287 | 645.8562 | 0.00192 | 827.87 | -0.0020367 | 827.87 | -0.0014521 | 648.3285 | 1.4053e-07 | 648.3285 | 0.06743 | 645.8562 | 0.21928 | 833.1552 | 0.002659 | 961.3984 | 0.0064 | 833.1552 | 0.13991 | 961.0996 | 6.6672e-06 | 961.3984 | 0.81121 | 648.3285 | 0.02395
| 645.9778 | 0 | 833.394 | -0.00047906 | 645.9778 | 0.00196 | 833.394 | -0.0012253 | 648.4487 | 0 | 833.394 | -0.00089507 | 648.4487 | 9.0505e-06 | 828.11 | -0.0024453 | 645.9778 | 0.0004494 | 828.11 | -0.0025855 | 828.11 | 0.00027091 | 648.4487 | 1.2882e-07 | 648.4487 | 0.06546 | 645.9778 | 0.22764 | 833.394 | -0.0011282 | 961.5668 | 0.00426 | 833.394 | 0.13118 | 961.2688 | 1.0001e-05 | 961.5668 | 0.80543 | 648.4487 | 0.02441
| 646.0994 | 0 | 833.6328 | 0.00029375 | 646.0994 | 6.9519e-05 | 833.6328 | -7.2705e-05 | 648.5689 | 0 | 833.6328 | 0.00067608 | 648.5689 | 8.7144e-06 | 828.35 | 0.00099496 | 646.0994 | 0.00118 | 828.35 | -0.00064841 | 828.35 | 0.0016038 | 648.5689 | 0 | 648.5689 | 0.06238 | 646.0994 | 0.23469 | 833.6328 | -0.00022654 | 961.7351 | 0.00614 | 833.6328 | 0.13046 | 961.438 | 6.6672e-06 | 961.7351 | 0.79808 | 648.5689 | 0.02347
| 646.221 | 0.00062587 | 833.8716 | -0.0018244 | 646.221 | 0.00153 | 833.8716 | -0.0010031 | 648.6891 | 0 | 833.8716 | -0.00082909 | 648.6891 | 9.5433e-06 | 828.59 | -0.0022428 | 646.221 | 0.00059133 | 828.59 | 0.00038475 | 828.59 | -0.00018422 | 648.6891 | 1.4053e-07 | 648.6891 | 0.06099 | 646.221 | 0.24243 | 833.8716 | -0.00049699 | 961.9035 | 0.00596 | 833.8716 | 0.12565 | 961.6073 | 1.0001e-05 | 961.9035 | 0.79091 | 648.6891 | 0.0237
| 646.3426 | 0 | 834.1103 | 5.6487e-05 | 646.3426 | 0 | 834.1103 | 0.00045745 | 648.8093 | 1.4682e-05 | 834.1103 | 0.00054796 | 648.8093 | 9.5657e-06 | 828.83 | 0.0016358 | 646.3426 | 0.00087064 | 828.83 | -3.4977e-05 | 828.83 | 0.00010836 | 648.8093 | 1.4053e-07 | 648.8093 | 0.05849 | 646.3426 | 0.24818 | 834.1103 | 0.0016879 | 962.0718 | 0.00601 | 834.1103 | 0.12129 | 961.7765 | 0 | 962.0718 | 0.78365 | 648.8093 | 0.02333
| 646.4642 | 0 | 834.3491 | -0.0010937 | 646.4642 | 0.00199 | 834.3491 | -0.0010534 | 648.9295 | 3.2289e-05 | 834.3491 | -0.00097575 | 648.9295 | 9.7225e-06 | 829.07 | -0.00089378 | 646.4642 | 0.00249 | 829.07 | -0.00026098 | 829.07 | 0.00040094 | 648.9295 | 1.8737e-07 | 648.9295 | 0.05684 | 646.4642 | 0.25107 | 834.3491 | -0.0028007 | 962.2402 | 0.00264 | 834.3491 | 0.11259 | 961.9457 | 0 | 962.2402 | 0.77767 | 648.9295 | 0.02417
| 646.5858 | 0 | 834.588 | 0.0004081 | 646.5858 | 0 | 834.588 | -0.00018924 | 649.0497 | 1.4682e-05 | 834.588 | 0.00039724 | 649.0497 | 1.0215e-05 | 829.3 | -0.0023104 | 646.5858 | 0.00164 | 829.3 | -0.0009067 | 829.3 | 0.00010836 | 649.0497 | 1.4053e-07 | 649.0497 | 0.05304 | 646.5858 | 0.26143 | 834.588 | 0.0020783 | 962.4085 | 0.00631 | 834.588 | 0.11324 | 962.115 | 0 | 962.4085 | 0.77097 | 649.0497 | 0.02417
| 646.7075 | 0.00118 | 834.8268 | -2.0975e-05 | 646.7075 | 0.00090168 | 834.8268 | -0.0017242 | 649.1699 | 0 | 834.8268 | -0.00093095 | 649.1699 | 1.0854e-05 | 829.54 | -0.00045532 | 646.7075 | 0.00064808 | 829.54 | 0.00077218 | 829.54 | 1.0836e-05 | 649.1699 | 3.7475e-07 | 649.1699 | 0.05071 | 646.7075 | 0.27458 | 834.8268 | 0.00011741 | 962.5769 | 0.00422 | 834.8268 | 0.10484 | 962.2842 | 3.0002e-05 | 962.5769 | 0.76417 | 649.1699 | 0.02482
| 646.8291 | 0 | 835.0656 | -0.00015595 | 646.8291 | 0 | 835.0656 | 0.00020898 | 649.2901 | 0 | 835.0656 | 0.00047177 | 649.2901 | 9.4649e-06 | 829.78 | 0.00059023 | 646.8291 | 0.00249 | 829.78 | 0.00015874 | 829.78 | 0.0018314 | 649.2901 | 3.5132e-07 | 649.2901 | 0.04731 | 646.8291 | 0.27647 | 835.0656 | 0.0011212 | 962.7453 | 0.00526 | 835.0656 | 0.1053 | 962.4534 | 0 | 962.7453 | 0.75501 | 649.2901 | 0.02459
| 646.9508 | 0.00115 | 835.3044 | -0.00074265 | 646.9508 | 0.00079764 | 835.3044 | -0.00061943 | 649.4103 | 1.4682e-05 | 835.3044 | -0.0010766 | 649.4103 | 7.9864e-06 | 830.02 | -0.0029174 | 646.9508 | 0.00156 | 830.02 | -0.00051927 | 830.02 | -0.0015822 | 649.4103 | 3.5132e-07 | 649.4103 | 0.04645 | 646.9508 | 0.28747 | 835.3044 | 0.00021394 | 962.9136 | 0.00478 | 835.3044 | 0.10285 | 962.6227 | 0 | 962.9136 | 0.74597 | 649.4103 | 0.02537
| 647.0724 | 0 | 835.5433 | 5.3214e-05 | 647.0724 | 0 | 835.5433 | 0.0014726 | 649.5305 | 0 | 835.5433 | 0.00044446 | 649.5305 | 6.5414e-06 | 830.26 | 0.00048905 | 647.0724 | 0.00078546 | 830.26 | -0.0013264 | 830.26 | -0.00034676 | 649.5305 | 1.4053e-07 | 649.5305 | 0.04475 | 647.0724 | 0.28778 | 835.5433 | 0.00063796 | 963.082 | 0.00587 | 835.5433 | 0.098217 | 962.7919 | 0 | 963.082 | 0.73633 | 649.5305 | 0.02469
| 647.1941 | 0.0006079 | 835.7821 | 0.00015348 | 647.1941 | 0.00229 | 835.7821 | -0.0013744 | 649.6507 | 0 | 835.7821 | -0.00083172 | 649.6507 | 7.9864e-06 | 830.5 | -0.001366 | 647.1941 | 0.00098869 | 830.5 | -0.00042241 | 830.5 | -0.0014521 | 649.6507 | 2.1079e-07 | 649.6507 | 0.04506 | 647.1941 | 0.2958 | 835.7821 | 0.00046204 | 963.2503 | 0.00454 | 835.7821 | 0.093783 | 962.9611 | 1.0001e-05 | 963.2503 | 0.72885 | 649.6507 | 0.02555
| 647.3158 | 0 | 836.021 | 0.00055007 | 647.3158 | 0 | 836.021 | 0.00061141 | 649.7709 | 0 | 836.021 | 0.00057087 | 649.7709 | 8.6808e-06 | 830.74 | -0.00086005 | 647.3158 | 0.00181 | 830.74 | -0.00077756 | 830.74 | -2.1673e-05 | 649.7709 | 3.279e-07 | 649.7709 | 0.04497 | 647.3158 | 0.30623 | 836.021 | 0.0016994 | 963.4187 | 0.00533 | 836.021 | 0.093554 | 963.1304 | 0 | 963.4187 | 0.72158 | 649.7709 | 0.02497
| 647.4375 | 0.000554 | 836.2598 | -0.00041284 | 647.4375 | 0.00123 | 836.2598 | -0.0010969 | 649.8911 | 0 | 836.2598 | -0.00092338 | 649.8911 | 9.3417e-06 | 830.97 | 0.00069142 | 647.4375 | 0.00346 | 830.97 | 0.0018699 | 830.97 | -0.00060684 | 649.8911 | 5.9725e-07 | 649.8911 | 0.04529 | 647.4375 | 0.30809 | 836.2598 | -0.001002 | 963.587 | 0.00719 | 836.2598 | 0.08646 | 963.2997 | 1.0001e-05 | 963.587 | 0.71621 | 649.8911 | 0.02613
| 647.5592 | 0 | 836.4987 | -0.00066099 | 647.5592 | 0 | 836.4987 | 0.00015562 | 650.0113 | 3.2289e-05 | 836.4987 | 0.00058357 | 650.0113 | 9.6441e-06 | 831.21 | 5.0592e-05 | 647.5592 | 0.0022 | 831.21 | 2.9596e-05 | 831.21 | 0.00062851 | 650.0113 | 6.558e-07 | 650.0113 | 0.045 | 647.5592 | 0.30929 | 836.4987 | -7.1194e-05 | 963.7554 | 0.00499 | 836.4987 | 0.085092 | 963.4689 | 6.6672e-06 | 963.7554 | 0.70977 | 650.0113 | 0.0258
| 647.6809 | 0 | 836.7375 | -0.00068272 | 647.6809 | 0.00057222 | 836.7375 | -0.0013253 | 650.1316 | 1.4682e-05 | 836.7375 | -0.00090232 | 650.1316 | 9.5769e-06 | 831.45 | -0.00075887 | 647.6809 | 0.00238 | 831.45 | 0.00067532 | 831.45 | -0.00028175 | 650.1316 | 6.2067e-07 | 650.1316 | 0.04199 | 647.6809 | 0.32267 | 836.7375 | -0.0015049 | 963.9238 | 0.00454 | 836.7375 | 0.080557 | 963.6382 | 3.0002e-05 | 963.9238 | 0.70328 | 650.1316 | 0.02632
| 647.8026 | 0 | 836.9764 | 0.00064038 | 647.8026 | 0 | 836.9764 | 0.00051144 | 650.2518 | 0 | 836.9764 | 0.00079566 | 650.2518 | 1.0014e-05 | 831.69 | 0.0011299 | 647.8026 | 0.00055835 | 831.69 | -0.00042241 | 831.69 | -0.00099695 | 650.2518 | 3.5132e-07 | 650.2518 | 0.03822 | 647.8026 | 0.32498 | 836.9764 | 0.0012809 | 964.0921 | 0.00652 | 836.9764 | 0.081139 | 963.8074 | 0 | 964.0921 | 0.69516 | 650.2518 | 0.02597
| 647.9243 | 0.00041025 | 837.2153 | -0.0003904 | 647.9243 | 0.00158 | 837.2153 | -0.0014576 | 650.372 | 1.4682e-05 | 837.2153 | -0.00076538 | 650.372 | 8.3224e-06 | 831.93 | 0.00011805 | 647.9243 | 0.00116 | 831.93 | -0.00061613 | 831.93 | -0.0018747 | 650.372 | 6.7923e-07 | 650.372 | 0.03554 | 647.9243 | 0.32875 | 837.2153 | 0.0013225 | 964.2605 | 0.00531 | 837.2153 | 0.075932 | 963.9767 | 1.0001e-05 | 964.2605 | 0.68812 | 650.372 | 0.02637
| 648.0461 | 0 | 837.4542 | 3.0349e-05 | 648.0461 | 0 | 837.4542 | 0.00057714 | 650.4922 | 0 | 837.4542 | 0.00062142 | 650.4922 | 7.3591e-06 | 832.17 | -0.001737 | 648.0461 | 0.00175 | 832.17 | -0.0014556 | 832.17 | 0.0017988 | 650.4922 | 6.3238e-07 | 650.4922 | 0.03294 | 648.0461 | 0.33065 | 837.4542 | 0.00048605 | 964.4289 | 0.00608 | 837.4542 | 0.07388 | 964.1459 | 0 | 964.4289 | 0.68043 | 650.4922 | 0.02662
| 648.1678 | 0.00205 | 837.6931 | -0.0011795 | 648.1678 | 0.0006936 | 837.6931 | -0.0013506 | 650.6125 | 0 | 837.6931 | -0.00091138 | 650.6125 | 7.1687e-06 | 832.41 | -0.0011973 | 648.1678 | 0.00153 | 832.41 | -0.00087442 | 832.41 | -0.00060684 | 650.6125 | 1.335e-06 | 650.6125 | 0.03351 | 648.1678 | 0.34329 | 837.6931 | -0.0013141 | 964.5973 | 0.00543 | 837.6931 | 0.071816 | 964.3152 | 3.0002e-05 | 964.5973 | 0.67325 | 650.6125 | 0.02668
| 648.2895 | 0 | 837.932 | 0.00025749 | 648.2895 | 0 | 837.932 | 0.00027766 | 650.7327 | 1.4682e-05 | 837.932 | 0.00061673 | 650.7327 | 7.4375e-06 | 832.64 | 0.00072515 | 648.2895 | 0.00203 | 832.64 | 2.9596e-05 | 832.64 | -0.00060684 | 650.7327 | 1.335e-06 | 650.7327 | 0.03024 | 648.2895 | 0.34124 | 837.932 | 0.0017412 | 964.7656 | 0.00694 | 837.932 | 0.070668 | 964.4845 | 0 | 964.7656 | 0.66483 | 650.7327 | 0.02654
| 648.4113 | 0.00091335 | 838.1709 | -4.2752e-05 | 648.4113 | 0.00132 | 838.1709 | -0.00089888 | 650.8529 | 4.9907e-05 | 838.1709 | -0.00080861 | 650.8529 | 9.0729e-06 | 832.88 | -0.00011805 | 648.4113 | 0.00286 | 832.88 | -0.0023596 | 832.88 | -0.00067186 | 650.8529 | 1.6629e-06 | 650.8529 | 0.02821 | 648.4113 | 0.34708 | 838.1709 | 0.00023342 | 964.934 | 0.00436 | 838.1709 | 0.06481 | 964.6537 | 1.0001e-05 | 964.934 | 0.65769 | 650.8529 | 0.0259
| 648.5331 | 0 | 838.4099 | 0.00045501 | 648.5331 | 0 | 838.4099 | 0.00068217 | 650.9731 | 0 | 838.4099 | 0.00048262 | 650.9731 | 9.0505e-06 | 833.12 | 0.00015177 | 648.5331 | 0.00155 | 833.12 | 0.0014502 | 833.12 | 0.00085607 | 650.9731 | 1.2765e-06 | 650.9731 | 0.02342 | 648.5331 | 0.34479 | 838.4099 | 0.00021827 | 965.1024 | 0.00427 | 838.4099 | 0.06616 | 964.823 | 6.6672e-06 | 965.1024 | 0.65041 | 650.9731 | 0.02602
| 648.6549 | 0 | 838.6488 | -0.0010855 | 648.6549 | 0.00065893 | 838.6488 | -0.0012822 | 651.0934 | 3.2289e-05 | 838.6488 | -0.0009405 | 651.0934 | 9.7001e-06 | 833.36 | 0.00048905 | 648.6549 | 0.00255 | 833.36 | 0.00022331 | 833.36 | -0.00021673 | 651.0934 | 1.5575e-06 | 651.0934 | 0.02215 | 648.6549 | 0.35287 | 838.6488 | 1.1653e-05 | 965.2707 | 0.0058 | 838.6488 | 0.062575 | 964.9923 | 1.0001e-05 | 965.2707 | 0.64484 | 651.0934 | 0.02484
| 648.7766 | 0 | 838.8877 | 0.00057781 | 648.7766 | 0 | 838.8877 | -0.00040816 | 651.2136 | 0 | 838.8877 | 0.00054158 | 651.2136 | 9.1289e-06 | 833.6 | -1.6864e-05 | 648.7766 | 0.00147 | 833.6 | -0.0026501 | 833.6 | 0.00020589 | 651.2136 | 1.3936e-06 | 651.2136 | 0.02242 | 648.7766 | 0.35449 | 838.8877 | 0.0012789 | 965.4391 | 0.00916 | 838.8877 | 0.059424 | 965.1616 | 6.6672e-06 | 965.4391 | 0.63866 | 651.2136 | 0.02549
| 648.8984 | 0.0016 | 839.1267 | -0.00089677 | 648.8984 | 0.00165 | 839.1267 | -0.0016575 | 651.3338 | 0 | 839.1267 | -0.0010866 | 651.3338 | 9.3641e-06 | 833.84 | -0.00025296 | 648.8984 | 0.00278 | 833.84 | -9.9549e-05 | 833.84 | -0.001322 | 651.3338 | 1.499e-06 | 651.3338 | 0.02362 | 648.8984 | 0.35716 | 839.1267 | -0.0020246 | 965.6075 | 0.00345 | 839.1267 | 0.061576 | 965.3308 | 1.0001e-05 | 965.6075 | 0.63257 | 651.3338 | 0.02418
| 649.0202 | 0 | 839.3656 | 6.4228e-05 | 649.0202 | 0 | 839.3656 | 0.00050688 | 651.4541 | 1.4682e-05 | 839.3656 | 0.00046055 | 651.4541 | 9.2633e-06 | 834.08 | 0.00042159 | 649.0202 | 0.00047317 | 834.08 | -0.00061613 | 834.08 | 0.0023191 | 651.4541 | 1.2882e-06 | 651.4541 | 0.02458 | 649.0202 | 0.36324 | 839.3656 | 0.0017121 | 965.7759 | 0.00606 | 839.3656 | 0.059412 | 965.5001 | 0 | 965.7759 | 0.62505 | 651.4541 | 0.02568
| 649.1421 | 0.00076961 | 839.6046 | -0.00088283 | 649.1421 | 0.00065893 | 839.6046 | -0.0015223 | 651.5743 | 1.4682e-05 | 839.6046 | -0.00097006 | 651.5743 | 9.5769e-06 | 834.32 | -0.00035414 | 649.1421 | 0.00073324 | 834.32 | 0.0015148 | 834.32 | -0.0017771 | 651.5743 | 1.7918e-06 | 651.5743 | 0.02396 | 649.1421 | 0.37416 | 839.6046 | -0.0021184 | 965.9443 | 0.0058 | 839.6046 | 0.056446 | 965.6694 | 1.0001e-05 | 965.9443 | 0.61698 | 651.5743 | 0.0242
| 649.2639 | 0 | 839.8436 | -0.00015116 | 649.2639 | 0 | 839.8436 | 0.00022173 | 651.6946 | 0 | 839.8436 | 0.00030918 | 651.6946 | 9.3305e-06 | 834.55 | -0.0016695 | 649.2639 | 0.00092742 | 834.55 | 0.00028789 | 834.55 | -0.00024923 | 651.6946 | 1.9089e-06 | 651.6946 | 0.02407 | 649.2639 | 0.3733 | 839.8436 | -0.0017395 | 966.1126 | 0.00522 | 839.8436 | 0.05544 | 965.8387 | 0 | 966.1126 | 0.60671 | 651.6946 | 0.02553
| 649.3857 | 0 | 840.0825 | -0.00077543 | 649.3857 | 0.00134 | 840.0825 | -0.00092229 | 651.8148 | 0 | 840.0825 | -0.0010816 | 651.8148 | 9.7561e-06 | 834.79 | -0.0010961 | 649.3857 | 0.00022234 | 834.79 | -0.00035784 | 834.79 | 0.00010836 | 651.8148 | 2.5647e-06 | 651.8148 | 0.02245 | 649.3857 | 0.38389 | 840.0825 | -0.00087376 | 966.281 | 0.00411 | 840.0825 | 0.048287 | 966.008 | 1.0001e-05 | 966.281 | 0.5961 | 651.8148 | 0.02379
| 649.5076 | 0 | 840.3215 | 0.00022148 | 649.5076 | 0 | 840.3215 | -0.0005078 | 651.9351 | 1.4682e-05 | 840.3215 | 0.00052382 | 651.9351 | 9.7561e-06 | 835.03 | -8.4319e-05 | 649.5076 | 0.00050157 | 835.03 | -0.0034897 | 835.03 | 0.00033593 | 651.9351 | 2.6701e-06 | 651.9351 | 0.02301 | 649.5076 | 0.38159 | 840.3215 | 0.00057067 | 966.4494 | 0.00577 | 840.3215 | 0.052497 | 966.1773 | 6.6672e-06 | 966.4494 | 0.5847 | 651.9351 | 0.02492
| 649.6294 | 0.00091335 | 840.5605 | -0.0014242 | 649.6294 | 0.00139 | 840.5605 | -0.0015663 | 652.0553 | 1.4682e-05 | 840.5605 | -0.0011479 | 652.0553 | 1.1078e-05 | 835.27 | -0.00048905 | 649.6294 | 0.00073324 | 835.27 | 0.00012645 | 835.27 | -0.00063934 | 652.0553 | 2.8106e-06 | 652.0553 | 0.02183 | 649.6294 | 0.38955 | 840.5605 | -1.2548e-05 | 966.6178 | 0.00515 | 840.5605 | 0.048044 | 966.3466 | 3.0002e-05 | 966.6178 | 0.57556 | 652.0553 | 0.02333
| 649.7513 | 0 | 840.7995 | 0.00036575 | 649.7513 | 0 | 840.7995 | 0.00012919 | 652.1756 | 3.2289e-05 | 840.7995 | 0.00051528 | 652.1756 | 1.0529e-05 | 835.51 | 0.0022766 | 649.7513 | 0.00013249 | 835.51 | 9.4169e-05 | 835.51 | 0.0010836 | 652.1756 | 2.2016e-06 | 652.1756 | 0.02258 | 649.7513 | 0.39467 | 840.7995 | 0.0015452 | 966.7862 | 0.00612 | 840.7995 | 0.046329 | 966.5159 | 0 | 966.7862 | 0.56659 | 652.1756 | 0.02452
| 649.8731 | 0.00091335 | 841.0385 | -0.00049298 | 649.8731 | 0.00127 | 841.0385 | -0.0011089 | 652.2958 | 0 | 841.0385 | -0.00085439 | 652.2958 | 1.0227e-05 | 835.75 | -0.00099496 | 649.8731 | 0.0021 | 835.75 | -0.00097128 | 835.75 | -0.0013546 | 652.2958 | 2.4593e-06 | 652.2958 | 0.02225 | 649.8731 | 0.40001 | 841.0385 | -4.7074e-05 | 966.9546 | 0.00431 | 841.0385 | 0.045224 | 966.6852 | 0 | 966.9546 | 0.55908 | 652.2958 | 0.02321
| 649.995 | 0 | 841.2775 | -0.00011651 | 649.995 | 0 | 841.2775 | 0.00073949 | 652.4161 | 0 | 841.2775 | 0.00046044 | 652.4161 | 9.4425e-06 | 835.99 | -0.00069142 | 649.995 | 0.00297 | 835.99 | -0.00029326 | 835.99 | -0.0025575 | 652.4161 | 2.5295e-06 | 652.4161 | 0.02185 | 649.995 | 0.41359 | 841.2775 | 0.0010088 | 967.1229 | 0.00506 | 841.2775 | 0.044986 | 966.8545 | 0 | 967.1229 | 0.5505 | 652.4161 | 0.02453
| 650.1169 | 0 | 841.5166 | -0.00063143 | 650.1169 | 0.00102 | 841.5166 | -0.001217 | 652.5363 | 1.4682e-05 | 841.5166 | -0.00088371 | 652.5363 | 9.5769e-06 | 836.23 | -0.00028669 | 650.1169 | 0.00198 | 836.23 | -0.00087442 | 836.23 | -0.00080189 | 652.5363 | 3.4078e-06 | 652.5363 | 0.02081 | 650.1169 | 0.42265 | 841.5166 | -0.00064902 | 967.2913 | 0.00484 | 841.5166 | 0.042768 | 967.0238 | 3.0002e-05 | 967.2913 | 0.54255 | 652.5363 | 0.02338
| 650.2388 | 0 | 841.7556 | 0.0006204 | 650.2388 | 0 | 841.7556 | -0.00034538 | 652.6566 | 3.2289e-05 | 841.7556 | 0.00034692 | 652.6566 | 1.0047e-05 | 836.46 | 0.00079259 | 650.2388 | 0.0013 | 836.46 | -0.00042241 | 836.46 | 0.0013438 | 652.6566 | 3.8763e-06 | 652.6566 | 0.01833 | 650.2388 | 0.42382 | 841.7556 | 0.0025799 | 967.4597 | 0.00434 | 841.7556 | 0.043795 | 967.1931 | 2.6669e-05 | 967.4597 | 0.53362 | 652.6566 | 0.02448
| 650.3607 | 0.00152 | 841.9946 | -0.00017677 | 650.3607 | 0.00093636 | 841.9946 | -0.00093462 | 652.7768 | 0 | 841.9946 | -0.00092966 | 652.7768 | 9.1513e-06 | 836.7 | -0.0015008 | 650.3607 | 0.00207 | 836.7 | -0.00058385 | 836.7 | 0.00017338 | 652.7768 | 4.4735e-06 | 652.7768 | 0.01698 | 650.3607 | 0.43671 | 841.9946 | -0.0014285 | 967.6281 | 0.00626 | 841.9946 | 0.041664 | 967.3624 | 3.0002e-05 | 967.6281 | 0.52535 | 652.7768 | 0.02362
| 650.4826 | 0 | 842.2337 | 0.00035809 | 650.4826 | 0 | 842.2337 | 0.00097299 | 652.8971 | 0 | 842.2337 | 0.0007113 | 652.8971 | 9.9353e-06 | 836.94 | -0.0009275 | 650.4826 | 0.00124 | 836.94 | 0.0017408 | 836.94 | -0.0018747 | 652.8971 | 3.7592e-06 | 652.8971 | 0.0146 | 650.4826 | 0.43908 | 842.2337 | 0.0029084 | 967.7965 | 0.0055 | 842.2337 | 0.039913 | 967.5317 | 6.6672e-06 | 967.7965 | 0.51605 | 652.8971 | 0.02445
| 650.6045 | 5.091e-05 | 842.4727 | -0.00058977 | 650.6045 | 0.00041617 | 842.4727 | -0.0010873 | 653.0173 | 3.2289e-05 | 842.4727 | -0.00096332 | 653.0173 | 9.6553e-06 | 837.18 | -0.0014334 | 650.6045 | 0.00158 | 837.18 | 0.0014179 | 837.18 | -0.00047681 | 653.0173 | 3.7006e-06 | 653.0173 | 0.01399 | 650.6045 | 0.44466 | 842.4727 | -0.00011623 | 967.9649 | 0.0058 | 842.4727 | 0.040215 | 967.701 | 0 | 967.9649 | 0.50744 | 653.0173 | 0.02378
| 650.7264 | 0 | 842.7118 | -0.00034726 | 650.7264 | 0 | 842.7118 | 0.00092149 | 653.1376 | 1.4682e-05 | 842.7118 | 0.00047791 | 653.1376 | 1.0484e-05 | 837.42 | -0.00079259 | 650.7264 | 0.00104 | 837.42 | -0.0014233 | 837.42 | 0.00027091 | 653.1376 | 3.0214e-06 | 653.1376 | 0.0122 | 650.7264 | 0.45397 | 842.7118 | 0.001891 | 968.1333 | 0.00473 | 842.7118 | 0.039001 | 967.8703 | 0 | 968.1333 | 0.4982 | 653.1376 | 0.02418
| 650.8484 | 6.8875e-05 | 842.9508 | -0.00042944 | 650.8484 | 0.00041617 | 842.9508 | -0.0013582 | 653.2579 | 1.4682e-05 | 842.9508 | -0.00072008 | 653.2579 | 9.2633e-06 | 837.66 | -0.0020405 | 650.8484 | 0.00093192 | 837.66 | -0.0016815 | 837.66 | 0.00020589 | 653.2579 | 3.9231e-06 | 653.2579 | 0.01205 | 650.8484 | 0.46535 | 842.9508 | -0.00073938 | 968.3017 | 0.00376 | 842.9508 | 0.036198 | 968.0396 | 3.0002e-05 | 968.3017 | 0.48991 | 653.2579 | 0.02383
| 650.9703 | 0 | 843.1899 | -0.00059082 | 650.9703 | 0 | 843.1899 | -0.00040637 | 653.3781 | 0 | 843.1899 | 0.00028997 | 653.3781 | 8.4008e-06 | 837.9 | -0.0016358 | 650.9703 | 0.00132 | 837.9 | 0.00093361 | 837.9 | -0.00086692 | 653.3781 | 3.7826e-06 | 653.3781 | 0.01043 | 650.9703 | 0.47411 | 843.1899 | 0.00027972 | 968.4701 | 0.00817 | 843.1899 | 0.035947 | 968.209 | 6.6672e-06 | 968.4701 | 0.48128 | 653.3781 | 0.02364
| 651.0923 | 0.0004462 | 843.429 | -0.00058386 | 651.0923 | 0.00086701 | 843.429 | -0.001395 | 653.4984 | 0 | 843.429 | -0.00097172 | 653.4984 | 8.0536e-06 | 838.14 | -0.00086005 | 651.0923 | 0.00124 | 838.14 | -0.00058385 | 838.14 | 0.0017988 | 653.4984 | 4.778e-06 | 653.4984 | 0.00995 | 651.0923 | 0.48515 | 843.429 | -0.0019489 | 968.6385 | 0.00561 | 843.429 | 0.03531 | 968.3783 | 1.0001e-05 | 968.6385 | 0.47356 | 653.4984 | 0.02351
| 651.2143 | 0 | 843.6681 | 0.00037882 | 651.2143 | 0 | 843.6681 | -9.8906e-05 | 653.6187 | 1.4682e-05 | 843.6681 | 0.0005252 | 653.6187 | 7.3591e-06 | 838.38 | 0.001366 | 651.2143 | 0.00107 | 838.38 | -0.0013264 | 838.38 | -0.00060684 | 653.6187 | 4.0051e-06 | 653.6187 | 0.0082 | 651.2143 | 0.48672 | 843.6681 | 0.0025168 | 968.8069 | 0.00717 | 843.6681 | 0.03394 | 968.5476 | 0 | 968.8069 | 0.46584 | 653.6187 | 0.02359
| 651.3362 | 0.00102 | 843.9072 | 0.00046635 | 651.3362 | 0.00031212 | 843.9072 | -0.00086261 | 653.7389 | 1.4682e-05 | 843.9072 | -0.00092051 | 653.7389 | 7.5383e-06 | 838.61 | 0.00089378 | 651.3362 | 0.00087516 | 838.61 | -0.0014556 | 838.61 | -0.00063934 | 653.7389 | 5.3167e-06 | 653.7389 | 0.00828 | 651.3362 | 0.50157 | 843.9072 | -0.0018953 | 968.9752 | 0.00557 | 843.9072 | 0.031708 | 968.7169 | 1.0001e-05 | 968.9752 | 0.45871 | 653.7389 | 0.02403
| 651.4582 | 0 | 844.1463 | -0.00062961 | 651.4582 | 0 | 844.1463 | 0.0002705 | 653.8592 | 1.4682e-05 | 844.1463 | 0.00045146 | 653.8592 | 7.7511e-06 | 838.85 | -0.00048905 | 651.4582 | 0.00132 | 838.85 | -0.00055155 | 838.85 | -0.00034676 | 653.8592 | 5.4455e-06 | 653.8592 | 0.00704 | 651.4582 | 0.5084 | 844.1463 | 0.00071975 | 969.1436 | 0.00666 | 844.1463 | 0.031422 | 968.8863 | 0 | 969.1436 | 0.45095 | 653.8592 | 0.02391
| 651.5802 | 0.00035636 | 844.3854 | 0.00014809 | 651.5802 | 0.00055488 | 844.3854 | -0.0010679 | 653.9795 | 1.4682e-05 | 844.3854 | -0.00089094 | 653.9795 | 8.972e-06 | 839.09 | -0.0016695 | 651.5802 | 0.00178 | 839.09 | -0.0018752 | 839.09 | -0.00060684 | 653.9795 | 6.4292e-06 | 653.9795 | 0.007 | 651.5802 | 0.51544 | 844.3854 | -0.0018709 | 969.312 | 0.00584 | 844.3854 | 0.031103 | 969.0556 | 3.0002e-05 | 969.312 | 0.44301 | 653.9795 | 0.02385
| 651.7022 | 0 | 844.6245 | 0.00039586 | 651.7022 | 0 | 844.6245 | 8.04e-05 | 654.0998 | 4.9907e-05 | 844.6245 | 0.00051965 | 654.0998 | 8.3448e-06 | 839.33 | -0.00059023 | 651.7022 | 0.0022 | 839.33 | -0.0019399 | 839.33 | -0.00018422 | 654.0998 | 5.3401e-06 | 654.0998 | 0.00571 | 651.7022 | 0.52675 | 844.6245 | -0.0005395 | 969.4805 | 0.00642 | 844.6245 | 0.031731 | 969.2249 | 2.6669e-05 | 969.4805 | 0.43449 | 654.0998 | 0.02385
| 651.8242 | 0.00084148 | 844.8636 | -0.00011087 | 651.8242 | 0.00095371 | 844.8636 | -0.0016556 | 654.22 | 0 | 844.8636 | -0.00087897 | 654.22 | 7.2023e-06 | 839.57 | -0.00038786 | 651.8242 | 0.00153 | 839.57 | -0.002069 | 839.57 | 0.00059601 | 654.22 | 5.832e-06 | 654.22 | 0.00537 | 651.8242 | 0.53875 | 844.8636 | -0.00088779 | 969.6489 | 0.00216 | 844.8636 | 0.029132 | 969.3943 | 1.0001e-05 | 969.6489 | 0.42735 | 654.22 | 0.02394
| 651.9462 | 0 | 845.1027 | 5.392e-05 | 651.9462 | 0 | 845.1027 | 0.00015751 | 654.3403 | 1.4682e-05 | 845.1027 | 0.00050315 | 654.3403 | 6.519e-06 | 839.81 | 0.0012985 | 651.9462 | 0.00101 | 839.81 | 0.0011273 | 839.81 | -8.6692e-05 | 654.3403 | 5.3987e-06 | 654.3403 | 0.0041 | 651.9462 | 0.53638 | 845.1027 | 0.0019146 | 969.8172 | 0.00615 | 845.1027 | 0.028176 | 969.5636 | 6.6672e-06 | 969.8172 | 0.42027 | 654.3403 | 0.0235
| 652.0683 | 0.00030245 | 845.3419 | 0.00011842 | 652.0683 | 0.00060691 | 845.3419 | -0.0004136 | 654.4606 | 1.4682e-05 | 845.3419 | -0.00086369 | 654.4606 | 7.5943e-06 | 840.05 | 0.00042159 | 652.0683 | 0.00061971 | 840.05 | -0.001165 | 840.05 | 0.0011487 | 654.4606 | 6.113e-06 | 654.4606 | 0.00355 | 652.0683 | 0.55187 | 845.3419 | -0.00043413 | 969.9856 | 0.00466 | 845.3419 | 0.028443 | 969.7329 | 1.0001e-05 | 969.9856 | 0.41381 | 654.4606 | 0.0227
| 652.1903 | 0 | 845.581 | 0.00020853 | 652.1903 | 0 | 845.581 | -0.00017813 | 654.5809 | 1.4682e-05 | 845.581 | 0.00033754 | 654.5809 | 7.9864e-06 | 840.29 | 0.00072515 | 652.1903 | 0.00058673 | 840.29 | -0.00058385 | 840.29 | -0.00047681 | 654.5809 | 5.1293e-06 | 654.5809 | 0.00243 | 652.1903 | 0.55361 | 845.581 | 0.001046 | 970.1541 | 0.00601 | 845.581 | 0.02801 | 969.9023 | 6.6672e-06 | 970.1541 | 0.40612 | 654.5809 | 0.02191
| 652.3124 | 0.0004462 | 845.8202 | -0.00073547 | 652.3124 | 0.00079764 | 845.8202 | -0.00092067 | 654.7012 | 1.4682e-05 | 845.8202 | -0.00076668 | 654.7012 | 7.5607e-06 | 840.52 | -0.0024789 | 652.3124 | 0.00113 | 840.52 | -0.0036188 | 840.52 | -0.0028825 | 654.7012 | 5.1059e-06 | 654.7012 | 0.00222 | 652.3124 | 0.564 | 845.8202 | -0.0012996 | 970.3225 | 0.00531 | 845.8202 | 0.025913 | 970.0716 | 1.0001e-05 | 970.3225 | 0.39844 | 654.7012 | 0.02181
| 652.4344 | 0 | 846.0593 | -0.00051913 | 652.4344 | 0 | 846.0593 | 6.6965e-05 | 654.8215 | 0 | 846.0593 | 0.00052632 | 654.8215 | 7.7735e-06 | 840.76 | -0.0016695 | 652.4344 | 0.00306 | 840.76 | -0.00080984 | 840.76 | -0.00063934 | 654.8215 | 4.333e-06 | 654.8215 | 0.00124 | 652.4344 | 0.56538 | 846.0593 | 0.00026521 | 970.4909 | 0.00573 | 846.0593 | 0.025076 | 970.241 | 6.6672e-06 | 970.4909 | 0.39018 | 654.8215 | 0.02103
| 652.5565 | 0.00094928 | 846.2985 | 0.00087974 | 652.5565 | 0.00109 | 846.2985 | -0.00079488 | 654.9417 | 0 | 846.2985 | -0.00084666 | 654.9417 | 8.7928e-06 | 841 | -0.0010624 | 652.5565 | 0.00127 | 841 | -0.0010681 | 841 | 0.00082357 | 654.9417 | 5.4455e-06 | 654.9417 | 0.00135 | 652.5565 | 0.57137 | 846.2985 | -0.00084144 | 970.6593 | 0.00547 | 846.2985 | 0.024572 | 970.4103 | 3.0002e-05 | 970.6593 | 0.383 | 654.9417 | 0.02131
| 652.6786 | 0 | 846.5377 | 0.00069077 | 652.6786 | 0 | 846.5377 | 0.00043784 | 655.062 | 0 | 846.5377 | 0.00052841 | 655.062 | 1.035e-05 | 841.24 | 0.00028669 | 652.6786 | 0.00115 | 841.24 | -0.00022869 | 841.24 | 0.0017338 | 655.062 | 5.586e-06 | 655.062 | 0.00068757 | 652.6786 | 0.57664 | 846.5377 | 0.001468 | 970.8277 | 0.00512 | 846.5377 | 0.023014 | 970.5797 | 6.6672e-06 | 970.8277 | 0.37557 | 655.062 | 0.02134
| 652.8007 | 0.0005001 | 846.7769 | -0.001178 | 652.8007 | 0.00172 | 846.7769 | -0.0016298 | 655.1823 | 1.4682e-05 | 846.7769 | -0.00096836 | 655.1823 | 1.0843e-05 | 841.48 | -0.00086005 | 652.8007 | 0.00201 | 841.48 | -0.0032636 | 841.48 | -0.0022648 | 655.1823 | 6.5229e-06 | 655.1823 | 0.00076199 | 652.8007 | 0.57868 | 846.7769 | 0.00020699 | 970.9961 | 0.0077 | 846.7769 | 0.022628 | 970.7491 | 3.0002e-05 | 970.9961 | 0.36904 | 655.1823 | 0.02211
| 652.9227 | 0 | 847.016 | 0.00049504 | 652.9227 | 0 | 847.016 | 0.00061571 | 655.3026 | 0 | 847.016 | 0.00055633 | 655.3026 | 9.4201e-06 | 841.72 | 0.0012648 | 652.9227 | 0.00072869 | 841.72 | 0.00073989 | 841.72 | 0.00043346 | 655.3026 | 5.6914e-06 | 655.3026 | 0.0002253 | 652.9227 | 0.58351 | 847.016 | 0.0015855 | 971.1645 | 0.00796 | 847.016 | 0.022127 | 970.9184 | 0 | 971.1645 | 0.36182 | 655.3026 | 0.02095
| 653.0448 | 0.00113 | 847.2552 | -0.0015097 | 653.0448 | 0.00128 | 847.2552 | -0.0010853 | 655.4229 | 1.4682e-05 | 847.2552 | -0.0011707 | 655.4229 | 9.0168e-06 | 841.96 | -0.0012985 | 653.0448 | 0.00113 | 841.96 | -2.6905e-06 | 841.96 | 0.00043346 | 655.4229 | 6.4878e-06 | 655.4229 | 0.0001388 | 653.0448 | 0.59004 | 847.2552 | -0.001351 | 971.3329 | 0.00338 | 847.2552 | 0.019909 | 971.0878 | 3.0002e-05 | 971.3329 | 0.3558 | 655.4229 | 0.0205
| 653.167 | 0 | 847.4944 | -0.00037278 | 653.167 | 0 | 847.4944 | 3.9747e-05 | 655.5432 | 0 | 847.4944 | 0.00052548 | 655.5432 | 7.5831e-06 | 842.2 | 0.0010961 | 653.167 | 0.00078546 | 842.2 | -0.0019076 | 842.2 | -0.00057433 | 655.5432 | 5.4572e-06 | 655.5432 | 6.3689e-07 | 653.167 | 0.59682 | 847.4944 | 0.00043337 | 971.5013 | 0.00721 | 847.4944 | 0.022159 | 971.2571 | 0 | 971.5013 | 0.34985 | 655.5432 | 0.01944
| 653.2891 | 0.00115 | 847.7336 | -0.00041164 | 653.2891 | 0.00139 | 847.7336 | -0.0011089 | 655.6635 | 0 | 847.7336 | -0.0010134 | 655.6635 | 8.0312e-06 | 842.44 | -0.0018381 | 653.2891 | 0.00195 | 842.44 | -0.00035784 | 842.44 | -0.0016797 | 655.6635 | 6.2653e-06 | 655.6635 | 8.5651e-07 | 653.2891 | 0.59847 | 847.7336 | -0.001623 | 971.6698 | 0.00575 | 847.7336 | 0.020944 | 971.4265 | 5.0004e-05 | 971.6698 | 0.34475 | 655.6635 | 0.01963
| 653.4112 | 0 | 847.9729 | 9.9388e-05 | 653.4112 | 0 | 847.9729 | 0.00049408 | 655.7838 | 1.4682e-05 | 847.9729 | 0.00045932 | 655.7838 | 8.3e-06 | 842.68 | 0.0011973 | 653.4112 | 0.00192 | 842.68 | -0.0004547 | 842.68 | -2.1673e-05 | 655.7838 | 4.9888e-06 | 655.7838 | 2.0864e-07 | 653.4112 | 0.60376 | 847.9729 | -0.00017534 | 971.8382 | 0.00543 | 847.9729 | 0.019701 | 971.5959 | 6.6672e-06 | 971.8382 | 0.33917 | 655.7838 | 0.01819
| 653.5333 | 0.00084148 | 848.2121 | -0.00027868 | 653.5333 | 0.00132 | 848.2121 | -0.0014382 | 655.9041 | 0 | 848.2121 | -0.00084037 | 655.9041 | 8.5464e-06 | 842.91 | 0.00011805 | 653.5333 | 0.00113 | 842.91 | 0.0004816 | 842.91 | -5.4182e-05 | 655.9041 | 5.9139e-06 | 655.9041 | 2.0864e-07 | 653.5333 | 0.60683 | 848.2121 | 0.00032873 | 972.0066 | 0.00433 | 848.2121 | 0.021312 | 971.7652 | 1.0001e-05 | 972.0066 | 0.33399 | 655.9041 | 0.01823
| 653.6555 | 0 | 848.4513 | -9.5109e-05 | 653.6555 | 0 | 848.4513 | 0.00051919 | 656.0244 | 1.4682e-05 | 848.4513 | 0.00051041 | 656.0244 | 8.244e-06 | 843.15 | 0.001602 | 653.6555 | 0.00061512 | 843.15 | 0.0029031 | 843.15 | -0.00070437 | 656.0244 | 5.1527e-06 | 656.0244 | 0 | 653.6555 | 0.61416 | 848.4513 | -0.00092787 | 972.175 | 0.00698 | 848.4513 | 0.020318 | 971.9346 | 0 | 972.175 | 0.32797 | 656.0244 | 0.01727
| 653.7776 | 0.0006079 | 848.6906 | 0.00035555 | 653.7776 | 0.00109 | 848.6906 | -0.0010085 | 656.1447 | 0 | 848.6906 | -0.00083013 | 656.1447 | 8.1656e-06 | 843.39 | -0.00052277 | 653.7776 | 0.00127 | 843.39 | -0.0011004 | 843.39 | -0.0031426 | 656.1447 | 5.668e-06 | 656.1447 | 0 | 653.7776 | 0.624 | 848.6906 | -0.00042114 | 972.3434 | 0.00441 | 848.6906 | 0.020495 | 972.104 | 1.0001e-05 | 972.3434 | 0.32271 | 656.1447 | 0.01793
| 653.8998 | 0 | 848.9298 | -0.0004299 | 653.8998 | 0 | 848.9298 | 0.0012237 | 656.265 | 0 | 848.9298 | 0.00047265 | 656.265 | 8.0872e-06 | 843.63 | 0.00011805 | 653.8998 | 0.00101 | 843.63 | 6.1882e-05 | 843.63 | 1.0836e-05 | 656.265 | 6.113e-06 | 656.265 | 0 | 653.8998 | 0.63064 | 848.9298 | 0.0020442 | 972.5118 | 0.00619 | 848.9298 | 0.01625 | 972.2734 | 6.6672e-06 | 972.5118 | 0.31699 | 656.265 | 0.01676
| 654.022 | 0.00116 | 849.1691 | -0.00092674 | 654.022 | 0.00123 | 849.1691 | -0.0012132 | 656.3854 | 0 | 849.1691 | -0.00086091 | 656.3854 | 8.0648e-06 | 843.87 | 0.0010624 | 654.022 | 0.00098869 | 843.87 | -0.00055155 | 843.87 | 0.0016688 | 656.3854 | 6.3472e-06 | 656.3854 | 0 | 654.022 | 0.63944 | 849.1691 | -0.00024347 | 972.6803 | 0.00506 | 849.1691 | 0.014921 | 972.4427 | 3.0002e-05 | 972.6803 | 0.31217 | 656.3854 | 0.01704
| 654.1442 | 0 | 849.4083 | -8.7259e-06 | 654.1442 | 0 | 849.4083 | -0.00054215 | 656.5057 | 0 | 849.4083 | 0.00068861 | 656.5057 | 7.3031e-06 | 844.11 | -0.00065769 | 654.1442 | 0.00021766 | 844.11 | -0.0016815 | 844.11 | 0.00046596 | 656.5057 | 7.5534e-06 | 656.5057 | 0 | 654.1442 | 0.64205 | 849.4083 | 0.0027123 | 972.8487 | 0.00552 | 849.4083 | 0.018635 | 972.6121 | 0 | 972.8487 | 0.30644 | 656.5057 | 0.01582
| 654.2664 | 0.00051807 | 849.6476 | -0.00025348 | 654.2664 | 0.00088435 | 849.6476 | -0.0015592 | 656.626 | 0 | 849.6476 | -0.001002 | 656.626 | 7.2807e-06 | 844.35 | -0.00028669 | 654.2664 | 0.00198 | 844.35 | 0.0014179 | 844.35 | -0.0018422 | 656.626 | 6.7337e-06 | 656.626 | 0 | 654.2664 | 0.65699 | 849.6476 | -0.001186 | 973.0171 | 0.00469 | 849.6476 | 0.018452 | 972.7815 | 3.0002e-05 | 973.0171 | 0.30126 | 656.626 | 0.01628
| 654.3886 | 0 | 849.8869 | -0.00028765 | 654.3886 | 0 | 849.8869 | 0.00083122 | 656.7463 | 0 | 849.8869 | 0.00042356 | 656.7463 | 8.4792e-06 | 844.59 | 0.0005565 | 654.3886 | 0 | 844.59 | 0.00077218 | 844.59 | 0.00056349 | 656.7463 | 7.0382e-06 | 656.7463 | 0 | 654.3886 | 0.65789 | 849.8869 | -0.0011959 | 973.1855 | 0.00614 | 849.8869 | 0.016626 | 972.9509 | 0 | 973.1855 | 0.29582 | 656.7463 | 0.01518
| 654.5108 | 0.00010482 | 850.1261 | -0.00020479 | 654.5108 | 0.00113 | 850.1261 | -0.0013477 | 656.8666 | 0 | 850.1261 | -0.0010097 | 656.8666 | 9.3081e-06 | 844.83 | -0.0011299 | 654.5108 | 0.00081839 | 844.83 | -0.0011327 | 844.83 | -0.0010295 | 656.8666 | 6.6283e-06 | 656.8666 | 0 | 654.5108 | 0.66958 | 850.1261 | -5.8635e-06 | 973.3539 | 0.00464 | 850.1261 | 0.013841 | 973.1203 | 3.0002e-05 | 973.3539 | 0.29125 | 656.8666 | 0.01521
| 654.633 | 0 | 850.3654 | -1.0644e-05 | 654.633 | 0 | 850.3654 | 0.00083493 | 656.9869 | 0 | 850.3654 | 0.00059241 | 656.9869 | 1.0115e-05 | 845.07 | 0.00069142 | 654.633 | 0.00050157 | 845.07 | -0.0012941 | 845.07 | 0.00049847 | 656.9869 | 6.4058e-06 | 656.9869 | 1.0981e-07 | 654.633 | 0.68079 | 850.3654 | 0.0027499 | 973.5224 | 0.00455 | 850.3654 | 0.013527 | 973.2897 | 6.6672e-06 | 973.5224 | 0.28626 | 656.9869 | 0.0143
| 654.7552 | 0.0004462 | 850.6047 | -3.0674e-05 | 654.7552 | 0.00123 | 850.6047 | -0.0015418 | 657.1073 | 3.2289e-05 | 850.6047 | -0.0008924 | 657.1073 | 9.8905e-06 | 845.3 | -0.0019057 | 654.7552 | 0.00070485 | 845.3 | -0.00074527 | 845.3 | 0.00062851 | 657.1073 | 6.9211e-06 | 657.1073 | 1.0981e-07 | 654.7552 | 0.68589 | 850.6047 | -0.00060616 | 973.6908 | 0.00419 | 850.6047 | 0.014959 | 973.4591 | 3.0002e-05 | 973.6908 | 0.28171 | 657.1073 | 0.01444
| 654.8775 | 0 | 850.844 | 0.00010738 | 654.8775 | 0 | 850.844 | 0.0005409 | 657.2276 | 1.4682e-05 | 850.844 | 0.00042855 | 657.2276 | 9.5657e-06 | 845.54 | -0.00038786 | 654.8775 | 0.00113 | 845.54 | 0.001095 | 845.54 | 0.00069354 | 657.2276 | 6.5932e-06 | 657.2276 | 1.0981e-07 | 654.8775 | 0.69782 | 850.844 | 0.0011354 | 973.8592 | 0.00619 | 850.844 | 0.013624 | 973.6285 | 0 | 973.8592 | 0.27655 | 657.2276 | 0.01386
| 654.9997 | 0.00109 | 851.0833 | -0.00032409 | 654.9997 | 0.00149 | 851.0833 | -0.0012026 | 657.3479 | 3.2289e-05 | 851.0833 | -0.001026 | 657.3479 | 9.6553e-06 | 845.78 | 0.0022428 | 654.9997 | 0.00084678 | 845.78 | 0.0016761 | 845.78 | 0.00059601 | 657.3479 | 7.003e-06 | 657.3479 | 0 | 654.9997 | 0.69927 | 851.0833 | -0.0002708 | 974.0276 | 0.00535 | 851.0833 | 0.01227 | 973.7979 | 3.0002e-05 | 974.0276 | 0.27179 | 657.3479 | 0.01425
| 655.122 | 0 | 851.3227 | -0.00073246 | 655.122 | 0 | 851.3227 | -0.00020863 | 657.4682 | 0 | 851.3227 | 0.00047411 | 657.4682 | 9.0729e-06 | 846.02 | -0.0009275 | 655.122 | 0 | 846.02 | 0.00061074 | 846.02 | -0.00031426 | 657.4682 | 5.7266e-06 | 657.4682 | 0 | 655.122 | 0.71608 | 851.3227 | 0.00093805 | 974.1961 | 0.00629 | 851.3227 | 0.011847 | 973.9673 | 6.6672e-06 | 974.1961 | 0.26633 | 657.4682 | 0.01391
| 655.2442 | 0.0014 | 851.562 | -0.00057652 | 655.2442 | 0.00125 | 851.562 | -0.001511 | 657.5886 | 0 | 851.562 | -0.0011245 | 657.5886 | 9.2073e-06 | 846.26 | -0.00045532 | 655.2442 | 0.00079001 | 846.26 | 0.0015148 | 846.26 | -0.0020698 | 657.5886 | 6.3472e-06 | 657.5886 | 0 | 655.2442 | 0.73073 | 851.562 | -0.00039717 | 974.3645 | 0.00524 | 851.562 | 0.014367 | 974.1367 | 0 | 974.3645 | 0.26115 | 657.5886 | 0.01436
| 655.3665 | 0 | 851.8013 | 9.6875e-07 | 655.3665 | 0 | 851.8013 | 0.0011537 | 657.7089 | 0 | 851.8013 | 0.00060085 | 657.7089 | 8.1096e-06 | 846.5 | -0.00065769 | 655.3665 | 0.00158 | 846.5 | -0.00039012 | 846.5 | 4.3346e-05 | 657.7089 | 6.7688e-06 | 657.7089 | 0 | 655.3665 | 0.74074 | 851.8013 | 0.0018521 | 974.5329 | 0.00761 | 851.8013 | 0.015945 | 974.3061 | 0 | 974.5329 | 0.2552 | 657.7089 | 0.01359
| 655.4888 | 0.00091335 | 852.0406 | -0.00070589 | 655.4888 | 0.00013872 | 852.0406 | -0.0014045 | 657.8292 | 0 | 852.0406 | -0.00084767 | 657.8292 | 9.3641e-06 | 846.74 | -0.0027826 | 655.4888 | 0.00076162 | 846.74 | -0.002521 | 846.74 | -0.00089942 | 657.8292 | 9.6497e-06 | 657.8292 | 0 | 655.4888 | 0.75558 | 852.0406 | -0.00070061 | 974.7014 | 0.00619 | 852.0406 | 0.012409 | 974.4755 | 3.0002e-05 | 974.7014 | 0.24973 | 657.8292 | 0.0137
| 655.6111 | 0 | 852.28 | -0.00033591 | 655.6111 | 0 | 852.28 | 0.00026512 | 657.9496 | 0 | 852.28 | 0.00042609 | 657.9496 | 8.4008e-06 | 846.98 | 0.001602 | 655.6111 | 0.00050157 | 846.98 | -0.00026098 | 846.98 | 0.00079106 | 657.9496 | 8.7011e-06 | 657.9496 | 0 | 655.6111 | 0.75546 | 852.28 | 0.00065912 | 974.8698 | 0.00619 | 852.28 | 0.014216 | 974.6449 | 6.6672e-06 | 974.8698 | 0.24452 | 657.9496 | 0.01258
| 655.7334 | 0.00115 | 852.5193 | -0.00085021 | 655.7334 | 0.00086701 | 852.5193 | -0.0015432 | 658.0699 | 0 | 852.5193 | -0.0010619 | 658.0699 | 1.0406e-05 | 847.22 | -0.00045532 | 655.7334 | 0.00090353 | 847.22 | 0.0002556 | 847.22 | 0.00053099 | 658.0699 | 7.776e-06 | 658.0699 | 0 | 655.7334 | 0.77515 | 852.5193 | -0.00039693 | 975.0382 | 0.00658 | 852.5193 | 0.009303 | 974.8143 | 3.0002e-05 | 975.0382 | 0.24025 | 658.0699 | 0.0129
| 655.8557 | 0 | 852.7587 | 0.00011064 | 655.8557 | 0 | 852.7587 | 0.0006366 | 658.1902 | 3.2289e-05 | 852.7587 | 0.00051912 | 658.1902 | 8.8376e-06 | 847.46 | -0.00096123 | 655.8557 | 0.00203 | 847.46 | 0.0012565 | 847.46 | -0.00067186 | 658.1902 | 6.5229e-06 | 658.1902 | 0 | 655.8557 | 0.79562 | 852.7587 | 0.0016235 | 975.2066 | 0.00645 | 852.7587 | 0.011439 | 974.9837 | 6.6672e-06 | 975.2066 | 0.23615 | 658.1902 | 0.01202
| 655.978 | 0.00039229 | 852.9981 | 0.00012371 | 655.978 | 0.00123 | 852.9981 | -0.0014198 | 658.3106 | 0 | 852.9981 | -0.0011022 | 658.3106 | 8.4792e-06 | 847.7 | -0.00075887 | 655.978 | 0.00158 | 847.7 | 0.00044931 | 847.7 | 0.00040094 | 658.3106 | 8.1741e-06 | 658.3106 | 0 | 655.978 | 0.80544 | 852.9981 | -0.000185 | 975.3751 | 0.00489 | 852.9981 | 0.014136 | 975.1531 | 3.0002e-05 | 975.3751 | 0.23236 | 658.3106 | 0.01247
| 656.1004 | 0 | 853.2374 | 0.0010496 | 656.1004 | 0 | 853.2374 | 0.00038062 | 658.4309 | 1.4682e-05 | 853.2374 | 0.00086162 | 658.4309 | 6.519e-06 | 847.93 | -0.0009275 | 656.1004 | 0.00263 | 847.93 | -0.00051927 | 847.93 | 0.00098612 | 658.4309 | 9.0173e-06 | 658.4309 | 2.0864e-07 | 656.1004 | 0.82006 | 853.2374 | 0.0019721 | 975.5435 | 0.00766 | 853.2374 | 0.013322 | 975.3225 | 2.6669e-05 | 975.5435 | 0.22821 | 658.4309 | 0.01163
| 656.2227 | 0.00057197 | 853.4768 | -0.00096779 | 656.2227 | 0.00022542 | 853.4768 | -0.0013809 | 658.5512 | 1.4682e-05 | 853.4768 | -0.0011841 | 658.5512 | 6.6534e-06 | 848.17 | -0.00035414 | 656.2227 | 0.00139 | 848.17 | -0.00026098 | 848.17 | -0.00050931 | 658.5512 | 9.3218e-06 | 658.5512 | 2.0864e-07 | 656.2227 | 0.83393 | 853.4768 | -0.00014053 | 975.712 | 0.00431 | 853.4768 | 0.010978 | 975.492 | 0 | 975.712 | 0.22433 | 658.5512 | 0.01226
| 656.3451 | 0 | 853.7162 | -0.00024597 | 656.3451 | 3.4765e-05 | 853.7162 | 0.0007424 | 658.6716 | 0 | 853.7162 | 0.00063288 | 658.6716 | 8.5576e-06 | 848.41 | -0.0012648 | 656.3451 | 0.00124 | 848.41 | -0.0011973 | 848.41 | 0.00010836 | 658.6716 | 9.2632e-06 | 658.6716 | 2.0864e-07 | 656.3451 | 0.83888 | 853.7162 | 0.0024872 | 975.8804 | 0.00636 | 853.7162 | 0.011031 | 975.6614 | 6.6672e-06 | 975.8804 | 0.22029 | 658.6716 | 0.01167
| 656.4674 | 0.00104 | 853.9556 | -0.0010724 | 656.4674 | 0.00121 | 853.9556 | -0.0015746 | 658.7919 | 0 | 853.9556 | -0.0010904 | 658.7919 | 9.3865e-06 | 848.65 | -0.0018719 | 656.4674 | 0.00156 | 848.65 | -0.0010358 | 848.65 | -0.001127 | 658.7919 | 8.4552e-06 | 658.7919 | 0 | 656.4674 | 0.85429 | 853.9556 | -0.00035323 | 976.0488 | 0.00522 | 853.9556 | 0.0085527 | 975.8308 | 1.0001e-05 | 976.0488 | 0.21637 | 658.7919 | 0.01212
| 656.5898 | 0 | 854.195 | -2.946e-05 | 656.5898 | 0 | 854.195 | -0.00013057 | 658.9123 | 0 | 854.195 | 0.00062845 | 658.9123 | 1.0327e-05 | 848.89 | 0.0015008 | 656.5898 | 0.00186 | 848.89 | -0.00071299 | 848.89 | 0.00010836 | 658.9123 | 7.5769e-06 | 658.9123 | 4.2825e-07 | 656.5898 | 0.8612 | 854.195 | 0.00028321 | 976.2173 | 0.00496 | 854.195 | 0.0099731 | 976.0002 | 0 | 976.2173 | 0.21183 | 658.9123 | 0.01118
| 656.7122 | 0.00015871 | 854.4344 | -0.00072055 | 656.7122 | 0.00079764 | 854.4344 | -0.0012425 | 659.0326 | 0 | 854.4344 | -0.00099846 | 659.0326 | 9.8345e-06 | 849.13 | -0.00038786 | 656.7122 | 0.00176 | 849.13 | -0.0023596 | 849.13 | -0.00093193 | 659.0326 | 7.5183e-06 | 659.0326 | 6.3689e-07 | 656.7122 | 0.86572 | 854.4344 | -0.00045463 | 976.3857 | 0.00484 | 854.4344 | 0.0087878 | 976.1697 | 0 | 976.3857 | 0.2072 | 659.0326 | 0.0116
| 656.8346 | 0 | 854.6738 | 9.7223e-05 | 656.8346 | 0 | 854.6738 | 0.00024835 | 659.153 | 1.4682e-05 | 854.6738 | 0.0004959 | 659.153 | 9.1849e-06 | 849.37 | 0.0011973 | 656.8346 | 0.00203 | 849.37 | 0.00022331 | 849.37 | 0.00075855 | 659.153 | 7.9282e-06 | 659.153 | 6.3689e-07 | 656.8346 | 0.87663 | 854.6738 | 0.0010909 | 976.5542 | 0.00559 | 854.6738 | 0.010623 | 976.3391 | 2.6669e-05 | 976.5542 | 0.20235 | 659.153 | 0.01092
| 656.9569 | 0.00136 | 854.9133 | 3.2232e-05 | 656.9569 | 0.00090168 | 854.9133 | -0.0018944 | 659.2733 | 0 | 854.9133 | -0.0013142 | 659.2733 | 7.5943e-06 | 849.61 | -0.00082632 | 656.9569 | 0.00064808 | 849.61 | 6.1882e-05 | 849.61 | 0.0025465 | 659.2733 | 8.9353e-06 | 659.2733 | 2.0864e-07 | 656.9569 | 0.87922 | 854.9133 | -0.00063551 | 976.7226 | 0.00424 | 854.9133 | 0.0093289 | 976.5085 | 1.0001e-05 | 976.7226 | 0.19833 | 659.2733 | 0.01132
| 657.0793 | 0 | 855.1527 | 0.00032704 | 657.0793 | 0 | 855.1527 | 0.00082365 | 659.3937 | 1.4682e-05 | 855.1527 | 0.00050982 | 659.3937 | 6.4182e-06 | 849.85 | -0.0017707 | 657.0793 | 0.00195 | 849.85 | 0.0004816 | 849.85 | -0.001062 | 659.3937 | 8.1507e-06 | 659.3937 | 0 | 657.0793 | 0.88883 | 855.1527 | 0.0021994 | 976.891 | 0.00675 | 855.1527 | 0.010505 | 976.678 | 0 | 976.891 | 0.19409 | 659.3937 | 0.0102
| 657.2018 | 0.00127 | 855.3921 | -0.00086159 | 657.2018 | 0.00027745 | 855.3921 | -0.0013878 | 659.514 | 0 | 855.3921 | -0.0010608 | 659.514 | 6.4182e-06 | 850.09 | -0.0023778 | 657.2018 | 0.00292 | 850.09 | -0.0019721 | 850.09 | -0.0019397 | 659.514 | 9.0173e-06 | 659.514 | 2.0864e-07 | 657.2018 | 0.88907 | 855.3921 | -0.0013189 | 977.0595 | 0.00545 | 855.3921 | 0.008404 | 976.8474 | 0 | 977.0595 | 0.19039 | 659.514 | 0.01051
| 657.3242 | 0 | 855.6316 | 0.00048682 | 657.3242 | 0 | 855.6316 | 0.00057782 | 659.6344 | 1.4682e-05 | 855.6316 | 0.00081632 | 659.6344 | 7.7175e-06 | 850.33 | 0.0026476 | 657.3242 | 0.00107 | 850.33 | 0.00061074 | 850.33 | -0.00080189 | 659.6344 | 8.7245e-06 | 659.6344 | 2.0864e-07 | 657.3242 | 0.88545 | 855.6316 | 0.00084386 | 977.2279 | 0.00529 | 855.6316 | 0.010199 | 977.0168 | 0 | 977.2279 | 0.18616 | 659.6344 | 0.00966
| 657.4466 | 0.00058994 | 855.871 | -5.017e-05 | 657.4466 | 0.00109 | 855.871 | -0.00066059 | 659.7548 | 0 | 855.871 | -0.0011335 | 659.7548 | 9.8345e-06 | 850.57 | 0.001231 | 657.4466 | 0.00022234 | 850.57 | -0.00077756 | 850.57 | -8.6692e-05 | 659.7548 | 9.7902e-06 | 659.7548 | 1.0651e-06 | 657.4466 | 0.89106 | 855.871 | -0.0013551 | 977.3964 | 0.00528 | 855.871 | 0.0087602 | 977.1863 | 3.0002e-05 | 977.3964 | 0.1826 | 659.7548 | 0.01015
| 657.5691 | 0 | 856.1105 | 9.1654e-05 | 657.5691 | 0 | 856.1105 | -6.1507e-05 | 659.8751 | 1.4682e-05 | 856.1105 | 0.00051605 | 659.8751 | 1.0171e-05 | 850.8 | 0.00065769 | 657.5691 | 0.00101 | 850.8 | -0.00084214 | 850.8 | 0.002384 | 659.8751 | 9.2632e-06 | 659.8751 | 1.0651e-06 | 657.5691 | 0.89544 | 856.1105 | 0.0013423 | 977.5648 | 0.0064 | 856.1105 | 0.0082937 | 977.3557 | 0 | 977.5648 | 0.17895 | 659.8751 | 0.00932
| 657.6915 | 0.00080555 | 856.35 | -0.00025876 | 657.6915 | 0.00151 | 856.35 | -0.0018423 | 659.9955 | 0 | 856.35 | -0.00082274 | 659.9955 | 1.0977e-05 | 851.04 | -0.00011805 | 657.6915 | 0.00036425 | 851.04 | 0.002096 | 851.04 | -0.00070437 | 659.9955 | 8.5137e-06 | 659.9955 | 1.2848e-06 | 657.6915 | 0.89282 | 856.35 | 0.00023344 | 977.7333 | 0.00496 | 856.35 | 0.0074468 | 977.5252 | 1.0001e-05 | 977.7333 | 0.1756 | 659.9955 | 0.00997
| 657.814 | 0 | 856.5894 | -0.0009979 | 657.814 | 0 | 856.5894 | 0.00060937 | 660.1159 | 0 | 856.5894 | 0.00058298 | 660.1159 | 1.0372e-05 | 851.28 | 0.00059023 | 657.814 | 0.00024605 | 851.28 | 0.0004816 | 851.28 | -0.0010295 | 660.1159 | 6.9211e-06 | 660.1159 | 1.175e-06 | 657.814 | 0.89634 | 856.5894 | -0.00034665 | 977.9017 | 0.00582 | 856.5894 | 0.005206 | 977.6946 | 2.6669e-05 | 977.9017 | 0.17235 | 660.1159 | 0.00924
| 657.9364 | 0.00066181 | 856.8289 | -0.0011043 | 657.9364 | 0.00118 | 856.8289 | -0.0011212 | 660.2362 | 3.2289e-05 | 856.8289 | -0.0012134 | 660.2362 | 1.0271e-05 | 851.52 | -0.0020405 | 657.9364 | 0.00033588 | 851.52 | -0.00019641 | 851.52 | 0.00027091 | 660.2362 | 7.2021e-06 | 660.2362 | 1.175e-06 | 657.9364 | 0.90336 | 856.8289 | -0.0025543 | 978.0702 | 0.00614 | 856.8289 | 0.0059621 | 977.8641 | 1.0001e-05 | 978.0702 | 0.1697 | 660.2362 | 0.00961
| 658.0589 | 0 | 857.0684 | -0.00061885 | 658.0589 | 0 | 857.0684 | 0.00045171 | 660.3566 | 1.4682e-05 | 857.0684 | 0.00065987 | 660.3566 | 9.2073e-06 | 851.76 | -0.00065769 | 658.0589 | 0.00147 | 851.76 | -3.4977e-05 | 851.76 | 0.0011812 | 660.3566 | 7.7642e-06 | 660.3566 | 9.6631e-07 | 658.0589 | 0.9049 | 857.0684 | 0.00041749 | 978.2386 | 0.0068 | 857.0684 | 0.0055162 | 978.0335 | 6.6672e-06 | 978.2386 | 0.16724 | 660.3566 | 0.00852
| 658.1814 | 0.00051807 | 857.3079 | -0.00065857 | 658.1814 | 0.0017 | 857.3079 | -0.00081094 | 660.477 | 0 | 857.3079 | -0.001101 | 660.477 | 8.6584e-06 | 852 | -0.0021416 | 658.1814 | 0.0004494 | 852 | -0.0023273 | 852 | 0.00040094 | 660.477 | 8.1858e-06 | 660.477 | 7.467e-07 | 658.1814 | 0.91265 | 857.3079 | -0.00044557 | 978.4071 | 0.0035 | 857.3079 | 0.0060894 | 978.203 | 3.0002e-05 | 978.4071 | 0.16518 | 660.477 | 0.00894
| 658.3039 | 0 | 857.5474 | 0.00034709 | 658.3039 | 0 | 857.5474 | 0.00050249 | 660.5973 | 0 | 857.5474 | 0.00051697 | 660.5973 | 8.5016e-06 | 852.24 | 0.00025296 | 658.3039 | 0.00203 | 852.24 | 0.00044931 | 852.24 | 0.00043346 | 660.5973 | 8.0687e-06 | 660.5973 | 7.467e-07 | 658.3039 | 0.91443 | 857.5474 | 0.0021646 | 978.5755 | 0.00585 | 857.5474 | 0.008687 | 978.3725 | 0 | 978.5755 | 0.16245 | 660.5973 | 0.00787
| 658.4264 | 0.00098522 | 857.7869 | 8.8006e-06 | 658.4264 | 0.0003468 | 857.7869 | -0.0016286 | 660.7177 | 1.4682e-05 | 857.7869 | -0.0011042 | 660.7177 | 8.3896e-06 | 852.48 | -0.00086005 | 658.4264 | 0.00238 | 852.48 | -0.00097128 | 852.48 | -0.0012245 | 660.7177 | 7.167e-06 | 660.7177 | 9.6631e-07 | 658.4264 | 0.91475 | 857.7869 | -0.001951 | 978.744 | 0.00491 | 857.7869 | 0.0067495 | 978.5419 | 1.0001e-05 | 978.744 | 0.15983 | 660.7177 | 0.00801
| 658.5489 | 0 | 858.0264 | 0.00067981 | 658.5489 | 0 | 858.0264 | 0.0010712 | 660.8381 | 0 | 858.0264 | 0.00076105 | 660.8381 | 8.8712e-06 | 852.72 | -0.0021416 | 658.5489 | 0.00072869 | 852.72 | -2.6905e-06 | 852.72 | -0.00060684 | 660.8381 | 8.2327e-06 | 660.8381 | 8.5651e-07 | 658.5489 | 0.92975 | 858.0264 | 0.00062995 | 978.9124 | 0.00524 | 858.0264 | 0.0094465 | 978.7114 | 0 | 978.9124 | 0.15665 | 660.8381 | 0.00709
| 658.6715 | 0.00030245 | 858.2659 | -0.00056277 | 658.6715 | 0.00121 | 858.2659 | -0.002335 | 660.9584 | 1.4682e-05 | 858.2659 | -0.001263 | 660.9584 | 1.0036e-05 | 852.96 | 0.00015177 | 658.6715 | 0.00181 | 852.96 | -0.0023919 | 852.96 | 0.0013438 | 660.9584 | 7.8462e-06 | 660.9584 | 1.0651e-06 | 658.6715 | 0.93215 | 858.2659 | -0.00027342 | 979.0809 | 0.00452 | 858.2659 | 0.0052721 | 978.8809 | 1.0001e-05 | 979.0809 | 0.15382 | 660.9584 | 0.00757
| 658.794 | 0 | 858.5055 | 3.8529e-05 | 658.794 | 0 | 858.5055 | 0.00064698 | 661.0788 | 1.4682e-05 | 858.5055 | 0.00063423 | 661.0788 | 1.0563e-05 | 853.2 | -0.00015177 | 658.794 | 0.00035962 | 853.2 | -0.00035784 | 853.2 | 0.0010836 | 661.0788 | 7.7408e-06 | 661.0788 | 1.3946e-06 | 658.794 | 0.94044 | 858.5055 | 0.00040846 | 979.2493 | 0.00582 | 858.5055 | 0.0080389 | 979.0503 | 0 | 979.2493 | 0.15059 | 661.0788 | 0.00699
| 658.9165 | 0 | 858.745 | -0.00039825 | 658.9165 | 0.00149 | 858.745 | -0.0015014 | 661.1992 | 1.4682e-05 | 858.745 | -0.0012536 | 661.1992 | 1.0171e-05 | 853.44 | -0.00082632 | 658.9165 | 0.00158 | 853.44 | -0.0013264 | 853.44 | -0.00067186 | 661.1992 | 7.694e-06 | 661.1992 | 1.2848e-06 | 658.9165 | 0.94932 | 858.745 | -0.00040515 | 979.4178 | 0.00503 | 858.745 | 0.005454 | 979.2198 | 3.0002e-05 | 979.4178 | 0.14752 | 661.1992 | 0.00761
| 659.0391 | 0 | 858.9846 | 2.012e-06 | 659.0391 | 0 | 858.9846 | -0.00036429 | 661.3196 | 0 | 858.9846 | 0.00060312 | 661.3196 | 9.7785e-06 | 853.68 | 0.0010287 | 659.0391 | 0.00203 | 853.68 | -0.00058385 | 853.68 | 0.0013112 | 661.3196 | 7.8228e-06 | 661.3196 | 1.8228e-06 | 659.0391 | 0.957 | 858.9846 | 0.0027426 | 979.5862 | 0.00777 | 858.9846 | 0.0066066 | 979.3893 | 0 | 979.5862 | 0.1441 | 661.3196 | 0.00732
| 659.1617 | 0 | 859.2241 | -0.0011444 | 659.1617 | 0.00091902 | 859.2241 | -0.0015493 | 661.44 | 0 | 859.2241 | -0.0011393 | 661.44 | 1.0249e-05 | 853.91 | -0.00028669 | 659.1617 | 0.00059133 | 853.91 | -0.0012619 | 853.91 | -0.0025248 | 661.44 | 8.9353e-06 | 661.44 | 1.2848e-06 | 659.1617 | 0.96585 | 859.2241 | -0.0013964 | 979.7547 | 0.00549 | 859.2241 | 0.0067732 | 979.5587 | 0 | 979.7547 | 0.14134 | 661.44 | 0.00798
| 659.2842 | 0 | 859.4637 | -0.00034094 | 659.2842 | 0 | 859.4637 | 0.00012839 | 661.5604 | 0 | 859.4637 | 0.00066851 | 661.5604 | 9.9913e-06 | 854.15 | -0.0018044 | 659.2842 | 0 | 854.15 | -0.00051927 | 854.15 | -0.00067186 | 661.5604 | 7.8579e-06 | 661.5604 | 1.713e-06 | 659.2842 | 0.96899 | 859.4637 | 0.0014158 | 979.9232 | 0.0057 | 859.4637 | 0.0063149 | 979.7282 | 0 | 979.9232 | 0.13819 | 661.5604 | 0.00717
| 659.4068 | 1.4969e-05 | 859.7032 | -0.00057528 | 659.4068 | 0.00095371 | 859.7032 | -0.0021295 | 661.6807 | 0 | 859.7032 | -0.0012811 | 661.6807 | 1.0115e-05 | 854.39 | -0.001602 | 659.4068 | 0.00059133 | 854.39 | -0.0018752 | 854.39 | -0.00060684 | 661.6807 | 8.6777e-06 | 661.6807 | 9.6631e-07 | 659.4068 | 0.97286 | 859.7032 | 0.001097 | 980.0916 | 0.00513 | 859.7032 | 0.0067998 | 979.8977 | 1.0001e-05 | 980.0916 | 0.13586 | 661.6807 | 0.00712
| 659.5294 | 0 | 859.9428 | -0.00010612 | 659.5294 | 0 | 859.9428 | 0.00068114 | 661.8011 | 3.2289e-05 | 859.9428 | 0.00072647 | 661.8011 | 8.9496e-06 | 854.63 | 0.00072515 | 659.5294 | 0.00089903 | 854.63 | 0.0010305 | 854.63 | 0.00088859 | 661.8011 | 8.9939e-06 | 661.8011 | 2.5695e-06 | 659.5294 | 0.98102 | 859.9428 | 0.00082437 | 980.2601 | 0.00455 | 859.9428 | 0.0074769 | 980.0672 | 0 | 980.2601 | 0.13305 | 661.8011 | 0.00598
| 659.652 | 0.00087741 | 860.1824 | 5.9422e-05 | 659.652 | 0.0018 | 860.1824 | -0.0013442 | 661.9215 | 4.9907e-05 | 860.1824 | -0.00095218 | 661.9215 | 9.4985e-06 | 854.87 | -0.00048905 | 659.652 | 0 | 854.87 | -0.0011004 | 854.87 | 0.0010511 | 661.9215 | 9.8956e-06 | 661.9215 | 2.6684e-06 | 659.652 | 0.98163 | 860.1824 | 0.00024461 | 980.4285 | 0.00547 | 860.1824 | 0.005668 | 980.2367 | 3.0002e-05 | 980.4285 | 0.13074 | 661.9215 | 0.00602
| 659.7746 | 0 | 860.422 | 0.00063231 | 659.7746 | 0 | 860.422 | 0.00022434 | 662.0419 | 0 | 860.422 | 0.00062486 | 662.0419 | 9.3865e-06 | 855.11 | -0.0011636 | 659.7746 | 0.00181 | 855.11 | 0.0019345 | 855.11 | 0.0022214 | 662.0419 | 9.5677e-06 | 662.0419 | 3.7445e-06 | 659.7746 | 0.98132 | 860.422 | 0.00049276 | 980.597 | 0.00619 | 860.422 | 0.0085003 | 980.4062 | 0 | 980.597 | 0.12785 | 662.0419 | 0.00499
| 659.8972 | 0.00033839 | 860.6616 | -9.076e-05 | 659.8972 | 0.00123 | 860.6616 | -0.0011025 | 662.1623 | 0 | 860.6616 | -0.0011147 | 662.1623 | 1.1503e-05 | 855.35 | -0.0020405 | 659.8972 | 0.00093192 | 855.35 | -0.0012619 | 855.35 | -0.00034676 | 662.1623 | 8.7479e-06 | 662.1623 | 2.5695e-06 | 659.8972 | 0.9853 | 860.6616 | -0.00082008 | 980.7655 | 0.00466 | 860.6616 | 0.0035464 | 980.5756 | 1.0001e-05 | 980.7655 | 0.12559 | 662.1623 | 0.00533
| 660.0198 | 0 | 860.9012 | 2.5016e-05 | 660.0198 | 0 | 860.9012 | -0.00011099 | 662.2827 | 3.2289e-05 | 860.9012 | 0.0006281 | 662.2827 | 1.0977e-05 | 855.59 | 0.00086005 | 660.0198 | 0.00186 | 855.59 | 0.0011919 | 855.59 | 0.00040094 | 662.2827 | 9.4623e-06 | 662.2827 | 3.2064e-06 | 660.0198 | 0.99334 | 860.9012 | 0.001649 | 980.9339 | 0.0065 | 860.9012 | 0.0093368 | 980.7451 | 6.6672e-06 | 980.9339 | 0.12302 | 662.2827 | 0.00454
| 660.1425 | 0 | 861.1408 | -0.00047251 | 660.1425 | 0.00158 | 861.1408 | -0.0013157 | 662.4031 | 0 | 861.1408 | -0.0010762 | 662.4031 | 9.8905e-06 | 855.83 | -0.00052277 | 660.1425 | 0.00036425 | 855.83 | -0.00051927 | 855.83 | -0.00018422 | 662.4031 | 9.7668e-06 | 662.4031 | 2.6684e-06 | 660.1425 | 0.98887 | 861.1408 | -0.0010381 | 981.1024 | 0.00389 | 861.1408 | 0.0067436 | 980.9146 | 1.0001e-05 | 981.1024 | 0.12075 | 662.4031 | 0.00522
| 660.2651 | 0 | 861.3804 | 0.00034677 | 660.2651 | 0 | 861.3804 | 0.00054381 | 662.5235 | 0 | 861.3804 | 0.00069669 | 662.5235 | 7.0343e-06 | 856.07 | 0.0013322 | 660.2651 | 0.00167 | 856.07 | 0.0016439 | 856.07 | 0.0015387 | 662.5235 | 1.1008e-05 | 662.5235 | 2.5695e-06 | 660.2651 | 0.99319 | 861.3804 | 0.0020307 | 981.2709 | 0.00636 | 861.3804 | 0.0076555 | 981.0841 | 2.6669e-05 | 981.2709 | 0.11798 | 662.5235 | 0.00453
| 660.3878 | 0.00062587 | 861.62 | -0.00053139 | 660.3878 | 0.00062425 | 861.62 | -0.0013658 | 662.6439 | 0 | 861.62 | -0.00098892 | 662.6439 | 6.6534e-06 | 856.31 | 0.00045532 | 660.3878 | 0.00102 | 856.31 | 0.00099818 | 856.31 | -0.00028175 | 662.6439 | 1.0223e-05 | 662.6439 | 1.2848e-06 | 660.3878 | 1 | 861.62 | -0.00077057 | 981.4393 | 0.0039 | 861.62 | 0.0028408 | 981.2536 | 3.0002e-05 | 981.4393 | 0.11557 | 662.6439 | 0.00498
| 660.5104 | 0 | 861.8596 | -0.00015901 | 660.5104 | 0 | 861.8596 | 0.001078 | 662.7643 | 1.4682e-05 | 861.8596 | 0.00048688 | 662.7643 | 7.1239e-06 | 856.55 | 0.0036931 | 660.5104 | 0.00104 | 856.55 | 0.0022896 | 856.55 | 0.0018314 | 662.7643 | 1.0505e-05 | 662.7643 | 1.6032e-06 | 660.5104 | 0.98778 | 861.8596 | -0.00057464 | 981.6078 | 0.00626 | 861.8596 | 0.0066938 | 981.4231 | 6.6672e-06 | 981.6078 | 0.11318 | 662.7643 | 0.00441
| 660.6331 | 0.00188 | 862.0993 | -0.00027066 | 660.6331 | 0.00041617 | 862.0993 | -0.0019265 | 662.8847 | 1.4682e-05 | 862.0993 | -0.0011552 | 662.8847 | 8.3672e-06 | 856.79 | -0.00072515 | 660.6331 | 0.00227 | 856.79 | -0.0026824 | 856.79 | -0.00073687 | 662.8847 | 9.2984e-06 | 662.8847 | 2.3499e-06 | 660.6331 | 0.98358 | 862.0993 | -0.0036087 | 981.7763 | 0.00484 | 862.0993 | 0.0045396 | 981.5926 | 5.0004e-05 | 981.7763 | 0.11112 | 662.8847 | 0.00493
| 660.7558 | 0 | 862.3389 | 0.00025783 | 660.7558 | 0 | 862.3389 | 0.00062762 | 663.0051 | 0 | 862.3389 | 0.00077634 | 663.0051 | 8.7928e-06 | 857.03 | 0.0015684 | 660.7558 | 0 | 857.03 | 0.0023542 | 857.03 | 0.00079106 | 663.0051 | 9.7668e-06 | 663.0051 | 4.1727e-06 | 660.7558 | 0.97727 | 862.3389 | -0.0005853 | 981.9447 | 0.00587 | 862.3389 | 0.0081206 | 981.7621 | 6.6672e-06 | 981.9447 | 0.10876 | 663.0051 | 0.00439
| 660.8785 | 0.00048213 | 862.5786 | -0.0016655 | 660.8785 | 0.00097105 | 862.5786 | -0.0013689 | 663.1255 | 1.4682e-05 | 862.5786 | -0.0013845 | 663.1255 | 9.7225e-06 | 857.27 | -0.00079259 | 660.8785 | 0.00102 | 857.27 | 0.00022331 | 857.27 | -0.001322 | 663.1255 | 8.8885e-06 | 663.1255 | 5.2379e-06 | 660.8785 | 0.98444 | 862.5786 | -0.0029082 | 982.1132 | 0.00492 | 862.5786 | 0.00080273 | 981.9316 | 1.0001e-05 | 982.1132 | 0.10666 | 663.1255 | 0.0048
| 661.0012 | 0 | 862.8182 | 0.00053528 | 661.0012 | 0 | 862.8182 | -0.00074228 | 663.2459 | 1.4682e-05 | 862.8182 | 0.00054864 | 663.2459 | 8.3672e-06 | 857.5 | 0.00079259 | 661.0012 | 0.00121 | 857.5 | 0.0014502 | 857.5 | 0.0017338 | 663.2459 | 9.5677e-06 | 663.2459 | 5.3477e-06 | 661.0012 | 0.97372 | 862.8182 | 0.0022297 | 982.2817 | 0.00585 | 862.8182 | 0.0073244 | 982.1011 | 0 | 982.2817 | 0.10423 | 663.2459 | 0.00404
| 661.1239 | 0.00116 | 863.0579 | -0.00059314 | 661.1239 | 0.0014 | 863.0579 | -0.0012358 | 663.3663 | 1.4682e-05 | 863.0579 | -0.0013562 | 663.3663 | 7.8743e-06 | 857.74 | -0.0013322 | 661.1239 | 0.00113 | 857.74 | -0.00061613 | 857.74 | -0.0013871 | 663.3663 | 9.029e-06 | 663.3663 | 3.3162e-06 | 661.1239 | 0.97061 | 863.0579 | -5.3643e-05 | 982.4501 | 0.006 | 863.0579 | 0.0026999 | 982.2707 | 1.0001e-05 | 982.4501 | 0.10246 | 663.3663 | 0.00451
| 661.2466 | 0 | 863.2976 | -0.00054068 | 661.2466 | 0 | 863.2976 | -0.0008993 | 663.4867 | 1.4682e-05 | 863.2976 | 0.00068614 | 663.4867 | 6.631e-06 | 857.98 | -0.00025296 | 661.2466 | 0.00098419 | 857.98 | -0.0029407 | 857.98 | 0.00088859 | 663.4867 | 8.502e-06 | 663.4867 | 4.1727e-06 | 661.2466 | 0.96582 | 863.2976 | 0.0010097 | 982.6186 | 0.00561 | 863.2976 | 0.0072641 | 982.4402 | 6.6672e-06 | 982.6186 | 0.1004 | 663.4867 | 0.00386
| 661.3694 | 0.00035636 | 863.5372 | -0.00031989 | 661.3694 | 0.00072829 | 863.5372 | -0.0018085 | 663.6072 | 3.2289e-05 | 863.5372 | -0.0010602 | 663.6072 | 7.4823e-06 | 858.22 | -0.0020068 | 661.3694 | 0.00281 | 858.22 | 0.0013533 | 858.22 | -0.0013871 | 663.6072 | 8.8299e-06 | 663.6072 | 3.426e-06 | 661.3694 | 0.96199 | 863.5372 | 0.00031137 | 982.7871 | 0.00535 | 863.5372 | 0.001598 | 982.6097 | 1.0001e-05 | 982.7871 | 0.09885 | 663.6072 | 0.0044
| 661.4921 | 0 | 863.7769 | 0.00063745 | 661.4921 | 0 | 863.7769 | 0.00051679 | 663.7276 | 1.4682e-05 | 863.7769 | 0.00083759 | 663.7276 | 7.6615e-06 | 858.46 | 0.0011636 | 661.4921 | 0.00050157 | 858.46 | -0.001617 | 858.46 | -0.00037928 | 663.7276 | 7.7642e-06 | 663.7276 | 4.2825e-06 | 661.4921 | 0.95751 | 863.7769 | 0.00033204 | 982.9556 | 0.00677 | 863.7769 | 0.0050912 | 982.7792 | 6.6672e-06 | 982.9556 | 0.09688 | 663.7276 | 0.00388
| 661.6149 | 0.00019465 | 864.0166 | -0.00079149 | 661.6149 | 0.00072829 | 864.0166 | -0.00119 | 663.848 | 0 | 864.0166 | -0.0010731 | 663.848 | 8.9496e-06 | 858.7 | -0.00072515 | 661.6149 | 0.00272 | 858.7 | -0.0021336 | 858.7 | -0.0031426 | 663.848 | 9.6731e-06 | 663.848 | 3.6347e-06 | 661.6149 | 0.94576 | 864.0166 | -0.0029549 | 983.124 | 0.00564 | 864.0166 | 0.0038355 | 982.9487 | 1.0001e-05 | 983.124 | 0.09518 | 663.848 | 0.00396
| 661.7376 | 0 | 864.2563 | -0.00053966 | 661.7376 | 0 | 864.2563 | -2.8099e-05 | 663.9684 | 1.4682e-05 | 864.2563 | 0.00091077 | 663.9684 | 8.6024e-06 | 858.94 | -0.0015684 | 661.7376 | 0.00013249 | 858.94 | -0.00042241 | 858.94 | 0.00072604 | 663.9684 | 8.9939e-06 | 663.9684 | 4.8096e-06 | 661.7376 | 0.93418 | 864.2563 | -0.0013324 | 983.2925 | 0.00552 | 864.2563 | 0.004676 | 983.1182 | 2.6669e-05 | 983.2925 | 0.09305 | 663.9684 | 0.00332
| 661.8604 | 0.00032042 | 864.496 | -0.0010692 | 661.8604 | 0.00090168 | 864.496 | -0.002008 | 664.0888 | 1.4682e-05 | 864.496 | -0.0012939 | 664.0888 | 9.2521e-06 | 859.18 | 0.0015684 | 661.8604 | 0.0009603 | 859.18 | -0.0021982 | 859.18 | -0.00086692 | 664.0888 | 1.1254e-05 | 664.0888 | 5.3477e-06 | 661.8604 | 0.92949 | 864.496 | -0.00084057 | 983.461 | 0.00526 | 864.496 | 0.0027251 | 983.2878 | 1.0001e-05 | 983.461 | 0.09119 | 664.0888 | 0.00359
| 661.9832 | 0 | 864.7357 | 0.00043851 | 661.9832 | 0 | 864.7357 | 0.0011125 | 664.2092 | 0 | 864.7357 | 0.00084702 | 664.2092 | 8.2104e-06 | 859.42 | -0.0005565 | 661.9832 | 0.00141 | 859.42 | -0.00032556 | 859.42 | 0.0016688 | 664.2092 | 1.0797e-05 | 664.2092 | 5.6661e-06 | 661.9832 | 0.91366 | 864.7357 | 0.002214 | 983.6295 | 0.00473 | 864.7357 | 0.0045313 | 983.4573 | 6.6672e-06 | 983.6295 | 0.08903 | 664.2092 | 0.00299
| 662.106 | 0.00087741 | 864.9754 | -0.00034716 | 662.106 | 0.00187 | 864.9754 | -0.0019709 | 664.3297 | 1.4682e-05 | 864.9754 | -0.0010543 | 664.3297 | 8.7592e-06 | 859.66 | -0.00025296 | 662.106 | 0.00349 | 859.66 | -3.4977e-05 | 859.66 | 0.0010186 | 664.3297 | 1.061e-05 | 664.3297 | 5.6661e-06 | 662.106 | 0.90043 | 864.9754 | -0.0011316 | 983.7979 | 0.00594 | 864.9754 | -5.1067e-05 | 983.6268 | 1.0001e-05 | 983.7979 | 0.08737 | 664.3297 | 0.00343
| 662.2287 | 0 | 865.2152 | -0.00016926 | 662.2287 | 0 | 865.2152 | -0.00015667 | 664.4501 | 1.4682e-05 | 865.2152 | 0.0005147 | 664.4501 | 8.4456e-06 | 859.9 | -0.00025296 | 662.2287 | 0.00124 | 859.9 | -0.0012941 | 859.9 | 0.00017338 | 664.4501 | 9.1344e-06 | 664.4501 | 4.601e-06 | 662.2287 | 0.88335 | 865.2152 | 0.00056613 | 983.9664 | 0.00457 | 865.2152 | 0.0034338 | 983.7964 | 6.6672e-06 | 983.9664 | 0.08548 | 664.4501 | 0.00268
| 662.3515 | 0 | 865.4549 | -2.601e-05 | 662.3515 | 0.00058956 | 865.4549 | -0.0015806 | 664.5705 | 3.2289e-05 | 865.4549 | -0.0014483 | 664.5705 | 8.7032e-06 | 860.14 | -0.00052277 | 662.3515 | 0.00275 | 860.14 | -0.001617 | 860.14 | -0.0034351 | 664.5705 | 8.5372e-06 | 664.5705 | 3.3162e-06 | 662.3515 | 0.8851 | 865.4549 | -0.0013682 | 984.1349 | 0.00433 | 865.4549 | 0.0020805 | 983.9659 | 3.0002e-05 | 984.1349 | 0.08399 | 664.5705 | 0.00309
| 662.4744 | 0 | 865.6946 | 0.0009371 | 662.4744 | 0 | 865.6946 | 0.00051949 | 664.691 | 1.4682e-05 | 865.6946 | 0.00088338 | 664.691 | 8.3e-06 | 860.38 | -0.0011973 | 662.4744 | 0.00354 | 860.38 | -0.0023273 | 860.38 | -0.00063934 | 664.691 | 9.0524e-06 | 664.691 | 2.7781e-06 | 662.4744 | 0.86698 | 865.6946 | 0.0010749 | 984.3034 | 0.00619 | 865.6946 | 0.0055077 | 984.1354 | 6.6672e-06 | 984.3034 | 0.0821 | 664.691 | 0.0023
| 662.5972 | 0.0004462 | 865.9344 | -0.00070527 | 662.5972 | 0.00062425 | 865.9344 | -0.0014929 | 664.8114 | 0 | 865.9344 | -0.0010231 | 664.8114 | 8.188e-06 | 860.62 | -0.0025465 | 662.5972 | 0.00218 | 860.62 | -0.0013264 | 860.62 | -0.00076939 | 664.8114 | 9.4623e-06 | 664.8114 | 2.4597e-06 | 662.5972 | 0.85755 | 865.9344 | -0.0016093 | 984.4719 | 0.00642 | 865.9344 | 0.0028552 | 984.305 | 3.0002e-05 | 984.4719 | 0.08055 | 664.8114 | 0.00278
| 662.72 | 0 | 866.1741 | 6.9992e-05 | 662.72 | 0 | 866.1741 | 0.00045095 | 664.9318 | 0 | 866.1741 | 0.00052342 | 664.9318 | 9.2857e-06 | 860.86 | 0.00021923 | 662.72 | 0.0009558 | 860.86 | -0.00084214 | 860.86 | -0.00028175 | 664.9318 | 1.0493e-05 | 664.9318 | 2.9978e-06 | 662.72 | 0.84816 | 866.1741 | -0.00018178 | 984.6403 | 0.0058 | 866.1741 | 0.0052787 | 984.4745 | 6.6672e-06 | 984.6403 | 0.07864 | 664.9318 | 0.00226
| 662.8429 | 0.00073368 | 866.4139 | -0.00039889 | 662.8429 | 0.00031212 | 866.4139 | -0.0020792 | 665.0522 | 0 | 866.4139 | -0.0013751 | 665.0522 | 1.0193e-05 | 861.1 | -0.00052277 | 662.8429 | 0.00147 | 861.1 | 0.001095 | 861.1 | -0.00060684 | 665.0522 | 1.068e-05 | 665.0522 | 5.4575e-06 | 662.8429 | 0.83378 | 866.4139 | -0.0023984 | 984.8088 | 0.00617 | 866.4139 | 0.0022154 | 984.644 | 3.0002e-05 | 984.8088 | 0.07727 | 665.0522 | 0.00277
| 662.9657 | 0 | 866.6537 | -0.00018478 | 662.9657 | 0 | 866.6537 | 0.00081033 | 665.1727 | 0 | 866.6537 | 0.00086613 | 665.1727 | 1.0619e-05 | 861.34 | 5.0592e-05 | 662.9657 | 0.00169 | 861.34 | 0.00035245 | 861.34 | -0.0010295 | 665.1727 | 1.006e-05 | 665.1727 | 5.7759e-06 | 662.9657 | 0.81608 | 866.6537 | 0.00057086 | 984.9773 | 0.00575 | 866.6537 | 0.0042319 | 984.8136 | 6.6672e-06 | 984.9773 | 0.07554 | 665.1727 | 0.00205
| 663.0886 | 0.0012 | 866.8934 | -0.00088543 | 663.0886 | 0.00097105 | 866.8934 | -0.001893 | 665.2931 | 1.4682e-05 | 866.8934 | -0.0013035 | 665.2931 | 9.6553e-06 | 861.58 | -5.0592e-05 | 663.0886 | 0.00272 | 861.58 | -0.0010358 | 861.58 | 0.00062851 | 665.2931 | 9.7668e-06 | 665.2931 | 6.7313e-06 | 663.0886 | 0.81194 | 866.8934 | -0.002122 | 985.1458 | 0.00485 | 866.8934 | 0.0012524 | 984.9831 | 1.0001e-05 | 985.1458 | 0.0742 | 665.2931 | 0.00244
| 663.2115 | 0 | 867.1332 | 0.00037497 | 663.2115 | 0 | 867.1332 | -0.00014871 | 665.4135 | 0 | 867.1332 | 0.00060305 | 665.4135 | 8.8152e-06 | 861.81 | 0.0015008 | 663.2115 | 0.0007003 | 861.81 | -0.0012296 | 861.81 | 0.00040094 | 665.4135 | 8.3147e-06 | 665.4135 | 5.0292e-06 | 663.2115 | 0.80247 | 867.1332 | 0.0029572 | 985.3143 | 0.00601 | 867.1332 | 0.0039008 | 985.1527 | 6.6672e-06 | 985.3143 | 0.07239 | 665.4135 | 0.00163
| 663.3343 | 0.00082352 | 867.373 | -0.00089752 | 663.3343 | 0.00147 | 867.373 | -0.001006 | 665.534 | 3.2289e-05 | 867.373 | -0.0012689 | 665.534 | 8.972e-06 | 862.05 | -0.00075887 | 663.3343 | 0.00156 | 862.05 | 0.00022331 | 862.05 | -0.0014521 | 665.534 | 8.4786e-06 | 665.534 | 4.6998e-06 | 663.3343 | 0.79757 | 867.373 | -0.0011758 | 985.4828 | 0.00508 | 867.373 | 0.0041365 | 985.3222 | 3.0002e-05 | 985.4828 | 0.07102 | 665.534 | 0.00197
| 663.4572 | 0 | 867.6128 | 4.1634e-06 | 663.4572 | 0 | 867.6128 | 0.00061675 | 665.6544 | 0 | 867.6128 | 0.0006873 | 665.6544 | 8.132e-06 | 862.29 | -1.6864e-05 | 663.4572 | 0 | 862.29 | -0.0026179 | 862.29 | 0.0009536 | 665.6544 | 7.694e-06 | 665.6544 | 3.5248e-06 | 663.4572 | 0.78425 | 867.6128 | 0.0014401 | 985.6512 | 0.00346 | 867.6128 | 0.0044419 | 985.4918 | 6.6672e-06 | 985.6512 | 0.06939 | 665.6544 | 0.00128
| 663.5801 | 0.00087741 | 867.8526 | -0.00028708 | 663.5801 | 0.00173 | 867.8526 | -0.0023954 | 665.7749 | 3.2289e-05 | 867.8526 | -0.0011415 | 665.7749 | 9.2857e-06 | 862.53 | -0.00045532 | 663.5801 | 0.00033588 | 862.53 | -0.0017461 | 862.53 | -0.0016797 | 665.7749 | 8.9119e-06 | 665.7749 | 2.888e-06 | 663.5801 | 0.78055 | 867.8526 | 0.00067443 | 985.8197 | 0.00392 | 867.8526 | 0.0015526 | 985.6613 | 1.0001e-05 | 985.8197 | 0.06812 | 665.7749 | 0.00166
| 663.703 | 0 | 868.0924 | -0.00073376 | 663.703 | 0 | 868.0924 | 0.00010429 | 665.8953 | 0 | 868.0924 | 0.0007215 | 665.8953 | 8.7816e-06 | 862.77 | 0.00062396 | 663.703 | 0.00215 | 862.77 | 0.0015793 | 862.77 | 0.00049847 | 665.8953 | 9.2632e-06 | 665.8953 | 4.8096e-06 | 663.703 | 0.77374 | 868.0924 | 0.000283 | 985.9882 | 0.00765 | 868.0924 | 0.0031097 | 985.8309 | 6.6672e-06 | 985.9882 | 0.06648 | 665.8953 | 0.00101
| 663.826 | 0.00104 | 868.3322 | -0.0012279 | 663.826 | 0.00083232 | 868.3322 | -0.0019117 | 666.0158 | 1.4682e-05 | 868.3322 | -0.0014872 | 666.0158 | 1.0014e-05 | 863.01 | -0.00065769 | 663.826 | 0.00087516 | 863.01 | 0.0010628 | 863.01 | 0.0012787 | 666.0158 | 9.5443e-06 | 666.0158 | 3.9531e-06 | 663.826 | 0.76643 | 868.3322 | -0.0018693 | 986.1567 | 0.00809 | 868.3322 | 0.0013692 | 986.0005 | 3.0002e-05 | 986.1567 | 0.06525 | 666.0158 | 0.00148
| 663.9489 | 0 | 868.572 | -0.00023608 | 663.9489 | 0 | 868.572 | 0.0003324 | 666.1362 | 1.4682e-05 | 868.572 | 0.00079404 | 666.1362 | 9.6553e-06 | 863.25 | 0.0016358 | 663.9489 | 0.0013 | 863.25 | 0.00035245 | 863.25 | -0.00018422 | 666.1362 | 9.0759e-06 | 666.1362 | 4.3814e-06 | 663.9489 | 0.75037 | 868.572 | 0.00067802 | 986.3252 | 0.00763 | 868.572 | 0.0063984 | 986.17 | 0 | 986.3252 | 0.06382 | 666.1362 | 0.00111
| 664.0718 | 0.00108 | 868.8119 | -0.00044405 | 664.0718 | 0.00192 | 868.8119 | -0.0014603 | 666.2567 | 0 | 868.8119 | -0.0014404 | 666.2567 | 1.0327e-05 | 863.49 | 0.0017707 | 664.0718 | 0.00266 | 863.49 | 0.00064304 | 863.49 | -0.00076939 | 666.2567 | 9.5443e-06 | 666.2567 | 5.2379e-06 | 664.0718 | 0.74531 | 868.8119 | -0.0015313 | 986.4937 | 0.00612 | 868.8119 | 0.0042453 | 986.3396 | 1.0001e-05 | 986.4937 | 0.06256 | 666.2567 | 0.00156
| 664.1948 | 0 | 869.0517 | 0.00069035 | 664.1948 | 0 | 869.0517 | 0.00063308 | 666.3771 | 0 | 869.0517 | 0.0011353 | 666.3771 | 9.7337e-06 | 863.73 | -0.00038786 | 664.1948 | 0.00107 | 863.73 | 0.00090132 | 863.73 | -0.00073687 | 666.3771 | 8.502e-06 | 666.3771 | 6.6324e-06 | 664.1948 | 0.74528 | 869.0517 | 0.0039642 | 986.6622 | 0.00494 | 869.0517 | 0.0050476 | 986.5092 | 6.6672e-06 | 986.6622 | 0.0611 | 666.3771 | 0.00103
| 664.3177 | 0.00069774 | 869.2916 | -0.0012681 | 664.3177 | 0.00225 | 869.2916 | -0.0022884 | 666.4976 | 1.4682e-05 | 869.2916 | -0.0014828 | 666.4976 | 9.9689e-06 | 863.97 | -0.0022766 | 664.3177 | 0.00039263 | 863.97 | -0.0015524 | 863.97 | -0.00324 | 666.4976 | 8.4201e-06 | 666.4976 | 5.2379e-06 | 664.3177 | 0.73429 | 869.2916 | -0.00030994 | 986.8306 | 0.00506 | 869.2916 | 0.0015067 | 986.6787 | 3.0002e-05 | 986.8306 | 0.05992 | 666.4976 | 0.00113
| 664.4407 | 0 | 869.5314 | -8.4305e-05 | 664.4407 | 0 | 869.5314 | -0.00050972 | 666.618 | 3.2289e-05 | 869.5314 | 0.0010123 | 666.618 | 9.1513e-06 | 864.21 | 0.0020742 | 664.4407 | 0.00118 | 864.21 | -0.00064841 | 864.21 | 0.0020915 | 666.618 | 7.5183e-06 | 666.618 | 2.888e-06 | 664.4407 | 0.72349 | 869.5314 | 2.3872e-05 | 986.9991 | 0.00677 | 869.5314 | 0.0047478 | 986.8483 | 0 | 986.9991 | 0.05867 | 666.618 | 0.00060693
| 664.5637 | 0.00124 | 869.7713 | -0.00037257 | 664.5637 | 0.0006936 | 869.7713 | -0.0017907 | 666.7385 | 1.4682e-05 | 869.7713 | -0.001143 | 666.7385 | 8.8936e-06 | 864.45 | -0.00079259 | 664.5637 | 0.00033588 | 864.45 | -0.0020367 | 864.45 | -0.0015171 | 666.7385 | 8.8534e-06 | 666.7385 | 1.2848e-06 | 664.5637 | 0.71592 | 869.7713 | 0.00041996 | 987.1676 | 0.00728 | 869.7713 | 0.0019207 | 987.0179 | 3.0002e-05 | 987.1676 | 0.05743 | 666.7385 | 0.00084093
| 664.6867 | 0 | 870.0111 | -0.00012583 | 664.6867 | 0 | 870.0111 | 0.00041273 | 666.8589 | 1.4682e-05 | 870.0111 | 0.00091874 | 666.8589 | 9.2073e-06 | 864.69 | 0.0012648 | 664.6867 | 0.00178 | 864.69 | -0.00058385 | 864.69 | 0.0013112 | 666.8589 | 1.0469e-05 | 666.8589 | 2.2401e-06 | 664.6867 | 0.70084 | 870.0111 | 0.0027907 | 987.3361 | 0.00687 | 870.0111 | 0.0017423 | 987.1875 | 0 | 987.3361 | 0.0561 | 666.8589 | 0.00050796
| 664.8097 | 0 | 870.251 | -0.0001555 | 664.8097 | 0.00132 | 870.251 | -0.0011645 | 666.9794 | 3.2289e-05 | 870.251 | -0.0013944 | 666.9794 | 9.6553e-06 | 864.93 | -0.001231 | 664.8097 | 0.00158 | 864.93 | -0.00051927 | 864.93 | -0.00076939 | 666.9794 | 1.0516e-05 | 666.9794 | 3.8543e-06 | 664.8097 | 0.69133 | 870.251 | -0.0015518 | 987.5046 | 0.00547 | 870.251 | 0.0045157 | 987.357 | 3.0002e-05 | 987.5046 | 0.05515 | 666.9794 | 0.00070476
| 664.9327 | 0 | 870.4909 | -0.00062617 | 664.9327 | 0 | 870.4909 | 0.00082212 | 667.0998 | 1.4682e-05 | 870.4909 | 0.00072203 | 667.0998 | 1.007e-05 | 865.17 | 0.0011636 | 664.9327 | 0.00164 | 865.17 | -0.002973 | 865.17 | -0.0023624 | 667.0998 | 9.6263e-06 | 667.0998 | 5.0292e-06 | 664.9327 | 0.69258 | 870.4909 | -0.00094491 | 987.6731 | 0.00496 | 870.4909 | 0.0021097 | 987.5266 | 2.6669e-05 | 987.6731 | 0.05409 | 667.0998 | 0.00027993
| 665.0557 | 0.00073368 | 870.7308 | 3.7172e-05 | 665.0557 | 0.0016 | 870.7308 | -0.002292 | 667.2203 | 0 | 870.7308 | -0.0010007 | 667.2203 | 8.7144e-06 | 865.41 | -0.0027488 | 665.0557 | 0.00235 | 865.41 | -0.0012941 | 865.41 | -0.0014846 | 667.2203 | 8.947e-06 | 667.2203 | 6.5226e-06 | 665.0557 | 0.68383 | 870.7308 | -0.0017882 | 987.8416 | 0.0055 | 870.7308 | -0.00053511 | 987.6962 | 5.0004e-05 | 987.8416 | 0.05323 | 667.2203 | 0.00044952
| 665.1787 | 0 | 870.9706 | 0.00027637 | 665.1787 | 0 | 870.9706 | 0.00038934 | 667.3408 | 1.4682e-05 | 870.9706 | 0.00088483 | 667.3408 | 8.4792e-06 | 865.65 | -8.4319e-05 | 665.1787 | 0.00064351 | 865.65 | -0.00074527 | 865.65 | -0.00093193 | 667.3408 | 8.7011e-06 | 667.3408 | 6.9509e-06 | 665.1787 | 0.67334 | 870.9706 | 0.0012029 | 988.0101 | 0.0064 | 870.9706 | 0.0066923 | 987.8658 | 0 | 988.0101 | 0.05216 | 667.3408 | 0.0001999
| 665.3017 | 0.00024855 | 871.2105 | -0.00074669 | 665.3017 | 0.00205 | 871.2105 | -0.0015341 | 667.4612 | 3.2289e-05 | 871.2105 | -0.0013325 | 667.4612 | 8.8152e-06 | 865.89 | 0.00059023 | 665.3017 | 0.00081839 | 865.89 | -0.0004547 | 865.89 | -0.00073687 | 667.4612 | 9.4272e-06 | 667.4612 | 7.2693e-06 | 665.3017 | 0.66651 | 871.2105 | -0.0012646 | 988.1786 | 0.00376 | 871.2105 | 0.0017071 | 988.0354 | 3.0002e-05 | 988.1786 | 0.05124 | 667.4612 | 0.00050371
| 665.4248 | 0 | 871.4504 | -3.5864e-05 | 665.4248 | 0 | 871.4504 | 0.00035302 | 667.5817 | 1.4682e-05 | 871.4504 | 0.00082566 | 667.5817 | 8.916e-06 | 866.13 | 0.00052277 | 665.4248 | 0.00084224 | 866.13 | 0.0019345 | 866.13 | -0.0012895 | 667.5817 | 8.4201e-06 | 667.5817 | 6.7313e-06 | 665.4248 | 0.65174 | 871.4504 | 0.0026225 | 988.3471 | 0.0068 | 871.4504 | 0.00031344 | 988.2049 | 0 | 988.3471 | 0.0502 | 667.5817 | 0.00032574
| 665.5478 | 0 | 871.6904 | -0.0015053 | 665.5478 | 0.00175 | 871.6904 | -0.0013998 | 667.7022 | 1.4682e-05 | 871.6904 | -0.0012244 | 667.7022 | 8.2664e-06 | 866.37 | -0.00075887 | 665.5478 | 0.00098869 | 866.37 | -0.0012296 | 866.37 | -0.00060684 | 667.7022 | 9.7317e-06 | 667.7022 | 5.4575e-06 | 665.5478 | 0.64634 | 871.6904 | -0.0011247 | 988.5156 | 0.00455 | 871.6904 | 0.00020517 | 988.3745 | 1.0001e-05 | 988.5156 | 0.04926 | 667.7022 | 0.0004734
| 665.6709 | 0 | 871.9303 | 0.00029402 | 665.6709 | 0 | 871.9303 | -0.0012747 | 667.8226 | 1.4682e-05 | 871.9303 | 0.00093492 | 667.8226 | 7.2695e-06 | 866.61 | 0.0023104 | 665.6709 | 0.00181 | 866.61 | 0.00077218 | 866.61 | 0.0032292 | 667.8226 | 9.919e-06 | 667.8226 | 4.2825e-06 | 665.6709 | 0.63347 | 871.9303 | -0.00042059 | 988.6841 | 0.00649 | 871.9303 | 0.0029274 | 988.5441 | 6.6672e-06 | 988.6841 | 0.0481 | 667.8226 | 0.00016097
| 665.794 | 6.8875e-05 | 872.1702 | -0.0001378 | 665.794 | 0.00134 | 872.1702 | -0.0028297 | 667.9431 | 1.4682e-05 | 872.1702 | -0.0013197 | 667.9431 | 7.7959e-06 | 866.85 | -0.0011636 | 665.794 | 0.00122 | 866.85 | 0.00093361 | 866.85 | -0.00076939 | 667.9431 | 1.1266e-05 | 667.9431 | 2.1413e-06 | 665.794 | 0.63491 | 872.1702 | -0.0004894 | 988.8526 | 0.00596 | 872.1702 | -0.001684 | 988.7137 | 3.0002e-05 | 988.8526 | 0.04683 | 667.9431 | 0.00030163
| 665.917 | 0 | 872.4101 | -0.00022599 | 665.917 | 0 | 872.4101 | 0.00090977 | 668.0636 | 0 | 872.4101 | 0.00084127 | 668.0636 | 9.0281e-06 | 867.09 | 0.0016358 | 665.917 | 0.00238 | 867.09 | -0.00097128 | 867.09 | -0.00015171 | 668.0636 | 1.0528e-05 | 668.0636 | 3.6347e-06 | 665.917 | 0.63282 | 872.4101 | -0.0013233 | 989.0211 | 0.00582 | 872.4101 | 0.004431 | 988.8833 | 2.6669e-05 | 989.0211 | 0.04539 | 668.0636 | 0.0001767
| 666.0401 | 0.00017668 | 872.6501 | -0.0016052 | 666.0401 | 0.00029479 | 872.6501 | -0.0016285 | 668.1841 | 0 | 872.6501 | -0.0014866 | 668.1841 | 9.6441e-06 | 867.32 | -0.0017032 | 666.0401 | 0.00070485 | 867.32 | 6.1882e-05 | 867.32 | -0.001322 | 668.1841 | 1.0469e-05 | 668.1841 | 4.8096e-06 | 666.0401 | 0.63438 | 872.6501 | 0.00087424 | 989.1896 | 0.0048 | 872.6501 | 0.001345 | 989.0529 | 3.0002e-05 | 989.1896 | 0.04397 | 668.1841 | 0.00020919
| 666.1632 | 0 | 872.89 | -0.00025799 | 666.1632 | 0 | 872.89 | -0.00076427 | 668.3045 | 0 | 872.89 | 0.00072039 | 668.3045 | 9.3865e-06 | 867.56 | -0.0017707 | 666.1632 | 0.00169 | 867.56 | -0.00084214 | 867.56 | -0.0033376 | 668.3045 | 1.0341e-05 | 668.3045 | 7.0607e-06 | 666.1632 | 0.61936 | 872.89 | 0.00095463 | 989.3581 | 0.00538 | 872.89 | 0.0033769 | 989.2225 | 0 | 989.3581 | 0.04254 | 668.3045 | 5.5347e-05
| 666.2863 | 0.00073368 | 873.13 | -0.00046217 | 666.2863 | 0.00113 | 873.13 | -0.00034464 | 668.425 | 1.4682e-05 | 873.13 | -0.0013472 | 668.425 | 8.1656e-06 | 867.8 | -0.00072515 | 666.2863 | 0.00022234 | 867.8 | -0.0012296 | 867.8 | 0.0013112 | 668.425 | 1.0446e-05 | 668.425 | 6.2042e-06 | 666.2863 | 0.61506 | 873.13 | -0.00043626 | 989.5266 | 0.00426 | 873.13 | -0.0025828 | 989.3921 | 3.0002e-05 | 989.5266 | 0.04119 | 668.425 | 0.00014674
| 666.4095 | 0 | 873.3699 | -0.00020771 | 666.4095 | 0 | 873.3699 | 0.0016619 | 668.5455 | 3.2289e-05 | 873.3699 | 0.0006694 | 668.5455 | 7.3479e-06 | 868.04 | 0.001231 | 666.4095 | 0.00055835 | 868.04 | -2.6905e-06 | 868.04 | 0.00036844 | 668.5455 | 9.7317e-06 | 668.5455 | 6.5226e-06 | 666.4095 | 0.61041 | 873.3699 | 0.00037963 | 989.6951 | 0.00585 | 873.3699 | 0.0026866 | 989.5617 | 6.6672e-06 | 989.6951 | 0.03959 | 668.5455 | 0.00011424
| 666.5326 | 0.00048213 | 873.6099 | -0.0010623 | 666.5326 | 0.00257 | 873.6099 | -0.0020968 | 668.666 | 3.2289e-05 | 873.6099 | -0.0014664 | 668.666 | 7.3591e-06 | 868.28 | -0.0015008 | 666.5326 | 0.00232 | 868.28 | -0.0011973 | 868.28 | -0.0020698 | 668.666 | 9.2749e-06 | 668.666 | 5.7759e-06 | 666.5326 | 0.59862 | 873.6099 | -0.0008368 | 989.8636 | 0.0057 | 873.6099 | -0.0017104 | 989.7313 | 0 | 989.8636 | 0.03871 | 668.666 | 0.00019198
| 666.6557 | 0 | 873.8499 | 0.0013865 | 666.6557 | 0 | 873.8499 | -0.00014193 | 668.7865 | 3.2289e-05 | 873.8499 | 0.00059965 | 668.7865 | 8.0872e-06 | 868.52 | 0.002108 | 666.6557 | 0.00072869 | 868.52 | -0.0015202 | 868.52 | -0.00086692 | 668.7865 | 9.4857e-06 | 668.7865 | 5.4575e-06 | 666.6557 | 0.58672 | 873.8499 | 0.003916 | 990.0321 | 0.00529 | 873.8499 | 0.0030855 | 989.9009 | 0 | 990.0321 | 0.03723 | 668.7865 | 7.7738e-05
| 666.7789 | 0 | 874.0898 | -0.00090594 | 666.7789 | 0.00048552 | 874.0898 | -0.0010862 | 668.907 | 0 | 874.0898 | -0.0011658 | 668.907 | 8.86e-06 | 868.76 | -0.0013997 | 666.7789 | 0.00116 | 868.76 | -0.00032556 | 868.76 | -0.0021998 | 668.907 | 1.1149e-05 | 668.907 | 6.5226e-06 | 666.7789 | 0.58186 | 874.0898 | -0.000641 | 990.2006 | 0.00543 | 874.0898 | -5.757e-05 | 990.0706 | 1.0001e-05 | 990.2006 | 0.03697 | 668.907 | 7.8304e-05
| 666.902 | 0 | 874.3298 | -0.00039321 | 666.902 | 0 | 874.3298 | -2.8736e-05 | 669.0274 | 0 | 874.3298 | 0.00065242 | 669.0274 | 9.3305e-06 | 869 | 0.0015684 | 666.902 | 0.00072869 | 869 | 0.0004816 | 869 | 0.0013112 | 669.0274 | 1.0013e-05 | 669.0274 | 6.6324e-06 | 666.902 | 0.56791 | 874.3298 | 0.0027852 | 990.3691 | 0.00712 | 874.3298 | 0.0025664 | 990.2402 | 6.6672e-06 | 990.3691 | 0.0354 | 669.0274 | 5.7776e-07
| 667.0252 | 0.00019465 | 874.5698 | -0.0015175 | 667.0252 | 0.00121 | 874.5698 | -0.0020933 | 669.1479 | 0 | 874.5698 | -0.0015441 | 669.1479 | 9.5433e-06 | 869.24 | -0.0019057 | 667.0252 | 0.00167 | 869.24 | -0.0017461 | 869.24 | -0.00096444 | 669.1479 | 1.1184e-05 | 669.1479 | 7.4889e-06 | 667.0252 | 0.55682 | 874.5698 | -0.0017275 | 990.5376 | 0.00452 | 874.5698 | 0.0024072 | 990.4098 | 3.0002e-05 | 990.5376 | 0.03521 | 669.1479 | 5.7776e-07
| 667.1484 | 0.00014397 | 874.8098 | -0.00063185 | 667.1484 | 0 | 874.8098 | 0.00025018 | 669.2684 | 1.4682e-05 | 874.8098 | 0.0006489 | 669.2684 | 9.7561e-06 | 869.48 | 0.00069142 | 667.1484 | 0.00303 | 869.48 | -0.00055155 | 869.48 | 0.0002384 | 669.2684 | 9.5443e-06 | 669.2684 | 5.9846e-06 | 667.1484 | 0.541 | 874.8098 | 0.0013183 | 990.7061 | 0.00545 | 874.8098 | -0.0019098 | 990.5794 | 0 | 990.7061 | 0.03382 | 669.2684 | 0
| 667.2716 | 0.00078757 | 875.0498 | -0.00014583 | 667.2716 | 0.00179 | 875.0498 | -0.0028893 | 669.3889 | 0 | 875.0498 | -0.0013264 | 669.3889 | 9.1065e-06 | 869.72 | -0.00059023 | 667.2716 | 0.0034 | 869.72 | -0.0018108 | 869.72 | -0.0010295 | 669.3889 | 1.1043e-05 | 669.3889 | 7.9172e-06 | 667.2716 | 0.53862 | 875.0498 | 0.00045557 | 990.8746 | 0.00535 | 875.0498 | 0.0024422 | 990.749 | 1.0001e-05 | 990.8746 | 0.03371 | 669.3889 | 0
| 667.3948 | 0 | 875.2898 | -0.00046543 | 667.3948 | 0 | 875.2898 | -0.00028821 | 669.5094 | 0 | 875.2898 | 0.00075772 | 669.5094 | 8.2664e-06 | 869.96 | -0.00079259 | 667.3948 | 0.00141 | 869.96 | -0.00093899 | 869.96 | 0.00062851 | 669.5094 | 9.5209e-06 | 669.5094 | 9.4106e-06 | 667.3948 | 0.52595 | 875.2898 | -0.00026475 | 991.0431 | 0.00594 | 875.2898 | 0.00067762 | 990.9186 | 6.6672e-06 | 991.0431 | 0.03278 | 669.5094 | 0
| 667.518 | 0.00057197 | 875.5299 | -0.00099737 | 667.518 | 0.0014 | 875.5299 | -0.002358 | 669.6299 | 3.2289e-05 | 875.5299 | -0.00161 | 669.6299 | 8.0872e-06 | 870.2 | -0.0014334 | 667.518 | 0.00252 | 870.2 | -0.0013909 | 870.2 | -0.001257 | 669.6299 | 9.9776e-06 | 669.6299 | 1.1222e-05 | 667.518 | 0.51602 | 875.5299 | 0.0011718 | 991.2117 | 0.00601 | 875.5299 | -0.0045165 | 991.0883 | 1.0001e-05 | 991.2117 | 0.03286 | 669.6299 | 0
| 667.6412 | 0 | 875.7699 | 0.00036954 | 667.6412 | 0 | 875.7699 | 0.0008655 | 669.7504 | 0 | 875.7699 | 0.00077354 | 669.7504 | 7.6951e-06 | 870.44 | 0.00042159 | 667.6412 | 0.00158 | 870.44 | 0.0002556 | 870.44 | 0.00010836 | 669.7504 | 9.193e-06 | 669.7504 | 9.3008e-06 | 667.6412 | 0.51087 | 875.7699 | 0.00088008 | 991.3802 | 0.00577 | 875.7699 | 0.0050116 | 991.2579 | 6.6672e-06 | 991.3802 | 0.03258 | 669.7504 | 0
| 667.7644 | 0.00066181 | 876.0099 | -0.00088146 | 667.7644 | 0.00175 | 876.0099 | -0.0010835 | 669.8709 | 0 | 876.0099 | -0.001799 | 669.8709 | 9.5209e-06 | 870.68 | -0.0018719 | 667.7644 | 0.00201 | 870.68 | 0.0011919 | 870.68 | -0.0015822 | 669.8709 | 9.7082e-06 | 669.8709 | 5.9846e-06 | 667.7644 | 0.50432 | 876.0099 | -0.0016811 | 991.5487 | 0.00719 | 876.0099 | 0.0003228 | 991.4275 | 3.0002e-05 | 991.5487 | 0.03309 | 669.8709 | 0
| 667.8877 | 0 | 876.25 | -0.00033175 | 667.8877 | 0 | 876.25 | 0.0013896 | 669.9914 | 3.2289e-05 | 876.25 | 0.00085028 | 669.9914 | 9.1065e-06 | 870.92 | 0.00065769 | 667.8877 | 0.00098419 | 870.92 | 9.4169e-05 | 870.92 | 0.0009536 | 669.9914 | 9.4272e-06 | 669.9914 | 4.601e-06 | 667.8877 | 0.49276 | 876.25 | 0.00034342 | 991.7172 | 0.00605 | 876.25 | -1.7802e-05 | 991.5972 | 6.6672e-06 | 991.7172 | 0.0334 | 669.9914 | 0
| 668.0109 | 0.00084148 | 876.49 | -0.0011997 | 668.0109 | 0.00172 | 876.49 | -0.0019226 | 670.1119 | 1.4682e-05 | 876.49 | -0.0014311 | 670.1119 | 9.8569e-06 | 871.16 | -0.0014672 | 668.0109 | 0.00176 | 871.16 | -0.0010358 | 871.16 | -0.0020698 | 670.1119 | 1.0469e-05 | 670.1119 | 4.1727e-06 | 668.0109 | 0.48663 | 876.49 | -0.0022925 | 991.8857 | 0.00584 | 876.49 | -0.0011265 | 991.7668 | 1.0001e-05 | 991.8857 | 0.03422 | 670.1119 | 2.2403e-07
| 668.1341 | 0 | 876.7301 | -0.00023681 | 668.1341 | 0 | 876.7301 | 0.0002236 | 670.2324 | 0 | 876.7301 | 0.00057282 | 670.2324 | 8.9384e-06 | 871.4 | 0.00011805 | 668.1341 | 0.0022 | 871.4 | 0.0004816 | 871.4 | 0.00059601 | 670.2324 | 9.7668e-06 | 670.2324 | 5.1281e-06 | 668.1341 | 0.47884 | 876.7301 | -0.00021666 | 992.0542 | 0.00619 | 876.7301 | 0.0012175 | 991.9364 | 6.6672e-06 | 992.0542 | 0.03484 | 670.2324 | 2.2403e-07
| 668.2574 | 5.091e-05 | 876.9701 | -0.0011068 | 668.2574 | 0.00109 | 876.9701 | -0.0019669 | 670.3529 | 1.4682e-05 | 876.9701 | -0.0013968 | 670.3529 | 8.1656e-06 | 871.64 | 0.0020068 | 668.2574 | 0.00193 | 871.64 | -0.00097128 | 871.64 | -0.00018422 | 670.3529 | 1.0165e-05 | 670.3529 | 5.3477e-06 | 668.2574 | 0.47143 | 876.9701 | -0.0040887 | 992.2227 | 0.00545 | 876.9701 | 0.00039891 | 992.1061 | 3.0002e-05 | 992.2227 | 0.03493 | 670.3529 | 2.2403e-07
| 668.3807 | 0 | 877.2102 | 0.00012786 | 668.3807 | 0.00019118 | 877.2102 | 4.3578e-05 | 670.4734 | 0 | 877.2102 | 0.0010324 | 670.4734 | 8.8152e-06 | 871.88 | 0.00072515 | 668.3807 | 0.00167 | 871.88 | -0.0012296 | 871.88 | -0.00076939 | 670.4734 | 9.2398e-06 | 670.4734 | 7.3791e-06 | 668.3807 | 0.45918 | 877.2102 | 0.0016023 | 992.3912 | 0.0071 | 877.2102 | 0.00352 | 992.2757 | 0 | 992.3912 | 0.03522 | 670.4734 | 0
| 668.504 | 0.00041025 | 877.4503 | -0.000746 | 668.504 | 0.00027745 | 877.4503 | -0.0010304 | 670.5939 | 3.2289e-05 | 877.4503 | -0.0013221 | 670.5939 | 7.6167e-06 | 872.12 | -0.0001855 | 668.504 | 0.00033588 | 872.12 | -0.002521 | 872.12 | -0.0016797 | 670.5939 | 9.3452e-06 | 670.5939 | 7.9172e-06 | 668.504 | 0.45864 | 877.4503 | 0.0022379 | 992.5598 | 0.00598 | 877.4503 | -0.0014169 | 992.4453 | 3.0002e-05 | 992.5598 | 0.03404 | 670.5939 | 0
| 668.6273 | 0 | 877.6903 | -0.00042128 | 668.6273 | 0 | 877.6903 | 0.00028523 | 670.7144 | 3.2289e-05 | 877.6903 | 0.00073955 | 670.7144 | 8.188e-06 | 872.36 | -0.00038786 | 668.6273 | 0.00155 | 872.36 | 0.0011596 | 872.36 | 0.0011162 | 670.7144 | 9.7668e-06 | 670.7144 | 7.0607e-06 | 668.6273 | 0.44368 | 877.6903 | 0.00066738 | 992.7283 | 0.00575 | 877.6903 | 0.0057805 | 992.615 | 6.6672e-06 | 992.7283 | 0.03395 | 670.7144 | 0
| 668.7506 | 0.00165 | 877.9304 | 3.3201e-05 | 668.7506 | 0.00091902 | 877.9304 | -0.0020299 | 670.8349 | 1.4682e-05 | 877.9304 | -0.0016112 | 670.8349 | 6.6758e-06 | 872.6 | -0.0019731 | 668.7506 | 0.0015 | 872.6 | -0.0024564 | 872.6 | -0.0033376 | 670.8349 | 9.2398e-06 | 670.8349 | 5.3477e-06 | 668.7506 | 0.44346 | 877.9304 | -0.00036179 | 992.8968 | 0.00538 | 877.9304 | -0.0025745 | 992.7846 | 5.0004e-05 | 992.8968 | 0.03132 | 670.8349 | 0
| 668.8739 | 0 | 878.1705 | 0.00056726 | 668.8739 | 0 | 878.1705 | -0.0004879 | 670.9554 | 0 | 878.1705 | 0.0012941 | 670.9554 | 8.1656e-06 | 872.84 | 0.0018381 | 668.8739 | 0.00061512 | 872.84 | 0.0016117 | 872.84 | 0.00075855 | 670.9554 | 9.5911e-06 | 670.9554 | 4.8096e-06 | 668.8739 | 0.43186 | 878.1705 | 0.00098579 | 993.0653 | 0.00545 | 878.1705 | 0.0022582 | 992.9543 | 6.6672e-06 | 993.0653 | 0.03078 | 670.9554 | 0
| 668.9972 | 5.091e-05 | 878.4106 | -0.00056422 | 668.9972 | 0.00106 | 878.4106 | -0.0017289 | 671.076 | 0 | 878.4106 | -0.0017903 | 671.076 | 8.3224e-06 | 873.08 | 0.0010961 | 668.9972 | 0.00215 | 873.08 | -0.0027792 | 873.08 | -0.00099695 | 671.076 | 8.7245e-06 | 671.076 | 5.3477e-06 | 668.9972 | 0.42625 | 878.4106 | 0.00092871 | 993.2338 | 0.00508 | 878.4106 | -0.00092623 | 993.1239 | 0 | 993.2338 | 0.02869 | 671.076 | 0
| 669.1205 | 0 | 878.6507 | -0.00073357 | 669.1205 | 0 | 878.6507 | -0.00058309 | 671.1965 | 0 | 878.6507 | 0.00085453 | 671.1965 | 8.2216e-06 | 873.32 | 0.0036257 | 669.1205 | 0.00033123 | 873.32 | 0.001547 | 873.32 | 0.00075855 | 671.1965 | 8.2561e-06 | 671.1965 | 5.5563e-06 | 669.1205 | 0.4229 | 878.6507 | 1.538e-05 | 993.4023 | 0.00719 | 878.6507 | 0.0024294 | 993.2936 | 6.6672e-06 | 993.4023 | 0.02829 | 671.1965 | 0
| 669.2439 | 0.00010482 | 878.8908 | -0.0011953 | 669.2439 | 0.00123 | 878.8908 | -0.0026724 | 671.317 | 0 | 878.8908 | -0.0016961 | 671.317 | 8.2104e-06 | 873.56 | -0.0017707 | 669.2439 | 0.00127 | 873.56 | -0.0010036 | 873.56 | -0.00099695 | 671.317 | 7.3544e-06 | 671.317 | 4.9194e-06 | 669.2439 | 0.41488 | 878.8908 | -0.00011544 | 993.5708 | 0.00647 | 878.8908 | 0.00039444 | 993.4633 | 1.0001e-05 | 993.5708 | 0.02729 | 671.317 | 0
| 669.3672 | 0 | 879.131 | -0.00050822 | 669.3672 | 0 | 879.131 | -0.00089355 | 671.4375 | 1.4682e-05 | 879.131 | 0.00076666 | 671.4375 | 8.0536e-06 | 873.8 | -0.0011636 | 669.3672 | 0.00203 | 873.8 | 0.0012242 | 873.8 | 0.0011487 | 671.4375 | 7.0382e-06 | 671.4375 | 5.2379e-06 | 669.3672 | 0.41048 | 879.131 | 0.00043382 | 993.7394 | 0.00476 | 879.131 | 0.002189 | 993.6329 | 6.6672e-06 | 993.7394 | 0.02661 | 671.4375 | 0
| 669.4906 | 0 | 879.3711 | -0.00092813 | 669.4906 | 0.00076297 | 879.3711 | -0.0010594 | 671.558 | 0 | 879.3711 | -0.001745 | 671.558 | 9.3641e-06 | 874.04 | -0.0010287 | 669.4906 | 0.00193 | 874.04 | -0.0029407 | 874.04 | 0.00010836 | 671.558 | 8.5606e-06 | 671.558 | 7.3791e-06 | 669.4906 | 0.4073 | 879.3711 | -0.0015269 | 993.9079 | 0.00417 | 879.3711 | -0.0037538 | 993.8026 | 1.0001e-05 | 993.9079 | 0.02716 | 671.558 | 0
| 669.614 | 5.399e-05 | 879.6112 | -0.00083619 | 669.614 | 0 | 879.6112 | -0.00029364 | 671.6785 | 1.4682e-05 | 879.6112 | 0.001161 | 671.6785 | 8.58e-06 | 874.28 | 5.0592e-05 | 669.614 | 0.00084224 | 874.28 | 0.0009659 | 874.28 | 0.0017338 | 671.6785 | 8.7831e-06 | 671.6785 | 8.4443e-06 | 669.614 | 0.39436 | 879.6112 | 0.0012489 | 994.0764 | 0.00647 | 879.6112 | 0.005385 | 993.9722 | 6.6672e-06 | 994.0764 | 0.02657 | 671.6785 | 0
| 669.7373 | 0.0004462 | 879.8514 | -0.00014717 | 669.7373 | 0.00084967 | 879.8514 | -0.0024696 | 671.7991 | 0 | 879.8514 | -0.0017085 | 671.7991 | 8.6584e-06 | 874.52 | -0.00048905 | 669.7373 | 0.00133 | 874.52 | -0.0014878 | 874.52 | 0.00027091 | 671.7991 | 9.1812e-06 | 671.7991 | 8.016e-06 | 669.7373 | 0.39015 | 879.8514 | -0.00018079 | 994.2449 | 0.0054 | 879.8514 | 0.0010543 | 994.1419 | 1.0001e-05 | 994.2449 | 0.02781 | 671.7991 | 0
| 669.8607 | 0 | 880.0915 | 0.00039784 | 669.8607 | 0 | 880.0915 | 0.00073075 | 671.9196 | 1.4682e-05 | 880.0915 | 0.00085362 | 671.9196 | 7.4375e-06 | 874.76 | 0.00021923 | 669.8607 | 0.00198 | 874.76 | -0.0021982 | 874.76 | 0.00027091 | 671.9196 | 8.584e-06 | 671.9196 | 7.2693e-06 | 669.8607 | 0.38287 | 880.0915 | 0.0021661 | 994.4134 | 0.008 | 880.0915 | 0.0040764 | 994.3116 | 0 | 994.4134 | 0.02688 | 671.9196 | 0
| 669.9841 | 0.00089539 | 880.3317 | -0.0010704 | 669.9841 | 0.00065893 | 880.3317 | -0.0025017 | 672.0401 | 1.4682e-05 | 880.3317 | -0.0017288 | 672.0401 | 4.7941e-06 | 875 | 0.00079259 | 669.9841 | 0.00067647 | 875 | 0.0010628 | 875 | -0.0016472 | 672.0401 | 5.9725e-06 | 672.0401 | 5.5563e-06 | 669.9841 | 0.37519 | 880.3317 | -0.0033627 | 994.582 | 0.00542 | 880.3317 | 0.00032559 | 994.4812 | 1.0001e-05 | 994.582 | 0.02627 | 672.0401 | 0
| 670.1075 | 0 | 880.5718 | -0.00079968 | 670.1075 | 0 | 880.5718 | -0.0024843 | 672.1606 | 0 | 880.5718 | -0.0014681 | 672.1606 | 1.6085e-05 | 875.24 | -0.00086005 | 670.1075 | 0.00104 | 875.24 | -0.0023596 | 875.24 | -0.00060684 | 672.1606 | 1.7203e-05 | 672.1606 | 1.3792e-05 | 670.1075 | 0.36205 | 880.5718 | -0.0021964 | 994.7505 | 0.00622 | 880.5718 | 0.00042818 | 994.6509 | 0 | 994.7505 | 0.02591 | 672.1606 | 1.4974e-06
| 670.2309 | 0 | 880.812 | 0.00021107 | 670.2309 | 0.00125 | 880.812 | 0.0013227 | 672.2812 | 3.2289e-05 | 880.812 | 0.0011093 | 672.2812 | 1.418e-05 | 875.48 | 0.00038786 | 670.2309 | 0.00261 | 875.48 | -0.00077756 | 875.48 | -0.00060684 | 672.2812 | 1.4252e-05 | 672.2812 | 1.0695e-05 | 670.2309 | 0.35156 | 880.812 | 0.0011179 | 994.919 | 0.00642 | 880.812 | 0.0023192 | 994.8206 | 5.0004e-05 | 994.919 | 0.02462 | 672.2812 | 1.4974e-06
| 670.3544 | 0 | 881.0522 | -0.0011486 | 670.3544 | 0 | 881.0522 | -0.002897 | 672.4017 | 0 | 881.0522 | -0.0017545 | 672.4017 | 2.7879e-05 | 875.72 | 0.00062396 | 670.3544 | 0.00189 | 875.72 | 0.0025479 | 875.72 | 0.0010836 | 672.4017 | 2.8434e-05 | 672.4017 | 2.1599e-05 | 670.3544 | 0.34432 | 881.0522 | 0.0017936 | 995.0875 | 0.0077 | 881.0522 | 0.0022591 | 994.9902 | 0 | 995.0875 | 0.02535 | 672.4017 | 2.0634e-06
| 670.4778 | 0.00106 | 881.2923 | -0.00037674 | 670.4778 | 0.00144 | 881.2923 | -0.00096882 | 672.5222 | 3.2289e-05 | 881.2923 | 0.0010235 | 672.5222 | 1.4192e-05 | 875.96 | -0.00021923 | 670.4778 | 0.00238 | 875.96 | -0.00035784 | 875.96 | -5.4182e-05 | 672.5222 | 1.4287e-05 | 672.5222 | 1.1124e-05 | 670.4778 | 0.33894 | 881.2923 | 0.001142 | 995.256 | 0.00571 | 881.2923 | 0.00047371 | 995.1599 | 5.0004e-05 | 995.256 | 0.02233 | 672.5222 | 5.7776e-07
| 670.6013 | 0 | 881.5325 | -0.00059212 | 670.6013 | 0 | 881.5325 | -0.0031375 | 672.6428 | 0 | 881.5325 | -0.0017959 | 672.6428 | 2.6569e-05 | 876.2 | -0.0012985 | 670.6013 | 0.00135 | 876.2 | 0.00054618 | 876.2 | -0.00015171 | 672.6428 | 2.9207e-05 | 672.6428 | 2.3521e-05 | 670.6013 | 0.33146 | 881.5325 | 0.00064216 | 995.4246 | 0.00541 | 881.5325 | 0.00010264 | 995.3296 | 0 | 995.4246 | 0.02237 | 672.6428 | 1.3795e-06
| 670.7247 | 0.00075165 | 881.7727 | 0.00056614 | 670.7247 | 0.00095371 | 881.7727 | 0.00046659 | 672.7633 | 4.9907e-05 | 881.7727 | 0.0012332 | 672.7633 | 1.2702e-05 | 876.44 | 0.0013322 | 670.7247 | 0.00105 | 876.44 | 9.4169e-05 | 876.44 | -0.00063934 | 672.7633 | 1.5002e-05 | 672.7633 | 1.2408e-05 | 670.7247 | 0.3232 | 881.7727 | 0.0027863 | 995.5931 | 0.00651 | 881.7727 | -0.0012377 | 995.4993 | 5.0004e-05 | 995.5931 | 0.01948 | 672.7633 | 8.0179e-07
| 670.8482 | 0 | 882.0129 | -0.0013377 | 670.8482 | 0 | 882.0129 | -0.0015189 | 672.8838 | 0 | 882.0129 | -0.00174 | 672.8838 | 2.6031e-05 | 876.68 | -0.0001855 | 670.8482 | 0.00175 | 876.68 | -9.9549e-05 | 876.68 | 0.0022864 | 672.8838 | 3.087e-05 | 672.8838 | 2.7375e-05 | 670.8482 | 0.31352 | 882.0129 | -0.002726 | 995.7616 | 0.00524 | 882.0129 | -0.0027299 | 995.6689 | 0 | 995.7616 | 0.01972 | 672.8838 | 1.1437e-06
| 670.9716 | 0.00199 | 882.2531 | 0.00041112 | 670.9716 | 0.00084967 | 882.2531 | 0.0009611 | 673.0044 | 4.9907e-05 | 882.2531 | 0.0011016 | 673.0044 | 1.3632e-05 | 876.92 | -0.00035414 | 670.9716 | 0.00283 | 876.92 | -0.00039012 | 876.92 | -0.0010295 | 673.0044 | 1.6055e-05 | 673.0044 | 1.5186e-05 | 670.9716 | 0.30431 | 882.2531 | -0.00038432 | 995.9302 | 0.00614 | 882.2531 | 0.005501 | 995.8386 | 6.9993e-05 | 995.9302 | 0.01763 | 673.0044 | 3.4194e-07
| 671.0951 | 0 | 882.4933 | -0.00070035 | 671.0951 | 0 | 882.4933 | -0.002506 | 673.1249 | 0 | 882.4933 | -0.0016618 | 673.1249 | 2.7846e-05 | 877.16 | 0.00045532 | 671.0951 | 0.00124 | 877.16 | -0.0020367 | 877.16 | -0.00080189 | 673.1249 | 3.1982e-05 | 673.1249 | 2.6947e-05 | 671.0951 | 0.30167 | 882.4933 | -0.00056751 | 996.0987 | 0.00517 | 882.4933 | -0.0048666 | 996.0083 | 0 | 996.0987 | 0.01757 | 673.1249 | 1.4974e-06
| 671.2186 | 0.00096726 | 882.7336 | -0.00057689 | 671.2186 | 0.00127 | 882.7336 | 0.00052502 | 673.2455 | 3.2289e-05 | 882.7336 | 0.00023249 | 673.2455 | 1.4449e-05 | 877.4 | -0.0022766 | 671.2186 | 0.00232 | 877.4 | 0.0012565 | 877.4 | -0.00073687 | 673.2455 | 1.6255e-05 | 673.2455 | 1.2189e-05 | 671.2186 | 0.29506 | 882.7336 | 0.0019845 | 996.2672 | 0.0041 | 882.7336 | -0.0010915 | 996.178 | 3.0002e-05 | 996.2672 | 0.01565 | 673.2455 | 1.1437e-06
| 671.3421 | 0 | 882.9738 | -0.00071426 | 671.3421 | 0 | 882.9738 | -0.0014018 | 673.366 | 0 | 882.9738 | -0.0018714 | 673.366 | 2.77e-05 | 877.64 | -0.00035414 | 671.3421 | 0.00127 | 877.64 | -0.0022951 | 877.64 | -0.00067186 | 673.366 | 3.0542e-05 | 673.366 | 2.3312e-05 | 671.3421 | 0.28371 | 882.9738 | -0.00094772 | 996.4357 | 0.00629 | 882.9738 | -0.00033517 | 996.3477 | 0 | 996.4357 | 0.01572 | 673.366 | 1.8394e-06
| 671.4657 | 0.00087741 | 883.214 | -6.4598e-05 | 671.4657 | 0.00173 | 883.214 | 0.0024429 | 673.4865 | 4.9907e-05 | 883.214 | 0.00090402 | 673.4865 | 1.3464e-05 | 877.88 | -0.00042159 | 671.4657 | 0.00036425 | 877.88 | -0.0019076 | 877.88 | -0.00060684 | 673.4865 | 1.4639e-05 | 673.4865 | 1.1761e-05 | 671.4657 | 0.2745 | 883.214 | -0.00077119 | 996.6043 | 0.00477 | 883.214 | 0.0010726 | 996.5174 | 6.9993e-05 | 996.6043 | 0.01463 | 673.4865 | 6.8388e-07
| 671.5892 | 0 | 883.4543 | -0.0016487 | 671.5892 | 0 | 883.4543 | -0.0010132 | 673.6071 | 0 | 883.4543 | -0.0015568 | 673.6071 | 2.7801e-05 | 878.12 | -8.4319e-05 | 671.5892 | 0.00084224 | 878.12 | 2.9596e-05 | 878.12 | 0.0020589 | 673.6071 | 2.9617e-05 | 673.6071 | 2.3203e-05 | 671.5892 | 0.26648 | 883.4543 | -0.0015594 | 996.7728 | 0.00696 | 883.4543 | 0.00023359 | 996.6871 | 0 | 996.7728 | 0.01486 | 673.6071 | 1.4974e-06
| 671.7127 | 0.00075165 | 883.6945 | 0.0004777 | 671.7127 | 0.00128 | 883.6945 | 0.00077678 | 673.7276 | 3.2289e-05 | 883.6945 | 0.0013062 | 673.7276 | 1.4348e-05 | 878.36 | -0.0012985 | 671.7127 | 0.00147 | 878.36 | 0.00012645 | 878.36 | 0.00014088 | 673.7276 | 1.5212e-05 | 673.7276 | 1.187e-05 | 671.7127 | 0.26052 | 883.6945 | 0.00030114 | 996.9413 | 0.00649 | 883.6945 | 0.0023422 | 996.8568 | 5.0004e-05 | 996.9413 | 0.01394 | 673.7276 | 8.0179e-07
| 671.8363 | 0 | 883.9348 | -0.00058008 | 671.8363 | 0 | 883.9348 | -0.0021584 | 673.8482 | 0 | 883.9348 | -0.0017634 | 673.8482 | 2.9235e-05 | 878.6 | -5.0592e-05 | 671.8363 | 0.00229 | 878.6 | -0.0017461 | 878.6 | -0.0020047 | 673.8482 | 3.087e-05 | 673.8482 | 2.2137e-05 | 671.8363 | 0.25533 | 883.9348 | -0.0010483 | 997.1099 | 0.00543 | 883.9348 | 6.1582e-05 | 997.0265 | 0 | 997.1099 | 0.01423 | 673.8482 | 1.9573e-06
| 671.9598 | 0 | 884.175 | -0.00011891 | 671.9598 | 0.00050287 | 884.175 | 0.00025984 | 673.9687 | 4.9907e-05 | 884.175 | 0.00096246 | 673.9687 | 1.492e-05 | 878.84 | -0.0017032 | 671.9598 | 0.00246 | 878.84 | -0.0018752 | 878.84 | -0.00093193 | 673.9687 | 1.5681e-05 | 673.9687 | 1.0476e-05 | 671.9598 | 0.24776 | 884.175 | 0.0019962 | 997.2784 | 0.00608 | 884.175 | 0.0033715 | 997.1962 | 6.9993e-05 | 997.2784 | 0.01368 | 673.9687 | 1.1437e-06
| 672.0834 | 0 | 884.4153 | -0.00080449 | 672.0834 | 0 | 884.4153 | -0.002428 | 674.0893 | 0 | 884.4153 | -0.0018837 | 674.0893 | 2.9156e-05 | 879.08 | 0.00099496 | 672.0834 | 0.00013249 | 879.08 | -0.00084214 | 879.08 | -8.6692e-05 | 674.0893 | 3.1115e-05 | 674.0893 | 2.1599e-05 | 672.0834 | 0.2452 | 884.4153 | -0.00036546 | 997.4469 | 0.00575 | 884.4153 | -0.0023454 | 997.3659 | 0 | 997.4469 | 0.01446 | 674.0893 | 2.4054e-06
| 672.207 | 0.00062587 | 884.6556 | 0.00036886 | 672.207 | 0.00125 | 884.6556 | 0.0015821 | 674.2098 | 3.2289e-05 | 884.6556 | 0.0013123 | 674.2098 | 1.4416e-05 | 879.32 | -0.00069142 | 672.207 | 0.00317 | 879.32 | 0.002451 | 879.32 | 0.002449 | 674.2098 | 1.5763e-05 | 674.2098 | 1.1124e-05 | 672.207 | 0.23422 | 884.6556 | -0.00059711 | 997.6154 | 0.00556 | 884.6556 | 0.0023748 | 997.5356 | 5.0004e-05 | 997.6154 | 0.01414 | 674.2098 | 1.2616e-06
| 672.3305 | 0 | 884.8958 | -0.00042356 | 672.3305 | 0 | 884.8958 | -0.002725 | 674.3304 | 0 | 884.8958 | -0.0016962 | 674.3304 | 2.8731e-05 | 879.56 | -0.0011973 | 672.3305 | 0.00113 | 879.56 | -0.0004547 | 879.56 | 0.00030341 | 674.3304 | 2.8621e-05 | 674.3304 | 2.2884e-05 | 672.3305 | 0.23011 | 884.8958 | -0.0012303 | 997.784 | 0.00531 | 884.8958 | -0.00065226 | 997.7053 | 0 | 997.784 | 0.01523 | 674.3304 | 2.5233e-06
| 672.4541 | 0.00167 | 885.1361 | 0.00081387 | 672.4541 | 0.00156 | 885.1361 | 0.00048945 | 674.451 | 1.4682e-05 | 885.1361 | 0.00087411 | 674.451 | 1.455e-05 | 879.8 | 0.0023778 | 672.4541 | 0.00269 | 879.8 | -0.0011327 | 879.8 | -0.00024923 | 674.451 | 1.3362e-05 | 674.451 | 1.1761e-05 | 672.4541 | 0.22238 | 885.1361 | 0.0057606 | 997.9525 | 0.00593 | 885.1361 | -0.0018541 | 997.875 | 6.9993e-05 | 997.9525 | 0.01492 | 674.451 | 1.2616e-06
| 672.5777 | 0 | 885.3764 | -0.00077138 | 672.5777 | 0 | 885.3764 | -0.0014568 | 674.5715 | 0 | 885.3764 | -0.001607 | 674.5715 | 2.8641e-05 | 880.04 | 0.0010287 | 672.5777 | 0.00027444 | 880.04 | 9.4169e-05 | 880.04 | 0.00085607 | 674.5715 | 2.7368e-05 | 674.5715 | 2.4169e-05 | 672.5777 | 0.21721 | 885.3764 | -0.0040727 | 998.121 | 0.00492 | 885.3764 | -0.00086458 | 998.0447 | 0 | 998.121 | 0.01596 | 674.5715 | 1.2616e-06
| 672.7014 | 0.00019465 | 885.6167 | 0.00072941 | 672.7014 | 0.00146 | 885.6167 | 0.00075176 | 674.6921 | 4.9907e-05 | 885.6167 | 0.0011042 | 674.6921 | 1.4427e-05 | 880.28 | 0.00015177 | 672.7014 | 0.00292 | 880.28 | 0.001547 | 880.28 | -0.00047681 | 674.6921 | 1.4662e-05 | 674.6921 | 1.2408e-05 | 672.7014 | 0.21207 | 885.6167 | 0.00091639 | 998.2896 | 0.00649 | 885.6167 | 0.0022602 | 998.2144 | 8.9995e-05 | 998.2896 | 0.01556 | 674.6921 | 0
| 672.825 | 0 | 885.857 | 0.00026536 | 672.825 | 0 | 885.857 | -0.0036156 | 674.8126 | 0 | 885.857 | -0.0017706 | 674.8126 | 2.7196e-05 | 880.52 | 0.00035414 | 672.825 | 0.00050157 | 880.52 | -0.00026098 | 880.52 | -8.6692e-05 | 674.8126 | 2.868e-05 | 674.8126 | 2.3521e-05 | 672.825 | 0.20359 | 885.857 | -0.00066885 | 998.4581 | 0.00622 | 885.857 | -0.00098755 | 998.3841 | 0 | 998.4581 | 0.01632 | 674.8126 | 1.1791e-07
| 672.9486 | 1.4969e-05 | 886.0973 | -0.00044595 | 672.9486 | 0.00179 | 886.0973 | 0.00035762 | 674.9332 | 6.7514e-05 | 886.0973 | 0.00067844 | 674.9332 | 1.315e-05 | 880.76 | -0.00052277 | 672.9486 | 0.00198 | 880.76 | -0.0011004 | 880.76 | -0.00070437 | 674.9332 | 1.4392e-05 | 674.9332 | 1.1332e-05 | 672.9486 | 0.19452 | 886.0973 | 0.00069226 | 998.6266 | 0.0079 | 886.0973 | 0.00037472 | 998.5539 | 6.9993e-05 | 998.6266 | 0.01607 | 674.9332 | 1.1791e-07
| 673.0723 | 0 | 886.3377 | -0.0014684 | 673.0723 | 0 | 886.3377 | -0.0024784 | 675.0538 | 0 | 886.3377 | -0.0021247 | 675.0538 | 2.6547e-05 | 881 | -0.0030861 | 673.0723 | 0.00021766 | 881 | -0.0023273 | 881 | -0.0021673 | 675.0538 | 2.9687e-05 | 675.0538 | 1.9886e-05 | 673.0723 | 0.19842 | 886.3377 | -0.0043341 | 998.7952 | 0.00526 | 886.3377 | -0.0041077 | 998.7236 | 0 | 998.7952 | 0.01649 | 675.0538 | 8.0179e-07
| 673.1959 | 0.00057197 | 886.578 | -0.00052066 | 673.1959 | 0.00125 | 886.578 | -3.9181e-05 | 675.1743 | 4.9907e-05 | 886.578 | 0.00085752 | 675.1743 | 1.3867e-05 | 881.24 | -0.00052277 | 673.1959 | 0.00278 | 881.24 | -0.0011973 | 881.24 | -0.00070437 | 675.1743 | 1.5482e-05 | 675.1743 | 8.7627e-06 | 673.1959 | 0.18828 | 886.578 | 0.0030057 | 998.9637 | 0.00464 | 886.578 | -0.00049813 | 998.8933 | 3.0002e-05 | 998.9637 | 0.01645 | 675.1743 | 6.8388e-07
| 673.3196 | 0 | 886.8183 | -0.0010314 | 673.3196 | 0 | 886.8183 | -0.0045095 | 675.2949 | 0 | 886.8183 | -0.0018216 | 675.2949 | 2.7308e-05 | 881.48 | -0.00099496 | 673.3196 | 0.00124 | 881.48 | -0.00042241 | 881.48 | -5.4182e-05 | 675.2949 | 3.0624e-05 | 675.2949 | 2.0315e-05 | 673.3196 | 0.18656 | 886.8183 | -0.0026295 | 999.1322 | 0.00598 | 886.8183 | -0.0025439 | 999.063 | 0 | 999.1322 | 0.01639 | 675.2949 | 9.197e-07
| 673.4432 | 0.00087741 | 887.0587 | 0.00015063 | 673.4432 | 0.00121 | 887.0587 | 0.0017099 | 675.4155 | 3.2289e-05 | 887.0587 | 0.0008978 | 675.4155 | 1.38e-05 | 881.72 | -0.0013997 | 673.4432 | 0.00167 | 881.72 | 0.00019102 | 881.72 | 0.00056349 | 675.4155 | 1.5212e-05 | 675.4155 | 1.1761e-05 | 673.4432 | 0.18217 | 887.0587 | 0.0020203 | 999.3008 | 0.00563 | 887.0587 | 0.0011983 | 999.2327 | 6.9993e-05 | 999.3008 | 0.01653 | 675.4155 | 2.2403e-07
| 673.5669 | 0 | 887.299 | -0.0011451 | 673.5669 | 0 | 887.299 | -0.002671 | 675.536 | 0 | 887.299 | -0.001612 | 675.536 | 2.7779e-05 | 881.96 | -0.0019057 | 673.5669 | 0.0011 | 881.96 | -0.0012619 | 881.96 | -0.00067186 | 675.536 | 3.1514e-05 | 675.536 | 2.5454e-05 | 673.5669 | 0.17782 | 887.299 | -0.00058618 | 999.4693 | 0.00408 | 887.299 | -0.0044954 | 999.4025 | 0 | 999.4693 | 0.01611 | 675.536 | 2.6412e-06
| 673.6906 | 0.000554 | 887.5394 | -0.00051503 | 673.6906 | 0.00083232 | 887.5394 | -0.00054554 | 675.6566 | 4.9907e-05 | 887.5394 | 0.0012646 | 675.6566 | 1.4236e-05 | 882.2 | 0.00079259 | 673.6906 | 0.00079001 | 882.2 | 0.001095 | 882.2 | 0.00075855 | 675.6566 | 1.636e-05 | 675.6566 | 1.3682e-05 | 673.6906 | 0.1737 | 887.5394 | 0.00078606 | 999.6379 | 0.00568 | 887.5394 | 0.0044994 | 999.5722 | 6.9993e-05 | 999.6379 | 0.01637 | 675.6566 | 2.4054e-06
| 673.8143 | 0 | 887.7797 | -0.0005014 | 673.8143 | 0 | 887.7797 | -0.0030724 | 675.7772 | 0 | 887.7797 | -0.001779 | 675.7772 | 2.7487e-05 | 882.44 | 0.00042159 | 673.8143 | 0.00027444 | 882.44 | -0.00013183 | 882.44 | -0.00028175 | 675.7772 | 3.2029e-05 | 675.7772 | 2.6299e-05 | 673.8143 | 0.16862 | 887.7797 | -0.00069268 | 999.8064 | 0.00533 | 887.7797 | -0.0038024 | 999.7419 | 0 | 999.8064 | 0.01562 | 675.7772 | 3.443e-06
| 673.938 | 0.00073368 | 888.0201 | -0.0016883 | 673.938 | 0.00173 | 888.0201 | 0.0020629 | 675.8977 | 3.2289e-05 | 888.0201 | 0.00095358 | 675.8977 | 1.3486e-05 | 882.68 | 0.0022428 | 673.938 | 0.0021 | 882.68 | -0.00061613 | 882.68 | -2.1673e-05 | 675.8977 | 1.5728e-05 | 675.8977 | 1.2617e-05 | 673.938 | 0.16421 | 888.0201 | 0.003487 | 999.9749 | 0.00455 | 888.0201 | 0.0031076 | 999.9117 | 6.9993e-05 | 999.9749 | 0.01612 | 675.8977 | 1.0376e-06
| 674.0617 | 0 | 888.2605 | -0.00035904 | 674.0617 | 0 | 888.2605 | -0.0023248 | 676.0183 | 0 | 888.2605 | -0.0016597 | 676.0183 | 2.8809e-05 | 882.92 | 0.0017032 | 674.0617 | 0.0013 | 882.92 | -0.0050071 | 882.92 | -0.0018747 | 676.0183 | 3.087e-05 | 676.0183 | 2.1171e-05 | 674.0617 | 0.15841 | 888.2605 | -0.0035738 | 1000.1435 | 0.00564 | 888.2605 | 0.0011189 | 1000.0814 | 0 | 1000.1435 | 0.01537 | 676.0183 | 1.4974e-06
| 674.1855 | 0.00102 | 888.5008 | -0.00022801 | 674.1855 | 0.00031212 | 888.5008 | 0.001274 | 676.1389 | 3.2289e-05 | 888.5008 | 0.0007863 | 676.1389 | 1.5536e-05 | 883.16 | 0.00038786 | 674.1855 | 0.00102 | 883.16 | -0.00064841 | 883.16 | 0.00075855 | 676.1389 | 1.5294e-05 | 676.1389 | 8.5541e-06 | 674.1855 | 0.15842 | 888.5008 | 0.0027728 | 1000.312 | 0.00679 | 888.5008 | 0.0058426 | 1000.2511 | 8.9995e-05 | 1000.312 | 0.01601 | 676.1389 | 4.5985e-07
| 674.3092 | 0 | 888.7412 | -0.0010503 | 674.3092 | 0 | 888.7412 | -0.0034288 | 676.2595 | 0 | 888.7412 | -0.0020795 | 676.2595 | 2.9414e-05 | 883.4 | 0.00079259 | 674.3092 | 0.00098419 | 883.4 | -0.00077756 | 883.4 | -0.00021673 | 676.2595 | 2.9991e-05 | 676.2595 | 2.0424e-05 | 674.3092 | 0.1524 | 888.7412 | -0.0028844 | 1000.4806 | 0.00705 | 888.7412 | -0.0020542 | 1000.4209 | 0 | 1000.4806 | 0.01508 | 676.2595 | 1.9573e-06
| 674.433 | 0.00084148 | 888.9816 | -0.00069981 | 674.433 | 0.0017 | 888.9816 | -0.00026783 | 676.3801 | 3.2289e-05 | 888.9816 | 0.00073305 | 676.3801 | 1.408e-05 | 883.64 | 0.00072515 | 674.433 | 0.00218 | 883.64 | 0.00086903 | 883.64 | 0.00027091 | 676.3801 | 1.4838e-05 | 676.3801 | 1.2079e-05 | 674.433 | 0.14888 | 888.9816 | -0.00024289 | 1000.6491 | 0.00642 | 888.9816 | 0.0015713 | 1000.5906 | 5.0004e-05 | 1000.6491 | 0.01568 | 676.3801 | 1.4974e-06
| 674.5567 | 0 | 889.222 | -0.00035105 | 674.5567 | 0 | 889.222 | -0.0026102 | 676.5006 | 0 | 889.222 | -0.0018905 | 676.5006 | 2.7723e-05 | 883.88 | -0.0029849 | 674.5567 | 0.00203 | 883.88 | -0.0009067 | 883.88 | -0.00067186 | 676.5006 | 2.9558e-05 | 676.5006 | 2.2566e-05 | 674.5567 | 0.15116 | 889.222 | 0.00015985 | 1000.8176 | 0.00566 | 889.222 | -0.0012141 | 1000.7604 | 0 | 1000.8176 | 0.01464 | 676.5006 | 3.5609e-06
| 674.6805 | 0.00142 | 889.4624 | 0.00010192 | 674.6805 | 0.00113 | 889.4624 | 7.7838e-05 | 676.6212 | 4.9907e-05 | 889.4624 | 0.00081929 | 676.6212 | 1.3721e-05 | 884.12 | 0.0013322 | 674.6805 | 0.00030748 | 884.12 | 0.0030645 | 884.12 | 7.5855e-05 | 676.6212 | 1.492e-05 | 676.6212 | 1.0695e-05 | 674.6805 | 0.1408 | 889.4624 | 0.00067996 | 1000.9862 | 0.00556 | 889.4624 | 0.00058976 | 1000.9301 | 5.0004e-05 | 1000.9862 | 0.01523 | 676.6212 | 2.0634e-06
| 674.8043 | 0 | 889.7028 | -0.00058204 | 674.8043 | 0 | 889.7028 | -0.0028366 | 676.7418 | 0 | 889.7028 | -0.0015977 | 676.7418 | 2.7375e-05 | 884.36 | -0.0029512 | 674.8043 | 0.0006719 | 884.36 | -0.0012296 | 884.36 | -0.0019397 | 676.7418 | 3.0565e-05 | 676.7418 | 2.1599e-05 | 674.8043 | 0.14022 | 889.7028 | -0.0014929 | 1001.1547 | 0.00726 | 889.7028 | 0.0012054 | 1001.0998 | 0 | 1001.1547 | 0.01429 | 676.7418 | 2.9831e-06
| 674.9281 | 0.00082352 | 889.9432 | -0.00072544 | 674.9281 | 0.00125 | 889.9432 | 4.1967e-05 | 676.8624 | 6.7514e-05 | 889.9432 | 0.0011263 | 676.8624 | 1.3822e-05 | 884.6 | 0.0012648 | 674.9281 | 0.00227 | 884.6 | -0.0030053 | 884.6 | -0.00093193 | 676.8624 | 1.5763e-05 | 676.8624 | 1.1124e-05 | 674.9281 | 0.13499 | 889.9432 | 0.0011685 | 1001.3233 | 0.00624 | 889.9432 | 0.00061538 | 1001.2696 | 5.0004e-05 | 1001.3233 | 0.01498 | 676.8624 | 9.197e-07
| 675.0519 | 0 | 890.1837 | -0.00016115 | 675.0519 | 0 | 890.1837 | -0.0011269 | 676.983 | 0 | 890.1837 | -0.0019434 | 676.983 | 2.723e-05 | 884.84 | 0.00045532 | 675.0519 | 0.00121 | 884.84 | -0.0017139 | 884.84 | -0.001257 | 676.983 | 2.9663e-05 | 676.983 | 2.3521e-05 | 675.0519 | 0.13247 | 890.1837 | -0.0012058 | 1001.4918 | 0.00505 | 890.1837 | 0.00022973 | 1001.4393 | 0 | 1001.4918 | 0.01417 | 676.983 | 9.197e-07
| 675.1757 | 0.00179 | 890.4241 | -0.00013596 | 675.1757 | 0.00060691 | 890.4241 | 8.4025e-05 | 677.1036 | 6.7514e-05 | 890.4241 | 0.00078148 | 677.1036 | 1.3565e-05 | 885.08 | 0.00028669 | 675.1757 | 0.00204 | 885.08 | -0.00051927 | 885.08 | -2.1673e-05 | 677.1036 | 1.4076e-05 | 677.1036 | 1.2408e-05 | 675.1757 | 0.12765 | 890.4241 | -4.1448e-05 | 1001.6603 | 0.00601 | 890.4241 | 0.00040516 | 1001.6091 | 8.9995e-05 | 1001.6603 | 0.0148 | 677.1036 | 0
| 675.2995 | 0 | 890.6645 | -0.00067714 | 675.2995 | 0 | 890.6645 | -0.0034681 | 677.2242 | 0 | 890.6645 | -0.0020503 | 677.2242 | 2.9358e-05 | 885.32 | 0.00015177 | 675.2995 | 0.00078546 | 885.32 | -0.001165 | 885.32 | -0.0029475 | 677.2242 | 2.9125e-05 | 677.2242 | 2.5454e-05 | 675.2995 | 0.12545 | 890.6645 | -0.0032234 | 1001.8289 | 0.00557 | 890.6645 | 0.00087346 | 1001.7789 | 0 | 1001.8289 | 0.01404 | 677.2242 | 1.3795e-06
| 675.4233 | 0.00129 | 890.905 | -0.00096595 | 675.4233 | 0.00153 | 890.905 | -0.00067986 | 677.3448 | 3.2289e-05 | 890.905 | 0.00070264 | 677.3448 | 1.6018e-05 | 885.56 | -0.00059023 | 675.4233 | 0.00079001 | 885.56 | -0.00071299 | 885.56 | -0.00034676 | 677.3448 | 1.54e-05 | 677.3448 | 1.3045e-05 | 675.4233 | 0.12195 | 890.905 | 0.0011526 | 1001.9974 | 0.00614 | 890.905 | 0.0030464 | 1001.9486 | 6.9993e-05 | 1001.9974 | 0.0147 | 677.3448 | 1.3795e-06
| 675.5472 | 0 | 891.1454 | -0.0006547 | 675.5472 | 0 | 891.1454 | -0.0039202 | 677.4654 | 0 | 891.1454 | -0.0015143 | 677.4654 | 3.0433e-05 | 885.8 | -8.4319e-05 | 675.5472 | 0.0013 | 885.8 | -0.00064841 | 885.8 | -0.00050931 | 677.4654 | 3.0366e-05 | 677.4654 | 2.2884e-05 | 675.5472 | 0.11817 | 891.1454 | -0.001237 | 1002.166 | 0.00592 | 891.1454 | 0.0048334 | 1002.1184 | 0 | 1002.166 | 0.01403 | 677.4654 | 2.2992e-06
| 675.671 | 0.00064383 | 891.3859 | 0.00018897 | 675.671 | 0.00081498 | 891.3859 | 0.0006146 | 677.586 | 3.2289e-05 | 891.3859 | 0.0011044 | 677.586 | 1.4573e-05 | 886.04 | 0.00038786 | 675.671 | 0.0019 | 886.04 | 0.00077218 | 886.04 | 0.0010836 | 677.586 | 1.5329e-05 | 677.586 | 9.8388e-06 | 675.671 | 0.11475 | 891.3859 | -0.00061279 | 1002.3345 | 0.00605 | 891.3859 | -0.00059254 | 1002.2881 | 3.0002e-05 | 1002.3345 | 0.01468 | 677.586 | 9.197e-07
| 675.7949 | 0 | 891.6263 | -0.0012007 | 675.7949 | 0 | 891.6263 | -0.00465 | 677.7065 | 0 | 891.6263 | -0.0021504 | 677.7065 | 2.8484e-05 | 886.28 | -0.0028162 | 675.7949 | 0.00115 | 886.28 | -0.0030053 | 886.28 | -0.0014846 | 677.7065 | 3.0589e-05 | 677.7065 | 2.2236e-05 | 675.7949 | 0.11704 | 891.6263 | -0.00039528 | 1002.5031 | 0.00538 | 891.6263 | -0.0050498 | 1002.4579 | 0 | 1002.5031 | 0.01405 | 677.7065 | 2.1813e-06
| 675.9188 | 0.00069774 | 891.8668 | 0.00015278 | 675.9188 | 0.00175 | 891.8668 | 0.00090425 | 677.8271 | 1.4682e-05 | 891.8668 | 0.0010047 | 677.8271 | 1.4024e-05 | 886.52 | 0.00089378 | 675.9188 | 0.00329 | 886.52 | 0.00067532 | 886.52 | 0.0010186 | 677.8271 | 1.5517e-05 | 677.8271 | 1.2617e-05 | 675.9188 | 0.1098 | 891.8668 | -0.00015468 | 1002.6716 | 0.00726 | 891.8668 | 0.0055459 | 1002.6277 | 5.0004e-05 | 1002.6716 | 0.01471 | 677.8271 | 1.2616e-06
| 676.0426 | 0 | 892.1073 | -0.0018795 | 676.0426 | 0 | 892.1073 | -0.0018585 | 677.9478 | 0 | 892.1073 | -0.0023182 | 677.9478 | 2.9179e-05 | 886.76 | -0.00015177 | 676.0426 | 0.00141 | 886.76 | -0.0009067 | 886.76 | 0.0012462 | 677.9478 | 3.1162e-05 | 677.9478 | 2.3741e-05 | 676.0426 | 0.10715 | 892.1073 | -0.0031357 | 1002.8402 | 0.00471 | 892.1073 | -0.0044808 | 1002.7974 | 0 | 1002.8402 | 0.01415 | 677.9478 | 1.7215e-06
| 676.1665 | 0.00023058 | 892.3478 | -0.00037997 | 676.1665 | 0.00048552 | 892.3478 | 0.0013028 | 678.0684 | 4.9907e-05 | 892.3478 | 0.00084284 | 678.0684 | 1.5222e-05 | 887 | -0.0013322 | 676.1665 | 0.00105 | 887 | 0.00015874 | 887 | -0.0022648 | 678.0684 | 1.5681e-05 | 678.0684 | 1.1332e-05 | 676.1665 | 0.1038 | 892.3478 | 0.0031295 | 1003.0087 | 0.00556 | 892.3478 | 0.0041307 | 1002.9672 | 5.0004e-05 | 1003.0087 | 0.01481 | 678.0684 | 4.5985e-07
| 676.2904 | 0 | 892.5883 | -0.00066721 | 676.2904 | 0 | 892.5883 | -0.0024937 | 678.1889 | 0 | 892.5883 | -0.0016555 | 678.1889 | 3.0276e-05 | 887.24 | -0.00045532 | 676.2904 | 0.0013 | 887.24 | -0.00064841 | 887.24 | -0.00018422 | 678.1889 | 3.0132e-05 | 678.1889 | 2.3521e-05 | 676.2904 | 0.10323 | 892.5883 | -0.0039958 | 1003.1773 | 0.00629 | 892.5883 | 0.0029455 | 1003.137 | 0 | 1003.1773 | 0.01423 | 678.1889 | 4.5985e-07
| 676.4143 | 0.00082352 | 892.8288 | 0.00010076 | 676.4143 | 0.00104 | 892.8288 | 0.00052151 | 678.3096 | 4.9907e-05 | 892.8288 | 0.0012197 | 678.3096 | 1.5155e-05 | 887.48 | 0.00025296 | 676.4143 | 0.00122 | 887.48 | 0.0016117 | 887.48 | -0.00037928 | 678.3096 | 1.4826e-05 | 678.3096 | 1.2617e-05 | 676.4143 | 0.09578 | 892.8288 | 0.0018898 | 1003.3458 | 0.00557 | 892.8288 | 0.0010168 | 1003.3067 | 5.0004e-05 | 1003.3458 | 0.01484 | 678.3096 | 0
| 676.5382 | 0 | 893.0693 | -0.000303 | 676.5382 | 0 | 893.0693 | -0.003611 | 678.4302 | 0 | 893.0693 | -0.0021412 | 678.4302 | 2.8484e-05 | 887.72 | -0.00032042 | 676.5382 | 0.00132 | 887.72 | -0.0017784 | 887.72 | 0.00046596 | 678.4302 | 2.9148e-05 | 678.4302 | 2.5025e-05 | 676.5382 | 0.09497 | 893.0693 | 0.0010076 | 1003.5144 | 0.00478 | 893.0693 | -0.0015522 | 1003.4765 | 0 | 1003.5144 | 0.01428 | 678.4302 | 8.0179e-07
| 676.6622 | 0 | 893.3098 | 1.1395e-05 | 676.6622 | 0.00191 | 893.3098 | 0.0011192 | 678.5508 | 1.4682e-05 | 893.3098 | 0.001103 | 678.5508 | 1.343e-05 | 887.96 | -0.001602 | 676.6622 | 0.00173 | 887.96 | 9.4169e-05 | 887.96 | 0.0022539 | 678.5508 | 1.4779e-05 | 678.5508 | 1.2617e-05 | 676.6622 | 0.09273 | 893.3098 | 0.0046328 | 1003.6829 | 0.00681 | 893.3098 | 0.0043674 | 1003.6463 | 6.9993e-05 | 1003.6829 | 0.0149 | 678.5508 | 8.0179e-07
| 676.7861 | 0 | 893.5503 | -0.00055735 | 676.7861 | 0 | 893.5503 | -0.0024157 | 678.6714 | 0 | 893.5503 | -0.0016873 | 678.6714 | 2.6894e-05 | 888.2 | -0.00062396 | 676.7861 | 0.00052996 | 888.2 | -0.0021336 | 888.2 | -0.0021348 | 678.6714 | 2.8492e-05 | 678.6714 | 2.4169e-05 | 676.7861 | 0.08731 | 893.5503 | 0.0013966 | 1003.8515 | 0.00749 | 893.5503 | -0.0045241 | 1003.8161 | 0 | 1003.8515 | 0.0144 | 678.6714 | 1.2616e-06
| 676.9101 | 0.00087741 | 893.7908 | -0.00015612 | 676.9101 | 0.00125 | 893.7908 | 0.00088542 | 678.792 | 4.9907e-05 | 893.7908 | 0.0010191 | 678.792 | 1.3531e-05 | 888.44 | 0.00021923 | 676.9101 | 0.00181 | 888.44 | 0.0019022 | 888.44 | 0.0023515 | 678.792 | 1.4311e-05 | 678.792 | 1.1761e-05 | 676.9101 | 0.08506 | 893.7908 | -0.00096607 | 1004.02 | 0.00513 | 893.7908 | 0.00010096 | 1003.9859 | 6.9993e-05 | 1004.02 | 0.015 | 678.792 | 4.5985e-07
| 677.034 | 0 | 894.0313 | -0.00019919 | 677.034 | 0 | 894.0313 | -0.0029188 | 678.9126 | 0 | 894.0313 | -0.0018345 | 678.9126 | 2.6703e-05 | 888.68 | -5.0592e-05 | 677.034 | 0.00201 | 888.68 | -0.001617 | 888.68 | 0.00030341 | 678.9126 | 2.7403e-05 | 678.9126 | 2.5454e-05 | 677.034 | 0.08114 | 894.0313 | -0.00094246 | 1004.1886 | 0.0058 | 894.0313 | -0.0010036 | 1004.1557 | 0 | 1004.1886 | 0.01452 | 678.9126 | 9.197e-07
| 677.158 | 0.00058994 | 894.2719 | 0.00025559 | 677.158 | 0.00041617 | 894.2719 | 0.00099149 | 679.0332 | 8.5132e-05 | 894.2719 | 0.0011408 | 679.0332 | 1.3172e-05 | 888.92 | 0.0018044 | 677.158 | 0.00187 | 888.92 | 0.00028789 | 888.92 | 0.00033593 | 679.0332 | 1.3502e-05 | 679.0332 | 1.3682e-05 | 677.158 | 0.08005 | 894.2719 | 0.0010452 | 1004.3571 | 0.00693 | 894.2719 | 0.0033949 | 1004.3254 | 6.9993e-05 | 1004.3571 | 0.01507 | 679.0332 | 4.5985e-07
| 677.282 | 0 | 894.5124 | -0.0011261 | 677.282 | 0 | 894.5124 | -0.0027898 | 679.1538 | 0 | 894.5124 | -0.0020412 | 679.1538 | 2.658e-05 | 889.16 | -0.0021416 | 677.282 | 0.00104 | 889.16 | -0.0013587 | 889.16 | -0.0020047 | 679.1538 | 2.8059e-05 | 679.1538 | 2.5454e-05 | 677.282 | 0.07909 | 894.5124 | -0.0034658 | 1004.5257 | 0.00617 | 894.5124 | 0.00052408 | 1004.4952 | 0 | 1004.5257 | 0.01459 | 679.1538 | 9.197e-07
| 677.406 | 0.00188 | 894.753 | -0.0010397 | 677.406 | 0.00102 | 894.753 | 0.00098263 | 679.2745 | 4.9907e-05 | 894.753 | 0.0008178 | 679.2745 | 1.3464e-05 | 889.4 | -0.0011299 | 677.406 | 0.00369 | 889.4 | 0.0014824 | 889.4 | -2.1673e-05 | 679.2745 | 1.4943e-05 | 679.2745 | 1.1761e-05 | 677.406 | 0.07385 | 894.753 | 0.0023389 | 1004.6942 | 0.00754 | 894.753 | 0.0063101 | 1004.665 | 5.0004e-05 | 1004.6942 | 0.0151 | 679.2745 | 4.5985e-07
| 677.53 | 0 | 894.9935 | -6.6521e-05 | 677.53 | 0 | 894.9935 | -0.0020976 | 679.3951 | 0 | 894.9935 | -0.0017831 | 679.3951 | 2.7118e-05 | 889.64 | -0.0016358 | 677.53 | 0.00218 | 889.64 | 0.0013533 | 889.64 | 0.00040094 | 679.3951 | 3.094e-05 | 679.3951 | 2.4806e-05 | 677.53 | 0.07153 | 894.9935 | 0.00028454 | 1004.8628 | 0.00687 | 894.9935 | 0.00068225 | 1004.8348 | 0 | 1004.8628 | 0.01465 | 679.3951 | 1.6036e-06
| 677.654 | 0.00127 | 895.2341 | 0.00030333 | 677.654 | 0.00144 | 895.2341 | -0.00063475 | 679.5157 | 4.9907e-05 | 895.2341 | 0.00091461 | 679.5157 | 1.3721e-05 | 889.88 | 0.00045532 | 677.654 | 0.00164 | 889.88 | 0.00038475 | 889.88 | 0.0019939 | 679.5157 | 1.6278e-05 | 679.5157 | 1.3045e-05 | 677.654 | 0.07063 | 895.2341 | 0.0010605 | 1005.0313 | 0.00842 | 895.2341 | 0.0043436 | 1005.0046 | 5.0004e-05 | 1005.0313 | 0.01514 | 679.5157 | 1.1437e-06
| 677.778 | 0 | 895.4746 | -0.0012289 | 677.778 | 0 | 895.4746 | -0.0021288 | 679.6363 | 0 | 895.4746 | -0.0023918 | 679.6363 | 2.6367e-05 | 890.12 | -0.00089378 | 677.778 | 0 | 890.12 | -0.00042241 | 890.12 | 7.5855e-05 | 679.6363 | 3.0425e-05 | 679.6363 | 2.6091e-05 | 677.778 | 0.07046 | 895.4746 | -0.0063028 | 1005.1999 | 0.00606 | 895.4746 | -0.0022839 | 1005.1744 | 6.6672e-06 | 1005.1999 | 0.01475 | 679.6363 | 3.101e-06
| 677.902 | 0.00102 | 895.7152 | 0.00020434 | 677.902 | 0.00165 | 895.7152 | 0.0013704 | 679.7569 | 3.2289e-05 | 895.7152 | 0.0012297 | 679.7569 | 1.2825e-05 | 890.36 | -0.00025296 | 677.902 | 0.00204 | 890.36 | -0.00016412 | 890.36 | -0.00054182 | 679.7569 | 1.4311e-05 | 679.7569 | 1.3254e-05 | 677.902 | 0.06425 | 895.7152 | -0.00041046 | 1005.3684 | 0.00654 | 895.7152 | 0.0055403 | 1005.3442 | 5.0004e-05 | 1005.3684 | 0.01518 | 679.7569 | 1.9573e-06
| 678.0261 | 0 | 895.9558 | -0.0014424 | 678.0261 | 0 | 895.9558 | -0.0017969 | 679.8776 | 0 | 895.9558 | -0.0020849 | 679.8776 | 2.7275e-05 | 890.6 | 8.4319e-05 | 678.0261 | 0.00203 | 890.6 | -0.0017139 | 890.6 | -0.00021673 | 679.8776 | 3.0811e-05 | 679.8776 | 2.6299e-05 | 678.0261 | 0.06661 | 895.9558 | -0.0019396 | 1005.537 | 0.00418 | 895.9558 | 0.0057006 | 1005.514 | 0 | 1005.537 | 0.01477 | 679.8776 | 4.7046e-06
| 678.1501 | 0.00015871 | 896.1964 | -0.00028868 | 678.1501 | 0.00206 | 896.1964 | 0.0012687 | 679.9982 | 3.2289e-05 | 896.1964 | 0.0007305 | 679.9982 | 1.4584e-05 | 890.84 | -0.0014672 | 678.1501 | 0.00036425 | 890.84 | -0.0016493 | 890.84 | 0.0011487 | 679.9982 | 1.6606e-05 | 679.9982 | 1.3254e-05 | 678.1501 | 0.05938 | 896.1964 | -0.0012941 | 1005.7055 | 0.0079 | 896.1964 | 0.0047297 | 1005.6838 | 1.0001e-05 | 1005.7055 | 0.01513 | 679.9982 | 2.7591e-06
| 678.2742 | 0 | 896.437 | -0.00044443 | 678.2742 | 0 | 896.437 | -0.0018186 | 680.1188 | 0 | 896.437 | -0.001775 | 680.1188 | 2.8608e-05 | 891.08 | -0.0014334 | 678.2742 | 0.00081385 | 891.08 | -0.0016493 | 891.08 | -0.00018422 | 680.1188 | 3.0998e-05 | 680.1188 | 2.4806e-05 | 678.2742 | 0.05987 | 896.437 | 0.0031132 | 1005.8741 | 0.00617 | 896.437 | -0.0022669 | 1005.8536 | 0 | 1005.8741 | 0.0148 | 680.1188 | 3.443e-06
| 678.3982 | 0.00104 | 896.6776 | 6.4318e-05 | 678.3982 | 0.00064159 | 896.6776 | 0.0014173 | 680.2394 | 1.4682e-05 | 896.6776 | 0.0013588 | 680.2394 | 1.418e-05 | 891.32 | 0.0016358 | 678.3982 | 0.00176 | 891.32 | 0.0011596 | 891.32 | -0.0001192 | 680.2394 | 1.4615e-05 | 680.2394 | 1.1761e-05 | 678.3982 | 0.05769 | 896.6776 | -0.00085282 | 1006.0426 | 0.00586 | 896.6776 | 0.0052736 | 1006.0234 | 3.0002e-05 | 1006.0426 | 0.01515 | 680.2394 | 6.8388e-07
| 678.5223 | 0 | 896.9182 | -0.00089415 | 678.5223 | 0 | 896.9182 | -0.0015097 | 680.3601 | 0 | 896.9182 | -0.0021119 | 680.3601 | 2.7801e-05 | 891.56 | 0.00011805 | 678.5223 | 0.00138 | 891.56 | -0.0028439 | 891.56 | -0.00037928 | 680.3601 | 2.9195e-05 | 680.3601 | 2.4169e-05 | 678.5223 | 0.05548 | 896.9182 | -0.0012921 | 1006.2112 | 0.00666 | 896.9182 | -0.0015419 | 1006.1932 | 0 | 1006.2112 | 0.01482 | 680.3601 | 1.6036e-06
| 678.6464 | 8.684e-05 | 897.1588 | -0.00032969 | 678.6464 | 0.00238 | 897.1588 | 0.00025381 | 680.4807 | 3.2289e-05 | 897.1588 | 0.001184 | 680.4807 | 1.3766e-05 | 891.8 | 0.00052277 | 678.6464 | 0.00289 | 891.8 | 9.4169e-05 | 891.8 | 0.00049847 | 680.4807 | 1.4802e-05 | 680.4807 | 1.2408e-05 | 678.6464 | 0.05321 | 897.1588 | 0.00012554 | 1006.3798 | 0.00635 | 897.1588 | 0.0018629 | 1006.363 | 6.9993e-05 | 1006.3798 | 0.01509 | 680.4807 | 9.197e-07
| 678.7705 | 0 | 897.3994 | -0.0014012 | 678.7705 | 0 | 897.3994 | -0.0037542 | 680.6013 | 0 | 897.3994 | -0.0024782 | 680.6013 | 2.8428e-05 | 892.04 | -0.0014334 | 678.7705 | 0.00013249 | 892.04 | 0.0010628 | 892.04 | 0.00010836 | 680.6013 | 2.9207e-05 | 680.6013 | 2.4169e-05 | 678.7705 | 0.05355 | 897.3994 | -0.0018156 | 1006.5483 | 0.0061 | 897.3994 | 0.00016329 | 1006.5328 | 0 | 1006.5483 | 0.01479 | 680.6013 | 2.1813e-06
| 678.8946 | 0.00032042 | 897.64 | 0.00020493 | 678.8946 | 0.00095371 | 897.64 | -0.0006267 | 680.7219 | 6.7514e-05 | 897.64 | 0.0011176 | 680.7219 | 1.4785e-05 | 892.28 | 0.0011973 | 678.8946 | 0.00198 | 892.28 | 0.0020636 | 892.28 | 0.0011487 | 680.7219 | 1.4639e-05 | 680.7219 | 1.1761e-05 | 678.8946 | 0.05065 | 897.64 | 0.0041664 | 1006.7169 | 0.00605 | 897.64 | 0.0013569 | 1006.7026 | 5.0004e-05 | 1006.7169 | 0.01495 | 680.7219 | 1.2616e-06
| 679.0187 | 0 | 897.8806 | -0.0007792 | 679.0187 | 0 | 897.8806 | -0.0022053 | 680.8426 | 0 | 897.8806 | -0.0020737 | 680.8426 | 2.8865e-05 | 892.52 | -0.0015684 | 679.0187 | 0 | 892.52 | 0.0009659 | 892.52 | 0.0022539 | 680.8426 | 2.8656e-05 | 680.8426 | 2.2884e-05 | 679.0187 | 0.04857 | 897.8806 | -0.0028296 | 1006.8854 | 0.00534 | 897.8806 | -0.0020373 | 1006.8725 | 0 | 1006.8854 | 0.01471 | 680.8426 | 2.2992e-06
| 679.1429 | 0.00098522 | 898.1213 | -0.00016134 | 679.1429 | 0.00168 | 898.1213 | 0.00038444 | 680.9632 | 6.7514e-05 | 898.1213 | 0.00072404 | 680.9632 | 1.4236e-05 | 892.76 | -1.6864e-05 | 679.1429 | 0.00261 | 892.76 | -0.0015847 | 892.76 | -0.00054182 | 680.9632 | 1.4287e-05 | 680.9632 | 1.1332e-05 | 679.1429 | 0.04495 | 898.1213 | 0.0014257 | 1007.054 | 0.00749 | 898.1213 | -0.00018132 | 1007.0423 | 5.0004e-05 | 1007.054 | 0.01493 | 680.9632 | 1.0376e-06
| 679.267 | 0 | 898.3619 | -0.00014119 | 679.267 | 0 | 898.3619 | -0.0034382 | 681.0839 | 0 | 898.3619 | -0.0019932 | 681.0839 | 2.7532e-05 | 893 | -0.0023104 | 679.267 | 0 | 893 | -0.00051927 | 893 | -0.00044429 | 681.0839 | 2.8738e-05 | 681.0839 | 2.5025e-05 | 679.267 | 0.0454 | 898.3619 | 0.00090462 | 1007.2225 | 0.00448 | 898.3619 | 0.0016354 | 1007.2121 | 0 | 1007.2225 | 0.01478 | 681.0839 | 2.5233e-06
| 679.3912 | 0.00094928 | 898.6026 | -0.00086596 | 679.3912 | 0.00125 | 898.6026 | -0.0013852 | 681.2045 | 4.9907e-05 | 898.6026 | 0.001108 | 681.2045 | 1.3374e-05 | 893.24 | -0.00059023 | 679.3912 | 0.00070485 | 893.24 | -0.0021982 | 893.24 | -0.00047681 | 681.2045 | 1.4662e-05 | 681.2045 | 1.3902e-05 | 679.3912 | 0.04274 | 898.6026 | 0.0023751 | 1007.3911 | 0.00543 | 898.6026 | 0.0034399 | 1007.3819 | 5.0004e-05 | 1007.3911 | 0.01492 | 681.2045 | 1.4974e-06
| 679.5153 | 0 | 898.8432 | -0.0013298 | 679.5153 | 0 | 898.8432 | -0.0025863 | 681.3251 | 0 | 898.8432 | -0.0023155 | 681.3251 | 2.882e-05 | 893.48 | -0.00079259 | 679.5153 | 0.00027444 | 893.48 | -0.0015202 | 893.48 | -0.00060684 | 681.3251 | 2.7591e-05 | 681.3251 | 2.5344e-05 | 679.5153 | 0.0433 | 898.8432 | -0.0044207 | 1007.5597 | 0.00424 | 898.8432 | -0.0013851 | 1007.5517 | 0 | 1007.5597 | 0.01465 | 681.3251 | 3.2189e-06
| 679.6395 | 0.00087741 | 899.0839 | -3.2941e-05 | 679.6395 | 0.00098839 | 899.0839 | -0.00033681 | 681.4458 | 3.2289e-05 | 899.0839 | 0.0012109 | 681.4458 | 1.557e-05 | 893.73 | -0.00079259 | 679.6395 | 0.00241 | 893.73 | -0.00019641 | 893.73 | -0.00024923 | 681.4458 | 1.3245e-05 | 681.4458 | 1.1651e-05 | 679.6395 | 0.03788 | 899.0839 | 0.00032262 | 1007.7282 | 0.00904 | 899.0839 | -0.0020989 | 1007.7216 | 5.0004e-05 | 1007.7282 | 0.01471 | 681.4458 | 1.7215e-06
| 679.7637 | 0 | 899.3246 | -0.00097332 | 679.7637 | 0 | 899.3246 | -0.0024774 | 681.5664 | 0 | 899.3246 | -0.0020506 | 681.5664 | 2.9448e-05 | 893.97 | -0.0020068 | 679.7637 | 0.00115 | 893.97 | -0.00051927 | 893.97 | -0.00060684 | 681.5664 | 2.8188e-05 | 681.5664 | 2.149e-05 | 679.7637 | 0.039 | 899.3246 | -0.0048183 | 1007.8968 | 0.00512 | 899.3246 | 0.0022273 | 1007.8914 | 0 | 1007.8968 | 0.01453 | 681.5664 | 1.9573e-06
| 679.8878 | 0.00069774 | 899.5652 | 0.00021636 | 679.8878 | 0.00191 | 899.5652 | -2.7785e-05 | 681.6871 | 3.2289e-05 | 899.5652 | 0.0010521 | 681.6871 | 1.3979e-05 | 894.21 | -5.0592e-05 | 679.8878 | 0.00133 | 894.21 | 0.0028707 | 894.21 | -2.1673e-05 | 681.6871 | 1.5107e-05 | 681.6871 | 9.8388e-06 | 679.8878 | 0.03584 | 899.5652 | 0.00051429 | 1008.0653 | 0.00647 | 899.5652 | 0.0032291 | 1008.0612 | 5.0004e-05 | 1008.0653 | 0.01456 | 681.6871 | 2.2403e-07
| 680.012 | 0 | 899.8059 | -0.00082682 | 680.012 | 0 | 899.8059 | -0.0027416 | 681.8077 | 0 | 899.8059 | -0.0019907 | 681.8077 | 2.8764e-05 | 894.45 | -0.00032042 | 680.012 | 0.00084224 | 894.45 | 0.0022251 | 894.45 | -0.00093193 | 681.8077 | 3.1549e-05 | 681.8077 | 2.3521e-05 | 680.012 | 0.03785 | 899.8059 | -0.0038033 | 1008.2339 | 0.00541 | 899.8059 | 0.00040282 | 1008.2311 | 0 | 1008.2339 | 0.01444 | 681.8077 | 2.0634e-06
| 680.1363 | 0.00057197 | 900.0466 | -0.0001556 | 680.1363 | 0.00142 | 900.0466 | 0.0017902 | 681.9284 | 4.9907e-05 | 900.0466 | 0.0012865 | 681.9284 | 1.4886e-05 | 894.69 | -0.00082632 | 680.1363 | 0.00173 | 894.69 | -0.0015847 | 894.69 | -0.00057433 | 681.9284 | 1.677e-05 | 681.9284 | 1.3902e-05 | 680.1363 | 0.03546 | 900.0466 | 0.0025603 | 1008.4025 | 0.006 | 900.0466 | 0.00078331 | 1008.4009 | 6.9993e-05 | 1008.4025 | 0.01448 | 681.9284 | 1.8394e-06
| 680.2605 | 0 | 900.2873 | -0.00039617 | 680.2605 | 0 | 900.2873 | -0.0032417 | 682.049 | 0 | 900.2873 | -0.0020945 | 682.049 | 3.0478e-05 | 894.93 | 5.0592e-05 | 680.2605 | 0 | 894.93 | 0.00093361 | 894.93 | 0.00049847 | 682.049 | 3.19e-05 | 682.049 | 2.6947e-05 | 680.2605 | 0.03369 | 900.2873 | -0.00060899 | 1008.571 | 0.00599 | 900.2873 | -0.0035137 | 1008.5707 | 0 | 1008.571 | 0.01438 | 682.049 | 3.443e-06
| 680.3847 | 0.00149 | 900.528 | -0.00020316 | 680.3847 | 0.0016 | 900.528 | 0.00075867 | 682.1697 | 3.2289e-05 | 900.528 | 0.00095186 | 682.1697 | 1.5805e-05 | 895.17 | 0.00032042 | 680.3847 | 0.00153 | 895.17 | -9.9549e-05 | 895.17 | -5.4182e-05 | 682.1697 | 1.54e-05 | 682.1697 | 1.3254e-05 | 680.3847 | 0.0305 | 900.528 | 0.00055333 | 1008.7396 | 0.00763 | 900.528 | 0.0034444 | 1008.7406 | 6.9993e-05 | 1008.7396 | 0.01438 | 682.1697 | 1.6036e-06
| 680.5089 | 0 | 900.7687 | -0.0015655 | 680.5089 | 0 | 900.7687 | -0.0045091 | 682.2903 | 0 | 900.7687 | -0.0022693 | 682.2903 | 3.0512e-05 | 895.41 | -0.00045532 | 680.5089 | 0.00033123 | 895.41 | -0.00026098 | 895.41 | -0.00093193 | 682.2903 | 3.0425e-05 | 682.2903 | 2.2236e-05 | 680.5089 | 0.03113 | 900.7687 | -0.0032459 | 1008.9081 | 0.00724 | 900.7687 | -0.0068286 | 1008.9104 | 0 | 1008.9081 | 0.01426 | 682.2903 | 1.7215e-06
| 680.6332 | 0.00087741 | 901.0094 | 0.00039234 | 680.6332 | 0.0012 | 901.0094 | -0.0005194 | 682.411 | 3.2289e-05 | 901.0094 | 0.0014587 | 682.411 | 1.4864e-05 | 895.65 | 0.001231 | 680.6332 | 0.00107 | 895.65 | 0.00041703 | 895.65 | -0.0020047 | 682.411 | 1.5236e-05 | 682.411 | 9.191e-06 | 680.6332 | 0.02872 | 901.0094 | 0.00011523 | 1009.0767 | 0.00577 | 901.0094 | 0.0044569 | 1009.0802 | 5.0004e-05 | 1009.0767 | 0.01422 | 682.411 | 1.1791e-07
| 680.7574 | 0 | 901.2501 | -0.00095837 | 680.7574 | 0 | 901.2501 | -0.0022841 | 682.5316 | 0 | 901.2501 | -0.0017251 | 682.5316 | 2.8731e-05 | 895.89 | -0.00075887 | 680.7574 | 0.00101 | 895.89 | -0.00071299 | 895.89 | -0.00050931 | 682.5316 | 3.0015e-05 | 682.5316 | 1.9678e-05 | 680.7574 | 0.02736 | 901.2501 | 0.00019742 | 1009.2453 | 0.00608 | 901.2501 | 0.0018152 | 1009.2501 | 0 | 1009.2453 | 0.01412 | 682.5316 | 2.1813e-06
| 680.8817 | 0.00109 | 901.4909 | -1.0834e-05 | 680.8817 | 0.00137 | 901.4909 | -0.00022012 | 682.6523 | 3.2289e-05 | 901.4909 | 0.0011823 | 682.6523 | 1.4035e-05 | 896.13 | -0.0015008 | 680.8817 | 0.003 | 896.13 | -9.9549e-05 | 896.13 | 0.00069354 | 682.6523 | 1.4838e-05 | 682.6523 | 1.0476e-05 | 680.8817 | 0.02564 | 901.4909 | 5.7408e-05 | 1009.4138 | 0.00761 | 901.4909 | -0.0024005 | 1009.4199 | 6.9993e-05 | 1009.4138 | 0.01403 | 682.6523 | 2.0634e-06
| 681.006 | 0 | 901.7316 | -0.00031251 | 681.006 | 0 | 901.7316 | -0.0018227 | 682.773 | 0 | 901.7316 | -0.0023713 | 682.773 | 2.7331e-05 | 896.37 | 0.00069142 | 681.006 | 0.00152 | 896.37 | -0.0004547 | 896.37 | -0.00089942 | 682.773 | 3.0038e-05 | 682.773 | 2.4806e-05 | 681.006 | 0.02428 | 901.7316 | -0.0027511 | 1009.5824 | 0.00705 | 901.7316 | -0.001377 | 1009.5898 | 0 | 1009.5824 | 0.01397 | 682.773 | 4.1386e-06
| 681.1303 | 0.00087741 | 901.9723 | -0.00064787 | 681.1303 | 0.0014 | 901.9723 | -0.00019544 | 682.8936 | 3.2289e-05 | 901.9723 | 0.00099799 | 682.8936 | 1.3665e-05 | 896.61 | 0.0017032 | 681.1303 | 0.00326 | 896.61 | -0.0006807 | 896.61 | -0.0016797 | 682.8936 | 1.5236e-05 | 682.8936 | 1.433e-05 | 681.1303 | 0.02358 | 901.9723 | 0.0041144 | 1009.7509 | 0.00647 | 901.9723 | -0.0023789 | 1009.7596 | 5.0004e-05 | 1009.7509 | 0.01379 | 682.8936 | 2.0634e-06
| 681.2546 | 0 | 902.2131 | -3.1605e-05 | 681.2546 | 0 | 902.2131 | -0.004403 | 683.0143 | 0 | 902.2131 | -0.0020245 | 683.0143 | 2.6345e-05 | 896.85 | -0.001366 | 681.2546 | 0.0013 | 896.85 | -0.0033928 | 896.85 | -0.0010295 | 683.0143 | 3.0284e-05 | 683.0143 | 2.4806e-05 | 681.2546 | 0.02098 | 902.2131 | -0.0015287 | 1009.9195 | 0.00668 | 902.2131 | 6.8193e-05 | 1009.9295 | 0 | 1009.9195 | 0.01376 | 683.0143 | 2.5233e-06
| 681.3789 | 0.00098522 | 902.4538 | -0.00026936 | 681.3789 | 0.00088435 | 902.4538 | 0.0017501 | 683.1349 | 8.5132e-05 | 902.4538 | 0.00075361 | 683.1349 | 1.306e-05 | 897.09 | -0.0011299 | 681.3789 | 0.00195 | 897.09 | -0.00064841 | 897.09 | 0.0017013 | 683.1349 | 1.5166e-05 | 683.1349 | 1.1442e-05 | 681.3789 | 0.02071 | 902.4538 | 0.00098211 | 1010.0881 | 0.00693 | 902.4538 | 0.0010076 | 1010.0993 | 5.0004e-05 | 1010.0881 | 0.01355 | 683.1349 | 4.5985e-07
| 681.5032 | 0 | 902.6946 | -0.00077936 | 681.5032 | 0 | 902.6946 | -0.0029466 | 683.2556 | 0 | 902.6946 | -0.001794 | 683.2556 | 2.6726e-05 | 897.33 | 0.0011973 | 681.5032 | 0.00141 | 897.33 | -0.0014878 | 897.33 | -0.00015171 | 683.2556 | 3.0483e-05 | 683.2556 | 2.3203e-05 | 681.5032 | 0.02278 | 902.6946 | -0.0064039 | 1010.2566 | 0.00664 | 902.6946 | -0.0041886 | 1010.2692 | 0 | 1010.2566 | 0.01368 | 683.2556 | 9.197e-07
| 681.6276 | 0.00087741 | 902.9354 | -0.00015725 | 681.6276 | 0.00137 | 902.9354 | 0.0013953 | 683.3763 | 4.9907e-05 | 902.9354 | 0.0011279 | 683.3763 | 1.4259e-05 | 897.57 | 0.0016358 | 681.6276 | 0.00102 | 897.57 | 0.0014502 | 897.57 | 0.0015062 | 683.3763 | 1.5435e-05 | 683.3763 | 1.2935e-05 | 681.6276 | 0.01874 | 902.9354 | 0.0022623 | 1010.4252 | 0.00498 | 902.9354 | 0.0015354 | 1010.439 | 6.9993e-05 | 1010.4252 | 0.01352 | 683.3763 | 4.5985e-07
| 681.7519 | 0 | 903.1761 | -0.0014156 | 681.7519 | 0 | 903.1761 | -0.0039309 | 683.4969 | 0 | 903.1761 | -0.0026314 | 683.4969 | 2.8081e-05 | 897.81 | -0.0010961 | 681.7519 | 0.00152 | 897.81 | -0.0039416 | 897.81 | -0.0015171 | 683.4969 | 2.7345e-05 | 683.4969 | 2.5662e-05 | 681.7519 | 0.01884 | 903.1761 | -0.0025564 | 1010.5938 | 0.00849 | 903.1761 | 0.0015937 | 1010.6089 | 0 | 1010.5938 | 0.01358 | 683.4969 | 1.3795e-06
| 681.8762 | 0.000554 | 903.4169 | -9.6508e-05 | 681.8762 | 0.00135 | 903.4169 | 0.0010522 | 683.6176 | 3.2289e-05 | 903.4169 | 0.00097397 | 683.6176 | 1.4102e-05 | 898.05 | 0.00042159 | 681.8762 | 0.00144 | 898.05 | 2.9596e-05 | 898.05 | -5.4182e-05 | 683.6176 | 1.2214e-05 | 683.6176 | 1.3902e-05 | 681.8762 | 0.01754 | 903.4169 | 0.002502 | 1010.7623 | 0.00469 | 903.4169 | 0.0031968 | 1010.7788 | 5.0004e-05 | 1010.7623 | 0.01328 | 683.6176 | 9.197e-07
| 682.0006 | 0 | 903.6577 | -0.00099851 | 682.0006 | 0 | 903.6577 | -0.0021896 | 683.7383 | 0 | 903.6577 | -0.0018841 | 683.7383 | 2.8809e-05 | 898.29 | -0.00065769 | 682.0006 | 0.00215 | 898.29 | -0.0016815 | 898.29 | -0.001062 | 683.7383 | 2.6174e-05 | 683.7383 | 2.6727e-05 | 682.0006 | 0.01603 | 903.6577 | -0.0043375 | 1010.9309 | 0.00626 | 903.6577 | 0.001674 | 1010.9486 | 0 | 1010.9309 | 0.01321 | 683.7383 | 1.9573e-06
| 682.125 | 0.00033839 | 903.8985 | -0.0004647 | 682.125 | 0.00114 | 903.8985 | 0.0020246 | 683.8589 | 3.2289e-05 | 903.8985 | 0.0011149 | 683.8589 | 1.4976e-05 | 898.53 | 0.00025296 | 682.125 | 0.003 | 898.53 | 0.00077218 | 898.53 | 0.00036844 | 683.8589 | 1.4182e-05 | 683.8589 | 1.3045e-05 | 682.125 | 0.01417 | 903.8985 | 0.0051185 | 1011.0995 | 0.00489 | 903.8985 | 0.0067457 | 1011.1185 | 5.0004e-05 | 1011.0995 | 0.01303 | 683.8589 | 1.0376e-06
| 682.2494 | 0 | 904.1393 | -0.00016995 | 682.2494 | 0 | 904.1393 | -0.0040432 | 683.9796 | 0 | 904.1393 | -0.0021166 | 683.9796 | 3.059e-05 | 898.77 | 0.00035414 | 682.2494 | 0.00021766 | 898.77 | 0.0009659 | 898.77 | 0.00085607 | 683.9796 | 3.053e-05 | 683.9796 | 2.5454e-05 | 682.2494 | 0.0136 | 904.1393 | -0.0038672 | 1011.268 | 0.01025 | 904.1393 | -0.0020823 | 1011.2884 | 0 | 1011.268 | 0.01302 | 683.9796 | 4.9404e-06
| 682.3737 | 0.00021262 | 904.3801 | -0.00046082 | 682.3737 | 0.00163 | 904.3801 | 0.00019792 | 684.1003 | 4.9907e-05 | 904.3801 | 0.0010563 | 684.1003 | 1.5693e-05 | 899.01 | 0.00086005 | 682.3737 | 0.00087516 | 899.01 | -0.0014878 | 899.01 | -0.00028175 | 684.1003 | 1.6606e-05 | 684.1003 | 1.2408e-05 | 682.3737 | 0.01245 | 904.3801 | 0.0034131 | 1011.4366 | 0.00638 | 904.3801 | 0.0011019 | 1011.4582 | 3.0002e-05 | 1011.4366 | 0.0129 | 684.1003 | 3.9028e-06
| 682.4982 | 0 | 904.6209 | -0.00032811 | 682.4982 | 0 | 904.6209 | -0.0036601 | 684.221 | 1.4682e-05 | 904.6209 | -0.0019862 | 684.221 | 2.9492e-05 | 899.25 | 0.001737 | 682.4982 | 0.00038799 | 899.25 | -0.0010681 | 899.25 | -0.00031426 | 684.221 | 3.3528e-05 | 684.221 | 2.3521e-05 | 682.4982 | 0.01214 | 904.6209 | -0.0029219 | 1011.6052 | 0.00496 | 904.6209 | -0.0021369 | 1011.6281 | 0 | 1011.6052 | 0.01293 | 684.221 | 5.9662e-06
| 682.6226 | 0.00152 | 904.8617 | 1.8959e-06 | 682.6226 | 0.00116 | 904.8617 | 0.00039701 | 684.3416 | 4.9907e-05 | 904.8617 | 0.0010923 | 684.3416 | 1.4057e-05 | 899.5 | -0.0009275 | 682.6226 | 0.00050617 | 899.5 | -0.00013183 | 899.5 | 0.00040094 | 684.3416 | 1.7039e-05 | 684.3416 | 1.1124e-05 | 682.6226 | 0.01149 | 904.8617 | -0.0036186 | 1011.7737 | 0.00593 | 904.8617 | -0.00034904 | 1011.798 | 3.0002e-05 | 1011.7737 | 0.01281 | 684.3416 | 2.0634e-06
| 682.747 | 0 | 905.1025 | -0.0011292 | 682.747 | 0 | 905.1025 | -0.0035328 | 684.4623 | 0 | 905.1025 | -0.0025724 | 684.4623 | 2.8137e-05 | 899.74 | -0.00062396 | 682.747 | 0.0007003 | 899.74 | -0.0020045 | 899.74 | 0.0009211 | 684.4623 | 3.1549e-05 | 684.4623 | 2.4169e-05 | 682.747 | 0.01156 | 905.1025 | -0.0031636 | 1011.9423 | 0.00598 | 905.1025 | -0.0021194 | 1011.9678 | 0 | 1011.9423 | 0.01288 | 684.4623 | 2.8652e-06
| 682.8714 | 8.684e-05 | 905.3433 | 0.00027883 | 682.8714 | 0.00194 | 905.3433 | -9.0941e-05 | 684.583 | 3.2289e-05 | 905.3433 | 0.00078525 | 684.583 | 1.4472e-05 | 899.98 | 0.0013322 | 682.8714 | 0.00113 | 899.98 | 0.0014502 | 899.98 | 0.0016688 | 684.583 | 1.4662e-05 | 684.583 | 1.3045e-05 | 682.8714 | 0.01106 | 905.3433 | -0.0003791 | 1012.1109 | 0.00608 | 905.3433 | 0.0040573 | 1012.1377 | 5.0004e-05 | 1012.1109 | 0.01276 | 684.583 | 8.0179e-07
| 682.9959 | 0 | 905.5842 | -5.2495e-05 | 682.9959 | 0 | 905.5842 | -0.0013408 | 684.7037 | 0 | 905.5842 | -0.0019081 | 684.7037 | 2.6961e-05 | 900.22 | -0.00048905 | 682.9959 | 0.00013249 | 900.22 | -0.00061613 | 900.22 | 0.00014088 | 684.7037 | 3.0038e-05 | 684.7037 | 2.6091e-05 | 682.9959 | 0.01081 | 905.5842 | -0.0016434 | 1012.2794 | 0.00735 | 905.5842 | -0.008061 | 1012.3076 | 0 | 1012.2794 | 0.0127 | 684.7037 | 9.197e-07
| 683.1203 | 0 | 905.825 | -0.00022835 | 683.1203 | 0.00149 | 905.825 | 0.0010164 | 684.8243 | 1.4682e-05 | 905.825 | 0.0014165 | 684.8243 | 1.2836e-05 | 900.46 | -0.00096123 | 683.1203 | 0.00198 | 900.46 | -0.00013183 | 900.46 | 0.0011812 | 684.8243 | 1.554e-05 | 684.8243 | 1.3045e-05 | 683.1203 | 0.00903 | 905.825 | 0.0033879 | 1012.448 | 0.00695 | 905.825 | -0.0048641 | 1012.4775 | 5.0004e-05 | 1012.448 | 0.01236 | 684.8243 | 1.1791e-07
| 683.2448 | 0 | 906.0658 | -0.00034986 | 683.2448 | 0 | 906.0658 | -0.0019995 | 684.945 | 0 | 906.0658 | -0.0020632 | 684.945 | 2.6815e-05 | 900.7 | -0.0018719 | 683.2448 | 0.00101 | 900.7 | 0.0004816 | 900.7 | -0.00096444 | 684.945 | 3.1865e-05 | 684.945 | 2.4806e-05 | 683.2448 | 0.0091 | 906.0658 | -6.6913e-05 | 1012.6166 | 0.00585 | 906.0658 | -0.00068839 | 1012.6473 | 0 | 1012.6166 | 0.01225 | 684.945 | 2.7591e-06
| 683.3692 | 0.00023058 | 906.3067 | -5.8644e-06 | 683.3692 | 0.00081498 | 906.3067 | 0.00096919 | 685.0657 | 4.9907e-05 | 906.3067 | 0.0010406 | 685.0657 | 1.4113e-05 | 900.94 | 0.00072515 | 683.3692 | 0.00193 | 900.94 | 0.00044931 | 900.94 | 0.00053099 | 685.0657 | 1.6524e-05 | 685.0657 | 1.1761e-05 | 683.3692 | 0.00838 | 906.3067 | 0.0027025 | 1012.7852 | 0.00742 | 906.3067 | -0.00036837 | 1012.8172 | 8.9995e-05 | 1012.7852 | 0.01204 | 685.0657 | 2.6412e-06
| 683.4937 | 0 | 906.5476 | -0.00099231 | 683.4937 | 0 | 906.5476 | -0.0036572 | 685.1864 | 0 | 906.5476 | -0.0018693 | 685.1864 | 2.8159e-05 | 901.18 | 0.00032042 | 683.4937 | 0.00018926 | 901.18 | 0.0016439 | 901.18 | -0.0013546 | 685.1864 | 3.1631e-05 | 685.1864 | 2.4169e-05 | 683.4937 | 0.00946 | 906.5476 | -0.003695 | 1012.9537 | 0.00622 | 906.5476 | -0.0062263 | 1012.9871 | 0 | 1012.9537 | 0.01214 | 685.1864 | 4.9404e-06
| 683.6182 | 0.00129 | 906.7884 | -0.00019805 | 683.6182 | 0.00134 | 906.7884 | 0.00095769 | 685.3071 | 4.9907e-05 | 906.7884 | 0.0012502 | 685.3071 | 1.4035e-05 | 901.42 | 0.0023441 | 683.6182 | 0 | 901.42 | -0.00084214 | 901.42 | -0.0019397 | 685.3071 | 1.54e-05 | 685.3071 | 1.2408e-05 | 683.6182 | 0.00937 | 906.7884 | 0.0076498 | 1013.1223 | 0.006 | 906.7884 | 0.0032397 | 1013.157 | 6.9993e-05 | 1013.1223 | 0.01195 | 685.3071 | 2.2992e-06
| 683.7427 | 0 | 907.0293 | -0.00092169 | 683.7427 | 0 | 907.0293 | -0.0032276 | 685.4278 | 0 | 907.0293 | -0.002085 | 685.4278 | 2.7219e-05 | 901.66 | -0.0020742 | 683.7427 | 0.00072869 | 901.66 | 0.00038475 | 901.66 | -0.00054182 | 685.4278 | 3.0483e-05 | 685.4278 | 2.7375e-05 | 683.7427 | 0.00719 | 907.0293 | 0.00075475 | 1013.2908 | 0.00575 | 907.0293 | -0.0055287 | 1013.3269 | 0 | 1013.2908 | 0.01196 | 685.4278 | 3.443e-06
| 683.8672 | 0.00124 | 907.2702 | 0.00019698 | 683.8672 | 0.00098839 | 907.2702 | 0.00014222 | 685.5485 | 4.9907e-05 | 907.2702 | 0.0017235 | 685.5485 | 1.343e-05 | 901.9 | 0.0015008 | 683.8672 | 0.00061971 | 901.9 | -0.00055155 | 901.9 | 0.0013112 | 685.5485 | 1.5329e-05 | 685.5485 | 1.4967e-05 | 683.8672 | 0.00705 | 907.2702 | 0.0019539 | 1013.4594 | 0.00594 | 907.2702 | 0.0030161 | 1013.4968 | 5.0004e-05 | 1013.4594 | 0.0117 | 685.5485 | 1.1437e-06
| 683.9918 | 0 | 907.511 | -0.00051258 | 683.9918 | 0 | 907.511 | -0.0015369 | 685.6692 | 0 | 907.511 | -0.0021104 | 685.6692 | 2.8608e-05 | 902.14 | -0.00086005 | 683.9918 | 0.00229 | 902.14 | -9.9549e-05 | 902.14 | -0.0018422 | 685.6692 | 3.2275e-05 | 685.6692 | 2.866e-05 | 683.9918 | 0.00765 | 907.511 | -0.0007771 | 1013.628 | 0.00591 | 907.511 | -0.0044032 | 1013.6667 | 0 | 1013.628 | 0.0118 | 685.6692 | 1.6036e-06
| 684.1163 | 0.00098522 | 907.7519 | -0.00060913 | 684.1163 | 0.00151 | 907.7519 | 5.2562e-05 | 685.7899 | 3.2289e-05 | 907.7519 | 0.0014244 | 685.7899 | 1.5513e-05 | 902.38 | 0.0013322 | 684.1163 | 0.00116 | 902.38 | -2.6905e-06 | 902.38 | -0.0017771 | 685.7899 | 1.7203e-05 | 685.7899 | 1.3682e-05 | 684.1163 | 0.00654 | 907.7519 | 0.005722 | 1013.7966 | 0.00691 | 907.7519 | 2.4343e-05 | 1013.8366 | 3.0002e-05 | 1013.7966 | 0.01156 | 685.7899 | 4.5985e-07
| 684.2408 | 0 | 907.9928 | -0.00071815 | 684.2408 | 0 | 907.9928 | -0.00060085 | 685.9105 | 0 | 907.9928 | -0.0026105 | 685.9105 | 3.1867e-05 | 902.62 | -0.0013997 | 684.2408 | 0.00186 | 902.62 | -0.0016815 | 902.62 | -0.0017121 | 685.9105 | 3.2849e-05 | 685.9105 | 2.866e-05 | 684.2408 | 0.00619 | 907.9928 | -0.0058753 | 1013.9651 | 0.00765 | 907.9928 | 0.0024065 | 1014.0065 | 0 | 1013.9651 | 0.01171 | 685.9105 | 2.5233e-06
| 684.3654 | 0.00062587 | 908.2337 | 2.7286e-05 | 684.3654 | 0.00098839 | 908.2337 | -0.00019119 | 686.0312 | 3.2289e-05 | 908.2337 | 0.0012894 | 686.0312 | 1.669e-05 | 902.86 | -0.0010624 | 684.3654 | 0.00073324 | 902.86 | -0.0010681 | 902.86 | -0.00037928 | 686.0312 | 1.5821e-05 | 686.0312 | 1.4967e-05 | 684.3654 | 0.00731 | 908.2337 | 0.0025556 | 1014.1337 | 0.00522 | 908.2337 | 0.0039125 | 1014.1764 | 6.9993e-05 | 1014.1337 | 0.01136 | 686.0312 | 2.0634e-06
| 684.49 | 0 | 908.4746 | -0.00074417 | 684.49 | 0 | 908.4746 | -0.0032927 | 686.1519 | 0 | 908.4746 | -0.0024823 | 686.1519 | 3.1553e-05 | 903.1 | -0.00045532 | 684.49 | 0.00345 | 903.1 | 0.00077218 | 903.1 | 0.00069354 | 686.1519 | 3.1631e-05 | 686.1519 | 2.7057e-05 | 684.49 | 0.00516 | 908.4746 | -0.002758 | 1014.3023 | 0.00626 | 908.4746 | -0.0019069 | 1014.3463 | 0 | 1014.3023 | 0.01149 | 686.1519 | 4.2448e-06
| 684.6145 | 0.00136 | 908.7156 | 0.00058955 | 684.6145 | 5.2025e-05 | 908.7156 | 5.692e-05 | 686.2726 | 6.7514e-05 | 908.7156 | 0.0013789 | 686.2726 | 1.4976e-05 | 903.34 | 0.0010624 | 684.6145 | 0.00147 | 903.34 | -0.00077756 | 903.34 | -0.001257 | 686.2726 | 1.6161e-05 | 686.2726 | 1.2298e-05 | 684.6145 | 0.00628 | 908.7156 | 0.0027172 | 1014.4709 | 0.0061 | 908.7156 | 0.0039079 | 1014.5162 | 6.9993e-05 | 1014.4709 | 0.01109 | 686.2726 | 2.1813e-06
| 684.7391 | 0 | 908.9565 | -0.0010559 | 684.7391 | 0 | 908.9565 | -0.0035051 | 686.3933 | 0 | 908.9565 | -0.0026922 | 686.3933 | 2.9055e-05 | 903.58 | -0.00096123 | 684.7391 | 0.00127 | 903.58 | -0.00093899 | 903.58 | 0.0022864 | 686.3933 | 3.1947e-05 | 686.3933 | 2.149e-05 | 684.7391 | 0.00493 | 908.9565 | -0.0012128 | 1014.6394 | 0.00564 | 908.9565 | -0.004681 | 1014.6861 | 0 | 1014.6394 | 0.01108 | 686.3933 | 3.443e-06
| 684.8637 | 0.00165 | 909.1974 | -0.00076251 | 684.8637 | 0.00253 | 909.1974 | 0.0015248 | 686.514 | 4.9907e-05 | 909.1974 | 0.0010842 | 686.514 | 1.4113e-05 | 903.82 | 0.001231 | 684.8637 | 0.00122 | 903.82 | 0.0018054 | 903.82 | 0.0009536 | 686.514 | 1.6243e-05 | 686.514 | 9.6192e-06 | 684.8637 | 0.00592 | 909.1974 | 0.0042713 | 1014.808 | 0.00705 | 909.1974 | 0.0046231 | 1014.856 | 6.9993e-05 | 1014.808 | 0.011 | 686.514 | 1.2616e-06
| 684.9883 | 0 | 909.4383 | -0.00071556 | 684.9883 | 0 | 909.4383 | -0.0040027 | 686.6347 | 0 | 909.4383 | -0.0023953 | 686.6347 | 2.7846e-05 | 904.07 | 0.0001855 | 684.9883 | 0.00084224 | 904.07 | 0.0014824 | 904.07 | -0.0012245 | 686.6347 | 3.012e-05 | 686.6347 | 2.1171e-05 | 684.9883 | 0.00405 | 909.4383 | -0.0032852 | 1014.9766 | 0.00582 | 909.4383 | -0.0048578 | 1015.0259 | 0 | 1014.9766 | 0.01115 | 686.6347 | 2.5233e-06
| 685.1129 | 0.00106 | 909.6793 | -3.6944e-06 | 685.1129 | 0.00048552 | 909.6793 | -0.00028281 | 686.7554 | 3.2289e-05 | 909.6793 | 0.0018002 | 686.7554 | 1.3867e-05 | 904.31 | -0.0020742 | 685.1129 | 0.00491 | 904.31 | 0.0015148 | 904.31 | 0.00046596 | 686.7554 | 1.4592e-05 | 686.7554 | 1.198e-05 | 685.1129 | 0.00446 | 909.6793 | 0.0022785 | 1015.1451 | 0.00598 | 909.6793 | 0.0021978 | 1015.1958 | 6.9993e-05 | 1015.1451 | 0.0112 | 686.7554 | 1.2616e-06
| 685.2376 | 0 | 909.9202 | -0.00093396 | 685.2376 | 0 | 909.9202 | -0.0023791 | 686.8762 | 0 | 909.9202 | -0.0025838 | 686.8762 | 2.798e-05 | 904.55 | 0.00032042 | 685.2376 | 0.0015 | 904.55 | -3.4977e-05 | 904.55 | -0.00015171 | 686.8762 | 3.1162e-05 | 686.8762 | 2.3521e-05 | 685.2376 | 0.00426 | 909.9202 | -6.1604e-05 | 1015.3137 | 0.00643 | 909.9202 | -0.0071866 | 1015.3657 | 0 | 1015.3137 | 0.01121 | 686.8762 | 1.7215e-06
| 685.3622 | 0.00138 | 910.1612 | -0.00043031 | 685.3622 | 0.0013 | 910.1612 | -0.00042563 | 686.9968 | 4.9907e-05 | 910.1612 | 0.0010997 | 686.9968 | 1.4315e-05 | 904.79 | 0.0013997 | 685.3622 | 0.00261 | 904.79 | -2.6905e-06 | 904.79 | -2.1673e-05 | 686.9968 | 1.718e-05 | 686.9968 | 1.1761e-05 | 685.3622 | 0.0048 | 910.1612 | -0.00032276 | 1015.4823 | 0.00668 | 910.1612 | 0.0014844 | 1015.5356 | 5.0004e-05 | 1015.4823 | 0.01091 | 686.9968 | 4.5985e-07
| 685.4868 | 0 | 910.4021 | -7.5469e-05 | 685.4868 | 0 | 910.4021 | -0.0019819 | 687.1176 | 0 | 910.4021 | -0.0021704 | 687.1176 | 2.6916e-05 | 905.03 | 0.00065769 | 685.4868 | 0.00050157 | 905.03 | 0.0030645 | 905.03 | -0.00031426 | 687.1176 | 2.9863e-05 | 687.1176 | 2.2236e-05 | 685.4868 | 0.00276 | 910.4021 | -0.0011295 | 1015.6509 | 0.0057 | 910.4021 | 0.0028292 | 1015.7055 | 0 | 1015.6509 | 0.01093 | 687.1176 | 1.6036e-06
| 685.6115 | 0.00082352 | 910.6431 | 0.00030519 | 685.6115 | 0.00161 | 910.6431 | 0.00088483 | 687.2383 | 6.7514e-05 | 910.6431 | 0.001391 | 687.2383 | 1.2825e-05 | 905.27 | 0.00089378 | 685.6115 | 0.00039263 | 905.27 | -3.4977e-05 | 905.27 | -0.00076939 | 687.2383 | 1.3163e-05 | 687.2383 | 1.0476e-05 | 685.6115 | 0.0039 | 910.6431 | 0.0018638 | 1015.8194 | 0.00543 | 910.6431 | 0.0057373 | 1015.8755 | 6.9993e-05 | 1015.8194 | 0.01057 | 687.2383 | 1.1437e-06
| 685.7362 | 0 | 910.8841 | -0.00026357 | 685.7362 | 0 | 910.8841 | -0.0038378 | 687.359 | 0 | 910.8841 | -0.0024502 | 687.359 | 2.7431e-05 | 905.51 | -0.00082632 | 685.7362 | 0.00141 | 905.51 | 0.00032017 | 905.51 | -0.0019072 | 687.359 | 2.7017e-05 | 687.359 | 2.0962e-05 | 685.7362 | 0.00255 | 910.8841 | -0.00037234 | 1015.988 | 0.00563 | 910.8841 | -0.0074803 | 1016.0454 | 0 | 1015.988 | 0.01083 | 687.359 | 1.3795e-06
| 685.8608 | 0.00064383 | 911.125 | -0.00082191 | 685.8608 | 0.0026 | 911.125 | 0.0018821 | 687.4797 | 4.9907e-05 | 911.125 | 0.0010984 | 687.4797 | 1.4785e-05 | 905.75 | -0.0014334 | 685.8608 | 0.00064808 | 905.75 | -0.00084214 | 905.75 | -0.00024923 | 687.4797 | 1.4065e-05 | 687.4797 | 1.0476e-05 | 685.8608 | 0.00311 | 911.125 | 0.0049527 | 1016.1566 | 0.00624 | 911.125 | 0.0045423 | 1016.2153 | 6.9993e-05 | 1016.1566 | 0.01042 | 687.4797 | 2.2403e-07
| 685.9855 | 0 | 911.366 | -0.00075959 | 685.9855 | 0 | 911.366 | -0.0046676 | 687.6004 | 0 | 911.366 | -0.0024717 | 687.6004 | 2.8999e-05 | 905.99 | 0.00072515 | 685.9855 | 0.00189 | 905.99 | 0.0018699 | 905.99 | -0.0021673 | 687.6004 | 2.8961e-05 | 687.6004 | 2.0534e-05 | 685.9855 | 0.00182 | 911.366 | 0.00051854 | 1016.3252 | 0.00454 | 911.366 | -0.0035792 | 1016.3852 | 0 | 1016.3252 | 0.01054 | 687.6004 | 4.5985e-07
| 686.1102 | 1.4969e-05 | 911.607 | -0.0010134 | 686.1102 | 0.00074563 | 911.607 | 0.00082081 | 687.7211 | 3.2289e-05 | 911.607 | 0.0010108 | 687.7211 | 1.4293e-05 | 906.23 | 0.00072515 | 686.1102 | 0.00221 | 906.23 | 0.00064304 | 906.23 | 0.0013112 | 687.7211 | 1.5002e-05 | 687.7211 | 1.0047e-05 | 686.1102 | 0.00379 | 911.607 | 0.001349 | 1016.4937 | 0.00767 | 911.607 | 0.0018963 | 1016.5551 | 6.9993e-05 | 1016.4937 | 0.0101 | 687.7211 | 2.2403e-07
| 686.2349 | 0 | 911.848 | 0.00017725 | 686.2349 | 0 | 911.848 | -0.0021958 | 687.8418 | 0 | 911.848 | -0.0017443 | 687.8418 | 2.835e-05 | 906.47 | -0.00025296 | 686.2349 | 0.00255 | 906.47 | 0.00086903 | 906.47 | 0.00040094 | 687.8418 | 3.1525e-05 | 687.8418 | 2.3093e-05 | 686.2349 | 0.00268 | 911.848 | 0.00012999 | 1016.6623 | 0.00508 | 911.848 | 0.0001712 | 1016.7251 | 0 | 1016.6623 | 0.01035 | 687.8418 | 9.197e-07
| 686.3596 | 0.00069774 | 912.089 | 0.00012785 | 686.3596 | 0.00248 | 912.089 | 0.0012933 | 687.9626 | 4.9907e-05 | 912.089 | 0.0014412 | 687.9626 | 1.4315e-05 | 906.71 | -1.6864e-05 | 686.3596 | 0 | 906.71 | 0.0010305 | 906.71 | 0.0017663 | 687.9626 | 1.6547e-05 | 687.9626 | 1.3045e-05 | 686.3596 | 0.00351 | 912.089 | 0.00074593 | 1016.8309 | 0.00445 | 912.089 | 0.00097142 | 1016.895 | 8.9995e-05 | 1016.8309 | 0.01019 | 687.9626 | 6.8388e-07
| 686.4844 | 0 | 912.33 | -0.0017662 | 686.4844 | 0 | 912.33 | -0.00424 | 688.0833 | 0 | 912.33 | -0.0022795 | 688.0833 | 2.9515e-05 | 906.95 | 0.00038786 | 686.4844 | 0.00124 | 906.95 | -0.0011327 | 906.95 | -0.0035652 | 688.0833 | 3.3458e-05 | 688.0833 | 2.5454e-05 | 686.4844 | 0.00135 | 912.33 | -0.0010815 | 1016.9995 | 0.00693 | 912.33 | 0.00023949 | 1017.0649 | 0 | 1016.9995 | 0.01056 | 688.0833 | 4.0207e-06
| 686.6091 | 0.000554 | 912.571 | 0.00097237 | 686.6091 | 0.00168 | 912.571 | 0.0011372 | 688.204 | 3.2289e-05 | 912.571 | 0.0017297 | 688.204 | 1.5413e-05 | 907.19 | 0.0009275 | 686.6091 | 0.00139 | 907.19 | 0.0012242 | 907.19 | 0.00053099 | 688.204 | 1.7039e-05 | 688.204 | 1.3254e-05 | 686.6091 | 0.00322 | 912.571 | 0.0030559 | 1017.168 | 0.00575 | 912.571 | 0.0047967 | 1017.2349 | 8.9995e-05 | 1017.168 | 0.01021 | 688.204 | 3.3251e-06
| 686.7339 | 0 | 912.812 | -0.000854 | 686.7339 | 0 | 912.812 | -0.0036546 | 688.3247 | 0 | 912.812 | -0.0026453 | 688.3247 | 2.9358e-05 | 907.43 | -0.0013997 | 686.7339 | 0.00087064 | 907.43 | -0.00084214 | 907.43 | -0.0023299 | 688.3247 | 3.1865e-05 | 688.3247 | 2.6299e-05 | 686.7339 | 0.00082272 | 912.812 | -0.00030393 | 1017.3366 | 0.00752 | 912.812 | -0.0028544 | 1017.4048 | 0 | 1017.3366 | 0.01028 | 688.3247 | 3.7849e-06
| 686.8586 | 0.00102 | 913.0531 | -0.00028823 | 686.8586 | 0.00184 | 913.0531 | -0.0012305 | 688.4454 | 3.2289e-05 | 913.0531 | 0.0011422 | 688.4454 | 1.4348e-05 | 907.68 | -0.00079259 | 686.8586 | 0 | 907.68 | 0.0031937 | 907.68 | 0.0029691 | 688.4454 | 1.5002e-05 | 688.4454 | 1.3902e-05 | 686.8586 | 0.0021 | 913.0531 | 0.0032343 | 1017.5052 | 0.00561 | 913.0531 | -0.0012804 | 1017.5747 | 3.0002e-05 | 1017.5052 | 0.00997 | 688.4454 | 4.5985e-07
| 686.9834 | 0 | 913.2941 | -0.0014341 | 686.9834 | 0 | 913.2941 | -0.0022793 | 688.5662 | 0 | 913.2941 | -0.0027966 | 688.5662 | 2.9044e-05 | 907.92 | -0.00086005 | 686.9834 | 0.00223 | 907.92 | -0.00019641 | 907.92 | -0.00067186 | 688.5662 | 2.9336e-05 | 688.5662 | 2.5454e-05 | 686.9834 | 0.00118 | 913.2941 | 0.0017897 | 1017.6738 | 0.00668 | 913.2941 | -0.004823 | 1017.7446 | 0 | 1017.6738 | 0.01024 | 688.5662 | 1.1437e-06
| 687.1082 | 0.00163 | 913.5351 | 0.00040532 | 687.1082 | 0.00079764 | 913.5351 | 0.00057924 | 688.6869 | 3.2289e-05 | 913.5351 | 0.0014561 | 688.6869 | 1.4897e-05 | 908.16 | -0.0005565 | 687.1082 | 0.00059133 | 908.16 | -0.0024242 | 908.16 | 0.0009211 | 688.6869 | 1.451e-05 | 688.6869 | 1.2408e-05 | 687.1082 | 0.00126 | 913.5351 | 0.0034351 | 1017.8423 | 0.00688 | 913.5351 | -0.0032588 | 1017.9146 | 5.0004e-05 | 1017.8423 | 0.00986 | 688.6869 | 6.8388e-07
| 687.233 | 0 | 913.7762 | -9.2514e-05 | 687.233 | 0 | 913.7762 | -0.0023277 | 688.8076 | 0 | 913.7762 | -0.00247 | 688.8076 | 2.9761e-05 | 908.4 | -0.00075887 | 687.233 | 0.00055835 | 908.4 | 0.0004816 | 908.4 | -0.0026874 | 688.8076 | 2.9523e-05 | 688.8076 | 2.6091e-05 | 687.233 | 0.00114 | 913.7762 | -0.0010146 | 1018.0109 | 0.00471 | 913.7762 | -0.005373 | 1018.0845 | 0 | 1018.0109 | 0.00992 | 688.8076 | 1.8394e-06
| 687.3578 | 0.00076961 | 914.0172 | 0.00058302 | 687.3578 | 0.00168 | 914.0172 | 0.00095305 | 688.9283 | 4.9907e-05 | 914.0172 | 0.0016285 | 688.9283 | 1.5054e-05 | 908.64 | -0.00028669 | 687.3578 | 0.00187 | 908.64 | 0.00086903 | 908.64 | 0.0015387 | 688.9283 | 1.5072e-05 | 688.9283 | 1.5186e-05 | 687.3578 | 0.0024 | 914.0172 | 0.0022975 | 1018.1795 | 0.00733 | 914.0172 | 0.0012715 | 1018.2545 | 6.9993e-05 | 1018.1795 | 0.00953 | 688.9283 | 1.1437e-06
| 687.4826 | 0 | 914.2583 | -0.00068755 | 687.4826 | 0 | 914.2583 | -0.0035671 | 689.0491 | 0 | 914.2583 | -0.0023865 | 689.0491 | 2.7644e-05 | 908.88 | 0.00072515 | 687.4826 | 0.00041639 | 908.88 | 0.0002556 | 908.88 | 7.5855e-05 | 689.0491 | 3.087e-05 | 689.0491 | 2.7156e-05 | 687.4826 | 0.0009541 | 914.2583 | -0.0040294 | 1018.3481 | 0.00566 | 914.2583 | -0.001621 | 1018.4244 | 0 | 1018.3481 | 0.00972 | 689.0491 | 1.9573e-06
| 687.6074 | 0.00048213 | 914.4993 | 1.8253e-05 | 687.6074 | 0.00265 | 914.4993 | 0.00024738 | 689.1698 | 3.2289e-05 | 914.4993 | 0.0013848 | 689.1698 | 1.2646e-05 | 909.12 | -0.0030186 | 687.6074 | 0 | 909.12 | 0.0012242 | 909.12 | -0.0016472 | 689.1698 | 1.5821e-05 | 689.1698 | 1.3474e-05 | 687.6074 | 0.00169 | 914.4993 | 0.0038729 | 1018.5166 | 0.00614 | 914.4993 | 0.0088725 | 1018.5944 | 5.0004e-05 | 1018.5166 | 0.00934 | 689.1698 | 8.0179e-07
| 687.7322 | 0 | 914.7404 | -0.00059653 | 687.7322 | 0 | 914.7404 | -0.0026648 | 689.2905 | 0 | 914.7404 | -0.0026375 | 689.2905 | 2.8708e-05 | 909.36 | 0.00035414 | 687.7322 | 0 | 909.36 | 6.1882e-05 | 909.36 | 0.0010186 | 689.2905 | 3.0155e-05 | 689.2905 | 2.3093e-05 | 687.7322 | 0.00107 | 914.7404 | -0.0016846 | 1018.6852 | 0.00469 | 914.7404 | 0.00078964 | 1018.7643 | 0 | 1018.6852 | 0.00969 | 689.2905 | 2.7591e-06
| 687.8571 | 0.00199 | 914.9815 | -4.5262e-05 | 687.8571 | 0.00132 | 914.9815 | 0.00082032 | 689.4113 | 4.9907e-05 | 914.9815 | 0.0010429 | 689.4113 | 1.6118e-05 | 909.6 | 0.0017707 | 687.8571 | 0.00113 | 909.6 | -0.0014233 | 909.6 | -0.0031751 | 689.4113 | 1.4369e-05 | 689.4113 | 1.1124e-05 | 687.8571 | 0.00199 | 914.9815 | 0.0041641 | 1018.8538 | 0.00681 | 914.9815 | 0.0023431 | 1018.9343 | 5.0004e-05 | 1018.8538 | 0.00941 | 689.4113 | 1.9573e-06
| 687.9819 | 0 | 915.2225 | 9.4726e-05 | 687.9819 | 0 | 915.2225 | -0.0016277 | 689.532 | 0 | 915.2225 | -0.0020861 | 689.532 | 3.0881e-05 | 909.84 | 0.00042159 | 687.9819 | 0.00232 | 909.84 | 0.00019102 | 909.84 | -0.00080189 | 689.532 | 2.9043e-05 | 689.532 | 2.4696e-05 | 687.9819 | 0 | 915.2225 | -0.0023614 | 1019.0224 | 0.00506 | 915.2225 | 0.00020328 | 1019.1042 | 0 | 1019.0224 | 0.00971 | 689.532 | 2.2992e-06
| 688.1068 | 6.8875e-05 | 915.4636 | 0.00032618 | 688.1068 | 0.00179 | 915.4636 | 0.00096184 | 689.6527 | 6.7514e-05 | 915.4636 | 0.0013831 | 689.6527 | 1.4841e-05 | 910.08 | 0.001366 | 688.1068 | 0.00141 | 910.08 | -0.0011004 | 910.08 | -0.0001192 | 689.6527 | 1.4721e-05 | 689.6527 | 1.3792e-05 | 688.1068 | 0.00176 | 915.4636 | 0.003772 | 1019.191 | 0.0064 | 915.4636 | 0.0035375 | 1019.2742 | 5.0004e-05 | 1019.191 | 0.00934 | 689.6527 | 3.4194e-07
| 688.2316 | 0 | 915.7047 | -0.00112 | 688.2316 | 0 | 915.7047 | -0.0035854 | 689.7735 | 0 | 915.7047 | -0.0026572 | 689.7735 | 2.8843e-05 | 910.32 | -0.0026139 | 688.2316 | 0.0011 | 910.32 | -0.0015524 | 910.32 | -0.00028175 | 689.7735 | 3.0624e-05 | 689.7735 | 2.4268e-05 | 688.2316 | 0.00027841 | 915.7047 | -0.0012631 | 1019.3595 | 0.00589 | 915.7047 | 0.0028101 | 1019.4441 | 0 | 1019.3595 | 0.00956 | 689.7735 | 8.0179e-07
| 688.3565 | 0.0004462 | 915.9458 | 9.9247e-05 | 688.3565 | 8.6698e-05 | 915.9458 | 0.00046115 | 689.8942 | 1.4682e-05 | 915.9458 | 0.0012554 | 689.8942 | 1.4057e-05 | 910.56 | 0.0026476 | 688.3565 | 0.00349 | 910.56 | -0.00097128 | 910.56 | 0.00040094 | 689.8942 | 1.6032e-05 | 689.8942 | 1.0695e-05 | 688.3565 | 0.00167 | 915.9458 | 0.0065584 | 1019.5281 | 0.00549 | 915.9458 | 0.0050893 | 1019.6141 | 5.0004e-05 | 1019.5281 | 0.00907 | 689.8942 | 4.5985e-07
| 688.4814 | 0 | 916.1869 | -0.0012045 | 688.4814 | 0 | 916.1869 | -0.0033832 | 690.015 | 0 | 916.1869 | -0.0029183 | 690.015 | 2.7846e-05 | 910.8 | -1.6864e-05 | 688.4814 | 0.0022 | 910.8 | 0.00038475 | 910.8 | -0.0024923 | 690.015 | 3.1631e-05 | 690.015 | 2.4806e-05 | 688.4814 | 0.00067256 | 916.1869 | -0.00014249 | 1019.6967 | 0.00462 | 916.1869 | 0.0033973 | 1019.784 | 0 | 1019.6967 | 0.00929 | 690.015 | 1.9573e-06
| 688.6063 | 0.00156 | 916.428 | -0.00081478 | 688.6063 | 0.00090168 | 916.428 | 0.0009121 | 690.1357 | 1.4682e-05 | 916.428 | 0.00086186 | 690.1357 | 1.3844e-05 | 911.05 | 0.00011805 | 688.6063 | 0.00124 | 911.05 | 0.0018054 | 911.05 | -0.0018422 | 690.1357 | 1.5786e-05 | 690.1357 | 1.433e-05 | 688.6063 | 0.00122 | 916.428 | -0.0011438 | 1019.8653 | 0.00473 | 916.428 | 0.00029055 | 1019.954 | 6.9993e-05 | 1019.8653 | 0.009 | 690.1357 | 1.4974e-06
| 688.7313 | 0 | 916.6692 | -0.00047334 | 688.7313 | 0 | 916.6692 | -0.0041079 | 690.2564 | 0 | 916.6692 | -0.0020469 | 690.2564 | 2.7801e-05 | 911.29 | 0.0010961 | 688.7313 | 0 | 911.29 | 0.0031291 | 911.29 | 4.3346e-05 | 690.2564 | 3.1865e-05 | 690.2564 | 2.4806e-05 | 688.7313 | 0.00031595 | 916.6692 | 0.0011475 | 1020.0338 | 0.00552 | 916.6692 | -0.0044921 | 1020.124 | 0 | 1020.0338 | 0.00927 | 690.2564 | 4.4806e-06
| 688.8562 | 0.00147 | 916.9103 | 6.3649e-05 | 688.8562 | 0.00097105 | 916.9103 | 0.0014568 | 690.3772 | 4.9907e-05 | 916.9103 | 0.001192 | 690.3772 | 1.408e-05 | 911.53 | 0.0015008 | 688.8562 | 0.00073324 | 911.53 | 0.0012888 | 911.53 | 0.0009536 | 690.3772 | 1.6325e-05 | 690.3772 | 1.0695e-05 | 688.8562 | 0.00206 | 916.9103 | 0.0010406 | 1020.2024 | 0.00596 | 916.9103 | 0.0028141 | 1020.2939 | 0.00011 | 1020.2024 | 0.00874 | 690.3772 | 2.9831e-06
| 688.9811 | 0 | 917.1514 | -0.00081915 | 688.9811 | 0 | 917.1514 | -0.0028309 | 690.4979 | 1.4682e-05 | 917.1514 | -0.0024446 | 690.4979 | 2.8899e-05 | 911.77 | -0.00069142 | 688.9811 | 0.00027444 | 911.77 | -0.0016493 | 911.77 | -0.0021023 | 690.4979 | 3.2287e-05 | 690.4979 | 2.1808e-05 | 688.9811 | 0 | 917.1514 | -0.0024007 | 1020.371 | 0.00589 | 917.1514 | 0.00050387 | 1020.4639 | 0 | 1020.371 | 0.00865 | 690.4979 | 7.0038e-06
| 689.106 | 0.00073368 | 917.3925 | 0.0008607 | 689.106 | 0.0014 | 917.3925 | 0.00052016 | 690.6187 | 3.2289e-05 | 917.3925 | 0.001517 | 690.6187 | 1.4942e-05 | 912.01 | 0.00072515 | 689.106 | 0.00181 | 912.01 | -0.0010358 | 912.01 | -0.0021348 | 690.6187 | 1.6255e-05 | 690.6187 | 1.1332e-05 | 689.106 | 0.00174 | 917.3925 | 0.0057731 | 1020.5396 | 0.00765 | 917.3925 | 0.0059323 | 1020.6339 | 3.0002e-05 | 1020.5396 | 0.00842 | 690.6187 | 4.0207e-06
| 689.231 | 0 | 917.6337 | -0.001015 | 689.231 | 0 | 917.6337 | -0.0049187 | 690.7394 | 0 | 917.6337 | -0.0030242 | 690.7394 | 2.8271e-05 | 912.25 | -0.0014334 | 689.231 | 0.00041639 | 912.25 | 6.1882e-05 | 912.25 | 0.002514 | 690.7394 | 3.0917e-05 | 690.7394 | 2.149e-05 | 689.231 | 0 | 917.6337 | -0.0011149 | 1020.7082 | 0.0068 | 917.6337 | -0.0031951 | 1020.8038 | 0 | 1020.7082 | 0.00866 | 690.7394 | 5.6243e-06
| 689.356 | 0.00039229 | 917.8748 | -0.00066915 | 689.356 | 0.00199 | 917.8748 | 0.00045897 | 690.8602 | 3.2289e-05 | 917.8748 | 0.0010176 | 690.8602 | 1.3486e-05 | 912.49 | -0.00038786 | 689.356 | 0.00207 | 912.49 | -0.00039012 | 912.49 | 0.0002384 | 690.8602 | 1.4966e-05 | 690.8602 | 1.0377e-05 | 689.356 | 0.00217 | 917.8748 | 0.00059152 | 1020.8767 | 0.00825 | 917.8748 | -0.0051194 | 1020.9738 | 8.9995e-05 | 1020.8767 | 0.00866 | 690.8602 | 1.6036e-06
| 689.481 | 0 | 918.116 | -0.0010095 | 689.481 | 0 | 918.116 | -0.003097 | 690.9809 | 0 | 918.116 | -0.003172 | 690.9809 | 2.7689e-05 | 912.73 | -0.001366 | 689.481 | 0.00132 | 912.73 | 0.001095 | 912.73 | 0.0015712 | 690.9809 | 3.0483e-05 | 690.9809 | 2.0205e-05 | 689.481 | 0.00082272 | 918.116 | -0.0033373 | 1021.0453 | 0.00661 | 918.116 | -0.0038188 | 1021.1438 | 0 | 1021.0453 | 0.00889 | 690.9809 | 3.5609e-06
| 689.6059 | 0.00127 | 918.3571 | 0.0010388 | 689.6059 | 0.00058956 | 918.3571 | 0.00043609 | 691.1017 | 4.9907e-05 | 918.3571 | 0.0015871 | 691.1017 | 1.4337e-05 | 912.97 | -0.001231 | 689.6059 | 0.00261 | 912.97 | -0.00039012 | 912.97 | 0.0023515 | 691.1017 | 1.5845e-05 | 691.1017 | 1.0047e-05 | 689.6059 | 0.00082472 | 918.3571 | 0.0017547 | 1021.2139 | 0.0052 | 918.3571 | 0.0035144 | 1021.3138 | 5.0004e-05 | 1021.2139 | 0.00863 | 691.1017 | 1.9573e-06
| 689.7309 | 0 | 918.5983 | -0.0011891 | 689.7309 | 0 | 918.5983 | -0.0038826 | 691.2224 | 0 | 918.5983 | -0.0027754 | 691.2224 | 2.8999e-05 | 913.21 | -0.0013997 | 689.7309 | 0.00218 | 913.21 | -0.0030376 | 913.21 | -0.0015171 | 691.2224 | 3.1186e-05 | 691.2224 | 2.5662e-05 | 689.7309 | 0 | 918.5983 | 0.00085463 | 1021.3825 | 0.00506 | 918.5983 | -0.0046064 | 1021.4837 | 0 | 1021.3825 | 0.0088 | 691.2224 | 3.3251e-06
| 689.8559 | 0 | 918.8395 | -0.00046993 | 689.8559 | 0.00088435 | 918.8395 | 0.0027526 | 691.3432 | 4.9907e-05 | 918.8395 | 0.001365 | 691.3432 | 1.4864e-05 | 913.45 | 1.6864e-05 | 689.8559 | 0.00147 | 913.45 | -0.00058385 | 913.45 | 0.00040094 | 691.3432 | 1.5517e-05 | 691.3432 | 1.5823e-05 | 689.8559 | 0.00176 | 918.8395 | 0.0025432 | 1021.5511 | 0.00471 | 918.8395 | 0.00052463 | 1021.6537 | 6.9993e-05 | 1021.5511 | 0.00843 | 691.3432 | 1.3795e-06
| 689.981 | 0 | 919.0806 | -0.00091101 | 689.981 | 0 | 919.0806 | -0.0050242 | 691.4639 | 0 | 919.0806 | -0.0023229 | 691.4639 | 3.0333e-05 | 913.69 | -0.0010961 | 689.981 | 0.00027444 | 913.69 | -0.00026098 | 913.69 | -0.0022648 | 691.4639 | 3.0132e-05 | 691.4639 | 2.6727e-05 | 689.981 | 0 | 919.0806 | -0.001146 | 1021.7196 | 0.00798 | 919.0806 | -0.0048864 | 1021.8237 | 0 | 1021.7196 | 0.00874 | 691.4639 | 5.5064e-06
| 690.106 | 0.00169 | 919.3218 | 0.00021985 | 690.106 | 0.00179 | 919.3218 | -0.00049578 | 691.5847 | 3.2289e-05 | 919.3218 | 0.0014797 | 691.5847 | 1.5782e-05 | 913.93 | 0.0010961 | 690.106 | 0.00067647 | 913.93 | -0.0010036 | 913.93 | 0.00043346 | 691.5847 | 1.4697e-05 | 691.5847 | 1.1124e-05 | 690.106 | 0.00129 | 919.3218 | -0.0074805 | 1021.8882 | 0.0063 | 919.3218 | -0.00046627 | 1021.9937 | 5.0004e-05 | 1021.8882 | 0.00838 | 691.5847 | 4.1386e-06
| 690.231 | 0 | 919.563 | -0.0001011 | 690.231 | 0 | 919.563 | -0.0036607 | 691.7055 | 0 | 919.563 | -0.0025482 | 691.7055 | 3.1116e-05 | 914.18 | 0.0005565 | 690.231 | 0.00161 | 914.18 | -0.0013587 | 914.18 | -0.0015822 | 691.7055 | 2.8785e-05 | 691.7055 | 2.4169e-05 | 690.231 | 0.00035349 | 919.563 | -0.0037551 | 1022.0568 | 0.00545 | 919.563 | 0.0045201 | 1022.1637 | 0 | 1022.0568 | 0.00858 | 691.7055 | 5.2824e-06
| 690.3561 | 0.00073368 | 919.8042 | -1.7951e-05 | 690.3561 | 0.00128 | 919.8042 | 0.0013457 | 691.8262 | 3.2289e-05 | 919.8042 | 0.0013209 | 691.8262 | 1.5592e-05 | 914.42 | 0.00028669 | 690.3561 | 0.00056294 | 914.42 | -0.00026098 | 914.42 | 0.0027416 | 691.8262 | 1.4147e-05 | 691.8262 | 1.3045e-05 | 690.3561 | 0.00116 | 919.8042 | 0.00040464 | 1022.2254 | 0.00666 | 919.8042 | 0.002308 | 1022.3337 | 5.0004e-05 | 1022.2254 | 0.00828 | 691.8262 | 1.1437e-06
| 690.4811 | 0 | 920.0454 | -0.00077022 | 690.4811 | 0 | 920.0454 | -0.0020132 | 691.947 | 0 | 920.0454 | -0.0022114 | 691.947 | 3.1195e-05 | 914.66 | 0.00028669 | 690.4811 | 0.00118 | 914.66 | 0.00083675 | 914.66 | 0.0017988 | 691.947 | 2.9851e-05 | 691.947 | 2.4806e-05 | 690.4811 | 0 | 920.0454 | -0.00091515 | 1022.394 | 0.00656 | 920.0454 | 4.0296e-05 | 1022.5036 | 0 | 1022.394 | 0.00849 | 691.947 | 1.6036e-06
| 690.6062 | 0.000554 | 920.2866 | 0.00013891 | 690.6062 | 0.00165 | 920.2866 | 0.001881 | 692.0677 | 4.9907e-05 | 920.2866 | 0.0013432 | 692.0677 | 1.5961e-05 | 914.9 | 0.00015177 | 690.6062 | 0.00090353 | 914.9 | -0.0013909 | 914.9 | -0.0011595 | 692.0677 | 1.5763e-05 | 692.0677 | 1.1761e-05 | 690.6062 | 0.00126 | 920.2866 | 0.0050599 | 1022.5625 | 0.00751 | 920.2866 | 0.0056983 | 1022.6736 | 6.9993e-05 | 1022.5625 | 0.00819 | 692.0677 | 4.5985e-07
| 690.7313 | 0 | 920.5278 | -0.00050519 | 690.7313 | 0 | 920.5278 | -0.0027872 | 692.1885 | 0 | 920.5278 | -0.0028008 | 692.1885 | 3.1374e-05 | 915.14 | 0.00062396 | 690.7313 | 0.00294 | 915.14 | 0.00057846 | 915.14 | -0.0010945 | 692.1885 | 3.0565e-05 | 692.1885 | 2.2884e-05 | 690.7313 | 0 | 920.5278 | -0.0053823 | 1022.7311 | 0.0055 | 920.5278 | 0.00070238 | 1022.8436 | 0 | 1022.7311 | 0.00838 | 692.1885 | 4.3627e-06
| 690.8564 | 0.000554 | 920.769 | -0.0003538 | 690.8564 | 0.0002601 | 920.769 | -0.00084101 | 692.3093 | 4.9907e-05 | 920.769 | 0.00081238 | 692.3093 | 1.567e-05 | 915.38 | 5.0592e-05 | 690.8564 | 0.00238 | 915.38 | 0.0025157 | 915.38 | 0.0030016 | 692.3093 | 1.4943e-05 | 692.3093 | 1.1124e-05 | 690.8564 | 7.4971e-05 | 920.769 | -0.002867 | 1022.8997 | 0.00594 | 920.769 | 0.0050809 | 1023.0136 | 6.9993e-05 | 1022.8997 | 0.00813 | 692.3093 | 3.9028e-06
| 690.9815 | 0 | 921.0103 | -0.00075488 | 690.9815 | 0 | 921.0103 | -0.0028319 | 692.43 | 0 | 921.0103 | -0.0026719 | 692.43 | 2.994e-05 | 915.62 | -0.0024453 | 690.9815 | 0.00218 | 915.62 | -0.0017461 | 915.62 | -0.0016472 | 692.43 | 2.9031e-05 | 692.43 | 2.3521e-05 | 690.9815 | 0 | 921.0103 | -0.00060854 | 1023.0683 | 0.00598 | 921.0103 | 0.0011302 | 1023.1836 | 0 | 1023.0683 | 0.00823 | 692.43 | 5.9662e-06
| 691.1066 | 0.00098522 | 921.2515 | -0.00043266 | 691.1066 | 0.00081498 | 921.2515 | 0.0011911 | 692.5508 | 4.9907e-05 | 921.2515 | 0.0015116 | 692.5508 | 1.4528e-05 | 915.86 | 0.00065769 | 691.1066 | 0.00227 | 915.86 | -0.00087442 | 915.86 | 0.00027091 | 692.5508 | 1.417e-05 | 692.5508 | 1.2408e-05 | 691.1066 | 0.00093719 | 921.2515 | 0.0026607 | 1023.2369 | 0.00605 | 921.2515 | 0.0043409 | 1023.3536 | 6.9993e-05 | 1023.2369 | 0.00775 | 692.5508 | 2.0634e-06
| 691.2317 | 0 | 921.4927 | -0.00051371 | 691.2317 | 0 | 921.4927 | -0.0047991 | 692.6716 | 0 | 921.4927 | -0.0031183 | 692.6716 | 2.7532e-05 | 916.1 | -0.001737 | 691.2317 | 0.00084224 | 916.1 | -0.0015202 | 916.1 | -0.00041178 | 692.6716 | 3.012e-05 | 692.6716 | 2.5454e-05 | 691.2317 | 0 | 921.4927 | -0.0049074 | 1023.4054 | 0.00529 | 921.4927 | 0.0013015 | 1023.5236 | 0 | 1023.4054 | 0.00797 | 692.6716 | 5.8601e-06
| 691.3569 | 0.00066181 | 921.734 | 0.00033947 | 691.3569 | 0.00213 | 921.734 | -0.0007763 | 692.7923 | 3.2289e-05 | 921.734 | 0.0015969 | 692.7923 | 1.315e-05 | 916.34 | 1.6864e-05 | 691.3569 | 0.00019395 | 916.34 | -0.0028761 | 916.34 | 0.00059601 | 692.7923 | 1.6091e-05 | 692.7923 | 1.3045e-05 | 691.3569 | 0.00165 | 921.734 | 0.0044814 | 1023.574 | 0.00673 | 921.734 | 0.0076945 | 1023.6936 | 6.9993e-05 | 1023.574 | 0.0078 | 692.7923 | 3.7849e-06
| 691.482 | 0 | 921.9752 | -0.0011272 | 691.482 | 0 | 921.9752 | -0.0041203 | 692.9131 | 0 | 921.9752 | -0.002287 | 692.9131 | 2.7174e-05 | 916.58 | -0.00099496 | 691.482 | 0.0006719 | 916.58 | -0.00016412 | 916.58 | 0.0024815 | 692.9131 | 3.1326e-05 | 692.9131 | 2.4169e-05 | 691.482 | 0 | 921.9752 | -0.00056081 | 1023.7426 | 0.00591 | 921.9752 | -0.0048314 | 1023.8636 | 0 | 1023.7426 | 0.0082 | 692.9131 | 6.6619e-06
| 691.6071 | 0.00015871 | 922.2165 | -0.00034105 | 691.6071 | 0.0016 | 922.2165 | 0.00012094 | 693.0339 | 6.7514e-05 | 922.2165 | 0.0012643 | 693.0339 | 1.4192e-05 | 916.83 | -0.00069142 | 691.6071 | 0.00050617 | 916.83 | -0.0019399 | 916.83 | 1.0836e-05 | 693.0339 | 1.5329e-05 | 693.0339 | 1.1124e-05 | 691.6071 | 0.00097468 | 922.2165 | 0.0017933 | 1023.9112 | 0.00679 | 922.2165 | 0.00078053 | 1024.0336 | 6.9993e-05 | 1023.9112 | 0.008 | 693.0339 | 2.8652e-06
| 691.7323 | 0 | 922.4577 | -0.00050375 | 691.7323 | 0 | 922.4577 | -0.0022848 | 693.1547 | 0 | 922.4577 | -0.0029092 | 693.1547 | 2.7275e-05 | 917.07 | -0.0019057 | 691.7323 | 0.0009558 | 917.07 | 0.00054618 | 917.07 | 0.00030341 | 693.1547 | 3.0343e-05 | 693.1547 | 2.4169e-05 | 691.7323 | 0 | 922.4577 | -0.0030969 | 1024.0798 | 0.0054 | 922.4577 | -0.0036018 | 1024.2036 | 0 | 1024.0798 | 0.00826 | 693.1547 | 3.5609e-06
| 691.8575 | 0.00057197 | 922.699 | -0.00064336 | 691.8575 | 0.00218 | 922.699 | -0.00070507 | 693.2754 | 1.4682e-05 | 922.699 | 0.0010875 | 693.2754 | 1.3352e-05 | 917.31 | 0.00062396 | 691.8575 | 0.00215 | 917.31 | -3.4977e-05 | 917.31 | -8.6692e-05 | 693.2754 | 1.5166e-05 | 693.2754 | 1.3045e-05 | 691.8575 | 0.00141 | 922.699 | -0.0037473 | 1024.2484 | 0.00586 | 922.699 | 0.0016136 | 1024.3736 | 6.9993e-05 | 1024.2484 | 0.0081 | 693.2754 | 6.8388e-07
| 691.9827 | 0 | 922.9403 | -0.00096633 | 691.9827 | 0 | 922.9403 | -0.0032203 | 693.3962 | 0 | 922.9403 | -0.0026311 | 693.3962 | 2.7073e-05 | 917.55 | 0.0005565 | 691.9827 | 0.00081385 | 917.55 | -0.0012941 | 917.55 | -0.0020698 | 693.3962 | 2.9945e-05 | 693.3962 | 2.8012e-05 | 691.9827 | 0 | 922.9403 | -0.00038227 | 1024.4169 | 0.00937 | 922.9403 | -0.0045118 | 1024.5437 | 0 | 1024.4169 | 0.00832 | 693.3962 | 4.4806e-06
| 692.1079 | 0.00032042 | 923.1816 | 0.0001148 | 692.1079 | 0.00165 | 923.1816 | 0.0014332 | 693.517 | 6.7514e-05 | 923.1816 | 0.0018445 | 693.517 | 1.3956e-05 | 917.79 | 0.0021416 | 692.1079 | 0.00181 | 917.79 | -0.00013183 | 917.79 | 0.0009211 | 693.517 | 1.5072e-05 | 693.517 | 1.4967e-05 | 692.1079 | 0.0018 | 923.1816 | 0.0013936 | 1024.5855 | 0.00679 | 923.1816 | 0.0059645 | 1024.7137 | 6.9993e-05 | 1024.5855 | 0.00801 | 693.517 | 3.7849e-06
| 692.2331 | 0 | 923.4228 | -0.00069636 | 692.2331 | 0 | 923.4228 | -0.0047461 | 693.6378 | 0 | 923.4228 | -0.0025123 | 693.6378 | 2.751e-05 | 918.03 | 8.4319e-05 | 692.2331 | 0 | 918.03 | -0.0012296 | 918.03 | -0.0010295 | 693.6378 | 2.9945e-05 | 693.6378 | 2.4806e-05 | 692.2331 | 0 | 923.4228 | -0.0010604 | 1024.7541 | 0.00708 | 923.4228 | -0.0020802 | 1024.8837 | 0 | 1024.7541 | 0.00811 | 693.6378 | 6.544e-06
| 692.3583 | 0.00087741 | 923.6641 | -1.792e-05 | 692.3583 | 0.00102 | 923.6641 | 0.0006735 | 693.7586 | 6.7514e-05 | 923.6641 | 0.0013834 | 693.7586 | 1.371e-05 | 918.27 | 0.0010287 | 692.3583 | 0.00036425 | 918.27 | -0.0013909 | 918.27 | 0.00014088 | 693.7586 | 1.5166e-05 | 693.7586 | 9.8388e-06 | 692.3583 | 0.00086221 | 923.6641 | -0.0023018 | 1024.9227 | 0.00619 | 923.6641 | 0.0014599 | 1025.0537 | 3.0002e-05 | 1024.9227 | 0.0079 | 693.7586 | 2.7591e-06
| 692.4835 | 0 | 923.9054 | -0.000371 | 692.4835 | 0 | 923.9054 | -0.0036402 | 693.8793 | 0 | 923.9054 | -0.0030676 | 693.8793 | 2.7409e-05 | 918.51 | -0.001602 | 692.4835 | 0 | 918.51 | -0.0014233 | 918.51 | -0.001062 | 693.8793 | 3.1525e-05 | 693.8793 | 1.903e-05 | 692.4835 | 0 | 923.9054 | -0.0027991 | 1025.0913 | 0.00601 | 923.9054 | -0.00096797 | 1025.2237 | 0 | 1025.0913 | 0.00815 | 693.8793 | 4.3627e-06
| 692.6087 | 0.00169 | 924.1467 | -0.00030178 | 692.6087 | 0.00187 | 924.1467 | -0.0008211 | 694.0001 | 3.2289e-05 | 924.1467 | 0.001776 | 694.0001 | 1.3766e-05 | 918.75 | -0.00099496 | 692.6087 | 0.00141 | 918.75 | 0.0013856 | 918.75 | -0.00047681 | 694.0001 | 1.6582e-05 | 694.0001 | 9.191e-06 | 692.6087 | 0.00086221 | 924.1467 | 0.0019973 | 1025.2598 | 0.0067 | 924.1467 | 0.0023063 | 1025.3937 | 8.9995e-05 | 1025.2598 | 0.00789 | 694.0001 | 1.6036e-06
| 692.734 | 0 | 924.388 | -0.00093839 | 692.734 | 0 | 924.388 | -0.0018251 | 694.1209 | 0 | 924.388 | -0.0028641 | 694.1209 | 2.8159e-05 | 918.99 | -8.4319e-05 | 692.734 | 0.00107 | 918.99 | -0.0017139 | 918.99 | 0.00046596 | 694.1209 | 3.0917e-05 | 694.1209 | 2.0315e-05 | 692.734 | 5.3176e-05 | 924.388 | -0.0060302 | 1025.4284 | 0.00471 | 924.388 | 0.001043 | 1025.5637 | 0 | 1025.4284 | 0.00796 | 694.1209 | 2.6412e-06
| 692.8593 | 0.00167 | 924.6294 | -0.00010039 | 692.8593 | 0.00224 | 924.6294 | -0.00092505 | 694.2417 | 3.2289e-05 | 924.6294 | 0.00087071 | 694.2417 | 1.4416e-05 | 919.23 | -0.00062396 | 692.8593 | 0.00227 | 919.23 | 0.00073989 | 919.23 | 0.0017013 | 694.2417 | 1.4416e-05 | 694.2417 | 1.1124e-05 | 692.8593 | 0 | 924.6294 | 0.0032448 | 1025.597 | 0.00758 | 924.6294 | -0.00073454 | 1025.7338 | 5.0004e-05 | 1025.597 | 0.00775 | 694.2417 | 1.0376e-06
| 692.9845 | 0 | 924.8707 | -0.00084929 | 692.9845 | 0 | 924.8707 | -0.0032775 | 694.3625 | 0 | 924.8707 | -0.0023156 | 694.3625 | 2.9123e-05 | 919.48 | -0.00032042 | 692.9845 | 0.0022 | 919.48 | 0.00022331 | 919.48 | -0.00028175 | 694.3625 | 2.9968e-05 | 694.3625 | 2.4169e-05 | 692.9845 | 0 | 924.8707 | -0.0040033 | 1025.7656 | 0.00837 | 924.8707 | -0.0021712 | 1025.9038 | 0 | 1025.7656 | 0.00802 | 694.3625 | 4.7046e-06
| 693.1098 | 0.00069774 | 925.112 | -0.00034692 | 693.1098 | 0.00128 | 925.112 | 0.00027597 | 694.4833 | 1.4682e-05 | 925.112 | 0.0014484 | 694.4833 | 1.4819e-05 | 919.72 | 0.0019057 | 693.1098 | 0.00193 | 919.72 | -0.00093899 | 919.72 | -0.0018096 | 694.4833 | 1.5599e-05 | 694.4833 | 1.3045e-05 | 693.1098 | 0.00124 | 925.112 | 0.00014336 | 1025.9342 | 0.00573 | 925.112 | 0.0044378 | 1026.0738 | 5.0004e-05 | 1025.9342 | 0.00768 | 694.4833 | 3.6788e-06
| 693.2351 | 0 | 925.3533 | -0.0013088 | 693.2351 | 0 | 925.3533 | -0.0043437 | 694.6041 | 0 | 925.3533 | -0.0024123 | 694.6041 | 2.9291e-05 | 919.96 | -0.0012985 | 693.2351 | 0.00141 | 919.96 | -0.00064841 | 919.96 | -0.0019397 | 694.6041 | 3.0261e-05 | 694.6041 | 2.7375e-05 | 693.2351 | 0 | 925.3533 | 4.2776e-05 | 1026.1028 | 0.00793 | 925.3533 | -0.0069988 | 1026.2438 | 0 | 1026.1028 | 0.00793 | 694.6041 | 6.7798e-06
| 693.3604 | 0.00102 | 925.5947 | -2.9256e-06 | 693.3604 | 0.0002601 | 925.5947 | 0.00061079 | 694.7248 | 4.9907e-05 | 925.5947 | 0.0015128 | 694.7248 | 1.4651e-05 | 920.2 | -0.00015177 | 693.3604 | 0.0011 | 920.2 | -0.0011327 | 920.2 | -0.0014196 | 694.7248 | 1.4721e-05 | 694.7248 | 1.433e-05 | 693.3604 | 0.00074975 | 925.5947 | -0.003876 | 1026.2713 | 0.0071 | 925.5947 | 0.0027273 | 1026.4139 | 1.0001e-05 | 1026.2713 | 0.00751 | 694.7248 | 3.101e-06
| 693.4857 | 0 | 925.836 | -0.00090361 | 693.4857 | 0 | 925.836 | -0.0035063 | 694.8456 | 0 | 925.836 | -0.00255 | 694.8456 | 2.7723e-05 | 920.44 | -0.00028669 | 693.4857 | 0.00232 | 920.44 | -0.0004547 | 920.44 | -0.00050931 | 694.8456 | 2.9172e-05 | 694.8456 | 2.8012e-05 | 693.4857 | 0 | 925.836 | -0.0066582 | 1026.4399 | 0.00986 | 925.836 | -0.0025825 | 1026.5839 | 0 | 1026.4399 | 0.00782 | 694.8456 | 5.8601e-06
| 693.611 | 0.00094928 | 926.0774 | 0.00054381 | 693.611 | 0.0017 | 926.0774 | 2.3003e-05 | 694.9664 | 6.7514e-05 | 926.0774 | 0.001905 | 694.9664 | 1.3307e-05 | 920.68 | 1.6864e-05 | 693.611 | 0.00167 | 920.68 | 0.00067532 | 920.68 | 0.0011487 | 694.9664 | 1.4826e-05 | 694.9664 | 1.3682e-05 | 693.611 | 0.00135 | 926.0774 | 0.0040947 | 1026.6085 | 0.00612 | 926.0774 | 0.0052307 | 1026.7539 | 5.0004e-05 | 1026.6085 | 0.00765 | 694.9664 | 2.7591e-06
| 693.7364 | 0 | 926.3187 | -0.00058675 | 693.7364 | 0 | 926.3187 | -0.0025712 | 695.0872 | 0 | 926.3187 | -0.0021883 | 695.0872 | 2.5628e-05 | 920.92 | 0.00015177 | 693.7364 | 0.00238 | 920.92 | -3.4977e-05 | 920.92 | -0.00096444 | 695.0872 | 3.0237e-05 | 695.0872 | 2.8012e-05 | 693.7364 | 0 | 926.3187 | -0.00033255 | 1026.7771 | 0.00461 | 926.3187 | 0.0049672 | 1026.924 | 0 | 1026.7771 | 0.00797 | 695.0872 | 4.1386e-06
| 693.8617 | 0.00138 | 926.5601 | -0.00078528 | 693.8617 | 0.00135 | 926.5601 | 0.00044789 | 695.208 | 3.2289e-05 | 926.5601 | 0.0014898 | 695.208 | 1.259e-05 | 921.16 | 0.00089378 | 693.8617 | 0.00133 | 921.16 | 0.0017085 | 921.16 | -0.00057433 | 695.208 | 1.5821e-05 | 695.208 | 1.433e-05 | 693.8617 | 0.00191 | 926.5601 | 0.0030196 | 1026.9457 | 0.00575 | 926.5601 | 0.0070611 | 1027.094 | 5.0004e-05 | 1026.9457 | 0.00765 | 695.208 | 1.3795e-06
| 693.9871 | 0 | 926.8014 | -0.00043422 | 693.9871 | 0 | 926.8014 | -0.0034814 | 695.3288 | 0 | 926.8014 | -0.0030509 | 695.3288 | 2.6882e-05 | 921.4 | -0.001231 | 693.9871 | 0.00167 | 921.4 | -0.0013264 | 921.4 | -0.0013871 | 695.3288 | 2.8844e-05 | 695.3288 | 2.6947e-05 | 693.9871 | 0 | 926.8014 | -0.002283 | 1027.1143 | 0.00582 | 926.8014 | -0.0023727 | 1027.264 | 0 | 1027.1143 | 0.0077 | 695.3288 | 3.2189e-06
| 694.1124 | 0.00113 | 927.0428 | 0.00063787 | 694.1124 | 0.00106 | 927.0428 | 0.0014165 | 695.4496 | 4.9907e-05 | 927.0428 | 0.0017105 | 695.4496 | 1.4573e-05 | 921.64 | 0.00048905 | 694.1124 | 0.00153 | 921.64 | 0.0015793 | 921.64 | 0.0023515 | 695.4496 | 1.3491e-05 | 695.4496 | 1.3474e-05 | 694.1124 | 0.00089971 | 927.0428 | 0.0054856 | 1027.2828 | 0.00661 | 927.0428 | 0.003405 | 1027.4341 | 5.0004e-05 | 1027.2828 | 0.00741 | 695.4496 | 1.8394e-06
| 694.2378 | 0 | 927.2842 | -0.001685 | 694.2378 | 0 | 927.2842 | -0.0024052 | 695.5704 | 0 | 927.2842 | -0.0022388 | 695.5704 | 2.8585e-05 | 921.89 | -0.0010287 | 694.2378 | 7.5708e-05 | 921.89 | -0.00029326 | 921.89 | 0.00062851 | 695.5704 | 2.95e-05 | 695.5704 | 2.6519e-05 | 694.2378 | 0 | 927.2842 | -0.0036139 | 1027.4514 | 0.0065 | 927.2842 | 0.0012115 | 1027.6041 | 0 | 1027.4514 | 0.00782 | 695.5704 | 5.9662e-06
| 694.3632 | 0.0005001 | 927.5256 | -0.00046334 | 694.3632 | 0.00116 | 927.5256 | 0.0020543 | 695.6912 | 3.2289e-05 | 927.5256 | 0.0019612 | 695.6912 | 1.4214e-05 | 922.13 | -0.00028669 | 694.3632 | 0.00136 | 922.13 | 0.00054618 | 922.13 | 0.00053099 | 695.6912 | 1.6278e-05 | 695.6912 | 1.3902e-05 | 694.3632 | 0.00089971 | 927.5256 | 0.00046571 | 1027.62 | 0.00705 | 927.5256 | 0.00030912 | 1027.7742 | 5.0004e-05 | 1027.62 | 0.00753 | 695.6912 | 4.1386e-06
| 694.4886 | 0 | 927.767 | -0.00049058 | 694.4886 | 0 | 927.767 | -0.0025236 | 695.812 | 0 | 927.767 | -0.0019822 | 695.812 | 2.686e-05 | 922.37 | -0.001231 | 694.4886 | 0.00152 | 922.37 | 0.00080447 | 922.37 | -0.00037928 | 695.812 | 3.0401e-05 | 695.812 | 2.6727e-05 | 694.4886 | 0 | 927.767 | -0.00067638 | 1027.7886 | 0.00795 | 927.767 | -9.9719e-05 | 1027.9442 | 0 | 1027.7886 | 0.00776 | 695.812 | 7.8056e-06
| 694.614 | 0.0016 | 928.0084 | -0.00076642 | 694.614 | 0.00081498 | 928.0084 | 0.0013797 | 695.9328 | 6.7514e-05 | 928.0084 | 0.0013703 | 695.9328 | 1.278e-05 | 922.61 | -0.00099496 | 694.614 | 0.00204 | 922.61 | -0.001843 | 922.61 | 0.0002384 | 695.9328 | 1.4346e-05 | 695.9328 | 1.3682e-05 | 694.614 | 0.00093719 | 928.0084 | -0.0013533 | 1027.9572 | 0.00802 | 928.0084 | 0.0057601 | 1028.1143 | 5.0004e-05 | 1027.9572 | 0.00737 | 695.9328 | 3.6788e-06
| 694.7394 | 0 | 928.2498 | -2.0578e-05 | 694.7394 | 0 | 928.2498 | -0.004645 | 696.0536 | 0 | 928.2498 | -0.0021565 | 696.0536 | 2.7487e-05 | 922.85 | -0.0029512 | 694.7394 | 0.00252 | 922.85 | -0.0018108 | 922.85 | -0.0010295 | 696.0536 | 2.964e-05 | 696.0536 | 2.5454e-05 | 694.7394 | 0 | 928.2498 | 0.0016143 | 1028.1257 | 0.00598 | 928.2498 | -0.0012249 | 1028.2843 | 0 | 1028.1257 | 0.00774 | 696.0536 | 7.2279e-06
| 694.8648 | 0.00094928 | 928.4912 | -0.00024088 | 694.8648 | 0.00144 | 928.4912 | 0.0015842 | 696.1744 | 3.2289e-05 | 928.4912 | 0.0019855 | 696.1744 | 1.4785e-05 | 923.09 | -0.0018044 | 694.8648 | 0.00232 | 923.09 | 0.0024833 | 923.09 | 0.0014737 | 696.1744 | 1.5564e-05 | 696.1744 | 1.1761e-05 | 694.8648 | 0.00131 | 928.4912 | 0.0023617 | 1028.2943 | 0.00552 | 928.4912 | 0.0043359 | 1028.4544 | 5.0004e-05 | 1028.2943 | 0.00736 | 696.1744 | 3.5609e-06
| 694.9903 | 0 | 928.7326 | -0.00061365 | 694.9903 | 0 | 928.7326 | -0.0040017 | 696.2952 | 0 | 928.7326 | -0.0031957 | 696.2952 | 2.9526e-05 | 923.33 | -0.00048905 | 694.9903 | 0.00152 | 923.33 | -0.0012941 | 923.33 | -0.00047681 | 696.2952 | 3.0319e-05 | 696.2952 | 2.5454e-05 | 694.9903 | 0 | 928.7326 | 0.0026687 | 1028.4629 | 0.00696 | 928.7326 | 0.00068328 | 1028.6244 | 0 | 1028.4629 | 0.00762 | 696.2952 | 6.4261e-06
| 695.1157 | 0.000554 | 928.974 | -4.5244e-05 | 695.1157 | 0.00234 | 928.974 | 0.0020855 | 696.416 | 3.2289e-05 | 928.974 | 0.0012342 | 696.416 | 1.5121e-05 | 923.57 | 0.0015346 | 695.1157 | 0.00281 | 923.57 | 0.0020636 | 923.57 | 0.00075855 | 696.416 | 1.4943e-05 | 696.416 | 1.3682e-05 | 695.1157 | 0.00101 | 928.974 | 0.0087529 | 1028.6315 | 0.00584 | 928.974 | -0.00070003 | 1028.7945 | 6.9993e-05 | 1028.6315 | 0.00725 | 696.416 | 2.8652e-06
| 695.2412 | 0 | 929.2154 | -0.00079791 | 695.2412 | 0 | 929.2154 | -0.0034449 | 696.5368 | 0 | 929.2154 | -0.0030528 | 696.5368 | 2.9358e-05 | 923.81 | -0.001231 | 695.2412 | 0.00092742 | 923.81 | -0.0021982 | 923.81 | -0.0011595 | 696.5368 | 2.8949e-05 | 696.5368 | 2.6091e-05 | 695.2412 | 0.00020334 | 929.2154 | -0.0011485 | 1028.8001 | 0.00951 | 929.2154 | -0.0031398 | 1028.9645 | 0 | 1028.8001 | 0.00755 | 696.5368 | 1.0329e-05
| 695.3667 | 0.00098522 | 929.4569 | -0.0014159 | 695.3667 | 0.00172 | 929.4569 | -2.3639e-05 | 696.6577 | 3.2289e-05 | 929.4569 | 0.0015966 | 696.6577 | 1.4573e-05 | 924.05 | -0.00038786 | 695.3667 | 0.00204 | 924.05 | -0.0013587 | 924.05 | -0.0016797 | 696.6577 | 1.4416e-05 | 696.6577 | 1.2408e-05 | 695.3667 | 0.0001687 | 929.4569 | 0.0011256 | 1028.9687 | 0.00753 | 929.4569 | -0.0040385 | 1029.1346 | 8.9995e-05 | 1028.9687 | 0.00716 | 696.6577 | 7.4637e-06
| 695.4921 | 0 | 929.6983 | -0.00033834 | 695.4921 | 0 | 929.6983 | -0.0020307 | 696.7785 | 0 | 929.6983 | -0.002439 | 696.7785 | 2.8036e-05 | 924.3 | 0.00048905 | 695.4921 | 0.00098419 | 924.3 | -0.0019399 | 924.3 | -0.00018422 | 696.7785 | 2.7731e-05 | 696.7785 | 2.6727e-05 | 695.4921 | 0 | 929.6983 | -0.00049428 | 1029.1372 | 0.00622 | 929.6983 | 0.0039661 | 1029.3046 | 0 | 1029.1372 | 0.0074 | 696.7785 | 1.0907e-05
| 695.6176 | 0.00127 | 929.9398 | 0.00028526 | 695.6176 | 0.00161 | 929.9398 | 0.00080508 | 696.8993 | 6.7514e-05 | 929.9398 | 0.0012097 | 696.8993 | 1.3822e-05 | 924.54 | 0.00028669 | 695.6176 | 0.00158 | 924.54 | -0.0012619 | 924.54 | -0.00054182 | 696.8993 | 1.3667e-05 | 696.8993 | 1.433e-05 | 695.6176 | 0.00082472 | 929.9398 | 8.4296e-05 | 1029.3058 | 0.00761 | 929.9398 | 0.00063252 | 1029.4747 | 6.9993e-05 | 1029.3058 | 0.00714 | 696.8993 | 3.443e-06
| 695.7431 | 0 | 930.1812 | -0.0009825 | 695.7431 | 0 | 930.1812 | -0.0041292 | 697.0201 | 0 | 930.1812 | -0.0031638 | 697.0201 | 2.7308e-05 | 924.78 | -0.00032042 | 695.7431 | 0.00232 | 924.78 | 0.001095 | 924.78 | -0.00018422 | 697.0201 | 2.8633e-05 | 697.0201 | 2.4806e-05 | 695.7431 | 0 | 930.1812 | -0.0079836 | 1029.4744 | 0.00694 | 930.1812 | -0.00079161 | 1029.6448 | 0 | 1029.4744 | 0.00748 | 697.0201 | 6.7798e-06
| 695.8686 | 0.00116 | 930.4227 | -0.00027009 | 695.8686 | 0.00217 | 930.4227 | -0.0010501 | 697.1409 | 3.2289e-05 | 930.4227 | 0.0018935 | 697.1409 | 1.38e-05 | 925.02 | -0.00025296 | 695.8686 | 0.00204 | 925.02 | -0.00097128 | 925.02 | -0.0008344 | 697.1409 | 1.5247e-05 | 697.1409 | 1.0476e-05 | 695.8686 | 0.00035613 | 930.4227 | 0.00045409 | 1029.643 | 0.00589 | 930.4227 | -0.0050853 | 1029.8148 | 8.9995e-05 | 1029.643 | 0.00729 | 697.1409 | 3.3251e-06
| 695.9942 | 0 | 930.6641 | -0.00065981 | 695.9942 | 0 | 930.6641 | -0.0033691 | 697.2617 | 0 | 930.6641 | -0.0022344 | 697.2617 | 2.7073e-05 | 925.26 | 0.00082632 | 695.9942 | 0.00144 | 925.26 | -0.00080984 | 925.26 | 0.00036844 | 697.2617 | 2.964e-05 | 697.2617 | 2.1599e-05 | 695.9942 | 0 | 930.6641 | -0.005721 | 1029.8116 | 0.00663 | 930.6641 | 0.0026968 | 1029.9849 | 0 | 1029.8116 | 0.00754 | 697.2617 | 7.0038e-06
| 696.1197 | 0 | 930.9056 | -7.9188e-05 | 696.1197 | 0.00158 | 930.9056 | -0.00033208 | 697.3826 | 3.2289e-05 | 930.9056 | 0.0015589 | 697.3826 | 1.3553e-05 | 925.5 | 0.00086005 | 696.1197 | 0.00181 | 925.5 | -0.00013183 | 925.5 | 0.00066102 | 697.3826 | 1.4498e-05 | 697.3826 | 1.1761e-05 | 696.1197 | 0.00069352 | 930.9056 | -0.00061414 | 1029.9802 | 0.00735 | 930.9056 | 0.0035314 | 1030.155 | 3.0002e-05 | 1029.9802 | 0.00724 | 697.3826 | 3.6788e-06
| 696.2452 | 0 | 931.1471 | -0.00089003 | 696.2452 | 0 | 931.1471 | -0.004158 | 697.5034 | 0 | 931.1471 | -0.0028911 | 697.5034 | 2.835e-05 | 925.74 | 0.0013997 | 696.2452 | 0.00189 | 925.74 | 0.00022331 | 925.74 | -0.00047681 | 697.5034 | 2.8949e-05 | 697.5034 | 2.4806e-05 | 696.2452 | 0 | 931.1471 | -0.0043874 | 1030.1488 | 0.00707 | 931.1471 | -0.0015683 | 1030.325 | 0 | 1030.1488 | 0.00736 | 697.5034 | 5.1645e-06
| 696.3708 | 0.00062587 | 931.3885 | -6.3764e-05 | 696.3708 | 0.00147 | 931.3885 | -0.00025978 | 697.6242 | 1.4682e-05 | 931.3885 | 0.0017161 | 697.6242 | 1.5177e-05 | 925.98 | 0.0010624 | 696.3708 | 0.00039263 | 925.98 | 0.00099818 | 925.98 | -0.0017446 | 697.6242 | 1.4498e-05 | 697.6242 | 1.3682e-05 | 696.3708 | 0.00146 | 931.3885 | 0.0025122 | 1030.3173 | 0.00821 | 931.3885 | 0.0094679 | 1030.4951 | 3.0002e-05 | 1030.3173 | 0.00711 | 697.6242 | 1.4974e-06
| 696.4964 | 0 | 931.63 | -0.0003309 | 696.4964 | 0 | 931.63 | -0.0038009 | 697.745 | 0 | 931.63 | -0.0026958 | 697.745 | 2.8473e-05 | 926.22 | -0.0012648 | 696.4964 | 0.00169 | 926.22 | 0.00041703 | 926.22 | 0.0010836 | 697.745 | 2.9031e-05 | 697.745 | 2.6727e-05 | 696.4964 | 0 | 931.63 | -0.00096964 | 1030.4859 | 0.00578 | 931.63 | -0.0017251 | 1030.6652 | 0 | 1030.4859 | 0.00736 | 697.745 | 6.7798e-06
| 696.6219 | 0.00051807 | 931.8715 | 0.00058252 | 696.6219 | 0.00086701 | 931.8715 | 0.00046389 | 697.8658 | 4.9907e-05 | 931.8715 | 0.0021224 | 697.8658 | 1.3408e-05 | 926.47 | -0.0015008 | 696.6219 | 0.00369 | 926.47 | 0.0015793 | 926.47 | 0.00059601 | 697.8658 | 1.458e-05 | 697.8658 | 1.3682e-05 | 696.6219 | 0 | 931.8715 | 0.0016624 | 1030.6545 | 0.00633 | 931.8715 | 0.0045166 | 1030.8353 | 5.0004e-05 | 1030.6545 | 0.0071 | 697.8658 | 5.2824e-06
| 696.7475 | 0 | 932.113 | 0.00017247 | 696.7475 | 0 | 932.113 | -0.0024568 | 697.9867 | 0 | 932.113 | -0.0025235 | 697.9867 | 2.7409e-05 | 926.71 | -0.0005565 | 696.7475 | 0.00294 | 926.71 | -0.0013264 | 926.71 | -0.0028175 | 697.9867 | 2.8328e-05 | 697.9867 | 2.6091e-05 | 696.7475 | 0 | 932.113 | -0.0010509 | 1030.8231 | 0.00749 | 932.113 | -0.0012609 | 1031.0053 | 0 | 1030.8231 | 0.00739 | 697.9867 | 1.1591e-05
| 696.8731 | 0.00035636 | 932.3545 | 1.8464e-05 | 696.8731 | 0.00123 | 932.3545 | -0.00037949 | 698.1075 | 3.2289e-05 | 932.3545 | 0.00083864 | 698.1075 | 1.4192e-05 | 926.95 | 0.0014672 | 696.8731 | 0.00315 | 926.95 | -0.0010036 | 926.95 | -0.00073687 | 698.1075 | 1.3772e-05 | 698.1075 | 1.2408e-05 | 696.8731 | 0 | 932.3545 | 0.0012178 | 1030.9917 | 0.00594 | 932.3545 | 0.0020921 | 1031.1754 | 5.0004e-05 | 1030.9917 | 0.0072 | 698.1075 | 6.32e-06
| 696.9987 | 0 | 932.596 | -0.00087047 | 696.9987 | 0 | 932.596 | -0.0033904 | 698.2283 | 0 | 932.596 | -0.0028705 | 698.2283 | 2.7857e-05 | 927.19 | -0.00059023 | 696.9987 | 0.00152 | 927.19 | 0.00064304 | 927.19 | 0.00014088 | 698.2283 | 2.9827e-05 | 698.2283 | 2.3521e-05 | 696.9987 | 0 | 932.596 | -0.0018646 | 1031.1602 | 0.00563 | 932.596 | -5.7957e-05 | 1031.3455 | 0 | 1031.1602 | 0.00759 | 698.2283 | 7.5816e-06
| 697.1244 | 0.00094928 | 932.8375 | 0.00078403 | 697.1244 | 0.00064159 | 932.8375 | 0.00085382 | 698.3491 | 4.9907e-05 | 932.8375 | 0.001625 | 698.3491 | 1.3789e-05 | 927.43 | 0.001737 | 697.1244 | 0.00263 | 927.43 | -0.0013264 | 927.43 | -0.00031426 | 698.3491 | 1.6278e-05 | 698.3491 | 1.1124e-05 | 697.1244 | 0.00086221 | 932.8375 | 0.00033453 | 1031.3288 | 0.00628 | 932.8375 | 0.0063886 | 1031.5156 | 6.9993e-05 | 1031.3288 | 0.00729 | 698.3491 | 1.2616e-06
| 697.25 | 0 | 933.0791 | -0.0009009 | 697.25 | 0 | 933.0791 | -0.001721 | 698.47 | 0 | 933.0791 | -0.0028522 | 698.47 | 2.7823e-05 | 927.67 | -0.0011636 | 697.25 | 0.00113 | 927.67 | 0.0013211 | 927.67 | -0.0020372 | 698.47 | 3.0214e-05 | 698.47 | 2.6091e-05 | 697.25 | 0 | 933.0791 | 0.00056672 | 1031.4974 | 0.00603 | 933.0791 | 0.0021258 | 1031.6856 | 0 | 1031.4974 | 0.00771 | 698.47 | 5.0465e-06
| 697.3756 | 8.684e-05 | 933.3206 | 2.1498e-06 | 697.3756 | 0.00196 | 933.3206 | 0.000723 | 698.5908 | 3.2289e-05 | 933.3206 | 0.0021159 | 698.5908 | 1.4293e-05 | 927.91 | -0.0013997 | 697.3756 | 0.00306 | 927.91 | -6.7263e-05 | 927.91 | 0.00062851 | 698.5908 | 1.4182e-05 | 698.5908 | 1.4967e-05 | 697.3756 | 0 | 933.3206 | 0.0019349 | 1031.666 | 0.00695 | 933.3206 | 0.0033635 | 1031.8557 | 8.9995e-05 | 1031.666 | 0.00745 | 698.5908 | 3.7849e-06
| 697.5013 | 0 | 933.5621 | -0.0011031 | 697.5013 | 0 | 933.5621 | -0.0030868 | 698.7116 | 0 | 933.5621 | -0.0027741 | 698.7116 | 2.9078e-05 | 928.15 | -0.0016358 | 697.5013 | 0.00334 | 928.15 | -0.00061613 | 928.15 | 0.00010836 | 698.7116 | 2.9722e-05 | 698.7116 | 2.5454e-05 | 697.5013 | 0 | 933.5621 | -0.0074335 | 1031.8346 | 0.00527 | 933.5621 | -0.010456 | 1032.0258 | 0 | 1031.8346 | 0.00773 | 698.7116 | 1.1025e-05
| 697.6269 | 0.00042823 | 933.8037 | -2.3982e-05 | 697.6269 | 0.00229 | 933.8037 | -0.001657 | 698.8325 | 1.4682e-05 | 933.8037 | 0.0013629 | 698.8325 | 1.5054e-05 | 928.4 | 0.001231 | 697.6269 | 0.00295 | 928.4 | -0.0012941 | 928.4 | 0.0015387 | 698.8325 | 1.5763e-05 | 698.8325 | 1.0805e-05 | 697.6269 | 0.00116 | 933.8037 | 0.00015064 | 1032.0032 | 0.00823 | 933.8037 | -0.0016023 | 1032.1959 | 8.9995e-05 | 1032.0032 | 0.00724 | 698.8325 | 7.2279e-06
| 697.7526 | 0 | 934.0452 | -0.00071702 | 697.7526 | 0 | 934.0452 | -0.0044439 | 698.9533 | 0 | 934.0452 | -0.0032011 | 698.9533 | 2.8216e-05 | 928.64 | -0.00069142 | 697.7526 | 0.0007003 | 928.64 | -0.0032313 | 928.64 | -0.0025248 | 698.9533 | 3.0811e-05 | 698.9533 | 2.4487e-05 | 697.7526 | 0 | 934.0452 | 0.004034 | 1032.1717 | 0.00496 | 934.0452 | -0.0087817 | 1032.366 | 0 | 1032.1717 | 0.00752 | 698.9533 | 1.1944e-05
| 697.8783 | 0 | 934.2867 | -0.0007222 | 697.8783 | 0.00179 | 934.2867 | 0.0011898 | 699.0741 | 3.2289e-05 | 934.2867 | 0.0016722 | 699.0741 | 1.343e-05 | 928.88 | 0.0028162 | 697.8783 | 0.00397 | 928.88 | 0.0024833 | 928.88 | 0.00046596 | 699.0741 | 1.5072e-05 | 699.0741 | 1.4012e-05 | 697.8783 | 0.00105 | 934.2867 | 0.0089765 | 1032.3403 | 0.00709 | 934.2867 | -0.005985 | 1032.5361 | 8.9995e-05 | 1032.3403 | 0.00731 | 699.0741 | 4.7046e-06
| 698.004 | 0 | 934.5283 | -0.00034032 | 698.004 | 0 | 934.5283 | -0.0055795 | 699.195 | 0 | 934.5283 | -0.0024939 | 699.195 | 2.5449e-05 | 929.12 | -0.0010961 | 698.004 | 0.00209 | 929.12 | -0.0017139 | 929.12 | 0.00069354 | 699.195 | 3.1162e-05 | 699.195 | 2.62e-05 | 698.004 | 0 | 934.5283 | -0.0032318 | 1032.5089 | 0.00561 | 934.5283 | -0.0053197 | 1032.7062 | 0 | 1032.5089 | 0.00759 | 699.195 | 8.6074e-06
| 698.1297 | 0.00039229 | 934.7699 | -9.8083e-05 | 698.1297 | 0.00137 | 934.7699 | 0.00089404 | 699.3158 | 4.9907e-05 | 934.7699 | 0.0015172 | 699.3158 | 1.2176e-05 | 929.36 | 0.00048905 | 698.1297 | 0.00334 | 929.36 | -0.0010036 | 929.36 | -0.00099695 | 699.3158 | 1.6243e-05 | 699.3158 | 1.2507e-05 | 698.1297 | 0.00074975 | 934.7699 | 0.0025289 | 1032.6775 | 0.00682 | 934.7699 | 0.0048475 | 1032.8763 | 6.9993e-05 | 1032.6775 | 0.0072 | 699.3158 | 3.9028e-06
| 698.2554 | 0 | 935.0114 | -0.0015627 | 698.2554 | 0 | 935.0114 | -0.0030081 | 699.4366 | 0 | 935.0114 | -0.0030119 | 699.4366 | 2.5326e-05 | 929.6 | 0.00025296 | 698.2554 | 0.0015 | 929.6 | -0.00051927 | 929.6 | 0.0010836 | 699.4366 | 3.1678e-05 | 699.4366 | 2.1709e-05 | 698.2554 | 0 | 935.0114 | -0.0074734 | 1032.8461 | 0.0055 | 935.0114 | -0.0067529 | 1033.0464 | 0 | 1032.8461 | 0.00751 | 699.4366 | 8.0414e-06
| 698.3811 | 0.00082352 | 935.253 | -0.00036067 | 698.3811 | 0.00172 | 935.253 | 0.0014703 | 699.5575 | 3.2289e-05 | 935.253 | 0.0010097 | 699.5575 | 1.3217e-05 | 929.84 | 0.00062396 | 698.3811 | 0.00136 | 929.84 | -2.6905e-06 | 929.84 | -0.0010945 | 699.5575 | 1.5575e-05 | 699.5575 | 9.191e-06 | 698.3811 | 0.00073101 | 935.253 | 0.0047985 | 1033.0147 | 0.00589 | 935.253 | 0.0084192 | 1033.2165 | 5.0004e-05 | 1033.0147 | 0.00716 | 699.5575 | 4.1386e-06
| 698.5069 | 0 | 935.4946 | -0.0011952 | 698.5069 | 0 | 935.4946 | -0.0047888 | 699.6783 | 0 | 935.4946 | -0.0032694 | 699.6783 | 2.7196e-05 | 930.08 | -0.0014672 | 698.5069 | 0.00124 | 930.08 | -0.0020367 | 930.08 | -8.6692e-05 | 699.6783 | 3.1736e-05 | 699.6783 | 2.2236e-05 | 698.5069 | 0 | 935.4946 | -0.0019745 | 1033.1832 | 0.00793 | 935.4946 | -0.0028238 | 1033.3866 | 0 | 1033.1832 | 0.00729 | 699.6783 | 4.8225e-06
| 698.6326 | 0.00084148 | 935.7362 | -0.00030328 | 698.6326 | 0.0016 | 935.7362 | -0.0019334 | 699.7992 | 8.5132e-05 | 935.7362 | 0.0017362 | 699.7992 | 1.4024e-05 | 930.32 | 0.00082632 | 698.6326 | 0.00084678 | 930.32 | 0.0018376 | 930.32 | 0.00059601 | 699.7992 | 1.6407e-05 | 699.7992 | 1.3045e-05 | 698.6326 | 0 | 935.7362 | -0.0072727 | 1033.3518 | 0.00615 | 935.7362 | 0.0040676 | 1033.5567 | 6.9993e-05 | 1033.3518 | 0.00687 | 699.7992 | 6.8388e-07
| 698.7584 | 0 | 935.9777 | -0.00052457 | 698.7584 | 0 | 935.9777 | -0.0058515 | 699.92 | 0 | 935.9777 | -0.0028999 | 699.92 | 2.9078e-05 | 930.57 | -0.00075887 | 698.7584 | 0.00113 | 930.57 | -0.0016815 | 930.57 | -0.001257 | 699.92 | 3.1467e-05 | 699.92 | 2.7057e-05 | 698.7584 | 0 | 935.9777 | -0.0066726 | 1033.5204 | 0.00585 | 935.9777 | -0.0031998 | 1033.7268 | 0 | 1033.5204 | 0.00725 | 699.92 | 8.5013e-06
| 698.8841 | 0 | 936.2193 | 0.0002586 | 698.8841 | 0.00072829 | 936.2193 | 0.00094875 | 700.0409 | 4.9907e-05 | 936.2193 | 0.0016831 | 700.0409 | 1.5121e-05 | 930.81 | -0.0012648 | 698.8841 | 0.00309 | 930.81 | 0.001547 | 930.81 | 0.00020589 | 700.0409 | 1.5212e-05 | 700.0409 | 1.4012e-05 | 698.8841 | 0 | 936.2193 | 0.0076744 | 1033.689 | 0.00719 | 936.2193 | 0.0048816 | 1033.8969 | 6.9993e-05 | 1033.689 | 0.00718 | 700.0409 | 7.8056e-06
| 699.0099 | 0 | 936.4609 | -0.00070543 | 699.0099 | 0 | 936.4609 | -0.0038616 | 700.1617 | 0 | 936.4609 | -0.0029807 | 700.1617 | 2.9235e-05 | 931.05 | -0.00075887 | 699.0099 | 0.00052996 | 931.05 | -0.0015202 | 931.05 | -0.0008344 | 700.1617 | 2.9804e-05 | 700.1617 | 2.8979e-05 | 699.0099 | 0 | 936.4609 | -0.001071 | 1033.8576 | 0.00972 | 936.4609 | 0.0010714 | 1034.067 | 0 | 1033.8576 | 0.00749 | 700.1617 | 1.0789e-05
| 699.1357 | 0.00030245 | 936.7025 | -0.00019824 | 699.1357 | 0.00076297 | 936.7025 | 0.00018166 | 700.2826 | 1.4682e-05 | 936.7025 | 0.0019783 | 700.2826 | 1.4293e-05 | 931.29 | 0.00099496 | 699.1357 | 0.00343 | 931.29 | -0.0026824 | 931.29 | 7.5855e-05 | 700.2826 | 1.4826e-05 | 700.2826 | 1.4967e-05 | 699.1357 | 0.00029991 | 936.7025 | -0.0023334 | 1034.0262 | 0.00538 | 936.7025 | 0.0074076 | 1034.2371 | 8.9995e-05 | 1034.0262 | 0.00711 | 700.2826 | 2.9831e-06
| 699.2615 | 0 | 936.9442 | -0.00054646 | 699.2615 | 0 | 936.9442 | -0.0066166 | 700.4034 | 0 | 936.9442 | -0.0035648 | 700.4034 | 2.8137e-05 | 931.53 | 8.4319e-05 | 699.2615 | 0.00138 | 931.53 | -3.4977e-05 | 931.53 | 0.00036844 | 700.4034 | 3.0706e-05 | 700.4034 | 2.4806e-05 | 699.2615 | 0 | 936.9442 | -0.0046312 | 1034.1947 | 0.00478 | 936.9442 | -0.00042075 | 1034.4072 | 0 | 1034.1947 | 0.00745 | 700.4034 | 5.9662e-06
| 699.3873 | 0.00098522 | 937.1858 | -0.00022925 | 699.3873 | 0.00057222 | 937.1858 | 0.001175 | 700.5243 | 4.9907e-05 | 937.1858 | 0.0019013 | 700.5243 | 1.4001e-05 | 931.77 | 0.001231 | 699.3873 | 0.00244 | 931.77 | 0.0012565 | 931.77 | -5.4182e-05 | 700.5243 | 1.6255e-05 | 700.5243 | 9.8388e-06 | 699.3873 | 0.00041236 | 937.1858 | -0.0022166 | 1034.3633 | 0.00777 | 937.1858 | -0.0020679 | 1034.5773 | 5.0004e-05 | 1034.3633 | 0.00721 | 700.5243 | 2.9831e-06
| 699.5131 | 0 | 937.4274 | -0.0016206 | 699.5131 | 0 | 937.4274 | -0.0061541 | 700.6451 | 0 | 937.4274 | -0.0038467 | 700.6451 | 2.8473e-05 | 932.01 | -0.00048905 | 699.5131 | 0.00132 | 932.01 | 0.00012645 | 932.01 | -0.00089942 | 700.6451 | 2.9277e-05 | 700.6451 | 2.2884e-05 | 699.5131 | 0 | 937.4274 | -0.0037098 | 1034.5319 | 0.00682 | 937.4274 | -0.00040152 | 1034.7474 | 0 | 1034.5319 | 0.00752 | 700.6451 | 8.7253e-06
| 699.639 | 0.00087741 | 937.669 | -0.00028244 | 699.639 | 0.00039883 | 937.669 | 0.00040297 | 700.7659 | 3.2289e-05 | 937.669 | 0.00098955 | 700.7659 | 1.4584e-05 | 932.25 | 0.0017707 | 699.639 | 0.00272 | 932.25 | 0.00051389 | 932.25 | 0.00033593 | 700.7659 | 1.3339e-05 | 700.7659 | 1.3045e-05 | 699.639 | 0.00078724 | 937.669 | 0.00051226 | 1034.7005 | 0.00622 | 937.669 | 1.0121e-06 | 1034.9175 | 5.0004e-05 | 1034.7005 | 0.00712 | 700.7659 | 5.7422e-06
| 699.7648 | 0 | 937.9107 | -0.00079326 | 699.7648 | 0 | 937.9107 | -0.0055052 | 700.8868 | 0 | 937.9107 | -0.0037142 | 700.8868 | 2.835e-05 | 932.5 | 0.0016695 | 699.7648 | 0.0024 | 932.5 | -0.00013183 | 932.5 | 0.0015062 | 700.8868 | 2.9769e-05 | 700.8868 | 2.5454e-05 | 699.7648 | 0 | 937.9107 | -0.0040296 | 1034.8691 | 0.00722 | 937.9107 | -0.004755 | 1035.0876 | 0 | 1034.8691 | 0.00738 | 700.8868 | 1.2286e-05
| 699.8907 | 0.00076961 | 938.1523 | 7.2467e-05 | 699.8907 | 0.0012 | 938.1523 | -0.00030359 | 701.0077 | 6.7514e-05 | 938.1523 | 0.0021727 | 701.0077 | 1.3766e-05 | 932.74 | 0.0014334 | 699.8907 | 0.00386 | 932.74 | 0.0017408 | 932.74 | -0.00054182 | 701.0077 | 1.7098e-05 | 701.0077 | 1.2408e-05 | 699.8907 | 0 | 938.1523 | -0.00025742 | 1035.0376 | 0.00563 | 938.1523 | -0.0041604 | 1035.2578 | 6.9993e-05 | 1035.0376 | 0.00719 | 701.0077 | 6.544e-06
| 700.0165 | 0 | 938.3939 | -0.0002124 | 700.0165 | 0 | 938.3939 | -0.0063449 | 701.1285 | 0 | 938.3939 | -0.0036854 | 701.1285 | 2.8014e-05 | 932.98 | 8.4319e-05 | 700.0165 | 0.00041639 | 932.98 | -0.0012296 | 932.98 | 0.00075855 | 701.1285 | 3.094e-05 | 701.1285 | 2.4378e-05 | 700.0165 | 0 | 938.3939 | 0.0037152 | 1035.2062 | 0.00531 | 938.3939 | -0.0060313 | 1035.4279 | 0 | 1035.2062 | 0.00745 | 701.1285 | 1.4232e-05
|  |  | 938.6356 | 0.00050729 | 700.1424 | 0.00192 | 938.6356 | 0.0023082 | 701.2494 | 4.9907e-05 | 938.6356 | 0.0018396 | 701.2494 | 1.4505e-05 | 933.22 | -0.00065769 | 700.1424 | 0.00329 | 933.22 | -0.00039012 | 933.22 | -0.001127 | 701.2494 | 1.4475e-05 | 701.2494 | 1.198e-05 | 700.1424 | 0 | 938.6356 | 0.0027739 | 1035.3748 | 0.00767 | 938.6356 | 0.0022382 | 1035.598 | 6.9993e-05 | 1035.3748 | 0.00709 | 701.2494 | 7.6877e-06
|  |  | 938.8773 | -0.00017442 | 700.2683 | 0 | 938.8773 | -0.0044036 | 701.3702 | 0 | 938.8773 | -0.0029654 | 701.3702 | 2.8507e-05 | 933.46 | -0.00072515 | 700.2683 | 0.00041639 | 933.46 | -0.0010036 | 933.46 | -2.1673e-05 | 701.3702 | 2.9008e-05 | 701.3702 | 2.3093e-05 | 700.2683 | 0 | 938.8773 | -0.0010066 | 1035.5434 | 0.00452 | 938.8773 | -0.0051227 | 1035.7681 | 0 | 1035.5434 | 0.00739 | 701.3702 | 1.1249e-05
|  |  | 939.1189 | -0.00069676 | 700.3942 | 0.00166 | 939.1189 | -0.0010631 | 701.4911 | 3.2289e-05 | 939.1189 | 0.0014842 | 701.4911 | 1.4259e-05 | 933.7 | -0.00048905 | 700.3942 | 0.00244 | 933.7 | -0.0026824 | 933.7 | -0.0015171 | 701.4911 | 1.5166e-05 | 701.4911 | 1.1124e-05 | 700.3942 | 0.00124 | 939.1189 | -0.00051485 | 1035.712 | 0.00677 | 939.1189 | 0.008366 | 1035.9383 | 6.9993e-05 | 1035.712 | 0.00708 | 701.4911 | 3.5609e-06
|  |  | 939.3606 | -0.00036985 | 700.5201 | 0 | 939.3606 | -0.0044868 | 701.6119 | 0 | 939.3606 | -0.0037518 | 701.6119 | 2.8787e-05 | 933.94 | -0.00011805 | 700.5201 | 0.00238 | 933.94 | 0.0011919 | 933.94 | -0.00057433 | 701.6119 | 2.9172e-05 | 701.6119 | 2.2884e-05 | 700.5201 | 0 | 939.3606 | 5.0348e-05 | 1035.8806 | 0.00578 | 939.3606 | -0.0067495 | 1036.1084 | 0 | 1035.8806 | 0.00746 | 701.6119 | 6.32e-06
|  |  | 939.6023 | -0.00047342 | 700.646 | 0.00227 | 939.6023 | 0.00022336 | 701.7328 | 3.2289e-05 | 939.6023 | 0.0020704 | 701.7328 | 1.4785e-05 | 934.18 | 0.00096123 | 700.646 | 0.00272 | 934.18 | -0.00058385 | 934.18 | 0.00082357 | 701.7328 | 1.4311e-05 | 701.7328 | 1.1761e-05 | 700.646 | 0.00050609 | 939.6023 | 0.0021498 | 1036.0491 | 0.00684 | 939.6023 | 0.0014603 | 1036.2785 | 3.0002e-05 | 1036.0491 | 0.00714 | 701.7328 | 2.7591e-06
|  |  | 939.8439 | -0.0018922 | 700.7719 | 0 | 939.8439 | -0.0063766 | 701.8537 | 0 | 939.8439 | -0.0035653 | 701.8537 | 2.9862e-05 | 934.43 | 0.001737 | 700.7719 | 0.0009558 | 934.43 | -0.002069 | 934.43 | -2.1673e-05 | 701.8537 | 2.7673e-05 | 701.8537 | 2.0315e-05 | 700.7719 | 0 | 939.8439 | 0.004586 | 1036.2177 | 0.00629 | 939.8439 | -0.0029317 | 1036.4487 | 0 | 1036.2177 | 0.00733 | 701.8537 | 9.7629e-06
|  |  | 940.0856 | -0.00031061 | 700.8979 | 0.00109 | 940.0856 | 0.0012973 | 701.9745 | 4.9907e-05 | 940.0856 | 0.0018116 | 701.9745 | 1.5099e-05 | 934.67 | -0.00028669 | 700.8979 | 0.00161 | 934.67 | -0.0010358 | 934.67 | 0.0013438 | 701.9745 | 1.3467e-05 | 701.9745 | 8.5541e-06 | 700.8979 | 0 | 940.0856 | 0.00035712 | 1036.3863 | 0.00536 | 940.0856 | 0.0001675 | 1036.6188 | 3.0002e-05 | 1036.3863 | 0.00685 | 701.9745 | 7.0038e-06
|  |  | 940.3273 | -0.00050847 | 701.0239 | 0 | 940.3273 | -0.0037175 | 702.0954 | 0 | 940.3273 | -0.0037328 | 702.0954 | 2.9235e-05 | 934.91 | -8.4319e-05 | 701.0239 | 0.0007003 | 934.91 | 0.00028789 | 934.91 | 0.00088859 | 702.0954 | 2.8551e-05 | 702.0954 | 1.5823e-05 | 701.0239 | 0 | 940.3273 | -0.0010074 | 1036.5549 | 0.00573 | 940.3273 | 0.00066201 | 1036.7889 | 0 | 1036.5549 | 0.00699 | 702.0954 | 1.389e-05
|  |  | 940.569 | 0.0010447 | 701.1498 | 0.00199 | 940.569 | 0.0019001 | 702.2163 | 4.9907e-05 | 940.569 | 0.0023531 | 702.2163 | 1.4192e-05 | 935.15 | 0.00062396 | 701.1498 | 0 | 935.15 | -0.00016412 | 935.15 | 0.0019614 | 702.2163 | 1.5189e-05 | 702.2163 | 7.2693e-06 | 701.1498 | 0.00101 | 940.569 | 0.0015954 | 1036.7235 | 0.00642 | 940.569 | 0.0047592 | 1036.959 | 8.9995e-05 | 1036.7235 | 0.00671 | 702.2163 | 6.8859e-06
|  |  | 940.8107 | -0.0010882 | 701.2758 | 0 | 940.8107 | -0.0050016 | 702.3371 | 0 | 940.8107 | -0.0043056 | 702.3371 | 2.7588e-05 | 935.39 | 0.0010961 | 701.2758 | 0.00201 | 935.39 | -0.0025855 | 935.39 | -0.00050931 | 702.3371 | 3.1115e-05 | 702.3371 | 1.8393e-05 | 701.2758 | 0 | 940.8107 | -0.0049473 | 1036.892 | 0.00693 | 940.8107 | -0.0072298 | 1037.1292 | 0 | 1036.892 | 0.00706 | 702.3371 | 9.5271e-06
|  |  | 941.0524 | -0.00035225 | 701.4018 | 0.00123 | 941.0524 | 0.0013807 | 702.458 | 4.9907e-05 | 941.0524 | 0.0019267 | 702.458 | 1.3609e-05 | 935.63 | -0.0010624 | 701.4018 | 0.00136 | 935.63 | -0.0025855 | 935.63 | -0.00015171 | 702.458 | 1.6173e-05 | 702.458 | 1.1124e-05 | 701.4018 | 0 | 941.0524 | -0.00093535 | 1037.0606 | 0.00577 | 941.0524 | -0.0043265 | 1037.2993 | 5.0004e-05 | 1037.0606 | 0.00683 | 702.458 | 2.6412e-06
|  |  | 941.2941 | -0.0010696 | 701.5278 | 0 | 941.2941 | -0.0062435 | 702.5789 | 0 | 941.2941 | -0.0038599 | 702.5789 | 2.5796e-05 | 935.87 | -0.0009275 | 701.5278 | 0.00052996 | 935.87 | 0.0010628 | 935.87 | 0.0015387 | 702.5789 | 3.0998e-05 | 702.5789 | 2.0962e-05 | 701.5278 | 0 | 941.2941 | 0.002386 | 1037.2292 | 0.00796 | 941.2941 | -0.0078753 | 1037.4695 | 0 | 1037.2292 | 0.00712 | 702.5789 | 6.32e-06
|  |  | 941.5359 | 0.00031432 | 701.6538 | 0.00050287 | 941.5359 | 0.003294 | 702.6997 | 4.9907e-05 | 941.5359 | 0.0012131 | 702.6997 | 1.2545e-05 | 936.12 | -0.0005565 | 701.6538 | 0.00238 | 936.12 | -0.0012619 | 936.12 | 0.00079106 | 702.6997 | 1.5084e-05 | 702.6997 | 9.8388e-06 | 701.6538 | 0.00124 | 941.5359 | 0.010274 | 1037.3978 | 0.00637 | 941.5359 | 0.0080656 | 1037.6396 | 8.9995e-05 | 1037.3978 | 0.00687 | 702.6997 | 3.6788e-06
|  |  | 941.7776 | -0.0020843 | 701.7798 | 0 | 941.7776 | -0.010056 | 702.8206 | 0 | 941.7776 | -0.0040415 | 702.8206 | 2.6647e-05 | 936.36 | -0.0011973 | 701.7798 | 0.00232 | 936.36 | -0.00048698 | 936.36 | -0.00086692 | 702.8206 | 3.0401e-05 | 702.8206 | 2.1599e-05 | 701.7798 | 0 | 941.7776 | -0.00077999 | 1037.5664 | 0.00554 | 941.7776 | -5.6592e-05 | 1037.8097 | 0 | 1037.5664 | 0.00714 | 702.8206 | 9.645e-06
|  |  | 942.0193 | -0.00059047 | 701.9058 | 0.00144 | 942.0193 | 0.000411 | 702.9415 | 4.9907e-05 | 942.0193 | 0.0016016 | 702.9415 | 1.7474e-05 | 936.6 | 0.0014672 | 701.9058 | 0.00113 | 936.6 | -0.0027792 | 936.6 | 4.3346e-05 | 702.9415 | 1.8456e-05 | 702.9415 | 1.444e-05 | 701.9058 | 0.00073101 | 942.0193 | 0.0017327 | 1037.7349 | 0.00969 | 942.0193 | 0.0092186 | 1037.9799 | 5.0004e-05 | 1037.7349 | 0.00717 | 702.9415 | 6.7798e-06
|  |  | 942.2611 | -0.00063707 | 702.0318 | 0 | 942.2611 | 0.00080452 | 703.0624 | 1.4682e-05 | 942.2611 | 0.0012424 | 703.0624 | 2.1674e-05 | 936.84 | -0.0010624 | 702.0318 | 0.00175 | 936.84 | -0.00022869 | 936.84 | -0.00015171 | 703.0624 | 2.2145e-05 | 703.0624 | 1.8075e-05 | 702.0318 | 0 | 942.2611 | -0.0027588 | 1037.9035 | 0.00854 | 942.2611 | 0.0058589 | 1038.15 | 0 | 1037.9035 | 0.0073 | 703.0624 | 6.7798e-06
|  |  | 942.5028 | -0.00098548 | 702.1579 | 0.00052021 | 942.5028 | -0.0041692 | 703.1832 | 0 | 942.5028 | -0.0038325 | 703.1832 | 1.0193e-05 | 937.08 | 0.00021923 | 702.1579 | 0.00156 | 937.08 | -9.9549e-05 | 937.08 | -0.0011595 | 703.1832 | 9.3452e-06 | 703.1832 | 8.016e-06 | 702.1579 | 0.00020618 | 942.5028 | -0.0085109 | 1038.0721 | 0.00659 | 942.5028 | -0.0060876 | 1038.3202 | 1.0001e-05 | 1038.0721 | 0.00726 | 703.1832 | 1.2616e-06
|  |  | 942.7445 | -0.00024863 | 702.284 | 0 | 942.7445 | 0.0028998 | 703.3041 | 0 | 942.7445 | 0.0019281 | 703.3041 | 9.1849e-06 | 937.32 | 0.00025296 | 702.284 | 0.00186 | 937.32 | 0.00028789 | 937.32 | 0.00010836 | 703.3041 | 9.029e-06 | 703.3041 | 9.3008e-06 | 702.284 | 0 | 942.7445 | 0.0012704 | 1038.2407 | 0.00765 | 942.7445 | 0.0025743 | 1038.4903 | 0 | 1038.2407 | 0.00706 | 703.3041 | 4.5985e-07
|  |  | 942.9863 | -0.00028757 | 702.41 | 0.00095371 | 942.9863 | -0.0025564 | 703.425 | 1.4682e-05 | 942.9863 | -0.0031233 | 703.425 | 8.3896e-06 | 937.56 | 0.00048905 | 702.41 | 0.00022234 | 937.56 | -0.0019721 | 937.56 | -0.00093193 | 703.425 | 8.9705e-06 | 703.425 | 9.0921e-06 | 702.41 | 0 | 942.9863 | -0.0019237 | 1038.4093 | 0.00475 | 942.9863 | 0.00084775 | 1038.6605 | 1.0001e-05 | 1038.4093 | 0.00715 | 703.425 | 4.5985e-07
|  |  | 943.2281 | 4.072e-05 | 702.5361 | 0 | 943.2281 | -0.0026013 | 703.5459 | 0 | 943.2281 | 0.0017729 | 703.5459 | 8.468e-06 | 937.8 | 0.00035414 | 702.5361 | 0.00035962 | 937.8 | 0.0011919 | 937.8 | 0.0016038 | 703.5459 | 1.02e-05 | 703.5459 | 1.1124e-05 | 702.5361 | 0 | 943.2281 | 0.0043973 | 1038.5778 | 0.00867 | 943.2281 | 0.0033052 | 1038.8306 | 6.6672e-06 | 1038.5778 | 0.00688 | 703.5459 | 0
|  |  | 943.4698 | -0.00072272 | 702.6622 | 0.0017 | 943.4698 | -0.0081996 | 703.6667 | 0 | 943.4698 | -0.0042668 | 703.6667 | 9.5657e-06 | 938.05 | 0.0013322 | 702.6622 | 0 | 938.05 | -0.00022869 | 938.05 | 0.0011162 | 703.6667 | 1.1746e-05 | 703.6667 | 7.9172e-06 | 702.6622 | 0.00018744 | 943.4698 | 0.00033634 | 1038.7464 | 0.007 | 943.4698 | -0.0075462 | 1039.0008 | 1.0001e-05 | 1038.7464 | 0.00716 | 703.6667 | 6.8388e-07
|  |  | 943.7116 | -0.00057667 | 702.7883 | 0 | 943.7116 | -0.0017859 | 703.7876 | 0 | 943.7116 | 0.0025651 | 703.7876 | 1.0271e-05 | 938.29 | -0.00032042 | 702.7883 | 0.0001041 | 938.29 | 0.00015874 | 938.29 | -0.001192 | 703.7876 | 1.1348e-05 | 703.7876 | 6.314e-06 | 702.7883 | 0 | 943.7116 | 0.0029592 | 1038.915 | 0.01035 | 943.7116 | -0.0010849 | 1039.1709 | 6.6672e-06 | 1038.915 | 0.00702 | 703.7876 | 1.1437e-06
|  |  | 943.9534 | -0.00066915 | 702.9144 | 0.00031212 | 943.9534 | -0.0039301 | 703.9085 | 0 | 943.9534 | -0.0041586 | 703.9085 | 9.9689e-06 | 938.53 | 1.6864e-05 | 702.9144 | 0.00033588 | 938.53 | 0.0011273 | 938.53 | -0.00054182 | 703.9085 | 1.0493e-05 | 703.9085 | 5.4575e-06 | 702.9144 | 0.00011247 | 943.9534 | -0.0023954 | 1039.0836 | 0.00568 | 943.9534 | -0.005718 | 1039.3411 | 0 | 1039.0836 | 0.00734 | 703.9085 | 1.3795e-06
|  |  | 944.1952 | -0.0001198 | 703.0406 | 0 | 944.1952 | 0.00086777 | 704.0294 | 3.2289e-05 | 944.1952 | 0.0021806 | 704.0294 | 8.5464e-06 | 938.77 | -0.00062396 | 703.0406 | 0.0006719 | 938.77 | 0.00090132 | 938.77 | -8.6692e-05 | 704.0294 | 1.0083e-05 | 704.0294 | 8.6639e-06 | 703.0406 | 0 | 944.1952 | -0.0037148 | 1039.2522 | 0.00689 | 944.1952 | 0.0028731 | 1039.5113 | 2.6669e-05 | 1039.2522 | 0.00703 | 704.0294 | 6.8388e-07
|  |  | 944.4369 | 0.0012963 | 703.1667 | 0.00097105 | 944.4369 | -0.0042182 | 704.1503 | 0 | 944.4369 | -0.0037041 | 704.1503 | 8.0312e-06 | 939.01 | -0.0014334 | 703.1667 | 0.00119 | 939.01 | 9.4169e-05 | 939.01 | 0.0017663 | 704.1503 | 1.0141e-05 | 704.1503 | 1.0047e-05 | 703.1667 | 0 | 944.4369 | 0.0023403 | 1039.4207 | 0.00587 | 944.4369 | -0.0045356 | 1039.6814 | 3.0002e-05 | 1039.4207 | 0.00733 | 704.1503 | 4.5985e-07
|  |  | 944.6787 | -0.00030291 | 703.2928 | 0 | 944.6787 | -0.0011969 | 704.2712 | 0 | 944.6787 | 0.0022237 | 704.2712 | 7.3031e-06 | 939.25 | -0.00065769 | 703.2928 | 0.00064351 | 939.25 | 0.00064304 | 939.25 | -0.00050931 | 704.2712 | 9.8956e-06 | 704.2712 | 8.7737e-06 | 703.2928 | 1.5646e-05 | 944.6787 | -2.4396e-05 | 1039.5893 | 0.00756 | 944.6787 | 0.0011316 | 1039.8516 | 6.6672e-06 | 1039.5893 | 0.00706 | 704.2712 | 1.0376e-06
|  |  | 944.9205 | -0.00048008 | 703.419 | 0.00142 | 944.9205 | -0.0030402 | 704.3921 | 1.4682e-05 | 944.9205 | -0.0038365 | 704.3921 | 9.8121e-06 | 939.49 | -0.00021923 | 703.419 | 0.00119 | 939.49 | -0.00029326 | 939.49 | 0.0010836 | 704.3921 | 9.3218e-06 | 704.3921 | 6.8411e-06 | 703.419 | 1.8743e-05 | 944.9205 | -0.011091 | 1039.7579 | 0.00877 | 944.9205 | -0.0010417 | 1040.0218 | 1.0001e-05 | 1039.7579 | 0.00737 | 704.3921 | 1.0376e-06
|  |  | 945.1623 | 0.0010066 | 703.5452 | 0 | 945.1623 | -0.00019728 | 704.513 | 0 | 945.1623 | 0.0022755 | 704.513 | 9.7785e-06 | 939.74 | -0.00032042 | 703.5452 | 0.00127 | 939.74 | 0.0019667 | 939.74 | 0.0010186 | 704.513 | 9.2398e-06 | 704.513 | 6.2042e-06 | 703.5452 | 0 | 945.1623 | 0.0084086 | 1039.9265 | 0.00686 | 945.1623 | 0.013694 | 1040.1919 | 0 | 1039.9265 | 0.00706 | 704.513 | 8.0179e-07
|  |  | 945.4041 | -0.00047404 | 703.6713 | 0.00053755 | 945.4041 | -0.0036841 | 704.6338 | 1.4682e-05 | 945.4041 | -0.0032178 | 704.6338 | 1.1156e-05 | 939.98 | 0.00075887 | 703.6713 | 0.00093192 | 939.98 | -0.00077756 | 939.98 | 0.00088859 | 704.6338 | 9.193e-06 | 704.6338 | 7.8074e-06 | 703.6713 | 0 | 945.4041 | -0.0048029 | 1040.095 | 0.00417 | 945.4041 | -0.0083774 | 1040.3621 | 3.0002e-05 | 1040.095 | 0.00746 | 704.6338 | 0
|  |  | 945.646 | -0.00083292 | 703.7975 | 0 | 945.646 | 0.0016998 | 704.7547 | 0 | 945.646 | 0.0028941 | 704.7547 | 9.7225e-06 | 940.22 | -0.00065769 | 703.7975 | 0.00121 | 940.22 | 0.00051389 | 940.22 | 0.0019289 | 704.7547 | 9.0759e-06 | 704.7547 | 7.9172e-06 | 703.7975 | 5.3176e-05 | 945.646 | 0.0015564 | 1040.2636 | 0.00687 | 945.646 | 0.0068122 | 1040.5322 | 6.6672e-06 | 1040.2636 | 0.00731 | 704.7547 | 0
|  |  | 945.8878 | -0.0011831 | 703.9237 | 0.00114 | 945.8878 | -0.0048387 | 704.8756 | 1.4682e-05 | 945.8878 | -0.0043866 | 704.8756 | 8.3896e-06 | 940.46 | 0.0014334 | 703.9237 | 0.00212 | 940.46 | -0.0021658 | 940.46 | -0.0022323 | 704.8756 | 1.0141e-05 | 704.8756 | 8.9823e-06 | 703.9237 | 0 | 945.8878 | 0.0010423 | 1040.4322 | 0.00522 | 945.8878 | -0.0096343 | 1040.7024 | 3.0002e-05 | 1040.4322 | 0.00756 | 704.8756 | 1.8394e-06
|  |  | 946.1296 | 0.00025607 | 704.0499 | 0 | 946.1296 | 0.0023591 | 704.9965 | 3.2289e-05 | 946.1296 | 0.0022928 | 704.9965 | 7.5047e-06 | 940.7 | 0.00028669 | 704.0499 | 0.00021766 | 940.7 | -0.001165 | 940.7 | -0.00060684 | 704.9965 | 1.1477e-05 | 704.9965 | 9.4106e-06 | 704.0499 | 0 | 946.1296 | 0.0016119 | 1040.6008 | 0.00745 | 946.1296 | 0.0013626 | 1040.8726 | 0 | 1040.6008 | 0.0072 | 704.9965 | 1.8394e-06
|  |  | 946.3714 | -0.00038765 | 704.1762 | 0.00062425 | 946.3714 | -0.006953 | 705.1174 | 0 | 946.3714 | -0.0040062 | 705.1174 | 7.6167e-06 | 940.94 | -0.00086005 | 704.1762 | 0.00025072 | 940.94 | -0.0022951 | 940.94 | -0.0024274 | 705.1174 | 1.1699e-05 | 705.1174 | 7.4889e-06 | 704.1762 | 0 | 946.3714 | -0.0028931 | 1040.7694 | 0.00621 | 946.3714 | -0.0033313 | 1041.0428 | 0 | 1040.7694 | 0.00734 | 705.1174 | 2.8652e-06
|  |  | 946.6133 | 0.00065764 | 704.3024 | 0 | 946.6133 | 0.0040198 | 705.2383 | 1.4682e-05 | 946.6133 | 0.0023509 | 705.2383 | 8.4456e-06 | 941.18 | 0.00021923 | 704.3024 | 0.00294 | 941.18 | -0.0014233 | 941.18 | 0.0010511 | 705.2383 | 1.0469e-05 | 705.2383 | 5.8857e-06 | 704.3024 | 0 | 946.6133 | 0.0043423 | 1040.9379 | 0.00584 | 946.6133 | -0.0031466 | 1041.2129 | 0 | 1040.9379 | 0.00708 | 705.2383 | 1.3795e-06
|  |  | 946.8551 | -0.00064613 | 704.4286 | 0.00048552 | 946.8551 | -0.0075114 | 705.3592 | 0 | 946.8551 | -0.0036342 | 705.3592 | 9.2297e-06 | 941.43 | -0.00075887 | 704.4286 | 0.00244 | 941.43 | -9.9549e-05 | 941.43 | 0.00046596 | 705.3592 | 9.1344e-06 | 705.3592 | 3.9531e-06 | 704.4286 | 0 | 946.8551 | -0.0056877 | 1041.1065 | 0.006 | 946.8551 | -0.0082062 | 1041.3831 | 0 | 1041.1065 | 0.00728 | 705.3592 | 2.2992e-06
|  |  | 947.097 | 0.00055746 | 704.5549 | 0 | 947.097 | -0.00024063 | 705.4801 | 1.4682e-05 | 947.097 | 0.0016025 | 705.4801 | 8.58e-06 | 941.67 | 0.0001855 | 704.5549 | 0.00212 | 941.67 | 0.00073989 | 941.67 | 0.00069354 | 705.4801 | 9.5443e-06 | 705.4801 | 5.2379e-06 | 704.5549 | 0 | 947.097 | 0.0049565 | 1041.2751 | 0.00775 | 947.097 | 0.0014156 | 1041.5533 | 6.6672e-06 | 1041.2751 | 0.00708 | 705.4801 | 1.2616e-06
|  |  | 947.3388 | -0.00050312 | 704.6812 | 0.00151 | 947.3388 | -0.0060934 | 705.601 | 0 | 947.3388 | -0.0027928 | 705.601 | 8.4232e-06 | 941.91 | -0.0012648 | 704.6812 | 0.00158 | 941.91 | -0.0026179 | 941.91 | 0.00046596 | 705.601 | 1.1125e-05 | 705.601 | 5.9846e-06 | 704.6812 | 0.00039362 | 947.3388 | -0.005089 | 1041.4437 | 0.00761 | 947.3388 | 0.0042386 | 1041.7235 | 0 | 1041.4437 | 0.00735 | 705.601 | 1.1437e-06
|  |  | 947.5807 | -0.00010072 | 704.8074 | 0 | 947.5807 | 0.0014778 | 705.7219 | 0 | 947.5807 | 0.0021679 | 705.7219 | 7.8519e-06 | 942.15 | 0.00059023 | 704.8074 | 0.00050157 | 942.15 | 0.00022331 | 942.15 | 0.0011812 | 705.7219 | 1.1043e-05 | 705.7219 | 8.5541e-06 | 704.8074 | 0.00012826 | 947.5807 | 0.0097529 | 1041.6122 | 0.00731 | 947.5807 | -0.0017109 | 1041.8937 | 0 | 1041.6122 | 0.00721 | 705.7219 | 2.2403e-07
|  |  | 947.8226 | -0.00041652 | 704.9337 | 0.00036414 | 947.8226 | -0.0052866 | 705.8428 | 0 | 947.8226 | -0.0036223 | 705.8428 | 8.6248e-06 | 942.39 | 8.4319e-05 | 704.9337 | 0.00167 | 942.39 | 0.00077218 | 942.39 | 0.0020264 | 705.8428 | 1.0797e-05 | 705.8428 | 9.9487e-06 | 704.9337 | 0.00044985 | 947.8226 | -0.0095382 | 1041.7808 | 0.00737 | 947.8226 | -0.0041115 | 1042.0638 | 0 | 1041.7808 | 0.0074 | 705.8428 | 4.5985e-07
|  |  | 948.0644 | -0.00022389 | 705.06 | 0 | 948.0644 | 0.0022387 | 705.9637 | 1.4682e-05 | 948.0644 | 0.0022502 | 705.9637 | 8.468e-06 | 942.63 | 0.00086005 | 705.06 | 0.00038799 | 942.63 | 0.00054618 | 942.63 | -0.00093193 | 705.9637 | 8.6191e-06 | 705.9637 | 8.2356e-06 | 705.06 | 0 | 948.0644 | 0.0069125 | 1041.9494 | 0.00854 | 948.0644 | 0.0020264 | 1042.234 | 0 | 1041.9494 | 0.00719 | 705.9637 | 2.2992e-06
|  |  | 948.3063 | -6.6928e-05 | 705.1863 | 0.00232 | 948.3063 | -0.0055031 | 706.0846 | 0 | 948.3063 | -0.0032946 | 706.0846 | 8.7592e-06 | 942.87 | -0.00099496 | 705.1863 | 0.00025072 | 942.87 | -0.0020367 | 942.87 | -0.0017121 | 706.0846 | 9.3569e-06 | 706.0846 | 7.2693e-06 | 705.1863 | 0.00050609 | 948.3063 | 0.00057153 | 1042.118 | 0.00668 | 948.3063 | -0.0074392 | 1042.4042 | 5.0004e-05 | 1042.118 | 0.00736 | 706.0846 | 2.9831e-06
|  |  | 948.5482 | 0.0002836 | 705.3127 | 0 | 948.5482 | 0.0023237 | 706.2055 | 0 | 948.5482 | 0.0017732 | 706.2055 | 7.8183e-06 | 943.12 | 0.0013997 | 705.3127 | 0.00115 | 943.12 | 0.0012565 | 943.12 | 0.002124 | 706.2055 | 9.919e-06 | 706.2055 | 6.314e-06 | 705.3127 | 0 | 948.5482 | 0.0023749 | 1042.2866 | 0.00745 | 948.5482 | -0.011143 | 1042.5744 | 0 | 1042.2866 | 0.00706 | 706.2055 | 4.3627e-06
|  |  | 948.7901 | 0.00022719 | 705.439 | 0.00198 | 948.7901 | -0.0063721 | 706.3264 | 0 | 948.7901 | -0.0040709 | 706.3264 | 7.6167e-06 | 943.36 | -0.00086005 | 705.439 | 0.00124 | 943.36 | 0.00051389 | 943.36 | -0.00285 | 706.3264 | 1.0715e-05 | 706.3264 | 8.5541e-06 | 705.439 | 0.0005998 | 948.7901 | -0.00086341 | 1042.4551 | 0.00784 | 948.7901 | -0.0024877 | 1042.7446 | 0 | 1042.4551 | 0.00731 | 706.3264 | 3.5609e-06
|  |  | 949.032 | 0.00015797 | 705.5653 | 0 | 949.032 | 0.0012694 | 706.4473 | 0 | 949.032 | 0.0023124 | 706.4473 | 7.6391e-06 | 943.6 | 0.00021923 | 705.5653 | 0.00078546 | 943.6 | -0.00051927 | 943.6 | -0.00044429 | 706.4473 | 9.9542e-06 | 706.4473 | 7.3791e-06 | 705.5653 | 0 | 949.032 | -0.0022796 | 1042.6237 | 0.00733 | 949.032 | 0.010092 | 1042.9148 | 0 | 1042.6237 | 0.00711 | 706.4473 | 2.8652e-06
|  |  | 949.2739 | -0.00040298 | 705.6917 | 0.00121 | 949.2739 | -0.0053322 | 706.5682 | 0 | 949.2739 | -0.0045572 | 706.5682 | 8.3448e-06 | 943.84 | -0.0031197 | 705.6917 | 0.00147 | 943.84 | 0.00064304 | 943.84 | 0.00027091 | 706.5682 | 9.5209e-06 | 706.5682 | 6.8411e-06 | 705.6917 | 0 | 949.2739 | 0.0020498 | 1042.7923 | 0.00615 | 949.2739 | -0.0034979 | 1043.085 | 1.0001e-05 | 1042.7923 | 0.00731 | 706.5682 | 1.2616e-06
|  |  | 949.5158 | 0.00038982 | 705.8181 | 0 | 949.5158 | 0.0024432 | 706.6891 | 0 | 949.5158 | 0.001326 | 706.6891 | 9.4873e-06 | 944.08 | -0.00021923 | 705.8181 | 0.00087064 | 944.08 | -0.00048698 | 944.08 | 0.00040094 | 706.6891 | 9.919e-06 | 706.6891 | 5.4575e-06 | 705.8181 | 0 | 949.5158 | 0.012007 | 1042.9608 | 0.00763 | 949.5158 | 0.007131 | 1043.2552 | 0 | 1042.9608 | 0.00691 | 706.6891 | 6.8388e-07
|  |  | 949.7577 | -0.0015463 | 705.9444 | 0.00172 | 949.7577 | -0.0057873 | 706.81 | 0 | 949.7577 | -0.0043801 | 706.81 | 9.9913e-06 | 944.32 | -0.0028838 | 705.9444 | 0 | 944.32 | -0.0027792 | 944.32 | -0.0017446 | 706.81 | 9.8956e-06 | 706.81 | 5.9846e-06 | 705.9444 | 0.00093719 | 949.7577 | -0.0070919 | 1043.1294 | 0.00512 | 949.7577 | -0.004798 | 1043.4254 | 1.0001e-05 | 1043.1294 | 0.00703 | 706.81 | 9.197e-07
|  |  | 949.9996 | -0.00075597 | 706.0708 | 0 | 949.9996 | -0.00062744 | 706.9309 | 0 | 949.9996 | 0.0009694 | 706.9309 | 9.5769e-06 | 944.57 | -0.0029174 | 706.0708 | 0.00072869 | 944.57 | -0.00016412 | 944.57 | 0.00088859 | 706.9309 | 9.4623e-06 | 706.9309 | 6.6324e-06 | 706.0708 | 0 | 949.9996 | 0.0029995 | 1043.298 | 0.00995 | 949.9996 | 0.0026008 | 1043.5956 | 0 | 1043.298 | 0.00688 | 706.9309 | 1.0376e-06
|  |  | 950.2415 | -0.00074234 | 706.1972 | 0.00196 | 950.2415 | -0.0063312 | 707.0518 | 0 | 950.2415 | -0.0040022 | 707.0518 | 7.5607e-06 | 944.81 | -0.0012648 | 706.1972 | 0.00235 | 944.81 | -0.00026098 | 944.81 | -0.00086692 | 707.0518 | 9.7082e-06 | 707.0518 | 7.3791e-06 | 706.1972 | 0 | 950.2415 | -0.0015464 | 1043.4666 | 0.00714 | 950.2415 | 0.0053063 | 1043.7658 | 0 | 1043.4666 | 0.00712 | 707.0518 | 2.7591e-06
|  |  | 950.4834 | 0.00011599 | 706.3236 | 0 | 950.4834 | 0.0024508 | 707.1728 | 3.2289e-05 | 950.4834 | 0.0019489 | 707.1728 | 7.2023e-06 | 945.05 | -0.00045532 | 706.3236 | 0.00209 | 945.05 | 0.00054618 | 945.05 | 0.0012462 | 707.1728 | 1.1149e-05 | 707.1728 | 8.5541e-06 | 706.3236 | 0 | 950.4834 | -0.0026228 | 1043.6351 | 0.00552 | 950.4834 | 0.0044818 | 1043.936 | 0 | 1043.6351 | 0.00695 | 707.1728 | 3.3251e-06
|  |  | 950.7254 | -3.2618e-05 | 706.4501 | 0.00113 | 950.7254 | -0.0050691 | 707.2937 | 1.4682e-05 | 950.7254 | -0.0040546 | 707.2937 | 7.3591e-06 | 945.29 | -0.0017032 | 706.4501 | 0.0019 | 945.29 | 0.0013211 | 945.29 | -5.4182e-05 | 707.2937 | 1.1043e-05 | 707.2937 | 8.5541e-06 | 706.4501 | 0.00035613 | 950.7254 | -0.001629 | 1043.8037 | 0.00515 | 950.7254 | -0.0026023 | 1044.1062 | 1.0001e-05 | 1043.8037 | 0.00726 | 707.2937 | 4.9404e-06
|  |  | 950.9673 | -0.0002518 | 706.5765 | 0 | 950.9673 | -0.00084225 | 707.4146 | 1.4682e-05 | 950.9673 | 0.0026551 | 707.4146 | 8.7144e-06 | 945.53 | 0.00015177 | 706.5765 | 0.00124 | 945.53 | 0.00019102 | 945.53 | -0.00063934 | 707.4146 | 9.5092e-06 | 707.4146 | 1.0695e-05 | 706.5765 | 0 | 950.9673 | 0.0091669 | 1043.9723 | 0.00731 | 950.9673 | -3.1006e-05 | 1044.2764 | 0 | 1043.9723 | 0.00715 | 707.4146 | 2.5233e-06
|  |  | 951.2093 | -0.00075227 | 706.7029 | 0.00086701 | 951.2093 | -0.0098128 | 707.5355 | 0 | 951.2093 | -0.0035477 | 707.5355 | 8.86e-06 | 945.77 | 5.0592e-05 | 706.7029 | 0.00193 | 945.77 | -0.00016412 | 945.77 | -0.00018422 | 707.5355 | 9.6263e-06 | 707.5355 | 1.198e-05 | 706.7029 | 0.00037488 | 951.2093 | -0.00036928 | 1044.1409 | 0.00515 | 951.2093 | -0.010364 | 1044.4466 | 1.0001e-05 | 1044.1409 | 0.00741 | 707.5355 | 1.9573e-06
|  |  | 951.4512 | -0.00035052 | 706.8294 | 0 | 951.4512 | -0.0024469 | 707.6564 | 1.4682e-05 | 951.4512 | 0.002441 | 707.6564 | 8.244e-06 | 946.01 | 0.0018044 | 706.8294 | 0.00084224 | 946.01 | -0.00064841 | 946.01 | -0.0014846 | 707.6564 | 1.068e-05 | 707.6564 | 1.2408e-05 | 706.8294 | 0 | 951.4512 | 0.0056275 | 1044.3094 | 0.00837 | 951.4512 | 0.0046926 | 1044.6168 | 0 | 1044.3094 | 0.00706 | 707.6564 | 1.0376e-06
|  |  | 951.6932 | -0.00047721 | 706.9558 | 0.00153 | 951.6932 | -0.0056506 | 707.7773 | 0 | 951.6932 | -0.0031896 | 707.7773 | 8.2104e-06 | 946.26 | -0.0025465 | 706.9558 | 0.00184 | 946.26 | -0.0006807 | 946.26 | -0.0001192 | 707.7773 | 1.1699e-05 | 707.7773 | 1.0377e-05 | 706.9558 | 0.00054357 | 951.6932 | -0.00079615 | 1044.478 | 0.00705 | 951.6932 | -0.004197 | 1044.787 | 0 | 1044.478 | 0.00731 | 707.7773 | 1.2616e-06
|  |  | 951.9351 | 0.00025131 | 707.0823 | 0 | 951.9351 | 0.0020537 | 707.8983 | 0 | 951.9351 | 0.0029906 | 707.8983 | 8.4792e-06 | 946.5 | 0.0025127 | 707.0823 | 0.00024605 | 946.5 | 0.00012645 | 946.5 | -0.0010945 | 707.8983 | 1.0001e-05 | 707.8983 | 6.7313e-06 | 707.0823 | 0 | 951.9351 | 0.0080914 | 1044.6466 | 0.00652 | 951.9351 | 0.0032973 | 1044.9572 | 0 | 1044.6466 | 0.007 | 707.8983 | 1.0376e-06
|  |  | 952.1771 | -0.001328 | 707.2088 | 0.00097105 | 952.1771 | -0.0064678 | 708.0192 | 0 | 952.1771 | -0.0042792 | 708.0192 | 9.4649e-06 | 946.74 | -0.00038786 | 707.2088 | 0.00090353 | 946.74 | -0.0029407 | 946.74 | -0.0026874 | 708.0192 | 9.7668e-06 | 708.0192 | 5.9846e-06 | 707.2088 | 0 | 952.1771 | -0.0027789 | 1044.8151 | 0.00668 | 952.1771 | 0.0020331 | 1045.1274 | 0 | 1044.8151 | 0.00723 | 708.0192 | 4.5985e-07
|  |  | 952.4191 | -0.00016193 | 707.3353 | 0 | 952.4191 | 0.00019569 | 708.1401 | 3.2289e-05 | 952.4191 | 0.001831 | 708.1401 | 8.9944e-06 | 946.98 | 8.4319e-05 | 707.3353 | 0.00277 | 946.98 | 0.00012645 | 946.98 | 0.0010836 | 708.1401 | 9.2398e-06 | 708.1401 | 4.9194e-06 | 707.3353 | 0 | 952.4191 | 0.0035156 | 1044.9837 | 0.00603 | 952.4191 | 0.012371 | 1045.2976 | 0 | 1044.9837 | 0.00697 | 708.1401 | 4.1386e-06
|  |  | 952.661 | -0.0010424 | 707.4618 | 0.00147 | 952.661 | -0.0080338 | 708.261 | 1.4682e-05 | 952.661 | -0.0040272 | 708.261 | 8.972e-06 | 947.22 | -0.0018044 | 707.4618 | 0.00064808 | 947.22 | -0.0012941 | 947.22 | -0.00021673 | 708.261 | 1.0165e-05 | 708.261 | 5.1281e-06 | 707.4618 | 0 | 952.661 | -0.00034025 | 1045.1523 | 0.00584 | 952.661 | -0.0034218 | 1045.4678 | 0 | 1045.1523 | 0.00723 | 708.261 | 5.1645e-06
|  |  | 952.903 | -0.00049151 | 707.5883 | 0 | 952.903 | 0.0041249 | 708.3819 | 0 | 952.903 | 0.0028096 | 708.3819 | 8.4792e-06 | 947.46 | -0.00069142 | 707.5883 | 0.00018926 | 947.46 | 0.0012888 | 947.46 | 0.0012462 | 708.3819 | 1.0423e-05 | 708.3819 | 6.5226e-06 | 707.5883 | 0 | 952.903 | 0.0071292 | 1045.3209 | 0.00914 | 952.903 | -0.0003014 | 1045.6381 | 0 | 1045.3209 | 0.00697 | 708.3819 | 4.9404e-06
|  |  | 953.145 | 0.00025697 | 707.7149 | 0.0012 | 953.145 | -0.0044538 | 708.5029 | 1.4682e-05 | 953.145 | -0.0031523 | 708.5029 | 9.3305e-06 | 947.71 | -0.001366 | 707.7149 | 0.00116 | 947.71 | -0.0024887 | 947.71 | -0.00063934 | 708.5029 | 1.1043e-05 | 708.5029 | 8.1258e-06 | 707.7149 | 0.00048734 | 953.145 | -0.007411 | 1045.4894 | 0.00703 | 953.145 | -0.00081462 | 1045.8083 | 0 | 1045.4894 | 0.00715 | 708.5029 | 1.2616e-06
|  |  | 953.387 | 4.3108e-05 | 707.8414 | 0 | 953.387 | -0.00055525 | 708.6238 | 0 | 953.387 | 0.0017911 | 708.6238 | 1.0047e-05 | 947.95 | 0.00096123 | 707.8414 | 0.00078546 | 947.95 | 2.9596e-05 | 947.95 | 0.00075855 | 708.6238 | 1.1395e-05 | 708.6238 | 9.6192e-06 | 707.8414 | 0 | 953.387 | -0.00021263 | 1045.658 | 0.00763 | 953.387 | 0.0052452 | 1045.9785 | 0 | 1045.658 | 0.00696 | 708.6238 | 8.0179e-07
|  |  | 953.629 | -0.00091684 | 707.9679 | 0.00111 | 953.629 | -0.0057481 | 708.7447 | 0 | 953.629 | -0.004565 | 708.7447 | 1.0148e-05 | 948.19 | -0.0022766 | 707.9679 | 0.00081839 | 948.19 | -0.0011327 | 948.19 | 0.00014088 | 708.7447 | 1.1336e-05 | 708.7447 | 9.4106e-06 | 707.9679 | 0 | 953.629 | -0.00091552 | 1045.8266 | 0.00491 | 953.629 | -0.0073433 | 1046.1487 | 0 | 1045.8266 | 0.0073 | 708.7447 | 8.0179e-07
|  |  | 953.871 | -0.00048452 | 708.0945 | 0 | 953.871 | -0.001066 | 708.8657 | 3.2289e-05 | 953.871 | 0.0013563 | 708.8657 | 9.6777e-06 | 948.43 | 0.0010287 | 708.0945 | 0.00061512 | 948.43 | 0.0002556 | 948.43 | 0.0012462 | 708.8657 | 1.102e-05 | 708.8657 | 9.191e-06 | 708.0945 | 0 | 953.871 | -0.0063279 | 1045.9951 | 0.01006 | 953.871 | -0.0039425 | 1046.3189 | 0 | 1045.9951 | 0.00712 | 708.8657 | 9.197e-07
|  |  | 954.113 | -0.0013531 | 708.2211 | 0.0018 | 954.113 | -0.0041763 | 708.9866 | 0 | 954.113 | -0.0040953 | 708.9866 | 8.3896e-06 | 948.67 | 0.00042159 | 708.2211 | 0.00156 | 948.67 | -0.0017784 | 948.67 | 0.00049847 | 708.9866 | 1.0879e-05 | 708.9866 | 8.9823e-06 | 708.2211 | 0.00061854 | 954.113 | -0.0077044 | 1046.1637 | 0.00688 | 954.113 | -0.0095749 | 1046.4892 | 0 | 1046.1637 | 0.00739 | 708.9866 | 9.197e-07
|  |  | 954.355 | 8.8197e-05 | 708.3477 | 0 | 954.355 | 3.4888e-05 | 709.1075 | 1.4682e-05 | 954.355 | 0.0018319 | 709.1075 | 8.7144e-06 | 948.91 | 0.00015177 | 708.3477 | 0.00113 | 948.91 | -0.00058385 | 948.91 | 0.00017338 | 709.1075 | 9.5911e-06 | 709.1075 | 7.6976e-06 | 708.3477 | 0 | 954.355 | 0.0060446 | 1046.3323 | 0.00886 | 954.355 | 0.0065722 | 1046.6594 | 0 | 1046.3323 | 0.00712 | 709.1075 | 9.197e-07
|  |  | 954.597 | -0.00069083 | 708.4743 | 0.00048552 | 954.597 | -0.0033154 | 709.2284 | 4.9907e-05 | 954.597 | -0.0035475 | 709.2284 | 9.4089e-06 | 949.16 | 0.0018044 | 708.4743 | 0.0015 | 949.16 | 0.0018376 | 949.16 | 0.0017663 | 709.2284 | 9.6497e-06 | 709.2284 | 7.0607e-06 | 708.4743 | 0.0005998 | 954.597 | -0.0062258 | 1046.5008 | 0.00707 | 954.597 | -0.0063882 | 1046.8296 | 0 | 1046.5008 | 0.00728 | 709.2284 | 3.443e-06
|  |  | 954.8391 | -0.0002831 | 708.6009 | 0 | 954.8391 | -0.00010856 | 709.3494 | 1.4682e-05 | 954.8391 | 0.0026155 | 709.3494 | 1.0014e-05 | 949.4 | -0.00042159 | 708.6009 | 0.00209 | 949.4 | 0.0019345 | 949.4 | 0.00017338 | 709.3494 | 9.7317e-06 | 709.3494 | 6.5226e-06 | 708.6009 | 0 | 954.8391 | 0.0017697 | 1046.6694 | 0.00926 | 954.8391 | -0.00091217 | 1046.9998 | 0 | 1046.6694 | 0.00702 | 709.3494 | 4.0207e-06
|  |  | 955.0811 | -0.0010099 | 708.7275 | 0.00095371 | 955.0811 | -0.0085952 | 709.4703 | 1.4682e-05 | 955.0811 | -0.0037633 | 709.4703 | 9.9689e-06 | 949.64 | -0.0025127 | 708.7275 | 0.00283 | 949.64 | -0.0010681 | 949.64 | 0.00020589 | 709.4703 | 1.0633e-05 | 709.4703 | 9.0921e-06 | 708.7275 | 0.00089971 | 955.0811 | -0.011963 | 1046.838 | 0.00601 | 955.0811 | -0.013376 | 1047.1701 | 0 | 1046.838 | 0.0073 | 709.4703 | 4.7046e-06
|  |  | 955.3231 | -0.00052683 | 708.8541 | 0 | 955.3231 | 0.0022878 | 709.5912 | 1.4682e-05 | 955.3231 | 0.002304 | 709.5912 | 8.86e-06 | 949.88 | 0.00042159 | 708.8541 | 0.00050157 | 949.88 | 0.0025802 | 949.88 | 0.00056349 | 709.5912 | 1.061e-05 | 709.5912 | 8.4443e-06 | 708.8541 | 0 | 955.3231 | -0.0030654 | 1047.0066 | 0.00691 | 955.3231 | 0.0068342 | 1047.3403 | 0 | 1047.0066 | 0.0072 | 709.5912 | 2.1813e-06
|  |  | 955.5652 | -0.00017304 | 708.9808 | 0.00079764 | 955.5652 | -0.0038244 | 709.7122 | 1.4682e-05 | 955.5652 | -0.003065 | 709.7122 | 8.468e-06 | 950.12 | 0.00028669 | 708.9808 | 0.00176 | 950.12 | -0.0020367 | 950.12 | -0.00034676 | 709.7122 | 1.0762e-05 | 709.7122 | 9.3008e-06 | 708.9808 | 0 | 955.5652 | -0.0025307 | 1047.1751 | 0.00598 | 955.5652 | -0.0017072 | 1047.5105 | 1.0001e-05 | 1047.1751 | 0.00746 | 709.7122 | 2.2992e-06
|  |  | 955.8072 | 0.00070604 | 709.1074 | 0.00019118 | 955.8072 | 0.00037901 | 709.8331 | 0 | 955.8072 | 0.0022783 | 709.8331 | 9.1737e-06 | 950.36 | 0.0010287 | 709.1074 | 0.00075708 | 950.36 | 9.4169e-05 | 950.36 | -0.00044429 | 709.8331 | 1.0762e-05 | 709.8331 | 9.9487e-06 | 709.1074 | 0 | 955.8072 | -0.0023635 | 1047.3437 | 0.00833 | 955.8072 | 0.0027626 | 1047.6808 | 0 | 1047.3437 | 0.00712 | 709.8331 | 1.6036e-06
|  |  | 956.0493 | -0.0005997 | 709.2341 | 0.00116 | 956.0493 | -0.0024981 | 709.9541 | 0 | 956.0493 | -0.0045583 | 709.9541 | 9.6777e-06 | 950.61 | 0.00021923 | 709.2341 | 0.00255 | 950.61 | 9.4169e-05 | 950.61 | -0.0008344 | 709.9541 | 1.0844e-05 | 709.9541 | 1.0267e-05 | 709.2341 | 0 | 956.0493 | 0.0043974 | 1047.5123 | 0.00767 | 956.0493 | 0.00029116 | 1047.851 | 0 | 1047.5123 | 0.00721 | 709.9541 | 3.2189e-06
|  |  | 956.2913 | 8.319e-06 | 709.3608 | 0 | 956.2913 | 0.00089632 | 710.075 | 0 | 956.2913 | 0.0032511 | 710.075 | 9.4425e-06 | 950.85 | -0.00038786 | 709.3608 | 4.7316e-05 | 950.85 | -9.9549e-05 | 950.85 | -0.00015171 | 710.075 | 9.7082e-06 | 710.075 | 9.8388e-06 | 709.3608 | 0 | 956.2913 | 0.0035666 | 1047.6808 | 0.00779 | 956.2913 | -0.00059488 | 1048.0212 | 0 | 1047.6808 | 0.00697 | 710.075 | 2.5233e-06
|  |  | 956.5334 | -0.00021368 | 709.4874 | 0.00057222 | 956.5334 | -0.0035354 | 710.1959 | 1.4682e-05 | 956.5334 | -0.003442 | 710.1959 | 9.7561e-06 | 951.09 | -0.00021923 | 709.4874 | 0.00298 | 951.09 | 6.1882e-05 | 951.09 | -0.0010945 | 710.1959 | 1.1102e-05 | 710.1959 | 6.7313e-06 | 709.4874 | 0.00013121 | 956.5334 | -0.0064353 | 1047.8494 | 0.00693 | 956.5334 | -0.0019327 | 1048.1915 | 0 | 1047.8494 | 0.00718 | 710.1959 | 4.7046e-06
|  |  | 956.7755 | 0.0014566 | 709.6141 | 0 | 956.7755 | 0.00063409 | 710.3169 | 1.4682e-05 | 956.7755 | 0.0027861 | 710.3169 | 1.0294e-05 | 951.33 | -0.00028669 | 709.6141 | 0 | 951.33 | 9.4169e-05 | 951.33 | -0.001192 | 710.3169 | 1.0879e-05 | 710.3169 | 6.7313e-06 | 709.6141 | 0 | 956.7755 | 0.0052922 | 1048.018 | 0.00955 | 956.7755 | 0.0028918 | 1048.3617 | 0 | 1048.018 | 0.00693 | 710.3169 | 4.3627e-06
|  |  | 957.0175 | -0.00045181 | 709.7409 | 0.00041617 | 957.0175 | -0.003132 | 710.4378 | 0 | 957.0175 | -0.0030772 | 710.4378 | 9.7225e-06 | 951.57 | -5.0592e-05 | 709.7409 | 0.00019395 | 951.57 | -0.0010036 | 951.57 | 0.00036844 | 710.4378 | 1.1149e-05 | 710.4378 | 6.5226e-06 | 709.7409 | 0.00020618 | 957.0175 | 0.0015905 | 1048.1865 | 0.00717 | 957.0175 | -0.0016105 | 1048.532 | 0 | 1048.1865 | 0.00706 | 710.4378 | 4.7046e-06
|  |  | 957.2596 | -0.00052296 | 709.8676 | 0 | 957.2596 | 0.0013394 | 710.5588 | 0 | 957.2596 | 0.0016751 | 710.5588 | 8.7368e-06 | 951.81 | 0.001737 | 709.8676 | 0.00101 | 951.81 | 0.0012565 | 951.81 | -5.4182e-05 | 710.5588 | 9.6497e-06 | 710.5588 | 7.2693e-06 | 709.8676 | 0 | 957.2596 | 0.0041962 | 1048.3551 | 0.00849 | 957.2596 | 0.0023274 | 1048.7022 | 0 | 1048.3551 | 0.00689 | 710.5588 | 4.9404e-06
|  |  | 957.5017 | -0.0010156 | 709.9943 | 0.00128 | 957.5017 | -0.0069716 | 710.6797 | 0 | 957.5017 | -0.0034603 | 710.6797 | 8.3224e-06 | 952.06 | -0.0010961 | 709.9943 | 0.00070485 | 952.06 | 0.0015793 | 952.06 | -0.0024923 | 710.6797 | 9.7668e-06 | 710.6797 | 7.3791e-06 | 709.9943 | 0.00046859 | 957.5017 | -0.0027583 | 1048.5237 | 0.00691 | 957.5017 | -0.0014451 | 1048.8725 | 0 | 1048.5237 | 0.00722 | 710.6797 | 4.0207e-06
|  |  | 957.7438 | -0.00061504 | 710.121 | 0 | 957.7438 | 0.0018294 | 710.8007 | 1.4682e-05 | 957.7438 | 0.001944 | 710.8007 | 9.0505e-06 | 952.3 | -0.00052277 | 710.121 | 0.0026 | 952.3 | 0.00093361 | 952.3 | 0.00043346 | 710.8007 | 1.02e-05 | 710.8007 | 7.0607e-06 | 710.121 | 0 | 957.7438 | 0.0034643 | 1048.6922 | 0.00744 | 957.7438 | 0.0022313 | 1049.0427 | 6.6672e-06 | 1048.6922 | 0.00707 | 710.8007 | 3.2189e-06
|  |  | 957.9859 | -0.0010809 | 710.2478 | 0.00084967 | 957.9859 | -0.003768 | 710.9216 | 1.4682e-05 | 957.9859 | -0.003772 | 710.9216 | 8.8376e-06 | 952.54 | -0.00028669 | 710.2478 | 0.00067647 | 952.54 | -0.00055155 | 952.54 | -0.00041178 | 710.9216 | 1.0305e-05 | 710.9216 | 7.1595e-06 | 710.2478 | 0.00037488 | 957.9859 | -0.0042189 | 1048.8608 | 0.00679 | 957.9859 | -0.008011 | 1049.2129 | 0 | 1048.8608 | 0.00728 | 710.9216 | 8.0179e-07
|  |  | 958.228 | 0.00013289 | 710.3745 | 0 | 958.228 | -0.0014616 | 711.0426 | 3.2289e-05 | 958.228 | 0.0014494 | 711.0426 | 9.0168e-06 | 952.78 | 0.0005565 | 710.3745 | 0.00269 | 952.78 | 0.00093361 | 952.78 | 0.0028717 | 711.0426 | 9.7668e-06 | 711.0426 | 6.6324e-06 | 710.3745 | 0 | 958.228 | 0.0096822 | 1049.0294 | 0.00703 | 958.228 | 0.0086163 | 1049.3832 | 0 | 1049.0294 | 0.00698 | 711.0426 | 2.6412e-06
|  |  | 958.4701 | 5.995e-05 | 710.5013 | 0.00158 | 958.4701 | -0.0080294 | 711.1635 | 1.4682e-05 | 958.4701 | -0.0036774 | 711.1635 | 9.2521e-06 | 953.02 | -0.0010961 | 710.5013 | 0.0011 | 953.02 | -0.0023273 | 953.02 | 0.00062851 | 711.1635 | 8.8065e-06 | 711.1635 | 9.191e-06 | 710.5013 | 0.00050609 | 958.4701 | -0.0040649 | 1049.1979 | 0.0077 | 958.4701 | -0.0061904 | 1049.5534 | 0 | 1049.1979 | 0.00721 | 711.1635 | 3.2189e-06
|  |  | 958.7122 | 0.00061735 | 710.6281 | 0 | 958.7122 | 0.0022567 | 711.2844 | 0 | 958.7122 | 0.0023183 | 711.2844 | 9.2633e-06 | 953.26 | 5.0592e-05 | 710.6281 | 0.00072869 | 953.26 | -0.0024887 | 953.26 | 0.00043346 | 711.2844 | 8.3498e-06 | 711.2844 | 8.3454e-06 | 710.6281 | 0 | 958.7122 | -0.0015093 | 1049.3665 | 0.00784 | 958.7122 | 0.0043214 | 1049.7237 | 0 | 1049.3665 | 0.00701 | 711.2844 | 3.9028e-06
|  |  | 958.9543 | -0.00094481 | 710.7549 | 0.00093636 | 958.9543 | -0.0032154 | 711.4054 | 1.4682e-05 | 958.9543 | -0.0034381 | 711.4054 | 9.0729e-06 | 953.51 | -0.0015346 | 710.7549 | 0.00215 | 953.51 | -6.7263e-05 | 953.51 | -0.00047681 | 711.4054 | 8.947e-06 | 711.4054 | 9.729e-06 | 710.7549 | 0 | 958.9543 | -0.0072792 | 1049.535 | 0.00638 | 958.9543 | -0.0078371 | 1049.8939 | 0 | 1049.535 | 0.00732 | 711.4054 | 3.6788e-06
|  |  | 959.1964 | 0.00027042 | 710.8817 | 0 | 959.1964 | -0.00065151 | 711.5263 | 0 | 959.1964 | 0.0020717 | 711.5263 | 8.8712e-06 | 953.75 | 0.00011805 | 710.8817 | 0.00178 | 953.75 | -0.00071299 | 953.75 | -0.00034676 | 711.5263 | 9.8722e-06 | 711.5263 | 6.9509e-06 | 710.8817 | 0 | 959.1964 | 0.0093379 | 1049.7036 | 0.00863 | 959.1964 | 0.00040506 | 1050.0642 | 0 | 1049.7036 | 0.00698 | 711.5263 | 3.6788e-06
|  |  | 959.4386 | 4.1806e-05 | 711.0085 | 0.00088435 | 959.4386 | -0.003898 | 711.6473 | 1.4682e-05 | 959.4386 | -0.0027883 | 711.6473 | 9.2073e-06 | 953.99 | -0.00011805 | 711.0085 | 0 | 953.99 | 0.0012888 | 953.99 | 0.00062851 | 711.6473 | 1.1149e-05 | 711.6473 | 8.1258e-06 | 711.0085 | 0.00031865 | 959.4386 | 0.0019939 | 1049.8722 | 0.00795 | 959.4386 | -0.0080477 | 1050.2345 | 0 | 1049.8722 | 0.00709 | 711.6473 | 2.9831e-06
|  |  | 959.6807 | 0.00032354 | 711.1354 | 0 | 959.6807 | 0.0031132 | 711.7682 | 0 | 959.6807 | 0.0027624 | 711.7682 | 9.8121e-06 | 954.23 | -0.00045532 | 711.1354 | 0.00021766 | 954.23 | 0.0014824 | 954.23 | -0.0001192 | 711.7682 | 1.1582e-05 | 711.7682 | 1.0377e-05 | 711.1354 | 0 | 959.6807 | 0.0047515 | 1050.0407 | 0.00839 | 959.6807 | 0.0080434 | 1050.4047 | 0 | 1050.0407 | 0.00691 | 711.7682 | 1.8394e-06
|  |  | 959.9228 | -0.00012839 | 711.2622 | 0.00277 | 959.9228 | -0.004024 | 711.8892 | 1.4682e-05 | 959.9228 | -0.0036698 | 711.8892 | 1.0092e-05 | 954.47 | -0.00075887 | 711.2622 | 0.00176 | 954.47 | -0.0018108 | 954.47 | 0.00017338 | 711.8892 | 1.1699e-05 | 711.8892 | 1.2408e-05 | 711.2622 | 0.00095593 | 959.9228 | -0.0020848 | 1050.2093 | 0.00512 | 959.9228 | -0.0032755 | 1050.575 | 0 | 1050.2093 | 0.00724 | 711.8892 | 2.0634e-06
|  |  | 960.165 | -0.00030684 | 711.3891 | 0 | 960.165 | 0.0032654 | 712.0102 | 0 | 960.165 | 0.0015077 | 712.0102 | 9.8121e-06 | 954.71 | -0.00028669 | 711.3891 | 0.00132 | 954.71 | 0.0009659 | 954.71 | 0.0019614 | 712.0102 | 9.4623e-06 | 712.0102 | 1.3474e-05 | 711.3891 | 0 | 960.165 | -0.0029509 | 1050.3779 | 0.00979 | 960.165 | -0.0069317 | 1050.7452 | 0 | 1050.3779 | 0.00705 | 712.0102 | 2.9831e-06
|  |  | 960.4071 | -0.0020011 | 711.5159 | 0.00032946 | 960.4071 | -0.0042357 | 712.1311 | 0 | 960.4071 | -0.0043107 | 712.1311 | 9.7561e-06 | 954.96 | 0.00015177 | 711.5159 | 0.00136 | 954.96 | -0.00093899 | 954.96 | -0.002915 | 712.1311 | 8.9939e-06 | 712.1311 | 1.0695e-05 | 711.5159 | 0.00133 | 960.4071 | -0.0041864 | 1050.5464 | 0.0057 | 960.4071 | 0.0031613 | 1050.9155 | 1.0001e-05 | 1050.5464 | 0.00715 | 712.1311 | 2.5233e-06
|  |  | 960.6493 | 0.00011928 | 711.6428 | 0 | 960.6493 | 0.0017696 | 712.2521 | 1.4682e-05 | 960.6493 | 0.0018676 | 712.2521 | 9.4873e-06 | 955.2 | -0.0001855 | 711.6428 | 0.00124 | 955.2 | -0.00074527 | 955.2 | 0.00040094 | 712.2521 | 7.7994e-06 | 712.2521 | 8.7737e-06 | 711.6428 | 0 | 960.6493 | -0.0047391 | 1050.715 | 0.00921 | 960.6493 | 0.015503 | 1051.0858 | 0 | 1050.715 | 0.00694 | 712.2521 | 1.7215e-06
|  |  | 960.8914 | -0.001093 | 711.7697 | 0.00172 | 960.8914 | -0.0069514 | 712.373 | 0 | 960.8914 | -0.0036568 | 712.373 | 1.0036e-05 | 955.44 | -0.00042159 | 711.7697 | 0.00193 | 955.44 | 0.00032017 | 955.44 | 0.00069354 | 712.373 | 8.4552e-06 | 712.373 | 7.1595e-06 | 711.7697 | 1.8743e-05 | 960.8914 | 0.0049634 | 1050.8835 | 0.00819 | 960.8914 | 0.0010513 | 1051.256 | 0 | 1050.8835 | 0.0073 | 712.373 | 2.4054e-06
|  |  | 961.1336 | 0.00078432 | 711.8966 | 0 | 961.1336 | -0.00025217 | 712.494 | 1.4682e-05 | 961.1336 | 0.0022004 | 712.494 | 9.1289e-06 | 955.68 | 0.0014672 | 711.8966 | 0.00118 | 955.68 | 2.9596e-05 | 955.68 | -0.0017121 | 712.494 | 8.1858e-06 | 712.494 | 7.0607e-06 | 711.8966 | 0 | 961.1336 | 0.0022409 | 1051.0521 | 0.00928 | 961.1336 | 0.0029983 | 1051.4263 | 0 | 1051.0521 | 0.00716 | 712.494 | 2.6412e-06
|  |  | 961.3758 | -0.00022817 | 712.0235 | 0.00084967 | 961.3758 | -0.0053112 | 712.615 | 3.2289e-05 | 961.3758 | -0.0037824 | 712.615 | 8.8152e-06 | 955.92 | -0.0019393 | 712.0235 | 0.0019 | 955.92 | -0.00087442 | 955.92 | -0.0022648 | 712.615 | 9.2632e-06 | 712.615 | 8.1258e-06 | 712.0235 | 0.00044985 | 961.3758 | 0.0014902 | 1051.2207 | 0.00589 | 961.3758 | -0.005077 | 1051.5966 | 0 | 1051.2207 | 0.00753 | 712.615 | 3.5609e-06
|  |  | 961.618 | 9.0955e-05 | 712.1504 | 0 | 961.618 | 0.0013753 | 712.7359 | 0 | 961.618 | 0.0019437 | 712.7359 | 8.6584e-06 | 956.16 | 0.00069142 | 712.1504 | 0.00052996 | 956.16 | -0.0013264 | 956.16 | -0.0025575 | 712.7359 | 1.0493e-05 | 712.7359 | 7.0607e-06 | 712.1504 | 0 | 961.618 | -0.0027049 | 1051.3892 | 0.00919 | 961.618 | 0.0090228 | 1051.7668 | 0 | 1051.3892 | 0.00741 | 712.7359 | 3.7849e-06
|  |  | 961.8601 | -0.0007236 | 712.2773 | 0.00125 | 961.8601 | -0.0044489 | 712.8569 | 0 | 961.8601 | -0.0041668 | 712.8569 | 8.972e-06 | 956.41 | 0.00038786 | 712.2773 | 0.00195 | 956.41 | -0.0023919 | 956.41 | -0.0018747 | 712.8569 | 1.0598e-05 | 712.8569 | 7.5878e-06 | 712.2773 | 0.0001687 | 961.8601 | 0.0011887 | 1051.5578 | 0.00563 | 961.8601 | -0.00083156 | 1051.9371 | 3.0002e-05 | 1051.5578 | 0.00766 | 712.8569 | 3.5609e-06
|  |  | 962.1023 | 0.00063251 | 712.4043 | 0 | 962.1023 | -0.0024713 | 712.9778 | 0 | 962.1023 | 0.0024144 | 712.9778 | 9.3081e-06 | 956.65 | -0.0011299 | 712.4043 | 0.00124 | 956.65 | -0.0015202 | 956.65 | 0.0002384 | 712.9778 | 1.02e-05 | 712.9778 | 5.6661e-06 | 712.4043 | 0 | 962.1023 | 0.0054098 | 1051.7263 | 0.00928 | 962.1023 | 0.0026473 | 1052.1074 | 0 | 1051.7263 | 0.00722 | 712.9778 | 2.9831e-06
|  |  | 962.3445 | -0.0010741 | 712.5312 | 0.00039883 | 962.3445 | -0.0064512 | 713.0988 | 0 | 962.3445 | -0.0040866 | 713.0988 | 8.5576e-06 | 956.89 | -0.0029174 | 712.5312 | 0.00204 | 956.89 | -0.00074527 | 956.89 | -0.00034676 | 713.0988 | 9.7317e-06 | 713.0988 | 8.2356e-06 | 712.5312 | 0 | 962.3445 | -0.0019253 | 1051.8949 | 0.00621 | 962.3445 | -0.0014237 | 1052.2777 | 0 | 1051.8949 | 0.00732 | 713.0988 | 2.6412e-06
|  |  | 962.5867 | 0.0014846 | 712.6582 | 0 | 962.5867 | -0.00057364 | 713.2198 | 0 | 962.5867 | 0.0019014 | 713.2198 | 8.6248e-06 | 957.13 | 0.00079259 | 712.6582 | 0.0013 | 957.13 | 0.00057846 | 957.13 | 0.0025791 | 713.2198 | 9.7082e-06 | 713.2198 | 7.1595e-06 | 712.6582 | 0 | 962.5867 | 0.01342 | 1052.0635 | 0.00698 | 962.5867 | 0.0067881 | 1052.4479 | 0 | 1052.0635 | 0.00698 | 713.2198 | 2.5233e-06
|  |  | 962.8289 | 7.2794e-06 | 712.7852 | 0.00093636 | 962.8289 | -0.0036766 | 713.3407 | 4.9907e-05 | 962.8289 | -0.0036167 | 713.3407 | 8.468e-06 | 957.37 | -0.00072515 | 712.7852 | 0.00127 | 957.37 | -0.0021336 | 957.37 | 0.00066102 | 713.3407 | 9.6497e-06 | 713.3407 | 9.0921e-06 | 712.7852 | 0.00041236 | 962.8289 | 0.0026149 | 1052.232 | 0.0096 | 962.8289 | -0.0023344 | 1052.6182 | 1.0001e-05 | 1052.232 | 0.00739 | 713.3407 | 3.443e-06
|  |  | 963.0711 | -0.0001583 | 712.9122 | 0 | 963.0711 | -0.00097188 | 713.4617 | 1.4682e-05 | 963.0711 | 0.0012715 | 713.4617 | 8.636e-06 | 957.62 | 0.0029174 | 712.9122 | 0.00107 | 957.62 | 0.00015874 | 957.62 | 0.0017663 | 713.4617 | 1.0423e-05 | 713.4617 | 6.2042e-06 | 712.9122 | 3.4411e-05 | 963.0711 | 0.0024675 | 1052.4006 | 0.00724 | 963.0711 | -0.0012457 | 1052.7885 | 0 | 1052.4006 | 0.00714 | 713.4617 | 2.0634e-06
|  |  | 963.3133 | -0.0011505 | 713.0392 | 0.0016 | 963.3133 | -0.0072099 | 713.5827 | 1.4682e-05 | 963.3133 | -0.0039845 | 713.5827 | 9.5769e-06 | 957.86 | 0.001737 | 713.0392 | 0.00124 | 957.86 | -0.00058385 | 957.86 | 0.00066102 | 713.5827 | 1.0469e-05 | 713.5827 | 5.9846e-06 | 713.0392 | 0.00080598 | 963.3133 | -0.0047605 | 1052.5691 | 0.00635 | 963.3133 | -0.0019156 | 1052.9588 | 0 | 1052.5691 | 0.00748 | 713.5827 | 3.9028e-06
|  |  | 963.5556 | 0.00042696 | 713.1662 | 0 | 963.5556 | 0.0020875 | 713.7037 | 0 | 963.5556 | 0.0019453 | 713.7037 | 8.5464e-06 | 958.1 | 0.001366 | 713.1662 | 0.00203 | 958.1 | 0.0014179 | 958.1 | 0.0014088 | 713.7037 | 1.0341e-05 | 713.7037 | 5.1281e-06 | 713.1662 | 0 | 963.5556 | 0.0029729 | 1052.7377 | 0.00747 | 963.5556 | -0.0023889 | 1053.1291 | 0 | 1052.7377 | 0.00728 | 713.7037 | 4.4806e-06
|  |  | 963.7978 | -0.00031296 | 713.2932 | 0.00116 | 963.7978 | -0.0026009 | 713.8246 | 0 | 963.7978 | -0.0037344 | 713.8246 | 9.7785e-06 | 958.34 | -0.0015346 | 713.2932 | 0 | 958.34 | -0.0024242 | 958.34 | -0.0014846 | 713.8246 | 9.2398e-06 | 713.8246 | 6.5226e-06 | 713.2932 | 1.8743e-05 | 963.7978 | -0.0068283 | 1052.9062 | 0.01071 | 963.7978 | -0.0026902 | 1053.2994 | 0 | 1052.9062 | 0.0075 | 713.8246 | 6.2021e-06
|  |  | 964.04 | -0.0005261 | 713.4202 | 0 | 964.04 | 0.00085277 | 713.9456 | 0 | 964.04 | 0.0013624 | 713.9456 | 8.3448e-06 | 958.58 | 0.00032042 | 713.4202 | 0.00147 | 958.58 | -0.0010358 | 958.58 | -0.00018422 | 713.9456 | 9.2749e-06 | 713.9456 | 8.2356e-06 | 713.4202 | 0 | 964.04 | 0.0059843 | 1053.0748 | 0.00877 | 964.04 | 0.001335 | 1053.4696 | 6.6672e-06 | 1053.0748 | 0.00723 | 713.9456 | 4.2448e-06
|  |  | 964.2822 | -0.00051428 | 713.5473 | 0.00172 | 964.2822 | -0.0067758 | 714.0666 | 0 | 964.2822 | -0.0036852 | 714.0666 | 9.0953e-06 | 958.82 | -0.00021923 | 713.5473 | 0.00093192 | 958.82 | -0.001843 | 958.82 | -0.0013871 | 714.0666 | 9.5209e-06 | 714.0666 | 7.4889e-06 | 713.5473 | 0 | 964.2822 | -0.0048439 | 1053.2434 | 0.00955 | 964.2822 | -0.0036152 | 1053.6399 | 0 | 1053.2434 | 0.00743 | 714.0666 | 3.6788e-06
|  |  | 964.5245 | -0.00029348 | 713.6743 | 0 | 964.5245 | -0.0014806 | 714.1875 | 0 | 964.5245 | 0.0016915 | 714.1875 | 7.8183e-06 | 959.07 | -0.0009275 | 713.6743 | 0.00061512 | 959.07 | 0.00019102 | 959.07 | -0.0011595 | 714.1875 | 1.0247e-05 | 714.1875 | 8.016e-06 | 713.6743 | 0 | 964.5245 | 0.016348 | 1053.4119 | 0.00712 | 964.5245 | -0.0013663 | 1053.8102 | 0 | 1053.4119 | 0.00721 | 714.1875 | 2.9831e-06
|  |  | 964.7667 | -0.00019482 | 713.8014 | 0.00134 | 964.7667 | -0.005491 | 714.3085 | 0 | 964.7667 | -0.0037189 | 714.3085 | 8.7816e-06 | 959.31 | 0.00096123 | 713.8014 | 0.00053456 | 959.31 | 0.0004816 | 959.31 | 0.0002384 | 714.3085 | 1.1699e-05 | 714.3085 | 7.9172e-06 | 713.8014 | 0.00103 | 964.7667 | -0.0094351 | 1053.5805 | 0.00577 | 964.7667 | -0.0016282 | 1053.9805 | 3.0002e-05 | 1053.5805 | 0.00749 | 714.3085 | 2.5233e-06
|  |  | 965.009 | -9.4578e-05 | 713.9285 | 0 | 965.009 | 0.0041307 | 714.4295 | 1.4682e-05 | 965.009 | 0.0014276 | 714.4295 | 9.2857e-06 | 959.55 | 0.0015008 | 713.9285 | 0.00132 | 959.55 | 0.001095 | 959.55 | 0.00056349 | 714.4295 | 1.0013e-05 | 714.4295 | 8.5541e-06 | 713.9285 | 0 | 965.009 | 0.0051959 | 1053.749 | 0.00642 | 965.009 | 0.0015125 | 1054.1508 | 0 | 1053.749 | 0.00735 | 714.4295 | 1.1437e-06
|  |  | 965.2512 | -0.00021628 | 714.0556 | 0.00032946 | 965.2512 | -0.0037944 | 714.5505 | 1.4682e-05 | 965.2512 | -0.0042075 | 714.5505 | 9.7337e-06 | 959.79 | -0.00096123 | 714.0556 | 0.00122 | 959.79 | 0.00051389 | 959.79 | 0.0020264 | 714.5505 | 9.7082e-06 | 714.5505 | 8.016e-06 | 714.0556 | 0.00013121 | 965.2512 | -0.0014407 | 1053.9176 | 0.00872 | 965.2512 | -0.0043957 | 1054.3211 | 0 | 1053.9176 | 0.00761 | 714.5505 | 1.8394e-06
|  |  | 965.4935 | -0.00033 | 714.1826 | 0 | 965.4935 | 0.00078545 | 714.6715 | 1.4682e-05 | 965.4935 | 0.0021122 | 714.6715 | 9.1513e-06 | 960.03 | 0.001231 | 714.1826 | 0 | 960.03 | 9.4169e-05 | 960.03 | 0.00027091 | 714.6715 | 8.8534e-06 | 714.6715 | 6.4128e-06 | 714.1826 | 0 | 965.4935 | -0.0013614 | 1054.0861 | 0.00781 | 965.4935 | 0.0049847 | 1054.4914 | 0 | 1054.0861 | 0.00735 | 714.6715 | 4.7046e-06
|  |  | 965.7358 | -0.0012086 | 714.3098 | 0.00184 | 965.7358 | -0.0060109 | 714.7924 | 1.4682e-05 | 965.7358 | -0.0040217 | 714.7924 | 9.2297e-06 | 960.28 | -5.0592e-05 | 714.3098 | 0.00016557 | 960.28 | -2.6905e-06 | 960.28 | -0.00285 | 714.7924 | 1.102e-05 | 714.7924 | 7.8074e-06 | 714.3098 | 0.00044985 | 965.7358 | -0.0050763 | 1054.2547 | 0.00826 | 965.7358 | -0.010176 | 1054.6617 | 0 | 1054.2547 | 0.00755 | 714.7924 | 7.2279e-06
|  |  | 965.978 | 0.00011725 | 714.4369 | 0 | 965.978 | -0.00071959 | 714.9134 | 3.2289e-05 | 965.978 | 0.001871 | 714.9134 | 8.7816e-06 | 960.52 | 0.00035414 | 714.4369 | 0.00138 | 960.52 | -0.0010036 | 960.52 | -0.0014521 | 714.9134 | 1.068e-05 | 714.9134 | 7.6976e-06 | 714.4369 | 0 | 965.978 | 0.0065759 | 1054.4232 | 0.00649 | 965.978 | 0.0032595 | 1054.832 | 0 | 1054.4232 | 0.00735 | 714.9134 | 7.8056e-06
|  |  | 966.2203 | -0.0014218 | 714.564 | 0 | 966.2203 | -0.0041833 | 715.0344 | 0 | 966.2203 | -0.0043785 | 715.0344 | 7.5159e-06 | 960.76 | -0.00035414 | 714.564 | 0 | 960.76 | 6.1882e-05 | 960.76 | -0.0022973 | 715.0344 | 1.1149e-05 | 715.0344 | 1.0377e-05 | 714.564 | 0.00018744 | 966.2203 | -0.0026296 | 1054.5918 | 0.00707 | 966.2203 | -0.011389 | 1055.0023 | 0 | 1054.5918 | 0.00751 | 715.0344 | 7.4637e-06
|  |  | 966.4626 | -9.7619e-05 | 714.6911 | 0 | 966.4626 | 0.0018192 | 715.1554 | 0 | 966.4626 | 0.0023649 | 715.1554 | 7.8743e-06 | 961 | 0.00059023 | 714.6911 | 0.0011 | 961 | 0.00015874 | 961 | 0.00082357 | 715.1554 | 1.205e-05 | 715.1554 | 9.0921e-06 | 714.6911 | 0 | 966.4626 | 0.0068026 | 1054.7603 | 0.00867 | 966.4626 | 0.0092045 | 1055.1726 | 0 | 1054.7603 | 0.00702 | 715.1554 | 6.544e-06
|  |  | 966.7049 | -0.00099477 | 714.8183 | 0.00081498 | 966.7049 | -0.0046153 | 715.2764 | 0 | 966.7049 | -0.0039603 | 715.2764 | 9.3305e-06 | 961.24 | -0.0009275 | 714.8183 | 0.00246 | 961.24 | -0.0011973 | 961.24 | -0.0032725 | 715.2764 | 1.191e-05 | 715.2764 | 9.5204e-06 | 714.8183 | 3.7485e-05 | 966.7049 | 0.0060104 | 1054.9289 | 0.00615 | 966.7049 | -0.0045122 | 1055.3429 | 0 | 1054.9289 | 0.00729 | 715.2764 | 4.3627e-06
|  |  | 966.9472 | 6.6047e-06 | 714.9455 | 0 | 966.9472 | -4.2152e-07 | 715.3973 | 1.4682e-05 | 966.9472 | 0.002365 | 715.3973 | 1.0014e-05 | 961.48 | 0.0024115 | 714.9455 | 0.00055835 | 961.48 | -2.6905e-06 | 961.48 | 0.0010186 | 715.3973 | 1.0411e-05 | 715.3973 | 7.4889e-06 | 714.9455 | 0 | 966.9472 | 0.0013785 | 1055.0974 | 0.00944 | 966.9472 | 0.0007417 | 1055.5132 | 0 | 1055.0974 | 0.00695 | 715.3973 | 1.8394e-06
|  |  | 967.1895 | -0.00039403 | 715.0726 | 0.00093636 | 967.1895 | -0.0043928 | 715.5183 | 1.4682e-05 | 967.1895 | -0.0039635 | 715.5183 | 1.0383e-05 | 961.73 | -0.0012648 | 715.0726 | 0.00119 | 961.73 | -0.0013909 | 961.73 | -0.00096444 | 715.5183 | 9.9542e-06 | 715.5183 | 7.6976e-06 | 715.0726 | 0.00046859 | 967.1895 | 0.00018025 | 1055.266 | 0.00675 | 967.1895 | -2.7707e-05 | 1055.6835 | 0 | 1055.266 | 0.0073 | 715.5183 | 2.8652e-06
|  |  | 967.4318 | 0.0007657 | 715.1998 | 0 | 967.4318 | -0.0025536 | 715.6393 | 1.4682e-05 | 967.4318 | 0.0026357 | 715.6393 | 9.3081e-06 | 961.97 | 0.00065769 | 715.1998 | 0.0013 | 961.97 | 0.0015793 | 961.97 | 0.0015387 | 715.6393 | 9.5209e-06 | 715.6393 | 6.0944e-06 | 715.1998 | 0 | 967.4318 | 0.0035759 | 1055.4345 | 0.00715 | 967.4318 | 0.0083249 | 1055.8538 | 0 | 1055.4345 | 0.00695 | 715.6393 | 3.9028e-06
|  |  | 967.6741 | -0.0013598 | 715.327 | 0.00177 | 967.6741 | -0.0053644 | 715.7603 | 1.4682e-05 | 967.6741 | -0.0036026 | 715.7603 | 1.0036e-05 | 962.21 | -0.0011973 | 715.327 | 0.00204 | 962.21 | 0.0002556 | 962.21 | -5.4182e-05 | 715.7603 | 1.1746e-05 | 715.7603 | 6.9509e-06 | 715.327 | 0.0007685 | 967.6741 | -0.0056256 | 1055.6031 | 0.0103 | 967.6741 | -0.0012953 | 1056.0241 | 0 | 1055.6031 | 0.00733 | 715.7603 | 6.0841e-06
|  |  | 967.9164 | -1.7792e-05 | 715.4543 | 0 | 967.9164 | -0.00044669 | 715.8813 | 0 | 967.9164 | 0.0014943 | 715.8813 | 9.3865e-06 | 962.45 | -0.00028669 | 715.4543 | 0.00209 | 962.45 | 0.0025479 | 962.45 | 0.00043346 | 715.8813 | 1.0118e-05 | 715.8813 | 6.6324e-06 | 715.4543 | 0 | 967.9164 | 0.0051577 | 1055.7716 | 0.01006 | 967.9164 | 9.7496e-05 | 1056.1944 | 0 | 1055.7716 | 0.00713 | 715.8813 | 3.9028e-06
|  |  | 968.1587 | 6.738e-05 | 715.5815 | 0.00224 | 968.1587 | -0.0073356 | 716.0023 | 0 | 968.1587 | -0.0042201 | 716.0023 | 1.0294e-05 | 962.69 | -8.4319e-05 | 715.5815 | 0.00113 | 962.69 | 0.00093361 | 962.69 | 0.0013112 | 716.0023 | 1.1395e-05 | 716.0023 | 9.729e-06 | 715.5815 | 0.00014995 | 968.1587 | -0.0016044 | 1055.9402 | 0.00559 | 968.1587 | -0.0021738 | 1056.3647 | 1.0001e-05 | 1055.9402 | 0.00747 | 716.0023 | 4.0207e-06
|  |  | 968.401 | -3.1048e-05 | 715.7087 | 0 | 968.401 | 0.0020071 | 716.1233 | 1.4682e-05 | 968.401 | 0.0027967 | 716.1233 | 9.6217e-06 | 962.94 | -0.00099496 | 715.7087 | 0.00101 | 962.94 | 0.0007076 | 962.94 | -0.00047681 | 716.1233 | 8.8299e-06 | 716.1233 | 1.198e-05 | 715.7087 | 0 | 968.401 | -0.0010849 | 1056.1087 | 0.00949 | 968.401 | 0.0013331 | 1056.535 | 0 | 1056.1087 | 0.00722 | 716.1233 | 5.1645e-06
|  |  | 968.6434 | -0.00085417 | 715.836 | 0.00146 | 968.6434 | -0.0028179 | 716.2443 | 0 | 968.6434 | -0.0046823 | 716.2443 | 9.7561e-06 | 963.18 | -0.0011299 | 715.836 | 0.00070485 | 963.18 | 0.0012888 | 963.18 | 0.0019289 | 716.2443 | 1.006e-05 | 716.2443 | 1.1552e-05 | 715.836 | 0.00033739 | 968.6434 | -0.0076955 | 1056.2773 | 0.00605 | 968.6434 | -0.00062537 | 1056.7053 | 0 | 1056.2773 | 0.00749 | 716.2443 | 5.2824e-06
|  |  | 968.8857 | 0.00055277 | 715.9632 | 0 | 968.8857 | 0.0030472 | 716.3652 | 1.4682e-05 | 968.8857 | 0.0021032 | 716.3652 | 9.6553e-06 | 963.42 | 0.0015346 | 715.9632 | 0.00092742 | 963.42 | 0.00012645 | 963.42 | 0.00010836 | 716.3652 | 9.0993e-06 | 716.3652 | 9.6192e-06 | 715.9632 | 0 | 968.8857 | 0.0031402 | 1056.4458 | 0.00765 | 968.8857 | -0.0059947 | 1056.8756 | 0 | 1056.4458 | 0.00717 | 716.3652 | 4.0207e-06
|  |  | 969.128 | -0.0012303 | 716.0905 | 0.00116 | 969.128 | -0.0059286 | 716.4862 | 1.4682e-05 | 969.128 | -0.0035134 | 716.4862 | 9.1737e-06 | 963.66 | -0.00032042 | 716.0905 | 0.00133 | 963.66 | -0.00087442 | 963.66 | -0.00031426 | 716.4862 | 9.8371e-06 | 716.4862 | 7.5878e-06 | 716.0905 | 3.7485e-05 | 969.128 | -0.0019803 | 1056.6144 | 0.00941 | 969.128 | -0.00093064 | 1057.046 | 0 | 1056.6144 | 0.00745 | 716.4862 | 6.8388e-07
|  |  | 969.3704 | 0.00011321 | 716.2178 | 0 | 969.3704 | 0.00078629 | 716.6072 | 3.2289e-05 | 969.3704 | 0.0023698 | 716.6072 | 8.0088e-06 | 963.9 | -0.00015177 | 716.2178 | 0.00167 | 963.9 | 0.0007076 | 963.9 | 0.0011162 | 716.6072 | 9.193e-06 | 716.6072 | 7.1595e-06 | 716.2178 | 0 | 969.3704 | 0.012595 | 1056.7829 | 0.00744 | 969.3704 | 0.0037555 | 1057.2163 | 0 | 1056.7829 | 0.00728 | 716.6072 | 2.2992e-06
|  |  | 969.6127 | -0.0011833 | 716.3451 | 0.00098839 | 969.6127 | -0.004845 | 716.7282 | 1.4682e-05 | 969.6127 | -0.0030281 | 716.7282 | 6.9558e-06 | 964.15 | -0.0014334 | 716.3451 | 0.00136 | 964.15 | 0.001547 | 964.15 | -0.00054182 | 716.7282 | 9.1812e-06 | 716.7282 | 6.5226e-06 | 716.3451 | 5.6228e-05 | 969.6127 | -0.0040509 | 1056.9515 | 0.0063 | 969.6127 | 0.0018035 | 1057.3866 | 0 | 1056.9515 | 0.00763 | 716.7282 | 3.443e-06
|  |  | 969.8551 | -0.00082061 | 716.4724 | 0 | 969.8551 | 0.003435 | 716.8492 | 0 | 969.8551 | 0.0018204 | 716.8492 | 8.1096e-06 | 964.39 | 0.0013322 | 716.4724 | 0.00147 | 964.39 | -0.00087442 | 964.39 | -0.0010295 | 716.8492 | 9.3803e-06 | 716.8492 | 4.9194e-06 | 716.4724 | 0 | 969.8551 | 0.00070643 | 1057.12 | 0.00904 | 969.8551 | 0.0033114 | 1057.5569 | 0 | 1057.12 | 0.00748 | 716.8492 | 5.6243e-06
|  |  | 970.0974 | -0.00089412 | 716.5997 | 0.00065893 | 970.0974 | -0.0056171 | 716.9702 | 0 | 970.0974 | -0.0039529 | 716.9702 | 9.8793e-06 | 964.63 | -0.00099496 | 716.5997 | 0.00036425 | 964.63 | -0.0033282 | 964.63 | 0.00043346 | 716.9702 | 9.0524e-06 | 716.9702 | 5.5563e-06 | 716.5997 | 0.00093719 | 970.0974 | -0.003856 | 1057.2886 | 0.00858 | 970.0974 | -0.00043451 | 1057.7272 | 0 | 1057.2886 | 0.00765 | 716.9702 | 4.2448e-06
|  |  | 970.3398 | 0.00033121 | 716.727 | 0 | 970.3398 | 0.0046707 | 717.0912 | 0 | 970.3398 | 0.0019928 | 717.0912 | 9.9689e-06 | 964.87 | -0.0016695 | 716.727 | 0.00087064 | 964.87 | -3.4977e-05 | 964.87 | 0.00062851 | 717.0912 | 9.2632e-06 | 717.0912 | 1.0157e-05 | 716.727 | 0 | 970.3398 | 0.0084963 | 1057.4571 | 0.00672 | 970.3398 | 0.008981 | 1057.8976 | 0 | 1057.4571 | 0.00738 | 717.0912 | 3.443e-06
|  |  | 970.5822 | -0.00048257 | 716.8543 | 0.00088435 | 970.5822 | -0.0038449 | 717.2122 | 0 | 970.5822 | -0.0043903 | 717.2122 | 1.0115e-05 | 965.11 | -0.0005565 | 716.8543 | 0.00133 | 965.11 | -0.00080984 | 965.11 | -0.002915 | 717.2122 | 9.0524e-06 | 717.2122 | 1.2837e-05 | 716.8543 | 0.00135 | 970.5822 | -0.0076709 | 1057.6256 | 0.00948 | 970.5822 | -0.0041827 | 1058.0679 | 0 | 1057.6256 | 0.00758 | 717.2122 | 4.0207e-06
|  |  | 970.8246 | 1.8582e-05 | 716.9817 | 0 | 970.8246 | -0.0015717 | 717.3332 | 0 | 970.8246 | 0.0020078 | 717.3332 | 9.9353e-06 | 965.36 | 0.0013997 | 716.9817 | 0 | 965.36 | -0.0021013 | 965.36 | -0.001257 | 717.3332 | 9.111e-06 | 717.3332 | 1.2408e-05 | 716.9817 | 0 | 970.8246 | -0.0016776 | 1057.7942 | 0.00837 | 970.8246 | -0.0035609 | 1058.2382 | 0 | 1057.7942 | 0.00738 | 717.3332 | 4.4806e-06
|  |  | 971.0669 | -0.0010304 | 717.109 | 0.00151 | 971.0669 | -0.0046401 | 717.4542 | 3.2289e-05 | 971.0669 | -0.0048511 | 717.4542 | 1.0215e-05 | 965.6 | -0.0010624 | 717.109 | 0.00158 | 965.6 | 0.00035245 | 965.6 | -0.00037928 | 717.4542 | 8.6777e-06 | 717.4542 | 9.729e-06 | 717.109 | 0.00028115 | 971.0669 | -0.0038113 | 1057.9627 | 0.0071 | 971.0669 | -0.00072203 | 1058.4085 | 0 | 1057.9627 | 0.00756 | 717.4542 | 4.9404e-06
|  |  | 971.3093 | -0.00016167 | 717.2364 | 0 | 971.3093 | 0.0013078 | 717.5752 | 0 | 971.3093 | 0.0018794 | 717.5752 | 9.5209e-06 | 965.84 | -0.0009275 | 717.2364 | 0 | 965.84 | 0.00051389 | 965.84 | 0.00010836 | 717.5752 | 8.1039e-06 | 717.5752 | 8.3454e-06 | 717.2364 | 0 | 971.3093 | -0.0044412 | 1058.1313 | 0.00756 | 971.3093 | -0.0035796 | 1058.5789 | 0 | 1058.1313 | 0.00727 | 717.5752 | 2.6412e-06
|  |  | 971.5517 | -0.00062245 | 717.3638 | 0.00163 | 971.5517 | -0.0034807 | 717.6962 | 0 | 971.5517 | -0.0042203 | 717.6962 | 8.3896e-06 | 966.08 | -0.001366 | 717.3638 | 0.00283 | 966.08 | -0.0017461 | 966.08 | 0.00014088 | 717.6962 | 8.9705e-06 | 717.6962 | 9.191e-06 | 717.3638 | 0.00061854 | 971.5517 | 0.00027414 | 1058.2998 | 0.00682 | 971.5517 | -0.0051458 | 1058.7492 | 1.0001e-05 | 1058.2998 | 0.00748 | 717.6962 | 6.4261e-06
|  |  | 971.7941 | 0.00063556 | 717.4912 | 0 | 971.7941 | 0.00019102 | 717.8172 | 1.4682e-05 | 971.7941 | 0.0025072 | 717.8172 | 7.6951e-06 | 966.32 | -0.0005565 | 717.4912 | 0.0007003 | 966.32 | 0.0020636 | 966.32 | 0.00072604 | 717.8172 | 9.6028e-06 | 717.8172 | 7.8074e-06 | 717.4912 | 0 | 971.7941 | -0.0020274 | 1058.4684 | 0.00805 | 971.7941 | 0.0087369 | 1058.9195 | 0 | 1058.4684 | 0.00723 | 717.8172 | 5.6243e-06
|  |  | 972.0365 | -0.00092385 | 717.6186 | 0.00114 | 972.0365 | -0.0083996 | 717.9382 | 3.2289e-05 | 972.0365 | -0.0047774 | 717.9382 | 9.0505e-06 | 966.57 | 0.00072515 | 717.6186 | 0.00033588 | 966.57 | -0.00064841 | 966.57 | 0.0012787 | 717.9382 | 1.0961e-05 | 717.9382 | 7.6976e-06 | 717.6186 | 1.8743e-05 | 972.0365 | 0.00095354 | 1058.6369 | 0.00682 | 972.0365 | -0.0016988 | 1059.0899 | 0 | 1058.6369 | 0.00745 | 717.9382 | 1.0329e-05
|  |  | 972.2789 | 9.8225e-05 | 717.746 | 0 | 972.2789 | -0.00037282 | 718.0593 | 0 | 972.2789 | 0.0022456 | 718.0593 | 9.0953e-06 | 966.81 | -0.00072515 | 717.746 | 0.00164 | 966.81 | 0.0018054 | 966.81 | 0.00079106 | 718.0593 | 1.0598e-05 | 718.0593 | 8.016e-06 | 717.746 | 0 | 972.2789 | 0.00042575 | 1058.8055 | 0.00698 | 972.2789 | 0.0012168 | 1059.2602 | 0 | 1058.8055 | 0.00718 | 718.0593 | 5.9662e-06
|  |  | 972.5213 | -0.00090533 | 717.8734 | 0.00144 | 972.5213 | -0.0055401 | 718.1803 | 0 | 972.5213 | -0.0046338 | 718.1803 | 9.7337e-06 | 967.05 | -0.0012648 | 717.8734 | 0.00098869 | 967.05 | -0.0013587 | 967.05 | -0.0016147 | 718.1803 | 1.0774e-05 | 718.1803 | 6.314e-06 | 717.8734 | 0.00067477 | 972.5213 | -0.0081499 | 1058.974 | 0.00575 | 972.5213 | 0.00098873 | 1059.4305 | 0 | 1058.974 | 0.00747 | 718.1803 | 9.1852e-06
|  |  | 972.7637 | 0.00010453 | 718.0009 | 0 | 972.7637 | 0.002487 | 718.3013 | 0 | 972.7637 | 0.0031047 | 718.3013 | 7.5159e-06 | 967.29 | 0.00086005 | 718.0009 | 0.00107 | 967.29 | 0.00041703 | 967.29 | 0.0020589 | 718.3013 | 9.1812e-06 | 718.3013 | 6.2042e-06 | 718.0009 | 0 | 972.7637 | 0.0030057 | 1059.1425 | 0.00759 | 972.7637 | 0.0095132 | 1059.6009 | 0 | 1059.1425 | 0.00725 | 718.3013 | 4.4806e-06
|  |  | 973.0062 | -0.001321 | 718.1283 | 0.00146 | 973.0062 | -0.0078532 | 718.4223 | 0 | 973.0062 | -0.003716 | 718.4223 | 8.3224e-06 | 967.53 | 0.00038786 | 718.1283 | 0.0013 | 967.53 | -0.0009067 | 967.53 | -0.001127 | 718.4223 | 9.5092e-06 | 718.4223 | 4.6998e-06 | 718.1283 | 0 | 973.0062 | -0.0036126 | 1059.3111 | 0.0041 | 973.0062 | -0.012182 | 1059.7712 | 1.0001e-05 | 1059.3111 | 0.00758 | 718.4223 | 6.8859e-06
|  |  | 973.2486 | -0.00040931 | 718.2558 | 0 | 973.2486 | 0.00063001 | 718.5433 | 1.4682e-05 | 973.2486 | 0.0019387 | 718.5433 | 7.2807e-06 | 967.77 | -0.0013322 | 718.2558 | 0 | 967.77 | -0.00019641 | 967.77 | 0.00049847 | 718.5433 | 9.193e-06 | 718.5433 | 6.314e-06 | 718.2558 | 0 | 973.2486 | 0.010432 | 1059.4796 | 0.00784 | 973.2486 | -0.0067368 | 1059.9416 | 0 | 1059.4796 | 0.00743 | 718.5433 | 4.1386e-06
|  |  | 973.491 | -0.0011697 | 718.3833 | 0.00055488 | 973.491 | -0.0037202 | 718.6643 | 1.4682e-05 | 973.491 | -0.0048181 | 718.6643 | 8.8936e-06 | 968.02 | 0.00062396 | 718.3833 | 0.00173 | 968.02 | -0.0021658 | 968.02 | 0.00069354 | 718.6643 | 1.0692e-05 | 718.6643 | 3.9531e-06 | 718.3833 | 0.00022492 | 973.491 | -0.0078235 | 1059.6481 | 0.00598 | 973.491 | -0.002519 | 1060.1119 | 0 | 1059.6481 | 0.00767 | 718.6643 | 6.0841e-06
|  |  | 973.7335 | 0.0011367 | 718.5108 | 0 | 973.7335 | 0.0042065 | 718.7853 | 0 | 973.7335 | 0.002526 | 718.7853 | 8.916e-06 | 968.26 | 0.0012985 | 718.5108 | 0 | 968.26 | -0.0012619 | 968.26 | 0.0009211 | 718.7853 | 1.0388e-05 | 718.7853 | 6.4128e-06 | 718.5108 | 0 | 973.7335 | 0.0070335 | 1059.8167 | 0.00626 | 973.7335 | 0.018357 | 1060.2822 | 0 | 1059.8167 | 0.00736 | 718.7853 | 4.3627e-06
|  |  | 973.9759 | -0.00017535 | 718.6382 | 0.0012 | 973.9759 | -0.0069421 | 718.9063 | 0 | 973.9759 | -0.0042843 | 718.9063 | 9.4985e-06 | 968.5 | -0.00025296 | 718.6382 | 0.00283 | 968.5 | -0.0019076 | 968.5 | 0.0015062 | 718.9063 | 1.0575e-05 | 718.9063 | 7.8074e-06 | 718.6382 | 0 | 973.9759 | -0.0072001 | 1059.9852 | 0.00656 | 973.9759 | -0.00067841 | 1060.4526 | 0 | 1059.9852 | 0.00747 | 718.9063 | 7.0038e-06
|  |  | 974.2183 | -7.6574e-05 | 718.7658 | 0 | 974.2183 | 0.0012623 | 719.0273 | 0 | 974.2183 | 0.0017578 | 719.0273 | 8.9384e-06 | 968.74 | 1.6864e-05 | 718.7658 | 0 | 968.74 | -0.0010358 | 968.74 | -0.001127 | 719.0273 | 9.6731e-06 | 719.0273 | 9.3008e-06 | 718.7658 | 0 | 974.2183 | -0.0021759 | 1060.1538 | 0.00733 | 974.2183 | 0.0070028 | 1060.6229 | 0 | 1060.1538 | 0.00716 | 719.0273 | 6.0841e-06
|  |  | 974.4608 | -0.00021001 | 718.8933 | 0.00102 | 974.4608 | -0.0081549 | 719.1483 | 1.4682e-05 | 974.4608 | -0.0042073 | 719.1483 | 8.0872e-06 | 968.99 | -0.00052277 | 718.8933 | 0.00139 | 968.99 | 0.00080447 | 968.99 | -0.0012245 | 719.1483 | 1.0305e-05 | 719.1483 | 5.7759e-06 | 718.8933 | 0.00037488 | 974.4608 | 0.0017126 | 1060.3223 | 0.00596 | 974.4608 | -0.0049183 | 1060.7933 | 0 | 1060.3223 | 0.0074 | 719.1483 | 7.2279e-06
|  |  | 974.7033 | -4.5101e-06 | 719.0208 | 0 | 974.7033 | 0.0025502 | 719.2694 | 1.4682e-05 | 974.7033 | 0.0023489 | 719.2694 | 8.524e-06 | 969.23 | 0.002715 | 719.0208 | 0.0009558 | 969.23 | -3.4977e-05 | 969.23 | 0.0017663 | 719.2694 | 9.9542e-06 | 719.2694 | 5.1281e-06 | 719.0208 | 0 | 974.7033 | 0.0060445 | 1060.4908 | 0.00881 | 974.7033 | 0.00085825 | 1060.9636 | 0 | 1060.4908 | 0.00719 | 719.2694 | 4.5985e-06
|  |  | 974.9457 | -0.00076511 | 719.1483 | 0.00097105 | 974.9457 | -0.0071268 | 719.3904 | 0 | 974.9457 | -0.0036233 | 719.3904 | 8.1096e-06 | 969.47 | -0.0020068 | 719.1483 | 0.00164 | 969.47 | -0.0014556 | 969.47 | -0.0016472 | 719.3904 | 1.0985e-05 | 719.3904 | 5.1281e-06 | 719.1483 | 5.6228e-05 | 974.9457 | -0.007395 | 1060.6594 | 0.01069 | 974.9457 | -0.0088519 | 1061.134 | 1.0001e-05 | 1060.6594 | 0.00759 | 719.3904 | 6.0841e-06
|  |  | 975.1882 | 4.2947e-05 | 719.2759 | 0 | 975.1882 | 0.00019607 | 719.5114 | 0 | 975.1882 | 0.0021152 | 719.5114 | 8.4008e-06 | 969.71 | -0.0001855 | 719.2759 | 0.00169 | 969.71 | 0.0016761 | 969.71 | 0.002384 | 719.5114 | 9.8136e-06 | 719.5114 | 7.4889e-06 | 719.2759 | 0 | 975.1882 | 0.0035797 | 1060.8279 | 0.01004 | 975.1882 | -0.00010499 | 1061.3043 | 6.6672e-06 | 1060.8279 | 0.00744 | 719.5114 | 3.5609e-06
|  |  | 975.4307 | -0.00089528 | 719.4035 | 0.00191 | 975.4307 | -0.0075777 | 719.6324 | 0 | 975.4307 | -0.0044383 | 719.6324 | 8.58e-06 | 969.95 | -0.00059023 | 719.4035 | 0.00027911 | 969.95 | -0.00029326 | 969.95 | -0.00073687 | 719.6324 | 1.0095e-05 | 719.6324 | 6.4128e-06 | 719.4035 | 0.00061854 | 975.4307 | -0.0087727 | 1060.9964 | 0.00805 | 975.4307 | -0.0049325 | 1061.4747 | 1.0001e-05 | 1060.9964 | 0.00788 | 719.6324 | 6.4261e-06
|  |  | 975.6731 | -0.0006777 | 719.531 | 0 | 975.6731 | -0.0005736 | 719.7534 | 0 | 975.6731 | 0.0022388 | 719.7534 | 9.4873e-06 | 970.2 | -0.00065769 | 719.531 | 0.00169 | 970.2 | -0.00074527 | 970.2 | 0.00066102 | 719.7534 | 9.0524e-06 | 719.7534 | 7.0607e-06 | 719.531 | 0 | 975.6731 | -0.0013289 | 1061.165 | 0.00844 | 975.6731 | 0.00044534 | 1061.645 | 0 | 1061.165 | 0.00764 | 719.7534 | 5.4003e-06
|  |  | 975.9156 | -8.9988e-05 | 719.6586 | 0.00093636 | 975.9156 | -0.0064864 | 719.8745 | 1.4682e-05 | 975.9156 | -0.0037353 | 719.8745 | 1.0148e-05 | 970.44 | -0.00072515 | 719.6586 | 0.0004494 | 970.44 | -0.0020367 | 970.44 | -0.0012895 | 719.8745 | 9.3452e-06 | 719.8745 | 5.1281e-06 | 719.6586 | 0.00099342 | 975.9156 | -0.003378 | 1061.3335 | 0.01083 | 975.9156 | -0.004024 | 1061.8154 | 0 | 1061.3335 | 0.00785 | 719.8745 | 9.3031e-06
|  |  | 976.1581 | -0.00012617 | 719.7862 | 0 | 976.1581 | -0.00089912 | 719.9955 | 0 | 976.1581 | 0.0014215 | 719.9955 | 9.7785e-06 | 970.68 | -0.0019057 | 719.7862 | 0.00087064 | 970.68 | -0.00026098 | 970.68 | 0.0009536 | 719.9955 | 8.5606e-06 | 719.9955 | 4.3814e-06 | 719.7862 | 0 | 976.1581 | 0.0053356 | 1061.502 | 0.01078 | 976.1581 | 0.0030562 | 1061.9857 | 0 | 1061.502 | 0.00752 | 719.9955 | 8.0414e-06
|  |  | 976.4006 | -0.00062811 | 719.9138 | 0.00106 | 976.4006 | -0.00095651 | 720.1165 | 1.4682e-05 | 976.4006 | -0.0039878 | 720.1165 | 1.0014e-05 | 970.92 | -0.00028669 | 719.9138 | 0.0019 | 970.92 | 0.0004816 | 970.92 | -0.00034676 | 720.1165 | 8.7011e-06 | 720.1165 | 3.9531e-06 | 719.9138 | 0 | 976.4006 | -0.0021844 | 1061.6706 | 0.00895 | 976.4006 | 0.0014868 | 1062.1561 | 0 | 1061.6706 | 0.00775 | 720.1165 | 9.869e-06
|  |  | 976.6431 | -0.00022053 | 720.0415 | 0 | 976.6431 | 0.0011977 | 720.2375 | 0 | 976.6431 | 0.0016239 | 720.2375 | 9.7225e-06 | 971.16 | 0.00025296 | 720.0415 | 0.00027444 | 971.16 | 0.00073989 | 971.16 | -2.1673e-05 | 720.2375 | 8.4201e-06 | 720.2375 | 6.7313e-06 | 720.0415 | 0 | 976.6431 | 0.0013962 | 1061.8391 | 0.01083 | 976.6431 | 0.0064004 | 1062.3265 | 0 | 1061.8391 | 0.00756 | 720.2375 | 6.6619e-06
|  |  | 976.8856 | -0.00044063 | 720.1691 | 0.00147 | 976.8856 | -0.0083642 | 720.3585 | 1.4682e-05 | 976.8856 | -0.0056401 | 720.3585 | 9.6217e-06 | 971.41 | -0.00032042 | 720.1691 | 0 | 971.41 | 0.00041703 | 971.41 | 0.00014088 | 720.3585 | 9.193e-06 | 720.3585 | 8.7737e-06 | 720.1691 | 0.00065603 | 976.8856 | 0.00023004 | 1062.0076 | 0.00746 | 976.8856 | 0.0027431 | 1062.4968 | 0 | 1062.0076 | 0.00797 | 720.3585 | 8.2655e-06
|  |  | 977.1281 | 0.00020356 | 720.2967 | 0 | 977.1281 | 0.0015804 | 720.4796 | 0 | 977.1281 | 0.0029692 | 720.4796 | 8.1656e-06 | 971.65 | -0.00025296 | 720.2967 | 0.00050157 | 971.65 | -0.00084214 | 971.65 | 0.00010836 | 720.4796 | 9.3803e-06 | 720.4796 | 9.3008e-06 | 720.2967 | 0 | 977.1281 | 9.8312e-05 | 1062.1762 | 0.00942 | 977.1281 | 0.0080643 | 1062.6672 | 0 | 1062.1762 | 0.00797 | 720.4796 | 4.8225e-06
|  |  | 977.3706 | -0.0012321 | 720.4244 | 0.00187 | 977.3706 | -0.0057239 | 720.6006 | 1.4682e-05 | 977.3706 | -0.0050372 | 720.6006 | 8.3896e-06 | 971.89 | 0.0010961 | 720.4244 | 0.00178 | 971.89 | 0.00019102 | 971.89 | -0.0017121 | 720.6006 | 1.0364e-05 | 720.6006 | 6.4128e-06 | 720.4244 | 0.00114 | 977.3706 | 0.0019162 | 1062.3447 | 0.01073 | 977.3706 | 0.0023487 | 1062.8375 | 0 | 1062.3447 | 0.00841 | 720.6006 | 7.2279e-06
|  |  | 977.6131 | -0.00034045 | 720.5521 | 0 | 977.6131 | 0.002271 | 720.7216 | 1.4682e-05 | 977.6131 | 0.0028684 | 720.7216 | 8.3224e-06 | 972.13 | -0.00032042 | 720.5521 | 0.00147 | 972.13 | 0.0011596 | 972.13 | -0.0016472 | 720.7216 | 9.5209e-06 | 720.7216 | 6.8411e-06 | 720.5521 | 0 | 977.6131 | -0.0024776 | 1062.5132 | 0.0109 | 977.6131 | 0.0048273 | 1063.0079 | 6.6672e-06 | 1062.5132 | 0.00811 | 720.7216 | 3.9028e-06
|  |  | 977.8557 | -0.00082771 | 720.6797 | 0.00137 | 977.8557 | -0.0064512 | 720.8427 | 1.4682e-05 | 977.8557 | -0.0046886 | 720.8427 | 8.9944e-06 | 972.37 | 0.0013322 | 720.6797 | 0.0004494 | 972.37 | -0.0004547 | 972.37 | -0.001257 | 720.8427 | 1.0551e-05 | 720.8427 | 6.7313e-06 | 720.6797 | 5.6228e-05 | 977.8557 | 0.00020686 | 1062.6817 | 0.00958 | 977.8557 | -0.00056706 | 1063.1783 | 0 | 1062.6817 | 0.00827 | 720.8427 | 4.8225e-06
|  |  | 978.0982 | -0.00019555 | 720.8074 | 0 | 978.0982 | 0.0038994 | 720.9637 | 0 | 978.0982 | 0.0020335 | 720.9637 | 9.0281e-06 | 972.62 | 0.0009275 | 720.8074 | 0.00050157 | 972.62 | -2.6905e-06 | 972.62 | 0.00027091 | 720.9637 | 9.4389e-06 | 720.9637 | 8.2356e-06 | 720.8074 | 0 | 978.0982 | 0.0031339 | 1062.8503 | 0.00889 | 978.0982 | 0.0090766 | 1063.3486 | 0 | 1062.8503 | 0.00798 | 720.9637 | 3.6788e-06
|  |  | 978.3407 | -0.00056799 | 720.9351 | 0.00058956 | 978.3407 | -0.008071 | 721.0847 | 1.4682e-05 | 978.3407 | -0.0042053 | 721.0847 | 9.9129e-06 | 972.86 | -0.0015684 | 720.9351 | 0.00144 | 972.86 | -0.0019076 | 972.86 | -0.00080189 | 721.0847 | 9.5209e-06 | 721.0847 | 8.9823e-06 | 720.9351 | 0 | 978.3407 | -0.00086977 | 1063.0188 | 0.00772 | 978.3407 | -0.005281 | 1063.519 | 0 | 1063.0188 | 0.00827 | 721.0847 | 7.2279e-06
|  |  | 978.5833 | -0.0003318 | 721.0628 | 0 | 978.5833 | -0.0004803 | 721.2057 | 1.4682e-05 | 978.5833 | 0.0022201 | 721.2057 | 9.9689e-06 | 973.1 | -0.0010287 | 721.0628 | 0.00098419 | 973.1 | -0.00074527 | 973.1 | -0.00034676 | 721.2057 | 9.2749e-06 | 721.2057 | 8.9823e-06 | 721.0628 | 0 | 978.5833 | -0.0012105 | 1063.1873 | 0.01028 | 978.5833 | 0.0054929 | 1063.6894 | 0 | 1063.1873 | 0.00798 | 721.2057 | 7.5816e-06
|  |  | 978.8258 | -0.00012425 | 721.1906 | 0.00052021 | 978.8258 | -0.0048129 | 721.3268 | 0 | 978.8258 | -0.0048525 | 721.3268 | 8.3896e-06 | 973.34 | -0.0022428 | 721.1906 | 0.00258 | 973.34 | -0.0024564 | 973.34 | -0.0012245 | 721.3268 | 9.8371e-06 | 721.3268 | 9.4106e-06 | 721.1906 | 0.00044985 | 978.8258 | -0.00024539 | 1063.3559 | 0.00784 | 978.8258 | -0.0030697 | 1063.8598 | 0 | 1063.3559 | 0.00815 | 721.3268 | 1.0105e-05
|  |  | 979.0684 | 0.00065538 | 721.3183 | 0 | 979.0684 | 0.00099423 | 721.4478 | 0 | 979.0684 | 0.0020213 | 721.4478 | 7.2807e-06 | 973.58 | 0.00086005 | 721.3183 | 0.0013 | 973.58 | -0.0010036 | 973.58 | 0.00017338 | 721.4478 | 1.0083e-05 | 721.4478 | 7.1595e-06 | 721.3183 | 0 | 979.0684 | 0.010103 | 1063.5244 | 0.01092 | 979.0684 | 0.0070588 | 1064.0301 | 6.6672e-06 | 1063.5244 | 0.00787 | 721.4478 | 8.5013e-06
|  |  | 979.3109 | -0.0012692 | 721.4461 | 0.00106 | 979.3109 | -0.0075621 | 721.5688 | 3.2289e-05 | 979.3109 | -0.0039704 | 721.5688 | 6.8102e-06 | 973.83 | 0.00025296 | 721.4461 | 0.00107 | 973.83 | -0.00016412 | 973.83 | 0.00036844 | 721.5688 | 8.5137e-06 | 721.5688 | 7.2693e-06 | 721.4461 | 0 | 979.3109 | -0.0059885 | 1063.6929 | 0.00793 | 979.3109 | 0.001072 | 1064.2005 | 0 | 1063.6929 | 0.00802 | 721.5688 | 9.0673e-06
|  |  | 979.5535 | 0.00025245 | 721.5738 | 0 | 979.5535 | 0.0031367 | 721.6899 | 0 | 979.5535 | 0.0030014 | 721.6899 | 7.1687e-06 | 974.07 | -0.00032042 | 721.5738 | 0.00033123 | 974.07 | 0.00057846 | 974.07 | -0.00034676 | 721.6899 | 8.3732e-06 | 721.6899 | 6.9509e-06 | 721.5738 | 0 | 979.5535 | 0.0044468 | 1063.8614 | 0.00939 | 979.5535 | 0.0065636 | 1064.3709 | 0 | 1063.8614 | 0.00773 | 721.6899 | 4.7046e-06
|  |  | 979.796 | -0.00020704 | 721.7016 | 0.0006936 | 979.796 | -0.0064459 | 721.8109 | 1.4682e-05 | 979.796 | -0.0043803 | 721.8109 | 7.5383e-06 | 974.31 | -0.0026139 | 721.7016 | 0.00036425 | 974.31 | -0.0017139 | 974.31 | 0.00088859 | 721.8109 | 9.5911e-06 | 721.8109 | 8.8725e-06 | 721.7016 | 7.4971e-05 | 979.796 | -0.0045031 | 1064.03 | 0.01018 | 979.796 | 0.0066943 | 1064.5412 | 0 | 1064.03 | 0.00798 | 721.8109 | 4.2448e-06
|  |  | 980.0386 | 0.00022973 | 721.8294 | 0 | 980.0386 | 0.0019227 | 721.9319 | 0 | 980.0386 | 0.0021802 | 721.9319 | 7.5383e-06 | 974.55 | 0.0001855 | 721.8294 | 0.0011 | 974.55 | 0.0021605 | 974.55 | 0.0017988 | 721.9319 | 1.0259e-05 | 721.9319 | 8.5541e-06 | 721.8294 | 0 | 980.0386 | 0.0090496 | 1064.1985 | 0.01294 | 980.0386 | 0.012296 | 1064.7116 | 0 | 1064.1985 | 0.00792 | 721.9319 | 3.2189e-06
|  |  | 980.2812 | -0.00072112 | 721.9572 | 0.00039883 | 980.2812 | -0.0037175 | 722.053 | 0 | 980.2812 | -0.0056527 | 722.053 | 7.8967e-06 | 974.8 | -0.00082632 | 721.9572 | 0.00204 | 974.8 | 0.00057846 | 974.8 | 0.00014088 | 722.053 | 1.1266e-05 | 722.053 | 7.0607e-06 | 721.9572 | 0 | 980.2812 | -0.0038157 | 1064.367 | 0.01087 | 980.2812 | 0.00054935 | 1064.882 | 0 | 1064.367 | 0.00831 | 722.053 | 7.5816e-06
|  |  | 980.5238 | 7.808e-05 | 722.085 | 0 | 980.5238 | -0.0014991 | 722.174 | 1.4682e-05 | 980.5238 | 0.0032471 | 722.174 | 8.3448e-06 | 975.04 | 0.001231 | 722.085 | 0.00186 | 975.04 | 0.0009659 | 975.04 | 0.00010836 | 722.174 | 9.6731e-06 | 722.174 | 6.314e-06 | 722.085 | 0 | 980.5238 | 0.0099635 | 1064.5355 | 0.01206 | 980.5238 | 0.0098211 | 1065.0524 | 6.6672e-06 | 1064.5355 | 0.00848 | 722.174 | 6.0841e-06
|  |  | 980.7664 | -0.00055313 | 722.2128 | 0.0006936 | 980.7664 | -0.0045826 | 722.295 | 0 | 980.7664 | -0.0044895 | 722.295 | 9.0953e-06 | 975.28 | 0.00035414 | 722.2128 | 0.00119 | 975.28 | 0.00044931 | 975.28 | -0.0019722 | 722.295 | 1.0903e-05 | 722.295 | 5.5563e-06 | 722.2128 | 0.00013121 | 980.7664 | -0.0073227 | 1064.7041 | 0.01146 | 980.7664 | -0.0025775 | 1065.2228 | 0 | 1064.7041 | 0.00885 | 722.295 | 1.0223e-05
|  |  | 981.0089 | 0.00022774 | 722.3406 | 0 | 981.0089 | -2.4229e-05 | 722.4161 | 1.4682e-05 | 981.0089 | 0.0031199 | 722.4161 | 9.2297e-06 | 975.52 | 0.00045532 | 722.3406 | 0.00269 | 975.52 | -0.00026098 | 975.52 | -2.1673e-05 | 722.4161 | 1.1008e-05 | 722.4161 | 7.3791e-06 | 722.3406 | 0 | 981.0089 | 0.003092 | 1064.8726 | 0.00916 | 981.0089 | 0.0068698 | 1065.3932 | 0 | 1064.8726 | 0.00906 | 722.4161 | 7.3458e-06
|  |  | 981.2515 | -0.00052113 | 722.4684 | 0.00192 | 981.2515 | -0.0035328 | 722.5371 | 0 | 981.2515 | -0.0045969 | 722.5371 | 8.7928e-06 | 975.76 | -0.00059023 | 722.4684 | 0.00215 | 975.76 | 0.0017085 | 975.76 | -5.4182e-05 | 722.5371 | 1.1828e-05 | 722.5371 | 6.314e-06 | 722.4684 | 0.00033739 | 981.2515 | -0.0042157 | 1065.0411 | 0.01261 | 981.2515 | 0.002573 | 1065.5635 | 0 | 1065.0411 | 0.0095 | 722.5371 | 8.5013e-06
|  |  | 981.4941 | -0.00023048 | 722.5963 | 0 | 981.4941 | -0.0016053 | 722.6582 | 0 | 981.4941 | 0.002465 | 722.6582 | 8.8152e-06 | 976.01 | 0.00065769 | 722.5963 | 7.5708e-05 | 976.01 | -0.00097128 | 976.01 | -0.0013871 | 722.6582 | 1.0692e-05 | 722.6582 | 7.3791e-06 | 722.5963 | 0 | 981.4941 | 0.0063971 | 1065.2096 | 0.01028 | 981.4941 | -0.00032869 | 1065.7339 | 0 | 1065.2096 | 0.00991 | 722.6582 | 4.4806e-06
|  |  | 981.7367 | -0.00095724 | 722.7242 | 0.00116 | 981.7367 | -0.0065573 | 722.7792 | 1.4682e-05 | 981.7367 | -0.0045696 | 722.7792 | 9.2857e-06 | 976.25 | 0.00069142 | 722.7242 | 0.00102 | 976.25 | -0.00029326 | 976.25 | -0.001322 | 722.7792 | 9.5677e-06 | 722.7792 | 6.2042e-06 | 722.7242 | 0.0012 | 981.7367 | -0.0081618 | 1065.3781 | 0.01326 | 981.7367 | 0.0049753 | 1065.9043 | 0 | 1065.3781 | 0.01044 | 722.7792 | 4.8225e-06
|  |  | 981.9793 | -0.00054388 | 722.852 | 0 | 981.9793 | 5.8455e-05 | 722.9003 | 0 | 981.9793 | 0.00277 | 722.9003 | 8.86e-06 | 976.49 | -0.00052277 | 722.852 | 0.00186 | 976.49 | -0.0017139 | 976.49 | -0.00024923 | 722.9003 | 9.0524e-06 | 722.9003 | 7.8074e-06 | 722.852 | 0 | 981.9793 | -0.0097994 | 1065.5466 | 0.01287 | 981.9793 | 0.0077575 | 1066.0747 | 6.6672e-06 | 1065.5466 | 0.0105 | 722.9003 | 3.6788e-06
|  |  | 982.222 | -0.00063377 | 722.9799 | 0.0018 | 982.222 | -0.00049201 | 723.0213 | 1.4682e-05 | 982.222 | -0.0048936 | 723.0213 | 8.4792e-06 | 976.73 | -0.0001855 | 722.9799 | 0.0001088 | 976.73 | 0.0009659 | 976.73 | 0.0032292 | 723.0213 | 9.3569e-06 | 723.0213 | 7.3791e-06 | 722.9799 | 0 | 982.222 | 0.0038106 | 1065.7152 | 0.01479 | 982.222 | -0.0015453 | 1066.2451 | 3.0002e-05 | 1065.7152 | 0.01064 | 723.0213 | 5.0465e-06
|  |  | 982.4646 | 0.0010234 | 723.1078 | 0 | 982.4646 | 0.0020623 | 723.1423 | 0 | 982.4646 | 0.0031142 | 723.1423 | 8.244e-06 | 976.97 | -0.0018381 | 723.1078 | 0 | 976.97 | 0.0020314 | 976.97 | 0.00027091 | 723.1423 | 9.8136e-06 | 723.1423 | 9.191e-06 | 723.1078 | 0 | 982.4646 | 0.0077492 | 1065.8837 | 0.0097 | 982.4646 | 0.0036376 | 1066.4155 | 0 | 1065.8837 | 0.01046 | 723.1423 | 5.2824e-06
|  |  | 982.7072 | -0.0011918 | 723.2357 | 0.00095371 | 982.7072 | -0.0034889 | 723.2634 | 0 | 982.7072 | -0.0048724 | 723.2634 | 8.3672e-06 | 977.22 | -0.0011299 | 723.2357 | 0.00036425 | 977.22 | -0.0015847 | 977.22 | -0.0014196 | 723.2634 | 9.919e-06 | 723.2634 | 8.6639e-06 | 723.2357 | 0 | 982.7072 | -0.012732 | 1066.0522 | 0.01092 | 982.7072 | -0.009931 | 1066.5859 | 0 | 1066.0522 | 0.01085 | 723.2634 | 7.8056e-06
|  |  | 982.9498 | 0.00045504 | 723.3637 | 0 | 982.9498 | 0.00068401 | 723.3844 | 0 | 982.9498 | 0.0025482 | 723.3844 | 8.7816e-06 | 977.46 | 0.0014334 | 723.3637 | 0.00092742 | 977.46 | -0.0006807 | 977.46 | -0.00063934 | 723.3844 | 1.0364e-05 | 723.3844 | 1.0586e-05 | 723.3637 | 0 | 982.9498 | 0.0047326 | 1066.2207 | 0.01318 | 982.9498 | 0.006046 | 1066.7563 | 0 | 1066.2207 | 0.01122 | 723.3844 | 7.6877e-06
|  |  | 983.1925 | -0.0016345 | 723.4916 | 0.00166 | 983.1925 | -0.0090118 | 723.5055 | 3.2289e-05 | 983.1925 | -0.0046761 | 723.5055 | 8.188e-06 | 977.7 | -0.0012648 | 723.4916 | 0.00013718 | 977.7 | -0.001843 | 977.7 | 0.0009536 | 723.5055 | 1.0961e-05 | 723.5055 | 8.7737e-06 | 723.4916 | 0 | 983.1925 | -0.013726 | 1066.3892 | 0.01408 | 983.1925 | -0.0060571 | 1066.9267 | 0 | 1066.3892 | 0.01176 | 723.5055 | 7.2279e-06
|  |  | 983.4351 | 0.00068352 | 723.6195 | 0.00024332 | 983.4351 | -0.00097014 | 723.6265 | 1.4682e-05 | 983.4351 | 0.0032418 | 723.6265 | 8.244e-06 | 977.94 | 0.00015177 | 723.6195 | 0.00266 | 977.94 | -0.001165 | 977.94 | 0.0012137 | 723.6265 | 1.1617e-05 | 723.6265 | 7.9172e-06 | 723.6195 | 0 | 983.4351 | 0.0037285 | 1066.5577 | 0.01362 | 983.4351 | 0.0039942 | 1067.0971 | 0 | 1066.5577 | 0.01166 | 723.6265 | 5.7422e-06
|  |  | 983.6778 | -0.00020723 | 723.7475 | 0.00065893 | 983.6778 | -0.0034564 | 723.7476 | 1.4682e-05 | 983.6778 | -0.0043145 | 723.7476 | 7.3815e-06 | 978.19 | -0.0012648 | 723.7475 | 0.00013718 | 978.19 | 0.001095 | 978.19 | 0.00040094 | 723.7476 | 1.1313e-05 | 723.7476 | 4.6998e-06 | 723.7475 | 0.00011247 | 983.6778 | 0.0024991 | 1066.7263 | 0.01219 | 983.6778 | -0.00034387 | 1067.2675 | 1.0001e-05 | 1066.7263 | 0.01182 | 723.7476 | 4.1386e-06
|  |  | 983.9204 | -0.00053253 | 723.8755 | 0 | 983.9204 | -0.00034702 | 723.8686 | 0 | 983.9204 | 0.0027875 | 723.8686 | 8.2888e-06 | 978.43 | 0.00045532 | 723.8755 | 0.00033123 | 978.43 | 0.0023219 | 978.43 | 0.0020589 | 723.8686 | 9.5677e-06 | 723.8686 | 7.3791e-06 | 723.8755 | 0 | 983.9204 | 0.011881 | 1066.8948 | 0.01528 | 983.9204 | 0.0040029 | 1067.4379 | 0 | 1066.8948 | 0.0122 | 723.8686 | 3.101e-06
|  |  | 984.1631 | -0.00073802 | 724.0034 | 0.00086701 | 984.1631 | -0.0050406 | 723.9897 | 1.4682e-05 | 984.1631 | -0.0039692 | 723.9897 | 8.916e-06 | 978.67 | -0.00048905 | 724.0034 | 0.00113 | 978.67 | 0.00022331 | 978.67 | -0.0021998 | 723.9897 | 9.9542e-06 | 723.9897 | 7.9172e-06 | 724.0034 | 0 | 984.1631 | -0.0075301 | 1067.0633 | 0.01572 | 984.1631 | -0.0020996 | 1067.6083 | 0 | 1067.0633 | 0.01301 | 723.9897 | 6.2021e-06
|  |  | 984.4057 | -0.00072328 | 724.1314 | 0 | 984.4057 | -0.0010603 | 724.1107 | 0 | 984.4057 | 0.0019718 | 724.1107 | 9.4985e-06 | 978.91 | 0.0011299 | 724.1314 | 0.0009558 | 978.91 | 0.00057846 | 978.91 | 7.5855e-05 | 724.1107 | 1.0013e-05 | 724.1107 | 7.6976e-06 | 724.1314 | 0 | 984.4057 | 0.011487 | 1067.2318 | 0.01519 | 984.4057 | 0.0043716 | 1067.7787 | 0 | 1067.2318 | 0.01352 | 724.1107 | 5.2824e-06
|  |  | 984.6484 | -0.0013153 | 724.2594 | 0.00031212 | 984.6484 | -0.0077377 | 724.2318 | 0 | 984.6484 | -0.0052659 | 724.2318 | 9.5209e-06 | 979.15 | 0.00096123 | 724.2594 | 0.00124 | 979.15 | -0.00016412 | 979.15 | -0.00080189 | 724.2318 | 1.0282e-05 | 724.2318 | 4.6998e-06 | 724.2594 | 0 | 984.6484 | -0.011333 | 1067.4003 | 0.01572 | 984.6484 | -0.0015954 | 1067.9491 | 0 | 1067.4003 | 0.01391 | 724.2318 | 9.9869e-06
|  |  | 984.891 | -0.00011703 | 724.3874 | 0 | 984.891 | 0.0039019 | 724.3528 | 0 | 984.891 | 0.0029009 | 724.3528 | 8.4792e-06 | 979.4 | -0.0009275 | 724.3874 | 0.0009558 | 979.4 | -0.0018108 | 979.4 | -0.00021673 | 724.3528 | 8.8885e-06 | 724.3528 | 5.0292e-06 | 724.3874 | 0 | 984.891 | 0.00032073 | 1067.5688 | 0.0147 | 984.891 | 0.0097767 | 1068.1195 | 0 | 1067.5688 | 0.0143 | 724.3528 | 5.6243e-06
|  |  | 985.1337 | -8.479e-05 | 724.5155 | 0.00108 | 985.1337 | -0.0059493 | 724.4739 | 0 | 985.1337 | -0.0052952 | 724.4739 | 9.7225e-06 | 979.64 | 5.0592e-05 | 724.5155 | 0.00064808 | 979.64 | -0.0011004 | 979.64 | -0.00067186 | 724.4739 | 8.947e-06 | 724.4739 | 7.4889e-06 | 724.5155 | 0.00105 | 985.1337 | -0.010345 | 1067.7373 | 0.01595 | 985.1337 | -0.0025266 | 1068.2899 | 1.0001e-05 | 1067.7373 | 0.01452 | 724.4739 | 9.645e-06
|  |  | 985.3764 | 0.0004186 | 724.6435 | 0 | 985.3764 | 0.002637 | 724.595 | 0 | 985.3764 | 0.0027524 | 724.595 | 9.3865e-06 | 979.88 | 0.0010624 | 724.6435 | 0.00041639 | 979.88 | 0.00077218 | 979.88 | 0.0010511 | 724.595 | 9.4272e-06 | 724.595 | 1.0805e-05 | 724.6435 | 0 | 985.3764 | 0.0098851 | 1067.9059 | 0.01456 | 985.3764 | 0.0068575 | 1068.4603 | 0 | 1067.9059 | 0.01485 | 724.595 | 5.5064e-06
|  |  | 985.6191 | -0.00055102 | 724.7716 | 0.00102 | 985.6191 | -0.0042485 | 724.716 | 0 | 985.6191 | -0.005471 | 724.716 | 1.0999e-05 | 980.12 | -0.00045532 | 724.7716 | 0.00113 | 980.12 | 0.0010305 | 980.12 | 0.0012137 | 724.716 | 1.0095e-05 | 724.716 | 8.2356e-06 | 724.7716 | 3.7485e-05 | 985.6191 | 0.002491 | 1068.0744 | 0.01598 | 985.6191 | -0.010171 | 1068.6307 | 0 | 1068.0744 | 0.01473 | 724.716 | 7.9235e-06
|  |  | 985.8618 | -0.00038416 | 724.8996 | 0 | 985.8618 | 0.0030985 | 724.8371 | 3.2289e-05 | 985.8618 | 0.0033513 | 724.8371 | 9.7561e-06 | 980.37 | -0.001737 | 724.8996 | 0.00184 | 980.37 | 0.0014824 | 980.37 | 0.0011812 | 724.8371 | 1.0341e-05 | 724.8371 | 7.3791e-06 | 724.8996 | 0 | 985.8618 | 0.00049749 | 1068.2429 | 0.0141 | 985.8618 | 0.0055733 | 1068.8011 | 0 | 1068.2429 | 0.01505 | 724.8371 | 4.5985e-06
|  |  | 986.1045 | -0.0013092 | 725.0277 | 0.00158 | 986.1045 | -0.007278 | 724.9581 | 1.4682e-05 | 986.1045 | -0.0045899 | 724.9581 | 1.0171e-05 | 980.61 | 0.00021923 | 725.0277 | 0.00218 | 980.61 | 0.00051389 | 980.61 | 0.0013763 | 724.9581 | 1.0423e-05 | 724.9581 | 5.8857e-06 | 725.0277 | 0.00020618 | 986.1045 | -0.0066296 | 1068.4114 | 0.01593 | 986.1045 | 0.0024016 | 1068.9715 | 1.0001e-05 | 1068.4114 | 0.01477 | 724.9581 | 7.3458e-06
|  |  | 986.3472 | -5.2836e-05 | 725.1558 | 0 | 986.3472 | 0.0011803 | 725.0792 | 1.4682e-05 | 986.3472 | 0.0024571 | 725.0792 | 8.972e-06 | 980.85 | 0.0016695 | 725.1558 | 0.00169 | 980.85 | 0.00067532 | 980.85 | -0.00060684 | 725.0792 | 9.2164e-06 | 725.0792 | 7.9172e-06 | 725.1558 | 0 | 986.3472 | 0.0038658 | 1068.5799 | 0.01391 | 986.3472 | 0.0082296 | 1069.1419 | 0 | 1068.5799 | 0.01513 | 725.0792 | 4.7046e-06
|  |  | 986.5899 | -0.00082007 | 725.2839 | 0.00084967 | 986.5899 | -0.0067466 | 725.2002 | 1.4682e-05 | 986.5899 | -0.0050277 | 725.2002 | 9.0505e-06 | 981.09 | -0.00069142 | 725.2839 | 0.00136 | 981.09 | -0.00032556 | 981.09 | -0.00054182 | 725.2002 | 8.3732e-06 | 725.2002 | 7.8074e-06 | 725.2839 | 0 | 986.5899 | -0.0036608 | 1068.7484 | 0.0159 | 986.5899 | -0.025151 | 1069.3123 | 0 | 1068.7484 | 0.01476 | 725.2002 | 6.2021e-06
|  |  | 986.8326 | 2.8231e-05 | 725.412 | 0 | 986.8326 | 0.0042811 | 725.3213 | 0 | 986.8326 | 0.0022862 | 725.3213 | 8.5576e-06 | 981.33 | 0.00099496 | 725.412 | 0.00027444 | 981.33 | -0.0020045 | 981.33 | -0.00015171 | 725.3213 | 1.0036e-05 | 725.3213 | 7.4889e-06 | 725.412 | 0 | 986.8326 | -0.00062004 | 1068.9169 | 0.01376 | 986.8326 | -0.0021433 | 1069.4827 | 0 | 1068.9169 | 0.01517 | 725.3213 | 4.7046e-06
|  |  | 987.0753 | -0.00076257 | 725.5401 | 0.00097105 | 987.0753 | -0.0089608 | 725.4424 | 0 | 987.0753 | -0.0053727 | 725.4424 | 9.0953e-06 | 981.58 | -0.0017707 | 725.5401 | 0.0015 | 981.58 | 0.00064304 | 981.58 | 0.0017663 | 725.4424 | 1.1699e-05 | 725.4424 | 7.5878e-06 | 725.5401 | 0 | 987.0753 | -0.0010789 | 1069.0854 | 0.01593 | 987.0753 | -0.0044232 | 1069.6532 | 0 | 1069.0854 | 0.01471 | 725.4424 | 6.7798e-06
|  |  | 987.318 | 0.00069385 | 725.6682 | 0 | 987.318 | -0.0013865 | 725.5634 | 0 | 987.318 | 0.0021628 | 725.5634 | 8.7592e-06 | 981.82 | 0.0011636 | 725.6682 | 0.00223 | 981.82 | -0.0006807 | 981.82 | -0.00044429 | 725.5634 | 1.2402e-05 | 725.5634 | 7.8074e-06 | 725.6682 | 0 | 987.318 | 0.00092422 | 1069.2539 | 0.01378 | 987.318 | 0.0041218 | 1069.8236 | 0 | 1069.2539 | 0.01513 | 725.5634 | 7.5816e-06
|  |  | 987.5607 | -0.00084022 | 725.7964 | 0.00104 | 987.5607 | -0.0036906 | 725.6845 | 1.4682e-05 | 987.5607 | -0.00534 | 725.6845 | 8.972e-06 | 982.06 | -0.00089378 | 725.7964 | 0.0021 | 982.06 | -0.0015202 | 982.06 | -0.00063934 | 725.6845 | 1.109e-05 | 725.6845 | 7.4889e-06 | 725.7964 | 0.00114 | 987.5607 | 0.0030606 | 1069.4224 | 0.01528 | 987.5607 | 0.0048451 | 1069.994 | 1.0001e-05 | 1069.4224 | 0.01451 | 725.6845 | 8.5013e-06
|  |  | 987.8035 | -0.00043685 | 725.9245 | 0 | 987.8035 | -0.00056461 | 725.8056 | 1.4682e-05 | 987.8035 | 0.001967 | 725.8056 | 8.7928e-06 | 982.3 | -0.00032042 | 725.9245 | 0 | 982.3 | 0.00077218 | 982.3 | 0.00059601 | 725.8056 | 9.7551e-06 | 725.8056 | 7.4889e-06 | 725.9245 | 0 | 987.8035 | 0.0043581 | 1069.5909 | 0.01406 | 987.8035 | 0.00059781 | 1070.1644 | 0 | 1069.5909 | 0.01497 | 725.8056 | 6.4261e-06
|  |  | 988.0462 | -0.0010441 | 726.0527 | 0 | 988.0462 | -0.006063 | 725.9266 | 1.4682e-05 | 988.0462 | -0.0047919 | 725.9266 | 1.166e-05 | 982.55 | 0.00079259 | 726.0527 | 0.00102 | 982.55 | -0.00087442 | 982.55 | 0.00069354 | 725.9266 | 9.3803e-06 | 725.9266 | 6.9509e-06 | 726.0527 | 0.00097468 | 988.0462 | -0.0016442 | 1069.7594 | 0.01551 | 988.0462 | 0.00047361 | 1070.3348 | 0 | 1069.7594 | 0.01431 | 725.9266 | 5.1645e-06
|  |  | 988.2889 | -0.00078899 | 726.1809 | 0 | 988.2889 | -0.0037978 | 726.0477 | 1.4682e-05 | 988.2889 | 0.002814 | 726.0477 | 1.156e-05 | 982.79 | -0.0001855 | 726.1809 | 0.00198 | 982.79 | -0.00022869 | 982.79 | 0.0024165 | 726.0477 | 9.4857e-06 | 726.0477 | 7.8074e-06 | 726.1809 | 0 | 988.2889 | 0.0043159 | 1069.9279 | 0.01373 | 988.2889 | 0.0075432 | 1070.5053 | 0 | 1069.9279 | 0.01489 | 726.0477 | 3.2189e-06
|  |  | 988.5317 | -0.001033 | 726.3091 | 0.0018 | 988.5317 | -0.010145 | 726.1688 | 0 | 988.5317 | -0.0057903 | 726.1688 | 1.1884e-05 | 983.03 | -0.00079259 | 726.3091 | 0.00036425 | 983.03 | -0.00035784 | 983.03 | -0.00024923 | 726.1688 | 1.0083e-05 | 726.1688 | 8.7737e-06 | 726.3091 | 0 | 988.5317 | -0.0049463 | 1070.0964 | 0.01523 | 988.5317 | -0.0093552 | 1070.6757 | 0 | 1070.0964 | 0.01419 | 726.1688 | 7.4637e-06
|  |  | 988.7744 | -0.00073465 | 726.4373 | 0 | 988.7744 | -0.00022571 | 726.2898 | 0 | 988.7744 | 0.0028059 | 726.2898 | 9.1513e-06 | 983.27 | 0.00021923 | 726.4373 | 0.00141 | 983.27 | 0.0017085 | 983.27 | -0.00047681 | 726.2898 | 9.2984e-06 | 726.2898 | 9.729e-06 | 726.4373 | 0 | 988.7744 | 0.0070281 | 1070.2649 | 0.01355 | 988.7744 | -0.00053816 | 1070.8461 | 6.6672e-06 | 1070.2649 | 0.0148 | 726.2898 | 6.2021e-06
|  |  | 989.0172 | -0.00071357 | 726.5655 | 0.00125 | 989.0172 | -0.0079474 | 726.4109 | 0 | 989.0172 | -0.0057959 | 726.4109 | 9.2073e-06 | 983.52 | -0.0020405 | 726.5655 | 0.00286 | 983.52 | 0.00073989 | 983.52 | 0.00040094 | 726.4109 | 9.6497e-06 | 726.4109 | 1.0586e-05 | 726.5655 | 0.00041236 | 989.0172 | -0.0024438 | 1070.4334 | 0.0157 | 989.0172 | 0.00037768 | 1071.0166 | 0 | 1070.4334 | 0.01411 | 726.4109 | 7.3458e-06
|  |  | 989.2599 | 7.0205e-06 | 726.6937 | 0 | 989.2599 | 0.0023776 | 726.532 | 0 | 989.2599 | 0.0022559 | 726.532 | 8.524e-06 | 983.76 | -0.00011805 | 726.6937 | 0.00058673 | 983.76 | 0.0012565 | 983.76 | 0.0022214 | 726.532 | 1.0223e-05 | 726.532 | 1.1761e-05 | 726.6937 | 0 | 989.2599 | 0.0030219 | 1070.6019 | 0.01519 | 989.2599 | 0.0074179 | 1071.187 | 0 | 1070.6019 | 0.01478 | 726.532 | 4.8225e-06
|  |  | 989.5027 | -0.00078995 | 726.8219 | 0.00177 | 989.5027 | -0.0103 | 726.653 | 1.4682e-05 | 989.5027 | -0.0063932 | 726.653 | 9.7225e-06 | 984 | 0.0011299 | 726.8219 | 0.00090353 | 984 | -0.0004547 | 984 | -0.00093193 | 726.653 | 1.1102e-05 | 726.653 | 9.9487e-06 | 726.8219 | 0.00033739 | 989.5027 | 0.00088442 | 1070.7704 | 0.01598 | 989.5027 | -0.0054939 | 1071.3574 | 0 | 1070.7704 | 0.01413 | 726.653 | 8.0414e-06
|  |  | 989.7455 | 0.00033726 | 726.9502 | 0 | 989.7455 | 0.0008408 | 726.7741 | 0 | 989.7455 | 0.0037634 | 726.7741 | 8.6024e-06 | 984.24 | 0.00072515 | 726.9502 | 0.00027444 | 984.24 | 0.0016439 | 984.24 | 7.5855e-05 | 726.7741 | 1.0259e-05 | 726.7741 | 9.191e-06 | 726.9502 | 0 | 989.7455 | 0.0090174 | 1070.9389 | 0.01345 | 989.7455 | 0.010385 | 1071.5278 | 0 | 1070.9389 | 0.01481 | 726.7741 | 5.9662e-06
|  |  | 989.9882 | -0.0014287 | 727.0784 | 0.00102 | 989.9882 | -0.011289 | 726.8952 | 0 | 989.9882 | -0.006742 | 726.8952 | 1.0227e-05 | 984.48 | -0.001231 | 727.0784 | 0.00136 | 984.48 | 0.00015874 | 984.48 | -0.00070437 | 726.8952 | 9.919e-06 | 726.8952 | 5.3477e-06 | 727.0784 | 3.7485e-05 | 989.9882 | -0.0092109 | 1071.1074 | 0.01546 | 989.9882 | -0.010301 | 1071.6983 | 0 | 1071.1074 | 0.01427 | 726.8952 | 6.0841e-06
|  |  | 990.231 | -8.084e-05 | 727.2067 | 0 | 990.231 | 0.0018773 | 727.0163 | 0 | 990.231 | 0.0024752 | 727.0163 | 9.1513e-06 | 984.73 | -0.0017032 | 727.2067 | 0.00249 | 984.73 | 0.0025802 | 984.73 | -0.00089942 | 727.0163 | 1.1266e-05 | 727.0163 | 6.8411e-06 | 727.2067 | 0 | 990.231 | -0.0079793 | 1071.2759 | 0.01338 | 990.231 | 0.012958 | 1071.8687 | 0 | 1071.2759 | 0.01498 | 727.0163 | 3.5609e-06
|  |  | 990.4738 | -0.0015993 | 727.335 | 0.00168 | 990.4738 | -0.0062275 | 727.1373 | 0 | 990.4738 | -0.0060138 | 727.1373 | 1.0507e-05 | 984.97 | 8.4319e-05 | 727.335 | 0.00059133 | 984.97 | -0.0023273 | 984.97 | -0.00099695 | 727.1373 | 1.1992e-05 | 727.1373 | 3.8543e-06 | 727.335 | 0 | 990.4738 | -0.0075511 | 1071.4444 | 0.01565 | 990.4738 | -0.00731 | 1072.0391 | 0 | 1071.4444 | 0.01454 | 727.1373 | 6.544e-06
|  |  | 990.7166 | 0.00066387 | 727.4633 | 0 | 990.7166 | 0.0044249 | 727.2584 | 0 | 990.7166 | 0.0033355 | 727.2584 | 1.0036e-05 | 985.21 | 0.0034234 | 727.4633 | 0.00127 | 985.21 | 0.00090132 | 985.21 | -0.00021673 | 727.2584 | 1.1395e-05 | 727.2584 | 5.5563e-06 | 727.4633 | 0 | 990.7166 | 0.005833 | 1071.6129 | 0.01477 | 990.7166 | 0.0049975 | 1072.2096 | 6.6672e-06 | 1071.6129 | 0.01515 | 727.2584 | 6.32e-06
|  |  | 990.9594 | -0.00060768 | 727.5916 | 0.00153 | 990.9594 | -0.0081526 | 727.3795 | 0 | 990.9594 | -0.0062791 | 727.3795 | 9.0281e-06 | 985.45 | -0.0018719 | 727.5916 | 0.00061971 | 985.45 | -0.0015202 | 985.45 | -0.0015171 | 727.3795 | 1.02e-05 | 727.3795 | 8.3454e-06 | 727.5916 | 0.00050609 | 990.9594 | -0.00139 | 1071.7814 | 0.01595 | 990.9594 | -0.0052562 | 1072.38 | 0 | 1071.7814 | 0.01476 | 727.3795 | 8.1476e-06
|  |  | 991.2022 | 2.7331e-06 | 727.7199 | 0 | 991.2022 | 0.0049888 | 727.5006 | 0 | 991.2022 | 0.0040197 | 727.5006 | 7.5607e-06 | 985.7 | -0.001366 | 727.7199 | 0.00198 | 985.7 | 0.00032017 | 985.7 | -0.00037928 | 727.5006 | 9.4623e-06 | 727.5006 | 1.1124e-05 | 727.7199 | 0 | 991.2022 | -0.0032382 | 1071.9499 | 0.01417 | 991.2022 | 0.0048522 | 1072.5504 | 0 | 1071.9499 | 0.01517 | 727.5006 | 5.4003e-06
|  |  | 991.445 | -0.001716 | 727.8483 | 0.0018 | 991.445 | -0.0073017 | 727.6216 | 1.4682e-05 | 991.445 | -0.0062659 | 727.6216 | 6.7318e-06 | 985.94 | -0.0022428 | 727.8483 | 0.00161 | 985.94 | -0.00093899 | 985.94 | -0.00060684 | 727.6216 | 1.02e-05 | 727.6216 | 1.0695e-05 | 727.8483 | 0 | 991.445 | -0.018557 | 1072.1184 | 0.01583 | 991.445 | -0.00095816 | 1072.7209 | 0 | 1072.1184 | 0.0148 | 727.6216 | 7.8056e-06
|  |  | 991.6878 | -0.00049409 | 727.9766 | 0 | 991.6878 | -0.00056283 | 727.7427 | 1.4682e-05 | 991.6878 | 0.0026553 | 727.7427 | 7.2807e-06 | 986.18 | 0.0018381 | 727.9766 | 0.00115 | 986.18 | 0.00067532 | 986.18 | -0.00041178 | 727.7427 | 9.193e-06 | 727.7427 | 8.2356e-06 | 727.9766 | 0 | 991.6878 | 0.0093268 | 1072.2869 | 0.0147 | 991.6878 | 0.012539 | 1072.8913 | 6.6672e-06 | 1072.2869 | 0.01503 | 727.7427 | 4.9404e-06
|  |  | 991.9306 | -0.00077128 | 728.1049 | 0.00173 | 991.9306 | -0.0093741 | 727.8638 | 0 | 991.9306 | -0.006308 | 727.8638 | 8.4456e-06 | 986.42 | 0.00045532 | 728.1049 | 0.0004494 | 986.42 | 0.0004816 | 986.42 | -0.0019397 | 727.8638 | 9.7317e-06 | 727.8638 | 1.0476e-05 | 728.1049 | 0.00018744 | 991.9306 | -0.0039856 | 1072.4554 | 0.01591 | 991.9306 | -0.018472 | 1073.0618 | 1.0001e-05 | 1072.4554 | 0.0147 | 727.8638 | 5.9662e-06
|  |  | 992.1734 | -0.00021214 | 728.2333 | 0 | 992.1734 | 0.0066306 | 727.9849 | 0 | 992.1734 | 0.0027866 | 727.9849 | 8.1432e-06 | 986.67 | 0.0005565 | 728.2333 | 0.00266 | 986.67 | -2.6905e-06 | 986.67 | -2.1673e-05 | 727.9849 | 8.8885e-06 | 727.9849 | 1.1014e-05 | 728.2333 | 0 | 992.1734 | 0.0088608 | 1072.6238 | 0.01524 | 992.1734 | 0.024032 | 1073.2322 | 0 | 1072.6238 | 0.0148 | 727.9849 | 3.101e-06
|  |  | 992.4162 | -0.00035053 | 728.3617 | 0.00095371 | 992.4162 | -0.0062581 | 728.106 | 1.4682e-05 | 992.4162 | -0.0049121 | 728.106 | 1.0014e-05 | 986.91 | -0.0022766 | 728.3617 | 0.00079001 | 986.91 | -0.002973 | 986.91 | -0.00070437 | 728.106 | 1.0739e-05 | 728.106 | 1.1651e-05 | 728.3617 | 0 | 992.4162 | 0.0056004 | 1072.7923 | 0.01581 | 992.4162 | 0.0029401 | 1073.4027 | 1.0001e-05 | 1072.7923 | 0.01454 | 728.106 | 5.0465e-06
|  |  | 992.659 | -4.2202e-05 | 728.4901 | 0 | 992.659 | 0.001927 | 728.227 | 0 | 992.659 | 0.0034131 | 728.227 | 1.0406e-05 | 987.15 | -0.001366 | 728.4901 | 0 | 987.15 | 0.0007076 | 987.15 | -0.00047681 | 728.227 | 9.8136e-06 | 728.227 | 8.7737e-06 | 728.4901 | 0 | 992.659 | 0.012673 | 1072.9608 | 0.01366 | 992.659 | 0.0058203 | 1073.5731 | 0 | 1072.9608 | 0.01486 | 728.227 | 3.3251e-06
|  |  | 992.9019 | -0.00015038 | 728.6185 | 0.00055488 | 992.9019 | -0.0054893 | 728.3481 | 0 | 992.9019 | -0.0059504 | 728.3481 | 1.1347e-05 | 987.39 | -0.0027488 | 728.6185 | 0.00084678 | 987.39 | 0.00044931 | 987.39 | -0.0023624 | 728.3481 | 1.02e-05 | 728.3481 | 9.6192e-06 | 728.6185 | 0 | 992.9019 | -0.0057854 | 1073.1293 | 0.01542 | 992.9019 | -0.014747 | 1073.7435 | 0 | 1073.1293 | 0.01474 | 728.3481 | 6.4261e-06
|  |  | 993.1447 | -0.00042922 | 728.7469 | 0 | 993.1447 | 0.00027515 | 728.4692 | 0 | 993.1447 | 0.0032584 | 728.4692 | 9.4649e-06 | 987.63 | 0.00032042 | 728.7469 | 0.00064351 | 987.63 | 0.0011919 | 987.63 | 0.00085607 | 728.4692 | 8.2912e-06 | 728.4692 | 9.6192e-06 | 728.7469 | 0 | 993.1447 | 0.0075421 | 1073.2978 | 0.01391 | 993.1447 | 0.0038296 | 1073.914 | 6.6672e-06 | 1073.2978 | 0.01509 | 728.4692 | 5.1645e-06
|  |  | 993.3875 | -0.0015385 | 728.8753 | 0.00125 | 993.3875 | -0.008542 | 728.5903 | 1.4682e-05 | 993.3875 | -0.0062493 | 728.5903 | 9.6217e-06 | 987.88 | -0.0013322 | 728.8753 | 0.00127 | 987.88 | 0.0020314 | 987.88 | 0.00030341 | 728.5903 | 9.2164e-06 | 728.5903 | 9.9487e-06 | 728.8753 | 0.00046859 | 993.3875 | -0.013928 | 1073.4663 | 0.01526 | 993.3875 | 0.00066907 | 1074.0845 | 0 | 1073.4663 | 0.01475 | 728.5903 | 9.421e-06
|  |  | 993.6304 | 0.00040832 | 729.0037 | 0 | 993.6304 | 0.00094832 | 728.7114 | 0 | 993.6304 | 0.0022974 | 728.7114 | 7.5943e-06 | 988.12 | 5.0592e-05 | 729.0037 | 0.00138 | 988.12 | -0.0011327 | 988.12 | 0.002189 | 728.7114 | 9.6028e-06 | 728.7114 | 1.0476e-05 | 729.0037 | 0 | 993.6304 | 0.0041619 | 1073.6348 | 0.01383 | 993.6304 | 0.010223 | 1074.2549 | 0 | 1073.6348 | 0.01514 | 728.7114 | 6.4261e-06
|  |  | 993.8732 | -0.0010437 | 729.1322 | 0.00194 | 993.8732 | -0.010931 | 728.8325 | 1.4682e-05 | 993.8732 | -0.0050868 | 728.8325 | 8.1096e-06 | 988.36 | 0.0011299 | 729.1322 | 0.0011 | 988.36 | 0.0012565 | 988.36 | -0.00057433 | 728.8325 | 1.02e-05 | 728.8325 | 8.8725e-06 | 729.1322 | 0 | 993.8732 | -0.00019873 | 1073.8033 | 0.01561 | 993.8732 | 0.001732 | 1074.4253 | 1.0001e-05 | 1073.8033 | 0.01467 | 728.8325 | 1.1708e-05
|  |  | 994.1161 | -0.00017003 | 729.2607 | 0 | 994.1161 | 0.00024166 | 728.9535 | 1.4682e-05 | 994.1161 | 0.0033932 | 728.9535 | 8.1432e-06 | 988.6 | 0.00035414 | 729.2607 | 0.00192 | 988.6 | 0.00041703 | 988.6 | 0.002124 | 728.9535 | 1.0141e-05 | 728.9535 | 1.0586e-05 | 729.2607 | 0 | 994.1161 | 0.00021788 | 1073.9717 | 0.01385 | 994.1161 | -0.0040154 | 1074.5958 | 0 | 1073.9717 | 0.0151 | 728.9535 | 7.9235e-06
|  |  | 994.3589 | -0.00053255 | 729.3891 | 0.00189 | 994.3589 | -0.0057505 | 729.0746 | 1.4682e-05 | 994.3589 | -0.0059898 | 729.0746 | 9.8345e-06 | 988.85 | -0.0020068 | 729.3891 | 0.0001088 | 988.85 | -0.00097128 | 988.85 | 0.002384 | 729.0746 | 1.0762e-05 | 729.0746 | 8.9823e-06 | 729.3891 | 0 | 994.3589 | -0.023588 | 1074.1402 | 0.01537 | 994.3589 | -0.006638 | 1074.7663 | 0 | 1074.1402 | 0.01457 | 729.0746 | 1.1025e-05
|  |  | 994.6018 | -0.0001325 | 729.5176 | 0 | 994.6018 | -0.00075194 | 729.1957 | 3.2289e-05 | 994.6018 | 0.0028613 | 729.1957 | 1.0271e-05 | 989.09 | 0.0027826 | 729.5176 | 0.00172 | 989.09 | 0.00041703 | 989.09 | 0.00085607 | 729.1957 | 1.0364e-05 | 729.1957 | 7.9172e-06 | 729.5176 | 0 | 994.6018 | 0.014121 | 1074.3087 | 0.01371 | 994.6018 | 0.0063523 | 1074.9367 | 0 | 1074.3087 | 0.01507 | 729.1957 | 5.4003e-06
|  |  | 994.8447 | -0.00021671 | 729.6461 | 0.00084967 | 994.8447 | -0.0078079 | 729.3168 | 3.2289e-05 | 994.8447 | -0.0057789 | 729.3168 | 9.1289e-06 | 989.33 | -0.0011636 | 729.6461 | 0.00127 | 989.33 | -0.0015847 | 989.33 | -0.00080189 | 729.3168 | 1.0692e-05 | 729.3168 | 5.7759e-06 | 729.6461 | 0.00111 | 994.8447 | 0.002093 | 1074.4772 | 0.01563 | 994.8447 | -0.0042775 | 1075.1072 | 1.0001e-05 | 1074.4772 | 0.01454 | 729.3168 | 7.4637e-06
|  |  | 995.0876 | 0.00014558 | 729.7746 | 0 | 995.0876 | 0.0037827 | 729.4379 | 0 | 995.0876 | 0.0037188 | 729.4379 | 9.1849e-06 | 989.57 | 0.00062396 | 729.7746 | 0 | 989.57 | 0.0025802 | 989.57 | 0.0026441 | 729.4379 | 9.6731e-06 | 729.4379 | 6.2042e-06 | 729.7746 | 0 | 995.0876 | 0.0042557 | 1074.6457 | 0.01419 | 995.0876 | -0.0063292 | 1075.2776 | 0 | 1074.6457 | 0.01509 | 729.4379 | 5.2824e-06
|  |  | 995.3304 | -0.00073502 | 729.9031 | 0.00146 | 995.3304 | -0.0074685 | 729.559 | 0 | 995.3304 | -0.005922 | 729.559 | 9.0729e-06 | 989.82 | 0.00028669 | 729.9031 | 0.00232 | 989.82 | 0.00064304 | 989.82 | 0.00017338 | 729.559 | 1.0692e-05 | 729.559 | 7.0607e-06 | 729.9031 | 0.00039362 | 995.3304 | 0.001442 | 1074.8142 | 0.0159 | 995.3304 | -0.0043872 | 1075.4481 | 3.0002e-05 | 1074.8142 | 0.01464 | 729.559 | 9.869e-06
|  |  | 995.5733 | -0.0003087 | 730.0317 | 0 | 995.5733 | -0.0017503 | 729.6801 | 0 | 995.5733 | 0.0036976 | 729.6801 | 8.524e-06 | 990.06 | 0.0016695 | 730.0317 | 0.00257 | 990.06 | 0.0011273 | 990.06 | 0.0026766 | 729.6801 | 9.8136e-06 | 729.6801 | 6.2042e-06 | 730.0317 | 0 | 995.5733 | 0.00069685 | 1074.9826 | 0.01519 | 995.5733 | 0.00054128 | 1075.6185 | 0 | 1074.9826 | 0.01516 | 729.6801 | 9.0673e-06
|  |  | 995.8162 | -0.00032653 | 730.1602 | 0.00137 | 995.8162 | -0.0090758 | 729.8012 | 0 | 995.8162 | -0.0071152 | 729.8012 | 8.3896e-06 | 990.3 | -0.0020068 | 730.1602 | 0.00201 | 990.3 | -0.0013909 | 990.3 | -0.00028175 | 729.8012 | 1.1254e-05 | 729.8012 | 6.4128e-06 | 730.1602 | 0.00088096 | 995.8162 | 0.0018886 | 1075.1511 | 0.01584 | 995.8162 | -0.0081324 | 1075.789 | 1.0001e-05 | 1075.1511 | 0.01475 | 729.8012 | 1.2286e-05
|  |  | 996.0591 | -0.00012784 | 730.2887 | 0 | 996.0591 | 0.0050572 | 729.9223 | 0 | 996.0591 | 0.0038721 | 729.9223 | 8.0648e-06 | 990.54 | 0.00015177 | 730.2887 | 0.00201 | 990.54 | 0.0019022 | 990.54 | 0.0018964 | 729.9223 | 1.1043e-05 | 729.9223 | 6.314e-06 | 730.2887 | 0 | 996.0591 | 0.0094745 | 1075.3196 | 0.01503 | 996.0591 | -0.0019505 | 1075.9595 | 0 | 1075.3196 | 0.01505 | 729.9223 | 7.8056e-06
|  |  | 996.302 | -0.0021166 | 730.4173 | 0.00095371 | 996.302 | -0.0074059 | 730.0434 | 4.9907e-05 | 996.302 | -0.0069874 | 730.0434 | 1.0014e-05 | 990.79 | -0.00052277 | 730.4173 | 0.00124 | 990.79 | -0.0011004 | 990.79 | -0.0015822 | 730.0434 | 1.1805e-05 | 730.0434 | 9.4106e-06 | 730.4173 | 0.00011247 | 996.302 | -0.0040986 | 1075.4881 | 0.016 | 996.302 | -0.0056709 | 1076.1299 | 0 | 1075.4881 | 0.0147 | 730.0434 | 7.6877e-06
|  |  | 996.5449 | -0.00023352 | 730.5459 | 0 | 996.5449 | -0.0022484 | 730.1645 | 0 | 996.5449 | 0.0040136 | 730.1645 | 1.0215e-05 | 991.03 | -0.00028669 | 730.5459 | 0.00098419 | 991.03 | 0.00061074 | 991.03 | 0.0012787 | 730.1645 | 1.0001e-05 | 730.1645 | 6.4128e-06 | 730.5459 | 0 | 996.5449 | 0.018248 | 1075.6566 | 0.01452 | 996.5449 | 0.0035222 | 1076.3004 | 0 | 1075.6566 | 0.01492 | 730.1645 | 4.1386e-06
|  |  | 996.7878 | -0.00027268 | 730.6745 | 0.00091902 | 996.7878 | -0.0099169 | 730.2855 | 0 | 996.7878 | -0.005555 | 730.2855 | 9.7785e-06 | 991.27 | -0.00059023 | 730.6745 | 0.00255 | 991.27 | 2.9596e-05 | 991.27 | -0.00021673 | 730.2855 | 9.3452e-06 | 730.2855 | 9.191e-06 | 730.6745 | 0 | 996.7878 | -0.0053477 | 1075.825 | 0.01597 | 996.7878 | 0.0015619 | 1076.4709 | 0 | 1075.825 | 0.01469 | 730.2855 | 9.4092e-06
|  |  | 997.0307 | -1.2957e-05 | 730.8031 | 0 | 997.0307 | 0.0045207 | 730.4067 | 0 | 997.0307 | 0.0034962 | 730.4067 | 8.2664e-06 | 991.51 | -0.00045532 | 730.8031 | 0 | 991.51 | 0.00077218 | 991.51 | 0.00043346 | 730.4067 | 7.7642e-06 | 730.4067 | 6.8411e-06 | 730.8031 | 0 | 997.0307 | 0.0055208 | 1075.9935 | 0.01487 | 997.0307 | 0.0075849 | 1076.6413 | 0 | 1075.9935 | 0.01492 | 730.4067 | 7.8056e-06
|  |  | 997.2736 | -0.00052474 | 730.9317 | 0.00139 | 997.2736 | -0.0049295 | 730.5277 | 1.4682e-05 | 997.2736 | -0.0069401 | 730.5277 | 7.6951e-06 | 991.76 | -0.0020742 | 730.9317 | 0.00147 | 991.76 | 0.00019102 | 991.76 | -0.0008344 | 730.5277 | 9.5911e-06 | 730.5277 | 9.3008e-06 | 730.9317 | 0 | 997.2736 | -0.0037047 | 1076.162 | 0.01584 | 997.2736 | -0.011789 | 1076.8118 | 0 | 1076.162 | 0.01469 | 730.5277 | 1.2628e-05
|  |  | 997.5165 | 4.9676e-05 | 731.0603 | 0 | 997.5165 | 0.0016759 | 730.6489 | 0 | 997.5165 | 0.0033712 | 730.6489 | 8.0088e-06 | 992 | 0.00042159 | 731.0603 | 0.00314 | 992 | -0.0017139 | 992 | 0.00085607 | 730.6489 | 8.5957e-06 | 730.6489 | 6.0944e-06 | 731.0603 | 0 | 997.5165 | -0.0060298 | 1076.3305 | 0.01429 | 997.5165 | 0.0096523 | 1076.9823 | 0 | 1076.3305 | 0.01503 | 730.6489 | 6.8859e-06
|  |  | 997.7595 | -0.00067438 | 731.1889 | 0.0003468 | 997.7595 | -0.003401 | 730.7699 | 1.4682e-05 | 997.7595 | -0.0062242 | 730.7699 | 7.7511e-06 | 992.24 | -0.00059023 | 731.1889 | 0.00053456 | 992.24 | -2.6905e-06 | 992.24 | 0.0012462 | 730.7699 | 9.4857e-06 | 730.7699 | 8.7737e-06 | 731.1889 | 0.00029991 | 997.7595 | -0.026717 | 1076.4989 | 0.01576 | 997.7595 | 0.0043444 | 1077.1527 | 0 | 1076.4989 | 0.01477 | 730.7699 | 1.4126e-05
|  |  | 998.0024 | -3.9862e-05 | 731.3176 | 0 | 998.0024 | -0.00075967 | 730.891 | 0 | 998.0024 | 0.0044146 | 730.891 | 8.468e-06 | 992.48 | 0.00069142 | 731.3176 | 0.00203 | 992.48 | 0.001547 | 992.48 | 0.0015387 | 730.891 | 7.7408e-06 | 730.891 | 1.0904e-05 | 731.3176 | 0 | 998.0024 | 0.0030561 | 1076.6674 | 0.01415 | 998.0024 | -0.0099235 | 1077.3232 | 0 | 1076.6674 | 0.01515 | 730.891 | 9.3031e-06
|  |  | 998.2453 | -0.00071586 | 731.4463 | 0.00132 | 998.2453 | -0.0093531 | 731.0122 | 1.4682e-05 | 998.2453 | -0.0074316 | 731.0122 | 9.1849e-06 | 992.73 | -0.00045532 | 731.4463 | 0.0017 | 992.73 | -9.9549e-05 | 992.73 | -0.00063934 | 731.0122 | 8.5137e-06 | 731.0122 | 1.1651e-05 | 731.4463 | 0 | 998.2453 | -0.004534 | 1076.8359 | 0.01598 | 998.2453 | -0.006077 | 1077.4937 | 1.0001e-05 | 1076.8359 | 0.01471 | 731.0122 | 1.3784e-05
|  |  | 998.4883 | 0.00048514 | 731.5749 | 0 | 998.4883 | -0.0017375 | 731.1332 | 1.4682e-05 | 998.4883 | 0.0035005 | 731.1332 | 1.0047e-05 | 992.97 | -0.0016695 | 731.5749 | 0.00038799 | 992.97 | 0.00064304 | 992.97 | 0.0016038 | 731.1332 | 8.5606e-06 | 731.1332 | 9.6192e-06 | 731.5749 | 0 | 998.4883 | 0.0030566 | 1077.0043 | 0.01473 | 998.4883 | 0.0086781 | 1077.6642 | 0 | 1077.0043 | 0.01512 | 731.1332 | 7.3458e-06
|  |  | 998.7312 | -0.00096379 | 731.7036 | 0.00084967 | 998.7312 | -0.0085717 | 731.2544 | 1.4682e-05 | 998.7312 | -0.0076918 | 731.2544 | 9.5657e-06 | 993.21 | -0.0001855 | 731.7036 | 0.00201 | 993.21 | -0.0028761 | 993.21 | -0.0015171 | 731.2544 | 1.0141e-05 | 731.2544 | 5.9846e-06 | 731.7036 | 0 | 998.7312 | -0.0074788 | 1077.1728 | 0.01593 | 998.7312 | -0.00037502 | 1077.8347 | 1.0001e-05 | 1077.1728 | 0.01464 | 731.2544 | 7.9235e-06
|  |  | 998.9742 | 4.0024e-05 | 731.8323 | 0 | 998.9742 | 0.0037585 | 731.3755 | 0 | 998.9742 | 0.0038052 | 731.3755 | 9.5993e-06 | 993.45 | -0.0012985 | 731.8323 | 0.00186 | 993.45 | 0.00077218 | 993.45 | 0.0016688 | 731.3755 | 9.6848e-06 | 731.3755 | 7.2693e-06 | 731.8323 | 0 | 998.9742 | 0.0020616 | 1077.3413 | 0.01492 | 998.9742 | 0.0032477 | 1078.0051 | 0 | 1077.3413 | 0.01513 | 731.3755 | 4.4806e-06
|  |  | 999.2171 | -0.0010491 | 731.961 | 0.00053755 | 999.2171 | -0.0063919 | 731.4966 | 1.4682e-05 | 999.2171 | -0.0076469 | 731.4966 | 1.0451e-05 | 993.7 | 0.0015684 | 731.961 | 0.00176 | 993.7 | 0.00093361 | 993.7 | -0.00044429 | 731.4966 | 1.0141e-05 | 731.4966 | 5.6661e-06 | 731.961 | 0 | 999.2171 | -0.011173 | 1077.5098 | 0.01579 | 999.2171 | 0.013856 | 1078.1756 | 1.0001e-05 | 1077.5098 | 0.01472 | 731.4966 | 7.8056e-06
|  |  | 999.4601 | 0.00026982 | 732.0897 | 0 | 999.4601 | -0.00039988 | 731.6177 | 0 | 999.4601 | 0.004826 | 731.6177 | 1.0742e-05 | 993.94 | 0.00042159 | 732.0897 | 0 | 993.94 | 0.0052923 | 993.94 | 4.3346e-05 | 731.6177 | 8.7479e-06 | 731.6177 | 6.5226e-06 | 732.0897 | 0 | 999.4601 | 0.0052157 | 1077.6782 | 0.01427 | 999.4601 | 0.012884 | 1078.3461 | 0 | 1077.6782 | 0.0152 | 731.6177 | 9.3031e-06
|  |  | 999.703 | -0.001049 | 732.2185 | 0.00102 | 999.703 | -0.0095376 | 731.7388 | 0 | 999.703 | -0.0057456 | 731.7388 | 9.2073e-06 | 994.18 | -0.0005565 | 732.2185 | 0.00141 | 994.18 | -0.00071299 | 994.18 | -0.00099695 | 731.7388 | 8.6191e-06 | 731.7388 | 6.2042e-06 | 732.2185 | 0.00026241 | 999.703 | -0.0070203 | 1077.8467 | 0.01588 | 999.703 | -0.0012531 | 1078.5166 | 1.0001e-05 | 1077.8467 | 0.01479 | 731.7388 | 1.1944e-05
|  |  | 999.946 | -0.00046393 | 732.3472 | 0 | 999.946 | 0.0074475 | 731.8599 | 1.4682e-05 | 999.946 | 0.0030558 | 731.8599 | 8.5576e-06 | 994.42 | 0.0013322 | 732.3472 | 0.00107 | 994.42 | 0.001095 | 994.42 | 0.00059601 | 731.8599 | 7.6354e-06 | 731.8599 | 8.9823e-06 | 732.3472 | 0 | 999.946 | 0.0047835 | 1078.0152 | 0.01394 | 999.946 | 0.0026969 | 1078.687 | 0 | 1078.0152 | 0.0151 | 731.8599 | 1.1025e-05
|  |  | 1000.189 | -0.00076731 | 732.476 | 0.00062425 | 1000.189 | -0.0076282 | 731.981 | 1.4682e-05 | 1000.189 | -0.0077407 | 731.981 | 8.244e-06 | 994.67 | 0.00082632 | 732.476 | 0.00064808 | 994.67 | 0.00080447 | 994.67 | -0.0016472 | 731.981 | 8.584e-06 | 731.981 | 9.5204e-06 | 732.476 | 0.00041236 | 1000.189 | -0.012118 | 1078.1836 | 0.01567 | 1000.189 | -0.00053767 | 1078.8575 | 1.0001e-05 | 1078.1836 | 0.01475 | 731.981 | 1.1944e-05
|  |  | 1000.432 | 3.8479e-05 | 732.6047 | 0 | 1000.432 | 0.00369 | 732.1021 | 1.4682e-05 | 1000.432 | 0.0035484 | 732.1021 | 8.916e-06 | 994.91 | 0.00021923 | 732.6047 | 0.00118 | 994.91 | 0.0022573 | 994.91 | 0.0014737 | 732.1021 | 8.6426e-06 | 732.1021 | 1.0157e-05 | 732.6047 | 0 | 1000.432 | 0.0090404 | 1078.3521 | 0.0141 | 1000.432 | 0.0052178 | 1079.028 | 0 | 1078.3521 | 0.01502 | 732.1021 | 8.7253e-06
|  |  | 1000.6749 | -0.00044849 | 732.7335 | 0.00102 | 1000.6749 | -0.0066825 | 732.2232 | 1.4682e-05 | 1000.6749 | -0.008485 | 732.2232 | 8.6584e-06 | 995.15 | -0.00038786 | 732.7335 | 0.00116 | 995.15 | 0.0011596 | 995.15 | -0.0022323 | 732.2232 | 9.3569e-06 | 732.2232 | 1.0267e-05 | 732.7335 | 1.8743e-05 | 1000.6749 | 0.0039346 | 1078.5205 | 0.0156 | 1000.6749 | -0.0023421 | 1079.1985 | 0 | 1078.5205 | 0.01472 | 732.2232 | 7.5816e-06
|  |  | 1000.9179 | -0.00018408 | 732.8623 | 0 | 1000.9179 | 0.0055723 | 732.3443 | 0 | 1000.9179 | 0.0041532 | 732.3443 | 8.4792e-06 | 995.39 | -0.00021923 | 732.8623 | 0.00141 | 995.39 | 0.0016439 | 995.39 | 0.0018964 | 732.3443 | 8.9119e-06 | 732.3443 | 1.0047e-05 | 732.8623 | 0 | 1000.9179 | 0.010635 | 1078.689 | 0.01496 | 1000.9179 | 0.0076673 | 1079.369 | 6.6672e-06 | 1078.689 | 0.01505 | 732.3443 | 3.3251e-06
|  |  | 1001.1609 | 1.7159e-05 | 732.9911 | 0.00045084 | 1001.1609 | -0.014888 | 732.4654 | 0 | 1001.1609 | -0.0064122 | 732.4654 | 9.4201e-06 | 995.64 | 0.0010287 | 732.9911 | 0.00232 | 995.64 | -0.00029326 | 995.64 | -0.00024923 | 732.4654 | 9.6028e-06 | 732.4654 | 1.0267e-05 | 732.9911 | 0.00088096 | 1001.1609 | -0.0019664 | 1078.8575 | 0.01572 | 1001.1609 | 0.014246 | 1079.5395 | 1.0001e-05 | 1078.8575 | 0.01474 | 732.4654 | 4.5985e-06
|  |  | 1001.4039 | 6.99e-05 | 733.1199 | 0 | 1001.4039 | -0.001635 | 732.5865 | 0 | 1001.4039 | 0.0044041 | 732.5865 | 8.4456e-06 | 995.88 | -0.00062396 | 733.1199 | 0 | 995.88 | 0.0014824 | 995.88 | 0.0019614 | 732.5865 | 9.7902e-06 | 732.5865 | 8.016e-06 | 733.1199 | 0 | 1001.4039 | 0.014976 | 1079.0259 | 0.01552 | 1001.4039 | -0.0022234 | 1079.71 | 0 | 1079.0259 | 0.01513 | 732.5865 | 3.5609e-06
|  |  | 1001.6469 | -8.7645e-05 | 733.2487 | 0.00098839 | 1001.6469 | -0.0020598 | 732.7076 | 0 | 1001.6469 | -0.0065027 | 732.7076 | 9.0168e-06 | 996.12 | -0.00028669 | 733.2487 | 0.00136 | 996.12 | -0.0019076 | 996.12 | 4.3346e-05 | 732.7076 | 9.4389e-06 | 732.7076 | 1.0157e-05 | 733.2487 | 0.00074975 | 1001.6469 | -0.0092927 | 1079.1944 | 0.01577 | 1001.6469 | -0.0079796 | 1079.8805 | 1.0001e-05 | 1079.1944 | 0.01472 | 732.7076 | 8.9611e-06
|  |  | 1001.8899 | 6.4131e-06 | 733.3776 | 0 | 1001.8899 | 0.0064578 | 732.8288 | 0 | 1001.8899 | 0.0042174 | 732.8288 | 8.244e-06 | 996.36 | 0.00052277 | 733.3776 | 0.00081385 | 996.36 | -0.00058385 | 996.36 | -0.00060684 | 732.8288 | 9.0173e-06 | 732.8288 | 9.5204e-06 | 733.3776 | 0 | 1001.8899 | 0.020891 | 1079.3629 | 0.01424 | 1001.8899 | 0.0050066 | 1080.051 | 0 | 1079.3629 | 0.01515 | 732.8288 | 7.5816e-06
|  |  | 1002.1329 | -0.00050347 | 733.5064 | 0.00041617 | 1002.1329 | -0.010743 | 732.9499 | 0 | 1002.1329 | -0.0070991 | 732.9499 | 9.7561e-06 | 996.61 | -0.0015346 | 733.5064 | 0.00161 | 996.61 | 0.00038475 | 996.61 | 4.3346e-05 | 732.9499 | 8.5606e-06 | 732.9499 | 7.6976e-06 | 733.5064 | 0.00103 | 1002.1329 | -0.011733 | 1079.5313 | 0.01568 | 1002.1329 | -0.010145 | 1080.2214 | 0 | 1079.5313 | 0.01477 | 732.9499 | 1.1143e-05
|  |  | 1002.3759 | -4.4937e-05 | 733.6353 | 0 | 1002.3759 | 0.0065333 | 733.071 | 0 | 1002.3759 | 0.0031394 | 733.071 | 9.4425e-06 | 996.85 | -0.00011805 | 733.6353 | 0.0013 | 996.85 | 0.00057846 | 996.85 | -0.0011595 | 733.071 | 1.0013e-05 | 733.071 | 7.0607e-06 | 733.6353 | 0 | 1002.3759 | 0.018576 | 1079.6998 | 0.0145 | 1002.3759 | 0.01501 | 1080.3919 | 0 | 1079.6998 | 0.01518 | 733.071 | 5.9662e-06
|  |  | 1002.619 | -0.00027694 | 733.7642 | 8.6698e-05 | 1002.619 | -0.0057042 | 733.1921 | 0 | 1002.619 | -0.0075886 | 733.1921 | 9.6441e-06 | 997.09 | 0.00069142 | 733.7642 | 0.00113 | 997.09 | 0.00061074 | 997.09 | 0.0019289 | 733.1921 | 1.0715e-05 | 733.1921 | 8.9823e-06 | 733.7642 | 0.00069352 | 1002.619 | -0.0025337 | 1079.8682 | 0.0159 | 1002.619 | -0.019786 | 1080.5624 | 0 | 1079.8682 | 0.01479 | 733.1921 | 1.0683e-05
|  |  | 1002.862 | -0.00065463 | 733.8931 | 0 | 1002.862 | 0.00029348 | 733.3132 | 1.4682e-05 | 1002.862 | 0.0021679 | 733.3132 | 9.5433e-06 | 997.33 | -0.001602 | 733.8931 | 0.00024605 | 997.33 | -0.00097128 | 997.33 | -0.00063934 | 733.3132 | 1.0774e-05 | 733.3132 | 1.0377e-05 | 733.8931 | 0 | 1002.862 | 0.014889 | 1080.0367 | 0.01436 | 1002.862 | 0.012383 | 1080.7329 | 0 | 1080.0367 | 0.01506 | 733.3132 | 6.544e-06
|  |  | 1003.105 | -0.0011551 | 734.0219 | 0.00022542 | 1003.105 | -0.012854 | 733.4343 | 0 | 1003.105 | -0.0083816 | 733.4343 | 9.2073e-06 | 997.58 | 0.0010961 | 734.0219 | 0.00201 | 997.58 | -0.00084214 | 997.58 | -0.00080189 | 733.4343 | 9.5092e-06 | 733.4343 | 8.8725e-06 | 734.0219 | 0 | 1003.105 | -0.011659 | 1080.2051 | 0.01576 | 1003.105 | 0.0099739 | 1080.9034 | 0 | 1080.2051 | 0.01472 | 733.4343 | 1.2746e-05
|  |  | 1003.3481 | 0.00033418 | 734.1509 | 0 | 1003.3481 | 0.0013656 | 733.5554 | 1.4682e-05 | 1003.3481 | 0.0057038 | 733.5554 | 8.972e-06 | 997.82 | 0.0015346 | 734.1509 | 0.00121 | 997.82 | 0.0004816 | 997.82 | -0.00076939 | 733.5554 | 9.2398e-06 | 733.5554 | 8.9823e-06 | 734.1509 | 0 | 1003.3481 | 0.025142 | 1080.3736 | 0.01471 | 1003.3481 | 0.012334 | 1081.0739 | 6.6672e-06 | 1080.3736 | 0.01502 | 733.5554 | 8.2655e-06
|  |  | 1003.5911 | -0.00077031 | 734.2798 | 0.00179 | 1003.5911 | -0.012624 | 733.6766 | 1.4682e-05 | 1003.5911 | -0.0074336 | 733.6766 | 8.636e-06 | 998.06 | -0.00042159 | 734.2798 | 0.00081839 | 998.06 | -0.0011973 | 998.06 | -0.0018422 | 733.6766 | 9.919e-06 | 733.6766 | 1.1761e-05 | 734.2798 | 0 | 1003.5911 | -0.0030859 | 1080.5421 | 0.01577 | 1003.5911 | -0.01224 | 1081.2444 | 0 | 1080.5421 | 0.01472 | 733.6766 | 1.1708e-05
|  |  | 1003.8341 | -0.000273 | 734.4087 | 0 | 1003.8341 | 0.0066259 | 733.7977 | 1.4682e-05 | 1003.8341 | 0.0041265 | 733.7977 | 9.5657e-06 | 998.3 | -0.00011805 | 734.4087 | 0.0006719 | 998.3 | 9.4169e-05 | 998.3 | -0.00063934 | 733.7977 | 9.6497e-06 | 733.7977 | 1.187e-05 | 734.4087 | 0 | 1003.8341 | 0.0012916 | 1080.7105 | 0.01468 | 1003.8341 | 0.024303 | 1081.4149 | 0 | 1080.7105 | 0.01509 | 733.7977 | 6.6619e-06
|  |  | 1004.0772 | 1.757e-05 | 734.5377 | 0.00116 | 1004.0772 | -0.0099002 | 733.9188 | 0 | 1004.0772 | -0.0085199 | 733.9188 | 6.7766e-06 | 998.55 | -0.0024789 | 734.5377 | 0 | 998.55 | -0.0022627 | 998.55 | 0.00030341 | 733.9188 | 6.9796e-06 | 733.9188 | 6.6324e-06 | 734.5377 | 0.00073101 | 1004.0772 | -0.015997 | 1080.879 | 0.01591 | 1004.0772 | -0.011703 | 1081.5854 | 0 | 1080.879 | 0.01514 | 733.9188 | 5.9662e-06
|  |  | 1004.3202 | -0.00088197 | 734.6666 | 0 | 1004.3202 | -0.012306 | 734.0399 | 0 | 1004.3202 | -0.0082757 | 734.0399 | 1.8381e-05 | 998.79 | -0.0014672 | 734.6666 | 0.0026 | 998.79 | -0.0015202 | 998.79 | -0.0013546 | 734.0399 | 1.9768e-05 | 734.0399 | 1.5714e-05 | 734.6666 | 0 | 1004.3202 | -0.00020056 | 1081.0474 | 0.01626 | 1004.3202 | -0.01599 | 1081.7559 | 0 | 1081.0474 | 0.0151 | 734.0399 | 1.6307e-05
|  |  | 1004.5633 | 0.00012197 | 734.7956 | 0.00113 | 1004.5633 | 0.0074112 | 734.161 | 4.9907e-05 | 1004.5633 | 0.0025608 | 734.161 | 1.4897e-05 | 999.03 | 0.001231 | 734.7956 | 0.00266 | 999.03 | -0.00074527 | 999.03 | -0.00080189 | 734.161 | 1.7016e-05 | 734.161 | 1.3474e-05 | 734.7956 | 0.00046859 | 1004.5633 | 0.0011195 | 1081.2159 | 0.01449 | 1004.5633 | 0.0067954 | 1081.9264 | 5.0004e-05 | 1081.2159 | 0.01511 | 734.161 | 1.435e-05
|  |  | 1004.8063 | 7.1993e-05 | 734.9246 | 0 | 1004.8063 | -0.0097667 | 734.2822 | 1.4682e-05 | 1004.8063 | -0.0071976 | 734.2822 | 2.8428e-05 | 999.27 | 0.0005565 | 734.9246 | 0.00078546 | 999.27 | -0.0009067 | 999.27 | -0.0020047 | 734.2822 | 3.1244e-05 | 734.2822 | 2.5234e-05 | 734.9246 | 0 | 1004.8063 | -0.0043547 | 1081.3843 | 0.0163 | 1004.8063 | 0.010716 | 1082.097 | 0 | 1081.3843 | 0.01477 | 734.2822 | 2.5952e-05
|  |  | 1005.0494 | 0.00052392 | 735.0536 | 0.00086701 | 1005.0494 | 0.00051072 | 734.4033 | 4.9907e-05 | 1005.0494 | 0.0044249 | 734.4033 | 1.3789e-05 | 999.52 | -0.00021923 | 735.0536 | 0.00198 | 999.52 | 0.0015793 | 999.52 | 0.0022214 | 734.4033 | 1.4697e-05 | 734.4033 | 1.2189e-05 | 735.0536 | 0 | 1005.0494 | 0.0065534 | 1081.5528 | 0.01403 | 1005.0494 | 0.00051828 | 1082.2675 | 3.0002e-05 | 1081.5528 | 0.0152 | 734.4033 | 1.1591e-05
|  |  | 1005.2925 | -0.001102 | 735.1826 | 0 | 1005.2925 | -0.0087632 | 734.5244 | 0 | 1005.2925 | -0.0085336 | 734.5244 | 2.7588e-05 | 999.76 | -0.00072515 | 735.1826 | 0.00144 | 999.76 | 0.00099818 | 999.76 | -0.00060684 | 734.5244 | 2.9394e-05 | 734.5244 | 2.4378e-05 | 735.1826 | 0 | 1005.2925 | -0.024047 | 1081.7212 | 0.01628 | 1005.2925 | -0.019024 | 1082.438 | 0 | 1081.7212 | 0.01478 | 734.5244 | 2.5256e-05
|  |  | 1005.5356 | -0.00028549 | 735.3116 | 0.00041617 | 1005.5356 | -0.0054639 | 734.6455 | 3.2289e-05 | 1005.5356 | 0.0034921 | 734.6455 | 1.4001e-05 | 1000 | 0.0018719 | 735.3116 | 0.00204 | 1000 | 0.00032017 | 1000 | -0.00015171 | 734.6455 | 1.4861e-05 | 734.6455 | 1.2617e-05 | 735.3116 | 0 | 1005.5356 | 0.019024 | 1081.8897 | 0.01447 | 1005.5356 | 0.010101 | 1082.6085 | 5.0004e-05 | 1081.8897 | 0.01514 | 734.6455 | 1.3666e-05
|  |  | 1005.7786 | -0.00067014 | 735.4406 | 0 | 1005.7786 | -0.013676 | 734.7667 | 0 | 1005.7786 | -0.0088048 | 734.7667 | 2.8529e-05 | 1000.2 | 1.6864e-05 | 735.4406 | 0.00072869 | 1000.2 | -0.00058385 | 1000.2 | 0.0016688 | 734.7667 | 2.882e-05 | 734.7667 | 2.7375e-05 | 735.4406 | 0 | 1005.7786 | -0.014791 | 1082.0581 | 0.01616 | 1005.7786 | -0.012439 | 1082.779 | 0 | 1082.0581 | 0.01471 | 734.7667 | 2.5952e-05
|  |  | 1006.0217 | -0.00020717 | 735.5697 | 0.00187 | 1006.0217 | 0.0023478 | 734.8878 | 4.9907e-05 | 1006.0217 | 0.0035903 | 734.8878 | 1.4785e-05 | 1000.5 | 0.0005565 | 735.5697 | 0.00229 | 1000.5 | 0.0016761 | 1000.5 | 0.0027091 | 734.8878 | 1.3994e-05 | 734.8878 | 1.4967e-05 | 735.5697 | 0.00020618 | 1006.0217 | 0.0092635 | 1082.2265 | 0.01384 | 1006.0217 | 0.015351 | 1082.9495 | 1.0001e-05 | 1082.2265 | 0.01514 | 734.8878 | 1.297e-05
|  |  | 1006.2648 | -0.00043039 | 735.6987 | 0 | 1006.2648 | -0.016614 | 735.0089 | 0 | 1006.2648 | -0.0071848 | 735.0089 | 2.8608e-05 | 1000.7 | 1.6864e-05 | 735.6987 | 0.00169 | 1000.7 | -0.0025855 | 1000.7 | 0.00069354 | 735.0089 | 3.2041e-05 | 735.0089 | 2.9297e-05 | 735.6987 | 0 | 1006.2648 | -0.0082318 | 1082.395 | 0.01586 | 1006.2648 | 6.4433e-05 | 1083.12 | 0 | 1082.395 | 0.01469 | 735.0089 | 2.9395e-05
|  |  | 1006.5079 | -4.4743e-05 | 735.8278 | 0.00101 | 1006.5079 | 0.0084155 | 735.13 | 3.2289e-05 | 1006.5079 | 0.0053592 | 735.13 | 1.4102e-05 | 1001 | -0.0001855 | 735.8278 | 0.00232 | 1001 | -6.7263e-05 | 1001 | 0.0011487 | 735.13 | 1.8081e-05 | 735.13 | 1.433e-05 | 735.8278 | 0 | 1006.5079 | -0.0027574 | 1082.5634 | 0.01414 | 1006.5079 | 0.0044681 | 1083.2905 | 3.0002e-05 | 1082.5634 | 0.01515 | 735.13 | 1.7109e-05
|  |  | 1006.751 | -0.00046353 | 735.9569 | 0 | 1006.751 | -0.014474 | 735.2512 | 0 | 1006.751 | -0.0080889 | 735.2512 | 2.6894e-05 | 1001.2 | -8.4319e-05 | 735.9569 | 0.00041639 | 1001.2 | -0.0014556 | 1001.2 | -0.0008344 | 735.2512 | 3.4383e-05 | 735.2512 | 2.6727e-05 | 735.9569 | 0 | 1006.751 | -0.0076585 | 1082.7319 | 0.01601 | 1006.751 | 0.01193 | 1083.461 | 0 | 1082.7319 | 0.0147 | 735.2512 | 3.0079e-05
|  |  | 1006.9941 | -0.00062668 | 736.086 | 0.00142 | 1006.9941 | 0.0073559 | 735.3723 | 6.7514e-05 | 1006.9941 | 0.0023367 | 735.3723 | 1.3228e-05 | 1001.5 | 0.0018044 | 736.086 | 0.0017 | 1001.5 | -0.00032556 | 1001.5 | 0.00075855 | 735.3723 | 1.6301e-05 | 735.3723 | 1.2408e-05 | 736.086 | 0.00139 | 1006.9941 | -0.002841 | 1082.9003 | 0.01357 | 1006.9941 | 0.011835 | 1083.6316 | 5.0004e-05 | 1082.9003 | 0.01514 | 735.3723 | 1.3666e-05
|  |  | 1007.2372 | -0.00026648 | 736.2151 | 0 | 1007.2372 | -0.0088991 | 735.4934 | 0 | 1007.2372 | -0.010202 | 735.4934 | 2.6446e-05 | 1001.7 | -0.0026813 | 736.2151 | 0.00189 | 1001.7 | -0.00051927 | 1001.7 | -0.0014196 | 735.4934 | 3.313e-05 | 735.4934 | 2.866e-05 | 736.2151 | 0 | 1007.2372 | -0.0051225 | 1083.0687 | 0.01594 | 1007.2372 | -0.016559 | 1083.8021 | 0 | 1083.0687 | 0.01476 | 735.4934 | 3.0079e-05
|  |  | 1007.4803 | -0.00046677 | 736.3442 | 0.0007803 | 1007.4803 | 0.0059619 | 735.6146 | 3.2289e-05 | 1007.4803 | 0.0044575 | 735.6146 | 1.3632e-05 | 1001.9 | 0.0031873 | 736.3442 | 0 | 1001.9 | 0.0015793 | 1001.9 | 0.0031317 | 735.6146 | 1.6828e-05 | 735.6146 | 1.6471e-05 | 736.3442 | 0 | 1007.4803 | 0.032287 | 1083.2372 | 0.01428 | 1007.4803 | -0.007637 | 1083.9726 | 1.0001e-05 | 1083.2372 | 0.01516 | 735.6146 | 1.6413e-05
|  |  | 1007.7234 | -0.00082065 | 736.4733 | 0 | 1007.7234 | -0.0079182 | 735.7357 | 0 | 1007.7234 | -0.0086022 | 735.7357 | 2.7308e-05 | 1002.2 | 0.00015177 | 736.4733 | 0.00078546 | 1002.2 | -0.0012296 | 1002.2 | 0.0002384 | 735.7357 | 3.2989e-05 | 735.7357 | 3.0153e-05 | 736.4733 | 0 | 1007.7234 | -0.014976 | 1083.4056 | 0.01624 | 1007.7234 | 0.0084318 | 1084.1431 | 0 | 1083.4056 | 0.0148 | 735.7357 | 3.1458e-05
|  |  | 1007.9666 | -0.00017044 | 736.6024 | 0.00132 | 1007.9666 | 0.0051323 | 735.8568 | 3.2289e-05 | 1007.9666 | 0.0049594 | 735.8568 | 1.4102e-05 | 1002.4 | 1.6864e-05 | 736.6024 | 0.00158 | 1002.4 | -0.0009067 | 1002.4 | 0.0011487 | 735.8568 | 1.6173e-05 | 735.8568 | 1.3902e-05 | 736.6024 | 0 | 1007.9666 | 0.0090859 | 1083.5741 | 0.01377 | 1007.9666 | 0.023425 | 1084.3136 | 3.0002e-05 | 1083.5741 | 0.01516 | 735.8568 | 1.5045e-05
|  |  | 1008.2097 | 0.00026403 | 736.7316 | 0 | 1008.2097 | -0.0046533 | 735.9779 | 0 | 1008.2097 | -0.0080422 | 735.9779 | 3.022e-05 | 1002.7 | -0.00028669 | 736.7316 | 0.00243 | 1002.7 | 0.00041703 | 1002.7 | 0.00040094 | 735.9779 | 3.3458e-05 | 735.9779 | 2.9297e-05 | 736.7316 | 0 | 1008.2097 | -0.0080061 | 1083.7425 | 0.01624 | 1008.2097 | 0.00026522 | 1084.4841 | 0 | 1083.7425 | 0.01478 | 735.9779 | 2.8699e-05
|  |  | 1008.4528 | -0.00038208 | 736.8607 | 0.00137 | 1008.4528 | -0.0046194 | 736.0991 | 1.4682e-05 | 1008.4528 | 0.0044601 | 736.0991 | 1.632e-05 | 1002.9 | -8.4319e-05 | 736.8607 | 0.00224 | 1002.9 | -0.00013183 | 1002.9 | -0.00050931 | 736.0991 | 1.7308e-05 | 736.0991 | 1.5615e-05 | 736.8607 | 0.00018744 | 1008.4528 | -0.0012 | 1083.9109 | 0.01382 | 1008.4528 | -0.0072316 | 1084.6547 | 1.0001e-05 | 1083.9109 | 0.01512 | 736.0991 | 1.3666e-05
|  |  | 1008.6959 | -1.7212e-05 | 736.9899 | 0 | 1008.6959 | -0.0086411 | 736.2202 | 0 | 1008.6959 | -0.0084079 | 736.2202 | 2.9884e-05 | 1003.2 | -0.002715 | 736.9899 | 4.7316e-05 | 1003.2 | -0.002521 | 1003.2 | -0.00054182 | 736.2202 | 3.2966e-05 | 736.2202 | 3.1218e-05 | 736.9899 | 0 | 1008.6959 | -0.022175 | 1084.0794 | 0.01645 | 1008.6959 | -0.0079477 | 1084.8252 | 0 | 1084.0794 | 0.01471 | 736.2202 | 2.3877e-05
|  |  | 1008.9391 | 6.6847e-06 | 737.1191 | 0.00101 | 1008.9391 | -0.0010549 | 736.3413 | 4.9907e-05 | 1008.9391 | 0.004601 | 736.3413 | 1.3665e-05 | 1003.4 | 0.0022766 | 737.1191 | 0.00158 | 1003.4 | 0.0030968 | 1003.4 | 0.0012137 | 736.3413 | 1.5681e-05 | 736.3413 | 1.5615e-05 | 737.1191 | 0.00044985 | 1008.9391 | 0.0066919 | 1084.2478 | 0.01366 | 1008.9391 | -0.0063238 | 1084.9957 | 6.9993e-05 | 1084.2478 | 0.01512 | 736.3413 | 1.0223e-05
|  |  | 1009.1822 | -0.00063069 | 737.2483 | 0 | 1009.1822 | -0.015028 | 736.4625 | 0 | 1009.1822 | -0.0095781 | 736.4625 | 2.7689e-05 | 1003.6 | -0.00079259 | 737.2483 | 0.00184 | 1003.6 | -0.00080984 | 1003.6 | -0.0017771 | 736.4625 | 3.3832e-05 | 736.4625 | 3.1218e-05 | 737.2483 | 0 | 1009.1822 | -0.0076713 | 1084.4162 | 0.01607 | 1009.1822 | 0.0074276 | 1085.1662 | 0 | 1084.4162 | 0.01475 | 736.4625 | 2.1129e-05
|  |  | 1009.4254 | -0.00067854 | 737.3775 | 0.00108 | 1009.4254 | 0.0059802 | 736.5836 | 1.4682e-05 | 1009.4254 | 0.0057063 | 736.5836 | 1.4113e-05 | 1003.9 | -0.00096123 | 737.3775 | 0.00050617 | 1003.9 | -0.0011004 | 1003.9 | 0.00036844 | 736.5836 | 1.8187e-05 | 736.5836 | 1.5823e-05 | 737.3775 | 7.4971e-05 | 1009.4254 | -0.0041191 | 1084.5847 | 0.01514 | 1009.4254 | 0.016093 | 1085.3368 | 3.0002e-05 | 1084.5847 | 0.01517 | 736.5836 | 1.0907e-05
|  |  | 1009.6685 | -0.0014891 | 737.5067 | 0 | 1009.6685 | -0.010572 | 736.7047 | 0 | 1009.6685 | -0.01212 | 736.7047 | 2.8216e-05 | 1004.1 | 5.0592e-05 | 737.5067 | 0.0013 | 1004.1 | -0.0026179 | 1004.1 | -0.0018747 | 736.7047 | 3.3868e-05 | 736.7047 | 3.0153e-05 | 737.5067 | 0 | 1009.6685 | -0.013824 | 1084.7531 | 0.01637 | 1009.6685 | -0.0072443 | 1085.5073 | 0 | 1084.7531 | 0.01477 | 736.7047 | 2.8015e-05
|  |  | 1009.9117 | 0.00033071 | 737.636 | 0.00144 | 1009.9117 | -0.0051932 | 736.8259 | 4.9907e-05 | 1009.9117 | 0.0047777 | 736.8259 | 1.4236e-05 | 1004.4 | 0.00089378 | 737.636 | 0.00090353 | 1004.4 | 0.0002556 | 1004.4 | 0.00072604 | 736.8259 | 1.5728e-05 | 736.8259 | 1.4539e-05 | 737.636 | 0.00048734 | 1009.9117 | 0.0032942 | 1084.9215 | 0.01345 | 1009.9117 | -0.002262 | 1085.6778 | 5.0004e-05 | 1084.9215 | 0.01515 | 736.8259 | 1.7109e-05
|  |  | 1010.1548 | -0.0013402 | 737.7652 | 0 | 1010.1548 | -0.016278 | 736.947 | 0 | 1010.1548 | -0.0090033 | 736.947 | 2.8395e-05 | 1004.6 | 0.00062396 | 737.7652 | 0.00050157 | 1004.6 | -0.00019641 | 1004.6 | 0.0022864 | 736.947 | 3.1865e-05 | 736.947 | 2.8012e-05 | 737.7652 | 0 | 1010.1548 | -0.0077651 | 1085.09 | 0.01593 | 1010.1548 | -0.0051967 | 1085.8484 | 0 | 1085.09 | 0.01473 | 736.947 | 3.0774e-05
|  |  | 1010.398 | 2.5353e-05 | 737.8945 | 0.00071094 | 1010.398 | -0.0007783 | 737.0682 | 3.2289e-05 | 1010.398 | 0.0042585 | 737.0682 | 1.4315e-05 | 1004.9 | 0.0017032 | 737.8945 | 0.00201 | 1004.9 | 0.0012565 | 1004.9 | 0.0013763 | 737.0682 | 1.6219e-05 | 737.0682 | 1.3682e-05 | 737.8945 | 0 | 1010.398 | -0.0058053 | 1085.2584 | 0.01373 | 1010.398 | -0.0064587 | 1086.0189 | 1.0001e-05 | 1085.2584 | 0.01511 | 737.0682 | 1.3666e-05
|  |  | 1010.6412 | -0.0010202 | 738.0237 | 0 | 1010.6412 | -0.018157 | 737.1893 | 0 | 1010.6412 | -0.010099 | 737.1893 | 2.7375e-05 | 1005.1 | -0.00032042 | 738.0237 | 0 | 1005.1 | -0.0013909 | 1005.1 | -0.0013546 | 737.1893 | 3.4113e-05 | 737.1893 | 2.6091e-05 | 738.0237 | 0 | 1010.6412 | -0.014672 | 1085.4268 | 0.01617 | 1010.6412 | 0.0049607 | 1086.1894 | 0 | 1085.4268 | 0.01469 | 737.1893 | 3.1458e-05
|  |  | 1010.8844 | -6.6958e-06 | 738.153 | 0.00065893 | 1010.8844 | 0.0079674 | 737.3104 | 6.7514e-05 | 1010.8844 | 0.0049409 | 737.3104 | 1.3139e-05 | 1005.3 | 0.00072515 | 738.153 | 0.00246 | 1005.3 | 0.00083675 | 1005.3 | 0.002384 | 737.3104 | 1.7941e-05 | 737.3104 | 1.2408e-05 | 738.153 | 0.00111 | 1010.8844 | 0.017015 | 1085.5952 | 0.01491 | 1010.8844 | 0.017196 | 1086.36 | 3.0002e-05 | 1085.5952 | 0.01512 | 737.3104 | 1.7793e-05
|  |  | 1011.1275 | 0.00034128 | 738.2823 | 0 | 1011.1275 | -0.0096611 | 737.4316 | 0 | 1011.1275 | -0.0084858 | 737.4316 | 2.6658e-05 | 1005.6 | 0.00069142 | 738.2823 | 0 | 1005.6 | -0.0027792 | 1005.6 | -0.00050931 | 737.4316 | 3.5097e-05 | 737.4316 | 2.4806e-05 | 738.2823 | 0 | 1011.1275 | 0.012585 | 1085.7637 | 0.01554 | 1011.1275 | 0.013172 | 1086.5305 | 0 | 1085.7637 | 0.01468 | 737.4316 | 3.4217e-05
|  |  | 1011.3707 | 1.7045e-05 | 738.4116 | 0.0014 | 1011.3707 | 0.0032028 | 737.5527 | 4.9907e-05 | 1011.3707 | 0.005539 | 737.5527 | 1.3643e-05 | 1005.8 | -0.0010287 | 738.4116 | 0.00198 | 1005.8 | -0.0010358 | 1005.8 | 1.0836e-05 | 737.5527 | 1.7203e-05 | 737.5527 | 1.2408e-05 | 738.4116 | 0.00013121 | 1011.3707 | -0.0070295 | 1085.9321 | 0.01477 | 1011.3707 | 0.01549 | 1086.701 | 5.0004e-05 | 1085.9321 | 0.01512 | 737.5527 | 1.6413e-05
|  |  | 1011.6139 | -0.0015304 | 738.5409 | 0 | 1011.6139 | -0.016679 | 737.6739 | 0 | 1011.6139 | -0.011248 | 737.6739 | 2.7196e-05 | 1006.1 | -0.0011973 | 738.5409 | 0.00277 | 1006.1 | 0.001547 | 1006.1 | 1.0836e-05 | 737.6739 | 3.4922e-05 | 737.6739 | 2.6727e-05 | 738.5409 | 0 | 1011.6139 | 8.7479e-05 | 1086.1005 | 0.01616 | 1011.6139 | -0.021746 | 1086.8716 | 0 | 1086.1005 | 0.01471 | 737.6739 | 2.8133e-05
|  |  | 1011.8571 | 0.00030417 | 738.6703 | 0.00177 | 1011.8571 | 0.0046102 | 737.795 | 8.5132e-05 | 1011.8571 | 0.0065659 | 737.795 | 1.3688e-05 | 1006.3 | 0.0016358 | 738.6703 | 0.00067647 | 1006.3 | 0.0010628 | 1006.3 | 0.0019614 | 737.795 | 1.7753e-05 | 737.795 | 1.433e-05 | 738.6703 | 0 | 1011.8571 | -0.0072173 | 1086.2689 | 0.01444 | 1011.8571 | 0.0067935 | 1087.0421 | 6.9993e-05 | 1086.2689 | 0.01517 | 737.795 | 1.1708e-05
|  |  | 1012.1003 | -0.0002286 | 738.7996 | 0 | 1012.1003 | -0.014399 | 737.9162 | 0 | 1012.1003 | -0.010705 | 737.9162 | 2.751e-05 | 1006.6 | -0.0024789 | 738.7996 | 0.00215 | 1006.6 | -0.0010681 | 1006.6 | -0.0030125 | 737.9162 | 3.4793e-05 | 737.9162 | 2.7375e-05 | 738.7996 | 0 | 1012.1003 | -0.0033779 | 1086.4374 | 0.01638 | 1012.1003 | -0.01877 | 1087.2127 | 0 | 1086.4374 | 0.0148 | 737.9162 | 2.3417e-05
|  |  | 1012.3435 | -4.0968e-05 | 738.929 | 0.00257 | 1012.3435 | -0.0012509 | 738.0373 | 3.2289e-05 | 1012.3435 | 0.0056395 | 738.0373 | 1.3979e-05 | 1006.8 | 1.6864e-05 | 738.929 | 0 | 1006.8 | 0.0020314 | 1006.8 | 0.00079106 | 738.0373 | 1.7074e-05 | 738.0373 | 1.3045e-05 | 738.929 | 0 | 1012.3435 | 0.018654 | 1086.6058 | 0.01391 | 1012.3435 | 0.013118 | 1087.3832 | 5.0004e-05 | 1086.6058 | 0.01515 | 738.0373 | 1.1708e-05
|  |  | 1012.5867 | -0.00072876 | 739.0584 | 0 | 1012.5867 | -0.023347 | 738.1584 | 0 | 1012.5867 | -0.0097633 | 738.1584 | 2.686e-05 | 1007 | -0.00038786 | 739.0584 | 0.00101 | 1007 | 0.00093361 | 1007 | -0.0019722 | 738.1584 | 3.5179e-05 | 738.1584 | 2.7375e-05 | 739.0584 | 0 | 1012.5867 | -0.014417 | 1086.7742 | 0.01623 | 1012.5867 | -0.040322 | 1087.5537 | 0 | 1086.7742 | 0.01479 | 738.1584 | 2.9513e-05
|  |  | 1012.8299 | -2.3207e-05 | 739.1877 | 0.00168 | 1012.8299 | 0.0029142 | 738.2796 | 3.2289e-05 | 1012.8299 | 0.0058113 | 738.2796 | 1.2982e-05 | 1007.3 | 0.00082632 | 739.1877 | 0.00204 | 1007.3 | 0.0015793 | 1007.3 | 0.0018314 | 738.2796 | 1.8152e-05 | 738.2796 | 1.433e-05 | 739.1877 | 0.00041236 | 1012.8299 | 0.016415 | 1086.9426 | 0.01403 | 1012.8299 | 0.018364 | 1087.7243 | 1.0001e-05 | 1086.9426 | 0.01511 | 738.2796 | 1.7793e-05
|  |  | 1013.0731 | -0.00075551 | 739.3171 | 0 | 1013.0731 | -0.006213 | 738.4007 | 0 | 1013.0731 | -0.011286 | 738.4007 | 2.8406e-05 | 1007.5 | -0.0025465 | 739.3171 | 0.00016089 | 1007.5 | 0.001547 | 1007.5 | -0.00050931 | 738.4007 | 3.5554e-05 | 738.4007 | 3.1218e-05 | 739.3171 | 0 | 1013.0731 | 0.0006637 | 1087.111 | 0.01614 | 1013.0731 | -0.0013865 | 1087.8948 | 0 | 1087.111 | 0.01477 | 738.4007 | 3.0079e-05
|  |  | 1013.3164 | -0.00041429 | 739.4465 | 0.00093636 | 1013.3164 | 0.0047598 | 738.5219 | 4.9907e-05 | 1013.3164 | 0.0044337 | 738.5219 | 1.5861e-05 | 1007.8 | 0.00015177 | 739.4465 | 0.00079001 | 1007.8 | -0.00013183 | 1007.8 | 0.0016038 | 738.5219 | 1.7426e-05 | 738.5219 | 1.6899e-05 | 739.4465 | 0 | 1013.3164 | 0.01068 | 1087.2794 | 0.01456 | 1013.3164 | 0.0069264 | 1088.0654 | 3.0002e-05 | 1087.2794 | 0.01514 | 738.5219 | 1.2286e-05
|  |  | 1013.5596 | -0.001104 | 739.5759 | 0 | 1013.5596 | -0.016064 | 738.643 | 0 | 1013.5596 | -0.012796 | 738.643 | 2.9078e-05 | 1008 | 8.4319e-05 | 739.5759 | 0.00055835 | 1008 | -0.00058385 | 1008 | 0.00014088 | 738.643 | 3.5823e-05 | 738.643 | 2.9945e-05 | 739.5759 | 0 | 1013.5596 | 0.0054824 | 1087.4479 | 0.0163 | 1013.5596 | -0.0097654 | 1088.2359 | 0 | 1087.4479 | 0.0147 | 738.643 | 2.4572e-05
|  |  | 1013.8028 | -0.00012847 | 739.7054 | 0.00052021 | 1013.8028 | -0.0017986 | 738.7642 | 4.9907e-05 | 1013.8028 | 0.0056518 | 738.7642 | 1.3632e-05 | 1008.3 | 8.4319e-05 | 739.7054 | 0.00181 | 1008.3 | -0.00087442 | 1008.3 | -0.00099695 | 738.7642 | 1.8409e-05 | 738.7642 | 1.3045e-05 | 739.7054 | 0.00011247 | 1013.8028 | 0.013354 | 1087.6163 | 0.01442 | 1013.8028 | -0.0041434 | 1088.4065 | 6.9993e-05 | 1087.6163 | 0.01507 | 738.7642 | 1.2286e-05
|  |  | 1014.046 | -0.0010342 | 739.8348 | 0 | 1014.046 | -0.013922 | 738.8853 | 0 | 1014.046 | -0.010485 | 738.8853 | 2.7823e-05 | 1008.5 | -0.0010624 | 739.8348 | 0 | 1008.5 | -0.0034897 | 1008.5 | -0.00034676 | 738.8853 | 3.4687e-05 | 738.8853 | 2.8012e-05 | 739.8348 | 0 | 1014.046 | 0.0033739 | 1087.7847 | 0.01628 | 1014.046 | -0.0046595 | 1088.577 | 0 | 1087.7847 | 0.01451 | 738.8853 | 2.7332e-05
|  |  | 1014.2893 | -0.00082129 | 739.9643 | 0.00217 | 1014.2893 | -0.0032287 | 739.0065 | 3.2289e-05 | 1014.2893 | 0.0031596 | 739.0065 | 1.4741e-05 | 1008.7 | 0.00032042 | 739.9643 | 0.00136 | 1008.7 | 0.0002556 | 1008.7 | 0.0010511 | 739.0065 | 1.6301e-05 | 739.0065 | 1.4967e-05 | 739.9643 | 0.00018744 | 1014.2893 | 0.0089988 | 1087.9531 | 0.0143 | 1014.2893 | 0.0067428 | 1088.7476 | 3.0002e-05 | 1087.9531 | 0.01497 | 739.0065 | 1.5045e-05
|  |  | 1014.5325 | -0.00098395 | 740.0937 | 0 | 1014.5325 | -0.012316 | 739.1276 | 0 | 1014.5325 | -0.0097813 | 739.1276 | 2.7118e-05 | 1009 | 0.00052277 | 740.0937 | 0.00030283 | 1009 | -0.00055155 | 1009 | 0.00043346 | 739.1276 | 3.2228e-05 | 739.1276 | 3.0582e-05 | 740.0937 | 0 | 1014.5325 | -0.017239 | 1088.1215 | 0.0163 | 1014.5325 | -0.023448 | 1088.9181 | 0 | 1088.1215 | 0.01429 | 739.1276 | 3.2838e-05
|  |  | 1014.7758 | 0.00020377 | 740.2232 | 0.00158 | 1014.7758 | 0.00079745 | 739.2488 | 3.2289e-05 | 1014.7758 | 0.0085204 | 739.2488 | 1.278e-05 | 1009.2 | 0.00086005 | 740.2232 | 0.00193 | 1009.2 | 0.0010628 | 1009.2 | 0.0017663 | 739.2488 | 1.5927e-05 | 739.2488 | 1.5615e-05 | 740.2232 | 0.00024367 | 1014.7758 | 0.0096092 | 1088.2899 | 0.01335 | 1014.7758 | 0.024996 | 1089.0887 | 3.0002e-05 | 1088.2899 | 0.01479 | 739.2488 | 1.7793e-05
|  |  | 1015.019 | -0.00078611 | 740.3527 | 0 | 1015.019 | -0.022953 | 739.3699 | 0 | 1015.019 | -0.01268 | 739.3699 | 2.6154e-05 | 1009.5 | 0.0010624 | 740.3527 | 0.00172 | 1009.5 | 0.00057846 | 1009.5 | 0.00056349 | 739.3699 | 3.3458e-05 | 739.3699 | 3.1218e-05 | 740.3527 | 0 | 1015.019 | -0.023297 | 1088.4583 | 0.01561 | 1015.019 | -0.014956 | 1089.2592 | 0 | 1088.4583 | 0.01418 | 739.3699 | 3.4217e-05
|  |  | 1015.2623 | -0.0006145 | 740.4822 | 0.00106 | 1015.2623 | -0.0040412 | 739.4911 | 6.7514e-05 | 1015.2623 | 0.0047748 | 739.4911 | 1.3844e-05 | 1009.7 | 0.0009275 | 740.4822 | 0.00193 | 1009.7 | -0.00032556 | 1009.7 | 0.00036844 | 739.4911 | 1.7566e-05 | 739.4911 | 1.5615e-05 | 740.4822 | 0 | 1015.2623 | 0.018075 | 1088.6267 | 0.01398 | 1015.2623 | -0.0057912 | 1089.4298 | 3.0002e-05 | 1088.6267 | 0.01482 | 739.4911 | 1.6767e-05
|  |  | 1015.5055 | 8.5912e-08 | 740.6117 | 0 | 1015.5055 | -0.016221 | 739.6122 | 0 | 1015.5055 | -0.0099378 | 739.6122 | 2.6345e-05 | 1010 | -0.00086005 | 740.6117 | 0.00092742 | 1010 | -0.00029326 | 1010 | -0.0014196 | 739.6122 | 3.2638e-05 | 739.6122 | 3.0582e-05 | 740.6117 | 0 | 1015.5055 | -0.0054358 | 1088.7952 | 0.01596 | 1015.5055 | -0.012772 | 1089.6003 | 0 | 1088.7952 | 0.01426 | 739.6122 | 3.1116e-05
|  |  | 1015.7488 | 0.0005881 | 740.7412 | 0.00186 | 1015.7488 | 0.0025794 | 739.7334 | 6.7514e-05 | 1015.7488 | 0.0034885 | 739.7334 | 1.2937e-05 | 1010.2 | 0.00042159 | 740.7412 | 0.00030748 | 1010.2 | 0.0012565 | 1010.2 | 0.0012137 | 739.7334 | 1.5107e-05 | 739.7334 | 1.4967e-05 | 740.7412 | 0.00033739 | 1015.7488 | 0.0012061 | 1088.9636 | 0.01336 | 1015.7488 | 0.029798 | 1089.7709 | 3.0002e-05 | 1088.9636 | 0.01487 | 739.7334 | 1.4692e-05
|  |  | 1015.9921 | -0.0013411 | 740.8708 | 0 | 1015.9921 | -0.010868 | 739.8546 | 0 | 1015.9921 | -0.01232 | 739.8546 | 2.5225e-05 | 1010.4 | 0.0010287 | 740.8708 | 0.00121 | 1010.4 | 0.00035245 | 1010.4 | 0.00040094 | 739.8546 | 3.1244e-05 | 739.8546 | 2.6727e-05 | 740.8708 | 0 | 1015.9921 | 0.0057711 | 1089.132 | 0.01608 | 1015.9921 | -0.034419 | 1089.9415 | 0 | 1089.132 | 0.01439 | 739.8546 | 2.6636e-05
|  |  | 1016.2353 | -0.00086205 | 741.0003 | 0.00248 | 1016.2353 | 0.008035 | 739.9757 | 6.7514e-05 | 1016.2353 | 0.0054696 | 739.9757 | 1.2568e-05 | 1010.7 | -0.00032042 | 741.0003 | 0.00141 | 1010.7 | -0.00084214 | 1010.7 | 0.002384 | 739.9757 | 1.6196e-05 | 739.9757 | 1.198e-05 | 741.0003 | 0 | 1016.2353 | -0.0013829 | 1089.3004 | 0.01445 | 1016.2353 | 0.027412 | 1090.112 | 3.0002e-05 | 1089.3004 | 0.01501 | 739.9757 | 1.2286e-05
|  |  | 1016.4786 | 0.00041277 | 741.1299 | 0 | 1016.4786 | -0.012923 | 740.0969 | 0 | 1016.4786 | -0.010638 | 740.0969 | 2.7465e-05 | 1010.9 | 0.00045532 | 741.1299 | 0.00158 | 1010.9 | 0.00064304 | 1010.9 | -0.0014196 | 740.0969 | 3.4348e-05 | 740.0969 | 2.6299e-05 | 741.1299 | 0 | 1016.4786 | 3.9475e-05 | 1089.4688 | 0.01635 | 1016.4786 | -0.014411 | 1090.2826 | 0 | 1089.4688 | 0.01451 | 740.0969 | 2.6636e-05
|  |  | 1016.7219 | 8.9075e-05 | 741.2595 | 0.00118 | 1016.7219 | -0.004566 | 740.218 | 4.9907e-05 | 1016.7219 | 0.0081745 | 740.218 | 1.5121e-05 | 1011.2 | 0.0011636 | 741.2595 | 0.00102 | 1011.2 | 0.00032017 | 1011.2 | 0.0023515 | 740.218 | 1.8163e-05 | 740.218 | 1.4539e-05 | 741.2595 | 0 | 1016.7219 | 0.013985 | 1089.6372 | 0.01347 | 1016.7219 | 0.016147 | 1090.4531 | 3.0002e-05 | 1089.6372 | 0.01505 | 740.218 | 1.435e-05
|  |  | 1016.9652 | 9.1565e-05 | 741.389 | 0 | 1016.9652 | -0.011613 | 740.3392 | 0 | 1016.9652 | -0.010517 | 740.3392 | 2.9728e-05 | 1011.4 | 0.00011805 | 741.389 | 0.00144 | 1011.4 | -0.0009067 | 1011.4 | 0.00053099 | 740.3392 | 3.5179e-05 | 740.3392 | 2.8012e-05 | 741.389 | 0 | 1016.9652 | 0.0028962 | 1089.8056 | 0.01603 | 1016.9652 | -0.0054278 | 1090.6237 | 0 | 1089.8056 | 0.0146 | 740.3392 | 2.8699e-05
|  |  | 1017.2085 | 0.00026246 | 741.5186 | 0.00039883 | 1017.2085 | 0.00042494 | 740.4603 | 4.9907e-05 | 1017.2085 | 0.0071451 | 740.4603 | 1.4763e-05 | 1011.7 | -0.0014334 | 741.5186 | 0.00113 | 1011.7 | -3.4977e-05 | 1011.7 | -0.00089942 | 740.4603 | 1.7039e-05 | 740.4603 | 1.3682e-05 | 741.5186 | 0.00031865 | 1017.2085 | 0.019985 | 1089.974 | 0.01419 | 1017.2085 | 0.0059896 | 1090.7942 | 3.0002e-05 | 1089.974 | 0.01513 | 740.4603 | 1.435e-05
|  |  | 1017.4518 | -0.0010025 | 741.6482 | 0 | 1017.4518 | -0.014276 | 740.5815 | 0 | 1017.4518 | -0.012713 | 740.5815 | 2.8406e-05 | 1011.9 | 1.6864e-05 | 741.6482 | 0.00212 | 1011.9 | -0.00022869 | 1011.9 | -0.00070437 | 740.5815 | 3.5308e-05 | 740.5815 | 2.6091e-05 | 741.6482 | 0 | 1017.4518 | -0.0026923 | 1090.1424 | 0.01621 | 1017.4518 | -0.035045 | 1090.9648 | 0 | 1090.1424 | 0.0147 | 740.5815 | 3.2838e-05
|  |  | 1017.6951 | -5.8072e-05 | 741.7779 | 0.0012 | 1017.6951 | 0.010901 | 740.7026 | 4.9907e-05 | 1017.6951 | 0.0058144 | 740.7026 | 1.3744e-05 | 1012.1 | 0.00021923 | 741.7779 | 0.00238 | 1012.1 | -0.00022869 | 1012.1 | 0.00069354 | 740.7026 | 1.8433e-05 | 740.7026 | 1.2408e-05 | 741.7779 | 0.00046859 | 1017.6951 | 0.0090333 | 1090.3108 | 0.01428 | 1017.6951 | 0.0023129 | 1091.1354 | 3.0002e-05 | 1090.3108 | 0.01516 | 740.7026 | 1.8488e-05
|  |  | 1017.9384 | -0.0014109 | 741.9075 | 0 | 1017.9384 | -0.022874 | 740.8238 | 0 | 1017.9384 | -0.014845 | 740.8238 | 2.7409e-05 | 1012.4 | -0.00011805 | 741.9075 | 0.00078546 | 1012.4 | -0.001617 | 1012.4 | -5.4182e-05 | 740.8238 | 3.5273e-05 | 740.8238 | 2.6727e-05 | 741.9075 | 0 | 1017.9384 | -0.019084 | 1090.4792 | 0.01642 | 1017.9384 | -0.010052 | 1091.3059 | 0 | 1090.4792 | 0.01476 | 740.8238 | 3.1458e-05
|  |  | 1018.1817 | 0.00058122 | 742.0371 | 0.00058956 | 1018.1817 | 0.011484 | 740.945 | 3.2289e-05 | 1018.1817 | 0.0073631 | 740.945 | 1.4192e-05 | 1012.6 | 0.00086005 | 742.0371 | 0 | 1012.6 | -0.00026098 | 1012.6 | -0.00031426 | 740.945 | 1.7074e-05 | 740.945 | 1.433e-05 | 742.0371 | 0.00063729 | 1018.1817 | 0.028335 | 1090.6476 | 0.01454 | 1018.1817 | 0.016932 | 1091.4765 | 3.0002e-05 | 1090.6476 | 0.01517 | 740.945 | 1.297e-05
|  |  | 1018.425 | -0.00052875 | 742.1668 | 0 | 1018.425 | -0.009846 | 741.0661 | 0 | 1018.425 | -0.011107 | 741.0661 | 2.8507e-05 | 1012.9 | 0.00038786 | 742.1668 | 0 | 1012.9 | 0.0011919 | 1012.9 | -0.0014521 | 741.0661 | 3.3095e-05 | 741.0661 | 2.866e-05 | 742.1668 | 0 | 1018.425 | -0.01241 | 1090.816 | 0.01617 | 1018.425 | -0.0039885 | 1091.6471 | 0 | 1090.816 | 0.01478 | 741.0661 | 2.9395e-05
|  |  | 1018.6683 | 0.00036943 | 742.2965 | 0.00116 | 1018.6683 | 0.0018442 | 741.1873 | 1.4682e-05 | 1018.6683 | 0.008834 | 741.1873 | 1.4841e-05 | 1013.1 | 0.0021416 | 742.2965 | 0.00013718 | 1013.1 | 0.0030322 | 1013.1 | 0.00010836 | 741.1873 | 1.6255e-05 | 741.1873 | 1.433e-05 | 742.2965 | 0.00118 | 1018.6683 | 0.013114 | 1090.9844 | 0.01437 | 1018.6683 | 0.028839 | 1091.8176 | 1.0001e-05 | 1090.9844 | 0.01516 | 741.1873 | 1.6413e-05
|  |  | 1018.9116 | -0.00081179 | 742.4262 | 0 | 1018.9116 | -0.022122 | 741.3085 | 0 | 1018.9116 | -0.011722 | 741.3085 | 2.8641e-05 | 1013.4 | 5.0592e-05 | 742.4262 | 0.00198 | 1013.4 | 9.4169e-05 | 1013.4 | 0.00040094 | 741.3085 | 3.4441e-05 | 741.3085 | 2.9297e-05 | 742.4262 | 0 | 1018.9116 | 0.001348 | 1091.1528 | 0.01626 | 1018.9116 | 0.011214 | 1091.9882 | 0 | 1091.1528 | 0.0148 | 741.3085 | 3.0774e-05
|  |  | 1019.155 | 0.00034552 | 742.5559 | 0.00158 | 1019.155 | 0.0031832 | 741.4296 | 1.4682e-05 | 1019.155 | 0.01071 | 741.4296 | 1.4348e-05 | 1013.6 | -0.0001855 | 742.5559 | 0.00127 | 1013.6 | 0.0029031 | 1013.6 | 0.00079106 | 741.4296 | 1.8269e-05 | 741.4296 | 1.4967e-05 | 742.5559 | 0 | 1019.155 | 0.027489 | 1091.3212 | 0.01507 | 1019.155 | 0.0045407 | 1092.1588 | 1.0001e-05 | 1091.3212 | 0.01515 | 741.4296 | 1.435e-05
|  |  | 1019.3983 | -0.00052479 | 742.6856 | 0 | 1019.3983 | -0.015797 | 741.5508 | 0 | 1019.3983 | -0.012591 | 741.5508 | 2.77e-05 | 1013.8 | 0.00069142 | 742.6856 | 0.00238 | 1013.8 | -0.0018752 | 1013.8 | -0.00080189 | 741.5508 | 3.3704e-05 | 741.5508 | 2.866e-05 | 742.6856 | 0 | 1019.3983 | -0.023033 | 1091.4896 | 0.01619 | 1019.3983 | 0.0060701 | 1092.3294 | 0 | 1091.4896 | 0.01477 | 741.5508 | 3.2154e-05
|  |  | 1019.6416 | -0.0001501 | 742.8153 | 0.0014 | 1019.6416 | -0.0019387 | 741.672 | 3.2289e-05 | 1019.6416 | 0.0059112 | 741.672 | 1.3464e-05 | 1014.1 | 0.0005565 | 742.8153 | 0 | 1014.1 | -0.0019076 | 1014.1 | 0.00040094 | 741.672 | 1.5435e-05 | 741.672 | 1.3682e-05 | 742.8153 | 0.00063729 | 1019.6416 | 0.0092946 | 1091.6579 | 0.0141 | 1019.6416 | 0.01691 | 1092.4999 | 5.0004e-05 | 1091.6579 | 0.01512 | 741.672 | 1.7793e-05
|  |  | 1019.885 | -0.00052133 | 742.945 | 0 | 1019.885 | -0.020079 | 741.7931 | 0 | 1019.885 | -0.01323 | 741.7931 | 2.5998e-05 | 1014.3 | 0.00096123 | 742.945 | 0.00124 | 1014.3 | 0.00057846 | 1014.3 | -0.00063934 | 741.7931 | 3.149e-05 | 741.7931 | 2.8012e-05 | 742.945 | 0 | 1019.885 | -0.0032555 | 1091.8263 | 0.0164 | 1019.885 | -0.02195 | 1092.6705 | 0 | 1091.8263 | 0.0148 | 741.7931 | 3.2154e-05
|  |  | 1020.1283 | -0.00075369 | 743.0748 | 0.00153 | 1020.1283 | -0.0099824 | 741.9143 | 4.9907e-05 | 1020.1283 | 0.0050045 | 741.9143 | 1.2624e-05 | 1014.6 | 0.001231 | 743.0748 | 0.00238 | 1014.6 | 0.00041703 | 1014.6 | 0.0022539 | 741.9143 | 1.6055e-05 | 741.9143 | 1.433e-05 | 743.0748 | 0.00124 | 1020.1283 | 0.054138 | 1091.9947 | 0.01435 | 1020.1283 | 0.015844 | 1092.8411 | 3.0002e-05 | 1091.9947 | 0.01514 | 741.9143 | 1.435e-05
|  |  | 1020.3717 | -0.00078596 | 743.2045 | 0 | 1020.3717 | -0.021183 | 742.0354 | 0 | 1020.3717 | -0.013102 | 742.0354 | 2.6031e-05 | 1014.8 | 0.00082632 | 743.2045 | 0.00041639 | 1014.8 | -0.0010036 | 1014.8 | -0.0023624 | 742.0354 | 3.2474e-05 | 742.0354 | 2.4059e-05 | 743.2045 | 0 | 1020.3717 | -0.040234 | 1092.1631 | 0.01633 | 1020.3717 | -0.038126 | 1093.0117 | 0 | 1092.1631 | 0.01479 | 742.0354 | 2.7332e-05
|  |  | 1020.615 | -0.00028411 | 743.3343 | 0.00177 | 1020.615 | 0.011184 | 742.1566 | 3.2289e-05 | 1020.615 | 0.0081392 | 742.1566 | 1.3453e-05 | 1015.1 | -0.0022428 | 743.3343 | 0.00107 | 1015.1 | 0.002451 | 1015.1 | -0.00021673 | 742.1566 | 1.6418e-05 | 742.1566 | 9.729e-06 | 743.3343 | 0.00026241 | 1020.615 | 0.015635 | 1092.3315 | 0.0137 | 1020.615 | 0.0039983 | 1093.1822 | 5.0004e-05 | 1092.3315 | 0.01514 | 742.1566 | 1.297e-05
|  |  | 1020.8584 | -0.00016641 | 743.4641 | 0 | 1020.8584 | -0.020061 | 742.2778 | 0 | 1020.8584 | -0.011624 | 742.2778 | 2.9179e-05 | 1015.3 | -0.0011636 | 743.4641 | 0.00098419 | 1015.3 | -0.0041353 | 1015.3 | 0.0012787 | 742.2778 | 3.4933e-05 | 742.2778 | 2.2137e-05 | 743.4641 | 0 | 1020.8584 | -0.0043503 | 1092.4999 | 0.01605 | 1020.8584 | -0.033665 | 1093.3528 | 0 | 1092.4999 | 0.01478 | 742.2778 | 2.8015e-05
|  |  | 1021.1017 | -0.00087288 | 743.5939 | 0.00046818 | 1021.1017 | 0.0085291 | 742.399 | 4.9907e-05 | 1021.1017 | 0.0050988 | 742.399 | 1.5782e-05 | 1015.5 | 0.0033222 | 743.5939 | 0.00241 | 1015.5 | 2.9596e-05 | 1015.5 | 0.0028067 | 742.399 | 1.8515e-05 | 742.399 | 1.2408e-05 | 743.5939 | 0 | 1021.1017 | 0.010725 | 1092.6683 | 0.01468 | 1021.1017 | 0.013658 | 1093.5234 | 5.0004e-05 | 1092.6683 | 0.01514 | 742.399 | 1.5045e-05
|  |  | 1021.3451 | -0.00040229 | 743.7237 | 0 | 1021.3451 | -0.022895 | 742.5201 | 0 | 1021.3451 | -0.012772 | 742.5201 | 3.04e-05 | 1015.8 | 0.00062396 | 743.7237 | 0.00089903 | 1015.8 | -0.0023596 | 1015.8 | 0.00020589 | 742.5201 | 3.5929e-05 | 742.5201 | 2.6727e-05 | 743.7237 | 0 | 1021.3451 | 0.004991 | 1092.8366 | 0.01617 | 1021.3451 | 0.0054059 | 1093.694 | 0 | 1092.8366 | 0.0148 | 742.5201 | 3.2154e-05
|  |  | 1021.5885 | 0.00015703 | 743.8535 | 0.0012 | 1021.5885 | 0.0063331 | 742.6413 | 3.2289e-05 | 1021.5885 | 0.0055162 | 742.6413 | 1.4785e-05 | 1016 | 0.0015346 | 743.8535 | 0.00073324 | 1016 | 0.0013533 | 1016 | 0.00059601 | 742.6413 | 1.7402e-05 | 742.6413 | 1.433e-05 | 743.8535 | 0.00029991 | 1021.5885 | 0.024062 | 1093.005 | 0.01481 | 1021.5885 | 0.0064784 | 1093.8646 | 5.0004e-05 | 1093.005 | 0.01519 | 742.6413 | 1.7109e-05
|  |  | 1021.8318 | -9.0531e-05 | 743.9833 | 0 | 1021.8318 | 0 | 742.7625 | 0 | 1021.8318 | 0 | 742.7625 | 2.8171e-05 | 1016.3 | 0.00021923 | 743.9833 | 0.00107 | 1016.3 | -0.00039012 | 1016.3 | -0.00028175 | 742.7625 | 3.3458e-05 | 742.7625 | 2.6299e-05 | 743.9833 | 0 | 1021.8318 | 6.2212e-05 | 1093.1734 | 0.01617 | 1021.8318 | 0.017769 | 1094.0351 | 0 | 1093.1734 | 0.0148 | 742.7625 | 3.1458e-05
|  |  | 1022.0752 | 4.6131e-05 | 744.1132 | 0.00147 | 1022.0752 | 0 | 742.8836 | 3.2289e-05 | 1022.0752 | 0 | 742.8836 | 1.3632e-05 | 1016.5 | 0.00086005 | 744.1132 | 0.0038 | 1016.5 | 0.0012242 | 1016.5 | 0.0002384 | 742.8836 | 1.6055e-05 | 742.8836 | 1.2189e-05 | 744.1132 | 0.00018744 | 1022.0752 | 0.016521 | 1093.3418 | 0.01484 | 1022.0752 | 0.00017141 | 1094.2057 | 3.0002e-05 | 1093.3418 | 0.01514 | 742.8836 | 1.435e-05
|  |  | 1022.3186 | -0.0012607 | 744.243 | 0 | 1022.3186 | 0 | 743.0048 | 0 | 1022.3186 | 0 | 743.0048 | 2.8294e-05 | 1016.8 | -0.0029512 | 744.243 | 0.00061512 | 1016.8 | -0.0014878 | 1016.8 | -0.0017771 | 743.0048 | 3.4078e-05 | 743.0048 | 2.7803e-05 | 744.243 | 0 | 1022.3186 | -0.0053601 | 1093.5102 | 0.01607 | 1022.3186 | -0.026516 | 1094.3763 | 0 | 1093.5102 | 0.01478 | 743.0048 | 3.0774e-05
|  |  | 1022.562 | -0.0002783 | 744.3729 | 0.00177 | 1022.562 | 0 | 743.126 | 3.2289e-05 | 1022.562 | 0 | 743.126 | 1.492e-05 | 1017 | 0.00082632 | 744.3729 | 0 | 1017 | 0.00015874 | 1017 | 0.0019614 | 743.126 | 1.8023e-05 | 743.126 | 1.5823e-05 | 744.3729 | 0.00048734 | 1022.562 | -0.011923 | 1093.6785 | 0.01419 | 1022.562 | -0.015224 | 1094.5469 | 6.9993e-05 | 1093.6785 | 0.01515 | 743.126 | 1.6413e-05
|  |  | 1022.8054 | -0.00089577 | 744.5028 | 0 | 1022.8054 | 0 | 743.2472 | 0 | 1022.8054 | 0 | 743.2472 | 2.8395e-05 | 1017.2 | 0.00028669 | 744.5028 | 0.00092742 | 1017.2 | -0.0013587 | 1017.2 | -0.0013871 | 743.2472 | 3.5554e-05 | 743.2472 | 2.866e-05 | 744.5028 | 0 | 1022.8054 | 0 | 1093.8469 | 0.01617 | 1022.8054 | 0.00098689 | 1094.7175 | 0 | 1093.8469 | 0.01476 | 743.2472 | 3.3522e-05
|  |  | 1023.0488 | -0.00050749 | 744.6327 | 0.00149 | 1023.0488 | 0 | 743.3683 | 1.4682e-05 | 1023.0488 | 0 | 743.3683 | 1.3565e-05 | 1017.5 | -0.0010287 | 744.6327 | 0.003 | 1017.5 | 0.0016761 | 1017.5 | 0.0013438 | 743.3683 | 1.7531e-05 | 743.3683 | 1.3045e-05 | 744.6327 | 0.00101 | 1023.0488 | 0 | 1094.0153 | 0.01403 | 1023.0488 | -0.0075831 | 1094.8881 | 5.0004e-05 | 1094.0153 | 0.01513 | 743.3683 | 1.7109e-05
|  |  | 1023.2922 | -0.00077844 | 744.7626 | 0 | 1023.2922 | 0 | 743.4895 | 0 | 1023.2922 | 0 | 743.4895 | 2.6367e-05 | 1017.7 | 0.003221 | 744.7626 | 0.00252 | 1017.7 | -0.0011004 | 1017.7 | -0.00096444 | 743.4895 | 3.4933e-05 | 743.4895 | 2.5981e-05 | 744.7626 | 0 | 1023.2922 | 0 | 1094.1837 | 0.01621 | 1023.2922 | -0.018714 | 1095.0587 | 0 | 1094.1837 | 0.01473 | 743.4895 | 3.3522e-05
|  |  | 1023.5356 | -0.00012644 | 744.8925 | 0.00123 | 1023.5356 | 0 | 743.6107 | 4.9907e-05 | 1023.5356 | 0 | 743.6107 | 1.2859e-05 | 1018 | -0.0014334 | 744.8925 | 0 | 1018 | 0.0009659 | 1018 | 0.0023191 | 743.6107 | 1.7718e-05 | 743.6107 | 1.2935e-05 | 744.8925 | 0.00080598 | 1023.5356 | 0 | 1094.352 | 0.014 | 1023.5356 | 0.016562 | 1095.2293 | 1.0001e-05 | 1094.352 | 0.01513 | 743.6107 | 1.6413e-05
|  |  | 1023.779 | -0.00048748 | 745.0224 | 0 | 1023.779 | 0 | 743.7319 | 0 | 1023.779 | 0 | 743.7319 | 2.8159e-05 | 1018.2 | -0.00062396 | 745.0224 | 0.00223 | 1018.2 | -0.0013909 | 1018.2 | -0.0015822 | 743.7319 | 3.3774e-05 | 743.7319 | 2.5981e-05 | 745.0224 | 0 | 1023.779 | 0 | 1094.5204 | 0.01637 | 1023.779 | 0 | 1095.3999 | 0 | 1094.5204 | 0.01475 | 743.7319 | 3.1458e-05
|  |  | 1024.0224 | 0.00020925 | 745.1524 | 0.00165 | 1024.0224 | 0 | 743.853 | 6.7514e-05 | 1024.0224 | 0 | 743.853 | 1.5357e-05 | 1018.5 | 0.0012648 | 745.1524 | 0.00013718 | 1018.5 | 0.0014502 | 1018.5 | 0.0012462 | 743.853 | 1.636e-05 | 743.853 | 1.3045e-05 | 745.1524 | 0 | 1024.0224 | 0 | 1094.6888 | 0.01416 | 1024.0224 | 0 | 1095.5704 | 5.0004e-05 | 1094.6888 | 0.01516 | 743.853 | 1.5045e-05
|  |  | 1024.2658 | -0.00091411 | 745.2823 | 0 | 1024.2658 | 0 | 743.9742 | 0 | 1024.2658 | 0 | 743.9742 | 2.9448e-05 | 1018.7 | -0.0009275 | 745.2823 | 0.00084224 | 1018.7 | -2.6905e-06 | 1018.7 | 0.00079106 | 743.9742 | 3.2474e-05 | 743.9742 | 2.5454e-05 | 745.2823 | 0 | 1024.2658 | 0 | 1094.8572 | 0.01624 | 1024.2658 | 0 | 1095.741 | 0 | 1094.8572 | 0.01473 | 743.9742 | 2.7332e-05
|  |  | 1024.5093 | -0.00070265 | 745.4123 | 0.0012 | 1024.5093 | 0 | 744.0954 | 4.9907e-05 | 1024.5093 | 0 | 744.0954 | 1.4158e-05 | 1018.9 | 0.0025127 | 745.4123 | 0.00167 | 1018.9 | 0.0024188 | 1018.9 | 0.0019289 | 744.0954 | 1.65e-05 | 744.0954 | 1.2408e-05 | 745.4123 | 0.00046859 | 1024.5093 | 0 | 1095.0255 | 0.01372 | 1024.5093 | 0 | 1095.9116 | 5.0004e-05 | 1095.0255 | 0.01513 | 744.0954 | 1.2286e-05
|  |  | 1024.7527 | -0.0011135 | 745.5423 | 0 | 1024.7527 | 0 | 744.2166 | 0 | 1024.7527 | 0 | 744.2166 | 2.9649e-05 | 1019.2 | -0.00096123 | 745.5423 | 0.00081385 | 1019.2 | -3.4977e-05 | 1019.2 | -0.00093193 | 744.2166 | 3.5144e-05 | 744.2166 | 2.9945e-05 | 745.5423 | 0 | 1024.7527 | 0 | 1095.1939 | 0.01624 | 1024.7527 | 0 | 1096.0822 | 0 | 1095.1939 | 0.01466 | 744.2166 | 2.9395e-05
|  |  | 1024.9961 | -0.00097333 | 745.6723 | 0.00142 | 1024.9961 | 0 | 744.3378 | 1.4682e-05 | 1024.9961 | 0 | 744.3378 | 1.5704e-05 | 1019.4 | -8.4319e-05 | 745.6723 | 0.00232 | 1019.4 | 0.0024833 | 1019.4 | -0.00041178 | 744.3378 | 1.8725e-05 | 744.3378 | 1.7536e-05 | 745.6723 | 0.00109 | 1024.9961 | 0 | 1095.3623 | 0.0138 | 1024.9961 | 0 | 1096.2528 | 6.9993e-05 | 1095.3623 | 0.01511 | 744.3378 | 1.7109e-05
|  |  | 1025.2395 | -0.00047055 | 745.8023 | 0 | 1025.2395 | 0 | 744.4589 | 0 | 1025.2395 | 0 | 744.4589 | 3.1587e-05 | 1019.7 | 0.0014334 | 745.8023 | 0.00115 | 1019.7 | -0.00039012 | 1019.7 | -0.0017121 | 744.4589 | 3.58e-05 | 744.4589 | 3.3788e-05 | 745.8023 | 0 | 1025.2395 | 0 | 1095.5306 | 0.01645 | 1025.2395 | 0 | 1096.4234 | 0 | 1095.5306 | 0.01471 | 744.4589 | 2.5716e-05
|  |  | 1025.483 | 0.00033982 | 745.9323 | 0.00229 | 1025.483 | 0 | 744.5801 | 3.2289e-05 | 1025.483 | 0 | 744.5801 | 1.6118e-05 | 1019.9 | 0.00035414 | 745.9323 | 0.00173 | 1019.9 | -0.0015847 | 1019.9 | -0.0019397 | 744.5801 | 1.7156e-05 | 744.5801 | 1.6252e-05 | 745.9323 | 0.00114 | 1025.483 | 0 | 1095.699 | 0.01445 | 1025.483 | 0 | 1096.594 | 5.0004e-05 | 1095.699 | 0.01519 | 744.5801 | 8.6074e-06
|  |  | 1025.7264 | -0.00090697 | 746.0623 | 0 | 1025.7264 | 0 | 744.7013 | 0 | 1025.7264 | 0 | 744.7013 | 3.0769e-05 | 1020.2 | -5.0592e-05 | 746.0623 | 0.00203 | 1020.2 | 0.00083675 | 1020.2 | -0.0010945 | 744.7013 | 3.457e-05 | 744.7013 | 3.3151e-05 | 746.0623 | 0 | 1025.7264 | 0 | 1095.8673 | 0.01617 | 1025.7264 | 0 | 1096.7646 | 0 | 1095.8673 | 0.01307 | 744.7013 | 2.3653e-05
|  |  | 1025.9699 | 0.00013596 | 746.1924 | 0.00057222 | 1025.9699 | 0 | 744.8225 | 6.7514e-05 | 1025.9699 | 0 | 744.8225 | 1.492e-05 | 1020.4 | 1.6864e-05 | 746.1924 | 0.00181 | 1020.4 | 0.0013211 | 1020.4 | 0.0026766 | 744.8225 | 1.7402e-05 | 744.8225 | 1.6899e-05 | 746.1924 | 0.00011247 | 1025.9699 | 0 | 1096.0357 | 0.00971 | 1025.9699 | 0 | 1096.9352 | 3.0002e-05 | 1096.0357 | 0.00836 | 744.8225 | 1.5045e-05
|  |  | 1026.2133 | -0.0029609 | 746.3224 | 0 | 1026.2133 | 0 | 744.9437 | 0 | 1026.2133 | 0 | 744.9437 | 2.9448e-05 | 1020.6 | -0.0009275 | 746.3224 | 0 | 1020.6 | -0.0032636 | 1020.6 | -0.0034026 | 744.9437 | 3.4301e-05 | 744.9437 | 2.9945e-05 | 746.3224 | 0 | 1026.2133 | 0 | 1096.2041 | 0.00045705 | 1026.2133 | 0 | 1097.1058 | 0 | 1096.2041 | 0.00327 | 744.9437 | 2.8015e-05
|  |  | 1026.4568 | -0.0018794 | 746.4525 | 0.00029479 | 1026.4568 | 0 | 745.0648 | 3.2289e-05 | 1026.4568 | 0 | 745.0648 | 1.4662e-05 | 1020.9 | 0.0010287 | 746.4525 | 0 | 1020.9 | -0.0035541 | 1020.9 | -0.0023299 | 745.0648 | 1.6899e-05 | 745.0648 | 1.3045e-05 | 746.4525 | 0.00063729 | 1026.4568 | 0 | 1096.3724 | 0 | 1026.4568 | 0 | 1097.2764 | 6.9993e-05 | 1096.3724 | 0.00022355 | 745.0648 | 1.297e-05
|  |  | 1026.7002 | -0.0026374 | 746.5825 | 0 | 1026.7002 | 0 | 745.186 | 0 | 1026.7002 | 0 | 745.186 | 2.9212e-05 | 1021.1 | -0.001737 | 746.5825 | 0 | 1021.1 | -0.0054268 | 1021.1 | -0.00047681 | 745.186 | 3.3317e-05 | 745.186 | 2.7375e-05 | 746.5825 | 0 | 1026.7002 | 0 | 1096.5408 | 0 | 1026.7002 | 0 | 1097.447 | 0 | 1096.5408 | 0.0002081 | 745.186 | 2.8015e-05
|  |  | 1026.9437 | -0.0022129 | 746.7126 | 0.00102 | 1026.9437 | 0 | 745.3072 | 3.2289e-05 | 1026.9437 | 0 | 745.3072 | 1.4741e-05 | 1021.4 | 0.00015177 | 746.7126 | 0 | 1021.4 | -0.0022951 | 1021.4 | -0.0018422 | 745.3072 | 1.6418e-05 | 745.3072 | 1.4868e-05 | 746.7126 | 0.0005998 | 1026.9437 | 0 | 1096.7091 | 5.2751e-05 | 1026.9437 | 0 | 1097.6176 | 6.9993e-05 | 1096.7091 | 0.00018544 | 745.3072 | 1.5045e-05
|  |  | 1027.1872 | -0.002802 | 746.8427 | 0 | 1027.1872 | 0 | 745.4284 | 0 | 1027.1872 | 0 | 745.4284 | 2.835e-05 | 1021.6 | -0.0019057 | 746.8427 | 0 | 1021.6 | -0.0026501 | 1021.6 | -0.0025575 | 745.4284 | 3.1865e-05 | 745.4284 | 2.9835e-05 | 746.8427 | 0 | 1027.1872 | 0 | 1096.8775 | 0 | 1027.1872 | 0 | 1097.7882 | 0 | 1096.8775 | 0.00024441 | 745.4284 | 3.0079e-05
|  |  | 1027.4306 | -0.0020809 | 746.9729 | 0.00076297 | 1027.4306 | 0 | 745.5496 | 4.9907e-05 | 1027.4306 | 0 | 745.5496 | 2.0643e-05 | 1021.9 | 0.00028669 | 746.9729 | 0 | 1021.9 | -0.0011327 | 1021.9 | -0.0024923 | 745.5496 | 2.3152e-05 | 745.5496 | 2.3257e-05 | 746.9729 | 0.00033739 | 1027.4306 | 0 | 1097.0459 | 0.00068578 | 1027.4306 | 0 | 1097.9588 | 6.9993e-05 | 1097.0459 | 0.0002648 | 745.5496 | 2.2556e-05

## Integration (hidden)
LED Item # | M365L2 |  | M365LP1 |  | M385LP1 |  | M385L2 |  | M405LP1 |  | M405L2 |  | M455L3 |  | M470L3 |  | M505L3 |  | M530L3 |  | M590L3 |  | M617L3 |  | M625L3 |  | M660L3 |  | M730L4 |  | M780L3 |  | M810L3 |  | M850L3 |  | M940L3 |  | MCWHL5
| Area Under Normalized Curve |  | Area Under Normalized Curve |  | Area Under Normalized Curve |  | Area Under Normalized Curve |  | Area Under Normalized Curve |  | Area Under Normalized Curve |  | Area Under Normalized Curve |  | Area Under Normalized Curve |  | Area Under Normalized Curve |  | Area Under Normalized Curve |  | Area Under Normalized Curve |  | Area Under Normalized Curve |  | Area Under Normalized Curve |  | Area Under Normalized Curve |  | Area Under Normalized Curve |  | Area Under Normalized Curve |  | Area Under Normalized Curve |  | Area Under Normalized Curve |  | Area Under Normalized Curve |  | Area Under Normalized Curve
| Total | 9.7188 | Total | 13.4132 | Total | 12.562 | Total | 13.4323 | Total | 21.7652 | Total | 16.3791 | Total | 24.0532 | Total | 21.089 | Total | 38.2839 | Total | 41.5743 | Total | 14.8711 | Total | 18.4367 | Total | 19.2314 | Total | 18.2251 | Total | 41.2251 | Total | 37.4574 | Total | 36.3782 | Total | 34.5024 | Total | 73.1931 | Total | 59.2628
Integration
| 1.7494e-05 |  | -0.0001475 |  | 1.9878e-06 |  | 0 |  | 1.7546e-06 |  | 0 |  | 1.235e-06 |  | -0.00013491 |  | 0.00017281 |  | 1.8834e-05 |  | 1.5172e-05 |  | 1.2765e-06 |  | 0 |  | 0 |  | 0 |  | 0.00027559 |  | 0 |  | 2.8399e-06 |  | 0.00060798 |  | 1.6217e-06
| 1.029e-05 |  | -4.1043e-05 |  | 0 |  | 0 |  | 7.9796e-07 |  | 0 |  | 1.1579e-06 |  | -0.0003329 |  | 0.00019039 |  | -1.7516e-05 |  | -2.8445e-05 |  | 1.2004e-06 |  | 0 |  | 0 |  | 0 |  | 0.00029017 |  | 0 |  | 2.3238e-06 |  | 0.00059263 |  | 1.4412e-06
| 2.0389e-05 |  | -3.2511e-06 |  | 4.9567e-05 |  | 0 |  | 1.5958e-06 |  | 0 |  | 1.0312e-06 |  | -4.3846e-05 |  | 0.00010929 |  | -3.2824e-05 |  | -1.0844e-06 |  | 1.1825e-06 |  | 0 |  | 0 |  | 0 |  | 0.00028482 |  | 0 |  | 0 |  | 0.0005919 |  | 1.1919e-06
| 4.1999e-05 |  | 7.1318e-05 |  | 4.9571e-05 |  | 0 |  | 7.9803e-07 |  | 0 |  | 9.3943e-07 |  | 0.00024621 |  | 6.7352e-05 |  | -8.7711e-05 |  | -0.00015713 |  | 1.1139e-06 |  | 0 |  | 1.4845e-05 |  | 0 |  | 0.00029405 |  | 0 |  | 0 |  | 0.00059654 |  | 1.0049e-06
| 4.0968e-05 |  | 0.00010229 |  | 2.1809e-05 |  | 0 |  | 0 |  | 0 |  | 8.8585e-07 |  | 0.00043846 |  | 0.00011299 |  | -1.0224e-05 |  | -2.384e-05 |  | 9.5417e-07 |  | 0 |  | 1.4844e-05 |  | 0 |  | 0.00019682 |  | 0 |  | 2.3241e-06 |  | 0.00059658 |  | 9.9852e-07
| 9.0727e-06 |  | 7.1956e-05 |  | 2.1808e-05 |  | 0 |  | 0 |  | 0 |  | 9.1029e-07 |  | 0.00019832 |  | 9.5128e-05 |  | 7.4016e-05 |  | 9.1018e-06 |  | 8.3331e-07 |  | 0 |  | 4.7031e-05 |  | 0 |  | 0.0001569 |  | 0 |  | 2.3241e-06 |  | 0.00059124 |  | 9.6079e-07
| 0 |  | -1.0674e-05 |  | 1.8834e-05 |  | 0 |  | 7.981e-07 |  | 0 |  | 9.1577e-07 |  | -0.00015851 |  | 3.6509e-05 |  | -8.7709e-05 |  | -0.00017338 |  | 8.1866e-07 |  | 0 |  | 4.7031e-05 |  | 0 |  | 0.00020273 |  | 0 |  | 2.3244e-06 |  | 0.00058744 |  | 9.5438e-07
| 1.3374e-05 |  | 2.1699e-05 |  | 1.8834e-05 |  | 0 |  | 7.9818e-07 |  | 0 |  | 8.9819e-07 |  | -0.00026644 |  | 8.5196e-05 |  | -0.00027174 |  | 2.8175e-05 |  | 8.4484e-07 |  | 0 |  | 0 |  | 0 |  | 0.00026955 |  | 0 |  | 2.3244e-06 |  | 0.00058748 |  | 1.0731e-06
| 1.3373e-05 |  | 4.0407e-05 |  | 0 |  | 0 |  | 7.9825e-07 |  | 0 |  | 8.928e-07 |  | 1.6864e-05 |  | 0.00014209 |  | -0.00012323 |  | -0.00012787 |  | 8.22e-07 |  | 0 |  | 0 |  | 0 |  | 0.00031181 |  | 0 |  | 7.7481e-07 |  | 0.00059059 |  | 1.1918e-06
| 0 |  | 0.00018438 |  | 7.948e-06 |  | 0 |  | 7.9825e-07 |  | 0 |  | 9.0193e-07 |  | 0.00015852 |  | 0.00010801 |  | -0.00012968 |  | -0.0002384 |  | 8.4619e-07 |  | 0 |  | 1.806e-05 |  | 0 |  | 0.00022042 |  | 0 |  | 1.2915e-06 |  | 0.00059443 |  | 1.211e-06
| 7.0878e-05 |  | 0.00020674 |  | 3.3718e-05 |  | 0 |  | 0 |  | 0 |  | 9.075e-07 |  | 0.0002054 |  | 0.00013373 |  | -0.00041754 |  | -0.00015133 |  | 8.4946e-07 |  | 0 |  | 1.806e-05 |  | 0 |  | 0.00016053 |  | 0 |  | 4.3912e-06 |  | 0.00060219 |  | 1.0739e-06
| 7.4987e-05 |  | 2.0376e-05 |  | 4.1662e-05 |  | 0 |  | 0 |  | 0 |  | 8.5641e-07 |  | 3.0354e-05 |  | 0.00019547 |  | -0.00022654 |  | 2.1674e-05 |  | 8.1069e-07 |  | 0 |  | 0 |  | 0 |  | 0.00023043 |  | 0 |  | 3.8748e-06 |  | 0.00060834 |  | 1.0112e-06
| 4.1144e-06 |  | -7.1375e-06 |  | 1.5894e-05 |  | 0 |  | 7.984e-07 |  | 0 |  | 8.4849e-07 |  | -1.6864e-05 |  | 8.2303e-05 |  | -1.3453e-05 |  | -6.2857e-05 |  | 7.8585e-07 |  | 0 |  | 0 |  | 0 |  | 0.00026042 |  | 0 |  | 2.325e-06 |  | 0.00061226 |  | 9.3614e-07
| 1.5429e-05 |  | -5.7102e-06 |  | 0 |  | 0 |  | 1.5969e-06 |  | 0 |  | 8.967e-07 |  | 1.3491e-05 |  | 3.8403e-05 |  | -0.00018457 |  | -0.00029042 |  | 8.528e-07 |  | 0 |  | 2.9858e-05 |  | 0 |  | 0.00027962 |  | 0 |  | 2.3252e-06 |  | 0.00060918 |  | 8.6761e-07
| 1.5428e-05 |  | 8.4069e-07 |  | 1.8829e-05 |  | 0 |  | 7.9847e-07 |  | 0 |  | 9.6432e-07 |  | 7.083e-06 |  | 0.00010927 |  | -0.00041754 |  | -0.0003732 |  | 9.7699e-07 |  | 0 |  | 2.9855e-05 |  | 0 |  | 0.000315 |  | 0 |  | 7.7506e-07 |  | 0.00060542 |  | 8.0541e-07
| 0 |  | -4.0304e-05 |  | 1.8829e-05 |  | 0 |  | 7.9854e-07 |  | 0 |  | 1.0058e-06 |  | 0.0002732 |  | 0.00010602 |  | -0.00036537 |  | -0.00039769 |  | 1.065e-06 |  | 0 |  | 0 |  | 0 |  | 0.00039567 |  | 0 |  | 7.7511e-07 |  | 0.00060926 |  | 6.9326e-07
| 0 |  | -6.8586e-05 |  | 1.2882e-05 |  | 0 |  | 7.9862e-07 |  | 0 |  | 1.0145e-06 |  | 8.4322e-05 |  | 0.00015173 |  | -0.00025882 |  | -8.5607e-05 |  | 1.1052e-06 |  | 0 |  | 0 |  | 0 |  | 0.00038033 |  | 0 |  | 7.7516e-07 |  | 0.00061699 |  | 5.3747e-07
| 0 |  | -4.6354e-05 |  | 1.2882e-05 |  | 0 |  | 0 |  | 0 |  | 1.0041e-06 |  | -0.00028332 |  | 0.00022629 |  | -0.00025237 |  | -7.9105e-05 |  | 1.102e-06 |  | 0 |  | 0 |  | 0 |  | 0.00030198 |  | 0 |  | 1.292e-06 |  | 0.00062548 |  | 4.4383e-07
| 0 |  | 3.7539e-05 |  | 1.7836e-05 |  | 0 |  | 7.9869e-07 |  | 0 |  | 1.0212e-06 |  | -0.0001452 |  | 0.00017601 |  | -0.00016329 |  | -4.8926e-05 |  | 1.1333e-06 |  | 0 |  | 0 |  | 0 |  | 0.00031199 |  | 0 |  | 1.292e-06 |  | 0.00063167 |  | 5.9332e-07
| 7.1983e-06 |  | 5.8281e-05 |  | 1.7834e-05 |  | 0 |  | 7.9869e-07 |  | 0 |  | 1.0877e-06 |  | 0.00010118 |  | 0.00017428 |  | -0.00023623 |  | 0.00018422 |  | 1.1091e-06 |  | 0 |  | 0 |  | 0 |  | 0.00032738 |  | 0 |  | 1.2921e-06 |  | 0.00063709 |  | 9.1147e-07
| 7.1767e-05 |  | -9.1381e-06 |  | 7.3139e-05 |  | 0 |  | 0 |  | 0 |  | 1.1645e-06 |  | 8.4319e-05 |  | 0.00010799 |  | -0.00031371 |  | 8.9943e-05 |  | 1.0755e-06 |  | 0 |  | 0 |  | 0 |  | 0.00032202 |  | 0 |  | 2.8428e-06 |  | 0.00063713 |  | 1.1868e-06
| 6.4568e-05 |  | -6.5704e-05 |  | 0.00010095 |  | 0 |  | 0 |  | 0 |  | 1.1604e-06 |  | -4.0473e-05 |  | 0 |  | -0.00013936 |  | 8.6694e-05 |  | 1.045e-06 |  | 0 |  | 3.414e-05 |  | 0 |  | 0.00036276 |  | 0 |  | 2.3261e-06 |  | 0.00062791 |  | 1.2061e-06
| 8.5527e-07 |  | -3.2418e-05 |  | 2.7805e-05 |  | 0 |  | 7.9884e-07 |  | 0 |  | 1.0812e-06 |  | 0.0001855 |  | 7.9418e-05 |  | -1.3453e-05 |  | 0.00014846 |  | 1.0297e-06 |  | 0 |  | 3.4137e-05 |  | 0 |  | 0.00032975 |  | 0 |  | 2.3261e-06 |  | 0.00061415 |  | 1.1432e-06
| 1.4222e-05 |  | 6.3259e-05 |  | 4.3693e-05 |  | 0 |  | 1.5978e-06 |  | 0 |  | 1.0075e-06 |  | 0.00035414 |  | 0.00012105 |  | 6.0456e-05 |  | -6.5994e-05 |  | 1.061e-06 |  | 0 |  | 0 |  | 0 |  | 0.00025213 |  | 0 |  | 2.3264e-06 |  | 0.00060497 |  | 1.0869e-06
| 1.3367e-05 |  | 1.9709e-05 |  | 7.3415e-05 |  | 0 |  | 7.9898e-07 |  | 0 |  | 9.1068e-07 |  | -2.3611e-05 |  | 0.00010962 |  | -6.8333e-05 |  | -0.00030016 |  | 1.0139e-06 |  | 0 |  | 0 |  | 0 |  | 0.0003144 |  | 0 |  | 2.3264e-06 |  | 0.00061035 |  | 9.7469e-07
| 0 |  | -6.2244e-06 |  | 2.9719e-05 |  | 0 |  | 7.9898e-07 |  | 0 |  | 8.034e-07 |  | -7.4202e-05 |  | 0.00018739 |  | 4.4669e-05 |  | -0.00015062 |  | 9.3683e-07 |  | 0 |  | 0 |  | 0 |  | 0.00035286 |  | 0 |  | 2.3264e-06 |  | 0.000615 |  | 8.9961e-07
| 1.7278e-05 |  | 4.1539e-05 |  | 2.3774e-05 |  | 0 |  | 7.9906e-07 |  | 0 |  | 6.8826e-07 |  | 8.4319e-05 |  | 0.00013047 |  | 0.00012538 |  | -8.886e-05 |  | 8.3685e-07 |  | 0 |  | 0 |  | 0 |  | 0.00026833 |  | 0 |  | 0 |  | 0.00061354 |  | 1.0248e-06
| 1.7279e-05 |  | -6.4056e-05 |  | 2.3776e-05 |  | 0 |  | 7.9913e-07 |  | 0 |  | 6.3711e-07 |  | 9.2076e-05 |  | 0.00013048 |  | -7.1756e-05 |  | -0.00026739 |  | 7.2538e-07 |  | 0 |  | 0 |  | 0 |  | 0.00031907 |  | 0 |  | 0 |  | 0.0006097 |  | 1.1751e-06
| 0 |  | -5.4394e-05 |  | 0 |  | 0 |  | 1.5983e-06 |  | 0 |  | 6.9442e-07 |  | -7.0829e-05 |  | 0.00020965 |  | -3.9281e-05 |  | -0.00021564 |  | 6.6801e-07 |  | 0 |  | 0 |  | 0 |  | 0.00035369 |  | 0 |  | 2.3268e-06 |  | 0.00060974 |  | 1.05e-06
| 2.1589e-05 |  | 0.00013896 |  | 0 |  | 0 |  | 1.5983e-06 |  | 0 |  | 7.5538e-07 |  | -0.00022935 |  | 0.0001254 |  | -0.00028143 |  | -0.00011811 |  | 7.0243e-07 |  | 0 |  | 0 |  | 0 |  | 0.00026067 |  | 0 |  | 2.327e-06 |  | 0.00061362 |  | 8.125e-07
| 2.1587e-05 |  | 0.00016817 |  | 7.9968e-05 |  | 0 |  | 1.5986e-06 |  | 0 |  | 7.8357e-07 |  | -0.00013811 |  | 7.8639e-05 |  | -0.00015312 |  | -1.1372e-06 |  | 8.492e-07 |  | 0 |  | 8.5653e-06 |  | 0 |  | 0.00022993 |  | 0 |  | 7.7566e-07 |  | 0.00060828 |  | 7.7542e-07
| 0 |  | 5.8982e-05 |  | 9.8831e-05 |  | 0 |  | 7.9928e-07 |  | 0 |  | 8.3723e-07 |  | 2.0237e-05 |  | 4.3504e-05 |  | -0.00020395 |  | -0.00014087 |  | 9.5375e-07 |  | 0 |  | 1.3747e-05 |  | 0 |  | 0.0002261 |  | 0 |  | 1.2929e-06 |  | 0.0006014 |  | 9.8789e-07
| 0 |  | 4.7147e-05 |  | 4.1644e-05 |  | 0 |  | 0 |  | 0 |  | 8.6711e-07 |  | 2.6983e-05 |  | 3.2155e-05 |  | -0.00052358 |  | -0.00022215 |  | 9.1231e-07 |  | 0 |  | 8.3935e-06 |  | 0 |  | 0.00022304 |  | 0 |  | 2.8447e-06 |  | 0.00060374 |  | 1.038e-06
| 0 |  | 0.00010698 |  | 2.2779e-05 |  | 0 |  | 0 |  | 0 |  | 8.1658e-07 |  | -0.00012479 |  | 7.7014e-05 |  | -0.00032017 |  | 0.00017122 |  | 8.5183e-07 |  | 0 |  | 3.2115e-06 |  | 0 |  | 0.00026766 |  | 0 |  | 2.3273e-06 |  | 0.00061301 |  | 9.5652e-07
| 1.9327e-05 |  | 9.9744e-05 |  | 2.4759e-05 |  | 0 |  | 7.9942e-07 |  | 0 |  | 7.5261e-07 |  | -0.00038955 |  | 5.756e-05 |  | 2.8241e-06 |  | 0.00045286 |  | 8.9973e-07 |  | 0 |  | 0 |  | 0 |  | 0.00030537 |  | 0 |  | 7.7586e-07 |  | 0.00061921 |  | 8.6865e-07
| 4.1936e-05 |  | 4.3604e-05 |  | 2.4757e-05 |  | 0 |  | 2.5578e-06 |  | 0 |  | 7.722e-07 |  | -0.00011804 |  | 1.2698e-05 |  | 1.2376e-05 |  | 0.00019722 |  | 1.0274e-06 |  | 0 |  | 7.3248e-06 |  | 0 |  | 0.00034152 |  | 0 |  | 1.2931e-06 |  | 0.00061459 |  | 8.2507e-07
| 2.2611e-05 |  | -3.7878e-05 |  | 6.4534e-05 |  | 0 |  | 2.5578e-06 |  | 0 |  | 8.5759e-07 |  | 8.095e-05 |  | 9.7087e-05 |  | -0.00010708 |  | -0.00014412 |  | 1.116e-06 |  | 0 |  | 7.3248e-06 |  | 0 |  | 0.0003108 |  | 0 |  | 1.2932e-06 |  | 0.00060698 |  | 8.5653e-07
| 0 |  | -0.00011274 |  | 6.4534e-05 |  | 0 |  | 1.599e-06 |  | 0 |  | 9.2042e-07 |  | -7.0827e-05 |  | 0.00018389 |  | 0.00013184 |  | 7.3687e-05 |  | 1.1492e-06 |  | 0 |  | 1.8044e-05 |  | 0 |  | 0.00024464 |  | 0 |  | 2.8452e-06 |  | 0.00061082 |  | 8.7515e-07
| 0 |  | -5.2623e-05 |  | 1.9806e-05 |  | 0 |  | 7.9957e-07 |  | 0 |  | 9.6992e-07 |  | -0.0002054 |  | 0.00017076 |  | -8.5314e-05 |  | 0.00031973 |  | 1.2283e-06 |  | 0 |  | 8.4291e-05 |  | 0 |  | 0.00033007 |  | 0 |  | 4.3971e-06 |  | 0.00062014 |  | 9.3174e-07
| 7.1939e-06 |  | -2.8404e-06 |  | 1.9804e-05 |  | 0 |  | 0 |  | 0 |  | 1.017e-06 |  | -0.00029681 |  | 0.0001776 |  | -0.00029112 |  | 0.0001127 |  | 1.2623e-06 |  | 0 |  | 0.00010786 |  | 0 |  | 0.00029776 |  | 0 |  | 7.502e-06 |  | 0.00062552 |  | 9.7614e-07
| 7.1933e-06 |  | -1.6334e-05 |  | 1.6832e-05 |  | 0 |  | 7.9972e-07 |  | 0 |  | 1.0305e-06 |  | -0.00023609 |  | 0.00012255 |  | -0.00011677 |  | 8.3441e-05 |  | 1.2656e-06 |  | 0 |  | 6.5164e-05 |  | 0 |  | 0.00020313 |  | 0 |  | 7.502e-06 |  | 0.00062479 |  | 1.2074e-06
| 0 |  | -2.9479e-05 |  | 1.6834e-05 |  | 0 |  | 1.5994e-06 |  | 0 |  | 9.4081e-07 |  | -0.00022665 |  | 5.2682e-05 |  | -0.00030906 |  | -6.258e-05 |  | 1.242e-06 |  | 0 |  | 2.3548e-05 |  | 0 |  | 0.00031011 |  | 0 |  | 2.8458e-06 |  | 0.00062329 |  | 1.4509e-06
| 0 |  | -7.821e-05 |  | 4.9504e-06 |  | 0 |  | 1.5996e-06 |  | 0 |  | 8.6218e-07 |  | -0.00013828 |  | 6.2402e-05 |  | -0.00026205 |  | -0.00016363 |  | 1.2153e-06 |  | 0 |  | 0 |  | 0 |  | 0.00041402 |  | 0 |  | 5.1741e-07 |  | 0.00062411 |  | 1.5884e-06
| 0 |  | -3.5454e-05 |  | 2.8769e-05 |  | 0 |  | 1.5996e-06 |  | 0 |  | 8.335e-07 |  | -0.00013154 |  | 8.0235e-05 |  | 9.3093e-05 |  | -4.3346e-05 |  | 1.1828e-06 |  | 0 |  | 0 |  | 0 |  | 0.00038403 |  | 0 |  | 5.1748e-07 |  | 0.00062645 |  | 1.4388e-06
| 0 |  | -2.9419e-05 |  | 6.2427e-05 |  | 0 |  | 7.9986e-07 |  | 0 |  | 8.9338e-07 |  | -0.0002226 |  | 0.00010612 |  | 0.00019318 |  | -4.3346e-05 |  | 1.1675e-06 |  | 0 |  | 0 |  | 0 |  | 0.00031248 |  | 0 |  | 2.8461e-06 |  | 0.00062419 |  | 1.0638e-06
| 0 |  | -8.711e-05 |  | 5.4488e-05 |  | 0 |  | 0 |  | 0 |  | 9.3374e-07 |  | -0.00019832 |  | 7.3703e-05 |  | 0.00012826 |  | -0.00023325 |  | 1.1523e-06 |  | 0 |  | 5.1794e-06 |  | 0 |  | 0.00032327 |  | 0 |  | 2.3288e-06 |  | 0.00062346 |  | 7.3237e-07
| 0 |  | -0.00014122 |  | 5.9434e-05 |  | 0 |  | 7.9994e-07 |  | 0 |  | 9.4656e-07 |  | -0.00016526 |  | 0.00010624 |  | 0.00042241 |  | -0.00031642 |  | 1.0739e-06 |  | 0 |  | 5.179e-06 |  | 0 |  | 0.000341 |  | 0 |  | 0 |  | 0.00062735 |  | 4.7604e-07
| 0 |  | -6.1063e-05 |  | 4.3562e-05 |  | 0 |  | 8.0001e-07 |  | 0 |  | 1.0077e-06 |  | -0.00016864 |  | 0.00012732 |  | 0.00022223 |  | -0.00029042 |  | 9.374e-07 |  | 0 |  | 0 |  | 0 |  | 0.00023169 |  | 0 |  | 2.0702e-06 |  | 0.00063196 |  | 5.0692e-07
| 2.9065e-06 |  | -3.4211e-05 |  | 3.9595e-06 |  | 0 |  | 0 |  | 0 |  | 1.0406e-06 |  | -0.0001629 |  | 3.1606e-05 |  | -0.00025143 |  | -0.00017523 |  | 8.0084e-07 |  | 0 |  | 0 |  | 0 |  | 0.00028407 |  | 0 |  | 2.8469e-06 |  | 0.00063051 |  | 7.8834e-07
| 2.2426e-05 |  | 2.2324e-05 |  | 3.9592e-06 |  | 0 |  | 2.7197e-06 |  | 0 |  | 1.0059e-06 |  | -0.00013154 |  | 1.3505e-06 |  | 2.6896e-06 |  | 7.3688e-05 |  | 7.5241e-07 |  | 0 |  | 0 |  | 0 |  | 0.00040725 |  | 0 |  | 7.7636e-07 |  | 0.00062281 |  | 1.0326e-06
| 2.6528e-05 |  | 6.7927e-05 |  | 9.8989e-06 |  | 0 |  | 2.7199e-06 |  | 0 |  | 8.5647e-07 |  | -8.4318e-05 |  | 8.049e-05 |  | 1.8832e-05 |  | 7.0438e-05 |  | 6.9696e-07 |  | 0 |  | 2.354e-05 |  | 0 |  | 0.0003018 |  | 0 |  | 2.3294e-06 |  | 0.00062285 |  | 9.6391e-07
| 2.6528e-05 |  | 3.9795e-05 |  | 9.8989e-06 |  | 0 |  | 8.0016e-07 |  | 0 |  | 6.9897e-07 |  | 0.00015178 |  | 0.00018039 |  | -0.00014583 |  | -0.00014087 |  | 6.8802e-07 |  | 0 |  | 3.5147e-05 |  | 0 |  | 0.00014333 |  | 0 |  | 2.3294e-06 |  | 0.00062986 |  | 7.6984e-07
| 1.9519e-05 |  | 0.00011072 |  | 3.1675e-05 |  | 0 |  | 8.0023e-07 |  | 0 |  | 6.0563e-07 |  | -8.1453e-05 |  | 0.00011907 |  | -0.00018363 |  | -0.00028445 |  | 7.3915e-07 |  | 0 |  | 1.1607e-05 |  | 0 |  | 0.00018414 |  | 0 |  | 7.7651e-07 |  | 0.00063525 |  | 9.6978e-07
| 2.0545e-05 |  | 0.00015851 |  | 3.1673e-05 |  | 0 |  | 0 |  | 0 |  | 5.9403e-07 |  | -0.00018551 |  | 2.0252e-05 |  | 9.1475e-06 |  | -0.00026115 |  | 8.5595e-07 |  | 0 |  | 6.1076e-05 |  | 0 |  | 0.00031572 |  | 0 |  | 7.7656e-07 |  | 0.00063144 |  | 1.2763e-06
| 2.2425e-05 |  | 3.3635e-05 |  | 6.5071e-05 |  | 0 |  | 0 |  | 0 |  | 6.7596e-07 |  | 6.7455e-05 |  | 9.0125e-05 |  | -1.3452e-05 |  | -0.0004172 |  | 1.0361e-06 |  | 0 |  | 6.1076e-05 |  | 0 |  | 0.00021552 |  | 0 |  | 7.7661e-07 |  | 0.00063071 |  | 1.2078e-06
| 1.8803e-06 |  | -7.4072e-05 |  | 6.5065e-05 |  | 0 |  | 8.003e-07 |  | 0 |  | 7.7298e-07 |  | -8.8535e-05 |  | 8.9037e-05 |  | -0.00011583 |  | -0.00030153 |  | 1.1152e-06 |  | 0 |  | 2.446e-05 |  | 0 |  | 0.00014468 |  | 0 |  | 1.2944e-06 |  | 0.00064076 |  | 8.9467e-07
| 0 |  | -2.4065e-05 |  | 0 |  | 0 |  | 8.0045e-07 |  | 0 |  | 9.1419e-07 |  | -2.6982e-05 |  | 1.431e-05 |  | -0.00033308 |  | -4.0094e-05 |  | 1.0745e-06 |  | 0 |  | 4.0507e-05 |  | 0 |  | 0.00028266 |  | 0 |  | 5.1778e-07 |  | 0.00064774 |  | 7.2577e-07
| 0 |  | -3.737e-05 |  | 0 |  | 0 |  | 8.0045e-07 |  | 0 |  | 1.051e-06 |  | 7.7574e-05 |  | 5.914e-05 |  | -0.0004364 |  | 3.1427e-05 |  | 1.042e-06 |  | 0 |  | 1.6047e-05 |  | 0 |  | 0.00034813 |  | 0 |  | 0 |  | 0.00064389 |  | 7.1356e-07
| 0 |  | 5.5352e-05 |  | 2.7709e-05 |  | 0 |  | 8.0045e-07 |  | 0 |  | 1.1432e-06 |  | 0.00012749 |  | 0.00011274 |  | -0.00014973 |  | 5.686e-06 |  | 1.1148e-06 |  | 0 |  | 1.8185e-05 |  | 0 |  | 0.00038746 |  | 0 |  | 7.7676e-07 |  | 0.00063781 |  | 6.6341e-07
| 0 |  | 4.614e-05 |  | 2.7709e-05 |  | 0 |  | 8.006e-07 |  | 0 |  | 1.122e-06 |  | 0.00031366 |  | 6.7913e-05 |  | -0.0001878 |  | -4.9851e-05 |  | 1.2101e-06 |  | 0 |  | 1.8185e-05 |  | 0 |  | 0.00028426 |  | 0 |  | 1.2946e-06 |  | 0.00064478 |  | 6.7575e-07
| 0 |  | -3.935e-05 |  | 0 |  | 0 |  | 8.0053e-07 |  | 0 |  | 1.0438e-06 |  | 7.7561e-05 |  | 9.8731e-05 |  | -0.00026205 |  | -1.0831e-06 |  | 1.2356e-06 |  | 0 |  | 3.744e-05 |  | 0 |  | 0.00018951 |  | 0 |  | 1.2948e-06 |  | 0.00064941 |  | 8.6985e-07
| 0 |  | -5.5678e-05 |  | 0 |  | 0 |  | 8.0067e-07 |  | 0 |  | 9.4254e-07 |  | -0.00038955 |  | 0.00016777 |  | -0.00027516 |  | -0.00020253 |  | 1.2371e-06 |  | 0 |  | 0.0001082 |  | 0 |  | 0.0002342 |  | 0 |  | 1.2947e-06 |  | 0.00064251 |  | 9.8318e-07
| 1.5209e-05 |  | -9.1554e-06 |  | 1.6822e-05 |  | 0 |  | 8.0067e-07 |  | 0 |  | 8.4603e-07 |  | -0.00018549 |  | 0.00015636 |  | -0.00026205 |  | -0.00024166 |  | 1.246e-06 |  | 0 |  | 8.1457e-05 |  | 0 |  | 0.00031282 |  | 0 |  | 2.8487e-06 |  | 0.00063566 |  | 9.0795e-07
| 1.5209e-05 |  | -0.00012654 |  | 1.6822e-05 |  | 0 |  | 0 |  | 0 |  | 8.6077e-07 |  | 7.42e-05 |  | 8.7309e-05 |  | -0.00013614 |  | -0.0004172 |  | 1.1982e-06 |  | 0 |  | 3.1939e-05 |  | 0 |  | 0.00035905 |  | 0 |  | 2.3307e-06 |  | 0.00063874 |  | 8.3922e-07
| 9.056e-06 |  | -0.00016223 |  | 1.7809e-05 |  | 0 |  | 8.0075e-07 |  | 0 |  | 9.0597e-07 |  | 9.5617e-05 |  | 1.2687e-05 |  | -0.0001565 |  | -0.00042781 |  | 1.1458e-06 |  | 0 |  | 2.1241e-05 |  | 0 |  | 0.00027894 |  | 0 |  | 3.8851e-06 |  | 0.00063879 |  | 7.2668e-07
| 9.056e-06 |  | 0.00019257 |  | 2.4752e-05 |  | 0 |  | 2.562e-06 |  | 0 |  | 9.2133e-07 |  | -0.00011805 |  | 9.143e-05 |  | -0.00016519 |  | -0.00014738 |  | 1.0597e-06 |  | 0 |  | 0 |  | 0 |  | 0.00027742 |  | 0 |  | 3.8848e-06 |  | 0.00062573 |  | 6.9523e-07
| 0 |  | 0.000173 |  | 6.4573e-05 |  | 0 |  | 2.562e-06 |  | 0 |  | 8.9628e-07 |  | -0.00024958 |  | 0.00017746 |  | -0.00019425 |  | -0.00021239 |  | 9.6964e-07 |  | 0 |  | 6.3337e-05 |  | 0 |  | 0.00025197 |  | 0 |  | 7.7706e-07 |  | 0.00061806 |  | 8.7081e-07
| 0 |  | -4.1836e-05 |  | 9.63e-05 |  | 0 |  | 1.6018e-06 |  | 0 |  | 8.9942e-07 |  | -0.00016864 |  | 0.00015324 |  | -6.5106e-05 |  | -0.00019614 |  | 9.3396e-07 |  | 0 |  | 0.00011348 |  | 0 |  | 0.00021422 |  | 0 |  | 1.2951e-06 |  | 0.00062273 |  | 1.1655e-06
| 1.2131e-05 |  | -3.171e-05 |  | 5.3514e-05 |  | 0 |  | 1.6019e-06 |  | 0 |  | 9.1905e-07 |  | -0.00025852 |  | 5.4533e-05 |  | -9.2102e-05 |  | -0.00010696 |  | 9.8579e-07 |  | 0 |  | 7.261e-05 |  | 0 |  | 0.00031986 |  | 0 |  | 2.8496e-06 |  | 0.00063124 |  | 1.3155e-06
| 1.2131e-05 |  | 6.7664e-05 |  | 1.484e-05 |  | 0 |  | 2.5625e-06 |  | 0 |  | 9.16e-07 |  | -0.00022935 |  | 1.5658e-05 |  | -0.0003008 |  | -0.00020264 |  | 1.0427e-06 |  | 0 |  | 4.4768e-05 |  | 0 |  | 0.00034298 |  | 0 |  | 2.3315e-06 |  | 0.00062893 |  | 1.2087e-06
| 0 |  | 0.00014307 |  | 4.5505e-05 |  | 0 |  | 1.7617e-06 |  | 0 |  | 8.9103e-07 |  | -0.00021585 |  | 0.00013375 |  | -0.00037506 |  | -0.00031967 |  | 1.0281e-06 |  | 0 |  | 2.2308e-05 |  | 0 |  | 0.00034072 |  | 0 |  | 0 |  | 0.00061976 |  | 1.084e-06
| 0 |  | 4.6778e-05 |  | 6.2362e-05 |  | 0 |  | 0 |  | 0 |  | 9.0272e-07 |  | -0.00013103 |  | 0.00015805 |  | -8.1928e-05 |  | -0.00010696 |  | 1.0179e-06 |  | 0 |  | 0 |  | 0 |  | 0.00034688 |  | 0 |  | 5.1818e-07 |  | 0.00060974 |  | 1.0217e-06
| 0 |  | -7.0731e-05 |  | 3.466e-05 |  | 0 |  | 0 |  | 0 |  | 9.1372e-07 |  | 4.3846e-05 |  | 0.00013692 |  | -1.3461e-05 |  | 8.9942e-05 |  | 1.0205e-06 |  | 0 |  | 5.3462e-05 |  | 0 |  | 0.00036929 |  | 0 |  | 1.2954e-06 |  | 0.00060597 |  | 9.2131e-07
| 0 |  | -5.5256e-05 |  | 2.673e-05 |  | 0 |  | 0 |  | 0 |  | 9.1381e-07 |  | 5.6663e-05 |  | 9.6985e-05 |  | -0.00037686 |  | -4.5516e-06 |  | 1.0321e-06 |  | 0 |  | 6.2926e-05 |  | 0 |  | 0.00041708 |  | 0 |  | 7.7731e-07 |  | 0.00061368 |  | 9.1496e-07
| 5.9787e-06 |  | -8.1724e-05 |  | 8.9222e-06 |  | 0 |  | 1.762e-06 |  | 0 |  | 9.1075e-07 |  | -4.3846e-05 |  | 6.1033e-05 |  | -9.0934e-05 |  | -5.3099e-05 |  | 1.0564e-06 |  | 0 |  | 5.8638e-05 |  | 0 |  | 0.00042713 |  | 0 |  | 0 |  | 0.00062991 |  | 1.0089e-06
| 1.5219e-05 |  | -0.00012235 |  | 2.8753e-05 |  | 0 |  | 2.5634e-06 |  | 0 |  | 9.3895e-07 |  | -0.0001855 |  | 0.00013976 |  | 2.2062e-05 |  | 0.00015171 |  | 1.1664e-06 |  | 0 |  | 7.1491e-05 |  | 0 |  | 0.00039169 |  | 0 |  | 5.1828e-07 |  | 0.00064306 |  | 9.9613e-07
| 6.9701e-05 |  | -2.431e-05 |  | 6.6336e-05 |  | 0 |  | 1.6027e-06 |  | 0 |  | 9.9162e-07 |  | -8.8535e-05 |  | 0.00017739 |  | -0.00042433 |  | 0.00023097 |  | 1.2649e-06 |  | 0 |  | 2.2304e-05 |  | 0 |  | 0.00036473 |  | 0 |  | 1.2957e-06 |  | 0.00064927 |  | 9.6468e-07
| 6.0462e-05 |  | -2.0313e-05 |  | 3.7585e-05 |  | 0 |  | 1.6027e-06 |  | 0 |  | 1.0142e-06 |  | 8.4319e-05 |  | 0.00014024 |  | -0.00036861 |  | -0.00022215 |  | 1.2739e-06 |  | 0 |  | 0 |  | 0 |  | 0.00018199 |  | 0 |  | 1.2958e-06 |  | 0.00065008 |  | 1.0529e-06
| 0 |  | -4.279e-05 |  | 2.0769e-05 |  | 0 |  | 8.0141e-07 |  | 0 |  | 1.0076e-06 |  | 0.00012816 |  | 0.000114 |  | 1.2376e-05 |  | -0.00016688 |  | 1.2113e-06 |  | 0 |  | 4.1693e-05 |  | 0 |  | 0.00010411 |  | 0 |  | 2.8507e-06 |  | 0.00065321 |  | 1.1218e-06
| 0 |  | -3.9643e-05 |  | 6.1418e-05 |  | 0 |  | 8.0148e-07 |  | 0 |  | 1.0279e-06 |  | 2.1249e-05 |  | 0.00016085 |  | -0.00015311 |  | 0.00011833 |  | 1.1654e-06 |  | 0 |  | 8.9695e-05 |  | 0 |  | 0.00026377 |  | 0 |  | 2.3327e-06 |  | 0.0006571 |  | 1.1528e-06
| 0 |  | 1.511e-05 |  | 7.1296e-05 |  | 0 |  | 1.603e-06 |  | 0 |  | 1.0743e-06 |  | -0.00023946 |  | 8.8397e-05 |  | -0.00048806 |  | -0.00015388 |  | 1.1993e-06 |  | 0 |  | 7.1507e-05 |  | 0 |  | 0.00030619 |  | 0 |  | 3.8878e-06 |  | 0.00066482 |  | 1.0215e-06
| 8.2115e-06 |  | 2.7068e-05 |  | 3.0659e-05 |  | 0 |  | 1.603e-06 |  | 0 |  | 1.0945e-06 |  | -0.00012479 |  | 8.0419e-05 |  | -0.00012 |  | -6.2857e-05 |  | 1.2204e-06 |  | 0 |  | 7.5795e-05 |  | 0 |  | 0.0003286 |  | 0 |  | 4.4065e-06 |  | 0.00066876 |  | 9.5263e-07
| 8.2108e-06 |  | -5.0434e-05 |  | 0 |  | 0 |  | 2.5646e-06 |  | 0 |  | 1.0207e-06 |  | -0.00019124 |  | 0.00013356 |  | 1.9777e-05 |  | 5.0059e-05 |  | 1.1407e-06 |  | 0 |  | 5.9754e-05 |  | 0 |  | 0.00031934 |  | 0 |  | 5.1841e-07 |  | 0.00066182 |  | 9.2126e-07
| 3.2843e-05 |  | -4.1854e-05 |  | 0 |  | 0 |  | 3.5259e-06 |  | 0 |  | 9.1492e-07 |  | -0.00043508 |  | 0.00014326 |  | -0.00016843 |  | 6.3934e-05 |  | 1.0422e-06 |  | 0 |  | 4.6909e-05 |  | 0 |  | 0.00026229 |  | 0 |  | 2.0739e-06 |  | 0.00064879 |  | 9.3414e-07
| 3.284e-05 |  | 3.1062e-05 |  | 5.8166e-05 |  | 0 |  | 2.5646e-06 |  | 0 |  | 8.8679e-07 |  | -0.00026307 |  | 0.00017222 |  | -6.511e-05 |  | 0.00020372 |  | 1.0314e-06 |  | 0 |  | 3.9423e-05 |  | 0 |  | 0.00017652 |  | 0 |  | 4.4071e-06 |  | 0.00063722 |  | 1.0281e-06
| 0 |  | 8.6177e-05 |  | 6.1139e-05 |  | 0 |  | 8.017e-07 |  | 0 |  | 8.9727e-07 |  | 3.5419e-05 |  | 0.00011396 |  | -0.00016668 |  | 2.9584e-05 |  | 1.1178e-06 |  | 0 |  | 5.1731e-06 |  | 0 |  | 0.00020045 |  | 0 |  | 2.3333e-06 |  | 0.00063957 |  | 9.9024e-07
| 5.3108e-05 |  | 1.3278e-06 |  | 2.9671e-05 |  | 0 |  | 0 |  | 0 |  | 9.1998e-07 |  | -0.00010455 |  | 0.00011567 |  | -0.00031049 |  | -5.6349e-05 |  | 1.201e-06 |  | 0 |  | 4.2583e-05 |  | 0 |  | 0.00014891 |  | 0 |  | 0 |  | 0.00063961 |  | 8.4609e-07
| 5.3108e-05 |  | 8.4566e-06 |  | 2.6698e-05 |  | 0 |  | 0 |  | 0 |  | 9.0163e-07 |  | -0.00031029 |  | 0.00018362 |  | -0.00015875 |  | 3.1426e-05 |  | 1.1863e-06 |  | 0 |  | 3.741e-05 |  | 0 |  | 0.00012191 |  | 0 |  | 2.0743e-06 |  | 0.00063426 |  | 6.9606e-07
| 1.827e-05 |  | 5.5119e-06 |  | 9.8876e-06 |  | 0 |  | 0 |  | 0 |  | 9.1762e-07 |  | -0.00032935 |  | 0.00020014 |  | -9.8876e-05 |  | -7.9654e-05 |  | 1.1276e-06 |  | 0 |  | 0 |  | 0 |  | 0.00025233 |  | 0 |  | 2.8522e-06 |  | 0.00062967 |  | 7.148e-07
| 1.827e-05 |  | -6.5463e-05 |  | 9.8876e-06 |  | 0 |  | 0 |  | 0 |  | 8.8895e-07 |  | -0.00042834 |  | 0.00010036 |  | -9.0939e-05 |  | -1.0844e-05 |  | 1.0695e-06 |  | 0 |  | 0 |  | 0 |  | 0.0003573 |  | 0 |  | 1.2965e-06 |  | 0.00063202 |  | 8.5269e-07
| 0 |  | -9.1529e-05 |  | 0 |  | 0 |  | 8.0192e-07 |  | 0 |  | 8.192e-07 |  | -0.00017353 |  | 9.0084e-05 |  | 5.7065e-05 |  | 2.9583e-05 |  | 1.0362e-06 |  | 0 |  | 9.6182e-06 |  | 0 |  | 0.00038662 |  | 0 |  | 1.2965e-06 |  | 0.0006382 |  | 1.0974e-06
| 4.8225e-05 |  | -8.966e-05 |  | 0 |  | 0 |  | 1.604e-06 |  | 0 |  | 7.9909e-07 |  | -0.00011805 |  | 0.00023205 |  | 3.8205e-05 |  | -8.8859e-05 |  | 1.0274e-06 |  | 0 |  | 2.1211e-05 |  | 0 |  | 0.00039207 |  | 0 |  | 7.7801e-07 |  | 0.00064368 |  | 1.2289e-06
| 6.7519e-05 |  | -2.6269e-05 |  | 2.0762e-05 |  | 0 |  | 1.604e-06 |  | 0 |  | 7.9358e-07 |  | -0.00036425 |  | 0.00014817 |  | 5.112e-05 |  | -6.9354e-05 |  | 1.051e-06 |  | 0 |  | 9.4835e-05 |  | 0 |  | 0.00043298 |  | 0 |  | 7.7801e-07 |  | 0.00064522 |  | 1.1916e-06
| 1.9292e-05 |  | -2.2175e-05 |  | 2.076e-05 |  | 0 |  | 8.0207e-07 |  | 0 |  | 8.0222e-07 |  | -0.00031518 |  | 6.3783e-05 |  | -4.1246e-05 |  | -0.00015474 |  | 1.0838e-06 |  | 0 |  | 9.1616e-05 |  | 0 |  | 0.00050173 |  | 0 |  | 7.7806e-07 |  | 0.00063836 |  | 1.01e-06
| 3.3632e-05 |  | -0.0001288 |  | 4.3497e-05 |  | 0 |  | 0 |  | 0 |  | 8.2371e-07 |  | -0.00017538 |  | 0.000122 |  | -0.00022008 |  | -0.00017013 |  | 1.0768e-06 |  | 0 |  | 4.4713e-05 |  | 0 |  | 0.00039753 |  | 0 |  | 0 |  | 0.00063605 |  | 8.8449e-07
| 3.3632e-05 |  | -7.8683e-05 |  | 4.3497e-05 |  | 0 |  | 0 |  | 0 |  | 8.8124e-07 |  | 3.0356e-05 |  | 0.00012998 |  | -0.00027174 |  | -0.00015063 |  | 1.032e-06 |  | 0 |  | 0.00010474 |  | 0 |  | 0.00026169 |  | 0 |  | 0 |  | 0.00063531 |  | 9.5986e-07
| 0 |  | 2.5417e-06 |  | 4.9428e-05 |  | 0 |  | 8.0221e-07 |  | 0 |  | 9.7924e-07 |  | 6.0206e-05 |  | 0.00014481 |  | -0.00042093 |  | -8.3062e-05 |  | 9.8605e-07 |  | 0 |  | 9.7264e-05 |  | 0 |  | 0.00032656 |  | 0 |  | 7.7821e-07 |  | 0.00063844 |  | 1.1668e-06
| 5.1295e-06 |  | -6.1868e-05 |  | 9.0046e-05 |  | 0 |  | 8.0229e-07 |  | 0 |  | 1.0883e-06 |  | -0.00017538 |  | 7.9237e-05 |  | -0.00040088 |  | -0.00017338 |  | 9.8806e-07 |  | 0 |  | 0.00012804 |  | 0 |  | 0.0002957 |  | 0 |  | 4.4096e-06 |  | 0.00063617 |  | 1.3234e-06
| 5.1295e-06 |  | 1.4142e-05 |  | 5.7426e-05 |  | 0 |  | 0 |  | 0 |  | 1.1752e-06 |  | -5.3121e-05 |  | 4.018e-05 |  | -0.0003599 |  | -0.00027763 |  | 1.0501e-06 |  | 0 |  | 0.00014941 |  | 0 |  | 0.00030035 |  | 0 |  | 4.4102e-06 |  | 0.00062926 |  | 1.3299e-06
| 5.2316e-05 |  | 1.9107e-05 |  | 2.3738e-05 |  | 0 |  | 1.7644e-06 |  | 0 |  | 1.1899e-06 |  | -2.0237e-05 |  | 5.2583e-05 |  | 8.019e-05 |  | -0.0002384 |  | 1.1071e-06 |  | 0 |  | 0.00011405 |  | 0 |  | 0.00033048 |  | 0 |  | 1.2971e-06 |  | 0.00063007 |  | 1.2796e-06
| 5.2316e-05 |  | -6.5958e-05 |  | 2.2749e-05 |  | 0 |  | 3.5295e-06 |  | 0 |  | 1.1179e-06 |  | -0.00012142 |  | 2.508e-05 |  | 4.4669e-05 |  | -4.3348e-06 |  | 1.1002e-06 |  | 0 |  | 0.00016188 |  | 0 |  | 0.00032585 |  | 0 |  | 1.2972e-06 |  | 0.00063162 |  | 1.1858e-06
| 4.4109e-05 |  | -3.0144e-05 |  | 1.5814e-05 |  | 0 |  | 1.7647e-06 |  | 0 |  | 1.0395e-06 |  | 7.0827e-05 |  | 8.7913e-05 |  | -0.00026838 |  | -5.5754e-05 |  | 1.0503e-06 |  | 0 |  | 0.00015028 |  | 0 |  | 0.00032666 |  | 0 |  | 1.2973e-06 |  | 0.00063633 |  | 1.1986e-06
| 4.4105e-05 |  | -6.9695e-05 |  | 2.9652e-06 |  | 0 |  | 8.0243e-07 |  | 0 |  | 9.9788e-07 |  | 3.3729e-06 |  | 7.5233e-05 |  | -0.00031049 |  | -0.00036844 |  | 9.9784e-07 |  | 0 |  | 7.5742e-05 |  | 0 |  | 0.00024131 |  | 0 |  | 5.1894e-07 |  | 0.00063556 |  | 1.1548e-06
| 2.4619e-05 |  | -7.0057e-05 |  | 6.928e-06 |  | 0 |  | 8.0251e-07 |  | 0 |  | 9.6491e-07 |  | 0.00013103 |  | 0 |  | -0.00048874 |  | -0.00029128 |  | 9.8193e-07 |  | 0 |  | 0.00011983 |  | 0 |  | 0.00024288 |  | 0 |  | 5.1894e-07 |  | 0.00063564 |  | 1.2993e-06
| 3.0588e-05 |  | -5.8782e-06 |  | 3.9619e-06 |  | 0 |  | 8.0258e-07 |  | 0 |  | 9.4785e-07 |  | 0.00034402 |  | 4.5023e-05 |  | -2.3138e-05 |  | -6.9352e-05 |  | 9.3785e-07 |  | 0 |  | 0.00017667 |  | 0 |  | 0.00029427 |  | 0 |  | 1.2974e-06 |  | 0.00063642 |  | 1.3935e-06
| 4.1874e-05 |  | 7.1186e-05 |  | 0 |  | 0 |  | 1.6052e-06 |  | 0 |  | 8.6519e-07 |  | 1.3491e-05 |  | 0.00010259 |  | -9.7401e-05 |  | -2.0589e-05 |  | 9.769e-07 |  | 0 |  | 0.00015161 |  | 0 |  | 0.00039392 |  | 0 |  | 1.2975e-06 |  | 0.00063337 |  | 1.3935e-06
| 5.0061e-05 |  | 0.00010313 |  | 1.3835e-05 |  | 0 |  | 8.0265e-07 |  | 0 |  | 7.9423e-07 |  | -6.0203e-05 |  | 9.6112e-05 |  | -3.7861e-05 |  | 3.641e-05 |  | 1.032e-06 |  | 0 |  | 9.7942e-05 |  | 0 |  | 0.0003646 |  | 0 |  | 2.8546e-06 |  | 0.00063573 |  | 1.2866e-06
| 1.4165e-05 |  | 3.2162e-05 |  | 6.1379e-05 |  | 0 |  | 0 |  | 0 |  | 8.0717e-07 |  | 0.00010455 |  | 4.7721e-05 |  | 9.632e-05 |  | 0.00037602 |  | 9.886e-07 |  | 0 |  | 0.0001441 |  | 0 |  | 0.00023948 |  | 0 |  | 2.8547e-06 |  | 0.00063886 |  | 1.054e-06
| 2.3378e-05 |  | 3.0834e-05 |  | 0.00012162 |  | 0 |  | 8.0273e-07 |  | 0 |  | 8.6106e-07 |  | -9.2071e-05 |  | 7.698e-05 |  | -0.00018702 |  | 0.00022074 |  | 9.4826e-07 |  | 0 |  | 0.00017494 |  | 0 |  | 0.00024876 |  | 0 |  | 2.8549e-06 |  | 0.00063581 |  | 9.0963e-07
| 2.338e-05 |  | 4.5682e-05 |  | 7.4087e-05 |  | 0 |  | 8.028e-07 |  | 0 |  | 8.7951e-07 |  | -0.00022934 |  | 7.3751e-05 |  | -0.0001426 |  | -8.2357e-05 |  | 9.2466e-07 |  | 0 |  | 0.00013849 |  | 0 |  | 0.0002565 |  | 0 |  | 2.336e-06 |  | 0.00062272 |  | 8.4718e-07
| 1.3139e-05 |  | 4.8498e-05 |  | 6.6097e-05 |  | 0 |  | 1.7656e-06 |  | 0 |  | 8.3664e-07 |  | -0.00012142 |  | 0.00011875 |  | -1.0224e-05 |  | -4.3346e-05 |  | 9.3811e-07 |  | 3.6807e-07 |  | 0.00013218 |  | 0 |  | 0.00031754 |  | 0 |  | 7.7871e-07 |  | 0.00061267 |  | 9.916e-07
| 1.314e-05 |  | 8.4845e-05 |  | 6.6103e-05 |  | 0 |  | 3.5314e-06 |  | 0 |  | 8.1528e-07 |  | -2.8331e-05 |  | 0.00012847 |  | -3.4466e-05 |  | -0.00028104 |  | 9.2026e-07 |  | 5.9028e-07 |  | 0.00017835 |  | 0 |  | 0.00039099 |  | 0 |  | 1.2979e-06 |  | 0.00061661 |  | 1.0104e-06
| 1.1091e-05 |  | 0.00012435 |  | 0 |  | 0 |  | 2.5688e-06 |  | 0 |  | 8.6068e-07 |  | 0.0001113 |  | 1.5638e-05 |  | 0.00013183 |  | -0.00036192 |  | 9.3059e-07 |  | 4.6182e-07 |  | 0.00016124 |  | 0 |  | 0.00039408 |  | 0 |  | 2.8555e-06 |  | 0.00062434 |  | 1.0047e-06
| 3.6727e-05 |  | 3.9026e-05 |  | 0 |  | 0 |  | 1.6059e-06 |  | 0 |  | 9.3971e-07 |  | -2.8331e-05 |  | 9.6296e-05 |  | 6.3842e-05 |  | -0.00021277 |  | 9.8375e-07 |  | 6.2577e-07 |  | 0.00012933 |  | 0 |  | 0.00038795 |  | 0 |  | 2.3364e-06 |  | 0.00062674 |  | 1.0866e-06
| 2.5633e-05 |  | -4.5416e-05 |  | 2.9641e-06 |  | 0 |  | 8.0302e-07 |  | 0 |  | 9.7287e-07 |  | -0.00031703 |  | 0.00018346 |  | -0.00028143 |  | -0.00015713 |  | 1.0005e-06 |  | 7.3693e-07 |  | 0.00014961 |  | 0 |  | 0.00035781 |  | 0 |  | 2.3364e-06 |  | 0.0006306 |  | 1.1931e-06
| 0 |  | -5.9263e-05 |  | 2.9644e-06 |  | 0 |  | 1.766e-06 |  | 0 |  | 9.5388e-07 |  | -0.00013828 |  | 0.00012223 |  | -2.6372e-05 |  | -9.2115e-05 |  | 9.7295e-07 |  | 7.015e-07 |  | 0.00014621 |  | 0 |  | 0.0003586 |  | 0 |  | 2.3366e-06 |  | 0.00063528 |  | 1.0989e-06
| 2.9006e-06 |  | 1.8264e-05 |  | 7.6346e-05 |  | 0 |  | 1.7662e-06 |  | 0 |  | 9.0434e-07 |  | -8.8529e-05 |  | 8.0057e-05 |  | -0.000126 |  | 5.6888e-06 |  | 1.0102e-06 |  | 7.37e-07 |  | 0.0002148 |  | 0 |  | 0.00045601 |  | 0 |  | 2.3367e-06 |  | 0.00064537 |  | 8.1008e-07
| 2.033e-05 |  | 4.9124e-05 |  | 7.634e-05 |  | 0 |  | 8.0317e-07 |  | 0 |  | 9.1729e-07 |  | -0.00015177 |  | 7.6816e-05 |  | -9.0938e-05 |  | 4.4429e-05 |  | 1.0916e-06 |  | 8.6021e-07 |  | 0.00028314 |  | 0 |  | 0.00042667 |  | 0 |  | 2.3369e-06 |  | 0.00065082 |  | 7.2823e-07
| 1.743e-05 |  | -0.00010546 |  | 2.4696e-05 |  | 0 |  | 2.5695e-06 |  | 0 |  | 9.2526e-07 |  | -0.0001452 |  | 0.00013208 |  | 5.0281e-05 |  | -4.2099e-05 |  | 1.1769e-06 |  | 9.7675e-07 |  | 0.00029567 |  | 0 |  | 0.00035249 |  | 0 |  | 7.7896e-07 |  | 0.00065396 |  | 8.2241e-07
| 1.5379e-05 |  | -0.00015451 |  | 4.252e-05 |  | 0 |  | 1.7665e-06 |  | 0 |  | 9.5537e-07 |  | -0.00028332 |  | 0.00010027 |  | -0.00011354 |  | -0.00012462 |  | 1.2263e-06 |  | 9.0054e-07 |  | 0.00038797 |  | 0 |  | 0.0003293 |  | 0 |  | 7.7906e-07 |  | 0.00065087 |  | 1.0928e-06
| 1.5379e-05 |  | 1.6935e-05 |  | 1.7823e-05 |  | 0 |  | 0 |  | 0 |  | 9.8724e-07 |  | -0.00013811 |  | 6.1985e-06 |  | -0.00025821 |  | 0.00017977 |  | 1.184e-06 |  | 8.0742e-07 |  | 0.00038056 |  | 0 |  | 0.0002845 |  | 0 |  | 2.337e-06 |  | 0.00064322 |  | 1.3063e-06
| 2.5629e-05 |  | 3.3528e-06 |  | 0 |  | 0 |  | 8.0331e-07 |  | 0 |  | 9.8181e-07 |  | 0.00024283 |  | 6.198e-06 |  | -0.0003008 |  | 0.00011595 |  | 1.1514e-06 |  | 7.6063e-07 |  | 0.00030989 |  | 0 |  | 0.00023117 |  | 0 |  | 2.3373e-06 |  | 0.00064326 |  | 1.338e-06
| 2.5629e-05 |  | -8.1001e-05 |  | 7.6333e-05 |  | 0 |  | 8.0339e-07 |  | 0 |  | 9.9355e-07 |  | 0.00017875 |  | 3.0451e-05 |  | -0.00013614 |  | 2.1673e-05 |  | 1.1253e-06 |  | 6.8439e-07 |  | 0.00036458 |  | 0 |  | 0.00020102 |  | 0 |  | 2.3373e-06 |  | 0.0006479 |  | 1.2317e-06
| 0 |  | 7.4356e-06 |  | 0.0001464 |  | 0 |  | 8.0339e-07 |  | 0 |  | 9.8619e-07 |  | -0.00014874 |  | 9.9379e-05 |  | -0.00027854 |  | -1.1372e-06 |  | 1.1509e-06 |  | 6.201e-07 |  | 0.00042667 |  | 0 |  | 0.00020954 |  | 0 |  | 2.3376e-06 |  | 0.00065877 |  | 1.1059e-06
| 1.8765e-06 |  | -7.7346e-05 |  | 0.00012142 |  | 0 |  | 1.6069e-06 |  | 0 |  | 1.0304e-06 |  | -7.7573e-05 |  | 6.8922e-05 |  | -0.00013936 |  | -0.00030342 |  | 1.1818e-06 |  | 5.9071e-07 |  | 0.00044657 |  | 0 |  | 0.00031549 |  | 0 |  | 2.3375e-06 |  | 0.00065726 |  | 1.1376e-06
| 1.9303e-05 |  | -0.00013154 |  | 5.136e-05 |  | 0 |  | 8.0346e-07 |  | 0 |  | 1.0623e-06 |  | 1.7707e-05 |  | 3.5037e-05 |  | 0.0001147 |  | -0.0002708 |  | 1.1395e-06 |  | 6.2016e-07 |  | 0.00043005 |  | 0 |  | 0.00027297 |  | 0 |  | 2.3378e-06 |  | 0.00065035 |  | 1.1376e-06
| 1.7427e-05 |  | -3.8467e-05 |  | 2.568e-05 |  | 0 |  | 8.0353e-07 |  | 0 |  | 1.0164e-06 |  | -0.00015515 |  | 0.00015294 |  | -4.2511e-05 |  | -0.00014737 |  | 1.0216e-06 |  | 6.148e-07 |  | 0.00034803 |  | 0 |  | 0.00021886 |  | 0 |  | 7.7926e-07 |  | 0.00064265 |  | 1.0745e-06
| 1.9475e-05 |  | 1.293e-05 |  | 5.3395e-05 |  | 0 |  | 8.0361e-07 |  | 0 |  | 9.3619e-07 |  | 2.4792e-05 |  | 0.00012221 |  | -1.7516e-05 |  | 8.42e-05 |  | 9.4866e-07 |  | 4.9766e-07 |  | 0.00031382 |  | 0 |  | 0.00030163 |  | 0 |  | 1.2989e-06 |  | 0.00063264 |  | 8.732e-07
| 1.9475e-05 |  | -1.7513e-05 |  | 7.7098e-05 |  | 0 |  | 8.0361e-07 |  | 0 |  | 8.804e-07 |  | 0.00022935 |  | 7.6645e-05 |  | -0.00013937 |  | 5.7428e-05 |  | 1.0057e-06 |  | 4.5078e-07 |  | 0.00042375 |  | 0 |  | 0.00025911 |  | 0 |  | 1.2989e-06 |  | 0.00062572 |  | 8.732e-07
| 2.1525e-05 |  | -1.2395e-06 |  | 4.938e-05 |  | 0 |  | 8.0368e-07 |  | 0 |  | 8.8661e-07 |  | -8.0946e-05 |  | 0.00010737 |  | -0.00033954 |  | -0.00017339 |  | 1.1193e-06 |  | 4.9169e-07 |  | 0.00039299 |  | 0 |  | 0.00026918 |  | 0 |  | 7.7941e-07 |  | 0.00062344 |  | 1.0179e-06
| 7.2515e-05 |  | 6.3266e-05 |  | 3.4563e-05 |  | 0 |  | 8.0376e-07 |  | 0 |  | 8.5726e-07 |  | -0.00025852 |  | 0.00013185 |  | -0.00014973 |  | -0.00015474 |  | 1.2104e-06 |  | 5.2059e-07 |  | 0.00030127 |  | 0 |  | 0.00022322 |  | 0 |  | 0 |  | 0.00062808 |  | 1.0367e-06
| 5.0997e-05 |  | 9.1105e-05 |  | 3.4566e-05 |  | 0 |  | 8.0376e-07 |  | 0 |  | 8.1801e-07 |  | -0.00020911 |  | 0.00020162 |  | -4.251e-05 |  | -0.00021564 |  | 1.1719e-06 |  | 6.5525e-07 |  | 0.00034515 |  | 0 |  | 0.00014123 |  | 0 |  | 0 |  | 0.00063663 |  | 8.6109e-07
| 0 |  | 4.9025e-05 |  | 5.9245e-06 |  | 0 |  | 0 |  | 0 |  | 8.266e-07 |  | -0.0003258 |  | 0.00010478 |  | -0.00028194 |  | -0.00028446 |  | 1.0835e-06 |  | 7.8991e-07 |  | 0.00036331 |  | 0 |  | 0.0002731 |  | 0 |  | 0 |  | 0.00063981 |  | 7.0424e-07
| 2.9722e-05 |  | -6.2036e-05 |  | 5.925e-06 |  | 0 |  | 2.7327e-06 |  | 0 |  | 8.844e-07 |  | -0.00020236 |  | 3.6648e-05 |  | -0.00026205 |  | -0.00015388 |  | 9.8364e-07 |  | 8.6641e-07 |  | 0.00038441 |  | 0 |  | 0.00042938 |  | 0 |  | 5.1971e-07 |  | 0.00063826 |  | 8.1089e-07
| 4.5919e-05 |  | -3.6792e-05 |  | 4.5422e-05 |  | 0 |  | 3.5366e-06 |  | 0 |  | 8.9666e-07 |  | -0.00017707 |  | 0.00010099 |  | -0.0003938 |  | -5.234e-05 |  | 1.0003e-06 |  | 9.3676e-07 |  | 0.000369 |  | 0 |  | 0.00030979 |  | 0 |  | 5.1971e-07 |  | 0.00062979 |  | 9.3679e-07
| 1.62e-05 |  | 3.1125e-05 |  | 4.5422e-05 |  | 0 |  | 1.6078e-06 |  | 0 |  | 8.2675e-07 |  | -0.00018887 |  | 0.00013838 |  | -0.00034277 |  | -0.00012787 |  | 1.0535e-06 |  | 9.7764e-07 |  | 0.00033313 |  | 0 |  | 0.00031987 |  | 0 |  | 5.1974e-07 |  | 0.00062055 |  | 9.8715e-07
| 2.2337e-05 |  | 3.047e-05 |  | 2.6658e-05 |  | 0 |  | 8.0398e-07 |  | 0 |  | 7.5996e-07 |  | -0.00023373 |  | 7.4022e-05 |  | -2.7686e-05 |  | -0.00035614 |  | 1.0581e-06 |  | 1.0186e-06 |  | 0.00038776 |  | 0 |  | 0.00040392 |  | 0 |  | 5.1978e-07 |  | 0.00062523 |  | 1.006e-06
| 2.2337e-05 |  | 9.2877e-05 |  | 4.5462e-05 |  | 0 |  | 1.7683e-06 |  | 0 |  | 7.9377e-07 |  | -0.00010793 |  | 1.886e-05 |  | -0.00012323 |  | -0.00029691 |  | 1.0364e-06 |  | 8.9543e-07 |  | 0.00038776 |  | 0 |  | 0.00047979 |  | 0 |  | 5.1978e-07 |  | 0.00063765 |  | 1.1384e-06
| 0 |  | 0.0001059 |  | 1.8803e-05 |  | 0 |  | 2.5724e-06 |  | 0 |  | 8.9253e-07 |  | 1.4165e-05 |  | 6.5459e-05 |  | -0.00022431 |  | -9.6715e-05 |  | 1.0377e-06 |  | 8.6657e-07 |  | 0.00033879 |  | 0 |  | 0.00055872 |  | 0 |  | 1.2995e-06 |  | 0.00064771 |  | 1.1953e-06
| 1.3322e-05 |  | -2.0886e-05 |  | 3.1668e-05 |  | 0 |  | 8.0412e-07 |  | 0 |  | 9.147e-07 |  | -7.42e-05 |  | 8.4857e-05 |  | -0.0002782 |  | -0.00027742 |  | 1.0885e-06 |  | 9.0213e-07 |  | 0.00031716 |  | 0 |  | 0.00027866 |  | 0 |  | 1.2996e-06 |  | 0.00064315 |  | 1.1198e-06
| 1.332e-05 |  | -2.6642e-05 |  | 0.0001313 |  | 0 |  | 0 |  | 0 |  | 8.9147e-07 |  | 0.00011467 |  | 0.00018173 |  | -0.00020394 |  | -0.00030993 |  | 1.0796e-06 |  | 8.9018e-07 |  | 0.00028411 |  | 0 |  | 0.00012111 |  | 0 |  | 5.1988e-07 |  | 0.00063928 |  | 9.7523e-07
| 0 |  | 2.8502e-05 |  | 0.0001313 |  | 0 |  | 8.042e-07 |  | 0 |  | 8.9822e-07 |  | 0.00015936 |  | 0.00029492 |  | -0.00027854 |  | -8.9888e-05 |  | 1.0783e-06 |  | 7.9034e-07 |  | 0.00028638 |  | 0 |  | 0.00023641 |  | 0 |  | 5.1988e-07 |  | 0.00064706 |  | 8.9321e-07
| 6.9905e-06 |  | 8.0601e-05 |  | 5.536e-05 |  | 0 |  | 8.042e-07 |  | 0 |  | 9.2583e-07 |  | 1.6864e-05 |  | 0.00023059 |  | -0.00029757 |  | -0.00016363 |  | 1.0969e-06 |  | 6.5561e-07 |  | 0.00033535 |  | 0 |  | 0.00045594 |  | 0 |  | 2.8597e-06 |  | 0.00065179 |  | 8.8675e-07
| 1.6211e-05 |  | 9.2016e-05 |  | 2.3692e-05 |  | 0 |  | 0 |  | 0 |  | 8.72e-07 |  | -0.00031165 |  | 0.00014005 |  | -0.00011583 |  | -0.00011719 |  | 1.1016e-06 |  | 7.5559e-07 |  | 0.00031084 |  | 0 |  | 0.00055426 |  | 0 |  | 2.3396e-06 |  | 0.00064715 |  | 9.373e-07
| 9.221e-06 |  | -8.7324e-06 |  | 0 |  | 0 |  | 8.0434e-07 |  | 0 |  | 8.2781e-07 |  | -0.00053627 |  | 0.00015599 |  | -0.00035892 |  | 2.8174e-05 |  | 1.0952e-06 |  | 1.0311e-06 |  | 0.00031311 |  | 0 |  | 0.00037856 |  | 0 |  | 2.3399e-06 |  | 0.00063558 |  | 1.0755e-06
| 2.7662e-05 |  | -5.8917e-05 |  | 1.3852e-05 |  | 0 |  | 1.6087e-06 |  | 0 |  | 8.5481e-07 |  | -0.00015227 |  | 9.5073e-05 |  | -0.00017008 |  | 9.1025e-05 |  | 1.0605e-06 |  | 1.2597e-06 |  | 0.0003245 |  | 0 |  | 0.00032437 |  | 0 |  | 2.3399e-06 |  | 0.00062938 |  | 1.2577e-06
| 4.4877e-05 |  | -7.3545e-05 |  | 4.9386e-05 |  | 0 |  | 8.0442e-07 |  | 0 |  | 8.5305e-07 |  | 8.0952e-05 |  | 2.0735e-05 |  | -1.0224e-05 |  | 8.0189e-05 |  | 1.0773e-06 |  | 1.1834e-06 |  | 0.00037001 |  | 0 |  | 0.00037319 |  | 0 |  | 0 |  | 0.00063179 |  | 1.283e-06
| 4.6926e-05 |  | -7.5182e-05 |  | 3.5535e-05 |  | 0 |  | 8.0449e-07 |  | 0 |  | 8.2183e-07 |  | -8.1452e-05 |  | 6.06e-05 |  | -0.00026838 |  | -0.00030152 |  | 1.0607e-06 |  | 8.5501e-07 |  | 0.00037741 |  | 0 |  | 0.00038405 |  | 0 |  | 0 |  | 0.00063802 |  | 1.0822e-06
| 2.9709e-05 |  | -0.00015284 |  | 8.7665e-05 |  | 0 |  | 2.5738e-06 |  | 0 |  | 8.3042e-07 |  | 4.3846e-05 |  | 0.00016738 |  | -0.0001652 |  | -0.00029692 |  | 9.574e-07 |  | 5.0362e-07 |  | 0.00029203 |  | 0 |  | 0.0003647 |  | 0 |  | 7.8011e-07 |  | 0.00064344 |  | 8.8062e-07
| 4.5076e-05 |  | -0.00012987 |  | 0.00012229 |  | 0 |  | 2.574e-06 |  | 0 |  | 8.9924e-07 |  | -0.00011332 |  | 0.0001981 |  | -0.00020736 |  | -0.00031859 |  | 9.2027e-07 |  | 2.6357e-07 |  | 0.0003017 |  | 0 |  | 0.00030047 |  | 0 |  | 7.8011e-07 |  | 0.0006443 |  | 8.303e-07
| 5.206e-05 |  | 3.8618e-05 |  | 0.00010293 |  | 0 |  | 1.6093e-06 |  | 0 |  | 9.5519e-07 |  | -0.00039124 |  | 7.0581e-05 |  | -0.00038474 |  | -0.00040745 |  | 9.5309e-07 |  | 2.5216e-07 |  | 0.00034664 |  | 0 |  | 0.00031131 |  | 0 |  | 7.8016e-07 |  | 0.00063811 |  | 9.4992e-07
| 1.6208e-05 |  | 6.2302e-05 |  | 6.8304e-05 |  | 0 |  | 1.6093e-06 |  | 0 |  | 9.3063e-07 |  | -0.00023019 |  | 0 |  | -0.00028872 |  | -0.00021278 |  | 1.0128e-06 |  | 6.3912e-07 |  | 0.00041722 |  | 0 |  | 0.00033224 |  | 0 |  | 1.3004e-06 |  | 0.00063505 |  | 9.6866e-07
| 9.2185e-06 |  | 2.0734e-06 |  | 2.0725e-05 |  | 0 |  | 8.0471e-07 |  | 0 |  | 8.2881e-07 |  | -0.00018887 |  | 9.5048e-05 |  | -0.00020394 |  | -0.00014737 |  | 1.0321e-06 |  | 9.4974e-07 |  | 0.00040751 |  | 0 |  | 0.00027959 |  | 0 |  | 1.3004e-06 |  | 0.00063122 |  | 1.1012e-06
| 0 |  | -0.00012018 |  | 5.9304e-05 |  | 0 |  | 0 |  | 0 |  | 7.7969e-07 |  | -0.00018415 |  | 0.00011875 |  | -0.00012939 |  | 9.1032e-06 |  | 1.0726e-06 |  | 9.9066e-07 |  | 0.0003671 |  | 0 |  | 0.0002099 |  | 0 |  | 7.8026e-07 |  | 0.00062893 |  | 1.3972e-06
| 0 |  | -5.6762e-05 |  | 0.00011143 |  | 0 |  | 0 |  | 0 |  | 8.1415e-07 |  | -6.7455e-05 |  | 0.00012671 |  | -0.00011354 |  | 8.6697e-06 |  | 1.1523e-06 |  | 8.499e-07 |  | 0.0003597 |  | 0 |  | 0.00036484 |  | 0 |  | 2.3409e-06 |  | 0.00062975 |  | 1.769e-06
| 0 |  | -3.2498e-05 |  | 7.8787e-05 |  | 0 |  | 0 |  | 0 |  | 8.7501e-07 |  | -0.00012041 |  | 0.00022197 |  | -0.00024804 |  | -0.00010695 |  | 1.2467e-06 |  | 7.9159e-07 |  | 0.00036824 |  | 0 |  | 0.00040047 |  | 0 |  | 2.3411e-06 |  | 0.00063207 |  | 1.9262e-06
| 0 |  | -8.9966e-05 |  | 5.0342e-05 |  | 0 |  | 8.0486e-07 |  | 0 |  | 9.1554e-07 |  | -0.00021249 |  | 0.00020772 |  | 2.5292e-05 |  | -6.6103e-05 |  | 1.2422e-06 |  | 9.1499e-07 |  | 0.00029252 |  | 0 |  | 0.00033157 |  | 0 |  | 2.3411e-06 |  | 0.00063448 |  | 1.6741e-06
| 0 |  | 3.1045e-06 |  | 4.4407e-05 |  | 0 |  | 8.0486e-07 |  | 0 |  | 9.2659e-07 |  | -1.7715e-05 |  | 9.3088e-05 |  | 0.00021301 |  | -9.6715e-05 |  | 1.1954e-06 |  | 8.4456e-07 |  | 0.00022195 |  | 0 |  | 0.0003827 |  | 0 |  | 2.3412e-06 |  | 0.00063138 |  | 1.4227e-06
| 5.6069e-05 |  | -2.591e-05 |  | 2.2697e-05 |  | 0 |  | 0 |  | 0 |  | 9.5624e-07 |  | 3.3633e-06 |  | 9.1381e-05 |  | -1.6685e-05 |  | 8.0189e-05 |  | 1.1449e-06 |  | 7.3273e-07 |  | 0.00038187 |  | 0 |  | 0.0003719 |  | 0 |  | 2.3414e-06 |  | 0.00063069 |  | 1.2212e-06
| 8.7811e-05 |  | -0.00011413 |  | 4.0498e-05 |  | 0 |  | 0 |  | 0 |  | 9.7589e-07 |  | 2.1246e-05 |  | 0.00010268 |  | -0.00023448 |  | -0.00012061 |  | 1.1468e-06 |  | 7.5019e-07 |  | 0.00041199 |  | 0 |  | 0.00044009 |  | 0 |  | 2.3415e-06 |  | 0.00062991 |  | 1.1016e-06
| 3.1747e-05 |  | -7.6893e-05 |  | 4.9378e-05 |  | 0 |  | 1.7704e-06 |  | 0 |  | 9.372e-07 |  | 0.00014503 |  | 6.5418e-05 |  | -0.00021685 |  | -0.00031967 |  | 1.175e-06 |  | 9.9644e-07 |  | 0.00023274 |  | 0 |  | 0.00042772 |  | 0 |  | 2.3415e-06 |  | 0.0006315 |  | 1.0764e-06
| 1.6386e-05 |  | 2.6837e-05 |  | 3.1575e-05 |  | 0 |  | 2.5756e-06 |  | 0 |  | 9.4465e-07 |  | -0.00012395 |  | 9.1267e-05 |  | -8.5315e-05 |  | -0.00027763 |  | 1.1874e-06 |  | 1.1784e-06 |  | 0.00016218 |  | 0 |  | 0.00032856 |  | 0 |  | 2.3417e-06 |  | 0.00063542 |  | 1.1897e-06
| 1.6386e-05 |  | 4.212e-06 |  | 0 |  | 0 |  | 1.6103e-06 |  | 0 |  | 1.0252e-06 |  | -0.00030692 |  | 8.3191e-05 |  | -2.3138e-05 |  | -0.00022865 |  | 1.1579e-06 |  | 1.1086e-06 |  | 0.00021965 |  | 0 |  | 0.00040452 |  | 0 |  | 7.8061e-07 |  | 0.00063778 |  | 1.2784e-06
| 0 |  | -6.3927e-05 |  | 3.758e-05 |  | 0 |  | 1.6103e-06 |  | 0 |  | 1.1438e-06 |  | -0.00044621 |  | 7.8337e-05 |  | -1.0735e-05 |  | -0.00024008 |  | 1.0918e-06 |  | 9.5026e-07 |  | 0.00029986 |  | 0 |  | 0.00049677 |  | 0 |  | 7.8066e-07 |  | 0.00063085 |  | 1.1652e-06
| 0 |  | -3.0268e-05 |  | 3.9553e-05 |  | 0 |  | 8.0522e-07 |  | 0 |  | 1.1396e-06 |  | -0.0001855 |  | 6.8647e-05 |  | 0.00019641 |  | -0.0002319 |  | 1.0334e-06 |  | 7.9195e-07 |  | 0.00026459 |  | 0 |  | 0.00042237 |  | 0 |  | 0 |  | 0.00062697 |  | 9.9523e-07
| 1.1263e-05 |  | 4.1435e-06 |  | 1.9733e-06 |  | 0 |  | 8.053e-07 |  | 0 |  | 9.7256e-07 |  | 0.00022665 |  | 0.00020613 |  | 0.00012487 |  | -3.5273e-05 |  | 1.029e-06 |  | 7.2758e-07 |  | 0.00016841 |  | 0 |  | 0.000355 |  | 0 |  | 5.2048e-07 |  | 0.00062783 |  | 9.3841e-07
| 1.1264e-05 |  | -7.0024e-06 |  | 3.8479e-05 |  | 0 |  | 1.6106e-06 |  | 0 |  | 9.2218e-07 |  | 5.3963e-05 |  | 0.00024979 |  | -6.1882e-05 |  | 1.192e-05 |  | 1.065e-06 |  | 7.0409e-07 |  | 0.00017923 |  | 0 |  | 0.00031779 |  | 0 |  | 1.3013e-06 |  | 0.00063093 |  | 1.0141e-06
| 0 |  | -3.6587e-05 |  | 8.4952e-05 |  | 0 |  | 2.5766e-06 |  | 0 |  | 9.8494e-07 |  | -0.00042497 |  | 8.9669e-05 |  | -6.8365e-05 |  | -0.00010013 |  | 1.0233e-06 |  | 6.9813e-07 |  | 0.00018662 |  | 0 |  | 0.00037365 |  | 0 |  | 1.3013e-06 |  | 0.00062791 |  | 1.0329e-06
| 0 |  | -2.6258e-05 |  | 6.3243e-05 |  | 0 |  | 1.7712e-06 |  | 0 |  | 1.0212e-06 |  | -0.00050928 |  | 7.0244e-05 |  | -3.6053e-05 |  | -0.00010836 |  | 9.9571e-07 |  | 6.8608e-07 |  | 0.00015588 |  | 0 |  | 0.00037132 |  | 0 |  | 2.8632e-06 |  | 0.00062171 |  | 9.7601e-07
| 6.1435e-06 |  | -3.3762e-05 |  | 1.6772e-05 |  | 0 |  | 0 |  | 0 |  | 9.2173e-07 |  | -0.0002231 |  | 0.00025595 |  | -0.00022091 |  | 4.3237e-05 |  | 1.0106e-06 |  | 7.741e-07 |  | 0.00015874 |  | 0 |  | 0.00037522 |  | 0 |  | 2.8632e-06 |  | 0.00062408 |  | 9.5087e-07
| 4.9926e-05 |  | -5.6023e-05 |  | 5.5243e-05 |  | 0 |  | 0 |  | 0 |  | 8.6827e-07 |  | -0.00021248 |  | 0.00026397 |  | -0.00038151 |  | -0.00022865 |  | 1.0511e-06 |  | 8.0964e-07 |  | 0.00017465 |  | 0 |  | 0.00036904 |  | 0 |  | 2.8632e-06 |  | 0.00062412 |  | 9.4441e-07
| 5.5045e-05 |  | -0.00013809 |  | 5.5243e-05 |  | 0 |  | 1.7715e-06 |  | 0 |  | 9.421e-07 |  | -8.8531e-05 |  | 0.00010897 |  | -0.00060738 |  | -0.00038345 |  | 1.0826e-06 |  | 8.567e-07 |  | 0.00025088 |  | 0 |  | 0.00033648 |  | 0 |  | 2.8635e-06 |  | 0.00062024 |  | 9.9495e-07
| 1.1261e-05 |  | -0.00014505 |  | 2.3674e-05 |  | 0 |  | 1.7717e-06 |  | 0 |  | 1.0172e-06 |  | 0.0001484 |  | 5.7329e-05 |  | -0.00045577 |  | 6.3934e-05 |  | 1.0814e-06 |  | 8.0979e-07 |  | 0.00025712 |  | 0 |  | 0.00024147 |  | 0 |  | 1.3016e-06 |  | 0.00061334 |  | 9.8275e-07
| 0 |  | 0.00010289 |  | 2.3674e-05 |  | 0 |  | 8.0559e-07 |  | 0 |  | 1.019e-06 |  | 6.0203e-05 |  | 3.149e-05 |  | -0.00017346 |  | 0.00020026 |  | 1.0564e-06 |  | 7.1579e-07 |  | 0.00016838 |  | 0 |  | 0.0002756 |  | 0 |  | 7.8101e-07 |  | 0.00061183 |  | 9.4522e-07
| 0 |  | 0.00016586 |  | 6.9048e-06 |  | 0 |  | 1.6113e-06 |  | 0 |  | 9.6132e-07 |  | -0.0001484 |  | 3.6333e-05 |  | -0.00013937 |  | 6.0684e-05 |  | 1.0713e-06 |  | 6.3933e-07 |  | 0.00018545 |  | 0 |  | 0.00046527 |  | 0 |  | 7.8106e-07 |  | 0.00061028 |  | 1.0462e-06
| 2.3545e-05 |  | 2.4843e-05 |  | 6.9048e-06 |  | 0 |  | 8.0574e-07 |  | 0 |  | 9.7678e-07 |  | -0.00025144 |  | 2.6643e-05 |  | -0.00030567 |  | 5.6892e-06 |  | 1.0527e-06 |  | 7.0387e-07 |  | 0.00017464 |  | 0 |  | 0.00041877 |  | 0 |  | 2.8639e-06 |  | 0.00060799 |  | 1.0528e-06
| 4.7901e-05 |  | 7.3054e-05 |  | 3.1562e-05 |  | 0 |  | 1.772e-06 |  | 0 |  | 1.0143e-06 |  | -0.00023609 |  | 0.00013827 |  | -1.6672e-05 |  | -0.00012136 |  | 1.0142e-06 |  | 9.2684e-07 |  | 0.00015016 |  | 0 |  | 0.00040484 |  | 0 |  | 2.8641e-06 |  | 0.00061036 |  | 1.0146e-06
| 7.2469e-05 |  | 3.3235e-05 |  | 3.1562e-05 |  | 0 |  | 2.578e-06 |  | 0 |  | 9.8609e-07 |  | -0.00026206 |  | 0.00023833 |  | 0.00012487 |  | -0.00017863 |  | 1.0143e-06 |  | 9.6791e-07 |  | 0.0001769 |  | 0 |  | 0.00042816 |  | 0 |  | 1.3019e-06 |  | 0.00062052 |  | 9.8949e-07
| 4.8111e-05 |  | -6.2311e-06 |  | 7.2806e-05 |  | 0 |  | 3.545e-06 |  | 0 |  | 9.3875e-07 |  | -0.00012816 |  | 0.00017348 |  | -0.00033309 |  | -5.9601e-05 |  | 1.0798e-06 |  | 8.7992e-07 |  | 0.00013856 |  | 0 |  | 0.00048553 |  | 0 |  | 2.8645e-06 |  | 0.00063289 |  | 9.4548e-07
| 1.433e-05 |  | 4.3646e-05 |  | 7.28e-05 |  | 0 |  | 2.7394e-06 |  | 0 |  | 9.5913e-07 |  | 7.083e-06 |  | 9.9254e-05 |  | -0.00015312 |  | 9.4439e-05 |  | 1.1699e-06 |  | 8.6252e-07 |  | 0.00012547 |  | 0 |  | 0.00041578 |  | 0 |  | 2.3436e-06 |  | 0.00063685 |  | 8.8861e-07
| 1.433e-05 |  | -5.9599e-05 |  | 0 |  | 0 |  | 1.7723e-06 |  | 0 |  | 1.0366e-06 |  | -0.00013491 |  | 0.00015272 |  | 0.00026098 |  | 0.00029149 |  | 1.1847e-06 |  | 9.2701e-07 |  | 0.00018541 |  | 0 |  | 0.00026453 |  | 0 |  | 2.3438e-06 |  | 0.00063146 |  | 9.4557e-07
| 0 |  | -1.7975e-05 |  | 0 |  | 0 |  | 2.5785e-06 |  | 0 |  | 1.0422e-06 |  | -0.00024081 |  | 0.00011773 |  | 0.00012826 |  | 0.00026169 |  | 1.1128e-06 |  | 9.1564e-07 |  | 0.00020703 |  | 0 |  | 0.00031653 |  | 0 |  | 2.8648e-06 |  | 0.00062607 |  | 1.1851e-06
| 0 |  | 1.0873e-05 |  | 5.2269e-05 |  | 0 |  | 8.0603e-07 |  | 0 |  | 9.9927e-07 |  | 8.0946e-05 |  | 4.0088e-05 |  | -0.00013937 |  | -1.7338e-05 |  | 1.0312e-06 |  | 8.6328e-07 |  | 0.0001652 |  | 0 |  | 0.00022779 |  | 0 |  | 5.2088e-07 |  | 0.00062064 |  | 1.305e-06
| 2.2516e-05 |  | -5.7774e-05 |  | 5.4242e-05 |  | 0 |  | 0 |  | 0 |  | 9.6914e-07 |  | -1.7706e-05 |  | 4.762e-05 |  | -0.00011244 |  | -2.8445e-05 |  | 9.6245e-07 |  | 9.2778e-07 |  | 0.00013334 |  | 0 |  | 0.00025496 |  | 0 |  | 5.2091e-07 |  | 0.00061913 |  | 1.2105e-06
| 4.8913e-05 |  | -7.6933e-06 |  | 5.0298e-05 |  | 0 |  | 1.7728e-06 |  | 0 |  | 9.4525e-07 |  | -0.00019478 |  | 3.1478e-05 |  | -0.00011922 |  | -2.5031e-05 |  | 9.0853e-07 |  | 1.0509e-06 |  | 0.00015469 |  | 0 |  | 0.00041743 |  | 0 |  | 5.2094e-07 |  | 0.00061917 |  | 1.0403e-06
| 2.7418e-05 |  | -1.0218e-05 |  | 4.8316e-05 |  | 0 |  | 1.773e-06 |  | 0 |  | 9.2134e-07 |  | -0.00018887 |  | 0.00012687 |  | -0.00018134 |  | -0.00016688 |  | 8.8804e-07 |  | 1.0389e-06 |  | 0.00013534 |  | 0 |  | 0.00037791 |  | 0 |  | 5.2098e-07 |  | 0.00062158 |  | 1.0087e-06
| 6.2443e-05 |  | 2.9474e-05 |  | 0 |  | 0 |  | 0 |  | 0 |  | 8.5123e-07 |  | 7.083e-06 |  | 0.00020132 |  | -5.8196e-05 |  | -0.00027421 |  | 9.2983e-07 |  | 9.0986e-07 |  | 0.00010228 |  | 0 |  | 0.00034064 |  | 0 |  | 2.8654e-06 |  | 0.0006161 |  | 1.2295e-06
| 7.0625e-05 |  | 4.1208e-05 |  | 0 |  | 0 |  | 8.0618e-07 |  | 0 |  | 8.254e-07 |  | 6.7455e-05 |  | 0.0002593 |  | 3.4977e-05 |  | -0.00029366 |  | 1.0662e-06 |  | 6.928e-07 |  | 9.7955e-05 |  | 0 |  | 0.00033681 |  | 0 |  | 2.8656e-06 |  | 0.00060532 |  | 1.5888e-06
| 2.6409e-05 |  | -2.9464e-05 |  | 8.3023e-05 |  | 0 |  | 1.6126e-06 |  | 0 |  | 8.7538e-07 |  | 2.4789e-05 |  | 0.00020585 |  | 6.3846e-05 |  | -0.0005234 |  | 1.1654e-06 |  | 5.8739e-07 |  | 0.00014069 |  | 0 |  | 0.00026753 |  | 0 |  | 1.3026e-06 |  | 0.00059915 |  | 1.7594e-06
| 1.7197e-05 |  | -3.9032e-05 |  | 8.3016e-05 |  | 0 |  | 2.5794e-06 |  | 0 |  | 9.5526e-07 |  | 0.0002597 |  | 0.00011201 |  | -3.767e-06 |  | -0.00042046 |  | 1.1293e-06 |  | 7.399e-07 |  | 0.00020072 |  | 0 |  | 0.00020778 |  | 0 |  | 7.8161e-07 |  | 0.00059919 |  | 1.6395e-06
| 0 |  | 0.00011605 |  | 5.2256e-05 |  | 0 |  | 1.7735e-06 |  | 0 |  | 9.8435e-07 |  | 0.00024081 |  | 0.0001376 |  | -0.00048873 |  | -0.00026057 |  | 1.1276e-06 |  | 9.276e-07 |  | 0.00021038 |  | 0 |  | 0.00023517 |  | 0 |  | 0 |  | 0.00060773 |  | 1.3432e-06
| 3.1721e-05 |  | 0.00015023 |  | 5.2256e-05 |  | 0 |  | 1.7735e-06 |  | 0 |  | 9.499e-07 |  | 3.0354e-05 |  | 8.7725e-05 |  | -0.00052357 |  | 8.9933e-05 |  | 1.1661e-06 |  | 1.0573e-06 |  | 0.00017683 |  | 0 |  | 0.00034929 |  | 0 |  | 5.2111e-07 |  | 0.00061242 |  | 1.1418e-06
| 3.1721e-05 |  | -2.032e-05 |  | 1.3803e-05 |  | 0 |  | 1.7736e-06 |  | 0 |  | 9.4814e-07 |  | 5.6661e-05 |  | 0.00011218 |  | -8.1926e-05 |  | 0.00034703 |  | 1.1379e-06 |  | 9.5181e-07 |  | 0.0001351 |  | 0 |  | 0.00038502 |  | 0 |  | 4.4297e-06 |  | 0.00061169 |  | 1.1101e-06
| 2.7626e-05 |  | -3.4655e-05 |  | 1.3802e-05 |  | 0 |  | 0 |  | 0 |  | 9.6413e-07 |  | -3.3729e-06 |  | 0.00019274 |  | -0.00018457 |  | 0.00018746 |  | 1.0305e-06 |  | 9.0477e-07 |  | 8.5118e-05 |  | 0 |  | 0.00043007 |  | 0 |  | 3.9088e-06 |  | 0.00060551 |  | 1.1354e-06
| 2.7626e-05 |  | 4.4332e-06 |  | 3.7463e-05 |  | 0 |  | 1.7738e-06 |  | 0 |  | 9.7284e-07 |  | -0.00034352 |  | 0.00022685 |  | -0.00032601 |  | -0.00012061 |  | 9.5856e-07 |  | 1.0279e-06 |  | 5.741e-05 |  | 0 |  | 0.00045882 |  | 0 |  | 7.8176e-07 |  | 0.00059934 |  | 1.1232e-06
| 0 |  | 1.9171e-05 |  | 5.3274e-05 |  | 0 |  | 1.7738e-06 |  | 0 |  | 9.7653e-07 |  | -0.00039309 |  | 0.00012906 |  | -0.00040737 |  | -0.00024691 |  | 1.0647e-06 |  | 1.0333e-06 |  | 0.00014717 |  | 0 |  | 0.00037811 |  | 0 |  | 1.303e-06 |  | 0.00060016 |  | 1.0033e-06
| 2.8431e-05 |  | -5.2873e-05 |  | 1.5809e-05 |  | 0 |  | 0 |  | 0 |  | 9.5385e-07 |  | -0.00017876 |  | 0.000166 |  | -0.00049775 |  | 5.7432e-05 |  | 1.1999e-06 |  | 1.0926e-06 |  | 0.00019215 |  | 0 |  | 0.00024123 |  | 0 |  | 5.2121e-07 |  | 0.0006002 |  | 9.84e-07
| 2.8433e-05 |  | -5.7211e-05 |  | 0 |  | 0 |  | 1.7741e-06 |  | 0 |  | 9.4716e-07 |  | -0.00012395 |  | 0.00019453 |  | 5.0288e-05 |  | 0.00012175 |  | 1.2554e-06 |  | 1.0752e-06 |  | 9.6003e-05 |  | 0 |  | 0.0002785 |  | 0 |  | 5.2128e-07 |  | 0.00059787 |  | 1.1039e-06
| 0 |  | 3.8134e-05 |  | 2.9571e-05 |  | 0 |  | 2.5808e-06 |  | 0 |  | 9.6009e-07 |  | -1.6864e-05 |  | 9.1041e-05 |  | 0.00026744 |  | 9.6444e-05 |  | 1.1955e-06 |  | 1.2278e-06 |  | 4.9933e-05 |  | 0 |  | 0.0003906 |  | 0 |  | 2.867e-06 |  | 0.00059484 |  | 1.1927e-06
| 0 |  | 3.6289e-05 |  | 2.9574e-05 |  | 0 |  | 8.0676e-07 |  | 0 |  | 9.9034e-07 |  | 0.00017707 |  | 0.00012678 |  | -6.8366e-05 |  | -1.4791e-05 |  | 1.101e-06 |  | 1.2339e-06 |  | 8.4129e-05 |  | 0 |  | 0.00030829 |  | 0 |  | 2.3459e-06 |  | 0.00059484 |  | 1.1481e-06
| 0 |  | -7.1208e-05 |  | 0 |  | 0 |  | 8.0676e-07 |  | 0 |  | 9.5279e-07 |  | 0.00024622 |  | 0.00012847 |  | -4.2511e-05 |  | -4.9847e-05 |  | 1.0547e-06 |  | 9.8716e-07 |  | 0.00011289 |  | 0 |  | 0.00038908 |  | 0 |  | 0 |  | 0.00059876 |  | 1.2045e-06
| 7.1612e-06 |  | -5.2652e-05 |  | 0 |  | 0 |  | 1.6137e-06 |  | 0 |  | 8.9009e-07 |  | 0.00020186 |  | 0.00016997 |  | -0.00010566 |  | 3.2997e-05 |  | 1.0149e-06 |  | 7.2837e-07 |  | 0.0001362 |  | 0 |  | 0.00044657 |  | 0 |  | 0 |  | 0.00060501 |  | 1.2363e-06
| 7.1612e-06 |  | -2.1768e-05 |  | 1.0842e-05 |  | 0 |  | 1.6137e-06 |  | 0 |  | 8.6916e-07 |  | -9.5614e-05 |  | 0.00019725 |  | -1.0735e-05 |  | -1.4792e-05 |  | 9.3639e-07 |  | 5.9319e-07 |  | 8.6119e-05 |  | 0 |  | 0.0003099 |  | 0 |  | 7.8206e-07 |  | 0.00061049 |  | 1.0789e-06
| 0 |  | 9.9799e-07 |  | 2.3684e-05 |  | 0 |  | 1.614e-06 |  | 0 |  | 8.9518e-07 |  | -0.00031366 |  | 0.00012809 |  | 5.1119e-05 |  | 0.00013871 |  | 8.767e-07 |  | 8.0515e-07 |  | 8.9521e-05 |  | 0 |  | 0.00037129 |  | 0 |  | 1.3034e-06 |  | 0.00061208 |  | 8.8983e-07
| 0 |  | 9.1953e-06 |  | 1.9744e-05 |  | 0 |  | 8.0691e-07 |  | 0 |  | 8.9202e-07 |  | -0.00013811 |  | 3.658e-05 |  | -5.4806e-05 |  | -6.5999e-05 |  | 9.2489e-07 |  | 9.2276e-07 |  | 0.00013535 |  | 0 |  | 0.00037364 |  | 0 |  | 5.2144e-07 |  | 0.00061056 |  | 9.9084e-07
| 0 |  | 9.6461e-06 |  | 6.8993e-06 |  | 0 |  | 8.0706e-07 |  | 0 |  | 8.5893e-07 |  | -3.3728e-05 |  | 9.4923e-05 |  | -3.2824e-05 |  | -0.00035544 |  | 1.0892e-06 |  | 9.4044e-07 |  | 0.00010862 |  | 0 |  | 0.000355 |  | 0 |  | 0 |  | 0.00060823 |  | 1.2937e-06
| 0 |  | 1.63e-05 |  | 2.6609e-05 |  | 0 |  | 8.0706e-07 |  | 0 |  | 8.5339e-07 |  | -0.00013457 |  | 0.00019779 |  | -0.00027177 |  | -9.6715e-05 |  | 1.1851e-06 |  | 8.9335e-07 |  | 9.5825e-05 |  | 0 |  | 0.00035269 |  | 0 |  | 7.8221e-07 |  | 0.00060905 |  | 1.4454e-06
| 0 |  | 1.8513e-05 |  | 2.6609e-05 |  | 0 |  | 1.7749e-06 |  | 0 |  | 9.3343e-07 |  | -0.00030693 |  | 0.00016539 |  | -0.00026529 |  | 2.8174e-05 |  | 1.1253e-06 |  | 8.4627e-07 |  | 0.00011515 |  | 0 |  | 0.00023075 |  | 0 |  | 1.3038e-06 |  | 0.0006068 |  | 1.3002e-06
| 0 |  | 3.7174e-05 |  | 7.8843e-06 |  | 0 |  | 1.7751e-06 |  | 0 |  | 1.0296e-06 |  | -0.00033644 |  | 6.3863e-05 |  | -0.00011583 |  | 2.2757e-05 |  | 1.0082e-06 |  | 7.4614e-07 |  | 7.8929e-05 |  | 0 |  | 0.00021282 |  | 0 |  | 2.8683e-06 |  | 0.00059825 |  | 1.0475e-06
| 0 |  | 5.3366e-05 |  | 7.8843e-06 |  | 0 |  | 8.0721e-07 |  | 0 |  | 1.034e-06 |  | -6.0203e-05 |  | 2.8237e-05 |  | -0.0002243 |  | -0.00010354 |  | 9.5355e-07 |  | 5.4637e-07 |  | 1.6889e-05 |  | 0 |  | 0.00030219 |  | 0 |  | 2.8685e-06 |  | 0.00059363 |  | 9.0887e-07
| 4.9356e-06 |  | 6.5703e-05 |  | 6.1382e-05 |  | 0 |  | 1.6144e-06 |  | 0 |  | 9.6378e-07 |  | 0.0001113 |  | 9.2821e-05 |  | -0.00031371 |  | -0.00024165 |  | 9.6836e-07 |  | 5.4637e-07 |  | 4.0325e-05 |  | 0 |  | 0.00030494 |  | 0 |  | 1.3039e-06 |  | 0.00059677 |  | 8.2654e-07
| 1.8231e-05 |  | -1.1321e-05 |  | 6.1376e-05 |  | 0 |  | 8.0728e-07 |  | 0 |  | 9.1644e-07 |  | -1.4166e-05 |  | 0.0001523 |  | -0.00048534 |  | -0.00032201 |  | 1.0328e-06 |  | 8.2899e-07 |  | 9.5537e-05 |  | 0 |  | 0.00030028 |  | 0 |  | 7.8241e-07 |  | 0.00060221 |  | 8.5838e-07
| 7.0126e-05 |  | -6.513e-05 |  | 1.5767e-05 |  | 0 |  | 8.0735e-07 |  | 0 |  | 9.387e-07 |  | -6.7457e-06 |  | 0.00012805 |  | -0.00037182 |  | -0.00016038 |  | 1.1199e-06 |  | 1.1117e-06 |  | 8.7015e-05 |  | 0 |  | 0.00043676 |  | 0 |  | 2.3472e-06 |  | 0.00060695 |  | 8.3318e-07
| 5.6825e-05 |  | -0.00013497 |  | 2.0704e-05 |  | 0 |  | 8.0735e-07 |  | 0 |  | 9.2885e-07 |  | -1.7708e-05 |  | 6.3714e-05 |  | -0.00020397 |  | -0.00012061 |  | 1.1328e-06 |  | 1.1292e-06 |  | 4.9928e-05 |  | 0 |  | 0.00043831 |  | 0 |  | 2.3474e-06 |  | 0.00060773 |  | 9.0904e-07
| 0 |  | -7.9641e-05 |  | 4.4356e-05 |  | 0 |  | 8.0735e-07 |  | 0 |  | 9.2761e-07 |  | -0.00013103 |  | 2.205e-05 |  | -0.00039042 |  | -0.00035955 |  | 1.0265e-06 |  | 1.0525e-06 |  | 4.5672e-05 |  | 0 |  | 0.00036764 |  | 0 |  | 2.3475e-06 |  | 0.00060548 |  | 1.0737e-06
| 0 |  | 1.1533e-05 |  | 3.9414e-05 |  | 0 |  | 1.615e-06 |  | 0 |  | 9.2902e-07 |  | -7.7573e-05 |  | 3.8181e-05 |  | -0.0003008 |  | -0.00035543 |  | 8.9014e-07 |  | 9.174e-07 |  | 2.1138e-05 |  | 0 |  | 0.00039251 |  | 0 |  | 2.8692e-06 |  | 0.00060237 |  | 1.1368e-06
| 0 |  | -1.753e-05 |  | 1.5766e-05 |  | 0 |  | 1.6149e-06 |  | 0 |  | 9.4371e-07 |  | -8.4993e-05 |  | 0.00014274 |  | -0.00041755 |  | -0.00017523 |  | 9.1002e-07 |  | 8.0559e-07 |  | 9.4214e-06 |  | 0 |  | 0.00037855 |  | 0 |  | 1.3043e-06 |  | 0.00060085 |  | 1.0861e-06
| 0 |  | -0.00010342 |  | 2.4652e-05 |  | 0 |  | 8.0757e-07 |  | 0 |  | 9.3711e-07 |  | -0.00010118 |  | 0.00016194 |  | -0.0002556 |  | 8.0192e-05 |  | 1.0377e-06 |  | 6.8192e-07 |  | 5.8525e-05 |  | 0 |  | 0.00031249 |  | 0 |  | 7.8261e-07 |  | 0.00060167 |  | 9.9814e-07
| 0 |  | 1.4287e-05 |  | 2.8593e-05 |  | 0 |  | 8.0757e-07 |  | 0 |  | 9.4512e-07 |  | -0.00018769 |  | 0.00021194 |  | -0.0002243 |  | 0.00033679 |  | 1.1363e-06 |  | 7.3507e-07 |  | 5.8525e-05 |  | 0 |  | 0.00037937 |  | 0 |  | 2.348e-06 |  | 0.0005986 |  | 9.7284e-07
| 2.0451e-05 |  | 4.5412e-05 |  | 1.9705e-05 |  | 0 |  | 1.6153e-06 |  | 0 |  | 1.0198e-06 |  | 7.791e-05 |  | 0.00024433 |  | -0.00040737 |  | 0.00028218 |  | 1.1918e-06 |  | 9.1756e-07 |  | 2.4351e-05 |  | 0 |  | 0.0004299 |  | 0 |  | 2.348e-06 |  | 0.00059082 |  | 9.5412e-07
| 2.0451e-05 |  | 1.1304e-05 |  | 3.744e-05 |  | 0 |  | 8.0765e-07 |  | 0 |  | 1.0204e-06 |  | 0.00019899 |  | 0.00015057 |  | -1.668e-05 |  | 0.00015171 |  | 1.2118e-06 |  | 9.3508e-07 |  | 4.5651e-05 |  | 0 |  | 0.00040041 |  | 0 |  | 7.8271e-07 |  | 0.0005909 |  | 9.7293e-07
| 1.3292e-05 |  | 0.000136 |  | 3.7437e-05 |  | 0 |  | 8.0772e-07 |  | 0 |  | 9.4837e-07 |  | 3.5413e-05 |  | 6.0792e-05 |  | -0.000126 |  | -9.3298e-05 |  | 1.2183e-06 |  | 9.1765e-07 |  | 2.1299e-05 |  | 0 |  | 0.00038875 |  | 0 |  | 7.8276e-07 |  | 0.00059479 |  | 1.1183e-06
| 1.3292e-05 |  | -4.2623e-05 |  | 6.8178e-05 |  | 0 |  | 8.0772e-07 |  | 0 |  | 9.3481e-07 |  | 3.3727e-05 |  | 7.7268e-05 |  | -0.00026206 |  | -0.00024165 |  | 1.1371e-06 |  | 9.2369e-07 |  | 0 |  | 0 |  | 0.00034057 |  | 0 |  | 7.8281e-07 |  | 0.00059949 |  | 1.2318e-06
| 0 |  | -0.00016969 |  | 9.8789e-05 |  | 0 |  | 8.0779e-07 |  | 0 |  | 9.6818e-07 |  | 5.3121e-05 |  | 0.00013976 |  | -0.00019041 |  | -2.8445e-05 |  | 1.0277e-06 |  | 9.5942e-07 |  | 0 |  | 0 |  | 0.00038647 |  | 0 |  | 7.8281e-07 |  | 0.00060108 |  | 1.2761e-06
| 7.9965e-06 |  | -2.5212e-05 |  | 7.3959e-05 |  | 0 |  | 8.0779e-07 |  | 0 |  | 1.0199e-06 |  | 0.00015582 |  | 0.00013636 |  | -0.00032941 |  | -0.0001445 |  | 1.0245e-06 |  | 9.2377e-07 |  | 5.4311e-05 |  | 0 |  | 0.00038805 |  | 0 |  | 0 |  | 0.00060035 |  | 1.2449e-06
| 7.9958e-06 |  | -2.6271e-06 |  | 4.3344e-05 |  | 0 |  | 8.0794e-07 |  | 0 |  | 1.0288e-06 |  | 0.00034402 |  | 0.0001217 |  | -0.00044287 |  | -0.00034243 |  | 1.1252e-06 |  | 7.7045e-07 |  | 8.9316e-05 |  | 0 |  | 0.0004114 |  | 0 |  | 0 |  | 0.00060116 |  | 1.1757e-06
| 2.8411e-05 |  | -5.9948e-06 |  | 3.7434e-05 |  | 0 |  | 1.6157e-06 |  | 0 |  | 9.9292e-07 |  | 0.00035768 |  | 0.00010079 |  | -0.0002616 |  | -0.00032883 |  | 1.176e-06 |  | 7.4682e-07 |  | 3.501e-05 |  | 0 |  | 0.00043865 |  | 0 |  | 7.8291e-07 |  | 0.00060198 |  | 1.0997e-06
| 3.25e-05 |  | -2.9589e-05 |  | 3.7434e-05 |  | 0 |  | 8.0801e-07 |  | 0 |  | 9.4687e-07 |  | 9.1064e-05 |  | 0.00013645 |  | -0.00012645 |  | -0.00028066 |  | 1.1582e-06 |  | 9.0589e-07 |  | 4.354e-05 |  | 0 |  | 0.00036632 |  | 0 |  | 7.8296e-07 |  | 0.00060276 |  | 9.5456e-07
| 4.0892e-06 |  | -6.7132e-05 |  | 1.2805e-05 |  | 0 |  | 1.777e-06 |  | 0 |  | 8.5378e-07 |  | -1.0624e-05 |  | 0.00013805 |  | -0.00027176 |  | -0.00018547 |  | 1.1569e-06 |  | 1.1241e-06 |  | 4.3536e-05 |  | 0 |  | 0.00043793 |  | 0 |  | 7.8301e-07 |  | 0.00059583 |  | 9.857e-07
| 0 |  | -1.0832e-05 |  | 1.2806e-05 |  | 0 |  | 1.777e-06 |  | 0 |  | 7.8351e-07 |  | 0.00011687 |  | 5.4555e-05 |  | -0.00034295 |  | -0.00014792 |  | 1.1595e-06 |  | 1.2008e-06 |  | 8.3523e-06 |  | 0 |  | 0.00043949 |  | 0 |  | 2.8711e-06 |  | 0.00058961 |  | 1.0675e-06
| 0 |  | -1.3511e-05 |  | 2.955e-06 |  | 0 |  | 8.0809e-07 |  | 0 |  | 7.5214e-07 |  | -2.3606e-05 |  | 0.00010962 |  | -7.4792e-05 |  | -0.00015713 |  | 1.1654e-06 |  | 1.0945e-06 |  | 8.3508e-06 |  | 0 |  | 0.00051341 |  | 0 |  | 2.8714e-06 |  | 0.00058809 |  | 1.2194e-06
| 0 |  | -2.3013e-05 |  | 3.7511e-05 |  | 0 |  | 1.6163e-06 |  | 0 |  | 7.8242e-07 |  | -0.00018415 |  | 0.00020279 |  | -2.4296e-05 |  | -6.5994e-05 |  | 1.0881e-06 |  | 9.943e-07 |  | 0 |  | 0 |  | 0.00043021 |  | 0 |  | 7.8311e-07 |  | 0.00059202 |  | 1.226e-06
| 0 |  | 3.9599e-05 |  | 5.7206e-05 |  | 0 |  | 8.0816e-07 |  | 0 |  | 8.9525e-07 |  | -0.0001629 |  | 0.0001219 |  | -0.00036669 |  | -7.6234e-05 |  | 1.0462e-06 |  | 9.0606e-07 |  | 1.0646e-06 |  | 0 |  | 0.00034388 |  | 0 |  | 2.3495e-06 |  | 0.00059361 |  | 1.043e-06
| 5.1115e-06 |  | 8.5133e-05 |  | 2.2655e-05 |  | 0 |  | 0 |  | 0 |  | 9.9337e-07 |  | -0.0001113 |  | 4.1117e-05 |  | -5.8655e-05 |  | -0.00022215 |  | 1.1166e-06 |  | 8.7108e-07 |  | 1.0647e-06 |  | 0 |  | 0.00023826 |  | 0 |  | 4.4379e-06 |  | 0.0005921 |  | 8.2824e-07
| 8.002e-06 |  | 2.3111e-05 |  | 3.9393e-05 |  | 0 |  | 0 |  | 0 |  | 1.0138e-06 |  | -0.00011332 |  | 7.0293e-05 |  | -7.1758e-05 |  | -0.00020595 |  | 1.2115e-06 |  | 8.5967e-07 |  | 4.5776e-05 |  | 0 |  | 0.00017757 |  | 0 |  | 4.4382e-06 |  | 0.0005991 |  | 8.5948e-07
| 1.618e-05 |  | -6.5663e-05 |  | 3.9397e-05 |  | 0 |  | 8.0831e-07 |  | 0 |  | 9.4351e-07 |  | -0.00016189 |  | 0.00016245 |  | -0.0002556 |  | 5.7432e-05 |  | 1.2882e-06 |  | 8.3609e-07 |  | 5.0932e-05 |  | 0 |  | 0.00031749 |  | 0 |  | 2.872e-06 |  | 0.00060462 |  | 1.0555e-06
| 2.7404e-05 |  | -6.9507e-05 |  | 3.9393e-05 |  | 0 |  | 8.0831e-07 |  | 0 |  | 8.3744e-07 |  | 9.5617e-05 |  | 0.00016066 |  | -3.7855e-05 |  | -6.2586e-05 |  | 1.2443e-06 |  | 9.1227e-07 |  | 4.3476e-05 |  | 0 |  | 0.00024114 |  | 0 |  | 2.8722e-06 |  | 0.00060462 |  | 1.2581e-06
| 1.4116e-05 |  | -7.5451e-05 |  | 5.6174e-05 |  | 0 |  | 8.0838e-07 |  | 0 |  | 7.666e-07 |  | 0.00013103 |  | 8.9476e-05 |  | -3.1074e-05 |  | -0.00032542 |  | 1.1542e-06 |  | 9.7704e-07 |  | 4.6674e-05 |  | 0 |  | 0.00023104 |  | 0 |  | 2.8722e-06 |  | 0.00060077 |  | 1.4477e-06
| 0 |  | -4.7426e-05 |  | 2.072e-05 |  | 0 |  | 8.0845e-07 |  | 0 |  | 8.1848e-07 |  | -0.00020911 |  | 0.00024119 |  | -0.00011354 |  | -0.00034243 |  | 1.0885e-06 |  | 1.0007e-06 |  | 8.3501e-06 |  | 0 |  | 0.00033543 |  | 0 |  | 5.2224e-07 |  | 0.00059847 |  | 1.5933e-06
| 0 |  | -1.5514e-06 |  | 3.9387e-06 |  | 0 |  | 8.0853e-07 |  | 0 |  | 9.1786e-07 |  | -0.00012041 |  | 0.00029133 |  | -5.1417e-05 |  | -0.00016157 |  | 1.0319e-06 |  | 9.3005e-07 |  | 4.5656e-05 |  | 0 |  | 0.00041639 |  | 0 |  | 5.2228e-07 |  | 0.00060007 |  | 1.7201e-06
| 0 |  | 4.2678e-06 |  | 1.9697e-05 |  | 0 |  | 8.0853e-07 |  | 0 |  | 9.9126e-07 |  | -8.1446e-05 |  | 0.00020105 |  | -0.00037008 |  | -7.2814e-05 |  | 9.7898e-07 |  | 8.6535e-07 |  | 6.2694e-05 |  | 0 |  | 0.00041642 |  | 0 |  | 1.3057e-06 |  | 0.00060166 |  | 1.4922e-06
| 1.022e-06 |  | -3.1125e-05 |  | 1.9695e-05 |  | 0 |  | 0 |  | 0 |  | 9.9373e-07 |  | -0.00014165 |  | 0.0001412 |  | -0.00051712 |  | -1.0831e-05 |  | 9.2352e-07 |  | 8.9498e-07 |  | 2.2183e-05 |  | 0 |  | 0.0003604 |  | 0 |  | 1.3059e-06 |  | 0.00060404 |  | 1.0935e-06
| 1.0219e-06 |  | -0.00014901 |  | 0 |  | 0 |  | 0 |  | 0 |  | 9.5866e-07 |  | 7.791e-05 |  | 0.00014289 |  | -0.00031923 |  | 0.00019684 |  | 9.0618e-07 |  | 8.364e-07 |  | 5.1513e-06 |  | 0 |  | 0.00036663 |  | 0 |  | 1.3058e-06 |  | 0.00060248 |  | 8.0329e-07
| 3.577e-05 |  | -0.00018015 |  | 0 |  | 0 |  | 0 |  | 0 |  | 9.3037e-07 |  | -4.958e-05 |  | 0.00013484 |  | -0.00015311 |  | -5.9167e-05 |  | 9.6754e-07 |  | 7.9534e-07 |  | 2.4338e-05 |  | 0 |  | 0.00033473 |  | 0 |  | 1.3059e-06 |  | 0.00059551 |  | 7.9687e-07
| 3.5767e-05 |  | -7.1986e-05 |  | 7.3821e-05 |  | 0 |  | 1.7785e-06 |  | 0 |  | 8.9026e-07 |  | -0.00030691 |  | 1.5584e-05 |  | -9.739e-05 |  | -0.00037168 |  | 1.0301e-06 |  | 6.5986e-07 |  | 2.4336e-05 |  | 0 |  | 0.00031142 |  | 0 |  | 1.3059e-06 |  | 0.00058781 |  | 1.0118e-06
| 0 |  | -2.4904e-05 |  | 7.382e-05 |  | 0 |  | 1.7786e-06 |  | 0 |  | 8.7307e-07 |  | -0.00018061 |  | 0.00013515 |  | -7.175e-05 |  | -0.00043124 |  | 1.0708e-06 |  | 6.1274e-07 |  | 0 |  | 0 |  | 0.00042509 |  | 0 |  | 7.8366e-07 |  | 0.00058002 |  | 1.1386e-06
| 4.9308e-06 |  | -8.2395e-07 |  | 9.846e-06 |  | 0 |  | 1.7788e-06 |  | 0 |  | 8.6019e-07 |  | 0.00025144 |  | 0.00022371 |  | -0.00014634 |  | -0.00020936 |  | 1.1329e-06 |  | 6.3639e-07 |  | 0 |  | 0 |  | 0.00051543 |  | 0 |  | 0 |  | 0.0005785 |  | 9.9903e-07
| 4.9312e-06 |  | -1.5273e-05 |  | 9.8469e-06 |  | 0 |  | 2.5876e-06 |  | 0 |  | 8.6574e-07 |  | 0.00048905 |  | 0.00012351 |  | -0.00032663 |  | 1.5171e-05 |  | 1.1774e-06 |  | 6.8358e-07 |  | 0 |  | 0 |  | 0.00045937 |  | 0 |  | 5.2248e-07 |  | 0.00058395 |  | 7.5869e-07
| 4.9819e-05 |  | -7.31e-05 |  | 8.8613e-06 |  | 0 |  | 1.6178e-06 |  | 0 |  | 9.1026e-07 |  | 0.00019477 |  | 9.5681e-05 |  | -0.00045144 |  | 2.2758e-06 |  | 1.1698e-06 |  | 7.3083e-07 |  | 0 |  | 0 |  | 0.00039947 |  | 0 |  | 1.3062e-06 |  | 0.00059103 |  | 7.5291e-07
| 4.9819e-05 |  | -4.9064e-05 |  | 8.8613e-06 |  | 0 |  | 8.0889e-07 |  | 0 |  | 9.6333e-07 |  | 1.0117e-05 |  | 6.0755e-05 |  | -0.00037183 |  | 1.5171e-05 |  | 1.0691e-06 |  | 7.3083e-07 |  | 0 |  | 0 |  | 0.00041583 |  | 0 |  | 1.3063e-06 |  | 0.00059337 |  | 8.8609e-07
| 0 |  | 5.9859e-05 |  | 4.9223e-06 |  | 0 |  | 1.7791e-06 |  | 0 |  | 1.0072e-06 |  | 0.00019123 |  | 7.2104e-05 |  | -0.00013278 |  | -0.00018888 |  | 1.0124e-06 |  | 8.5432e-07 |  | 0 |  | 0 |  | 0.00038317 |  | 0 |  | 2.874e-06 |  | 0.00058566 |  | 1.0317e-06
| 0 |  | -2.4557e-05 |  | 1.5777e-05 |  | 0 |  | 1.7791e-06 |  | 0 |  | 1.0165e-06 |  | -4.2497e-05 |  | 0.00012637 |  | -0.00023786 |  | -0.00056777 |  | 1.0486e-06 |  | 9.0152e-07 |  | 2.0069e-05 |  | 0 |  | 0.00036993 |  | 0 |  | 2.874e-06 |  | 0.00057709 |  | 9.9986e-07
| 0 |  | -8.1058e-05 |  | 1.4792e-05 |  | 0 |  | 0 |  | 0 |  | 9.6906e-07 |  | -0.00026644 |  | 0.00010073 |  | -0.00029756 |  | -0.00061225 |  | 1.1474e-06 |  | 8.0176e-07 |  | 2.0069e-05 |  | 0 |  | 0.00038319 |  | 0 |  | 1.3064e-06 |  | 0.0005709 |  | 9.1744e-07
| 4.5979e-05 |  | 6.9723e-05 |  | 2.0713e-05 |  | 0 |  | 1.7794e-06 |  | 0 |  | 9.3766e-07 |  | -0.00021956 |  | 0.00011346 |  | -0.00031584 |  | -0.00039027 |  | 1.2256e-06 |  | 8.1333e-07 |  | 1.0479e-05 |  | 0 |  | 0.00047513 |  | 0 |  | 7.8391e-07 |  | 0.00057015 |  | 9.617e-07
| 6.7231e-05 |  | 2.5137e-05 |  | 6.8953e-05 |  | 0 |  | 1.7794e-06 |  | 0 |  | 1.0167e-06 |  | 2.1249e-05 |  | 0.00017487 |  | -8.8709e-05 |  | -4.8926e-05 |  | 1.1804e-06 |  | 1.0015e-06 |  | 1.0479e-05 |  | 0 |  | 0.00044945 |  | 0 |  | 2.3519e-06 |  | 0.00056941 |  | 1.0059e-06
| 2.125e-05 |  | 1.7417e-05 |  | 8.572e-05 |  | 0 |  | 8.0919e-07 |  | 0 |  | 1.1415e-06 |  | 0.0001113 |  | 0.00017315 |  | 3.8206e-05 |  | -5.3098e-05 |  | 1.0843e-06 |  | 1.1493e-06 |  | 0 |  | 0 |  | 0.0003996 |  | 0 |  | 2.3519e-06 |  | 0.00056785 |  | 1.0567e-06
| 0 |  | 9.5765e-05 |  | 3.3547e-05 |  | 0 |  | 8.0919e-07 |  | 0 |  | 1.1655e-06 |  | -3.5415e-06 |  | 9.7243e-05 |  | -0.0003633 |  | -0.00021619 |  | 1.0062e-06 |  | 1.0609e-06 |  | 0 |  | 0 |  | 0.00031341 |  | 0 |  | 2.352e-06 |  | 0.00057338 |  | 9.6829e-07
| 0 |  | 7.692e-05 |  | 1.8747e-05 |  | 0 |  | 0 |  | 0 |  | 1.0737e-06 |  | -0.00019123 |  | 3.1958e-05 |  | -0.00033279 |  | -4.5513e-05 |  | 9.9794e-07 |  | 8.5463e-07 |  | 0 |  | 0 |  | 0.00031341 |  | 0 |  | 2.8747e-06 |  | 0.00057806 |  | 9.0534e-07
| 0 |  | 4.2543e-05 |  | 2.2683e-05 |  | 0 |  | 8.0926e-07 |  | 0 |  | 9.6191e-07 |  | -0.00042834 |  | 4.4845e-05 |  | -0.00037828 |  | -0.00030017 |  | 1.0205e-06 |  | 7.3721e-07 |  | 0 |  | 0 |  | 0.00035994 |  | 0 |  | 2.8751e-06 |  | 0.0005742 |  | 9.4953e-07
| 0 |  | 4.8792e-05 |  | 3.937e-06 |  | 0 |  | 2.5893e-06 |  | 0 |  | 9.231e-07 |  | -0.00024789 |  | 4.4845e-05 |  | -0.00065484 |  | -0.00028446 |  | 1.0084e-06 |  | 6.6646e-07 |  | 1.5804e-05 |  | 0 |  | 0.00042464 |  | 0 |  | 4.4433e-06 |  | 0.00056566 |  | 1.0003e-06
| 3.2468e-05 |  | 8.1324e-05 |  | 0 |  | 0 |  | 1.7801e-06 |  | 0 |  | 9.2442e-07 |  | -4.958e-05 |  | 0.00010274 |  | -0.00044127 |  | 0.00011833 |  | 9.6778e-07 |  | 6.0719e-07 |  | 1.5804e-05 |  | 0 |  | 0.00045895 |  | 0 |  | 2.8753e-06 |  | 0.00056258 |  | 8.678e-07
| 3.2468e-05 |  | -1.1007e-05 |  | 1.5786e-05 |  | 0 |  | 0 |  | 0 |  | 9.7444e-07 |  | -0.00015515 |  | 0.00017143 |  | -0.00019103 |  | -8.8859e-05 |  | 9.723e-07 |  | 7.3069e-07 |  | 7.7768e-05 |  | 0 |  | 0.00039976 |  | 0 |  | 2.8753e-06 |  | 0.00057119 |  | 7.2219e-07
| 0 |  | -8.5444e-05 |  | 4.8263e-05 |  | 0 |  | 8.0948e-07 |  | 0 |  | 9.5847e-07 |  | -0.00010624 |  | 6.868e-05 |  | -6.4976e-05 |  | -7.2821e-05 |  | 1.0311e-06 |  | 7.7798e-07 |  | 7.7761e-05 |  | 0 |  | 0.00046287 |  | 0 |  | 4.4442e-06 |  | 0.00057353 |  | 7.1575e-07
| 1.7365e-05 |  | 1.423e-05 |  | 5.8128e-05 |  | 0 |  | 8.0955e-07 |  | 0 |  | 8.6406e-07 |  | 2.1249e-05 |  | 5.7328e-05 |  | -3.7856e-05 |  | 6.3719e-05 |  | 1.0564e-06 |  | 7.1932e-07 |  | 0 |  | 0 |  | 0.00050814 |  | 0 |  | 2.3528e-06 |  | 0.00057126 |  | 8.4195e-07
| 1.7365e-05 |  | 2.8755e-05 |  | 4.9271e-05 |  | 0 |  | 0 |  | 0 |  | 7.9056e-07 |  | 0.00011687 |  | 7.6392e-05 |  | -3.955e-06 |  | -0.00012061 |  | 1.0519e-06 |  | 8.0166e-07 |  | 0 |  | 0 |  | 0.00048476 |  | 0 |  | 7.8426e-07 |  | 0.00057282 |  | 1.0506e-06
| 8.1719e-06 |  | 3.5938e-05 |  | 2.3622e-05 |  | 0 |  | 0 |  | 0 |  | 8.0662e-07 |  | 8.769e-05 |  | 1.9064e-05 |  | -6.5111e-05 |  | 2.4923e-05 |  | 1.0584e-06 |  | 9.5485e-07 |  | 2.6456e-05 |  | 0 |  | 0.00037255 |  | 0 |  | 1.3073e-06 |  | 0.0005752 |  | 1.3107e-06
| 6.8331e-05 |  | 7.0796e-05 |  | 3.6413e-05 |  | 0 |  | 8.097e-07 |  | 0 |  | 8.7225e-07 |  | -8.4993e-05 |  | 5.6113e-05 |  | -0.000126 |  | 5.686e-06 |  | 1.0934e-06 |  | 1.1088e-06 |  | 2.6453e-05 |  | 0 |  | 0.0003149 |  | 0 |  | 1.3073e-06 |  | 0.00057835 |  | 1.5899e-06
| 6.0166e-05 |  | -0.00011763 |  | 3.6417e-05 |  | 0 |  | 1.6193e-06 |  | 0 |  | 9.0058e-07 |  | 0.00016999 |  | 5.6118e-05 |  | -3.9554e-06 |  | -0.00015816 |  | 1.0991e-06 |  | 9.0831e-07 |  | 9.4106e-06 |  | 0 |  | 0.00032739 |  | 0 |  | 1.3074e-06 |  | 0.00057605 |  | 1.5326e-06
| 1.4105e-05 |  | -0.00017056 |  | 0 |  | 0 |  | 1.6195e-06 |  | 0 |  | 9.3163e-07 |  | 0.00013491 |  | 2.8725e-05 |  | 5.9192e-06 |  | 3.7928e-05 |  | 1.08e-06 |  | 6.2503e-07 |  | 9.409e-06 |  | 0 |  | 0.00025354 |  | 0 |  | 1.3074e-06 |  | 0.00057531 |  | 1.222e-06
| 2.432e-05 |  | -2.7522e-05 |  | 0 |  | 0 |  | 1.6195e-06 |  | 0 |  | 9.3905e-07 |  | -0.00029039 |  | 0.0001831 |  | -4.1246e-05 |  | 3.2997e-05 |  | 1.0664e-06 |  | 5.251e-07 |  | 5.1486e-06 |  | 0 |  | 0.00035488 |  | 0 |  | 1.3074e-06 |  | 0.00057297 |  | 1.0067e-06
| 1.0213e-05 |  | 9.7808e-06 |  | 0 |  | 0 |  | 1.6195e-06 |  | 0 |  | 9.2484e-07 |  | -0.00024436 |  | 0.00019275 |  | -6.8366e-05 |  | -7.6234e-05 |  | 1.0748e-06 |  | 6.6076e-07 |  | 1.3658e-05 |  | 0 |  | 0.00050054 |  | 0 |  | 1.3075e-06 |  | 0.00056836 |  | 9.5664e-07
| 0 |  | -9.8299e-06 |  | 0 |  | 0 |  | 8.0985e-07 |  | 0 |  | 8.9774e-07 |  | -3.0356e-05 |  | 5.3969e-05 |  | -4.5739e-05 |  | -4.6596e-05 |  | 1.104e-06 |  | 8.6676e-07 |  | 3.2833e-05 |  | 0 |  | 0.00034461 |  | 0 |  | 7.8456e-07 |  | 0.00056369 |  | 1.0835e-06
| 3.5515e-05 |  | 2.4811e-05 |  | 1.0823e-05 |  | 0 |  | 0 |  | 0 |  | 9.2253e-07 |  | 0.00014165 |  | 3.1411e-05 |  | -4.1245e-05 |  | -0.00013768 |  | 1.1357e-06 |  | 9.3166e-07 |  | 2.6446e-05 |  | 0 |  | 0.0002994 |  | 0 |  | 2.3538e-06 |  | 0.00056372 |  | 1.1084e-06
| 3.5518e-05 |  | 0.00015167 |  | 1.0824e-05 |  | 0 |  | 8.0992e-07 |  | 0 |  | 9.7073e-07 |  | 0.00023019 |  | 0.00016055 |  | -0.00029211 |  | -0.00021619 |  | 1.1189e-06 |  | 9.8496e-07 |  | 5.2012e-05 |  | 0 |  | 0.0003197 |  | 0 |  | 2.3538e-06 |  | 0.00057156 |  | 1.0193e-06
| 1.7163e-05 |  | 7.1785e-05 |  | 5.9015e-05 |  | 0 |  | 8.0999e-07 |  | 0 |  | 9.8812e-07 |  | 6.7402e-06 |  | 0.00017825 |  | -0.00052358 |  | -0.00024165 |  | 1.0544e-06 |  | 9.3235e-07 |  | 4.988e-05 |  | 0 |  | 0.00039224 |  | 0 |  | 2.3538e-06 |  | 0.00057627 |  | 1.1403e-06
| 7.0266e-05 |  | -9.241e-05 |  | 5.9015e-05 |  | 0 |  | 8.0999e-07 |  | 0 |  | 9.8441e-07 |  | -7.7916e-05 |  | 9.7677e-05 |  | -0.0003972 |  | -0.00014791 |  | 9.9561e-07 |  | 8.027e-07 |  | 0 |  | 0 |  | 0.00050999 |  | 0 |  | 2.3541e-06 |  | 0.00057393 |  | 1.3179e-06
| 7.7403e-05 |  | -3.0287e-05 |  | 0 |  | 0 |  | 8.1007e-07 |  | 0 |  | 9.5669e-07 |  | -4.6038e-05 |  | 0.00015378 |  | -0.00036669 |  | -8.3062e-05 |  | 1.0015e-06 |  | 6.1374e-07 |  | 0 |  | 0 |  | 0.00050304 |  | 0 |  | 2.3541e-06 |  | 0.00057011 |  | 1.4696e-06
| 6.2084e-05 |  | 6.2146e-05 |  | 0 |  | 0 |  | 8.1014e-07 |  | 0 |  | 9.1784e-07 |  | 0.00018062 |  | 0.00012295 |  | -0.00047517 |  | -0.00032201 |  | 1.1024e-06 |  | 5.726e-07 |  | 3.2839e-05 |  | 0 |  | 0.00046092 |  | 0 |  | 4.447e-06 |  | 0.00056933 |  | 1.311e-06
| 9.906e-05 |  | 2.3213e-05 |  | 3.2468e-05 |  | 0 |  | 1.6203e-06 |  | 0 |  | 8.9559e-07 |  | 0.00018213 |  | 3.3291e-05 |  | -0.00020071 |  | -0.00032293 |  | 1.2517e-06 |  | 5.9017e-07 |  | 9.3548e-05 |  | 0 |  | 0.00052569 |  | 0 |  | 2.8777e-06 |  | 0.00057092 |  | 9.4341e-07
| 6.1279e-05 |  | -4.3034e-05 |  | 3.2468e-05 |  | 0 |  | 8.1022e-07 |  | 0 |  | 9.3152e-07 |  | -0.00012749 |  | 1.5572e-05 |  | -4.1246e-05 |  | 1.2509e-05 |  | 1.3255e-06 |  | 5.9022e-07 |  | 7.1184e-05 |  | 0 |  | 0.00047346 |  | 0 |  | 7.8481e-07 |  | 0.00057096 |  | 8.55e-07
| 1.92e-05 |  | -9.7327e-05 |  | 1.8694e-05 |  | 0 |  | 8.1022e-07 |  | 0 |  | 9.4698e-07 |  | -0.00014874 |  | 0.00010863 |  | -5.8196e-05 |  | 0.00016953 |  | 1.2744e-06 |  | 6.7869e-07 |  | 1.0472e-05 |  | 0 |  | 0.00034556 |  | 0 |  | 0 |  | 0.0005749 |  | 9.2527e-07
| 5.9024e-05 |  | -9.5775e-05 |  | 2.6583e-05 |  | 0 |  | 1.6206e-06 |  | 0 |  | 9.1801e-07 |  | 6.7471e-06 |  | 0.0001199 |  | 9.3095e-05 |  | 0.0001452 |  | 1.1485e-06 |  | 7.3754e-07 |  | 2.6446e-05 |  | 0 |  | 0.00046182 |  | 0 |  | 2.0931e-06 |  | 0.00057805 |  | 1.1154e-06
| 6.5135e-05 |  | 1.4617e-05 |  | 5.7079e-05 |  | 0 |  | 1.6207e-06 |  | 0 |  | 8.8532e-07 |  | 6.0206e-05 |  | 6.3614e-05 |  | 0.00013165 |  | 6.7126e-05 |  | 1.0775e-06 |  | 7.3761e-07 |  | 2.6444e-05 |  | 0 |  | 0.00053752 |  | 0 |  | 2.0932e-06 |  | 0.00057107 |  | 1.3179e-06
| 8.1472e-05 |  | -6.6444e-05 |  | 0.00013032 |  | 0 |  | 8.1036e-07 |  | 0 |  | 9.1129e-07 |  | -0.0001629 |  | 0.00016499 |  | 0.00018589 |  | 8.7609e-05 |  | 1.095e-06 |  | 6.7276e-07 |  | 0 |  | 0 |  | 0.00038539 |  | 0 |  | 5.2331e-07 |  | 0.00055859 |  | 1.4383e-06
| 0.00010696 |  | -3.0034e-05 |  | 0.00010474 |  | 0 |  | 1.7822e-06 |  | 0 |  | 9.7991e-07 |  | -4.958e-05 |  | 0.00016499 |  | 5.7073e-05 |  | 0.00033679 |  | 1.1525e-06 |  | 6.7276e-07 |  | 0 |  | 0 |  | 0.00029336 |  | 0 |  | 1.3084e-06 |  | 0.00054536 |  | 1.5079e-06
| 8.3465e-05 |  | 1.3458e-05 |  | 2.3609e-05 |  | 0 |  | 1.7825e-06 |  | 0 |  | 1.0178e-06 |  | 7.7573e-05 |  | 9.0988e-05 |  | -0.00024268 |  | 0.00013871 |  | 1.1469e-06 |  | 6.3711e-07 |  | 0 |  | 0 |  | 0.00029103 |  | 0 |  | 4.4487e-06 |  | 0.00054305 |  | 1.3689e-06
| 8.0414e-05 |  | -3.6491e-05 |  | 0 |  | 0 |  | 0 |  | 0 |  | 9.8928e-07 |  | -7.4369e-05 |  | 8.1335e-05 |  | -0.00040737 |  | 4.665e-05 |  | 1.0854e-06 |  | 5.8432e-07 |  | 0 |  | 0 |  | 0.00029417 |  | 0 |  | 3.6636e-06 |  | 0.00055089 |  | 1.0967e-06
| 7.9386e-05 |  | 1.4401e-05 |  | 1.0846e-05 |  | 0 |  | 8.1058e-07 |  | 0 |  | 8.6948e-07 |  | -0.00011687 |  | 9.2345e-05 |  | -0.00038703 |  | 9.1018e-06 |  | 1.1037e-06 |  | 5.7291e-07 |  | 0 |  | 0 |  | 0.0003574 |  | 0 |  | 0 |  | 0.00056263 |  | 9.5108e-07
| 6.7154e-05 |  | -2.5794e-05 |  | 3.2488e-05 |  | 0 |  | 1.6212e-06 |  | 0 |  | 7.7116e-07 |  | 0.00027994 |  | 0.00013445 |  | -8.7711e-05 |  | -0.00017989 |  | 1.0985e-06 |  | 6.2565e-07 |  | 0 |  | 0 |  | 0.00045888 |  | 0 |  | 0 |  | 0.00057281 |  | 1.0715e-06
| 6.5107e-05 |  | -3.0073e-05 |  | 2.164e-05 |  | 0 |  | 1.6212e-06 |  | 0 |  | 8.0208e-07 |  | 0.00035768 |  | 6.9205e-05 |  | 0.00015198 |  | -0.00012403 |  | 1.0823e-06 |  | 7.851e-07 |  | 0 |  | 0 |  | 0.00058764 |  | 0 |  | 2.0938e-06 |  | 0.00057281 |  | 1.3313e-06
| 8.346e-05 |  | 5.4507e-05 |  | 0 |  | 0 |  | 1.6215e-06 |  | 0 |  | 9.018e-07 |  | 3.8957e-05 |  | 3.1935e-05 |  | -2.0905e-05 |  | -0.00012744 |  | 1.0495e-06 |  | 9.2713e-07 |  | 0 |  | 0 |  | 0.00053542 |  | 0 |  | 2.8793e-06 |  | 0.00056508 |  | 1.5724e-06
| 0.00012135 |  | 4.7327e-05 |  | 2.0704e-05 |  | 0 |  | 2.5935e-06 |  | 0 |  | 1.0211e-06 |  | 0.00013811 |  | 4.1059e-05 |  | -3.7847e-05 |  | -0.00023326 |  | 1.0766e-06 |  | 9.5069e-07 |  | 0 |  | 0 |  | 0.00037074 |  | 0 |  | 7.8521e-07 |  | 0.00055884 |  | 1.5976e-06
| 0.00013047 |  | -2.8133e-05 |  | 3.4475e-05 |  | 0 |  | 3.5663e-06 |  | 0 |  | 1.067e-06 |  | 8.7686e-05 |  | 1.2078e-05 |  | -0.00016197 |  | -0.00027091 |  | 1.0587e-06 |  | 8.6233e-07 |  | 1.1696e-05 |  | 0 |  | 0.00041994 |  | 0 |  | 7.8531e-07 |  | 0.00055809 |  | 1.471e-06
| 0.00020476 |  | -6.4249e-05 |  | 6.5032e-05 |  | 0 |  | 1.783e-06 |  | 0 |  | 1.0465e-06 |  | 0.00011333 |  | 3.7841e-05 |  | -0.00039042 |  | -0.00028787 |  | 9.4543e-07 |  | 8.6225e-07 |  | 1.1695e-05 |  | 0 |  | 0.00044338 |  | 0 |  | 7.8531e-07 |  | 0.00056203 |  | 1.2488e-06
| 0.00025356 |  | -6.97e-05 |  | 8.0776e-05 |  | 0 |  | 0 |  | 0 |  | 1.0424e-06 |  | -3.5314e-06 |  | 5.0725e-05 |  | 1.6386e-05 |  | -6.5994e-05 |  | 9.1003e-07 |  | 8.4482e-07 |  | 0 |  | 0 |  | 0.00042702 |  | 0 |  | 0 |  | 0.00056051 |  | 8.9998e-07
| 0.00022688 |  | 7.8682e-06 |  | 2.9506e-05 |  | 0 |  | 0 |  | 0 |  | 1.0436e-06 |  | -0.00013457 |  | 7.3118e-05 |  | 0.00019945 |  | 0.00017295 |  | 9.4625e-07 |  | 7.7386e-07 |  | 4.3471e-05 |  | 0 |  | 0.00054645 |  | 0 |  | 2.0944e-06 |  | 0.00055582 |  | 8.049e-07
| 0.00029324 |  | -6.6575e-06 |  | 4.9175e-06 |  | 0 |  | 1.7833e-06 |  | 0 |  | 1.0393e-06 |  | 0 |  | 0.00013272 |  | -0.00010386 |  | 6.3937e-05 |  | 1.0795e-06 |  | 6.9684e-07 |  | 4.3471e-05 |  | 0 |  | 0.00054418 |  | 0 |  | 2.88e-06 |  | 0.00055355 |  | 9.7617e-07
| 0.00037489 |  | 2.8229e-05 |  | 3.9418e-05 |  | 0 |  | 2.5947e-06 |  | 0 |  | 9.968e-07 |  | -0.00013103 |  | 9.2606e-05 |  | -0.00028872 |  | -1.1372e-06 |  | 1.1198e-06 |  | 7.7946e-07 |  | 0 |  | 0 |  | 0.00045049 |  | 0 |  | 1.3091e-06 |  | 0.00055511 |  | 1.2623e-06
| 0.00041179 |  | 1.0982e-05 |  | 8.6631e-05 |  | 0 |  | 1.6219e-06 |  | 0 |  | 9.6083e-07 |  | 0 |  | 0.00016181 |  | -0.00010566 |  | -7.282e-05 |  | 1.0854e-06 |  | 1.0632e-06 |  | 0 |  | 0 |  | 0.00047629 |  | 0 |  | 1.3092e-06 |  | 0.00055827 |  | 1.313e-06
| 0.00045485 |  | 7.6136e-05 |  | 5.2122e-05 |  | 0 |  | 2.5949e-06 |  | 0 |  | 9.4058e-07 |  | 0.00012142 |  | 0.00016985 |  | -0.00014583 |  | -0.00023515 |  | 1.0455e-06 |  | 1.1405e-06 |  | 1.8983e-05 |  | 0 |  | 0.00047085 |  | 0 |  | 1.3092e-06 |  | 0.00055284 |  | 1.1732e-06
| 0.00043444 |  | 0.00014525 |  | 6.8841e-06 |  | 0 |  | 3.5676e-06 |  | 0 |  | 8.9293e-07 |  | -0.00011332 |  | 0.00011994 |  | -3.7855e-05 |  | 0.00012858 |  | 1.0604e-06 |  | 9.8093e-07 |  | 1.8983e-05 |  | 0 |  | 0.00048884 |  | 0 |  | 5.2374e-07 |  | 0.00054975 |  | 1.1478e-06
| 0.00045084 |  | 1.168e-05 |  | 6.8835e-06 |  | 0 |  | 1.7838e-06 |  | 0 |  | 8.4095e-07 |  | -6.3739e-05 |  | 0.00015992 |  | 0.00010453 |  | 0.00022074 |  | 1.1011e-06 |  | 8.3898e-07 |  | 0 |  | 0 |  | 0.00051227 |  | 0 |  | 0 |  | 0.00054585 |  | 1.2051e-06
| 0.00054673 |  | 5.1844e-05 |  | 3.2454e-05 |  | 0 |  | 8.1117e-07 |  | 0 |  | 8.0266e-07 |  | 0.00018769 |  | 0.00013101 |  | -0.00015989 |  | -3.1858e-05 |  | 1.0973e-06 |  | 7.796e-07 |  | 0 |  | 0 |  | 0.00040222 |  | 0 |  | 7.8561e-07 |  | 0.0005467 |  | 1.2117e-06
| 0.00064763 |  | 9.0585e-05 |  | 3.2451e-05 |  | 0 |  | 1.6225e-06 |  | 0 |  | 8.4172e-07 |  | 0.00013491 |  | 8.2957e-05 |  | -0.00021039 |  | 0.00010294 |  | 1.1136e-06 |  | 9.2772e-07 |  | 1.7917e-05 |  | 0 |  | 0.00047485 |  | 0 |  | 7.8571e-07 |  | 0.00054982 |  | 1.1102e-06
| 0.00078203 |  | 5.5126e-05 |  | 3.8351e-05 |  | 0 |  | 8.1124e-07 |  | 0 |  | 9.686e-07 |  | -7.0827e-05 |  | 6.3584e-05 |  | -0.00010227 |  | 0.00016612 |  | 1.1537e-06 |  | 1.1049e-06 |  | 1.7917e-05 |  | 0 |  | 0.00053658 |  | 0 |  | 7.8571e-07 |  | 0.00055142 |  | 1.0913e-06
| 0.00081152 |  | -1.3381e-05 |  | 5.7078e-05 |  | 0 |  | 1.7843e-06 |  | 0 |  | 1.1216e-06 |  | -0.00023373 |  | 0.00018138 |  | -3.1074e-05 |  | 0.00010809 |  | 1.214e-06 |  | 1.1578e-06 |  | 4.0804e-06 |  | 0 |  | 0.00031713 |  | 0 |  | 1.3096e-06 |  | 0.00054911 |  | 1.1422e-06
| 0.00096512 |  | -8.0334e-05 |  | 7.2806e-05 |  | 0 |  | 1.7843e-06 |  | 0 |  | 1.1315e-06 |  | -0.00023373 |  | 0.00020244 |  | 6.3846e-05 |  | 0.00021391 |  | 1.1642e-06 |  | 1.1226e-06 |  | 4.08e-06 |  | 0 |  | 0.0002609 |  | 0 |  | 5.2384e-07 |  | 0.00053821 |  | 1.2373e-06
| 0.0012634 |  | -5.3635e-06 |  | 5.408e-05 |  | 0 |  | 8.1139e-07 |  | 0 |  | 9.7001e-07 |  | -0.0002597 |  | 6.7479e-05 |  | 0.00014152 |  | 0.00019722 |  | 1.0666e-06 |  | 1.005e-06 |  | 0 |  | 0 |  | 0.00031014 |  | 0 |  | 5.2388e-07 |  | 0.00053278 |  | 1.2505e-06
| 0.0014692 |  | 0.00010655 |  | 0 |  | 0 |  | 1.6229e-06 |  | 0 |  | 8.3576e-07 |  | -0.00043205 |  | 0 |  | 2.6556e-05 |  | -2.8445e-05 |  | 9.8447e-07 |  | 8.9277e-07 |  | 0 |  | 0 |  | 0.00035857 |  | 0 |  | 2.8815e-06 |  | 0.00053278 |  | 1.1554e-06
| 0.0015872 |  | 6.3014e-05 |  | 0 |  | 0 |  | 1.6229e-06 |  | 0 |  | 8.3328e-07 |  | -0.00035768 |  | 0 |  | -0.00020736 |  | 1.2523e-05 |  | 9.9483e-07 |  | 7.3315e-07 |  | 0 |  | 0 |  | 0.00044378 |  | 0 |  | 2.3577e-06 |  | 0.00054222 |  | 1.1359e-06
| 0.0017034 |  | 1.7076e-05 |  | 3.1464e-05 |  | 0 |  | 1.6231e-06 |  | 0 |  | 9.2128e-07 |  | -0.00026915 |  | 1.4217e-05 |  | -0.00030567 |  | 8.0791e-05 |  | 1.0758e-06 |  | 4.4369e-07 |  | 1.5943e-05 |  | 0 |  | 0.00048597 |  | 0 |  | 2.3577e-06 |  | 0.00055472 |  | 1.1549e-06
| 0.0019465 |  | 0.0001656 |  | 3.4418e-05 |  | 0 |  | 8.1154e-07 |  | 0 |  | 9.4976e-07 |  | -0.00030811 |  | 4.4264e-05 |  | -0.00031245 |  | -0.00015133 |  | 1.1516e-06 |  | 2.9559e-07 |  | 1.5941e-05 |  | 0 |  | 0.00050553 |  | 0 |  | 2.358e-06 |  | 0.00056101 |  | 1.0793e-06
| 0.0023854 |  | 0.00020634 |  | 1.8687e-05 |  | 0 |  | 8.1161e-07 |  | 0 |  | 8.7492e-07 |  | -0.00038113 |  | 3.0049e-05 |  | -0.00034923 |  | -5.635e-05 |  | 1.2151e-06 |  | 4.6073e-07 |  | 0 |  | 0 |  | 0.00042977 |  | 0 |  | 2.3579e-06 |  | 0.00055714 |  | 9.3338e-07
| 0.0027443 |  | 0.00014027 |  | 1.5731e-05 |  | 0 |  | 8.1161e-07 |  | 0 |  | 8.3591e-07 |  | -0.00010979 |  | 9.9225e-05 |  | -0.00035991 |  | -2.8447e-05 |  | 1.1802e-06 |  | 7.3268e-07 |  | 1.7914e-05 |  | 0 |  | 0.00045712 |  | 0 |  | 6.0265e-06 |  | 0.00054698 |  | 8.8841e-07
| 0.0031092 |  | 2.8533e-05 |  | 2.4577e-05 |  | 0 |  | 0 |  | 0 |  | 8.8243e-07 |  | 1.4169e-05 |  | 0.0001956 |  | -0.00027177 |  | -1.4792e-05 |  | 1.144e-06 |  | 9.1608e-07 |  | 1.7913e-05 |  | 0 |  | 0.00052204 |  | 0 |  | 6.0265e-06 |  | 0.0005408 |  | 9.263e-07
| 0.0034933 |  | -8.1338e-06 |  | 2.4579e-05 |  | 0 |  | 8.1176e-07 |  | 0 |  | 9.5187e-07 |  | -0.00018415 |  | 0.00012483 |  | -0.00023448 |  | 0.00023781 |  | 1.1079e-06 |  | 8.5727e-07 |  | 9.4007e-06 |  | 0 |  | 0.00052751 |  | 0 |  | 2.3583e-06 |  | 0.00053845 |  | 1.0027e-06
| 0.0037895 |  | -5.9611e-05 |  | 7.8806e-05 |  | 0 |  | 1.6235e-06 |  | 0 |  | 9.6054e-07 |  | -3.0355e-05 |  | 0.00011348 |  | -0.00014583 |  | 0.0001127 |  | 1.1338e-06 |  | 6.7999e-07 |  | 9.3999e-06 |  | 0 |  | 0.00055646 |  | 0 |  | 0 |  | 0.00054083 |  | 1.092e-06
| 0.0043508 |  | -9.5758e-05 |  | 8.4718e-05 |  | 0 |  | 1.6237e-06 |  | 0 |  | 9.4143e-07 |  | 0.00027977 |  | 0.00015988 |  | -0.000126 |  | -0.00028104 |  | 1.1533e-06 |  | 7.0919e-07 |  | 0 |  | 0 |  | 0.00050573 |  | 0 |  | 5.2411e-07 |  | 0.00054012 |  | 1.0797e-06
| 0.0048005 |  | -9.8565e-05 |  | 5.5063e-05 |  | 0 |  | 1.6237e-06 |  | 0 |  | 9.6744e-07 |  | 0.00023727 |  | 7.4831e-05 |  | -0.00028872 |  | -0.00041758 |  | 1.1261e-06 |  | 8.7495e-07 |  | 0 |  | 0 |  | 0.00039862 |  | 0 |  | 2.8828e-06 |  | 0.00053305 |  | 1.0921e-06
| 0.0051575 |  | -8.8239e-05 |  | 7.1819e-05 |  | 0 |  | 8.119e-07 |  | 0 |  | 1.0066e-06 |  | 0.00016644 |  | 0 |  | -0.00028872 |  | -0.00023666 |  | 1.0964e-06 |  | 9.224e-07 |  | 0 |  | 0 |  | 0.00036974 |  | 0 |  | 4.4555e-06 |  | 0.00052608 |  | 1.1554e-06
| 0.005771 |  | -2.5672e-05 |  | 5.1169e-05 |  | 0 |  | 8.119e-07 |  | 0 |  | 1.0189e-06 |  | 0.00022934 |  | 6.7461e-05 |  | -0.00028142 |  | -5.6349e-05 |  | 1.0265e-06 |  | 7.9791e-07 |  | 0 |  | 0 |  | 0.00038775 |  | 0 |  | 6.028e-06 |  | 0.00052924 |  | 1.4032e-06
| 0.0063663 |  | -6.2504e-05 |  | 2.8507e-05 |  | 0 |  | 8.1198e-07 |  | 0 |  | 9.8001e-07 |  | -7.0828e-05 |  | 0.00016667 |  | -0.00028533 |  | -0.00020595 |  | 1.09e-06 |  | 5.6175e-07 |  | 8.3346e-06 |  | 0 |  | 0.0004839 |  | 0 |  | 4.4558e-06 |  | 0.00054097 |  | 1.4861e-06
| 0.0067954 |  | -3.7305e-05 |  | 5.7252e-05 |  | 0 |  | 0 |  | 0 |  | 9.5284e-07 |  | -0.00011333 |  | 9.9199e-05 |  | -0.00012939 |  | -0.00022643 |  | 1.1827e-06 |  | 5.9763e-07 |  | 8.3339e-06 |  | 0 |  | 0.0004855 |  | 0 |  | 1.3106e-06 |  | 0.00054726 |  | 1.3467e-06
| 0.007262 |  | -3.0078e-05 |  | 5.7257e-05 |  | 0 |  | 0 |  | 0 |  | 9.3611e-07 |  | -3.8956e-05 |  | 5.8958e-05 |  | -0.00010905 |  | -5.5753e-05 |  | 1.1963e-06 |  | 7.6283e-07 |  | 0 |  | 0 |  | 0.00032447 |  | 0 |  | 7.8636e-07 |  | 0.00054886 |  | 1.1876e-06
| 0.0078684 |  | 2.8962e-05 |  | 6.4621e-05 |  | 0 |  | 0 |  | 0 |  | 9.1327e-07 |  | -0.00012749 |  | 9.2472e-05 |  | -0.00042771 |  | -8.6475e-05 |  | 1.1045e-06 |  | 8.2789e-07 |  | 0 |  | 0 |  | 0.00033778 |  | 0 |  | 2.3594e-06 |  | 0.00054577 |  | 1.0162e-06
| 0.0083622 |  | 6.443e-05 |  | 8.4325e-05 |  | 0 |  | 8.1212e-07 |  | 0 |  | 9.2194e-07 |  | -4.7217e-05 |  | 6.6778e-05 |  | -0.00037506 |  | -0.00017013 |  | 1.0138e-06 |  | 8.1635e-07 |  | 0 |  | 0 |  | 0.00035579 |  | 0 |  | 2.8837e-06 |  | 0.00053955 |  | 8.6419e-07
| 0.0089075 |  | -6.9748e-05 |  | 6.5901e-05 |  | 0 |  | 1.6244e-06 |  | 0 |  | 9.9391e-07 |  | 1.7708e-05 |  | 9.9013e-05 |  | 5.0286e-05 |  | -0.00028445 |  | 9.8666e-07 |  | 8.1643e-07 |  | 0 |  | 0 |  | 0.00042463 |  | 0 |  | 1.3108e-06 |  | 0.00053332 |  | 9.7189e-07
| 0.0095064 |  | -0.00010901 |  | 4.6193e-05 |  | 0 |  | 1.6244e-06 |  | 0 |  | 1.0676e-06 |  | 0.00013457 |  | 0.00014567 |  | -0.00019719 |  | -8.6468e-05 |  | 1.008e-06 |  | 8.5773e-07 |  | 0 |  | 0 |  | 0.0004911 |  | 0 |  | 7.8656e-07 |  | 0.0005302 |  | 1.118e-06
| 0.0099783 |  | 1.3582e-05 |  | 3.7351e-05 |  | 0 |  | 1.6245e-06 |  | 0 |  | 1.0808e-06 |  | -0.00018415 |  | 0.00013945 |  | -0.00044805 |  | -0.00010354 |  | 1.1571e-06 |  | 8.9305e-07 |  | 2.0187e-05 |  | 0 |  | 0.00052163 |  | 0 |  | 7.8656e-07 |  | 0.00053258 |  | 1.0672e-06
| 0.010426 |  | 6.2349e-05 |  | 6.7887e-05 |  | 0 |  | 2.5989e-06 |  | 0 |  | 1.0257e-06 |  | -0.00033289 |  | 5.9514e-05 |  | -0.00026498 |  | -0.00018205 |  | 1.2402e-06 |  | 9.4659e-07 |  | 2.0186e-05 |  | 0 |  | 0.00056546 |  | 0 |  | 1.3109e-06 |  | 0.00053496 |  | 8.1941e-07
| 0.010895 |  | 2.2384e-05 |  | 6.0024e-05 |  | 0 |  | 1.7865e-06 |  | 0 |  | 1.0319e-06 |  | -5.0592e-05 |  | 2.5472e-05 |  | -0.0002104 |  | 9.3194e-05 |  | 1.1877e-06 |  | 1.0535e-06 |  | 0 |  | 0 |  | 0.00049275 |  | 0 |  | 5.2444e-07 |  | 0.00053734 |  | 5.7802e-07
| 0.011695 |  | 1.3943e-05 |  | 2.9483e-05 |  | 0 |  | 0 |  | 0 |  | 1.0438e-06 |  | 2.8331e-05 |  | 8.1249e-05 |  | -0.00020397 |  | 8.42e-05 |  | 1.0291e-06 |  | 1.036e-06 |  | 0 |  | 0 |  | 0.00044194 |  | 0 |  | 5.2444e-07 |  | 0.00053972 |  | 6.2244e-07
| 0.012287 |  | -4.5722e-05 |  | 0.00010202 |  | 0 |  | 0 |  | 0 |  | 1.0208e-06 |  | 0.00015228 |  | 5.5784e-05 |  | -0.00013278 |  | -0.00023667 |  | 9.636e-07 |  | 9.3513e-07 |  | 0 |  | 0 |  | 0.00048265 |  | 0 |  | 5.2448e-07 |  | 0.0005421 |  | 7.6272e-07
| 0.012805 |  | 4.5728e-05 |  | 0.00010201 |  | 0 |  | 1.7869e-06 |  | 0 |  | 9.8621e-07 |  | 0.00014166 |  | 0.00010712 |  | -0.00028871 |  | -0.00026739 |  | 1.0123e-06 |  | 9.5284e-07 |  | 2.2162e-05 |  | 0 |  | 0.00050299 |  | 0 |  | 5.2448e-07 |  | 0.00054053 |  | 9.7224e-07
| 0.013384 |  | 0.00012153 |  | 0 |  | 0 |  | 1.787e-06 |  | 0 |  | 9.212e-07 |  | -9.2076e-05 |  | 0.00010712 |  | -0.00042431 |  | -0.00020594 |  | 1.0215e-06 |  | 1.0003e-06 |  | 2.7473e-05 |  | 0 |  | 0.00050849 |  | 0 |  | 2.885e-06 |  | 0.00053431 |  | 1.0356e-06
| 0.014024 |  | 3.8107e-05 |  | 0 |  | 0 |  | 8.1256e-07 |  | 0 |  | 8.8525e-07 |  | -0.00016189 |  | 7.9905e-05 |  | -0.00041379 |  | -0.00021889 |  | 1.059e-06 |  | 9.6448e-07 |  | 5.3108e-06 |  | 0 |  | 0.00057737 |  | 0 |  | 2.3604e-06 |  | 0.00052887 |  | 9.9126e-07
| 0.014782 |  | -2.7686e-05 |  | 5.4051e-05 |  | 0 |  | 1.6251e-06 |  | 0 |  | 8.6913e-07 |  | -2.8331e-05 |  | 0.00016322 |  | -0.00037686 |  | -0.00019571 |  | 1.0908e-06 |  | 8.3989e-07 |  | 0 |  | 0 |  | 0.00056802 |  | 0 |  | 0 |  | 0.00052656 |  | 1.0291e-06
| 0.015561 |  | -5.1383e-05 |  | 5.6017e-05 |  | 0 |  | 8.1264e-07 |  | 0 |  | 8.7293e-07 |  | 0.0002479 |  | 8.3305e-05 |  | -2.0905e-05 |  | 0.00010809 |  | 1.1875e-06 |  | 8.9345e-07 |  | 0 |  | 0 |  | 0.00052581 |  | 0 |  | 5.2461e-07 |  | 0.00052894 |  | 1.0925e-06
| 0.016343 |  | -2.7091e-05 |  | 1.9701e-06 |  | 0 |  | 8.1271e-07 |  | 0 |  | 8.6991e-07 |  | 0.00017353 |  | 0 |  | -7.8529e-05 |  | 0.00017636 |  | 1.2796e-06 |  | 9.3547e-07 |  | 0 |  | 0 |  | 0.00043194 |  | 0 |  | 1.3115e-06 |  | 0.00053445 |  | 9.9144e-07
| 0.016871 |  | 8.8231e-05 |  | 2.3639e-05 |  | 0 |  | 2.6001e-06 |  | 0 |  | 8.7487e-07 |  | -0.0003506 |  | 0.00011221 |  | -0.00024464 |  | -7.6234e-05 |  | 1.3036e-06 |  | 7.7561e-07 |  | 4.8751e-05 |  | 0 |  | 0.00043429 |  | 0 |  | 1.3116e-06 |  | 0.00053993 |  | 8.3283e-07
| 0.017637 |  | 0.00013262 |  | 6.2945e-05 |  | 0 |  | 3.575e-06 |  | 0 |  | 9.2021e-07 |  | -0.00028669 |  | 0.00011221 |  | -0.00015228 |  | 2.1673e-06 |  | 1.2603e-06 |  | 6.6322e-07 |  | 4.8751e-05 |  | 0 |  | 0.00050631 |  | 0 |  | 1.3116e-06 |  | 0.00054387 |  | 8.3291e-07
| 0.018578 |  | -2.7537e-05 |  | 3.9303e-05 |  | 0 |  | 3.5753e-06 |  | 0 |  | 9.5751e-07 |  | -3.5415e-06 |  | 5.8989e-06 |  | -0.00021414 |  | 8.0786e-05 |  | 1.1924e-06 |  | 7.7575e-07 |  | 5.1404e-06 |  | 0 |  | 0.00050086 |  | 0 |  | 1.3117e-06 |  | 0.00054312 |  | 9.4135e-07
| 0.019366 |  | -2.5214e-05 |  | 2.0634e-05 |  | 0 |  | 2.6005e-06 |  | 0 |  | 8.7503e-07 |  | 0.00013103 |  | 0.00011186 |  | 5.0286e-05 |  | 5.0065e-05 |  | 1.147e-06 |  | 9.7698e-07 |  | 5.1404e-06 |  | 0 |  | 0.00055725 |  | 0 |  | 1.3118e-06 |  | 0.00053768 |  | 9.7921e-07
| 0.020055 |  | 9.6551e-05 |  | 5.9044e-05 |  | 0 |  | 8.1286e-07 |  | 0 |  | 8.1115e-07 |  | 0.00014165 |  | 0.00021816 |  | 0.00020623 |  | -8.6475e-05 |  | 1.0925e-06 |  | 8.7667e-07 |  | 0 |  | 0 |  | 0.00059016 |  | 0 |  | 7.8711e-07 |  | 0.00053615 |  | 9.7921e-07
| 0.020822 |  | 0.00012826 |  | 6.0027e-05 |  | 0 |  | 8.13e-07 |  | 0 |  | 8.4913e-07 |  | 0.0001027 |  | 0.00017453 |  | -0.0003294 |  | 6.7131e-05 |  | 1.0155e-06 |  | 6.2205e-07 |  | 0 |  | 0 |  | 0.00051971 |  | 0 |  | 0 |  | 0.00053537 |  | 9.03e-07
| 0.021853 |  | 3.509e-05 |  | 2.1615e-05 |  | 0 |  | 8.1293e-07 |  | 0 |  | 9.2844e-07 |  | 4.6037e-05 |  | 6.2326e-05 |  | -0.00066841 |  | 0.00034021 |  | 1.0018e-06 |  | 5.7457e-07 |  | 0 |  | 0 |  | 0.00048455 |  | 0 |  | 0 |  | 0.00053152 |  | 8.3893e-07
| 0.023137 |  | -7.3677e-05 |  | 3.6352e-05 |  | 0 |  | 8.1308e-07 |  | 0 |  | 9.2861e-07 |  | 0.00011804 |  | 0.00010765 |  | -0.00033632 |  | 0.00024274 |  | 1.0941e-06 |  | 7.936e-07 |  | 0 |  | 0 |  | 0.00035852 |  | 0 |  | 7.8721e-07 |  | 0.00052056 |  | 7.5681e-07
| 0.024271 |  | -6.0385e-05 |  | 5.3094e-05 |  | 0 |  | 1.6262e-06 |  | 0 |  | 8.8891e-07 |  | 3.5401e-06 |  | 0.00011516 |  | -0.00012939 |  | -8.6475e-05 |  | 1.1382e-06 |  | 1.0302e-06 |  | 4.9805e-05 |  | 0 |  | 0.000274 |  | 0 |  | 7.8721e-07 |  | 0.00050964 |  | 7.7574e-07
| 0.025074 |  | -3.4616e-05 |  | 2.9514e-05 |  | 0 |  | 1.6262e-06 |  | 0 |  | 9.6645e-07 |  | -0.00032581 |  | 7.5071e-06 |  | -9.5486e-05 |  | -0.00028446 |  | 1.111e-06 |  | 1.0423e-06 |  | 4.9805e-05 |  | 0 |  | 0.00042355 |  | 0 |  | 3.9363e-06 |  | 0.00051123 |  | 8.3908e-07
| 0.026117 |  | -5.4772e-05 |  | 1.2772e-05 |  | 0 |  | 1.6263e-06 |  | 0 |  | 1.1136e-06 |  | -0.00028332 |  | 5.0939e-05 |  | 0.00012826 |  | -0.00015475 |  | 1.0066e-06 |  | 9.5362e-07 |  | 2.1092e-05 |  | 0 |  | 0.00041966 |  | 0 |  | 4.4614e-06 |  | 0.00051753 |  | 8.7769e-07
| 0.027403 |  | -0.00014162 |  | 6.402e-05 |  | 0 |  | 8.1322e-07 |  | 0 |  | 1.1583e-06 |  | -2.479e-05 |  | 0.00011835 |  | -9.887e-05 |  | 9.7853e-05 |  | 9.3342e-07 |  | 1.0778e-06 |  | 4.7638e-05 |  | 0 |  | 0.00039539 |  | 0 |  | 2.8868e-06 |  | 0.00052379 |  | 9.4112e-07
| 0.02845 |  | -0.00016876 |  | 6.402e-05 |  | 0 |  | 0 |  | 0 |  | 1.0789e-06 |  | -7.42e-05 |  | 9.9053e-05 |  | -0.00033308 |  | 9.6444e-05 |  | 9.5029e-07 |  | 1.2913e-06 |  | 2.6548e-05 |  | 0 |  | 0.00054579 |  | 0 |  | 2.3621e-06 |  | 0.00052464 |  | 9.2806e-07
| 0.02988 |  | -6.915e-05 |  | 5.4032e-05 |  | 0 |  | 8.133e-07 |  | 0 |  | 1.0039e-06 |  | -0.00018769 |  | 9.2254e-05 |  | -0.00031245 |  | -0.00031518 |  | 1.0062e-06 |  | 1.3327e-06 |  | 0 |  | 0 |  | 0.0007024 |  | 0 |  | 0 |  | 0.00051916 |  | 9.6668e-07
| 0.031405 |  | 2.5168e-05 |  | 6.8802e-05 |  | 0 |  | 8.133e-07 |  | 0 |  | 1.0312e-06 |  | 1.7708e-05 |  | 0.00015523 |  | -0.00030906 |  | -0.00033907 |  | 1.097e-06 |  | 1.1192e-06 |  | 0 |  | 0 |  | 0.00070244 |  | 0 |  | 0 |  | 0.00051136 |  | 9.7321e-07
| 0.032564 |  | 5.6984e-05 |  | 2.5576e-05 |  | 0 |  | 8.1337e-07 |  | 0 |  | 1.0562e-06 |  | -3.1869e-05 |  | 0.00029064 |  | -0.00018363 |  | 9.1023e-06 |  | 1.1211e-06 |  | 9.1798e-07 |  | 0 |  | 0 |  | 0.00043543 |  | 0 |  | 7.8746e-07 |  | 0.00051061 |  | 8.4592e-07
| 0.034134 |  | 1.7392e-05 |  | 1.7698e-05 |  | 0 |  | 1.6267e-06 |  | 0 |  | 9.91e-07 |  | -0.00013457 |  | 0.00019869 |  | -0.00012261 |  | 2.2758e-06 |  | 1.1165e-06 |  | 7.7016e-07 |  | 5.1391e-06 |  | 0 |  | 0.00033597 |  | 0 |  | 7.8751e-07 |  | 0.00051766 |  | 6.0423e-07
| 0.035926 |  | -6.2836e-05 |  | 6.092e-05 |  | 0 |  | 1.6269e-06 |  | 0 |  | 9.7806e-07 |  | -0.00019123 |  | 0.00014544 |  | -0.00025821 |  | -0.00014792 |  | 1.1063e-06 |  | 6.9904e-07 |  | 5.1391e-06 |  | 0 |  | 0.0004723 |  | 0 |  | 2.3627e-06 |  | 0.00052243 |  | 5.4091e-07
| 0.037468 |  | -4.7682e-05 |  | 5.4027e-05 |  | 0 |  | 1.627e-06 |  | 0 |  | 1.0129e-06 |  | -0.00017352 |  | 0.0001567 |  | -0.00032262 |  | -0.00015816 |  | 1.07e-06 |  | 6.9911e-07 |  | 0 |  | 0 |  | 0.00049736 |  | 0 |  | 2.8877e-06 |  | 0.00052008 |  | 8.3366e-07
| 0.039026 |  | 6.3272e-05 |  | 0 |  | 0 |  | 1.627e-06 |  | 0 |  | 1.0371e-06 |  | 4.3846e-05 |  | 7.1715e-05 |  | -0.00027498 |  | -0.00025465 |  | 1.07e-06 |  | 6.8755e-07 |  | 0 |  | 0 |  | 0.00053734 |  | 0 |  | 1.3127e-06 |  | 0.00051384 |  | 1.1767e-06
| 0.040678 |  | 0.00011547 |  | 0 |  | 0 |  | 2.6029e-06 |  | 0 |  | 9.5775e-07 |  | 4.6038e-05 |  | 0.000115 |  | -0.00022431 |  | -0.00025373 |  | 1.1052e-06 |  | 6.5779e-07 |  | 0 |  | 0 |  | 0.00058438 |  | 0 |  | 7.8766e-07 |  | 0.00051466 |  | 1.2656e-06
| 0.042746 |  | 1.8661e-05 |  | 0 |  | 0 |  | 1.7893e-06 |  | 0 |  | 8.9133e-07 |  | -0.00016999 |  | 9.3922e-05 |  | 0.00011809 |  | -0.00010013 |  | 1.2246e-06 |  | 6.4015e-07 |  | 0 |  | 0 |  | 0.00044105 |  | 0 |  | 7.8766e-07 |  | 0.00052096 |  | 1.1258e-06
| 0.044885 |  | -1.9442e-05 |  | 0 |  | 0 |  | 0 |  | 0 |  | 9.0569e-07 |  | 7.0773e-06 |  | 0.00010695 |  | 0.00018928 |  | 2.2757e-05 |  | 1.2876e-06 |  | 7.2905e-07 |  | 4.8729e-05 |  | 0 |  | 0.00033297 |  | 0 |  | 1.3129e-06 |  | 0.00052413 |  | 9.4163e-07
| 0.046449 |  | -2.7226e-06 |  | 1.1787e-05 |  | 0 |  | 0 |  | 0 |  | 9.4178e-07 |  | 0.00030456 |  | 0.00020166 |  | -0.00022092 |  | 1.5929e-05 |  | 1.2605e-06 |  | 7.4068e-07 |  | 4.8729e-05 |  | 0 |  | 0.00047634 |  | 0 |  | 2.8883e-06 |  | 0.00051786 |  | 8.8486e-07
| 0.048341 |  | 5.1783e-05 |  | 3.5412e-05 |  | 0 |  | 0 |  | 0 |  | 1.0361e-06 |  | 0.00015582 |  | 0.00014052 |  | -0.00034296 |  | 8.4199e-05 |  | 1.2014e-06 |  | 7.0538e-07 |  | 0 |  | 0 |  | 0.00048655 |  | 0 |  | 2.3634e-06 |  | 0.00050692 |  | 9.5478e-07
| 0.050697 |  | 7.5273e-05 |  | 2.3629e-05 |  | 0 |  | 1.7896e-06 |  | 0 |  | 1.1591e-06 |  | -3.3729e-06 |  | 4.904e-05 |  | -0.00022332 |  | 2.8173e-05 |  | 1.1644e-06 |  | 7.352e-07 |  | 0 |  | 0 |  | 0.00040353 |  | 0 |  | 7.8781e-07 |  | 0.00050226 |  | 1.0182e-06
| 0.052508 |  | 3.0796e-06 |  | 0 |  | 0 |  | 2.6036e-06 |  | 0 |  | 1.2473e-06 |  | -0.00018769 |  | 0.00011186 |  | 0.00012147 |  | -7.9604e-06 |  | 1.1619e-06 |  | 7.7666e-07 |  | 7.2645e-06 |  | 0 |  | 0.00058535 |  | 0 |  | 1.3131e-06 |  | 0.00050621 |  | 1.1268e-06
| 0.053924 |  | 2.4363e-05 |  | 0 |  | 0 |  | 1.6278e-06 |  | 0 |  | 1.1909e-06 |  | -0.00044267 |  | 0.00012472 |  | 6.0445e-05 |  | -1.1372e-06 |  | 1.1335e-06 |  | 7.883e-07 |  | 3.1682e-05 |  | 0 |  | 0.00061438 |  | 0 |  | 1.3132e-06 |  | 0.00051251 |  | 1.1844e-06
| 0.055668 |  | 7.6506e-05 |  | 0 |  | 0 |  | 1.6278e-06 |  | 0 |  | 1.0537e-06 |  | -0.0001204 |  | 0.00014566 |  | -0.0001938 |  | -3.8691e-05 |  | 1.0997e-06 |  | 8.4125e-07 |  | 2.4416e-05 |  | 0 |  | 0.00051646 |  | 0 |  | 1.3132e-06 |  | 0.00051176 |  | 1.3811e-06
| 0.057155 |  | -7.8497e-05 |  | 2.9467e-06 |  | 0 |  | 1.6279e-06 |  | 0 |  | 9.5011e-07 |  | 0.00014166 |  | 0.0001087 |  | -6.1586e-05 |  | -1.4791e-05 |  | 1.0836e-06 |  | 9.6613e-07 |  | 0 |  | 0 |  | 0.00037203 |  | 0 |  | 2.8892e-06 |  | 0.00050549 |  | 1.4381e-06
| 0.058318 |  | -0.00011612 |  | 2.9464e-06 |  | 0 |  | 8.1396e-07 |  | 0 |  | 9.1658e-07 |  | 0.00021957 |  | 0.00013587 |  | -0.00012261 |  | -0.0002708 |  | 1.1173e-06 |  | 9.8439e-07 |  | 2.8524e-05 |  | 0 |  | 0.00031798 |  | 0 |  | 2.8894e-06 |  | 0.00049846 |  | 1.2472e-06
| 0.060239 |  | -3.9363e-06 |  | 3.0444e-05 |  | 0 |  | 8.1403e-07 |  | 0 |  | 9.6696e-07 |  | 1.4169e-05 |  | 0.00016159 |  | -4.8025e-05 |  | -0.000421 |  | 1.1882e-06 |  | 7.4156e-07 |  | 2.8524e-05 |  | 0 |  | 0.00058942 |  | 0 |  | 5.2534e-07 |  | 0.00049536 |  | 1.012e-06
| 0.062151 |  | -4.5472e-05 |  | 5.5052e-05 |  | 0 |  | 8.1411e-07 |  | 0 |  | 1.0093e-06 |  | -0.00023946 |  | 0.00011175 |  | -0.00032017 |  | -0.00011812 |  | 1.2831e-06 |  | 6.2898e-07 |  | 0 |  | 0 |  | 0.00066862 |  | 0 |  | 0 |  | 0.00050166 |  | 8.2772e-07
| 0.063599 |  | -2.2817e-05 |  | 2.4608e-05 |  | 0 |  | 0 |  | 0 |  | 1.0298e-06 |  | 0.00012395 |  | 0.00014045 |  | -0.00066501 |  | -1.1372e-06 |  | 1.2091e-06 |  | 7.7085e-07 |  | 0 |  | 0 |  | 0.0005793 |  | 0 |  | 2.3643e-06 |  | 0.00050953 |  | 8.8526e-07
| 0.06545 |  | 6.4142e-05 |  | 0 |  | 0 |  | 8.1418e-07 |  | 0 |  | 1.0398e-06 |  | 8.8535e-05 |  | 0.00011953 |  | -0.00035652 |  | -0.00028105 |  | 1.0495e-06 |  | 1.0315e-06 |  | 0 |  | 0 |  | 0.0004672 |  | 0 |  | 2.8899e-06 |  | 0.00051267 |  | 8.4741e-07
| 0.067689 |  | 4.6547e-05 |  | 5.1062e-05 |  | 0 |  | 1.6284e-06 |  | 0 |  | 1.0373e-06 |  | 0.00013103 |  | 6.8325e-05 |  | -2.0905e-05 |  | -0.00020936 |  | 9.527e-07 |  | 1.2039e-06 |  | 0 |  | 0 |  | 0.00037159 |  | 0 |  | 2.8899e-06 |  | 0.00051349 |  | 9.298e-07
| 0.069629 |  | 3.4967e-05 |  | 5.1062e-05 |  | 0 |  | 1.6285e-06 |  | 0 |  | 1.0548e-06 |  | 0.00017352 |  | 1.9021e-05 |  | -0.00011922 |  | -0.00013768 |  | 9.333e-07 |  | 1.2217e-06 |  | 0 |  | 0 |  | 0.00044769 |  | 0 |  | 2.3646e-06 |  | 0.00051355 |  | 1.2608e-06
| 0.071408 |  | 6.0023e-05 |  | 0 |  | 0 |  | 8.1425e-07 |  | 0 |  | 1.0498e-06 |  | 0 |  | 3.9916e-05 |  | -0.00019719 |  | -4.5513e-05 |  | 9.3915e-07 |  | 1.1382e-06 |  | 0 |  | 0 |  | 0.00042496 |  | 0 |  | 7.8821e-07 |  | 0.00051826 |  | 1.6172e-06
| 0.073344 |  | 2.3864e-05 |  | 0 |  | 0 |  | 0 |  | 0 |  | 1.086e-06 |  | -0.00011332 |  | 0.00010674 |  | -6.8365e-05 |  | 2.2756e-05 |  | 9.6911e-07 |  | 1.0256e-06 |  | 3.915e-05 |  | 0 |  | 0.00036537 |  | 0 |  | 1.3139e-06 |  | 0.00051983 |  | 1.8338e-06
| 0.075128 |  | 7.2544e-06 |  | 5.204e-05 |  | 0 |  | 0 |  | 0 |  | 1.1352e-06 |  | 3.5415e-06 |  | 6.9764e-05 |  | -2.4295e-05 |  | 3.2997e-05 |  | 1.1524e-06 |  | 1.0495e-06 |  | 3.9147e-05 |  | 0 |  | 0.0004352 |  | 0 |  | 1.3139e-06 |  | 0.0005144 |  | 1.6371e-06
| 0.07691 |  | 1.8664e-05 |  | 5.204e-05 |  | 0 |  | 8.144e-07 |  | 0 |  | 1.1221e-06 |  | 9.4437e-05 |  | 2.8132e-05 |  | 4.7891e-05 |  | 0.00017771 |  | 1.3018e-06 |  | 1.0854e-06 |  | 0 |  | 0 |  | 0.00057635 |  | 0 |  | 1.3139e-06 |  | 0.00050735 |  | 1.2675e-06
| 0.078849 |  | 2.0953e-07 |  | 3.3384e-05 |  | 0 |  | 8.144e-07 |  | 0 |  | 1.0401e-06 |  | 4.9579e-05 |  | 3.2953e-05 |  | -7.8541e-05 |  | 6.3715e-05 |  | 1.2713e-06 |  | 1.044e-06 |  | 0 |  | 0 |  | 0.00053564 |  | 0 |  | 5.2561e-07 |  | 0.00049957 |  | 1.019e-06
| 0.080361 |  | 1.0325e-05 |  | 6.3893e-05 |  | 0 |  | 0 |  | 0 |  | 9.4209e-07 |  | -1.0625e-05 |  | 7.7678e-06 |  | -0.00014973 |  | 9.1032e-06 |  | 1.137e-06 |  | 8.7788e-07 |  | 0 |  | 0 |  | 0.00043447 |  | 0 |  | 5.2561e-07 |  | 0.000498 |  | 1.0447e-06
| 0.081793 |  | 5.0014e-05 |  | 5.1129e-05 |  | 0 |  | 1.7912e-06 |  | 0 |  | 9.3207e-07 |  | -0.00012395 |  | 7.1914e-05 |  | 2.8241e-06 |  | 3.6411e-05 |  | 1.0433e-06 |  | 6.5241e-07 |  | 1.3798e-05 |  | 0 |  | 0.00052548 |  | 0 |  | 2.8909e-06 |  | 0.00049332 |  | 1.2166e-06
| 0.083317 |  | -5.7095e-05 |  | 3.5379e-05 |  | 0 |  | 2.6062e-06 |  | 0 |  | 9.7698e-07 |  | -6.0204e-05 |  | 0.00011156 |  | -0.00021413 |  | -0.00023326 |  | 1.0422e-06 |  | 7.0005e-07 |  | 1.3796e-05 |  | 0 |  | 0.00064156 |  | 0 |  | 2.8912e-06 |  | 0.00049411 |  | 1.1789e-06
| 0.084981 |  | -9.8791e-05 |  | 1.5743e-05 |  | 0 |  | 8.1462e-07 |  | 0 |  | 1.0286e-06 |  | -7.0827e-06 |  | 0.00011949 |  | -0.00037346 |  | -0.00017182 |  | 1.1267e-06 |  | 8.9015e-07 |  | 8.4903e-06 |  | 0 |  | 0.00056555 |  | 0 |  | 1.3142e-06 |  | 0.00049888 |  | 1.0958e-06
| 0.086674 |  | -1.652e-05 |  | 4.1329e-05 |  | 0 |  | 8.1462e-07 |  | 0 |  | 1.0404e-06 |  | 8.4993e-05 |  | 0.00011788 |  | -4.1246e-05 |  | 0.00010809 |  | 1.1845e-06 |  | 1.0681e-06 |  | 8.4903e-06 |  | 0 |  | 0.00042907 |  | 0 |  | 7.8856e-07 |  | 0.00050358 |  | 1.0572e-06
| 0.088347 |  | 3.5659e-05 |  | 7.3729e-05 |  | 0 |  | 8.1469e-07 |  | 0 |  | 1.0262e-06 |  | -8.4988e-05 |  | 0.0001275 |  | 0.00020622 |  | 9.4439e-05 |  | 1.158e-06 |  | 9.8467e-07 |  | 1.3796e-05 |  | 0 |  | 0.00043066 |  | 0 |  | 2.3657e-06 |  | 0.00050205 |  | 1.1083e-06
| 0.09041 |  | -2.5134e-05 |  | 3.3378e-05 |  | 0 |  | 8.1477e-07 |  | 0 |  | 9.467e-07 |  | -0.00024435 |  | 0.00014517 |  | -0.00011922 |  | -4.8928e-05 |  | 1.0879e-06 |  | 7.7087e-07 |  | 2.9557e-05 |  | 0 |  | 0.00044167 |  | 0 |  | 2.8916e-06 |  | 0.00049659 |  | 1.1274e-06
| 0.092289 |  | -2.6605e-05 |  | 2.2582e-05 |  | 0 |  | 8.1477e-07 |  | 0 |  | 8.6403e-07 |  | -0.00021923 |  | 0.00014518 |  | -0.00045578 |  | -0.00020914 |  | 1.0275e-06 |  | 7.8915e-07 |  | 1.5763e-05 |  | 0 |  | 0.00047308 |  | 0 |  | 5.2578e-07 |  | 0.00049976 |  | 1.0129e-06
| 0.094015 |  | 1.0368e-05 |  | 4.3243e-05 |  | 0 |  | 8.1484e-07 |  | 0 |  | 8.554e-07 |  | -0.00023374 |  | 0.00010017 |  | -0.00028872 |  | -0.00012743 |  | 1.0068e-06 |  | 7.7764e-07 |  | 3.3827e-05 |  | 0 |  | 0.00052722 |  | 0 |  | 0 |  | 0.00050917 |  | 7.5845e-07
| 0.096142 |  | -4.2895e-05 |  | 5.0115e-05 |  | 0 |  | 1.6297e-06 |  | 0 |  | 9.3249e-07 |  | -0.00029393 |  | 3.2944e-05 |  | -0.00020058 |  | -1.1378e-05 |  | 9.6582e-07 |  | 7.4778e-07 |  | 3.3827e-05 |  | 0 |  | 0.00059947 |  | 0 |  | 2.3661e-06 |  | 0.00051708 |  | 6.1186e-07
| 0.098185 |  | -2.8403e-05 |  | 3.5356e-05 |  | 0 |  | 2.6071e-06 |  | 0 |  | 1.0513e-06 |  | -0.00042497 |  | 0.00010828 |  | -0.00017007 |  | -0.00017523 |  | 1.0023e-06 |  | 7.3627e-07 |  | 0 |  | 0 |  | 0.00065597 |  | 0 |  | 2.8921e-06 |  | 0.00051316 |  | 7.2056e-07
| 0.099619 |  | -8.8146e-05 |  | 9.8298e-06 |  | 0 |  | 2.6071e-06 |  | 0 |  | 1.0743e-06 |  | -0.00020541 |  | 0.00012434 |  | -0.00027176 |  | -4.21e-05 |  | 1.0582e-06 |  | 7.6613e-07 |  | 2.7589e-05 |  | 0 |  | 0.00060186 |  | 0 |  | 5.2588e-07 |  | 0.0005077 |  | 9.1166e-07
| 0.10152 |  | -5.4585e-05 |  | 3.9263e-06 |  | 0 |  | 1.63e-06 |  | 0 |  | 1.0508e-06 |  | -6.0203e-05 |  | 7.7939e-05 |  | -0.0005328 |  | -6.5994e-05 |  | 1.0486e-06 |  | 8.43e-07 |  | 2.7589e-05 |  | 0 |  | 0.00046928 |  | 0 |  | 0 |  | 0.00049989 |  | 9.8178e-07
| 0.10353 |  | 8.1635e-05 |  | 0 |  | 0 |  | 8.1506e-07 |  | 0 |  | 1.0092e-06 |  | -0.00025499 |  | 8.2766e-05 |  | -0.00041754 |  | -0.00037321 |  | 1.035e-06 |  | 8.6076e-07 |  | 0 |  | 0 |  | 0.00046225 |  | 0 |  | 7.8886e-07 |  | 0.00049364 |  | 8.863e-07
| 0.10483 |  | 7.0861e-05 |  | 0 |  | 0 |  | 0 |  | 0 |  | 9.3709e-07 |  | -7.7918e-05 |  | 7.1502e-05 |  | -0.00041754 |  | -0.00022302 |  | 1.0213e-06 |  | 9.6744e-07 |  | 0 |  | 0 |  | 0.00055328 |  | 0 |  | 7.8891e-07 |  | 0.00048972 |  | 9.2426e-07
| 0.10627 |  | 9.8264e-05 |  | 1.0798e-05 |  | 0 |  | 0 |  | 0 |  | 8.4444e-07 |  | -4.6034e-05 |  | 0.00010821 |  | -0.00040737 |  | -0.00021961 |  | 1.0513e-06 |  | 1.0028e-06 |  | 1.91e-05 |  | 0 |  | 0.00042382 |  | 0 |  | 0 |  | 0.00049446 |  | 9.367e-07
| 0.10799 |  | 0.00010006 |  | 1.0798e-05 |  | 0 |  | 0 |  | 0 |  | 8.2842e-07 |  | -0.00031518 |  | 0.00019814 |  | -3.1076e-05 |  | -0.00032884 |  | 9.9162e-07 |  | 8.7859e-07 |  | 3.8048e-05 |  | 0 |  | 0.00037128 |  | 0 |  | 5.2601e-07 |  | 0.00050237 |  | 9.3687e-07
| 0.10944 |  | 8.289e-05 |  | 1.4723e-05 |  | 0 |  | 1.7927e-06 |  | 0 |  | 9.4277e-07 |  | -0.00033642 |  | 0.00012768 |  | 3.6718e-05 |  | -0.00024008 |  | 9.5577e-07 |  | 7.0659e-07 |  | 1.8946e-05 |  | 0 |  | 0.00037128 |  | 0 |  | 2.8929e-06 |  | 0.00050629 |  | 1.0134e-06
| 0.11059 |  | 7.3229e-05 |  | 4.9157e-05 |  | 0 |  | 2.6083e-06 |  | 0 |  | 1.0288e-06 |  | -0.00016863 |  | 9.3721e-06 |  | -0.00020071 |  | -0.00017338 |  | 9.8e-07 |  | 7.8416e-07 |  | 2.8508e-05 |  | 0 |  | 0.00031869 |  | 0 |  | 2.8932e-06 |  | 0.00050394 |  | 1.2047e-06
| 0.11159 |  | -8.379e-05 |  | 6.7806e-05 |  | 0 |  | 1.6306e-06 |  | 0 |  | 9.8337e-07 |  | -0.00018415 |  | 7.3587e-05 |  | -9.5486e-05 |  | -0.00014109 |  | 1.0268e-06 |  | 9.4453e-07 |  | 2.8508e-05 |  | 0 |  | 0.00041529 |  | 0 |  | 2.8932e-06 |  | 0.00049851 |  | 1.5171e-06
| 0.11221 |  | -0.00013764 |  | 3.3372e-05 |  | 0 |  | 1.6306e-06 |  | 0 |  | 8.8634e-07 |  | -9.9161e-05 |  | 0.00016302 |  | -0.00012939 |  | -0.0002196 |  | 1.0899e-06 |  | 9.0245e-07 |  | 7.26e-06 |  | 0 |  | 0.00053148 |  | 0 |  | 2.8934e-06 |  | 0.00049615 |  | 1.5747e-06
| 0.11279 |  | -9.4065e-05 |  | 7.8674e-05 |  | 0 |  | 8.1535e-07 |  | 0 |  | 8.7771e-07 |  | -9.2069e-05 |  | 0.00020489 |  | -0.00010905 |  | -0.00021277 |  | 1.1505e-06 |  | 6.8849e-07 |  | 7.2593e-06 |  | 0 |  | 0.00054093 |  | 0 |  | 4.4717e-06 |  | 0.00049226 |  | 1.3325e-06
| 0.11308 |  | -2.0972e-06 |  | 0.00010032 |  | 0 |  | 0 |  | 0 |  | 9.4125e-07 |  | -6.0197e-05 |  | 0.00011815 |  | 0.00027741 |  | -0.00028446 |  | 1.2507e-06 |  | 5.1657e-07 |  | 1.9478e-06 |  | 0 |  | 0.00046952 |  | 0 |  | 3.9461e-06 |  | 0.0004915 |  | 1.1218e-06
| 0.11271 |  | 7.2201e-05 |  | 4.716e-05 |  | 0 |  | 8.1543e-07 |  | 0 |  | 9.5431e-07 |  | -0.00010624 |  | 4.5786e-05 |  | 0.00033843 |  | -0.0003698 |  | 1.2553e-06 |  | 5.7633e-07 |  | 1.9477e-06 |  | 0 |  | 0.00051666 |  | 0 |  | 7.8921e-07 |  | 0.00049154 |  | 1.0648e-06
| 0.11247 |  | 8.7359e-05 |  | 2.5518e-05 |  | 0 |  | 1.631e-06 |  | 0 |  | 9.1396e-07 |  | -0.00021956 |  | 6.8282e-05 |  | 0.00013843 |  | -0.0001172 |  | 1.2248e-06 |  | 6.4775e-07 |  | 0 |  | 0 |  | 0.00049392 |  | 0 |  | 7.8921e-07 |  | 0.00049549 |  | 1.0269e-06
| 0.11268 |  | 5.889e-05 |  | 8.5466e-05 |  | 0 |  | 1.631e-06 |  | 0 |  | 8.9654e-07 |  | -0.00012749 |  | 0.00018252 |  | 5.3677e-05 |  | 0.00024464 |  | 1.1448e-06 |  | 7.1301e-07 |  | 0 |  | 0 |  | 0.00047194 |  | 0 |  | 2.3679e-06 |  | 0.00049706 |  | 7.6496e-07
| 0.11201 |  | 6.4308e-05 |  | 8.5458e-05 |  | 0 |  | 3.5879e-06 |  | 0 |  | 8.7608e-07 |  | -1.7708e-05 |  | 0.00024053 |  | -0.00015312 |  | 0.00022416 |  | 1.1001e-06 |  | 8.3751e-07 |  | 7.2587e-06 |  | 0 |  | 0.0005772 |  | 0 |  | 2.3679e-06 |  | 0.00049238 |  | 5.8032e-07
| 0.11058 |  | 0.00010336 |  | 1.5703e-05 |  | 0 |  | 3.5879e-06 |  | 0 |  | 8.1262e-07 |  | 0.00018061 |  | 0.00015508 |  | -7.5146e-05 |  | 6.0305e-05 |  | 1.0799e-06 |  | 9.9794e-07 |  | 7.2593e-06 |  | 0 |  | 0.00047752 |  | 0 |  | 2.3679e-06 |  | 0.00048302 |  | 6.825e-07
| 0.10961 |  | -1.3296e-05 |  | 3.931e-05 |  | 0 |  | 1.6313e-06 |  | 0 |  | 7.4611e-07 |  | 0.00014165 |  | 0.00010348 |  | -0.00011244 |  | 5.689e-05 |  | 1.0559e-06 |  | 1.0694e-06 |  | 0 |  | 0 |  | 0.00046257 |  | 0 |  | 4.4734e-06 |  | 0.00047906 |  | 8.9938e-07
| 0.1085 |  | -5.176e-05 |  | 5.3049e-05 |  | 0 |  | 2.6097e-06 |  | 0 |  | 8.1276e-07 |  | 8.4993e-05 |  | 4.7396e-05 |  | -0.00020736 |  | 0.00015588 |  | 1.0456e-06 |  | 9.7432e-07 |  | 1.273e-05 |  | 0 |  | 0.00053882 |  | 0 |  | 2.1051e-06 |  | 0.00047991 |  | 1.0338e-06
| 0.1068 |  | -0.0001842 |  | 2.9441e-05 |  | 0 |  | 2.6097e-06 |  | 0 |  | 9.5341e-07 |  | 0.00020895 |  | 4.7396e-05 |  | -5.4805e-05 |  | 0.00022757 |  | 1.0241e-06 |  | 7.7238e-07 |  | 1.273e-05 |  | 0 |  | 0.00038568 |  | 0 |  | 5.2631e-07 |  | 0.00047916 |  | 9.6956e-07
| 0.10446 |  | -0.00014463 |  | 7.866e-05 |  | 0 |  | 8.1579e-07 |  | 0 |  | 9.9831e-07 |  | 0.00011131 |  | 0.0001295 |  | 1.2376e-05 |  | 3.4677e-05 |  | 1.0639e-06 |  | 6.6567e-07 |  | 6.5644e-05 |  | 0 |  | 0.00038411 |  | 0 |  | 1.3158e-06 |  | 0.00047994 |  | 8.0389e-07
| 0.10213 |  | 7.0991e-06 |  | 7.8667e-05 |  | 0 |  | 0 |  | 0 |  | 9.591e-07 |  | -0.00014874 |  | 0.00019865 |  | 5.0286e-05 |  | 5.3485e-05 |  | 1.1244e-06 |  | 6.8947e-07 |  | 6.565e-05 |  | 0 |  | 0.00052475 |  | 0 |  | 7.8951e-07 |  | 0.00047997 |  | 7.4689e-07
| 0.099622 |  | -7.298e-05 |  | 1.2757e-05 |  | 0 |  | 0 |  | 0 |  | 9.4051e-07 |  | 4.2497e-05 |  | 0.00018392 |  | -0.00019719 |  | 0.00039824 |  | 1.1453e-06 |  | 8.2622e-07 |  | 0 |  | 0 |  | 0.00049179 |  | 0 |  | 7.8956e-07 |  | 0.00048236 |  | 8.6162e-07
| 0.097131 |  | -2.9088e-05 |  | 1.2757e-05 |  | 0 |  | 1.7943e-06 |  | 0 |  | 9.5669e-07 |  | 5.6663e-05 |  | 8.3187e-05 |  | -0.00013956 |  | 0.00032997 |  | 1.0985e-06 |  | 1.0642e-06 |  | 0 |  | 0 |  | 0.00050989 |  | 0 |  | 1.316e-06 |  | 0.00048475 |  | 1.0529e-06
| 0.094773 |  | 2.8761e-05 |  | 0 |  | 0 |  | 2.6104e-06 |  | 0 |  | 9.3064e-07 |  | -3.5401e-06 |  | 4.6313e-05 |  | -0.00011922 |  | -0.00013426 |  | 1.07e-06 |  | 1.165e-06 |  | 0 |  | 0 |  | 0.0005586 |  | 0 |  | 1.316e-06 |  | 0.00048239 |  | 1.1933e-06
| 0.09221 |  | -4.0578e-05 |  | 2.0653e-05 |  | 0 |  | 1.6319e-06 |  | 0 |  | 8.771e-07 |  | 4.6039e-05 |  | 0.00011025 |  | -0.00041754 |  | -0.00012743 |  | 1.0635e-06 |  | 1.0753e-06 |  | 0 |  | 0 |  | 0.00048399 |  | 0 |  | 7.8966e-07 |  | 0.00047928 |  | 1.1743e-06
| 0.089522 |  | 2.5267e-07 |  | 8.5167e-05 |  | 0 |  | 1.632e-06 |  | 0 |  | 8.28e-07 |  | 3.1873e-05 |  | 0.00010383 |  | -0.00011922 |  | 0.00015588 |  | 1.0616e-06 |  | 9.0327e-07 |  | 0 |  | 0 |  | 0.00050448 |  | 0 |  | 7.8966e-07 |  | 0.00046991 |  | 1.1999e-06
| 0.086775 |  | 3.5448e-05 |  | 7.3358e-05 |  | 0 |  | 8.1609e-07 |  | 0 |  | 8.3492e-07 |  | 6.0204e-05 |  | 0.00016437 |  | 0.00012487 |  | 0.00021733 |  | 1.1183e-06 |  | 8.9785e-07 |  | 0 |  | 0 |  | 0.00064278 |  | 0 |  | 7.8971e-07 |  | 0.00046519 |  | 1.1614e-06
| 0.084419 |  | -8.0352e-06 |  | 1.3757e-05 |  | 0 |  | 8.1609e-07 |  | 0 |  | 8.5235e-07 |  | 0.00020894 |  | 0.00024162 |  | 6.0456e-05 |  | 0.00024122 |  | 1.1795e-06 |  | 9.6927e-07 |  | 2.1211e-06 |  | 0 |  | 0.00065693 |  | 0 |  | 0 |  | 0.00046991 |  | 1.1358e-06
| 0.081403 |  | -3.3701e-07 |  | 5.1129e-05 |  | 0 |  | 1.6323e-06 |  | 0 |  | 8.5866e-07 |  | 0.00015582 |  | 0.00014069 |  | 0.00010792 |  | 3.9823e-05 |  | 1.1933e-06 |  | 9.8095e-07 |  | 3.6992e-05 |  | 0 |  | 0.00054227 |  | 0 |  | 5.2654e-07 |  | 0.00047783 |  | 1.0979e-06
| 0.078117 |  | 6.2927e-05 |  | 4.6223e-05 |  | 0 |  | 8.1616e-07 |  | 0 |  | 8.9228e-07 |  | -6.3744e-05 |  | 2.3561e-05 |  | 0.00010114 |  | -0.00012402 |  | 1.0325e-06 |  | 9.0343e-07 |  | 3.4871e-05 |  | 0 |  | 0.00059964 |  | 0 |  | 5.2654e-07 |  | 0.00048097 |  | 1.1045e-06
| 0.076261 |  | -5.3662e-06 |  | 1.5734e-05 |  | 0 |  | 8.1623e-07 |  | 0 |  | 9.3533e-07 |  | -0.00025498 |  | 0.00012334 |  | 2.3165e-05 |  | 0.0001354 |  | 8.9456e-07 |  | 8.681e-07 |  | 0 |  | 0 |  | 0.00072543 |  | 0 |  | 5.2658e-07 |  | 0.00047629 |  | 1.0914e-06
| 0.074432 |  | 8.3986e-06 |  | 4.9092e-05 |  | 0 |  | 1.6325e-06 |  | 0 |  | 9.6833e-07 |  | -0.00013457 |  | 0.00014395 |  | -0.00031244 |  | -0.00025715 |  | 8.5159e-07 |  | 9.2183e-07 |  | 0 |  | 0 |  | 0.00067596 |  | 0 |  | 4.4762e-06 |  | 0.0004771 |  | 1.0023e-06
| 0.071951 |  | 9.6669e-05 |  | 5.598e-05 |  | 0 |  | 8.1631e-07 |  | 0 |  | 9.2545e-07 |  | 0.00020186 |  | 2.0611e-05 |  | -0.00033618 |  | -0.00048244 |  | 8.6208e-07 |  | 8.6818e-07 |  | 8.8535e-07 |  | 0 |  | 0.00053609 |  | 0 |  | 3.9496e-06 |  | 0.00048263 |  | 9.0076e-07
| 0.069643 |  | 0.00010582 |  | 2.2618e-05 |  | 0 |  | 0 |  | 0 |  | 9.1673e-07 |  | 0 |  | 8.3173e-05 |  | -0.00011244 |  | 4.3237e-05 |  | 9.324e-07 |  | 8.6818e-07 |  | 8.8527e-07 |  | 0 |  | 0.00051097 |  | 0 |  | 7.8996e-07 |  | 0.00048424 |  | 7.9194e-07
| 0.067367 |  | 0.00010902 |  | 0 |  | 0 |  | 0 |  | 0 |  | 9.2927e-07 |  | -0.00025852 |  | 0.00023026 |  | -1.0736e-05 |  | 3.9823e-05 |  | 1.0204e-06 |  | 8.9818e-07 |  | 7.2561e-06 |  | 0 |  | 0.00054241 |  | 0 |  | 1.3167e-06 |  | 0.00048109 |  | 7.7234e-07
| 0.065349 |  | 1.9847e-05 |  | 1.5698e-05 |  | 0 |  | 0 |  | 0 |  | 9.5801e-07 |  | -0.0001629 |  | 0.00015166 |  | -0.00023787 |  | -0.00010013 |  | 1.1429e-06 |  | 9.1597e-07 |  | 7.2568e-06 |  | 0 |  | 0.00053697 |  | 0 |  | 5.2671e-07 |  | 0.00047486 |  | 8.8716e-07
| 0.06384 |  | 5.5949e-05 |  | 1.5696e-05 |  | 0 |  | 0 |  | 0 |  | 9.6548e-07 |  | 0.00016998 |  | 1.6864e-05 |  | -0.00066502 |  | 6.0304e-05 |  | 1.1156e-06 |  | 9.2757e-07 |  | 0 |  | 0 |  | 0.00048587 |  | 0 |  | 5.2671e-07 |  | 0.00046779 |  | 1.1107e-06
| 0.06251 |  | 8.8445e-05 |  | 4.1203e-05 |  | 0 |  | 8.1653e-07 |  | 0 |  | 9.5249e-07 |  | 0.00013457 |  | 0.00016111 |  | -0.0005701 |  | -2.8443e-05 |  | 1.0961e-06 |  | 9.93e-07 |  | 0 |  | 0 |  | 0.00041669 |  | 0 |  | 2.8971e-06 |  | 0.000467 |  | 1.2643e-06
| 0.060851 |  | 5.1393e-05 |  | 4.1206e-05 |  | 0 |  | 1.6331e-06 |  | 0 |  | 1.0148e-06 |  | -0.00019832 |  | 0.00023481 |  | -0.00031585 |  | -0.00012402 |  | 1.1508e-06 |  | 1.1658e-06 |  | 3.2744e-05 |  | 0 |  | 0.0005913 |  | 0 |  | 2.8971e-06 |  | 0.00047257 |  | 1.2518e-06
| 0.059048 |  | -0.00011656 |  | 8.2592e-05 |  | 0 |  | 1.6332e-06 |  | 0 |  | 1.0373e-06 |  | 0 |  | 0.00018216 |  | -0.00019041 |  | 5.6891e-05 |  | 1.192e-06 |  | 1.2435e-06 |  | 3.2738e-05 |  | 0 |  | 0.00055434 |  | 0 |  | 2.8973e-06 |  | 0.00047886 |  | 1.2329e-06
| 0.057714 |  | -0.000186 |  | 9.0466e-05 |  | 0 |  | 8.166e-07 |  | 0 |  | 1.0304e-06 |  | 0.00030102 |  | 0.00018557 |  | -0.00020058 |  | 0.00022074 |  | 1.1496e-06 |  | 1.172e-06 |  | 0 |  | 0 |  | 0.00037904 |  | 0 |  | 2.3706e-06 |  | 0.00047892 |  | 1.2074e-06
| 0.056897 |  | 0.0001153 |  | 4.9069e-05 |  | 0 |  | 1.7961e-06 |  | 0 |  | 9.7633e-07 |  | 8.4319e-05 |  | 0.0001389 |  | -9.4168e-05 |  | -6.2843e-05 |  | 1.0266e-06 |  | 1.0769e-06 |  | 0 |  | 0 |  | 0.00045768 |  | 0 |  | 2.3708e-06 |  | 0.00047341 |  | 9.9627e-07
| 0.056047 |  | 0.00019304 |  | 6.8729e-05 |  | 0 |  | 1.7962e-06 |  | 0 |  | 9.2657e-07 |  | -0.00016644 |  | 0.00015812 |  | -0.00026838 |  | -0.00038003 |  | 9.9349e-07 |  | 9.4012e-07 |  | 0 |  | 0 |  | 0.00051434 |  | 0 |  | 2.3708e-06 |  | 0.00046794 |  | 8.6189e-07
| 0.05495 |  | -1.1786e-06 |  | 5.5977e-05 |  | 0 |  | 8.1675e-07 |  | 0 |  | 9.1224e-07 |  | 9.2081e-05 |  | 0.00015491 |  | -8.1928e-05 |  | -0.00023325 |  | 1.088e-06 |  | 7.4953e-07 |  | 0 |  | 0 |  | 0.00046479 |  | 0 |  | 0 |  | 0.00046558 |  | 1.0219e-06
| 0.053932 |  | -4.4815e-05 |  | 8.2524e-05 |  | 0 |  | 8.1682e-07 |  | 0 |  | 8.5624e-07 |  | 0.00034706 |  | 8.4306e-05 |  | 0.00019945 |  | -0.00012061 |  | 1.2275e-06 |  | 6.6651e-07 |  | 5.5035e-05 |  | 0 |  | 0.00045069 |  | 0 |  | 0 |  | 0.00046721 |  | 1.4307e-06
| 0.052994 |  | -8.3702e-07 |  | 0.00014459 |  | 0 |  | 0 |  | 0 |  | 8.1261e-07 |  | 0.00013103 |  | 8.5912e-05 |  | -0.00012261 |  | 1.2516e-05 |  | 1.2848e-06 |  | 7.9725e-07 |  | 5.5035e-05 |  | 0 |  | 0.00053092 |  | 0 |  | 2.3712e-06 |  | 0.00047665 |  | 1.6347e-06
| 0.052051 |  | 2.6422e-05 |  | 0.00014877 |  | 0 |  | 8.1682e-07 |  | 0 |  | 7.9454e-07 |  | -0.00010624 |  | 0.00010842 |  | 3.6721e-05 |  | -6.258e-05 |  | 1.2314e-06 |  | 1.041e-06 |  | 1.8933e-05 |  | 0 |  | 0.00056714 |  | 0 |  | 2.8982e-06 |  | 0.00048219 |  | 1.3474e-06
| 0.051393 |  | 0.00015723 |  | 5.8267e-05 |  | 0 |  | 8.1697e-07 |  | 0 |  | 8.165e-07 |  | 0.0001027 |  | 0.00014878 |  | 0.00023673 |  | -0.0001684 |  | 1.2238e-06 |  | 1.1011e-06 |  | 2.6357e-05 |  | 0 |  | 0.00058369 |  | 0 |  | 2.8982e-06 |  | 0.000483 |  | 9.9007e-07
| 0.050741 |  | 0.00013745 |  | 3.2443e-05 |  | 0 |  | 1.7967e-06 |  | 0 |  | 8.2149e-07 |  | 0.00031872 |  | 0.00014537 |  | 7.7406e-05 |  | 0.00013881 |  | 1.2785e-06 |  | 1.065e-06 |  | 2.7417e-05 |  | 0 |  | 0.0005916 |  | 0 |  | 2.3715e-06 |  | 0.00047359 |  | 9.0084e-07
| 0.04991 |  | -3.339e-05 |  | 5.1079e-05 |  | 0 |  | 2.6137e-06 |  | 0 |  | 8.0715e-07 |  | -0.00014166 |  | 8.8973e-05 |  | -0.00038364 |  | 6.03e-05 |  | 1.2375e-06 |  | 1.0528e-06 |  | 1.9995e-05 |  | 0 |  | 0.00049326 |  | 0 |  | 7.9051e-07 |  | 0.00046179 |  | 1.099e-06
| 0.049313 |  | 5.6644e-05 |  | 4.2231e-05 |  | 0 |  | 8.1704e-07 |  | 0 |  | 8.3153e-07 |  | -0.00016291 |  | 3.1842e-05 |  | -0.00057687 |  | -0.00020254 |  | 1.1014e-06 |  | 1.059e-06 |  | 0 |  | 0 |  | 0.00045868 |  | 0 |  | 1.3175e-06 |  | 0.00046025 |  | 1.1503e-06
| 0.04885 |  | 0.00011502 |  | 7.5573e-05 |  | 0 |  | 8.1704e-07 |  | 0 |  | 8.8763e-07 |  | 7.0827e-05 |  | 0.00010916 |  | -0.00055992 |  | -0.00022301 |  | 9.6518e-07 |  | 1.0535e-06 |  | 3.7105e-05 |  | 0 |  | 0.00047995 |  | 0 |  | 2.8989e-06 |  | 0.00046579 |  | 9.521e-07
| 0.048488 |  | 2.3046e-05 |  | 8.9343e-05 |  | 0 |  | 8.1719e-07 |  | 0 |  | 9.3455e-07 |  | 2.1249e-05 |  | 0.000224 |  | -0.00035652 |  | -0.00020594 |  | 9.0929e-07 |  | 1.0537e-06 |  | 3.7108e-05 |  | 0 |  | 0.00046267 |  | 0 |  | 2.3718e-06 |  | 0.00046975 |  | 9.3324e-07
| 0.04782 |  | -0.00010313 |  | 0.00010975 |  | 0 |  | 0 |  | 0 |  | 9.3322e-07 |  | 0.00012041 |  | 0.00020418 |  | -1.4125e-05 |  | -2.1618e-05 |  | 9.0465e-07 |  | 1.0591e-06 |  | 0 |  | 0 |  | 0.00050834 |  | 0 |  | 3.9531e-06 |  | 0.00046899 |  | 1.0992e-06
| 0.047166 |  | -0.00010178 |  | 0.00010484 |  | 0 |  | 8.1719e-07 |  | 0 |  | 9.358e-07 |  | -7.083e-06 |  | 0.00010168 |  | 1.2996e-05 |  | 7.0545e-05 |  | 8.9495e-07 |  | 8.8684e-07 |  | 1.5747e-05 |  | 0 |  | 0.00053745 |  | 0 |  | 3.9536e-06 |  | 0.00046584 |  | 1.2522e-06
| 0.04656 |  | -7.2286e-06 |  | 9.2394e-05 |  | 0 |  | 8.1726e-07 |  | 0 |  | 1.0144e-06 |  | -8.8533e-05 |  | 1.2311e-05 |  | 2.8255e-06 |  | -1.1372e-06 |  | 9.1198e-07 |  | 7.6773e-07 |  | 1.5747e-05 |  | 0 |  | 0.00059104 |  | 0 |  | 7.9071e-07 |  | 0.00046197 |  | 1.2333e-06
| 0.04559 |  | 9.3475e-05 |  | 8.2564e-05 |  | 0 |  | 8.1726e-07 |  | 0 |  | 1.0861e-06 |  | 0.00018415 |  | 3.8003e-05 |  | 7.0627e-05 |  | -0.00015133 |  | 9.1524e-07 |  | 7.555e-07 |  | 0 |  | 0 |  | 0.00050604 |  | 0 |  | 7.9076e-07 |  | 0.00046197 |  | 1.1952e-06
| 0.045137 |  | 6.7307e-05 |  | 0.00011197 |  | 0 |  | 8.1734e-07 |  | 0 |  | 1.0501e-06 |  | 0.00014873 |  | 3.8003e-05 |  | 3.6725e-05 |  | -0.00024691 |  | 9.5444e-07 |  | 9.463e-07 |  | 0 |  | 0 |  | 0.00049112 |  | 0 |  | 2.3723e-06 |  | 0.00046279 |  | 1.0995e-06
| 0.044768 |  | -3.1891e-05 |  | 0.00015213 |  | 0 |  | 8.1741e-07 |  | 0 |  | 9.8345e-07 |  | -0.00015936 |  | 9.5578e-05 |  | -0.00026838 |  | -0.00025032 |  | 1.0621e-06 |  | 9.9407e-07 |  | 0 |  | 0 |  | 0.00064223 |  | 0 |  | 6.0629e-06 |  | 0.00046672 |  | 1.1186e-06
| 0.044047 |  | 0.00012429 |  | 0.00016853 |  | 0 |  | 2.6149e-06 |  | 0 |  | 9.3659e-07 |  | 6.0204e-05 |  | 0.00012581 |  | -0.00024126 |  | -0.00030153 |  | 1.2015e-06 |  | 9.0473e-07 |  | 2.8622e-05 |  | 0 |  | 0.00053841 |  | 0 |  | 4.4816e-06 |  | 0.00046127 |  | 1.2019e-06
| 0.043355 |  | 0.00022512 |  | 0.00019625 |  | 0 |  | 1.7978e-06 |  | 0 |  | 9.5921e-07 |  | 0.00028685 |  | 0.00015635 |  | -1.0736e-05 |  | -0.00019571 |  | 1.222e-06 |  | 8.1563e-07 |  | 2.8622e-05 |  | 0 |  | 0.00049118 |  | 0 |  | 1.3181e-06 |  | 0.00045812 |  | 1.2979e-06
| 0.042705 |  | 0.00016899 |  | 0.00019851 |  | 0 |  | 8.1748e-07 |  | 0 |  | 9.8728e-07 |  | 0.00011687 |  | 0.00023188 |  | -0.00015651 |  | -4.5513e-05 |  | 1.0792e-06 |  | 8.9878e-07 |  | 0 |  | 0 |  | 0.00061559 |  | 0 |  | 1.3183e-06 |  | 0.00046209 |  | 1.4253e-06
| 0.042078 |  | -6.2808e-06 |  | 0.00021321 |  | 0 |  | 8.1756e-07 |  | 0 |  | 9.5867e-07 |  | 0.0001027 |  | 0.00021095 |  | -0.00036669 |  | -4.5513e-05 |  | 9.6513e-07 |  | 1.0536e-06 |  | 0 |  | 0 |  | 0.00054556 |  | 0 |  | 7.9096e-07 |  | 0.00046684 |  | 1.5469e-06
| 0.041149 |  | -4.5962e-05 |  | 0.00017589 |  | 0 |  | 0 |  | 0 |  | 8.5701e-07 |  | -9.5612e-05 |  | 0.00022848 |  | -0.0002955 |  | 0.00016271 |  | 9.6057e-07 |  | 9.1109e-07 |  | 0 |  | 0 |  | 0.00048891 |  | 0 |  | 2.3729e-06 |  | 0.00047317 |  | 1.7262e-06
| 0.040113 |  | 5.6572e-05 |  | 0.000177 |  | 0 |  | 8.1763e-07 |  | 0 |  | 7.947e-07 |  | -0.00017352 |  | 0.00017251 |  | -7.5146e-05 |  | 1.2516e-05 |  | 1.0637e-06 |  | 6.6106e-07 |  | 8.314e-06 |  | 0 |  | 0.00061567 |  | 0 |  | 2.373e-06 |  | 0.0004771 |  | 1.5923e-06
| 0.039211 |  | 8.0945e-05 |  | 0.00024373 |  | 0 |  | 1.6353e-06 |  | 0 |  | 8.34e-07 |  | 1.0625e-05 |  | 7.4648e-05 |  | 2.3165e-05 |  | -0.00028104 |  | 1.0291e-06 |  | 6.0724e-07 |  | 8.314e-06 |  | 0 |  | 0.00052831 |  | 0 |  | 7.9106e-07 |  | 0.00048107 |  | 1.1898e-06
| 0.038333 |  | 9.9045e-05 |  | 0.00026805 |  | 0 |  | 2.616e-06 |  | 0 |  | 9.4263e-07 |  | 4.958e-05 |  | 4.0933e-05 |  | 0.00014181 |  | -6.2577e-05 |  | 9.7183e-07 |  | 7.9199e-07 |  | 1.5744e-05 |  | 0 |  | 0.00043543 |  | 0 |  | 7.9111e-07 |  | 0.00047638 |  | 8.3795e-07
| 0.037843 |  | 2.4175e-05 |  | 0.00032007 |  | 0 |  | 1.7983e-06 |  | 0 |  | 1.0225e-06 |  | 0.00026206 |  | 3.6118e-05 |  | 0.0002469 |  | 2.2758e-06 |  | 9.3856e-07 |  | 8.397e-07 |  | 1.5744e-05 |  | 0 |  | 0.00050948 |  | 0 |  | 0 |  | 0.00046538 |  | 7.4141e-07
| 0.036955 |  | -2.6249e-05 |  | 0.00033025 |  | 0 |  | 8.1778e-07 |  | 0 |  | 1.0301e-06 |  | 0.00020186 |  | 7.9411e-05 |  | 9.4357e-05 |  | -1.4792e-05 |  | 9.9605e-07 |  | 7.6271e-07 |  | 0 |  | 0 |  | 0.00052133 |  | 0 |  | 5.2744e-07 |  | 0.00045439 |  | 9.8448e-07
| 0.035716 |  | 6.4458e-05 |  | 0.000324 |  | 0 |  | 8.1778e-07 |  | 0 |  | 9.9886e-07 |  | -4.958e-05 |  | 0.00019169 |  | -0.00016668 |  | -3.5273e-05 |  | 1.2022e-06 |  | 7.4497e-07 |  | 2.0138e-05 |  | 0 |  | 0.00054731 |  | 0 |  | 1.3187e-06 |  | 0.0004536 |  | 1.2406e-06
| 0.034954 |  | 7.5262e-05 |  | 0.00033534 |  | 0 |  | 8.1785e-07 |  | 0 |  | 9.2221e-07 |  | 6.7283e-05 |  | 0.00013289 |  | -0.00014295 |  | -0.00022301 |  | 1.2923e-06 |  | 8.9368e-07 |  | 2.0139e-05 |  | 0 |  | 0.00065922 |  | 0 |  | 1.3187e-06 |  | 0.0004576 |  | 1.2539e-06
| 0.034096 |  | 3.2811e-05 |  | 0.0004009 |  | 0 |  | 2.6167e-06 |  | 0 |  | 8.8797e-07 |  | 4.6035e-05 |  | 6.3896e-05 |  | -9.8877e-05 |  | -0.00018888 |  | 1.2246e-06 |  | 9.7084e-07 |  | 0 |  | 0 |  | 0.00055368 |  | 0 |  | 1.3188e-06 |  | 0.00045523 |  | 1.1259e-06
| 0.033273 |  | 6.476e-05 |  | 0.00047272 |  | 0 |  | 1.7988e-06 |  | 0 |  | 9.4475e-07 |  | -8.8535e-05 |  | 8.744e-05 |  | -0.00038025 |  | -0.00017864 |  | 1.0099e-06 |  | 8.9314e-07 |  | 0 |  | 0 |  | 0.00042215 |  | 0 |  | 7.9126e-07 |  | 0.00045602 |  | 1.0044e-06
| 0.032723 |  | 7.7104e-05 |  | 0.00046706 |  | 0 |  | 0 |  | 0 |  | 1.0303e-06 |  | -0.00014469 |  | 0.00015303 |  | -0.00030602 |  | -0.00018714 |  | 8.9127e-07 |  | 8.2164e-07 |  | 0 |  | 0 |  | 0.00060968 |  | 0 |  | 0 |  | 0.00045923 |  | 9.7292e-07
| 0.0319 |  | 8.6653e-07 |  | 0.00054114 |  | 0 |  | 0 |  | 0 |  | 1.0952e-06 |  | -0.00021248 |  | 0.00020413 |  | -0.00027856 |  | -1.1379e-05 |  | 9.6174e-07 |  | 8.6936e-07 |  | 3.1662e-05 |  | 0 |  | 0.00064828 |  | 0 |  | 2.1103e-06 |  | 0.0004608 |  | 9.7883e-07
| 0.031099 |  | -8.3946e-05 |  | 0.00063212 |  | 0 |  | 1.7991e-06 |  | 0 |  | 1.159e-06 |  | -0.00025143 |  | 9.0414e-05 |  | -0.00033958 |  | -3.5273e-05 |  | 1.0623e-06 |  | 8.6394e-07 |  | 3.1659e-05 |  | 0 |  | 0.00056485 |  | 0 |  | 2.9017e-06 |  | 0.00045062 |  | 1.0617e-06
| 0.03042 |  | -7.6847e-05 |  | 0.00070455 |  | 0 |  | 1.7991e-06 |  | 0 |  | 1.1871e-06 |  | -0.00041788 |  | 6.3407e-05 |  | -0.00030906 |  | -0.00025032 |  | 1.1928e-06 |  | 6.7916e-07 |  | 4.4398e-05 |  | 0 |  | 0.00054122 |  | 0 |  | 1.3191e-06 |  | 0.00044196 |  | 1.1898e-06
| 0.029819 |  | -2.9831e-05 |  | 0.00077234 |  | 0 |  | 0 |  | 0 |  | 1.0886e-06 |  | -0.00031518 |  | 0.00011151 |  | -0.00044128 |  | -0.0001923 |  | 1.2706e-06 |  | 5.6601e-07 |  | 4.4394e-05 |  | 0 |  | 0.00047662 |  | 0 |  | 1.3191e-06 |  | 0.00044905 |  | 1.1833e-06
| 0.029119 |  | -3.1514e-05 |  | 0.00084697 |  | 0 |  | 8.1822e-07 |  | 0 |  | 9.3011e-07 |  | 3.8955e-05 |  | 0.00018206 |  | -0.00028873 |  | -5.2339e-05 |  | 1.3118e-06 |  | 6.6153e-07 |  | 3.8027e-05 |  | 0 |  | 0.00048771 |  | 0 |  | 7.9146e-07 |  | 0.00045777 |  | 1.1966e-06
| 0.028433 |  | -1.5742e-05 |  | 0.00097136 |  | 0 |  | 8.1822e-07 |  | 0 |  | 8.1712e-07 |  | 0.00011332 |  | 0.00015321 |  | -0.00031922 |  | -0.00016498 |  | 1.2824e-06 |  | 8.1636e-07 |  | 4.0146e-05 |  | 0 |  | 0.00055783 |  | 0 |  | 7.9156e-07 |  | 0.00045619 |  | 1.2801e-06
| 0.028079 |  | 9.3649e-05 |  | 0.0010069 |  | 0 |  | 0 |  | 0 |  | 7.9215e-07 |  | -4.6039e-05 |  | 5.5366e-05 |  | -0.00058026 |  | -0.00013767 |  | 1.2257e-06 |  | 7.57e-07 |  | 2.1192e-06 |  | 0 |  | 0.00059573 |  | 0 |  | 7.9156e-07 |  | 0.0004468 |  | 1.4141e-06
| 0.027435 |  | 7.7564e-05 |  | 0.0011393 |  | 0 |  | 0 |  | 0 |  | 8.3593e-07 |  | -0.00035768 |  | 0.00011475 |  | -0.0005667 |  | -0.00013085 |  | 1.1409e-06 |  | 6.7934e-07 |  | 0 |  | 0 |  | 0.00049329 |  | 0 |  | 7.9161e-07 |  | 0.00044758 |  | 1.4523e-06
| 0.026679 |  | -1.2062e-05 |  | 0.0012873 |  | 0 |  | 0 |  | 0 |  | 8.9968e-07 |  | -0.00027623 |  | 0.00019505 |  | -0.00040397 |  | -0.0001684 |  | 1.0392e-06 |  | 6.9103e-07 |  | 0 |  | 0 |  | 0.00048462 |  | 0 |  | 7.9161e-07 |  | 0.00045783 |  | 1.3375e-06
| 0.026145 |  | -3.0006e-06 |  | 0.0014032 |  | 0 |  | 8.1836e-07 |  | 0 |  | 9.821e-07 |  | -5.6663e-05 |  | 0.00010063 |  | -0.00048534 |  | -3.8686e-05 |  | 9.589e-07 |  | 6.794e-07 |  | 0 |  | 0 |  | 0.00058477 |  | 0 |  | 0 |  | 0.00046498 |  | 1.1587e-06
| 0.025604 |  | 7.5324e-06 |  | 0.0015785 |  | 0 |  | 8.1844e-07 |  | 0 |  | 1.0015e-06 |  | 0.00010625 |  | 0.00010855 |  | -0.00017346 |  | 0.00016612 |  | 9.3353e-07 |  | 5.4234e-07 |  | 1.1496e-05 |  | 0 |  | 0.00052015 |  | 0 |  | 2.1112e-06 |  | 0.00046025 |  | 1.005e-06
| 0.025125 |  | -1.3714e-05 |  | 0.001808 |  | 0 |  | 0 |  | 0 |  | 9.722e-07 |  | 0.00019832 |  | 0.0002431 |  | 4.689e-05 |  | 0.00017294 |  | 1.0243e-06 |  | 5.3622e-07 |  | 2.7391e-05 |  | 0 |  | 0.00047525 |  | 0 |  | 2.903e-06 |  | 0.00045476 |  | 1.0109e-06
| 0.02461 |  | 1.0357e-06 |  | 0.0021314 |  | 0 |  | 8.1851e-07 |  | 0 |  | 9.3044e-07 |  | 0.00021602 |  | 0.00017254 |  | -7.3451e-06 |  | -0.00032883 |  | 1.0289e-06 |  | 7.5727e-07 |  | 1.5895e-05 |  | 0 |  | 0.00045952 |  | 0 |  | 1.3196e-06 |  | 0.00045558 |  | 1.0813e-06
| 0.024118 |  | 0.00012152 |  | 0.00234 |  | 0 |  | 1.637e-06 |  | 0 |  | 8.68e-07 |  | 0.00018061 |  | 0.00012109 |  | 0.0001486 |  | -0.00044489 |  | 1.0446e-06 |  | 1.0432e-06 |  | 0 |  | 0 |  | 0.00042408 |  | 0 |  | 1.3197e-06 |  | 0.00045403 |  | 1.2608e-06
| 0.023865 |  | 8.4013e-05 |  | 0.0025891 |  | 0 |  | 1.6372e-06 |  | 0 |  | 8.4185e-07 |  | 0.00013457 |  | 0.00022725 |  | 4.3505e-05 |  | -0.00038686 |  | 1.0427e-06 |  | 1.1026e-06 |  | 0 |  | 0 |  | 0.00040361 |  | 0 |  | 7.9186e-07 |  | 0.00045012 |  | 1.4529e-06
| 0.023315 |  | -6.9622e-05 |  | 0.0030046 |  | 0 |  | 8.1866e-07 |  | 0 |  | 8.9626e-07 |  | 9.9158e-05 |  | 0.00023856 |  | -0.00015989 |  | -0.00023667 |  | 1.0729e-06 |  | 8.2292e-07 |  | 0 |  | 0 |  | 0.00055969 |  | 0 |  | 2.3756e-06 |  | 0.00044145 |  | 1.6325e-06
| 0.022782 |  | -3.1605e-05 |  | 0.0032443 |  | 0 |  | 0 |  | 0 |  | 1.0287e-06 |  | -8.1451e-05 |  | 0.0001515 |  | -0.00015311 |  | 0.00015588 |  | 1.0774e-06 |  | 6.5576e-07 |  | 0 |  | 0 |  | 0.00058023 |  | 0 |  | 2.9037e-06 |  | 0.00043675 |  | 1.5687e-06
| 0.022565 |  | -0.00010121 |  | 0.0036784 |  | 0 |  | 8.1873e-07 |  | 0 |  | 1.0912e-06 |  | -0.00010978 |  | 0.00016111 |  | -0.00022092 |  | -0.00019229 |  | 1.0364e-06 |  | 5.7806e-07 |  | 0 |  | 0 |  | 0.00048487 |  | 0 |  | 5.2794e-07 |  | 0.00044308 |  | 1.3571e-06
| 0.022036 |  | 5.2605e-07 |  | 0.004199 |  | 0 |  | 8.1873e-07 |  | 0 |  | 1.0469e-06 |  | -0.00014874 |  | 0.00016902 |  | -0.0001599 |  | -0.0003459 |  | 1.0384e-06 |  | 7.5686e-07 |  | 4.0674e-06 |  | 0 |  | 0.00049196 |  | 0 |  | 2.1119e-06 |  | 0.00045333 |  | 1.2223e-06
| 0.021453 |  | 0.0001694 |  | 0.0044265 |  | 0 |  | 8.1873e-07 |  | 0 |  | 8.9946e-07 |  | -6.3746e-05 |  | 0.00021875 |  | 7.0626e-05 |  | 4.6652e-05 |  | 1.0312e-06 |  | 9.1178e-07 |  | 4.0671e-06 |  | 0 |  | 0.00045575 |  | 0 |  | 2.9041e-06 |  | 0.00045812 |  | 1.1461e-06
| 0.020897 |  | 0.0001397 |  | 0.0047073 |  | 0 |  | 1.6378e-06 |  | 0 |  | 7.6655e-07 |  | 2.8331e-05 |  | 0.00030413 |  | -6.4976e-05 |  | 0.0002344 |  | 1.0235e-06 |  | 9.3032e-07 |  | 4.9691e-05 |  | 0 |  | 0.00050858 |  | 0 |  | 1.3201e-06 |  | 0.00044944 |  | 1.1081e-06
| 0.020257 |  | 0.00011956 |  | 0.0052438 |  | 0 |  | 8.188e-07 |  | 0 |  | 7.6086e-07 |  | -0.00021148 |  | 0.00015036 |  | -0.00012489 |  | -6.198e-05 |  | 9.8816e-07 |  | 8.2919e-07 |  | 6.4519e-05 |  | 0 |  | 0.00067263 |  | 0 |  | 5.2804e-07 |  | 0.00043449 |  | 1.1139e-06
| 0.019731 |  | 6.3071e-05 |  | 0.0058176 |  | 0 |  | 0 |  | 0 |  | 8.5409e-07 |  | -0.00023374 |  | 3.6375e-05 |  | -8.5315e-05 |  | -0.0002708 |  | 9.4326e-07 |  | 6.6825e-07 |  | 1.5717e-05 |  | 0 |  | 0.00068529 |  | 0 |  | 0 |  | 0.00042427 |  | 1.2805e-06
| 0.019519 |  | 0.00014348 |  | 0.0061584 |  | 0 |  | 8.1895e-07 |  | 0 |  | 9.6218e-07 |  | -0.0001027 |  | 6.1777e-05 |  | -0.0002277 |  | -9.6715e-05 |  | 8.8512e-07 |  | 7.3379e-07 |  | 8.8441e-07 |  | 0 |  | 0.00055048 |  | 0 |  | 2.3763e-06 |  | 0.00042351 |  | 1.3003e-06
| 0.019096 |  | 0.00013155 |  | 0.006666 |  | 0 |  | 8.1895e-07 |  | 0 |  | 1.0347e-06 |  | -0.00026206 |  | 0.00014863 |  | -0.0001938 |  | 5.0065e-05 |  | 8.9884e-07 |  | 9.3653e-07 |  | 0 |  | 0 |  | 0.0004795 |  | 0 |  | 2.9046e-06 |  | 0.00043218 |  | 1.2108e-06
| 0.01845 |  | 2.6118e-05 |  | 0.0071758 |  | 0 |  | 1.8012e-06 |  | 0 |  | 1.0785e-06 |  | 4.2491e-05 |  | 0.00019501 |  | 0.00015538 |  | 0.00031972 |  | 9.7078e-07 |  | 1.0977e-06 |  | 0 |  | 0 |  | 0.0004535 |  | 0 |  | 1.3204e-06 |  | 0.00044009 |  | 1.0636e-06
| 0.018178 |  | 3.1259e-05 |  | 0.0078472 |  | 0 |  | 3.6028e-06 |  | 0 |  | 1.113e-06 |  | 0.00019831 |  | 0.00015769 |  | 8.419e-05 |  | 4.3228e-05 |  | 1.0421e-06 |  | 1.05e-06 |  | 0 |  | 0 |  | 0.00038175 |  | 0 |  | 7.9226e-07 |  | 0.0004417 |  | 1.0124e-06
| 0.017947 |  | 7.8106e-05 |  | 0.008595 |  | 0 |  | 2.6205e-06 |  | 0 |  | 1.1405e-06 |  | -8.4993e-05 |  | 0.00010971 |  | -0.00026159 |  | 3.9816e-05 |  | 1.065e-06 |  | 8.8279e-07 |  | 0 |  | 0 |  | 0.00051903 |  | 0 |  | 2.3768e-06 |  | 0.00044646 |  | 9.4134e-07
| 0.017383 |  | 7.5725e-05 |  | 0.0091723 |  | 0 |  | 2.6205e-06 |  | 0 |  | 1.1217e-06 |  | -0.00018769 |  | 0.00015154 |  | -3.4461e-05 |  | 0.00040848 |  | 1.0708e-06 |  | 7.6333e-07 |  | 0 |  | 0 |  | 0.00060501 |  | 0 |  | 2.9052e-06 |  | 0.00045119 |  | 7.5583e-07
| 0.016737 |  | 3.6151e-05 |  | 0.010001 |  | 0 |  | 2.621e-06 |  | 0 |  | 1.0607e-06 |  | -0.00020894 |  | 0.00020912 |  | -4.1246e-05 |  | 0.00013882 |  | 1.1057e-06 |  | 7.0403e-07 |  | 0 |  | 0 |  | 0.00052462 |  | 0 |  | 2.9053e-06 |  | 0.00044731 |  | 7.1781e-07
| 0.016268 |  | 0.00011608 |  | 0.010546 |  | 0 |  | 1.6383e-06 |  | 0 |  | 1.0056e-06 |  | 3.5415e-06 |  | 0.00018199 |  | 4.3503e-05 |  | 7.7371e-05 |  | 1.0722e-06 |  | 6.8007e-07 |  | 3.0055e-06 |  | 0 |  | 0.00040076 |  | 0 |  | 2.9053e-06 |  | 0.00044178 |  | 7.3682e-07
| 0.015888 |  | 9.9455e-05 |  | 0.010871 |  | 0 |  | 1.6386e-06 |  | 0 |  | 9.9949e-07 |  | -0.0001452 |  | 0.00023849 |  | 0.00016894 |  | -5.5759e-05 |  | 1.0411e-06 |  | 7.2186e-07 |  | 3.0052e-06 |  | 0 |  | 0.00038816 |  | 0 |  | 2.9055e-06 |  | 0.00044339 |  | 7.692e-07
| 0.015302 |  | -5.216e-05 |  | 0.011305 |  | 0 |  | 8.1924e-07 |  | 0 |  | 9.6878e-07 |  | -0.00044621 |  | 0.00023343 |  | -0.00018024 |  | -0.0001411 |  | 1.0305e-06 |  | 8.6518e-07 |  | 2.104e-05 |  | 0 |  | 0.00051282 |  | 0 |  | 2.3772e-06 |  | 0.00045049 |  | 7.9479e-07
| 0.014724 |  | -8.0283e-05 |  | 0.012052 |  | 0 |  | 0 |  | 0 |  | 9.0269e-07 |  | -0.00030456 |  | 0.0001161 |  | -0.000126 |  | 0.00011833 |  | 1.0954e-06 |  | 9.4868e-07 |  | 2.4216e-05 |  | 0 |  | 0.00047106 |  | 0 |  | 2.3775e-06 |  | 0.00044345 |  | 7.7585e-07
| 0.014447 |  | 3.1319e-05 |  | 0.012948 |  | 0 |  | 0 |  | 0 |  | 8.9831e-07 |  | -0.00021602 |  | 2.0586e-05 |  | -8.8707e-05 |  | -3.1858e-05 |  | 1.1895e-06 |  | 8.592e-07 |  | 3.1777e-06 |  | 0 |  | 0.00032588 |  | 0 |  | 2.3775e-06 |  | 0.00042451 |  | 8.0743e-07
| 0.014042 |  | 1.8912e-05 |  | 0.01357 |  | 0 |  | 8.1939e-07 |  | 0 |  | 9.7333e-07 |  | -0.00017808 |  | 0.00014072 |  | -0.00013555 |  | -0.00027296 |  | 1.264e-06 |  | 6.5635e-07 |  | 0 |  | 0 |  | 0.00038745 |  | 0 |  | 2.3775e-06 |  | 0.00041428 |  | 8.2652e-07
| 0.01347 |  | -0.00012919 |  | 0.01411 |  | 0 |  | 1.6389e-06 |  | 0 |  | 1.0284e-06 |  | -9.2076e-05 |  | 0.00027523 |  | -0.000326 |  | -0.00045854 |  | 1.3315e-06 |  | 5.4303e-07 |  | 0 |  | 0 |  | 0.00054136 |  | 0 |  | 2.3777e-06 |  | 0.00041904 |  | 8.5884e-07
| 0.012983 |  | -4.133e-05 |  | 0.014759 |  | 0 |  | 8.1954e-07 |  | 0 |  | 9.9351e-07 |  | -0.00016645 |  | 0.00015509 |  | -0.00026837 |  | -0.00018206 |  | 1.2819e-06 |  | 7.8825e-07 |  | 0 |  | 0 |  | 0.00059269 |  | 0 |  | 0 |  | 0.00042696 |  | 1.0379e-06
| 0.01248 |  | 0.00025042 |  | 0.015499 |  | 0 |  | 0 |  | 0 |  | 9.0973e-07 |  | -0.00018061 |  | 6.1768e-05 |  | 0.0001147 |  | 0.00021391 |  | 1.2204e-06 |  | 1.1284e-06 |  | 0 |  | 0 |  | 0.00058401 |  | 0 |  | 0 |  | 0.00042617 |  | 1.2433e-06
| 0.011881 |  | 0.00015203 |  | 0.016009 |  | 0 |  | 0 |  | 0 |  | 8.304e-07 |  | -9.5618e-05 |  | 0.00012594 |  | 0.00016216 |  | 0.00024122 |  | 1.199e-06 |  | 1.2419e-06 |  | 0 |  | 0 |  | 0.00053432 |  | 0 |  | 2.378e-06 |  | 0.00042067 |  | 1.5001e-06
| 0.011439 |  | -6.4883e-05 |  | 0.016562 |  | 0 |  | 0 |  | 0 |  | 7.935e-07 |  | 0.00020894 |  | 0.0002221 |  | -0.00018024 |  | 8.0791e-05 |  | 1.1506e-06 |  | 1.0329e-06 |  | 0 |  | 0 |  | 0.00060855 |  | 0 |  | 2.9066e-06 |  | 0.0004207 |  | 1.5515e-06
| 0.011011 |  | -2.5068e-05 |  | 0.017335 |  | 0 |  | 0 |  | 0 |  | 7.9288e-07 |  | 0.00029393 |  | 0.00028481 |  | -0.00030228 |  | 1.5929e-05 |  | 1.0316e-06 |  | 7.5216e-07 |  | 0 |  | 0 |  | 0.00059122 |  | 0 |  | 1.3213e-06 |  | 0.00042309 |  | 1.4106e-06
| 0.010262 |  | 4.762e-05 |  | 0.018219 |  | 0 |  | 8.1976e-07 |  | 0 |  | 8.3993e-07 |  | 6.7286e-05 |  | 0.00015658 |  | 0.00034183 |  | 0.00041189 |  | 9.115e-07 |  | 6.7504e-07 |  | 0 |  | 0 |  | 0.00052571 |  | 0 |  | 7.9276e-07 |  | 0.00042546 |  | 1.2311e-06
| 0.0097881 |  | -7.6341e-06 |  | 0.018892 |  | 0 |  | 8.1976e-07 |  | 0 |  | 9.5563e-07 |  | -1.0625e-05 |  | 2.8072e-05 |  | 0.00037912 |  | 0.00025828 |  | 8.9188e-07 |  | 7.946e-07 |  | 1.5888e-05 |  | 0 |  | 0.00054393 |  | 0 |  | 2.3784e-06 |  | 0.00042393 |  | 1.1218e-06
| 0.009629 |  | -4.0282e-05 |  | 0.01959 |  | 0 |  | 0 |  | 0 |  | 1.0882e-06 |  | -8.1452e-05 |  | 0.00010995 |  | -1.7514e-05 |  | -0.00012744 |  | 1.0246e-06 |  | 9.3194e-07 |  | 3.9042e-05 |  | 0 |  | 0.00050209 |  | 0 |  | 2.3786e-06 |  | 0.00042393 |  | 1.2245e-06
| 0.0093174 |  | 4.2621e-05 |  | 0.020367 |  | 0 |  | 0 |  | 0 |  | 1.2178e-06 |  | -0.00030423 |  | 0.00022547 |  | -0.00016396 |  | -0.00030874 |  | 1.1771e-06 |  | 9.4367e-07 |  | 2.3157e-05 |  | 0 |  | 0.0004437 |  | 0 |  | 0 |  | 0.00043107 |  | 1.2503e-06
| 0.0089727 |  | -4.6022e-05 |  | 0.021128 |  | 0 |  | 8.1983e-07 |  | 0 |  | 1.2378e-06 |  | -0.00010625 |  | 0.00016123 |  | -0.00034973 |  | -0.00017523 |  | 1.2189e-06 |  | 8.241e-07 |  | 0 |  | 0 |  | 0.00049502 |  | 0 |  | 0 |  | 0.00043817 |  | 1.1028e-06
| 0.0086142 |  | -3.9078e-05 |  | 0.021983 |  | 0 |  | 8.1991e-07 |  | 0 |  | 1.1822e-06 |  | 5.312e-05 |  | 8.6067e-05 |  | -0.00047517 |  | -0.0001445 |  | 1.1373e-06 |  | 7.7021e-07 |  | 0 |  | 0 |  | 0.0005693 |  | 0 |  | 7.9296e-07 |  | 0.00044612 |  | 8.4679e-07
| 0.0083322 |  | 6.1366e-05 |  | 0.023082 |  | 0 |  | 0 |  | 0 |  | 1.1066e-06 |  | -0.00035413 |  | 0.00014861 |  | -0.00043449 |  | -0.00013767 |  | 9.8696e-07 |  | 7.9972e-07 |  | 0 |  | 0 |  | 0.00059694 |  | 0 |  | 7.9296e-07 |  | 0.00044612 |  | 8.8506e-07
| 0.0080582 |  | 4.5981e-05 |  | 0.023917 |  | 0 |  | 0 |  | 0 |  | 1.0735e-06 |  | -0.00013102 |  | 0.00016273 |  | -5.8195e-05 |  | 0.00012857 |  | 9.6537e-07 |  | 7.5801e-07 |  | 0 |  | 0 |  | 0.00059698 |  | 0 |  | 2.379e-06 |  | 0.00043826 |  | 1.1544e-06
| 0.0077898 |  | 8.2474e-05 |  | 0.024641 |  | 0 |  | 8.2005e-07 |  | 0 |  | 1.0792e-06 |  | 0.00026206 |  | 8.8964e-05 |  | 4.0116e-05 |  | 0.00017295 |  | 1.0675e-06 |  | 7.0472e-07 |  | 4.4366e-05 |  | 0 |  | 0.0005599 |  | 0 |  | 2.3792e-06 |  | 0.00043039 |  | 1.3211e-06
| 0.0075044 |  | 0.00012679 |  | 0.02559 |  | 0 |  | 1.6401e-06 |  | 0 |  | 1.0554e-06 |  | 0.00021956 |  | 0.00011326 |  | -0.00016668 |  | 9.1025e-05 |  | 1.1192e-06 |  | 6.8694e-07 |  | 4.4366e-05 |  | 0 |  | 0.00051962 |  | 0 |  | 7.9306e-07 |  | 0.00042012 |  | 1.3079e-06
| 0.0071653 |  | 3.9624e-05 |  | 0.026692 |  | 0 |  | 8.2013e-07 |  | 0 |  | 1.0167e-06 |  | 0.00025143 |  | 0.00026103 |  | -0.0002989 |  | -2.5033e-05 |  | 1.1088e-06 |  | 8.1213e-07 |  | 0 |  | 0 |  | 0.00058366 |  | 0 |  | 2.9081e-06 |  | 0.00041701 |  | 1.2573e-06
| 0.0068834 |  | 2.4094e-05 |  | 0.028168 |  | 0 |  | 1.8037e-06 |  | 0 |  | 9.6607e-07 |  | -0.00013104 |  | 0.00024295 |  | -0.00018024 |  | -8.9888e-05 |  | 1.0787e-06 |  | 8.839e-07 |  | 0 |  | 0 |  | 0.00065001 |  | 0 |  | 2.9083e-06 |  | 0.00041543 |  | 1.1487e-06
| 0.0066772 |  | 3.4016e-05 |  | 0.029235 |  | 0 |  | 1.8038e-06 |  | 0 |  | 9.2548e-07 |  | -0.00018921 |  | 0.00012245 |  | 3.8474e-05 |  | -7.6289e-05 |  | 1.1593e-06 |  | 8.8397e-07 |  | 3.2701e-05 |  | 0 |  | 0.00070376 |  | 0 |  | 1.3219e-06 |  | 0.00041862 |  | 1.046e-06
| 0.0064839 |  | 5.5933e-05 |  | 0.030284 |  | 0 |  | 0 |  | 0 |  | 9.5927e-07 |  | 0.00016999 |  | 4.2775e-05 |  | -6.8365e-05 |  | -1.8206e-05 |  | 1.2797e-06 |  | 8.6618e-07 |  | 4.2229e-05 |  | 0 |  | 0.00068717 |  | 0 |  | 1.322e-06 |  | 0.0004281 |  | 1.0263e-06
| 0.0061568 |  | 4.792e-05 |  | 0.031242 |  | 0 |  | 0 |  | 0 |  | 1.0432e-06 |  | 2.8331e-05 |  | 7.458e-05 |  | -7.5146e-05 |  | -0.00018206 |  | 1.268e-06 |  | 8.9632e-07 |  | 9.5313e-06 |  | 0 |  | 0.00069279 |  | 0 |  | 1.3221e-06 |  | 0.0004321 |  | 1.0902e-06
| 0.0059071 |  | -8.021e-06 |  | 0.032164 |  | 0 |  | 0 |  | 0 |  | 1.0733e-06 |  | -0.00012749 |  | 0.00018362 |  | 0.00015538 |  | -0.00020936 |  | 1.1502e-06 |  | 1.0037e-06 |  | 0 |  | 0 |  | 0.0006288 |  | 0 |  | 1.3221e-06 |  | 0.00043052 |  | 1.1548e-06
| 0.0058071 |  | -4.1646e-05 |  | 0.033354 |  | 0 |  | 8.2035e-07 |  | 0 |  | 1.0026e-06 |  | -0.00011687 |  | 0.00016303 |  | 0.00020284 |  | -0.00010354 |  | 1.024e-06 |  | 1.0216e-06 |  | 0 |  | 0 |  | 0.00058618 |  | 0 |  | 1.3222e-06 |  | 0.00042423 |  | 1.0396e-06
| 0.0054754 |  | -1.506e-05 |  | 0.03479 |  | 0 |  | 8.2042e-07 |  | 0 |  | 9.6954e-07 |  | -0.00020894 |  | 9.5431e-05 |  | -0.00021753 |  | -0.00018547 |  | 9.7113e-07 |  | 1.0873e-06 |  | 0 |  | 0 |  | 0.00063915 |  | 0 |  | 5.2891e-07 |  | 0.00042347 |  | 1.0008e-06
| 0.0051151 |  | 1.9936e-05 |  | 0.036448 |  | 0 |  | 1.8043e-06 |  | 0 |  | 9.6766e-07 |  | -0.00012041 |  | 4.1425e-05 |  | -0.00038364 |  | -0.00014792 |  | 9.8618e-07 |  | 1.3144e-06 |  | 0 |  | 0 |  | 0.00058464 |  | 0 |  | 5.2891e-07 |  | 0.00042505 |  | 9.9425e-07
| 0.0050291 |  | 8.6528e-05 |  | 0.037935 |  | 0 |  | 1.8045e-06 |  | 0 |  | 9.9717e-07 |  | 9.5617e-05 |  | 0.00010735 |  | -0.00028872 |  | 8.7612e-05 |  | 9.5682e-07 |  | 1.4642e-06 |  | 0 |  | 0 |  | 0.00060684 |  | 0 |  | 1.3224e-06 |  | 0.00042115 |  | 1.0971e-06
| 0.0048817 |  | 8.4084e-05 |  | 0.039429 |  | 0 |  | 0 |  | 0 |  | 1.0178e-06 |  | 0.00015954 |  | 0.00012445 |  | 0.0001166 |  | 0.00038502 |  | 9.7645e-07 |  | 1.2672e-06 |  | 0 |  | 0 |  | 0.00063607 |  | 0 |  | 7.9346e-07 |  | 0.00041167 |  | 1.1808e-06
| 0.0047286 |  | -2.9582e-05 |  | 0.040759 |  | 0 |  | 8.2057e-07 |  | 0 |  | 9.8975e-07 |  | 0.00012041 |  | 0.00011315 |  | 0.00033844 |  | 9.1032e-05 |  | 1.0682e-06 |  | 8.8437e-07 |  | 0 |  | 0 |  | 0.00059186 |  | 0 |  | 7.9346e-07 |  | 0.00040616 |  | 1.2514e-06
| 0.0045823 |  | -3.3129e-05 |  | 0.042467 |  | 0 |  | 8.2057e-07 |  | 0 |  | 9.9413e-07 |  | 0.00024081 |  | 9.8715e-05 |  | -0.0001938 |  | -1.1372e-05 |  | 1.0957e-06 |  | 6.6895e-07 |  | 1.0427e-05 |  | 0 |  | 0.00065745 |  | 0 |  | 1.3225e-06 |  | 0.00040932 |  | 1.3536e-06
| 0.0042876 |  | 6.3641e-05 |  | 0.044328 |  | 0 |  | 0 |  | 0 |  | 1.013e-06 |  | 0.00013103 |  | 7.4415e-05 |  | -0.00019041 |  | 0.00027535 |  | 1.0977e-06 |  | 7.531e-07 |  | 1.0426e-05 |  | 0 |  | 0.00068677 |  | 0 |  | 1.3226e-06 |  | 0.00041175 |  | 1.3926e-06
| 0.0040716 |  | 0.00014741 |  | 0.046297 |  | 0 |  | 0 |  | 0 |  | 1.0681e-06 |  | 7.0845e-06 |  | 0.00019773 |  | 0.00011809 |  | -4.893e-05 |  | 1.0958e-06 |  | 8.2491e-07 |  | 8.306e-06 |  | 0 |  | 0.00059352 |  | 0 |  | 7.9356e-07 |  | 0.00041254 |  | 1.2964e-06
| 0.0038537 |  | 2.6701e-05 |  | 0.048036 |  | 0 |  | 0 |  | 0 |  | 1.045e-06 |  | 9.2078e-05 |  | 0.00029544 |  | -6.4976e-05 |  | -0.00037321 |  | 1.1888e-06 |  | 7.3537e-07 |  | 8.3052e-06 |  | 0 |  | 0.00060304 |  | 0 |  | 0 |  | 0.00041572 |  | 1.1357e-06
| 0.0037349 |  | -7.2073e-05 |  | 0.049428 |  | 0 |  | 0 |  | 0 |  | 9.6801e-07 |  | -0.0002054 |  | 0.00031807 |  | -0.00056331 |  | -0.00010696 |  | 1.2242e-06 |  | 6.3409e-07 |  | 0 |  | 0 |  | 0.00067421 |  | 0 |  | 0 |  | 0.00042049 |  | 1.1231e-06
| 0.0037278 |  | -7.8632e-05 |  | 0.051234 |  | 0 |  | 0 |  | 0 |  | 9.5056e-07 |  | -0.00045329 |  | 0.00025759 |  | -0.00037008 |  | 1.5929e-05 |  | 1.1889e-06 |  | 5.6784e-07 |  | 0 |  | 0 |  | 0.00072164 |  | 0 |  | 0 |  | 0.00042207 |  | 1.1107e-06
| 0.0036131 |  | -9.4192e-05 |  | 0.05324 |  | 0 |  | 0 |  | 0 |  | 9.7695e-07 |  | -0.00013726 |  | 0.00016947 |  | 9.8849e-05 |  | -1.9072e-05 |  | 1.1628e-06 |  | 5.1387e-07 |  | 1.3607e-05 |  | 0 |  | 0.00066007 |  | 0 |  | 0 |  | 0.00041897 |  | 9.6314e-07
| 0.0034504 |  | -9.0341e-05 |  | 0.055235 |  | 0 |  | 0 |  | 0 |  | 9.7883e-07 |  | 3.896e-05 |  | 0.00019659 |  | -0.00024465 |  | -0.00025373 |  | 1.0633e-06 |  | 4.6045e-07 |  | 1.3607e-05 |  | 0 |  | 0.00067904 |  | 0 |  | 2.3811e-06 |  | 0.0004158 |  | 8.7942e-07
| 0.0033007 |  | 2.3577e-05 |  | 0.057135 |  | 0 |  | 0 |  | 0 |  | 9.5378e-07 |  | -0.00013457 |  | 0.0001757 |  | -0.00033279 |  | -0.00031517 |  | 9.7361e-07 |  | 5.5623e-07 |  | 0 |  | 0 |  | 0.00057947 |  | 0 |  | 2.9107e-06 |  | 0.00041425 |  | 9.7567e-07
| 0.0031027 |  | 9.4561e-05 |  | 0.05927 |  | 0 |  | 0 |  | 0 |  | 9.408e-07 |  | -2.479e-05 |  | 8.0973e-05 |  | -0.00012939 |  | -8.6475e-05 |  | 9.2729e-07 |  | 7.7125e-07 |  | 1.694e-05 |  | 0 |  | 0.00045061 |  | 0 |  | 2.9107e-06 |  | 0.00041425 |  | 1.2455e-06
| 0.0031182 |  | 7.1009e-05 |  | 0.061674 |  | 0 |  | 0 |  | 0 |  | 1.0021e-06 |  | -2.479e-05 |  | 0.00017248 |  | -0.00014634 |  | -0.00018547 |  | 9.4096e-07 |  | 8.0065e-07 |  | 1.6942e-05 |  | 0 |  | 0.00064517 |  | 0 |  | 2.3814e-06 |  | 0.0004143 |  | 1.5025e-06
| 0.0031253 |  | 0.00010318 |  | 0.064101 |  | 0 |  | 0 |  | 0 |  | 1.0792e-06 |  | -0.0001027 |  | 0.00015322 |  | -0.00016329 |  | -0.00010354 |  | 9.5872e-07 |  | 6.8712e-07 |  | 0 |  | 0 |  | 0.00064675 |  | 0 |  | 5.5564e-06 |  | 0.00041272 |  | 1.7143e-06
| 0.0029446 |  | 3.9255e-05 |  | 0.06609 |  | 0 |  | 0 |  | 0 |  | 1.0806e-06 |  | 0.00019292 |  | 3.1265e-05 |  | -5.0313e-05 |  | 4.5296e-05 |  | 1.0243e-06 |  | 6.2761e-07 |  | 1.0425e-05 |  | 0 |  | 0.00053689 |  | 0 |  | 5.5564e-06 |  | 0.00040721 |  | 1.7718e-06
| 0.0029604 |  | -1.25e-05 |  | 0.068098 |  | 0 |  | 0 |  | 0 |  | 1.0104e-06 |  | 0.00020186 |  | 0.00010342 |  | -0.00017684 |  | -5.2339e-05 |  | 1.1435e-06 |  | 8.1921e-07 |  | 1.0425e-05 |  | 0 |  | 0.00064525 |  | 0 |  | 7.9391e-07 |  | 0.00039933 |  | 1.5668e-06
| 0.0028576 |  | 2.2487e-05 |  | 0.070333 |  | 0 |  | 0 |  | 0 |  | 9.04e-07 |  | 7.0824e-05 |  | 0.00021069 |  | -0.00031583 |  | 5.3478e-05 |  | 1.2045e-06 |  | 1.0109e-06 |  | 8.3045e-06 |  | 0 |  | 0.00059385 |  | 0 |  | 7.9401e-07 |  | 0.00039854 |  | 1.3038e-06
| 0.0026119 |  | -7.1008e-05 |  | 0.072662 |  | 0 |  | 0 |  | 0 |  | 8.5584e-07 |  | 8.4989e-05 |  | 0.00028468 |  | -0.00034974 |  | -0.00018205 |  | 1.1509e-06 |  | 1.035e-06 |  | 8.3045e-06 |  | 0 |  | 0.00056305 |  | 0 |  | 0 |  | 0.00040489 |  | 1.137e-06
| 0.0025712 |  | -9.6325e-05 |  | 0.074713 |  | 0 |  | 0 |  | 0 |  | 8.4832e-07 |  | 1.7706e-05 |  | 0.00028017 |  | -0.00018363 |  | -0.00041417 |  | 1.0671e-06 |  | 9.2132e-07 |  | 0 |  | 0 |  | 0.00055043 |  | 0 |  | 0 |  | 0.00040966 |  | 1.0341e-06
| 0.002419 |  | 2.3056e-05 |  | 0.076546 |  | 0 |  | 0 |  | 0 |  | 8.9845e-07 |  | 4.958e-05 |  | 0.00018074 |  | 8.4187e-05 |  | -2.1619e-05 |  | 1.069e-06 |  | 8.3779e-07 |  | 0 |  | 0 |  | 0.000435 |  | 0 |  | 3.9703e-06 |  | 0.00040652 |  | 9.761e-07
| 0.0023402 |  | 9.573e-05 |  | 0.078052 |  | 0 |  | 0 |  | 0 |  | 9.2985e-07 |  | 2.8332e-05 |  | 6.8912e-05 |  | 2.8255e-06 |  | 3.2996e-05 |  | 1.0816e-06 |  | 9.1526e-07 |  | 4.223e-05 |  | 0 |  | 0.00052519 |  | 0 |  | 3.9706e-06 |  | 0.0004018 |  | 1.0659e-06
| 0.0023134 |  | 4.5418e-05 |  | 0.079831 |  | 0 |  | 0 |  | 0 |  | 9.1356e-07 |  | -3.71e-05 |  | 6.3822e-05 |  | -4.3209e-05 |  | -5.1257e-05 |  | 1.0541e-06 |  | 9.1526e-07 |  | 4.2226e-05 |  | 0 |  | 0.00053231 |  | 0 |  | 7.9416e-07 |  | 0.00040259 |  | 1.2262e-06
| 0.0021468 |  | 1.835e-05 |  | 0.082011 |  | 0 |  | 0 |  | 0 |  | 8.9618e-07 |  | -1.4166e-05 |  | 0.00010819 |  | -0.00030567 |  | -0.00021961 |  | 9.7627e-07 |  | 8.9761e-07 |  | 0 |  | 0 |  | 0.00043821 |  | 0 |  | 1.3236e-06 |  | 0.00040816 |  | 1.2264e-06
| 0.0021287 |  | 0.00011427 |  | 0.083791 |  | 0 |  | 0 |  | 0 |  | 8.2717e-07 |  | 4.958e-05 |  | 0.00023301 |  | -1.0735e-05 |  | -0.00015816 |  | 9.6046e-07 |  | 9.2701e-07 |  | 1.4821e-05 |  | 0 |  | 0.00051735 |  | 0 |  | 2.9121e-06 |  | 0.00041767 |  | 1.1623e-06
| 0.002018 |  | 3.6197e-05 |  | 0.08522 |  | 0 |  | 0 |  | 0 |  | 7.8149e-07 |  | -0.00011687 |  | 0.00020735 |  | 0.00026047 |  | 5.6892e-06 |  | 1.0857e-06 |  | 1.0229e-06 |  | 1.7824e-05 |  | 0 |  | 0.00059965 |  | 0 |  | 2.3828e-06 |  | 0.00042087 |  | 1.1624e-06
| 0.0018904 |  | -6.9535e-05 |  | 0.086832 |  | 0 |  | 0 |  | 0 |  | 7.8595e-07 |  | -7.437e-05 |  | 1.8708e-05 |  | -0.00027515 |  | -8.3061e-05 |  | 1.1487e-06 |  | 1.0175e-06 |  | 3.0034e-06 |  | 0 |  | 0.00055377 |  | 0 |  | 2.3828e-06 |  | 0.00041612 |  | 1.1816e-06
| 0.0018524 |  | 1.3751e-05 |  | 0.088772 |  | 0 |  | 0 |  | 0 |  | 8.6618e-07 |  | -6.307e-05 |  | 8.3018e-05 |  | -0.00043742 |  | -8.344e-05 |  | 1.1395e-06 |  | 8.6758e-07 |  | 0 |  | 0 |  | 0.00056567 |  | 0 |  | 2.9125e-06 |  | 0.00040349 |  | 1.1242e-06
| 0.0017142 |  | 0.00011911 |  | 0.090598 |  | 0 |  | 0 |  | 0 |  | 9.7156e-07 |  | -0.00015936 |  | 0.00011161 |  | -0.00011922 |  | -1.1378e-06 |  | 1.0616e-06 |  | 8.5537e-07 |  | 0 |  | 0 |  | 0.0005309 |  | 0 |  | 1.3239e-06 |  | 0.00039164 |  | 9.3167e-07
| 0.0014164 |  | 6.7641e-05 |  | 0.091908 |  | 0 |  | 0 |  | 0 |  | 9.7594e-07 |  | -0.00013811 |  | 0.00012911 |  | 2.6556e-05 |  | -1.1378e-06 |  | 1.0479e-06 |  | 9.5737e-07 |  | 9.3634e-06 |  | 0 |  | 0.00041461 |  | 0 |  | 7.9436e-07 |  | 0.00038929 |  | 8.802e-07
| 0.0013719 |  | -5.8296e-05 |  | 0.093097 |  | 0 |  | 0 |  | 0 |  | 9.4845e-07 |  | -0.00029039 |  | 0.00010053 |  | -8.5315e-05 |  | -0.00027422 |  | 1.0683e-06 |  | 9.636e-07 |  | 2.7361e-05 |  | 0 |  | 0.00048428 |  | 0 |  | 7.9441e-07 |  | 0.00039248 |  | 8.8028e-07
| 0.0014113 |  | 1.1607e-05 |  | 0.09444 |  | 0 |  | 0 |  | 0 |  | 9.3842e-07 |  | -5.3115e-05 |  | 6.3817e-05 |  | 4.6896e-05 |  | -0.00035273 |  | 1.0152e-06 |  | 8.4377e-07 |  | 1.7996e-05 |  | 0 |  | 0.0006639 |  | 0 |  | 1.324e-06 |  | 0.00040435 |  | 8.3541e-07
| 0.0012916 |  | 0.00013604 |  | 0.095539 |  | 0 |  | 0 |  | 0 |  | 9.8552e-07 |  | 0.00020186 |  | 0.00015474 |  | 3.6725e-05 |  | -1.1379e-05 |  | 9.3533e-07 |  | 7.1785e-07 |  | 0 |  | 0 |  | 0.00065286 |  | 0 |  | 1.3242e-06 |  | 0.00041071 |  | 8.0975e-07
| 0.0011837 |  | -3.9925e-05 |  | 0.097218 |  | 0 |  | 0 |  | 0 |  | 1.0439e-06 |  | 0.00017809 |  | 0.00018524 |  | -0.00019947 |  | 0.00013827 |  | 8.8756e-07 |  | 6.4047e-07 |  | 2.6323e-05 |  | 0 |  | 0.00049146 |  | 0 |  | 1.3241e-06 |  | 0.00041074 |  | 8.613e-07
| 0.0010407 |  | -0.00021532 |  | 0.098745 |  | 0 |  | 0 |  | 0 |  | 1.0891e-06 |  | 0.00016999 |  | 0.00014212 |  | -0.00021074 |  | -0.00011719 |  | 1.0514e-06 |  | 6.2879e-07 |  | 5.5958e-05 |  | 0 |  | 0.00053578 |  | 0 |  | 5.2971e-07 |  | 0.00040045 |  | 9.966e-07
| 0.00093127 |  | -0.00011118 |  | 0.09978 |  | 0 |  | 0 |  | 0 |  | 1.1386e-06 |  | -3.5413e-05 |  | 0.00016924 |  | -0.00015989 |  | -0.00011719 |  | 1.2055e-06 |  | 6.3432e-07 |  | 2.964e-05 |  | 0 |  | 0.00064428 |  | 0 |  | 0 |  | 0.00039021 |  | 1.1827e-06
| 0.00094023 |  | -4.7269e-06 |  | 0.10096 |  | 0 |  | 0 |  | 0 |  | 1.1299e-06 |  | 3.5415e-06 |  | 0.00016121 |  | -2.4296e-05 |  | 0.00020026 |  | 1.2161e-06 |  | 6.9401e-07 |  | 0 |  | 0 |  | 0.00069177 |  | 0 |  | 2.3838e-06 |  | 0.00039338 |  | 1.2402e-06
| 0.00088101 |  | 2.6403e-05 |  | 0.10203 |  | 0 |  | 0 |  | 0 |  | 1.0704e-06 |  | 0.0004108 |  | 6.0116e-05 |  | 9.6049e-06 |  | 0.00035728 |  | 1.07e-06 |  | 6.5226e-07 |  | 0 |  | 0 |  | 0.00065303 |  | 0 |  | 4.5031e-06 |  | 0.00039894 |  | 1.1506e-06
| 0.00076291 |  | -3.5361e-05 |  | 0.1025 |  | 0 |  | 0 |  | 0 |  | 1.0265e-06 |  | 0.00025599 |  | 3.9275e-05 |  | -8.2276e-05 |  | -3.6947e-05 |  | 9.6115e-07 |  | 5.6251e-07 |  | 0 |  | 0 |  | 0.00053746 |  | 0 |  | 2.1191e-06 |  | 0.00039973 |  | 9.2615e-07
| 0.00079792 |  | -3.653e-05 |  | 0.10321 |  | 0 |  | 0 |  | 0 |  | 1.0034e-06 |  | 2.8334e-05 |  | 4.729e-05 |  | -6.8365e-05 |  | -0.00017181 |  | 9.5075e-07 |  | 6.4679e-07 |  | 0 |  | 0 |  | 0.00062461 |  | 0 |  | 2.1192e-06 |  | 0.00039345 |  | 8.1004e-07
| 0.00076686 |  | -0.00012242 |  | 0.10356 |  | 0 |  | 0 |  | 0 |  | 9.8399e-07 |  | 0.0001877 |  | 0.00010795 |  | -3.7855e-05 |  | 0.00026852 |  | 9.4025e-07 |  | 7.9066e-07 |  | 0 |  | 0 |  | 0.00079877 |  | 0 |  | 2.914e-06 |  | 0.00039187 |  | 8.2918e-07
| 0.00069966 |  | -0.00010019 |  | 0.10419 |  | 0 |  | 0 |  | 0 |  | 9.6903e-07 |  | 0.00021957 |  | 0.00020555 |  | 3.6725e-05 |  | 0.00012857 |  | 9.646e-07 |  | 9.1001e-07 |  | 0 |  | 0 |  | 0.00074895 |  | 0 |  | 1.3246e-06 |  | 0.00039743 |  | 8.0351e-07
| 0.00058616 |  | 0.00013986 |  | 0.10495 |  | 0 |  | 0 |  | 0 |  | 9.8847e-07 |  | 0.00030456 |  | 0.00032131 |  | -0.00029889 |  | -0.00013085 |  | 9.5608e-07 |  | 7.9626e-07 |  | 2.3286e-05 |  | 0 |  | 0.00071257 |  | 0 |  | 5.2988e-07 |  | 0.00040142 |  | 8.6755e-07
| 0.0005686 |  | 5.734e-05 |  | 0.10529 |  | 0 |  | 0 |  | 0 |  | 1.0036e-06 |  | 0.00035245 |  | 0.00033935 |  | -0.00034153 |  | -5.8408e-05 |  | 9.883e-07 |  | 6.1062e-07 |  | 6.9739e-05 |  | 0 |  | 0.00080046 |  | 0 |  | 2.1196e-06 |  | 0.000403 |  | 1.0353e-06
| 0.00061101 |  | -1.9421e-07 |  | 0.10588 |  | 0 |  | 0 |  | 0 |  | 9.8041e-07 |  | 0.00017352 |  | 0.00021289 |  | 0.00016894 |  | -2.5032e-05 |  | 1.084e-06 |  | 5.4483e-07 |  | 6.9745e-05 |  | 0 |  | 0.00067382 |  | 0 |  | 2.9145e-06 |  | 0.00039748 |  | 1.2929e-06
| 0.0005127 |  | 5.3453e-06 |  | 0.10609 |  | 0 |  | 0.00015289 |  | 0 |  | 9.7861e-07 |  | -1.4165e-05 |  | 0.0001581 |  | 0.0001486 |  | 7.0545e-05 |  | 1.2107e-06 |  | 5.9899e-07 |  | 2.3284e-05 |  | 0 |  | 0.00052341 |  | 0 |  | 2.9147e-06 |  | 0.00039117 |  | 1.3379e-06
| 0.00042522 |  | -5.7009e-06 |  | 0.10691 |  | 0 |  | 0.00025538 |  | 0 |  | 9.9116e-07 |  | -0.00027623 |  | 0.00018183 |  | 2.3167e-05 |  | -2.1618e-05 |  | 1.2048e-06 |  | 7.8472e-07 |  | 3.0696e-05 |  | 0 |  | 0.00058917 |  | 0 |  | 2.9147e-06 |  | 0.00038724 |  | 1.254e-06
| 0.00041784 |  | 2.3212e-05 |  | 0.1077 |  | 0 |  | 0.00027669 |  | 0 |  | 9.9313e-07 |  | -0.00036477 |  | 0.00011131 |  | 3.3336e-05 |  | 0.00012857 |  | 1.06e-06 |  | 9.1641e-07 |  | 3.0693e-05 |  | 0 |  | 0.00066682 |  | 0 |  | 7.9496e-07 |  | 0.00038726 |  | 1.196e-06
| 0.00048221 |  | -1.8578e-05 |  | 0.10809 |  | 0 |  | 0.00031424 |  | 0 |  | 1.0108e-06 |  | -0.00027825 |  | 8.0814e-05 |  | -0.00011069 |  | 0.00022409 |  | 9.8069e-07 |  | 9.2202e-07 |  | 0 |  | 0 |  | 0.0006193 |  | 0 |  | 0 |  | 0.00039281 |  | 1.1254e-06
| 0.00044043 |  | 3.011e-05 |  | 0.10773 |  | 0 |  | 0.00032545 |  | 0 |  | 1.076e-06 |  | -6.7283e-05 |  | 8.7226e-05 |  | -0.00023109 |  | 0.00019344 |  | 1.0384e-06 |  | 7.4242e-07 |  | 2.2079e-05 |  | 0 |  | 0.00053222 |  | 0 |  | 5.3001e-07 |  | 0.00039917 |  | 1.0931e-06
| 0.00039127 |  | 1.9522e-05 |  | 0.1077 |  | 0 |  | 0.00043188 |  | 0 |  | 1.0679e-06 |  | 0.00012749 |  | 6.9716e-05 |  | -0.00014634 |  | 0.00013882 |  | 1.1499e-06 |  | 6.6491e-07 |  | 2.2077e-05 |  | 0 |  | 0.00056156 |  | 0 |  | 5.3004e-07 |  | 0.00039919 |  | 1.0158e-06
| 0.00037549 |  | -5.3874e-05 |  | 0.10823 |  | 0 |  | 0.00058658 |  | 0 |  | 9.6641e-07 |  | 0.00046746 |  | 0.00010954 |  | -3.1074e-05 |  | -0.0001684 |  | 1.1639e-06 |  | 8.0899e-07 |  | 0 |  | 0 |  | 0.00049028 |  | 0 |  | 5.3008e-07 |  | 0.00039523 |  | 8.8783e-07
| 0.00033314 |  | -2.8352e-05 |  | 0.10836 |  | 0 |  | 0.0006616 |  | 0 |  | 8.2828e-07 |  | 0.00050995 |  | 9.9926e-05 |  | 5.7066e-05 |  | -0.00028787 |  | 1.1586e-06 |  | 9.3441e-07 |  | 0 |  | 0 |  | 0.00053787 |  | 0 |  | 2.9156e-06 |  | 0.00039449 |  | 8.4284e-07
| 0.00034384 |  | 3.9763e-06 |  | 0.1087 |  | 0 |  | 0.00069863 |  | 0 |  | 7.7125e-07 |  | -3.7102e-06 |  | 0.0001592 |  | -7.8725e-05 |  | -0.00024079 |  | 1.1501e-06 |  | 9.2834e-07 |  | 0 |  | 0 |  | 0.00070897 |  | 0 |  | 2.9156e-06 |  | 0.00040162 |  | 1.0034e-06
| 0.00032464 |  | -5.2751e-05 |  | 0.10906 |  | 0 |  | 0.00087911 |  | 0 |  | 8.46e-07 |  | -0.00025143 |  | 0.00020551 |  | -0.00019719 |  | -7.282e-05 |  | 1.1568e-06 |  | 8.6259e-07 |  | 0 |  | 0 |  | 0.00062505 |  | 0 |  | 2.9156e-06 |  | 0.00040481 |  | 1.1383e-06
| 0.00027837 |  | -2.852e-08 |  | 0.10942 |  | 0 |  | 0.001222 |  | 0 |  | 9.2005e-07 |  | -0.00016998 |  | 0.00013834 |  | -0.00011922 |  | -2.5032e-05 |  | 1.1581e-06 |  | 8.9274e-07 |  | 0 |  | 0 |  | 0.00053632 |  | 0 |  | 2.3858e-06 |  | 0.00040165 |  | 1.0551e-06
| 0.00023883 |  | 0.00014347 |  | 0.1096 |  | 0 |  | 0.0013617 |  | 0 |  | 9.352e-07 |  | -3.8955e-05 |  | 0.0002106 |  | 0.00020284 |  | 3.9823e-05 |  | 1.1654e-06 |  | 8.4482e-07 |  | 0 |  | 0 |  | 0.00055857 |  | 0 |  | 2.3858e-06 |  | 0.00039773 |  | 9.2697e-07
| 0.00019479 |  | 0.00012071 |  | 0.1093 |  | 0 |  | 0.0014026 |  | 0 |  | 9.3959e-07 |  | 5.6663e-05 |  | 0.00016265 |  | 0.00029098 |  | 2.2757e-06 |  | 1.1713e-06 |  | 7.2484e-07 |  | 0 |  | 0 |  | 0.00052213 |  | 0 |  | 2.3859e-06 |  | 0.0003906 |  | 9.6529e-07
| 0.00016598 |  | 2.2139e-05 |  | 0.10951 |  | 0 |  | 0.0017636 |  | 0 |  | 9.1331e-07 |  | 2.2259e-05 |  | 8.0781e-05 |  | 6.3335e-05 |  | -0.00023363 |  | 1.2043e-06 |  | 6.4121e-07 |  | 0 |  | 0 |  | 0.00046511 |  | 0 |  | 2.3859e-06 |  | 0.00038587 |  | 1.2033e-06
| 0.00017446 |  | -1.1069e-05 |  | 0.11012 |  | 0 |  | 0.0022592 |  | 0 |  | 8.977e-07 |  | -0.00029394 |  | 0.00016712 |  | 3.3336e-05 |  | -0.00040052 |  | 1.2838e-06 |  | 7.4343e-07 |  | 0 |  | 0 |  | 0.00064739 |  | 0 |  | 2.3861e-06 |  | 0.00038194 |  | 1.3706e-06
| 0.00015639 |  | 4.7561e-05 |  | 0.11027 |  | 0 |  | 0.0022657 |  | 0 |  | 8.9762e-07 |  | -0.00037893 |  | 0.00022471 |  | -0.00014294 |  | -0.00020936 |  | 1.2712e-06 |  | 9.169e-07 |  | 0 |  | 0 |  | 0.0006252 |  | 0 |  | 7.9541e-07 |  | 0.00038352 |  | 1.2997e-06
| 0.00020775 |  | 2.058e-05 |  | 0.11066 |  | 0 |  | 0.0022493 |  | 0 |  | 9.8065e-07 |  | 8.4999e-05 |  | 0.00018484 |  | -0.00027855 |  | 4.6652e-05 |  | 1.1841e-06 |  | 9.5276e-07 |  | 0 |  | 0 |  | 0.00043981 |  | 0 |  | 7.9541e-07 |  | 0.00038513 |  | 1.2292e-06
| 0.00024447 |  | -8.5831e-05 |  | 0.11131 |  | 0 |  | 0.0025357 |  | 0 |  | 1.0202e-06 |  | 0.00015953 |  | 0.00022834 |  | -0.00010359 |  | -1.9072e-05 |  | 1.1014e-06 |  | 8.9921e-07 |  | 0 |  | 0 |  | 0.00051275 |  | 0 |  | 0 |  | 0.00038199 |  | 1.0422e-06
| 0.00020493 |  | -9.9289e-06 |  | 0.11159 |  | 0 |  | 0.0024499 |  | 0 |  | 9.3608e-07 |  | 0.00010979 |  | 0.00022351 |  | -8.1926e-05 |  | -0.00018888 |  | 1.1356e-06 |  | 7.6134e-07 |  | 0 |  | 0 |  | 0.00059679 |  | 0 |  | 5.3031e-07 |  | 0.00038042 |  | 1.0164e-06
| 0.000223 |  | -1.3102e-05 |  | 0.11191 |  | 0 |  | 0.0025443 |  | 0 |  | 8.6584e-07 |  | -5.3115e-05 |  | 0.00022181 |  | -3.954e-06 |  | -6.5994e-05 |  | 1.1862e-06 |  | 7.3741e-07 |  | 0 |  | 0 |  | 0.00057539 |  | 0 |  | 1.3259e-06 |  | 0.00037884 |  | 9.5903e-07
| 0.0001601 |  | -2.8275e-05 |  | 0.11218 |  | 0 |  | 0.0025692 |  | 0 |  | 9.4566e-07 |  | -0.00033289 |  | 0.00026647 |  | 9.7747e-05 |  | -1.8206e-05 |  | 1.1298e-06 |  | 7.6764e-07 |  | 0 |  | 0 |  | 0.00061747 |  | 0 |  | 7.9556e-07 |  | 0.00038285 |  | 9.4656e-07
| 0.00013187 |  | 3.4843e-05 |  | 0.11238 |  | 0 |  | 0.0025917 |  | 0 |  | 1.0945e-06 |  | -0.00010017 |  | 0.00020267 |  | 0.00012371 |  | 8.8208e-05 |  | 1.0563e-06 |  | 8.8152e-07 |  | 0 |  | 0 |  | 0.00063016 |  | 0 |  | 7.9556e-07 |  | 0.00038681 |  | 1.0755e-06
| 0.00013289 |  | 5.2354e-05 |  | 0.1128 |  | 0 |  | 0.0028565 |  | 0 |  | 1.131e-06 |  | 0.00013103 |  | 0.00019477 |  | 5.3676e-05 |  | 7.3958e-05 |  | 1.0328e-06 |  | 1.0491e-06 |  | 0 |  | 0 |  | 0.00041773 |  | 0 |  | 1.326e-06 |  | 0.00038523 |  | 1.0174e-06
| 0.00012555 |  | 0.0001401 |  | 0.11223 |  | 0 |  | 0.0026642 |  | 0 |  | 1.1178e-06 |  | 0.00014165 |  | 0.0001592 |  | -8.1927e-05 |  | -8.6475e-05 |  | 1.0439e-06 |  | 1.1685e-06 |  | 2.8571e-05 |  | 0 |  | 0.00045425 |  | 0 |  | 2.9174e-06 |  | 0.00037656 |  | 9.3342e-07
| 0.0001235 |  | 6.0894e-05 |  | 0.11143 |  | 0 |  | 0.0025579 |  | 0 |  | 1.1085e-06 |  | 0.00011333 |  | 0.00015467 |  | -0.00027176 |  | -0.00023326 |  | 1.0749e-06 |  | 1.1212e-06 |  | 3.263e-05 |  | 0 |  | 0.00071823 |  | 0 |  | 4.5091e-06 |  | 0.00036308 |  | 8.3037e-07
| 8.5112e-05 |  | -7.557e-05 |  | 0.1113 |  | 0 |  | 0.0028046 |  | 0 |  | 1.1248e-06 |  | -4.0801e-05 |  | 0.00015469 |  | -0.00042321 |  | -0.00059123 |  | 1.1235e-06 |  | 9.1185e-07 |  | 4.062e-06 |  | 0 |  | 0.00071352 |  | 0 |  | 2.9176e-06 |  | 0.00035914 |  | 9.5929e-07
| 3.8373e-05 |  | -6.9433e-05 |  | 0.11081 |  | 0 |  | 0.0033892 |  | 0 |  | 1.1086e-06 |  | -0.00021602 |  | 0.00011924 |  | -8.5313e-05 |  | -0.00041758 |  | 1.1669e-06 |  | 7.857e-07 |  | 1.2538e-05 |  | 0 |  | 0.00065648 |  | 0 |  | 1.3263e-06 |  | 0.00036233 |  | 1.1141e-06
| 5.8708e-05 |  | -3.8217e-06 |  | 0.11002 |  | 0 |  | 0.0034985 |  | 0 |  | 1.0533e-06 |  | 4.6038e-05 |  | 0.00015311 |  | 0.00015877 |  | -0.00021961 |  | 1.2175e-06 |  | 7.4937e-07 |  | 1.2538e-05 |  | 0 |  | 0.00054707 |  | 0 |  | 2.9178e-06 |  | 0.00036233 |  | 1.2424e-06
| 0.00015751 |  | 3.3333e-05 |  | 0.10934 |  | 0 |  | 0.0035779 |  | 0 |  | 9.8055e-07 |  | 0.00014165 |  | 0.00018517 |  | -0.000126 |  | -0.00017182 |  | 1.211e-06 |  | 7.7345e-07 |  | 0 |  | 0 |  | 0.00052335 |  | 0 |  | 2.9182e-06 |  | 0.00035762 |  | 1.384e-06
| 0.00013615 |  | 5.7901e-05 |  | 0.1078 |  | 5.2246e-06 |  | 0.0044483 |  | 0 |  | 8.6183e-07 |  | -7.083e-06 |  | 8.8941e-05 |  | -9.2095e-05 |  | 0.00010809 |  | 1.1926e-06 |  | 6.8354e-07 |  | 0 |  | 0 |  | 0.00060264 |  | 0 |  | 5.3054e-07 |  | 0.00035366 |  | 1.3588e-06
| 7.7995e-05 |  | 5.4801e-05 |  | 0.10638 |  | 9.0475e-05 |  | 0.0050179 |  | 0 |  | 7.884e-07 |  | -3.71e-05 |  | 6.9748e-05 |  | 4.5578e-05 |  | 0.00032065 |  | 1.1547e-06 |  | 6.8361e-07 |  | 0 |  | 0 |  | 0.00049959 |  | 0 |  | 0 |  | 0.00035685 |  | 1.1209e-06
| 9.9335e-05 |  | 5.3266e-05 |  | 0.10548 |  | 6.0767e-05 |  | 0.0051514 |  | 0 |  | 7.8652e-07 |  | -0.00012749 |  | 0.00011797 |  | -0.00010566 |  | 1.2523e-05 |  | 1.1054e-06 |  | 8.0986e-07 |  | 2.3276e-05 |  | 0 |  | 0.0006685 |  | 0 |  | 0 |  | 0.00036161 |  | 1.0369e-06
| 5.8708e-05 |  | 0.00015149 |  | 0.10372 |  | 7.9743e-05 |  | 0.0051822 |  | 0 |  | 8.7455e-07 |  | -0.00030102 |  | 0.00010512 |  | -0.00017346 |  | -0.00011719 |  | 1.0996e-06 |  | 8.5797e-07 |  | 2.3278e-05 |  | 0 |  | 0.00074626 |  | 0 |  | 0 |  | 0.00036322 |  | 1.1785e-06
| 2.5188e-05 |  | 4.8467e-05 |  | 0.10176 |  | 5.2624e-05 |  | 0.0050917 |  | 0 |  | 9.9903e-07 |  | -0.00020776 |  | 0.00010682 |  | -0.00016396 |  | 0.00027774 |  | 1.0741e-06 |  | 7.9214e-07 |  | 0 |  | 0 |  | 0.00064955 |  | 0 |  | 7.9596e-07 |  | 0.00036483 |  | 1.4617e-06
| 5.8707e-05 |  | -1.7038e-05 |  | 0.099737 |  | 4.4463e-05 |  | 0.005329 |  | 0 |  | 1.0939e-06 |  | 0.00018061 |  | 0.00017272 |  | -0.00014295 |  | 0.00030608 |  | 1.0366e-06 |  | 7.7982e-07 |  | 0 |  | 0 |  | 0.00065673 |  | 0 |  | 7.9601e-07 |  | 0.00036881 |  | 1.5007e-06
| 4.147e-05 |  | 4.9674e-05 |  | 0.098081 |  | 7.7788e-05 |  | 0.005646 |  | 0 |  | 1.1655e-06 |  | 0.00023019 |  | 0.00026193 |  | 6.2152e-06 |  | 9.1026e-05 |  | 9.4793e-07 |  | 8.6975e-07 |  | 0 |  | 0 |  | 0.00059411 |  | 0 |  | 7.9606e-07 |  | 0.00037122 |  | 1.2177e-06
| 2.0134e-05 |  | -1.1949e-05 |  | 0.096059 |  | 2.9576e-05 |  | 0.0059724 |  | 0 |  | 1.1103e-06 |  | -0.00012749 |  | 0.00022183 |  | 0.00012826 |  | -4.5513e-05 |  | 9.1188e-07 |  | 8.7599e-07 |  | 0 |  | 0 |  | 0.00063059 |  | 0 |  | 7.9606e-07 |  | 0.00036804 |  | 1.0822e-06
| 8.2182e-05 |  | 3.3858e-05 |  | 0.09361 |  | 2.5943e-06 |  | 0.006387 |  | 0 |  | 1.074e-06 |  | -0.00023744 |  | 0.0002461 |  | 6.5111e-06 |  | 4.5296e-05 |  | 9.481e-07 |  | 8.2801e-07 |  | 0 |  | 0 |  | 0.00057352 |  | 0 |  | 0 |  | 0.00036172 |  | 1.0823e-06
| 0.00010554 |  | 8.4397e-05 |  | 0.091794 |  | 5.5858e-05 |  | 0.0069436 |  | 0 |  | 1.025e-06 |  | -7.0827e-05 |  | 0.00025231 |  | -0.00018023 |  | 5.6892e-05 |  | 1.0447e-06 |  | 8.1015e-07 |  | 0 |  | 0 |  | 0.00051485 |  | 0 |  | 0 |  | 0.00036016 |  | 1.2304e-06
| 4.2484e-05 |  | 1.6533e-05 |  | 0.089701 |  | 3.8677e-05 |  | 0.0074149 |  | 0 |  | 9.7542e-07 |  | 1.0625e-05 |  | 0.00022014 |  | -0.00037346 |  | -0.00033908 |  | 1.2071e-06 |  | 8.0406e-07 |  | 0 |  | 0 |  | 0.00061802 |  | 0 |  | 7.9621e-07 |  | 0.00036177 |  | 1.2947e-06
| 4.7563e-05 |  | -1.3859e-05 |  | 0.087258 |  | -1.9221e-05 |  | 0.0076579 |  | 0 |  | 9.2451e-07 |  | 0.00020895 |  | 0.00016245 |  | -0.00018362 |  | -0.0003459 |  | 1.3043e-06 |  | 8.2192e-07 |  | 0 |  | 0 |  | 0.00072116 |  | 0 |  | 1.327e-06 |  | 0.00036256 |  | 1.2173e-06
| 6.1761e-05 |  | 6.9141e-05 |  | 0.085054 |  | 4.6798e-05 |  | 0.007869 |  | 0 |  | 9.1014e-07 |  | 0.00023374 |  | 0.00013874 |  | -0.0002563 |  | -0.00052329 |  | 1.334e-06 |  | 8.2816e-07 |  | 0 |  | 0 |  | 0.00069899 |  | 0 |  | 5.3081e-07 |  | 0.00036258 |  | 1.1142e-06
| 2.9255e-05 |  | 2.2287e-05 |  | 0.08319 |  | 0.00013522 |  | 0.0081703 |  | 0 |  | 9.4219e-07 |  | 2.4789e-05 |  | 0.00018345 |  | -0.0002955 |  | -0.0005234 |  | 1.2256e-06 |  | 7.9797e-07 |  | 3.0015e-06 |  | 0 |  | 0.00061096 |  | 0 |  | 0 |  | 0.00035785 |  | 1.05e-06
| 8.1258e-06 |  | -7.9703e-05 |  | 0.081007 |  | 8.0763e-06 |  | 0.0085566 |  | 0 |  | 9.7748e-07 |  | -0.00014519 |  | 0.0002331 |  | -0.0001599 |  | -0.00014109 |  | 1.1291e-06 |  | 6.7171e-07 |  | 3.0012e-06 |  | 0 |  | 0.00060703 |  | 0 |  | 7.9631e-07 |  | 0.00035866 |  | 9.2176e-07
| 0 |  | -3.0039e-05 |  | 0.078947 |  | -1.6105e-05 |  | 0.0090134 |  | 0 |  | 1.0422e-06 |  | -0.00018769 |  | 0.00029069 |  | -0.00021753 |  | -5.2341e-05 |  | 1.1035e-06 |  | 5.5216e-07 |  | 0 |  | 0 |  | 0.0006475 |  | 0 |  | 1.3273e-06 |  | 0.00036263 |  | 7.7354e-07
| 0 |  | -1.3593e-05 |  | 0.076653 |  | 8.8184e-05 |  | 0.0094559 |  | 0 |  | 1.0379e-06 |  | -0.00017437 |  | 0.00024551 |  | -0.00013555 |  | -0.00024079 |  | 1.12e-06 |  | 5.4604e-07 |  | 0 |  | 0 |  | 0.00063881 |  | 0 |  | 5.3091e-07 |  | 0.000369 |  | 7.0875e-07
| 3.5553e-05 |  | -6.1744e-05 |  | 0.074177 |  | 9.2706e-06 |  | 0.0097366 |  | 0 |  | 9.6436e-07 |  | -3.1869e-05 |  | 0.00015447 |  | 0.00015198 |  | -0.00031177 |  | 1.1469e-06 |  | 5.8795e-07 |  | 1.4655e-05 |  | 0 |  | 0.00064044 |  | 0 |  | 2.1238e-06 |  | 0.00036664 |  | 8.7618e-07
| 3.555e-05 |  | -5.8061e-05 |  | 0.072021 |  | -2.705e-05 |  | 0.010118 |  | 0 |  | 8.6511e-07 |  | 0.0001877 |  | 3.3115e-05 |  | 2.6548e-05 |  | -0.00012061 |  | 1.1096e-06 |  | 6.4841e-07 |  | 1.4654e-05 |  | 0 |  | 0.00057933 |  | 0 |  | 6.1062e-06 |  | 0.00035633 |  | 1.1469e-06
| 6.2084e-05 |  | -1.7063e-05 |  | 0.069819 |  | 5.0042e-05 |  | 0.01057 |  | 0 |  | 8.6134e-07 |  | 9.2751e-05 |  | 5.7004e-05 |  | -7.1627e-05 |  | 7.0331e-05 |  | 1.1221e-06 |  | 7.3839e-07 |  | 0 |  | 0 |  | 0.00049289 |  | 0 |  | 3.9823e-06 |  | 0.00035161 |  | 1.0695e-06
| 6.3943e-05 |  | -4.9772e-05 |  | 0.068158 |  | 7.5921e-05 |  | 0.011111 |  | 0 |  | 9.4441e-07 |  | -0.00020541 |  | 0.00020431 |  | 0.00012826 |  | 1.5932e-05 |  | 1.113e-06 |  | 8.2229e-07 |  | 0 |  | 0 |  | 0.00056829 |  | 0 |  | 2.3895e-06 |  | 0.00035082 |  | 9.0877e-07
| 1.8594e-06 |  | -3.9583e-05 |  | 0.065956 |  | 3.3897e-05 |  | 0.011624 |  | 0 |  | 9.8097e-07 |  | -0.00014874 |  | 0.00022068 |  | -0.00013278 |  | -0.00018888 |  | 1.092e-06 |  | 8.1003e-07 |  | 0 |  | 0 |  | 0.00069532 |  | 0 |  | 2.3895e-06 |  | 0.00035719 |  | 9.0885e-07
| 6.5465e-05 |  | 6.9226e-05 |  | 0.06358 |  | 2.0767e-05 |  | 0.012058 |  | 0 |  | 9.4576e-07 |  | 6.3746e-05 |  | 0.00012436 |  | -0.00027855 |  | -0.0001684 |  | 1.023e-06 |  | 7.7428e-07 |  | 0 |  | 0 |  | 0.00071993 |  | 0 |  | 0 |  | 0.00036036 |  | 1.212e-06
| 0.00010915 |  | 6.6381e-05 |  | 0.061401 |  | -1.2275e-05 |  | 0.012309 |  | 0 |  | 9.0488e-07 |  | 9.6461e-05 |  | 0.00019943 |  | -2.1904e-05 |  | 7.3902e-05 |  | 1.0059e-06 |  | 7.3236e-07 |  | 0 |  | 0 |  | 0.0007224 |  | 0 |  | 0 |  | 0.0003612 |  | 1.3603e-06
| 5.4662e-05 |  | -3.084e-05 |  | 0.05979 |  | -5.3371e-05 |  | 0.012687 |  | 0 |  | 9.4773e-07 |  | 8.1452e-05 |  | 0.00030816 |  | -8.8702e-05 |  | -3.5281e-05 |  | 1.0592e-06 |  | 7.5647e-07 |  | 0 |  | 0 |  | 0.00073114 |  | 0 |  | 0 |  | 0.00035961 |  | 1.2889e-06
| 2.4189e-05 |  | -0.00010107 |  | 0.058259 |  | -4.1989e-06 |  | 0.01332 |  | 0 |  | 1.0749e-06 |  | -0.00014874 |  | 0.0003736 |  | -0.00031584 |  | -0.00022643 |  | 1.1218e-06 |  | 9.1253e-07 |  | 0 |  | 0 |  | 0.00070498 |  | 0 |  | 5.3111e-07 |  | 0.00035884 |  | 1.205e-06
| 1.3205e-05 |  | -5.7256e-05 |  | 0.056031 |  | -1.8139e-06 |  | 0.013938 |  | 0 |  | 1.1315e-06 |  | -0.00020405 |  | 0.00037081 |  | -0.00027051 |  | -0.00028369 |  | 1.1514e-06 |  | 9.7234e-07 |  | 0 |  | 0 |  | 0.00062242 |  | 0 |  | 5.3111e-07 |  | 0.00035487 |  | 1.2308e-06
| 4.3672e-05 |  | 3.3782e-05 |  | 0.054503 |  | 4.0165e-05 |  | 0.014263 |  | 0 |  | 1.0466e-06 |  | -0.00034706 |  | 0.00021389 |  | -7.1759e-05 |  | -0.00038344 |  | 1.1212e-06 |  | 9.3666e-07 |  | 0 |  | 0 |  | 0.00058756 |  | 0 |  | 5.3118e-07 |  | 0.00035015 |  | 1.1991e-06
| 5.9727e-05 |  | 1.1996e-05 |  | 0.0529 |  | 4.5294e-05 |  | 0.014733 |  | 0 |  | 9.6048e-07 |  | -0.00018062 |  | 0.00013375 |  | -0.00023447 |  | -0.00031176 |  | 1.1041e-06 |  | 9.9092e-07 |  | 0 |  | 0 |  | 0.00063679 |  | 0 |  | 1.3279e-06 |  | 0.00035174 |  | 8.3825e-07
| 3.0274e-05 |  | -0.00010648 |  | 0.051544 |  | -7.7348e-06 |  | 0.015365 |  | 0 |  | 9.6496e-07 |  | 7.0828e-05 |  | 0.00022348 |  | -0.00023108 |  | -0.00018205 |  | 1.1102e-06 |  | 1.1532e-06 |  | 3.001e-06 |  | 0 |  | 0.00052086 |  | 0 |  | 1.3279e-06 |  | 0.00035651 |  | 7.284e-07
| 4.447e-05 |  | -8.933e-05 |  | 0.050485 |  | 3.3274e-05 |  | 0.015878 |  | 0 |  | 1.0014e-06 |  | -0.00013356 |  | 0.00019772 |  | -2.9003e-05 |  | -5.1256e-05 |  | 1.1036e-06 |  | 1.2013e-06 |  | 3.001e-06 |  | 0 |  | 0.00057413 |  | 0 |  | 1.3281e-06 |  | 0.00035893 |  | 9.0917e-07
| 6.072e-05 |  | 9.5137e-05 |  | 0.049126 |  | 5.9675e-05 |  | 0.016565 |  | 0 |  | 9.9084e-07 |  | -0.00013811 |  | 0.00029423 |  | -0.00032941 |  | -0.00012402 |  | 9.9976e-07 |  | 1.0152e-06 |  | 0 |  | 0 |  | 0.00072184 |  | 0 |  | 1.3281e-06 |  | 0.00035337 |  | 1.2059e-06
| 3.0469e-05 |  | 7.6036e-05 |  | 0.048002 |  | -1.812e-05 |  | 0.01706 |  | 0 |  | 9.5436e-07 |  | -0.00027269 |  | 0.00029743 |  | -0.00044128 |  | -0.00038344 |  | 8.7413e-07 |  | 7.3885e-07 |  | 2.2214e-05 |  | 0 |  | 0.00062976 |  | 0 |  | 2.9218e-06 |  | 0.0003526 |  | 1.2377e-06
| 2.3359e-05 |  | 2.7063e-05 |  | 0.047097 |  | -1.4255e-05 |  | 0.017618 |  | 0 |  | 9.9471e-07 |  | -0.00020777 |  | 0.00015465 |  | -0.00031668 |  | -0.00025508 |  | 8.65e-07 |  | 6.0693e-07 |  | 2.2214e-05 |  | 0 |  | 0.0006441 |  | 0 |  | 2.3909e-06 |  | 0.00035501 |  | 1.0703e-06
| 8.8816e-05 |  | 0.0001291 |  | 0.045927 |  | 0.00010056 |  | 0.018188 |  | 0 |  | 1.0331e-06 |  | -6.7286e-05 |  | 0.00025055 |  | -0.00023786 |  | 4.6652e-05 |  | 9.3144e-07 |  | 6.1864e-07 |  | 0 |  | 0 |  | 0.00074024 |  | 0 |  | 7.9696e-07 |  | 0.00035741 |  | 1.0577e-06
| 6.5465e-05 |  | 0.0001515 |  | 0.044726 |  | 0.00010117 |  | 0.018687 |  | 0 |  | 9.6837e-07 |  | -0.00018061 |  | 0.00029233 |  | -0.00018362 |  | -6.9407e-05 |  | 1.0841e-06 |  | 6.7853e-07 |  | 0 |  | 0 |  | 0.00076645 |  | 0 |  | 1.3283e-06 |  | 0.00035821 |  | 1.1611e-06
| 2.1123e-05 |  | 0.00011134 |  | 0.043706 |  | 3.3701e-05 |  | 0.019228 |  | 0 |  | 8.7776e-07 |  | -0.00040439 |  | 0.00023983 |  | -0.00012489 |  | -0.00048395 |  | 1.2098e-06 |  | 7.4454e-07 |  | 0 |  | 0 |  | 0.00073711 |  | 0 |  | 2.9224e-06 |  | 0.00035187 |  | 1.3287e-06
| 2.1125e-05 |  | 0.00011266 |  | 0.042998 |  | -2.0758e-05 |  | 0.019916 |  | 0 |  | 8.9294e-07 |  | -0.00011332 |  | 0.00015157 |  | -0.00013617 |  | -0.00034931 |  | 1.2237e-06 |  | 7.3288e-07 |  | 0 |  | 0 |  | 0.00058067 |  | 0 |  | 2.3912e-06 |  | 0.00034634 |  | 1.4123e-06
| 1.4026e-05 |  | 0.00013597 |  | 0.042319 |  | 6.8048e-06 |  | 0.020728 |  | 0 |  | 9.8607e-07 |  | 1.0623e-05 |  | 5.3936e-05 |  | -5.1415e-05 |  | -9.6722e-05 |  | 1.181e-06 |  | 7.0327e-07 |  | 2.1153e-06 |  | 0 |  | 0.00058468 |  | 0 |  | 0 |  | 0.00034 |  | 1.2963e-06
| 6.4803e-05 |  | 0.0001193 |  | 0.041329 |  | 2.8945e-05 |  | 0.021358 |  | 0 |  | 1.0516e-06 |  | -0.00026206 |  | 4.112e-05 |  | -8.1927e-05 |  | -0.00011379 |  | 1.062e-06 |  | 6.4904e-07 |  | 2.1153e-06 |  | 0 |  | 0.00067127 |  | 0 |  | 0 |  | 0.00033841 |  | 1.0646e-06
| 5.0777e-05 |  | 5.122e-05 |  | 0.040706 |  | 2.1587e-05 |  | 0.021897 |  | 0 |  | 9.6989e-07 |  | -0.0002189 |  | 9.8679e-05 |  | -6.8071e-05 |  | -5.8408e-05 |  | 1.0496e-06 |  | 5.6457e-07 |  | 0 |  | 0 |  | 0.00063079 |  | 0 |  | 7.9716e-07 |  | 0.00034241 |  | 1.0647e-06
| 1.1171e-05 |  | -1.018e-06 |  | 0.040578 |  | 3.0758e-05 |  | 0.022511 |  | 0 |  | 8.6604e-07 |  | -0.00018062 |  | 0.00012753 |  | -0.00022431 |  | 2.2758e-06 |  | 1.0298e-06 |  | 5.1027e-07 |  | 0 |  | 0 |  | 0.00069439 |  | 0 |  | 7.9716e-07 |  | 0.00034958 |  | 1.174e-06
| 3.8377e-05 |  | 6.2601e-06 |  | 0.040069 |  | 3.8861e-05 |  | 0.023355 |  | 0 |  | 8.3394e-07 |  | -9.2076e-05 |  | 0.00024886 |  | -0.00047857 |  | 6.3718e-05 |  | 1.0278e-06 |  | 5.2261e-07 |  | 0 |  | 0 |  | 0.00069201 |  | 0 |  | 2.3916e-06 |  | 0.00035117 |  | 1.1806e-06
| 7.0874e-05 |  | 5.447e-05 |  | 0.039516 |  | 3.7459e-05 |  | 0.024362 |  | 0 |  | 8.7681e-07 |  | -4.452e-05 |  | 0.00025845 |  | -0.00025275 |  | -0.00019429 |  | 1.0964e-06 |  | 6.8495e-07 |  | 0 |  | 0 |  | 0.00057128 |  | 0 |  | 2.3918e-06 |  | 0.00034245 |  | 1.0648e-06
| 6.5805e-05 |  | -2.3743e-05 |  | 0.039297 |  | 2.4104e-05 |  | 0.025082 |  | 0 |  | 9.3544e-07 |  | -0.00014166 |  | 0.00020089 |  | -0.00017007 |  | -0.00021277 |  | 1.2314e-06 |  | 8.7138e-07 |  | 1.0577e-06 |  | 0 |  | 0.00051096 |  | 0 |  | 2.3918e-06 |  | 0.00033534 |  | 8.9061e-07
| 4.549e-05 |  | -0.00018554 |  | 0.038981 |  | -5.3422e-06 |  | 0.025606 |  | 0 |  | 1.0009e-06 |  | -7.0832e-05 |  | 0.00024093 |  | -0.00015651 |  | -1.1372e-06 |  | 1.3558e-06 |  | 9.6148e-07 |  | 1.0576e-06 |  | 0 |  | 0.00062297 |  | 0 |  | 2.9235e-06 |  | 0.00033929 |  | 8.3892e-07
| 3.8397e-05 |  | -2.8968e-05 |  | 0.038458 |  | 5.7065e-05 |  | 0.026423 |  | 0 |  | 1.0835e-06 |  | -6.3076e-05 |  | 0.00024603 |  | -0.00015685 |  | -7.6292e-05 |  | 1.3151e-06 |  | 9.7329e-07 |  | 0 |  | 0 |  | 0.00061192 |  | 0 |  | 1.3289e-06 |  | 0.00035126 |  | 9.4834e-07
| 1.6054e-05 |  | 0.00013651 |  | 0.037773 |  | 9.6487e-05 |  | 0.027034 |  | 0 |  | 1.1219e-06 |  | -0.00018416 |  | 0.00019974 |  | -0.00030567 |  | -0.00029129 |  | 1.1604e-06 |  | 1.064e-06 |  | 0 |  | 0 |  | 0.00060795 |  | 0 |  | 1.3289e-06 |  | 0.00035841 |  | 1.0902e-06
| 1.0156e-06 |  | 8.2765e-05 |  | 0.0378 |  | 3.645e-05 |  | 0.027914 |  | 0 |  | 1.0817e-06 |  | -3.8955e-05 |  | 0.00025901 |  | -0.00024126 |  | -0.0002947 |  | 1.0315e-06 |  | 1.1906e-06 |  | 0 |  | 0 |  | 0.00081065 |  | 0 |  | 5.3161e-07 |  | 0.00036241 |  | 1.1936e-06
| 5.1788e-05 |  | 0.00027323 |  | 0.037687 |  | 0.00016887 |  | 0.029109 |  | 0 |  | 1.0389e-06 |  | -2.226e-05 |  | 0.00029228 |  | -2.9005e-05 |  | 7.3908e-05 |  | 1.0328e-06 |  | 1.0283e-06 |  | 0 |  | 0 |  | 0.00079401 |  | 0 |  | 5.3164e-07 |  | 0.00036402 |  | 1.0843e-06
| 5.7702e-05 |  | 0.00030851 |  | 0.036955 |  | 0.00021583 |  | 0.03013 |  | 0 |  | 1.0376e-06 |  | -6.7287e-05 |  | 0.00018338 |  | 0.00012148 |  | 0.00017978 |  | 1.0868e-06 |  | 8.0549e-07 |  | 0 |  | 0 |  | 0.00065571 |  | 0 |  | 2.924e-06 |  | 0.00036402 |  | 1.0067e-06
| 2.9269e-05 |  | 7.4102e-05 |  | 0.036347 |  | 3.385e-05 |  | 0.030748 |  | 0 |  | 1.0126e-06 |  | 2.4789e-05 |  | 0.0001721 |  | 7.7406e-05 |  | -0.00010013 |  | 1.193e-06 |  | 6.4883e-07 |  | 0 |  | 0 |  | 0.00050314 |  | 0 |  | 2.9242e-06 |  | 0.00035848 |  | 1.1229e-06
| 6.678e-05 |  | 3.217e-05 |  | 0.036078 |  | -2.2404e-05 |  | 0.031308 |  | 0 |  | 9.8606e-07 |  | 0.00022631 |  | 9.5358e-05 |  | -9.2931e-05 |  | 0.00012754 |  | 1.2047e-06 |  | 6.8519e-07 |  | 0 |  | 0 |  | 0.00052384 |  | 0 |  | 1.3292e-06 |  | 0.00035135 |  | 1.2329e-06
| 4.3425e-05 |  | 8.3385e-05 |  | 0.035988 |  | -1.1048e-05 |  | 0.03257 |  | 0 |  | 9.8497e-07 |  | 0.00032581 |  | 6.8274e-05 |  | -0.00012261 |  | 0.00022074 |  | 1.1621e-06 |  | 9.0202e-07 |  | 0 |  | 0 |  | 0.0007083 |  | 0 |  | 7.9761e-07 |  | 0.00034819 |  | 1.2331e-06
| 0 |  | 0.00012056 |  | 0.03563 |  | 2.0026e-07 |  | 0.033306 |  | 0 |  | 1.007e-06 |  | 0.00022666 |  | 0.00024263 |  | -0.00016668 |  | -4.21e-05 |  | 1.1529e-06 |  | 9.7425e-07 |  | 2.644e-05 |  | 0 |  | 0.0006988 |  | 0 |  | 0 |  | 0.00034423 |  | 1.1423e-06
| 0 |  | 0.0001314 |  | 0.034991 |  | 9.371e-05 |  | 0.033715 |  | 0 |  | 9.6923e-07 |  | 0.0001484 |  | 0.00019304 |  | -0.0001462 |  | -2.9801e-05 |  | 1.1911e-06 |  | 8.3596e-07 |  | 2.644e-05 |  | 0 |  | 0.00061215 |  | 0 |  | 0 |  | 0.00033946 |  | 1.1297e-06
| 0 |  | 0.00011748 |  | 0.034503 |  | 0.00014239 |  | 0.034717 |  | 0 |  | 9.4727e-07 |  | 0.00019832 |  | 9.2042e-05 |  | -0.00016328 |  | 0.00016612 |  | 1.1958e-06 |  | 6.9772e-07 |  | 0 |  | 0 |  | 0.0006583 |  | 0 |  | 7.9766e-07 |  | 0.00033631 |  | 1.1172e-06
| 0 |  | 6.9679e-05 |  | 0.034036 |  | 7.2915e-05 |  | 0.035915 |  | 0 |  | 9.605e-07 |  | -3.5415e-06 |  | 0.00018506 |  | -0.0002921 |  | 5.6902e-06 |  | 1.0918e-06 |  | 8.3603e-07 |  | 0 |  | 0 |  | 0.00070282 |  | 0 |  | 7.9771e-07 |  | 0.0003379 |  | 1.1881e-06
| 3.4301e-05 |  | 7.0964e-05 |  | 0.033285 |  | 3.8778e-05 |  | 0.036999 |  | 0 |  | 1.0488e-06 |  | -0.00024857 |  | 0.00018846 |  | -0.00046938 |  | -0.00020145 |  | 1.0043e-06 |  | 1.1245e-06 |  | 0 |  | 0 |  | 0.00058444 |  | 0 |  | 7.9771e-07 |  | 0.00034032 |  | 1.2724e-06
| 3.4298e-05 |  | 0.00015408 |  | 0.032656 |  | 3.8387e-05 |  | 0.037825 |  | 0 |  | 1.0752e-06 |  | -6.0206e-05 |  | 0.00019014 |  | -0.00020058 |  | 7.7367e-05 |  | 9.8981e-07 |  | 1.0282e-06 |  | 7.2363e-06 |  | 0 |  | 0.00053991 |  | 0 |  | 1.3296e-06 |  | 0.00034032 |  | 1.3109e-06
| 0 |  | 0.0001821 |  | 0.032162 |  | 0.00010113 |  | 0.038806 |  | 0 |  | 9.9784e-07 |  | -0.00010624 |  | 0.00022514 |  | 8.0794e-05 |  | 0.00032997 |  | 1.0637e-06 |  | 7.2131e-07 |  | 7.2369e-06 |  | 0 |  | 0.00068944 |  | 0 |  | 1.3297e-06 |  | 0.00033716 |  | 1.4337e-06
| 1.8277e-05 |  | 0.00015171 |  | 0.031698 |  | 0.00014248 |  | 0.03984 |  | 0 |  | 9.4312e-07 |  | -0.00026341 |  | 0.0002522 |  | 0.0001095 |  | 0.00015258 |  | 1.1283e-06 |  | 6.2503e-07 |  | 0 |  | 0 |  | 0.00088824 |  | 0 |  | 4.521e-06 |  | 0.00033319 |  | 1.5439e-06
| 1.8277e-05 |  | 0.00011638 |  | 0.031187 |  | 4.4382e-05 |  | 0.040513 |  | 0 |  | 9.5887e-07 |  | 4.6038e-05 |  | 0.00024599 |  | -5.6426e-07 |  | -0.00013426 |  | 1.1026e-06 |  | 7.6338e-07 |  | 0 |  | 0 |  | 0.00070066 |  | 0 |  | 3.7234e-06 |  | 0.00033721 |  | 1.6467e-06
| 1.1169e-05 |  | 0.00010259 |  | 0.030379 |  | -1.7473e-05 |  | 0.041354 |  | 0 |  | 1.013e-06 |  | 0.00038955 |  | 0.00020593 |  | -2.7676e-05 |  | 7.0543e-05 |  | 9.9591e-07 |  | 8.8999e-07 |  | 2.6297e-05 |  | 0 |  | 0.00055751 |  | 0 |  | 5.3194e-07 |  | 0.00034436 |  | 1.5757e-06
| 1.1169e-05 |  | 0.00017254 |  | 0.02973 |  | 1.6488e-05 |  | 0.042399 |  | 0 |  | 9.8793e-07 |  | 0.00040811 |  | 0.00026687 |  | 0.00010951 |  | -7.2716e-05 |  | 9.0971e-07 |  | 8.5424e-07 |  | 2.6297e-05 |  | 0 |  | 0.0007699 |  | 0 |  | 5.3194e-07 |  | 0.00034757 |  | 1.1952e-06
| 0 |  | 0.00022332 |  | 0.029201 |  | 9.2369e-05 |  | 0.043535 |  | 0 |  | 9.5715e-07 |  | 9.2076e-05 |  | 0.00023809 |  | -0.00022091 |  | -0.00022984 |  | 9.4668e-07 |  | 7.2768e-07 |  | 5.0654e-05 |  | 0 |  | 0.00092022 |  | 0 |  | 5.3198e-07 |  | 0.00034121 |  | 1.0593e-06
| 3.8859e-06 |  | 0.00023695 |  | 0.028603 |  | 0.00011496 |  | 0.044504 |  | 0 |  | 9.8802e-07 |  | -0.00026341 |  | 0.00017095 |  | 1.0064e-05 |  | 0.00011682 |  | 1.0126e-06 |  | 6.1958e-07 |  | 5.0654e-05 |  | 0 |  | 0.00081131 |  | 0 |  | 5.3198e-07 |  | 0.00033566 |  | 9.8832e-07
| 3.8859e-06 |  | 0.00022771 |  | 0.02801 |  | 8.3697e-05 |  | 0.04568 |  | 0 |  | 1.0108e-06 |  | -0.00016291 |  | 0.00019973 |  | 0.00041301 |  | 0.00011833 |  | 1.0548e-06 |  | 5.3562e-07 |  | 6.1775e-06 |  | 0 |  | 0.00070875 |  | 0 |  | 0 |  | 0.00033886 |  | 9.6254e-07
| 0 |  | 7.0101e-05 |  | 0.02722 |  | -2.8209e-05 |  | 0.046807 |  | 0 |  | 1.0026e-06 |  | 0.00015936 |  | 0.00016757 |  | 0.00010113 |  | 5.6888e-06 |  | 1.0423e-06 |  | 4.8743e-07 |  | 2.204e-05 |  | 0 |  | 0.00066822 |  | 0 |  | 0 |  | 0.00034604 |  | 1.0594e-06
| 0 |  | -4.0404e-05 |  | 0.0267 |  | -7.2444e-05 |  | 0.047729 |  | 0 |  | 9.5093e-07 |  | 1.8551e-05 |  | 0.00018053 |  | -0.00018527 |  | 0.00010251 |  | 1.0239e-06 |  | 4.6334e-07 |  | 1.5861e-05 |  | 0 |  | 0.00064917 |  | 0 |  | 5.3208e-07 |  | 0.00035163 |  | 1.2405e-06
| 2.2133e-05 |  | 0.00016796 |  | 0.0263 |  | 3.9654e-05 |  | 0.048618 |  | 0 |  | 9.5669e-07 |  | -4.6038e-05 |  | 0.00024938 |  | 0.00019606 |  | 2.617e-05 |  | 1.0839e-06 |  | 4.331e-07 |  | 0 |  | 0 |  | 0.00068258 |  | 0 |  | 2.9264e-06 |  | 0.00035163 |  | 1.5895e-06
| 3.6348e-05 |  | 0.00022589 |  | 0.025577 |  | 3.8985e-05 |  | 0.049605 |  | 0 |  | 1.0362e-06 |  | 0.00010624 |  | 0.00026687 |  | 0.00015199 |  | -0.0001172 |  | 1.14e-06 |  | 5.8947e-07 |  | 0 |  | 0 |  | 0.00058874 |  | 0 |  | 2.3945e-06 |  | 0.00034768 |  | 1.6089e-06
| 1.4214e-05 |  | 0.00016533 |  | 0.024863 |  | 6.2981e-05 |  | 0.05059 |  | 0 |  | 1.0406e-06 |  | -1.8551e-05 |  | 0.00023017 |  | 3.8473e-05 |  | -0.00030516 |  | 1.1407e-06 |  | 8.1191e-07 |  | 0 |  | 0 |  | 0.00057525 |  | 0 |  | 7.9816e-07 |  | 0.00034611 |  | 1.5373e-06
| 0 |  | 0.00016481 |  | 0.024217 |  | 0.00012866 |  | 0.051805 |  | 0 |  | 9.6883e-07 |  | -7.083e-06 |  | 0.00015965 |  | 0.00030792 |  | -0.00013427 |  | 1.0913e-06 |  | 9.9242e-07 |  | 8.2942e-06 |  | 0 |  | 0.00063493 |  | 0 |  | 7.9821e-07 |  | 0.00034611 |  | 1.4213e-06
| 5.3558e-05 |  | 0.00014475 |  | 0.023751 |  | 9.5913e-05 |  | 0.053154 |  | 0 |  | 8.8374e-07 |  | 0.00019123 |  | 9.213e-05 |  | 0.00012825 |  | -0.0001172 |  | 1.0729e-06 |  | 9.6832e-07 |  | 8.2949e-06 |  | 0 |  | 0.00069465 |  | 0 |  | 7.9826e-07 |  | 0.00034772 |  | 1.3443e-06
| 7.4875e-05 |  | 0.00020838 |  | 0.023001 |  | 4.4882e-05 |  | 0.054145 |  | 0 |  | 8.6427e-07 |  | 0.0001113 |  | 0.00018521 |  | -2.9004e-05 |  | -0.00032661 |  | 1.1224e-06 |  | 8.0031e-07 |  | 9.3534e-06 |  | 0 |  | 0.00075517 |  | 0 |  | 7.9826e-07 |  | 0.00034615 |  | 1.144e-06
| 2.1321e-05 |  | 0.00014386 |  | 0.022228 |  | 1.767e-05 |  | 0.055099 |  | 0 |  | 8.6238e-07 |  | -2.8331e-05 |  | 0.00031987 |  | -0.0003633 |  | -0.00029469 |  | 1.1514e-06 |  | 6.5014e-07 |  | 9.3534e-06 |  | 0 |  | 0.0007958 |  | 0 |  | 7.9831e-07 |  | 0.00033503 |  | 1.0472e-06
| 0 |  | 0.0001091 |  | 0.021741 |  | 8.5508e-06 |  | 0.05594 |  | 0 |  | 8.5111e-07 |  | -2.968e-05 |  | 0.00028095 |  | -0.00027761 |  | -0.00023721 |  | 1.1515e-06 |  | 5.3586e-07 |  | 0 |  | 0 |  | 0.00086026 |  | 0 |  | 7.9831e-07 |  | 0.00032787 |  | 1.1441e-06
| 0 |  | 8.3868e-05 |  | 0.021293 |  | 1.4966e-05 |  | 0.056353 |  | 0 |  | 9.337e-07 |  | 0.00012395 |  | 0.00014948 |  | -8.8702e-05 |  | -7.2821e-05 |  | 1.1482e-06 |  | 5.1793e-07 |  | 0 |  | 0 |  | 0.00075606 |  | 0 |  | 2.3952e-06 |  | 0.00032709 |  | 1.3313e-06
| 0 |  | -2.6105e-05 |  | 0.020822 |  | 3.7855e-05 |  | 0.057358 |  | 0 |  | 1.0895e-06 |  | 5.3121e-05 |  | 0.00013989 |  | 6.3844e-05 |  | -4.5516e-06 |  | 1.1464e-06 |  | 5.7175e-07 |  | 1.253e-05 |  | 0 |  | 0.00071711 |  | 0 |  | 2.3951e-06 |  | 0.00033746 |  | 1.3898e-06
| 0 |  | 2.5956e-05 |  | 0.020324 |  | 3.0366e-05 |  | 0.058689 |  | 0 |  | 1.1779e-06 |  | 1.8551e-05 |  | 0.00036106 |  | 0.00012016 |  | -1.1914e-06 |  | 1.1465e-06 |  | 6.4413e-07 |  | 1.253e-05 |  | 0 |  | 0.00079197 |  | 0 |  | 2.3954e-06 |  | 0.00034624 |  | 1.0667e-06
| 0 |  | 5.6832e-05 |  | 0.019937 |  | 6.4396e-05 |  | 0.058995 |  | 0 |  | 1.1627e-06 |  | -0.00012395 |  | 0.00039318 |  | -2.0898e-05 |  | -6.9407e-05 |  | 1.0956e-06 |  | 8.8514e-07 |  | 1.147e-05 |  | 0 |  | 0.00077207 |  | 0 |  | 2.3954e-06 |  | 0.00034703 |  | 7.6924e-07
| 2.8721e-06 |  | 0.00011099 |  | 0.019517 |  | 9.8115e-05 |  | 0.059811 |  | 0 |  | 1.0727e-06 |  | -0.0005135 |  | 0.00022171 |  | 0.00030793 |  | 0.00012175 |  | 1.0417e-06 |  | 1.0293e-06 |  | 2.9448e-05 |  | 0 |  | 0.00072914 |  | 0 |  | 7.9851e-07 |  | 0.00034228 |  | 6.7246e-07
| 2.8721e-06 |  | 0.0001851 |  | 0.01897 |  | 0.00010763 |  | 0.061096 |  | 0 |  | 9.5728e-07 |  | -0.00034503 |  | 0.00020591 |  | 5.6233e-05 |  | -2.6217e-05 |  | 1.0345e-06 |  | 9.6875e-07 |  | 1.7977e-05 |  | 0 |  | 0.00069256 |  | 0 |  | 1.3309e-06 |  | 0.00033354 |  | 9.2405e-07
| 5.4563e-05 |  | 6.847e-05 |  | 0.018341 |  | 5.9607e-05 |  | 0.062529 |  | 0 |  | 9.0494e-07 |  | 3.1872e-05 |  | 0.0002042 |  | -9.5486e-05 |  | -4.8921e-05 |  | 1.1241e-06 |  | 7.7649e-07 |  | 0 |  | 0 |  | 0.00069973 |  | 0 |  | 4.5252e-06 |  | 0.00033195 |  | 1.0728e-06
| 9.924e-05 |  | 6.2849e-05 |  | 0.017806 |  | 6.952e-05 |  | 0.063777 |  | 0 |  | 9.006e-07 |  | 4.452e-05 |  | 0.00015909 |  | -0.00011424 |  | 3.4568e-05 |  | 1.2726e-06 |  | 6.8072e-07 |  | 0 |  | 0 |  | 0.00060667 |  | 0 |  | 3.9931e-06 |  | 0.00033199 |  | 9.9584e-07
| 4.6526e-05 |  | 0.00012207 |  | 0.017527 |  | 8.7581e-05 |  | 0.064581 |  | 0 |  | 9.0068e-07 |  | -0.00016998 |  | 0.00018164 |  | -0.00043788 |  | -5.5753e-05 |  | 1.3611e-06 |  | 7.2901e-07 |  | 0 |  | 0 |  | 0.00067752 |  | 0 |  | 2.3958e-06 |  | 0.00033518 |  | 9.7667e-07
| 1.8584e-06 |  | 0.00016228 |  | 0.01716 |  | 8.6771e-05 |  | 0.06605 |  | 0 |  | 8.887e-07 |  | -2.8326e-05 |  | 0.00027302 |  | 6.2069e-06 |  | 0.00012516 |  | 1.34e-06 |  | 6.6285e-07 |  | 2.4175e-05 |  | 0 |  | 0.00058517 |  | 0 |  | 2.9284e-06 |  | 0.00033518 |  | 1.0862e-06
| 0 |  | 0.00022523 |  | 0.016566 |  | 0.00010401 |  | 0.067147 |  | 0 |  | 8.7419e-07 |  | -8.9035e-05 |  | 0.00021212 |  | 0.00036876 |  | 0.00014185 |  | 1.1824e-06 |  | 6.1462e-07 |  | 2.4177e-05 |  | 0 |  | 0.00059639 |  | 0 |  | 2.9286e-06 |  | 0.0003392 |  | 1.1121e-06
| 5.1774e-05 |  | 0.00023938 |  | 0.016014 |  | 0.00012459 |  | 0.067518 |  | 0 |  | 8.6229e-07 |  | -0.00015582 |  | 9.5279e-05 |  | -2.4296e-05 |  | -0.00012061 |  | 1.0117e-06 |  | 6.3261e-07 |  | 1.7823e-05 |  | 0 |  | 0.0008273 |  | 0 |  | 2.3961e-06 |  | 0.00034079 |  | 9.7012e-07
| 0.00011721 |  | 0.00018453 |  | 0.015809 |  | 9.5174e-05 |  | 0.067998 |  | 0 |  | 8.119e-07 |  | 0.00020034 |  | 0.00014153 |  | -0.00023499 |  | -0.00031946 |  | 9.2139e-07 |  | 7.712e-07 |  | 1.7823e-05 |  | 0 |  | 0.00070154 |  | 0 |  | 0 |  | 0.00034161 |  | 8.7923e-07
| 6.9496e-05 |  | 0.00011759 |  | 0.015593 |  | 6.9762e-06 |  | 0.069173 |  | 0 |  | 7.5638e-07 |  | 0.00019478 |  | 0.00019913 |  | -6.8368e-05 |  | -5.9169e-05 |  | 9.1744e-07 |  | 7.712e-07 |  | 0 |  | 0 |  | 0.00063385 |  | 0 |  | 0 |  | 0.00033763 |  | 9.5692e-07
| 4.0608e-06 |  | 0.00014166 |  | 0.015129 |  | 4.6853e-05 |  | 0.070602 |  | 0 |  | 8.447e-07 |  | -0.00021957 |  | 0.00023128 |  | -0.00013616 |  | 9.1026e-05 |  | 9.3129e-07 |  | 6.3267e-07 |  | 0 |  | 0 |  | 0.00069685 |  | 0 |  | 7.9881e-07 |  | 0.00032652 |  | 1.0605e-06
| 3.147e-05 |  | 0.00017947 |  | 0.014942 |  | 4.7743e-05 |  | 0.071832 |  | 0 |  | 1.0296e-06 |  | -5.566e-05 |  | 0.00019292 |  | -0.0002705 |  | -1.192e-05 |  | 9.2477e-07 |  | 5.0036e-07 |  | 0 |  | 0 |  | 0.00056146 |  | 0 |  | 7.9886e-07 |  | 0.00032175 |  | 1.0473e-06
| 3.147e-05 |  | 0.00012144 |  | 0.014601 |  | 9.4982e-06 |  | 0.072335 |  | 0 |  | 1.1225e-06 |  | 0.00029039 |  | 0.00010811 |  | -0.00029212 |  | -0.00010013 |  | 9.6905e-07 |  | 4.3979e-07 |  | 0 |  | 0 |  | 0.00059813 |  | 0 |  | 3.9946e-06 |  | 0.00031938 |  | 1.1125e-06
| 1.9289e-05 |  | 0.00011641 |  | 0.014013 |  | 3.546e-05 |  | 0.07301 |  | 0 |  | 1.055e-06 |  | 4.452e-05 |  | 0.00011431 |  | -0.00038771 |  | -6.1985e-05 |  | 1.0779e-06 |  | 5.2391e-07 |  | 0 |  | 0 |  | 0.00070167 |  | 0 |  | 3.9946e-06 |  | 0.00032177 |  | 1.3523e-06
| 1.9287e-05 |  | 0.00031745 |  | 0.013849 |  | 0.00015528 |  | 0.074394 |  | 0 |  | 9.4336e-07 |  | -3.5414e-05 |  | 0.00016414 |  | -0.00033279 |  | -4.5513e-05 |  | 1.1519e-06 |  | 7.7697e-07 |  | 0 |  | 0 |  | 0.00062609 |  | 0 |  | 7.9891e-07 |  | 0.0003226 |  | 1.4554e-06
| 3.9592e-05 |  | 0.00042611 |  | 0.0137 |  | 0.00023365 |  | 0.075364 |  | 0 |  | 9.0992e-07 |  | 0.0001275 |  | 0.00017261 |  | -0.00013617 |  | 0.00011833 |  | 1.1677e-06 |  | 1.09e-06 |  | 0 |  | 0 |  | 0.00061892 |  | 0 |  | 1.3317e-06 |  | 0.00031623 |  | 1.2481e-06
| 6.8816e-05 |  | 0.00029637 |  | 0.013406 |  | 0.00010932 |  | 0.076361 |  | 0 |  | 9.4778e-07 |  | -3.3387e-05 |  | 0.00018502 |  | -0.00020302 |  | 4.886e-05 |  | 1.138e-06 |  | 1.1989e-06 |  | 0 |  | 0 |  | 0.00056555 |  | 0 |  | 1.3317e-06 |  | 0.00030906 |  | 8.7946e-07
| 2.9222e-05 |  | 0.00024167 |  | 0.013166 |  | 1.5773e-05 |  | 0.077824 |  | 0 |  | 9.8455e-07 |  | -0.00012749 |  | 0.00021829 |  | -0.00020735 |  | -0.00028105 |  | 1.0934e-06 |  | 1.0487e-06 |  | 0 |  | 0 |  | 0.00051225 |  | 0 |  | 7.9901e-07 |  | 0.00030273 |  | 6.5971e-07
| 8.9529e-06 |  | 0.00015657 |  | 0.012945 |  | -2.4126e-05 |  | 0.078757 |  | 0 |  | 1.0129e-06 |  | -9.2748e-05 |  | 0.00012884 |  | -7.5174e-05 |  | -0.00021218 |  | 1.0939e-06 |  | 7.956e-07 |  | 0 |  | 0 |  | 0.00064688 |  | 0 |  | 7.9906e-07 |  | 0.00030352 |  | 6.922e-07
| 3.5344e-05 |  | 0.00013111 |  | 0.0127 |  | 1.9806e-06 |  | 0.079235 |  | 0 |  | 1.0344e-06 |  | -6.0201e-05 |  | 0.00015928 |  | -0.00026838 |  | -0.00029129 |  | 1.0835e-06 |  | 5.6674e-07 |  | 0 |  | 0 |  | 0.00074332 |  | 0 |  | 1.3319e-06 |  | 0.00031868 |  | 7.5073e-07
| 2.6392e-05 |  | 0.00027935 |  | 0.012432 |  | 8.1606e-05 |  | 0.080231 |  | 0 |  | 9.9411e-07 |  | -2.8332e-05 |  | 0.0001785 |  | -0.00042772 |  | -0.00056777 |  | 1.0387e-06 |  | 4.0406e-07 |  | 0 |  | 0 |  | 0.00081502 |  | 0 |  | 4.5286e-06 |  | 0.00033063 |  | 8.478e-07
| 0 |  | 0.00030788 |  | 0.012205 |  | 0.00018685 |  | 0.081046 |  | 0 |  | 9.5308e-07 |  | -5.9361e-05 |  | 0.00019769 |  | -0.00019593 |  | -0.00040885 |  | 1.0136e-06 |  | 3.6755e-07 |  | 0 |  | 0 |  | 0.00083505 |  | 0 |  | 4.5286e-06 |  | 0.00033466 |  | 9.767e-07
| 3.3275e-05 |  | 0.00026905 |  | 0.012048 |  | 0.00016855 |  | 0.081981 |  | 0 |  | 9.4496e-07 |  | -6.0204e-05 |  | 0.00025213 |  | 6.0455e-05 |  | -0.00011037 |  | 1.0817e-06 |  | 5.0001e-07 |  | 0 |  | 0 |  | 0.00079282 |  | 0 |  | 5.3281e-07 |  | 0.00033227 |  | 1.0612e-06
| 3.3275e-05 |  | 0.00020422 |  | 0.011995 |  | 0.00010492 |  | 0.083079 |  | 0 |  | 9.538e-07 |  | -0.00012243 |  | 0.00018839 |  | -0.00015331 |  | -0.00017999 |  | 1.1741e-06 |  | 6.4482e-07 |  | 3.8994e-05 |  | 0 |  | 0.00082952 |  | 0 |  | 2.1312e-06 |  | 0.0003291 |  | 1.2619e-06
| 2.9222e-05 |  | 9.2077e-05 |  | 0.011986 |  | 0.0001295 |  | 0.083589 |  | 0 |  | 9.1727e-07 |  | -0.00010978 |  | 0.00020419 |  | -3.1074e-05 |  | -0.00010354 |  | 1.1234e-06 |  | 6.6282e-07 |  | 3.8994e-05 |  | 0 |  | 0.00084944 |  | 0 |  | 4.5292e-06 |  | 0.0003283 |  | 1.359e-06
| 2.9222e-05 |  | 0.00018838 |  | 0.011784 |  | 0.00015902 |  | 0.084421 |  | 0 |  | 8.4096e-07 |  | -9.5618e-05 |  | 0.00016245 |  | -3.7855e-05 |  | -0.00013426 |  | 1.0284e-06 |  | 5.4219e-07 |  | 0 |  | 0 |  | 0.00089816 |  | 0 |  | 2.9308e-06 |  | 0.00032276 |  | 1.3139e-06
| 0 |  | 0.00030931 |  | 0.011474 |  | 0.0001245 |  | 0.085893 |  | 0 |  | 8.6424e-07 |  | -7.791e-05 |  | 0.00030515 |  | -0.00027761 |  | -0.0003874 |  | 1.0838e-06 |  | 4.2146e-07 |  | 0 |  | 0 |  | 0.00077623 |  | 0 |  | 1.3322e-06 |  | 0.0003148 |  | 9.9681e-07
| 1.5227e-05 |  | 6.7183e-05 |  | 0.01133 |  | 9.2033e-06 |  | 0.087019 |  | 0 |  | 9.4395e-07 |  | 4.2497e-05 |  | 0.00044447 |  | -8.193e-05 |  | -0.00026398 |  | 1.1962e-06 |  | 4.2153e-07 |  | 0 |  | 0 |  | 0.00059452 |  | 0 |  | 7.9936e-07 |  | 0.00030523 |  | 6.8659e-07
| 9.0245e-05 |  | 4.4577e-05 |  | 0.011046 |  | 3.2883e-05 |  | 0.087855 |  | 0 |  | 9.7615e-07 |  | -7.4203e-06 |  | 0.00032433 |  | 0.00019829 |  | -1.1921e-06 |  | 1.2708e-06 |  | 6.2642e-07 |  | 2.1144e-06 |  | 0 |  | 0.00062489 |  | 0 |  | 7.9936e-07 |  | 0.0002965 |  | 7.1251e-07
| 0.00011358 |  | 0.00027417 |  | 0.010939 |  | 0.00011881 |  | 0.088071 |  | 0 |  | 9.3827e-07 |  | -0.0003683 |  | 0.00021206 |  | 0.00021979 |  | 2.2757e-05 |  | 1.2292e-06 |  | 8.4987e-07 |  | 5.5925e-05 |  | 0 |  | 0.00074205 |  | 0 |  | 1.3324e-06 |  | 0.00029252 |  | 9.4514e-07
| 3.8573e-05 |  | 0.00041688 |  | 0.010832 |  | 7.7352e-05 |  | 0.088741 |  | 0 |  | 9.3077e-07 |  | -0.00028196 |  | 0.00023747 |  | 0.0002125 |  | 0.00011324 |  | 1.1309e-06 |  | 8.2581e-07 |  | 5.3816e-05 |  | 0 |  | 0.00070145 |  | 0 |  | 2.9312e-06 |  | 0.00029413 |  | 1.3653e-06
| 3.6543e-05 |  | 0.00037998 |  | 0.010417 |  | 7.7825e-05 |  | 0.089312 |  | 0 |  | 9.6676e-07 |  | -1.0623e-05 |  | 0.00031925 |  | 0.00023335 |  | 0.00016271 |  | 1.0127e-06 |  | 6.9271e-07 |  | 0 |  | 0 |  | 0.00070703 |  | 0 |  | 2.9316e-06 |  | 0.00029732 |  | 1.6505e-06
| 6.7785e-05 |  | 0.00030971 |  | 0.010167 |  | 9.9305e-05 |  | 0.089931 |  | 0 |  | 1.0243e-06 |  | -1.0623e-05 |  | 0.00032938 |  | 0.00014182 |  | 0.00016271 |  | 9.1907e-07 |  | 7.9554e-07 |  | 0 |  | 0 |  | 0.00072147 |  | 0 |  | 1.3325e-06 |  | 0.00029417 |  | 1.6899e-06
| 6.8806e-05 |  | 0.00034333 |  | 0.010096 |  | 5.1524e-05 |  | 0.09109 |  | 0 |  | 1.0161e-06 |  | -7.4188e-06 |  | 0.00033561 |  | -0.00011424 |  | 0.00024913 |  | 9.402e-07 |  | 1.0067e-06 |  | 0 |  | 0 |  | 0.00076133 |  | 0 |  | 7.9956e-07 |  | 0.00028859 |  | 1.4499e-06
| 5.8667e-05 |  | 0.00025568 |  | 0.010019 |  | 0.00010491 |  | 0.091568 |  | 0 |  | 9.3851e-07 |  | -0.00024081 |  | 0.00032092 |  | -0.00034635 |  | -3.5267e-05 |  | 9.8387e-07 |  | 9.405e-07 |  | 0 |  | 0 |  | 0.00077413 |  | 0 |  | 0 |  | 0.0002886 |  | 1.0617e-06
| 2.1114e-05 |  | 0.00018039 |  | 0.0097908 |  | 0.00014365 |  | 0.092013 |  | 0 |  | 8.9312e-07 |  | -0.00021889 |  | 0.00024593 |  | -0.00050846 |  | -0.00034807 |  | 1.0348e-06 |  | 6.4522e-07 |  | 0 |  | 0 |  | 0.0006378 |  | 0 |  | 5.3308e-07 |  | 0.00030136 |  | 8.1582e-07
| 0 |  | 0.00035731 |  | 0.0094741 |  | 0.00015082 |  | 0.092795 |  | 0 |  | 8.7986e-07 |  | -0.00016645 |  | 0.00023124 |  | -0.00037687 |  | -0.0003698 |  | 1.0698e-06 |  | 4.1611e-07 |  | 0 |  | 0 |  | 0.00071039 |  | 0 |  | 5.3311e-07 |  | 0.00031174 |  | 6.7952e-07
| 0 |  | 0.00035873 |  | 0.0092662 |  | 0.00014709 |  | 0.093355 |  | 0 |  | 8.7228e-07 |  | -2.5973e-05 |  | 0.00026454 |  | -0.00024209 |  | -0.0002694 |  | 1.1378e-06 |  | 3.9196e-07 |  | 2.9994e-06 |  | 0 |  | 0.00068652 |  | 0 |  | 0 |  | 0.00031495 |  | 7.2473e-07
| 0 |  | 0.00029529 |  | 0.0090855 |  | 9.5013e-05 |  | 0.094058 |  | 0 |  | 8.7235e-07 |  | -0.0001027 |  | 0.00025831 |  | -0.00020397 |  | -0.00015474 |  | 1.1399e-06 |  | 3.7404e-07 |  | 2.9991e-06 |  | 0 |  | 0.00058609 |  | 0 |  | 0 |  | 0.00031497 |  | 8.2188e-07
| 2.03e-05 |  | 0.00047513 |  | 0.0087736 |  | 5.8562e-05 |  | 0.094783 |  | 0 |  | 9.8994e-07 |  | -0.00030456 |  | 0.00025549 |  | -0.00026498 |  | 1.5929e-05 |  | 1.0938e-06 |  | 3.1957e-07 |  | 0 |  | 0 |  | 0.0006427 |  | 0 |  | 5.3314e-07 |  | 0.00031258 |  | 9.1306e-07
| 2.03e-05 |  | 0.00050855 |  | 0.0084487 |  | 3.7841e-05 |  | 0.094869 |  | 0 |  | 1.1232e-06 |  | 9.275e-05 |  | 0.00022504 |  | -0.00032022 |  | 0.00015258 |  | 1.0376e-06 |  | 3.3134e-07 |  | 0 |  | 0 |  | 0.00059729 |  | 0 |  | 2.9325e-06 |  | 0.0003134 |  | 9.3235e-07
| 1.624e-05 |  | 0.00066474 |  | 0.0082164 |  | 3.3487e-05 |  | 0.095292 |  | 0 |  | 1.0999e-06 |  | 4.6037e-05 |  | 0.0002679 |  | -0.00038364 |  | 4.665e-05 |  | 9.6695e-07 |  | 6.0322e-07 |  | 3.7933e-05 |  | 0 |  | 0.00052396 |  | 0 |  | 2.9327e-06 |  | 0.00031102 |  | 8.9311e-07
| 1.624e-05 |  | 0.00087072 |  | 0.0079349 |  | 0.00012255 |  | 0.095737 |  | 0 |  | 9.6538e-07 |  | 2.2259e-05 |  | 0.00031584 |  | -0.00039481 |  | 5.9597e-06 |  | 9.5383e-07 |  | 9.2906e-07 |  | 3.7933e-05 |  | 0 |  | 0.00059896 |  | 0 |  | 5.3321e-07 |  | 0.00031104 |  | 8.6725e-07
| 1.9285e-05 |  | 0.00096626 |  | 0.0077076 |  | 0.000144 |  | 0.096241 |  | 0 |  | 8.7259e-07 |  | 0.0001629 |  | 0.0002617 |  | -0.00015312 |  | -0.00024691 |  | 9.6911e-07 |  | 1.0437e-06 |  | 0 |  | 0 |  | 0.00072497 |  | 0 |  | 5.3324e-07 |  | 0.00030865 |  | 8.0281e-07
| 1.9285e-05 |  | 0.0010183 |  | 0.0075824 |  | 0.00010077 |  | 0.097136 |  | 0 |  | 8.5616e-07 |  | -6.3076e-05 |  | 0.0002459 |  | -2.1901e-05 |  | -0.00015496 |  | 1.0781e-06 |  | 8.0216e-07 |  | 0 |  | 0 |  | 0.00070508 |  | 0 |  | 1.3332e-06 |  | 0.00030468 |  | 8.1611e-07
| 3.248e-05 |  | 0.0011303 |  | 0.0073794 |  | 6.3212e-05 |  | 0.097828 |  | 0 |  | 8.1825e-07 |  | -0.0002054 |  | 0.00025888 |  | -8.5316e-05 |  | 0.00015588 |  | 1.1336e-06 |  | 4.6395e-07 |  | 0 |  | 0 |  | 0.00073783 |  | 0 |  | 1.3332e-06 |  | 0.00030151 |  | 9.3916e-07
| 3.248e-05 |  | 0.0013419 |  | 0.007129 |  | 4.6077e-05 |  | 0.098648 |  | 0 |  | 8.0631e-07 |  | -0.00014098 |  | 0.00018679 |  | -0.00020303 |  | 2.3842e-06 |  | 1.1106e-06 |  | 3.1346e-07 |  | 0 |  | 0 |  | 0.0008152 |  | 0 |  | 2.9332e-06 |  | 0.00029992 |  | 1.1208e-06
| 2.5375e-05 |  | 0.0015823 |  | 0.0068605 |  | 8.988e-05 |  | 0.099566 |  | 0 |  | 8.0891e-07 |  | -0.00015228 |  | 0.00013039 |  | 4.3505e-05 |  | -0.00010354 |  | 1.04e-06 |  | 2.8375e-07 |  | 0 |  | 0 |  | 0.00069001 |  | 0 |  | 2.9334e-06 |  | 0.00030472 |  | 1.2054e-06
| 4.0407e-05 |  | 0.0017476 |  | 0.0065526 |  | 9.4334e-05 |  | 0.10007 |  | 0 |  | 8.5441e-07 |  | -0.0001855 |  | 0.00028877 |  | -3.9664e-05 |  | -0.00026582 |  | 9.8448e-07 |  | 3.4384e-07 |  | 0 |  | 0 |  | 0.0005664 |  | 0 |  | 1.3334e-06 |  | 0.00031352 |  | 1.1662e-06
| 1.5031e-05 |  | 0.001946 |  | 0.0063952 |  | 0.00012342 |  | 0.10012 |  | 0 |  | 9.2717e-07 |  | -0.00014166 |  | 0.00041845 |  | -0.00025482 |  | 9.0976e-06 |  | 1.0077e-06 |  | 4.1637e-07 |  | 7.2331e-06 |  | 0 |  | 0.00057761 |  | 0 |  | 8.0006e-07 |  | 0.00032072 |  | 1.153e-06
| 0 |  | 0.0021959 |  | 0.0061403 |  | 0.00020167 |  | 0.10049 |  | 0 |  | 9.7015e-07 |  | -9.5618e-05 |  | 0.00033558 |  | -2.0905e-05 |  | -7.9743e-06 |  | 1.1128e-06 |  | 4.647e-07 |  | 7.2337e-06 |  | 0 |  | 0.0007994 |  | 0 |  | 8.0006e-07 |  | 0.00032151 |  | 1.0818e-06
| 0 |  | 0.002372 |  | 0.0059547 |  | 0.00024833 |  | 0.10107 |  | 0 |  | 9.8911e-07 |  | 4.452e-05 |  | 0.00025098 |  | 4.2026e-05 |  | -0.00043747 |  | 1.2092e-06 |  | 5.3657e-07 |  | 0 |  | 0 |  | 0.00086407 |  | 0 |  | 1.3335e-06 |  | 0.00031276 |  | 9.9131e-07
| 4.0362e-05 |  | 0.0025144 |  | 0.0058143 |  | 0.00015737 |  | 0.10178 |  | 0 |  | 9.3176e-07 |  | 4.2497e-05 |  | 0.00034063 |  | -0.00010905 |  | -0.00044831 |  | 1.1936e-06 |  | 5.85e-07 |  | 0 |  | 0 |  | 0.0007963 |  | 0 |  | 2.9339e-06 |  | 0.00030959 |  | 9.7218e-07
| 4.0366e-05 |  | 0.0027123 |  | 0.0054494 |  | 0.0001368 |  | 0.10247 |  | 0 |  | 8.4761e-07 |  | 0.00030422 |  | 0.00040946 |  | -9.2931e-05 |  | -0.00016211 |  | 1.1399e-06 |  | 4.889e-07 |  | 0 |  | 0 |  | 0.00078114 |  | 0 |  | 2.9339e-06 |  | 0.00031437 |  | 9.3949e-07
| 0 |  | 0.0027182 |  | 0.005278 |  | 0.00019359 |  | 0.10288 |  | 0 |  | 8.2999e-07 |  | 0.00031518 |  | 0.0004506 |  | -0.00022092 |  | -0.00013426 |  | 1.0991e-06 |  | 3.9847e-07 |  | 3.594e-05 |  | 0 |  | 0.00073256 |  | 0 |  | 1.3337e-06 |  | 0.00030643 |  | 8.7437e-07
| 5.8651e-05 |  | 0.0027674 |  | 0.0051596 |  | 9.8836e-05 |  | 0.1034 |  | 0 |  | 8.9644e-07 |  | -7.42e-05 |  | 0.00040379 |  | -0.00047648 |  | -0.00028012 |  | 1.0793e-06 |  | 4.2268e-07 |  | 5.5875e-05 |  | 0 |  | 0.00071736 |  | 0 |  | 8.0026e-07 |  | 0.00029125 |  | 8.0989e-07
| 5.8656e-05 |  | 0.0033423 |  | 0.0049846 |  | 8.0455e-05 |  | 0.10387 |  | 0 |  | 9.9696e-07 |  | -0.00024436 |  | 0.00040721 |  | -0.00046161 |  | -0.00015134 |  | 9.8813e-07 |  | 4.8899e-07 |  | 1.9937e-05 |  | 0 |  | 0.0007382 |  | 0 |  | 2.4008e-06 |  | 0.0002865 |  | 8.8775e-07
| 0 |  | 0.003925 |  | 0.0047987 |  | 0.00012459 |  | 0.10419 |  | 0 |  | 1.0274e-06 |  | -0.00020777 |  | 0.00037221 |  | -0.00027051 |  | -6.199e-05 |  | 8.8179e-07 |  | 5.1259e-07 |  | 0 |  | 0 |  | 0.00070867 |  | 0 |  | 2.401e-06 |  | 0.00029608 |  | 1.2892e-06
| 4.2389e-05 |  | 0.0041904 |  | 0.0045488 |  | 8.9847e-05 |  | 0.10452 |  | 0 |  | 1.0122e-06 |  | 5.3121e-05 |  | 0.0003801 |  | -6.1586e-05 |  | 9.1032e-06 |  | 8.1371e-07 |  | 4.6424e-07 |  | 0 |  | 0 |  | 0.00067679 |  | 0 |  | 2.401e-06 |  | 0.00030248 |  | 1.6133e-06
| 5.7618e-05 |  | 0.0044686 |  | 0.0042836 |  | 2.3567e-05 |  | 0.10501 |  | 0 |  | 1.0054e-06 |  | -2.968e-05 |  | 0.00056118 |  | -0.0001462 |  | 1.3112e-05 |  | 7.9858e-07 |  | 4.0415e-07 |  | 0 |  | 0 |  | 0.00074388 |  | 0 |  | 6.1365e-06 |  | 0.00029532 |  | 1.6074e-06
| 3.3294e-05 |  | 0.0050212 |  | 0.0041033 |  | 6.7411e-05 |  | 0.10534 |  | 0 |  | 1.0395e-06 |  | -0.00020186 |  | 0.00039476 |  | -8.1926e-05 |  | -0.00016157 |  | 8.3097e-07 |  | 4.7668e-07 |  | 0 |  | 0 |  | 0.00069763 |  | 0 |  | 6.1361e-06 |  | 0.00029134 |  | 1.2966e-06
| 1.807e-05 |  | 0.0055215 |  | 0.0039702 |  | 0.00016699 |  | 0.10553 |  | 0 |  | 1.106e-06 |  | -0.00019292 |  | 0.00032765 |  | -8.9379e-05 |  | -0.00018715 |  | 8.9848e-07 |  | 5.5545e-07 |  | 2.9988e-06 |  | 0 |  | 0.00066969 |  | 0 |  | 2.4014e-06 |  | 0.00029533 |  | 1.0244e-06
| 0 |  | 0.0059104 |  | 0.0036871 |  | 0.00011036 |  | 0.10641 |  | 0 |  | 1.1148e-06 |  | -0.00023727 |  | 0.00039307 |  | -0.00014973 |  | -0.00012744 |  | 1.0016e-06 |  | 5.7963e-07 |  | 2.9988e-06 |  | 0 |  | 0.00071124 |  | 0 |  | 8.0046e-07 |  | 0.00029376 |  | 1.115e-06
| 4.0597e-06 |  | 0.0063303 |  | 0.0035331 |  | 3.126e-05 |  | 0.10692 |  | 0 |  | 1.0618e-06 |  | -8.1622e-05 |  | 0.00030961 |  | -2.5452e-05 |  | -0.00011205 |  | 1.048e-06 |  | 5.0714e-07 |  | 0 |  | 0 |  | 0.000819 |  | 0 |  | 1.3341e-06 |  | 0.00029136 |  | 1.1277e-06
| 1.7063e-05 |  | 0.0069643 |  | 0.0034925 |  | 8.976e-05 |  | 0.10678 |  | 0 |  | 1.0087e-06 |  | 0.00022311 |  | 0.00033555 |  | 6.7236e-05 |  | 0.00029242 |  | 1.0083e-06 |  | 3.9865e-07 |  | 0 |  | 0 |  | 0.00079276 |  | 0 |  | 2.9352e-06 |  | 0.00029619 |  | 9.8526e-07
| 1.6048e-05 |  | 0.0077486 |  | 0.0033933 |  | 0.00025916 |  | 0.1073 |  | 0 |  | 1.0512e-06 |  | -1.4841e-05 |  | 0.00039815 |  | 0.00010595 |  | 0.00011324 |  | 9.2707e-07 |  | 4.5882e-07 |  | 0 |  | 0 |  | 0.00070734 |  | 0 |  | 4.5365e-06 |  | 0.00030577 |  | 8.3622e-07
| 3.0448e-06 |  | 0.0083529 |  | 0.00321 |  | 0.00028188 |  | 0.10778 |  | 0 |  | 1.0935e-06 |  | -0.00018415 |  | 0.00036149 |  | -0.00024803 |  | -0.00020595 |  | 9.2707e-07 |  | 6.3367e-07 |  | 1.797e-05 |  | 0 |  | 0.00070893 |  | 0 |  | 2.135e-06 |  | 0.00031934 |  | 9.5273e-07
| 1.4209e-05 |  | 0.0087799 |  | 0.0031198 |  | 0.0001385 |  | 0.10802 |  | 0 |  | 1.0601e-06 |  | 3.5414e-05 |  | 0.00020597 |  | -0.00017345 |  | 0.0001354 |  | 9.8403e-07 |  | 7.3666e-07 |  | 1.797e-05 |  | 0 |  | 0.00067709 |  | 0 |  | 2.135e-06 |  | 0.00032657 |  | 1.1213e-06
| 1.4209e-05 |  | 0.0094997 |  | 0.0030346 |  | 0.00014196 |  | 0.10856 |  | 0 |  | 9.3803e-07 |  | -0.00021518 |  | 0.00016085 |  | -0.00012489 |  | 8.463e-05 |  | 9.6683e-07 |  | 5.9776e-07 |  | 0 |  | 0 |  | 0.0006715 |  | 0 |  | 2.9358e-06 |  | 0.00032577 |  | 1.1606e-06
| 0 |  | 0.010329 |  | 0.0029001 |  | 0.00014731 |  | 0.10902 |  | 0 |  | 8.2931e-07 |  | -0.00040017 |  | 0.00024417 |  | -2.4291e-05 |  | -0.00023667 |  | 9.1136e-07 |  | 3.6216e-07 |  | 0 |  | 0 |  | 0.00066595 |  | 0 |  | 2.9358e-06 |  | 0.00031301 |  | 1.1547e-06
| 0 |  | 0.011218 |  | 0.0027972 |  | 0.00013774 |  | 0.10896 |  | 0 |  | 7.281e-07 |  | -0.00031907 |  | 0.0003051 |  | 5.9791e-05 |  | -9.0593e-05 |  | 9.3914e-07 |  | 2.8961e-07 |  | 2.3255e-05 |  | 0 |  | 0.00064363 |  | 0 |  | 2.936e-06 |  | 0.00029546 |  | 1.0182e-06
| 0 |  | 0.01223 |  | 0.0026748 |  | 0.00019089 |  | 0.10884 |  | 0 |  | 6.4213e-07 |  | 5.3115e-05 |  | 0.00024419 |  | -0.00032939 |  | -0.00012061 |  | 1.0503e-06 |  | 3.622e-07 |  | 3.5781e-05 |  | 0 |  | 0.00083688 |  | 0 |  | 2.936e-06 |  | 0.00029307 |  | 9.3367e-07
| 2.7187e-05 |  | 0.013238 |  | 0.0027338 |  | 0.00015292 |  | 0.10906 |  | 0 |  | 6.9021e-07 |  | 0.00021147 |  | 0.00026954 |  | -0.00042322 |  | -0.00021218 |  | 1.092e-06 |  | 4.9554e-07 |  | 1.2524e-05 |  | 0 |  | 0.00084332 |  | 0 |  | 2.1355e-06 |  | 0.00029788 |  | 7.9781e-07
| 5.0532e-05 |  | 0.014426 |  | 0.0025491 |  | 0.00014494 |  | 0.10946 |  | 0 |  | 8.497e-07 |  | -3.5414e-05 |  | 0.00042635 |  | -0.00021753 |  | -8.9888e-05 |  | 1.0544e-06 |  | 5.6195e-07 |  | 9.3501e-06 |  | 0 |  | 0.00066368 |  | 0 |  | 5.3388e-07 |  | 0.00030029 |  | 8.8846e-07
| 2.3343e-05 |  | 0.015573 |  | 0.0023037 |  | 0.00017892 |  | 0.11041 |  | 0 |  | 1.0048e-06 |  | 0.00018922 |  | 0.00033555 |  | -0.00020658 |  | -0.00012993 |  | 9.8504e-07 |  | 6.7055e-07 |  | 9.3501e-06 |  | 0 |  | 0.00065409 |  | 0 |  | 1.3347e-06 |  | 0.0002955 |  | 1.089e-06
| 4.4652e-05 |  | 0.016821 |  | 0.0023035 |  | 0.00010805 |  | 0.11088 |  | 0 |  | 1.0477e-06 |  | 0.00015937 |  | 0.00014512 |  | -0.00020736 |  | -0.00025715 |  | 9.5188e-07 |  | 8.9999e-07 |  | 0 |  | 0 |  | 0.00071484 |  | 0 |  | 2.9365e-06 |  | 0.00029312 |  | 1.063e-06
| 4.4656e-05 |  | 0.018363 |  | 0.002297 |  | 0.00015877 |  | 0.11027 |  | 0 |  | 1.0258e-06 |  | 0.00011501 |  | 0.0001801 |  | -0.00025984 |  | -0.00027297 |  | 8.5876e-07 |  | 1.0087e-06 |  | 0 |  | 0 |  | 0.00072207 |  | 0 |  | 2.1358e-06 |  | 0.00029474 |  | 9.4657e-07
| 0 |  | 0.020117 |  | 0.0023419 |  | 0.00035025 |  | 0.11032 |  | 0 |  | 9.973e-07 |  | 6.7286e-05 |  | 0.00035131 |  | -0.00017684 |  | -0.00020253 |  | 8.0715e-07 |  | 8.5796e-07 |  | 0 |  | 0 |  | 0.00072371 |  | 0 |  | 5.3394e-07 |  | 0.00029795 |  | 8.693e-07
| 0 |  | 0.021747 |  | 0.0022314 |  | 0.00033342 |  | 0.11094 |  | 0 |  | 9.2832e-07 |  | -0.00024858 |  | 0.00036879 |  | 0.00013081 |  | -0.00018357 |  | 8.8654e-07 |  | 5.0746e-07 |  | 2.6424e-05 |  | 0 |  | 0.0007317 |  | 0 |  | 2.9369e-06 |  | 0.00030035 |  | 8.7596e-07
| 0 |  | 0.02352 |  | 0.0021413 |  | 0.00032653 |  | 0.11116 |  | 0 |  | 8.3537e-07 |  | 1.0623e-05 |  | 0.00033217 |  | 9.4356e-05 |  | -0.00016498 |  | 9.5941e-07 |  | 3.3813e-07 |  | 4.4244e-05 |  | 0 |  | 0.00078207 |  | 0 |  | 2.4031e-06 |  | 0.00030276 |  | 7.7211e-07
| 0 |  | 0.025677 |  | 0.002109 |  | 0.00036862 |  | 0.1111 |  | 0 |  | 8.0816e-07 |  | -0.00024115 |  | 0.00040432 |  | -2.1901e-05 |  | 3.8145e-05 |  | 1.0289e-06 |  | 4.2313e-07 |  | 1.7816e-05 |  | 0 |  | 0.00078532 |  | 0 |  | 0 |  | 0.00030518 |  | 6.4221e-07
| 0 |  | 0.028006 |  | 0.0018362 |  | 0.000317 |  | 0.11176 |  | 0 |  | 8.1899e-07 |  | -0.00046039 |  | 0.00038969 |  | -0.00016668 |  | 6.7132e-05 |  | 9.7934e-07 |  | 4.8335e-07 |  | 0 |  | 0 |  | 0.00064072 |  | 0 |  | 0 |  | 0.00030518 |  | 6.2294e-07
| 3.2254e-05 |  | 0.030247 |  | 0.0017199 |  | 0.00027706 |  | 0.11192 |  | 0 |  | 8.1456e-07 |  | -9.6461e-05 |  | 0.00038627 |  | -0.00038059 |  | -0.00028728 |  | 8.9001e-07 |  | 4.7714e-07 |  | 0 |  | 0 |  | 0.00074222 |  | 0 |  | 8.0106e-07 |  | 0.0003068 |  | 9.3475e-07
| 5.9653e-05 |  | 0.032784 |  | 0.0019359 |  | 0.00034279 |  | 0.11164 |  | 0 |  | 8.0451e-07 |  | -5.6663e-05 |  | 0.00033834 |  | -0.00029888 |  | -0.00020595 |  | 7.7759e-07 |  | 4.2878e-07 |  | 3.4751e-05 |  | 0 |  | 0.00072389 |  | 0 |  | 8.0111e-07 |  | 0.00030522 |  | 1.2846e-06
| 2.74e-05 |  | 0.035707 |  | 0.0019218 |  | 0.00037901 |  | 0.11243 |  | 0 |  | 8.1977e-07 |  | -0.00023001 |  | 0.00031127 |  | -0.00029891 |  | -0.00017999 |  | 7.0221e-07 |  | 4.8343e-07 |  | 3.4751e-05 |  | 0 |  | 0.0005889 |  | 0 |  | 2.4035e-06 |  | 0.00029725 |  | 1.5833e-06
| 0 |  | 0.038614 |  | 0.0018372 |  | 0.00032315 |  | 0.11294 |  | 0 |  | 9.0776e-07 |  | -0.00043204 |  | 0.00034342 |  | -0.00029211 |  | -0.00033565 |  | 7.6111e-07 |  | 5.9824e-07 |  | 1.0407e-05 |  | 0 |  | 0.00050021 |  | 0 |  | 2.4035e-06 |  | 0.00028686 |  | 1.5833e-06
| 3.2256e-05 |  | 0.04179 |  | 0.0019355 |  | 0.00036353 |  | 0.11299 |  | 0 |  | 9.1219e-07 |  | -0.00032277 |  | 0.00038969 |  | -0.00016396 |  | -1.9072e-05 |  | 7.7633e-07 |  | 6.1624e-07 |  | 1.0408e-05 |  | 0 |  | 0.00061691 |  | 0 |  | 2.4037e-06 |  | 0.00028288 |  | 1.3947e-06
| 3.2254e-05 |  | 0.04507 |  | 0.0017966 |  | 0.00035319 |  | 0.1126 |  | 0 |  | 8.0908e-07 |  | 5.9355e-05 |  | 0.00054191 |  | -0.00020658 |  | 2.384e-05 |  | 7.6118e-07 |  | 5.4988e-07 |  | 0 |  | 0 |  | 0.000756 |  | 0 |  | 2.938e-06 |  | 0.00029648 |  | 1.1482e-06
| 3.3267e-05 |  | 0.048841 |  | 0.0016167 |  | 0.00032898 |  | 0.11227 |  | 0 |  | 7.1602e-07 |  | 0.0002656 |  | 0.00059661 |  | -4.8026e-05 |  | -0.00011037 |  | 7.7243e-07 |  | 4.8348e-07 |  | 0 |  | 0 |  | 0.00063612 |  | 0 |  | 1.3354e-06 |  | 0.00031007 |  | 9.7965e-07
| 3.3267e-05 |  | 0.053219 |  | 0.0015586 |  | 0.0004001 |  | 0.11248 |  | 0 |  | 7.7053e-07 |  | 0.00010759 |  | 0.0004748 |  | -2.5452e-05 |  | 4.8872e-05 |  | 7.95e-07 |  | 5.7414e-07 |  | 2.9986e-06 |  | 0 |  | 0.00046753 |  | 0 |  | 8.0131e-07 |  | 0.00031329 |  | 1.0057e-06
| 0 |  | 0.057612 |  | 0.0015473 |  | 0.00037875 |  | 0.1125 |  | 0 |  | 8.9281e-07 |  | -0.00021603 |  | 0.00032424 |  | -5.6426e-07 |  | -0.0001923 |  | 7.1497e-07 |  | 6.2261e-07 |  | 2.9986e-06 |  | 0 |  | 0.00058985 |  | 0 |  | 4.0068e-06 |  | 0.00030851 |  | 1.2331e-06
| 0 |  | 0.062251 |  | 0.0014103 |  | 0.00037847 |  | 0.11237 |  | 0 |  | 9.3776e-07 |  | -0.00025971 |  | 0.00036428 |  | 4.9129e-05 |  | -0.00021576 |  | 5.8588e-07 |  | 5.4998e-07 |  | 1.9404e-06 |  | 0 |  | 0.00071937 |  | 0 |  | 4.5411e-06 |  | 0.00029894 |  | 1.4737e-06
| 0 |  | 0.067203 |  | 0.0013432 |  | 0.00045264 |  | 0.11222 |  | 0 |  | 8.966e-07 |  | -3.5415e-06 |  | 0.00038176 |  | 0.00013843 |  | 0.00012516 |  | 5.6139e-07 |  | 4.7735e-07 |  | 1.9404e-06 |  | 0 |  | 0.00073376 |  | 0 |  | 1.3356e-06 |  | 0.00028775 |  | 1.5191e-06
| 0 |  | 0.072672 |  | 0.0013381 |  | 0.0005267 |  | 0.11223 |  | 0 |  | 8.2133e-07 |  | 0.00023002 |  | 0.00027913 |  | 2.7819e-05 |  | -5.1256e-05 |  | 6.4022e-07 |  | 5.2023e-07 |  | 0 |  | 0 |  | 0.00075778 |  | 0 |  | 8.0146e-07 |  | 0.00027817 |  | 1.4605e-06
| 7.5563e-05 |  | 0.078301 |  | 0.0013105 |  | 0.00051517 |  | 0.11235 |  | 0 |  | 8.1373e-07 |  | 2.4792e-05 |  | 0.00037556 |  | -0.00028193 |  | -0.0002708 |  | 6.8259e-07 |  | 6.7109e-07 |  | 0 |  | 0 |  | 0.00070742 |  | 0 |  | 8.0146e-07 |  | 0.00027498 |  | 1.2265e-06
| 7.5556e-05 |  | 0.084105 |  | 0.0012506 |  | 0.00050718 |  | 0.1124 |  | 0 |  | 8.4863e-07 |  | -5.5649e-05 |  | 0.00032116 |  | -0.00035928 |  | -0.0001335 |  | 6.4822e-07 |  | 8.3443e-07 |  | 6.1737e-06 |  | 0 |  | 0.00069072 |  | 0 |  | 1.3358e-06 |  | 0.00027581 |  | 1.0647e-06
| 8.5149e-05 |  | 0.09041 |  | 0.0012022 |  | 0.0006206 |  | 0.11233 |  | 0 |  | 8.6834e-07 |  | 3.5415e-05 |  | 0.00025521 |  | -0.00042431 |  | -7.966e-06 |  | 6.2113e-07 |  | 9.3137e-07 |  | 2.4143e-05 |  | 0 |  | 0.00071711 |  | 0 |  | 1.3359e-06 |  | 0.00027741 |  | 9.0941e-07
| 8.5149e-05 |  | 0.0971 |  | 0.0012259 |  | 0.00065874 |  | 0.11185 |  | 0 |  | 8.3161e-07 |  | 2.9681e-05 |  | 0.0004139 |  | -0.00022788 |  | -4.0529e-05 |  | 6.304e-07 |  | 8.1029e-07 |  | 1.7969e-05 |  | 0 |  | 0.00078426 |  | 0 |  | 8.0156e-07 |  | 0.00027981 |  | 7.8606e-07
| 5.5557e-05 |  | 0.10427 |  | 0.001125 |  | 0.00076156 |  | 0.1114 |  | 0 |  | 7.7144e-07 |  | 4.2497e-05 |  | 0.0003609 |  | -0.00022431 |  | -9.3301e-05 |  | 6.5821e-07 |  | 5.9297e-07 |  | 1.6912e-05 |  | 0 |  | 0.00074038 |  | 0 |  | 8.0156e-07 |  | 0.00028624 |  | 6.8872e-07
| 5.5552e-05 |  | 0.11184 |  | 0.0010161 |  | 0.00083277 |  | 0.11121 |  | 0 |  | 7.8164e-07 |  | -0.00012985 |  | 0.00037496 |  | -0.00045519 |  | -0.0001943 |  | 6.9602e-07 |  | 4.235e-07 |  | 1.691e-05 |  | 0 |  | 0.00078676 |  | 0 |  | 8.0166e-07 |  | 0.00029104 |  | 7.7946e-07
| 4.2385e-05 |  | 0.11962 |  | 0.00097611 |  | 0.00080336 |  | 0.11107 |  | 0 |  | 7.5067e-07 |  | -0.00033642 |  | 0.00035751 |  | -0.00024804 |  | -0.00028446 |  | 7.4973e-07 |  | 4.8999e-07 |  | 0 |  | 0 |  | 0.00078441 |  | 0 |  | 2.4049e-06 |  | 0.00029345 |  | 1.1043e-06
| 4.2385e-05 |  | 0.12742 |  | 0.00099585 |  | 0.00088922 |  | 0.11109 |  | 0 |  | 7.1709e-07 |  | -0.00042294 |  | 0.00033834 |  | -1.835e-05 |  | -0.00032661 |  | 7.6827e-07 |  | 6.173e-07 |  | 0 |  | 0 |  | 0.00070605 |  | 0 |  | 2.405e-06 |  | 0.00028946 |  | 1.299e-06
| 6.654e-05 |  | 0.13527 |  | 0.00091183 |  | 0.00097564 |  | 0.11067 |  | 0 |  | 7.2596e-07 |  | -0.00019123 |  | 0.00049849 |  | -5.4805e-05 |  | -0.00012402 |  | 8.0072e-07 |  | 6.2288e-07 |  | 0 |  | 0 |  | 0.00073173 |  | 0 |  | 2.4052e-06 |  | 0.00028469 |  | 1.169e-06
| 6.6534e-05 |  | 0.14286 |  | 0.0007206 |  | 0.0010038 |  | 0.11062 |  | 0 |  | 7.6151e-07 |  | -3.71e-05 |  | 0.00046969 |  | -0.0002563 |  | -0.00023721 |  | 8.5312e-07 |  | 5.4406e-07 |  | 0 |  | 0 |  | 0.00071173 |  | 0 |  | 2.9398e-06 |  | 0.00028869 |  | 8.8364e-07
| 2.6174e-05 |  | 0.15027 |  | 0.00071446 |  | 0.00095109 |  | 0.1104 |  | 0 |  | 7.9769e-07 |  | -2.968e-05 |  | 0.000353 |  | -0.00030247 |  | -0.00031589 |  | 9.0752e-07 |  | 3.7516e-07 |  | 4.7563e-05 |  | 0 |  | 0.00072293 |  | 0 |  | 4.5433e-06 |  | 0.00029909 |  | 7.6033e-07
| 2.6172e-05 |  | 0.15799 |  | 0.00070312 |  | 0.00098104 |  | 0.10994 |  | 0 |  | 7.4123e-07 |  | 0.00010978 |  | 0.00034959 |  | -0.00027177 |  | -0.00012402 |  | 8.975e-07 |  | 2.4843e-07 |  | 4.7559e-05 |  | 0 |  | 0.00074381 |  | 0 |  | 4.5436e-06 |  | 0.00030552 |  | 7.9227e-07
| 6.4848e-05 |  | 0.16571 |  | 0.00067217 |  | 0.0010558 |  | 0.1097 |  | 0 |  | 6.8307e-07 |  | 3.339e-05 |  | 0.0003733 |  | -6.4519e-05 |  | -1.1928e-06 |  | 8.0955e-07 |  | 2.3605e-07 |  | 1.7969e-05 |  | 0 |  | 0.00070542 |  | 0 |  | 1.3364e-06 |  | 0.00030392 |  | 7.2705e-07
| 6.4843e-05 |  | 0.17328 |  | 0.00071327 |  | 0.0011965 |  | 0.10899 |  | 0 |  | 6.6849e-07 |  | -0.00019123 |  | 0.00038793 |  | 2.3165e-05 |  | -0.00031859 |  | 7.0223e-07 |  | 3.1432e-07 |  | 1.7967e-05 |  | 0 |  | 0.00063104 |  | 0 |  | 8.0186e-07 |  | 0.00029673 |  | 6.0365e-07
| 6.8796e-05 |  | 0.1808 |  | 0.00070262 |  | 0.0013562 |  | 0.10871 |  | 0 |  | 6.742e-07 |  | -0.00017808 |  | 0.00041729 |  | -3.9658e-05 |  | -0.00070209 |  | 5.9756e-07 |  | 4.2365e-07 |  | 0 |  | 0 |  | 0.00058473 |  | 0 |  | 8.0191e-07 |  | 0.00028796 |  | 6.6235e-07
| 6.879e-05 |  | 0.1876 |  | 0.0005599 |  | 0.0014563 |  | 0.10836 |  | 0 |  | 6.6982e-07 |  | 3.8951e-05 |  | 0.00035297 |  | 8.4186e-05 |  | -0.00030493 |  | 5.6779e-07 |  | 5.3862e-07 |  | 8.2898e-06 |  | 0 |  | 0.00065672 |  | 0 |  | 1.3365e-06 |  | 0.00028476 |  | 9.5458e-07
| 3.3267e-05 |  | 0.19356 |  | 0.00043759 |  | 0.0015801 |  | 0.10784 |  | 0 |  | 6.477e-07 |  | -9.2761e-05 |  | 0.00030958 |  | 1.7165e-05 |  | -0.00026939 |  | 5.6917e-07 |  | 5.4426e-07 |  | 8.2905e-06 |  | 0 |  | 0.00063836 |  | 0 |  | 1.3366e-06 |  | 0.00027998 |  | 1.2602e-06
| 3.3264e-05 |  | 0.19923 |  | 0.00043078 |  | 0.0015374 |  | 0.10741 |  | 0 |  | 6.5974e-07 |  | 3.5314e-06 |  | 0.00036425 |  | -6.8366e-05 |  | -0.00040393 |  | 5.5724e-07 |  | 5.3804e-07 |  | 0 |  | 0 |  | 0.0006704 |  | 0 |  | 8.0196e-07 |  | 0.0002792 |  | 1.2669e-06
| 4.2385e-05 |  | 0.20429 |  | 0.00046296 |  | 0.001606 |  | 0.10668 |  | 0 |  | 6.8636e-07 |  | 0.00010388 |  | 0.00041729 |  | -0.0002705 |  | -0.00011205 |  | 5.8507e-07 |  | 5.0822e-07 |  | 0 |  | 0 |  | 0.0007168 |  | 0 |  | 8.0201e-07 |  | 0.000284 |  | 1.0974e-06
| 4.2382e-05 |  | 0.20811 |  | 0.00045954 |  | 0.0018376 |  | 0.10634 |  | 0 |  | 7.0733e-07 |  | -0.00026206 |  | 0.00049901 |  | -0.00022431 |  | 5.3478e-05 |  | 6.4476e-07 |  | 5.1448e-07 |  | 0 |  | 0 |  | 0.00070564 |  | 0 |  | 1.3368e-06 |  | 0.00029202 |  | 8.5734e-07
| 0 |  | 0.2112 |  | 0.00042965 |  | 0.0020718 |  | 0.10586 |  | 0 |  | 7.4289e-07 |  | -0.00020405 |  | 0.0005131 |  | 1.0062e-05 |  | -6.9136e-05 |  | 7.0314e-07 |  | 5.3254e-07 |  | 0 |  | 0 |  | 0.00074565 |  | 0 |  | 5.3471e-07 |  | 0.00029602 |  | 7.3398e-07
| 0 |  | 0.21303 |  | 0.00040939 |  | 0.0021872 |  | 0.1054 |  | 0 |  | 7.8853e-07 |  | -0.0001855 |  | 0.00051935 |  | 9.5298e-05 |  | 2.0265e-05 |  | 6.753e-07 |  | 4.8408e-07 |  | 0 |  | 0 |  | 0.00083296 |  | 0 |  | 0 |  | 0.00028965 |  | 6.886e-07
| 3.3264e-05 |  | 0.21416 |  | 0.00039639 |  | 0.0021733 |  | 0.1052 |  | 0 |  | 8.2783e-07 |  | -2.1248e-05 |  | 0.0004539 |  | 0.00012487 |  | 1.5931e-05 |  | 5.918e-07 |  | 5.021e-07 |  | 0 |  | 0 |  | 0.00085216 |  | 0 |  | 8.0216e-07 |  | 0.00028805 |  | 7.6667e-07
| 3.3264e-05 |  | 0.21504 |  | 0.00031594 |  | 0.0022968 |  | 0.10479 |  | 0 |  | 8.203e-07 |  | 7.7911e-05 |  | 0.00040259 |  | -0.00018172 |  | -0.00021218 |  | 5.9716e-07 |  | 5.3259e-07 |  | 2.8398e-05 |  | 0 |  | 0.000785 |  | 0 |  | 2.9413e-06 |  | 0.00029527 |  | 8.4481e-07
| 2.8708e-06 |  | 0.215 |  | 0.00028101 |  | 0.0025686 |  | 0.10428 |  | 0 |  | 7.6775e-07 |  | -3.5414e-06 |  | 0.00040093 |  | -0.00016668 |  | -0.00033907 |  | 6.4228e-07 |  | 6.296e-07 |  | 2.84e-05 |  | 0 |  | 0.00072898 |  | 0 |  | 2.9415e-06 |  | 0.00030168 |  | 7.2143e-07
| 2.8706e-06 |  | 0.21418 |  | 0.00029546 |  | 0.00277 |  | 0.10337 |  | 0 |  | 7.4302e-07 |  | 8.904e-05 |  | 0.00037383 |  | -0.00012134 |  | -0.00018 |  | 7.205e-07 |  | 7.0231e-07 |  | 2.3106e-05 |  | 0 |  | 0.00070902 |  | 0 |  | 8.0221e-07 |  | 0.00029449 |  | 6.1732e-07
| 0.00010037 |  | 0.21284 |  | 0.00028136 |  | 0.0029162 |  | 0.10246 |  | 0 |  | 7.7853e-07 |  | 5.6661e-05 |  | 0.00038962 |  | -3.1076e-05 |  | 6.3717e-05 |  | 7.4635e-07 |  | 7.8684e-07 |  | 2.3106e-05 |  | 0 |  | 0.00071147 |  | 0 |  | 0 |  | 0.00028331 |  | 5.1988e-07
| 0.00010037 |  | 0.211 |  | 0.00030899 |  | 0.0031561 |  | 0.10123 |  | 0 |  | 7.8557e-07 |  | 0.00010017 |  | 0.00037834 |  | 0.00011306 |  | -0.00013709 |  | 7.252e-07 |  | 8.9568e-07 |  | 3.2631e-05 |  | 0 |  | 0.00055384 |  | 0 |  | 5.3488e-07 |  | 0.00028092 |  | 5.1325e-07
| 0 |  | 0.20799 |  | 0.00024755 |  | 0.0033072 |  | 0.099366 |  | 0 |  | 7.1716e-07 |  | 0.0001484 |  | 0.00040262 |  | -0.00011779 |  | -8.3497e-06 |  | 6.7157e-07 |  | 8.9576e-07 |  | 3.2634e-05 |  | 0 |  | 0.00056105 |  | 0 |  | 2.9418e-06 |  | 0.00029053 |  | 4.6791e-07
| 2.3338e-05 |  | 0.20375 |  | 0.00020445 |  | 0.0034988 |  | 0.098356 |  | 0 |  | 6.3156e-07 |  | 6.3745e-05 |  | 0.00041217 |  | -0.00020397 |  | 0.00025146 |  | 5.708e-07 |  | 7.0182e-07 |  | 0 |  | 0 |  | 0.00076838 |  | 0 |  | 2.942e-06 |  | 0.00030015 |  | 4.352e-07
| 4.8497e-05 |  | 0.19879 |  | 0.00021629 |  | 0.0037399 |  | 0.098216 |  | 0 |  | 6.6706e-07 |  | -0.00021889 |  | 0.00042007 |  | -0.00019592 |  | 0.00017046 |  | 5.1975e-07 |  | 3.9908e-07 |  | 0 |  | 0 |  | 0.00078124 |  | 0 |  | 2.9422e-06 |  | 0.00029617 |  | 4.6791e-07
| 2.5159e-05 |  | 0.19361 |  | 0.00022328 |  | 0.0039628 |  | 0.098066 |  | 0 |  | 7.1025e-07 |  | -0.00018769 |  | 0.00044544 |  | -0.00027177 |  | -2.5032e-05 |  | 5.0786e-07 |  | 2.4183e-07 |  | 0 |  | 0 |  | 0.00074282 |  | 0 |  | 4.547e-06 |  | 0.00028736 |  | 5.5273e-07
| 2.0093e-05 |  | 0.18919 |  | 0.00023682 |  | 0.0042975 |  | 0.097564 |  | 0 |  | 6.6021e-07 |  | 0.00018179 |  | 0.00043135 |  | -0.00025275 |  | -0.00024078 |  | 5.4504e-07 |  | 3.146e-07 |  | 0 |  | 0 |  | 0.00071725 |  | 0 |  | 4.547e-06 |  | 0.00028098 |  | 6.1753e-07
| 2.0093e-05 |  | 0.18557 |  | 0.00023287 |  | 0.0046306 |  | 0.096869 |  | 0 |  | 5.5049e-07 |  | 0.00010624 |  | 0.00035466 |  | 1.9775e-05 |  | -0.00015474 |  | 5.7421e-07 |  | 4.4827e-07 |  | 0 |  | 0 |  | 0.00075252 |  | 0 |  | 2.4076e-06 |  | 0.00028179 |  | 6.8897e-07
| 0 |  | 0.18156 |  | 0.00024642 |  | 0.0049906 |  | 0.096124 |  | 0 |  | 4.9912e-07 |  | -0.00035245 |  | 0.00035582 |  | 6.5111e-06 |  | -0.00012278 |  | 5.9875e-07 |  | 5.8132e-07 |  | 6.342e-06 |  | 0 |  | 0.00074131 |  | 0 |  | 8.0251e-07 |  | 0.00028179 |  | 6.6961e-07
| 0 |  | 0.1772 |  | 0.00020415 |  | 0.0052718 |  | 0.094875 |  | 0 |  | 5.3468e-07 |  | -0.00038584 |  | 0.00035297 |  | 7.3984e-05 |  | -0.00014423 |  | 6.1869e-07 |  | 5.7516e-07 |  | 6.3415e-06 |  | 0 |  | 0.0006669 |  | 0 |  | 1.3375e-06 |  | 0.00028021 |  | 5.2679e-07
| 2.3132e-05 |  | 0.17214 |  | 0.0001489 |  | 0.0055391 |  | 0.094041 |  | 0 |  | 6.0577e-07 |  | -0.00017353 |  | 0.00032591 |  | -7.8543e-05 |  | -0.00018547 |  | 6.0615e-07 |  | 4.3032e-07 |  | 8.4551e-06 |  | 0 |  | 0.00067415 |  | 0 |  | 2.9427e-06 |  | 0.00028743 |  | 5.2683e-07
| 2.3132e-05 |  | 0.16594 |  | 0.0001489 |  | 0.0058935 |  | 0.093251 |  | 0 |  | 6.3939e-07 |  | 2.2258e-05 |  | 0.00043135 |  | -0.00011069 |  | -0.00012636 |  | 5.7365e-07 |  | 4.0606e-07 |  | 3.6853e-05 |  | 0 |  | 0.00070382 |  | 0 |  | 2.9429e-06 |  | 0.00029546 |  | 5.2683e-07
| 4.8965e-06 |  | 0.15967 |  | 0.00012634 |  | 0.0063317 |  | 0.092288 |  | 0 |  | 6.6984e-07 |  | 0.00012749 |  | 0.00047927 |  | -6.1587e-05 |  | -0.00034932 |  | 5.4646e-07 |  | 5.267e-07 |  | 2.8398e-05 |  | 0 |  | 0.00070221 |  | 0 |  | 1.3378e-06 |  | 0.00029546 |  | 4.8143e-07
| 4.8965e-06 |  | 0.15356 |  | 0.00011164 |  | 0.0066626 |  | 0.091212 |  | 0 |  | 7.1176e-07 |  | 0.00015581 |  | 0.00041499 |  | -0.0002492 |  | -0.00035165 |  | 4.9544e-07 |  | 6.5362e-07 |  | 0 |  | 0 |  | 0.00076151 |  | 0 |  | 8.0266e-07 |  | 0.00028987 |  | 3.3857e-07
| 5.5552e-05 |  | 0.14793 |  | 0.00013758 |  | 0.0069542 |  | 0.089958 |  | 0 |  | 6.7059e-07 |  | 0.00012984 |  | 0.00042796 |  | -0.00031312 |  | -2.98e-05 |  | 4.663e-07 |  | 6.1138e-07 |  | 1.3739e-05 |  | 0 |  | 0.00080235 |  | 0 |  | 8.0266e-07 |  | 0.00028747 |  | 3.1923e-07
| 5.5552e-05 |  | 0.14282 |  | 0.00016208 |  | 0.0074421 |  | 0.089062 |  | 0 |  | 5.4307e-07 |  | -7.083e-06 |  | 0.00045672 |  | -0.00040059 |  | 2.2758e-06 |  | 5.0212e-07 |  | 4.9632e-07 |  | 3.1554e-05 |  | 0 |  | 0.0008473 |  | 0 |  | 8.0271e-07 |  | 0.0002867 |  | 5.336e-07
| 2.2119e-05 |  | 0.13753 |  | 0.0001446 |  | 0.0079561 |  | 0.08785 |  | 0 |  | 4.6313e-07 |  | -0.00015211 |  | 0.00048096 |  | -0.00010359 |  | 0.00016688 |  | 5.8702e-07 |  | 5.8153e-07 |  | 1.7815e-05 |  | 0 |  | 0.00068553 |  | 0 |  | 4.0138e-06 |  | 0.0002835 |  | 7.2194e-07
| 2.2119e-05 |  | 0.13257 |  | 0.00012892 |  | 0.0085056 |  | 0.086551 |  | 0 |  | 5.0759e-07 |  | -0.00020186 |  | 0.0005007 |  | -0.00017346 |  | 5.6888e-06 |  | 6.9254e-07 |  | 6.8483e-07 |  | 0 |  | 0 |  | 0.00048451 |  | 0 |  | 4.0141e-06 |  | 0.0002811 |  | 7.5473e-07
| 8.1758e-05 |  | 0.12793 |  | 0.00015147 |  | 0.0089866 |  | 0.08542 |  | 0 |  | 5.5522e-07 |  | -0.00014098 |  | 0.00047476 |  | 2.4265e-05 |  | -0.00019787 |  | 6.7536e-07 |  | 6.3015e-07 |  | 0 |  | 0 |  | 0.00056227 |  | 0 |  | 0 |  | 0.00028193 |  | 6.5059e-07
| 8.1758e-05 |  | 0.12312 |  | 0.00014265 |  | 0.0094949 |  | 0.084574 |  | 0 |  | 5.5961e-07 |  | -0.0002968 |  | 0.00043473 |  | 0.00024801 |  | -2.2647e-05 |  | 5.7314e-07 |  | 6.0584e-07 |  | 0 |  | 0 |  | 0.00070323 |  | 0 |  | 0 |  | 0.00028193 |  | 5.0694e-07
| 1.5028e-05 |  | 0.11858 |  | 9.3599e-05 |  | 0.010128 |  | 0.083624 |  | 0 |  | 5.0958e-07 |  | -0.00025852 |  | 0.00041894 |  | -4.8026e-05 |  | 5.3478e-05 |  | 4.8832e-07 |  | 6.1776e-07 |  | 0 |  | 0 |  | 0.00066483 |  | 0 |  | 2.4086e-06 |  | 0.00028436 |  | 3.3802e-07
| 1.5028e-05 |  | 0.11409 |  | 9.7519e-05 |  | 0.010717 |  | 0.082559 |  | 0 |  | 4.5818e-07 |  | -4.081e-05 |  | 0.00046179 |  | 6.6886e-05 |  | -7.9864e-05 |  | 5.0092e-07 |  | 7.2041e-07 |  | 0 |  | 0 |  | 0.00056631 |  | 0 |  | 2.4088e-06 |  | 0.00029477 |  | 2.3447e-07
| 1.7054e-05 |  | 0.10962 |  | 0.00010767 |  | 0.011467 |  | 0.082037 |  | 0 |  | 4.2581e-07 |  | -4.6038e-05 |  | 0.00047589 |  | -0.00018363 |  | -0.00031517 |  | 5.4538e-07 |  | 7.0237e-07 |  | 0 |  | 0 |  | 0.00074097 |  | 0 |  | 4.0146e-06 |  | 0.00029799 |  | 1.8237e-07
| 1.7054e-05 |  | 0.10501 |  | 0.00010375 |  | 0.012278 |  | 0.081521 |  | 0 |  | 3.9793e-07 |  | -0.0002226 |  | 0.00046969 |  | -0.00030602 |  | -0.00025866 |  | 5.3879e-07 |  | 6.1782e-07 |  | 0 |  | 0 |  | 0.00069696 |  | 0 |  | 4.5501e-06 |  | 0.0002916 |  | 2.1445e-07
| 0 |  | 0.1006 |  | 0.00012123 |  | 0.013062 |  | 0.080582 |  | 0 |  | 4.462e-07 |  | -0.00041553 |  | 0.00039131 |  | -0.00023499 |  | 2.0265e-05 |  | 5.8529e-07 |  | 5.6374e-07 |  | 0 |  | 0 |  | 0.00059125 |  | 0 |  | 1.3384e-06 |  | 0.0002804 |  | 3.4476e-07
| 0 |  | 0.09664 |  | 0.00012122 |  | 0.013767 |  | 0.079646 |  | 0 |  | 4.6334e-07 |  | -0.00017353 |  | 0.00040706 |  | -0.00045144 |  | -8.9888e-05 |  | 6.5961e-07 |  | 5.9423e-07 |  | 0 |  | 0 |  | 0.00065294 |  | 0 |  | 8.0306e-07 |  | 0.00027479 |  | 4.7504e-07
| 7.8939e-05 |  | 0.092369 |  | 0.0001201 |  | 0.014642 |  | 0.079149 |  | 0 |  | 4.5318e-07 |  | 0.00019292 |  | 0.00042458 |  | -0.00064341 |  | -8.344e-05 |  | 6.8615e-07 |  | 7.9397e-07 |  | 0 |  | 0 |  | 0.00075072 |  | 0 |  | 8.0306e-07 |  | 0.00027161 |  | 5.3985e-07
| 7.8939e-05 |  | 0.088582 |  | 0.0001201 |  | 0.015785 |  | 0.078668 |  | 0 |  | 4.1831e-07 |  | 6.3745e-05 |  | 0.00042176 |  | -0.00041754 |  | 0.00022415 |  | 6.3976e-07 |  | 8.239e-07 |  | 5.168e-05 |  | 0 |  | 0.00076675 |  | 0 |  | 1.3384e-06 |  | 0.000266 |  | 5.1384e-07
| 1.8576e-06 |  | 0.085389 |  | 7.4428e-05 |  | 0.01679 |  | 0.077692 |  | 0 |  | 3.3709e-07 |  | -0.00016325 |  | 0.00054186 |  | -0.00013555 |  | 0.00028131 |  | 6.4446e-07 |  | 6.7213e-07 |  | 5.168e-05 |  | 0 |  | 0.00072758 |  | 0 |  | 1.3385e-06 |  | 0.00027164 |  | 4.4238e-07
| 1.8576e-06 |  | 0.08182 |  | 7.4428e-05 |  | 0.017807 |  | 0.076621 |  | 0 |  | 3.0469e-07 |  | -8.9045e-05 |  | 0.00051592 |  | -0.00027406 |  | 4.172e-05 |  | 6.7095e-07 |  | 4.3e-07 |  | 7.8375e-05 |  | 0 |  | 0.00064825 |  | 0 |  | 8.0316e-07 |  | 0.00028446 |  | 3.5748e-07
| 7.1609e-05 |  | 0.078389 |  | 0.00016634 |  | 0.019023 |  | 0.075719 |  | 0 |  | 2.8442e-07 |  | 0.00015936 |  | 0.00041556 |  | -0.0002989 |  | -1.1378e-05 |  | 6.631e-07 |  | 3.8215e-07 |  | 7.8375e-05 |  | 0 |  | 0.0005577 |  | 0 |  | 8.0321e-07 |  | 0.00029087 |  | 2.7935e-07
| 7.1609e-05 |  | 0.075343 |  | 0.00016634 |  | 0.020322 |  | 0.074472 |  | 0 |  | 3.149e-07 |  | 0.00024115 |  | 0.00043473 |  | -9.6485e-05 |  | 3.0991e-05 |  | 6.2925e-07 |  | 4.2447e-07 |  | 0 |  | 0 |  | 0.00061467 |  | 0 |  | 1.3387e-06 |  | 0.00029091 |  | 2.3391e-07
| 8.0067e-05 |  | 0.071999 |  | 9.5855e-05 |  | 0.02158 |  | 0.073641 |  | 0 |  | 3.2379e-07 |  | 6.0206e-05 |  | 0.00043304 |  | 0.0002164 |  | 0.00035386 |  | 5.8146e-07 |  | 4.668e-07 |  | 0 |  | 0 |  | 0.00075572 |  | 0 |  | 4.5516e-06 |  | 0.0002869 |  | 2.6666e-07
| 8.0067e-05 |  | 0.068916 |  | 9.5854e-05 |  | 0.022846 |  | 0.073032 |  | 0 |  | 2.9715e-07 |  | -0.00010388 |  | 0.00039808 |  | 0.000351 |  | 0.00037072 |  | 6.3395e-07 |  | 6.4859e-07 |  | 8.8222e-07 |  | 0 |  | 0.00073012 |  | 0 |  | 4.0166e-06 |  | 0.00028852 |  | 2.9943e-07
| 1.8065e-05 |  | 0.065983 |  | 0.00014377 |  | 0.024375 |  | 0.072118 |  | 0 |  | 2.5653e-07 |  | -0.00013356 |  | 0.00033039 |  | -0.00016041 |  | -9.4175e-05 |  | 6.7119e-07 |  | 8.9703e-07 |  | 8.8214e-07 |  | 0 |  | 0.00062032 |  | 0 |  | 8.0326e-07 |  | 0.00029012 |  | 2.6002e-07
| 1.8067e-05 |  | 0.063333 |  | 0.00014378 |  | 0.026113 |  | 0.071417 |  | 0 |  | 2.4064e-07 |  | -1.0625e-05 |  | 0.00044882 |  | -0.00047517 |  | -0.00011038 |  | 6.7511e-07 |  | 9.8783e-07 |  | 0 |  | 0 |  | 0.00070933 |  | 0 |  | 1.3389e-06 |  | 0.00029014 |  | 1.818e-07
| 3.8329e-05 |  | 0.061201 |  | 5.864e-05 |  | 0.027922 |  | 0.07085 |  | 0 |  | 2.6037e-07 |  | 0.00012614 |  | 0.00056611 |  | -0.0001533 |  | -0.00017285 |  | 6.407e-07 |  | 8.2427e-07 |  | 0 |  | 0 |  | 0.00077991 |  | 0 |  | 5.3558e-07 |  | 0.00029016 |  | 1.3036e-07
| 3.8329e-05 |  | 0.059009 |  | 5.864e-05 |  | 0.029801 |  | 0.070445 |  | 0 |  | 2.5275e-07 |  | 8.4994e-05 |  | 0.00053058 |  | 1.6385e-05 |  | -0.00023326 |  | 5.9622e-07 |  | 6.182e-07 |  | 2.9456e-05 |  | 0 |  | 0.00067651 |  | 0 |  | 5.3561e-07 |  | 0.00028535 |  | 1.5643e-07
| 4.1369e-05 |  | 0.056845 |  | 5.7513e-05 |  | 0.031831 |  | 0.069469 |  | 0 |  | 2.4703e-07 |  | -1.8549e-05 |  | 0.00053058 |  | -0.00031667 |  | -0.00014781 |  | 5.8294e-07 |  | 5.0925e-07 |  | 2.9456e-05 |  | 0 |  | 0.00063411 |  | 0 |  | 2.9459e-06 |  | 0.00028218 |  | 1.1699e-07
| 4.1369e-05 |  | 0.054408 |  | 5.7513e-05 |  | 0.033891 |  | 0.068225 |  | 0 |  | 2.623e-07 |  | -0.00011872 |  | 0.00046687 |  | -0.00039836 |  | -4.0528e-05 |  | 5.3319e-07 |  | 5.0369e-07 |  | 0 |  | 0 |  | 0.0005836 |  | 0 |  | 2.946e-06 |  | 0.00028138 |  | 4.5461e-08
| 6.879e-05 |  | 0.052436 |  | 9.7546e-05 |  | 0.036073 |  | 0.067182 |  | 0 |  | 2.6039e-07 |  | -1.4166e-05 |  | 0.00047476 |  | -0.00017007 |  | 0.00010809 |  | 5.405e-07 |  | 5.0369e-07 |  | 0 |  | 0 |  | 0.00061166 |  | 0 |  | 5.3564e-07 |  | 0.00028699 |  | 0
| 6.8784e-05 |  | 0.050921 |  | 9.7537e-05 |  | 0.038662 |  | 0.066231 |  | 0 |  | 2.2929e-07 |  | -6.3071e-05 |  | 0.00050009 |  | -0.000132 |  | -6.1985e-05 |  | 6.0097e-07 |  | 6.1893e-07 |  | 9.3476e-06 |  | 0 |  | 0.00084259 |  | 0 |  | 5.3571e-07 |  | 0.00028701 |  | 2.6076e-08
| 2.3132e-05 |  | 0.049187 |  | 9.7546e-05 |  | 0.041214 |  | 0.065836 |  | 0 |  | 1.9437e-07 |  | -0.0001484 |  | 0.00039751 |  | -7.8725e-05 |  | -0.00029442 |  | 6.8803e-07 |  | 7.5848e-07 |  | 9.3485e-06 |  | 0 |  | 0.00089796 |  | 0 |  | 5.3568e-07 |  | 0.00028462 |  | 6.4861e-08
| 2.3132e-05 |  | 0.047465 |  | 9.7546e-05 |  | 0.043957 |  | 0.06535 |  | 0 |  | 1.9118e-07 |  | -0.00015582 |  | 0.00036425 |  | -9.8877e-05 |  | -7.9647e-05 |  | 6.8465e-07 |  | 7.883e-07 |  | 1.9931e-05 |  | 0 |  | 0.00085632 |  | 0 |  | 5.3574e-07 |  | 0.00028063 |  | 7.7558e-08
| 8.2886e-05 |  | 0.046022 |  | 7.2173e-05 |  | 0.047072 |  | 0.064424 |  | 0 |  | 1.8804e-07 |  | -0.00018179 |  | 0.00048435 |  | -0.00020657 |  | -1.5496e-05 |  | 6.2233e-07 |  | 7.6415e-07 |  | 1.9931e-05 |  | 0 |  | 0.00082746 |  | 0 |  | 2.9466e-06 |  | 0.00028304 |  | 5.1492e-08
| 8.2886e-05 |  | 0.044557 |  | 7.2173e-05 |  | 0.050034 |  | 0.063217 |  | 0 |  | 1.423e-07 |  | 7.4203e-06 |  | 0.00053227 |  | -7.1615e-05 |  | -0.00012278 |  | 5.6986e-07 |  | 7.2803e-07 |  | 0 |  | 0 |  | 0.00078902 |  | 0 |  | 4.5538e-06 |  | 0.00028145 |  | 1.2706e-08
| 2.6172e-05 |  | 0.043329 |  | 6.8226e-05 |  | 0.05361 |  | 0.062618 |  | 0 |  | 1.1371e-07 |  | -9.2069e-05 |  | 0.00052607 |  | -0.00010904 |  | -0.0004995 |  | 5.2869e-07 |  | 6.9751e-07 |  | 0 |  | 0 |  | 0.00075699 |  | 0 |  | 2.9468e-06 |  | 0.00027746 |  | 0
| 2.6172e-05 |  | 0.04212 |  | 6.8226e-05 |  | 0.057786 |  | 0.062221 |  | 0 |  | 1.1055e-07 |  | -0.00017065 |  | 0.0005131 |  | 7.0446e-05 |  | -0.00060195 |  | 5.0548e-07 |  | 6.1847e-07 |  | 5.115e-06 |  | 0 |  | 0.00081794 |  | 0 |  | 8.0371e-07 |  | 0.00027425 |  | 2.6083e-08
| 2.313e-05 |  | 0.040586 |  | 6.4273e-05 |  | 0.06085 |  | 0.061387 |  | 0 |  | 1.169e-07 |  | -4.6038e-05 |  | 0.00044878 |  | 0.00028759 |  | -0.00021961 |  | 4.9884e-07 |  | 6.6083e-07 |  | 5.1146e-06 |  | 0 |  | 0.0007402 |  | 0 |  | 8.0376e-07 |  | 0.00027427 |  | 7.156e-08
| 2.3132e-05 |  | 0.038976 |  | 6.4279e-05 |  | 0.063288 |  | 0.060579 |  | 0 |  | 1.1119e-07 |  | 0.00012614 |  | 0.0004601 |  | -0.00013909 |  | 6.3171e-05 |  | 6.2111e-07 |  | 8.1848e-07 |  | 0 |  | 0 |  | 0.0006424 |  | 0 |  | 8.0376e-07 |  | 0.00027589 |  | 9.0963e-08
| 2.8198e-05 |  | 0.037191 |  | 5.6949e-05 |  | 0.066342 |  | 0.059729 |  | 0 |  | 1.0484e-07 |  | 0.00023373 |  | 0.00047927 |  | -0.00022788 |  | -4.7683e-05 |  | 7.6062e-07 |  | 9.1565e-07 |  | 0 |  | 0 |  | 0.00068491 |  | 0 |  | 8.0376e-07 |  | 0.00026787 |  | 9.7651e-08
| 2.8198e-05 |  | 0.036256 |  | 5.9889e-05 |  | 0.070393 |  | 0.058885 |  | 0 |  | 1.0739e-07 |  | 0.00018416 |  | 0.00049224 |  | -0.00010566 |  | -0.00013427 |  | 8.2247e-07 |  | 8.1917e-07 |  | 0 |  | 0 |  | 0.0007844 |  | 0 |  | 8.0381e-07 |  | 0.00026869 |  | 8.4951e-08
| 4.2382e-05 |  | 0.03603 |  | 6.3836e-05 |  | 0.075682 |  | 0.058412 |  | 0 |  | 1.1501e-07 |  | 7.0497e-05 |  | 0.00051141 |  | -2.9003e-05 |  | 0.00020264 |  | 7.8726e-07 |  | 6.4911e-07 |  | 0 |  | 0 |  | 0.00078044 |  | 0 |  | 8.0386e-07 |  | 0.00027271 |  | 6.5552e-08
| 4.2382e-05 |  | 0.035621 |  | 6.0896e-05 |  | 0.081388 |  | 0.057742 |  | 0 |  | 1.0803e-07 |  | 3.71e-05 |  | 0.0005272 |  | 9.8851e-05 |  | 0.00013112 |  | 7.767e-07 |  | 5.2768e-07 |  | 0 |  | 0 |  | 0.00070268 |  | 0 |  | 1.3399e-06 |  | 0.00027915 |  | 3.2779e-08
| 3.3264e-05 |  | 0.035083 |  | 7.7247e-05 |  | 0.086866 |  | 0.057265 |  | 0 |  | 7.8165e-08 |  | 0.00018061 |  | 0.00056554 |  | 4.6896e-05 |  | 9.1032e-06 |  | 7.4813e-07 |  | 4.6725e-07 |  | 0 |  | 0 |  | 0.00065696 |  | 0 |  | 1.3399e-06 |  | 0.00027995 |  | 0
| 3.3261e-05 |  | 0.034377 |  | 7.7241e-05 |  | 0.092555 |  | 0.057037 |  | 0 |  | 4.3853e-08 |  | 0.0001484 |  | 0.00062131 |  | -7.6953e-06 |  | 0.00013828 |  | 6.6912e-07 |  | 5.3396e-07 |  | 0 |  | 0 |  | 0.00062973 |  | 0 |  | 1.3399e-06 |  | 0.00027836 |  | 0
| 0.0001263 |  | 0.033746 |  | 3.422e-05 |  | 0.098674 |  | 0.055981 |  | 0 |  | 1.5889e-08 |  | 2.968e-05 |  | 0.00051761 |  | -8.5827e-05 |  | 0.00011682 |  | 6.0733e-07 |  | 5.2773e-07 |  | 1.7967e-05 |  | 0 |  | 0.00071717 |  | 0 |  | 2.9481e-06 |  | 0.00027596 |  | 0
| 0.0001263 |  | 0.033339 |  | 3.422e-05 |  | 0.10474 |  | 0.055036 |  | 0 |  | 2.2246e-08 |  | 0.00011332 |  | 0.00035635 |  | -0.00018363 |  | -0.00016498 |  | 6.0738e-07 |  | 4.1873e-07 |  | 2.7315e-05 |  | 0 |  | 0.00072443 |  | 0 |  | 2.4119e-06 |  | 0.00027437 |  | 0
| 7.3864e-05 |  | 0.032754 |  | 0.00011615 |  | 0.111 |  | 0.055065 |  | 0 |  | 2.6695e-08 |  | -2.5973e-05 |  | 0.00048604 |  | -5.7416e-05 |  | -0.00020145 |  | 7.2035e-07 |  | 3.5829e-07 |  | 1.1462e-05 |  | 0 |  | 0.0007686 |  | 0 |  | 0 |  | 0.00027519 |  | 0
| 7.3864e-05 |  | 0.032113 |  | 0.00011615 |  | 0.11789 |  | 0.054882 |  | 0 |  | 2.4791e-08 |  | -0.00011872 |  | 0.00063659 |  | -5.7416e-05 |  | 3.0993e-05 |  | 8.294e-07 |  | 5.5835e-07 |  | 2.522e-05 |  | 0 |  | 0.00088339 |  | 0 |  | 5.3604e-07 |  | 0.00027842 |  | 0
| 3.9342e-05 |  | 0.031643 |  | 8.7961e-05 |  | 0.12542 |  | 0.05402 |  | 0 |  | 2.6062e-08 |  | -1.4165e-05 |  | 0.00060783 |  | -0.00014634 |  | -0.00012743 |  | 8.6795e-07 |  | 8.9175e-07 |  | 2.3106e-05 |  | 0 |  | 0.00088499 |  | 0 |  | 1.3402e-06 |  | 0.00027842 |  | 0
| 3.9342e-05 |  | 0.031216 |  | 8.7961e-05 |  | 0.13307 |  | 0.053322 |  | 0.0012928 |  | 2.9243e-08 |  | -3.71e-05 |  | 0.00057569 |  | -3.2554e-05 |  | -0.00025151 |  | 7.7763e-07 |  | 9.5228e-07 |  | 0 |  | -0.00073712 |  | 0.00075907 |  | -0.00010968 |  | 8.0411e-07 |  | 0.00027522 |  | 0
| 4.3394e-05 |  | 0.030729 |  | 6.3715e-05 |  | 0.13758 |  | 0.052515 |  | 0.0017382 |  | 2.67e-08 |  | -4.8231e-05 |  | 0.00039131 |  | -6.4519e-05 |  | 2.3839e-05 |  | 6.6465e-07 |  | 7.5846e-07 |  | 0 |  | -0.0011694 |  | 0.00067245 |  | -7.4089e-05 |  | 8.0416e-07 |  | 0.00027283 |  | 0
| 4.3394e-05 |  | 0.030376 |  | 6.3715e-05 |  | 0.13905 |  | 0.051974 |  | 0.0017954 |  | 1.653e-08 |  | 7.083e-06 |  | 0.00036368 |  | -0.00014634 |  | -6.5994e-05 |  | 6.0023e-07 |  | 5.4038e-07 |  | 8.2898e-06 |  | 0.00070032 |  | 0.00066122 |  | 0.0010193 |  | 8.0416e-07 |  | 0.00027685 |  | 0
| 8.9489e-06 |  | 0.030215 |  | 9.5855e-05 |  | 0.14367 |  | 0.051678 |  | 0.001864 |  | 6.3577e-09 |  | -2.968e-05 |  | 0.00049055 |  | -0.00018882 |  | -5.4831e-05 |  | 5.9425e-07 |  | 4.98e-07 |  | 8.2898e-06 |  | 0.0014896 |  | 0.00067169 |  | 0.00031587 |  | 8.0421e-07 |  | 0.00028248 |  | 0
| 8.9489e-06 |  | 0.030162 |  | 9.5855e-05 |  | 0.15159 |  | 0.051204 |  | 0.0020768 |  | 7.6299e-09 |  | 2.2261e-05 |  | 0.00042514 |  | -0.00030957 |  | 0.00011324 |  | 6.734e-07 |  | 7.5298e-07 |  | 4.0039e-05 |  | -0.0001399 |  | 0.00071984 |  | -0.0003236 |  | 8.0426e-07 |  | 0.00028489 |  | 0
| 2.4146e-05 |  | 0.030152 |  | 1.7599e-05 |  | 0.15827 |  | 0.050826 |  | 0.002295 |  | 6.9941e-09 |  | 0.00024436 |  | 0.00043755 |  | -0.00023109 |  | -1.4791e-05 |  | 7.7445e-07 |  | 9.7738e-07 |  | 4.0039e-05 |  | -0.00059764 |  | 0.00062763 |  | -0.002098 |  | 2.4128e-06 |  | 0.00028492 |  | 0
| 2.4146e-05 |  | 0.030176 |  | 1.7599e-05 |  | 0.1624 |  | 0.050361 |  | 0.0023933 |  | 5.0866e-09 |  | 8.162e-05 |  | 0.00050295 |  | -0.00019592 |  | -0.00015496 |  | 8.4092e-07 |  | 9.8922e-07 |  | 1.2523e-05 |  | 0.0003272 |  | 0.0006469 |  | -0.00090945 |  | 2.9492e-06 |  | 0.0002793 |  | 0
| 8.4404e-07 |  | 0.029835 |  | 6.146e-05 |  | 0.16351 |  | 0.049907 |  | 0.0025838 |  | 1.3991e-08 |  | -0.00015953 |  | 0.000468 |  | -0.00019947 |  | -0.00019787 |  | 8.3775e-07 |  | 9.5324e-07 |  | 1.2523e-05 |  | -7.2057e-05 |  | 0.00066857 |  | 0.0013751 |  | 2.9493e-06 |  | 0.00027369 |  | 1.2719e-08
| 8.4404e-07 |  | 0.029243 |  | 6.146e-05 |  | 0.16707 |  | 0.049017 |  | 0.0026026 |  | 2.2892e-08 |  | -0.00016998 |  | 0.00036086 |  | 7.0625e-05 |  | 4.6653e-05 |  | 7.5191e-07 |  | 9.5315e-07 |  | 0 |  | 7.283e-05 |  | 0.00057875 |  | -0.0006896 |  | 2.9493e-06 |  | 0.0002689 |  | 2.5436e-08
| 3.6303e-05 |  | 0.028833 |  | 8.4014e-05 |  | 0.17091 |  | 0.048087 |  | 0.0028022 |  | 2.353e-08 |  | 0.00014841 |  | 0.00034 |  | -0.00011068 |  | 0.00034211 |  | 6.7485e-07 |  | 1.0318e-06 |  | 0 |  | 0.00035872 |  | 0.00067989 |  | -0.00084223 |  | 2.9495e-06 |  | 0.0002681 |  | 2.5438e-08
| 3.6303e-05 |  | 0.028185 |  | 8.4014e-05 |  | 0.1733 |  | 0.04773 |  | 0.0028915 |  | 1.3356e-08 |  | 0.0002931 |  | 0.00041048 |  | -0.0002776 |  | 0.0001347 |  | 6.1972e-07 |  | 9.4709e-07 |  | 0 |  | 0.00017729 |  | 0.00069514 |  | 6.2013e-05 |  | 2.4133e-06 |  | 0.00027292 |  | 1.272e-08
| 4.3394e-05 |  | 0.027625 |  | 4.302e-05 |  | 0.17719 |  | 0.047075 |  | 0.0030226 |  | 2.544e-09 |  | -7.0816e-06 |  | 0.00043755 |  | -0.0002616 |  | 0.00010809 |  | 6.3635e-07 |  | 8.5606e-07 |  | 0 |  | 0.00027986 |  | 0.00070165 |  | 0.00027839 |  | 8.0446e-07 |  | 0.00028098 |  | 1.4997e-07
| 4.3394e-05 |  | 0.027194 |  | 4.302e-05 |  | 0.18285 |  | 0.046649 |  | 0.0031909 |  | 1.2721e-09 |  | 0.0001484 |  | 0.00047758 |  | -0.00018172 |  | 0.00018118 |  | 7.0556e-07 |  | 8.8045e-07 |  | 6.879e-05 |  | 0.00019591 |  | 0.0006888 |  | 0.00076505 |  | 8.0446e-07 |  | 0.00028901 |  | 3.8921e-06
| 3.6303e-05 |  | 0.026638 |  | 0.00016803 |  | 0.18845 |  | 0.046611 |  | 0.0033901 |  | 1.9082e-08 |  | 0.00020776 |  | 0.00045052 |  | -0.00014621 |  | -0.00024794 |  | 7.8935e-07 |  | 8.1996e-07 |  | 6.879e-05 |  | -0.00030967 |  | 0.0006479 |  | 0.00066962 |  | 2.4137e-06 |  | 0.00028983 |  | 2.7109e-05
| 3.6303e-05 |  | 0.026218 |  | 0.00016803 |  | 0.19433 |  | 0.046087 |  | 0.0036879 |  | 3.8163e-08 |  | 0 |  | 0.00039921 |  | -0.00014295 |  | -0.0002708 |  | 8.4189e-07 |  | 7.0461e-07 |  | 0 |  | 0.00038926 |  | 0.00066235 |  | 2.1862e-05 |  | 2.4136e-06 |  | 0.00028341 |  | 5.3326e-05
| 5.0486e-05 |  | 0.025935 |  | 9.4727e-05 |  | 0.19951 |  | 0.045339 |  | 0.0039189 |  | 3.8167e-08 |  | -3.339e-05 |  | 0.00049675 |  | -0.00019947 |  | -0.0001049 |  | 8.1403e-07 |  | 5.1011e-07 |  | 0 |  | -0.0001682 |  | 0.00071458 |  | 0.00016885 |  | 8.0461e-07 |  | 0.00027299 |  | 9.4702e-05
| 5.0486e-05 |  | 0.02548 |  | 9.4727e-05 |  | 0.20285 |  | 0.044665 |  | 0.0041827 |  | 1.9085e-08 |  | -1.8549e-05 |  | 0.00058471 |  | -0.00024209 |  | 5.9594e-05 |  | 7.1832e-07 |  | 5.3447e-07 |  | 0 |  | -0.00029504 |  | 0.00072587 |  | -0.00014849 |  | 1.341e-06 |  | 0.00026016 |  | 0.00013347
| 0 |  | 0.025001 |  | 9.6982e-05 |  | 0.20702 |  | 0.044235 |  | 0.0045901 |  | 3.1808e-09 |  | -0.00013104 |  | 0.00054299 |  | -2.0905e-05 |  | 9.7847e-05 |  | 6.3917e-07 |  | 6.6232e-07 |  | 2.1137e-05 |  | 0.00037421 |  | 0.00067769 |  | -0.0015803 |  | 1.341e-06 |  | 0.00025855 |  | 0.0001931
| 0 |  | 0.024527 |  | 9.6982e-05 |  | 0.20983 |  | 0.043766 |  | 0.0048099 |  | 6.3616e-09 |  | -0.00024487 |  | 0.00060557 |  | 3.8474e-05 |  | 0.00018118 |  | 6.1656e-07 |  | 7.2906e-07 |  | 2.6252e-05 |  | 0.00087406 |  | 0.00070584 |  | -0.00020745 |  | 1.3411e-06 |  | 0.00026499 |  | 0.00025785
| 4.8969e-06 |  | 0.023563 |  | 0.00014943 |  | 0.21096 |  | 0.04317 |  | 0.0049094 |  | 8.9071e-09 |  | 6.307e-05 |  | 0.00054022 |  | -0.00011424 |  | 0.00026343 |  | 6.5054e-07 |  | 6.9856e-07 |  | 5.1155e-06 |  | 0.00044011 |  | 0.00076531 |  | 0.00050269 |  | 5.3648e-07 |  | 0.00027063 |  | 0.0003249
| 4.8965e-06 |  | 0.022985 |  | 0.00014942 |  | 0.21158 |  | 0.042429 |  | 0.0052754 |  | 8.2716e-09 |  | 0.00019832 |  | 0.00043924 |  | -0.00028533 |  | -6.258e-05 |  | 7.0315e-07 |  | 6.4373e-07 |  | 0 |  | -8.7947e-05 |  | 0.00079668 |  | -0.0011874 |  | 0 |  | 0.00026663 |  | 0.00040048
| 0 |  | 0.022726 |  | 4.4975e-05 |  | 0.21273 |  | 0.041671 |  | 0.0056688 |  | 1.1453e-08 |  | -0.00021889 |  | 0.00054299 |  | 9.8845e-05 |  | -0.0001943 |  | 7.1246e-07 |  | 8.0154e-07 |  | 0 |  | 0.00075308 |  | 0.00071717 |  | -0.00093093 |  | 8.0476e-07 |  | 0.00026583 |  | 0.00049023
| 0 |  | 0.022049 |  | 4.4975e-05 |  | 0.21478 |  | 0.041395 |  | 0.0060244 |  | 1.5907e-08 |  | -0.00025599 |  | 0.00051761 |  | 0.00017343 |  | -0.00011205 |  | 7.6302e-07 |  | 9.7807e-07 |  | 1.1465e-05 |  | 0.00010032 |  | 0.00070436 |  | -0.00025247 |  | 8.0481e-07 |  | 0.00027709 |  | 0.00057316
| 4.2382e-05 |  | 0.021656 |  | 9.1908e-05 |  | 0.21384 |  | 0.040878 |  | 0.0063763 |  | 5.8606e-07 |  | -4.081e-05 |  | 0.00054017 |  | -0.00020302 |  | 5.2448e-05 |  | 8.5623e-07 |  | 9.8439e-07 |  | 1.1465e-05 |  | 0.00012235 |  | 0.00077343 |  | -0.00039678 |  | 2.4145e-06 |  | 0.0002803 |  | 0.00064082
| 4.2385e-05 |  | 0.021373 |  | 9.1916e-05 |  | 0.20996 |  | 0.040284 |  | 0.0065462 |  | 1.1512e-06 |  | -0.00018415 |  | 0.00052894 |  | -0.00012261 |  | 0.00038117 |  | 9.2284e-07 |  | 8.7467e-07 |  | 4.0573e-06 |  | -0.00052714 |  | 0.0007285 |  | -0.0004702 |  | 4.5609e-06 |  | 0.0002763 |  | 0.00071019
| 2.6172e-05 |  | 0.020888 |  | 9.7546e-05 |  | 0.20733 |  | 0.039773 |  | 0.0069201 |  | 4.7385e-06 |  | -0.00014469 |  | 0.0005131 |  | 0.00012371 |  | 0.00056024 |  | 8.889e-07 |  | 7.2245e-07 |  | 3.7877e-05 |  | -0.00024237 |  | 0.00068678 |  | -0.00014551 |  | 6.1706e-06 |  | 0.0002715 |  | 0.00079598
| 2.6172e-05 |  | 0.020474 |  | 9.7546e-05 |  | 0.20602 |  | 0.039089 |  | 0.0072242 |  | 7.7607e-06 |  | -8.5331e-05 |  | 0.0005148 |  | 6.3335e-05 |  | 0.00010609 |  | 7.9975e-07 |  | 8.8091e-07 |  | 3.576e-05 |  | 0.00010026 |  | 0.00078804 |  | -0.00040774 |  | 4.5612e-06 |  | 0.00027152 |  | 0.00088972
| 2.5161e-05 |  | 0.020083 |  | 9.8683e-05 |  | 0.2011 |  | 0.038716 |  | 0.0073861 |  | 1.7736e-05 |  | -0.00037539 |  | 0.00043138 |  | -0.00021753 |  | -7.9646e-06 |  | 7.1332e-07 |  | 1.1062e-06 |  | 1.9404e-06 |  | -0.00097801 |  | 0.00086435 |  | -0.00065906 |  | 1.3416e-06 |  | 0.00026911 |  | 0.00099776
| 2.5159e-05 |  | 0.019521 |  | 9.8674e-05 |  | 0.19499 |  | 0.038562 |  | 0.007743 |  | 2.7785e-05 |  | -0.00034874 |  | 0.00048096 |  | -0.00015331 |  | -7.2709e-05 |  | 6.8537e-07 |  | 1.1181e-06 |  | 2.8398e-05 |  | -0.00052056 |  | 0.00092546 |  | -9.8896e-05 |  | 8.0496e-07 |  | 0.0002635 |  | 0.0011165
| 2.9211e-05 |  | 0.019055 |  | 1.5644e-05 |  | 0.19205 |  | 0.038108 |  | 0.0082551 |  | 6.5778e-05 |  | 8.162e-05 |  | 0.00053058 |  | -0.0003735 |  | -0.00036952 |  | 6.8543e-07 |  | 8.9917e-07 |  | 2.8398e-05 |  | 0.00034298 |  | 0.00076158 |  | -0.00034035 |  | 8.0496e-07 |  | 0.00026511 |  | 0.0012206
| 2.9214e-05 |  | 0.018802 |  | 1.5645e-05 |  | 0.19126 |  | 0.037232 |  | 0.0088712 |  | 0.00011237 |  | -5.6663e-05 |  | 0.00053514 |  | -0.00055314 |  | -0.00019912 |  | 7.4865e-07 |  | 5.5909e-07 |  | 0 |  | 0.00048926 |  | 0.00060496 |  | -0.00092787 |  | 1.3418e-06 |  | 0.00026994 |  | 0.001299
| 6.146e-05 |  | 0.018481 |  | 1.1733e-05 |  | 0.18776 |  | 0.036581 |  | 0.0093382 |  | 0.00017731 |  | -0.00032649 |  | 0.00057062 |  | -0.00027405 |  | -0.00020861 |  | 8.1194e-07 |  | 4.256e-07 |  | 0 |  | 0.00062617 |  | 0.00064999 |  | 0.00011331 |  | 5.3671e-07 |  | 0.00027799 |  | 0.001377
| 6.146e-05 |  | 0.018058 |  | 1.1733e-05 |  | 0.18309 |  | 0.036281 |  | 0.0096971 |  | 0.00022791 |  | -0.00021519 |  | 0.00057231 |  | -3.2556e-05 |  | -0.00039456 |  | 8.2732e-07 |  | 4.4373e-07 |  | 0 |  | 0.00098779 |  | 0.000781 |  | 0.0010697 |  | 0 |  | 0.0002756 |  | 0.0014862
| 3.124e-05 |  | 0.017489 |  | 6.654e-05 |  | 0.17927 |  | 0.035861 |  | 0.01021 |  | 0.00027392 |  | -0.00010759 |  | 0.0005498 |  | 2.96e-06 |  | -0.00025866 |  | 8.4455e-07 |  | 5.1047e-07 |  | 0 |  | 0.00070982 |  | 0.000781 |  | 0.00081352 |  | 8.0511e-07 |  | 0.00027399 |  | 0.0015986
| 3.1237e-05 |  | 0.016959 |  | 6.6534e-05 |  | 0.1741 |  | 0.035265 |  | 0.010793 |  | 0.00031603 |  | -3.8955e-05 |  | 0.000574 |  | -5.6426e-07 |  | 2.617e-05 |  | 8.2207e-07 |  | 6.0168e-07 |  | 0 |  | 0.00044894 |  | 0.00065007 |  | 0.00031299 |  | 8.0516e-07 |  | 0.00027642 |  | 0.0016938
| 0 |  | 0.016511 |  | 8.2329e-05 |  | 0.16959 |  | 0.034477 |  | 0.011403 |  | 0.00036374 |  | -0.00014469 |  | 0.00052781 |  | -9.6476e-05 |  | 0.00015615 |  | 7.9204e-07 |  | 6.7465e-07 |  | 0 |  | 0.0005392 |  | 0.00063565 |  | -2.9414e-06 |  | 8.0521e-07 |  | 0.00027724 |  | 0.0017977
| 0 |  | 0.016111 |  | 8.2322e-05 |  | 0.16525 |  | 0.033697 |  | 0.011932 |  | 0.00041099 |  | -0.00017808 |  | 0.00057907 |  | -0.00028115 |  | 7.0328e-05 |  | 7.2228e-07 |  | 6.7477e-07 |  | 7.0481e-05 |  | 0.00032319 |  | 0.00049823 |  | -0.00061085 |  | 8.0516e-07 |  | 0.00027805 |  | 0.0019486
| 7.0487e-05 |  | 0.015762 |  | 7.8946e-05 |  | 0.16144 |  | 0.033081 |  | 0.012611 |  | 0.00045756 |  | -0.00010978 |  | 0.00066709 |  | 6.724e-05 |  | 3.2997e-05 |  | 6.5433e-07 |  | 6.5037e-07 |  | 7.0487e-05 |  | 0.00075605 |  | 0.00043477 |  | -0.00048476 |  | 0 |  | 0.00027806 |  | 0.0021451
| 7.0481e-05 |  | 0.015638 |  | 7.8939e-05 |  | 0.15929 |  | 0.032895 |  | 0.013625 |  | 0.00050994 |  | -1.1127e-05 |  | 0.00047645 |  | 0.00036877 |  | -5.1256e-05 |  | 6.3114e-07 |  | 6.5672e-07 |  | 1.5698e-05 |  | 0.00021296 |  | 0.00053362 |  | -0.00019129 |  | 5.3684e-07 |  | 0.00028288 |  | 0.0023604
| 4.5425e-05 |  | 0.015288 |  | 9.1916e-05 |  | 0.15733 |  | 0.032453 |  | 0.014655 |  | 0.0005747 |  | -0.00015953 |  | 0.0004748 |  | -3.9664e-05 |  | -0.00010132 |  | 6.9499e-07 |  | 7.3532e-07 |  | 1.5699e-05 |  | -0.00047694 |  | 0.00061885 |  | 7.8355e-05 |  | 5.3688e-07 |  | 0.0002829 |  | 0.0025239
| 4.5425e-05 |  | 0.014788 |  | 9.1916e-05 |  | 0.15475 |  | 0.031844 |  | 0.015688 |  | 0.00063905 |  | -0.00043778 |  | 0.00060619 |  | -0.00044099 |  | -0.00019072 |  | 7.4771e-07 |  | 7.5979e-07 |  | 0 |  | -0.00012231 |  | 0.00080455 |  | -0.00036138 |  | 5.3688e-07 |  | 0.00027247 |  | 0.0026273
| 7.0481e-05 |  | 0.01454 |  | 6.146e-05 |  | 0.15167 |  | 0.031442 |  | 0.016761 |  | 0.00071858 |  | -8.8535e-05 |  | 0.00058358 |  | -0.00025143 |  | -2.5028e-05 |  | 6.9572e-07 |  | 7.7845e-07 |  | 0 |  | -0.00052272 |  | 0.00080862 |  | -0.0003505 |  | 2.953e-06 |  | 0.00026525 |  | 0.0026657
| 7.0488e-05 |  | 0.014227 |  | 6.1465e-05 |  | 0.14683 |  | 0.031048 |  | 0.017626 |  | 0.00080457 |  | 0.00022631 |  | 0.0006045 |  | -1.4799e-05 |  | 0.00031349 |  | 6.3658e-07 |  | 8.5164e-07 |  | 2.0991e-05 |  | -0.00036106 |  | 0.00069529 |  | 0.00017611 |  | 2.4163e-06 |  | 0.00026606 |  | 0.0027088
| 0 |  | 0.013893 |  | 3.2268e-05 |  | 0.14222 |  | 0.03057 |  | 0.018524 |  | 0.00088239 |  | 6.6784e-05 |  | 0.00064115 |  | -1.835e-05 |  | 0.00010251 |  | 5.999e-07 |  | 8.6343e-07 |  | 2.0991e-05 |  | -2.5328e-05 |  | 0.00076607 |  | -0.00040881 |  | 2.4163e-06 |  | 0.00027009 |  | 0.0027137
| 0 |  | 0.013536 |  | 3.2265e-05 |  | 0.13785 |  | 0.029919 |  | 0.019417 |  | 0.00094331 |  | -0.00014874 |  | 0.00062813 |  | -2.4295e-05 |  | -6.258e-05 |  | 6.3591e-07 |  | 7.7797e-07 |  | 1.3581e-05 |  | -0.00010536 |  | 0.00081998 |  | -0.00020898 |  | 2.9534e-06 |  | 0.0002685 |  | 0.0027293
| 8.4411e-07 |  | 0.013258 |  | 7.4435e-05 |  | 0.13154 |  | 0.029316 |  | 0.02022 |  | 0.0010071 |  | -7.7912e-05 |  | 0.00053401 |  | 4.9129e-05 |  | -0.0001335 |  | 6.1066e-07 |  | 6.6252e-07 |  | 1.3582e-05 |  | -0.00031817 |  | 0.00093172 |  | -0.00045962 |  | 1.3424e-06 |  | 0.00026689 |  | 0.0027153
| 8.4411e-07 |  | 0.012957 |  | 7.4435e-05 |  | 0.126 |  | 0.029067 |  | 0.021122 |  | 0.0010901 |  | -2.2261e-05 |  | 0.00046353 |  | 0.00033324 |  | 0.00011323 |  | 6.5728e-07 |  | 6.0195e-07 |  | 0 |  | -0.00058057 |  | 0.00087068 |  | 0.00021281 |  | 1.3425e-06 |  | 0.00027013 |  | 0.0027602
| 5.7518e-05 |  | 0.012687 |  | 8.2893e-05 |  | 0.1211 |  | 0.028631 |  | 0.021962 |  | 0.0011664 |  | 0.00012985 |  | 0.00050525 |  | 0.00032259 |  | -1.5502e-05 |  | 8.0185e-07 |  | 5.9013e-07 |  | 0 |  | -0.00018924 |  | 0.00063271 |  | 0.00060371 |  | 1.3425e-06 |  | 0.00027254 |  | 0.0027912
| 5.7513e-05 |  | 0.012405 |  | 8.2886e-05 |  | 0.11574 |  | 0.02796 |  | 0.022914 |  | 0.001229 |  | 9.2076e-05 |  | 0.00058358 |  | -9.5487e-05 |  | -0.00013426 |  | 9.3639e-07 |  | 6.2073e-07 |  | 0 |  | -5.9121e-05 |  | 0.00062314 |  | -0.00038406 |  | 8.0556e-07 |  | 0.00027177 |  | 0.0028071
| 5.8646e-05 |  | 0.012073 |  | 6.4285e-05 |  | 0.11137 |  | 0.027335 |  | 0.024133 |  | 0.0012949 |  | 0.0001484 |  | 0.0006107 |  | -0.00029537 |  | 1.6688e-05 |  | 9.7967e-07 |  | 7.3002e-07 |  | 0 |  | -4.8156e-06 |  | 0.00070435 |  | -1.2693e-05 |  | 0 |  | 0.00026694 |  | 0.0028486
| 5.8646e-05 |  | 0.011811 |  | 6.4285e-05 |  | 0.10728 |  | 0.026801 |  | 0.025501 |  | 0.0013684 |  | 0.00019663 |  | 0.00060281 |  | -0.00038415 |  | -0.0002229 |  | 9.5845e-07 |  | 7.0573e-07 |  | 0 |  | 0.00015603 |  | 0.0006561 |  | -2.8294e-05 |  | 0 |  | 0.00026534 |  | 0.0028472
| 4.7451e-05 |  | 0.011561 |  | 5.1824e-05 |  | 0.10298 |  | 0.026593 |  | 0.026703 |  | 0.0014601 |  | -9.2751e-05 |  | 0.00055939 |  | -0.00023143 |  | -4.7669e-06 |  | 9.3522e-07 |  | 6.6956e-07 |  | 0 |  | 9.3096e-05 |  | 0.0007052 |  | -0.00048925 |  | 2.417e-06 |  | 0.00026696 |  | 0.0028793
| 4.7451e-05 |  | 0.011184 |  | 5.1824e-05 |  | 0.098309 |  | 0.026145 |  | 0.027705 |  | 0.0015688 |  | 1.4165e-05 |  | 0.00049849 |  | 9.0966e-05 |  | 7.3958e-05 |  | 8.4329e-07 |  | 7.1203e-07 |  | 0 |  | 0.00022165 |  | 0.00073901 |  | -0.00016719 |  | 2.4172e-06 |  | 0.000271 |  | 0.0028207
| 7.8946e-05 |  | 0.010834 |  | 9.0788e-05 |  | 0.094304 |  | 0.025535 |  | 0.02886 |  | 0.0016848 |  | -5.1939e-05 |  | 0.00054022 |  | 0.00013436 |  | -0.00018 |  | 7.94e-07 |  | 7.5451e-07 |  | 6.342e-06 |  | 0.00053707 |  | 0.00071815 |  | -0.00036736 |  | 0 |  | 0.00027664 |  | 0.0027723
| 0.00013872 |  | 0.010567 |  | 9.0788e-05 |  | 0.08977 |  | 0.025207 |  | 0.029968 |  | 0.0017993 |  | -0.00023002 |  | 0.00068119 |  | 0.00037942 |  | -6.5567e-05 |  | 8.3937e-07 |  | 6.4526e-07 |  | 1.8866e-05 |  | 0.00093011 |  | 0.00072298 |  | -0.00046943 |  | 0 |  | 0.00027906 |  | 0.0027072
| 5.9773e-05 |  | 0.010271 |  | 7.7254e-05 |  | 0.085414 |  | 0.024888 |  | 0.031116 |  | 0.0019041 |  | -0.00012985 |  | 0.00064115 |  | 0.00015567 |  | 0.00038144 |  | 9.6669e-07 |  | 4.629e-07 |  | 1.2524e-05 |  | 0.00020639 |  | 0.00064662 |  | -0.00018837 |  | 8.0576e-07 |  | 0.0002847 |  | 0.0026716
| 0 |  | 0.010084 |  | 7.7254e-05 |  | 0.08189 |  | 0.024252 |  | 0.032292 |  | 0.0020298 |  | -0.00014165 |  | 0.00061691 |  | -0.00030907 |  | 0.00035386 |  | 1.036e-06 |  | 3.9544e-07 |  | 0 |  | -6.224e-05 |  | 0.00052199 |  | 5.3028e-05 |  | 8.0581e-07 |  | 0.00028874 |  | 0.0027119
| 4.7451e-05 |  | 0.0099104 |  | 4.4979e-05 |  | 0.078417 |  | 0.023657 |  | 0.033671 |  | 0.0021669 |  | 7.791e-05 |  | 0.00067781 |  | -9.2931e-05 |  | -4.0528e-05 |  | 1.064e-06 |  | 4.4978e-07 |  | 0 |  | 0.00076473 |  | 0.00052038 |  | -0.0001421 |  | 2.4175e-06 |  | 0.00028553 |  | 0.0028468
| 6.8769e-05 |  | 0.0097247 |  | 4.4983e-05 |  | 0.075009 |  | 0.023108 |  | 0.035305 |  | 0.0023071 |  | -7.7907e-05 |  | 0.00055493 |  | -0.00028116 |  | 5.9594e-05 |  | 1.0261e-06 |  | 5.779e-07 |  | 9.3501e-06 |  | -0.00028353 |  | 0.0007215 |  | -0.000373 |  | 2.4176e-06 |  | 0.0002775 |  | 0.0030775
| 6.8763e-05 |  | 0.0094621 |  | 5.1824e-05 |  | 0.072156 |  | 0.022629 |  | 0.037028 |  | 0.002418 |  | -0.00043036 |  | 0.00054022 |  | -0.00043032 |  | 6.6745e-05 |  | 9.268e-07 |  | 7.3596e-07 |  | 2.4147e-05 |  | -0.00095117 |  | 0.00079228 |  | 0.00051764 |  | 8.0591e-07 |  | 0.00027107 |  | 0.0034194
| 4.7451e-05 |  | 0.0092304 |  | 5.1824e-05 |  | 0.069937 |  | 0.022205 |  | 0.038832 |  | 0.0025144 |  | -0.00042497 |  | 0.00059097 |  | -5.8194e-05 |  | 4.6653e-05 |  | 8.4759e-07 |  | 8.3912e-07 |  | 1.4797e-05 |  | 0.00012147 |  | 0.00077951 |  | 0.0009879 |  | 1.3432e-06 |  | 0.0002703 |  | 0.0037093
| 6.9236e-06 |  | 0.0090237 |  | 1.2711e-05 |  | 0.067408 |  | 0.021894 |  | 0.04087 |  | 0.0025602 |  | -0.00016695 |  | 0.00060563 |  | 0.00013081 |  | 0.00038144 |  | 8.2567e-07 |  | 7.4234e-07 |  | 0 |  | 0.00056303 |  | 0.00080606 |  | 0.0010681 |  | 2.9552e-06 |  | 0.0002703 |  | 0.0039435
| 6.9236e-06 |  | 0.0087742 |  | 1.2711e-05 |  | 0.065101 |  | 0.021639 |  | 0.043265 |  | 0.0026026 |  | -0.00019664 |  | 0.00066033 |  | 3.1372e-05 |  | 5.2434e-05 |  | 8.7691e-07 |  | 5.4171e-07 |  | 2.9458e-05 |  | 0.00014067 |  | 0.00080204 |  | 0.0004578 |  | 4.5674e-06 |  | 0.0002719 |  | 0.0040666
| 4.5429e-05 |  | 0.0086714 |  | 9.1924e-05 |  | 0.06314 |  | 0.021138 |  | 0.045463 |  | 0.0025923 |  | -0.00043407 |  | 0.000657 |  | -0.00013555 |  | -0.00040529 |  | 9.717e-07 |  | 3.4683e-07 |  | 3.2632e-05 |  | 0.00013522 |  | 0.00074577 |  | -0.0005102 |  | 4.5674e-06 |  | 0.00027112 |  | 0.0041339
| 4.5425e-05 |  | 0.0084581 |  | 9.1916e-05 |  | 0.060746 |  | 0.020515 |  | 0.047529 |  | 0.0026057 |  | -0.00031518 |  | 0.00070995 |  | -0.000126 |  | -8.6479e-05 |  | 1.0456e-06 |  | 2.8619e-07 |  | 3.1707e-06 |  | 0.00078639 |  | 0.00067582 |  | -0.00043129 |  | 2.4181e-06 |  | 0.00026711 |  | 0.0043293
| 4.1376e-05 |  | 0.0081245 |  | 5.4762e-05 |  | 0.059159 |  | 0.020246 |  | 0.049927 |  | 0.0026027 |  | -0.00036359 |  | 0.00071678 |  | -0.00021368 |  | 0.00025628 |  | 1.0984e-06 |  | 4.8123e-07 |  | 0 |  | 9.7965e-05 |  | 0.00069437 |  | -0.00067409 |  | 0 |  | 0.0002615 |  | 0.0044747
| 4.1372e-05 |  | 0.0078747 |  | 5.4757e-05 |  | 0.057463 |  | 0.020011 |  | 0.052459 |  | 0.0026321 |  | -0.00028197 |  | 0.00073758 |  | -5.9113e-07 |  | 0.00027059 |  | 1.0317e-06 |  | 7.549e-07 |  | 0 |  | -0.00051326 |  | 0.00067104 |  | -0.00071505 |  | 0 |  | 0.00026471 |  | 0.004752
| 5.2517e-05 |  | 0.0076556 |  | 1.2711e-05 |  | 0.055169 |  | 0.019311 |  | 0.055098 |  | 0.0026547 |  | -0.00024487 |  | 0.00076803 |  | 0.00014857 |  | 0.00026344 |  | 9.6187e-07 |  | 8.9504e-07 |  | 0 |  | -1.9389e-06 |  | 0.00073625 |  | -0.00013855 |  | 8.0616e-07 |  | 0.00027197 |  | 0.0049748
| 5.2522e-05 |  | 0.007592 |  | 1.2713e-05 |  | 0.052918 |  | 0.018554 |  | 0.057875 |  | 0.0026904 |  | -0.00011687 |  | 0.00061753 |  | -6.8365e-05 |  | 3.9824e-05 |  | 8.8247e-07 |  | 8.9496e-07 |  | 6.3162e-05 |  | -2.0964e-05 |  | 0.00073706 |  | 0.00040638 |  | 8.0616e-07 |  | 0.00027439 |  | 0.0052032
| 4.1376e-05 |  | 0.0074307 |  | 1.4669e-05 |  | 0.051055 |  | 0.018221 |  | 0.060896 |  | 0.00277 |  | -0.00014469 |  | 0.00055154 |  | -4.3209e-05 |  | -0.00011562 |  | 7.693e-07 |  | 8.7637e-07 |  | 6.4219e-05 |  | -0.0003418 |  | 0.00063334 |  | 0.00037424 |  | 0 |  | 0.00027281 |  | 0.0053783
| 4.1372e-05 |  | 0.0071748 |  | 1.4667e-05 |  | 0.049778 |  | 0.018102 |  | 0.063867 |  | 0.0028198 |  | -0.00024857 |  | 0.00054473 |  | 8.4643e-05 |  | -3.6952e-05 |  | 7.2924e-07 |  | 8.8254e-07 |  | 1.1464e-05 |  | -0.00046886 |  | 0.0005826 |  | -0.00022646 |  | 0 |  | 0.0002736 |  | 0.0054512
| 2.7189e-05 |  | 0.0071128 |  | 6.5418e-05 |  | 0.048155 |  | 0.017699 |  | 0.066846 |  | 0.0028724 |  | -0.00016324 |  | 0.00060568 |  | -0.00015686 |  | -0.00015496 |  | 7.373e-07 |  | 7.2447e-07 |  | 1.0408e-05 |  | -0.00021056 |  | 0.00074605 |  | -0.0001149 |  | 2.4187e-06 |  | 0.00027524 |  | 0.0055365
| 2.7187e-05 |  | 0.0070566 |  | 6.5412e-05 |  | 0.046509 |  | 0.017175 |  | 0.070084 |  | 0.002814 |  | -5.6663e-05 |  | 0.00064115 |  | -0.00028194 |  | 0.00011152 |  | 8.6137e-07 |  | 5.8451e-07 |  | 2.4166e-05 |  | 0.00017121 |  | 0.00082814 |  | 0.00045667 |  | 4.5691e-06 |  | 0.00027041 |  | 0.0055125
| 7.6697e-05 |  | 0.0069634 |  | 6.7674e-05 |  | 0.045396 |  | 0.016752 |  | 0.073485 |  | 0.00276 |  | -2.2261e-05 |  | 0.00068294 |  | -4.6762e-05 |  | 0.00012397 |  | 9.3471e-07 |  | 6.514e-07 |  | 2.4168e-05 |  | 0.00042215 |  | 0.00068654 |  | 0.00014868 |  | 2.9565e-06 |  | 0.00027365 |  | 0.0054676
| 7.6697e-05 |  | 0.0068478 |  | 6.7674e-05 |  | 0.043862 |  | 0.016315 |  | 0.076879 |  | 0.0026782 |  | 8.1617e-05 |  | 0.00071791 |  | 5.9782e-05 |  | -0.00017999 |  | 9.2879e-07 |  | 7.3648e-07 |  | 7.2331e-06 |  | 0.00015028 |  | 0.00067527 |  | -0.0002747 |  | 1.3439e-06 |  | 0.00027928 |  | 0.0053923
| 7.0494e-05 |  | 0.0066474 |  | 4.7917e-05 |  | 0.041816 |  | 0.01608 |  | 0.080387 |  | 0.0026219 |  | 0.00011501 |  | 0.00055944 |  | -1.1247e-05 |  | -2.9801e-05 |  | 9.3946e-07 |  | 8.0963e-07 |  | 7.2331e-06 |  | 3.2873e-05 |  | 0.00073572 |  | -0.00014909 |  | 1.3439e-06 |  | 0.00028334 |  | 0.0053667
| 7.0488e-05 |  | 0.0065784 |  | 4.7913e-05 |  | 0.040719 |  | 0.015764 |  | 0.084067 |  | 0.0025843 |  | 4.9578e-05 |  | 0.0006045 |  | -0.00014295 |  | 0.0002105 |  | 9.3812e-07 |  | 9.1341e-07 |  | 0 |  | 0.00073022 |  | 0.00068175 |  | 0.00048727 |  | 1.344e-06 |  | 0.0002785 |  | 0.0053599
| 3.1243e-05 |  | 0.0065426 |  | 9.6999e-05 |  | 0.039811 |  | 0.015341 |  | 0.087567 |  | 0.0026079 |  | -9.2755e-05 |  | 0.00068125 |  | -4.3209e-05 |  | 2.7416e-05 |  | 9.382e-07 |  | 1.0229e-06 |  | 0 |  | 0.00054076 |  | 0.00056752 |  | 0.00081551 |  | 1.344e-06 |  | 0.0002737 |  | 0.0054235
| 3.1243e-05 |  | 0.0063399 |  | 9.6999e-05 |  | 0.038002 |  | 0.015053 |  | 0.091035 |  | 0.0026884 |  | -0.00012986 |  | 0.00068407 |  | -0.00017462 |  | -0.00013351 |  | 8.9894e-07 |  | 1.0655e-06 |  | 1.9406e-06 |  | -0.00024094 |  | 0.00058846 |  | 0.0003925 |  | 1.3441e-06 |  | 0.0002729 |  | 0.005506
| 0.00012351 |  | 0.006204 |  | 2.5425e-05 |  | 0.035698 |  | 0.014612 |  | 0.09447 |  | 0.0028313 |  | -1.113e-05 |  | 0.00081378 |  | -0.00049781 |  | -3.3375e-05 |  | 8.6493e-07 |  | 1.0174e-06 |  | 1.9406e-06 |  | -0.00065611 |  | 0.00058447 |  | 0.0005052 |  | 4.5703e-06 |  | 0.00026728 |  | 0.0056108
| 0.00012351 |  | 0.0061247 |  | 2.5425e-05 |  | 0.034309 |  | 0.014207 |  | 0.098244 |  | 0.0029651 |  | 4.452e-05 |  | 0.00075964 |  | -0.00033443 |  | -0.00023721 |  | 8.7627e-07 |  | 1.0049e-06 |  | 0 |  | -0.00041066 |  | 0.00053777 |  | -0.00026504 |  | 4.5703e-06 |  | 0.00026486 |  | 0.0056899
| 6.9242e-06 |  | 0.0058371 |  | 4.6939e-05 |  | 0.033119 |  | 0.013862 |  | 0.10221 |  | 0.0032143 |  | -3.8955e-05 |  | 0.00071001 |  | -0.00029211 |  | -0.00018546 |  | 9.1303e-07 |  | 9.4367e-07 |  | 0 |  | 0.0003838 |  | 0.00062959 |  | -0.0011222 |  | 2.9574e-06 |  | 0.00026407 |  | 0.0057747
| 6.9242e-06 |  | 0.0056938 |  | 4.6939e-05 |  | 0.031713 |  | 0.013465 |  | 0.10586 |  | 0.0034982 |  | -0.00012985 |  | 0.00075457 |  | -0.0003735 |  | -0.00014066 |  | 9.2511e-07 |  | 7.8552e-07 |  | 0 |  | 0.00034585 |  | 0.00076731 |  | -0.00098939 |  | 2.9574e-06 |  | 0.00026731 |  | 0.0059489
| 6.1471e-05 |  | 0.0057574 |  | 7.6133e-05 |  | 0.030655 |  | 0.013092 |  | 0.10983 |  | 0.0037493 |  | -7.791e-05 |  | 0.00075005 |  | -0.00018527 |  | -0.00029085 |  | 9.2044e-07 |  | 6.4543e-07 |  | 0 |  | 0.00018112 |  | 0.00078583 |  | -0.00039431 |  | 1.3444e-06 |  | 0.00027134 |  | 0.0061688
| 6.1476e-05 |  | 0.005648 |  | 7.614e-05 |  | 0.029815 |  | 0.01286 |  | 0.1143 |  | 0.0039419 |  | -2.2259e-05 |  | 0.00076309 |  | 8.4648e-05 |  | 0.00016688 |  | 8.991e-07 |  | 7.186e-07 |  | 0 |  | 9.7344e-05 |  | 0.00077062 |  | -3.6229e-05 |  | 1.3444e-06 |  | 0.00027298 |  | 0.0064143
| 0 |  | 0.0055039 |  | 6.5418e-05 |  | 0.028771 |  | 0.012601 |  | 0.11874 |  | 0.0040174 |  | 0.00010978 |  | 0.00079179 |  | 7.741e-05 |  | 0.00016954 |  | 9.0852e-07 |  | 8.7691e-07 |  | 0 |  | 0.00055985 |  | 0.00070213 |  | -0.00032399 |  | 5.3778e-07 |  | 0.00026813 |  | 0.0065806
| 0 |  | 0.0054545 |  | 6.5418e-05 |  | 0.027403 |  | 0.01224 |  | 0.12315 |  | 0.0041017 |  | -2.968e-05 |  | 0.00079799 |  | -6.0968e-05 |  | 1.3119e-05 |  | 9.2252e-07 |  | 1.0777e-06 |  | 4.1105e-05 |  | 0.00019505 |  | 0.00063941 |  | -2.6361e-05 |  | 5.3781e-07 |  | 0.00026253 |  | 0.0067435
| 9.5872e-05 |  | 0.0054298 |  | 0.00011617 |  | 0.026815 |  | 0.01201 |  | 0.12764 |  | 0.0041493 |  | -0.00022631 |  | 0.00073539 |  | -0.00010714 |  | 0.00022052 |  | 8.9792e-07 |  | 1.1328e-06 |  | 4.1105e-05 |  | -0.00044136 |  | 0.00066276 |  | 0.00061121 |  | 1.3445e-06 |  | 0.00026172 |  | 0.0069093
| 9.588e-05 |  | 0.0054394 |  | 0.00011618 |  | 0.026317 |  | 0.01177 |  | 0.13222 |  | 0.0043835 |  | -3.7102e-05 |  | 0.00074504 |  | -0.00012489 |  | -0.00026581 |  | 9.1593e-07 |  | 1.0052e-06 |  | 2.4171e-05 |  | -0.00019471 |  | 0.0009728 |  | 0.00040331 |  | 1.3446e-06 |  | 0.00027219 |  | 0.0070716
| 1.4017e-05 |  | 0.005429 |  | 4.1072e-05 |  | 0.025575 |  | 0.011516 |  | 0.13725 |  | 0.0047428 |  | 3.3391e-05 |  | 0.00077205 |  | -0.00028826 |  | -0.00053044 |  | 1.0027e-06 |  | 7.7384e-07 |  | 2.4168e-05 |  | -9.6818e-05 |  | 0.00099547 |  | 0.00042409 |  | 5.3788e-07 |  | 0.00028108 |  | 0.007217
| 1.4018e-05 |  | 0.0052546 |  | 4.1075e-05 |  | 0.024477 |  | 0.011262 |  | 0.1416 |  | 0.0051011 |  | 3.5415e-06 |  | 0.00076422 |  | -4.4632e-05 |  | -0.00021619 |  | 1.0841e-06 |  | 5.968e-07 |  | 1.0409e-05 |  | -0.00045564 |  | 0.00075466 |  | 0.00016959 |  | 5.3788e-07 |  | 0.00028028 |  | 0.0073434
| 6.993e-05 |  | 0.0048784 |  | 7.4441e-05 |  | 0.023465 |  | 0.010912 |  | 0.14532 |  | 0.0053044 |  | -7.0497e-05 |  | 0.00075795 |  | 0.00024446 |  | -7.2712e-05 |  | 1.0769e-06 |  | 6.3314e-07 |  | 1.3579e-05 |  | -0.00028054 |  | 0.00080782 |  | -0.00046533 |  | 5.3788e-07 |  | 0.00027625 |  | 0.0074797
| 6.9936e-05 |  | 0.0046954 |  | 7.4448e-05 |  | 0.022425 |  | 0.010669 |  | 0.14868 |  | 0.0053636 |  | 5.9359e-05 |  | 0.00079524 |  | 5.9784e-05 |  | -4.7669e-06 |  | 1.0315e-06 |  | 7.3074e-07 |  | 3.1713e-06 |  | 0.00018276 |  | 0.00091988 |  | -0.00010138 |  | 5.3791e-07 |  | 0.00027145 |  | 0.007625
| 1.807e-05 |  | 0.0048853 |  | 0.00010941 |  | 0.021709 |  | 0.01042 |  | 0.15284 |  | 0.0053533 |  | 7.4294e-06 |  | 0.00091811 |  | -5.9113e-07 |  | 2.3842e-06 |  | 9.6956e-07 |  | 8.5907e-07 |  | 0 |  | -4.6195e-06 |  | 0.00086188 |  | 0.00093567 |  | 2.9587e-06 |  | 0.00027226 |  | 0.0078046
| 1.8072e-05 |  | 0.0048299 |  | 0.00010942 |  | 0.021248 |  | 0.010171 |  | 0.15733 |  | 0.005302 |  | 2.2258e-05 |  | 0.0008381 |  | -8.2276e-05 |  | 2.3842e-06 |  | 9.7089e-07 |  | 8.8347e-07 |  | 0 |  | 0.00018874 |  | 0.00080711 |  | 0.0012404 |  | 2.4209e-06 |  | 0.00027145 |  | 0.007947
| 0 |  | 0.0046265 |  | 4.6943e-05 |  | 0.020212 |  | 0.0099573 |  | 0.16144 |  | 0.0052479 |  | -4.9584e-05 |  | 0.00079016 |  | -0.000126 |  | 0.00014223 |  | 9.2685e-07 |  | 9.1413e-07 |  | 8.4573e-06 |  | -1.3516e-05 |  | 0.00069523 |  | 0.0002734 |  | 0 |  | 0.00027149 |  | 0.008061
| 0 |  | 0.0044752 |  | 4.6943e-05 |  | 0.019257 |  | 0.009702 |  | 0.16649 |  | 0.0051998 |  | -0.00020776 |  | 0.00083134 |  | -0.00011069 |  | 0.00033496 |  | 8.3558e-07 |  | 8.5922e-07 |  | 8.4573e-06 |  | -0.00048228 |  | 0.00054378 |  | -0.00010259 |  | 0 |  | 0.00027793 |  | 0.0081581
| 6.7674e-05 |  | 0.0044288 |  | 6.5418e-05 |  | 0.018561 |  | 0.0095621 |  | 0.1722 |  | 0.0052443 |  | 0.00015582 |  | 0.00090965 |  | -0.0001462 |  | 0.00020265 |  | 8.4018e-07 |  | 7.3713e-07 |  | 7.3996e-06 |  | -0.00048733 |  | 0.00065576 |  | -0.00017723 |  | 8.0701e-07 |  | 0.00028115 |  | 0.0082828
| 6.768e-05 |  | 0.0043897 |  | 6.5424e-05 |  | 0.018204 |  | 0.0095361 |  | 0.17626 |  | 0.0053143 |  | 0.00024115 |  | 0.00092778 |  | -0.00024564 |  | -2.2647e-05 |  | 9.397e-07 |  | 5.9138e-07 |  | 7.4002e-06 |  | 0.00010065 |  | 0.00073636 |  | -4.306e-05 |  | 1.3451e-06 |  | 0.00028681 |  | 0.0084214
| 0 |  | 0.0043535 |  | 4.4009e-05 |  | 0.017798 |  | 0.0094218 |  | 0.17924 |  | 0.0054322 |  | 7.4143e-06 |  | 0.00085728 |  | 5.9787e-05 |  | 4.8872e-05 |  | 1.0599e-06 |  | 5.2447e-07 |  | 0 |  | 0.00025534 |  | 0.0007066 |  | 5.8016e-05 |  | 1.3451e-06 |  | 0.00029247 |  | 0.0085709
| 0 |  | 0.0043256 |  | 4.4009e-05 |  | 0.017121 |  | 0.0090742 |  | 0.18278 |  | 0.0055245 |  | -0.0001027 |  | 0.00086969 |  | 0.00013504 |  | 8.7612e-05 |  | 1.0199e-06 |  | 5.6076e-07 |  | 4.2167e-05 |  | 0.00013779 |  | 0.00088633 |  | -0.00013577 |  | 8.0711e-07 |  | 0.00029732 |  | 0.0087276
| 9.024e-05 |  | 0.0043821 |  | 8.9112e-05 |  | 0.01674 |  | 0.0085983 |  | 0.18733 |  | 0.0056197 |  | 9.2749e-05 |  | 0.00091481 |  | -0.0002634 |  | 0.00012754 |  | 9.4645e-07 |  | 6.3962e-07 |  | 4.2167e-05 |  | -0.00036835 |  | 0.00090647 |  | 0.00050816 |  | 2.4214e-06 |  | 0.00028926 |  | 0.008865
| 9.024e-05 |  | 0.0044247 |  | 8.9112e-05 |  | 0.016475 |  | 0.008326 |  | 0.19231 |  | 0.005757 |  | 0.0001113 |  | 0.0009165 |  | -0.00016751 |  | 3.4568e-05 |  | 8.9914e-07 |  | 8.7752e-07 |  | 0 |  | -0.00044289 |  | 0.00078727 |  | 0.00010384 |  | 2.4217e-06 |  | 0.00027317 |  | 0.0089975
| 1.8581e-06 |  | 0.0042281 |  | 7.05e-05 |  | 0.015733 |  | 0.0082348 |  | 0.19551 |  | 0.0059343 |  | 3.7102e-06 |  | 0.00089732 |  | 0.0001024 |  | -0.00013707 |  | 8.9447e-07 |  | 1.1949e-06 |  | 0 |  | 8.5224e-05 |  | 0.00075342 |  | -0.00048691 |  | 8.0716e-07 |  | 0.00026994 |  | 0.0091257
| 1.8581e-06 |  | 0.0041646 |  | 7.05e-05 |  | 0.014839 |  | 0.0081044 |  | 0.19887 |  | 0.006148 |  | -0.0002226 |  | 0.00088322 |  | 0.00014147 |  | 9.5454e-06 |  | 9.3727e-07 |  | 1.3533e-06 |  | 6.1753e-06 |  | 0.00011641 |  | 0.00078893 |  | 0.00023066 |  | 8.0721e-07 |  | 0.00027802 |  | 0.0092656
| 4.341e-05 |  | 0.0041571 |  | 8.0095e-05 |  | 0.01463 |  | 0.0079865 |  | 0.20268 |  | 0.0063407 |  | -0.00035987 |  | 0.00085284 |  | -0.00015686 |  | -0.00028369 |  | 1.0615e-06 |  | 1.103e-06 |  | 6.1759e-06 |  | -3.9311e-05 |  | 0.00076158 |  | 0.00024376 |  | 8.0726e-07 |  | 0.00028368 |  | 0.0094015
| 4.3406e-05 |  | 0.004141 |  | 8.0088e-05 |  | 0.01459 |  | 0.0077813 |  | 0.20608 |  | 0.0065162 |  | -0.00014874 |  | 0.00090071 |  | 6.3844e-05 |  | -9.3292e-05 |  | 1.2198e-06 |  | 7.1929e-07 |  | 0 |  | 7.01e-05 |  | 0.00075356 |  | -0.0001224 |  | 1.3455e-06 |  | 0.00027805 |  | 0.0095509
| 9.9645e-06 |  | 0.0041311 |  | 5.3789e-05 |  | 0.014132 |  | 0.0075504 |  | 0.20867 |  | 0.006677 |  | 1.8549e-05 |  | 0.00089112 |  | 0.0004682 |  | 0.00053521 |  | 1.2171e-06 |  | 5.0645e-07 |  | 0 |  | 0.00011525 |  | 0.00090669 |  | 0.00052753 |  | 1.3455e-06 |  | 0.00027241 |  | 0.0097185
| 9.9654e-06 |  | 0.0039767 |  | 5.3794e-05 |  | 0.01343 |  | 0.007311 |  | 0.20992 |  | 0.0068509 |  | 4.081e-05 |  | 0.00088161 |  | 5.268e-05 |  | 0.00011681 |  | 1.1317e-06 |  | 4.2698e-07 |  | 0 |  | -0.00066751 |  | 0.00076812 |  | 0.00038151 |  | 8.0731e-07 |  | 0.00027565 |  | 0.0098796
| 7.2756e-05 |  | 0.0039016 |  | 7.896e-05 |  | 0.012784 |  | 0.0071514 |  | 0.21274 |  | 0.0070322 |  | 7.0491e-05 |  | 0.00086066 |  | 2.427e-05 |  | -4.768e-05 |  | 1.0256e-06 |  | 4.5703e-07 |  | 0 |  | -0.00048585 |  | 0.00062546 |  | -0.0002842 |  | 8.0736e-07 |  | 0.00027968 |  | 0.010041
| 7.2762e-05 |  | 0.0039098 |  | 7.8967e-05 |  | 0.012372 |  | 0.0071343 |  | 0.21507 |  | 0.007205 |  | -0.00015211 |  | 0.00087653 |  | 0.00025866 |  | 0.00011324 |  | 1.0176e-06 |  | 6.1548e-07 |  | 0 |  | -0.00018502 |  | 0.00054731 |  | 0.00023299 |  | 2.9605e-06 |  | 0.00028131 |  | 0.010177
| 5.05e-05 |  | 0.0038374 |  | 3.1295e-05 |  | 0.012268 |  | 0.0069564 |  | 0.21438 |  | 0.0073556 |  | -0.0003258 |  | 0.00096275 |  | -1.752e-05 |  | 0.00011833 |  | 1.0183e-06 |  | 9.0225e-07 |  | 0 |  | -0.00014532 |  | 0.00054573 |  | 0.00058259 |  | 2.9605e-06 |  | 0.00027972 |  | 0.010323
| 5.0504e-05 |  | 0.0037951 |  | 3.1298e-05 |  | 0.011875 |  | 0.0065151 |  | 0.21419 |  | 0.0075016 |  | -0.00034874 |  | 0.00091827 |  | -0.00013555 |  | 5.9597e-06 |  | 9.8568e-07 |  | 1.1284e-06 |  | 0 |  | 0.00037074 |  | 0.00060054 |  | 0.00035748 |  | 1.3458e-06 |  | 0.00027004 |  | 0.010492
| 2.7194e-05 |  | 0.0037344 |  | 6.0917e-05 |  | 0.011445 |  | 0.0062499 |  | 0.216 |  | 0.0076796 |  | 2.2258e-05 |  | 0.00082069 |  | -5.0313e-05 |  | -7.9864e-05 |  | 1.0224e-06 |  | 1.1403e-06 |  | 0 |  | 0.00011227 |  | 0.00066427 |  | 6.031e-06 |  | 2.9609e-06 |  | 0.00025958 |  | 0.010713
| 2.7192e-05 |  | 0.0037194 |  | 6.0912e-05 |  | 0.011355 |  | 0.0061958 |  | 0.21749 |  | 0.007874 |  | 0.00011872 |  | 0.00088266 |  | -0.00016751 |  | -1.5496e-05 |  | 1.1086e-06 |  | 1.0056e-06 |  | 0 |  | 0.00052914 |  | 0.00072558 |  | -0.00043099 |  | 2.4226e-06 |  | 0.00025395 |  | 0.010939
| 6.3738e-05 |  | 0.0036865 |  | 6.1481e-05 |  | 0.011028 |  | 0.006125 |  | 0.21696 |  | 0.0080156 |  | -6.6781e-05 |  | 0.0009115 |  | -0.00021723 |  | -0.0002086 |  | 1.1868e-06 |  | 8.2288e-07 |  | 2.1144e-06 |  | 0.0010204 |  | 0.00065786 |  | -0.00073319 |  | 8.0756e-07 |  | 0.00025879 |  | 0.011101
| 6.3738e-05 |  | 0.0036615 |  | 6.1481e-05 |  | 0.010924 |  | 0.0058723 |  | 0.21585 |  | 0.0081121 |  | 7.0491e-05 |  | 0.00098878 |  | -0.00018527 |  | -0.00021575 |  | 1.1214e-06 |  | 6.2817e-07 |  | 2.1144e-06 |  | 0.00064755 |  | 0.00058534 |  | -0.0001987 |  | 8.0756e-07 |  | 0.00026929 |  | 0.01123
| 7.3891e-05 |  | 0.0037525 |  | 0.00010096 |  | 0.010675 |  | 0.0054377 |  | 0.21522 |  | 0.0082205 |  | -0.00016291 |  | 0.0010367 |  | -6.4976e-05 |  | -5.9168e-05 |  | 1.0346e-06 |  | 5.4926e-07 |  | 0 |  | 0.001057 |  | 0.00059501 |  | 0.00038639 |  | 2.4229e-06 |  | 0.00028057 |  | 0.011321
| 7.3891e-05 |  | 0.0037201 |  | 0.00010096 |  | 0.0099975 |  | 0.0053378 |  | 0.21473 |  | 0.008374 |  | -0.000256 |  | 0.00084777 |  | -0.00014265 |  | 4.1719e-05 |  | 1.008e-06 |  | 7.441e-07 |  | 1.2528e-05 |  | 0.00049447 |  | 0.00066605 |  | 0.00028276 |  | 2.9613e-06 |  | 0.00029029 |  | 0.011443
| 2.4154e-05 |  | 0.00367 |  | 2.8364e-05 |  | 0.0097958 |  | 0.0052785 |  | 0.21205 |  | 0.008544 |  | -0.00010017 |  | 0.00098878 |  | -5.7415e-05 |  | 0.00011324 |  | 9.8928e-07 |  | 1.0548e-06 |  | 1.2528e-05 |  | -2.356e-05 |  | 0.00072249 |  | 4.7054e-06 |  | 2.9614e-06 |  | 0.0002919 |  | 0.011576
| 2.4154e-05 |  | 0.0035284 |  | 2.8364e-05 |  | 0.0095434 |  | 0.0051707 |  | 0.20773 |  | 0.0087134 |  | 0.00011129 |  | 0.0010446 |  | 4.5578e-05 |  | -0.00015138 |  | 9.7058e-07 |  | 1.1281e-06 |  | 0 |  | -5.9282e-05 |  | 0.00065314 |  | -0.00017442 |  | 4.5771e-06 |  | 0.00028625 |  | 0.011747
| 1.4019e-05 |  | 0.0033827 |  | 9.5888e-05 |  | 0.0090321 |  | 0.005158 |  | 0.20359 |  | 0.008907 |  | 3.3387e-05 |  | 0.0009132 |  | -0.0003806 |  | -0.00018714 |  | 9.4127e-07 |  | 8.9074e-07 |  | 0 |  | -0.0003315 |  | 0.00057254 |  | 0.00013546 |  | 2.9616e-06 |  | 0.00028385 |  | 0.011986
| 1.4019e-05 |  | 0.0034245 |  | 9.5889e-05 |  | 0.0088825 |  | 0.0050565 |  | 0.20021 |  | 0.0091204 |  | -6.6777e-05 |  | 0.0009132 |  | -0.0005333 |  | -2.2647e-05 |  | 1.0522e-06 |  | 6.5898e-07 |  | 1.041e-05 |  | -0.00010826 |  | 0.000625 |  | 0.00019797 |  | 4.5773e-06 |  | 0.00027903 |  | 0.012248
| 5.5576e-05 |  | 0.0034114 |  | 4.2061e-05 |  | 0.0086419 |  | 0.0051419 |  | 0.19662 |  | 0.0093374 |  | 0 |  | 0.0010289 |  | -0.0003972 |  | -9.6715e-05 |  | 1.2133e-06 |  | 5.8574e-07 |  | 1.0411e-05 |  | -0.00021973 |  | 0.00080489 |  | 0.00049322 |  | 6.1929e-06 |  | 0.00027098 |  | 0.012501
| 5.5572e-05 |  | 0.0032317 |  | 4.2057e-05 |  | 0.0081012 |  | 0.0051395 |  | 0.19134 |  | 0.0095242 |  | -0.00010388 |  | 0.0012324 |  | -0.00048715 |  | -9.4169e-05 |  | 1.2688e-06 |  | 6.5283e-07 |  | 0 |  | -0.00051816 |  | 0.00083795 |  | 0.00032468 |  | 2.962e-06 |  | 0.00026453 |  | 0.012686
| 5.7538e-05 |  | 0.0031881 |  | 3.717e-05 |  | 0.007915 |  | 0.0052378 |  | 0.18656 |  | 0.0096757 |  | -0.00033761 |  | 0.0010577 |  | -0.00025275 |  | 2.3827e-06 |  | 1.0015e-06 |  | 6.039e-07 |  | 0 |  | -0.00038607 |  | 0.00073069 |  | -0.00015342 |  | 2.962e-06 |  | 0.00025969 |  | 0.012853
| 5.7533e-05 |  | 0.0032905 |  | 3.7167e-05 |  | 0.0074067 |  | 0.0053231 |  | 0.18105 |  | 0.0098919 |  | -0.00014469 |  | 0.00088443 |  | 6.6886e-05 |  | 0.00011324 |  | 1.3097e-06 |  | 1.2694e-06 |  | 0 |  | -0.00036371 |  | 0.00065093 |  | -0.00048407 |  | 2.4238e-06 |  | 0.0002694 |  | 0.013076
| 5.3549e-05 |  | 0.0033597 |  | 6.9384e-05 |  | 0.0073483 |  | 0.0047561 |  | 0.17584 |  | 0.010142 |  | 8.9035e-05 |  | 0.00094712 |  | 0.00020539 |  | 0.00025628 |  | 1.7125e-06 |  | 1.8852e-06 |  | 9.1948e-05 |  | -2.5509e-05 |  | 0.00063399 |  | -0.00047165 |  | 5.654e-06 |  | 0.00027102 |  | 0.013319
| 5.3544e-05 |  | 0.0032875 |  | 6.9378e-05 |  | 0.0071222 |  | 0.0041812 |  | 0.17041 |  | 0.010426 |  | -0.00014098 |  | 0.00097919 |  | 4.2025e-05 |  | 5.96e-05 |  | 2.3824e-06 |  | 2.3793e-06 |  | 9.194e-05 |  | -0.0001279 |  | 0.00063161 |  | -0.00032661 |  | 5.6544e-06 |  | 0.00028313 |  | 0.013592
| 5.3549e-05 |  | 0.0032031 |  | 6.6564e-05 |  | 0.0070006 |  | 0.0040883 |  | 0.16453 |  | 0.010643 |  | 0.00039697 |  | 0.0010464 |  | -3.2556e-05 |  | -5.1257e-05 |  | 2.4336e-06 |  | 2.2086e-06 |  | 5.3924e-05 |  | 1.7672e-06 |  | 0.00071953 |  | 0.00028986 |  | 5.6547e-06 |  | 0.00028233 |  | 0.013819
| 5.3549e-05 |  | 0.0032016 |  | 6.6564e-05 |  | 0.0067129 |  | 0.0038454 |  | 0.15978 |  | 0.010863 |  | 0.00013102 |  | 0.0010492 |  | -2.0905e-05 |  | 2.2756e-05 |  | 2.521e-06 |  | 2.1119e-06 |  | 5.3924e-05 |  | -6.3468e-05 |  | 0.00064697 |  | 8.4812e-05 |  | 5.6551e-06 |  | 0.00028073 |  | 0.014034
| 6.4866e-05 |  | 0.0032041 |  | 8.5172e-05 |  | 0.0064435 |  | 0.0038428 |  | 0.15491 |  | 0.011077 |  | -2.5973e-05 |  | 0.0010847 |  | -0.0002634 |  | -2.9801e-05 |  | 2.5568e-06 |  | 2.1844e-06 |  | 5.9225e-05 |  | -0.00034095 |  | 0.00063245 |  | -1.1796e-05 |  | 5.6551e-06 |  | 0.00028557 |  | 0.014202
| 6.4871e-05 |  | 0.0031677 |  | 8.5179e-05 |  | 0.0061946 |  | 0.0038043 |  | 0.14909 |  | 0.011296 |  | 0.00034503 |  | 0.0010949 |  | -0.00034153 |  | -0.00029085 |  | 2.5443e-06 |  | 2.2454e-06 |  | 5.923e-05 |  | -3.4643e-05 |  | 0.00071482 |  | 0.00055975 |  | 5.6551e-06 |  | 0.00029206 |  | 0.014389
| 3.7333e-05 |  | 0.0030835 |  | 3.8148e-05 |  | 0.0060444 |  | 0.004001 |  | 0.14403 |  | 0.011509 |  | -5.5651e-05 |  | 0.0010915 |  | -0.00011424 |  | -0.00029443 |  | 2.4958e-06 |  | 2.2337e-06 |  | 0.00010774 |  | 0.00020554 |  | 0.00073499 |  | 0.00048106 |  | 5.6554e-06 |  | 0.00029529 |  | 0.014609
| 3.7333e-05 |  | 0.0030454 |  | 3.8148e-05 |  | 0.0059573 |  | 0.003997 |  | 0.14038 |  | 0.011735 |  | -0.00023373 |  | 0.0012004 |  | -3.9658e-05 |  | -9.7745e-05 |  | 2.4804e-06 |  | 2.0137e-06 |  | 0.00010774 |  | 0.00030815 |  | 0.00060268 |  | -0.00026554 |  | 5.6558e-06 |  | 0.00028641 |  | 0.014837
| 2.3142e-05 |  | 0.0031171 |  | 5.5755e-05 |  | 0.0058178 |  | 0.003646 |  | 0.13701 |  | 0.011954 |  | -7.049e-05 |  | 0.0011525 |  | 0.00011305 |  | -0.0001943 |  | 2.4978e-06 |  | 1.7937e-06 |  | 9.082e-05 |  | 0.00036319 |  | 0.00052203 |  | -0.00037063 |  | 4.0406e-06 |  | 0.0002824 |  | 0.01505
| 2.3142e-05 |  | 0.0030994 |  | 5.5755e-05 |  | 0.0057011 |  | 0.0032347 |  | 0.13361 |  | 0.012147 |  | -0.00024857 |  | 0.001122 |  | 2.7812e-05 |  | -6.5564e-05 |  | 2.5943e-06 |  | 1.8308e-06 |  | 9.082e-05 |  | -0.0001015 |  | 0.00087307 |  | 0.00027147 |  | 4.0408e-06 |  | 0.00028887 |  | 0.015271
| 5.7543e-05 |  | 0.0029832 |  | 0.00012637 |  | 0.0054689 |  | 0.0031231 |  | 0.12974 |  | 0.012318 |  | -0.00038601 |  | 0.0011554 |  | -0.00027177 |  | 0.00012857 |  | 2.6881e-06 |  | 2.0874e-06 |  | 6.8826e-05 |  | -7.3492e-05 |  | 0.00090378 |  | 0.00041251 |  | 4.0411e-06 |  | 0.00029292 |  | 0.01552
| 5.7538e-05 |  | 0.0029987 |  | 0.00012636 |  | 0.0051458 |  | 0.0031385 |  | 0.12481 |  | 0.012504 |  | -0.00011872 |  | 0.0012461 |  | 0.00015212 |  | -0.00016926 |  | 2.7115e-06 |  | 2.0874e-06 |  | 6.882e-05 |  | 0.00031279 |  | 0.00063103 |  | -0.00023868 |  | 4.0411e-06 |  | 0.0002905 |  | 0.015747
| 3.1251e-05 |  | 0.0031077 |  | 7.7282e-05 |  | 0.0050309 |  | 0.0028554 |  | 0.12079 |  | 0.012733 |  | 9.275e-05 |  | 0.0011903 |  | 0.00034035 |  | -8.3395e-06 |  | 2.6413e-06 |  | 1.831e-06 |  | 7.1641e-05 |  | 0.0002715 |  | 0.00068833 |  | -0.00024767 |  | 4.0413e-06 |  | 0.0002792 |  | 0.015952
| 3.1254e-05 |  | 0.0030301 |  | 7.7289e-05 |  | 0.0051006 |  | 0.0026495 |  | 0.11787 |  | 0.012997 |  | -2.5971e-05 |  | 0.0011554 |  | -3.6107e-05 |  | 0.00010251 |  | 2.4871e-06 |  | 1.6481e-06 |  | 7.1647e-05 |  | 0.00041045 |  | 0.00063434 |  | 0.00024988 |  | 4.0413e-06 |  | 0.00027117 |  | 0.01615
| 2.3142e-05 |  | 0.0028877 |  | 0.00012692 |  | 0.0050141 |  | 0.0024648 |  | 0.11401 |  | 0.013281 |  | -7.7912e-05 |  | 0.0012771 |  | -0.00020303 |  | -0.00012635 |  | 2.4051e-06 |  | 1.7216e-06 |  | 6.3179e-05 |  | 0.00013616 |  | 0.00066501 |  | 0.00060098 |  | 4.0416e-06 |  | 0.00026713 |  | 0.016409
| 2.3145e-05 |  | 0.0028966 |  | 0.00012693 |  | 0.0047651 |  | 0.002734 |  | 0.10928 |  | 0.013565 |  | -4.8231e-05 |  | 0.0011717 |  | -0.00033088 |  | -4.768e-05 |  | 2.3788e-06 |  | 2.0142e-06 |  | 6.3185e-05 |  | -0.00025957 |  | 0.00071913 |  | 0.00048135 |  | 4.0416e-06 |  | 0.00026634 |  | 0.016715
| 0.00013144 |  | 0.0028743 |  | 8.9128e-05 |  | 0.0046017 |  | 0.0029132 |  | 0.10545 |  | 0.013835 |  | 2.2261e-05 |  | 0.0011795 |  | -0.00040901 |  | -6.9136e-05 |  | 2.4193e-06 |  | 2.2346e-06 |  | 4.5465e-05 |  | -9.5522e-05 |  | 0.0006481 |  | 1.7109e-05 |  | 5.6575e-06 |  | 0.00027038 |  | 0.017024
| 0.00013145 |  | 0.0029024 |  | 8.9136e-05 |  | 0.0044003 |  | 0.0027548 |  | 0.10245 |  | 0.014073 |  | 9.9159e-05 |  | 0.0011379 |  | -0.00017345 |  | 0.00014223 |  | 2.3643e-06 |  | 2.4545e-06 |  | 4.5469e-05 |  | 0.00016183 |  | 0.0007224 |  | 0.00022989 |  | 5.6575e-06 |  | 0.00027201 |  | 0.017302
| 5.5581e-05 |  | 0.0029046 |  | 0.00010775 |  | 0.0041486 |  | 0.0027724 |  | 0.098557 |  | 0.014319 |  | -0.00024116 |  | 0.0011458 |  | 0.00023736 |  | 0.00020264 |  | 2.2697e-06 |  | 2.4669e-06 |  | 2.8551e-05 |  | 0.00025881 |  | 0.00069818 |  | -0.00078658 |  | 2.4254e-06 |  | 0.0002712 |  | 0.017536
| 5.5581e-05 |  | 0.0027818 |  | 0.00010775 |  | 0.0040294 |  | 0.0029703 |  | 0.094386 |  | 0.01457 |  | -0.00038214 |  | 0.0012129 |  | 0.00035811 |  | -2.9801e-05 |  | 2.3397e-06 |  | 2.4422e-06 |  | 2.8551e-05 |  | 0.00010746 |  | 0.00063288 |  | -0.0010402 |  | 2.4253e-06 |  | 0.00027124 |  | 0.01775
| 0 |  | 0.0027451 |  | 0.00014386 |  | 0.0040164 |  | 0.0027667 |  | 0.091314 |  | 0.014808 |  | 4.4523e-05 |  | 0.0011396 |  | 0.00025511 |  | -8.3441e-05 |  | 2.5031e-06 |  | 2.406e-06 |  | 0.00011001 |  | -5.2476e-05 |  | 0.00063288 |  | -0.00017691 |  | 5.6586e-06 |  | 0.00027608 |  | 0.017989
| 0 |  | 0.0027696 |  | 0.00014386 |  | 0.0040484 |  | 0.002719 |  | 0.088726 |  | 0.015034 |  | -0.00019662 |  | 0.0011475 |  | -7.1621e-05 |  | -0.00025509 |  | 2.5562e-06 |  | 2.0457e-06 |  | 0.00011001 |  | -0.00022856 |  | 0.0005562 |  | -0.0003813 |  | 5.6582e-06 |  | 0.00028577 |  | 0.018268
| 2.4159e-05 |  | 0.0028 |  | 3.5217e-05 |  | 0.0039286 |  | 0.0026876 |  | 0.086096 |  | 0.015277 |  | -0.00042294 |  | 0.0012242 |  | 3.492e-05 |  | -0.00016211 |  | 2.4458e-06 |  | 1.7221e-06 |  | 4.2297e-05 |  | -2.7697e-06 |  | 0.00060467 |  | -0.00013655 |  | 5.6589e-06 |  | 0.00029224 |  | 0.018566
| 2.4159e-05 |  | 0.0026781 |  | 3.5217e-05 |  | 0.0036969 |  | 0.0026113 |  | 0.083464 |  | 0.015545 |  | -4.4521e-05 |  | 0.0013478 |  | 7.3993e-05 |  | 4.172e-05 |  | 2.3965e-06 |  | 1.6488e-06 |  | 4.2297e-05 |  | 0.00019894 |  | 0.00072258 |  | 0.00015704 |  | 5.6589e-06 |  | 0.0002971 |  | 0.018859
| 0 |  | 0.0025899 |  | 0.00011339 |  | 0.0036162 |  | 0.0025336 |  | 0.080738 |  | 0.015821 |  | 0.0002189 |  | 0.0013139 |  | -0.00031311 |  | 0.00010251 |  | 2.4601e-06 |  | 1.8872e-06 |  | 0.00010042 |  | -0.0001516 |  | 0.00071531 |  | -0.0001346 |  | 4.0428e-06 |  | 0.0002971 |  | 0.019135
| 0 |  | 0.0026956 |  | 0.00011339 |  | 0.003724 |  | 0.0025628 |  | 0.078726 |  | 0.016107 |  | -2.9672e-05 |  | 0.0012913 |  | -0.00019237 |  | -0.00011204 |  | 2.5116e-06 |  | 2.303e-06 |  | 0.00010042 |  | 6.503e-05 |  | 0.00072182 |  | -0.00010915 |  | 4.0433e-06 |  | 0.00029309 |  | 0.019414
| 3.4298e-05 |  | 0.0027487 |  | 9.7042e-05 |  | 0.0035696 |  | 0.0026075 |  | 0.077192 |  | 0.01643 |  | -0.00014519 |  | 0.0013524 |  | -0.00016668 |  | -0.00032541 |  | 2.4998e-06 |  | 2.4801e-06 |  | 4.5473e-05 |  | 6.103e-05 |  | 0.00068795 |  | 0.00029117 |  | 5.6593e-06 |  | 0.0002923 |  | 0.019674
| 4.5463e-05 |  | 0.0027281 |  | 9.7034e-05 |  | 0.0032681 |  | 0.0025666 |  | 0.075071 |  | 0.016766 |  | -8.1619e-05 |  | 0.0013105 |  | -0.00043032 |  | -0.0001192 |  | 2.4839e-06 |  | 2.59e-06 |  | 4.5469e-05 |  | -0.00024013 |  | 0.00056037 |  | 0.00013388 |  | 5.66e-06 |  | 0.00028987 |  | 0.019963
| 1.1169e-05 |  | 0.0026619 |  | 6.9397e-05 |  | 0.003021 |  | 0.002527 |  | 0.072946 |  | 0.017065 |  | -1.4844e-05 |  | 0.0012548 |  | -0.00016396 |  | -8.7017e-05 |  | 2.479e-06 |  | 2.5227e-06 |  | 8.3502e-05 |  | 0.00012759 |  | 0.00052245 |  | -7.2637e-05 |  | 4.0436e-06 |  | 0.00028505 |  | 0.020252
| 0 |  | 0.002581 |  | 6.939e-05 |  | 0.0029359 |  | 0.0025434 |  | 0.071657 |  | 0.017338 |  | -0.00010759 |  | 0.0012163 |  | -5.3868e-05 |  | 4.8872e-05 |  | 2.4841e-06 |  | 2.2728e-06 |  | 8.3494e-05 |  | 0.00014374 |  | 0.00056125 |  | -0.00018257 |  | 4.0436e-06 |  | 0.00027941 |  | 0.020559
| 8.5758e-05 |  | 0.002619 |  | 6.1498e-05 |  | 0.0029494 |  | 0.0026811 |  | 0.070859 |  | 0.017594 |  | -0.0001484 |  | 0.0012164 |  | -0.00012135 |  | 0.00031708 |  | 2.4915e-06 |  | 2.0897e-06 |  | 5.4991e-05 |  | 0.00016444 |  | 0.0006307 |  | -0.00020279 |  | 5.6603e-06 |  | 0.00027457 |  | 0.02087
| 8.5758e-05 |  | 0.002655 |  | 6.1498e-05 |  | 0.003037 |  | 0.002556 |  | 0.069316 |  | 0.017883 |  | 0.00018921 |  | 0.0012824 |  | 1.3615e-05 |  | 0.0002384 |  | 2.4514e-06 |  | 2.0163e-06 |  | 5.4991e-05 |  | -0.00013747 |  | 0.00070261 |  | -0.00017856 |  | 5.6607e-06 |  | 0.00027539 |  | 0.021163
| 1.5037e-05 |  | 0.0026234 |  | 4.5981e-05 |  | 0.0030384 |  | 0.0024265 |  | 0.067461 |  | 0.018215 |  | -1.4841e-05 |  | 0.0012757 |  | 8.8196e-05 |  | 0.00017761 |  | 2.4128e-06 |  | 2.1262e-06 |  | 0.00011623 |  | -0.00032224 |  | 0.00067681 |  | -0.00030188 |  | 5.6607e-06 |  | 0.0002746 |  | 0.021491
| 1.5036e-05 |  | 0.002599 |  | 4.5977e-05 |  | 0.0027871 |  | 0.0023163 |  | 0.066511 |  | 0.018585 |  | -0.00025229 |  | 0.0012338 |  | 0.0001024 |  | 8.1056e-05 |  | 2.3987e-06 |  | 2.236e-06 |  | 0.00011621 |  | 7.0229e-05 |  | 0.0006655 |  | -3.969e-05 |  | 5.661e-06 |  | 0.00027945 |  | 0.021798
| 2.5174e-05 |  | 0.0026558 |  | 6.7704e-05 |  | 0.0027344 |  | 0.0023496 |  | 0.065639 |  | 0.018993 |  | 0 |  | 0.001292 |  | 0.00019829 |  | -6.5561e-05 |  | 2.4237e-06 |  | 2.2362e-06 |  | 0.00012582 |  | -0.00021877 |  | 0.00087878 |  | 2.8343e-05 |  | 5.661e-06 |  | 0.00028835 |  | 0.022104
| 2.5174e-05 |  | 0.0026287 |  | 6.7704e-05 |  | 0.0029415 |  | 0.0022125 |  | 0.064107 |  | 0.019394 |  | 7.4373e-05 |  | 0.0014872 |  | 6.3844e-05 |  | -3.1859e-05 |  | 2.5468e-06 |  | 2.2726e-06 |  | 0.00012582 |  | -0.00020962 |  | 0.0008707 |  | 5.5906e-05 |  | 5.6614e-06 |  | 0.00028835 |  | 0.022401
| 2.8218e-05 |  | 0.0025764 |  | 8.9151e-05 |  | 0.0029231 |  | 0.0020285 |  | 0.062815 |  | 0.019751 |  | -0.00024115 |  | 0.001572 |  | -0.00017461 |  | 2.384e-06 |  | 2.6452e-06 |  | 2.309e-06 |  | 4.865e-05 |  | 0.00015093 |  | 0.00063085 |  | -0.0003129 |  | 5.6614e-06 |  | 0.00028594 |  | 0.022706
| 2.8216e-05 |  | 0.002615 |  | 8.9144e-05 |  | 0.0027653 |  | 0.0020549 |  | 0.061737 |  | 0.02005 |  | -0.00034132 |  | 0.0013829 |  | -0.00019238 |  | -9.4169e-05 |  | 2.717e-06 |  | 2.2364e-06 |  | 4.8646e-05 |  | 0.00050146 |  | 0.00070279 |  | -0.00065938 |  | 5.6621e-06 |  | 0.00028354 |  | 0.023059
| 2.6188e-05 |  | 0.0026281 |  | 8.9144e-05 |  | 0.0027957 |  | 0.0020048 |  | 0.060501 |  | 0.020322 |  | -0.00027083 |  | 0.0012802 |  | -9.6486e-05 |  | -3.6952e-05 |  | 2.6878e-06 |  | 2.1268e-06 |  | 6.9961e-05 |  | 0.0001756 |  | 0.00069713 |  | 7.0839e-06 |  | 4.0448e-06 |  | 0.00028838 |  | 0.023422
| 2.619e-05 |  | 0.0025119 |  | 8.9151e-05 |  | 0.0026562 |  | 0.0017494 |  | 0.058974 |  | 0.020637 |  | -0.00014098 |  | 0.0013525 |  | 5.268e-05 |  | 0.00016688 |  | 2.6302e-06 |  | 2.0534e-06 |  | 6.9967e-05 |  | -9.2428e-05 |  | 0.00066163 |  | 0.00040071 |  | 4.0451e-06 |  | 0.00029406 |  | 0.023806
| 3.3284e-05 |  | 0.0024711 |  | 0.00012638 |  | 0.0022762 |  | 0.0017676 |  | 0.057079 |  | 0.021009 |  | 6.307e-05 |  | 0.0014133 |  | 2.96e-06 |  | 0.00017761 |  | 2.6068e-06 |  | 2.0904e-06 |  | 6.1498e-05 |  | 6.9846e-05 |  | 0.00070449 |  | 0.00016315 |  | 5.6624e-06 |  | 0.00029408 |  | 0.024233
| 3.3287e-05 |  | 0.0025648 |  | 0.00012639 |  | 0.0023493 |  | 0.0017415 |  | 0.055544 |  | 0.021425 |  | -3.7102e-06 |  | 0.0013638 |  | -0.00014975 |  | -8.7013e-05 |  | 2.5147e-06 |  | 2.0906e-06 |  | 6.1503e-05 |  | -0.00012455 |  | 0.00070772 |  | 0.00021557 |  | 5.6628e-06 |  | 0.00028842 |  | 0.024682
| 7.8988e-05 |  | 0.0027131 |  | 5.0873e-05 |  | 0.0024388 |  | 0.0014867 |  | 0.054472 |  | 0.021844 |  | -0.00021147 |  | 0.0013332 |  | -0.00029181 |  | -5.4829e-05 |  | 2.4453e-06 |  | 2.0537e-06 |  | 8.0116e-05 |  | 8.5891e-06 |  | 0.00071019 |  | 0.00026553 |  | 2.4274e-06 |  | 0.00028197 |  | 0.025116
| 7.8995e-05 |  | 0.0027 |  | 5.0877e-05 |  | 0.0023732 |  | 0.0014684 |  | 0.053028 |  | 0.022256 |  | -0.00038585 |  | 0.0013762 |  | -0.00032023 |  | -0.00012278 |  | 2.3629e-06 |  | 2.2734e-06 |  | 8.0124e-05 |  | -0.00016046 |  | 0.00075867 |  | 0.00034749 |  | 2.4274e-06 |  | 0.00027955 |  | 0.025497
| 3.2274e-05 |  | 0.0025186 |  | 5.6989e-05 |  | 0.0023045 |  | 0.0014524 |  | 0.051512 |  | 0.022669 |  | -0.00053054 |  | 0.0014276 |  | -0.00012135 |  | -0.00018 |  | 2.3455e-06 |  | 2.5301e-06 |  | 5.9246e-05 |  | -0.0001813 |  | 0.00075063 |  | 8.2609e-05 |  | 5.6631e-06 |  | 0.00028038 |  | 0.025864
| 3.2274e-05 |  | 0.0024682 |  | 5.6989e-05 |  | 0.002083 |  | 0.001404 |  | 0.050123 |  | 0.023063 |  | -0.00039308 |  | 0.0014761 |  | -0.00035313 |  | -0.00011379 |  | 2.3678e-06 |  | 2.5303e-06 |  | 5.9246e-05 |  | -0.00013004 |  | 0.00065775 |  | -0.00078535 |  | 5.6635e-06 |  | 0.00028201 |  | 0.026226
| 4.1398e-05 |  | 0.0024443 |  | 2.5439e-05 |  | 0.002154 |  | 0.0013977 |  | 0.048614 |  | 0.023447 |  | -0.00013726 |  | 0.0015449 |  | -0.00044097 |  | -0.00015854 |  | 2.4207e-06 |  | 2.2736e-06 |  | 3.0671e-05 |  | -2.242e-05 |  | 0.00056806 |  | -0.00038304 |  | 4.0461e-06 |  | 0.00028686 |  | 0.026587
| 4.1398e-05 |  | 0.0024343 |  | 2.5439e-05 |  | 0.0021204 |  | 0.0013195 |  | 0.04709 |  | 0.023858 |  | 1.113e-05 |  | 0.0014292 |  | -8.938e-05 |  | -3.3375e-05 |  | 2.4892e-06 |  | 1.8708e-06 |  | 3.0671e-05 |  | 0.00015532 |  | 0.00065941 |  | 4.2763e-05 |  | 4.0463e-06 |  | 0.00028849 |  | 0.027009
| 3.8356e-05 |  | 0.002429 |  | 0.00010156 |  | 0.0019422 |  | 0.0013035 |  | 0.045317 |  | 0.024301 |  | 7.0491e-05 |  | 0.0013779 |  | -0.00012134 |  | -8.344e-05 |  | 2.506e-06 |  | 1.7239e-06 |  | 6.2632e-05 |  | 8.8911e-05 |  | 0.00064086 |  | -0.00019325 |  | 4.0463e-06 |  | 0.00028204 |  | 0.027495
| 3.8356e-05 |  | 0.0024212 |  | 0.00010157 |  | 0.002011 |  | 0.0011687 |  | 0.043929 |  | 0.024739 |  | -4.0816e-05 |  | 0.0013316 |  | -0.00021368 |  | -4.0528e-05 |  | 2.4546e-06 |  | 1.8339e-06 |  | 6.2632e-05 |  | 0.00017524 |  | 0.00067076 |  | -3.6383e-05 |  | 4.0466e-06 |  | 0.00027315 |  | 0.027984
| 5.5591e-05 |  | 0.0024512 |  | 3.6202e-05 |  | 0.0019452 |  | 0.0010572 |  | 0.042889 |  | 0.025187 |  | -8.5337e-05 |  | 0.0012854 |  | -0.00024565 |  | -0.00010847 |  | 2.385e-06 |  | 2.0907e-06 |  | 1.9037e-05 |  | 0.00033176 |  | 0.00086397 |  | -7.0486e-05 |  | 7.2833e-06 |  | 0.00027398 |  | 0.028414
| 5.5596e-05 |  | 0.0024645 |  | 3.6205e-05 |  | 0.0019381 |  | 0.0011166 |  | 0.041387 |  | 0.025672 |  | 3.7102e-06 |  | 0.0013848 |  | -0.00020658 |  | -6.9136e-05 |  | 2.3528e-06 |  | 2.274e-06 |  | 1.9039e-05 |  | 0.00031645 |  | 0.00070479 |  | -0.00037412 |  | 7.2833e-06 |  | 0.00028208 |  | 0.028809
| 2.0108e-05 |  | 0.0024188 |  | 3.9137e-05 |  | 0.0018398 |  | 0.0011848 |  | 0.03962 |  | 0.026188 |  | 0.00010388 |  | 0.0013158 |  | -0.00032022 |  | -0.00023721 |  | 2.3792e-06 |  | 2.2623e-06 |  | 8.4637e-05 |  | -6.4137e-05 |  | 0.00055446 |  | -0.00018765 |  | 5.6649e-06 |  | 0.00028531 |  | 0.029245
| 2.0109e-05 |  | 0.0024092 |  | 3.914e-05 |  | 0.0015999 |  | 0.0010899 |  | 0.038136 |  | 0.026699 |  | 5.1935e-05 |  | 0.0012601 |  | -0.00043032 |  | -0.00059123 |  | 2.5053e-06 |  | 2.1036e-06 |  | 8.4645e-05 |  | -0.00034516 |  | 0.00062805 |  | 1.373e-05 |  | 5.6649e-06 |  | 0.00028614 |  | 0.029704
| 8.4081e-05 |  | 0.0022752 |  | 7.7309e-05 |  | 0.001651 |  | 0.00097443 |  | 0.036861 |  | 0.027174 |  | -0.00041553 |  | 0.0013707 |  | -0.00019592 |  | -0.00043389 |  | 2.6071e-06 |  | 1.9567e-06 |  | 7.6181e-05 |  | -6.403e-05 |  | 0.00069595 |  | -0.00026952 |  | 4.0473e-06 |  | 0.0002821 |  | 0.030131
| 8.4073e-05 |  | 0.0022543 |  | 7.7302e-05 |  | 0.0017419 |  | 0.00096071 |  | 0.035594 |  | 0.027638 |  | -0.00020035 |  | 0.0014586 |  | -3.6107e-05 |  | -0.00025509 |  | 2.6821e-06 |  | 1.8951e-06 |  | 7.6174e-05 |  | -1.0167e-05 |  | 0.00067659 |  | -0.00016075 |  | 4.0473e-06 |  | 0.00027969 |  | 0.030615
| 2.8221e-05 |  | 0.0023083 |  | 0.0001106 |  | 0.0015719 |  | 0.0007938 |  | 0.034232 |  | 0.028069 |  | 0.00041924 |  | 0.0014813 |  | -0.00022434 |  | -0.00012993 |  | 2.6682e-06 |  | 1.9813e-06 |  | 0.0001027 |  | -0.00038348 |  | 0.00080032 |  | -0.00027205 |  | 5.6656e-06 |  | 0.00027809 |  | 0.031156
| 2.8221e-05 |  | 0.0022232 |  | 0.0001106 |  | 0.0015136 |  | 0.00075555 |  | 0.032949 |  | 0.028495 |  | 0.00056764 |  | 0.0015276 |  | -4.3209e-05 |  | -7.2713e-05 |  | 2.6383e-06 |  | 2.0186e-06 |  | 0.0001027 |  | 3.2905e-05 |  | 0.00083023 |  | -0.00031389 |  | 5.6659e-06 |  | 0.00028051 |  | 0.031699
| 5.3568e-05 |  | 0.0022734 |  | 6.433e-05 |  | 0.001678 |  | 0.00080867 |  | 0.031864 |  | 0.028939 |  | 8.4992e-05 |  | 0.0014503 |  | -4.4635e-05 |  | -0.00015133 |  | 2.6227e-06 |  | 1.9204e-06 |  | 9.6495e-05 |  | 0.00039758 |  | 0.00078177 |  | -0.00037237 |  | 4.0478e-06 |  | 0.00028457 |  | 0.032179
| 5.3568e-05 |  | 0.0023208 |  | 6.433e-05 |  | 0.0015531 |  | 0.00076019 |  | 0.030801 |  | 0.029443 |  | -9.2751e-05 |  | 0.001426 |  | -0.00010714 |  | -0.00022291 |  | 2.5722e-06 |  | 1.9327e-06 |  | 9.6495e-05 |  | -0.0001028 |  | 0.00072199 |  | -0.00049767 |  | 4.0478e-06 |  | 0.00028297 |  | 0.032655
| 2.8731e-06 |  | 0.0023328 |  | 4.6972e-05 |  | 0.0014001 |  | 0.00059769 |  | 0.029788 |  | 0.029999 |  | -3.7102e-06 |  | 0.0014086 |  | -0.00021013 |  | -0.00029801 |  | 2.5405e-06 |  | 2.055e-06 |  | 0.00010158 |  | 4.6179e-05 |  | 0.0005514 |  | -3.1864e-05 |  | 4.0483e-06 |  | 0.00028055 |  | 0.033187
| 2.8729e-06 |  | 0.0023475 |  | 4.6968e-05 |  | 0.0014647 |  | 0.00051656 |  | 0.02894 |  | 0.0306 |  | -0.00035246 |  | 0.0013752 |  | -0.00045164 |  | -0.00036595 |  | 2.6093e-06 |  | 2.3123e-06 |  | 0.00010157 |  | 0.00017241 |  | 0.00059509 |  | 5.9162e-05 |  | 4.0483e-06 |  | 0.00027733 |  | 0.033773
| 7.0538e-05 |  | 0.0022985 |  | 6.9409e-05 |  | 0.0015265 |  | 0.00061948 |  | 0.028027 |  | 0.031211 |  | -0.00023003 |  | 0.0015005 |  | -0.00015686 |  | -5.4831e-05 |  | 2.6975e-06 |  | 2.4465e-06 |  | 9.1981e-05 |  | 1.1123e-05 |  | 0.00067191 |  | 0.00028162 |  | 4.0483e-06 |  | 0.00028057 |  | 0.034343
| 7.0544e-05 |  | 0.0023492 |  | 6.9415e-05 |  | 0.0015342 |  | 0.00056576 |  | 0.027037 |  | 0.031792 |  | -2.968e-05 |  | 0.0014814 |  | -4.3209e-05 |  | -7.2716e-05 |  | 2.7259e-06 |  | 2.2878e-06 |  | 9.1989e-05 |  | 0.00045571 |  | 0.00070914 |  | 0.0002285 |  | 4.0486e-06 |  | 0.00028867 |  | 0.034865
| 3.7346e-05 |  | 0.0023718 |  | 5.186e-05 |  | 0.0013868 |  | 0.00032724 |  | 0.026142 |  | 0.032321 |  | -7.4188e-06 |  | 0.0013543 |  | -0.00019947 |  | -0.00011563 |  | 2.6658e-06 |  | 1.982e-06 |  | 7.3923e-05 |  | 0.00016673 |  | 0.0007763 |  | -0.00025617 |  | 5.6673e-06 |  | 0.00029273 |  | 0.035352
| 3.7349e-05 |  | 0.0022699 |  | 5.1865e-05 |  | 0.0012947 |  | 0.00025172 |  | 0.025364 |  | 0.03282 |  | 0.00015211 |  | 0.0013894 |  | -0.00036995 |  | 0.00024913 |  | 2.5037e-06 |  | 1.7559e-06 |  | 7.393e-05 |  | -0.000121 |  | 0.00071646 |  | -8.0735e-06 |  | 5.6673e-06 |  | 0.00028788 |  | 0.035847
| 8.8039e-05 |  | 0.0021751 |  | 9.3118e-05 |  | 0.0012684 |  | 0.00039478 |  | 0.024628 |  | 0.033352 |  | 5.9361e-05 |  | 0.0013798 |  | -0.0004765 |  | 0.00020979 |  | 2.4007e-06 |  | 1.8232e-06 |  | 3.1732e-06 |  | 0.00020319 |  | 0.00073753 |  | -5.1145e-05 |  | 5.6673e-06 |  | 0.00027738 |  | 0.03637
| 8.8039e-05 |  | 0.0022404 |  | 0.00011273 |  | 0.0012509 |  | 0.00036961 |  | 0.023877 |  | 0.033962 |  | -2.597e-05 |  | 0.0013962 |  | -0.00021368 |  | 0.00011682 |  | 2.4523e-06 |  | 2.0802e-06 |  | 3.1732e-06 |  | 0.00013752 |  | 0.00071898 |  | -0.00044006 |  | 5.668e-06 |  | 0.00027174 |  | 0.036936
| 6.3772e-05 |  | 0.002311 |  | 0.00011273 |  | 0.0012097 |  | 0.00026662 |  | 0.02304 |  | 0.034612 |  | -4.8231e-05 |  | 0.0014538 |  | 2.4268e-05 |  | 0.00012754 |  | 2.6071e-06 |  | 2.2699e-06 |  | 1.4809e-05 |  | -0.0001316 |  | 0.00058958 |  | 0.00021082 |  | 5.6677e-06 |  | 0.00027093 |  | 0.037531
| 6.3772e-05 |  | 0.002282 |  | 9.3118e-05 |  | 0.0011847 |  | 0.00018713 |  | 0.022356 |  | 0.03523 |  | -0.00036729 |  | 0.0013928 |  | -2.1901e-05 |  | -0.00012278 |  | 2.7568e-06 |  | 2.3493e-06 |  | 1.4809e-05 |  | -0.00028568 |  | 0.0006527 |  | 0.00057414 |  | 5.6684e-06 |  | 0.00027337 |  | 0.038074
| 0.00014899 |  | 0.002284 |  | 9.3118e-05 |  | 0.0012489 |  | 0.00014078 |  | 0.021831 |  | 0.035772 |  | -0.00037842 |  | 0.0014955 |  | -0.00012844 |  | -0.00014423 |  | 2.7501e-06 |  | 2.3003e-06 |  | 3.8081e-05 |  | -0.00015722 |  | 0.00073277 |  | 0.00060584 |  | 4.0496e-06 |  | 0.00027984 |  | 0.038504
| 0.00014899 |  | 0.0022195 |  | 9.3118e-05 |  | 0.001168 |  | 0.00013979 |  | 0.021464 |  | 0.036263 |  | -0.00019292 |  | 0.001609 |  | 7.7541e-05 |  | -0.00034448 |  | 2.6384e-06 |  | 2.2886e-06 |  | 3.8081e-05 |  | -2.8973e-05 |  | 0.00081937 |  | 0.00048516 |  | 4.0496e-06 |  | 0.00028957 |  | 0.038877
| 5.2559e-05 |  | 0.0021913 |  | 8.2959e-05 |  | 0.0011799 |  | 0.00013177 |  | 0.021146 |  | 0.036722 |  | -0.00015211 |  | 0.0015051 |  | 0.00013436 |  | -0.00052328 |  | 2.5325e-06 |  | 2.325e-06 |  | 5.0775e-05 |  | -0.00024943 |  | 0.00074095 |  | -6.9095e-05 |  | 5.6687e-06 |  | 0.00029687 |  | 0.039278
| 5.2564e-05 |  | 0.0022915 |  | 8.2967e-05 |  | 0.0012285 |  | 0.00012675 |  | 0.020604 |  | 0.037169 |  | 7.42e-06 |  | 0.0014556 |  | -7.8725e-05 |  | -0.00024436 |  | 2.5173e-06 |  | 2.3371e-06 |  | 5.0779e-05 |  | 0.00013245 |  | 0.0005274 |  | -0.00015313 |  | 5.6691e-06 |  | 0.00029363 |  | 0.039712
| 0.00013149 |  | 0.002229 |  | 7.0544e-05 |  | 0.0012026 |  | 8.039e-05 |  | 0.019904 |  | 0.037582 |  | 0.0001113 |  | 0.0014871 |  | -0.00020303 |  | -0.00024436 |  | 2.6111e-06 |  | 2.3126e-06 |  | 7.1108e-05 |  | -4.2441e-05 |  | 0.00053472 |  | 0.00017711 |  | 7.2891e-06 |  | 0.00028475 |  | 0.040163
| 0.00013151 |  | 0.0021761 |  | 7.055e-05 |  | 0.0011622 |  | 7.9557e-05 |  | 0.01918 |  | 0.038009 |  | 0.0002226 |  | 0.0015307 |  | -0.00046939 |  | -0.00029085 |  | 2.6576e-06 |  | 2.2764e-06 |  | 7.1114e-05 |  | -0.00056396 |  | 0.00065125 |  | 0.00011815 |  | 7.2896e-06 |  | 0.00027911 |  | 0.040657
| 4.9521e-05 |  | 0.0023007 |  | 5.8698e-05 |  | 0.0012009 |  | 0.00014595 |  | 0.018631 |  | 0.038505 |  | 0.00026341 |  | 0.0015515 |  | -0.00032023 |  | 0.0001347 |  | 2.6087e-06 |  | 2.2035e-06 |  | 9.0868e-05 |  | -0.00047632 |  | 0.00073538 |  | -0.00011125 |  | 5.6698e-06 |  | 0.00028072 |  | 0.041123
| 4.9517e-05 |  | 0.0022646 |  | 5.8692e-05 |  | 0.0011442 |  | 0.00014596 |  | 0.018093 |  | 0.039078 |  | 3.5415e-06 |  | 0.0015435 |  | -0.00015311 |  | 0.00024805 |  | 2.6578e-06 |  | 2.1672e-06 |  | 9.086e-05 |  | 1.4582e-05 |  | 0.00070145 |  | 3.7041e-05 |  | 5.6698e-06 |  | 0.00027912 |  | 0.04153
| 5.0536e-05 |  | 0.0020117 |  | 7.7323e-05 |  | 0.0010936 |  | 8.4039e-07 |  | 0.017462 |  | 0.039655 |  | -0.00018921 |  | 0.0016622 |  | -0.00032022 |  | -1.9072e-05 |  | 2.7517e-06 |  | 2.2037e-06 |  | 0.00010893 |  | 0.00014619 |  | 0.00079772 |  | -7.2598e-05 |  | 4.0506e-06 |  | 0.00027589 |  | 0.041939
| 5.0536e-05 |  | 0.0019942 |  | 7.7323e-05 |  | 0.0010485 |  | 8.4039e-07 |  | 0.016903 |  | 0.040248 |  | -0.00013727 |  | 0.0016622 |  | -0.00011069 |  | -9.0593e-05 |  | 2.7403e-06 |  | 2.1421e-06 |  | 0.00010893 |  | -0.00041524 |  | 0.00081072 |  | -0.00013553 |  | 4.5909e-06 |  | 0.0002848 |  | 0.042521
| 6.7728e-05 |  | 0.0022209 |  | 9.4819e-05 |  | 0.00091945 |  | 0 |  | 0.016435 |  | 0.040886 |  | -8.533e-05 |  | 0.001582 |  | 6.6886e-05 |  | 4.5289e-05 |  | 2.6299e-06 |  | 2.0442e-06 |  | 0.00010498 |  | -0.00031375 |  | 0.00066755 |  | -4.6734e-05 |  | 6.2106e-06 |  | 0.00029615 |  | 0.043264
| 6.7734e-05 |  | 0.0022608 |  | 9.4828e-05 |  | 0.0011515 |  | 0 |  | 0.016085 |  | 0.041584 |  | 2.597e-05 |  | 0.0016126 |  | 0.00020539 |  | 0.00014899 |  | 2.3986e-06 |  | 1.7871e-06 |  | 0.00010499 |  | -6.8493e-05 |  | 0.00065217 |  | 0.00013668 |  | 5.6705e-06 |  | 0.00030019 |  | 0.044057
| 3.3296e-05 |  | 0.0022194 |  | 0.00011457 |  | 0.0012416 |  | 8.4053e-07 |  | 0.015787 |  | 0.042403 |  | 0 |  | 0.0016802 |  | 1.0064e-05 |  | -1.192e-05 |  | 2.2735e-06 |  | 1.6282e-06 |  | 0.00013207 |  | -9.2564e-05 |  | 0.00056968 |  | -0.00022298 |  | 5.6708e-06 |  | 0.00029131 |  | 0.044843
| 3.3296e-05 |  | 0.0021505 |  | 0.00011457 |  | 0.0010846 |  | 8.4061e-07 |  | 0.015299 |  | 0.043365 |  | -4.452e-05 |  | 0.0017203 |  | -0.00025629 |  | -0.00018356 |  | 2.3226e-06 |  | 1.6164e-06 |  | 0.00013207 |  | -4.0517e-05 |  | 0.00055835 |  | -0.00028392 |  | 5.6708e-06 |  | 0.00028403 |  | 0.045677
| 8.1845e-05 |  | 0.0021217 |  | 9.7085e-05 |  | 0.00092931 |  | 0 |  | 0.014726 |  | 0.044431 |  | 0 |  | 0.0015855 |  | -0.00012844 |  | 4.1727e-05 |  | 2.4974e-06 |  | 1.7753e-06 |  | 1.6928e-05 |  | 5.2437e-05 |  | 0.00065068 |  | -0.00039537 |  | 5.6712e-06 |  | 0.00028568 |  | 0.046588
| 8.1845e-05 |  | 0.0022412 |  | 9.7085e-05 |  | 0.00084972 |  | 0 |  | 0.014333 |  | 0.045459 |  | -4.081e-05 |  | 0.0015167 |  | -0.00017461 |  | 0.00015615 |  | 2.6869e-06 |  | 2.0573e-06 |  | 1.6928e-05 |  | 0.00034915 |  | 0.00069191 |  | -9.7963e-05 |  | 5.6715e-06 |  | 0.00028405 |  | 0.047499
| 1.5043e-05 |  | 0.002216 |  | 5.8698e-05 |  | 0.0009125 |  | 0 |  | 0.013834 |  | 0.046375 |  | 1.8551e-05 |  | 0.0015871 |  | -5.0311e-05 |  | -3.6952e-05 |  | 2.7242e-06 |  | 2.1797e-06 |  | 0.00011627 |  | 0.00052002 |  | 0.00091537 |  | 0.00095867 |  | 4.0518e-06 |  | 0.00027923 |  | 0.048391
| 1.5044e-05 |  | 0.0020648 |  | 5.8703e-05 |  | 0.00094026 |  | 0 |  | 0.013164 |  | 0.047229 |  | -1.4839e-05 |  | 0.0016589 |  | 0.00016633 |  | 0.00021336 |  | 2.7059e-06 |  | 2.2776e-06 |  | 0.00011628 |  | 1.3557e-05 |  | 0.00088948 |  | 0.00085362 |  | 4.0518e-06 |  | 0.00026628 |  | 0.049275
| 3.4313e-05 |  | 0.0020501 |  | 7.3378e-05 |  | 0.00090656 |  | 8.4068e-07 |  | 0.012699 |  | 0.047999 |  | -0.00018921 |  | 0.0016171 |  | -0.00011424 |  | 0.00021336 |  | 2.6514e-06 |  | 2.2529e-06 |  | 4.2317e-06 |  | -0.00028187 |  | 0.00068876 |  | 0.00027579 |  | 8.9135e-06 |  | 0.00025656 |  | 0.050138
| 3.4313e-05 |  | 0.0020452 |  | 7.3378e-05 |  | 0.00088648 |  | 8.4075e-07 |  | 0.012352 |  | 0.048778 |  | -0.00035246 |  | 0.0015934 |  | -0.0002563 |  | 0.000149 |  | 2.6308e-06 |  | 2.1311e-06 |  | 4.2317e-06 |  | 6.4628e-05 |  | 0.0006856 |  | -0.00018344 |  | 8.9141e-06 |  | 0.00026469 |  | 0.050943
| 5.8703e-05 |  | 0.0020553 |  | 3.5236e-05 |  | 0.00090546 |  | 0 |  | 0.01204 |  | 0.049616 |  | -0.00024116 |  | 0.0017504 |  | 2.96e-06 |  | 0.00015973 |  | 2.6639e-06 |  | 2.0212e-06 |  | 5.3958e-05 |  | -8.858e-05 |  | 0.00070418 |  | -0.00015826 |  | 7.2932e-06 |  | 0.00028086 |  | 0.05167
| 5.8703e-05 |  | 0.002112 |  | 3.5236e-05 |  | 0.00081638 |  | 0 |  | 0.011707 |  | 0.050512 |  | -5.1941e-05 |  | 0.0017921 |  | 0.00028708 |  | 0.00011682 |  | 2.6472e-06 |  | 1.9841e-06 |  | 5.3958e-05 |  | -0.00038634 |  | 0.00078279 |  | 0.00026464 |  | 7.2936e-06 |  | 0.00029223 |  | 0.05238
| 2.7216e-05 |  | 0.0021019 |  | 5.4816e-05 |  | 0.00075468 |  | 8.4083e-07 |  | 0.011368 |  | 0.051365 |  | -8.5331e-05 |  | 0.0017031 |  | 0.00029419 |  | 0.00046369 |  | 2.5747e-06 |  | 2.0759e-06 |  | 8.9756e-05 |  | -5.696e-05 |  | 0.00061603 |  | 0.00035635 |  | 7.2941e-06 |  | 0.00029223 |  | 0.053125
| 2.7214e-05 |  | 0.0020805 |  | 5.4811e-05 |  | 0.00082809 |  | 8.409e-07 |  | 0.011243 |  | 0.052115 |  | -0.00020404 |  | 0.0017588 |  | -0.00017817 |  | 0.00035641 |  | 2.5468e-06 |  | 2.0214e-06 |  | 8.9748e-05 |  | -0.00035941 |  | 0.00052945 |  | 0.00055916 |  | 7.2941e-06 |  | 0.00028982 |  | 0.053979
| 4.8516e-05 |  | 0.0020948 |  | 7.5643e-05 |  | 0.00096054 |  | 0 |  | 0.011067 |  | 0.052869 |  | -0.00025228 |  | 0.0017138 |  | -0.00013556 |  | 1.6688e-05 |  | 2.5957e-06 |  | 1.8742e-06 |  | 2.3278e-05 |  | -0.00022508 |  | 0.00064764 |  | 0.00038867 |  | 4.0528e-06 |  | 0.0002882 |  | 0.054943
| 4.8511e-05 |  | 0.0020947 |  | 7.5636e-05 |  | 0.0010527 |  | 0 |  | 0.01074 |  | 0.053789 |  | -0.00018921 |  | 0.0015822 |  | 4.2025e-05 |  | 8.1056e-05 |  | 2.6805e-06 |  | 1.9291e-06 |  | 2.3276e-05 |  | 8.5955e-05 |  | 0.0006323 |  | -7.7744e-05 |  | 4.0533e-06 |  | 0.00029146 |  | 0.055983
| 3.0259e-05 |  | 0.0020159 |  | 6.153e-05 |  | 0.00093362 |  | 0 |  | 0.010448 |  | 0.054882 |  | 0.00012242 |  | 0.0015857 |  | -7.1621e-05 |  | -0.00012635 |  | 2.7181e-06 |  | 2.131e-06 |  | 0 |  | -0.00015338 |  | 0.00062991 |  | -0.00027896 |  | 4.0531e-06 |  | 0.00029795 |  | 0.05694
| 3.0259e-05 |  | 0.001986 |  | 6.1531e-05 |  | 0.00067434 |  | 0 |  | 0.010256 |  | 0.056037 |  | 0.00028567 |  | 0.0017618 |  | 2.0717e-05 |  | -0.0001478 |  | 2.6646e-06 |  | 2.2048e-06 |  | 0 |  | -0.00022148 |  | 0.00069063 |  | -0.00060372 |  | 4.0536e-06 |  | 0.00030119 |  | 0.057833
| 2.0116e-05 |  | 0.0019324 |  | 2.4471e-05 |  | 0.0007033 |  | 0 |  | 0.010081 |  | 0.057131 |  | 0.00036358 |  | 0.0018081 |  | 0.00012371 |  | -7.2712e-05 |  | 2.5788e-06 |  | 2.0582e-06 |  | 9.3143e-05 |  | -8.226e-05 |  | 0.0006591 |  | -0.00059568 |  | 5.6736e-06 |  | 0.00029878 |  | 0.058746
| 2.0116e-05 |  | 0.0019444 |  | 2.4471e-05 |  | 0.00072914 |  | 0 |  | 0.0099076 |  | 0.058102 |  | 0.00044149 |  | 0.0018002 |  | 0.00023736 |  | -8.3439e-06 |  | 2.3871e-06 |  | 1.9483e-06 |  | 9.3142e-05 |  | -6.9035e-05 |  | 0.00062671 |  | -0.00046962 |  | 5.6743e-06 |  | 0.00029554 |  | 0.059644
| 1.7073e-05 |  | 0.0020301 |  | 6.6611e-05 |  | 0.00073264 |  | 8.4112e-07 |  | 0.0097158 |  | 0.058883 |  | 0.00020776 |  | 0.0017957 |  | 8.8196e-05 |  | 3.0991e-05 |  | 2.2744e-06 |  | 1.9848e-06 |  | 0.00010387 |  | -0.000376 |  | 0.00057654 |  | -0.00040774 |  | 5.6743e-06 |  | 0.00029313 |  | 0.060466
| 1.7075e-05 |  | 0.0020147 |  | 6.6617e-05 |  | 0.00089427 |  | 8.4119e-07 |  | 0.0095114 |  | 0.059519 |  | -4.081e-05 |  | 0.0018037 |  | -0.00012489 |  | 4.1719e-05 |  | 2.3041e-06 |  | 1.9478e-06 |  | 0.00010388 |  | -0.00044544 |  | 0.00060654 |  | 2.4188e-05 |  | 5.6743e-06 |  | 0.00028667 |  | 0.061182
| 1.7073e-05 |  | 0.0020872 |  | 7.8465e-05 |  | 0.00081526 |  | 0 |  | 0.0093559 |  | 0.060175 |  | -9.646e-05 |  | 0.0018595 |  | 5.9777e-05 |  | 4.1719e-05 |  | 2.4464e-06 |  | 1.8742e-06 |  | 0.00011629 |  | -4.9999e-05 |  | 0.00064946 |  | 0.00013982 |  | 4.0541e-06 |  | 0.00028424 |  | 0.061969
| 1.7075e-05 |  | 0.0021419 |  | 7.8472e-05 |  | 0.00075459 |  | 0 |  | 0.0092314 |  | 0.061037 |  | -8.162e-05 |  | 0.0018856 |  | 6.3329e-05 |  | -2.2649e-05 |  | 2.6295e-06 |  | 2.1316e-06 |  | 0.0001163 |  | 5.0508e-05 |  | 0.00053855 |  | 9.2911e-05 |  | 4.0543e-06 |  | 0.00029398 |  | 0.062821
| 7.6772e-05 |  | 0.0021724 |  | 2.6429e-05 |  | 0.00067588 |  | 1.8502e-06 |  | 0.0090746 |  | 0.06215 |  | -0.00020405 |  | 0.0018391 |  | 9.5294e-05 |  | 0.00010966 |  | 2.6653e-06 |  | 2.4627e-06 |  | 9.3143e-05 |  | -0.00047975 |  | 0.00069971 |  | 0.0001372 |  | 5.675e-06 |  | 0.00030369 |  | 0.063697
| 7.6779e-05 |  | 0.0021697 |  | 2.6431e-05 |  | 0.00060631 |  | 1.8502e-06 |  | 0.0088876 |  | 0.063425 |  | -0.00013356 |  | 0.001876 |  | 0.00011305 |  | 5.96e-05 |  | 2.7056e-06 |  | 2.4262e-06 |  | 9.3151e-05 |  | -1.6858e-05 |  | 0.00077512 |  | 0.00018771 |  | 5.6754e-06 |  | 0.00030211 |  | 0.064694
| 6.7746e-05 |  | 0.0021525 |  | 3.0347e-05 |  | 0.0006552 |  | 8.4134e-07 |  | 0.0085464 |  | 0.064723 |  | -0.00030423 |  | 0.0019364 |  | -0.00028116 |  | -4.7683e-06 |  | 2.7139e-06 |  | 2.0589e-06 |  | 3.3862e-05 |  | 0.00029483 |  | 0.00066655 |  | 0.00039038 |  | 4.0546e-06 |  | 0.00029804 |  | 0.065807
| 6.7746e-05 |  | 0.0021261 |  | 3.0347e-05 |  | 0.0006413 |  | 8.4134e-07 |  | 0.0081652 |  | 0.065846 |  | -0.0004415 |  | 0.0018692 |  | -0.0003735 |  | -6.5559e-05 |  | 2.7313e-06 |  | 1.8016e-06 |  | 3.3862e-05 |  | 9.5439e-05 |  | 0.00065043 |  | 0.0005436 |  | 4.0548e-06 |  | 0.00029646 |  | 0.06698
| 7.0004e-05 |  | 0.0019685 |  | 3.72e-05 |  | 0.00071238 |  | 0 |  | 0.0078606 |  | 0.066712 |  | -0.00017067 |  | 0.0019466 |  | -0.00029891 |  | -0.00025867 |  | 2.7389e-06 |  | 1.9119e-06 |  | 6.6617e-05 |  | 0.00019804 |  | 0.00060507 |  | -3.1527e-06 |  | 5.6761e-06 |  | 0.00029565 |  | 0.068005
| 7.0004e-05 |  | 0.0018889 |  | 3.72e-05 |  | 0.00083582 |  | 0 |  | 0.0076287 |  | 0.067403 |  | 7.7911e-05 |  | 0.001889 |  | -0.000409 |  | -0.00026939 |  | 2.651e-06 |  | 1.9855e-06 |  | 6.6617e-05 |  | 0.00010156 |  | 0.00062694 |  | -0.0005786 |  | 5.6761e-06 |  | 0.00029565 |  | 0.068871
| 3.3308e-05 |  | 0.0019537 |  | 9.7111e-05 |  | 0.00085664 |  | 0 |  | 0.007451 |  | 0.068202 |  | 0.00021518 |  | 0.0018728 |  | -0.00022788 |  | 5.9611e-06 |  | 2.5613e-06 |  | 1.9492e-06 |  | 8.2432e-05 |  | 0.00010797 |  | 0.00067396 |  | -0.00038404 |  | 5.6761e-06 |  | 0.00030215 |  | 0.069595
| 3.3305e-05 |  | 0.0020494 |  | 9.7103e-05 |  | 0.00081969 |  | 0 |  | 0.0072599 |  | 0.069216 |  | 0.0001484 |  | 0.0018596 |  | -0.00017462 |  | -4.7676e-05 |  | 2.5459e-06 |  | 1.8875e-06 |  | 8.2424e-05 |  | 3.5577e-05 |  | 0.00073233 |  | -5.137e-05 |  | 5.6768e-06 |  | 0.0003046 |  | 0.070278
| 5.1568e-05 |  | 0.002041 |  | 0.00014171 |  | 0.00071434 |  | 0 |  | 0.0070675 |  | 0.070381 |  | 0.00019662 |  | 0.001818 |  | 1.3611e-05 |  | -0.0002229 |  | 2.6253e-06 |  | 1.8631e-06 |  | 7.3963e-05 |  | 5.6701e-05 |  | 0.00078909 |  | 8.1702e-05 |  | 4.0553e-06 |  | 0.0002957 |  | 0.071065
| 5.1563e-05 |  | 0.0019818 |  | 0.0001417 |  | 0.00057775 |  | 0 |  | 0.006925 |  | 0.071495 |  | -4.8231e-05 |  | 0.0018308 |  | 1.0064e-05 |  | -9.7745e-05 |  | 2.6562e-06 |  | 1.9367e-06 |  | 7.3956e-05 |  | -0.00019544 |  | 0.00067648 |  | 0.00032769 |  | 4.0558e-06 |  | 0.00028922 |  | 0.071947
| 6.4929e-05 |  | 0.0020033 |  | 3.6224e-05 |  | 0.00060188 |  | 0 |  | 0.0067659 |  | 0.072412 |  | -0.00038212 |  | 0.0017881 |  | -0.0005049 |  | -2.9801e-05 |  | 2.6079e-06 |  | 2.0349e-06 |  | 8.8078e-05 |  | -1.5061e-05 |  | 0.00065784 |  | 0.00056105 |  | 5.6768e-06 |  | 0.00029246 |  | 0.072918
| 6.4929e-05 |  | 0.0020336 |  | 3.6224e-05 |  | 0.00068095 |  | 0 |  | 0.0065675 |  | 0.073175 |  | 1.8548e-05 |  | 0.0017881 |  | -0.00030602 |  | -1.192e-05 |  | 2.5148e-06 |  | 2.2069e-06 |  | 8.8078e-05 |  | 0.00048433 |  | 0.00067652 |  | 0.0001093 |  | 5.6775e-06 |  | 0.00029572 |  | 0.073883
| 3.0264e-05 |  | 0.0020294 |  | 4.4056e-05 |  | 0.0006942 |  | 0 |  | 0.006332 |  | 0.073872 |  | 0.00030422 |  | 0.0019417 |  | -0.00011069 |  | 2.3842e-06 |  | 2.4772e-06 |  | 2.28e-06 |  | 6.4364e-05 |  | 0.00049137 |  | 0.00064415 |  | -0.00025564 |  | 5.6775e-06 |  | 0.0002925 |  | 0.074782
| 3.0264e-05 |  | 0.0019709 |  | 4.4056e-05 |  | 0.000646 |  | 0 |  | 0.0060915 |  | 0.074657 |  | 0.00038214 |  | 0.0019366 |  | -0.00016041 |  | -8.3439e-06 |  | 2.5069e-06 |  | 2.0227e-06 |  | 6.4364e-05 |  | 0.00049521 |  | 0.00090511 |  | -0.00036745 |  | 5.6775e-06 |  | 0.00028847 |  | 0.075626
| 5.0554e-05 |  | 0.0019767 |  | 6.6623e-05 |  | 0.00070791 |  | 8.4171e-07 |  | 0.0058696 |  | 0.075607 |  | 0.00031536 |  | 0.0017621 |  | -0.00029892 |  | -0.00014423 |  | 2.568e-06 |  | 1.6922e-06 |  | 9.203e-05 |  | 0.00036918 |  | 0.00097803 |  | -0.00025291 |  | 4.0563e-06 |  | 0.00028766 |  | 0.076545
| 5.0558e-05 |  | 0.0019977 |  | 6.6629e-05 |  | 0.00063459 |  | 8.4178e-07 |  | 0.0056448 |  | 0.076712 |  | -7.7916e-05 |  | 0.0018808 |  | -0.0003806 |  | -0.00015496 |  | 2.6072e-06 |  | 1.7288e-06 |  | 9.2038e-05 |  | 8.7942e-05 |  | 0.00082408 |  | 2.3863e-05 |  | 4.0566e-06 |  | 0.00028685 |  | 0.077546
| 1.099e-05 |  | 0.0019911 |  | 5.2867e-05 |  | 0.0005358 |  | 0 |  | 0.0054466 |  | 0.077892 |  | -5.9367e-05 |  | 0.0020088 |  | -0.00015331 |  | -4.0528e-05 |  | 2.5897e-06 |  | 2.0965e-06 |  | 0.00011857 |  | -5.5402e-05 |  | 0.00071558 |  | 5.0021e-05 |  | 5.6782e-06 |  | 0.00029012 |  | 0.078507
| 1.0991e-05 |  | 0.0019745 |  | 5.2872e-05 |  | 0.00063616 |  | 0 |  | 0.0053617 |  | 0.079055 |  | 2.968e-05 |  | 0.0020254 |  | -0.00032022 |  | -0.0003266 |  | 2.6041e-06 |  | 2.4279e-06 |  | 0.00011858 |  | 7.2598e-05 |  | 0.00057457 |  | -0.0001698 |  | 5.6785e-06 |  | 0.00029742 |  | 0.079368
| 5.5626e-05 |  | 0.0019455 |  | 9.7111e-05 |  | 0.00056048 |  | 0 |  | 0.0052861 |  | 0.080098 |  | -0.00021889 |  | 0.0020766 |  | -0.00051556 |  | -0.00023363 |  | 2.6343e-06 |  | 2.3907e-06 |  | 8.3561e-05 |  | -0.00011078 |  | 0.00060294 |  | -0.00012595 |  | 5.6785e-06 |  | 0.00030066 |  | 0.08024
| 5.5631e-05 |  | 0.0019445 |  | 9.712e-05 |  | 0.00053687 |  | 0 |  | 0.005124 |  | 0.081037 |  | -0.00010017 |  | 0.0020429 |  | -0.00030957 |  | -7.9869e-05 |  | 2.7406e-06 |  | 2.3544e-06 |  | 8.3568e-05 |  | -0.00017289 |  | 0.00063296 |  | 0.00011416 |  | 5.6789e-06 |  | 0.00029662 |  | 0.081163
| 4.9543e-05 |  | 0.0019866 |  | 8.9215e-05 |  | 0.00052803 |  | 0 |  | 0.0049687 |  | 0.081914 |  | 0.00014098 |  | 0.0019339 |  | -0.00033088 |  | -7.6293e-05 |  | 2.8185e-06 |  | 2.3544e-06 |  | 5.6093e-05 |  | -4.7861e-05 |  | 0.00066137 |  | 0.00042158 |  | 4.0573e-06 |  | 0.00029016 |  | 0.082054
| 4.9543e-05 |  | 0.0019886 |  | 8.9215e-05 |  | 0.00042741 |  | 0 |  | 0.0048328 |  | 0.082872 |  | 0.00012243 |  | 0.0019147 |  | -0.00056172 |  | -4.4098e-05 |  | 2.8749e-06 |  | 2.391e-06 |  | 5.6093e-05 |  | -8.1527e-05 |  | 0.00070514 |  | 0.00048887 |  | 4.0573e-06 |  | 0.00028286 |  | 0.083052
| 4.65e-05 |  | 0.0019267 |  | 5.7594e-05 |  | 0.00049911 |  | 0 |  | 0.0046548 |  | 0.083979 |  | -8.5331e-05 |  | 0.0019017 |  | -0.00037349 |  | -4.7673e-05 |  | 2.849e-06 |  | 2.4283e-06 |  | 5.9288e-05 |  | 2.8277e-05 |  | 0.00069221 |  | 2.8866e-05 |  | 5.6792e-06 |  | 0.00027559 |  | 0.084127
| 4.6504e-05 |  | 0.0019229 |  | 5.7599e-05 |  | 0.00055828 |  | 0 |  | 0.004479 |  | 0.085117 |  | -9.6461e-05 |  | 0.0019132 |  | -7.8725e-05 |  | 0.00010609 |  | 2.7382e-06 |  | 2.2079e-06 |  | 5.9294e-05 |  | 0.00026477 |  | 0.00071657 |  | -0.00040917 |  | 5.6796e-06 |  | 0.00027479 |  | 0.085171
| 5.0558e-05 |  | 0.0019242 |  | 7.7357e-05 |  | 0.00049208 |  | 8.4207e-07 |  | 0.004314 |  | 0.086149 |  | 0.00020035 |  | 0.0018876 |  | -0.00014975 |  | 0.00016331 |  | 2.6471e-06 |  | 1.9505e-06 |  | 5.703e-05 |  | 0.00011031 |  | 0.00063146 |  | -0.00034136 |  | 4.0578e-06 |  | 0.00027398 |  | 0.086067
| 5.0563e-05 |  | 0.0019428 |  | 7.7364e-05 |  | 0.00053222 |  | 8.4207e-07 |  | 0.0041952 |  | 0.087034 |  | 0 |  | 0.0018573 |  | -0.00022078 |  | -6.5554e-05 |  | 2.5738e-06 |  | 1.9134e-06 |  | 5.7035e-05 |  | 5.1002e-05 |  | 0.00059826 |  | 2.7753e-05 |  | 4.0578e-06 |  | 0.00027238 |  | 0.0868
| 9.9378e-05 |  | 0.0019385 |  | 3.4269e-05 |  | 0.00052968 |  | 0 |  | 0.0041008 |  | 0.087906 |  | -8.1625e-05 |  | 0.0021711 |  | 1.3613e-05 |  | -0.00015496 |  | 2.5996e-06 |  | 2.134e-06 |  | 7.8486e-05 |  | 0.00018062 |  | 0.00067689 |  | -2.9057e-05 |  | 4.0581e-06 |  | 0.00027562 |  | 0.087482
| 9.9387e-05 |  | 0.0019008 |  | 3.4272e-05 |  | 0.00055422 |  | 0 |  | 0.0039405 |  | 0.088809 |  | 0.00045634 |  | 0.0022114 |  | -2.9007e-05 |  | -8.3439e-06 |  | 2.5855e-06 |  | 2.5024e-06 |  | 7.8493e-05 |  | 8.1014e-05 |  | 0.00067856 |  | -0.00015606 |  | 4.0581e-06 |  | 0.00028293 |  | 0.0882
| 2.7226e-05 |  | 0.0019066 |  | 8.6399e-05 |  | 0.00068339 |  | 8.4222e-07 |  | 0.0038074 |  | 0.089777 |  | 0.00039327 |  | 0.0020527 |  | -0.00018527 |  | 2.0263e-05 |  | 2.5461e-06 |  | 2.6501e-06 |  | 0.00011633 |  | 8.3617e-05 |  | 0.00064292 |  | 3.3998e-05 |  | 5.6806e-06 |  | 0.00028944 |  | 0.089192
| 2.7226e-05 |  | 0.00188 |  | 8.6399e-05 |  | 0.0006469 |  | 8.4222e-07 |  | 0.0037355 |  | 0.090815 |  | 0.00016695 |  | 0.002038 |  | -6.4517e-05 |  | 6.6752e-05 |  | 2.4493e-06 |  | 2.5027e-06 |  | 0.00011633 |  | -0.00015365 |  | 0.00074589 |  | 0.00011957 |  | 5.681e-06 |  | 0.00028538 |  | 0.090469
| 3.1284e-05 |  | 0.0018771 |  | 2.2522e-05 |  | 0.00058635 |  | 8.4222e-07 |  | 0.0036989 |  | 0.091948 |  | 0.00028939 |  | 0.0020431 |  | 0.0001024 |  | -5.1256e-05 |  | 2.3875e-06 |  | 2.2085e-06 |  | 5.0806e-05 |  | -0.00034981 |  | 0.00066729 |  | 0.00038581 |  | 4.0586e-06 |  | 0.00028297 |  | 0.091839
| 3.1284e-05 |  | 0.0019152 |  | 2.2522e-05 |  | 0.00047781 |  | 8.4229e-07 |  | 0.0036563 |  | 0.093087 |  | 0.0005469 |  | 0.0020928 |  | 0.0002073 |  | -0.00010966 |  | 2.4872e-06 |  | 1.963e-06 |  | 5.0806e-05 |  | -0.00028759 |  | 0.00063972 |  | 0.00037558 |  | 4.0586e-06 |  | 0.00028459 |  | 0.093044
| 2.2155e-05 |  | 0.0019048 |  | 5.8756e-06 |  | 0.00032816 |  | 8.4237e-07 |  | 0.003509 |  | 0.09407 |  | 0.00051941 |  | 0.0021325 |  | 5.6232e-05 |  | -0.00026582 |  | 2.6466e-06 |  | 2.0123e-06 |  | 8.8101e-05 |  | -0.00010081 |  | 0.00082626 |  | 0.00018066 |  | 4.0591e-06 |  | 0.00028947 |  | 0.093924
| 2.2153e-05 |  | 0.0018619 |  | 5.8751e-06 |  | 0.00053546 |  | 8.4229e-07 |  | 0.0033493 |  | 0.094837 |  | 0.0002226 |  | 0.0021419 |  | -0.00021369 |  | -0.00026939 |  | 2.8003e-06 |  | 2.2698e-06 |  | 8.8093e-05 |  | 7.1316e-05 |  | 0.00076225 |  | 0.00043069 |  | 4.0588e-06 |  | 0.00029598 |  | 0.094532
| 9.2054e-05 |  | 0.0018754 |  | 0.00012029 |  | 0.00065798 |  | 8.4244e-07 |  | 0.0032715 |  | 0.095511 |  | 0.00037471 |  | 0.0021071 |  | -0.00016396 |  | 8.4627e-05 |  | 2.7974e-06 |  | 2.4787e-06 |  | 9.9396e-05 |  | 7.4097e-05 |  | 0.00066737 |  | 0.00041552 |  | 4.0593e-06 |  | 0.0002976 |  | 0.095103
| 9.2054e-05 |  | 0.0018679 |  | 0.00012029 |  | 0.00068629 |  | 8.4237e-07 |  | 0.0031677 |  | 0.096164 |  | 0.00079395 |  | 0.0020574 |  | 2.96e-06 |  | 0.00014184 |  | 2.7777e-06 |  | 2.5403e-06 |  | 9.9396e-05 |  | -0.00012959 |  | 0.00058794 |  | 0.00019726 |  | 4.0591e-06 |  | 0.00029762 |  | 0.095714
| 0 |  | 0.001832 |  | 0.00011747 |  | 0.00058361 |  | 8.4252e-07 |  | 0.0030448 |  | 0.096923 |  | 0.00097945 |  | 0.0020557 |  | 2.0717e-05 |  | 2.3842e-06 |  | 2.7613e-06 |  | 2.4052e-06 |  | 0.00012481 |  | -3.5344e-05 |  | 0.00060172 |  | 0.00016213 |  | 4.0596e-06 |  | 0.00029519 |  | 0.096445
| 0 |  | 0.001831 |  | 0.00011747 |  | 0.00052794 |  | 8.4244e-07 |  | 0.0029563 |  | 0.097697 |  | 0.0010685 |  | 0.0019885 |  | 5.9784e-05 |  | -0.00030873 |  | 2.7409e-06 |  | 2.1593e-06 |  | 0.00012481 |  | 0.00020463 |  | 0.00063582 |  | 0.00014284 |  | 4.0596e-06 |  | 0.00029439 |  | 0.097178
| 8.9632e-06 |  | 0.0017713 |  | 8.9231e-05 |  | 0.00048124 |  | 0 |  | 0.0028768 |  | 0.098414 |  | 0.0010017 |  | 0.0020608 |  | -0.00015686 |  | -0.00038383 |  | 2.7298e-06 |  | 2.0492e-06 |  | 5.0811e-05 |  | -0.00017325 |  | 0.00056611 |  | -7.5251e-05 |  | 7.3062e-06 |  | 0.00029117 |  | 0.097856
| 8.9632e-06 |  | 0.0017719 |  | 8.923e-05 |  | 0.00042809 |  | 0 |  | 0.002823 |  | 0.098936 |  | 0.001228 |  | 0.0023669 |  | -0.00042322 |  | -0.00021575 |  | 2.7502e-06 |  | 2.0002e-06 |  | 5.0811e-05 |  | -0.00020852 |  | 0.00054908 |  | -0.0001062 |  | 7.3067e-06 |  | 0.00028711 |  | 0.098416
| 1.7083e-05 |  | 0.0018305 |  | 0.00013499 |  | 0.00055879 |  | 8.4259e-07 |  | 0.0027378 |  | 0.099305 |  | 0.0014543 |  | 0.0022886 |  | -0.00029536 |  | 5.9713e-06 |  | 2.7804e-06 |  | 2.062e-06 |  | 8.8674e-05 |  | -0.00015086 |  | 0.00063347 |  | -0.00017307 |  | 5.6831e-06 |  | 0.00028632 |  | 0.098919
| 1.7081e-05 |  | 0.0018101 |  | 0.00013498 |  | 0.00044803 |  | 8.4259e-07 |  | 0.0026751 |  | 0.099744 |  | 0.0016992 |  | 0.0021026 |  | -7.6946e-06 |  | -2.9798e-05 |  | 2.8248e-06 |  | 2.1729e-06 |  | 8.8666e-05 |  | -0.00016322 |  | 0.00068786 |  | 0.00025883 |  | 5.6831e-06 |  | 0.0002912 |  | 0.099571
| 3.332e-05 |  | 0.0017959 |  | 0.0001604 |  | 0.00046608 |  | 8.4266e-07 |  | 0.0025935 |  | 0.10043 |  | 0.002393 |  | 0.0020898 |  | 8.8195e-05 |  | -0.00024436 |  | 2.8391e-06 |  | 2.2096e-06 |  | 0.00010392 |  | 7.1037e-05 |  | 0.0006181 |  | 0.00025972 |  | 5.6834e-06 |  | 0.00029931 |  | 0.10037
| 3.332e-05 |  | 0.0018153 |  | 0.0001604 |  | 0.00049887 |  | 8.4266e-07 |  | 0.0025849 |  | 0.10133 |  | 0.0026638 |  | 0.0021954 |  | 4.5576e-05 |  | 0.00019192 |  | 2.7706e-06 |  | 2.3199e-06 |  | 0.00010392 |  | 0.00035967 |  | 0.00054915 |  | -0.00011113 |  | 5.6834e-06 |  | 0.00029769 |  | 0.10113
| 4.7527e-05 |  | 0.0018124 |  | 2.6443e-05 |  | 0.00039783 |  | 8.4274e-07 |  | 0.0025247 |  | 0.10236 |  | 0.0024152 |  | 0.0022502 |  | -0.00025985 |  | 3.8152e-05 |  | 2.6861e-06 |  | 2.3939e-06 |  | 0.00010053 |  | 0.00038315 |  | 0.0005987 |  | 0.00016633 |  | 7.308e-06 |  | 0.00029367 |  | 0.10181
| 4.7527e-05 |  | 0.0017869 |  | 2.6443e-05 |  | 0.00040537 |  | 8.4274e-07 |  | 0.002403 |  | 0.10332 |  | 0.0027899 |  | 0.0022072 |  | -0.00040191 |  | -0.00030873 |  | 2.4508e-06 |  | 2.2836e-06 |  | 0.00010053 |  | 0.00016084 |  | 0.00077875 |  | 0.00016037 |  | 7.308e-06 |  | 0.00028554 |  | 0.10247
| 4.7527e-05 |  | 0.0017157 |  | 3.134e-05 |  | 0.00041692 |  | 8.4281e-07 |  | 0.0023601 |  | 0.10417 |  | 0.0032648 |  | 0.0022197 |  | -9.6486e-05 |  | -4.0528e-05 |  | 2.3005e-06 |  | 2.0997e-06 |  | 3.5994e-05 |  | -3.3017e-05 |  | 0.00067581 |  | -5.0337e-05 |  | 5.6841e-06 |  | 0.00028233 |  | 0.10325
| 4.7527e-05 |  | 0.0017409 |  | 3.134e-05 |  | 0.00045348 |  | 8.4281e-07 |  | 0.0023066 |  | 0.10491 |  | 0.0039364 |  | 0.0022225 |  | 5.9782e-05 |  | -0.00036595 |  | 2.3112e-06 |  | 1.9888e-06 |  | 3.5994e-05 |  | -7.4331e-06 |  | 0.00060604 |  | 5.8084e-05 |  | 5.6845e-06 |  | 0.00027909 |  | 0.10414
| 5.362e-05 |  | 0.0018137 |  | 7.569e-05 |  | 0.00049204 |  | 3.876e-06 |  | 0.0022781 |  | 0.1057 |  | 0.0046486 |  | 0.0021973 |  | 8.8194e-05 |  | -0.00052687 |  | 2.4889e-06 |  | 2.0627e-06 |  | 8.8117e-05 |  | 0.00010255 |  | 0.00060932 |  | 0.0003166 |  | 5.6845e-06 |  | 0.00028235 |  | 0.10516
| 5.3615e-05 |  | 0.0017644 |  | 7.5683e-05 |  | 0.00040397 |  | 3.876e-06 |  | 0.0022774 |  | 0.10658 |  | 0.0049121 |  | 0.0021683 |  | 0.00042914 |  | -0.00018714 |  | 2.6751e-06 |  | 2.2102e-06 |  | 8.8109e-05 |  | 0.00020377 |  | 0.00056795 |  | 0.00035012 |  | 5.6845e-06 |  | 0.0002929 |  | 0.10629
| 7.2866e-05 |  | 0.0017448 |  | 5.5829e-05 |  | 0.00039111 |  | 8.4288e-07 |  | 0.0022219 |  | 0.10749 |  | 0.0051471 |  | 0.0022374 |  | 0.00018132 |  | -0.00025547 |  | 2.6872e-06 |  | 2.2833e-06 |  | 8.1338e-05 |  | 0.00023548 |  | 0.00064912 |  | -4.7914e-05 |  | 5.6848e-06 |  | 0.00029941 |  | 0.10736
| 7.2866e-05 |  | 0.0018073 |  | 5.5829e-05 |  | 0.00045386 |  | 8.4296e-07 |  | 0.0021488 |  | 0.10841 |  | 0.0056059 |  | 0.0022007 |  | -0.00011424 |  | -0.00020145 |  | 2.711e-06 |  | 2.3201e-06 |  | 8.1338e-05 |  | -0.00028094 |  | 0.00070754 |  | -1.4234e-05 |  | 5.6852e-06 |  | 0.00030671 |  | 0.10823
| 7.7949e-05 |  | 0.0017999 |  | 4.4075e-05 |  | 0.00043461 |  | 1.854e-06 |  | 0.0020881 |  | 0.10927 |  | 0.0065815 |  | 0.002212 |  | 6.3335e-05 |  | 0.00013827 |  | 2.7254e-06 |  | 2.2957e-06 |  | 4.4467e-05 |  | -0.00027934 |  | 0.00074735 |  | 6.0203e-05 |  | 7.3098e-06 |  | 0.00030754 |  | 0.10891
| 7.7949e-05 |  | 0.0017702 |  | 4.4075e-05 |  | 0.00041691 |  | 1.8539e-06 |  | 0.0020379 |  | 0.11 |  | 0.0073718 |  | 0.0023018 |  | 7.7541e-05 |  | 0.00016687 |  | 2.6532e-06 |  | 2.2709e-06 |  | 4.4467e-05 |  | 0.00019394 |  | 0.00066056 |  | -0.00034044 |  | 7.3103e-06 |  | 0.00030837 |  | 0.1095
| 5.565e-05 |  | 0.0017246 |  | 6.6652e-05 |  | 0.00048208 |  | 8.431e-07 |  | 0.002012 |  | 0.11065 |  | 0.0082771 |  | 0.0022679 |  | -7.6948e-06 |  | -0.00011205 |  | 2.5514e-06 |  | 2.2713e-06 |  | 8.5857e-05 |  | 6.2182e-05 |  | 0.00072223 |  | -0.00014693 |  | 2.4371e-06 |  | 0.00030756 |  | 0.11012
| 5.5655e-05 |  | 0.0016993 |  | 6.6658e-05 |  | 0.00046787 |  | 8.4303e-07 |  | 0.0019385 |  | 0.11112 |  | 0.00893 |  | 0.0022201 |  | -4.1437e-06 |  | -0.0001192 |  | 2.5203e-06 |  | 2.1854e-06 |  | 8.5865e-05 |  | 4.4948e-05 |  | 0.00062652 |  | 2.5068e-05 |  | 2.4373e-06 |  | 0.00030352 |  | 0.11074
| 5.6485e-05 |  | 0.0017099 |  | 0.00011636 |  | 0.00027789 |  | 8.431e-07 |  | 0.0018585 |  | 0.1115 |  | 0.0092899 |  | 0.0021865 |  | -8.938e-05 |  | 3.8145e-05 |  | 2.6086e-06 |  | 2.0998e-06 |  | 7.9644e-05 |  | 0.00051414 |  | 0.00054702 |  | -0.00023659 |  | 2.4374e-06 |  | 0.00029867 |  | 0.11139
| 5.649e-05 |  | 0.0016714 |  | 0.00011637 |  | 0.00018159 |  | 8.4318e-07 |  | 0.0017928 |  | 0.11185 |  | 0.010266 |  | 0.0021641 |  | -0.00034508 |  | -2.2647e-05 |  | 2.6996e-06 |  | 1.8421e-06 |  | 7.9651e-05 |  | 0.00036819 |  | 0.00060221 |  | -0.00032889 |  | 2.4374e-06 |  | 0.00029542 |  | 0.11199
| 9.2079e-05 |  | 0.0016451 |  | 3.6243e-05 |  | 0.0002305 |  | 0 |  | 0.0017455 |  | 0.1123 |  | 0.011575 |  | 0.002185 |  | -0.0001462 |  | -1.5496e-05 |  | 2.701e-06 |  | 1.6579e-06 |  | 0.000148 |  | -1.5287e-05 |  | 0.00056731 |  | -0.0002618 |  | 4.0623e-06 |  | 0.00029218 |  | 0.11243
| 9.2071e-05 |  | 0.00168 |  | 3.624e-05 |  | 0.00026172 |  | 0 |  | 0.0017459 |  | 0.11288 |  | 0.012414 |  | 0.002321 |  | -2.1901e-05 |  | -6.9141e-05 |  | 2.5976e-06 |  | 1.7256e-06 |  | 0.00014799 |  | -0.00021943 |  | 0.00059092 |  | -2.1439e-05 |  | 4.0628e-06 |  | 0.00029465 |  | 0.11273
| 4.1449e-05 |  | 0.0016392 |  | 4.3104e-05 |  | 0.00024405 |  | 1.8545e-06 |  | 0.0017 |  | 0.11342 |  | 0.012614 |  | 0.0023485 |  | -0.00019237 |  | -0.00031946 |  | 2.4927e-06 |  | 1.9772e-06 |  | 0.00011751 |  | 3.6307e-05 |  | 0.00063962 |  | 0.00014641 |  | 4.0626e-06 |  | 0.00029789 |  | 0.11301
| 4.1446e-05 |  | 0.0016077 |  | 4.31e-05 |  | 0.0003781 |  | 1.8545e-06 |  | 0.0016683 |  | 0.11383 |  | 0.013319 |  | 0.0021432 |  | -0.00012134 |  | -0.00017999 |  | 2.4422e-06 |  | 2.3461e-06 |  | 0.0001175 |  | 0.0001094 |  | 0.00069806 |  | 0.0002019 |  | 4.0631e-06 |  | 0.00029546 |  | 0.11338
| 1.0996e-05 |  | 0.0016434 |  | 9.4903e-05 |  | 0.00044548 |  | 8.4332e-07 |  | 0.001673 |  | 0.11407 |  | 0.014766 |  | 0.0021737 |  | 0.0002125 |  | 7.748e-05 |  | 2.4815e-06 |  | 2.463e-06 |  | 2.0118e-05 |  | -0.00046583 |  | 0.00060557 |  | 0.00029494 |  | 5.6869e-06 |  | 0.00028655 |  | 0.11382
| 1.0997e-05 |  | 0.0015695 |  | 9.4912e-05 |  | 0.00034328 |  | 8.4332e-07 |  | 0.0016269 |  | 0.1141 |  | 0.016546 |  | 0.0023711 |  | 0.00025186 |  | -0.00012836 |  | 2.5023e-06 |  | 2.2845e-06 |  | 2.012e-05 |  | -0.0001503 |  | 0.00064782 |  | -1.2335e-05 |  | 5.6876e-06 |  | 0.00027926 |  | 0.11417
| 2.4191e-05 |  | 0.0015802 |  | 7.7391e-05 |  | 0.00029391 |  | 2.8669e-06 |  | 0.0015992 |  | 0.11404 |  | 0.016858 |  | 0.0023404 |  | -0.00013199 |  | -0.00039456 |  | 2.4837e-06 |  | 1.9902e-06 |  | 0.00010564 |  | 0.00034469 |  | 0.00075173 |  | -0.00011932 |  | 4.0633e-06 |  | 0.00028169 |  | 0.11433
| 2.4193e-05 |  | 0.0016848 |  | 7.7398e-05 |  | 0.00034988 |  | 2.8669e-06 |  | 0.0016068 |  | 0.11407 |  | 0.017853 |  | 0.0022253 |  | -0.00019947 |  | 7.0319e-05 |  | 2.4581e-06 |  | 1.7076e-06 |  | 0.00010565 |  | -3.51e-05 |  | 0.00071524 |  | 0.00013381 |  | 4.0633e-06 |  | 0.00028739 |  | 0.11427
| 0 |  | 0.0017065 |  | 8.4178e-05 |  | 0.00047444 |  | 1.8548e-06 |  | 0.0016116 |  | 0.11424 |  | 0.018876 |  | 0.0022943 |  | -0.00011779 |  | 0.00035283 |  | 2.4676e-06 |  | 1.7195e-06 |  | 5.1888e-05 |  | -0.00021888 |  | 0.00069413 |  | 0.00025954 |  | 2.4382e-06 |  | 0.00028821 |  | 0.11407
| 0 |  | 0.001733 |  | 8.4178e-05 |  | 0.00044878 |  | 1.8552e-06 |  | 0.0015915 |  | 0.11453 |  | 0.020056 |  | 0.0024801 |  | -0.00027405 |  | 7.748e-05 |  | 2.503e-06 |  | 2.0517e-06 |  | 5.1888e-05 |  | -4.0755e-05 |  | 0.00065683 |  | -9.1636e-05 |  | 2.4383e-06 |  | 0.00029147 |  | 0.11386
| 3.7389e-05 |  | 0.0018021 |  | 0.00010847 |  | 0.00052834 |  | 8.4347e-07 |  | 0.0015891 |  | 0.11475 |  | 0.021013 |  | 0.0024959 |  | -0.00032732 |  | -6.1984e-05 |  | 2.527e-06 |  | 2.3833e-06 |  | 5.706e-05 |  | 0.00015628 |  | 0.00057567 |  | -0.00014713 |  | 5.6883e-06 |  | 0.00029717 |  | 0.11385
| 3.7389e-05 |  | 0.0017701 |  | 0.00010847 |  | 0.0005998 |  | 8.4354e-07 |  | 0.0015464 |  | 0.11486 |  | 0.021993 |  | 0.0024428 |  | -0.00041256 |  | -1.1919e-05 |  | 2.5427e-06 |  | 2.6782e-06 |  | 5.706e-05 |  | 0.0002789 |  | 0.00049448 |  | 0.00014877 |  | 5.6883e-06 |  | 0.00029961 |  | 0.11412
| 8.814e-05 |  | 0.0017029 |  | 7.8535e-05 |  | 0.00041448 |  | 8.4354e-07 |  | 0.0014867 |  | 0.11479 |  | 0.023622 |  | 0.0024125 |  | -0.0001533 |  | 0.00015258 |  | 2.5333e-06 |  | 2.6662e-06 |  | 2.8594e-05 |  | 3.296e-05 |  | 0.00047421 |  | 0.00031223 |  | 7.3143e-06 |  | 0.00029638 |  | 0.11451
| 8.8132e-05 |  | 0.0017148 |  | 7.8528e-05 |  | 0.00038329 |  | 8.4362e-07 |  | 0.001435 |  | 0.11462 |  | 0.025299 |  | 0.002414 |  | 0.00026222 |  | 1.6688e-05 |  | 2.6075e-06 |  | 2.433e-06 |  | 2.8591e-05 |  | -7.6274e-05 |  | 0.00054404 |  | 0.00035838 |  | 7.3148e-06 |  | 0.00028988 |  | 0.11482
| 1.0998e-05 |  | 0.0015997 |  | 4.7026e-05 |  | 0.00033922 |  | 8.4362e-07 |  | 0.0013602 |  | 0.11456 |  | 0.026493 |  | 0.0024351 |  | -3.6105e-05 |  | 0.00014543 |  | 2.6795e-06 |  | 2.2115e-06 |  | 6.0455e-05 |  | -7.2305e-06 |  | 0.00068537 |  | 8.7021e-05 |  | 7.3152e-06 |  | 0.00028828 |  | 0.11482
| 1.0998e-05 |  | 0.0015609 |  | 4.7026e-05 |  | 0.0002612 |  | 8.4369e-07 |  | 0.0013162 |  | 0.1147 |  | 0.02718 |  | 0.0024532 |  | -0.00023499 |  | 0.0001204 |  | 2.7127e-06 |  | 1.9662e-06 |  | 6.0455e-05 |  | -0.00016098 |  | 0.00076987 |  | -0.00030401 |  | 7.3148e-06 |  | 0.00029073 |  | 0.11463
| 0 |  | 0.0016585 |  | 8.4185e-05 |  | 0.00031275 |  | 1.8555e-06 |  | 0.0012996 |  | 0.11485 |  | 0.028756 |  | 0.0025222 |  | 4.0223e-05 |  | -1.2455e-06 |  | 2.6824e-06 |  | 1.9416e-06 |  | 0.00013051 |  | -0.00012813 |  | 0.00075688 |  | -0.0003451 |  | 5.6897e-06 |  | 0.0002956 |  | 0.11435
| 0 |  | 0.0016273 |  | 8.4185e-05 |  | 0.00041038 |  | 1.8556e-06 |  | 0.0013433 |  | 0.1149 |  | 0.028378 |  | 0.0026487 |  | 7.0437e-05 |  | -0.0001049 |  | 2.7325e-06 |  | 1.8314e-06 |  | 0.00013051 |  | 0.00013238 |  | 0.00066678 |  | 0.00012495 |  | 5.6897e-06 |  | 0.00029887 |  | 0.1142
| 2.8767e-06 |  | 0.0016019 |  | 9.8884e-05 |  | 0.00034826 |  | 8.4376e-07 |  | 0.0013279 |  | 0.11479 |  | 0.030185 |  | 0.0026812 |  | 0.00014146 |  | -0.00014066 |  | 2.8146e-06 |  | 1.7209e-06 |  | 8.1367e-05 |  | 1.716e-05 |  | 0.00061723 |  | 6.7186e-05 |  | 2.4389e-06 |  | 0.00029806 |  | 0.11423
| 2.8764e-06 |  | 0.0016469 |  | 0.00010378 |  | 0.00022222 |  | 8.4376e-07 |  | 0.0012562 |  | 0.11463 |  | 0.031899 |  | 0.0026775 |  | -1.4807e-05 |  | 0.00015258 |  | 2.8051e-06 |  | 1.8187e-06 |  | 8.136e-05 |  | -0.00012337 |  | 0.00064245 |  | -0.00033172 |  | 2.4391e-06 |  | 0.00030133 |  | 0.11432
| 7.2891e-05 |  | 0.0017116 |  | 7.1586e-05 |  | 0.00033712 |  | 1.8558e-06 |  | 0.0012692 |  | 0.11443 |  | 0.033346 |  | 0.0027354 |  | -0.00032023 |  | 0.00022052 |  | 2.7091e-06 |  | 2.0278e-06 |  | 7.5152e-05 |  | -0.00042267 |  | 0.00066767 |  | -6.266e-05 |  | 5.6904e-06 |  | 0.00030622 |  | 0.11441
| 7.2885e-05 |  | 0.0017047 |  | 6.667e-05 |  | 0.00045504 |  | 1.856e-06 |  | 0.0012663 |  | 0.11421 |  | 0.034945 |  | 0.0027193 |  | -0.00011424 |  | 0.00038144 |  | 2.5088e-06 |  | 2.36e-06 |  | 7.5145e-05 |  | -9.5331e-05 |  | 0.00050928 |  | 0.00017844 |  | 5.6904e-06 |  | 0.00031109 |  | 0.11431
| 3.3334e-05 |  | 0.0016998 |  | 0.00010679 |  | 0.00052733 |  | 8.4384e-07 |  | 0.0012607 |  | 0.114 |  | 0.035598 |  | 0.0027552 |  | 2.0717e-05 |  | 0.0004029 |  | 2.3928e-06 |  | 2.4702e-06 |  | 3.7069e-05 |  | 0.00035703 |  | 0.00060273 |  | -1.7622e-05 |  | 4.0656e-06 |  | 0.00031274 |  | 0.11401
| 3.3334e-05 |  | 0.00165 |  | 0.00010679 |  | 0.00045562 |  | 8.4398e-07 |  | 0.0012345 |  | 0.11392 |  | 0.036599 |  | 0.0028738 |  | -9.6482e-05 |  | 0.00011324 |  | 2.2942e-06 |  | 2.3968e-06 |  | 3.7069e-05 |  | 7.4236e-05 |  | 0.00076681 |  | -0.00030732 |  | 4.0656e-06 |  | 0.00031274 |  | 0.11377
| 0.00010624 |  | 0.0015843 |  | 4.8995e-05 |  | 0.00034894 |  | 2.8687e-06 |  | 0.0011635 |  | 0.11387 |  | 0.038618 |  | 0.0028741 |  | -0.00030247 |  | 2.384e-05 |  | 2.3082e-06 |  | 2.2123e-06 |  | 9.5502e-05 |  | 9.1663e-05 |  | 0.00071812 |  | -0.00034137 |  | 5.6911e-06 |  | 0.00031113 |  | 0.1136
| 0.00010623 |  | 0.0016226 |  | 4.899e-05 |  | 0.00036723 |  | 2.8692e-06 |  | 0.0011166 |  | 0.11381 |  | 0.042305 |  | 0.0027857 |  | -0.00032364 |  | 0.00022681 |  | 2.4715e-06 |  | 2.0283e-06 |  | 9.5493e-05 |  | 0.00025966 |  | 0.0007799 |  | -0.00014517 |  | 5.6911e-06 |  | 0.00029896 |  | 0.1136
| 1.709e-05 |  | 0.0016245 |  | 4.997e-05 |  | 0.00037497 |  | 2.8689e-06 |  | 0.0010971 |  | 0.11361 |  | 0.042261 |  | 0.0026699 |  | -0.00011779 |  | 0.00023125 |  | 2.6201e-06 |  | 2.0282e-06 |  | 9.0973e-05 |  | 9.2957e-05 |  | 0.00067835 |  | 0.00017831 |  | 5.6915e-06 |  | 0.00028515 |  | 0.11352
| 1.7092e-05 |  | 0.0016504 |  | 4.9975e-05 |  | 0.00050247 |  | 2.8692e-06 |  | 0.0011038 |  | 0.11335 |  | 0.043693 |  | 0.002691 |  | 3.4923e-05 |  | 0.0003278 |  | 2.7051e-06 |  | 2.1394e-06 |  | 9.0981e-05 |  | 0.00020414 |  | 0.00061661 |  | -3.507e-05 |  | 5.6915e-06 |  | 0.00027947 |  | 0.11329
| 0 |  | 0.0016571 |  | 3.8216e-05 |  | 0.00055866 |  | 1.8565e-06 |  | 0.0011201 |  | 0.11305 |  | 0.045432 |  | 0.0026396 |  | -7.6948e-06 |  | 0.00017046 |  | 2.6441e-06 |  | 2.2627e-06 |  | 7.9679e-05 |  | 0.00048911 |  | 0.0006955 |  | -0.0003188 |  | 7.3184e-06 |  | 0.00028763 |  | 0.11287
| 0 |  | 0.0016145 |  | 3.8216e-05 |  | 0.00040143 |  | 1.8565e-06 |  | 0.0010616 |  | 0.11277 |  | 0.047398 |  | 0.0026492 |  | -0.00030957 |  | -0.0001335 |  | 2.5404e-06 |  | 2.3486e-06 |  | 7.9679e-05 |  | -4.7355e-05 |  | 0.00075481 |  | 2.5038e-05 |  | 7.3188e-06 |  | 0.000299 |  | 0.11233
| 2.7245e-05 |  | 0.0014352 |  | 8.1374e-05 |  | 0.00038345 |  | 8.4413e-07 |  | 0.0010546 |  | 0.11251 |  | 0.048694 |  | 0.0027441 |  | -0.0002492 |  | -0.00016211 |  | 2.5027e-06 |  | 2.324e-06 |  | 6.7812e-05 |  | -0.00051783 |  | 0.00077756 |  | 0.00015695 |  | 5.6922e-06 |  | 0.00030631 |  | 0.11184
| 2.7245e-05 |  | 0.0012596 |  | 8.1374e-05 |  | 0.00044535 |  | 8.442e-07 |  | 0.0010712 |  | 0.11227 |  | 0.050731 |  | 0.0025932 |  | -0.00019592 |  | -0.0003588 |  | 2.4558e-06 |  | 2.3242e-06 |  | 6.7812e-05 |  | -0.0002981 |  | 0.00070854 |  | -6.5696e-05 |  | 5.6925e-06 |  | 0.00030308 |  | 0.11158
| 1.5061e-05 |  | 0.0014293 |  | 3.6256e-05 |  | 0.00047531 |  | 8.442e-07 |  | 0.0010449 |  | 0.112 |  | 0.052875 |  | 0.0025384 |  | -0.00055107 |  | -0.00027297 |  | 2.4484e-06 |  | 2.3488e-06 |  | 4.6605e-05 |  | -0.00046879 |  | 0.00071102 |  | -0.00039601 |  | 5.6925e-06 |  | 0.00029254 |  | 0.11144
| 2.4216e-05 |  | 0.0016264 |  | 3.6259e-05 |  | 0.00045245 |  | 8.4428e-07 |  | 0.0010453 |  | 0.11163 |  | 0.056884 |  | 0.0025641 |  | -0.00047587 |  | -0.00014705 |  | 2.524e-06 |  | 2.3736e-06 |  | 4.6609e-05 |  | -2.9329e-06 |  | 0.00062814 |  | -0.00029718 |  | 5.6925e-06 |  | 0.0002836 |  | 0.11122
| 7.0755e-05 |  | 0.0016878 |  | 7.3469e-05 |  | 0.00025551 |  | 1.8568e-06 |  | 0.0010358 |  | 0.11118 |  | 0.055806 |  | 0.0025641 |  | 0.00026932 |  | -0.00020861 |  | 2.6068e-06 |  | 2.361e-06 |  | 0 |  | 0.00049775 |  | 0.0005843 |  | -5.8548e-05 |  | 4.0673e-06 |  | 0.00028605 |  | 0.11084
| 6.1596e-05 |  | 0.0017206 |  | 7.3463e-05 |  | 0.00018463 |  | 1.8568e-06 |  | 0.0010416 |  | 0.11066 |  | 0.057828 |  | 0.0026537 |  | 0.00021251 |  | -8.7017e-05 |  | 2.5503e-06 |  | 2.2991e-06 |  | 0 |  | -1.2776e-05 |  | 0.00061436 |  | -4.1151e-05 |  | 4.0671e-06 |  | 0.00029906 |  | 0.11033
| 5.4665e-05 |  | 0.0016826 |  | 0.00010173 |  | 0.00033963 |  | 1.8569e-06 |  | 0.00098358 |  | 0.11018 |  | 0.059705 |  | 0.0027551 |  | -0.00031667 |  | -3.6953e-05 |  | 2.4205e-06 |  | 2.2381e-06 |  | 8.3642e-05 |  | -0.00027086 |  | 0.00053963 |  | -7.6785e-05 |  | 7.3206e-06 |  | 0.00031126 |  | 0.10976
| 5.4669e-05 |  | 0.0016223 |  | 0.00010174 |  | 0.00036875 |  | 1.8571e-06 |  | 0.00092147 |  | 0.10982 |  | 0.06133 |  | 0.0027746 |  | -0.00017106 |  | -6.1984e-05 |  | 2.3615e-06 |  | 2.0538e-06 |  | 8.365e-05 |  | -0.00046889 |  | 0.00065995 |  | -0.00021222 |  | 7.3206e-06 |  | 0.00031616 |  | 0.109
| 2.1155e-05 |  | 0.0016158 |  | 8.8163e-05 |  | 0.00034921 |  | 8.4442e-07 |  | 0.00094606 |  | 0.1095 |  | 0.06295 |  | 0.0027218 |  | 0.00012016 |  | 9.5365e-05 |  | 2.4308e-06 |  | 1.9307e-06 |  | 5.821e-05 |  | -0.0003237 |  | 0.0007778 |  | -9.0839e-05 |  | 5.6936e-06 |  | 0.00030966 |  | 0.10815
| 2.1155e-05 |  | 0.0016629 |  | 8.8163e-05 |  | 0.0003444 |  | 8.4442e-07 |  | 0.00095965 |  | 0.10912 |  | 0.06498 |  | 0.0027506 |  | 0.00041137 |  | 0.00037786 |  | 2.5379e-06 |  | 1.8448e-06 |  | 5.821e-05 |  | -0.00017889 |  | 0.00080223 |  | 0.00022656 |  | 5.6939e-06 |  | 0.00030805 |  | 0.10736
| 4.553e-05 |  | 0.0016073 |  | 5.9911e-05 |  | 0.00030699 |  | 2.8707e-06 |  | 0.00091092 |  | 0.10852 |  | 0.068127 |  | 0.0028294 |  | 0.00046819 |  | 0.00027058 |  | 2.5833e-06 |  | 1.8822e-06 |  | 9.0997e-05 |  | -4.8663e-05 |  | 0.00070632 |  | -0.00015965 |  | 2.4409e-06 |  | 0.0003113 |  | 0.10679
| 4.553e-05 |  | 0.0013985 |  | 5.9911e-05 |  | 0.00035741 |  | 2.8707e-06 |  | 0.00087823 |  | 0.10776 |  | 0.073694 |  | 0.0026887 |  | 9.5913e-05 |  | 9.2216e-05 |  | 2.6203e-06 |  | 2.2145e-06 |  | 9.0997e-05 |  | -0.00017946 |  | 0.00069499 |  | -0.00029189 |  | 2.4409e-06 |  | 0.00030888 |  | 0.10647
| 9.0997e-05 |  | 0.0014405 |  | 6.2737e-05 |  | 0.00038214 |  | 3.8834e-06 |  | 0.0008929 |  | 0.107 |  | 0.072965 |  | 0.0025615 |  | -0.00028471 |  | 0.00018834 |  | 2.5988e-06 |  | 2.565e-06 |  | 0.00012378 |  | -0.00026041 |  | 0.00078038 |  | -0.00047085 |  | 7.3215e-06 |  | 0.00029996 |  | 0.10626
| 9.0997e-05 |  | 0.0015529 |  | 6.2737e-05 |  | 0.00041731 |  | 3.8841e-06 |  | 0.0008756 |  | 0.10635 |  | 0.07462 |  | 0.0025293 |  | -0.00010714 |  | 0.00010609 |  | 2.5911e-06 |  | 2.8055e-06 |  | 0.00012378 |  | 7.2785e-05 |  | 0.00076169 |  | -0.00049427 |  | 7.3224e-06 |  | 0.00029102 |  | 0.10601
| 2.8774e-06 |  | 0.0015781 |  | 5.5864e-05 |  | 0.00041585 |  | 8.4457e-07 |  | 0.00087997 |  | 0.10576 |  | 0.075829 |  | 0.0025247 |  | -5.7415e-05 |  | 6.6752e-05 |  | 2.603e-06 |  | 2.6941e-06 |  | 2.6485e-05 |  | 0.00022737 |  | 0.00074868 |  | -9.9155e-05 |  | 4.0683e-06 |  | 0.0002959 |  | 0.10547
| 2.8774e-06 |  | 0.0015776 |  | 5.5864e-05 |  | 0.00033678 |  | 8.4464e-07 |  | 0.00085142 |  | 0.10522 |  | 0.078806 |  | 0.0025954 |  | -0.00014265 |  | 0.00012397 |  | 2.6794e-06 |  | 2.5282e-06 |  | 2.6485e-05 |  | -3.0893e-05 |  | 0.00076015 |  | -0.00016477 |  | 4.0688e-06 |  | 0.00031057 |  | 0.10481
| 3.4362e-05 |  | 0.0015714 |  | 8.2526e-05 |  | 0.00031138 |  | 0 |  | 0.0008174 |  | 0.10478 |  | 0.081762 |  | 0.0027126 |  | 8.4643e-05 |  | 0.0001633 |  | 2.7346e-06 |  | 2.4732e-06 |  | 8.2526e-05 |  | -2.8736e-05 |  | 0.0007691 |  | 0.00011092 |  | 2.4412e-06 |  | 0.00032276 |  | 0.10408
| 3.4359e-05 |  | 0.0016638 |  | 8.2519e-05 |  | 0.00030144 |  | 0 |  | 0.00084794 |  | 0.10441 |  | 0.084126 |  | 0.0026977 |  | 4.2025e-05 |  | 0.00013827 |  | 2.7564e-06 |  | 2.3622e-06 |  | 8.2519e-05 |  | 0.00031149 |  | 0.00068292 |  | 0.00029078 |  | 2.4415e-06 |  | 0.00032926 |  | 0.10333
| 4.9086e-06 |  | 0.0015595 |  | 9.3266e-05 |  | 0.00037502 |  | 2.8714e-06 |  | 0.0008164 |  | 0.10398 |  | 0.089815 |  | 0.0026465 |  | -0.00016399 |  | 0.00011091 |  | 2.7214e-06 |  | 2.2517e-06 |  | 6.1612e-05 |  | 0.00048109 |  | 0.00066182 |  | 0.00038072 |  | 5.6957e-06 |  | 0.00032522 |  | 0.10256
| 4.9086e-06 |  | 0.0014524 |  | 9.3266e-05 |  | 0.00040855 |  | 2.8717e-06 |  | 0.00077877 |  | 0.10327 |  | 0.088514 |  | 0.0027222 |  | -0.00025629 |  | -0.00013708 |  | 2.665e-06 |  | 2.1047e-06 |  | 6.1612e-05 |  | 0.00029662 |  | 0.00069195 |  | 5.2161e-05 |  | 5.6957e-06 |  | 0.00031874 |  | 0.10181
| 1.7096e-05 |  | 0.0014858 |  | 6.3873e-05 |  | 0.00042846 |  | 2.8717e-06 |  | 0.00076545 |  | 0.10233 |  | 0.091514 |  | 0.0028556 |  | -0.00045517 |  | -0.00039097 |  | 2.6435e-06 |  | 2.0674e-06 |  | 2.1189e-06 |  | -0.00016369 |  | 0.00067569 |  | 9.6782e-05 |  | 5.696e-06 |  | 0.00030979 |  | 0.10119
| 1.7098e-05 |  | 0.0014508 |  | 6.3879e-05 |  | 0.00042969 |  | 2.8719e-06 |  | 0.00077362 |  | 0.10151 |  | 0.093526 |  | 0.0029068 |  | -0.00031667 |  | -0.00029086 |  | 2.6504e-06 |  | 1.9936e-06 |  | 2.1191e-06 |  | -0.00012655 |  | 0.00059197 |  | 0.00087288 |  | 5.6964e-06 |  | 0.00030249 |  | 0.10068
| 7.0091e-05 |  | 0.0014568 |  | 8.5353e-05 |  | 0.00033387 |  | 2.8719e-06 |  | 0.00071291 |  | 0.10092 |  | 0.096112 |  | 0.0027923 |  | 8.8194e-05 |  | -0.00017285 |  | 2.6868e-06 |  | 1.957e-06 |  | 6.3308e-05 |  | 7.1519e-05 |  | 0.00059685 |  | 0.00052297 |  | 4.0696e-06 |  | 0.00030412 |  | 0.10012
| 7.0097e-05 |  | 0.0014922 |  | 8.536e-05 |  | 0.00028654 |  | 2.8719e-06 |  | 0.00066656 |  | 0.10053 |  | 0.099682 |  | 0.0026999 |  | -2.9005e-05 |  | -0.0002837 |  | 2.6316e-06 |  | 2.0676e-06 |  | 6.3314e-05 |  | -8.4328e-05 |  | 0.0006408 |  | -0.000161 |  | 4.0696e-06 |  | 0.00030739 |  | 0.099489
| 7.4054e-05 |  | 0.001493 |  | 4.8032e-05 |  | 0.00017913 |  | 2.8722e-06 |  | 0.0007126 |  | 0.10009 |  | 0.10277 |  | 0.0027304 |  | -0.00029892 |  | -0.00024794 |  | 2.5449e-06 |  | 2.215e-06 |  | 7.0097e-05 |  | -2.9526e-05 |  | 0.00065463 |  | 0.00016616 |  | 2.4419e-06 |  | 0.00030739 |  | 0.098797
| 7.4054e-05 |  | 0.0015318 |  | 4.8032e-05 |  | 0.00016054 |  | 2.8724e-06 |  | 0.00073725 |  | 0.099515 |  | 0.1103 |  | 0.0026405 |  | -0.00031251 |  | -2.3678e-05 |  | 2.5134e-06 |  | 2.3997e-06 |  | 7.0097e-05 |  | 0.00052603 |  | 0.00068155 |  | 0.00032611 |  | 2.4421e-06 |  | 0.00029767 |  | 0.098121
| 7.8011e-05 |  | 0.0015157 |  | 8.2534e-05 |  | 0.00032722 |  | 8.4494e-07 |  | 0.00072963 |  | 0.098722 |  | 0.10914 |  | 0.0027722 |  | -0.00012134 |  | 0.00022053 |  | 2.5684e-06 |  | 2.4368e-06 |  | 0.00013115 |  | 0.00043248 |  | 0.00066849 |  | 8.1864e-05 |  | 7.3251e-06 |  | 0.00029358 |  | 0.097398
| 7.8011e-05 |  | 0.0014936 |  | 8.2534e-05 |  | 0.00035701 |  | 8.4508e-07 |  | 0.00071375 |  | 0.097869 |  | 0.11229 |  | 0.0029452 |  | -0.00018172 |  | 0.00034569 |  | 2.6558e-06 |  | 2.3266e-06 |  | 0.00013115 |  | 0.00022939 |  | 0.00069785 |  | 0.00047803 |  | 7.3256e-06 |  | 0.00030175 |  | 0.096631
| 5.57e-05 |  | 0.0015121 |  | 8.9325e-05 |  | 0.00021386 |  | 2.8724e-06 |  | 0.00067247 |  | 0.096976 |  | 0.11463 |  | 0.0028686 |  | -0.00028826 |  | 0.00012754 |  | 2.6792e-06 |  | 2.1785e-06 |  | 8.4802e-05 |  | 0.00038384 |  | 0.00076694 |  | 0.00056673 |  | 2.4422e-06 |  | 0.00031149 |  | 0.095861
| 5.5695e-05 |  | 0.0014735 |  | 8.9317e-05 |  | 0.00030589 |  | 2.8727e-06 |  | 0.00064104 |  | 0.096177 |  | 0.11736 |  | 0.0027191 |  | -0.00034154 |  | -0.00026224 |  | 2.7435e-06 |  | 1.8646e-06 |  | 8.4795e-05 |  | 0.00020768 |  | 0.00085 |  | 8.9696e-06 |  | 2.4424e-06 |  | 0.00031723 |  | 0.095214
| 1.5068e-05 |  | 0.0014137 |  | 5.9927e-05 |  | 0.00046906 |  | 1.8587e-06 |  | 0.00067282 |  | 0.095526 |  | 0.11953 |  | 0.0027595 |  | -0.00050135 |  | -7.2716e-05 |  | 2.7842e-06 |  | 1.6985e-06 |  | 0.0001306 |  | 4.6324e-05 |  | 0.00087278 |  | -0.00051184 |  | 5.6981e-06 |  | 0.00030747 |  | 0.094729
| 1.5068e-05 |  | 0.0014261 |  | 5.9927e-05 |  | 0.00053502 |  | 1.8587e-06 |  | 0.00068847 |  | 0.094966 |  | 0.1279 |  | 0.0029121 |  | -0.00026795 |  | 4.7345e-05 |  | 2.7747e-06 |  | 1.7724e-06 |  | 0.0001306 |  | 2.1238e-05 |  | 0.00078661 |  | -0.00034473 |  | 5.6981e-06 |  | 0.00030098 |  | 0.094267
| 1.3036e-05 |  | 0.0013751 |  | 1.9606e-05 |  | 0.00042245 |  | 2.8729e-06 |  | 0.00064997 |  | 0.094414 |  | 0.12602 |  | 0.0028511 |  | 8.1092e-05 |  | -0.0002694 |  | 2.7248e-06 |  | 2.0247e-06 |  | 0.00012494 |  | 0.00026471 |  | 0.00070201 |  | -0.00024643 |  | 7.3265e-06 |  | 0.00030423 |  | 0.093613
| 1.3036e-05 |  | 0.001357 |  | 1.9606e-05 |  | 0.00020773 |  | 2.8732e-06 |  | 0.00068067 |  | 0.093772 |  | 0.12866 |  | 0.0029749 |  | -0.0002776 |  | -0.00023722 |  | 2.5882e-06 |  | 2.2404e-06 |  | 0.00012494 |  | 0.00013953 |  | 0.00070607 |  | -0.00026973 |  | 7.3269e-06 |  | 0.00031318 |  | 0.092722
| 4.2498e-05 |  | 0.001319 |  | 0.00013739 |  | 0.00013208 |  | 8.4523e-07 |  | 0.00070333 |  | 0.093043 |  | 0.13221 |  | 0.0029288 |  | -0.00046228 |  | -2.9806e-05 |  | 2.5093e-06 |  | 2.253e-06 |  | 0.00010403 |  | -0.00039069 |  | 0.00070047 |  | 5.3989e-05 |  | 2.4428e-06 |  | 0.00031566 |  | 0.09176
| 4.2494e-05 |  | 0.0013601 |  | 0.00013738 |  | 0.00034201 |  | 8.453e-07 |  | 0.00068635 |  | 0.092267 |  | 0.1354 |  | 0.0028098 |  | -0.00035929 |  | 2.384e-05 |  | 2.397e-06 |  | 2.1426e-06 |  | 0.00010402 |  | -0.00014343 |  | 0.00062481 |  | 0.00021691 |  | 2.4428e-06 |  | 0.00030752 |  | 0.090956
| 4.1482e-05 |  | 0.0014964 |  | 6.7848e-05 |  | 0.00035513 |  | 1.859e-06 |  | 0.00068504 |  | 0.091471 |  | 0.13754 |  | 0.0029028 |  | -0.00018527 |  | -0.00017284 |  | 2.3612e-06 |  | 2.032e-06 |  | 6.1629e-05 |  | -0.00025575 |  | 0.00064759 |  | 0.00016392 |  | 5.6988e-06 |  | 0.0003002 |  | 0.09024
| 4.1482e-05 |  | 0.0015182 |  | 6.7848e-05 |  | 0.00023766 |  | 1.8592e-06 |  | 0.00067528 |  | 0.090708 |  | 0.14752 |  | 0.0027982 |  | -0.00011572 |  | -0.00026295 |  | 2.4666e-06 |  | 1.9209e-06 |  | 6.1629e-05 |  | -0.00021328 |  | 0.00074933 |  | -0.00014978 |  | 5.6995e-06 |  | 0.0002994 |  | 0.089504
| 4.1482e-05 |  | 0.0015443 |  | 0.00013061 |  | 0.00044485 |  | 1.8592e-06 |  | 0.00067938 |  | 0.089889 |  | 0.145 |  | 0.0026653 |  | -0.00030957 |  | -0.00031946 |  | 2.6143e-06 |  | 1.9082e-06 |  | 7.5198e-05 |  | 0.0002319 |  | 0.00083074 |  | 0.00026163 |  | 5.6992e-06 |  | 0.00030431 |  | 0.088647
| 4.1482e-05 |  | 0.0015491 |  | 0.00013061 |  | 0.00047996 |  | 1.8592e-06 |  | 0.00068374 |  | 0.088939 |  | 0.14812 |  | 0.0027891 |  | -9.2931e-05 |  | -0.00032303 |  | 2.6689e-06 |  | 1.9082e-06 |  | 7.5198e-05 |  | 0.00014037 |  | 0.00087549 |  | 0.00059347 |  | 5.6999e-06 |  | 0.00030512 |  | 0.087666
| 0 |  | 0.0015085 |  | 4.4122e-05 |  | 0.00033115 |  | 2.8739e-06 |  | 0.00065943 |  | 0.087906 |  | 0.15118 |  | 0.0028776 |  | 0.00013791 |  | -0.00026225 |  | 2.568e-06 |  | 1.8717e-06 |  | 7.5205e-05 |  | -0.00010213 |  | 0.00084869 |  | 0.0002077 |  | 2.4431e-06 |  | 0.00030514 |  | 0.086648
| 0 |  | 0.0014707 |  | 5.9841e-05 |  | 0.0002352 |  | 2.8739e-06 |  | 0.00063899 |  | 0.08695 |  | 0.15334 |  | 0.0028066 |  | 0.00016278 |  | -0.00021933 |  | 2.4689e-06 |  | 1.983e-06 |  | 7.5198e-05 |  | 9.356e-05 |  | 0.00093581 |  | -0.0002216 |  | 2.4434e-06 |  | 0.00030272 |  | 0.085672
| 6.5592e-05 |  | 0.0014305 |  | 8.5275e-05 |  | 0.00022599 |  | 0 |  | 0.00068329 |  | 0.086112 |  | 0.15652 |  | 0.0028691 |  | 8.4643e-05 |  | -5.1256e-05 |  | 2.4832e-06 |  | 2.1185e-06 |  | 6.7854e-05 |  | 0.00033919 |  | 0.00095691 |  | -9.5751e-05 |  | 5.7002e-06 |  | 0.00030758 |  | 0.084848
| 6.5592e-05 |  | 0.0014685 |  | 6.955e-05 |  | 0.00034051 |  | 0 |  | 0.00067061 |  | 0.085308 |  | 0.16738 |  | 0.0029025 |  | 0.00012191 |  | 0.00037634 |  | 2.5965e-06 |  | 2.3645e-06 |  | 6.7854e-05 |  | 0.00049852 |  | 0.0008195 |  | 0.0001473 |  | 5.7002e-06 |  | 0.00031738 |  | 0.084137
| 8.5948e-05 |  | 0.0014739 |  | 9.2168e-05 |  | 0.00044521 |  | 2.8744e-06 |  | 0.00063201 |  | 0.084579 |  | 0.1627 |  | 0.0029172 |  | 9.5298e-05 |  | 0.00026343 |  | 2.6925e-06 |  | 2.488e-06 |  | 7.4074e-05 |  | 0.00035941 |  | 0.0008374 |  | -6.5031e-05 |  | 8.9586e-06 |  | 0.0003182 |  | 0.083519
| 8.5948e-05 |  | 0.0014594 |  | 9.2168e-05 |  | 0.00050229 |  | 2.8744e-06 |  | 0.00062434 |  | 0.083923 |  | 0.16613 |  | 0.002959 |  | -2.1901e-05 |  | -0.00011562 |  | 2.7458e-06 |  | 2.371e-06 |  | 7.4074e-05 |  | -0.00015586 |  | 0.00081141 |  | 4.4711e-05 |  | 8.9592e-06 |  | 0.00031333 |  | 0.082908
| 3.2345e-05 |  | 0.0014917 |  | 8.9349e-05 |  | 0.00043864 |  | 1.8597e-06 |  | 0.00059961 |  | 0.083231 |  | 0.16936 |  | 0.0029446 |  | -3.9659e-05 |  | -0.00012635 |  | 2.7148e-06 |  | 2.1307e-06 |  | 6.8991e-05 |  | -7.9708e-05 |  | 0.00085943 |  | 0.00015719 |  | 7.3301e-06 |  | 0.00030764 |  | 0.082213
| 3.2342e-05 |  | 0.0013386 |  | 8.9341e-05 |  | 0.00034641 |  | 1.8598e-06 |  | 0.00066298 |  | 0.08233 |  | 0.17081 |  | 0.0030088 |  | -0.00050846 |  | -0.00019429 |  | 2.6381e-06 |  | 2.0082e-06 |  | 6.8985e-05 |  | 0.0001877 |  | 0.00088227 |  | 6.0244e-05 |  | 7.3301e-06 |  | 0.0003101 |  | 0.081314
| 5.3682e-05 |  | 0.001345 |  | 5.8812e-05 |  | 0.00033933 |  | 3.8891e-06 |  | 0.00071258 |  | 0.081214 |  | 0.18089 |  | 0.0029355 |  | -0.00065781 |  | 6.2427e-06 |  | 2.5878e-06 |  | 2.1374e-06 |  | 3.7098e-05 |  | 7.8652e-05 |  | 0.00074635 |  | 9.558e-05 |  | 5.7013e-06 |  | 0.00031172 |  | 0.080244
| 5.3682e-05 |  | 0.0014938 |  | 5.8812e-05 |  | 0.00037081 |  | 3.8891e-06 |  | 0.0006754 |  | 0.080034 |  | 0.17753 |  | 0.002948 |  | -0.00020658 |  | 0.00017046 |  | 2.5641e-06 |  | 2.3898e-06 |  | 3.7098e-05 |  | -9.6616e-05 |  | 0.00084569 |  | 0.0002871 |  | 5.7016e-06 |  | 0.00030605 |  | 0.079124
| 2.4216e-05 |  | 0.0014413 |  | 4.1185e-05 |  | 0.00033213 |  | 2.8749e-06 |  | 0.00064485 |  | 0.078975 |  | 0.18197 |  | 0.0030152 |  | 1.0062e-05 |  | 9.5361e-05 |  | 2.5911e-06 |  | 2.5011e-06 |  | 0.00011536 |  | -0.00013029 |  | 0.000779 |  | 7.1125e-05 |  | 5.7016e-06 |  | 0.00030606 |  | 0.078229
| 4.9659e-05 |  | 0.0014068 |  | 4.1185e-05 |  | 0.00029391 |  | 2.8749e-06 |  | 0.0006369 |  | 0.078168 |  | 0.18343 |  | 0.0027732 |  | -0.00012134 |  | 9.1784e-05 |  | 2.6417e-06 |  | 2.3778e-06 |  | 0.00011536 |  | -0.00019905 |  | 0.00071469 |  | -8.8615e-05 |  | 5.702e-06 |  | 0.00030932 |  | 0.077566
| 6.9986e-05 |  | 0.0014349 |  | 0.00010123 |  | 0.00036825 |  | 1.8603e-06 |  | 0.00060445 |  | 0.077605 |  | 0.18504 |  | 0.0028651 |  | -0.0002492 |  | -8.3441e-06 |  | 2.655e-06 |  | 2.1561e-06 |  | 3.0742e-05 |  | -6.2265e-05 |  | 0.00089627 |  | 6.3308e-05 |  | 5.702e-06 |  | 0.00031422 |  | 0.077023
| 4.4537e-05 |  | 0.0014262 |  | 0.00010122 |  | 0.0004203 |  | 1.8602e-06 |  | 0.00056206 |  | 0.077133 |  | 0.18898 |  | 0.0030763 |  | -0.00010003 |  | 0.00035283 |  | 2.6339e-06 |  | 1.9832e-06 |  | 3.0739e-05 |  | -7.1881e-05 |  | 0.00091743 |  | 0.00021335 |  | 5.7023e-06 |  | 0.00032155 |  | 0.076459
| 6.7866e-05 |  | 0.0014377 |  | 7.1825e-05 |  | 0.00044088 |  | 2.8754e-06 |  | 0.0005803 |  | 0.07659 |  | 0.20042 |  | 0.003033 |  | -0.00020112 |  | 0.00019316 |  | 2.5929e-06 |  | 2.0207e-06 |  | 7.8611e-05 |  | -0.00026869 |  | 0.00097041 |  | 0.00023055 |  | 4.0738e-06 |  | 0.00033215 |  | 0.075766
| 6.7866e-05 |  | 0.0014331 |  | 7.1825e-05 |  | 0.00047263 |  | 2.8754e-06 |  | 0.00061834 |  | 0.075845 |  | 0.19372 |  | 0.0030879 |  | 9.1753e-05 |  | -0.00016211 |  | 2.5869e-06 |  | 2.0827e-06 |  | 7.8611e-05 |  | -0.00017388 |  | 0.0009493 |  | -0.00012171 |  | 4.0741e-06 |  | 0.00033706 |  | 0.074967
| 0.00010632 |  | 0.0013975 |  | 6.8432e-05 |  | 0.0004289 |  | 3.8902e-06 |  | 0.00060008 |  | 0.074933 |  | 0.19652 |  | 0.0030704 |  | 0.00012372 |  | -0.00015854 |  | 2.633e-06 |  | 2.1076e-06 |  | 7.0128e-05 |  | -0.00012614 |  | 0.00082229 |  | -0.00013551 |  | 5.703e-06 |  | 0.00032566 |  | 0.074076
| 0.00010633 |  | 0.0014274 |  | 6.8438e-05 |  | 0.00031581 |  | 3.8902e-06 |  | 0.00060923 |  | 0.073959 |  | 0.19956 |  | 0.003082 |  | -0.00038059 |  | -0.00034092 |  | 2.6883e-06 |  | 2.1569e-06 |  | 7.0134e-05 |  | -0.00012062 |  | 0.00088824 |  | 6.952e-05 |  | 5.703e-06 |  | 0.00031345 |  | 0.073154
| 8.9759e-06 |  | 0.0014403 |  | 5.1975e-05 |  | 0.0002407 |  | 8.4604e-07 |  | 0.000611 |  | 0.073061 |  | 0.20085 |  | 0.0031139 |  | -0.00060434 |  | -0.00036952 |  | 2.7101e-06 |  | 2.1818e-06 |  | 7.1259e-05 |  | 0.00011192 |  | 0.00097948 |  | 0.00016556 |  | 2.4446e-06 |  | 0.00031347 |  | 0.072272
| 8.9767e-06 |  | 0.0013953 |  | 5.198e-05 |  | 0.00036107 |  | 8.4604e-07 |  | 0.00059128 |  | 0.072236 |  | 0.21148 |  | 0.0030757 |  | -0.00024196 |  | -0.00013583 |  | 2.6312e-06 |  | 2.2678e-06 |  | 7.1266e-05 |  | 0.00025575 |  | 0.0010577 |  | 0.00039518 |  | 2.4448e-06 |  | 0.0003257 |  | 0.071362
| 2.9302e-05 |  | 0.0013598 |  | 6.2782e-05 |  | 0.00049948 |  | 8.4611e-07 |  | 0.00054954 |  | 0.071486 |  | 0.20543 |  | 0.0031606 |  | -1.4797e-05 |  | 0.00016688 |  | 2.5308e-06 |  | 2.3294e-06 |  | 5.3008e-05 |  | 0.00032199 |  | 0.0011066 |  | -2.956e-05 |  | 5.7037e-06 |  | 0.00033223 |  | 0.070553
| 2.9302e-05 |  | 0.0013363 |  | 6.2782e-05 |  | 0.00032004 |  | 8.4611e-07 |  | 0.00054299 |  | 0.070747 |  | 0.20718 |  | 0.0032409 |  | -0.00011069 |  | -0.00025508 |  | 2.5093e-06 |  | 2.194e-06 |  | 5.3008e-05 |  | 0.00026157 |  | 0.00099339 |  | -0.0002676 |  | 5.7037e-06 |  | 0.00033221 |  | 0.069812
| 4.3529e-05 |  | 0.0013069 |  | 0.0001086 |  | 0.00018595 |  | 3.8908e-06 |  | 0.00054432 |  | 0.069965 |  | 0.20867 |  | 0.0032154 |  | 2.782e-05 |  | -0.00033018 |  | 2.8035e-06 |  | 2.1877e-06 |  | 6.561e-05 |  | 0.00020576 |  | 0.000965 |  | 0.00010264 |  | 2.4451e-06 |  | 0.00033958 |  | 0.069038
| 4.3529e-05 |  | 0.0013258 |  | 0.0001086 |  | 0.00047423 |  | 4.7374e-06 |  | 0.00068241 |  | 0.069047 |  | 0.21106 |  | 0.0032924 |  | -0.00010714 |  | 8.8208e-05 |  | 2.3698e-06 |  | 1.7746e-06 |  | 7.3925e-05 |  | 0.00014108 |  | 0.0010888 |  | 5.4153e-05 |  | 2.4451e-06 |  | 0.00033551 |  | 0.068144
| 0 |  | 0.0013797 |  | 3.5311e-05 |  | 0.00038693 |  | 2.7072e-06 |  | 0.00054816 |  | 0.068082 |  | 0.22407 |  | 0.0034046 |  | -0.00033849 |  | -0.00018444 |  | 1.8851e-06 |  | 1.417e-06 |  | 8.3162e-06 |  | -1.288e-05 |  | 0.0010001 |  | -0.00028271 |  | 8.1507e-07 |  | 0.00033553 |  | 0.067202
| 0 |  | 0.0014224 |  | 3.5307e-05 |  | 0.00045697 |  | 2.7074e-06 |  | 0.00058699 |  | 0.067074 |  | 0.21623 |  | 0.0034332 |  | -0.00040191 |  | 3.4564e-05 |  | 1.1941e-06 |  | 8.1965e-07 |  | 1.2562e-05 |  | -3.8308e-05 |  | 0.00099845 |  | -0.00014062 |  | 1.3584e-06 |  | 0.00032332 |  | 0.066297
| 1.3043e-05 |  | 0.0013869 |  | 4.9042e-05 |  | 0.00045897 |  | 8.4626e-07 |  | 0.00055138 |  | 0.066198 |  | 0.21636 |  | 0.0033486 |  | -0.00022079 |  | 0.00027774 |  | 1.1759e-06 |  | 6.7218e-07 |  | 1.2563e-05 |  | -0.00023823 |  | 0.0010099 |  | -0.00016974 |  | 2.9888e-06 |  | 0.00032087 |  | 0.065514
| 1.3043e-05 |  | 0.0013833 |  | 4.9042e-05 |  | 0.0003977 |  | 8.4633e-07 |  | 0.00055923 |  | 0.065458 |  | 0.21651 |  | 0.0033215 |  | 8.8195e-05 |  | -8.7017e-05 |  | 1.1064e-06 |  | 6.4122e-07 |  | 0 |  | -0.00027619 |  | 0.0012087 |  | -0.00019604 |  | 2.4454e-06 |  | 0.0003201 |  | 0.064841
| 4.4553e-05 |  | 0.0013476 |  | 8.2592e-05 |  | 0.0003702 |  | 1.6927e-06 |  | 0.00057451 |  | 0.064848 |  | 0.22721 |  | 0.0034457 |  | 8.8491e-05 |  | -0.00021434 |  | 1.018e-06 |  | 8.6277e-07 |  | 0 |  | -7.7719e-05 |  | 0.0013244 |  | -0.00021297 |  | 2.4455e-06 |  | 0.00031766 |  | 0.064324
| 4.4549e-05 |  | 0.0013442 |  | 8.2585e-05 |  | 0.0003588 |  | 8.4633e-07 |  | 0.00055847 |  | 0.064281 |  | 0.2188 |  | 0.0034884 |  | 5.2681e-05 |  | -0.00015496 |  | 1.0572e-06 |  | 1.0723e-06 |  | 0 |  | 0.0001476 |  | 0.0011053 |  | -3.2874e-05 |  | 2.4455e-06 |  | 0.0003144 |  | 0.063899
| 5.2685e-05 |  | 0.001383 |  | 5.1989e-05 |  | 0.00039401 |  | 1.8615e-06 |  | 0.0005174 |  | 0.06368 |  | 0.21928 |  | 0.0033699 |  | 1.7166e-05 |  | -1.1928e-06 |  | 1.1592e-06 |  | 1.2699e-06 |  | 2.1207e-05 |  | -0.00013593 |  | 0.00097094 |  | 0.0001662 |  | 8.1522e-07 |  | 0.00031279 |  | 0.063439
| 5.2685e-05 |  | 0.0013686 |  | 5.1989e-05 |  | 0.00036333 |  | 1.8615e-06 |  | 0.00051597 |  | 0.063025 |  | 0.21833 |  | 0.0033444 |  | 3.1372e-05 |  | -5.8408e-05 |  | 1.2557e-06 |  | 1.2332e-06 |  | 4.8636e-05 |  | -0.00027581 |  | 0.0010899 |  | 7.6106e-05 |  | 8.1527e-07 |  | 0.00031362 |  | 0.06286
| 1.9143e-05 |  | 0.0013867 |  | 0.00010861 |  | 0.00036266 |  | 0 |  | 0.0005571 |  | 0.062327 |  | 0.21875 |  | 0.0033455 |  | 0.00011661 |  | 5.96e-05 |  | 1.2437e-06 |  | 9.927e-07 |  | 2.7429e-05 |  | -0.000214 |  | 0.001169 |  | -0.00012994 |  | 2.4458e-06 |  | 0.00031688 |  | 0.062165
| 1.9143e-05 |  | 0.0014115 |  | 0.00010861 |  | 0.00042149 |  | 8.4648e-07 |  | 0.00055639 |  | 0.061612 |  | 0.22848 |  | 0.0034225 |  | 2.1659e-05 |  | -0.00013957 |  | 1.1978e-06 |  | 7.154e-07 |  | 0 |  | 5.0687e-05 |  | 0.0012366 |  | 1.4406e-05 |  | 2.9893e-06 |  | 0.00032016 |  | 0.061442
| 0 |  | 0.0014286 |  | 4.7085e-05 |  | 0.0004485 |  | 8.4655e-07 |  | 0.00054922 |  | 0.060898 |  | 0.21762 |  | 0.0034915 |  | -0.00054752 |  | -0.00062341 |  | 1.127e-06 |  | 5.7364e-07 |  | 0 |  | 0.00015292 |  | 0.0012709 |  | 5.9512e-05 |  | 2.9895e-06 |  | 0.00032342 |  | 0.060765
| 0 |  | 0.0014278 |  | 4.7089e-05 |  | 0.00040423 |  | 8.4655e-07 |  | 0.00054839 |  | 0.060188 |  | 0.21772 |  | 0.0035291 |  | -0.00046583 |  | -0.00029085 |  | 1.1162e-06 |  | 7.1483e-07 |  | 0 |  | 4.5363e-05 |  | 0.0012066 |  | -0.00035284 |  | 2.9897e-06 |  | 0.00032588 |  | 0.060136
| 0 |  | 0.0013584 |  | 9.7866e-05 |  | 0.00027148 |  | 8.4655e-07 |  | 0.00054477 |  | 0.059533 |  | 0.2161 |  | 0.0035418 |  | 2.0717e-05 |  | 3.0992e-05 |  | 1.1493e-06 |  | 8.9971e-07 |  | 0 |  | 8.3264e-05 |  | 0.001222 |  | -0.00060832 |  | 1.3589e-06 |  | 0.00032018 |  | 0.059495
| 0 |  | 0.0013659 |  | 9.7875e-05 |  | 0.00026597 |  | 0 |  | 0.00054095 |  | 0.058947 |  | 0.22371 |  | 0.0034924 |  | -0.00012686 |  | 6.9786e-05 |  | 1.1852e-06 |  | 9.6818e-07 |  | 0 |  | 3.0071e-05 |  | 0.0014535 |  | -0.00026929 |  | 1.3589e-06 |  | 0.00030798 |  | 0.058858
| 2.321e-05 |  | 0.0013883 |  | 8.9389e-05 |  | 0.00040439 |  | 8.467e-07 |  | 0.00055168 |  | 0.058348 |  | 0.21173 |  | 0.0034426 |  | -0.00012134 |  | 0.00023125 |  | 1.2467e-06 |  | 9.5623e-07 |  | 0 |  | 8.9433e-06 |  | 0.001412 |  | -0.00016058 |  | 1.3591e-06 |  | 0.00030555 |  | 0.058247
| 2.3212e-05 |  | 0.0013857 |  | 8.9396e-05 |  | 0.0003384 |  | 3.7245e-06 |  | 0.00055338 |  | 0.05764 |  | 0.21099 |  | 0.0033801 |  | -0.00018527 |  | 0.00042793 |  | 1.2041e-06 |  | 8.9409e-07 |  | 1.2567e-05 |  | 9.4997e-06 |  | 0.0012988 |  | -0.00028572 |  | 8.1542e-07 |  | 0.00031288 |  | 0.057638
| 8.9791e-06 |  | 0.001414 |  | 9.3915e-05 |  | 0.00026775 |  | 4.7402e-06 |  | 0.00054419 |  | 0.056865 |  | 0.21168 |  | 0.0034443 |  | -0.00031311 |  | 5.9597e-05 |  | 1.2042e-06 |  | 7.8905e-07 |  | 1.2565e-05 |  | 0.00015825 |  | 0.0014252 |  | -0.00013698 |  | 8.1552e-07 |  | 0.00032757 |  | 0.057043
| 1.4071e-05 |  | 0.0013959 |  | 9.3923e-05 |  | 0.00033184 |  | 1.8623e-06 |  | 0.00055977 |  | 0.056076 |  | 0.20969 |  | 0.0034751 |  | -0.00023143 |  | -0.00039098 |  | 1.2299e-06 |  | 8.2015e-07 |  | 0 |  | 5.1226e-06 |  | 0.0016158 |  | -0.00028184 |  | 8.1547e-07 |  | 0.00033816 |  | 0.056398
| 3.9486e-05 |  | 0.0014039 |  | 6.3935e-05 |  | 0.00031947 |  | 8.4677e-07 |  | 0.00054953 |  | 0.055332 |  | 0.21727 |  | 0.0034559 |  | -0.00026423 |  | -0.00024426 |  | 1.3306e-06 |  | 9.3731e-07 |  | 0 |  | -6.6087e-05 |  | 0.0016893 |  | -0.00027722 |  | 0 |  | 0.00033737 |  | 0.055786
| 3.4395e-05 |  | 0.0014149 |  | 6.3935e-05 |  | 0.000353 |  | 8.4677e-07 |  | 0.0005421 |  | 0.054713 |  | 0.20521 |  | 0.003607 |  | -0.00023854 |  | -1.9073e-05 |  | 1.3664e-06 |  | 1.0298e-06 |  | 0 |  | 5.4258e-05 |  | 0.0016681 |  | -3.1802e-06 |  | 5.4371e-07 |  | 0.0003284 |  | 0.055288
| 4.9644e-05 |  | 0.0012663 |  | 4.8074e-05 |  | 0.00045985 |  | 0 |  | 0.00054552 |  | 0.054212 |  | 0.20389 |  | 0.0035781 |  | -0.00025275 |  | 3.4567e-05 |  | 1.2577e-06 |  | 1.0729e-06 |  | 0 |  | -1.8545e-06 |  | 0.0016747 |  | -3.7359e-05 |  | 1.3593e-06 |  | 0.00032028 |  | 0.05487
| 4.9644e-05 |  | 0.0012295 |  | 4.8074e-05 |  | 0.00045621 |  | 0 |  | 0.00052959 |  | 0.053719 |  | 0.20321 |  | 0.0034106 |  | -0.00038415 |  | 5.2448e-05 |  | 1.1349e-06 |  | 1.1471e-06 |  | 0 |  | -2.5226e-05 |  | 0.0016822 |  | -0.00014198 |  | 1.3594e-06 |  | 0.000326 |  | 0.054435
| 0 |  | 0.0013072 |  | 0 |  | 0.00038215 |  | 0 |  | 0.00053065 |  | 0.053124 |  | 0.21015 |  | 0.0035105 |  | -0.00030136 |  | 0.00011839 |  | 1.0504e-06 |  | 1.2889e-06 |  | 0 |  | -0.00014212 |  | 0.0015803 |  | -0.00019683 |  | 1.3594e-06 |  | 0.00033904 |  | 0.053909
| 0 |  | 0.0013019 |  | 0 |  | 0.00038691 |  | 8.4699e-07 |  | 0.00051907 |  | 0.052454 |  | 0.19745 |  | 0.0035074 |  | 1.3615e-05 |  | 2.0263e-05 |  | 1.0999e-06 |  | 1.3202e-06 |  | 0 |  | -0.00017639 |  | 0.0015388 |  | -0.00023617 |  | 1.3594e-06 |  | 0.00034395 |  | 0.053377
| 4.9648e-05 |  | 0.0012774 |  | 7.4692e-05 |  | 0.00038883 |  | 1.6938e-06 |  | 0.00052585 |  | 0.051761 |  | 0.19336 |  | 0.0034658 |  | -0.00021723 |  | -5.4833e-05 |  | 1.1464e-06 |  | 1.2466e-06 |  | 0 |  | 5.0635e-05 |  | 0.0019423 |  | -5.2117e-05 |  | 2.991e-06 |  | 0.00033825 |  | 0.052832
| 4.9653e-05 |  | 0.0012973 |  | 7.4699e-05 |  | 0.00040407 |  | 2.7097e-06 |  | 0.00052628 |  | 0.05114 |  | 0.19147 |  | 0.0034192 |  | -0.00010358 |  | -0.00012993 |  | 1.2012e-06 |  | 1.0364e-06 |  | 0 |  | 0.00035154 |  | 0.0020369 |  | 0.00011741 |  | 2.991e-06 |  | 0.00032686 |  | 0.052331
| 8.4703e-07 |  | 0.0013567 |  | 0.00011996 |  | 0.00037647 |  | 1.8629e-06 |  | 0.00052226 |  | 0.050589 |  | 0.19639 |  | 0.0032915 |  | 0.00017018 |  | -0.00031902 |  | 1.2047e-06 |  | 6.9056e-07 |  | 0 |  | 0.00024226 |  | 0.0020826 |  | -9.0178e-05 |  | 1.3596e-06 |  | 0.00031707 |  | 0.051886
| 8.4703e-07 |  | 0.0013303 |  | 0.00011996 |  | 0.00028686 |  | 8.4699e-07 |  | 0.00049115 |  | 0.050073 |  | 0.18484 |  | 0.0031456 |  | -7.8725e-05 |  | 5.9568e-06 |  | 1.2107e-06 |  | 6.2905e-07 |  | 2.5312e-05 |  | 0.00016489 |  | 0.0019596 |  | -0.00018197 |  | 4.6227e-06 |  | 0.00031546 |  | 0.05148
| 5.7722e-05 |  | 0.0012907 |  | 9.7335e-05 |  | 0.0002738 |  | 8.4714e-07 |  | 0.00047954 |  | 0.04956 |  | 0.18204 |  | 0.0032488 |  | -0.00013555 |  | 8.1053e-05 |  | 1.2703e-06 |  | 8.5789e-07 |  | 2.5315e-05 |  | 7.8384e-05 |  | 0.0017501 |  | 8.8459e-05 |  | 4.6227e-06 |  | 0.00031709 |  | 0.051067
| 5.7722e-05 |  | 0.0012724 |  | 9.7335e-05 |  | 0.00036284 |  | 0 |  | 0.00050218 |  | 0.049019 |  | 0.17736 |  | 0.0035284 |  | -0.00035575 |  | -0.00025866 |  | 1.2676e-06 |  | 1.0923e-06 |  | 0 |  | -8.7294e-05 |  | 0.0020021 |  | 0.00031103 |  | 8.1582e-07 |  | 0.00031793 |  | 0.050616
| 0 |  | 0.0012698 |  | 0.00012563 |  | 0.00045929 |  | 0 |  | 0.00050142 |  | 0.048433 |  | 0.18237 |  | 0.0036235 |  | -0.00046474 |  | -0.00022181 |  | 1.2034e-06 |  | 9.6877e-07 |  | 0 |  | 5.5411e-05 |  | 0.0021514 |  | 0.00031772 |  | 2.4476e-06 |  | 0.00032284 |  | 0.05016
| 0 |  | 0.0012678 |  | 0.00012563 |  | 0.00043158 |  | 8.4714e-07 |  | 0.00049068 |  | 0.047814 |  | 0.17204 |  | 0.0035799 |  | -0.00021723 |  | 0.00013828 |  | 1.1278e-06 |  | 6.7288e-07 |  | 8.3199e-06 |  | 0.0001596 |  | 0.0021139 |  | 3.3076e-05 |  | 2.9915e-06 |  | 0.00033181 |  | 0.049718
| 0 |  | 0.0012602 |  | 3.7292e-05 |  | 0.00032737 |  | 8.4721e-07 |  | 0.00048386 |  | 0.047217 |  | 0.168 |  | 0.0034002 |  | -0.00014265 |  | 0.00024556 |  | 1.0961e-06 |  | 5.7409e-07 |  | 8.3207e-06 |  | -8.0826e-05 |  | 0.0021483 |  | -0.00016834 |  | 1.3599e-06 |  | 0.00033509 |  | 0.049285
| 0 |  | 0.0012879 |  | 3.7289e-05 |  | 0.00034132 |  | 8.4729e-07 |  | 0.00048945 |  | 0.046693 |  | 0.16296 |  | 0.0035369 |  | -0.00032733 |  | -1.5496e-05 |  | 1.1401e-06 |  | 5.6146e-07 |  | 2.319e-05 |  | -0.00012071 |  | 0.0021842 |  | 3.1243e-05 |  | 8.1592e-07 |  | 0.00033101 |  | 0.048774
| 6.9488e-06 |  | 0.0012907 |  | 6.3952e-05 |  | 0.00040933 |  | 8.4729e-07 |  | 0.00050548 |  | 0.046237 |  | 0.16612 |  | 0.0036492 |  | -0.00036078 |  | -0.00030407 |  | 1.134e-06 |  | 6.0455e-07 |  | 2.3192e-05 |  | 0.00021124 |  | 0.0019992 |  | 5.6685e-05 |  | 0 |  | 0.0003294 |  | 0.04826
| 6.9488e-06 |  | 0.0012476 |  | 6.3952e-05 |  | 0.00029766 |  | 8.4729e-07 |  | 0.00048514 |  | 0.045793 |  | 0.15588 |  | 0.0035496 |  | -0.00019238 |  | -1.5502e-05 |  | 1.103e-06 |  | 7.5284e-07 |  | 0 |  | 0.00017092 |  | 0.0020556 |  | -0.00020694 |  | 0 |  | 0.00033431 |  | 0.047827
| 2.322e-05 |  | 0.0012292 |  | 4.711e-05 |  | 0.0002858 |  | 8.4736e-07 |  | 0.00048721 |  | 0.045314 |  | 0.15295 |  | 0.0036015 |  | -0.00010003 |  | 7.7477e-05 |  | 1.1159e-06 |  | 1.0001e-06 |  | 0 |  | -5.7557e-05 |  | 0.0021967 |  | -0.00017455 |  | 8.1602e-07 |  | 0.0003335 |  | 0.047546
| 2.3218e-05 |  | 0.0012184 |  | 4.7105e-05 |  | 0.00036402 |  | 0 |  | 0.00051453 |  | 0.0448 |  | 0.14882 |  | 0.0036509 |  | 0.00015568 |  | -6.5559e-05 |  | 1.1443e-06 |  | 1.0863e-06 |  | 0 |  | -0.00010679 |  | 0.0021804 |  | -2.3018e-05 |  | 1.36e-06 |  | 0.00032534 |  | 0.047318
| 0 |  | 0.0012045 |  | 6.2826e-05 |  | 0.00027709 |  | 0 |  | 0.0004789 |  | 0.044303 |  | 0.15179 |  | 0.0036592 |  | 1.4244e-05 |  | -6.4801e-05 |  | 1.1078e-06 |  | 9.7472e-07 |  | 0 |  | -9.9761e-06 |  | 0.0022058 |  | -0.00019834 |  | 1.3601e-06 |  | 0.00031639 |  | 0.047022
| 0 |  | 0.0012139 |  | 6.2826e-05 |  | 0.00024401 |  | 0 |  | 0.00043424 |  | 0.043842 |  | 0.14242 |  | 0.0036026 |  | -0.00043742 |  | -0.00015496 |  | 1.0727e-06 |  | 8.5121e-07 |  | 7.2593e-06 |  | 3.2265e-05 |  | 0.0022622 |  | -0.00018861 |  | 8.1607e-07 |  | 0.0003156 |  | 0.0467
| 2.7288e-05 |  | 0.0011585 |  | 6.5656e-05 |  | 0.0003029 |  | 1.8639e-06 |  | 0.00046486 |  | 0.043349 |  | 0.13936 |  | 0.0035918 |  | -0.00044453 |  | -0.00016211 |  | 1.1627e-06 |  | 7.9614e-07 |  | 7.2593e-06 |  | -1.2356e-05 |  | 0.0021391 |  | -0.00014897 |  | 8.1612e-07 |  | 0.00032131 |  | 0.046386
| 2.7288e-05 |  | 0.0011394 |  | 6.5656e-05 |  | 0.00025364 |  | 3.7278e-06 |  | 0.00048628 |  | 0.042779 |  | 0.13506 |  | 0.0035986 |  | -0.00028471 |  | -0.00021932 |  | 1.3e-06 |  | 7.7205e-07 |  | 2.4256e-05 |  | -6.5483e-05 |  | 0.0021147 |  | -0.00012636 |  | 8.1617e-07 |  | 0.00033274 |  | 0.046125
| 2.8306e-05 |  | 0.0012371 |  | 8.6598e-05 |  | 0.00023407 |  | 2.7114e-06 |  | 0.00047657 |  | 0.042224 |  | 0.13731 |  | 0.0037848 |  | -0.00015285 |  | -4.2372e-05 |  | 1.3317e-06 |  | 8.3988e-07 |  | 2.4256e-05 |  | -8.6073e-05 |  | 0.0024491 |  | 0.00012714 |  | 8.1617e-07 |  | 0.00034579 |  | 0.045828
| 2.8308e-05 |  | 0.0012464 |  | 8.6606e-05 |  | 0.00033249 |  | 1.695e-06 |  | 0.0004737 |  | 0.041728 |  | 0.12819 |  | 0.0040195 |  | 0.00012372 |  | 0.00013827 |  | 1.2155e-06 |  | 1.0617e-06 |  | 0 |  | -2.678e-05 |  | 0.0024492 |  | 0.0001331 |  | 8.1617e-07 |  | 0.00034418 |  | 0.045424
| 9.0568e-05 |  | 0.0012289 |  | 8.3209e-05 |  | 0.00035128 |  | 1.6953e-06 |  | 0.00048174 |  | 0.041286 |  | 0.12341 |  | 0.003981 |  | -4.321e-05 |  | 0.00011682 |  | 1.1102e-06 |  | 1.1481e-06 |  | 9.549e-06 |  | -2.7543e-05 |  | 0.0024208 |  | 8.9712e-05 |  | 8.1627e-07 |  | 0.00033197 |  | 0.044981
| 9.0568e-05 |  | 0.0012415 |  | 8.3209e-05 |  | 0.00034917 |  | 8.4758e-07 |  | 0.00048863 |  | 0.040849 |  | 0.11983 |  | 0.0038814 |  | -0.00030247 |  | -1.192e-05 |  | 1.033e-06 |  | 1.2285e-06 |  | 9.549e-06 |  | 7.5423e-05 |  | 0.0024682 |  | -0.00016508 |  | 1.3604e-06 |  | 0.000323 |  | 0.044563
| 4.153e-05 |  | 0.0012433 |  | 2.1594e-05 |  | 0.00038805 |  | 8.4765e-07 |  | 0.00047626 |  | 0.04044 |  | 0.1226 |  | 0.0038571 |  | 0.00016647 |  | 0.00011839 |  | 1.0155e-06 |  | 1.3212e-06 |  | 0 |  | 0.00016436 |  | 0.0024592 |  | -0.00025998 |  | 2.993e-06 |  | 0.00032789 |  | 0.044226
| 4.153e-05 |  | 0.001263 |  | 2.1594e-05 |  | 0.00043865 |  | 8.4765e-07 |  | 0.000491 |  | 0.040019 |  | 0.11397 |  | 0.0039261 |  | 0.00020185 |  | 5.9597e-06 |  | 1.0831e-06 |  | 1.3459e-06 |  | 0 |  | 0.00014635 |  | 0.0024292 |  | 0.00010279 |  | 2.449e-06 |  | 0.00033607 |  | 0.043941
| 3.7465e-05 |  | 0.0012765 |  | 6.5668e-05 |  | 0.00033982 |  | 0 |  | 0.0005217 |  | 0.039573 |  | 0.1108 |  | 0.0040629 |  | 9.1747e-05 |  | -0.00017999 |  | 1.182e-06 |  | 1.1736e-06 |  | 0 |  | 3.94e-05 |  | 0.0024326 |  | 0.0001231 |  | 2.449e-06 |  | 0.00034261 |  | 0.043677
| 3.7465e-05 |  | 0.0012499 |  | 6.5668e-05 |  | 0.00032425 |  | 8.478e-07 |  | 0.00051667 |  | 0.03912 |  | 0.11289 |  | 0.0040935 |  | -3.4035e-05 |  | 0.00016326 |  | 1.1631e-06 |  | 1.019e-06 |  | 7.2606e-06 |  | 7.2337e-05 |  | 0.0024587 |  | -2.6827e-05 |  | 2.4491e-06 |  | 0.00034098 |  | 0.043403
| 4.2551e-05 |  | 0.0012096 |  | 5.1044e-05 |  | 0.00046792 |  | 8.4773e-07 |  | 0.00049751 |  | 0.038685 |  | 0.10356 |  | 0.0040278 |  | -0.00054751 |  | 0.00011682 |  | 1.088e-06 |  | 1.0677e-06 |  | 7.2606e-06 |  | 7.8857e-05 |  | 0.0024988 |  | -0.00018408 |  | 8.1637e-07 |  | 0.00033285 |  | 0.043139
| 4.2551e-05 |  | 0.0012014 |  | 5.1044e-05 |  | 0.00041496 |  | 1.8645e-06 |  | 0.0004894 |  | 0.03829 |  | 0.10097 |  | 0.004192 |  | -0.00010358 |  | -3.3377e-05 |  | 1.0908e-06 |  | 1.031e-06 |  | 0 |  | 0.00011377 |  | 0.0024947 |  | -7.4797e-05 |  | 8.1642e-07 |  | 0.00032306 |  | 0.042869
| 3.6447e-05 |  | 0.001172 |  | 4.3192e-05 |  | 0.0002495 |  | 1.8647e-06 |  | 0.00049105 |  | 0.03791 |  | 0.098873 |  | 0.0042401 |  | 0.00034745 |  | 0.000149 |  | 1.1727e-06 |  | 8.8907e-07 |  | 0 |  | 0.00031143 |  | 0.0025275 |  | 0.00021453 |  | 2.4493e-06 |  | 0.00032308 |  | 0.042553
| 3.6451e-05 |  | 0.0011819 |  | 4.3195e-05 |  | 0.0003413 |  | 0 |  | 0.00048928 |  | 0.037513 |  | 0.10017 |  | 0.0041952 |  | -6.7451e-05 |  | 0.00022681 |  | 1.1842e-06 |  | 7.2863e-07 |  | 0 |  | 0.0005108 |  | 0.0025203 |  | 0.00023634 |  | 2.4494e-06 |  | 0.0003337 |  | 0.042171
| 6.9512e-06 |  | 0.0012213 |  | 6.6806e-05 |  | 0.00044694 |  | 8.4787e-07 |  | 0.00047567 |  | 0.037051 |  | 0.092706 |  | 0.0042659 |  | -2.9005e-05 |  | -1.9072e-05 |  | 1.0848e-06 |  | 8.7068e-07 |  | 0 |  | 0.00039161 |  | 0.0024689 |  | 6.8002e-05 |  | 2.4496e-06 |  | 0.0003386 |  | 0.041765
| 6.9512e-06 |  | 0.0012181 |  | 6.6806e-05 |  | 0.00035931 |  | 8.4795e-07 |  | 0.00048319 |  | 0.036554 |  | 0.090175 |  | 0.0043514 |  | 0.00011306 |  | -0.00014066 |  | 1.0186e-06 |  | 1.0927e-06 |  | 9.3866e-06 |  | 2.2716e-05 |  | 0.0024273 |  | 0.00020454 |  | 2.4494e-06 |  | 0.00033452 |  | 0.041418
| 0 |  | 0.0012127 |  | 9.3415e-05 |  | 0.00032673 |  | 8.4795e-07 |  | 0.00047624 |  | 0.036093 |  | 0.087455 |  | 0.004258 |  | -0.00028116 |  | 0.00014185 |  | 1.0538e-06 |  | 1.1365e-06 |  | 9.3866e-06 |  | -4.9332e-05 |  | 0.0024904 |  | 0.00026752 |  | 8.1657e-07 |  | 0.0003313 |  | 0.04116
| 0 |  | 0.0011834 |  | 9.3415e-05 |  | 0.00050678 |  | 8.4802e-07 |  | 0.00048094 |  | 0.035745 |  | 0.087839 |  | 0.0041114 |  | -0.00030508 |  | 0.00046607 |  | 1.1749e-06 |  | 1.0129e-06 |  | 0 |  | -3.7952e-05 |  | 0.0025156 |  | 6.9477e-05 |  | 8.1657e-07 |  | 0.00033046 |  | 0.040984
| 5.8885e-05 |  | 0.0012238 |  | 5.5963e-05 |  | 0.00050456 |  | 8.4802e-07 |  | 0.00051224 |  | 0.03544 |  | 0.081368 |  | 0.0040636 |  | -0.00023144 |  | 0.00021694 |  | 1.2798e-06 |  | 7.7823e-07 |  | 0 |  | -0.00010178 |  | 0.0025232 |  | 0.00013646 |  | 2.4497e-06 |  | 0.00033213 |  | 0.04084
| 5.8885e-05 |  | 0.0012384 |  | 5.5963e-05 |  | 0.00034358 |  | 3.7307e-06 |  | 0.00052455 |  | 0.035123 |  | 0.079035 |  | 0.0041893 |  | -9.2938e-05 |  | 9.1788e-05 |  | 1.3339e-06 |  | 6.9831e-07 |  | 2.1077e-05 |  | -0.00017413 |  | 0.002528 |  | -3.5552e-05 |  | 2.9943e-06 |  | 0.00033211 |  | 0.040635
| 3.2385e-05 |  | 0.0012026 |  | 1.08e-05 |  | 0.00031427 |  | 3.731e-06 |  | 0.00049265 |  | 0.034787 |  | 0.081065 |  | 0.0042505 |  | 0.00034468 |  | 6.9791e-05 |  | 1.2745e-06 |  | 8.4046e-07 |  | 2.1077e-05 |  | 1.7842e-05 |  | 0.0025087 |  | -0.00033345 |  | 2.9944e-06 |  | 0.00033052 |  | 0.04036
| 3.2385e-05 |  | 0.0012306 |  | 1.08e-05 |  | 0.00024457 |  | 2.7133e-06 |  | 0.00047814 |  | 0.034449 |  | 0.074306 |  | 0.0040127 |  | 0.00015922 |  | -0.0003123 |  | 1.1493e-06 |  | 1.0009e-06 |  | 0 |  | 0.00010269 |  | 0.0025128 |  | -0.0003544 |  | 2.45e-06 |  | 0.00032889 |  | 0.040043
| 3.7472e-05 |  | 0.001191 |  | 4.8108e-05 |  | 0.000292 |  | 2.7135e-06 |  | 0.00047773 |  | 0.034122 |  | 0.071941 |  | 0.0041587 |  | 8.8194e-05 |  | -0.00041958 |  | 1.121e-06 |  | 1.0315e-06 |  | 0 |  | 0.00012593 |  | 0.0024964 |  | -0.00016435 |  | 8.1667e-07 |  | 0.00033297 |  | 0.039769
| 3.7475e-05 |  | 0.0011549 |  | 4.8112e-05 |  | 0.00032044 |  | 8.4817e-07 |  | 0.00048112 |  | 0.033758 |  | 0.070167 |  | 0.0042265 |  | -5.9258e-07 |  | -0.00010847 |  | 1.1433e-06 |  | 1.0188e-06 |  | 0 |  | -3.3231e-05 |  | 0.002446 |  | -0.00030765 |  | 8.1677e-07 |  | 0.00034442 |  | 0.039579
| 2.3231e-05 |  | 0.0011724 |  | 3.0439e-05 |  | 0.00034204 |  | 8.4824e-07 |  | 0.00046678 |  | 0.033381 |  | 0.070829 |  | 0.0041557 |  | 4.0223e-05 |  | 0.0001296 |  | 1.1401e-06 |  | 9.9413e-07 |  | 7.4298e-06 |  | -0.00018141 |  | 0.0024592 |  | -0.00047981 |  | 8.1672e-07 |  | 0.00034852 |  | 0.039418
| 2.3231e-05 |  | 0.0011623 |  | 3.0439e-05 |  | 0.00041321 |  | 1.6965e-06 |  | 0.00044999 |  | 0.033003 |  | 0.065943 |  | 0.0043324 |  | 0.00040072 |  | 0.00015974 |  | 1.065e-06 |  | 8.958e-07 |  | 7.4298e-06 |  | -5.1224e-05 |  | 0.0024062 |  | -0.00035024 |  | 8.1677e-07 |  | 0.0003477 |  | 0.039254
| 1.3057e-05 |  | 0.0010976 |  | 6.4552e-05 |  | 0.00044915 |  | 2.7137e-06 |  | 0.00046206 |  | 0.03266 |  | 0.063283 |  | 0.0043454 |  | 0.00011305 |  | -5.1243e-05 |  | 1.0162e-06 |  | 8.774e-07 |  | 0 |  | 5.817e-05 |  | 0.0023875 |  | 7.874e-05 |  | 8.1682e-07 |  | 0.00034038 |  | 0.039096
| 1.3057e-05 |  | 0.0011326 |  | 6.4552e-05 |  | 0.00042428 |  | 1.8657e-06 |  | 0.00047581 |  | 0.032331 |  | 0.063668 |  | 0.0044224 |  | -0.00014913 |  | -0.00030032 |  | 1.0887e-06 |  | 1.1674e-06 |  | 0 |  | 0.00020945 |  | 0.0023875 |  | 0.00034223 |  | 8.1682e-07 |  | 0.00033548 |  | 0.038939
| 1.3058e-05 |  | 0.0011962 |  | 3.9279e-05 |  | 0.0003385 |  | 0 |  | 0.00047348 |  | 0.031996 |  | 0.059364 |  | 0.0044438 |  | -0.00011779 |  | -1.1919e-05 |  | 1.1232e-06 |  | 1.6991e-06 |  | 0 |  | 0.00015819 |  | 0.0023975 |  | 1.8262e-05 |  | 0 |  | 0.00033387 |  | 0.038731
| 1.3058e-05 |  | 0.0011894 |  | 3.9279e-05 |  | 0.00035575 |  | 0 |  | 0.00048045 |  | 0.031671 |  | 0.057769 |  | 0.0043413 |  | -0.00018527 |  | 0.00011682 |  | 1.1037e-06 |  | 1.8477e-06 |  | 4.0213e-05 |  | -0.00015313 |  | 0.0024179 |  | 9.1298e-06 |  | 0 |  | 0.00033142 |  | 0.038506
| 0 |  | 0.0012305 |  | 3.6333e-05 |  | 0.0004085 |  | 1.8658e-06 |  | 0.00050982 |  | 0.031376 |  | 0.058378 |  | 0.004356 |  | -0.00016027 |  | -0.00024425 |  | 1.0272e-06 |  | 1.5013e-06 |  | 4.0213e-05 |  | -5.901e-05 |  | 0.0024082 |  | -1.624e-05 |  | 8.1692e-07 |  | 0.00033062 |  | 0.038292
| 0 |  | 0.0012022 |  | 3.6333e-05 |  | 0.00034882 |  | 1.866e-06 |  | 0.00048159 |  | 0.031148 |  | 0.053861 |  | 0.0043107 |  | 6.5097e-06 |  | -0.0002086 |  | 1.0483e-06 |  | 1.186e-06 |  | 0 |  | 0.0001067 |  | 0.0023993 |  | -0.0001675 |  | 2.9954e-06 |  | 0.00033225 |  | 0.038097
| 1.5095e-05 |  | 0.0011322 |  | 3.0444e-05 |  | 0.00037577 |  | 0 |  | 0.00045155 |  | 0.030916 |  | 0.052193 |  | 0.0042142 |  | 2.7819e-05 |  | -5.8407e-05 |  | 1.0828e-06 |  | 1.1556e-06 |  | 0 |  | -0.00011128 |  | 0.0024157 |  | -0.00015996 |  | 2.1786e-06 |  | 0.00033881 |  | 0.037864
| 1.5095e-05 |  | 0.0011538 |  | 3.0444e-05 |  | 0.00036218 |  | 1.866e-06 |  | 0.0004813 |  | 0.030644 |  | 0.05 |  | 0.0042431 |  | 0.00016633 |  | -3.6951e-05 |  | 1.1424e-06 |  | 1.2609e-06 |  | 9.3899e-06 |  | -8.289e-05 |  | 0.0024134 |  | -0.00015953 |  | 5.4465e-07 |  | 0.00034699 |  | 0.03768
| 3.4429e-05 |  | 0.0011916 |  | 7.0794e-05 |  | 0.00037603 |  | 3.7323e-06 |  | 0.00048551 |  | 0.030318 |  | 0.049867 |  | 0.004494 |  | -3.7743e-05 |  | 8.848e-05 |  | 1.1533e-06 |  | 1.1246e-06 |  | 9.3899e-06 |  | 5.278e-05 |  | 0.0023857 |  | -0.00015398 |  | 4.6298e-06 |  | 0.00035352 |  | 0.037558
| 3.4429e-05 |  | 0.001174 |  | 7.0794e-05 |  | 0.00037464 |  | 1.8661e-06 |  | 0.0004741 |  | 0.029992 |  | 0.046364 |  | 0.0045246 |  | -0.00023143 |  | 5.2447e-05 |  | 1.2291e-06 |  | 8.0345e-07 |  | 0 |  | -6.9397e-05 |  | 0.0023727 |  | -0.00014434 |  | 4.0851e-06 |  | 0.00036253 |  | 0.037396
| 7.0227e-05 |  | 0.0010941 |  | 5.7201e-05 |  | 0.00033644 |  | 0 |  | 0.00047209 |  | 0.029698 |  | 0.044446 |  | 0.0046067 |  | 0.00020539 |  | -8.7017e-05 |  | 1.3964e-06 |  | 4.8237e-07 |  | 0 |  | -1.4033e-07 |  | 0.0023874 |  | 1.5449e-05 |  | 0 |  | 0.00036498 |  | 0.037168
| 7.0234e-05 |  | 0.0010932 |  | 5.7206e-05 |  | 0.00039098 |  | 0 |  | 0.00045731 |  | 0.029394 |  | 0.044084 |  | 0.004704 |  | 0.0003224 |  | -0.00019565 |  | 1.3998e-06 |  | 5.0712e-07 |  | 3.0119e-06 |  | 0.00014753 |  | 0.0023891 |  | 6.4065e-05 |  | 5.4475e-07 |  | 0.00035109 |  | 0.036915
| 4.1552e-05 |  | 0.0011557 |  | 7.759e-05 |  | 0.0004266 |  | 0 |  | 0.00045105 |  | 0.029066 |  | 0.040884 |  | 0.004528 |  | -1.4793e-05 |  | 0.00014542 |  | 1.3382e-06 |  | 7.483e-07 |  | 3.0116e-06 |  | -0.00010746 |  | 0.0024857 |  | 4.2869e-05 |  | 1.3619e-06 |  | 0.00033072 |  | 0.036712
| 4.1556e-05 |  | 0.0011349 |  | 7.7597e-05 |  | 0.000394 |  | 0 |  | 0.0004538 |  | 0.028741 |  | 0.040194 |  | 0.0046167 |  | -0.00012489 |  | 0.00022767 |  | 1.1975e-06 |  | 1.0264e-06 |  | 9.3907e-06 |  | -0.00019477 |  | 0.0024825 |  | 0.00010909 |  | 8.1712e-07 |  | 0.00032174 |  | 0.036596
| 0 |  | 0.0011447 |  | 6.4003e-05 |  | 0.00033628 |  | 8.4868e-07 |  | 0.0004583 |  | 0.028443 |  | 0.040783 |  | 0.0048359 |  | -7.8591e-05 |  | -0.00015079 |  | 1.2097e-06 |  | 1.0816e-06 |  | 9.3907e-06 |  | 1.6371e-05 |  | 0.0024465 |  | 3.7547e-05 |  | 2.4515e-06 |  | 0.00033317 |  | 0.036482
| 0 |  | 0.0011398 |  | 6.4009e-05 |  | 0.00033248 |  | 8.4875e-07 |  | 0.00047182 |  | 0.028166 |  | 0.037668 |  | 0.0048058 |  | -0.00014265 |  | -0.00012278 |  | 1.3154e-06 |  | 8.8999e-07 |  | 1.577e-05 |  | 0.00010842 |  | 0.0024573 |  | -0.0003802 |  | 4.6309e-06 |  | 0.00034626 |  | 0.036329
| 5.6645e-05 |  | 0.001138 |  | 4.7147e-05 |  | 0.00025588 |  | 0 |  | 0.00047937 |  | 0.027929 |  | 0.036901 |  | 0.004548 |  | -9.2929e-05 |  | -0.00016568 |  | 1.3554e-06 |  | 7.1733e-07 |  | 1.577e-05 |  | 0.00013552 |  | 0.0024328 |  | -0.00036887 |  | 4.6309e-06 |  | 0.00034789 |  | 0.036137
| 5.664e-05 |  | 0.0011357 |  | 4.7143e-05 |  | 0.00023636 |  | 2.8854e-06 |  | 0.0004562 |  | 0.027725 |  | 0.03746 |  | 0.0046009 |  | 5.1362e-05 |  | -0.00022555 |  | 1.3352e-06 |  | 7.0469e-07 |  | 0 |  | 3.5245e-05 |  | 0.0024125 |  | -7.1046e-05 |  | 2.9965e-06 |  | 0.0003422 |  | 0.03591
| 1.7132e-05 |  | 0.0011129 |  | 0.00010706 |  | 0.00032865 |  | 3.7342e-06 |  | 0.00045309 |  | 0.027518 |  | 0.034143 |  | 0.0048828 |  | -8.2276e-05 |  | -0.00019071 |  | 1.2038e-06 |  | 8.7166e-07 |  | 0 |  | 6.3662e-06 |  | 0.0025156 |  | 1.6882e-06 |  | 1.3621e-06 |  | 0.0003365 |  | 0.035738
| 1.7134e-05 |  | 0.0010923 |  | 0.00010707 |  | 0.00039781 |  | 8.4883e-07 |  | 0.00047094 |  | 0.027268 |  | 0.033224 |  | 0.004907 |  | 3.1373e-05 |  | 9.5454e-06 |  | 1.1314e-06 |  | 1.0202e-06 |  | 2.6404e-05 |  | 0.00020153 |  | 0.0027051 |  | -3.0154e-05 |  | 8.1732e-07 |  | 0.00033813 |  | 0.035566
| 1.6115e-05 |  | 0.0011032 |  | 2.9467e-05 |  | 0.00033166 |  | 8.489e-07 |  | 0.00046677 |  | 0.026992 |  | 0.033965 |  | 0.0049581 |  | 0.0002333 |  | -3.4889e-05 |  | 1.1755e-06 |  | 1.0076e-06 |  | 2.6402e-05 |  | 5.6242e-05 |  | 0.0027216 |  | 3.8324e-05 |  | 0 |  | 0.00033979 |  | 0.035408
| 1.6116e-05 |  | 0.0011191 |  | 2.947e-05 |  | 0.00030455 |  | 1.6978e-06 |  | 0.00045074 |  | 0.026713 |  | 0.031115 |  | 0.0050651 |  | -0.00021013 |  | -0.00038382 |  | 1.2012e-06 |  | 9.2761e-07 |  | 0 |  | 0.00013687 |  | 0.0025492 |  | -8.442e-05 |  | 5.4491e-07 |  | 0.00033734 |  | 0.035259
| 3.4438e-05 |  | 0.0010906 |  | 8.5541e-05 |  | 0.00030359 |  | 8.4898e-07 |  | 0.00044576 |  | 0.026446 |  | 0.029613 |  | 0.0050186 |  | -0.00021013 |  | -0.00031946 |  | 1.1959e-06 |  | 8.661e-07 |  | 0 |  | 0.00012353 |  | 0.0025478 |  | -0.00022475 |  | 5.4491e-07 |  | 0.00033491 |  | 0.035111
| 3.4438e-05 |  | 0.0010723 |  | 8.5541e-05 |  | 0.00030815 |  | 0 |  | 0.00043702 |  | 0.026185 |  | 0.030021 |  | 0.0051132 |  | 9.9629e-05 |  | -0.00017696 |  | 1.1343e-06 |  | 7.6704e-07 |  | 0 |  | -0.00035867 |  | 0.0027879 |  | 3.4511e-07 |  | 0 |  | 0.00033818 |  | 0.034963
| 1.2045e-05 |  | 0.0010627 |  | 0 |  | 0.00037467 |  | 8.4898e-07 |  | 0.00042889 |  | 0.025965 |  | 0.02781 |  | 0.0051631 |  | 0.00018764 |  | 5.96e-05 |  | 1.1702e-06 |  | 7.1751e-07 |  | 0 |  | -0.00025001 |  | 0.0027995 |  | 9.8251e-05 |  | 2.4523e-06 |  | 0.00034718 |  | 0.034809
| 1.2046e-05 |  | 0.0010476 |  | 0 |  | 0.0003172 |  | 1.6981e-06 |  | 0.00043571 |  | 0.025782 |  | 0.026133 |  | 0.0051766 |  | 0.0002267 |  | 0.00022409 |  | 1.236e-06 |  | 6.8646e-07 |  | 0 |  | 0.00015551 |  | 0.0027717 |  | 0.00013772 |  | 2.4524e-06 |  | 0.0003529 |  | 0.034675
| 6.5153e-05 |  | 0.0010511 |  | 8.7249e-05 |  | 0.00023985 |  | 1.6982e-06 |  | 0.0004191 |  | 0.025597 |  | 0.026142 |  | 0.0055171 |  | 8.4778e-05 |  | 0.00034643 |  | 1.2469e-06 |  | 8.8403e-07 |  | 0 |  | 0.00019873 |  | 0.0024729 |  | 7.8993e-05 |  | 8.1747e-07 |  | 0.00035537 |  | 0.034574
| 6.5153e-05 |  | 0.0010538 |  | 8.7249e-05 |  | 0.00026238 |  | 2.7163e-06 |  | 0.00042157 |  | 0.025353 |  | 0.024753 |  | 0.0056587 |  | -0.00034863 |  | 9.1785e-05 |  | 1.2251e-06 |  | 1.0141e-06 |  | 0 |  | -5.9847e-05 |  | 0.0026201 |  | -5.111e-06 |  | 8.1752e-07 |  | 0.00034968 |  | 0.034456
| 0 |  | 0.0010518 |  | 6.6853e-05 |  | 0.00028129 |  | 2.7168e-06 |  | 0.00041868 |  | 0.025058 |  | 0.023841 |  | 0.0055284 |  | -0.00021723 |  | -0.00019787 |  | 1.1752e-06 |  | 1.0143e-06 |  | 0 |  | -6.2491e-06 |  | 0.0027999 |  | -5.6247e-05 |  | 8.1752e-07 |  | 0.00034314 |  | 0.034344
| 0 |  | 0.0010776 |  | 6.6853e-05 |  | 0.00039835 |  | 1.6982e-06 |  | 0.0004295 |  | 0.024789 |  | 0.023315 |  | 0.0054797 |  | 0.00023701 |  | -1.2461e-05 |  | 1.1528e-06 |  | 1.0879e-06 |  | 0 |  | 0.0001332 |  | 0.0027753 |  | -4.7551e-05 |  | 8.1757e-07 |  | 0.00033824 |  | 0.034235
| 4.2588e-05 |  | 0.0010824 |  | 3.4387e-05 |  | 0.00031948 |  | 1.6984e-06 |  | 0.00044503 |  | 0.024585 |  | 0.020976 |  | 0.0054966 |  | 0.00025156 |  | -1.9072e-05 |  | 1.0878e-06 |  | 1.1871e-06 |  | 2.3364e-05 |  | -4.8876e-05 |  | 0.0026317 |  | 0.00010842 |  | 2.4527e-06 |  | 0.00033989 |  | 0.034105
| 4.2588e-05 |  | 0.0010398 |  | 3.4387e-05 |  | 0.00020826 |  | 1.6985e-06 |  | 0.00043614 |  | 0.024448 |  | 0.020346 |  | 0.0055062 |  | 0.00020539 |  | -0.00025867 |  | 1.0263e-06 |  | 1.2615e-06 |  | 2.3364e-05 |  | 5.2934e-05 |  | 0.0025943 |  | 6.7664e-05 |  | 2.9979e-06 |  | 0.00033828 |  | 0.033949
| 4.5643e-05 |  | 0.0010186 |  | 8.7256e-05 |  | 0.00026155 |  | 1.6984e-06 |  | 0.00042834 |  | 0.024313 |  | 0.021232 |  | 0.0055736 |  | 8.4778e-05 |  | -0.00027416 |  | 9.9503e-07 |  | 1.1318e-06 |  | 0 |  | 0.00025157 |  | 0.0024766 |  | -0.00011946 |  | 1.3628e-06 |  | 0.00032929 |  | 0.033731
| 4.5643e-05 |  | 0.0010202 |  | 8.7256e-05 |  | 0.00026129 |  | 1.6987e-06 |  | 0.00041213 |  | 0.024136 |  | 0.019481 |  | 0.0055612 |  | 6.6886e-05 |  | -0.00027654 |  | 1.0318e-06 |  | 9.4651e-07 |  | 0 |  | 9.6643e-05 |  | 0.0024923 |  | -0.00038919 |  | 8.1762e-07 |  | 0.00032931 |  | 0.03356
| 0 |  | 0.0010099 |  | 1.2773e-05 |  | 0.00032294 |  | 2.717e-06 |  | 0.00041548 |  | 0.023851 |  | 0.018235 |  | 0.0054444 |  | 6.5111e-06 |  | -0.00031588 |  | 1.0439e-06 |  | 8.3464e-07 |  | 0 |  | -4.5064e-05 |  | 0.0025381 |  | -0.0002555 |  | 8.1772e-07 |  | 0.00033503 |  | 0.033401
| 0 |  | 0.0010339 |  | 1.2773e-05 |  | 0.00030972 |  | 2.7173e-06 |  | 0.00042669 |  | 0.023491 |  | 0.018117 |  | 0.0055634 |  | 0.00025186 |  | -0.00036389 |  | 1.0277e-06 |  | 6.4922e-07 |  | 3.0132e-06 |  | -0.00017714 |  | 0.0024941 |  | 0.00010697 |  | 8.1772e-07 |  | 0.00034159 |  | 0.033254
| 3.1392e-05 |  | 0.001026 |  | 8.8397e-05 |  | 0.00033577 |  | 8.4942e-07 |  | 0.00044374 |  | 0.023141 |  | 0.016387 |  | 0.0057368 |  | 0.00088728 |  | -9.0588e-05 |  | 1.08e-06 |  | 4.949e-07 |  | 3.0132e-06 |  | -0.00012963 |  | 0.0025923 |  | -2.0854e-05 |  | 2.4532e-06 |  | 0.00034243 |  | 0.033088
| 3.1392e-05 |  | 0.0010027 |  | 8.8397e-05 |  | 0.00031559 |  | 1.8681e-06 |  | 0.00044463 |  | 0.022874 |  | 0.015363 |  | 0.0055855 |  | 0.00075942 |  | -0.00019787 |  | 1.1748e-06 |  | 5.3174e-07 |  | 0 |  | 0.00011399 |  | 0.0026536 |  | -0.00011125 |  | 2.9985e-06 |  | 0.00034406 |  | 0.032873
| 4.361e-05 |  | 0.0010081 |  | 8.4431e-05 |  | 0.00028343 |  | 2.7175e-06 |  | 0.00043105 |  | 0.022719 |  | 0.01579 |  | 0.0056047 |  | 0.00070855 |  | -0.00029285 |  | 1.2284e-06 |  | 6.4927e-07 |  | 0 |  | -7.0058e-05 |  | 0.0025482 |  | -0.00038716 |  | 1.3629e-06 |  | 0.00034978 |  | 0.032632
| 4.3614e-05 |  | 0.0010608 |  | 8.4438e-05 |  | 0.00035221 |  | 1.699e-06 |  | 0.0004268 |  | 0.022639 |  | 0.014591 |  | 0.0056987 |  | 0.00051793 |  | -3.3376e-05 |  | 1.1431e-06 |  | 7.7958e-07 |  | 0 |  | 7.6737e-05 |  | 0.002313 |  | -0.00026106 |  | 1.363e-06 |  | 0.00035879 |  | 0.032415
| 5.176e-05 |  | 0.0011086 |  | 6.9704e-05 |  | 0.00033598 |  | 8.4949e-07 |  | 0.00042923 |  | 0.022537 |  | 0.013901 |  | 0.005535 |  | 0.00030838 |  | -0.00016569 |  | 1.034e-06 |  | 8.8505e-07 |  | 0 |  | 0.00013308 |  | 0.0022894 |  | 0.00026476 |  | 1.3631e-06 |  | 0.000358 |  | 0.03231
| 5.176e-05 |  | 0.0010984 |  | 6.9704e-05 |  | 0.00029798 |  | 0 |  | 0.00042884 |  | 0.022336 |  | 0.014052 |  | 0.0054109 |  | 0.00090533 |  | -3.8632e-05 |  | 1.0158e-06 |  | 9.5311e-07 |  | 4.2368e-05 |  | -2.5534e-05 |  | 0.0023842 |  | 8.263e-05 |  | 2.9988e-06 |  | 0.00034656 |  | 0.032306
| 5.8937e-05 |  | 0.0010495 |  | 0.00010541 |  | 0.00031565 |  | 2.8879e-06 |  | 0.00042743 |  | 0.022041 |  | 0.012829 |  | 0.0053933 |  | 0.0010578 |  | -0.00012993 |  | 1.0212e-06 |  | 8.6606e-07 |  | 4.2368e-05 |  | 7.6536e-05 |  | 0.002385 |  | -0.00038352 |  | 2.181e-06 |  | 0.00033511 |  | 0.032263
| 5.8942e-05 |  | 0.00098553 |  | 0.00010542 |  | 0.00029129 |  | 2.8879e-06 |  | 0.00044173 |  | 0.021739 |  | 0.012425 |  | 0.0054901 |  | 0.0011146 |  | -0.00023364 |  | 1.0761e-06 |  | 6.3096e-07 |  | 0 |  | -8.3659e-05 |  | 0.0023353 |  | -0.00024863 |  | 5.4528e-07 |  | 0.00033513 |  | 0.032092
| 4.5655e-05 |  | 0.0010232 |  | 6.971e-05 |  | 0.00025274 |  | 1.8686e-06 |  | 0.00042861 |  | 0.021503 |  | 0.012478 |  | 0.00554 |  | 0.0016665 |  | -7.2279e-05 |  | 1.1189e-06 |  | 4.8867e-07 |  | 0 |  | -0.00027996 |  | 0.002324 |  | 0.00010481 |  | 1.3633e-06 |  | 0.00034742 |  | 0.031871
| 4.5655e-05 |  | 0.0010452 |  | 6.971e-05 |  | 0.00029244 |  | 1.8686e-06 |  | 0.00041067 |  | 0.021331 |  | 0.011527 |  | 0.0055899 |  | 0.0016509 |  | -4.0528e-05 |  | 1.1534e-06 |  | 4.9502e-07 |  | 5.301e-05 |  | -0.00046328 |  | 0.0023453 |  | 6.6706e-05 |  | 8.1797e-07 |  | 0.00035069 |  | 0.031698
| 2.2233e-05 |  | 0.0010211 |  | 6.0075e-05 |  | 0.00030351 |  | 0 |  | 0.00043882 |  | 0.021224 |  | 0.01034 |  | 0.0055916 |  | 0.0014094 |  | -7.9864e-05 |  | 1.2464e-06 |  | 5.4464e-07 |  | 5.301e-05 |  | -6.9775e-05 |  | 0.0023413 |  | 9.4854e-05 |  | 0 |  | 0.00035152 |  | 0.031573
| 2.2233e-05 |  | 0.00092698 |  | 6.0076e-05 |  | 0.00031906 |  | 8.4971e-07 |  | 0.00044906 |  | 0.021109 |  | 0.0099837 |  | 0.0056159 |  | 0.0017779 |  | -0.00035268 |  | 1.321e-06 |  | 5.7514e-07 |  | 0 |  | 0.00016318 |  | 0.0022939 |  | -9.7584e-05 |  | 0 |  | 0.00035234 |  | 0.03143
| 0 |  | 0.00092416 |  | 5.5039e-05 |  | 0.00028801 |  | 8.4971e-07 |  | 0.00043807 |  | 0.020941 |  | 0.0094309 |  | 0.0058528 |  | 0.0023789 |  | -0.00023721 |  | 1.384e-06 |  | 5.9357e-07 |  | 0 |  | -4.3197e-05 |  | 0.0023562 |  | -0.00021535 |  | 8.1807e-07 |  | 0.00033029 |  | 0.031291
| 0 |  | 0.0010333 |  | 5.5039e-05 |  | 0.00031904 |  | 8.4978e-07 |  | 0.00043711 |  | 0.020713 |  | 0.0081694 |  | 0.0059316 |  | 0.0029826 |  | 0.00022768 |  | 1.3129e-06 |  | 7.0548e-07 |  | 1.1525e-05 |  | 5.3904e-05 |  | 0.0024054 |  | -2.5135e-06 |  | 1.3634e-06 |  | 0.00030824 |  | 0.031193
| 2.9364e-05 |  | 0.0010363 |  | 0.00010146 |  | 0.00043811 |  | 8.4978e-07 |  | 0.0004535 |  | 0.020445 |  | 0.0083081 |  | 0.0058029 |  | 0.0038756 |  | -4.982e-06 |  | 1.2099e-06 |  | 8.0463e-07 |  | 1.1525e-05 |  | 6.6001e-05 |  | 0.0027888 |  | -0.00011689 |  | 2.9998e-06 |  | 0.00030251 |  | 0.031075
| 2.9364e-05 |  | 0.0010356 |  | 0.00010146 |  | 0.00032969 |  | 0 |  | 0.00044559 |  | 0.020189 |  | 0.0080879 |  | 0.0058386 |  | 0.004009 |  | -0.00024436 |  | 1.1687e-06 |  | 7.9835e-07 |  | 0 |  | 7.3334e-05 |  | 0.0037258 |  | -0.00022408 |  | 2.9998e-06 |  | 0.00032622 |  | 0.030896
| 7.199e-05 |  | 0.0010218 |  | 8.276e-05 |  | 0.00022421 |  | 0 |  | 0.0004133 |  | 0.019977 |  | 0.0075129 |  | 0.0059706 |  | 0.0041653 |  | -0.00017322 |  | 1.1199e-06 |  | 8.1678e-07 |  | 3.1875e-05 |  | -3.7828e-05 |  | 0.0040564 |  | -6.0756e-05 |  | 5.4541e-07 |  | 0.00035077 |  | 0.030725
| 7.199e-05 |  | 0.00099597 |  | 8.276e-05 |  | 0.00022837 |  | 0 |  | 0.00039938 |  | 0.019858 |  | 0.0067856 |  | 0.0059094 |  | 0.0040126 |  | -5.1256e-05 |  | 1.1457e-06 |  | 9.9611e-07 |  | 5.8296e-05 |  | -8.4245e-05 |  | 0.0041081 |  | -7.9761e-05 |  | 2.1819e-06 |  | 0.00035243 |  | 0.030637
| 2.5293e-05 |  | 0.00097241 |  | 4.2266e-05 |  | 0.00021207 |  | 8.4993e-07 |  | 0.00040366 |  | 0.019813 |  | 0.0061958 |  | 0.0058873 |  | 0.0048294 |  | -1.9072e-05 |  | 1.1179e-06 |  | 1.2129e-06 |  | 2.6421e-05 |  | -5.2531e-06 |  | 0.0040264 |  | 0.00011397 |  | 4.6363e-06 |  | 0.00035897 |  | 0.030637
| 2.5293e-05 |  | 0.0010051 |  | 4.2266e-05 |  | 0.00022614 |  | 8.4993e-07 |  | 0.00042068 |  | 0.019742 |  | 0.0060391 |  | 0.0059984 |  | 0.0059252 |  | -1.9939e-05 |  | 1.1335e-06 |  | 1.1944e-06 |  | 0 |  | -1.5928e-05 |  | 0.0040623 |  | 0.00021373 |  | 4.6366e-06 |  | 0.00036388 |  | 0.030646
| 1.5109e-05 |  | 0.0010199 |  | 3.1456e-05 |  | 0.00031918 |  | 8.5e-07 |  | 0.00043852 |  | 0.01958 |  | 0.0056578 |  | 0.0059473 |  | 0.0066833 |  | 0.00013827 |  | 1.0861e-06 |  | 1.0089e-06 |  | 1.7002e-05 |  | 5.6932e-05 |  | 0.0038486 |  | 8.6879e-05 |  | 2.182e-06 |  | 0.00035738 |  | 0.030647
| 1.5109e-05 |  | 0.0010069 |  | 3.1456e-05 |  | 0.00032725 |  | 8.5e-07 |  | 0.0004231 |  | 0.019338 |  | 0.0054538 |  | 0.0060596 |  | 0.0074255 |  | -0.00018714 |  | 1.0217e-06 |  | 8.7287e-07 |  | 1.7002e-05 |  | 0.00010837 |  | 0.0039236 |  | -3.5797e-05 |  | 2.182e-06 |  | 0.00034754 |  | 0.030563
| 8.9973e-06 |  | 0.0010071 |  | 2.4575e-05 |  | 0.00032346 |  | 0 |  | 0.00040273 |  | 0.019073 |  | 0.0055969 |  | 0.0061526 |  | 0.0086542 |  | -0.00039379 |  | 1.0625e-06 |  | 9.7212e-07 |  | 0 |  | -3.0744e-05 |  | 0.0042577 |  | -0.00030367 |  | 2.1822e-06 |  | 0.00034431 |  | 0.030359
| 8.9973e-06 |  | 0.00097093 |  | 2.4575e-05 |  | 0.00033637 |  | 8.5008e-07 |  | 0.00041062 |  | 0.018855 |  | 0.0050159 |  | 0.0061254 |  | 0.0094322 |  | -0.00019072 |  | 1.1581e-06 |  | 1.1145e-06 |  | 1.2591e-05 |  | 4.1003e-05 |  | 0.0043867 |  | -0.00032686 |  | 5.4555e-07 |  | 0.00035084 |  | 0.030099
| 3.3444e-05 |  | 0.00098836 |  | 5.1116e-05 |  | 0.00026074 |  | 2.7196e-06 |  | 0.00042425 |  | 0.018688 |  | 0.004794 |  | 0.0062319 |  | 0.010139 |  | -0.0001807 |  | 1.253e-06 |  | 1.2137e-06 |  | 1.2591e-05 |  | 1.8852e-05 |  | 0.0045443 |  | -0.00020015 |  | 1.3639e-06 |  | 0.00036151 |  | 0.029884
| 3.3447e-05 |  | 0.00093733 |  | 5.1121e-05 |  | 0.00023119 |  | 1.8697e-06 |  | 0.00042532 |  | 0.01857 |  | 0.0041478 |  | 0.0062211 |  | 0.01113 |  | -7.9864e-05 |  | 1.1636e-06 |  | 1.1954e-06 |  | 0 |  | -0.00011641 |  | 0.0043125 |  | -2.9027e-05 |  | 8.1837e-07 |  | 0.00036067 |  | 0.029809
| 4.2615e-05 |  | 0.0009236 |  | 7.4837e-05 |  | 0.00023347 |  | 8.5015e-07 |  | 0.00040453 |  | 0.018461 |  | 0.0035542 |  | 0.0060749 |  | 0.01303 |  | 9.1784e-05 |  | 1.0328e-06 |  | 9.9065e-07 |  | 0 |  | -0.00013044 |  | 0.0042582 |  | -0.00011897 |  | 2.4553e-06 |  | 0.00035335 |  | 0.029811
| 4.2615e-05 |  | 0.00094233 |  | 7.4837e-05 |  | 0.00028908 |  | 1.7004e-06 |  | 0.00040219 |  | 0.018347 |  | 0.0036265 |  | 0.0060941 |  | 0.014502 |  | -2.3678e-05 |  | 9.4876e-07 |  | 9.3477e-07 |  | 0 |  | -0.0001902 |  | 0.0045871 |  | 0.00011526 |  | 3.0009e-06 |  | 0.00034681 |  | 0.029826
| 1.3073e-05 |  | 0.00093293 |  | 5.407e-05 |  | 0.00026387 |  | 2.7201e-06 |  | 0.00041211 |  | 0.018223 |  | 0.0032982 |  | 0.0062132 |  | 0.014774 |  | 3.8144e-05 |  | 1.0132e-06 |  | 1.0155e-06 |  | 0 |  | 6.1677e-05 |  | 0.0048161 |  | 0.00027302 |  | 1.3641e-06 |  | 0.00034681 |  | 0.029802
| 1.3074e-05 |  | 0.00099288 |  | 5.4075e-05 |  | 0.00019517 |  | 1.8699e-06 |  | 0.00041946 |  | 0.018029 |  | 0.0030682 |  | 0.0064133 |  | 0.01635 |  | 5.2449e-05 |  | 1.157e-06 |  | 1.1828e-06 |  | 0 |  | 6.6896e-06 |  | 0.0048311 |  | -1.5788e-05 |  | 3.001e-06 |  | 0.00035338 |  | 0.029652
| 2.9374e-05 |  | 0.00096593 |  | 8.6751e-05 |  | 0.0002222 |  | 0 |  | 0.00042175 |  | 0.017789 |  | 0.0031068 |  | 0.006677 |  | 0.01879 |  | -0.00010219 |  | 1.2866e-06 |  | 1.214e-06 |  | 0 |  | 3.2048e-05 |  | 0.0048559 |  | 8.636e-05 |  | 4.6383e-06 |  | 0.00035831 |  | 0.02941
| 2.9374e-05 |  | 0.00095203 |  | 8.6751e-05 |  | 0.00032192 |  | 0 |  | 0.00042239 |  | 0.017575 |  | 0.0028493 |  | 0.0065851 |  | 0.019302 |  | 7.748e-05 |  | 1.341e-06 |  | 1.0284e-06 |  | 0 |  | 8.8928e-05 |  | 0.004514 |  | 0.00015303 |  | 3.0014e-06 |  | 0.00036321 |  | 0.029175
| 2.5299e-05 |  | 0.0010115 |  | 9.8091e-05 |  | 0.00032116 |  | 8.503e-07 |  | 0.00045104 |  | 0.017424 |  | 0.0028275 |  | 0.006677 |  | 0.021839 |  | -8.723e-05 |  | 1.3395e-06 |  | 8.1148e-07 |  | 0 |  | -2.3268e-05 |  | 0.004496 |  | -2.706e-05 |  | 1.3642e-06 |  | 0.0003673 |  | 0.029025
| 2.5302e-05 |  | 0.00096753 |  | 9.81e-05 |  | 0.00022781 |  | 8.5037e-07 |  | 0.00044328 |  | 0.0173 |  | 0.0025414 |  | 0.0069225 |  | 0.022679 |  | -0.00023363 |  | 1.2589e-06 |  | 6.6908e-07 |  | 0 |  | 7.308e-06 |  | 0.0045936 |  | -0.00011756 |  | 1.3644e-06 |  | 0.00036569 |  | 0.028962
| 3.0396e-05 |  | 0.00093066 |  | 8.5625e-05 |  | 0.00024338 |  | 8.5044e-07 |  | 0.00041909 |  | 0.017154 |  | 0.0023522 |  | 0.0069112 |  | 0.024622 |  | -0.00035165 |  | 1.1817e-06 |  | 7.9317e-07 |  | 0 |  | -0.0001306 |  | 0.0045456 |  | -0.00018461 |  | 1.3644e-06 |  | 0.00036326 |  | 0.028927
| 3.0396e-05 |  | 0.00099369 |  | 8.5625e-05 |  | 0.00031635 |  | 8.5044e-07 |  | 0.00042934 |  | 0.017006 |  | 0.0025366 |  | 0.0068965 |  | 0.027315 |  | -0.00046109 |  | 1.1138e-06 |  | 1.0533e-06 |  | 0 |  | -8.4319e-05 |  | 0.0044794 |  | -0.00033254 |  | 8.1862e-07 |  | 0.00036244 |  | 0.028912
| 2.8869e-06 |  | 0.0010159 |  | 5.6047e-05 |  | 0.00030778 |  | 8.5044e-07 |  | 0.00044221 |  | 0.016862 |  | 0.0019886 |  | 0.0068817 |  | 0.027275 |  | -0.00017284 |  | 1.0426e-06 |  | 1.2142e-06 |  | 0 |  | 0.00013186 |  | 0.0051007 |  | -0.00021307 |  | 0 |  | 0.00036083 |  | 0.028887
| 2.8871e-06 |  | 0.0009972 |  | 5.6052e-05 |  | 0.00034524 |  | 8.5052e-07 |  | 0.00043093 |  | 0.016709 |  | 0.001885 |  | 0.0072027 |  | 0.030337 |  | -3.8632e-05 |  | 9.6537e-07 |  | 1.1151e-06 |  | 1.5788e-05 |  | 0.0001367 |  | 0.0051645 |  | -6.2087e-05 |  | 0 |  | 0.00035674 |  | 0.028817
| 0 |  | 0.00094334 |  | 7.6559e-05 |  | 0.00039838 |  | 0 |  | 0.00043175 |  | 0.01656 |  | 0.0017103 |  | 0.0073218 |  | 0.030964 |  | 4.8872e-05 |  | 9.6401e-07 |  | 9.5991e-07 |  | 3.5985e-05 |  | -6.4085e-05 |  | 0.0047205 |  | -0.00024873 |  | 2.4562e-06 |  | 0.00035103 |  | 0.028712
| 0 |  | 0.0008331 |  | 7.6558e-05 |  | 0.00030263 |  | 0 |  | 0.00043298 |  | 0.016434 |  | 0.0017548 |  | 0.0072254 |  | 0.032197 |  | 0.0003421 |  | 1.0889e-06 |  | 8.9828e-07 |  | 2.0196e-05 |  | -4.4872e-05 |  | 0.0047287 |  | -0.00015151 |  | 2.4563e-06 |  | 0.00034694 |  | 0.028634
| 7.032e-05 |  | 0.00089725 |  | 5.5068e-05 |  | 0.00029253 |  | 8.5059e-07 |  | 0.00043264 |  | 0.01631 |  | 0.0019005 |  | 0.0071404 |  | 0.035157 |  | 0.00054084 |  | 1.1703e-06 |  | 8.1812e-07 |  | 0 |  | -3.972e-05 |  | 0.0055415 |  | 0.0002646 |  | 8.1877e-07 |  | 0.00035187 |  | 0.028565
| 7.032e-05 |  | 0.00099416 |  | 5.5068e-05 |  | 0.00028543 |  | 8.5059e-07 |  | 0.00040415 |  | 0.016168 |  | 0.0015063 |  | 0.007205 |  | 0.035667 |  | 0.00020979 |  | 1.2083e-06 |  | 7.1888e-07 |  | 0 |  | -0.00022672 |  | 0.0055243 |  | 0.00010933 |  | 8.1877e-07 |  | 0.00036005 |  | 0.028453
| 6.1252e-05 |  | 0.00096568 |  | 7.3729e-05 |  | 0.00024475 |  | 8.5066e-07 |  | 0.00038393 |  | 0.016012 |  | 0.0013381 |  | 0.007399 |  | 0.040455 |  | -2.3678e-05 |  | 1.2627e-06 |  | 7.4375e-07 |  | 0 |  | -0.00016367 |  | 0.0055067 |  | 9.5473e-05 |  | 2.4565e-06 |  | 0.00036335 |  | 0.028294
| 6.1252e-05 |  | 0.00095853 |  | 7.3729e-05 |  | 0.00032511 |  | 8.5066e-07 |  | 0.00039373 |  | 0.015847 |  | 0.0011983 |  | 0.0073877 |  | 0.040439 |  | -8.3453e-06 |  | 1.3557e-06 |  | 8.3028e-07 |  | 0 |  | -9.8426e-05 |  | 0.0059154 |  | 0.00025939 |  | 3.0023e-06 |  | 0.00036419 |  | 0.028137
| 9.0013e-06 |  | 0.00094986 |  | 3.5404e-05 |  | 0.00032744 |  | 0 |  | 0.00039934 |  | 0.015668 |  | 0.0011278 |  | 0.007323 |  | 0.041583 |  | 0.0001347 |  | 1.3036e-06 |  | 8.7362e-07 |  | 0 |  | -4.5318e-05 |  | 0.0059269 |  | 5.3623e-05 |  | 4.6402e-06 |  | 0.00036664 |  | 0.027997
| 9.0021e-06 |  | 0.00098172 |  | 3.5407e-05 |  | 0.0002306 |  | 8.5074e-07 |  | 0.00040319 |  | 0.015496 |  | 0.0013304 |  | 0.0073254 |  | 0.046005 |  | -0.00010218 |  | 1.1848e-06 |  | 8.7362e-07 |  | 0 |  | 0.00013526 |  | 0.0059735 |  | -9.2555e-05 |  | 4.0946e-06 |  | 0.00036828 |  | 0.027877
| 6.5789e-05 |  | 0.00096084 |  | 0.00010719 |  | 0.00022224 |  | 8.5074e-07 |  | 0.00039638 |  | 0.015346 |  | 0.0010388 |  | 0.0074053 |  | 0.046147 |  | -0.000416 |  | 1.1658e-06 |  | 9.977e-07 |  | 0 |  | 0.00010223 |  | 0.005969 |  | -3.5118e-05 |  | 2.4568e-06 |  | 0.00036257 |  | 0.027776
| 6.5795e-05 |  | 0.00090822 |  | 0.0001072 |  | 0.00026536 |  | 0 |  | 0.00039107 |  | 0.015212 |  | 0.00057404 |  | 0.0075959 |  | 0.049627 |  | -0.00040127 |  | 1.2691e-06 |  | 1.2027e-06 |  | 3.176e-05 |  | 0.00012225 |  | 0.0061518 |  | -0.00010391 |  | 2.4568e-06 |  | 0.00035687 |  | 0.027713
| 1.1042e-05 |  | 0.00090769 |  | 6.1263e-05 |  | 0.0003045 |  | 8.5081e-07 |  | 0.00039965 |  | 0.015062 |  | 0.0008162 |  | 0.0076817 |  | 0.050069 |  | -0.0001335 |  | 1.3098e-06 |  | 1.1403e-06 |  | 3.1763e-05 |  | 0.0001885 |  | 0.0058064 |  | -0.0001593 |  | 2.4569e-06 |  | 0.00035932 |  | 0.027656
| 1.1041e-05 |  | 0.0009314 |  | 6.1258e-05 |  | 0.00020957 |  | 8.5088e-07 |  | 0.0004138 |  | 0.014929 |  | 0.0010128 |  | 0.0075199 |  | 0.052967 |  | -2.6224e-05 |  | 1.2855e-06 |  | 9.915e-07 |  | 6.2104e-06 |  | 2.5986e-05 |  | 0.0058334 |  | -8.0494e-05 |  | 3.0031e-06 |  | 0.00036833 |  | 0.02761
| 3.4483e-05 |  | 0.00086096 |  | 5.8994e-05 |  | 0.00017937 |  | 1.8713e-06 |  | 0.00041533 |  | 0.014816 |  | 0.00058956 |  | 0.0075002 |  | 0.057235 |  | 3.9879e-05 |  | 1.2665e-06 |  | 8.865e-07 |  | 6.2109e-06 |  | -9.9324e-05 |  | 0.0061121 |  | -0.00024317 |  | 1.365e-06 |  | 0.00036753 |  | 0.02755
| 3.4483e-05 |  | 0.0008504 |  | 5.8994e-05 |  | 0.00027972 |  | 2.7224e-06 |  | 0.0004051 |  | 0.014695 |  | 0.00048973 |  | 0.0076114 |  | 0.057399 |  | -1.5495e-05 |  | 1.2353e-06 |  | 8.8657e-07 |  | 2.431e-05 |  | -8.0113e-05 |  | 0.0061821 |  | -0.00033752 |  | 8.1902e-07 |  | 0.00035773 |  | 0.027426
| 5.5887e-05 |  | 0.00095102 |  | 6.6936e-05 |  | 0.00032608 |  | 1.7019e-06 |  | 0.00042042 |  | 0.014531 |  | 0.00082615 |  | 0.0077191 |  | 0.062789 |  | -0.00028538 |  | 1.1865e-06 |  | 8.8021e-07 |  | 2.431e-05 |  | 0.00010199 |  | 0.0058866 |  | -0.00010047 |  | 2.4572e-06 |  | 0.00035364 |  | 0.027242
| 5.5887e-05 |  | 0.00095297 |  | 6.6936e-05 |  | 0.00036551 |  | 8.5096e-07 |  | 0.00041097 |  | 0.014354 |  | 0.00062328 |  | 0.0078445 |  | 0.062069 |  | -8.344e-05 |  | 1.1071e-06 |  | 8.242e-07 |  | 8.3398e-06 |  | 0.00011842 |  | 0.0055529 |  | -0.0001379 |  | 3.0034e-06 |  | 0.00035939 |  | 0.027087
| 3.0409e-05 |  | 0.00089446 |  | 6.8643e-05 |  | 0.00037842 |  | 0 |  | 0.00040297 |  | 0.014227 |  | 0.00048602 |  | 0.0077629 |  | 0.064285 |  | 0.00012754 |  | 1.0583e-06 |  | 7.7463e-07 |  | 8.3405e-06 |  | 0.00019295 |  | 0.0055169 |  | -0.000117 |  | 3.0034e-06 |  | 0.00037167 |  | 0.027035
| 3.9598e-05 |  | 0.00084683 |  | 6.8643e-05 |  | 0.00034513 |  | 0 |  | 0.00040765 |  | 0.014132 |  | 0.00040726 |  | 0.0076676 |  | 0.070336 |  | 0.00026045 |  | 1.0583e-06 |  | 7.3771e-07 |  | 0 |  | 9.8023e-05 |  | 0.0055442 |  | 1.5278e-05 |  | 3.0034e-06 |  | 0.00037578 |  | 0.02705
| 3.552e-05 |  | 0.00087824 |  | 0.00010211 |  | 0.00030796 |  | 0 |  | 0.00039751 |  | 0.014023 |  | 0.00045263 |  | 0.0079768 |  | 0.069718 |  | 5.2449e-05 |  | 1.1486e-06 |  | 7.8099e-07 |  | 0 |  | -8.7932e-06 |  | 0.0055025 |  | 2.3822e-05 |  | 3.0036e-06 |  | 0.00037496 |  | 0.027068
| 2.6332e-05 |  | 0.00091519 |  | 0.00010211 |  | 0.00021872 |  | 0 |  | 0.00039751 |  | 0.013875 |  | 0.00077186 |  | 0.0080222 |  | 0.075008 |  | -7.6011e-05 |  | 1.2267e-06 |  | 9.0519e-07 |  | 1.3664e-05 |  | 3.5294e-05 |  | 0.0055274 |  | 0.00013356 |  | 3.0038e-06 |  | 0.00037253 |  | 0.027031
| 7.4323e-05 |  | 0.00092623 |  | 7.7727e-05 |  | 0.00021527 |  | 8.5118e-07 |  | 0.00040595 |  | 0.013716 |  | 0.00056392 |  | 0.0080649 |  | 0.074708 |  | 4.1719e-05 |  | 1.1813e-06 |  | 1.0542e-06 |  | 1.3666e-05 |  | -4.4856e-05 |  | 0.0055388 |  | 0.0001043 |  | 3.0038e-06 |  | 0.00037007 |  | 0.026904
| 7.4323e-05 |  | 0.00089413 |  | 7.7727e-05 |  | 0.00024921 |  | 1.7022e-06 |  | 0.00040002 |  | 0.013575 |  | 0.00069749 |  | 0.0081681 |  | 0.077535 |  | -5.1257e-05 |  | 1.017e-06 |  | 1.1095e-06 |  | 0 |  | 6.2921e-05 |  | 0.0055564 |  | -0.0002344 |  | 2.4578e-06 |  | 0.00036764 |  | 0.026757
| 6.4111e-05 |  | 0.00087544 |  | 4.8206e-05 |  | 0.00027248 |  | 8.5118e-07 |  | 0.0003748 |  | 0.013442 |  | 0.00076798 |  | 0.0079684 |  | 0.083626 |  | -8.7234e-05 |  | 8.9687e-07 |  | 1.0727e-06 |  | 0 |  | 0.00010404 |  | 0.0056018 |  | -0.00020861 |  | 8.1927e-07 |  | 0.00036029 |  | 0.026671
| 6.4116e-05 |  | 0.00087222 |  | 4.821e-05 |  | 0.00031859 |  | 8.5125e-07 |  | 0.00038563 |  | 0.013309 |  | 0.00040069 |  | 0.0080832 |  | 0.083292 |  | -0.0001049 |  | 9.1596e-07 |  | 1.1104e-06 |  | 0 |  | 0.00011262 |  | 0.0056886 |  | 0.00016895 |  | 1.3654e-06 |  | 0.00035211 |  | 0.026596
| 1.8179e-05 |  | 0.00082731 |  | 9.9286e-05 |  | 0.00025536 |  | 8.5125e-07 |  | 0.00040212 |  | 0.013156 |  | 0.00044217 |  | 0.0083945 |  | 0.089443 |  | -0.00015827 |  | 1.0137e-06 |  | 1.1104e-06 |  | 0 |  | 7.8821e-05 |  | 0.0057213 |  | -6.8049e-05 |  | 5.4621e-07 |  | 0.00035047 |  | 0.026531
| 1.8181e-05 |  | 0.00087389 |  | 9.9295e-05 |  | 0.00020043 |  | 0 |  | 0.00038919 |  | 0.012983 |  | 0.00047859 |  | 0.0084679 |  | 0.087445 |  | 3.4568e-05 |  | 1.1916e-06 |  | 1.1536e-06 |  | 5.4136e-05 |  | -3.8782e-05 |  | 0.0057945 |  | -0.00013738 |  | 2.185e-06 |  | 0.00035622 |  | 0.026471
| 6.4116e-05 |  | 0.00090032 |  | 6.979e-05 |  | 0.00028363 |  | 0 |  | 0.00037612 |  | 0.012807 |  | 0.00065938 |  | 0.008629 |  | 0.095035 |  | 0.0002455 |  | 1.3262e-06 |  | 1.2155e-06 |  | 5.4136e-05 |  | -9.6763e-05 |  | 0.0057601 |  | -3.5803e-05 |  | 2.185e-06 |  | 0.00036523 |  | 0.026413
| 6.4122e-05 |  | 0.00086726 |  | 6.9796e-05 |  | 0.00028573 |  | 0 |  | 0.00037078 |  | 0.012656 |  | 0.00064556 |  | 0.008825 |  | 0.093588 |  | 0.00024556 |  | 1.314e-06 |  | 1.197e-06 |  | 0 |  | -3.2084e-05 |  | 0.0059726 |  | -0.00016625 |  | 5.4628e-07 |  | 0.00037426 |  | 0.026341
| 8.2273e-05 |  | 0.00086823 |  | 5.5097e-05 |  | 0.00030774 |  | 0 |  | 0.00038717 |  | 0.012554 |  | 0.00041182 |  | 0.0089144 |  | 0.096234 |  | 0.00022052 |  | 1.1443e-06 |  | 1.0481e-06 |  | 0 |  | -6.9884e-05 |  | 0.006326 |  | 7.409e-05 |  | 1.3657e-06 |  | 0.00038165 |  | 0.026269
| 8.228e-05 |  | 0.00086324 |  | 5.5102e-05 |  | 0.00030436 |  | 8.514e-07 |  | 0.00037504 |  | 0.012466 |  | 0.00015903 |  | 0.0089776 |  | 0.10332 |  | 6.6049e-05 |  | 1.0839e-06 |  | 8.6156e-07 |  | 0 |  | 2.6435e-05 |  | 0.0063432 |  | 0.00020863 |  | 3.0045e-06 |  | 0.00038329 |  | 0.026218
| 5.0813e-05 |  | 0.00086323 |  | 9.08e-05 |  | 0.00022511 |  | 8.514e-07 |  | 0.00036556 |  | 0.012341 |  | 0.00030793 |  | 0.0088451 |  | 0.10124 |  | -0.00021575 |  | 1.1823e-06 |  | 9.297e-07 |  | 0 |  | -6.8556e-05 |  | 0.0062862 |  | -0.0001259 |  | 2.1854e-06 |  | 0.0003784 |  | 0.026147
| 5.0809e-05 |  | 0.00088919 |  | 9.0792e-05 |  | 0.00022381 |  | 8.5147e-07 |  | 0.00038229 |  | 0.012163 |  | 0.00038399 |  | 0.0088783 |  | 0.10871 |  | -0.00036763 |  | 1.2823e-06 |  | 1.0419e-06 |  | 8.3427e-06 |  | -0.00020513 |  | 0.0065262 |  | -0.00011522 |  | 0 |  | 0.00037021 |  | 0.02598
| 0 |  | 0.00087459 |  | 8.7395e-05 |  | 0.00030514 |  | 8.5147e-07 |  | 0.00039103 |  | 0.011958 |  | 0.00020034 |  | 0.0091192 |  | 0.10728 |  | -6.9136e-05 |  | 1.2096e-06 |  | 1.0113e-06 |  | 8.3434e-06 |  | 3.5693e-05 |  | 0.0066572 |  | -9.9123e-05 |  | 8.1952e-07 |  | 0.00035956 |  | 0.025756
| 0 |  | 0.0008572 |  | 8.7395e-05 |  | 0.0003024 |  | 0 |  | 0.00038536 |  | 0.011765 |  | 1.5515e-05 |  | 0.0092735 |  | 0.1154 |  | 8.1002e-05 |  | 1.1343e-06 |  | 8.1267e-07 |  | 7.2786e-06 |  | -0.00013709 |  | 0.0065929 |  | -0.00031613 |  | 8.1957e-07 |  | 0.00035303 |  | 0.025547
| 8.9665e-05 |  | 0.00088442 |  | 1.5745e-05 |  | 0.00025066 |  | 0 |  | 0.00039455 |  | 0.011599 |  | 7.0487e-05 |  | 0.009286 |  | 0.11213 |  | -0.00013707 |  | 1.2117e-06 |  | 6.6364e-07 |  | 7.2786e-06 |  | -0.00019138 |  | 0.0068497 |  | 5.7102e-05 |  | 2.4587e-06 |  | 0.00035715 |  | 0.025421
| 8.9665e-05 |  | 0.00089354 |  | 1.5745e-05 |  | 0.00024783 |  | 0 |  | 0.00040168 |  | 0.011456 |  | 0.00022496 |  | 0.0093314 |  | 0.12051 |  | -0.00025546 |  | 1.2858e-06 |  | 7.3179e-07 |  | 0 |  | 6.9862e-05 |  | 0.0068661 |  | 2.8464e-05 |  | 3.0053e-06 |  | 0.0003678 |  | 0.025374
| 1.4106e-05 |  | 0.00088724 |  | 6.1863e-05 |  | 0.00025504 |  | 8.5162e-07 |  | 0.00039812 |  | 0.011382 |  | -8.5331e-05 |  | 0.0095451 |  | 0.1192 |  | -0.00025867 |  | 1.3171e-06 |  | 9.4268e-07 |  | 0 |  | 0.00011654 |  | 0.0066945 |  | -0.00010743 |  | 1.366e-06 |  | 0.00037356 |  | 0.02536
| 1.4106e-05 |  | 0.0008749 |  | 6.1863e-05 |  | 0.00030101 |  | 1.7034e-06 |  | 0.00038853 |  | 0.011326 |  | 5.5649e-05 |  | 0.0098833 |  | 0.12123 |  | -0.00021575 |  | 1.3091e-06 |  | 1.0109e-06 |  | 0 |  | 7.6906e-05 |  | 0.0069763 |  | 3.9862e-05 |  | 1.3661e-06 |  | 0.00037028 |  | 0.02536
| 0 |  | 0.00084916 |  | 6.1295e-05 |  | 0.00028422 |  | 2.7245e-06 |  | 0.00037294 |  | 0.011229 |  | 0.00017842 |  | 0.010016 |  | 0.12924 |  | -0.00020313 |  | 1.2777e-06 |  | 1.0854e-06 |  | 0 |  | 1.1674e-05 |  | 0.0072217 |  | -0.000125 |  | 5.4645e-07 |  | 0.00036293 |  | 0.025347
| 0 |  | 0.00083996 |  | 6.1301e-05 |  | 0.00017312 |  | 2.7248e-06 |  | 0.00037988 |  | 0.011082 |  | 0.00033761 |  | 0.010237 |  | 0.12652 |  | -0.00017999 |  | 1.1922e-06 |  | 1.1351e-06 |  | 0 |  | 0.00015859 |  | 0.0072864 |  | -0.00025366 |  | 5.4645e-07 |  | 0.00036375 |  | 0.025331
| 2.1245e-05 |  | 0.00083272 |  | 7.2079e-05 |  | 0.0001688 |  | 8.5176e-07 |  | 0.0003816 |  | 0.010909 |  | 0.00020944 |  | 0.010417 |  | 0.13592 |  | -0.00019565 |  | 1.1149e-06 |  | 1.2098e-06 |  | 0 |  | 0.00013099 |  | 0.0074827 |  | -0.00012427 |  | 1.3663e-06 |  | 0.00037524 |  | 0.025278
| 2.1247e-05 |  | 0.00084389 |  | 7.2085e-05 |  | 0.00024615 |  | 8.5176e-07 |  | 0.00037843 |  | 0.01077 |  | -2.2262e-05 |  | 0.010324 |  | 0.13341 |  | -0.00011919 |  | 1.0816e-06 |  | 1.1792e-06 |  | 0 |  | -7.3447e-05 |  | 0.0074524 |  | 0.00015928 |  | 8.1972e-07 |  | 0.00039163 |  | 0.025145
| 1.8187e-05 |  | 0.00086128 |  | 4.5274e-05 |  | 0.00022823 |  | 1.7035e-06 |  | 0.0003857 |  | 0.010655 |  | 5.8179e-05 |  | 0.010493 |  | 0.14124 |  | -5.7324e-05 |  | 1.0755e-06 |  | 1.0983e-06 |  | 0 |  | -6.4465e-05 |  | 0.0078649 |  | 0.00013064 |  | 0 |  | 0.00039902 |  | 0.02497
| 1.8189e-05 |  | 0.00086963 |  | 4.5278e-05 |  | 0.00025419 |  | 2.725e-06 |  | 0.00037468 |  | 0.010583 |  | 6.678e-05 |  | 0.010691 |  | 0.13849 |  | -0.00024793 |  | 1.0741e-06 |  | 1.1786e-06 |  | 0 |  | -4.8953e-05 |  | 0.008155 |  | 7.757e-05 |  | 5.4655e-07 |  | 0.00039247 |  | 0.02485
| 5.1846e-05 |  | 0.00087947 |  | 8.0606e-05 |  | 0.00026455 |  | 1.8736e-06 |  | 0.00036315 |  | 0.010501 |  | 0.00011636 |  | 0.010944 |  | 0.14918 |  | -0.00011714 |  | 1.1328e-06 |  | 1.1418e-06 |  | 3.1918e-06 |  | 9.9352e-05 |  | 0.0081776 |  | -9.3903e-06 |  | 3.006e-06 |  | 0.00038348 |  | 0.024834
| 5.1846e-05 |  | 0.00084623 |  | 8.0606e-05 |  | 0.00021803 |  | 2.8956e-06 |  | 0.00037725 |  | 0.01037 |  | 0.00017438 |  | 0.011217 |  | 0.14431 |  | 0.00010966 |  | 1.2149e-06 |  | 1.0614e-06 |  | 3.1918e-06 |  | 0.00011938 |  | 0.0083191 |  | -8.6009e-05 |  | 3.0062e-06 |  | 0.00038104 |  | 0.024842
| 3.5527e-05 |  | 0.0008377 |  | 0 |  | 0.00021696 |  | 3.7478e-06 |  | 0.00038015 |  | 0.010198 |  | -4.8231e-05 |  | 0.010982 |  | 0.1463 |  | 0.00013112 |  | 1.2625e-06 |  | 9.7422e-07 |  | 3.1918e-06 |  | -1.2471e-05 |  | 0.0083608 |  | -6.5574e-05 |  | 5.4658e-07 |  | 0.00038104 |  | 0.024814
| 3.5531e-05 |  | 0.0008399 |  | 0 |  | 0.00025094 |  | 1.7038e-06 |  | 0.00037488 |  | 0.010012 |  | -0.00011637 |  | 0.01081 |  | 0.15621 |  | 0.00012213 |  | 1.2503e-06 |  | 9.1178e-07 |  | 5.1456e-06 |  | 5.3476e-05 |  | 0.0082928 |  | -0.00013234 |  | 2.1864e-06 |  | 0.00037777 |  | 0.02477
| 7.2092e-05 |  | 0.00084764 |  | 7.8903e-05 |  | 0.00029301 |  | 8.5198e-07 |  | 0.0003892 |  | 0.0098581 |  | 0.00010759 |  | 0.011144 |  | 0.15165 |  | 0.00011324 |  | 1.211e-06 |  | 8.5005e-07 |  | 1.9533e-06 |  | 0.00022355 |  | 0.0080975 |  | -7.007e-05 |  | 2.1864e-06 |  | 0.00037697 |  | 0.02471
| 7.2098e-05 |  | 0.00085565 |  | 7.891e-05 |  | 0.00029831 |  | 0 |  | 0.00037548 |  | 0.0097369 |  | 7.7573e-05 |  | 0.011137 |  | 0.16159 |  | -0.00012835 |  | 1.1825e-06 |  | 7.5064e-07 |  | 0 |  | 0.00017855 |  | 0.0083581 |  | -7.9521e-05 |  | 0 |  | 0.00037943 |  | 0.024624
| 5.3895e-05 |  | 0.00084489 |  | 1.969e-05 |  | 0.00027422 |  | 1.8737e-06 |  | 0.00036588 |  | 0.009655 |  | 1.8551e-05 |  | 0.011141 |  | 0.15801 |  | -0.000298 |  | 1.1927e-06 |  | 6.3913e-07 |  | 3.1924e-06 |  | 5.1607e-05 |  | 0.0087298 |  | -0.00012709 |  | 8.1997e-07 |  | 0.00038601 |  | 0.024483
| 6.3086e-05 |  | 0.00078807 |  | 1.9688e-05 |  | 0.00026343 |  | 1.8739e-06 |  | 0.00036422 |  | 0.0096176 |  | 5.4302e-05 |  | 0.011349 |  | 0.16727 |  | 5.1099e-05 |  | 1.2811e-06 |  | 5.1555e-07 |  | 3.1921e-06 |  | 1.4234e-06 |  | 0.0087222 |  | -0.00017362 |  | 1.3666e-06 |  | 0.00038603 |  | 0.024367
| 1.8207e-05 |  | 0.00076893 |  | 3.8395e-05 |  | 0.00026461 |  | 0 |  | 0.00037219 |  | 0.0095789 |  | 0.00012243 |  | 0.011328 |  | 0.16219 |  | 0.00019192 |  | 1.3832e-06 |  | 3.9132e-07 |  | 0 |  | 8.497e-05 |  | 0.0087468 |  | -0.00016153 |  | 1.3668e-06 |  | 0.00038357 |  | 0.024329
| 9.0108e-06 |  | 0.0008335 |  | 3.8395e-05 |  | 0.00034014 |  | 8.5206e-07 |  | 0.00038746 |  | 0.0094765 |  | -5.818e-05 |  | 0.011287 |  | 0.17221 |  | -7.2279e-05 |  | 1.3865e-06 |  | 4.8433e-07 |  | 0 |  | 0.00024041 |  | 0.0088795 |  | 9.044e-05 |  | 8.2002e-07 |  | 0.00038029 |  | 0.024327
| 6.189e-05 |  | 0.00084864 |  | 6.189e-05 |  | 0.0003483 |  | 2.7262e-06 |  | 0.00037763 |  | 0.0093027 |  | -3.7102e-06 |  | 0.011504 |  | 0.16733 |  | -0.00027654 |  | 1.3417e-06 |  | 7.1381e-07 |  | 0 |  | 0.00023214 |  | 0.0088383 |  | -2.3279e-05 |  | 8.2007e-07 |  | 0.00037786 |  | 0.024313
| 6.1885e-05 |  | 0.00082486 |  | 6.1885e-05 |  | 0.00025335 |  | 2.7264e-06 |  | 0.00038688 |  | 0.0090945 |  | 0.00027926 |  | 0.011564 |  | 0.17836 |  | -0.0004237 |  | 1.2575e-06 |  | 9.3058e-07 |  | 1.4741e-05 |  | 0.00017579 |  | 0.0088544 |  | -5.1217e-05 |  | 8.2012e-07 |  | 0.00037624 |  | 0.024242
| 4.5739e-05 |  | 0.00080681 |  | 1.3784e-05 |  | 0.00023715 |  | 2.7264e-06 |  | 0.00038628 |  | 0.0089128 |  | 0.00035245 |  | 0.01155 |  | 0.17339 |  | -0.00033019 |  | 1.1488e-06 |  | 1.0236e-06 |  | 1.4742e-05 |  | 2.1539e-06 |  | 0.0090938 |  | 0.000174 |  | 2.4604e-06 |  | 0.00036805 |  | 0.024187
| 4.5739e-05 |  | 0.00078967 |  | 1.3784e-05 |  | 0.00020617 |  | 2.7264e-06 |  | 0.00036761 |  | 0.008766 |  | 1.4841e-05 |  | 0.011833 |  | 0.17656 |  | 0.000149 |  | 1.0285e-06 |  | 9.7456e-07 |  | 0 |  | -4.5498e-05 |  | 0.0094066 |  | 1.9885e-05 |  | 2.4605e-06 |  | 0.00036315 |  | 0.024147
| 0 |  | 0.0008065 |  | 6.7006e-05 |  | 0.00019595 |  | 1.7046e-06 |  | 0.00038184 |  | 0.008668 |  | -7.7576e-06 |  | 0.011931 |  | 0.18695 |  | 0.00013708 |  | 9.8233e-07 |  | 9.7464e-07 |  | 0 |  | 0.00011499 |  | 0.0095648 |  | -0.00014577 |  | 5.7401e-06 |  | 0.00036889 |  | 0.024087
| 0 |  | 0.00082813 |  | 6.7006e-05 |  | 0.00026322 |  | 8.5228e-07 |  | 0.0003813 |  | 0.0086077 |  | -0.00010758 |  | 0.011842 |  | 0.17948 |  | -7.2712e-05 |  | 1.0204e-06 |  | 8.8731e-07 |  | 0 |  | 0.00012969 |  | 0.0095263 |  | -0.00012677 |  | 5.7405e-06 |  | 0.00038528 |  | 0.02401
| 3.9618e-05 |  | 0.00078823 |  | 8.1763e-05 |  | 0.00026346 |  | 8.5228e-07 |  | 0.00036799 |  | 0.0085467 |  | -0.00030641 |  | 0.011973 |  | 0.18917 |  | 2.4924e-05 |  | 1.0775e-06 |  | 7.2604e-07 |  | 1.0642e-06 |  | 4.0304e-05 |  | 0.0096105 |  | -8.398e-05 |  | 4.1011e-06 |  | 0.0003976 |  | 0.023917
| 3.9625e-05 |  | 0.00078267 |  | 8.1778e-05 |  | 0.00019569 |  | 8.5235e-07 |  | 0.00037068 |  | 0.0084464 |  | -0.00026341 |  | 0.012166 |  | 0.18363 |  | -8.344e-06 |  | 1.1027e-06 |  | 6.7064e-07 |  | 1.7941e-05 |  | 2.5381e-05 |  | 0.0097308 |  | 1.3391e-05 |  | 4.1013e-06 |  | 0.00039763 |  | 0.023825
| 1.9216e-05 |  | 0.00079453 |  | 8.8585e-05 |  | 0.0001356 |  | 1.8745e-06 |  | 0.00037383 |  | 0.0082856 |  | -0.00017066 |  | 0.012094 |  | 0.19355 |  | 8.1002e-05 |  | 1.098e-06 |  | 8.1344e-07 |  | 1.6876e-05 |  | -1.1981e-05 |  | 0.0097472 |  | -1.2803e-05 |  | 8.2027e-07 |  | 0.00039189 |  | 0.023707
| 1.9217e-05 |  | 0.00079377 |  | 8.8592e-05 |  | 0.00025317 |  | 3.7494e-06 |  | 0.00037085 |  | 0.0081011 |  | 0.00020404 |  | 0.012145 |  | 0.18645 |  | 8.4632e-05 |  | 1.0668e-06 |  | 1.0182e-06 |  | 0 |  | 6.9965e-05 |  | 0.0098921 |  | -0.00023473 |  | 8.2032e-07 |  | 0.00038453 |  | 0.023554
| 3.6563e-05 |  | 0.00080536 |  | 7.0988e-05 |  | 0.00025791 |  | 1.8747e-06 |  | 0.00036328 |  | 0.0079287 |  | -0.00012025 |  | 0.012333 |  | 0.1962 |  | 8.4741e-05 |  | 1.0954e-06 |  | 9.6844e-07 |  | 1.5967e-05 |  | 0.00021003 |  | 0.0099355 |  | -0.00021146 |  | 0 |  | 0.00037387 |  | 0.023427
| 3.6563e-05 |  | 0.00080163 |  | 7.0988e-05 |  | 0.00018936 |  | 0 |  | 0.00035633 |  | 0.0077906 |  | -0.00028196 |  | 0.012375 |  | 0.18991 |  | 0.00019191 |  | 1.2233e-06 |  | 7.2623e-07 |  | 1.5967e-05 |  | -2.2584e-05 |  | 0.0099312 |  | -4.7497e-05 |  | 0 |  | 0.00036406 |  | 0.023373
| 8.86e-05 |  | 0.00081457 |  | 8.1785e-05 |  | 0.00022592 |  | 0 |  | 0.00036583 |  | 0.0076715 |  | -0.0001629 |  | 0.012407 |  | 0.20046 |  | 0.00012586 |  | 1.2532e-06 |  | 6.0827e-07 |  | 0 |  | -0.00014915 |  | 0.010023 |  | 4.5158e-05 |  | 4.1021e-06 |  | 0.00036488 |  | 0.023387
| 8.86e-05 |  | 0.00081613 |  | 8.1785e-05 |  | 0.00031479 |  | 8.525e-07 |  | 0.00037446 |  | 0.0075874 |  | -0.0001521 |  | 0.012532 |  | 0.19186 |  | -0.00012278 |  | 1.1662e-06 |  | 6.4589e-07 |  | 2.7538e-05 |  | -2.4926e-05 |  | 0.010044 |  | 7.8259e-05 |  | 4.1018e-06 |  | 0.00037966 |  | 0.023408
| 2.126e-05 |  | 0.00079572 |  | 8.86e-05 |  | 0.00026757 |  | 1.7051e-06 |  | 0.00035991 |  | 0.0075305 |  | 6.2059e-05 |  | 0.012505 |  | 0.20315 |  | -0.00040501 |  | 1.0854e-06 |  | 7.1418e-07 |  | 2.7538e-05 |  | -0.00010751 |  | 0.010229 |  | 3.3834e-05 |  | 8.2042e-07 |  | 0.00039196 |  | 0.02338
| 2.126e-05 |  | 0.00078574 |  | 8.86e-05 |  | 0.00019519 |  | 1.7051e-06 |  | 0.00034445 |  | 0.0074765 |  | 0.0002597 |  | 0.012304 |  | 0.19756 |  | -0.00026582 |  | 1.1663e-06 |  | 6.8931e-07 |  | 5.8499e-05 |  | -0.00014199 |  | 0.010288 |  | 0.00020917 |  | 8.2047e-07 |  | 0.00039114 |  | 0.023338
| 3.9121e-06 |  | 0.00078665 |  | 6.8728e-05 |  | 0.00024385 |  | 1.7051e-06 |  | 0.00034285 |  | 0.0073877 |  | 4.2656e-05 |  | 0.012468 |  | 0.20767 |  | 6.231e-06 |  | 1.2241e-06 |  | 8.1365e-07 |  | 5.8504e-05 |  | -6.8843e-05 |  | 0.010068 |  | 7.6974e-05 |  | 8.2047e-07 |  | 0.00038545 |  | 0.023308
| 3.9121e-06 |  | 0.000764 |  | 6.8728e-05 |  | 0.00025567 |  | 8.5265e-07 |  | 0.0003479 |  | 0.0072518 |  | -0.00046746 |  | 0.012828 |  | 0.20039 |  | -9.7744e-05 |  | 1.2024e-06 |  | 9.1257e-07 |  | 0 |  | -4.5658e-05 |  | 0.010336 |  | -0.00015122 |  | 8.2052e-07 |  | 0.0003846 |  | 0.023262
| 2.8917e-06 |  | 0.00077552 |  | 4.7276e-05 |  | 0.00023915 |  | 8.5265e-07 |  | 0.00034534 |  | 0.0070892 |  | -0.00042665 |  | 0.01291 |  | 0.21076 |  | -0.00021808 |  | 1.1262e-06 |  | 1.0121e-06 |  | 3.9392e-05 |  | 0.00011782 |  | 0.010609 |  | -2.6425e-05 |  | 2.4616e-06 |  | 0.00038383 |  | 0.023203
| 2.8917e-06 |  | 0.00078081 |  | 4.7276e-05 |  | 0.00020803 |  | 8.5272e-07 |  | 0.00034741 |  | 0.0069202 |  | -0.00015953 |  | 0.012927 |  | 0.20234 |  | -4.0528e-05 |  | 1.0869e-06 |  | 1.2047e-06 |  | 3.9392e-05 |  | 2.4713e-05 |  | 0.010533 |  | 3.0854e-05 |  | 2.4617e-06 |  | 0.00038055 |  | 0.023134
| 6.5894e-05 |  | 0.00074779 |  | 4.925e-05 |  | 0.00022539 |  | 8.5272e-07 |  | 0.00033867 |  | 0.0067814 |  | 4.2665e-05 |  | 0.01314 |  | 0.21229 |  | -1.2461e-05 |  | 1.1297e-06 |  | 1.354e-06 |  | 0 |  | -0.00022096 |  | 0.01073 |  | -2.3826e-05 |  | 8.2057e-07 |  | 0.00037399 |  | 0.023048
| 6.5894e-05 |  | 0.00076648 |  | 4.925e-05 |  | 0.00024345 |  | 8.5279e-07 |  | 0.00033105 |  | 0.0066438 |  | 0 |  | 0.013309 |  | 0.20386 |  | -0.0001192 |  | 1.1387e-06 |  | 1.3732e-06 |  | 0 |  | 4.2219e-05 |  | 0.010891 |  | -1.0336e-06 |  | 1.3676e-06 |  | 0.00037647 |  | 0.022942
| 1.7181e-05 |  | 0.00076107 |  | 0.00010736 |  | 0.00029853 |  | 0 |  | 0.00036167 |  | 0.006491 |  | -0.00013575 |  | 0.013382 |  | 0.21568 |  | -0.00035267 |  | 1.1781e-06 |  | 1.0747e-06 |  | 0 |  | 6.7026e-05 |  | 0.010919 |  | 3.0896e-05 |  | 1.3678e-06 |  | 0.00038713 |  | 0.022817
| 1.7182e-05 |  | 0.00075604 |  | 0.00010737 |  | 0.00026849 |  | 0 |  | 0.00037119 |  | 0.0063202 |  | 1.8551e-05 |  | 0.013487 |  | 0.20808 |  | -0.00033018 |  | 1.2074e-06 |  | 7.8261e-07 |  | 8.3523e-06 |  | -4.1948e-05 |  | 0.011008 |  | 3.0351e-05 |  | 8.2062e-07 |  | 0.00039208 |  | 0.022751
| 1.8716e-06 |  | 0.00077989 |  | 5.7946e-05 |  | 0.00025491 |  | 0 |  | 0.00034651 |  | 0.0061582 |  | 0.00010472 |  | 0.013501 |  | 0.21824 |  | -0.0003751 |  | 1.2448e-06 |  | 6.8311e-07 |  | 8.3523e-06 |  | 8.0688e-05 |  | 0.011156 |  | 0.00010305 |  | 2.462e-06 |  | 0.00038798 |  | 0.022707
| 2.8453e-05 |  | 0.00077451 |  | 5.7946e-05 |  | 0.00026714 |  | 8.5294e-07 |  | 0.00034722 |  | 0.0059896 |  | 4.452e-05 |  | 0.013722 |  | 0.20891 |  | -0.00031946 |  | 1.2164e-06 |  | 8.0124e-07 |  | 0 |  | 9.437e-05 |  | 0.011317 |  | 0.00016157 |  | 3.0093e-06 |  | 0.00037734 |  | 0.022644
| 0.00012032 |  | 0.00075807 |  | 8.6919e-05 |  | 0.00026059 |  | 8.5287e-07 |  | 0.00035228 |  | 0.005845 |  | -8.1452e-05 |  | 0.014103 |  | 0.21924 |  | 8.1002e-05 |  | 1.1422e-06 |  | 1.0002e-06 |  | 0 |  | 0.00016292 |  | 0.011615 |  | 0.00021807 |  | 5.4715e-07 |  | 0.0003757 |  | 0.022562
| 9.3745e-05 |  | 0.00070136 |  | 8.6927e-05 |  | 0.00020381 |  | 8.5294e-07 |  | 0.00034477 |  | 0.0057421 |  | -0.00010017 |  | 0.014148 |  | 0.21061 |  | -1.1928e-06 |  | 1.1042e-06 |  | 1.1496e-06 |  | 0 |  | 7.6781e-05 |  | 0.011646 |  | 0.00020362 |  | 5.4718e-07 |  | 0.000379 |  | 0.022489
| 0 |  | 0.00069318 |  | 8.8668e-06 |  | 0.00018012 |  | 8.5294e-07 |  | 0.00033744 |  | 0.005698 |  | -1.1636e-05 |  | 0.014173 |  | 0.22032 |  | -0.00028537 |  | 1.1266e-06 |  | 1.1617e-06 |  | 0 |  | -9.6273e-05 |  | 0.011608 |  | -0.00012136 |  | 5.4718e-07 |  | 0.00038228 |  | 0.022448
| 0 |  | 0.00074131 |  | 8.8668e-06 |  | 0.00020696 |  | 0 |  | 0.00032811 |  | 0.0056566 |  | 2.597e-05 |  | 0.014398 |  | 0.21115 |  | -0.00021575 |  | 1.1614e-06 |  | 1.0686e-06 |  | 3.8212e-05 |  | -1.2601e-05 |  | 0.01197 |  | -0.00018641 |  | 0 |  | 0.00038805 |  | 0.022424
| 5.496e-05 |  | 0.00073801 |  | 8.0684e-05 |  | 0.00017469 |  | 0 |  | 0.00032604 |  | 0.0055712 |  | 0 |  | 0.01444 |  | 0.2221 |  | -0.00029286 |  | 1.1818e-06 |  | 1.0935e-06 |  | 9.5603e-05 |  | 5.5747e-06 |  | 0.012222 |  | -4.1532e-05 |  | 2.4626e-06 |  | 0.00039628 |  | 0.022376
| 5.4955e-05 |  | 0.00072064 |  | 8.0677e-05 |  | 0.00020631 |  | 0 |  | 0.0003225 |  | 0.0054713 |  | 0 |  | 0.014372 |  | 0.21351 |  | -4.4109e-05 |  | 1.1948e-06 |  | 1.0495e-06 |  | 8.2798e-05 |  | -0.00011127 |  | 0.012185 |  | 5.2451e-05 |  | 2.4625e-06 |  | 0.00039956 |  | 0.022321
| 1.9228e-05 |  | 0.00072998 |  | 8.1821e-05 |  | 0.0001637 |  | 0 |  | 0.00032388 |  | 0.0053567 |  | 3.8772e-06 |  | 0.01467 |  | 0.2233 |  | -0.00020312 |  | 1.2126e-06 |  | 9.9407e-07 |  | 2.5417e-05 |  | -9.1168e-05 |  | 0.01218 |  | 0.00014639 |  | 0 |  | 0.0003971 |  | 0.022264
| 1.9229e-05 |  | 0.00074591 |  | 8.1828e-05 |  | 0.00012857 |  | 0 |  | 0.00034033 |  | 0.0052967 |  | -3.3391e-05 |  | 0.015133 |  | 0.21501 |  | -0.00036952 |  | 1.1746e-06 |  | 1.0624e-06 |  | 0 |  | 0.00016881 |  | 0.012463 |  | 9.3279e-05 |  | 0 |  | 0.00039138 |  | 0.022223
| 0.00011307 |  | 0.0007299 |  | 2.0691e-05 |  | 0.00022976 |  | 2.8999e-06 |  | 0.00034469 |  | 0.0052579 |  | -0.00018618 |  | 0.015503 |  | 0.22566 |  | -9.845e-05 |  | 1.1112e-06 |  | 1.2735e-06 |  | 0 |  | 0.00010986 |  | 0.012706 |  | 2.5703e-05 |  | 2.4628e-06 |  | 0.00039302 |  | 0.022214
| 0.00011308 |  | 0.00074651 |  | 2.0692e-05 |  | 0.00026649 |  | 2.9001e-06 |  | 0.00034439 |  | 0.0052776 |  | -0.00027455 |  | 0.015659 |  | 0.21467 |  | 0.00018833 |  | 1.033e-06 |  | 1.5097e-06 |  | 0 |  | -0.00010941 |  | 0.012745 |  | 5.0372e-05 |  | 2.4628e-06 |  | 0.00039879 |  | 0.022175
| 3.3523e-05 |  | 0.00068984 |  | 8.6942e-05 |  | 0.00022556 |  | 0 |  | 0.00033056 |  | 0.0053105 |  | -9.3087e-05 |  | 0.015742 |  | 0.22372 |  | 0.00032774 |  | 9.95e-07 |  | 1.5718e-06 |  | 0 |  | 0.00013476 |  | 0.012717 |  | 0.00014049 |  | 8.2102e-07 |  | 0.00040538 |  | 0.022066
| 3.3526e-05 |  | 0.00066799 |  | 8.695e-05 |  | 0.00023606 |  | 0 |  | 0.00032829 |  | 0.0053791 |  | 1.113e-05 |  | 0.015972 |  | 0.21543 |  | -0.0001943 |  | 1.0535e-06 |  | 1.4231e-06 |  | 0 |  | 0.00035983 |  | 0.012993 |  | 4.0525e-05 |  | 1.3683e-06 |  | 0.00040945 |  | 0.021915
| 0 |  | 0.00069093 |  | 7.8987e-05 |  | 0.00021826 |  | 0 |  | 0.00032854 |  | 0.0054396 |  | -0.00029478 |  | 0.016121 |  | 0.22687 |  | -0.0002779 |  | 1.2039e-06 |  | 1.1436e-06 |  | 0 |  | 1.5994e-05 |  | 0.013167 |  | -0.00013676 |  | 1.3684e-06 |  | 0.00040622 |  | 0.021813
| 0 |  | 0.00071629 |  | 7.8994e-05 |  | 0.00022494 |  | 0 |  | 0.00034658 |  | 0.0054657 |  | -4.8231e-05 |  | 0.01673 |  | 0.21551 |  | -0.00017999 |  | 1.3149e-06 |  | 8.4491e-07 |  | 0 |  | -0.00022575 |  | 0.013219 |  | 7.6788e-05 |  | 8.2107e-07 |  | 0.00040458 |  | 0.02179
| 4.272e-05 |  | 0.00076875 |  | 6.3087e-05 |  | 0.00022824 |  | 0 |  | 0.0003504 |  | 0.005386 |  | 0.00027151 |  | 0.017275 |  | 0.22583 |  | -0.00021808 |  | 1.2462e-06 |  | 6.2736e-07 |  | 1.5979e-05 |  | -0.0001283 |  | 0.013307 |  | 0.00022844 |  | 8.2107e-07 |  | 0.0004013 |  | 0.021808
| 4.2716e-05 |  | 0.00073536 |  | 6.3081e-05 |  | 0.00021237 |  | 0 |  | 0.00034551 |  | 0.0052185 |  | -0.00015211 |  | 0.017279 |  | 0.21671 |  | -0.00021575 |  | 1.1517e-06 |  | 6.3379e-07 |  | 1.9e-05 |  | -1.116e-05 |  | 0.013338 |  | -8.2685e-05 |  | 1.3684e-06 |  | 0.00039804 |  | 0.021789
| 4.7826e-05 |  | 0.00068439 |  | 6.4224e-05 |  | 0.00017464 |  | 0 |  | 0.00034278 |  | 0.0050063 |  | -0.00031417 |  | 0.017351 |  | 0.22647 |  | -8.7233e-05 |  | 1.1647e-06 |  | 8.0166e-07 |  | 3.0222e-06 |  | -6.6906e-07 |  | 0.013402 |  | -0.00013039 |  | 5.4741e-07 |  | 0.00039888 |  | 0.021747
| 4.7826e-05 |  | 0.00066738 |  | 6.4224e-05 |  | 0.00014432 |  | 8.5338e-07 |  | 0.00032542 |  | 0.0047709 |  | -0.00010388 |  | 0.017725 |  | 0.21816 |  | 6.6752e-05 |  | 1.309e-06 |  | 9.8229e-07 |  | 0 |  | -0.0002164 |  | 0.013464 |  | 6.2479e-05 |  | 0 |  | 0.00039888 |  | 0.021651
| 2.5362e-05 |  | 0.00069427 |  | 7.6734e-05 |  | 0.00018482 |  | 1.7068e-06 |  | 0.00033278 |  | 0.0045593 |  | -6.9815e-05 |  | 0.018341 |  | 0.2271 |  | 2.8662e-05 |  | 1.3532e-06 |  | 1.1189e-06 |  | 0 |  | -0.00020312 |  | 0.013605 |  | 3.0251e-05 |  | 0 |  | 0.00040217 |  | 0.021543
| 2.536e-05 |  | 0.00072153 |  | 7.6727e-05 |  | 0.00020421 |  | 8.5345e-07 |  | 0.00034788 |  | 0.0043487 |  | 4.8231e-05 |  | 0.018457 |  | 0.21606 |  | 0.00020621 |  | 1.2784e-06 |  | 1.0941e-06 |  | 1.7957e-05 |  | -3.9829e-05 |  | 0.013545 |  | 1.6595e-06 |  | 5.4745e-07 |  | 0.00040301 |  | 0.021494
| 7.7302e-05 |  | 0.00072991 |  | 6.4798e-05 |  | 0.00020677 |  | 0 |  | 0.00035489 |  | 0.0042375 |  | 0.00017842 |  | 0.018285 |  | 0.22691 |  | -4.2378e-05 |  | 1.2105e-06 |  | 1.1191e-06 |  | 1.7958e-05 |  | 1.3271e-05 |  | 0.01378 |  | -2.0513e-06 |  | 1.3687e-06 |  | 0.00040465 |  | 0.021469
| 7.7309e-05 |  | 0.0007309 |  | 6.4803e-05 |  | 0.00021137 |  | 0 |  | 0.00034076 |  | 0.0041561 |  | 0.00011872 |  | 0.018172 |  | 0.21669 |  | -0.00012993 |  | 1.1887e-06 |  | 1.2123e-06 |  | 0 |  | 0.00012689 |  | 0.01409 |  | -0.00021823 |  | 8.2127e-07 |  | 0.00040878 |  | 0.021431
| 0 |  | 0.00071183 |  | 5.9114e-05 |  | 0.00025313 |  | 8.5353e-07 |  | 0.00032031 |  | 0.0041549 |  | -0.00021332 |  | 0.018322 |  | 0.22583 |  | -4.9849e-05 |  | 1.1669e-06 |  | 1.2748e-06 |  | 1.0654e-05 |  | 7.6071e-05 |  | 0.014243 |  | -0.00020472 |  | 4.1063e-06 |  | 0.00040142 |  | 0.021345
| 0 |  | 0.00070764 |  | 5.9119e-05 |  | 0.00030699 |  | 8.5353e-07 |  | 0.00031465 |  | 0.0041049 |  | -0.00029308 |  | 0.018934 |  | 0.21638 |  | -9.7745e-05 |  | 1.1097e-06 |  | 1.2499e-06 |  | 2.1146e-05 |  | 3.0045e-06 |  | 0.014508 |  | 6.8384e-05 |  | 4.1063e-06 |  | 0.00039321 |  | 0.021291
| 0 |  | 0.00072906 |  | 7.3899e-05 |  | 0.00027124 |  | 8.536e-07 |  | 0.00032609 |  | 0.0040169 |  | -7.3695e-05 |  | 0.019092 |  | 0.22784 |  | 0.00027541 |  | 1.0764e-06 |  | 1.0694e-06 |  | 1.0491e-05 |  | 0.00012959 |  | 0.014746 |  | 8.0482e-06 |  | 2.464e-06 |  | 0.00038829 |  | 0.02125
| 0 |  | 0.00071884 |  | 7.3899e-05 |  | 0.00019391 |  | 2.7311e-06 |  | 0.00033793 |  | 0.0038009 |  | -5.5651e-05 |  | 0.019205 |  | 0.21729 |  | 0.00029562 |  | 1.097e-06 |  | 9.6985e-07 |  | 0 |  | 7.9642e-05 |  | 0.014695 |  | -0.00019511 |  | 2.4641e-06 |  | 0.00039406 |  | 0.021178
| 2.128e-05 |  | 0.00068545 |  | 2.3659e-05 |  | 0.00019899 |  | 2.7311e-06 |  | 0.0003316 |  | 0.0035666 |  | -0.00014351 |  | 0.019305 |  | 0.226 |  | -3.1161e-05 |  | 1.1337e-06 |  | 9.0792e-07 |  | 6.3937e-06 |  | 8.4186e-05 |  | 0.014574 |  | -0.00010795 |  | 2.4641e-06 |  | 0.00040311 |  | 0.021098
| 2.128e-05 |  | 0.0006964 |  | 2.3659e-05 |  | 0.000186 |  | 1.7073e-06 |  | 0.00034424 |  | 0.0033724 |  | -0.00011501 |  | 0.019198 |  | 0.21581 |  | -0.00012636 |  | 1.2039e-06 |  | 8.0832e-07 |  | 9.4168e-06 |  | 3.113e-05 |  | 0.014821 |  | 1.9232e-05 |  | 4.6544e-06 |  | 0.00040311 |  | 0.021043
| 8.6412e-05 |  | 0.0007516 |  | 9.7782e-05 |  | 0.00019144 |  | 8.5367e-07 |  | 0.00036189 |  | 0.0032236 |  | 2.7151e-05 |  | 0.019468 |  | 0.22491 |  | 3.9878e-05 |  | 1.2795e-06 |  | 5.906e-07 |  | 3.023e-06 |  | -0.0001456 |  | 0.015132 |  | 0.00014776 |  | 3.0119e-06 |  | 0.00040393 |  | 0.021035
| 8.642e-05 |  | 0.00073657 |  | 9.7791e-05 |  | 0.00022895 |  | 0 |  | 0.00035131 |  | 0.0030942 |  | 4.823e-05 |  | 0.019583 |  | 0.21583 |  | 3.0993e-05 |  | 1.2986e-06 |  | 5.1594e-07 |  | 0 |  | -0.00012446 |  | 0.015166 |  | 0.0001533 |  | 8.2142e-07 |  | 0.00040314 |  | 0.020989
| 0 |  | 0.00068161 |  | 0.00010575 |  | 0.00018804 |  | 0 |  | 0.00032958 |  | 0.0028775 |  | -0.00031417 |  | 0.019646 |  | 0.22639 |  | -0.00015826 |  | 1.2279e-06 |  | 9.2021e-07 |  | 0 |  | -8.0496e-05 |  | 0.015121 |  | 4.8961e-05 |  | 2.4644e-06 |  | 0.00040724 |  | 0.020921
| 0 |  | 0.00069078 |  | 0.00010575 |  | 0.00022152 |  | 0 |  | 0.00034319 |  | 0.0027191 |  | -0.00022109 |  | 0.019907 |  | 0.2264 |  | 2.8662e-05 |  | 1.1754e-06 |  | 1.3428e-06 |  | 0 |  | -0.00010133 |  | 0.015347 |  | 0.00012454 |  | 3.0122e-06 |  | 0.00041137 |  | 0.020871
| 2.8433e-05 |  | 0.0007012 |  | 8.8694e-05 |  | 0.00024783 |  | 0 |  | 0.00034466 |  | 0.0026193 |  | 0.00023002 |  | 0.020115 |  | 0.21678 |  | 0.00020979 |  | 1.183e-06 |  | 1.3493e-06 |  | 0 |  | -8.3937e-06 |  | 0.015668 |  | 0.0001039 |  | 1.3692e-06 |  | 0.00040565 |  | 0.020846
| 2.8436e-05 |  | 0.0006971 |  | 8.8702e-05 |  | 0.00018589 |  | 8.5389e-07 |  | 0.00034449 |  | 0.0026474 |  | 6.2059e-05 |  | 0.020395 |  | 0.22718 |  | 0.00012213 |  | 1.1436e-06 |  | 1.1074e-06 |  | 0 |  | 1.6107e-05 |  | 0.015849 |  | 5.1948e-05 |  | 1.3692e-06 |  | 0.00040236 |  | 0.020814
| 1.5154e-05 |  | 0.00070537 |  | 6.8232e-05 |  | 0.00018993 |  | 8.5389e-07 |  | 0.00033498 |  | 0.0026934 |  | -8.162e-05 |  | 0.020799 |  | 0.21709 |  | 9.5361e-05 |  | 8.9428e-07 |  | 7.7787e-07 |  | 0 |  | 1.1093e-05 |  | 0.016131 |  | -0.00012717 |  | 3.0124e-06 |  | 0.00039415 |  | 0.020689
| 1.5154e-05 |  | 0.00064209 |  | 6.8232e-05 |  | 6.0994e-05 |  | 0 |  | 0.00019274 |  | 0.0027876 |  | -2.715e-05 |  | 0.020958 |  | 0.22554 |  | -0.00016575 |  | 1.3077e-06 |  | 1.1879e-06 |  | 0 |  | -0.00032656 |  | 0.016436 |  | -0.00033962 |  | 2.4647e-06 |  | 0.000395 |  | 0.020573
| 5.1938e-05 |  | 0.00066663 |  | 3.4512e-05 |  | 0.00020283 |  | 1.8781e-06 |  | 0.00032447 |  | 0.0028838 |  | 0.00012243 |  | 0.021057 |  | 0.21468 |  | -0.00011205 |  | 1.7839e-06 |  | 1.5176e-06 |  | 6.3689e-05 |  | -0.00026707 |  | 0.016697 |  | -9.5395e-05 |  | 5.7503e-06 |  | 0.00039338 |  | 0.020506
| 5.1938e-05 |  | 0.00070549 |  | 3.4512e-05 |  | 0.00021152 |  | 1.8781e-06 |  | 0.00030019 |  | 0.0029187 |  | 0.0001086 |  | 0.021435 |  | 0.2264 |  | 0.00013334 |  | 2.5053e-06 |  | 2.1275e-06 |  | 6.3689e-05 |  | 5.1365e-05 |  | 0.016807 |  | -0.00010375 |  | 5.7503e-06 |  | 0.00040405 |  | 0.020492
| 3.3547e-05 |  | 0.00069906 |  | 0.00012112 |  | 0.0002287 |  | 2.9028e-06 |  | 0.00030705 |  | 0.00291 |  | 4.8231e-05 |  | 0.021674 |  | 0.21572 |  | 0.00018476 |  | 2.5496e-06 |  | 2.314e-06 |  | 8.1886e-05 |  | -8.6318e-06 |  | 0.016733 |  | 1.5269e-05 |  | 5.7506e-06 |  | 0.00040734 |  | 0.020453
| 3.3547e-05 |  | 0.00069238 |  | 0.00012112 |  | 0.00025902 |  | 2.9031e-06 |  | 0.00032512 |  | 0.0028579 |  | -0.00015126 |  | 0.021796 |  | 0.22362 |  | -1.9939e-05 |  | 2.5839e-06 |  | 2.5007e-06 |  | 8.1886e-05 |  | -0.0002032 |  | 0.017083 |  | -1.8311e-05 |  | 5.7506e-06 |  | 0.00040983 |  | 0.020415
| 2.3331e-05 |  | 0.00064142 |  | 2.2681e-05 |  | 0.00013555 |  | 8.5404e-07 |  | 0.00030404 |  | 0.0028393 |  | -0.00013356 |  | 0.021997 |  | 0.21432 |  | -0.00021575 |  | 2.5804e-06 |  | 2.5506e-06 |  | 8.9286e-05 |  | -0.00012724 |  | 0.017484 |  | -0.00033453 |  | 7.3944e-06 |  | 0.00040903 |  | 0.020403
| 2.3331e-05 |  | 0.00065504 |  | 2.2681e-05 |  | 8.8137e-05 |  | 8.5411e-07 |  | 0.00028099 |  | 0.0027843 |  | -7.7576e-06 |  | 0.02261 |  | 0.22435 |  | -0.00024425 |  | 2.5071e-06 |  | 2.5629e-06 |  | 8.9286e-05 |  | -6.6833e-05 |  | 0.017683 |  | -0.00030568 |  | 7.3949e-06 |  | 0.00041229 |  | 0.020414
| 6.8244e-05 |  | 0.00069514 |  | 4.2404e-05 |  | 0.00015878 |  | 3.9276e-06 |  | 0.00029663 |  | 0.002743 |  | 0.00015211 |  | 0.023372 |  | 0.21426 |  | -0.0001335 |  | 2.4342e-06 |  | 2.5252e-06 |  | 4.6902e-05 |  | -0.00013132 |  | 0.017824 |  | -0.00022133 |  | 5.751e-06 |  | 0.00041809 |  | 0.020411
| 6.825e-05 |  | 0.00067471 |  | 4.2408e-05 |  | 0.00021477 |  | 3.928e-06 |  | 0.00031684 |  | 0.0027135 |  | 9.3085e-05 |  | 0.0237 |  | 0.22421 |  | -0.00010593 |  | 2.4569e-06 |  | 2.4009e-06 |  | 4.6906e-05 |  | -0.00013592 |  | 0.018094 |  | -0.00026216 |  | 5.7517e-06 |  | 0.00041645 |  | 0.020388
| 4.6837e-05 |  | 0.00063757 |  | 2.5642e-05 |  | 0.00022444 |  | 2.9033e-06 |  | 0.00032454 |  | 0.0026935 |  | -9.3088e-05 |  | 0.023657 |  | 0.22376 |  | 0.00012212 |  | 2.5534e-06 |  | 2.3138e-06 |  | 2.5585e-05 |  | 3.4094e-06 |  | 0.0182 |  | -5.1794e-05 |  | 4.1088e-06 |  | 0.00040906 |  | 0.020357
| 4.6837e-05 |  | 0.00063072 |  | 2.5642e-05 |  | 0.00020148 |  | 2.9038e-06 |  | 0.00030567 |  | 0.0026928 |  | -0.00023744 |  | 0.023828 |  | 0.21332 |  | -6.5568e-05 |  | 2.793e-06 |  | 2.3269e-06 |  | 2.5585e-05 |  | 5.6211e-05 |  | 0.018247 |  | -0.00021439 |  | 4.1093e-06 |  | 0.00040169 |  | 0.020302
| 4.9907e-05 |  | 0.00069206 |  | 9.3852e-05 |  | 0.00015021 |  | 2.9036e-06 |  | 0.00030336 |  | 0.0026821 |  | -9.3079e-05 |  | 0.024261 |  | 0.22246 |  | -0.00039006 |  | 2.9311e-06 |  | 2.3766e-06 |  | 5.2241e-05 |  | 1.3943e-05 |  | 0.018517 |  | -0.00032967 |  | 5.7517e-06 |  | 0.00039761 |  | 0.020209
| 4.9903e-05 |  | 0.00069411 |  | 9.3844e-05 |  | 0.00020447 |  | 2.9038e-06 |  | 0.00032388 |  | 0.0026957 |  | 0.00033761 |  | 0.024461 |  | 0.21308 |  | -0.00027654 |  | 2.8257e-06 |  | 2.2586e-06 |  | 5.2237e-05 |  | 5.3961e-06 |  | 0.018875 |  | 9.2404e-05 |  | 5.752e-06 |  | 0.00040087 |  | 0.020117
| 5.5018e-05 |  | 0.0006601 |  | 8.3045e-05 |  | 0.00028035 |  | 3.9286e-06 |  | 0.00030617 |  | 0.0026826 |  | 0.00013187 |  | 0.024892 |  | 0.22263 |  | -6.4801e-05 |  | 2.5909e-06 |  | 2.0907e-06 |  | 8.532e-05 |  | -0.00012915 |  | 0.019078 |  | 8.4091e-05 |  | 4.1096e-06 |  | 0.00040749 |  | 0.020053
| 5.5022e-05 |  | 0.00063823 |  | 8.3052e-05 |  | 0.00018823 |  | 3.9283e-06 |  | 0.000286 |  | 0.0026951 |  | -0.0001484 |  | 0.025393 |  | 0.21248 |  | 7.0328e-05 |  | 2.4891e-06 |  | 1.966e-06 |  | 8.5328e-05 |  | -7.2957e-05 |  | 0.019277 |  | -0.0002215 |  | 4.1096e-06 |  | 0.00041488 |  | 0.020014
| 6.2005e-05 |  | 0.00063543 |  | 9.1016e-05 |  | 0.000134 |  | 3.9286e-06 |  | 0.00030465 |  | 0.0026715 |  | 0.00022885 |  | 0.026123 |  | 0.22144 |  | 0.00012961 |  | 2.6202e-06 |  | 2.0096e-06 |  | 8.5327e-05 |  | 0.00013321 |  | 0.019334 |  | -9.5068e-05 |  | 5.7527e-06 |  | 0.00042392 |  | 0.019998
| 6.1999e-05 |  | 0.00065185 |  | 9.1008e-05 |  | 0.00017729 |  | 3.929e-06 |  | 0.00030276 |  | 0.0026601 |  | 0.00041924 |  | 0.026712 |  | 0.21135 |  | -1.1914e-05 |  | 2.7104e-06 |  | 2.0909e-06 |  | 8.532e-05 |  | 0.00013191 |  | 0.019336 |  | 3.9263e-05 |  | 5.7527e-06 |  | 0.00042805 |  | 0.019993
| 9.0291e-06 |  | 0.00065602 |  | 0.00010354 |  | 0.00017231 |  | 2.9043e-06 |  | 0.00029235 |  | 0.0026019 |  | 0.00027151 |  | 0.027168 |  | 0.21967 |  | -0.00026294 |  | 2.6667e-06 |  | 2.1286e-06 |  | 0.00010013 |  | 0.00011555 |  | 0.019647 |  | -8.9294e-06 |  | 4.1101e-06 |  | 0.00042395 |  | 0.019927
| 9.0283e-06 |  | 0.00066902 |  | 0.00010353 |  | 0.00012692 |  | 2.9043e-06 |  | 0.00029788 |  | 0.0025292 |  | 6.2059e-05 |  | 0.027599 |  | 0.22011 |  | -0.00013957 |  | 2.6524e-06 |  | 2.1657e-06 |  | 0.00010012 |  | 7.0371e-06 |  | 0.019692 |  | 6.7081e-05 |  | 4.1101e-06 |  | 0.00041904 |  | 0.019792
| 0 |  | 0.00064729 |  | 4.0446e-05 |  | 9.5098e-05 |  | 2.9046e-06 |  | 0.00029224 |  | 0.0024264 |  | -0.00018179 |  | 0.028067 |  | 0.21043 |  | 9.5355e-05 |  | 2.6847e-06 |  | 2.1659e-06 |  | 9.7851e-05 |  | -0.00013755 |  | 0.01992 |  | 6.3834e-05 |  | 4.1103e-06 |  | 0.00041825 |  | 0.01965
| 0 |  | 0.0006547 |  | 4.0446e-05 |  | 1.4499e-05 |  | 2.9046e-06 |  | 0.00028848 |  | 0.0023437 |  | -0.00019005 |  | 0.029128 |  | 0.2181 |  | 0.00022306 |  | 2.6377e-06 |  | 2.2406e-06 |  | 9.7851e-05 |  | 3.644e-05 |  | 0.020321 |  | -3.3391e-05 |  | 4.1103e-06 |  | 0.00042482 |  | 0.019563
| 4.5832e-05 |  | 0.00068616 |  | 7.3963e-05 |  | 2.4084e-05 |  | 1.8794e-06 |  | 0.0002978 |  | 0.0022886 |  | -3.7102e-06 |  | 0.029439 |  | 0.20769 |  | 9.8935e-05 |  | 2.5684e-06 |  | 2.3278e-06 |  | 3.1991e-06 |  | 7.7215e-05 |  | 0.020631 |  | 5.6786e-05 |  | 2.4662e-06 |  | 0.000424 |  | 0.019594
| 4.5832e-05 |  | 0.00066559 |  | 7.3963e-05 |  | 0.00014975 |  | 1.8794e-06 |  | 0.00029567 |  | 0.0022246 |  | -0.00010084 |  | 0.029792 |  | 0.21668 |  | 6.2309e-05 |  | 2.5534e-06 |  | 2.1347e-06 |  | 3.1991e-06 |  | 9.8477e-05 |  | 0.02062 |  | 0.00031051 |  | 2.4664e-06 |  | 0.00041827 |  | 0.019655
| 4.992e-05 |  | 0.00063741 |  | 8.3067e-05 |  | 0.00023544 |  | 8.5455e-07 |  | 0.00028692 |  | 0.0021029 |  | -0.00013356 |  | 0.030658 |  | 0.20711 |  | 5.2448e-05 |  | 2.6134e-06 |  | 1.8669e-06 |  | 8.5342e-05 |  | 7.5042e-05 |  | 0.02075 |  | 9.2918e-05 |  | 5.7541e-06 |  | 0.00041745 |  | 0.01968
| 4.992e-05 |  | 0.00060749 |  | 8.3067e-05 |  | 0.00025359 |  | 8.5455e-07 |  | 0.00028537 |  | 0.0019714 |  | -0.00016678 |  | 0.031382 |  | 0.2168 |  | -1.6201e-05 |  | 2.6093e-06 |  | 1.8669e-06 |  | 8.5342e-05 |  | -3.9299e-06 |  | 0.021085 |  | -0.00021048 |  | 5.7541e-06 |  | 0.00042734 |  | 0.019631
| 2.5389e-05 |  | 0.0005994 |  | 5.8038e-05 |  | 0.00023354 |  | 3.9303e-06 |  | 0.00029369 |  | 0.0018571 |  | -0.00020169 |  | 0.031843 |  | 0.21753 |  | -4.9848e-05 |  | 2.5429e-06 |  | 2.1351e-06 |  | 7.0556e-05 |  | 6.903e-05 |  | 0.021418 |  | -0.00011882 |  | 4.1108e-06 |  | 0.00044459 |  | 0.019531
| 2.5389e-05 |  | 0.0006198 |  | 5.8038e-05 |  | 0.00020479 |  | 3.93e-06 |  | 0.00030219 |  | 0.0017521 |  | -5.9359e-05 |  | 0.032119 |  | 0.2062 |  | -3.6952e-05 |  | 2.5727e-06 |  | 2.328e-06 |  | 7.0556e-05 |  | 9.2808e-05 |  | 0.021638 |  | -0.00021623 |  | 4.1111e-06 |  | 0.00045037 |  | 0.019438
| 0 |  | 0.00062432 |  | 3.8479e-05 |  | 0.00019855 |  | 1.8797e-06 |  | 0.00028724 |  | 0.0016446 |  | -2.715e-05 |  | 0.032692 |  | 0.2147 |  | -3.1156e-05 |  | 2.6602e-06 |  | 2.2412e-06 |  | 7.6815e-05 |  | 0.00022555 |  | 0.021482 |  | -0.00030899 |  | 7.3994e-06 |  | 0.00044216 |  | 0.019345
| 0 |  | 0.00063806 |  | 3.8483e-05 |  | 0.00022299 |  | 1.8797e-06 |  | 0.00030357 |  | 0.0015485 |  | 2.5971e-05 |  | 0.033266 |  | 0.20489 |  | -0.00012993 |  | 2.6888e-06 |  | 2.1044e-06 |  | 7.6822e-05 |  | 8.9471e-05 |  | 0.021551 |  | -0.00034097 |  | 7.3994e-06 |  | 0.00043396 |  | 0.019281
| 6.601e-05 |  | 0.00064924 |  | 6.7148e-05 |  | 0.00021899 |  | 2.9056e-06 |  | 0.00032811 |  | 0.0014794 |  | -8.1452e-05 |  | 0.033647 |  | 0.21311 |  | -0.0002779 |  | 2.6243e-06 |  | 2.0419e-06 |  | 9.3893e-05 |  | -7.2038e-05 |  | 0.021828 |  | -0.00035521 |  | 5.7548e-06 |  | 0.00043561 |  | 0.019257
| 6.601e-05 |  | 0.00062502 |  | 6.7148e-05 |  | 6.7208e-05 |  | 2.9056e-06 |  | 0.00029869 |  | 0.0014072 |  | 9.2749e-05 |  | 0.033951 |  | 0.20202 |  | -0.00026225 |  | 2.5527e-06 |  | 1.8923e-06 |  | 9.3893e-05 |  | 7.0466e-05 |  | 0.022086 |  | -0.00048226 |  | 5.7552e-06 |  | 0.00044139 |  | 0.019212
| 6.5441e-05 |  | 0.00064351 |  | 9.4462e-05 |  | 0.00010855 |  | 1.8799e-06 |  | 0.00029035 |  | 0.0013507 |  | 0.00013963 |  | 0.034113 |  | 0.20923 |  | -0.00022183 |  | 2.5458e-06 |  | 1.8054e-06 |  | 7.2269e-05 |  | 4.7579e-05 |  | 0.022277 |  | -0.00021411 |  | 4.1118e-06 |  | 0.00044717 |  | 0.019164
| 6.5446e-05 |  | 0.00063351 |  | 9.4471e-05 |  | 0.0001561 |  | 1.88e-06 |  | 0.00030349 |  | 0.0013235 |  | -8.533e-05 |  | 0.034252 |  | 0.20909 |  | -0.00042371 |  | 2.6252e-06 |  | 1.9801e-06 |  | 7.2276e-05 |  | 3.0437e-05 |  | 0.022699 |  | 3.626e-05 |  | 4.1118e-06 |  | 0.00044961 |  | 0.019158
| 5.1979e-05 |  | 0.00062507 |  | 0.00013715 |  | 2.9579e-05 |  | 1.88e-06 |  | 0.00028058 |  | 0.0012932 |  | -8.162e-05 |  | 0.034807 |  | 0.1995 |  | -0.00030158 |  | 2.7111e-06 |  | 2.2416e-06 |  | 4.9068e-05 |  | -9.4169e-06 |  | 0.023061 |  | 0.00013523 |  | 5.7555e-06 |  | 0.00044802 |  | 0.019199
| 5.1983e-05 |  | 0.00064919 |  | 0.00013717 |  | 0.00012067 |  | 1.88e-06 |  | 0.00029045 |  | 0.0012419 |  | -0.00020557 |  | 0.035349 |  | 0.20817 |  | -0.00015079 |  | 2.754e-06 |  | 2.3535e-06 |  | 4.9073e-05 |  | -0.00013782 |  | 0.023138 |  | 8.2063e-05 |  | 5.7559e-06 |  | 0.00044388 |  | 0.019222
| 2.4371e-05 |  | 0.00060909 |  | 9.7885e-05 |  | 0.00011539 |  | 8.5492e-07 |  | 0.00028918 |  | 0.0011873 |  | -0.00016324 |  | 0.035424 |  | 0.19824 |  | -0.00015496 |  | 2.7277e-06 |  | 2.2041e-06 |  | 4.4802e-05 |  | -4.0453e-05 |  | 0.023257 |  | -4.7559e-05 |  | 2.4673e-06 |  | 0.00043897 |  | 0.019186
| 2.4373e-05 |  | 0.00060689 |  | 9.7894e-05 |  | -3.8106e-06 |  | 8.5499e-07 |  | 0.00028172 |  | 0.001149 |  | -0.00012023 |  | 0.035883 |  | 0.20469 |  | -0.00023303 |  | 2.7838e-06 |  | 1.9798e-06 |  | 4.4806e-05 |  | 2.1611e-05 |  | 0.023365 |  | 0.00011809 |  | 2.4674e-06 |  | 0.00043325 |  | 0.019107
| 9.1072e-05 |  | 0.0006214 |  | 5.8058e-05 |  | 0.00010095 |  | 2.9061e-06 |  | 0.00028364 |  | 0.0010953 |  | -0.0002366 |  | 0.036456 |  | 0.20357 |  | -0.00046108 |  | 2.8593e-06 |  | 1.9176e-06 |  | 0.00011726 |  | 1.0017e-05 |  | 0.023672 |  | 0.00011855 |  | 5.7562e-06 |  | 0.00042914 |  | 0.018993
| 9.4137e-05 |  | 0.00061439 |  | 5.8053e-05 |  | 0.0001995 |  | 2.9063e-06 |  | 0.00028894 |  | 0.001015 |  | -0.00026713 |  | 0.036708 |  | 0.19511 |  | -0.00020145 |  | 2.807e-06 |  | 2.0054e-06 |  | 0.00011724 |  | -6.6763e-05 |  | 0.023935 |  | 6.4728e-05 |  | 5.7566e-06 |  | 0.00043163 |  | 0.018897
| 9.4145e-05 |  | 0.00063714 |  | 0.00012921 |  | 0.00026093 |  | 1.8805e-06 |  | 0.00029196 |  | 0.00094291 |  | -0.00036848 |  | 0.037236 |  | 0.20311 |  | -6.1063e-05 |  | 2.679e-06 |  | 2.1546e-06 |  | 8.538e-05 |  | -5.9422e-05 |  | 0.024059 |  | -6.911e-06 |  | 5.7569e-06 |  | 0.00043656 |  | 0.018878
| 9.108e-05 |  | 0.00060124 |  | 0.00012922 |  | 0.00029454 |  | 1.8805e-06 |  | 0.00025448 |  | 0.0009068 |  | -0.00016324 |  | 0.037263 |  | 0.19266 |  | -0.00014781 |  | 2.5754e-06 |  | 2.1795e-06 |  | 8.5388e-05 |  | -0.00016069 |  | 0.024411 |  | 1.6988e-05 |  | 5.7566e-06 |  | 0.00044234 |  | 0.018938
| 2.5397e-05 |  | 0.00059874 |  | 6.432e-05 |  | 0.00023634 |  | 1.8805e-06 |  | 0.00026157 |  | 0.00088234 |  | 0.00012024 |  | 0.03676 |  | 0.2001 |  | 0.00016699 |  | 2.5829e-06 |  | 2.0676e-06 |  | 8.6518e-05 |  | -9.3374e-05 |  | 0.025187 |  | 5.6832e-05 |  | 4.1131e-06 |  | 0.00044645 |  | 0.019007
| 2.54e-05 |  | 0.00059925 |  | 6.4325e-05 |  | 0.00015671 |  | 1.8807e-06 |  | 0.00028144 |  | 0.00083523 |  | 4.081e-05 |  | 0.036867 |  | 0.19085 |  | 0.00010251 |  | 2.5899e-06 |  | 1.968e-06 |  | 8.6526e-05 |  | 8.6027e-05 |  | 0.025557 |  | -0.00010888 |  | 4.1128e-06 |  | 0.00045224 |  | 0.019025
| 4.8924e-05 |  | 0.00057302 |  | 3.751e-05 |  | 0.00011839 |  | 0 |  | 0.0002895 |  | 0.00077408 |  | 2.715e-05 |  | 0.0373 |  | 0.19838 |  | -6.8541e-05 |  | 2.5995e-06 |  | 1.968e-06 |  | 0.00012467 |  | 1.5842e-05 |  | 0.025736 |  | -0.00025343 |  | 5.7573e-06 |  | 0.00045224 |  | 0.018994
| 4.8928e-05 |  | 0.00053898 |  | 3.7513e-05 |  | 7.1282e-05 |  | 0 |  | 0.00030872 |  | 0.00072457 |  | -0.00017453 |  | 0.037393 |  | 0.19657 |  | -0.00020313 |  | 2.6233e-06 |  | 2.1049e-06 |  | 0.00012468 |  | 8.3494e-05 |  | 0.0257 |  | -0.00038505 |  | 5.7576e-06 |  | 0.00044977 |  | 0.018977
| 8.4826e-05 |  | 0.00054964 |  | 5.5282e-05 |  | 5.5984e-05 |  | 1.8808e-06 |  | 0.00030819 |  | 0.00069026 |  | -2.2258e-05 |  | 0.037611 |  | 0.18758 |  | -0.00028012 |  | 2.6379e-06 |  | 2.2419e-06 |  | 7.4578e-05 |  | 0.00013735 |  | 0.025682 |  | -6.4841e-05 |  | 7.403e-06 |  | 0.0004572 |  | 0.018968
| 8.4826e-05 |  | 0.00059845 |  | 5.5282e-05 |  | 0.00013892 |  | 1.8808e-06 |  | 0.00028995 |  | 0.00064599 |  | 6.9809e-05 |  | 0.037989 |  | 0.19607 |  | 6.2309e-06 |  | 2.6427e-06 |  | 2.4287e-06 |  | 7.4578e-05 |  | 0.00020365 |  | 0.026189 |  | 0.00015988 |  | 7.4034e-06 |  | 0.00046134 |  | 0.018939
| 3.4608e-05 |  | 0.00058564 |  | 0.00011329 |  | 0.00014764 |  | 8.5529e-07 |  | 0.00026146 |  | 0.00059478 |  | 7.0488e-05 |  | 0.037962 |  | 0.18654 |  | 0.00012397 |  | 2.6333e-06 |  | 2.4666e-06 |  | 8.5395e-05 |  | -7.4718e-06 |  | 0.026477 |  | 4.4641e-05 |  | 4.1136e-06 |  | 0.0004564 |  | 0.018897
| 3.4611e-05 |  | 0.00058947 |  | 0.0001133 |  | 0.00010724 |  | 8.5529e-07 |  | 0.00026595 |  | 0.00054585 |  | 8.5327e-05 |  | 0.038227 |  | 0.19407 |  | -7.6011e-05 |  | 2.5692e-06 |  | 2.2799e-06 |  | 8.5402e-05 |  | -0.0001869 |  | 0.026681 |  | 0.0001387 |  | 4.1138e-06 |  | 0.00044656 |  | 0.018874
| 2.3358e-05 |  | 0.00057929 |  | 0.00011273 |  | 0.00014878 |  | 3.933e-06 |  | 0.00027942 |  | 0.00050973 |  | -0.00010085 |  | 0.038565 |  | 0.19186 |  | -0.00012461 |  | 2.5112e-06 |  | 2.0553e-06 |  | 5.656e-05 |  | -8.129e-05 |  | 0.027215 |  | 0.00011424 |  | 5.7583e-06 |  | 0.00043998 |  | 0.018866
| 2.3358e-05 |  | 0.0005871 |  | 0.00011273 |  | 0.00010956 |  | 3.9334e-06 |  | 0.00027509 |  | 0.00047307 |  | -5.9359e-05 |  | 0.038844 |  | 0.1812 |  | 5.96e-05 |  | 2.4753e-06 |  | 1.9806e-06 |  | 5.656e-05 |  | 2.7199e-05 |  | 0.027689 |  | -0.00010259 |  | 5.7583e-06 |  | 0.00044739 |  | 0.018828
| 6.605e-05 |  | 0.00057518 |  | 1.0861e-05 |  | 4.1126e-05 |  | 3.9334e-06 |  | 0.00026685 |  | 0.00043404 |  | -0.00015902 |  | 0.039333 |  | 0.18961 |  | -5.7325e-05 |  | 2.5005e-06 |  | 2.1303e-06 |  | 5.9787e-05 |  | -3.7493e-07 |  | 0.027769 |  | -2.9372e-05 |  | 5.759e-06 |  | 0.00045646 |  | 0.018808
| 6.605e-05 |  | 0.00055266 |  | 1.0861e-05 |  | 0.00016243 |  | 3.9334e-06 |  | 0.00025688 |  | 0.00039267 |  | -1.855e-05 |  | 0.03957 |  | 0.18136 |  | -0.00014423 |  | 2.5756e-06 |  | 2.392e-06 |  | 5.9787e-05 |  | -4.0839e-05 |  | 0.027989 |  | 0.00013966 |  | 5.7587e-06 |  | 0.00045649 |  | 0.018829
| 1.4152e-05 |  | 0.0005832 |  | 5.2329e-05 |  | 0.00021662 |  | 1.8813e-06 |  | 0.00025356 |  | 0.00035716 |  | -9.6966e-05 |  | 0.039913 |  | 0.18699 |  | -9.471e-05 |  | 2.6283e-06 |  | 2.5042e-06 |  | 3.3085e-05 |  | 0.00010724 |  | 0.028055 |  | -4.1735e-05 |  | 5.759e-06 |  | 0.00045566 |  | 0.01888
| 1.4154e-05 |  | 0.00058209 |  | 5.2334e-05 |  | 0.00013285 |  | 1.8813e-06 |  | 0.00025434 |  | 0.00032104 |  | -5.8179e-05 |  | 0.039873 |  | 0.18507 |  | -3.1154e-05 |  | 2.599e-06 |  | 2.4357e-06 |  | 3.3088e-05 |  | 0.00019244 |  | 0.028296 |  | -0.00018031 |  | 5.7594e-06 |  | 0.00045155 |  | 0.018885
| 2.6432e-05 |  | 0.00055688 |  | 8.314e-05 |  | 6.1181e-05 |  | 1.8815e-06 |  | 0.00026549 |  | 0.00027911 |  | 1.8551e-05 |  | 0.0402 |  | 0.17576 |  | 0.00010609 |  | 2.5119e-06 |  | 2.2555e-06 |  | 4.3762e-05 |  | 0.00013196 |  | 0.028668 |  | -0.00021728 |  | 7.4052e-06 |  | 0.00044993 |  | 0.018826
| 2.6432e-05 |  | 0.00055076 |  | 8.314e-05 |  | 8.1945e-05 |  | 1.8815e-06 |  | 0.00026896 |  | 0.00023541 |  | -6.9815e-05 |  | 0.040625 |  | 0.18316 |  | -4.982e-06 |  | 2.576e-06 |  | 2.1058e-06 |  | 4.3762e-05 |  | -8.1332e-05 |  | 0.02874 |  | -0.00010932 |  | 7.4052e-06 |  | 0.00045158 |  | 0.018779
| 3.2574e-05 |  | 0.00055457 |  | 7.0049e-05 |  | 0.00013511 |  | 1.8815e-06 |  | 0.00026549 |  | 0.0001952 |  | -0.00012985 |  | 0.040597 |  | 0.17505 |  | -0.00021575 |  | 2.7295e-06 |  | 2.1371e-06 |  | 7.6883e-05 |  | -9.4568e-05 |  | 0.029113 |  | -0.00028408 |  | 9.0516e-06 |  | 0.00045243 |  | 0.018738
| 3.2571e-05 |  | 0.00055813 |  | 7.0042e-05 |  | 0.0001048 |  | 1.8816e-06 |  | 0.00025818 |  | 0.00016259 |  | 1.5514e-05 |  | 0.040958 |  | 0.18195 |  | -0.00023303 |  | 2.811e-06 |  | 2.1687e-06 |  | 7.6876e-05 |  | 5.4981e-05 |  | 0.029955 |  | -0.00022059 |  | 9.0516e-06 |  | 0.00045575 |  | 0.018744
| 5.9698e-06 |  | 0.00055303 |  | 7.8028e-05 |  | 7.9908e-05 |  | 1.8816e-06 |  | 0.00024616 |  | 0.00014831 |  | 0.0002909 |  | 0.042328 |  | 0.18178 |  | -0.0002293 |  | 2.7414e-06 |  | 2.1687e-06 |  | 8.7711e-05 |  | 0.00015282 |  | 0.030521 |  | -9.5369e-05 |  | 7.4061e-06 |  | 0.00045657 |  | 0.018787
| 5.9693e-06 |  | 0.00055725 |  | 7.8022e-05 |  | 0.00011804 |  | 1.8818e-06 |  | 0.0002542 |  | 0.00014308 |  | 0.00011501 |  | 0.043112 |  | 0.17387 |  | -9.0593e-05 |  | 2.7273e-06 |  | 2.2066e-06 |  | 8.7703e-05 |  | 0.00020708 |  | 0.030552 |  | -3.7385e-05 |  | 7.4066e-06 |  | 0.00046151 |  | 0.018841
| 4.588e-05 |  | 0.00055503 |  | 0.0001048 |  | 0.00011394 |  | 1.8818e-06 |  | 0.00025528 |  | 0.00013524 |  | -7.7576e-06 |  | 0.043177 |  | 0.18182 |  | -7.6017e-05 |  | 2.7798e-06 |  | 2.2437e-06 |  | 7.9167e-05 |  | 0.00016068 |  | 0.030608 |  | 0.00023397 |  | 7.4061e-06 |  | 0.00046647 |  | 0.018872
| 4.588e-05 |  | 0.00055278 |  | 0.0001048 |  | 0.00014591 |  | 1.8818e-06 |  | 0.00025138 |  | 0.00010959 |  | 1.9394e-05 |  | 0.043342 |  | 0.17977 |  | 0.00011839 |  | 2.8187e-06 |  | 2.3557e-06 |  | 7.9167e-05 |  | 0.00010024 |  | 0.031005 |  | 0.00027197 |  | 7.407e-06 |  | 0.000464 |  | 0.018847
| 5.1001e-05 |  | 0.00056855 |  | 8.9997e-05 |  | 0.00021968 |  | 1.882e-06 |  | 0.00026482 |  | 8.4043e-05 |  | -1.1129e-05 |  | 0.04361 |  | 0.16985 |  | -8.7013e-05 |  | 2.8108e-06 |  | 2.4308e-06 |  | 8.2022e-05 |  | 4.8949e-05 |  | 0.031252 |  | 0.00025144 |  | 5.7608e-06 |  | 0.00046074 |  | 0.018818
| 5.0997e-05 |  | 0.0005661 |  | 8.9989e-05 |  | 0.00013014 |  | 1.882e-06 |  | 0.0002586 |  | 6.0996e-05 |  | 0.00029478 |  | 0.043966 |  | 0.1779 |  | -0.00037884 |  | 2.7999e-06 |  | 2.3188e-06 |  | 8.2015e-05 |  | 7.7892e-06 |  | 0.031452 |  | 8.9222e-05 |  | 5.7608e-06 |  | 0.00046485 |  | 0.018802
| 8.2599e-05 |  | 0.00055495 |  | 0.00012247 |  | 6.8049e-05 |  | 2.9088e-06 |  | 0.00023445 |  | 5.0917e-05 |  | 0.00010017 |  | 0.044346 |  | 0.16886 |  | -0.00019072 |  | 2.7951e-06 |  | 2.1319e-06 |  | 0.00010595 |  | 6.7878e-05 |  | 0.031781 |  | 2.6258e-05 |  | 2.4695e-06 |  | 0.00047064 |  | 0.018825
| 8.2592e-05 |  | 0.00057871 |  | 0.00012246 |  | 0.00019117 |  | 2.9091e-06 |  | 0.00024273 |  | 3.2524e-05 |  | -0.00055464 |  | 0.04461 |  | 0.17393 |  | -0.000248 |  | 2.708e-06 |  | 1.9945e-06 |  | 0.00010595 |  | 0.00017159 |  | 0.031674 |  | 0.00016271 |  | 2.4695e-06 |  | 0.00047229 |  | 0.018923
| 2.6441e-05 |  | 0.00057126 |  | 0.00011735 |  | 0.00015622 |  | 2.9091e-06 |  | 0.00024333 |  | 2.3671e-05 |  | -0.00046931 |  | 0.045408 |  | 0.17186 |  | -0.00037511 |  | 2.6254e-06 |  | 2.0444e-06 |  | 6.6079e-05 |  | 0.00012726 |  | 0.032224 |  | 0.0001591 |  | 5.7615e-06 |  | 0.00046491 |  | 0.019041
| 2.6441e-05 |  | 0.00053502 |  | 0.00011735 |  | 3.7252e-05 |  | 2.9093e-06 |  | 0.00025072 |  | 1.3772e-05 |  | -0.00016695 |  | 0.046082 |  | 0.16374 |  | -0.00029443 |  | 2.6304e-06 |  | 2.1572e-06 |  | 6.6079e-05 |  | -2.1989e-05 |  | 0.032522 |  | 0.00011151 |  | 5.7615e-06 |  | 0.00045997 |  | 0.019139
| 2.4394e-05 |  | 0.00052897 |  | 0.00010766 |  | 7.315e-05 |  | 1.8823e-06 |  | 0.0002643 |  | 1.2321e-05 |  | -0.00020169 |  | 0.046559 |  | 0.17111 |  | -0.00026295 |  | 2.7096e-06 |  | 2.2193e-06 |  | 8.089e-05 |  | 4.6285e-05 |  | 0.032647 |  | -5.6875e-05 |  | 5.7615e-06 |  | 0.00045915 |  | 0.01915
| 2.4396e-05 |  | 0.00053835 |  | 0.00010767 |  | 9.2659e-05 |  | 1.8823e-06 |  | 0.00026315 |  | 7.6769e-06 |  | -0.00035296 |  | 0.048145 |  | 0.16966 |  | -0.00033025 |  | 2.6973e-06 |  | 2.3185e-06 |  | 8.0897e-05 |  | 6.6491e-05 |  | 0.033602 |  | 1.9384e-05 |  | 5.7622e-06 |  | 0.00046003 |  | 0.019101
| 9.6849e-05 |  | 0.00053683 |  | 0.00010084 |  | 9.5337e-05 |  | 2.9096e-06 |  | 0.00026525 |  | 4.4686e-06 |  | -0.00013356 |  | 0.048701 |  | 0.16147 |  | -0.00035165 |  | 2.6197e-06 |  | 2.3559e-06 |  | 8.5455e-05 |  | 2.8923e-05 |  | 0.034115 |  | 0.00027761 |  | 2.4698e-06 |  | 0.00046247 |  | 0.019065
| 9.6849e-05 |  | 0.00054934 |  | 0.00010084 |  | 0.00018774 |  | 2.9096e-06 |  | 0.00027443 |  | 1.2531e-06 |  | 6.2059e-05 |  | 0.048911 |  | 0.16771 |  | -0.00036389 |  | 2.6477e-06 |  | 2.4308e-06 |  | 8.5455e-05 |  | 0.00018202 |  | 0.034403 |  | 0.00011021 |  | 2.47e-06 |  | 0.00046414 |  | 0.019024
| 4.5896e-05 |  | 0.00051966 |  | 4.7422e-05 |  | 0.0001922 |  | 2.9098e-06 |  | 0.00026904 |  | 1.2467e-06 |  | 0 |  | 0.049407 |  | 0.15872 |  | -0.00010847 |  | 2.7544e-06 |  | 2.4688e-06 |  | 8.7741e-05 |  | 4.707e-05 |  | 0.034433 |  | -0.00010238 |  | 2.4701e-06 |  | 0.00046746 |  | 0.019021
| 5.3074e-05 |  | 0.00050081 |  | 4.7422e-05 |  | 0.00017926 |  | 2.9098e-06 |  | 0.00025658 |  | 1.1893e-06 |  | -6.5938e-05 |  | 0.050141 |  | 0.16526 |  | -0.00017696 |  | 2.7899e-06 |  | 2.4316e-06 |  | 8.7741e-05 |  | -4.5725e-05 |  | 0.034773 |  | 4.2599e-05 |  | 2.4701e-06 |  | 0.00046582 |  | 0.019058
| 6.6432e-05 |  | 0.00053146 |  | 0.00013332 |  | 0.00015371 |  | 3.9364e-06 |  | 0.00023892 |  | 1.139e-06 |  | -0.00046157 |  | 0.051002 |  | 0.16432 |  | -0.00012462 |  | 2.7168e-06 |  | 2.3689e-06 |  | 3.4174e-05 |  | 1.6025e-05 |  | 0.035386 |  | 0.00019486 |  | 5.7625e-06 |  | 0.00046335 |  | 0.019131
| 5.9259e-05 |  | 0.00052292 |  | 0.00013333 |  | 0.00018544 |  | 3.9367e-06 |  | 0.00023752 |  | 1.0261e-06 |  | -0.00038585 |  | 0.051199 |  | 0.15598 |  | -8.3439e-06 |  | 2.7157e-06 |  | 2.3813e-06 |  | 3.4177e-05 |  | 0.00017486 |  | 0.035716 |  | -2.0159e-05 |  | 5.7629e-06 |  | 0.00046749 |  | 0.019231
| 2.7472e-05 |  | 0.00047529 |  | 0.0001037 |  | 0.00021314 |  | 1.8828e-06 |  | 0.00024226 |  | 9.6272e-07 |  | -0.00010472 |  | 0.051655 |  | 0.16126 |  | -0.00025921 |  | 2.7717e-06 |  | 2.4562e-06 |  | 8.547e-05 |  | 0.0002267 |  | 0.035591 |  | -0.00029158 |  | 2.4704e-06 |  | 0.00047328 |  | 0.019276
| 2.7472e-05 |  | 0.00046943 |  | 0.0001037 |  | 0.00016552 |  | 1.8828e-06 |  | 0.0002455 |  | 8.6736e-07 |  | 7.7574e-05 |  | 0.052548 |  | 0.15967 |  | -0.00013583 |  | 2.7505e-06 |  | 2.3319e-06 |  | 8.547e-05 |  | 2.6017e-05 |  | 0.035959 |  | -7.3269e-05 |  | 2.4704e-06 |  | 0.0004774 |  | 0.019261
| 5.5119e-05 |  | 0.00052046 |  | 2.9644e-05 |  | 0.00021084 |  | 2.9103e-06 |  | 0.00024317 |  | 8.3543e-07 |  | -3.7097e-05 |  | 0.053339 |  | 0.15224 |  | -4.0528e-05 |  | 2.6729e-06 |  | 2.133e-06 |  | 9.6305e-05 |  | 1.1935e-05 |  | 0.036715 |  | 6.6344e-05 |  | 4.1173e-06 |  | 0.00048069 |  | 0.019182
| 5.5119e-05 |  | 0.00052498 |  | 2.9644e-05 |  | 0.00020814 |  | 2.9103e-06 |  | 0.00023571 |  | 8.1714e-07 |  | -0.00046156 |  | 0.054216 |  | 0.1574 |  | -0.00017322 |  | 2.7672e-06 |  | 2.0203e-06 |  | 9.6305e-05 |  | 5.774e-05 |  | 0.037017 |  | -3.0118e-05 |  | 4.1176e-06 |  | 0.00048319 |  | 0.01907
| 1.4164e-05 |  | 0.00048292 |  | 5.8125e-05 |  | 8.8828e-05 |  | 1.8831e-06 |  | 0.00022615 |  | 8.3093e-07 |  | -0.00039174 |  | 0.055425 |  | 0.15602 |  | 0.00014829 |  | 2.9416e-06 |  | 2.1076e-06 |  | 7.9209e-05 |  | 5.75e-05 |  | 0.037166 |  | 9.4382e-05 |  | 4.1178e-06 |  | 0.0004824 |  | 0.019041
| 1.4165e-05 |  | 0.00049064 |  | 5.813e-05 |  | 6.4408e-05 |  | 1.8831e-06 |  | 0.00023708 |  | 7.8781e-07 |  | -0.0001855 |  | 0.056417 |  | 0.14869 |  | 0.00020979 |  | 2.8842e-06 |  | 2.1953e-06 |  | 7.9216e-05 |  | 2.5926e-05 |  | 0.037414 |  | 0.00017214 |  | 4.1176e-06 |  | 0.00047496 |  | 0.019109
| 2.6453e-05 |  | 0.00051747 |  | 8.4915e-05 |  | 9.1366e-05 |  | 3.9374e-06 |  | 0.00025897 |  | 7.3098e-07 |  | -4.6544e-05 |  | 0.057515 |  | 0.1539 |  | -4.237e-05 |  | 2.6554e-06 |  | 2.1953e-06 |  | 7.3517e-05 |  | 6.381e-05 |  | 0.038212 |  | 6.9902e-05 |  | 2.4709e-06 |  | 0.0004709 |  | 0.019261
| 2.6453e-05 |  | 0.00047374 |  | 8.4915e-05 |  | 9.9293e-05 |  | 3.9378e-06 |  | 0.00025897 |  | 7.0361e-07 |  | -1.8551e-05 |  | 0.058823 |  | 0.14588 |  | 8.1056e-05 |  | 2.5566e-06 |  | 2.1827e-06 |  | 7.3517e-05 |  | 0.00022664 |  | 0.038734 |  | -4.9164e-05 |  | 2.4707e-06 |  | 0.00046514 |  | 0.019402
| 6.4399e-05 |  | 0.00047483 |  | 0.00010087 |  | 0.00012954 |  | 1.8833e-06 |  | 0.00023516 |  | 7.33e-07 |  | -3.4908e-05 |  | 0.059685 |  | 0.15219 |  | 0.00029036 |  | 2.6857e-06 |  | 2.1705e-06 |  | 6.6108e-05 |  | 0.00024013 |  | 0.038946 |  | -0.00028753 |  | 5.7646e-06 |  | 0.00046349 |  | 0.019438
| 6.4404e-05 |  | 0.00050157 |  | 0.00010088 |  | 0.00010039 |  | 1.8833e-06 |  | 0.00021956 |  | 7.33e-07 |  | 9.3088e-05 |  | 0.060232 |  | 0.15064 |  | -5.3587e-05 |  | 2.8209e-06 |  | 2.2083e-06 |  | 6.6114e-05 |  | 6.4343e-05 |  | 0.039468 |  | -0.0001477 |  | 5.7643e-06 |  | 0.00046846 |  | 0.019385
| 6.612e-05 |  | 0.0005079 |  | 4.6454e-05 |  | 0.00013813 |  | 1.8834e-06 |  | 0.00023784 |  | 7.0367e-07 |  | 5.194e-05 |  | 0.060814 |  | 0.14107 |  | -0.00032303 |  | 2.8273e-06 |  | 2.2456e-06 |  | 3.0984e-05 |  | -3.4801e-05 |  | 0.040092 |  | 6.6605e-05 |  | 4.1186e-06 |  | 0.00047916 |  | 0.019293
| 6.6114e-05 |  | 0.0005014 |  | 4.645e-05 |  | 0.00018209 |  | 1.8834e-06 |  | 0.00025277 |  | 6.3049e-07 |  | -8.1452e-05 |  | 0.061779 |  | 0.14586 |  | -0.00032651 |  | 2.759e-06 |  | 2.3199e-06 |  | 3.0981e-05 |  | -5.7649e-05 |  | 0.040459 |  | 9.5573e-05 |  | 4.1183e-06 |  | 0.00048657 |  | 0.019272
| 3.465e-05 |  | 0.00047045 |  | 5.814e-05 |  | 0.00015122 |  | 1.8836e-06 |  | 0.00023752 |  | 5.8676e-07 |  | -0.00030254 |  | 0.062968 |  | 0.1442 |  | -0.00020313 |  | 2.6875e-06 |  | 2.3701e-06 |  | 8.037e-05 |  | -3.0348e-05 |  | 0.041126 |  | 0.00022112 |  | 4.1188e-06 |  | 0.00048251 |  | 0.019332
| 3.465e-05 |  | 0.00047772 |  | 5.814e-05 |  | 0.00018402 |  | 1.8836e-06 |  | 0.00023543 |  | 5.8676e-07 |  | -0.000256 |  | 0.064158 |  | 0.13662 |  | -0.00011563 |  | 2.7415e-06 |  | 2.308e-06 |  | 8.037e-05 |  | 4.735e-05 |  | 0.041158 |  | 0.00012247 |  | 4.1186e-06 |  | 0.00047919 |  | 0.019402
| 5.1042e-05 |  | 0.00049979 |  | 7.0116e-05 |  | 0.00017835 |  | 2.9113e-06 |  | 0.00023802 |  | 6.3054e-07 |  | 3.8788e-06 |  | 0.065018 |  | 0.14278 |  | -0.00026669 |  | 2.8672e-06 |  | 2.1959e-06 |  | 7.3536e-05 |  | 0.00010632 |  | 0.041004 |  | -0.00014734 |  | 2.4713e-06 |  | 0.00048087 |  | 0.019469
| 5.1042e-05 |  | 0.00048601 |  | 7.0116e-05 |  | 9.5073e-05 |  | 3.7681e-06 |  | 0.00023498 |  | 6.2602e-07 |  | -0.0001086 |  | 0.065418 |  | 0.14166 |  | -0.00034894 |  | 2.9173e-06 |  | 2.1461e-06 |  | 7.3536e-05 |  | 2.9113e-06 |  | 0.041745 |  | -0.0002053 |  | 2.4715e-06 |  | 0.00048419 |  | 0.01954
| 5.309e-05 |  | 0.00046784 |  | 0.00013624 |  | 0.00012398 |  | 3.7681e-06 |  | 0.00024547 |  | 5.7767e-07 |  | -0.00020034 |  | 0.065719 |  | 0.13375 |  | -0.00031589 |  | 2.8442e-06 |  | 2.2582e-06 |  | 2.137e-05 |  | 9.9863e-06 |  | 0.042541 |  | -4.2825e-06 |  | 2.4715e-06 |  | 0.00048666 |  | 0.019633
| 5.309e-05 |  | 0.00047265 |  | 0.00013624 |  | 0.00018879 |  | 2.9116e-06 |  | 0.00024729 |  | 5.7767e-07 |  | -0.0003646 |  | 0.066345 |  | 0.13777 |  | -0.00032649 |  | 2.7977e-06 |  | 2.3082e-06 |  | 2.137e-05 |  | 0.00014098 |  | 0.043109 |  | 0.00012873 |  | 2.4715e-06 |  | 0.00048834 |  | 0.019685
| 6.6132e-05 |  | 0.00050628 |  | 0.00013226 |  | 0.00018917 |  | 3.9391e-06 |  | 0.00022999 |  | 6.2608e-07 |  | -0.00029478 |  | 0.067199 |  | 0.13668 |  | -0.00053959 |  | 2.8192e-06 |  | 2.2334e-06 |  | 9.9197e-05 |  | 0.00015855 |  | 0.043543 |  | 0.00010777 |  | 5.766e-06 |  | 0.00049245 |  | 0.019659
| 6.6137e-05 |  | 0.00045753 |  | 0.00013227 |  | 0.00017966 |  | 3.9391e-06 |  | 0.00022076 |  | 6.6594e-07 |  | -2.597e-05 |  | 0.067658 |  | 0.12957 |  | -0.00016211 |  | 2.8369e-06 |  | 2.1463e-06 |  | 9.9206e-05 |  | 0.00016812 |  | 0.043346 |  | -7.1111e-05 |  | 5.7664e-06 |  | 0.00049822 |  | 0.019609
| 2.134e-05 |  | 0.00044147 |  | 3.8554e-05 |  | 0.00013786 |  | 1.8841e-06 |  | 0.00023335 |  | 6.575e-07 |  | -0.00015515 |  | 0.067808 |  | 0.1332 |  | -8.7234e-05 |  | 2.8433e-06 |  | 2.1343e-06 |  | 7.0692e-05 |  | 8.6733e-05 |  | 0.043403 |  | 5.2023e-05 |  | 5.7664e-06 |  | 0.00050072 |  | 0.01961
| 2.1342e-05 |  | 0.00050077 |  | 3.8557e-05 |  | 0.00011026 |  | 1.8841e-06 |  | 0.0002477 |  | 6.5489e-07 |  | -0.00013575 |  | 0.068197 |  | 0.13189 |  | -0.00041996 |  | 2.7599e-06 |  | 2.2464e-06 |  | 7.0699e-05 |  | 3.3678e-06 |  | 0.044193 |  | 0.00021648 |  | 5.7664e-06 |  | 0.00050401 |  | 0.019673
| 2.0318e-05 |  | 0.00050261 |  | 9.0084e-05 |  | 0.00015533 |  | 1.8841e-06 |  | 0.00024166 |  | 6.6077e-07 |  | -1.113e-05 |  | 0.068197 |  | 0.12364 |  | -0.000416 |  | 2.6691e-06 |  | 2.3207e-06 |  | 8.4382e-05 |  | -7.4737e-05 |  | 0.044693 |  | 0.00025628 |  | 9.0626e-06 |  | 0.00050322 |  | 0.019758
| 2.032e-05 |  | 0.00047881 |  | 9.0092e-05 |  | 0.00023446 |  | 1.8842e-06 |  | 0.00023314 |  | 6.8501e-07 |  | 1.1636e-05 |  | 0.068402 |  | 0.12709 |  | -0.00049473 |  | 2.6105e-06 |  | 2.2838e-06 |  | 8.439e-05 |  | -5.8341e-05 |  | 0.044948 |  | 0.00016188 |  | 9.0626e-06 |  | 0.00050325 |  | 0.019817
| 3.1589e-05 |  | 0.00046723 |  | 4.2516e-05 |  | 0.00016658 |  | 3.9398e-06 |  | 0.0002393 |  | 7.0331e-07 |  | 0.00013187 |  | 0.06925 |  | 0.12553 |  | -0.00040127 |  | 2.6502e-06 |  | 2.2344e-06 |  | 2.7788e-05 |  | -1.4708e-05 |  | 0.045288 |  | 5.688e-05 |  | 5.7671e-06 |  | 0.00050404 |  | 0.019842
| 3.1589e-05 |  | 0.00047643 |  | 4.2516e-05 |  | 7.0758e-05 |  | 3.9401e-06 |  | 0.00023453 |  | 6.6807e-07 |  | 2.968e-05 |  | 0.069844 |  | 0.11766 |  | -7.2712e-05 |  | 2.6764e-06 |  | 2.1846e-06 |  | 2.7788e-05 |  | 0.00010634 |  | 0.045598 |  | 1.2492e-05 |  | 5.7674e-06 |  | 0.00050081 |  | 0.019856
| 0 |  | 0.00044272 |  | 0.00011176 |  | 7.0468e-05 |  | 1.8844e-06 |  | 0.0002373 |  | 6.1447e-07 |  | -0.00015127 |  | 0.070653 |  | 0.12158 |  | 0.00011091 |  | 2.6654e-06 |  | 2.1846e-06 |  | 8.8951e-05 |  | 0.00013417 |  | 0.046186 |  | -0.00012426 |  | 5.7671e-06 |  | 0.00049751 |  | 0.019871
| 0 |  | 0.00044452 |  | 0.00011177 |  | 0.00013915 |  | 1.8844e-06 |  | 0.00024059 |  | 5.7786e-07 |  | -0.00017066 |  | 0.071538 |  | 0.12074 |  | 0.00011465 |  | 2.6572e-06 |  | 2.0097e-06 |  | 8.8959e-05 |  | -9.648e-05 |  | 0.046996 |  | 5.6365e-05 |  | 5.7678e-06 |  | 0.00049422 |  | 0.019914
| 8.0983e-05 |  | 0.00044899 |  | 0.00010494 |  | 0.000203 |  | 1.8844e-06 |  | 0.00024689 |  | 5.9486e-07 |  | -8.9041e-05 |  | 0.071875 |  | 0.11373 |  | 6.6752e-05 |  | 2.6729e-06 |  | 1.8469e-06 |  | 5.9881e-05 |  | -9.0576e-05 |  | 0.047246 |  | 0.00021547 |  | 5.7674e-06 |  | 0.00049587 |  | 0.020001
| 8.0976e-05 |  | 0.00044699 |  | 0.00010493 |  | 0.00019769 |  | 1.8845e-06 |  | 0.00024752 |  | 5.9949e-07 |  | -0.00012024 |  | 0.071874 |  | 0.11663 |  | -0.00017322 |  | 2.6397e-06 |  | 2.047e-06 |  | 5.9876e-05 |  | 7.9671e-06 |  | 0.04724 |  | -1.6643e-05 |  | 5.7678e-06 |  | 0.00049758 |  | 0.020137
| 0.0001249 |  | 0.00044762 |  | 9.8092e-05 |  | 0.00020014 |  | 2.9131e-06 |  | 0.0002179 |  | 5.8712e-07 |  | -7.3694e-05 |  | 0.072492 |  | 0.11474 |  | -0.00019565 |  | 2.5832e-06 |  | 2.3472e-06 |  | 0.00012604 |  | 6.7902e-05 |  | 0.047651 |  | -0.00026786 |  | 5.7681e-06 |  | 0.0004959 |  | 0.020258
| 0.0001249 |  | 0.00044899 |  | 9.8092e-05 |  | 0.00013697 |  | 2.9131e-06 |  | 0.00022606 |  | 5.6423e-07 |  | 7.4201e-05 |  | 0.072749 |  | 0.10803 |  | 6.3176e-05 |  | 2.5962e-06 |  | 2.4093e-06 |  | 0.00012604 |  | 3.6667e-05 |  | 0.0483 |  | -0.00013977 |  | 5.7681e-06 |  | 0.00050252 |  | 0.020297
| 4.9529e-06 |  | 0.00043027 |  | 0.00010666 |  | 6.3695e-05 |  | 2.9131e-06 |  | 0.00022474 |  | 5.5377e-07 |  | 0.00012024 |  | 0.073573 |  | 0.11149 |  | -8.3495e-05 |  | 2.6672e-06 |  | 2.1722e-06 |  | 5.5591e-05 |  | -0.00011037 |  | 0.048911 |  | 6.9374e-06 |  | 4.1211e-06 |  | 0.00050667 |  | 0.02024
| 4.9529e-06 |  | 0.0004134 |  | 0.00010666 |  | 7.569e-05 |  | 2.9131e-06 |  | 0.00021238 |  | 5.6031e-07 |  | 3.4908e-05 |  | 0.075181 |  | 0.10998 |  | -0.00025173 |  | 2.8183e-06 |  | 1.7665e-06 |  | 5.5591e-05 |  | -0.00015511 |  | 0.049276 |  | -5.0512e-05 |  | 4.1211e-06 |  | 0.00050255 |  | 0.02016
| 4.3895e-05 |  | 0.00043162 |  | 5.8176e-05 |  | 7.2755e-05 |  | 1.8849e-06 |  | 0.00021782 |  | 5.7736e-07 |  | -5.9361e-05 |  | 0.076653 |  | 0.10319 |  | -0.00020145 |  | 2.8855e-06 |  | 1.5852e-06 |  | 9.6216e-06 |  | -5.663e-05 |  | 0.049704 |  | -0.0001483 |  | 4.1211e-06 |  | 0.00049596 |  | 0.020127
| 4.3899e-05 |  | 0.00041528 |  | 5.8181e-05 |  | 0.00011004 |  | 1.8849e-06 |  | 0.00021489 |  | 6.4863e-07 |  | 6.9815e-05 |  | 0.077608 |  | 0.10732 |  | -3.4892e-05 |  | 2.7297e-06 |  | 1.6602e-06 |  | 9.6224e-06 |  | 3.1019e-05 |  | 0.050123 |  | -0.00016769 |  | 4.1213e-06 |  | 0.00049269 |  | 0.020196
| 6.5596e-05 |  | 0.00042461 |  | 0.00014545 |  | 0.00010542 |  | 2.9136e-06 |  | 0.00022458 |  | 7.0296e-07 |  | 0.00015127 |  | 0.078154 |  | 0.10555 |  | -1.2455e-06 |  | 2.5118e-06 |  | 1.9168e-06 |  | 0.00010895 |  | -0.00010597 |  | 0.050544 |  | -0.00023885 |  | 4.1216e-06 |  | 0.00049602 |  | 0.020366
| 6.5596e-05 |  | 0.00044884 |  | 0.00014545 |  | 8.897e-05 |  | 2.9136e-06 |  | 0.00022227 |  | 8.0693e-07 |  | -7.4196e-05 |  | 0.078954 |  | 0.097977 |  | 0.00010967 |  | 2.3922e-06 |  | 2.2847e-06 |  | 0.00010895 |  | -7.3339e-05 |  | 0.051619 |  | -0.00020203 |  | 4.1216e-06 |  | 0.00049849 |  | 0.020584
| 7.2447e-05 |  | 0.00043604 |  | 0.00010268 |  | 0.00013499 |  | 1.885e-06 |  | 0.00019706 |  | 8.5729e-07 |  | -0.00037623 |  | 0.079594 |  | 0.10098 |  | 0.00018195 |  | 2.4831e-06 |  | 2.3969e-06 |  | 8.9561e-05 |  | 2.7836e-06 |  | 0.052616 |  | -2.7963e-05 |  | 2.473e-06 |  | 0.00050508 |  | 0.02073
| 7.2447e-05 |  | 0.00041864 |  | 0.00010268 |  | 0.00010794 |  | 1.8852e-06 |  | 0.00020622 |  | 9.1753e-07 |  | -0.00045381 |  | 0.080707 |  | 0.098979 |  | -0.0005396 |  | 2.6009e-06 |  | 2.2849e-06 |  | 8.9561e-05 |  | -3.8244e-06 |  | 0.052808 |  | 7.9359e-05 |  | 2.4731e-06 |  | 0.00051582 |  | 0.020751
| 4.5953e-05 |  | 0.00043114 |  | 3.2642e-05 |  | 9.911e-05 |  | 1.8852e-06 |  | 0.00022292 |  | 9.2668e-07 |  | -0.00023744 |  | 0.081521 |  | 0.093613 |  | -0.00077004 |  | 2.6249e-06 |  | 2.0599e-06 |  | 0.0001061 |  | -2.5667e-05 |  | 0.05255 |  | 6.9657e-05 |  | 7.4183e-06 |  | 0.00052077 |  | 0.020714
| 4.5957e-05 |  | 0.00045866 |  | 3.2645e-05 |  | 0.00012376 |  | 1.8853e-06 |  | 0.00022256 |  | 8.8425e-07 |  | -0.00013575 |  | 0.082435 |  | 0.097028 |  | -0.00054708 |  | 2.5964e-06 |  | 1.9479e-06 |  | 0.00010611 |  | -0.00013045 |  | 0.053207 |  | 0.00012014 |  | 7.4187e-06 |  | 0.00052492 |  | 0.020702
| 2.7505e-05 |  | 0.00044435 |  | 7.987e-05 |  | 0.00011108 |  | 2.9141e-06 |  | 0.00021646 |  | 8.3258e-07 |  | 0.00015515 |  | 0.083222 |  | 0.094826 |  | -1.2455e-06 |  | 2.5485e-06 |  | 2.0729e-06 |  | 7.5876e-05 |  | 1.4136e-05 |  | 0.053504 |  | 0.00025108 |  | 8.2442e-07 |  | 0.00052986 |  | 0.020728
| 2.7505e-05 |  | 0.00043271 |  | 7.987e-05 |  | 0.00011138 |  | 2.9141e-06 |  | 0.00022314 |  | 7.8549e-07 |  | 0.00015211 |  | 0.084307 |  | 0.08804 |  | 0.00028847 |  | 2.476e-06 |  | 2.1229e-06 |  | 7.5877e-05 |  | -4.1649e-05 |  | 0.054474 |  | 0.00020699 |  | 8.2447e-07 |  | 0.00053319 |  | 0.020795
| 1.3156e-05 |  | 0.00042955 |  | 6.6184e-05 |  | 0.00013222 |  | 2.9141e-06 |  | 0.00022437 |  | 7.9007e-07 |  | -0.00028314 |  | 0.085759 |  | 0.090324 |  | 0.00013708 |  | 2.4446e-06 |  | 2.0479e-06 |  | 7.1889e-05 |  | -0.00021387 |  | 0.056331 |  | 3.4479e-05 |  | 4.1223e-06 |  | 0.0005266 |  | 0.020879
| 1.3156e-05 |  | 0.00041258 |  | 6.6184e-05 |  | 0.00016946 |  | 2.9143e-06 |  | 0.0002239 |  | 7.6593e-07 |  | -0.00042277 |  | 0.086503 |  | 0.089243 |  | -8.7231e-06 |  | 2.5508e-06 |  | 1.9602e-06 |  | 7.1889e-05 |  | -8.2986e-05 |  | 0.056891 |  | -4.1495e-05 |  | 4.1226e-06 |  | 0.00051674 |  | 0.020943
| 1.1106e-05 |  | 0.00041108 |  | 6.5043e-05 |  | 0.00014941 |  | 2.9146e-06 |  | 0.00022447 |  | 7.3722e-07 |  | -0.00012614 |  | 0.086614 |  | 0.083591 |  | -0.00018714 |  | 2.6967e-06 |  | 1.9482e-06 |  | 8.7865e-05 |  | 3.2918e-05 |  | 0.057122 |  | 6.5906e-06 |  | 2.4736e-06 |  | 0.00051592 |  | 0.021004
| 1.1107e-05 |  | 0.00042118 |  | 6.5048e-05 |  | 0.00013075 |  | 2.9146e-06 |  | 0.00021806 |  | 7.902e-07 |  | 1.1636e-05 |  | 0.087192 |  | 0.085396 |  | -6.1063e-05 |  | 2.8006e-06 |  | 2.1733e-06 |  | 8.7872e-05 |  | 5.2972e-05 |  | 0.057256 |  | 0.00012288 |  | 2.4737e-06 |  | 0.00051839 |  | 0.021086
| 0 |  | 0.00043994 |  | 4.1556e-05 |  | 0.00012869 |  | 1.8857e-06 |  | 0.0002175 |  | 8.7197e-07 |  | -0.00013187 |  | 0.088854 |  | 0.084638 |  | 0.0001483 |  | 2.7514e-06 |  | 2.3978e-06 |  | 9.529e-05 |  | 5.3165e-05 |  | 0.057701 |  | 5.713e-05 |  | 5.7709e-06 |  | 0.00052089 |  | 0.021175
| 0 |  | 0.00044567 |  | 4.1556e-05 |  | 0.00012262 |  | 1.8857e-06 |  | 0.00021973 |  | 9.714e-07 |  | 5.4301e-05 |  | 0.090732 |  | 0.083247 |  | -1.6193e-05 |  | 2.7014e-06 |  | 2.51e-06 |  | 9.529e-05 |  | 4.6541e-05 |  | 0.058302 |  | -0.00018511 |  | 5.7709e-06 |  | 0.00051928 |  | 0.021211
| 3.469e-05 |  | 0.00044172 |  | 7.2473e-05 |  | 0.00017635 |  | 2.9148e-06 |  | 0.00022879 |  | 9.898e-07 |  | -0.0001484 |  | 0.092437 |  | 0.077046 |  | -0.00019071 |  | 2.7003e-06 |  | 2.398e-06 |  | 0.00013581 |  | 3.6451e-05 |  | 0.058959 |  | -0.00019867 |  | 4.1231e-06 |  | 0.00052093 |  | 0.021246
| 3.469e-05 |  | 0.000383 |  | 7.2473e-05 |  | 0.0001738 |  | 2.9148e-06 |  | 0.00022281 |  | 9.8522e-07 |  | -0.00029865 |  | 0.093082 |  | 0.079111 |  | -0.00016574 |  | 2.6558e-06 |  | 2.1735e-06 |  | 0.00013581 |  | -5.1361e-06 |  | 0.059775 |  | -2.009e-08 |  | 4.1233e-06 |  | 0.00052917 |  | 0.02131
| 3.5718e-05 |  | 0.00036391 |  | 7.9898e-05 |  | 9.1724e-05 |  | 8.5756e-07 |  | 0.0002148 |  | 9.624e-07 |  | 0.00019394 |  | 0.093741 |  | 0.077703 |  | -0.000162 |  | 2.6096e-06 |  | 2.0736e-06 |  | 6.3348e-05 |  | 3.5099e-05 |  | 0.060632 |  | 0.00013145 |  | 5.7716e-06 |  | 0.00053827 |  | 0.021429
| 3.5715e-05 |  | 0.00040294 |  | 7.9891e-05 |  | 9.8042e-05 |  | 8.5756e-07 |  | 0.00020938 |  | 9.0025e-07 |  | 0.00022261 |  | 0.095212 |  | 0.072404 |  | -0.00015139 |  | 2.5781e-06 |  | 2.1608e-06 |  | 6.3342e-05 |  | 0.00012284 |  | 0.061179 |  | -7.8961e-06 |  | 5.7716e-06 |  | 0.00054321 |  | 0.021555
| 8.39e-05 |  | 0.00041457 |  | 9.4744e-05 |  | 0.00010221 |  | 1.886e-06 |  | 0.00020268 |  | 8.6099e-07 |  | 2.7152e-05 |  | 0.096251 |  | 0.074358 |  | -0.00012088 |  | 2.5979e-06 |  | 2.3481e-06 |  | 4.2792e-05 |  | 7.6946e-05 |  | 0.061775 |  | -0.00021058 |  | 2.4742e-06 |  | 0.00054242 |  | 0.021689
| 8.3893e-05 |  | 0.00043145 |  | 9.4736e-05 |  | 4.4257e-05 |  | 1.8862e-06 |  | 0.00022176 |  | 9.4417e-07 |  | 0.00012412 |  | 0.09707 |  | 0.071981 |  | -0.00013583 |  | 2.6283e-06 |  | 2.4484e-06 |  | 4.2788e-05 |  | -3.3705e-05 |  | 0.062567 |  | -0.00028314 |  | 2.4742e-06 |  | 0.00054077 |  | 0.021778
| 9.6457e-05 |  | 0.0004355 |  | 5.2453e-05 |  | 6.6276e-05 |  | 8.5764e-07 |  | 0.00022873 |  | 1.0659e-06 |  | 0.00016324 |  | 0.098989 |  | 0.066839 |  | 0.0001347 |  | 2.6406e-06 |  | 2.3733e-06 |  | 0.00010901 |  | -9.5792e-05 |  | 0.062809 |  | -0.0002573 |  | 5.7723e-06 |  | 0.00054328 |  | 0.021794
| 9.6457e-05 |  | 0.00042444 |  | 5.2453e-05 |  | 0.00011634 |  | 8.5764e-07 |  | 0.00020589 |  | 1.1699e-06 |  | -8.5338e-05 |  | 0.10016 |  | 0.068534 |  | 0.00046234 |  | 2.7377e-06 |  | 2.1982e-06 |  | 0.00010901 |  | -0.00012249 |  | 0.062865 |  | -0.00010726 |  | 5.7723e-06 |  | 0.00054493 |  | 0.0218
| 4.8032e-05 |  | 0.00042272 |  | 7.0208e-05 |  | 0.00010213 |  | 3.9442e-06 |  | 0.00019541 |  | 1.1523e-06 |  | 5.8174e-05 |  | 0.10024 |  | 0.066646 |  | 0.00052216 |  | 2.8255e-06 |  | 2.0862e-06 |  | 9.7607e-05 |  | -8.1933e-05 |  | 0.063578 |  | 0.00010461 |  | 4.1241e-06 |  | 0.00053837 |  | 0.021847
| 4.8032e-05 |  | 0.00042816 |  | 7.0208e-05 |  | 0.00010503 |  | 3.9445e-06 |  | 0.00020078 |  | 1.1479e-06 |  | 0.00034132 |  | 0.10027 |  | 0.065332 |  | 0.00043243 |  | 2.7512e-06 |  | 2.0363e-06 |  | 9.7607e-05 |  | -4.2607e-05 |  | 0.064396 |  | 7.6884e-05 |  | 4.1241e-06 |  | 0.00053589 |  | 0.02198
| 3.1622e-05 |  | 0.00041965 |  | 6.3359e-05 |  | 0.00012941 |  | 1.8863e-06 |  | 0.00019685 |  | 1.1608e-06 |  | 5.565e-05 |  | 0.10044 |  | 0.060273 |  | -2.6223e-05 |  | 2.597e-06 |  | 2.1112e-06 |  | 6.3359e-05 |  | 2.1881e-05 |  | 0.065364 |  | -1.4368e-05 |  | 4.1243e-06 |  | 0.00054166 |  | 0.022144
| 3.1622e-05 |  | 0.00040102 |  | 6.3359e-05 |  | 0.00014854 |  | 1.8865e-06 |  | 0.00019366 |  | 1.1688e-06 |  | 7.7573e-06 |  | 0.10151 |  | 0.060605 |  | -1.2461e-05 |  | 2.5042e-06 |  | 2.2365e-06 |  | 6.3359e-05 |  | 3.7542e-05 |  | 0.066406 |  | -3.8904e-05 |  | 4.1243e-06 |  | 0.00054582 |  | 0.022322
| 8.5057e-05 |  | 0.00040398 |  | 6.6219e-05 |  | 0.00016179 |  | 2.9158e-06 |  | 0.00020527 |  | 1.1642e-06 |  | -2.7151e-05 |  | 0.10257 |  | 0.059573 |  | 0.00022681 |  | 2.5644e-06 |  | 2.2737e-06 |  | 6.8502e-05 |  | 2.028e-05 |  | 0.066763 |  | 0.00012034 |  | 4.1246e-06 |  | 0.00054503 |  | 0.022417
| 8.5064e-05 |  | 0.00039899 |  | 6.6224e-05 |  | 0.00017598 |  | 2.9161e-06 |  | 0.00021272 |  | 1.1244e-06 |  | -0.00011872 |  | 0.10305 |  | 0.055424 |  | 3.8144e-05 |  | 2.5715e-06 |  | 2.0179e-06 |  | 6.8508e-05 |  | 0.00011886 |  | 0.067236 |  | 0.00012136 |  | 4.1246e-06 |  | 0.00054173 |  | 0.022441
| 5.6241e-05 |  | 0.00039429 |  | 5.4442e-05 |  | 0.00018208 |  | 2.9161e-06 |  | 0.00020943 |  | 1.0884e-06 |  | -0.00011248 |  | 0.1037 |  | 0.056023 |  | -0.00031903 |  | 2.5112e-06 |  | 1.7247e-06 |  | 9.3049e-05 |  | 0.00015891 |  | 0.06751 |  | -0.0001593 |  | 4.1246e-06 |  | 0.00054008 |  | 0.02244
| 5.6246e-05 |  | 0.00039614 |  | 5.4447e-05 |  | 0.0001386 |  | 2.9163e-06 |  | 0.00019422 |  | 1.0505e-06 |  | -9.6967e-05 |  | 0.10387 |  | 0.054876 |  | -0.00040502 |  | 2.5381e-06 |  | 1.762e-06 |  | 9.3057e-05 |  | 0.00015516 |  | 0.068232 |  | -0.00022677 |  | 4.1248e-06 |  | 0.00053599 |  | 0.022469
| 2.8553e-05 |  | 0.0003852 |  | 8.7926e-05 |  | 0.00011928 |  | 8.5786e-07 |  | 0.00018562 |  | 1.0485e-06 |  | -0.00025987 |  | 0.10361 |  | 0.053188 |  | -0.00023304 |  | 2.6105e-06 |  | 2.0801e-06 |  | 7.7078e-05 |  | 0.0001311 |  | 0.06924 |  | -9.9385e-06 |  | 5.7741e-06 |  | 0.00052609 |  | 0.022552
| 2.8551e-05 |  | 0.00039598 |  | 8.7919e-05 |  | 6.3443e-05 |  | 8.58e-07 |  | 0.00019566 |  | 1.082e-06 |  | -0.00030052 |  | 0.1038 |  | 0.049344 |  | -0.00014066 |  | 2.7067e-06 |  | 2.4366e-06 |  | 7.7072e-05 |  | 5.1016e-05 |  | 0.070163 |  | 0.00010031 |  | 5.7737e-06 |  | 0.00052778 |  | 0.022669
| 0 |  | 0.00038273 |  | 7.822e-05 |  | 7.5462e-05 |  | 8.5793e-07 |  | 0.00020123 |  | 1.1173e-06 |  | 3.4908e-05 |  | 0.10415 |  | 0.050806 |  | 9.9702e-06 |  | 2.7304e-06 |  | 2.4743e-06 |  | 3.6386e-05 |  | 4.6441e-05 |  | 0.071142 |  | 5.0663e-05 |  | 5.7744e-06 |  | 0.0005385 |  | 0.022778
| 0 |  | 0.0003771 |  | 7.8227e-05 |  | 0.00012116 |  | 8.58e-07 |  | 0.00019524 |  | 1.1521e-06 |  | -3.1029e-05 |  | 0.10452 |  | 0.049615 |  | 0.00023055 |  | 2.7546e-06 |  | 2.3622e-06 |  | 3.6389e-05 |  | -5.403e-05 |  | 0.071294 |  | -2.5552e-05 |  | 5.7744e-06 |  | 0.00055502 |  | 0.022873
| 6.2239e-05 |  | 0.00038669 |  | 9.5928e-05 |  | 9.8799e-05 |  | 2.9166e-06 |  | 0.00019319 |  | 1.1508e-06 |  | -0.0004081 |  | 0.10417 |  | 0.045669 |  | 0.00015258 |  | 2.7601e-06 |  | 2.2621e-06 |  | 2.2476e-05 |  | -0.00013717 |  | 0.071736 |  | -0.00015995 |  | 5.7744e-06 |  | 0.00056574 |  | 0.022973
| 6.2239e-05 |  | 0.0003717 |  | 9.5928e-05 |  | 6.4924e-05 |  | 2.9168e-06 |  | 0.00019269 |  | 1.2307e-06 |  | -0.00019781 |  | 0.10363 |  | 0.045928 |  | -0.00015079 |  | 2.685e-06 |  | 2.2372e-06 |  | 2.2476e-05 |  | -0.0001528 |  | 0.072588 |  | -2.4531e-06 |  | 5.7748e-06 |  | 0.00056739 |  | 0.023054
| 2.9582e-05 |  | 0.00038385 |  | 5.9384e-05 |  | 4.7592e-05 |  | 1.8871e-06 |  | 0.00019759 |  | 1.3126e-06 |  | 5.818e-05 |  | 0.10363 |  | 0.045309 |  | -0.00010593 |  | 2.6036e-06 |  | 2.3123e-06 |  | 6.852e-05 |  | -5.5554e-05 |  | 0.073705 |  | 0.00013869 |  | 2.4754e-06 |  | 0.00056908 |  | 0.023105
| 2.9584e-05 |  | 0.00040749 |  | 5.9389e-05 |  | 0.00011968 |  | 1.8871e-06 |  | 0.00020566 |  | 1.3702e-06 |  | -1.1636e-05 |  | 0.10465 |  | 0.044187 |  | -0.00013584 |  | 2.5612e-06 |  | 2.225e-06 |  | 6.8526e-05 |  | 0.00016001 |  | 0.074629 |  | -2.5782e-05 |  | 2.4755e-06 |  | 0.00057241 |  | 0.02314
| 7.4808e-05 |  | 0.0004003 |  | 3.7628e-05 |  | 0.00016613 |  | 2.9171e-06 |  | 0.00019383 |  | 1.3461e-06 |  | 0.00015211 |  | 0.10544 |  | 0.040749 |  | -1.5502e-05 |  | 2.6059e-06 |  | 2.0628e-06 |  | 0.0001519 |  | 0.00021649 |  | 0.075176 |  | -0.00017356 |  | 5.7751e-06 |  | 0.00057076 |  | 0.023243
| 7.4814e-05 |  | 0.00037765 |  | 3.7631e-05 |  | 0.00012931 |  | 2.9171e-06 |  | 0.00018186 |  | 1.3487e-06 |  | -0.00012023 |  | 0.10569 |  | 0.041681 |  | 0.00013708 |  | 2.7031e-06 |  | 2.0628e-06 |  | 0.00015191 |  | 0.00012041 |  | 0.07599 |  | -0.00015519 |  | 5.7751e-06 |  | 0.00056169 |  | 0.023418
| 1.4195e-05 |  | 0.00037029 |  | 0.00014163 |  | 9.7039e-05 |  | 2.9173e-06 |  | 0.00019438 |  | 1.375e-06 |  | -0.00031416 |  | 0.10606 |  | 0.040291 |  | -0.00010593 |  | 2.7608e-06 |  | 2.1753e-06 |  | 0.00012621 |  | -5.5178e-06 |  | 0.076912 |  | 4.6675e-05 |  | 4.1261e-06 |  | 0.00055925 |  | 0.023588
| 1.4195e-05 |  | 0.00037861 |  | 0.00014163 |  | 6.4907e-05 |  | 2.9173e-06 |  | 0.00018558 |  | 1.392e-06 |  | -0.0002226 |  | 0.10579 |  | 0.035847 |  | -0.00011562 |  | 2.8293e-06 |  | 2.4379e-06 |  | 0.00012621 |  | 4.4499e-06 |  | 0.077716 |  | 3.0088e-05 |  | 4.1263e-06 |  | 0.00056997 |  | 0.023698
| 0 |  | 0.00037952 |  | 0.00010281 |  | 7.8261e-05 |  | 1.8874e-06 |  | 0.0001784 |  | 1.3828e-06 |  | -0.00036072 |  | 0.10553 |  | 0.036085 |  | -7.9755e-05 |  | 2.8464e-06 |  | 2.5881e-06 |  | 0.00012737 |  | -1.1124e-05 |  | 0.078264 |  | -9.3521e-05 |  | 5.7758e-06 |  | 0.00058073 |  | 0.023769
| 0 |  | 0.00035672 |  | 0.00010281 |  | 0.0001153 |  | 1.8874e-06 |  | 0.00018401 |  | 1.2702e-06 |  | -0.00025987 |  | 0.10537 |  | 0.035573 |  | -0.00023677 |  | 2.8306e-06 |  | 2.4751e-06 |  | 0.00012737 |  | -9.1114e-05 |  | 0.079024 |  | -8.5594e-05 |  | 5.7758e-06 |  | 0.00057908 |  | 0.023848
| 3.6773e-05 |  | 0.00036405 |  | 5.94e-05 |  | 0.00010649 |  | 2.9176e-06 |  | 0.00017277 |  | 1.1675e-06 |  | 0.00013187 |  | 0.10546 |  | 0.034607 |  | -0.00026294 |  | 2.7973e-06 |  | 2.2128e-06 |  | 6.7396e-05 |  | -0.00013911 |  | 0.079684 |  | -3.6451e-05 |  | 2.476e-06 |  | 0.00057087 |  | 0.023939
| 3.6776e-05 |  | 0.00038973 |  | 5.9405e-05 |  | 6.6997e-05 |  | 2.9178e-06 |  | 0.00016788 |  | 1.1342e-06 |  | 0.00012242 |  | 0.10612 |  | 0.031927 |  | -0.00025867 |  | 2.8051e-06 |  | 1.9131e-06 |  | 6.7402e-05 |  | -7.653e-05 |  | 0.079993 |  | 2.8404e-05 |  | 2.476e-06 |  | 0.00057252 |  | 0.024022
| 7.8826e-05 |  | 0.0003924 |  | 6.4546e-05 |  | 8.3729e-05 |  | 8.583e-07 |  | 0.00018017 |  | 1.2042e-06 |  | -0.00017066 |  | 0.10639 |  | 0.031333 |  | -0.00026669 |  | 2.8446e-06 |  | 1.8751e-06 |  | 7.7112e-05 |  | 5.0954e-05 |  | 0.080539 |  | 2.7414e-05 |  | 5.7765e-06 |  | 0.0005841 |  | 0.02412
| 7.8826e-05 |  | 0.00037912 |  | 6.4546e-05 |  | 0.00014192 |  | 8.5837e-07 |  | 0.00018586 |  | 1.256e-06 |  | -0.00014351 |  | 0.10637 |  | 0.030237 |  | -0.00026295 |  | 2.9277e-06 |  | 1.9876e-06 |  | 7.7112e-05 |  | 5.9072e-05 |  | 0.081909 |  | 1.8218e-05 |  | 5.7769e-06 |  | 0.00059235 |  | 0.024279
| 3.7806e-05 |  | 0.0003659 |  | 0.00011082 |  | 0.00010909 |  | 1.8879e-06 |  | 0.0001723 |  | 1.2378e-06 |  | 3.1029e-05 |  | 0.10572 |  | 0.029045 |  | -0.00021809 |  | 2.9745e-06 |  | 2.138e-06 |  | 9.7684e-05 |  | 4.9133e-05 |  | 0.083007 |  | -6.5098e-05 |  | 7.4273e-06 |  | 0.00059317 |  | 0.024436
| 3.7806e-05 |  | 0.00038655 |  | 0.00011082 |  | 8.9672e-05 |  | 1.8879e-06 |  | 0.0001799 |  | 1.285e-06 |  | 2.597e-05 |  | 0.10507 |  | 0.027293 |  | -0.00012993 |  | 2.9313e-06 |  | 2.138e-06 |  | 9.7684e-05 |  | 0.00015385 |  | 0.083796 |  | -2.1505e-06 |  | 7.4277e-06 |  | 0.00058744 |  | 0.02452
| 7.6554e-05 |  | 0.00041032 |  | 6.5128e-05 |  | 9.4591e-05 |  | 2.9181e-06 |  | 0.00017886 |  | 1.3498e-06 |  | -0.00020557 |  | 0.10544 |  | 0.026717 |  | -0.00015079 |  | 2.8437e-06 |  | 1.9878e-06 |  | 5.3542e-05 |  | 0.00013569 |  | 0.084861 |  | 9.7155e-05 |  | 5.7772e-06 |  | 0.00058579 |  | 0.024578
| 7.6554e-05 |  | 0.00039957 |  | 6.5128e-05 |  | 0.00015786 |  | 2.9181e-06 |  | 0.00016592 |  | 1.3577e-06 |  | -0.0002366 |  | 0.10604 |  | 0.024924 |  | -0.00024799 |  | 2.7341e-06 |  | 1.9505e-06 |  | 5.3542e-05 |  | 3.6105e-05 |  | 0.085627 |  | -1.6616e-05 |  | 5.7772e-06 |  | 0.0005916 |  | 0.024645
| 4.7047e-05 |  | 0.00038377 |  | 7.9411e-05 |  | 0.00016124 |  | 2.9183e-06 |  | 0.00017631 |  | 1.3008e-06 |  | -0.00014739 |  | 0.10601 |  | 0.024304 |  | -0.000405 |  | 2.7104e-06 |  | 2.0637e-06 |  | 7.0841e-05 |  | 3.4136e-06 |  | 0.086526 |  | -0.00012303 |  | 2.4766e-06 |  | 0.00060153 |  | 0.024729
| 4.7052e-05 |  | 0.00038962 |  | 7.9418e-05 |  | 6.1975e-05 |  | 2.9186e-06 |  | 0.0001866 |  | 1.2885e-06 |  | -1.113e-05 |  | 0.10556 |  | 0.022164 |  | -0.0002229 |  | 2.6305e-06 |  | 2.1763e-06 |  | 7.0847e-05 |  | -8.0025e-06 |  | 0.087503 |  | -0.00013921 |  | 2.4766e-06 |  | 0.0006081 |  | 0.024812
| 4.2945e-05 |  | 0.00038384 |  | 2.774e-05 |  | 5.7516e-05 |  | 1.8881e-06 |  | 0.00018165 |  | 1.3329e-06 |  | 0.00021721 |  | 0.10604 |  | 0.022373 |  | -4.9851e-06 |  | 2.568e-06 |  | 2.1883e-06 |  | 9.1987e-05 |  | -3.7e-05 |  | 0.088022 |  | -0.00010121 |  | 4.1276e-06 |  | 0.00060483 |  | 0.024885
| 4.2945e-05 |  | 0.00037081 |  | 2.774e-05 |  | 7.8491e-05 |  | 1.8883e-06 |  | 0.00015772 |  | 1.4306e-06 |  | 0.00013964 |  | 0.10691 |  | 0.020703 |  | 0.00011465 |  | 2.5572e-06 |  | 2.0511e-06 |  | 9.1987e-05 |  | -9.9949e-05 |  | 0.089189 |  | 5.2261e-05 |  | 4.1278e-06 |  | 0.00059579 |  | 0.024997
| 8.9138e-05 |  | 0.00037214 |  | 6.2283e-05 |  | 5.0235e-05 |  | 3.9486e-06 |  | 0.00016554 |  | 1.4838e-06 |  | 7.7576e-06 |  | 0.10628 |  | 0.019537 |  | 3.9878e-05 |  | 2.6184e-06 |  | 1.901e-06 |  | 0.00015085 |  | -5.2386e-05 |  | 0.090154 |  | -4.0483e-05 |  | 5.7783e-06 |  | 0.00059249 |  | 0.025168
| 8.9138e-05 |  | 0.00038665 |  | 6.2283e-05 |  | 4.1636e-05 |  | 3.9482e-06 |  | 0.00019569 |  | 1.5374e-06 |  | 8.9041e-05 |  | 0.1052 |  | 0.01841 |  | -0.00021575 |  | 2.712e-06 |  | 1.9258e-06 |  | 0.00015085 |  | 4.1372e-05 |  | 0.090692 |  | -0.00014488 |  | 5.7783e-06 |  | 0.00059583 |  | 0.025366
| 3.3709e-05 |  | 0.00040364 |  | 7.8282e-05 |  | 7.7464e-05 |  | 2.9188e-06 |  | 0.00018284 |  | 1.5408e-06 |  | 7.7573e-05 |  | 0.10564 |  | 0.017988 |  | -0.00015453 |  | 2.7403e-06 |  | 2.1013e-06 |  | 7.2568e-05 |  | 5.8219e-05 |  | 0.091509 |  | -2.3257e-05 |  | 4.1281e-06 |  | 0.00060738 |  | 0.025539
| 3.3712e-05 |  | 0.00037777 |  | 7.8289e-05 |  | 7.1535e-05 |  | 2.9191e-06 |  | 0.00016901 |  | 1.5481e-06 |  | 0.0001823 |  | 0.10584 |  | 0.016889 |  | 7.7263e-05 |  | 2.7899e-06 |  | 2.289e-06 |  | 7.2574e-05 |  | 2.9714e-05 |  | 0.092364 |  | -5.5932e-05 |  | 4.1283e-06 |  | 0.00061399 |  | 0.025627
| 6.3431e-05 |  | 0.00038373 |  | 6.7431e-05 |  | 7.032e-05 |  | 1.8886e-06 |  | 0.00017385 |  | 1.5514e-06 |  | 8.5331e-05 |  | 0.10589 |  | 0.015384 |  | -0.00018714 |  | 2.8077e-06 |  | 2.289e-06 |  | 0.00010286 |  | 5.3364e-05 |  | 0.093307 |  | -7.8946e-05 |  | 4.1283e-06 |  | 0.0006165 |  | 0.025653
| 6.3436e-05 |  | 0.00039227 |  | 6.7437e-05 |  | 8.2591e-05 |  | 1.8886e-06 |  | 0.00017913 |  | 1.594e-06 |  | 5.4302e-05 |  | 0.10658 |  | 0.015375 |  | -0.00024425 |  | 2.7974e-06 |  | 2.3263e-06 |  | 0.00010287 |  | 9.5247e-05 |  | 0.09454 |  | -2.8309e-05 |  | 4.1286e-06 |  | 0.00061815 |  | 0.025677
| 2.9608e-05 |  | 0.00037711 |  | 8.1153e-05 |  | 9.918e-05 |  | 2.9191e-06 |  | 0.0001787 |  | 1.6333e-06 |  | 0.00010472 |  | 0.1072 |  | 0.015148 |  | -4.9848e-05 |  | 2.7515e-06 |  | 2.3886e-06 |  | 7.2009e-05 |  | 5.8516e-05 |  | 0.095817 |  | -0.00017487 |  | 5.779e-06 |  | 0.00062066 |  | 0.025744
| 2.9608e-05 |  | 0.00039033 |  | 8.1153e-05 |  | 9.4472e-05 |  | 2.9193e-06 |  | 0.00017045 |  | 1.6229e-06 |  | 0.00029478 |  | 0.10707 |  | 0.014498 |  | 6.6047e-05 |  | 2.723e-06 |  | 2.4139e-06 |  | 7.2009e-05 |  | -9.4783e-06 |  | 0.096743 |  | -0.00023391 |  | 5.779e-06 |  | 0.00062727 |  | 0.025864
| 7.0872e-05 |  | 0.00038602 |  | 4.8563e-05 |  | 6.0112e-05 |  | 8.5889e-07 |  | 0.00017553 |  | 1.5713e-06 |  | 0.00024048 |  | 0.10645 |  | 0.013555 |  | 0.0001483 |  | 2.741e-06 |  | 2.3768e-06 |  | 8.9733e-05 |  | 2.261e-07 |  | 0.097774 |  | -1.6922e-05 |  | 4.1288e-06 |  | 0.00063473 |  | 0.026018
| 7.0872e-05 |  | 0.00037725 |  | 4.8563e-05 |  | 9.4823e-05 |  | 8.5881e-07 |  | 0.00017331 |  | 1.4978e-06 |  | -0.00031536 |  | 0.10649 |  | 0.011961 |  | 2.3842e-06 |  | 2.7373e-06 |  | 2.2391e-06 |  | 8.9733e-05 |  | 4.9934e-05 |  | 0.099152 |  | 7.9012e-05 |  | 4.1291e-06 |  | 0.00063968 |  | 0.026189
| 5.631e-05 |  | 0.00037438 |  | 0.00012174 |  | 7.8209e-05 |  | 2.9196e-06 |  | 0.00014724 |  | 1.4763e-06 |  | -0.00010861 |  | 0.10644 |  | 0.011721 |  | 0.00016326 |  | 2.7163e-06 |  | 2.152e-06 |  | 0.00012631 |  | 1.525e-05 |  | 0.10022 |  | -4.4356e-05 |  | 5.7797e-06 |  | 0.00063807 |  | 0.026388
| 5.6315e-05 |  | 0.00036233 |  | 0.00012175 |  | 2.4922e-05 |  | 2.9198e-06 |  | 0.00014522 |  | 1.4509e-06 |  | 6.593e-05 |  | 0.10656 |  | 0.010752 |  | 0.0001969 |  | 2.7296e-06 |  | 2.1399e-06 |  | 0.00012632 |  | -6.9364e-05 |  | 0.1008 |  | -0.00024803 |  | 5.7797e-06 |  | 0.00063395 |  | 0.026585
| 2.1396e-05 |  | 0.00035303 |  | 0.00010403 |  | 4.589e-05 |  | 1.8891e-06 |  | 0.00016125 |  | 1.4469e-06 |  | -6.9817e-05 |  | 0.10696 |  | 0.0097791 |  | 0.00017447 |  | 2.7645e-06 |  | 2.1901e-06 |  | 6.2304e-05 |  | -7.8301e-05 |  | 0.10161 |  | -0.00010195 |  | 4.1293e-06 |  | 0.00062899 |  | 0.026734
| 2.1398e-05 |  | 0.00035176 |  | 0.00010404 |  | 7.3615e-05 |  | 1.8891e-06 |  | 0.00015639 |  | 1.5354e-06 |  | 1.8549e-05 |  | 0.10697 |  | 0.0088638 |  | 9.5364e-05 |  | 2.7358e-06 |  | 2.2151e-06 |  | 6.231e-05 |  | -5.0518e-05 |  | 0.10249 |  | 8.8019e-05 |  | 4.1296e-06 |  | 0.0006216 |  | 0.02683
| 5.7165e-05 |  | 0.00037025 |  | 8.3461e-05 |  | 0.0001414 |  | 1.8891e-06 |  | 0.00016917 |  | 1.6278e-06 |  | 0.000128 |  | 0.10738 |  | 0.0086356 |  | -3.8632e-05 |  | 2.6686e-06 |  | 2.1901e-06 |  | 6.7455e-05 |  | 1.4115e-05 |  | 0.10375 |  | -5.5378e-05 |  | 4.1293e-06 |  | 0.0006249 |  | 0.026891
| 5.7165e-05 |  | 0.00039151 |  | 8.3461e-05 |  | 0.00014525 |  | 1.8892e-06 |  | 0.00018292 |  | 1.7099e-06 |  | 0.00011637 |  | 0.10823 |  | 0.0077817 |  | -2.7416e-05 |  | 2.6449e-06 |  | 2.4029e-06 |  | 6.7455e-05 |  | 0.00010472 |  | 0.10489 |  | -0.0001677 |  | 4.1298e-06 |  | 0.00064145 |  | 0.026992
| 4.8103e-05 |  | 0.00036021 |  | 4.0641e-05 |  | 8.0738e-05 |  | 1.8892e-06 |  | 0.00017089 |  | 1.6994e-06 |  | 3.8788e-06 |  | 0.10868 |  | 0.0076592 |  | 7.3525e-05 |  | 2.6887e-06 |  | 2.6528e-06 |  | 4.9288e-05 |  | 6.1204e-05 |  | 0.10546 |  | -0.00015594 |  | 2.4778e-06 |  | 0.00065549 |  | 0.027159
| 4.8107e-05 |  | 0.00030051 |  | 4.0645e-05 |  | 8.3309e-05 |  | 1.8894e-06 |  | 0.00016827 |  | 1.6831e-06 |  | -0.00016324 |  | 0.10906 |  | 0.0068112 |  | 5.6024e-05 |  | 2.6903e-06 |  | 2.6402e-06 |  | 4.9293e-05 |  | 7.2711e-05 |  | 0.106 |  | 3.9628e-05 |  | 2.4781e-06 |  | 0.00066048 |  | 0.027321
| 4.9139e-05 |  | 0.0003077 |  | 6.0606e-05 |  | 0.00011554 |  | 2.9203e-06 |  | 0.00016813 |  | 1.6772e-06 |  | -0.00020169 |  | 0.1098 |  | 0.0065192 |  | -6.4801e-05 |  | 2.6485e-06 |  | 2.3774e-06 |  | 6.1177e-05 |  | 7.7449e-05 |  | 0.10756 |  | -8.4901e-05 |  | 4.1298e-06 |  | 0.000658 |  | 0.027401
| 4.9139e-05 |  | 0.00032235 |  | 6.0606e-05 |  | 9.6792e-05 |  | 2.9203e-06 |  | 0.00017168 |  | 1.6831e-06 |  | -7.7576e-06 |  | 0.11018 |  | 0.0061924 |  | 0.00020811 |  | 2.6341e-06 |  | 2.1275e-06 |  | 6.1177e-05 |  | 4.4562e-05 |  | 0.10929 |  | -0.00017415 |  | 4.1301e-06 |  | 0.0006663 |  | 0.027455
| 1.3184e-05 |  | 0.00032191 |  | 5.9462e-05 |  | 4.8857e-05 |  | 1.8895e-06 |  | 0.00017279 |  | 1.6951e-06 |  | 4.6544e-05 |  | 0.11033 |  | 0.0056504 |  | 8.4734e-05 |  | 2.6618e-06 |  | 2.1405e-06 |  | 9.2052e-05 |  | 0.00016262 |  | 0.11042 |  | 2.9688e-05 |  | 4.1303e-06 |  | 0.00067786 |  | 0.027547
| 1.3184e-05 |  | 0.00035836 |  | 5.9462e-05 |  | 7.0066e-05 |  | 1.8895e-06 |  | 0.00016053 |  | 1.6544e-06 |  | 0.0002226 |  | 0.11 |  | 0.0050282 |  | -0.00016926 |  | 2.6823e-06 |  | 2.1778e-06 |  | 9.2052e-05 |  | 0.00026338 |  | 0.11123 |  | -4.3436e-05 |  | 4.1303e-06 |  | 0.00067868 |  | 0.027684
| 0 |  | 0.00035558 |  | 2.7762e-05 |  | 8.4472e-05 |  | 2.9206e-06 |  | 0.00016269 |  | 1.6027e-06 |  | -7.7544e-06 |  | 0.10926 |  | 0.0050452 |  | 0.00015577 |  | 2.6741e-06 |  | 2.1778e-06 |  | 6.0039e-05 |  | 0.00018934 |  | 0.11183 |  | -7.1394e-05 |  | 2.4782e-06 |  | 0.00066634 |  | 0.02783
| 0 |  | 0.0003353 |  | 2.7762e-05 |  | 0.0001242 |  | 2.9208e-06 |  | 0.00017423 |  | 1.5766e-06 |  | -0.00012023 |  | 0.10908 |  | 0.0046071 |  | 0.00030531 |  | 2.7244e-06 |  | 2.1407e-06 |  | 6.0039e-05 |  | 0.00011632 |  | 0.11287 |  | -3.1818e-05 |  | 2.4784e-06 |  | 0.00066143 |  | 0.027978
| 7.4912e-05 |  | 0.00036765 |  | 5.7757e-05 |  | 0.00015705 |  | 8.5925e-07 |  | 0.00017695 |  | 1.6015e-06 |  | 0.0001086 |  | 0.1105 |  | 0.0044029 |  | 6.9787e-05 |  | 2.7847e-06 |  | 2.1028e-06 |  | 3.1084e-05 |  | 9.8028e-05 |  | 0.1138 |  | 0.00013501 |  | 5.7821e-06 |  | 0.00067295 |  | 0.028144
| 7.4912e-05 |  | 0.00040349 |  | 5.7757e-05 |  | 0.00012526 |  | 8.5925e-07 |  | 0.00015103 |  | 1.6107e-06 |  | 0.00017454 |  | 0.11152 |  | 0.0040835 |  | -0.00010966 |  | 2.8477e-06 |  | 2.2904e-06 |  | 3.1084e-05 |  | 0.0001102 |  | 0.11529 |  | -5.2964e-06 |  | 5.7818e-06 |  | 0.00068624 |  | 0.028306
| 7.0909e-05 |  | 0.00038329 |  | 4.6605e-05 |  | 0.00013365 |  | 1.8899e-06 |  | 0.00014908 |  | 1.5951e-06 |  | 0.00033019 |  | 0.1113 |  | 0.0033591 |  | 0.00012755 |  | 2.8548e-06 |  | 2.5162e-06 |  | 5.5737e-05 |  | 0.00011587 |  | 0.11661 |  | -6.2975e-05 |  | 4.1311e-06 |  | 0.00068785 |  | 0.028453
| 7.0916e-05 |  | 0.00035167 |  | 4.6609e-05 |  | 2.2363e-05 |  | 1.8899e-06 |  | 0.00015889 |  | 1.5675e-06 |  | 7.7576e-05 |  | 0.11245 |  | 0.0031517 |  | 8.1004e-05 |  | 2.7774e-06 |  | 2.3658e-06 |  | 5.5742e-05 |  | 5.97e-06 |  | 0.1179 |  | 0.00012166 |  | 4.1308e-06 |  | 0.00068624 |  | 0.028595
| 3.3739e-05 |  | 0.00033275 |  | 5.5534e-05 |  | -4.1347e-06 |  | 1.89e-06 |  | 0.00014168 |  | 1.5559e-06 |  | -2.327e-05 |  | 0.11283 |  | 0.0025724 |  | -0.00012836 |  | 2.707e-06 |  | 1.99e-06 |  | 4.5022e-05 |  | -1.2287e-05 |  | 0.11956 |  | -7.2686e-05 |  | 4.1313e-06 |  | 0.00069371 |  | 0.028733
| 3.3742e-05 |  | 0.00030906 |  | 5.5539e-05 |  | 9.2629e-05 |  | 1.89e-06 |  | 0.00014051 |  | 1.5546e-06 |  | -3.8788e-06 |  | 0.11247 |  | 0.0022791 |  | -0.00013583 |  | 2.6049e-06 |  | 1.8023e-06 |  | 4.5026e-05 |  | 3.4644e-05 |  | 0.12055 |  | -0.00020815 |  | 4.1311e-06 |  | 0.00069784 |  | 0.02886
| 3.5797e-05 |  | 0.00032232 |  | 5.9483e-05 |  | 8.8867e-05 |  | 8.594e-07 |  | 0.00015771 |  | 1.565e-06 |  | -0.00011872 |  | 0.11298 |  | 0.0022617 |  | 5.2449e-05 |  | 2.5822e-06 |  | 1.9906e-06 |  | 7.9501e-05 |  | 0.00010635 |  | 0.12127 |  | -0.0001931 |  | 4.1313e-06 |  | 0.00069371 |  | 0.028921
| 3.5797e-05 |  | 0.00034875 |  | 5.9483e-05 |  | 7.5938e-05 |  | 8.5947e-07 |  | 0.00016545 |  | 1.5527e-06 |  | -8.533e-05 |  | 0.11291 |  | 0.002294 |  | 3.6135e-05 |  | 2.5969e-06 |  | 2.2164e-06 |  | 7.9501e-05 |  | 0.00020604 |  | 0.12196 |  | -0.00013161 |  | 4.1316e-06 |  | 0.00068797 |  | 0.028974
| 3.3742e-05 |  | 0.00036986 |  | 0.00012183 |  | 8.9655e-05 |  | 8.5947e-07 |  | 0.00017476 |  | 1.5298e-06 |  | 6.5944e-05 |  | 0.11267 |  | 0.0020415 |  | -0.00025547 |  | 2.6359e-06 |  | 2.2537e-06 |  | 8.5792e-05 |  | 0.00012766 |  | 0.1232 |  | -1.4735e-05 |  | 5.7832e-06 |  | 0.00069049 |  | 0.02908
| 3.3744e-05 |  | 0.00037563 |  | 0.00012184 |  | 3.737e-05 |  | 8.5947e-07 |  | 0.00016318 |  | 1.6209e-06 |  | -8.5327e-05 |  | 0.11249 |  | 0.0014883 |  | -0.0003265 |  | 2.7189e-06 |  | 2.1406e-06 |  | 8.58e-05 |  | 0.000153 |  | 0.12411 |  | 0.00011152 |  | 5.7832e-06 |  | 0.00069789 |  | 0.029216
| 4.9165e-05 |  | 0.00036764 |  | 0.00012185 |  | 4.5718e-05 |  | 2.9218e-06 |  | 0.00015164 |  | 1.7371e-06 |  | -0.00038787 |  | 0.11234 |  | 0.0017927 |  | -0.00017322 |  | 2.7664e-06 |  | 1.9903e-06 |  | 2.8951e-05 |  | 3.0394e-05 |  | 0.12524 |  | 4.8001e-05 |  | 5.7835e-06 |  | 0.00070375 |  | 0.029373
| 4.9165e-05 |  | 0.0003728 |  | 0.00012185 |  | 0.00010201 |  | 2.9218e-06 |  | 0.00014805 |  | 1.8171e-06 |  | -0.00023002 |  | 0.11234 |  | 0.0019208 |  | 0.00015973 |  | 2.774e-06 |  | 2.0655e-06 |  | 2.8951e-05 |  | -9.9459e-06 |  | 0.12702 |  | -4.4228e-05 |  | 5.7835e-06 |  | 0.00070619 |  | 0.029532
| 4.197e-05 |  | 0.00035373 |  | 0.000127 |  | 0.00010733 |  | 2.9221e-06 |  | 0.00015261 |  | 1.7819e-06 |  | -3.4908e-05 |  | 0.11249 |  | 0.0019078 |  | 0.00027914 |  | 2.7235e-06 |  | 2.2914e-06 |  | 3.86e-05 |  | 0.00024627 |  | 0.12838 |  | 2.3938e-05 |  | 4.1321e-06 |  | 0.00070706 |  | 0.029709
| 4.197e-05 |  | 0.00034554 |  | 0.000127 |  | 9.5392e-05 |  | 2.9218e-06 |  | 0.00015158 |  | 1.7555e-06 |  | -0.00011248 |  | 0.11284 |  | 0.0015997 |  | 0.00014829 |  | 2.728e-06 |  | 2.2912e-06 |  | 3.86e-05 |  | 0.00026658 |  | 0.12928 |  | 6.1963e-05 |  | 4.1321e-06 |  | 0.00071288 |  | 0.029877
| 4.6086e-05 |  | 0.00033593 |  | 0.00010984 |  | -2.6838e-05 |  | 8.5962e-07 |  | 0.00014162 |  | 1.7648e-06 |  | -0.00025599 |  | 0.1137 |  | 0.0011578 |  | -0.00016948 |  | 2.7776e-06 |  | 2.0657e-06 |  | 0.00013502 |  | 0.0001475 |  | 0.13018 |  | -6.8798e-05 |  | 7.4372e-06 |  | 0.00071619 |  | 0.029999
| 4.609e-05 |  | 0.00031501 |  | 0.00010985 |  | -4.3526e-06 |  | 8.5969e-07 |  | 0.00014286 |  | 1.7486e-06 |  | -8.1621e-05 |  | 0.114 |  | 0.0011749 |  | -9.4168e-05 |  | 2.8368e-06 |  | 2.1038e-06 |  | 0.00013503 |  | 0.00010001 |  | 0.1312 |  | -0.00011948 |  | 7.4372e-06 |  | 0.0007261 |  | 0.030069
| 3.4778e-05 |  | 0.00031405 |  | 0.00010241 |  | 5.3067e-05 |  | 1.8907e-06 |  | 0.0001401 |  | 1.721e-06 |  | 3.8786e-05 |  | 0.11361 |  | 0.0014251 |  | -8.3495e-05 |  | 2.83e-06 |  | 2.3668e-06 |  | 7.4945e-05 |  | 0.00010821 |  | 0.1325 |  | 1.1132e-05 |  | 8.2652e-07 |  | 0.00074019 |  | 0.030078
| 3.4781e-05 |  | 0.00035858 |  | 0.00010241 |  | -7.5984e-06 |  | 1.8907e-06 |  | 0.00015097 |  | 1.641e-06 |  | -0.00022885 |  | 0.11273 |  | 0.0011875 |  | -0.00020313 |  | 2.7278e-06 |  | 2.5919e-06 |  | 7.4952e-05 |  | 0.0001015 |  | 0.13376 |  | 5.7643e-05 |  | 8.2652e-07 |  | 0.00075423 |  | 0.030117
| 1.8334e-05 |  | 0.000374 |  | 9.2124e-05 |  | -1.4268e-05 |  | 2.9226e-06 |  | 0.00013913 |  | 1.5906e-06 |  | -0.00026763 |  | 0.11142 |  | 0.0010093 |  | -7.6019e-05 |  | 2.6327e-06 |  | 2.5548e-06 |  | 0.00013218 |  | -1.0076e-05 |  | 0.13425 |  | 8.8115e-05 |  | 5.7846e-06 |  | 0.00075841 |  | 0.030232
| 1.8334e-05 |  | 0.0003499 |  | 9.2124e-05 |  | 5.2823e-05 |  | 3.7823e-06 |  | 0.00013654 |  | 1.6064e-06 |  | -0.00012024 |  | 0.11144 |  | 0.0010279 |  | -0.00015827 |  | 2.5895e-06 |  | 2.2166e-06 |  | 0.00013218 |  | -2.6431e-05 |  | 0.13457 |  | 2.443e-05 |  | 5.7849e-06 |  | 0.00075593 |  | 0.030388
| 2.2447e-05 |  | 0.00032999 |  | 0.00012817 |  | 0.00011254 |  | 3.7823e-06 |  | 0.00015667 |  | 1.6726e-06 |  | -0.00015953 |  | 0.11186 |  | 0.00060316 |  | -0.00010133 |  | 2.6403e-06 |  | 1.9156e-06 |  | 0.00011501 |  | 7.0659e-05 |  | 0.13549 |  | -0.000131 |  | 4.1331e-06 |  | 0.00075515 |  | 0.030596
| 2.2449e-05 |  | 0.00033132 |  | 0.00012818 |  | 8.2884e-05 |  | 2.9228e-06 |  | 0.00015705 |  | 1.7699e-06 |  | -0.00019393 |  | 0.11169 |  | 0.00038924 |  | 7.7263e-05 |  | 2.5753e-06 |  | 1.6527e-06 |  | 0.00011502 |  | 5.9556e-05 |  | 0.13677 |  | -0.00020968 |  | 4.1331e-06 |  | 0.00075597 |  | 0.030878
| 2.1419e-05 |  | 0.00034899 |  | 0.00010414 |  | 8.3957e-05 |  | 1.891e-06 |  | 0.00015214 |  | 1.8e-06 |  | -0.00020557 |  | 0.111 |  | 0.00052661 |  | -0.00012836 |  | 2.4594e-06 |  | 1.6907e-06 |  | 2.6813e-05 |  | 5.9732e-05 |  | 0.138 |  | -9.1366e-05 |  | 4.1331e-06 |  | 0.00075763 |  | 0.031215
| 2.1423e-05 |  | 0.00032763 |  | 0.00010416 |  | 8.086e-05 |  | 1.891e-06 |  | 0.0001429 |  | 1.8355e-06 |  | -2.715e-05 |  | 0.11042 |  | 0.00051548 |  | 3.9878e-05 |  | 2.4958e-06 |  | 2.029e-06 |  | 2.6817e-05 |  | 2.5723e-05 |  | 0.13877 |  | -2.9315e-06 |  | 4.1333e-06 |  | 0.00075767 |  | 0.031454
| 2.1423e-05 |  | 0.00032793 |  | 6.2381e-05 |  | 4.4283e-05 |  | 8.5991e-07 |  | 0.00013532 |  | 1.8389e-06 |  | -3.1029e-05 |  | 0.10978 |  | 0.00050063 |  | 0.00040625 |  | 2.6476e-06 |  | 2.3295e-06 |  | 0.00010072 |  | 0.00011385 |  | 0.13984 |  | -0.00011371 |  | 5.7856e-06 |  | 0.00076102 |  | 0.031579
| 2.1423e-05 |  | 0.00035508 |  | 6.2381e-05 |  | 5.0808e-05 |  | 8.5991e-07 |  | 0.0001409 |  | 1.8376e-06 |  | 9.6461e-05 |  | 0.10994 |  | 0.00064223 |  | 0.00027415 |  | 2.7553e-06 |  | 2.5173e-06 |  | 0.00010072 |  | 3.1248e-05 |  | 0.14115 |  | 1.6252e-05 |  | 5.786e-06 |  | 0.00076511 |  | 0.031655
| 3.479e-05 |  | 0.00036312 |  | 0.00014308 |  | 3.921e-05 |  | 1.8913e-06 |  | 0.00014974 |  | 1.8332e-06 |  | -5.4305e-05 |  | 0.10935 |  | 0.00066772 |  | 0.00017447 |  | 2.7123e-06 |  | 2.4049e-06 |  | 6.2381e-05 |  | 0.000108 |  | 0.14229 |  | -3.9426e-05 |  | 4.1336e-06 |  | 0.00076603 |  | 0.031755
| 3.4793e-05 |  | 0.0003557 |  | 0.00014309 |  | 2.3693e-05 |  | 1.8912e-06 |  | 0.00015117 |  | 1.8527e-06 |  | -0.00021721 |  | 0.10822 |  | 0.00034469 |  | 0.00012213 |  | 2.7724e-06 |  | 2.2549e-06 |  | 6.2386e-05 |  | 0.00019556 |  | 0.14341 |  | -0.00012405 |  | 4.1336e-06 |  | 0.00076185 |  | 0.031892
| 2.3483e-05 |  | 0.00033578 |  | 9.6163e-05 |  | 4.1786e-06 |  | 2.9236e-06 |  | 0.00014353 |  | 1.8805e-06 |  | 4.6544e-05 |  | 0.10793 |  | 8.1066e-05 |  | 0.0003726 |  | 2.8909e-06 |  | 2.218e-06 |  | 8.357e-05 |  | 0.00013896 |  | 0.14441 |  | -4.3545e-05 |  | 2.4803e-06 |  | 0.00075611 |  | 0.031998
| 2.3481e-05 |  | 0.00031542 |  | 9.6155e-05 |  | 4.3124e-05 |  | 2.9233e-06 |  | 0.00013229 |  | 1.8089e-06 |  | -0.00034521 |  | 0.1074 |  | 0.00041151 |  | 0.00035765 |  | 2.9627e-06 |  | 2.1798e-06 |  | 8.3563e-05 |  | 4.5392e-05 |  | 0.1452 |  | -9.9204e-05 |  | 2.4805e-06 |  | 0.00076442 |  | 0.032077
| 2.3483e-05 |  | 0.00030848 |  | 0.00012421 |  | 7.3147e-05 |  | 1.8915e-06 |  | 0.00011783 |  | 1.7099e-06 |  | -0.00046005 |  | 0.10673 |  | 0.00020539 |  | 1.3112e-05 |  | 2.9231e-06 |  | 2.18e-06 |  | 8.5833e-06 |  | -0.0001256 |  | 0.1464 |  | -2.0856e-05 |  | 8.2682e-07 |  | 0.00077847 |  | 0.032212
| 2.3485e-05 |  | 0.00034464 |  | 0.00012422 |  | 4.6489e-05 |  | 1.8915e-06 |  | 0.00012372 |  | 1.704e-06 |  | -0.0002366 |  | 0.10621 |  | -7.8591e-05 |  | -7.2279e-05 |  | 2.7249e-06 |  | 2.18e-06 |  | 8.5841e-06 |  | -1.5363e-05 |  | 0.14761 |  | -1.7682e-05 |  | 8.2682e-07 |  | 0.00078673 |  | 0.032422
| 0 |  | 0.0003552 |  | 8.2433e-05 |  | 6.7017e-05 |  | 2.9238e-06 |  | 0.00013774 |  | 1.7974e-06 |  | -5.4298e-05 |  | 0.10578 |  | 0.00035954 |  | 2.4925e-06 |  | 2.5721e-06 |  | 2.1924e-06 |  | 7.9571e-05 |  | 6.1352e-05 |  | 0.14838 |  | -9.1271e-05 |  | 4.1343e-06 |  | 0.00079174 |  | 0.032682
| 0 |  | 0.00034028 |  | 8.2433e-05 |  | 7.4396e-05 |  | 2.9238e-06 |  | 0.00014123 |  | 1.8138e-06 |  | 4.6544e-05 |  | 0.10529 |  | 0.00052661 |  | -0.0001321 |  | 2.4712e-06 |  | 2.1422e-06 |  | 7.9571e-05 |  | 0.0001214 |  | 0.14943 |  | -1.1891e-05 |  | 4.1343e-06 |  | 0.00079918 |  | 0.032884
| 6.641e-05 |  | 0.00032883 |  | 6.87e-05 |  | 3.8745e-05 |  | 1.8916e-06 |  | 0.00014586 |  | 1.7337e-06 |  | 8.9209e-05 |  | 0.10577 |  | 0.00048949 |  | -0.00041623 |  | 2.509e-06 |  | 2.0798e-06 |  | 8.1295e-05 |  | 9.2025e-05 |  | 0.15078 |  | 0.00014532 |  | 5.7874e-06 |  | 0.00080997 |  | 0.033015
| 6.641e-05 |  | 0.00032546 |  | 6.87e-05 |  | 2.9898e-05 |  | 1.8918e-06 |  | 0.00015509 |  | 1.7949e-06 |  | 0.00020169 |  | 0.10541 |  | 0.00041895 |  | -0.00053212 |  | 2.6327e-06 |  | 2.2177e-06 |  | 8.1295e-05 |  | 3.2559e-06 |  | 0.15216 |  | 0.00010047 |  | 5.7874e-06 |  | 0.00081741 |  | 0.033095
| 0.00010076 |  | 0.00033078 |  | 6.183e-05 |  | 8.5895e-05 |  | 1.8918e-06 |  | 0.00014163 |  | 1.9386e-06 |  | 0.00015582 |  | 0.10466 |  | 0.00024801 |  | -0.00058766 |  | 2.713e-06 |  | 2.4178e-06 |  | 5.2581e-05 |  | -5.8391e-06 |  | 0.15266 |  | -4.2445e-05 |  | 4.1346e-06 |  | 0.00082324 |  | 0.033151
| 0.00010077 |  | 0.00031006 |  | 6.1835e-05 |  | 0.00010167 |  | 1.892e-06 |  | 0.00013326 |  | 1.9775e-06 |  | 0.00020169 |  | 0.10526 |  | 6.2501e-05 |  | -0.00035267 |  | 2.8072e-06 |  | 2.481e-06 |  | 5.2586e-05 |  | 7.2639e-05 |  | 0.15374 |  | -4.7892e-05 |  | 4.1348e-06 |  | 0.0008249 |  | 0.03324
| 6.0012e-06 |  | 0.00032907 |  | 0.00012424 |  | 4.8507e-05 |  | 1.8918e-06 |  | 0.00015298 |  | 1.8723e-06 |  | 0.000128 |  | 0.10567 |  | 1.4234e-05 |  | -3.1154e-05 |  | 2.8145e-06 |  | 2.3309e-06 |  | 3.4342e-05 |  | 4.9041e-05 |  | 0.1546 |  | 2.3179e-05 |  | 2.4811e-06 |  | 0.00081994 |  | 0.033392
| 6.0018e-06 |  | 0.00034039 |  | 0.00012425 |  | 6.4347e-06 |  | 1.892e-06 |  | 0.00014592 |  | 1.776e-06 |  | -0.00019394 |  | 0.10541 |  | 3.2798e-05 |  | 4.7355e-05 |  | 2.8004e-06 |  | 1.9927e-06 |  | 3.4345e-05 |  | -4.6095e-05 |  | 0.15533 |  | 3.189e-05 |  | 2.4811e-06 |  | 0.00081668 |  | 0.033578
| 5.6414e-05 |  | 0.00031604 |  | 0.0001191 |  | 5.7089e-05 |  | 8.6035e-07 |  | 0.00013081 |  | 1.7854e-06 |  | -6.9825e-05 |  | 0.10605 |  | 9.963e-05 |  | -8.3495e-05 |  | 2.7924e-06 |  | 1.8043e-06 |  | 7.3865e-05 |  | 9.6547e-05 |  | 0.15578 |  | 0.00010215 |  | 8.2702e-07 |  | 0.00081916 |  | 0.033801
| 5.6414e-05 |  | 0.00029017 |  | 0.0001191 |  | 5.8409e-05 |  | 8.6035e-07 |  | 0.00012918 |  | 1.8418e-06 |  | 0.00010388 |  | 0.10689 |  | 0.00039007 |  | -0.0002837 |  | 2.6805e-06 |  | 1.729e-06 |  | 7.3865e-05 |  | 0.00020227 |  | 0.15584 |  | 0.00021123 |  | 8.2707e-07 |  | 0.0008283 |  | 0.034102
| 8.1316e-05 |  | 0.00027892 |  | 3.0783e-05 |  | 2.728e-07 |  | 1.8921e-06 |  | 0.00014161 |  | 1.8871e-06 |  | 0.00014739 |  | 0.10697 |  | 0.00021101 |  | -0.00025547 |  | 2.5803e-06 |  | 1.8423e-06 |  | 0.00012255 |  | 0.00019775 |  | 0.15691 |  | 0.00015813 |  | 4.1353e-06 |  | 0.00084153 |  | 0.034442
| 8.1316e-05 |  | 0.00032306 |  | 3.0783e-05 |  | 3.5913e-05 |  | 1.8923e-06 |  | 0.00015031 |  | 1.8964e-06 |  | 1.5518e-05 |  | 0.10791 |  | -0.00017141 |  | -0.00016948 |  | 2.4769e-06 |  | 1.993e-06 |  | 0.00012255 |  | 9.8951e-05 |  | 0.1576 |  | -6.491e-06 |  | 4.1356e-06 |  | 0.00085894 |  | 0.034728
| 0 |  | 0.0003236 |  | 5.4619e-05 |  | 3.479e-05 |  | 3.9563e-06 |  | 0.00014393 |  | 1.8628e-06 |  | -0.00015126 |  | 0.10825 |  | 1.052e-05 |  | -9.8448e-05 |  | 2.4801e-06 |  | 2.0681e-06 |  | 6.6433e-05 |  | 5.08e-05 |  | 0.15829 |  | -0.00010321 |  | 4.1356e-06 |  | 0.00087217 |  | 0.034844
| 0 |  | 0.00030788 |  | 5.4619e-05 |  | 1.4852e-05 |  | 3.957e-06 |  | 0.0001394 |  | 1.8001e-06 |  | 1.9394e-05 |  | 0.10765 |  | 0.00011819 |  | 0.00024176 |  | 2.5938e-06 |  | 1.9932e-06 |  | 6.6433e-05 |  | 8.1335e-05 |  | 0.15954 |  | -9.9079e-05 |  | 4.1358e-06 |  | 0.00087878 |  | 0.034847
| 2.8641e-05 |  | 0.00031142 |  | 9.1632e-05 |  | 7.9371e-05 |  | 8.6043e-07 |  | 0.00014361 |  | 1.7744e-06 |  | 0.00017842 |  | 0.10792 |  | 1.052e-05 |  | 0.00015577 |  | 2.6986e-06 |  | 1.8424e-06 |  | 9.4496e-05 |  | 0.00011701 |  | 0.16009 |  | -1.574e-05 |  | 5.7891e-06 |  | 0.00088049 |  | 0.034791
| 2.8643e-05 |  | 0.00029012 |  | 9.164e-05 |  | 8.6305e-05 |  | 8.605e-07 |  | 0.00012127 |  | 1.7896e-06 |  | -7.0488e-05 |  | 0.10803 |  | 3.1372e-05 |  | -0.00017999 |  | 2.7791e-06 |  | 1.8053e-06 |  | 9.4504e-05 |  | 0.00012202 |  | 0.16059 |  | -0.00015596 |  | 5.7891e-06 |  | 0.00087966 |  | 0.034726
| 5.6429e-05 |  | 0.00030821 |  | 4.2706e-05 |  | 6.4228e-05 |  | 1.8926e-06 |  | 0.00012846 |  | 1.8311e-06 |  | -0.00020945 |  | 0.10749 |  | 0.00028528 |  | -1.9939e-05 |  | 2.7512e-06 |  | 1.9309e-06 |  | 9.4504e-05 |  | 0.00011993 |  | 0.1619 |  | -0.00014359 |  | 4.1361e-06 |  | 0.00088302 |  | 0.034726
| 5.6434e-05 |  | 0.0003145 |  | 4.271e-05 |  | 4.0837e-05 |  | 1.8925e-06 |  | 0.00014754 |  | 1.9307e-06 |  | -2.3273e-05 |  | 0.10723 |  | -8.6008e-05 |  | 0.00025298 |  | 2.7153e-06 |  | 2.2435e-06 |  | 9.4512e-05 |  | 0.00017411 |  | 0.16173 |  | 9.469e-05 |  | 4.1363e-06 |  | 0.0008946 |  | 0.034876
| 3.4821e-05 |  | 0.0003136 |  | 8.8211e-05 |  | 3.3736e-05 |  | 2.9253e-06 |  | 0.00014152 |  | 1.9979e-06 |  | -0.00027151 |  | 0.1074 |  | -7.8592e-05 |  | 0.00035018 |  | 2.7025e-06 |  | 2.3937e-06 |  | 4.1872e-05 |  | 6.1222e-05 |  | 0.16148 |  | 0.00014137 |  | 7.4439e-06 |  | 0.0009054 |  | 0.035201
| 3.4821e-05 |  | 0.0003271 |  | 8.8211e-05 |  | 1.5408e-05 |  | 2.9256e-06 |  | 0.0001353 |  | 2.0427e-06 |  | -0.00033745 |  | 0.10764 |  | 0.00025928 |  | 0.00011091 |  | 2.597e-06 |  | 2.3817e-06 |  | 4.1872e-05 |  | 4.25e-05 |  | 0.16195 |  | 0.00020669 |  | 7.4448e-06 |  | 0.00091119 |  | 0.035569
| 3.5853e-05 |  | 0.00031711 |  | 9.1656e-05 |  | 5.3783e-05 |  | 1.8926e-06 |  | 0.00012859 |  | 2.015e-06 |  | -9.3088e-05 |  | 0.10796 |  | 6.9927e-05 |  | -5.3587e-05 |  | 2.5007e-06 |  | 2.2186e-06 |  | 6.4159e-05 |  | 7.1082e-05 |  | 0.16212 |  | 0.00013314 |  | 4.1363e-06 |  | 0.00091615 |  | 0.035857
| 3.5853e-05 |  | 0.00031614 |  | 9.1656e-05 |  | 6.021e-05 |  | 1.8929e-06 |  | 0.0001408 |  | 1.9733e-06 |  | -4.452e-05 |  | 0.10753 |  | -0.00027761 |  | 5.96e-05 |  | 2.5107e-06 |  | 2.1064e-06 |  | 6.4159e-05 |  | 0.00013602 |  | 0.16292 |  | -8.4649e-05 |  | 4.1368e-06 |  | 0.00093109 |  | 0.036095
| 1.2181e-05 |  | 0.00029547 |  | 8.2498e-05 |  | 5.196e-05 |  | 1.8928e-06 |  | 0.00014996 |  | 1.958e-06 |  | -4.6544e-05 |  | 0.10624 |  | -0.00014543 |  | 0.00031653 |  | 2.6306e-06 |  | 2.1442e-06 |  | 8.5935e-05 |  | 7.6073e-05 |  | 0.16326 |  | 7.1707e-05 |  | 4.1366e-06 |  | 0.00095265 |  | 0.036279
| 1.2181e-05 |  | 0.00026994 |  | 8.2498e-05 |  | 6.9072e-05 |  | 1.8929e-06 |  | 0.00014314 |  | 1.9798e-06 |  | -0.00012412 |  | 0.10588 |  | 2.9076e-05 |  | 0.00049972 |  | 2.7942e-06 |  | 2.031e-06 |  | 8.5935e-05 |  | -2.3863e-05 |  | 0.16354 |  | 7.8378e-05 |  | 4.1368e-06 |  | 0.00096499 |  | 0.036441
| 4.3062e-05 |  | 0.00029189 |  | 5.6625e-05 |  | 4.6008e-05 |  | 1.8929e-06 |  | 0.00013068 |  | 2.0061e-06 |  | -0.00019006 |  | 0.10552 |  | -0.00010458 |  | 0.00015204 |  | 2.8416e-06 |  | 1.8804e-06 |  | 0.0001375 |  | 7.6469e-05 |  | 0.16452 |  | -6.8417e-05 |  | 2.4823e-06 |  | 0.00096346 |  | 0.036541
| 4.3066e-05 |  | 0.0003184 |  | 5.663e-05 |  | 6.2456e-05 |  | 1.8931e-06 |  | 0.00013222 |  | 2.0739e-06 |  | 0.00010085 |  | 0.10529 |  | -0.000138 |  | 9.5956e-05 |  | 2.7615e-06 |  | 1.8059e-06 |  | 0.00013751 |  | 5.6514e-06 |  | 0.16475 |  | -1.1058e-05 |  | 2.4823e-06 |  | 0.00095099 |  | 0.036638
| 4.2036e-05 |  | 0.0003199 |  | 3.974e-05 |  | 7.6143e-05 |  | 1.8929e-06 |  | 0.00012955 |  | 2.1158e-06 |  | 0.00020557 |  | 0.10524 |  | -0.00017884 |  | 7.7263e-05 |  | 2.6446e-06 |  | 1.8933e-06 |  | 3.5439e-05 |  | -0.00013811 |  | 0.16448 |  | -4.6348e-05 |  | 5.7909e-06 |  | 0.00094361 |  | 0.036743
| 4.204e-05 |  | 0.00030218 |  | 3.9743e-05 |  | 0.00010169 |  | 1.8933e-06 |  | 0.00013875 |  | 2.1155e-06 |  | 2.968e-05 |  | 0.10413 |  | -0.00012845 |  | 0.00010251 |  | 2.5509e-06 |  | 2.0185e-06 |  | 3.5443e-05 |  | -0.00015225 |  | 0.16415 |  | -0.00017607 |  | 5.7912e-06 |  | 0.0009478 |  | 0.036842
| 6.2457e-05 |  | 0.00028467 |  | 6.9333e-05 |  | 8.8072e-05 |  | 3.9584e-06 |  | 0.00013669 |  | 2.0746e-06 |  | 0.00017453 |  | 0.10386 |  | -0.00011201 |  | 0.00015204 |  | 2.5672e-06 |  | 2.0563e-06 |  | 5.2627e-05 |  | 6.6672e-05 |  | 0.16423 |  | -0.00014172 |  | 8.2747e-07 |  | 0.00096097 |  | 0.036956
| 6.2457e-05 |  | 0.0002836 |  | 6.9333e-05 |  | 4.5892e-05 |  | 3.9587e-06 |  | 0.00011568 |  | 2.0557e-06 |  | 0.00014738 |  | 0.1042 |  | 0.00034839 |  | 0.00023055 |  | 2.5455e-06 |  | 2.1698e-06 |  | 5.2627e-05 |  | 0.00024218 |  | 0.16444 |  | -7.9604e-07 |  | 8.2752e-07 |  | 0.0009644 |  | 0.037134
| 7.2777e-05 |  | 0.00030463 |  | 3.2791e-05 |  | 4.1138e-05 |  | 3.9587e-06 |  | 0.00010702 |  | 2.1332e-06 |  | -3.103e-05 |  | 0.10409 |  | 0.00062314 |  | 0.00069786 |  | 2.7178e-06 |  | 2.5523e-06 |  | 9.8565e-05 |  | 2.9669e-05 |  | 0.16437 |  | -0.00014702 |  | 8.2752e-07 |  | 0.00099081 |  | 0.037322
| 7.2777e-05 |  | 0.00034047 |  | 3.2791e-05 |  | 0.00015947 |  | 5.8524e-06 |  | 0.00021321 |  | 1.6283e-06 |  | 0.00012024 |  | 0.10359 |  | 0.00037439 |  | 0.00044364 |  | 2.3115e-06 |  | 2.3142e-06 |  | 0.00010376 |  | -1.2441e-05 |  | 0.1648 |  | 3.0878e-05 |  | 8.2757e-07 |  | 0.0010058 |  | 0.037377
| 4.8225e-05 |  | 0.00029934 |  | 6.476e-05 |  | 3.5502e-05 |  | 1.8934e-06 |  | 0.00012461 |  | 1.1396e-06 |  | -0.00010473 |  | 0.10294 |  | 0.00011448 |  | 0.00016698 |  | 1.9585e-06 |  | 1.9124e-06 |  | 2.0238e-05 |  | 0.00010144 |  | 0.16515 |  | -3.4411e-05 |  | 0 |  | 0.0010264 |  | 0.037401
| 5.7508e-05 |  | 0.00028378 |  | 6.476e-05 |  | 2.0471e-05 |  | 0 |  | 0.00013798 |  | 6.2399e-07 |  | -4.2672e-05 |  | 0.10263 |  | 0.00013305 |  | 0.00047729 |  | 1.3192e-06 |  | 1.3226e-06 |  | 1.5039e-05 |  | -2.881e-06 |  | 0.16533 |  | -5.085e-05 |  | 0 |  | 0.0010149 |  | 0.037524
| 5.2359e-05 |  | 0.00029252 |  | 3.0807e-05 |  | 4.6056e-06 |  | 0 |  | 0.00012998 |  | 6.9236e-07 |  | 0.00025228 |  | 0.10164 |  | -4.321e-05 |  | 0.00054595 |  | 1.1957e-06 |  | 1.2165e-06 |  | 0 |  | -5.5858e-05 |  | 0.16541 |  | 1.5993e-06 |  | 0 |  | 0.0010158 |  | 0.037844
| 4.3081e-05 |  | 0.00030177 |  | 3.081e-05 |  | 3.4998e-06 |  | 0 |  | 0.00011956 |  | 6.9761e-07 |  | 0.00013575 |  | 0.10083 |  | -0.00018998 |  | 0.0005558 |  | 1.1057e-06 |  | 1.1353e-06 |  | 0 |  | 0.0001492 |  | 0.16494 |  | -9.6046e-05 |  | 0 |  | 0.0010273 |  | 0.038152
| 5.1319e-05 |  | 0.000287 |  | 9.6289e-05 |  | 4.8493e-05 |  | 0 |  | 0.0001358 |  | 6.6877e-07 |  | -0.00020557 |  | 0.10027 |  | -0.00039048 |  | 0.00041373 |  | 1.0886e-06 |  | 1.0034e-06 |  | 0 |  | 0.00024084 |  | 0.16426 |  | -0.00011057 |  | 0 |  | 0.0010473 |  | 0.038381
| 5.1324e-05 |  | 0.00026279 |  | 9.6298e-05 |  | 4.0943e-05 |  | 8.6101e-07 |  | 0.00012735 |  | 5.8594e-07 |  | -0.00027151 |  | 0.098776 |  | -0.00031251 |  | 0.00048102 |  | 1.059e-06 |  | 1.1727e-06 |  | 5.1998e-06 |  | 0.00024694 |  | 0.16377 |  | -2.2059e-05 |  | 0 |  | 0.0010654 |  | 0.038486
| 2.1456e-05 |  | 0.00025342 |  | 6.7638e-05 |  | 4.7385e-05 |  | 8.6109e-07 |  | 0.00012321 |  | 5.4658e-07 |  | -0.00023661 |  | 0.097125 |  | -6.1882e-07 |  | 0.0011614 |  | 1.0543e-06 |  | 1.4677e-06 |  | 5.1998e-06 |  | 0.00010136 |  | 0.16296 |  | 7.1349e-05 |  | 0 |  | 0.0010787 |  | 0.038517
| 2.1456e-05 |  | 0.00026651 |  | 6.7638e-05 |  | 7.2006e-05 |  | 0 |  | 0.0001451 |  | 5.2954e-07 |  | -0.00034521 |  | 0.096181 |  | 0.00010334 |  | 0.001554 |  | 1.0887e-06 |  | 1.455e-06 |  | 0 |  | 5.5569e-05 |  | 0.16231 |  | 9.2923e-05 |  | 0 |  | 0.0010896 |  | 0.038512
| 3.2788e-05 |  | 0.00028141 |  | 0.00010032 |  | 4.7655e-05 |  | 0 |  | 0.00013738 |  | 5.4925e-07 |  | -0.0002597 |  | 0.095714 |  | -0.00021368 |  | 0.0015651 |  | 1.1602e-06 |  | 1.1098e-06 |  | 4.2977e-06 |  | 0.00020447 |  | 0.16245 |  | -0.00010486 |  | 0 |  | 0.001097 |  | 0.038556
| 3.2788e-05 |  | 0.00026927 |  | 0.00010032 |  | 1.8147e-05 |  | 0 |  | 0.00012761 |  | 5.2494e-07 |  | -0.00017066 |  | 0.094939 |  | -0.00045731 |  | 0.0018232 |  | 1.1478e-06 |  | 8.7788e-07 |  | 4.2977e-06 |  | 0.00017713 |  | 0.16342 |  | -0.00010832 |  | 0 |  | 0.001102 |  | 0.038711
| 2.352e-05 |  | 0.00027211 |  | 6.077e-05 |  | 9.8271e-05 |  | 0 |  | 0.00012622 |  | 5.2626e-07 |  | -8.921e-05 |  | 0.09412 |  | -0.00016399 |  | 0.0021335 |  | 1.0331e-06 |  | 1.0222e-06 |  | 0 |  | -9.7642e-06 |  | 0.16323 |  | 1.3967e-05 |  | 0 |  | 0.0011169 |  | 0.038864
| 2.352e-05 |  | 0.00026988 |  | 6.077e-05 |  | 0.00011461 |  | 8.6123e-07 |  | 0.00011968 |  | 6.242e-07 |  | -7.3694e-05 |  | 0.09283 |  | -0.00015285 |  | 0.002369 |  | 9.9677e-07 |  | 1.267e-06 |  | 0 |  | -1.1101e-05 |  | 0.16237 |  | -6.6871e-05 |  | 0 |  | 0.0011401 |  | 0.038958
| 6.7649e-05 |  | 0.00027869 |  | 6.4783e-05 |  | -7.9992e-06 |  | 1.7225e-06 |  | 0.00012119 |  | 7.6678e-07 |  | -0.0001086 |  | 0.092375 |  | -0.00010087 |  | 0.0028139 |  | 1.0222e-06 |  | 1.173e-06 |  | 2.3641e-05 |  | 5.2426e-05 |  | 0.16221 |  | -0.0001043 |  | 0 |  | 0.001141 |  | 0.039018
| 6.7655e-05 |  | 0.000242 |  | 6.4789e-05 |  | 4.1642e-05 |  | 2.7555e-06 |  | 0.00011205 |  | 8.1547e-07 |  | 0.0001629 |  | 0.091793 |  | 0.00018873 |  | 0.0034382 |  | 1.1198e-06 |  | 9.096e-07 |  | 2.3643e-05 |  | 8.9339e-05 |  | 0.16165 |  | 0.00019057 |  | 0 |  | 0.0011269 |  | 0.039168
| 4.2069e-05 |  | 0.00022044 |  | 9.3464e-05 |  | 6.5511e-05 |  | 1.8942e-06 |  | 0.00010635 |  | 7.4911e-07 |  | 7.7571e-05 |  | 0.090218 |  | -0.00020483 |  | 0.0039765 |  | 1.126e-06 |  | 1.023e-06 |  | 0 |  | -5.9988e-05 |  | 0.16106 |  | 0.00020558 |  | 0 |  | 0.0011311 |  | 0.039369
| 4.2066e-05 |  | 0.00027649 |  | 9.3456e-05 |  | 2.4069e-05 |  | 8.6131e-07 |  | 0.00012062 |  | 6.8668e-07 |  | -6.5936e-05 |  | 0.089471 |  | -0.00055013 |  | 0.0041374 |  | 1.0168e-06 |  | 1.3303e-06 |  | 0 |  | 4.1245e-05 |  | 0.16034 |  | 4.9358e-05 |  | 0 |  | 0.0011502 |  | 0.039551
| 9.1005e-06 |  | 0.00027411 |  | 9.1744e-05 |  | 6.6752e-05 |  | 1.7228e-06 |  | 0.00012348 |  | 6.4139e-07 |  | -0.00011501 |  | 0.088496 |  | -0.00022079 |  | 0.0042651 |  | 9.8389e-07 |  | 1.3742e-06 |  | 0 |  | -1.684e-05 |  | 0.15996 |  | 4.8982e-05 |  | 0 |  | 0.0011634 |  | 0.039674
| 9.1013e-06 |  | 0.00026516 |  | 9.1752e-05 |  | 6.8571e-05 |  | 1.7228e-06 |  | 0.0001233 |  | 6.5651e-07 |  | -7.7573e-05 |  | 0.087484 |  | 6.9926e-05 |  | 0.0052065 |  | 1.0464e-06 |  | 1.0353e-06 |  | 0 |  | -0.00016574 |  | 0.16003 |  | 4.5766e-05 |  | 0 |  | 0.0011659 |  | 0.039796
| 8.0711e-06 |  | 0.00025194 |  | 5.5685e-05 |  | 6.0903e-05 |  | 1.7228e-06 |  | 0.00011464 |  | 6.3942e-07 |  | -0.00012024 |  | 0.086225 |  | 0.00016646 |  | 0.0066533 |  | 1.1467e-06 |  | 7.4024e-07 |  | 0 |  | 5.7213e-05 |  | 0.16005 |  | 0.00012322 |  | 0 |  | 0.0011734 |  | 0.039958
| 8.0711e-06 |  | 0.00024167 |  | 5.5685e-05 |  | 8.5142e-05 |  | 8.6145e-07 |  | 0.00010898 |  | 6.6248e-07 |  | -0.00010085 |  | 0.085082 |  | 7.3639e-05 |  | 0.0081039 |  | 1.1688e-06 |  | 8.028e-07 |  | 0 |  | 9.7408e-05 |  | 0.15999 |  | 6.9394e-05 |  | 0 |  | 0.0011899 |  | 0.040104
| 5.5472e-05 |  | 0.00027162 |  | 9.0613e-05 |  | 7.3028e-05 |  | 0 |  | 0.00011753 |  | 6.7168e-07 |  | 0 |  | 0.085285 |  | -0.00023083 |  | 0.0090384 |  | 1.1647e-06 |  | 8.8463e-07 |  | 0 |  | 0.00016351 |  | 0.15935 |  | 2.5403e-05 |  | 0 |  | 0.0012033 |  | 0.040177
| 5.5472e-05 |  | 0.00026723 |  | 9.0613e-05 |  | 6.1782e-05 |  | 8.6145e-07 |  | 0.00012535 |  | 6.2699e-07 |  | -0.0002909 |  | 0.0849 |  | -0.00016771 |  | 0.009932 |  | 1.2039e-06 |  | 7.403e-07 |  | 0 |  | 0.00022748 |  | 0.15878 |  | -0.00018008 |  | 0 |  | 0.0012315 |  | 0.040178
| 4.4141e-05 |  | 0.00025385 |  | 1.094e-05 |  | 3.3156e-05 |  | 1.7231e-06 |  | 0.00011617 |  | 6.2836e-07 |  | -0.0001629 |  | 0.084081 |  | 6.8071e-06 |  | 0.011024 |  | 1.272e-06 |  | 6.334e-07 |  | 0 |  | 0.00015238 |  | 0.15739 |  | -0.00015903 |  | 0 |  | 0.0012671 |  | 0.040141
| 4.4141e-05 |  | 0.00025755 |  | 1.094e-05 |  | 1.3983e-05 |  | 2.7562e-06 |  | 0.00010066 |  | 5.9549e-07 |  | 4.823e-05 |  | 0.084117 |  | -0.00033088 |  | 0.011714 |  | 1.3194e-06 |  | 7.5905e-07 |  | 0 |  | 4.0676e-05 |  | 0.15546 |  | -8.4385e-05 |  | 0 |  | 0.001296 |  | 0.040101
| 0 |  | 0.00024969 |  | 4.6743e-05 |  | 4.0859e-05 |  | 1.8947e-06 |  | 0.00010674 |  | 6.185e-07 |  | 3.8786e-05 |  | 0.083816 |  | -0.00041646 |  | 0.013861 |  | 1.2809e-06 |  | 1.0477e-06 |  | 0 |  | 5.3431e-06 |  | 0.1542 |  | -0.00017241 |  | 0 |  | 0.0013135 |  | 0.040076
| 0 |  | 0.00020452 |  | 4.6747e-05 |  | 4.8798e-05 |  | 8.616e-07 |  | 0.00012384 |  | 6.3498e-07 |  | 8.1451e-05 |  | 0.083148 |  | -0.00029393 |  | 0.015417 |  | 1.2652e-06 |  | 1.1232e-06 |  | 0 |  | -2.9737e-05 |  | 0.15338 |  | -1.1763e-05 |  | 0 |  | 0.0013325 |  | 0.040195
| 6.8832e-05 |  | 0.00021156 |  | 0.00011759 |  | -9.7076e-06 |  | 1.7232e-06 |  | 0.00013841 |  | 6.7837e-07 |  | -4.2665e-05 |  | 0.083002 |  | -0.00010829 |  | 0.017353 |  | 1.2913e-06 |  | 1.0104e-06 |  | 0 |  | 4.6334e-05 |  | 0.15328 |  | 8.0032e-05 |  | 0 |  | 0.0013665 |  | 0.040468
| 6.8838e-05 |  | 0.00025772 |  | 0.0001176 |  | -4.9646e-06 |  | 1.7233e-06 |  | 0.00012554 |  | 7.3167e-07 |  | -0.00010084 |  | 0.083067 |  | -0.00012686 |  | 0.01837 |  | 1.2798e-06 |  | 8.7841e-07 |  | 0 |  | 6.2973e-05 |  | 0.15316 |  | -2.6e-05 |  | 0 |  | 0.0013889 |  | 0.040794
| 6.2528e-05 |  | 0.00023332 |  | 5.3715e-05 |  | 3.2561e-05 |  | 1.7232e-06 |  | 0.00012164 |  | 7.3424e-07 |  | -0.00021721 |  | 0.082849 |  | -0.00023825 |  | 0.019006 |  | 1.2281e-06 |  | 9.3504e-07 |  | 0 |  | -5.232e-05 |  | 0.15229 |  | 8.9216e-05 |  | 0 |  | 0.0013972 |  | 0.041034
| 6.2533e-05 |  | 0.00025125 |  | 5.3719e-05 |  | 3.6524e-05 |  | 8.6167e-07 |  | 0.00012334 |  | 7.2379e-07 |  | -0.00024824 |  | 0.081555 |  | -9.7155e-05 |  | 0.020733 |  | 1.1746e-06 |  | 1.2432e-06 |  | 0 |  | -1.092e-05 |  | 0.15046 |  | 0.00016447 |  | 0 |  | 0.0014014 |  | 0.041106
| 4.982e-06 |  | 0.00028904 |  | 5.5709e-05 |  | 3.783e-05 |  | 1.8952e-06 |  | 0.00012261 |  | 6.9032e-07 |  | -4.6543e-05 |  | 0.080482 |  | -0.00010087 |  | 0.022561 |  | 1.2297e-06 |  | 1.5127e-06 |  | 0 |  | 0.00013034 |  | 0.14833 |  | 0.00014724 |  | 0 |  | 0.0014138 |  | 0.041091
| 4.982e-06 |  | 0.00023789 |  | 5.5709e-05 |  | 2.1487e-05 |  | 2.7569e-06 |  | 0.0001137 |  | 6.844e-07 |  | 7.7576e-06 |  | 0.080433 |  | -0.00017513 |  | 0.023869 |  | 1.3129e-06 |  | 1.4431e-06 |  | 5.2044e-06 |  | 0.00010103 |  | 0.14712 |  | 0.00025827 |  | 0 |  | 0.0014222 |  | 0.041078
| 3.1786e-05 |  | 0.00024039 |  | 9.18e-05 |  | 8.609e-05 |  | 8.6175e-07 |  | 0.00011355 |  | 6.6271e-07 |  | -0.0001892 |  | 0.07925 |  | -0.00017106 |  | 0.024191 |  | 1.2916e-06 |  | 1.0918e-06 |  | 5.2048e-06 |  | 5.7557e-05 |  | 0.14645 |  | 0.00022107 |  | 0 |  | 0.0014081 |  | 0.041113
| 3.1786e-05 |  | 0.00025724 |  | 9.18e-05 |  | 7.4612e-05 |  | 8.6182e-07 |  | 0.00011536 |  | 6.2002e-07 |  | -0.00016678 |  | 0.078079 |  | -0.00026423 |  | 0.027616 |  | 1.2147e-06 |  | 9.037e-07 |  | 0 |  | 5.563e-05 |  | 0.14439 |  | -2.1912e-05 |  | 0 |  | 0.0014056 |  | 0.041138
| 6.6555e-05 |  | 0.00020142 |  | 3.88e-05 |  | 9.5651e-06 |  | 1.7235e-06 |  | 0.00010082 |  | 6.0354e-07 |  | -6.9814e-05 |  | 0.077232 |  | -0.00024195 |  | 0.030045 |  | 1.1445e-06 |  | 1.1485e-06 |  | 0 |  | 3.8867e-05 |  | 0.14262 |  | -0.00016177 |  | 0 |  | 0.0014363 |  | 0.041156
| 8.4116e-05 |  | 0.0002031 |  | 3.8804e-05 |  | 2.3857e-06 |  | 2.7574e-06 |  | 0.00010612 |  | 7.0885e-07 |  | -9.3085e-05 |  | 0.076035 |  | 0.00015904 |  | 0.031765 |  | 1.1715e-06 |  | 1.4317e-06 |  | 2.7822e-05 |  | -1.0322e-09 |  | 0.14211 |  | 3.1452e-05 |  | 0 |  | 0.0014894 |  | 0.041207
| 3.9037e-05 |  | 0.00026822 |  | 3.2837e-05 |  | 1.9428e-05 |  | 3.7907e-06 |  | 0.00011837 |  | 8.1727e-07 |  | -1.5515e-05 |  | 0.075682 |  | 1.0521e-05 |  | 0.033358 |  | 1.2243e-06 |  | 1.3936e-06 |  | 2.7824e-05 |  | 2.256e-05 |  | 0.14132 |  | 0.00014284 |  | 0 |  | 0.0015299 |  | 0.041345
| 2.1481e-05 |  | 0.00029244 |  | 3.2837e-05 |  | 2.6556e-05 |  | 1.8955e-06 |  | 0.00012155 |  | 7.871e-07 |  | -0.000128 |  | 0.075572 |  | -0.00033479 |  | 0.035825 |  | 1.1673e-06 |  | 1.0417e-06 |  | 0 |  | 0.00020534 |  | 0.1407 |  | -2.5027e-05 |  | 0 |  | 0.001554 |  | 0.041563
| 1.6325e-05 |  | 0.00025363 |  | 7.0584e-05 |  | -2.1752e-06 |  | 8.619e-07 |  | 0.00011411 |  | 6.9175e-07 |  | -0.00013575 |  | 0.07515 |  | -0.00029023 |  | 0.038274 |  | 1.1385e-06 |  | 8.7219e-07 |  | 8.6051e-06 |  | -4.3553e-06 |  | 0.13925 |  | -7.9632e-05 |  | 0 |  | 0.0015806 |  | 0.041762
| 1.6327e-05 |  | 0.00023201 |  | 7.059e-05 |  | -5.1943e-06 |  | 8.6197e-07 |  | 0.00011966 |  | 6.3526e-07 |  | -0.00022496 |  | 0.07437 |  | -0.00021597 |  | 0.040113 |  | 1.1619e-06 |  | 8.6001e-07 |  | 8.6058e-06 |  | -0.00017448 |  | 0.13745 |  | 0.00016489 |  | 0 |  | 0.0016112 |  | 0.041895
| 3.4888e-05 |  | 0.00024459 |  | 0.00013028 |  | 5.0345e-05 |  | 8.6197e-07 |  | 0.00012526 |  | 7.0036e-07 |  | -0.00027926 |  | 0.07302 |  | 5.5075e-05 |  | 0.042024 |  | 1.1949e-06 |  | 9.5413e-07 |  | 0 |  | -9.9597e-05 |  | 0.13647 |  | 0.00026675 |  | 0 |  | 0.0016319 |  | 0.041927
| 3.4888e-05 |  | 0.00025752 |  | 0.00013028 |  | 5.5669e-05 |  | 1.7239e-06 |  | 0.00011345 |  | 7.4179e-07 |  | 0.00012243 |  | 0.072569 |  | 0.00019119 |  | 0.042343 |  | 1.2032e-06 |  | 9.161e-07 |  | 0 |  | -4.2222e-05 |  | 0.1352 |  | 0.00016138 |  | 0 |  | 0.001651 |  | 0.041964
| 3.7985e-05 |  | 0.00025439 |  | 3.2843e-05 |  | 5.7869e-05 |  | 8.6204e-07 |  | 0.0001138 |  | 7.1883e-07 |  | 6.5941e-05 |  | 0.07235 |  | -7.1168e-05 |  | 0.046536 |  | 1.1476e-06 |  | 8.4139e-07 |  | 0 |  | -9.8061e-05 |  | 0.1338 |  | 0.00017085 |  | 0 |  | 0.00168 |  | 0.042034
| 3.7988e-05 |  | 0.00021935 |  | 3.2846e-05 |  | 8.2202e-05 |  | 0 |  | 0.00010027 |  | 6.8332e-07 |  | -3.1021e-05 |  | 0.072017 |  | -0.00016399 |  | 0.048716 |  | 1.151e-06 |  | 7.9754e-07 |  | 0 |  | -0.00011676 |  | 0.13319 |  | 0.00014328 |  | 0 |  | 0.0017099 |  | 0.042097
| 8.036e-05 |  | 0.00022 |  | 9.0692e-05 |  | 4.3098e-05 |  | 0 |  | 9.5219e-05 |  | 7.1818e-07 |  | 0.00016678 |  | 0.07153 |  | -0.00010829 |  | 0.05149 |  | 1.162e-06 |  | 7.2211e-07 |  | 0 |  | 4.5816e-05 |  | 0.13201 |  | 0.00011485 |  | 0 |  | 0.0017315 |  | 0.042129
| 8.036e-05 |  | 0.00022045 |  | 9.0692e-05 |  | 2.9643e-05 |  | 0 |  | 9.6301e-05 |  | 8.2873e-07 |  | 0.00013187 |  | 0.070565 |  | -0.00022339 |  | 0.0538 |  | 1.2034e-06 |  | 7.4732e-07 |  | 3.3218e-05 |  | 8.9786e-05 |  | 0.13017 |  | 3.7469e-06 |  | 0 |  | 0.0017563 |  | 0.042119
| 9.1108e-06 |  | 0.00019668 |  | 7.1756e-05 |  | 3.9683e-05 |  | 8.6212e-07 |  | 9.9383e-05 |  | 8.7149e-07 |  | -2.3274e-05 |  | 0.070197 |  | -0.00020483 |  | 0.05647 |  | 1.2481e-06 |  | 7.2217e-07 |  | 3.3221e-05 |  | 0.00010949 |  | 0.12952 |  | -7.7694e-05 |  | 0 |  | 0.0017887 |  | 0.042108
| 9.1108e-06 |  | 0.00023674 |  | 7.1756e-05 |  | 2.8738e-05 |  | 1.7244e-06 |  | 0.00011259 |  | 8.5446e-07 |  | -3.8835e-06 |  | 0.069584 |  | 6.2504e-05 |  | 0.058642 |  | 1.2118e-06 |  | 7.8478e-07 |  | 0 |  | 0.00020148 |  | 0.12851 |  | 3.8264e-05 |  | 0 |  | 0.0018226 |  | 0.042134
| 7.5201e-05 |  | 0.00022635 |  | 2.9862e-05 |  | 3.4385e-06 |  | 8.6212e-07 |  | 9.8659e-05 |  | 8.0374e-07 |  | 0.00020944 |  | 0.069247 |  | 0.0003781 |  | 0.060047 |  | 1.2117e-06 |  | 8.9111e-07 |  | 6.4562e-06 |  | 0.00018896 |  | 0.12691 |  | 3.7873e-05 |  | 0 |  | 0.0018418 |  | 0.042217
| 7.5207e-05 |  | 0.00020096 |  | 2.9865e-05 |  | -4.2428e-06 |  | 0 |  | 9.0523e-05 |  | 8.2091e-07 |  | 2.715e-05 |  | 0.068872 |  | 3.09e-06 |  | 0.06305 |  | 1.2296e-06 |  | 1.0356e-06 |  | 6.4567e-06 |  | 6.4466e-05 |  | 0.12567 |  | 4.7391e-05 |  | 0 |  | 0.0018584 |  | 0.042358
| 0 |  | 0.00022366 |  | 4.8779e-05 |  | 5.9613e-06 |  | 8.6226e-07 |  | 0.00010067 |  | 8.0914e-07 |  | -0.00030641 |  | 0.068619 |  | -0.00027166 |  | 0.067066 |  | 1.3322e-06 |  | 1.0235e-06 |  | 2.9054e-05 |  | 3.1492e-05 |  | 0.12376 |  | -9.815e-05 |  | 0 |  | 0.0018849 |  | 0.042449
| 0 |  | 0.00021076 |  | 4.8784e-05 |  | 3.4713e-05 |  | 1.7245e-06 |  | 9.6202e-05 |  | 7.6112e-07 |  | -0.00024486 |  | 0.069108 |  | -9.6482e-05 |  | 0.067557 |  | 1.3412e-06 |  | 9.8606e-07 |  | 2.9057e-05 |  | 3.9645e-05 |  | 0.12233 |  | -0.0001382 |  | 0 |  | 0.001914 |  | 0.042395
| 3.9545e-06 |  | 0.00020719 |  | 1.792e-05 |  | 7.3283e-05 |  | 8.6226e-07 |  | 9.1422e-05 |  | 7.1967e-07 |  | -0.00011636 |  | 0.068995 |  | -0.00015656 |  | 0.073693 |  | 1.207e-06 |  | 9.6091e-07 |  | 1.9371e-05 |  | 0.0001375 |  | 0.12132 |  | -3.2703e-05 |  | 0 |  | 0.0019396 |  | 0.042269
| 3.3922e-05 |  | 0.00021328 |  | 1.7922e-05 |  | 3.0241e-05 |  | 1.8963e-06 |  | 0.00010105 |  | 6.7691e-07 |  | -0.00018618 |  | 0.068365 |  | -5.26e-05 |  | 0.076371 |  | 1.1018e-06 |  | 9.0416e-07 |  | 1.9373e-05 |  | 0.00011831 |  | 0.1195 |  | -3.5216e-05 |  | 0 |  | 0.0019505 |  | 0.042239
| 2.9967e-05 |  | 0.00022229 |  | 0.00010336 |  | 2.8016e-05 |  | 1.8965e-06 |  | 0.00011065 |  | 6.8421e-07 |  | -2.3273e-05 |  | 0.067989 |  | -5.6312e-05 |  | 0.078996 |  | 1.0895e-06 |  | 7.0946e-07 |  | 0 |  | -1.1616e-05 |  | 0.11797 |  | 6.7201e-05 |  | 0 |  | 0.0019638 |  | 0.042319
| 0 |  | 0.0002205 |  | 0.00010336 |  | 7.3695e-05 |  | 8.6234e-07 |  | 0.00010494 |  | 7.1645e-07 |  | 6.9815e-05 |  | 0.06687 |  | -8.0446e-06 |  | 0.081736 |  | 1.1803e-06 |  | 5.3403e-07 |  | 0 |  | 6.5507e-05 |  | 0.11716 |  | 7.0616e-05 |  | 0 |  | 0.0019937 |  | 0.042423
| 4.0068e-05 |  | 0.00020514 |  | 4.3813e-05 |  | 5.864e-05 |  | 3.794e-06 |  | 9.8577e-05 |  | 7.5072e-07 |  | 3.8786e-05 |  | 0.065985 |  | 0.00034098 |  | 0.08479 |  | 1.2244e-06 |  | 5.0892e-07 |  | 3.4444e-05 |  | 6.9662e-05 |  | 0.11562 |  | -8.0856e-05 |  | 0 |  | 0.0020234 |  | 0.042509
| 4.0068e-05 |  | 0.00020935 |  | 4.3813e-05 |  | 5.0287e-05 |  | 3.7936e-06 |  | 7.9132e-05 |  | 7.5724e-07 |  | -0.00017842 |  | 0.066461 |  | 0.00027414 |  | 0.088234 |  | 1.1845e-06 |  | 5.3983e-07 |  | 3.4444e-05 |  | 6.7651e-07 |  | 0.11388 |  | -0.00013699 |  | 0 |  | 0.0020518 |  | 0.042555
| 2.3561e-05 |  | 0.00023944 |  | 2.7884e-05 |  | 2.7839e-05 |  | 8.6248e-07 |  | 7.8856e-05 |  | 7.6658e-07 |  | -0.00044217 |  | 0.066461 |  | 6.2501e-05 |  | 0.091967 |  | 1.1454e-06 |  | 6.7216e-07 |  | 0 |  | 0.0001315 |  | 0.11241 |  | 3.9048e-05 |  | 0 |  | 0.0020765 |  | 0.042526
| 2.3561e-05 |  | 0.00024813 |  | 2.7884e-05 |  | 6.0479e-05 |  | 0 |  | 0.00010489 |  | 7.9546e-07 |  | -0.00037623 |  | 0.06585 |  | -4.5173e-05 |  | 0.094729 |  | 1.1247e-06 |  | 7.4757e-07 |  | 0 |  | 0.00014027 |  | 0.11049 |  | 0.00015475 |  | 0 |  | 0.0021108 |  | 0.042399
| 0.00011315 |  | 0.00022604 |  | 3.685e-05 |  | 8.8044e-05 |  | 0 |  | 0.00011714 |  | 8.7844e-07 |  | -0.00025987 |  | 0.065756 |  | 0.00044493 |  | 0.098637 |  | 1.1262e-06 |  | 7.5344e-07 |  | 0 |  | 5.6209e-05 |  | 0.10933 |  | 0.00010684 |  | 0 |  | 0.0021421 |  | 0.042333
| 0.00011315 |  | 0.00020579 |  | 3.685e-05 |  | 4.4609e-05 |  | 0 |  | 0.00010982 |  | 9.1529e-07 |  | -0.00038398 |  | 0.065856 |  | 0.00035211 |  | 0.10287 |  | 1.1757e-06 |  | 6.5281e-07 |  | 0 |  | 8.9266e-05 |  | 0.10789 |  | 0.00012571 |  | 0 |  | 0.0021596 |  | 0.042372
| 0 |  | 0.00021292 |  | 0.00010568 |  | 3.2954e-05 |  | 0 |  | 0.00010317 |  | 8.9628e-07 |  | -0.00048231 |  | 0.065875 |  | -0.00030602 |  | 0.10066 |  | 1.257e-06 |  | 6.3416e-07 |  | 0 |  | 7.8653e-05 |  | 0.10585 |  | -3.6106e-05 |  | 0 |  | 0.0021721 |  | 0.042423
| 0 |  | 0.00019235 |  | 0.00010569 |  | 2.1051e-05 |  | 0 |  | 8.7692e-05 |  | 8.5877e-07 |  | -0.00012412 |  | 0.065741 |  | -0.00016028 |  | 0.10918 |  | 1.3306e-06 |  | 7.477e-07 |  | 0 |  | -4.97e-05 |  | 0.10457 |  | -9.249e-05 |  | 0 |  | 0.0021913 |  | 0.042386
| 6.0212e-06 |  | 0.00017689 |  | 3.7852e-05 |  | 1.0942e-05 |  | 0 |  | 9.2183e-05 |  | 8.0415e-07 |  | 1.1636e-05 |  | 0.065223 |  | -8.0446e-06 |  | 0.11361 |  | 1.2577e-06 |  | 8.4834e-07 |  | 0 |  | 1.1324e-05 |  | 0.10302 |  | 0.00013554 |  | 0 |  | 0.0022144 |  | 0.042389
| 6.0206e-06 |  | 0.00020737 |  | 3.7849e-05 |  | 2.563e-05 |  | 8.6256e-07 |  | 9.7475e-05 |  | 8.2324e-07 |  | 9.3088e-05 |  | 0.064497 |  | -4.3318e-06 |  | 0.11717 |  | 1.1345e-06 |  | 9.4253e-07 |  | 1.168e-05 |  | 2.1964e-05 |  | 0.10152 |  | 0.00021369 |  | 0 |  | 0.002232 |  | 0.042474
| 8.043e-05 |  | 0.00022089 |  | 5.479e-05 |  | 5.4058e-05 |  | 1.7253e-06 |  | 9.155e-05 |  | 8.3384e-07 |  | 0.00022496 |  | 0.063992 |  | -3.7748e-05 |  | 0.12002 |  | 1.1422e-06 |  | 1.1562e-06 |  | 1.1682e-05 |  | -0.00016552 |  | 0.10021 |  | 8.7331e-05 |  | 0 |  | 0.0022394 |  | 0.042613
| 8.0423e-05 |  | 0.00019824 |  | 5.4786e-05 |  | 3.4701e-05 |  | 1.7254e-06 |  | 0.00010432 |  | 8.3193e-07 |  | 6.2059e-05 |  | 0.063801 |  | -7.8589e-05 |  | 0.1234 |  | 1.2593e-06 |  | 1.3698e-06 |  | 0 |  | -8.7373e-05 |  | 0.098311 |  | -6.5185e-05 |  | 0.00014672 |  | 0.0022543 |  | 0.042688
| 7.2962e-05 |  | 0.00019937 |  | 4.5825e-05 |  | 2.0627e-05 |  | 1.7253e-06 |  | 9.4807e-05 |  | 7.8448e-07 |  | 2.3273e-05 |  | 0.063737 |  | -7.8589e-05 |  | 0.12905 |  | 1.3245e-06 |  | 1.2568e-06 |  | 2.2613e-05 |  | -8.8278e-05 |  | 0.09715 |  | -4.7511e-05 |  | 0.00014673 |  | 0.0022744 |  | 0.04267
| 7.2968e-05 |  | 0.00021652 |  | 4.5829e-05 |  | 2.4964e-05 |  | 8.627e-07 |  | 7.9184e-05 |  | 7.1873e-07 |  | 7.3696e-05 |  | 0.063064 |  | 0.00014418 |  | 0.13383 |  | 1.2489e-06 |  | 9.614e-07 |  | 4.7238e-05 |  | -0.00012432 |  | 0.096112 |  | 1.9094e-05 |  | 0.00038548 |  | 0.0022976 |  | 0.042602
| 9.3652e-05 |  | 0.00021317 |  | 6.7797e-05 |  | 3.2392e-05 |  | 8.627e-07 |  | 8.6842e-05 |  | 7.1741e-07 |  | -8.5327e-05 |  | 0.062299 |  | -0.00013429 |  | 0.13674 |  | 1.1512e-06 |  | 6.6588e-07 |  | 2.4623e-05 |  | 1.0768e-05 |  | 0.094614 |  | 2.4456e-05 |  | 0.00043276 |  | 0.0023159 |  | 0.042486
| 9.3652e-05 |  | 0.0002171 |  | 6.7797e-05 |  | 5.0842e-05 |  | 1.7256e-06 |  | 9.2044e-05 |  | 7.7145e-07 |  | -0.0001629 |  | 0.061876 |  | -0.00042389 |  | 0.14039 |  | 1.1472e-06 |  | 6.098e-07 |  | 2.678e-05 |  | 4.1305e-05 |  | 0.09289 |  | 4.2776e-05 |  | 0.00058365 |  | 0.0023408 |  | 0.042383
| 4.8351e-05 |  | 0.00020932 |  | 0.00013963 |  | 3.5861e-05 |  | 1.7256e-06 |  | 9.9664e-05 |  | 8.8598e-07 |  | -0.0001629 |  | 0.061596 |  | -0.00043131 |  | 0.14536 |  | 1.1968e-06 |  | 7.5434e-07 |  | 2.6782e-05 |  | 3.9682e-05 |  | 0.090738 |  | 2.9382e-06 |  | 0.00095009 |  | 0.0023607 |  | 0.042333
| 4.8356e-05 |  | 0.00020864 |  | 0.00013964 |  | 2.0356e-05 |  | 1.7256e-06 |  | 0.00010882 |  | 9.7747e-07 |  | -0.00034908 |  | 0.061346 |  | -0.00020111 |  | 0.15066 |  | 1.172e-06 |  | 9.4858e-07 |  | 1.492e-05 |  | 4.3692e-05 |  | 0.089024 |  | -0.00010817 |  | 0.0012171 |  | 0.0023766 |  | 0.042303
| 3.9576e-06 |  | 0.00019415 |  | 5.8609e-05 |  | 1.0526e-05 |  | 1.7257e-06 |  | 0.0001018 |  | 1.0039e-06 |  | -0.00018617 |  | 0.060662 |  | -7.8595e-05 |  | 0.15425 |  | 1.1246e-06 |  | 1.1687e-06 |  | 1.4919e-05 |  | 8.196e-05 |  | 0.087287 |  | -0.00016487 |  | 0.001232 |  | 0.0023865 |  | 0.042242
| 3.9579e-06 |  | 0.00018896 |  | 5.8614e-05 |  | -1.8669e-05 |  | 8.6285e-07 |  | 0.0001075 |  | 8.9198e-07 |  | 8.9041e-05 |  | 0.059657 |  | -7.1627e-05 |  | 0.15155 |  | 1.1714e-06 |  | 1.2571e-06 |  | 0 |  | 0.00018862 |  | 0.085295 |  | -9.362e-05 |  | 0.0010116 |  | 0.0023999 |  | 0.042219
| 3.9067e-05 |  | 0.00019405 |  | 0.00013161 |  | 7.8143e-06 |  | 1.8976e-06 |  | 9.7273e-05 |  | 7.8007e-07 |  | 3.1029e-05 |  | 0.059192 |  | -0.0001083 |  | 0.16315 |  | 1.2898e-06 |  | 1.232e-06 |  | 0 |  | 0.00017397 |  | 0.083827 |  | 2.046e-05 |  | 0.0012305 |  | 0.0024082 |  | 0.042237
| 3.9067e-05 |  | 0.00018647 |  | 0.00013161 |  | 4.2257e-05 |  | 1.8978e-06 |  | 9.0489e-05 |  | 7.2088e-07 |  | -0.00015515 |  | 0.059112 |  | -0.00029395 |  | 0.16685 |  | 1.3429e-06 |  | 1.0875e-06 |  | 0 |  | 3.179e-05 |  | 0.082762 |  | 9.1807e-06 |  | 0.0015208 |  | 0.0024141 |  | 0.042278
| 9.196e-05 |  | 0.00019449 |  | 4.9831e-05 |  | 3.5294e-05 |  | 8.6292e-07 |  | 9.9785e-05 |  | 7.3471e-07 |  | -3.4907e-05 |  | 0.058723 |  | -0.0001974 |  | 0.17126 |  | 1.2789e-06 |  | 9.7455e-07 |  | 0 |  | -2.1198e-05 |  | 0.080977 |  | -7.0008e-05 |  | 0.0016319 |  | 0.0024215 |  | 0.04227
| 9.196e-05 |  | 0.00020278 |  | 4.9831e-05 |  | 4.6215e-05 |  | 8.6292e-07 |  | 8.989e-05 |  | 7.4985e-07 |  | -4.2665e-05 |  | 0.058739 |  | -0.0001974 |  | 0.17588 |  | 1.2135e-06 |  | 8.7387e-07 |  | 3.7577e-05 |  | -6.2952e-06 |  | 0.079643 |  | 3.446e-05 |  | 0.0016468 |  | 0.0024392 |  | 0.042284
| 2.5645e-05 |  | 0.00020887 |  | 8.1614e-05 |  | 8.538e-05 |  | 0 |  | 9.2085e-05 |  | 7.1304e-07 |  | 2.7152e-05 |  | 0.058243 |  | -0.00029022 |  | 0.17963 |  | 1.1723e-06 |  | 8.0424e-07 |  | 3.7577e-05 |  | 1.8024e-05 |  | 0.07895 |  | 0.00015376 |  | 0.0019471 |  | 0.0024514 |  | 0.042352
| 2.5647e-05 |  | 0.00020439 |  | 8.1622e-05 |  | 0.0001027 |  | 0 |  | 8.5603e-05 |  | 7.5584e-07 |  | 6.5938e-05 |  | 0.057508 |  | -0.00033478 |  | 0.18396 |  | 1.1186e-06 |  | 7.1e-07 |  | 9.53e-06 |  | 7.0526e-05 |  | 0.077521 |  | 6.2483e-05 |  | 0.0020897 |  | 0.0024615 |  | 0.042388
| 4.9401e-05 |  | 0.00020384 |  | 3.4885e-05 |  | 9.3345e-05 |  | 8.6307e-07 |  | 7.5976e-05 |  | 7.987e-07 |  | -7.7573e-05 |  | 0.057224 |  | -0.00039418 |  | 0.18897 |  | 1.1139e-06 |  | 6.4745e-07 |  | 9.53e-06 |  | 4.1459e-05 |  | 0.075916 |  | -0.00011028 |  | 0.0021296 |  | 0.0024642 |  | 0.042355
| 4.9405e-05 |  | 0.00020194 |  | 3.4888e-05 |  | 4.5595e-05 |  | 1.726e-06 |  | 7.1433e-05 |  | 8.2761e-07 |  | 3.8788e-06 |  | 0.056668 |  | -0.00024195 |  | 0.19288 |  | 1.1124e-06 |  | 7.9197e-07 |  | 0 |  | 0.00011918 |  | 0.074137 |  | -0.00015047 |  | 0.0024017 |  | 0.0024691 |  | 0.042327
| 7.9329e-05 |  | 0.00018048 |  | 5.8635e-05 |  | 4.5809e-05 |  | 8.6307e-07 |  | 7.6614e-05 |  | 7.9673e-07 |  | 0.00018618 |  | 0.05608 |  | 5.8787e-05 |  | 0.19647 |  | 1.1022e-06 |  | 9.8053e-07 |  | 0 |  | 6.8378e-05 |  | 0.072325 |  | -6.6412e-05 |  | 0.0022956 |  | 0.00247 |  | 0.042353
| 7.9329e-05 |  | 0.00017884 |  | 5.8635e-05 |  | 6.3727e-05 |  | 0 |  | 7.9507e-05 |  | 7.7112e-07 |  | 0.00016678 |  | 0.055604 |  | -0.00010829 |  | 0.20127 |  | 1.1119e-06 |  | 1.1123e-06 |  | 0 |  | -2.8046e-05 |  | 0.070629 |  | -0.00011538 |  | 0.0024864 |  | 0.0024708 |  | 0.042308
| 7.3012e-05 |  | 0.00019591 |  | 8.3935e-05 |  | 3.7638e-05 |  | 0 |  | 7.8539e-05 |  | 7.8817e-07 |  | -3.4909e-05 |  | 0.055398 |  | -0.00029023 |  | 0.20621 |  | 1.0801e-06 |  | 1.1755e-06 |  | 0 |  | 7.0398e-05 |  | 0.069964 |  | -0.00017822 |  | 0.0028795 |  | 0.0024685 |  | 0.042138
| 7.3019e-05 |  | 0.00019037 |  | 8.3943e-05 |  | 4.0352e-05 |  | 8.6322e-07 |  | 8.2464e-05 |  | 7.916e-07 |  | -0.00029866 |  | 0.055235 |  | -1.9188e-05 |  | 0.20975 |  | 1.0679e-06 |  | 1.1569e-06 |  | 0 |  | 9.6846e-05 |  | 0.069365 |  | -5.4432e-05 |  | 0.0030754 |  | 0.0024719 |  | 0.041934
| 1.1192e-05 |  | 0.0001635 |  | 7.0719e-05 |  | 7.1961e-05 |  | 8.6314e-07 |  | 7.2974e-05 |  | 7.5334e-07 |  | -0.00032969 |  | 0.054773 |  | 0.00018502 |  | 0.21374 |  | 1.0713e-06 |  | 1.1439e-06 |  | 0 |  | -4.9049e-05 |  | 0.067872 |  | -9.3027e-05 |  | 0.0031384 |  | 0.0024752 |  | 0.041777
| 1.1192e-05 |  | 0.00018136 |  | 7.0719e-05 |  | 9.3508e-05 |  | 0 |  | 8.2654e-05 |  | 6.9281e-07 |  | -0.00011248 |  | 0.054712 |  | 0.0002073 |  | 0.2161 |  | 1.0872e-06 |  | 1.0562e-06 |  | 0 |  | -4.0745e-05 |  | 0.06642 |  | -5.6521e-05 |  | 0.0032448 |  | 0.0024835 |  | 0.041696
| 0 |  | 0.00020517 |  | 0.0001495 |  | 9.6144e-05 |  | 1.8984e-06 |  | 9.3985e-05 |  | 7.0928e-07 |  | -0.00015515 |  | 0.055166 |  | 3.09e-06 |  | 0.21902 |  | 1.1382e-06 |  | 9.8715e-07 |  | 0 |  | 0.0001947 |  | 0.064951 |  | 7.2733e-05 |  | 0.0036761 |  | 0.0024804 |  | 0.041669
| 0 |  | 0.00019581 |  | 0.0001495 |  | 7.9858e-05 |  | 2.7616e-06 |  | 8.2896e-05 |  | 7.5735e-07 |  | -5.4302e-05 |  | 0.054882 |  | -0.00020483 |  | 0.2232 |  | 1.2469e-06 |  | 1.0123e-06 |  | 0 |  | 0.00012 |  | 0.063756 |  | -5.1041e-05 |  | 0.003774 |  | 0.0024771 |  | 0.041743
| 1.5326e-05 |  | 0.0001973 |  | 3.0912e-05 |  | 4.9724e-05 |  | 2.7619e-06 |  | 8.556e-05 |  | 8.0945e-07 |  | 0.00019781 |  | 0.053803 |  | -0.00020112 |  | 0.22444 |  | 1.3613e-06 |  | 9.6851e-07 |  | 0 |  | 0.00015123 |  | 0.062734 |  | -5.9071e-05 |  | 0.0039468 |  | 0.0024754 |  | 0.041877
| 1.5326e-05 |  | 0.00019561 |  | 3.0912e-05 |  | 2.0906e-05 |  | 3.7972e-06 |  | 8.9072e-05 |  | 8.7992e-07 |  | -0.0001113 |  | 0.053677 |  | -0.00027051 |  | 0.21518 |  | 1.3999e-06 |  | 8.6133e-07 |  | 0 |  | 0.00017821 |  | 0.061365 |  | -1.8934e-05 |  | 0.0039055 |  | 0.002478 |  | 0.041987
| 0 |  | 0.00018621 |  | 5.1851e-05 |  | 2.8272e-05 |  | 1.8987e-06 |  | 8.5266e-05 |  | 1.0157e-06 |  | -0.00014739 |  | 0.053972 |  | 3.651e-05 |  | 0.22731 |  | 1.3112e-06 |  | 9.1758e-07 |  | 0 |  | 1.3077e-05 |  | 0.059858 |  | -3.2917e-05 |  | 0.0040183 |  | 0.0024755 |  | 0.042027
| 0 |  | 0.00017035 |  | 5.1856e-05 |  | 3.7577e-05 |  | 0 |  | 7.9929e-05 |  | 1.1032e-06 |  | 1.5515e-05 |  | 0.054119 |  | 2.1659e-05 |  | 0.22917 |  | 1.1761e-06 |  | 1.119e-06 |  | 0 |  | -4.0656e-05 |  | 0.058734 |  | -0.00010931 |  | 0.0043203 |  | 0.0024724 |  | 0.041994
| 7.707e-05 |  | 0.0001668 |  | 0.00010065 |  | 7.3028e-06 |  | 8.6336e-07 |  | 8.195e-05 |  | 1.017e-06 |  | -0.00025598 |  | 0.054034 |  | -0.00012314 |  | 0.22804 |  | 1.1191e-06 |  | 1.1636e-06 |  | 0 |  | -2.5972e-05 |  | 0.057411 |  | -8.89e-05 |  | 0.0042705 |  | 0.0024691 |  | 0.041893
| 7.707e-05 |  | 0.00016171 |  | 0.00010065 |  | 1.4516e-05 |  | 8.6344e-07 |  | 7.0408e-05 |  | 8.636e-07 |  | -0.00013575 |  | 0.053227 |  | -0.00018255 |  | 0.22777 |  | 1.073e-06 |  | 1.2141e-06 |  | 0 |  | 8.5983e-06 |  | 0.056147 |  | -8.63e-05 |  | 0.0040354 |  | 0.0024691 |  | 0.041801
| 4.2198e-05 |  | 0.00016795 |  | 0.0001018 |  | 3.2125e-05 |  | 0 |  | 6.6852e-05 |  | 7.4437e-07 |  | 3.8786e-05 |  | 0.052585 |  | -0.0002568 |  | 0.22698 |  | 1.0647e-06 |  | 1.3206e-06 |  | 0 |  | 0.00020469 |  | 0.055065 |  | -1.6618e-05 |  | 0.0041745 |  | 0.0024634 |  | 0.0418
| 4.2201e-05 |  | 0.0001792 |  | 0.00010181 |  | 5.2802e-05 |  | 8.6344e-07 |  | 8.3093e-05 |  | 7.0089e-07 |  | 7.3694e-05 |  | 0.052574 |  | -7.4877e-05 |  | 0.22689 |  | 1.1212e-06 |  | 1.4776e-06 |  | 0 |  | 0.00025956 |  | 0.054349 |  | 1.3512e-05 |  | 0.0045747 |  | 0.0024576 |  | 0.041868
| 2.9283e-06 |  | 0.00018928 |  | 0 |  | 5.4398e-05 |  | 1.7269e-06 |  | 8.5942e-05 |  | 7.2658e-07 |  | 7.7573e-05 |  | 0.05247 |  | 0.00014047 |  | 0.22771 |  | 1.1949e-06 |  | 1.371e-06 |  | 0 |  | 3.558e-05 |  | 0.053628 |  | -3.5325e-05 |  | 0.0042063 |  | 0.002447 |  | 0.041912
| 2.9286e-06 |  | 0.00019674 |  | 0 |  | -8.4559e-07 |  | 8.6351e-07 |  | 8.3215e-05 |  | 7.8198e-07 |  | 0.00016291 |  | 0.052233 |  | 0.00012191 |  | 0.22621 |  | 1.2363e-06 |  | 1.1199e-06 |  | 0 |  | -3.9205e-05 |  | 0.051833 |  | -5.8677e-05 |  | 0.0043858 |  | 0.0024395 |  | 0.041762
| 5.9826e-05 |  | 0.00020309 |  | 9.6642e-05 |  | 1.5948e-05 |  | 8.6351e-07 |  | 8.6089e-05 |  | 8.0504e-07 |  | 8.5335e-05 |  | 0.052327 |  | -0.00044617 |  | 0.22488 |  | 1.1757e-06 |  | 1.0004e-06 |  | 0 |  | 7.2551e-06 |  | 0.050709 |  | -9.9704e-05 |  | 0.0046795 |  | 0.0024345 |  | 0.041506
| 5.9831e-05 |  | 0.00020848 |  | 9.665e-05 |  | 4.6545e-05 |  | 1.7272e-06 |  | 8.2331e-05 |  | 8.1104e-07 |  | 5.4298e-05 |  | 0.052287 |  | -0.00040162 |  | 0.22271 |  | 1.1242e-06 |  | 9.5657e-07 |  | 0 |  | 0.00020165 |  | 0.050056 |  | -1.792e-05 |  | 0.0046516 |  | 0.0024355 |  | 0.041258
| 5.668e-05 |  | 0.00019879 |  | 4.4891e-05 |  | 2.9392e-05 |  | 8.6358e-07 |  | 8.756e-05 |  | 8.5057e-07 |  | 0.00022496 |  | 0.052297 |  | 7.3639e-05 |  | 0.21823 |  | 1.2027e-06 |  | 9.753e-07 |  | 0 |  | 0.00018778 |  | 0.048806 |  | 2.0014e-06 |  | 0.0045105 |  | 0.0024363 |  | 0.041112
| 5.668e-05 |  | 0.00019446 |  | 4.4891e-05 |  | 1.4128e-06 |  | 1.8992e-06 |  | 9.0702e-05 |  | 8.8022e-07 |  | 0.00024048 |  | 0.052696 |  | -4.1461e-05 |  | 0.21453 |  | 1.3205e-06 |  | 8.9327e-07 |  | 0 |  | 5.163e-05 |  | 0.048315 |  | -1.3613e-05 |  | 0.004172 |  | 0.0024373 |  | 0.041089
| 4.9448e-05 |  | 0.00018924 |  | 9.4933e-05 |  | 1.7358e-06 |  | 1.8992e-06 |  | 7.0586e-05 |  | 8.5123e-07 |  | 3.8835e-06 |  | 0.052614 |  | -0.0001677 |  | 0.21259 |  | 1.317e-06 |  | 6.7302e-07 |  | 0 |  | 2.5877e-05 |  | 0.047347 |  | -6.3014e-05 |  | 0.0040776 |  | 0.0024298 |  | 0.041153
| 4.9453e-05 |  | 0.00018347 |  | 9.8941e-05 |  | 2.0078e-05 |  | 8.6366e-07 |  | 7.602e-05 |  | 7.696e-07 |  | -0.00022496 |  | 0.052045 |  | -0.00021225 |  | 0.20918 |  | 1.24e-06 |  | 4.6573e-07 |  | 2.6819e-05 |  | -3.8256e-05 |  | 0.04621 |  | -0.00012681 |  | 0.004048 |  | 0.0024199 |  | 0.041255
| 5.255e-05 |  | 0.00018055 |  | 7.7069e-05 |  | 3.0482e-05 |  | 2.7631e-06 |  | 8.7835e-05 |  | 7.0502e-07 |  | -0.00017454 |  | 0.051937 |  | -0.00023082 |  | 0.20437 |  | 1.1498e-06 |  | 6.4207e-07 |  | 2.6817e-05 |  | 5.1686e-05 |  | 0.045068 |  | -9.0176e-05 |  | 0.0043465 |  | 0.0024076 |  | 0.041278
| 5.2559e-05 |  | 0.00019985 |  | 7.3082e-05 |  | 4.1122e-05 |  | 1.8996e-06 |  | 8.7158e-05 |  | 6.9322e-07 |  | -0.000128 |  | 0.051332 |  | -7.1165e-05 |  | 0.20071 |  | 1.1436e-06 |  | 9.1216e-07 |  | 2.8982e-05 |  | 0.00022582 |  | 0.043779 |  | 7.5563e-05 |  | 0.0055603 |  | 0.0024001 |  | 0.04115
| 0 |  | 0.00019804 |  | 7.3651e-05 |  | 2.634e-05 |  | 0 |  | 8.1875e-05 |  | 7.7032e-07 |  | -0.00017455 |  | 0.051059 |  | 0.00013305 |  | 0.19649 |  | 1.1244e-06 |  | 8.6177e-07 |  | 2.8979e-05 |  | 0.00012406 |  | 0.043189 |  | 0.00014723 |  | 0.0057841 |  | 0.0023945 |  | 0.040892
| 0 |  | 0.000181 |  | 7.3664e-05 |  | 4.3752e-05 |  | 0 |  | 7.5613e-05 |  | 8.9948e-07 |  | 0.00011635 |  | 0.051064 |  | 0.00035582 |  | 0.19148 |  | 1.0727e-06 |  | 5.3489e-07 |  | 0 |  | -2.5045e-05 |  | 0.042501 |  | 6.8519e-05 |  | 0.0056715 |  | 0.0023936 |  | 0.040622
| 9.7251e-05 |  | 0.00018077 |  | 3.9913e-05 |  | 4.8758e-05 |  | 2.936e-06 |  | 8.0335e-05 |  | 9.5154e-07 |  | 0.00025987 |  | 0.050643 |  | 0.00017017 |  | 0.18635 |  | 1.0734e-06 |  | 3.9665e-07 |  | 0 |  | 0.00012994 |  | 0.041613 |  | -9.6467e-05 |  | 0.0059524 |  | 0.002392 |  | 0.040447
| 9.7259e-05 |  | 0.00018208 |  | 3.9917e-05 |  | 2.4592e-05 |  | 2.9363e-06 |  | 7.9161e-05 |  | 9.1273e-07 |  | 0.00026763 |  | 0.050435 |  | -7.1164e-05 |  | 0.18113 |  | 1.1003e-06 |  | 6.6738e-07 |  | 4.3026e-05 |  | 0.00019306 |  | 0.04066 |  | -6.3944e-05 |  | 0.0056071 |  | 0.0023913 |  | 0.040369
| 0 |  | 0.00017821 |  | 5.0899e-05 |  | 8.7997e-06 |  | 0 |  | 7.9096e-05 |  | 8.9626e-07 |  | 0.00032969 |  | 0.049753 |  | -0.00018998 |  | 0.1755 |  | 1.1382e-06 |  | 9.1869e-07 |  | 4.303e-05 |  | 9.6536e-05 |  | 0.039562 |  | 4.1363e-05 |  | 0.0056918 |  | 0.0023872 |  | 0.040374
| 0 |  | 0.00015983 |  | 5.0899e-05 |  | 1.3009e-05 |  | 0 |  | 7.3419e-05 |  | 8.7063e-07 |  | 0.00014739 |  | 0.049044 |  | -0.00043132 |  | 0.16998 |  | 1.1115e-06 |  | 9.8145e-07 |  | 0 |  | -6.6992e-06 |  | 0.038369 |  | 6.6507e-05 |  | 0.0066732 |  | 0.002384 |  | 0.040435
| 1.9478e-05 |  | 0.00016724 |  | 7.9849e-06 |  | 1.5588e-05 |  | 0 |  | 6.4584e-05 |  | 8.1461e-07 |  | 1.1636e-05 |  | 0.048882 |  | -0.00025681 |  | 0.16457 |  | 1.1025e-06 |  | 8.3026e-07 |  | 0 |  | 4.0407e-05 |  | 0.037488 |  | 0.00012551 |  | 0.0077489 |  | 0.0023815 |  | 0.040482
| 1.9476e-05 |  | 0.00016363 |  | 7.9842e-06 |  | 3.8315e-05 |  | 8.6388e-07 |  | 6.598e-05 |  | 8.1e-07 |  | 8.9209e-05 |  | 0.048603 |  | 1.052e-05 |  | 0.15772 |  | 1.1101e-06 |  | 6.7906e-07 |  | 0 |  | 6.5772e-05 |  | 0.036753 |  | -4.8993e-05 |  | 0.0083797 |  | 0.0023873 |  | 0.040474
| 3.6028e-05 |  | 0.00014732 |  | 0.00010592 |  | 4.9302e-05 |  | 8.6388e-07 |  | 6.9295e-05 |  | 8.5613e-07 |  | 0.00039562 |  | 0.04841 |  | 0.00014047 |  | 0.15111 |  | 1.1239e-06 |  | 7.4238e-07 |  | 2.158e-05 |  | -2.0789e-05 |  | 0.036106 |  | -0.00015965 |  | 0.0089197 |  | 0.0023957 |  | 0.040401
| 3.6028e-05 |  | 0.00015839 |  | 0.00010592 |  | 3.4273e-05 |  | 8.6395e-07 |  | 6.5223e-05 |  | 9.676e-07 |  | 0.00012411 |  | 0.048499 |  | 0.00015161 |  | 0.14604 |  | 1.1563e-06 |  | 8.3097e-07 |  | 2.158e-05 |  | 7.8989e-05 |  | 0.035425 |  | -8.546e-05 |  | 0.0086513 |  | 0.0024015 |  | 0.040327
| 4.844e-05 |  | 0.00016115 |  | 4.4918e-05 |  | 6.6128e-05 |  | 8.6395e-07 |  | 6.3044e-05 |  | 9.6166e-07 |  | 7.756e-06 |  | 0.04829 |  | -9.7153e-05 |  | 0.14122 |  | 1.2404e-06 |  | 9.2531e-07 |  | 0 |  | 8.834e-05 |  | 0.034827 |  | -7.8781e-05 |  | 0.0083935 |  | 0.0024049 |  | 0.040173
| 4.8444e-05 |  | 0.00019882 |  | 4.4922e-05 |  | 4.2128e-05 |  | 0 |  | 8.3037e-05 |  | 8.866e-07 |  | 0.00017066 |  | 0.048416 |  | -7.1164e-05 |  | 0.1357 |  | 1.3205e-06 |  | 9.8808e-07 |  | 9.0076e-07 |  | 0.00011764 |  | 0.034452 |  | -0.00020297 |  | 0.008524 |  | 0.0024116 |  | 0.039967
| 0 |  | 0.00020753 |  | 4.6919e-05 |  | 5.1407e-05 |  | 0 |  | 8.3711e-05 |  | 8.7012e-07 |  | 0.00014739 |  | 0.048439 |  | -0.00027538 |  | 0.1309 |  | 1.2929e-06 |  | 1.1451e-06 |  | 9.0076e-07 |  | 0.00019131 |  | 0.033469 |  | -0.00015161 |  | 0.0084156 |  | 0.0024274 |  | 0.039797
| 0 |  | 0.00016891 |  | 4.6923e-05 |  | 9.3023e-05 |  | 0 |  | 7.5892e-05 |  | 8.7539e-07 |  | -0.00011635 |  | 0.048243 |  | -0.0006244 |  | 0.12564 |  | 1.1757e-06 |  | 1.1955e-06 |  | 3.0616e-06 |  | 4.0347e-05 |  | 0.032258 |  | -9.5517e-05 |  | 0.0087249 |  | 0.0024425 |  | 0.039716
| 4.1207e-05 |  | 0.00018112 |  | 3.8936e-05 |  | 5.8217e-05 |  | 8.6402e-07 |  | 7.7142e-05 |  | 9.3802e-07 |  | -0.00022496 |  | 0.048153 |  | -0.00029394 |  | 0.11936 |  | 1.1241e-06 |  | 1.0449e-06 |  | 3.0616e-06 |  | -9.5609e-05 |  | 0.031699 |  | -0.00011333 |  | 0.0088184 |  | 0.0024516 |  | 0.039661
| 4.1207e-05 |  | 0.00019263 |  | 3.8936e-05 |  | 4.4758e-05 |  | 1.7282e-06 |  | 7.0996e-05 |  | 9.4667e-07 |  | 7.7573e-05 |  | 0.047908 |  | -0.00011201 |  | 0.11445 |  | 1.2048e-06 |  | 9.0026e-07 |  | 0 |  | -7.1005e-05 |  | 0.031321 |  | 1.4487e-05 |  | 0.0087636 |  | 0.0024634 |  | 0.039588
| 0 |  | 0.00017877 |  | 6.3919e-05 |  | 5.725e-05 |  | 1.7282e-06 |  | 6.6617e-05 |  | 9.5721e-07 |  | 4.2665e-05 |  | 0.047888 |  | -0.00011201 |  | 0.1099 |  | 1.2641e-06 |  | 8.3693e-07 |  | 0 |  | 2.4906e-05 |  | 0.030654 |  | 0.00014612 |  | 0.009275 |  | 0.0024765 |  | 0.039505
| 0 |  | 0.00016692 |  | 9.0934e-05 |  | 7.7431e-05 |  | 8.6417e-07 |  | 6.963e-05 |  | 9.4872e-07 |  | 0.00017454 |  | 0.047057 |  | 4.3937e-05 |  | 0.10402 |  | 1.2242e-06 |  | 9.0616e-07 |  | 1.7112e-05 |  | 3.7957e-05 |  | 0.030296 |  | 3.3223e-05 |  | 0.0097438 |  | 0.0024975 |  | 0.03939
| 5.0007e-06 |  | 0.0001592 |  | 2.7023e-05 |  | 3.8082e-05 |  | 8.6417e-07 |  | 5.3104e-05 |  | 9.2169e-07 |  | 0.00018179 |  | 0.046452 |  | -2.1901e-05 |  | 0.093369 |  | 1.127e-06 |  | 8.6867e-07 |  | 1.7113e-05 |  | -4.0446e-05 |  | 0.029798 |  | -0.0001016 |  | 0.010064 |  | 0.0025148 |  | 0.03924
| 5.0007e-06 |  | 0.00016788 |  | 0 |  | 2.1974e-05 |  | 2.7647e-06 |  | 5.3433e-05 |  | 9.5334e-07 |  | 4.6544e-05 |  | 0.046156 |  | -4.8887e-05 |  | 0.093119 |  | 1.0677e-06 |  | 1.1207e-06 |  | 0 |  | -6.2779e-05 |  | 0.028634 |  | 1.8711e-05 |  | 0.010267 |  | 0.0025374 |  | 0.039062
| 8.7537e-05 |  | 0.00017817 |  | 8.0626e-05 |  | -1.6331e-05 |  | 1.9007e-06 |  | 7.6246e-05 |  | 9.6529e-07 |  | 2.715e-05 |  | 0.04517 |  | 6.6214e-05 |  | 0.089473 |  | 1.0871e-06 |  | 1.3413e-06 |  | 0 |  | 4.6093e-06 |  | 0.027779 |  | 4.8549e-05 |  | 0.010902 |  | 0.0025716 |  | 0.038929
| 8.7544e-05 |  | 0.00017053 |  | 8.0633e-05 |  | -7.2775e-05 |  | 0 |  | 6.8664e-05 |  | 9.2367e-07 |  | 3.8786e-05 |  | 0.044335 |  | 5.5075e-05 |  | 0.084461 |  | 1.1256e-06 |  | 1.3599e-06 |  | 3.9817e-05 |  | 2.1302e-05 |  | 0.027214 |  | 2.5818e-05 |  | 0.01156 |  | 0.0025979 |  | 0.038845
| 3.1907e-05 |  | 0.00015707 |  | 6.5658e-05 |  | -2.6013e-05 |  | 0 |  | 6.3228e-05 |  | 7.9195e-07 |  | 0.00014351 |  | 0.044002 |  | -7.8591e-05 |  | 0.080056 |  | 1.1844e-06 |  | 1.0957e-06 |  | 3.9817e-05 |  | 0.00010243 |  | 0.026696 |  | 8.0573e-05 |  | 0.011798 |  | 0.0026255 |  | 0.038796
| 3.1907e-05 |  | 0.00015618 |  | 6.5658e-05 |  | 3.5174e-05 |  | 8.6424e-07 |  | 7.1277e-05 |  | 6.943e-07 |  | 0.00016678 |  | 0.044044 |  | -0.00021226 |  | 0.076385 |  | 1.2195e-06 |  | 7.6209e-07 |  | 0 |  | 0.00021156 |  | 0.025912 |  | -2.93e-05 |  | 0.011906 |  | 0.0026398 |  | 0.03873
| 1.8976e-06 |  | 0.00013327 |  | 5.8176e-05 |  | 2.0865e-05 |  | 8.6432e-07 |  | 6.5582e-05 |  | 6.9238e-07 |  | -8.9216e-05 |  | 0.043448 |  | -0.00028279 |  | 0.071652 |  | 1.1851e-06 |  | 6.988e-07 |  | 0 |  | 0.00021456 |  | 0.025315 |  | -1.2556e-05 |  | 0.012182 |  | 0.0026547 |  | 0.038586
| 1.8976e-06 |  | 0.0001451 |  | 5.8176e-05 |  | 4.2068e-05 |  | 8.6432e-07 |  | 6.5177e-05 |  | 8.1041e-07 |  | 2.327e-05 |  | 0.042766 |  | -8.2296e-05 |  | 0.067292 |  | 1.1127e-06 |  | 7.5504e-07 |  | 5.2794e-05 |  | 2.0931e-05 |  | 0.025213 |  | 0.00011702 |  | 0.012411 |  | 0.0026622 |  | 0.038412
| 2.8808e-05 |  | 0.00018255 |  | 1.1986e-05 |  | 5.9845e-05 |  | 2.7654e-06 |  | 6.9191e-05 |  | 9.9315e-07 |  | 0.00014351 |  | 0.042129 |  | 0.0001776 |  | 0.064568 |  | 1.0866e-06 |  | 1.0577e-06 |  | 5.2798e-05 |  | -0.00011133 |  | 0.024796 |  | 6.9193e-05 |  | 0.012464 |  | 0.0026748 |  | 0.038182
| 2.8808e-05 |  | 0.00015769 |  | 1.1986e-05 |  | -5.3175e-06 |  | 2.7652e-06 |  | 6.9566e-05 |  | 1.1342e-06 |  | -6.2059e-05 |  | 0.041277 |  | -6.7448e-05 |  | 0.061027 |  | 1.143e-06 |  | 1.3097e-06 |  | 0 |  | 1.1111e-05 |  | 0.024343 |  | 0.00011807 |  | 0.012913 |  | 0.0026789 |  | 0.037943
| 1.2248e-05 |  | 0.0001541 |  | 0.00010081 |  | -2.2779e-05 |  | 8.6446e-07 |  | 6.0938e-05 |  | 1.1687e-06 |  | -0.00024048 |  | 0.040641 |  | -0.00037563 |  | 0.056675 |  | 1.206e-06 |  | 1.3474e-06 |  | 0 |  | 2.653e-05 |  | 0.023649 |  | 0.00022089 |  | 0.013228 |  | 0.0026957 |  | 0.037845
| 1.2249e-05 |  | 0.00016318 |  | 0.00010082 |  | 2.3487e-05 |  | 0 |  | 5.7273e-05 |  | 1.1053e-06 |  | -0.00029866 |  | 0.039931 |  | -0.0003979 |  | 0.052825 |  | 1.1624e-06 |  | 1.2342e-06 |  | 1.8202e-05 |  | 3.7701e-05 |  | 0.022957 |  | 0.00014043 |  | 0.01334 |  | 0.0026963 |  | 0.037933
| 3.1919e-05 |  | 0.0001543 |  | 6.3953e-05 |  | 3.777e-05 |  | 0 |  | 6.3792e-05 |  | 1.044e-06 |  | -0.00015515 |  | 0.039542 |  | -0.00029394 |  | 0.049394 |  | 1.0874e-06 |  | 1.1716e-06 |  | 1.8203e-05 |  | 0.00012606 |  | 0.022668 |  | -2.0799e-05 |  | 0.013709 |  | 0.0027058 |  | 0.038074
| 3.1919e-05 |  | 0.00015185 |  | 6.3953e-05 |  | 6.3224e-05 |  | 0 |  | 6.1504e-05 |  | 1.0262e-06 |  | 0.00020168 |  | 0.0393 |  | 8.107e-05 |  | 0.046403 |  | 1.0722e-06 |  | 1.2343e-06 |  | 0 |  | 0.00023493 |  | 0.022152 |  | -4.3406e-05 |  | 0.014115 |  | 0.0026899 |  | 0.037993
| 1.1215e-05 |  | 0.00015673 |  | 6.5681e-05 |  | 6.2357e-05 |  | 1.9013e-06 |  | 6.4422e-05 |  | 1.0243e-06 |  | 0.00029089 |  | 0.038857 |  | 1.7952e-05 |  | 0.043505 |  | 1.1075e-06 |  | 1.1775e-06 |  | 0 |  | 0.00017882 |  | 0.021892 |  | -2.679e-06 |  | 0.014108 |  | 0.0026983 |  | 0.037692
| 1.1216e-05 |  | 0.00017187 |  | 6.5687e-05 |  | 2.5212e-05 |  | 1.9012e-06 |  | 6.784e-05 |  | 9.8268e-07 |  | -0.00017454 |  | 0.038529 |  | -0.00018626 |  | 0.040289 |  | 1.2205e-06 |  | 9.6336e-07 |  | 3.064e-06 |  | 8.4946e-05 |  | 0.021791 |  | -9.5913e-06 |  | 0.014436 |  | 0.002701 |  | 0.037366
| 3.296e-05 |  | 0.00016139 |  | 9.681e-05 |  | 1.1216e-05 |  | 1.9015e-06 |  | 7.4335e-05 |  | 9.7229e-07 |  | -0.0003076 |  | 0.038447 |  | -3.9389e-05 |  | 0.038928 |  | 1.3345e-06 |  | 7.2426e-07 |  | 3.0643e-06 |  | 3.0547e-05 |  | 0.021365 |  | -3.2738e-05 |  | 0.014883 |  | 0.0027166 |  | 0.03722
| 3.296e-05 |  | 0.00015016 |  | 9.681e-05 |  | 2.4004e-05 |  | 3.8027e-06 |  | 7.484e-05 |  | 1.0039e-06 |  | -0.00035684 |  | 0.038579 |  | -0.00029395 |  | 0.034379 |  | 1.3888e-06 |  | 5.6643e-07 |  | 0 |  | -9.663e-05 |  | 0.020671 |  | -0.00010837 |  | 0.015083 |  | 0.0026812 |  | 0.037265
| 0 |  | 0.00013601 |  | 3.9969e-05 |  | 7.2587e-05 |  | 3.803e-06 |  | 6.9827e-05 |  | 9.9142e-07 |  | -0.00010861 |  | 0.038319 |  | -0.00023454 |  | 0.03202 |  | 1.3427e-06 |  | 5.7294e-07 |  | 0 |  | -3.3301e-05 |  | 0.020111 |  | -3.356e-05 |  | 0.015527 |  | 0.0026528 |  | 0.037433
| 0 |  | 0.00013365 |  | 3.9972e-05 |  | 4.8346e-06 |  | 1.9015e-06 |  | 5.8504e-05 |  | 9.7625e-07 |  | 0.00017066 |  | 0.037349 |  | -0.00017512 |  | 0.029287 |  | 1.2621e-06 |  | 6.486e-07 |  | 7.6648e-05 |  | 3.8318e-05 |  | 0.019952 |  | -2.5887e-06 |  | 0.015688 |  | 0.0026298 |  | 0.037521
| 8.6267e-07 |  | 0.00016362 |  | 7.0885e-05 |  | -1.6387e-05 |  | 8.6468e-07 |  | 6.1604e-05 |  | 9.4467e-07 |  | 0.00013187 |  | 0.036826 |  | -0.00011943 |  | 0.026255 |  | 1.2125e-06 |  | 6.6094e-07 |  | 7.6648e-05 |  | 5.3369e-05 |  | 0.019337 |  | -0.00011232 |  | 0.015866 |  | 0.0026364 |  | 0.037461
| 8.6275e-07 |  | 0.00016114 |  | 7.0891e-05 |  | 5.1096e-05 |  | 8.6461e-07 |  | 6.1502e-05 |  | 9.4459e-07 |  | -7.7576e-06 |  | 0.037066 |  | -0.00024939 |  | 0.02381 |  | 1.2e-06 |  | 5.8523e-07 |  | 0 |  | 0.00010671 |  | 0.018707 |  | -7.3363e-05 |  | 0.016361 |  | 0.0026158 |  | 0.037246
| 0 |  | 0.00015001 |  | 7.896e-05 |  | 3.1485e-05 |  | 0 |  | 6.3285e-05 |  | 9.4929e-07 |  | -0.00021332 |  | 0.036816 |  | -0.00033107 |  | 0.020856 |  | 1.2249e-06 |  | 5.0961e-07 |  | 0 |  | 0.00011549 |  | 0.018323 |  | -1.782e-05 |  | 0.0167 |  | 0.0025801 |  | 0.036995
| 0 |  | 0.00015955 |  | 7.8967e-05 |  | -9.7627e-06 |  | 8.6476e-07 |  | 7.8891e-05 |  | 8.8339e-07 |  | -0.00011636 |  | 0.036537 |  | 0.00015904 |  | 0.018867 |  | 1.2264e-06 |  | 5.5428e-07 |  | 0 |  | 9.5863e-05 |  | 0.018001 |  | -1.75e-05 |  | 0.016775 |  | 0.0025562 |  | 0.03677
| 2.9861e-05 |  | 0.00016877 |  | 8.8189e-05 |  | -6.4959e-06 |  | 1.7295e-06 |  | 7.0291e-05 |  | 8.5832e-07 |  | -9.6967e-05 |  | 0.03625 |  | 0.00037067 |  | 0.017465 |  | 1.1719e-06 |  | 6.9916e-07 |  | 0 |  | 8.9718e-05 |  | 0.017967 |  | 5.258e-05 |  | 0.016919 |  | 0.0025486 |  | 0.03656
| 2.9864e-05 |  | 0.00015593 |  | 8.8197e-05 |  | 1.9566e-05 |  | 2.7666e-06 |  | 6.66e-05 |  | 8.6162e-07 |  | -8.1452e-05 |  | 0.03612 |  | -8.0491e-06 |  | 0.014844 |  | 1.116e-06 |  | 7.8065e-07 |  | 1.9836e-06 |  | 9.0508e-05 |  | 0.017776 |  | 8.6602e-05 |  | 0.017385 |  | 0.0025298 |  | 0.036428
| 2.2614e-05 |  | 0.00015006 |  | 4.7979e-05 |  | -6.2021e-06 |  | 1.9018e-06 |  | 6.3673e-05 |  | 9.0781e-07 |  | 1.1636e-05 |  | 0.036472 |  | -0.00016027 |  | 0.01228 |  | 1.0726e-06 |  | 9.0677e-07 |  | 1.9836e-06 |  | 7.6899e-05 |  | 0.01728 |  | -3.8605e-05 |  | 0.017786 |  | 0.0024898 |  | 0.036388
| 2.3651e-05 |  | 0.00016469 |  | 4.7979e-05 |  | 2.4684e-06 |  | 1.902e-06 |  | 5.6871e-05 |  | 9.3229e-07 |  | -0.00013575 |  | 0.036258 |  | -0.00010829 |  | 0.011199 |  | 1.0561e-06 |  | 1.0453e-06 |  | 0 |  | 3.2421e-05 |  | 0.016842 |  | -0.00015613 |  | 0.018093 |  | 0.0024484 |  | 0.036454
| 1.5368e-05 |  | 0.00016516 |  | 4.7988e-05 |  | 5.0757e-05 |  | 2.7668e-06 |  | 6.3935e-05 |  | 8.386e-07 |  | -0.00022496 |  | 0.035902 |  | -0.00025309 |  | 0.0097938 |  | 1.0754e-06 |  | 1.1274e-06 |  | 0 |  | 1.9023e-05 |  | 0.016507 |  | -0.00011036 |  | 0.017986 |  | 0.0024162 |  | 0.036556
| 1.4329e-05 |  | 0.0001647 |  | 4.7984e-05 |  | -7.344e-07 |  | 1.7298e-06 |  | 6.7907e-05 |  | 7.8391e-07 |  | -6.9815e-05 |  | 0.035938 |  | 0.00021845 |  | 0.0082125 |  | 1.1404e-06 |  | 1.0835e-06 |  | 0 |  | 1.8612e-06 |  | 0.016083 |  | 8.4577e-05 |  | 0.018098 |  | 0.0023911 |  | 0.036643
| 2.9352e-06 |  | 0.00016997 |  | 6.515e-05 |  | -3.8198e-06 |  | 1.7297e-06 |  | 6.0545e-05 |  | 8.3728e-07 |  | -7.7576e-06 |  | 0.035671 |  | 0.0001182 |  | 0.0067619 |  | 1.2513e-06 |  | 9.5084e-07 |  | 0 |  | 6.4082e-06 |  | 0.01577 |  | 7.708e-05 |  | 0.018497 |  | 0.0023614 |  | 0.03666
| 2.9355e-06 |  | 0.00014875 |  | 6.5156e-05 |  | 5.6224e-05 |  | 8.649e-07 |  | 6.6927e-05 |  | 9.3501e-07 |  | -0.00017454 |  | 0.035298 |  | -0.00013428 |  | 0.0059394 |  | 1.3053e-06 |  | 9.8908e-07 |  | 3.0661e-06 |  | 5.7474e-05 |  | 0.015498 |  | 5.0163e-05 |  | 0.018728 |  | 0.0023441 |  | 0.03655
| 2.0548e-05 |  | 0.00015472 |  | 3.6994e-05 |  | 7.5403e-06 |  | 0 |  | 7.0363e-05 |  | 1.011e-06 |  | -0.00020557 |  | 0.034923 |  | 0.00014047 |  | 0.0049934 |  | 1.315e-06 |  | 1.1088e-06 |  | 3.0661e-06 |  | 8.6034e-05 |  | 0.015091 |  | 5.4383e-05 |  | 0.019156 |  | 0.0023291 |  | 0.036293
| 2.0548e-05 |  | 0.00017434 |  | 3.6994e-05 |  | -4.9404e-05 |  | 0 |  | 6.814e-05 |  | 1.0037e-06 |  | -3.1029e-05 |  | 0.034864 |  | -0.00017513 |  | 0.0035391 |  | 1.2605e-06 |  | 1.1781e-06 |  | 2.904e-05 |  | 0.00013381 |  | 0.014587 |  | 2.9241e-05 |  | 0.019384 |  | 0.0023308 |  | 0.036008
| 2.9357e-06 |  | 0.0001628 |  | 4.5996e-05 |  | -1.6091e-05 |  | 8.6498e-07 |  | 6.2654e-05 |  | 1.0017e-06 |  | 1.5515e-05 |  | 0.035056 |  | -0.00059839 |  | 0.002941 |  | 1.2012e-06 |  | 1.1464e-06 |  | 2.9042e-05 |  | 1.5828e-05 |  | 0.01442 |  | 1.4893e-05 |  | 0.019789 |  | 0.0023301 |  | 0.035817
| 2.9357e-06 |  | 0.00016833 |  | 4.5996e-05 |  | 3.9653e-05 |  | 1.73e-06 |  | 5.8442e-05 |  | 9.7667e-07 |  | -0.00022884 |  | 0.034679 |  | -0.00018997 |  | 0.0027914 |  | 1.1777e-06 |  | 9.6976e-07 |  | 0 |  | 3.1862e-05 |  | 0.014339 |  | 5.1479e-05 |  | 0.020212 |  | 0.0023392 |  | 0.035701
| 1.537e-05 |  | 0.00016066 |  | 8.5928e-05 |  | 4.3786e-05 |  | 8.6505e-07 |  | 6.7608e-05 |  | 9.0745e-07 |  | -0.00017066 |  | 0.034468 |  | 0.00034468 |  | 0.0023615 |  | 1.1702e-06 |  | 9.3878e-07 |  | 0 |  | 0.0001446 |  | 0.013956 |  | 0.0001323 |  | 0.020333 |  | 0.002355 |  | 0.035601
| 1.5372e-05 |  | 0.00015376 |  | 8.5936e-05 |  | 1.3055e-05 |  | 0 |  | 6.8873e-05 |  | 8.6456e-07 |  | 0.00028702 |  | 0.03417 |  | -1.9188e-05 |  | 0.0016437 |  | 1.1765e-06 |  | 1.1782e-06 |  | 0 |  | 0.00014578 |  | 0.013515 |  | 5.7443e-05 |  | 0.020495 |  | 0.0023851 |  | 0.035517
| 3.972e-06 |  | 0.000134 |  | 8.4775e-05 |  | 7.6686e-06 |  | 0 |  | 5.1931e-05 |  | 8.7709e-07 |  | 0.00013575 |  | 0.033903 |  | -0.00039418 |  | 0.001068 |  | 1.1709e-06 |  | 1.3671e-06 |  | 0 |  | 0.00016016 |  | 0.013207 |  | 5.7433e-06 |  | 0.02063 |  | 0.0024199 |  | 0.035512
| 3.9727e-06 |  | 0.00012907 |  | 8.479e-05 |  | 4.9714e-05 |  | 1.9026e-06 |  | 4.6705e-05 |  | 9.2667e-07 |  | 0 |  | 0.034042 |  | -0.00023824 |  | 0.0010418 |  | 1.1303e-06 |  | 1.3044e-06 |  | 0 |  | 0.00022501 |  | 0.013276 |  | -5.9482e-05 |  | 0.021011 |  | 0.0024508 |  | 0.035529
| 4.8532e-05 |  | 0.00013596 |  | 6.0004e-06 |  | 3.541e-05 |  | 1.9026e-06 |  | 5.7221e-05 |  | 8.9103e-07 |  | 0.00025212 |  | 0.033665 |  | -0.000138 |  | 0.00077638 |  | 1.071e-06 |  | 1.021e-06 |  | 0 |  | 0.00018103 |  | 0.012918 |  | -0.00021612 |  | 0.021762 |  | 0.0024815 |  | 0.035486
| 4.8541e-05 |  | 0.0001288 |  | 6.0015e-06 |  | 3.4752e-05 |  | 1.9026e-06 |  | 6.3373e-05 |  | 8.2173e-07 |  | -3.8772e-06 |  | 0.0328 |  | 0.00011819 |  | 0.00071656 |  | 1.0634e-06 |  | 9.7704e-07 |  | 9.0256e-07 |  | 0.00019791 |  | 0.012302 |  | -4.1966e-05 |  | 0.022224 |  | 0.0025197 |  | 0.0354
| 1.5373e-05 |  | 9.9786e-05 |  | 3.9007e-05 |  | 7.1213e-05 |  | 2.768e-06 |  | 4.7414e-05 |  | 8.1124e-07 |  | -0.00016678 |  | 0.032533 |  | -6.3745e-05 |  | 0.00044365 |  | 1.1166e-06 |  | 1.0211e-06 |  | 2.7931e-05 |  | 9.8913e-05 |  | 0.012133 |  | 0.00012687 |  | 0.022152 |  | 0.0025945 |  | 0.035298
| 1.5376e-05 |  | 0.00012046 |  | 3.9013e-05 |  | 4.608e-05 |  | 8.652e-07 |  | 4.6982e-05 |  | 8.3236e-07 |  | -0.00022496 |  | 0.033021 |  | -0.00032365 |  | 0.00038757 |  | 1.1118e-06 |  | 9.2665e-07 |  | 3.2266e-05 |  | -6.7565e-06 |  | 0.012089 |  | 0.00013072 |  | 0.02238 |  | 0.0026843 |  | 0.035202
| 3.0921e-05 |  | 0.00017826 |  | 9.9218e-05 |  | 2.1353e-05 |  | 0 |  | 5.9852e-05 |  | 7.9605e-07 |  | -0.00028702 |  | 0.033111 |  | 3.2796e-05 |  | 0.00054459 |  | 1.1166e-06 |  | 8.257e-07 |  | 5.233e-06 |  | 6.7513e-05 |  | 0.011892 |  | 0.00019028 |  | 0.022883 |  | 0.0027808 |  | 0.0351
| 3.0926e-05 |  | 0.00016271 |  | 9.9235e-05 |  | -2.1437e-05 |  | 8.6527e-07 |  | 4.8876e-05 |  | 7.4397e-07 |  | 5.4306e-05 |  | 0.032617 |  | 5.5075e-05 |  | 0.00056327 |  | 1.1312e-06 |  | 8.8855e-07 |  | 0 |  | 0.00010006 |  | 0.011613 |  | 2.4414e-05 |  | 0.023151 |  | 0.0028415 |  | 0.035038
| 3.2997e-05 |  | 0.00014412 |  | 9.5188e-05 |  | -8.4535e-06 |  | 1.7305e-06 |  | 5.2351e-05 |  | 7.7434e-07 |  | 0.00010085 |  | 0.031799 |  | -0.00023824 |  | 0.00020063 |  | 1.136e-06 |  | 9.8303e-07 |  | 0 |  | 0.0001362 |  | 0.011378 |  | -5.6464e-05 |  | 0.023442 |  | 0.0028855 |  | 0.035014
| 3.3e-05 |  | 0.00013402 |  | 9.5197e-05 |  | 1.3515e-05 |  | 1.7305e-06 |  | 6.6136e-05 |  | 8.2979e-07 |  | -0.00017066 |  | 0.031516 |  | -0.00020483 |  | -0.00012836 |  | 1.1636e-06 |  | 8.9502e-07 |  | 0 |  | 2.0347e-05 |  | 0.011145 |  | -5.2916e-05 |  | 0.023702 |  | 0.0029254 |  | 0.034913
| 3.6113e-05 |  | 0.00014119 |  | 9.0012e-05 |  | -4.1905e-06 |  | 1.7307e-06 |  | 5.512e-05 |  | 8.8994e-07 |  | -0.00025988 |  | 0.031667 |  | -8.0443e-06 |  | 0.00010717 |  | 1.1458e-06 |  | 7.6306e-07 |  | 0 |  | 5.4242e-05 |  | 0.010877 |  | -8.2792e-05 |  | 0.023765 |  | 0.0030103 |  | 0.034706
| 3.6113e-05 |  | 0.00015441 |  | 9.0012e-05 |  | -2.5419e-05 |  | 1.7307e-06 |  | 5.1972e-05 |  | 9.619e-07 |  | -0.00024436 |  | 0.031628 |  | 5.5075e-05 |  | 0.00013708 |  | 1.1789e-06 |  | 7.0611e-07 |  | 0 |  | 0.00017425 |  | 0.010624 |  | -9.35e-06 |  | 0.024226 |  | 0.0031226 |  | 0.03448
| 0 |  | 9.6455e-05 |  | 5.8282e-05 |  | -2.8534e-05 |  | 1.7307e-06 |  | 5.4078e-05 |  | 1.0708e-06 |  | 6.9815e-05 |  | 0.031656 |  | 0.0002333 |  | 0.00028663 |  | 1.1941e-06 |  | 8.8862e-07 |  | 0 |  | 0.00018318 |  | 0.010533 |  | 1.1016e-05 |  | 0.024981 |  | 0.0032952 |  | 0.034397
| 0 |  | 0.00010931 |  | 5.8282e-05 |  | -7.3635e-07 |  | 8.6542e-07 |  | 5.3687e-05 |  | 1.1218e-06 |  | -0.0001823 |  | 0.031522 |  | 0.00035954 |  | 0.00058197 |  | 1.1797e-06 |  | 1.0965e-06 |  | 0 |  | 0.00017564 |  | 0.010422 |  | -4.6233e-05 |  | 0.025428 |  | 0.0034474 |  | 0.034362
| 2.6784e-05 |  | 0.00016383 |  | 8.7135e-05 |  | 5.9296e-06 |  | 8.6542e-07 |  | 6.1725e-05 |  | 1.0141e-06 |  | -0.00025498 |  | 0.031284 |  | 0.00027444 |  | 0.00039661 |  | 1.2322e-06 |  | 1.2855e-06 |  | 0 |  | 0.00016648 |  | 0.010338 |  | -6.0392e-05 |  | 0.025543 |  | 0.0035938 |  | 0.034282
| 2.6787e-05 |  | 0.00015025 |  | 8.7142e-05 |  | 2.5448e-05 |  | 8.6542e-07 |  | 7.1285e-05 |  | 8.8407e-07 |  | -3.1029e-05 |  | 0.030951 |  | 0.00019245 |  | 0.00015951 |  | 1.3405e-06 |  | 1.2919e-06 |  | 1.1735e-05 |  | 0.00018756 |  | 0.0099318 |  | -4.1673e-05 |  | 0.025675 |  | 0.0036883 |  | 0.034212
| 1.7456e-05 |  | 0.00014595 |  | 8.1955e-05 |  | -1.499e-05 |  | 0 |  | 7.0677e-05 |  | 8.0161e-07 |  | 2.7152e-05 |  | 0.030713 |  | 1.7945e-05 |  | 9.9686e-06 |  | 1.3683e-06 |  | 1.1406e-06 |  | 1.1736e-05 |  | 0.00018016 |  | 0.0096788 |  | -1.3895e-05 |  | 0.02643 |  | 0.0037868 |  | 0.03423
| 1.7456e-05 |  | 0.00014917 |  | 8.1955e-05 |  | -2.7298e-05 |  | 0 |  | 6.7864e-05 |  | 8.1944e-07 |  | 0.00023272 |  | 0.030344 |  | -0.00028651 |  | 6.2306e-05 |  | 1.2633e-06 |  | 1.0525e-06 |  | 0 |  | 0.00016752 |  | 0.009552 |  | 2.405e-05 |  | 0.026907 |  | 0.0038721 |  | 0.034288
| 1.5382e-05 |  | 0.00014363 |  | 6.0046e-06 |  | 8.4444e-07 |  | 8.6549e-07 |  | 6.0239e-05 |  | 8.6962e-07 |  | 3.8786e-05 |  | 0.030069 |  | -0.00017141 |  | 0.00023802 |  | 1.186e-06 |  | 1.16e-06 |  | 0 |  | 0.0001721 |  | 0.0091504 |  | 4.3041e-05 |  | 0.027122 |  | 0.003982 |  | 0.034255
| 1.5384e-05 |  | 0.00013471 |  | 6.0051e-06 |  | 1.0513e-05 |  | 2.7692e-06 |  | 6.0508e-05 |  | 9.1328e-07 |  | 9.6964e-05 |  | 0.03008 |  | -4.8886e-05 |  | 0.00016325 |  | 1.2137e-06 |  | 1.2041e-06 |  | 0 |  | 0.00019352 |  | 0.0089685 |  | 8.3854e-05 |  | 0.027719 |  | 0.0040826 |  | 0.034128
| 1.8496e-05 |  | 0.00016005 |  | 1.8017e-05 |  | -2.9923e-07 |  | 2.7689e-06 |  | 7.2821e-05 |  | 9.614e-07 |  | 0.00013963 |  | 0.030191 |  | -0.00011572 |  | 2.1184e-05 |  | 1.2633e-06 |  | 9.5156e-07 |  | 5.4096e-06 |  | 0.00023835 |  | 0.0087821 |  | 0.000139 |  | 0.027865 |  | 0.0041667 |  | 0.033902
| 1.8496e-05 |  | 0.00015748 |  | 1.8017e-05 |  | 2.3514e-05 |  | 1.7313e-06 |  | 7.1939e-05 |  | 1.0137e-06 |  | 6.2059e-05 |  | 0.030209 |  | -0.00015656 |  | -0.0002779 |  | 1.2974e-06 |  | 6.6167e-07 |  | 5.4096e-06 |  | 0.00017295 |  | 0.0086359 |  | 7.2196e-06 |  | 0.027945 |  | 0.0042224 |  | 0.033673
| 7.7351e-05 |  | 0.00014315 |  | 4.7045e-05 |  | 3.5426e-05 |  | 1.7311e-06 |  | 6.9164e-05 |  | 1.0136e-06 |  | -1.9392e-05 |  | 0.029606 |  | -0.0003385 |  | -0.00031154 |  | 1.3277e-06 |  | 7.3736e-07 |  | 2.1639e-06 |  | 0.0001477 |  | 0.0086217 |  | -9.4707e-05 |  | 0.028734 |  | 0.0042722 |  | 0.033551
| 7.7358e-05 |  | 0.00015488 |  | 4.7049e-05 |  | -2.7509e-05 |  | 8.6564e-07 |  | 6.8331e-05 |  | 9.8005e-07 |  | -0.00016678 |  | 0.029448 |  | -0.00032736 |  | -9.8449e-05 |  | 1.3872e-06 |  | 9.9575e-07 |  | 2.164e-06 |  | 0.00023274 |  | 0.0084087 |  | -2.6081e-05 |  | 0.029203 |  | 0.0043556 |  | 0.033555
| 3.6134e-05 |  | 0.0001516 |  | 8.718e-05 |  | -1.6819e-06 |  | 0 |  | 5.5432e-05 |  | 9.9921e-07 |  | -0.00025211 |  | 0.029747 |  | -0.00021225 |  | -0.00011714 |  | 1.2988e-06 |  | 1.1913e-06 |  | 0 |  | 0.00021495 |  | 0.0082508 |  | 9.8292e-05 |  | 0.029248 |  | 0.0044312 |  | 0.033568
| 3.6131e-05 |  | 0.00014532 |  | 8.7172e-05 |  | 9.4698e-06 |  | 8.6571e-07 |  | 6.4313e-05 |  | 1.0066e-06 |  | -0.0001629 |  | 0.029872 |  | -1.547e-05 |  | -0.0002293 |  | 1.1124e-06 |  | 1.3869e-06 |  | 0 |  | 0.00026252 |  | 0.0081657 |  | 0.00018421 |  | 0.029537 |  | 0.0045062 |  | 0.033516
| 7.8526e-05 |  | 0.00015412 |  | 6.005e-05 |  | 1.7647e-05 |  | 8.6571e-07 |  | 7.0037e-05 |  | 1.0409e-06 |  | -0.00037623 |  | 0.030059 |  | -0.00016027 |  | -0.00033397 |  | 9.9712e-07 |  | 1.4814e-06 |  | 0 |  | 0.00021742 |  | 0.008135 |  | 4.9994e-05 |  | 0.030195 |  | 0.0045353 |  | 0.03341
| 7.8526e-05 |  | 0.00013727 |  | 6.005e-05 |  | 5.3003e-05 |  | 8.6571e-07 |  | 6.6918e-05 |  | 1.0059e-06 |  | -0.0004732 |  | 0.030117 |  | -0.00026052 |  | -0.00019565 |  | 9.4188e-07 |  | 1.3999e-06 |  | 1.8243e-05 |  | 4.5199e-05 |  | 0.0077694 |  | 7.8714e-05 |  | 0.031089 |  | 0.0045553 |  | 0.033267
| 6.6978e-05 |  | 0.00010327 |  | 9.2384e-05 |  | 1.3726e-05 |  | 2.7696e-06 |  | 6.4241e-05 |  | 9.5372e-07 |  | -0.00022884 |  | 0.02979 |  | -0.00026795 |  | -0.00026295 |  | 1.0351e-06 |  | 1.0845e-06 |  | 1.8243e-05 |  | -4.9242e-09 |  | 0.0074187 |  | 0.00011325 |  | 0.031545 |  | 0.0045586 |  | 0.033068
| 6.6984e-05 |  | 0.00012353 |  | 9.2392e-05 |  | -3.3387e-06 |  | 3.8082e-06 |  | 7.0788e-05 |  | 9.3663e-07 |  | -5.4302e-05 |  | 0.029714 |  | -0.00031251 |  | -0.00031903 |  | 1.1629e-06 |  | 1.141e-06 |  | 0 |  | 0.00015003 |  | 0.0070918 |  | 3.849e-05 |  | 0.031747 |  | 0.004573 |  | 0.0329
| 0 |  | 0.00014674 |  | 4.9064e-05 |  | 6.1671e-06 |  | 1.9041e-06 |  | 7.5902e-05 |  | 9.5776e-07 |  | 0.000128 |  | 0.029796 |  | -0.00031251 |  | 3.614e-05 |  | 1.2479e-06 |  | 1.3113e-06 |  | 0 |  | 0.00018232 |  | 0.0065321 |  | 1.3254e-05 |  | 0.03237 |  | 0.0045683 |  | 0.032815
| 0 |  | 0.00013532 |  | 4.9068e-05 |  | -3.3873e-05 |  | 0 |  | 6.7851e-05 |  | 1.0424e-06 |  | 0.00024688 |  | 0.029869 |  | -0.00037258 |  | 0.00043172 |  | 1.3198e-06 |  | 1.3179e-06 |  | 1.7162e-05 |  | -2.5472e-05 |  | 0.0065757 |  | -5.7721e-05 |  | 0.032801 |  | 0.004568 |  | 0.032836
| 0 |  | 0.00011883 |  | 2.704e-05 |  | -1.2719e-05 |  | 0 |  | 6.2234e-05 |  | 1.0562e-06 |  | 6.9814e-05 |  | 0.02987 |  | -0.00016399 |  | 0.00040626 |  | 1.2955e-06 |  | 1.2297e-06 |  | 1.7164e-05 |  | 4.6852e-05 |  | 0.0063122 |  | -7.0072e-05 |  | 0.032816 |  | 0.0045511 |  | 0.032974
| 0 |  | 0.00013306 |  | 2.7038e-05 |  | -1.1158e-05 |  | 0 |  | 6.0855e-05 |  | 1.0206e-06 |  | -5.43e-05 |  | 0.02935 |  | -0.00027537 |  | 0.00018942 |  | 1.2287e-06 |  | 1.11e-06 |  | 0 |  | 5.292e-05 |  | 0.0060741 |  | -1.6378e-05 |  | 0.033228 |  | 0.0045442 |  | 0.033169
| 0.00010166 |  | 0.00013552 |  | 0.00010512 |  | -8.0405e-06 |  | 0 |  | 5.4683e-05 |  | 9.3018e-07 |  | 1.5515e-05 |  | 0.02883 |  | -0.00010458 |  | 0.00017447 |  | 1.1852e-06 |  | 1.1418e-06 |  | 6.4961e-06 |  | 3.0259e-05 |  | 0.0062574 |  | -3.3542e-05 |  | 0.033726 |  | 0.004517 |  | 0.033238
| 0.00010166 |  | 0.00011791 |  | 0.00010512 |  | 4.8085e-05 |  | 0 |  | 4.5126e-05 |  | 8.2646e-07 |  | -0.00013963 |  | 0.028804 |  | -8.0446e-06 |  | 0.00010343 |  | 1.1127e-06 |  | 9.4622e-07 |  | 6.4961e-06 |  | 0.00025413 |  | 0.0060521 |  | -3.0721e-05 |  | 0.034231 |  | 0.0045071 |  | 0.033057
| 0 |  | 0.00014166 |  | 8.6062e-05 |  | 2.3243e-05 |  | 1.9044e-06 |  | 4.8573e-05 |  | 8.0928e-07 |  | 0.0001086 |  | 0.028728 |  | -0.00019369 |  | -0.0001807 |  | 1.045e-06 |  | 7.571e-07 |  | 2.2735e-05 |  | 0.00028293 |  | 0.0058139 |  | -5.2332e-05 |  | 0.03465 |  | 0.004489 |  | 0.032724
| 0 |  | 0.00016028 |  | 8.607e-05 |  | 1.3594e-05 |  | 1.9044e-06 |  | 5.8255e-05 |  | 9.2291e-07 |  | 9.3088e-05 |  | 0.028451 |  | -0.00037191 |  | -0.00039006 |  | 9.7596e-07 |  | 6.8133e-07 |  | 2.2737e-05 |  | 0.00020215 |  | 0.0056739 |  | -8.1452e-05 |  | 0.034948 |  | 0.0044863 |  | 0.032437
| 6.643e-05 |  | 0.00014935 |  | 2.8046e-05 |  | 2.9436e-06 |  | 1.9046e-06 |  | 5.68e-05 |  | 1.1153e-06 |  | -0.0001823 |  | 0.028197 |  | -0.00045358 |  | -0.00026668 |  | 9.6223e-07 |  | 7.8826e-07 |  | 0 |  | 0.00011592 |  | 0.0055566 |  | -0.00010744 |  | 0.035777 |  | 0.0044677 |  | 0.032297
| 6.6436e-05 |  | 0.00013609 |  | 2.8049e-05 |  | -3.3834e-05 |  | 3.8091e-06 |  | 5.8509e-05 |  | 1.1536e-06 |  | 1.1636e-05 |  | 0.027992 |  | -0.00021225 |  | -0.000162 |  | 1.0506e-06 |  | 9.0161e-07 |  | 0 |  | 6.8569e-05 |  | 0.0055679 |  | 3.2493e-05 |  | 0.036532 |  | 0.0044824 |  | 0.032258
| 5.0688e-05 |  | 0.00014352 |  | 4.3075e-05 |  | -4.1011e-05 |  | 2.7706e-06 |  | 6.9253e-05 |  | 1.0584e-06 |  | -0.0001823 |  | 0.028084 |  | -0.00024939 |  | -0.00026668 |  | 1.1197e-06 |  | 9.2687e-07 |  | 6.1814e-05 |  | 0.00017732 |  | 0.0057577 |  | 0.00026335 |  | 0.037016 |  | 0.0044935 |  | 0.032288
| 5.0692e-05 |  | 0.00014308 |  | 4.3079e-05 |  | 1.3734e-05 |  | 8.6608e-07 |  | 7.0778e-05 |  | 9.4289e-07 |  | -0.00013576 |  | 0.028113 |  | -0.00018998 |  | -0.00029659 |  | 1.1564e-06 |  | 1.0092e-06 |  | 6.1819e-05 |  | 0.00030173 |  | 0.0060033 |  | 8.8116e-05 |  | 0.037493 |  | 0.0045469 |  | 0.032321
| 3.4084e-05 |  | 0.00013167 |  | 7.2219e-05 |  | 1.8213e-06 |  | 0 |  | 5.4224e-05 |  | 8.8871e-07 |  | 0.0001629 |  | 0.028182 |  | 8.4778e-05 |  | 6.6048e-05 |  | 1.1965e-06 |  | 1.1038e-06 |  | 0 |  | 0.00027345 |  | 0.0060856 |  | -5.4168e-05 |  | 0.037869 |  | 0.0045744 |  | 0.032263
| 3.4087e-05 |  | 0.00013432 |  | 7.2225e-05 |  | -6.5932e-05 |  | 8.6608e-07 |  | 4.7935e-05 |  | 9.2769e-07 |  | -5.818e-05 |  | 0.02782 |  | -1.9184e-05 |  | 0.00010717 |  | 1.193e-06 |  | 1.2048e-06 |  | 0 |  | 0.00025779 |  | 0.0061853 |  | 4.3835e-05 |  | 0.03831 |  | 0.0046525 |  | 0.032112
| 1.8514e-05 |  | 0.00011539 |  | 1.4027e-05 |  | -3.2155e-06 |  | 8.6615e-07 |  | 7.3095e-05 |  | 1.0216e-06 |  | -0.0001086 |  | 0.027479 |  | -0.00013057 |  | 0.00013335 |  | 1.0868e-06 |  | 1.1233e-06 |  | 0 |  | 0.00028495 |  | 0.006374 |  | 9.9872e-06 |  | 0.03862 |  | 0.004729 |  | 0.031923
| 1.8515e-05 |  | 0.0001125 |  | 1.4028e-05 |  | -7.1401e-06 |  | 8.6615e-07 |  | 8.0834e-05 |  | 1.1293e-06 |  | -4.0472e-05 |  | 0.027337 |  | -0.00025635 |  | 0.00029129 |  | 9.0367e-07 |  | 9.5294e-07 |  | 7.6854e-05 |  | 0.00013889 |  | 0.005706 |  | -0.00014011 |  | 0.038481 |  | 0.0048456 |  | 0.031769
| 1.3324e-05 |  | 0.00012767 |  | 8.4366e-05 |  | -2.5798e-05 |  | 2.771e-06 |  | 6.8416e-05 |  | 1.1115e-06 |  | 7.7574e-06 |  | 0.027124 |  | -0.00028651 |  | -5.7331e-05 |  | 8.7327e-07 |  | 7.8256e-07 |  | 7.6854e-05 |  | 9.9168e-05 |  | 0.0056894 |  | -9.5915e-05 |  | 0.03868 |  | 0.004918 |  | 0.031688
| 1.3325e-05 |  | 0.0001285 |  | 8.4373e-05 |  | 2.9303e-05 |  | 2.771e-06 |  | 6.8878e-05 |  | 9.9121e-07 |  | -2.3272e-05 |  | 0.026996 |  | -0.00014913 |  | -0.00023678 |  | 1.0211e-06 |  | 7.3203e-07 |  | 1.1751e-05 |  | 0.00015385 |  | 0.0055509 |  | 3.4413e-05 |  | 0.039286 |  | 0.004964 |  | 0.031646
| 6.8192e-05 |  | 0.00012225 |  | 0.0001595 |  | 2.4936e-05 |  | 8.6623e-07 |  | 8.0994e-05 |  | 8.8952e-07 |  | -0.00013187 |  | 0.027101 |  | -0.00050557 |  | -0.00012836 |  | 1.1628e-06 |  | 8.1372e-07 |  | 1.1751e-05 |  | 0.00011146 |  | 0.0053747 |  | 2.7466e-06 |  | 0.039992 |  | 0.0049607 |  | 0.031639
| 6.8198e-05 |  | 0.00012536 |  | 0.00015951 |  | -5.6685e-05 |  | 8.663e-07 |  | 7.8927e-05 |  | 8.6646e-07 |  | -6.5936e-05 |  | 0.027037 |  | -0.00062067 |  | -9.0971e-05 |  | 1.2127e-06 |  | 9.0191e-07 |  | 0 |  | 0.00020968 |  | 0.0053647 |  | -5.8901e-05 |  | 0.040941 |  | 0.0049889 |  | 0.031651
| 8.727e-05 |  | 0.00013284 |  | 4.3094e-05 |  | -9.1339e-05 |  | 1.7325e-06 |  | 6.7272e-05 |  | 8.6639e-07 |  | 0.00020169 |  | 0.026346 |  | -0.00014542 |  | -1.2455e-06 |  | 1.205e-06 |  | 9.1479e-07 |  | 0 |  | 0.00013662 |  | 0.0045212 |  | -1.8346e-06 |  | 0.041305 |  | 0.0050707 |  | 0.031688
| 8.7278e-05 |  | 0.00013741 |  | 4.3097e-05 |  | 1.2297e-06 |  | 1.7326e-06 |  | 6.8398e-05 |  | 8.5258e-07 |  | 0.00025211 |  | 0.026086 |  | 0.00015904 |  | 8.848e-05 |  | 1.1712e-06 |  | 9.531e-07 |  | 0 |  | 4.6634e-05 |  | 0.0044671 |  | -8.4435e-05 |  | 0.041591 |  | 0.0052237 |  | 0.031719
| 0 |  | 0.00013363 |  | 6.3002e-05 |  | -6.1879e-06 |  | 1.7326e-06 |  | 6.4387e-05 |  | 9.3123e-07 |  | -3.8788e-05 |  | 0.026276 |  | -0.00015656 |  | -0.00018817 |  | 1.0918e-06 |  | 9.531e-07 |  | 0 |  | 0.00010086 |  | 0.0044031 |  | -0.00023096 |  | 0.042083 |  | 0.005365 |  | 0.031656
| 0 |  | 0.00012459 |  | 6.3007e-05 |  | -4.6867e-05 |  | 1.7327e-06 |  | 5.7615e-05 |  | 1.0371e-06 |  | -6.9817e-05 |  | 0.026409 |  | -0.00033478 |  | -0.00050595 |  | 1.0539e-06 |  | 8.2682e-07 |  | 2.6943e-05 |  | 0.00020424 |  | 0.0045114 |  | -0.00016464 |  | 0.042133 |  | 0.005466 |  | 0.03152
| 5.1758e-05 |  | 0.00012785 |  | 4.711e-05 |  | -1.0902e-05 |  | 8.663e-07 |  | 5.0783e-05 |  | 1.0786e-06 |  | 0.00014351 |  | 0.026323 |  | 4.0223e-05 |  | -0.00054708 |  | 1.0897e-06 |  | 7.1272e-07 |  | 2.6943e-05 |  | 0.00016601 |  | 0.0046752 |  | 4.2859e-05 |  | 0.042149 |  | 0.0055208 |  | 0.031352
| 5.1762e-05 |  | 0.00012038 |  | 4.7114e-05 |  | -5.0419e-06 |  | 0 |  | 4.1134e-05 |  | 1.098e-06 |  | 8.921e-05 |  | 0.02609 |  | 6.6212e-05 |  | -0.00024052 |  | 1.177e-06 |  | 7.2515e-07 |  | 0 |  | 9.3921e-05 |  | 0.0048856 |  | 2.4854e-05 |  | 0.042409 |  | 0.0055674 |  | 0.031258
| 0 |  | 0.00011061 |  | 3.7093e-05 |  | -5.1253e-05 |  | 0 |  | 4.8618e-05 |  | 1.1547e-06 |  | 1.2142e-05 |  | 0.025905 |  | -0.00012463 |  | -0.00016125 |  | 1.2038e-06 |  | 8.832e-07 |  | 0 |  | 0.00017517 |  | 0.0047903 |  | -0.00014379 |  | 0.042764 |  | 0.0056359 |  | 0.031242
| 0 |  | 0.00011921 |  | 3.709e-05 |  | -5.7824e-05 |  | 0 |  | 5.0203e-05 |  | 1.2361e-06 |  | -8.1453e-05 |  | 0.02588 |  | -0.00012686 |  | -0.00035268 |  | 1.1666e-06 |  | 9.0271e-07 |  | 1.8265e-05 |  | 0.00010012 |  | 0.0047454 |  | -0.00011492 |  | 0.043413 |  | 0.0056866 |  | 0.031283
| 0 |  | 0.00012961 |  | 0.00012952 |  | -3.3376e-05 |  | 0 |  | 6.0758e-05 |  | 1.2328e-06 |  | -0.00015127 |  | 0.025739 |  | -0.00023082 |  | -0.00012088 |  | 1.1583e-06 |  | 9.0919e-07 |  | 1.8268e-05 |  | 0.0001033 |  | 0.0042866 |  | -0.00010791 |  | 0.043926 |  | 0.0057427 |  | 0.031332
| 0 |  | 0.0001204 |  | 0.00012951 |  | -4.991e-05 |  | 8.6645e-07 |  | 5.7643e-05 |  | 1.1608e-06 |  | -0.00012412 |  | 0.02562 |  | -0.00034221 |  | 2.4927e-06 |  | 1.1811e-06 |  | 1.0103e-06 |  | 1.8266e-05 |  | 0.00019477 |  | 0.0042002 |  | -1.0605e-05 |  | 0.043756 |  | 0.005756 |  | 0.031319
| 5.0215e-06 |  | 9.5605e-05 |  | 7.1125e-05 |  | -2.4738e-05 |  | 8.6652e-07 |  | 4.1593e-05 |  | 1.0901e-06 |  | 2.3273e-05 |  | 0.025486 |  | -0.00039418 |  | -0.00027042 |  | 1.1819e-06 |  | 1.1555e-06 |  | 1.827e-05 |  | 0.00024955 |  | 0.0041461 |  | 2.0814e-05 |  | 0.044301 |  | 0.0058092 |  | 0.031245
| 5.0215e-06 |  | 0.00010352 |  | 7.1125e-05 |  | 1.4001e-05 |  | 8.6652e-07 |  | 5.7483e-05 |  | 9.9295e-07 |  | 8.1452e-05 |  | 0.025356 |  | -0.00016398 |  | -0.00025547 |  | 1.1522e-06 |  | 1.2625e-06 |  | 2.1525e-05 |  | 0.00029424 |  | 0.0034229 |  | -0.00018976 |  | 0.045384 |  | 0.0058353 |  | 0.031187
| 0 |  | 0.00012927 |  | 1.7046e-05 |  | -7.6922e-06 |  | 2.7722e-06 |  | 5.8012e-05 |  | 9.4998e-07 |  | -0.00027926 |  | 0.02527 |  | -6.18e-07 |  | -0.00029286 |  | 1.1937e-06 |  | 1.2683e-06 |  | 2.1525e-05 |  | 0.00031996 |  | 0.0033339 |  | -0.00031301 |  | 0.045661 |  | 0.0058686 |  | 0.031128
| 0 |  | 0.00011902 |  | 1.7048e-05 |  | -6.8717e-06 |  | 1.9059e-06 |  | 4.9263e-05 |  | 9.8378e-07 |  | -4.6539e-05 |  | 0.024996 |  | -4.1461e-05 |  | -0.00042371 |  | 1.2408e-06 |  | 1.1044e-06 |  | 0 |  | 0.00032195 |  | 0.0031917 |  | -0.00023855 |  | 0.045539 |  | 0.0058445 |  | 0.03106
| 2.5804e-05 |  | 0.00014166 |  | 2.7075e-05 |  | -6.0721e-06 |  | 0 |  | 5.6152e-05 |  | 1.0016e-06 |  | 0.00033745 |  | 0.025213 |  | -3.7748e-05 |  | -0.00020313 |  | 1.1986e-06 |  | 9.8453e-07 |  | 0 |  | 0.00031375 |  | 0.0028892 |  | -0.00010675 |  | 0.04591 |  | 0.0058149 |  | 0.030949
| 2.5806e-05 |  | 0.00016594 |  | 2.7077e-05 |  | -8.8172e-06 |  | 8.6659e-07 |  | 6.466e-05 |  | 9.6461e-07 |  | 0.00020945 |  | 0.025417 |  | 9.9624e-05 |  | 0.0001296 |  | 1.1855e-06 |  | 1.0351e-06 |  | 0 |  | 0.00025534 |  | 0.0027536 |  | -4.4076e-05 |  | 0.046417 |  | 0.0057717 |  | 0.030839
| 2.061e-05 |  | 0.00013498 |  | 7.6342e-05 |  | 2.1165e-05 |  | 1.7333e-06 |  | 7.0096e-05 |  | 9.2171e-07 |  | -1.5515e-05 |  | 0.025144 |  | -0.00015286 |  | 2.491e-06 |  | 1.2277e-06 |  | 1.0669e-06 |  | 0 |  | 0.00015165 |  | 0.0025839 |  | 6.5312e-05 |  | 0.046869 |  | 0.0057459 |  | 0.030811
| 2.0612e-05 |  | 0.00010664 |  | 7.6349e-05 |  | 2.2973e-05 |  | 8.6667e-07 |  | 7.3865e-05 |  | 9.0055e-07 |  | -0.00017403 |  | 0.025158 |  | -0.0006283 |  | -0.00013784 |  | 1.2346e-06 |  | 1.0099e-06 |  | 1.2846e-05 |  | 9.4833e-05 |  | 0.0023013 |  | -9.5425e-05 |  | 0.047444 |  | 0.0057213 |  | 0.030843
| 3.5161e-05 |  | 0.00010457 |  | 0.00011221 |  | 2.1839e-05 |  | 8.6667e-07 |  | 6.0273e-05 |  | 8.7939e-07 |  | -0.0002715 |  | 0.025312 |  | -0.00047959 |  | 0.00018194 |  | 1.1123e-06 |  | 8.5822e-07 |  | 1.2846e-05 |  | 8.5674e-05 |  | 0.0022863 |  | -0.0001967 |  | 0.047241 |  | 0.0057113 |  | 0.030897
| 3.5164e-05 |  | 0.00011154 |  | 0.00011222 |  | 2.251e-06 |  | 8.6674e-07 |  | 4.9603e-05 |  | 8.5434e-07 |  | -0.0004344 |  | 0.025278 |  | -0.00032364 |  | 0.00020811 |  | 9.9761e-07 |  | 1.0165e-06 |  | 0 |  | 0.00019749 |  | 0.0024196 |  | -3.2196e-05 |  | 0.047452 |  | 0.0056942 |  | 0.030926
| 9.4287e-05 |  | 8.5637e-05 |  | 3.9118e-05 |  | 2.5406e-05 |  | 8.6674e-07 |  | 4.1701e-05 |  | 8.7286e-07 |  | -0.00029478 |  | 0.025114 |  | -0.00011943 |  | -6.4806e-05 |  | 1.0633e-06 |  | 1.1429e-06 |  | 0 |  | 0.00022604 |  | 0.0026782 |  | -4.5029e-05 |  | 0.048338 |  | 0.0056659 |  | 0.030911
| 9.4296e-05 |  | 8.7886e-05 |  | 3.9122e-05 |  | 7.1895e-05 |  | 1.7335e-06 |  | 3.7812e-05 |  | 9.6212e-07 |  | -2.7152e-05 |  | 0.024723 |  | -0.00028652 |  | -5.7328e-05 |  | 1.1843e-06 |  | 1.1552e-06 |  | 0 |  | 0.00015622 |  | 0.002828 |  | -6.5354e-05 |  | 0.048712 |  | 0.0056309 |  | 0.030845
| 0 |  | 0.0001199 |  | 2.4077e-05 |  | -1.0016e-07 |  | 1.7335e-06 |  | 5.6285e-05 |  | 1.0527e-06 |  | -0.00010472 |  | 0.02447 |  | -0.00047959 |  | -4.6108e-05 |  | 1.2341e-06 |  | 1.1805e-06 |  | 1.3013e-05 |  | 0.0002333 |  | 0.0026965 |  | -0.00010031 |  | 0.048915 |  | 0.0056052 |  | 0.030738
| 0 |  | 0.00012536 |  | 2.4077e-05 |  | -6.4767e-06 |  | 8.6681e-07 |  | 6.2832e-05 |  | 1.0806e-06 |  | -0.0002909 |  | 0.024612 |  | -0.00018255 |  | -0.00036015 |  | 1.2017e-06 |  | 1.1618e-06 |  | 1.3013e-05 |  | 0.00026741 |  | 0.0026102 |  | 6.6192e-05 |  | 0.049211 |  | 0.0055839 |  | 0.030612
| 4.4526e-05 |  | 0.00013288 |  | 2.3074e-05 |  | 4.3692e-05 |  | 0 |  | 6.591e-05 |  | 1.0356e-06 |  | -0.00013575 |  | 0.024608 |  | 6.807e-06 |  | -0.00027417 |  | 1.2245e-06 |  | 9.7246e-07 |  | 0 |  | 0.00027924 |  | 0.0026661 |  | 8.7956e-05 |  | 0.049657 |  | 0.0055543 |  | 0.030517
| 4.453e-05 |  | 0.00011315 |  | 2.3076e-05 |  | 5.5236e-05 |  | 1.9065e-06 |  | 7.5803e-05 |  | 9.3716e-07 |  | 1.5515e-05 |  | 0.024617 |  | 1.7946e-05 |  | -0.00019191 |  | 1.2647e-06 |  | 6.1919e-07 |  | 5.2488e-06 |  | 0.00025918 |  | 0.0027549 |  | 4.1112e-05 |  | 0.050385 |  | 0.005509 |  | 0.030504
| 3.3094e-05 |  | 0.00010853 |  | 0.00010762 |  | 4.4076e-05 |  | 1.9065e-06 |  | 6.7427e-05 |  | 8.8094e-07 |  | -4.0473e-05 |  | 0.024661 |  | -0.00034546 |  | -0.00019245 |  | 1.2135e-06 |  | 6.756e-07 |  | 5.2488e-06 |  | 0.00023845 |  | 0.0029248 |  | 0.00013126 |  | 0.050986 |  | 0.0054719 |  | 0.03054
| 3.3097e-05 |  | 7.8664e-05 |  | 0.00010763 |  | -2.742e-06 |  | 8.6689e-07 |  | 4.3434e-05 |  | 8.8094e-07 |  | -0.00014739 |  | 0.02453 |  | -0.00049815 |  | -2.7416e-05 |  | 1.0759e-06 |  | 9.7838e-07 |  | 0 |  | 0.00022393 |  | 0.0026837 |  | 3.3971e-05 |  | 0.051619 |  | 0.0054448 |  | 0.030533
| 4.2458e-05 |  | 7.073e-05 |  | 6.9444e-05 |  | -1.7301e-05 |  | 1.7338e-06 |  | 3.93e-05 |  | 9.6361e-07 |  | -0.00019781 |  | 0.024504 |  | -9.3442e-05 |  | -4.6108e-05 |  | 1.0275e-06 |  | 1.1807e-06 |  | 1.7356e-05 |  | 0.00026105 |  | 0.0026994 |  | 2.7633e-05 |  | 0.05153 |  | 0.0054395 |  | 0.030492
| 4.2458e-05 |  | 0.00011501 |  | 6.9444e-05 |  | 7.032e-06 |  | 8.6696e-07 |  | 4.9363e-05 |  | 1.0794e-06 |  | -0.00019393 |  | 0.024443 |  | 0.00011448 |  | -1.2455e-06 |  | 1.0739e-06 |  | 1.042e-06 |  | 1.7356e-05 |  | 0.00025466 |  | 0.0027845 |  | -5.1433e-05 |  | 0.051903 |  | 0.0054418 |  | 0.030446
| 6.1342e-05 |  | 0.00010342 |  | 8.6226e-05 |  | 3.4272e-05 |  | 8.6696e-07 |  | 4.77e-05 |  | 1.1224e-06 |  | -0.00015127 |  | 0.024353 |  | 8.1066e-05 |  | -1.2461e-05 |  | 1.1555e-06 |  | 8.2738e-07 |  | 0 |  | 0.00027823 |  | 0.0027935 |  | -3.2544e-05 |  | 0.052459 |  | 0.0054498 |  | 0.030447
| 6.1347e-05 |  | 0.00011694 |  | 8.6234e-05 |  | -6.277e-06 |  | 8.6696e-07 |  | 5.3618e-05 |  | 1.0867e-06 |  | 0.00028314 |  | 0.024255 |  | 6.9926e-05 |  | -0.00018817 |  | 1.2171e-06 |  | 7.1975e-07 |  | 0 |  | 0.000483 |  | 0.0029135 |  | 0.0001507 |  | 0.052556 |  | 0.0054568 |  | 0.030459
| 2.8946e-05 |  | 0.00013109 |  | 3.5128e-05 |  | -5.8138e-05 |  | 8.6703e-07 |  | 5.2923e-05 |  | 1.0379e-06 |  | 0.00034132 |  | 0.023992 |  | -0.00014171 |  | -0.00013583 |  | 1.2531e-06 |  | 6.1864e-07 |  | 0 |  | 0.00058178 |  | 0.0028902 |  | 5.0141e-05 |  | 0.053464 |  | 0.0054784 |  | 0.03047
| 2.8946e-05 |  | 0.00010568 |  | 3.5128e-05 |  | 1.1199e-05 |  | 2.7739e-06 |  | 4.4259e-05 |  | 9.9023e-07 |  | 3.8786e-06 |  | 0.023882 |  | -0.00012314 |  | -4.9851e-06 |  | 1.1771e-06 |  | 5.5574e-07 |  | 0 |  | 0.00057498 |  | 0.0026548 |  | 1.9104e-05 |  | 0.054096 |  | 0.0054975 |  | 0.030473
| 0 |  | 0.00010885 |  | 7.6402e-05 |  | 3.3146e-05 |  | 2.7739e-06 |  | 5.7633e-05 |  | 9.3599e-07 |  | -0.0001619 |  | 0.023649 |  | -0.00026798 |  | -0.00015344 |  | 1.0208e-06 |  | 4.6755e-07 |  | 0 |  | 0.00036236 |  | 0.0025842 |  | 8.1118e-05 |  | 0.054458 |  | 0.0055087 |  | 0.030416
| 0 |  | 9.8885e-05 |  | 7.6408e-05 |  | 2.3113e-05 |  | 1.7342e-06 |  | 4.188e-05 |  | 9.8106e-07 |  | -0.00015127 |  | 0.023348 |  | -0.00021597 |  | -0.0003078 |  | 9.8351e-07 |  | 5.2401e-07 |  | 0 |  | 0.00024065 |  | 0.002516 |  | 4.5313e-05 |  | 0.055034 |  | 0.0055103 |  | 0.030325
| 5.9048e-05 |  | 0.00010694 |  | 4.4168e-05 |  | 7.2229e-05 |  | 8.6711e-07 |  | 4.1132e-05 |  | 1.032e-06 |  | -3.1029e-05 |  | 0.02339 |  | -0.00010087 |  | -0.00022182 |  | 1.0541e-06 |  | 6.8809e-07 |  | 2.2787e-05 |  | 0.00026865 |  | 0.0024371 |  | 1.1354e-05 |  | 0.055898 |  | 0.0055132 |  | 0.030259
| 5.9048e-05 |  | 0.00013157 |  | 4.4168e-05 |  | 3.0643e-05 |  | 8.6711e-07 |  | 6.3095e-05 |  | 1.0935e-06 |  | -3.1029e-05 |  | 0.023127 |  | -0.00016028 |  | 2.4925e-06 |  | 1.1751e-06 |  | 8.3984e-07 |  | 2.2787e-05 |  | 0.00021938 |  | 0.0024629 |  | 9.4302e-05 |  | 0.056753 |  | 0.0055198 |  | 0.03029
| 1.4388e-05 |  | 0.00011281 |  | 9.1466e-05 |  | -2.0261e-05 |  | 8.6718e-07 |  | 4.9988e-05 |  | 9.1366e-07 |  | -0.00027539 |  | 0.023122 |  | -0.00028652 |  | 6.2321e-06 |  | 1.0085e-06 |  | 7.3225e-07 |  | 0 |  | 0.00034389 |  | 0.0024629 |  | 0.00019289 |  | 0.056898 |  | 0.005509 |  | 0.030341
| 1.4391e-05 |  | 9.9917e-05 |  | 9.1482e-05 |  | -5.2643e-05 |  | 0 |  | -4.3352e-05 |  | 1.3265e-06 |  | -0.00044217 |  | 0.023281 |  | -0.00050557 |  | -0.00029285 |  | 1.5259e-06 |  | 1.1681e-06 |  | 0 |  | 0.00038547 |  | 0.0026036 |  | 9.9897e-05 |  | 0.057274 |  | 0.0055767 |  | 0.030389
| 4.4557e-05 |  | 0.00012249 |  | 0.00012332 |  | 5.743e-05 |  | 1.9071e-06 |  | 7.1104e-05 |  | 1.7532e-06 |  | 4.6538e-05 |  | 0.02287 |  | 1.0521e-05 |  | -8.7186e-06 |  | 2.0412e-06 |  | 1.661e-06 |  | 0.00012505 |  | 0.00036587 |  | 0.0024547 |  | 0.00036292 |  | 0.058947 |  | 0.0056541 |  | 0.030364
| 4.456e-05 |  | 0.00011116 |  | 0.00012333 |  | -3.1502e-05 |  | 1.9071e-06 |  | 6.5765e-05 |  | 2.2878e-06 |  | 0.00013575 |  | 0.022597 |  | 0.00018131 |  | 6.2307e-05 |  | 2.7799e-06 |  | 2.3116e-06 |  | 0.00012506 |  | 0.00033524 |  | 0.002458 |  | 0.00021728 |  | 0.060175 |  | 0.0057681 |  | 0.030344
| 2.4797e-05 |  | 0.00011505 |  | 8.2225e-05 |  | -2.4221e-05 |  | 2.948e-06 |  | 4.9998e-05 |  | 2.2628e-06 |  | -0.00010523 |  | 0.022319 |  | -0.00011688 |  | -0.00027438 |  | 2.8154e-06 |  | 2.3117e-06 |  | 3.6902e-05 |  | 0.00060484 |  | 0.002439 |  | 0.00013374 |  | 0.060808 |  | 0.0058142 |  | 0.030318
| 2.4797e-05 |  | 0.00012606 |  | 8.2225e-05 |  | -2.5045e-05 |  | 2.948e-06 |  | 4.7631e-05 |  | 2.1775e-06 |  | -0.00013187 |  | 0.022007 |  | -0.00014914 |  | -0.00033397 |  | 2.7816e-06 |  | 2.3117e-06 |  | 3.6902e-05 |  | 0.00056516 |  | 0.0024623 |  | 0.00018329 |  | 0.061496 |  | 0.0058575 |  | 0.030333
| 1.7515e-05 |  | 0.00014662 |  | 9.5551e-05 |  | -2.9359e-05 |  | 1.9075e-06 |  | 6.383e-05 |  | 2.1208e-06 |  | 8.1448e-05 |  | 0.021904 |  | 6.8071e-06 |  | -0.00016947 |  | 2.714e-06 |  | 2.3119e-06 |  | 3.4734e-05 |  | 0.00035694 |  | 0.002474 |  | 7.4015e-05 |  | 0.061906 |  | 0.005885 |  | 0.030395
| 1.7515e-05 |  | 0.00013194 |  | 9.5551e-05 |  | -8.7609e-06 |  | 1.9073e-06 |  | 4.4781e-05 |  | 2.2178e-06 |  | 3.8677e-06 |  | 0.021779 |  | 3.2798e-05 |  | -0.00018817 |  | 2.6432e-06 |  | 2.4253e-06 |  | 3.4734e-05 |  | 0.00033333 |  | 0.0024567 |  | 6.0549e-05 |  | 0.062214 |  | 0.0059203 |  | 0.030418
| 6.139e-05 |  | 9.5738e-05 |  | 7.2394e-05 |  | -1.7938e-05 |  | 1.9075e-06 |  | 2.2472e-05 |  | 2.3722e-06 |  | -2.7158e-05 |  | 0.02157 |  | -2.6609e-05 |  | -0.00016948 |  | 2.6386e-06 |  | 2.552e-06 |  | 8.9189e-05 |  | 0.00044145 |  | 0.0025665 |  | 7.986e-05 |  | 0.062897 |  | 0.0059719 |  | 0.030351
| 6.139e-05 |  | 0.00011939 |  | 7.2394e-05 |  | -5.2414e-05 |  | 1.9076e-06 |  | 3.1488e-05 |  | 2.4247e-06 |  | 1.1635e-05 |  | 0.021247 |  | -0.00010829 |  | -0.00010967 |  | 2.7405e-06 |  | 2.5652e-06 |  | 8.9189e-05 |  | 0.00045899 |  | 0.0025865 |  | 1.9053e-05 |  | 0.06382 |  | 0.0060285 |  | 0.030242
| 3.521e-05 |  | 0.00011669 |  | 5.8499e-05 |  | -2.3347e-05 |  | 1.9075e-06 |  | 3.5347e-05 |  | 2.3166e-06 |  | -0.00020169 |  | 0.020837 |  | 0.00016646 |  | -0.00022556 |  | 2.8371e-06 |  | 2.4508e-06 |  | 7.4717e-05 |  | 0.00037971 |  | 0.0025442 |  | 7.6474e-05 |  | 0.064922 |  | 0.0060696 |  | 0.030214
| 3.521e-05 |  | 5.199e-05 |  | 5.8499e-05 |  | 9.7437e-06 |  | 1.9076e-06 |  | 3.7981e-05 |  | 2.1507e-06 |  | -0.0004732 |  | 0.020556 |  | 0.00012933 |  | -3.1154e-05 |  | 2.8159e-06 |  | 2.2868e-06 |  | 7.4717e-05 |  | 0.00046418 |  | 0.0025242 |  | 0.00016548 |  | 0.065612 |  | 0.0060912 |  | 0.030305
| 4.3539e-05 |  | 8.2526e-05 |  | 7.8199e-05 |  | 3.5964e-06 |  | 1.9078e-06 |  | 5.3076e-05 |  | 2.0953e-06 |  | -0.00031974 |  | 0.020213 |  | -0.00019824 |  | 9.2327e-05 |  | 2.6785e-06 |  | 2.2371e-06 |  | 2.6057e-05 |  | 0.00048027 |  | 0.0024628 |  | 0.00015172 |  | 0.06609 |  | 0.0061091 |  | 0.03042
| 4.3539e-05 |  | 0.00013137 |  | 7.8199e-05 |  | 2.4476e-06 |  | 1.9076e-06 |  | 5.6365e-05 |  | 2.1633e-06 |  | 3.1029e-05 |  | 0.01989 |  | -0.00012686 |  | 0.00010343 |  | 2.6222e-06 |  | 2.2745e-06 |  | 2.6057e-05 |  | 0.0004588 |  | 0.002471 |  | 0.00010969 |  | 0.066997 |  | 0.0061345 |  | 0.030459
| 6.1406e-05 |  | 0.00011967 |  | 9.4426e-05 |  | -2.3132e-05 |  | 1.9078e-06 |  | 6.0368e-05 |  | 2.2872e-06 |  | 0.00017454 |  | 0.019622 |  | 1.7945e-05 |  | 0.00014456 |  | 2.7096e-06 |  | 2.4006e-06 |  | 0.00012397 |  | 0.00038659 |  | 0.0025344 |  | 7.8628e-05 |  | 0.068093 |  | 0.0061931 |  | 0.030471
| 6.1411e-05 |  | 6.826e-05 |  | 9.4434e-05 |  | -1.0592e-05 |  | 1.908e-06 |  | 6.6058e-05 |  | 2.4615e-06 |  | 0.00022108 |  | 0.019417 |  | 0.00016646 |  | 0.0001483 |  | 2.8171e-06 |  | 2.5649e-06 |  | 0.00012398 |  | 0.00030615 |  | 0.0025578 |  | 7.8015e-05 |  | 0.068665 |  | 0.0062551 |  | 0.030444
| 2.9495e-06 |  | 8.1263e-05 |  | 6.8363e-05 |  | 6.3014e-05 |  | 2.9488e-06 |  | 5.9818e-05 |  | 2.5162e-06 |  | 2.3273e-05 |  | 0.019358 |  | -7.4875e-05 |  | -0.00015453 |  | 2.8411e-06 |  | 2.603e-06 |  | 0.0001095 |  | 0.00043009 |  | 0.0025736 |  | 0.00023071 |  | 0.069134 |  | 0.0063117 |  | 0.030373
| 2.9495e-06 |  | 0.0001357 |  | 6.8363e-05 |  | 5.0137e-05 |  | 2.949e-06 |  | 5.5158e-05 |  | 2.4714e-06 |  | -8.1452e-05 |  | 0.019053 |  | -0.00041646 |  | -0.0002592 |  | 2.7659e-06 |  | 2.4391e-06 |  | 0.0001095 |  | 0.00059746 |  | 0.0025636 |  | 0.00031458 |  | 0.070015 |  | 0.0063367 |  | 0.030291
| 2.377e-05 |  | 8.4892e-05 |  | 8.9228e-05 |  | 2.4714e-05 |  | 2.949e-06 |  | 4.8516e-05 |  | 2.3682e-06 |  | -0.0001823 |  | 0.018938 |  | -0.00037191 |  | -0.00016574 |  | 2.6856e-06 |  | 2.2496e-06 |  | 3.2579e-06 |  | 0.00062948 |  | 0.0025979 |  | 0.00016824 |  | 0.071357 |  | 0.0063687 |  | 0.030239
| 2.377e-05 |  | 7.1625e-05 |  | 8.9228e-05 |  | 8.2925e-06 |  | 2.9493e-06 |  | 4.6467e-05 |  | 2.287e-06 |  | -0.00016594 |  | 0.018766 |  | -0.00027573 |  | -0.00016515 |  | 2.6346e-06 |  | 2.1868e-06 |  | 3.2579e-06 |  | 0.00062173 |  | 0.0026136 |  | 0.00021089 |  | 0.071908 |  | 0.0064141 |  | 0.030219
| 8.6338e-05 |  | 9.3642e-05 |  | 5.9104e-05 |  | -7.8366e-05 |  | 1.908e-06 |  | 4.0908e-05 |  | 2.3086e-06 |  | 8.9209e-05 |  | 0.018491 |  | -0.00010458 |  | -0.00016574 |  | 2.6649e-06 |  | 2.2619e-06 |  | 7.3011e-05 |  | 0.00064848 |  | 0.0025756 |  | 0.00015269 |  | 0.072453 |  | 0.0064856 |  | 0.030181
| 8.6346e-05 |  | 9.8256e-05 |  | 5.9109e-05 |  | -0.00010188 |  | 1.9083e-06 |  | 3.0085e-05 |  | 2.3706e-06 |  | 0.00014351 |  | 0.018389 |  | -0.00012314 |  | -0.0002779 |  | 2.6591e-06 |  | 2.2117e-06 |  | 7.3017e-05 |  | 0.00060109 |  | 0.0025147 |  | 3.1722e-05 |  | 0.073449 |  | 0.006556 |  | 0.030171
| 0 |  | 0.00013524 |  | 8.7505e-05 |  | -6.491e-05 |  | 1.9081e-06 |  | 5.2495e-05 |  | 2.4054e-06 |  | 5.4302e-05 |  | 0.018395 |  | -8.601e-05 |  | -0.00037136 |  | 2.6173e-06 |  | 2.0856e-06 |  | 3.6931e-05 |  | 0.00056121 |  | 0.0025365 |  | -0.0001464 |  | 0.074171 |  | 0.0066305 |  | 0.030218
| 0 |  | 0.00013801 |  | 8.7512e-05 |  | -2.6269e-05 |  | 1.9083e-06 |  | 6.6724e-05 |  | 2.4699e-06 |  | -2.3273e-05 |  | 0.018127 |  | -0.00012315 |  | -9.4703e-05 |  | 2.6335e-06 |  | 2.0858e-06 |  | 3.6934e-05 |  | 0.00062002 |  | 0.0025666 |  | -1.9512e-05 |  | 0.074869 |  | 0.0066825 |  | 0.030309
| 3.1066e-05 |  | 0.00010957 |  | 4.7232e-05 |  | -6.9622e-06 |  | 1.9083e-06 |  | 5.1523e-05 |  | 2.4977e-06 |  | -0.00012412 |  | 0.017984 |  | -8.602e-05 |  | -1.2461e-05 |  | 2.6715e-06 |  | 2.1993e-06 |  | 9.7944e-05 |  | 0.00066318 |  | 0.0025839 |  | 0.00010301 |  | 0.075407 |  | 0.0067395 |  | 0.03034
| 3.1066e-05 |  | 0.00010048 |  | 4.7232e-05 |  | -2.3361e-05 |  | 1.9083e-06 |  | 4.0679e-05 |  | 2.4639e-06 |  | -0.00027927 |  | 0.018142 |  | -0.00028734 |  | 6.1124e-05 |  | 2.7373e-06 |  | 2.237e-06 |  | 9.7944e-05 |  | 0.00062484 |  | 0.0025949 |  | -0.00016355 |  | 0.076425 |  | 0.0067949 |  | 0.030318
| 0 |  | 9.9774e-05 |  | 0.00010666 |  | -3.4795e-05 |  | 2.9498e-06 |  | 4.9365e-05 |  | 2.4012e-06 |  | -0.0003452 |  | 0.018 |  | -0.00037933 |  | 0.00027915 |  | 2.7687e-06 |  | 2.1612e-06 |  | 7.6056e-06 |  | 0.00049468 |  | 0.0025716 |  | -0.00015262 |  | 0.07728 |  | 0.006859 |  | 0.030303
| 0 |  | 8.367e-05 |  | 0.00010665 |  | -1.6717e-05 |  | 2.9498e-06 |  | 5.0036e-05 |  | 2.3873e-06 |  | -0.00023272 |  | 0.017834 |  | 1.052e-05 |  | -0.00011715 |  | 2.7126e-06 |  | 2.0094e-06 |  | 7.6049e-06 |  | 0.00052801 |  | 0.0024718 |  | -0.00016359 |  | 0.077813 |  | 0.0069135 |  | 0.030355
| 1.3367e-05 |  | 8.6918e-05 |  | 3.7193e-05 |  | -3.2777e-05 |  | 1.9084e-06 |  | 5.2325e-05 |  | 2.4615e-06 |  | -8.1452e-05 |  | 0.017895 |  | 0.00010334 |  | -0.00016201 |  | 2.6282e-06 |  | 1.9334e-06 |  | 7.3622e-05 |  | 0.00060815 |  | 0.002491 |  | -0.00014634 |  | 0.078371 |  | 0.0069743 |  | 0.030425
| 1.3366e-05 |  | 9.6891e-05 |  | 3.719e-05 |  | -4.5866e-05 |  | 1.9086e-06 |  | 4.3995e-05 |  | 2.4312e-06 |  | -0.00014351 |  | 0.017892 |  | 7.3639e-05 |  | 0.00012213 |  | 2.6173e-06 |  | 2.0095e-06 |  | 7.3616e-05 |  | 0.00056046 |  | 0.0025742 |  | -2.8028e-05 |  | 0.07976 |  | 0.0070342 |  | 0.030452
| 3.2118e-05 |  | 8.942e-05 |  | 1.709e-05 |  | -1.0507e-05 |  | 8.6777e-07 |  | 1.824e-05 |  | 2.3277e-06 |  | -0.00034908 |  | 0.017285 |  | -0.00017141 |  | -1.6201e-05 |  | 2.6904e-06 |  | 2.1612e-06 |  | 6.841e-05 |  | 0.00059184 |  | 0.0025552 |  | -7.9115e-06 |  | 0.080325 |  | 0.0070979 |  | 0.030385
| 3.2118e-05 |  | 9.7561e-05 |  | 1.709e-05 |  | -1.5928e-05 |  | 8.6791e-07 |  | 2.6971e-05 |  | 2.3003e-06 |  | -0.00018617 |  | 0.016871 |  | -0.00024567 |  | -0.0003938 |  | 2.7761e-06 |  | 2.3135e-06 |  | 6.841e-05 |  | 0.00059987 |  | 0.0024637 |  | -3.9443e-05 |  | 0.080111 |  | 0.0071612 |  | 0.030287
| 4.9826e-05 |  | 9.8895e-05 |  | 9.276e-05 |  | -7.8691e-05 |  | 2.95e-06 |  | 3.3413e-05 |  | 2.3895e-06 |  | 0 |  | 0.016962 |  | -0.00017499 |  | -8.7125e-05 |  | 2.7897e-06 |  | 2.3133e-06 |  | 7.5947e-05 |  | 0.00051627 |  | 0.0024322 |  | -3.9035e-05 |  | 0.080816 |  | 0.0072366 |  | 0.030223
| 4.9831e-05 |  | 0.00012399 |  | 9.2768e-05 |  | -7.029e-05 |  | 2.9503e-06 |  | 4.9866e-05 |  | 2.45e-06 |  | 5.0422e-05 |  | 0.016856 |  | -0.00024938 |  | 0.00020811 |  | 2.7719e-06 |  | 2.3135e-06 |  | 7.5954e-05 |  | 0.00049613 |  | 0.0024404 |  | -2.4539e-06 |  | 0.08115 |  | 0.0073019 |  | 0.030179
| 3.4205e-05 |  | 0.00012728 |  | 4.3232e-05 |  | -4.3405e-05 |  | 1.9088e-06 |  | 5.7405e-05 |  | 2.3957e-06 |  | -5.818e-05 |  | 0.016426 |  | -0.00026794 |  | 1.7446e-05 |  | 2.738e-06 |  | 2.3135e-06 |  | 3.369e-05 |  | 0.0006756 |  | 0.0022848 |  | 0.00011132 |  | 0.081635 |  | 0.007354 |  | 0.030155
| 3.4208e-05 |  | 0.00012451 |  | 4.3235e-05 |  | -3.0327e-05 |  | 1.9088e-06 |  | 5.4689e-05 |  | 2.3904e-06 |  | -6.5937e-05 |  | 0.01637 |  | 0.00013676 |  | 0.00010343 |  | 2.666e-06 |  | 2.5414e-06 |  | 3.3693e-05 |  | 0.00091798 |  | 0.0022599 |  | 0.00015927 |  | 0.082602 |  | 0.0074044 |  | 0.030179
| 1.6497e-05 |  | 0.00012965 |  | 9.1624e-05 |  | -2.5417e-05 |  | 1.9089e-06 |  | 5.4354e-05 |  | 2.4462e-06 |  | -1.5515e-05 |  | 0.016546 |  | 0.00028156 |  | -1.6201e-05 |  | 2.6357e-06 |  | 2.7694e-06 |  | 4.8913e-05 |  | 0.00076704 |  | 0.0024197 |  | 0.00016718 |  | 0.083384 |  | 0.007508 |  | 0.030238
| 1.6497e-05 |  | 0.00010987 |  | 9.1624e-05 |  | -3.3434e-05 |  | 1.9089e-06 |  | 4.1338e-05 |  | 2.4694e-06 |  | -0.000128 |  | 0.016458 |  | -0.0001677 |  | 0.00021559 |  | 2.5935e-06 |  | 2.8071e-06 |  | 4.8913e-05 |  | 0.00064578 |  | 0.0024774 |  | 0.00025143 |  | 0.083498 |  | 0.0076563 |  | 0.030274
| 7.5967e-05 |  | 0.00012382 |  | 9.3364e-05 |  | -1.4284e-05 |  | 1.9091e-06 |  | 3.7138e-05 |  | 2.4232e-06 |  | -0.00021856 |  | 0.01641 |  | 1.8733e-05 |  | 0.00040052 |  | 2.5716e-06 |  | 2.6171e-06 |  | 3.2609e-05 |  | 0.00079828 |  | 0.0022916 |  | 0.00014539 |  | 0.083753 |  | 0.0078124 |  | 0.030316
| 7.5973e-05 |  | 0.00015026 |  | 9.3372e-05 |  | 4.3588e-05 |  | 1.9089e-06 |  | 4.8977e-05 |  | 2.3667e-06 |  | -0.00017842 |  | 0.016127 |  | -9.3439e-05 |  | -0.00012835 |  | 2.6337e-06 |  | 2.3514e-06 |  | 3.2611e-05 |  | 0.00089175 |  | 0.0022243 |  | 4.5947e-05 |  | 0.08447 |  | 0.0079378 |  | 0.030386
| 5.5058e-05 |  | 0.00013213 |  | 6.148e-05 |  | 5.7522e-05 |  | 2.9508e-06 |  | 5.9473e-05 |  | 2.3583e-06 |  | -9.3087e-05 |  | 0.015537 |  | -0.0001974 |  | -0.00018817 |  | 2.7287e-06 |  | 2.2762e-06 |  | 5.7618e-05 |  | 0.00086648 |  | 0.0024158 |  | -0.00012904 |  | 0.08534 |  | 0.0080086 |  | 0.030468
| 5.5058e-05 |  | 0.00010818 |  | 6.148e-05 |  | -1.2478e-07 |  | 2.951e-06 |  | 4.4158e-05 |  | 2.4433e-06 |  | 9.6966e-05 |  | 0.015268 |  | -7.4869e-05 |  | -0.00013584 |  | 2.8162e-06 |  | 2.3141e-06 |  | 5.7618e-05 |  | 0.000771 |  | 0.002315 |  | -0.00024331 |  | 0.085497 |  | 0.008041 |  | 0.030483
| 2.3797e-05 |  | 0.00012126 |  | 3.4198e-05 |  | -2.9849e-05 |  | 8.6806e-07 |  | 4.6718e-05 |  | 2.5365e-06 |  | 3.8786e-05 |  | 0.015312 |  | -2.2896e-05 |  | -0.00035268 |  | 2.8014e-06 |  | 2.4275e-06 |  | 9.9769e-05 |  | 0.00085582 |  | 0.0021203 |  | -5.228e-05 |  | 0.08565 |  | 0.0080507 |  | 0.030437
| 2.3797e-05 |  | 0.00011676 |  | 3.4198e-05 |  | -3.4226e-05 |  | 8.6813e-07 |  | 4.6316e-05 |  | 2.5267e-06 |  | -9.3088e-05 |  | 0.015151 |  | -8.23e-05 |  | -0.00021434 |  | 2.8709e-06 |  | 2.5037e-06 |  | 9.9769e-05 |  | 0.00091492 |  | 0.0020012 |  | -7.5509e-05 |  | 0.086709 |  | 0.0080557 |  | 0.030419
| 6.5551e-05 |  | 9.4045e-05 |  | 7.9474e-05 |  | -4.908e-05 |  | 2.951e-06 |  | 2.2434e-05 |  | 2.43e-06 |  | -0.00013761 |  | 0.014838 |  | -0.00028346 |  | 6.892e-05 |  | 2.9596e-06 |  | 2.4654e-06 |  | 0.00010558 |  | 0.00085393 |  | 0.0020363 |  | -8.1406e-05 |  | 0.087344 |  | 0.0080695 |  | 0.030431
| 6.5551e-05 |  | 8.8685e-05 |  | 7.9474e-05 |  | -2.6499e-05 |  | 2.9513e-06 |  | 1.936e-05 |  | 2.3104e-06 |  | -0.00020169 |  | 0.014584 |  | 4.3937e-05 |  | -1.9939e-05 |  | 2.9425e-06 |  | 2.352e-06 |  | 0.00010558 |  | 0.00081769 |  | 0.0020338 |  | 7.4435e-05 |  | 0.086982 |  | 0.008122 |  | 0.030462
| 2.1716e-05 |  | 8.225e-05 |  | 6.9618e-05 |  | -1.4475e-05 |  | 1.9092e-06 |  | 3.1481e-05 |  | 2.2896e-06 |  | -0.00017454 |  | 0.014804 |  | -0.0002828 |  | -0.00023678 |  | 2.8266e-06 |  | 2.2764e-06 |  | 6.8458e-05 |  | 0.00087138 |  | 0.0018173 |  | 0.00012438 |  | 0.087113 |  | 0.0082036 |  | 0.030513
| 2.1716e-05 |  | 9.8226e-05 |  | 6.9618e-05 |  | -2.4055e-05 |  | 1.9096e-06 |  | 4.0148e-05 |  | 2.3258e-06 |  | -0.00014351 |  | 0.014946 |  | -0.00052414 |  | -0.00017696 |  | 2.7121e-06 |  | 2.3528e-06 |  | 6.8458e-05 |  | 0.00092303 |  | 0.0018847 |  | 1.9439e-05 |  | 0.087306 |  | 0.0082777 |  | 0.03054
| 3.1101e-05 |  | 0.00010452 |  | 0.00011082 |  | 3.3236e-05 |  | 1.9094e-06 |  | 4.7042e-05 |  | 2.3753e-06 |  | 3.1029e-05 |  | 0.014951 |  | -0.00035334 |  | 7.3525e-05 |  | 2.7244e-06 |  | 2.5039e-06 |  | 0.00013287 |  | 0.00076866 |  | 0.0021747 |  | -0.00012387 |  | 0.087606 |  | 0.008304 |  | 0.030533
| 3.1103e-05 |  | 9.5424e-05 |  | 0.00011083 |  | 3.2852e-05 |  | 1.9096e-06 |  | 4.3873e-05 |  | 2.4848e-06 |  | 9.6966e-05 |  | 0.014778 |  | -0.00014913 |  | 0.00020811 |  | 2.665e-06 |  | 2.4658e-06 |  | 0.00013288 |  | 0.00090409 |  | 0.0019065 |  | -4.3714e-05 |  | 0.08808 |  | 0.008304 |  | 0.030539
| 2.9018e-05 |  | 0.00010262 |  | 1.9117e-05 |  | -4.1854e-05 |  | 3.9928e-06 |  | 4.3005e-05 |  | 2.5437e-06 |  | 4.8567e-05 |  | 0.01445 |  | -7.8133e-05 |  | 0.00037321 |  | 2.5923e-06 |  | 2.2892e-06 |  | 0 |  | 0.0011659 |  | 0.0016576 |  | 4.2425e-05 |  | 0.087553 |  | 0.008307 |  | 0.030595
| 2.9018e-05 |  | 0.00011654 |  | 1.9117e-05 |  | -7.3557e-05 |  | 3.9928e-06 |  | 6.1316e-05 |  | 2.457e-06 |  | -0.00012412 |  | 0.014374 |  | -0.00010087 |  | 0.00037635 |  | 2.5861e-06 |  | 2.1502e-06 |  | 0 |  | 0.0010032 |  | 0.0015593 |  | -6.5892e-05 |  | 0.088022 |  | 0.008332 |  | 0.030765
| 7.6019e-05 |  | 0.0001204 |  | 4.025e-05 |  | -4.0982e-05 |  | 2.9518e-06 |  | 6.2583e-05 |  | 2.3074e-06 |  | -0.00013575 |  | 0.014355 |  | -0.00010458 |  | 0.00018568 |  | 2.6556e-06 |  | 2.201e-06 |  | 7.6019e-05 |  | 0.0010543 |  | 0.0014235 |  | -0.00015406 |  | 0.088627 |  | 0.0083795 |  | 0.030937
| 7.6026e-05 |  | 0.0001122 |  | 4.0253e-05 |  | -4.8305e-05 |  | 2.9518e-06 |  | 4.6334e-05 |  | 2.2942e-06 |  | -5.43e-05 |  | 0.014239 |  | -0.00037562 |  | 7.3525e-05 |  | 2.6653e-06 |  | 2.1634e-06 |  | 7.6026e-05 |  | 0.0011892 |  | 0.0016168 |  | -0.0001994 |  | 0.088506 |  | 0.0084428 |  | 0.031076
| 0.00011897 |  | 9.4366e-05 |  | 3.5222e-05 |  | -5.9268e-05 |  | 3.9931e-06 |  | 4.2931e-05 |  | 2.4293e-06 |  | -3.1029e-05 |  | 0.013923 |  | -0.00043131 |  | -7.6017e-05 |  | 2.5995e-06 |  | 2.0932e-06 |  | 0.00010562 |  | 0.0011133 |  | 0.0017027 |  | -0.00010391 |  | 0.088629 |  | 0.0084999 |  | 0.031135
| 0.00011898 |  | 7.8602e-05 |  | 3.5225e-05 |  | 2.5748e-05 |  | 3.9935e-06 |  | 4.6118e-05 |  | 2.5077e-06 |  | -2.4285e-05 |  | 0.014068 |  | -2.3892e-05 |  | -0.00029388 |  | 2.6108e-06 |  | 2.0616e-06 |  | 0.00010563 |  | 0.0010871 |  | 0.0017218 |  | -7.8284e-05 |  | 0.088603 |  | 0.0085482 |  | 0.031087
| 2.0683e-05 |  | 9.2176e-05 |  | 2.3148e-05 |  | 6.9613e-05 |  | 2.9518e-06 |  | 4.0456e-05 |  | 2.4433e-06 |  | -0.00018618 |  | 0.014148 |  | 3.093e-06 |  | -0.00022929 |  | 2.686e-06 |  | 2.0867e-06 |  | 7.6032e-05 |  | 0.0010821 |  | 0.0017661 |  | -0.00011431 |  | 0.088761 |  | 0.0085879 |  | 0.030967
| 2.0685e-05 |  | 8.9036e-05 |  | 2.315e-05 |  | 3.0416e-05 |  | 2.9523e-06 |  | 3.5671e-05 |  | 2.4775e-06 |  | -1.9392e-05 |  | 0.013881 |  | -0.00023825 |  | -0.0002966 |  | 2.6997e-06 |  | 2.0682e-06 |  | 7.6039e-05 |  | 0.0010689 |  | 0.0015611 |  | 2.3188e-05 |  | 0.08924 |  | 0.0086254 |  | 0.030826
| 0.00010216 |  | 8.8977e-05 |  | 9.2872e-05 |  | 2.3188e-05 |  | 8.6843e-07 |  | 3.7574e-05 |  | 2.5793e-06 |  | -0.00016678 |  | 0.013819 |  | -0.00027166 |  | -0.00053586 |  | 2.6336e-06 |  | 2.0239e-06 |  | 8.4746e-05 |  | 0.0011059 |  | 0.0014928 |  | -3.295e-05 |  | 0.089597 |  | 0.0086562 |  | 0.030781
| 0.00010217 |  | 0.00011629 |  | 9.288e-05 |  | 6.8589e-06 |  | 8.685e-07 |  | 3.3786e-05 |  | 2.6047e-06 |  | -0.00040337 |  | 0.013513 |  | -0.00051671 |  | -0.00054333 |  | 2.5403e-06 |  | 2.0364e-06 |  | 8.4753e-05 |  | 0.0011338 |  | 0.0014795 |  | 0.00010844 |  | 0.089794 |  | 0.0086979 |  | 0.030776
| 1.86e-05 |  | 0.00010872 |  | 7.2563e-05 |  | -5.0231e-05 |  | 2.9523e-06 |  | 3.0103e-05 |  | 2.5285e-06 |  | -0.00028314 |  | 0.013219 |  | -0.00029394 |  | -0.00015826 |  | 2.5064e-06 |  | 2.0747e-06 |  | 3.8082e-05 |  | 0.0012422 |  | 0.0013046 |  | 0.00018999 |  | 0.089851 |  | 0.0087609 |  | 0.030755
| 1.8602e-05 |  | 9.3193e-05 |  | 7.2569e-05 |  | -7.4847e-05 |  | 2.9523e-06 |  | 4.073e-05 |  | 2.4404e-06 |  | -0.00036022 |  | 0.013366 |  | -5.4885e-05 |  | -0.00014563 |  | 2.5722e-06 |  | 2.1384e-06 |  | 3.8086e-05 |  | 0.0014251 |  | 0.0014529 |  | 2.0181e-05 |  | 0.090256 |  | 0.0088334 |  | 0.030727
| 5.7202e-05 |  | 0.00011386 |  | 2.1142e-05 |  | -4.2847e-05 |  | 8.6858e-07 |  | 4.5149e-05 |  | 2.4406e-06 |  | -6.2066e-05 |  | 0.013245 |  | -0.00030508 |  | 8.8492e-05 |  | 2.6694e-06 |  | 2.1639e-06 |  | 9.0574e-05 |  | 0.0012617 |  | 0.0018138 |  | 1.6847e-05 |  | 0.090856 |  | 0.0088855 |  | 0.030732
| 5.7202e-05 |  | 0.00010262 |  | 2.1142e-05 |  | -2.6086e-05 |  | 8.6858e-07 |  | 3.2726e-05 |  | 2.3869e-06 |  | -0.00011064 |  | 0.013232 |  | -0.00020455 |  | 0.00027965 |  | 2.7006e-06 |  | 2.1639e-06 |  | 9.0574e-05 |  | 0.001275 |  | 0.0017363 |  | 1.4354e-05 |  | 0.091057 |  | 0.0089097 |  | 0.030809
| 0 |  | 8.7792e-05 |  | 8.6509e-05 |  | -3.0044e-05 |  | 3.9941e-06 |  | 3.635e-05 |  | 2.3438e-06 |  | -0.00023836 |  | 0.0133 |  | -0.00010865 |  | -4.5346e-05 |  | 2.6375e-06 |  | 2.1256e-06 |  | 8.4768e-05 |  | 0.0013988 |  | 0.0015005 |  | 0.00011829 |  | 0.091797 |  | 0.008913 |  | 0.030897
| 0 |  | 7.955e-05 |  | 8.6517e-05 |  | -1.2689e-05 |  | 3.9945e-06 |  | 3.0578e-05 |  | 2.348e-06 |  | -0.00014419 |  | 0.012933 |  | -0.0003369 |  | -0.00013647 |  | 2.6017e-06 |  | 2.2395e-06 |  | 8.4775e-05 |  | 0.001321 |  | 0.0014298 |  | 4.3898e-05 |  | 0.092419 |  | 0.0089086 |  | 0.030973
| 4.2605e-05 |  | 7.0037e-05 |  | 0.00010453 |  | 1.2568e-05 |  | 2.9528e-06 |  | 4.5433e-05 |  | 2.3944e-06 |  | -0.00020334 |  | 0.012818 |  | -8.3786e-05 |  | -0.00014271 |  | 2.6287e-06 |  | 2.3915e-06 |  | 2.1769e-05 |  | 0.0013946 |  | 0.0015306 |  | -0.00018714 |  | 0.092129 |  | 0.0089061 |  | 0.031071
| 4.2605e-05 |  | 8.2763e-05 |  | 0.00010453 |  | -2.5836e-05 |  | 2.9528e-06 |  | 4.3582e-05 |  | 2.452e-06 |  | -0.00024519 |  | 0.012842 |  | 3.9423e-05 |  | 4.3648e-05 |  | 2.6211e-06 |  | 2.6195e-06 |  | 2.1769e-05 |  | 0.0014517 |  | 0.0014648 |  | -8.3378e-05 |  | 0.091717 |  | 0.0089227 |  | 0.031181
| 1.8608e-05 |  | 5.0346e-05 |  | 0.0001115 |  | -6.3169e-05 |  | 2.9528e-06 |  | 1.527e-05 |  | 2.452e-06 |  | -0.00023363 |  | 0.012641 |  | -0.00025412 |  | 3.6287e-05 |  | 2.5892e-06 |  | 2.6955e-06 |  | 7.9563e-05 |  | 0.0013336 |  | 0.0012556 |  | 0.00010469 |  | 0.091832 |  | 0.0089652 |  | 0.031275
| 1.8608e-05 |  | 6.4538e-05 |  | 0.0001115 |  | -7.9167e-05 |  | 2.953e-06 |  | 1.2192e-05 |  | 2.4039e-06 |  | -7.8054e-06 |  | 0.012179 |  | -0.00033814 |  | 6.3627e-06 |  | 2.4779e-06 |  | 2.5054e-06 |  | 7.9563e-05 |  | 0.0013842 |  | 0.0012965 |  | 0.00013303 |  | 0.092395 |  | 0.0090149 |  | 0.031324
| 4.3656e-05 |  | 0.00010133 |  | 4.7334e-05 |  | -0.00010075 |  | 2.953e-06 |  | 1.4776e-05 |  | 2.3402e-06 |  | -0.0001124 |  | 0.011941 |  | -0.00012243 |  | 0.00027897 |  | 2.3954e-06 |  | 2.2396e-06 |  | 5.5521e-05 |  | 0.0015475 |  | 0.0012732 |  | 6.3831e-05 |  | 0.092816 |  | 0.0090633 |  | 0.031305
| 4.3659e-05 |  | 6.6772e-05 |  | 4.7338e-05 |  | -0.00012013 |  | 2.9533e-06 |  | 1.5898e-05 |  | 2.3391e-06 |  | -0.00014172 |  | 0.012013 |  | 7.2575e-05 |  | 8.0833e-06 |  | 2.3665e-06 |  | 1.9364e-06 |  | 5.5525e-05 |  | 0.0013413 |  | 0.0010625 |  | 0.00014665 |  | 0.093037 |  | 0.009108 |  | 0.031269
| 5.5139e-05 |  | 6.5517e-05 |  | 7.3768e-05 |  | -9.0085e-05 |  | 2.9533e-06 |  | 1.3759e-05 |  | 2.4133e-06 |  | -5.0511e-05 |  | 0.011902 |  | -9.362e-05 |  | -0.00032468 |  | 2.422e-06 |  | 1.898e-06 |  | 0.00010688 |  | 0.0014425 |  | 0.0010066 |  | 0.000176 |  | 0.093642 |  | 0.0091505 |  | 0.031149
| 5.5139e-05 |  | 6.284e-05 |  | 7.3768e-05 |  | -1.2894e-06 |  | 2.9533e-06 |  | 5.7859e-06 |  | 2.4737e-06 |  | -0.00011391 |  | 0.011827 |  | -0.00013193 |  | -0.00011494 |  | 2.5433e-06 |  | 1.9357e-06 |  | 0.00010688 |  | 0.0016565 |  | 0.0011533 |  | -6.2611e-05 |  | 0.093465 |  | 0.0091921 |  | 0.031012
| 5.5144e-05 |  | 7.1113e-05 |  | 0.00011386 |  | 3.1296e-06 |  | 2.9533e-06 |  | 7.0352e-06 |  | 2.463e-06 |  | 1.9602e-05 |  | 0.011804 |  | 5.8157e-05 |  | 9.8201e-05 |  | 2.6126e-06 |  | 2.0118e-06 |  | 4.6819e-05 |  | 0.0016349 |  | 0.0013009 |  | 2.3198e-05 |  | 0.093764 |  | 0.009236 |  | 0.030998
| 5.5149e-05 |  | 8.6203e-05 |  | 0.00011387 |  | -1.1426e-05 |  | 2.9535e-06 |  | 1.968e-05 |  | 2.3764e-06 |  | 0.0001745 |  | 0.011721 |  | -7.6131e-05 |  | 0.00039343 |  | 2.6481e-06 |  | 2.3537e-06 |  | 4.6823e-05 |  | 0.0017667 |  | 0.0013149 |  | 8.1425e-05 |  | 0.094747 |  | 0.0092771 |  | 0.031129
| 5.5149e-05 |  | 5.1977e-05 |  | 5.1376e-05 |  | -8.8793e-05 |  | 2.9533e-06 |  | 1.7598e-05 |  | 2.3007e-06 |  | 0.00054053 |  | 0.011927 |  | -0.00014482 |  | 0.00041359 |  | 2.6153e-06 |  | 2.6193e-06 |  | 8.7142e-05 |  | 0.0018121 |  | 0.0011351 |  | -9.5428e-05 |  | 0.094846 |  | 0.0093032 |  | 0.031381
| 5.5153e-05 |  | 3.0489e-05 |  | 5.1381e-05 |  | -8.5172e-05 |  | 2.9538e-06 |  | 2.3743e-05 |  | 2.2009e-06 |  | 0.00039245 |  | 0.012027 |  | -0.00016534 |  | 0.00019347 |  | 2.6788e-06 |  | 2.6198e-06 |  | 8.715e-05 |  | 0.0017343 |  | 0.0010684 |  | -0.00011476 |  | 0.09534 |  | 0.0093094 |  | 0.031618
| 4.6803e-05 |  | 4.238e-05 |  | 9.877e-05 |  | -7.5236e-05 |  | 8.6887e-07 |  | 3.4203e-05 |  | 2.1683e-06 |  | 0.00016569 |  | 0.011762 |  | -0.00017926 |  | -4.3544e-05 |  | 2.7784e-06 |  | 2.3537e-06 |  | 9.8189e-05 |  | 0.0017863 |  | 0.0011326 |  | -9.3876e-05 |  | 0.095561 |  | 0.0093082 |  | 0.0317
| 4.6807e-05 |  | 6.283e-05 |  | 9.8779e-05 |  | -0.0001223 |  | 8.6894e-07 |  | 2.8222e-05 |  | 2.1811e-06 |  | 0.00037992 |  | 0.011684 |  | 4.851e-05 |  | -0.00040715 |  | 2.8202e-06 |  | 2.1642e-06 |  | 9.8197e-05 |  | 0.0018291 |  | 0.0012718 |  | -7.1929e-05 |  | 0.095173 |  | 0.0093349 |  | 0.031656
| 6.9726e-05 |  | 6.258e-05 |  | 9.0644e-05 |  | -7.6508e-05 |  | 2.9538e-06 |  | 1.2663e-05 |  | 2.2228e-06 |  | 5.4963e-05 |  | 0.011501 |  | 0.0002462 |  | -0.00010022 |  | 2.753e-06 |  | 2.2402e-06 |  | 7.6118e-05 |  | 0.0018003 |  | 0.0013369 |  | 5.7141e-05 |  | 0.095938 |  | 0.0093863 |  | 0.031534
| 6.9732e-05 |  | 2.1184e-05 |  | 9.0652e-05 |  | -2.7604e-05 |  | 2.954e-06 |  | 9.6735e-08 |  | 2.3476e-06 |  | -0.00033978 |  | 0.011251 |  | 0.00012494 |  | -0.00010464 |  | 2.7033e-06 |  | 2.1774e-06 |  | 7.6124e-05 |  | 0.0018377 |  | 0.0013043 |  | 0.00011677 |  | 0.096379 |  | 0.009438 |  | 0.031445
| 0 |  | 3.0336e-06 |  | 0.00010867 |  | -5.2976e-05 |  | 8.6894e-07 |  | 5.4024e-07 |  | 2.431e-06 |  | -0.00029082 |  | 0.011191 |  | -0.00019561 |  | -0.00023241 |  | 2.7336e-06 |  | 2.0381e-06 |  | 0.00012959 |  | 0.0019149 |  | 0.0011752 |  | -1.4179e-05 |  | 0.096014 |  | 0.0094763 |  | 0.031425
| 0 |  | 1.9829e-05 |  | 0.00010868 |  | -5.0213e-05 |  | 8.6902e-07 |  | 1.5697e-05 |  | 2.4743e-06 |  | -0.00031534 |  | 0.011274 |  | -0.00037776 |  | -1.633e-05 |  | 2.7775e-06 |  | 2.076e-06 |  | 0.0001296 |  | 0.0019026 |  | 0.0010768 |  | -6.4462e-05 |  | 0.096193 |  | 0.0095105 |  | 0.031477
| 7.3812e-05 |  | 2.1843e-05 |  | 8.3693e-05 |  | 5.1158e-06 |  | 3.9965e-06 |  | 3.254e-06 |  | 2.4367e-06 |  | -0.00041014 |  | 0.011256 |  | -0.00030194 |  | -0.00022895 |  | 2.7854e-06 |  | 2.342e-06 |  | 5.9864e-05 |  | 0.0018262 |  | 0.0010961 |  | -0.00010986 |  | 0.096917 |  | 0.0095652 |  | 0.031673
| 7.3812e-05 |  | 2.8661e-05 |  | 8.3693e-05 |  | -1.1207e-05 |  | 3.9962e-06 |  | 5.8475e-06 |  | 2.4047e-06 |  | -0.00023764 |  | 0.011053 |  | 0.00019329 |  | 0.00016026 |  | 2.6915e-06 |  | 2.4939e-06 |  | 5.9864e-05 |  | 0.001937 |  | 0.0011244 |  | 5.2314e-05 |  | 0.097494 |  | 0.0096319 |  | 0.031944
| 0 |  | 2.2923e-05 |  | 6.4519e-05 |  | -9.7936e-05 |  | 1.9113e-06 |  | 4.8134e-06 |  | 2.4128e-06 |  | -4.5531e-05 |  | 0.010826 |  | 7.8878e-05 |  | -7.9287e-06 |  | 2.5906e-06 |  | 2.3927e-06 |  | 9.9394e-05 |  | 0.0021037 |  | 0.0011611 |  | 0.00010339 |  | 0.097899 |  | 0.0096967 |  | 0.032132
| 0 |  | 1.7974e-05 |  | 6.4519e-05 |  | -0.00011411 |  | 1.9115e-06 |  | -1.8935e-06 |  | 2.4296e-06 |  | 0.00024463 |  | 0.010658 |  | 0.00010395 |  | -0.00034908 |  | 2.5617e-06 |  | 2.3929e-06 |  | 9.9394e-05 |  | 0.0021931 |  | 0.0011311 |  | 3.4293e-05 |  | 0.098131 |  | 0.0097434 |  | 0.032131
| 3.2204e-05 |  | 3.2971e-05 |  | 5.5439e-05 |  | -1.7246e-05 |  | 2.9543e-06 |  | 1.5404e-05 |  | 2.4354e-06 |  | 0.00035024 |  | 0.01059 |  | 0.00030732 |  | -6.0263e-05 |  | 2.619e-06 |  | 2.5129e-06 |  | 8.6032e-05 |  | 0.002157 |  | 0.0010678 |  | 0.00021303 |  | 0.097897 |  | 0.0097809 |  | 0.031908
| 3.2204e-05 |  | 2.7218e-05 |  | 5.5439e-05 |  | -3.5151e-05 |  | 2.9545e-06 |  | -1.6236e-06 |  | 2.3911e-06 |  | 3.1668e-05 |  | 0.010537 |  | 0.00013193 |  | 0.00019242 |  | 2.6837e-06 |  | 2.7095e-06 |  | 8.6032e-05 |  | 0.0021509 |  | 0.0010461 |  | 0.00010965 |  | 0.098513 |  | 0.0098234 |  | 0.031629
| 7.3831e-05 |  | 3.1174e-05 |  | 5.5444e-05 |  | -6.021e-05 |  | 8.6916e-07 |  | -1.3076e-05 |  | 2.3408e-06 |  | -0.00030063 |  | 0.010468 |  | -0.00016121 |  | 3.9576e-05 |  | 2.6941e-06 |  | 2.6965e-06 |  | 0.00010697 |  | 0.0023353 |  | 0.00093613 |  | 3.9705e-05 |  | 0.099142 |  | 0.0098715 |  | 0.031415
| 7.3831e-05 |  | 3.97e-05 |  | 5.5444e-05 |  | 2.9512e-05 |  | 8.6916e-07 |  | 1.2284e-05 |  | 2.3533e-06 |  | -0.00028787 |  | 0.010433 |  | -0.0002016 |  | -0.00036928 |  | 2.6906e-06 |  | 2.7153e-06 |  | 0.00010697 |  | 0.002296 |  | 0.0010253 |  | 0.00027592 |  | 0.099415 |  | 0.009914 |  | 0.031389
| 3.4299e-05 |  | 3.3402e-05 |  | 9.3024e-05 |  | 7.2816e-06 |  | 1.9117e-06 |  | 1.6724e-05 |  | 2.4179e-06 |  | 3.7732e-05 |  | 0.01054 |  | -0.00018996 |  | -0.00028595 |  | 2.6763e-06 |  | 2.7474e-06 |  | 5.0129e-05 |  | 0.0022369 |  | 0.0010428 |  | 0.000266 |  | 0.099769 |  | 0.0099524 |  | 0.031562
| 3.4302e-05 |  | 5.2037e-05 |  | 9.3032e-05 |  | -1.9542e-05 |  | 1.9117e-06 |  | 1.5475e-05 |  | 2.4066e-06 |  | 0.00032328 |  | 0.01037 |  | -0.00014299 |  | -0.00024904 |  | 2.6506e-06 |  | 2.5322e-06 |  | 5.0133e-05 |  | 0.0024535 |  | 0.000882 |  | 0.00016931 |  | 0.099913 |  | 0.01001 |  | 0.031837
| 8.024e-05 |  | 4.0012e-05 |  | 5.9308e-05 |  | 1.5358e-05 |  | 1.9118e-06 |  | 1.0632e-05 |  | 2.3312e-06 |  | 7.6135e-05 |  | 0.010244 |  | -2.8375e-05 |  | -0.00013395 |  | 2.6404e-06 |  | 2.2795e-06 |  | 2.3977e-05 |  | 0.0024313 |  | 0.0011071 |  | 3.8009e-05 |  | 0.1003 |  | 0.01008 |  | 0.032123
| 8.0247e-05 |  | 3.9739e-05 |  | 5.9313e-05 |  | 1.8657e-05 |  | 1.9117e-06 |  | 1.2872e-05 |  | 2.274e-06 |  | -0.00031128 |  | 0.010184 |  | -8.6522e-05 |  | 0.00024093 |  | 2.5889e-06 |  | 2.2033e-06 |  | 2.3979e-05 |  | 0.0025396 |  | 0.0010471 |  | -6.2074e-05 |  | 0.10074 |  | 0.01016 |  | 0.032296
| 0.00010874 |  | 4.3609e-05 |  | 4.1341e-05 |  | 2.4563e-05 |  | 2.955e-06 |  | 1.907e-05 |  | 2.2901e-06 |  | -0.00013425 |  | 0.0099663 |  | -0.00025015 |  | -5.6412e-05 |  | 2.5503e-06 |  | 2.3933e-06 |  | 7.734e-05 |  | 0.0026983 |  | 0.00090123 |  | 6.1116e-06 |  | 0.10116 |  | 0.010226 |  | 0.032316
| 0.00010875 |  | 1.9439e-05 |  | 4.1345e-05 |  | -1.1872e-05 |  | 2.955e-06 |  | 8.1122e-06 |  | 2.2098e-06 |  | -7.2463e-05 |  | 0.0099538 |  | -0.00027701 |  | -0.00027959 |  | 2.5697e-06 |  | 2.5071e-06 |  | 7.7346e-05 |  | 0.0026854 |  | 0.00087872 |  | -2.9413e-05 |  | 0.10145 |  | 0.010285 |  | 0.032214
| 7.2694e-05 |  | 2.7956e-05 |  | 8.5488e-05 |  | -6.3049e-05 |  | 2.9552e-06 |  | 1.6362e-06 |  | 2.1238e-06 |  | 4.867e-06 |  | 0.0097916 |  | 0.00019015 |  | -8.6501e-05 |  | 2.6289e-06 |  | 2.4182e-06 |  | 9.363e-05 |  | 0.0027462 |  | 0.00085454 |  | -0.00012158 |  | 0.10189 |  | 0.010346 |  | 0.032124
| 7.27e-05 |  | 3.7708e-05 |  | 8.5495e-05 |  | -6.1271e-05 |  | 2.9552e-06 |  | 9.5793e-06 |  | 2.1994e-06 |  | -3.9707e-05 |  | 0.0097197 |  | -0.00011947 |  | 4.5685e-05 |  | 2.6324e-06 |  | 2.2921e-06 |  | 9.3638e-05 |  | 0.0027377 |  | 0.00088127 |  | -0.00014659 |  | 0.10201 |  | 0.010412 |  | 0.032097
| 3.0133e-05 |  | 4.385e-05 |  | 7.1543e-05 |  | -5.9413e-05 |  | 8.6938e-07 |  | 1.3909e-05 |  | 2.3646e-06 |  | -0.00012953 |  | 0.0098299 |  | -0.00037846 |  | 0.00016294 |  | 2.5817e-06 |  | 2.242e-06 |  | 0.00011342 |  | 0.0028548 |  | 0.00082625 |  | 9.0962e-05 |  | 0.10211 |  | 0.010485 |  | 0.03213
| 3.0133e-05 |  | 6.5478e-05 |  | 7.1543e-05 |  | -0.00010035 |  | 8.6938e-07 |  | 7.0239e-06 |  | 2.4667e-06 |  | -5.2723e-05 |  | 0.0096798 |  | 0.00023187 |  | -0.0001024 |  | 2.5859e-06 |  | 2.3174e-06 |  | 0.00011342 |  | 0.0029466 |  | 0.00081624 |  | 0.00014407 |  | 0.10264 |  | 0.010548 |  | 0.032211
| 5.208e-05 |  | 6.0322e-05 |  | 5.1438e-05 |  | -6.0207e-05 |  | 3.9982e-06 |  | 5.8783e-06 |  | 2.4019e-06 |  | 9.1948e-05 |  | 0.0096502 |  | 0.00012971 |  | -0.00025395 |  | 2.6367e-06 |  | 2.4314e-06 |  | 0.00012215 |  | 0.0029924 |  | 0.00094886 |  | 0.00011274 |  | 0.10357 |  | 0.010595 |  | 0.032421
| 5.2085e-05 |  | 5.7195e-05 |  | 5.1443e-05 |  | -3.4513e-05 |  | 3.9982e-06 |  | 9.4032e-06 |  | 2.3601e-06 |  | 5.1879e-05 |  | 0.0095585 |  | -0.00024053 |  | 3.699e-05 |  | 2.6471e-06 |  | 2.356e-06 |  | 0.00012216 |  | 0.0030066 |  | 0.00099139 |  | 0.00014699 |  | 0.1042 |  | 0.010626 |  | 0.032676
| 3.3275e-05 |  | 3.5578e-05 |  | 1.1096e-05 |  | -0.00010505 |  | 2.9555e-06 |  | 1.4503e-05 |  | 2.3727e-06 |  | -0.000153 |  | 0.0092324 |  | -0.00030393 |  | 7.1825e-05 |  | 2.6062e-06 |  | 2.1661e-06 |  | 7.3882e-05 |  | 0.0031217 |  | 0.00076543 |  | -9.1152e-05 |  | 0.10426 |  | 0.010663 |  | 0.032804
| 3.3277e-05 |  | 2.0049e-05 |  | 1.1097e-05 |  | -9.337e-05 |  | 2.9557e-06 |  | 1.1376e-05 |  | 2.3683e-06 |  | -0.00030827 |  | 0.0092035 |  | -0.00045627 |  | -0.00030216 |  | 2.6127e-06 |  | 2.0141e-06 |  | 7.3889e-05 |  | 0.0032849 |  | 0.00073045 |  | -4.327e-05 |  | 0.10445 |  | 0.010705 |  | 0.032784
| 6.1666e-05 |  | 4.4285e-05 |  | 9.308e-05 |  | -1.363e-05 |  | 2.9557e-06 |  | 5.5539e-06 |  | 2.3477e-06 |  | -0.00030433 |  | 0.0091562 |  | -0.00042614 |  | -0.00014826 |  | 2.6647e-06 |  | 2.0902e-06 |  | 7.6209e-05 |  | 0.0032359 |  | 0.00082885 |  | 8.5389e-05 |  | 0.10459 |  | 0.010737 |  | 0.032667
| 6.1676e-05 |  | 1.9314e-05 |  | 9.3096e-05 |  | -1.4311e-05 |  | 2.9557e-06 |  | 1.3752e-05 |  | 2.3802e-06 |  | -0.00036718 |  | 0.0088552 |  | 0.00010835 |  | 0.00011125 |  | 2.7181e-06 |  | 2.2801e-06 |  | 7.6222e-05 |  | 0.0032659 |  | 0.00088888 |  | 9.5306e-06 |  | 0.1053 |  | 0.010751 |  | 0.032606
| 5.1052e-05 |  | 1.2471e-05 |  | 5.5491e-05 |  | -8.8371e-05 |  | 1.9125e-06 |  | 1.2871e-05 |  | 2.4361e-06 |  | -7.5628e-05 |  | 0.0088354 |  | 0.00026865 |  | 0.00012326 |  | 2.7183e-06 |  | 2.3941e-06 |  | 5.2349e-05 |  | 0.0033004 |  | 0.00099151 |  | 0.00012628 |  | 0.10577 |  | 0.010768 |  | 0.032618
| 5.1052e-05 |  | 3.9681e-05 |  | 5.5491e-05 |  | -8.7439e-05 |  | 1.9123e-06 |  | 1.5057e-05 |  | 2.3975e-06 |  | -1.956e-05 |  | 0.0087958 |  | 0.00015161 |  | 0.00015195 |  | 2.7667e-06 |  | 2.4063e-06 |  | 5.2349e-05 |  | 0.0032397 |  | 0.0010407 |  | 0.00012013 |  | 0.10567 |  | 0.010811 |  | 0.032697
| 1.9691e-05 |  | 4.5594e-05 |  | 0.00010009 |  | -8.7652e-05 |  | 1.9125e-06 |  | 2.8146e-05 |  | 2.3015e-06 |  | -0.00028703 |  | 0.0086942 |  | 0.0003224 |  | 0.00024549 |  | 2.8154e-06 |  | 2.305e-06 |  | 0.00011347 |  | 0.0033994 |  | 0.0010249 |  | -8.8699e-05 |  | 0.10614 |  | 0.010877 |  | 0.032855
| 1.9693e-05 |  | 5.158e-05 |  | 0.0001001 |  | -4.3074e-05 |  | 1.9126e-06 |  | 2.0657e-05 |  | 2.2028e-06 |  | 0 |  | 0.0087298 |  | -9.3439e-05 |  | 0.00010717 |  | 2.8816e-06 |  | 2.0392e-06 |  | 0.00011348 |  | 0.0035871 |  | 0.00090233 |  | -9.4166e-05 |  | 0.10644 |  | 0.010947 |  | 0.033037
| 7.2162e-05 |  | 4.2881e-05 |  | 5.1465e-05 |  | 9.0274e-06 |  | 1.9125e-06 |  | -9.3328e-07 |  | 2.2026e-06 |  | -0.00033998 |  | 0.0085483 |  | -0.00059729 |  | -9.8828e-05 |  | 2.8904e-06 |  | 1.8491e-06 |  | 4.5813e-05 |  | 0.0035942 |  | 0.0007847 |  | -0.00012932 |  | 0.10699 |  | 0.011002 |  | 0.033146
| 7.2168e-05 |  | 5.0572e-05 |  | 5.1469e-05 |  | -5.2209e-06 |  | 1.9126e-06 |  | 9.5798e-06 |  | 2.2459e-06 |  | -0.00045769 |  | 0.0083855 |  | -0.00040533 |  | -0.00025546 |  | 2.8261e-06 |  | 1.9253e-06 |  | 4.5817e-05 |  | 0.003685 |  | 0.00086486 |  | -9.9808e-05 |  | 0.10786 |  | 0.011042 |  | 0.033141
| 0.00010128 |  | 6.0627e-05 |  | 7.1592e-05 |  | -1.1851e-05 |  | 8.6975e-07 |  | 2.7995e-05 |  | 2.2879e-06 |  | -0.00034132 |  | 0.0081976 |  | 6.6208e-05 |  | -0.00012461 |  | 2.7528e-06 |  | 2.1916e-06 |  | 7.6249e-05 |  | 0.003814 |  | 0.0008573 |  | 2.9222e-06 |  | 0.1077 |  | 0.011076 |  | 0.03302
| 0.00010128 |  | 3.2605e-05 |  | 7.1592e-05 |  | -1.9335e-06 |  | 8.6968e-07 |  | 1.112e-05 |  | 2.3428e-06 |  | -0.0002366 |  | 0.0081609 |  | 8.106e-05 |  | -0.0002106 |  | 2.6201e-06 |  | 2.2928e-06 |  | 7.6249e-05 |  | 0.0039713 |  | 0.00083734 |  | -7.4863e-05 |  | 0.10812 |  | 0.011113 |  | 0.032912
| 4.8978e-05 |  | -6.0129e-06 |  | 3.3306e-05 |  | -3.549e-05 |  | 1.9128e-06 |  | -1.8944e-06 |  | 2.3569e-06 |  | -0.00012142 |  | 0.0083396 |  | -0.00031447 |  | -0.00054745 |  | 2.5606e-06 |  | 2.1285e-06 |  | 8.2651e-05 |  | 0.0040406 |  | 0.00086986 |  | -3.2461e-05 |  | 0.10913 |  | 0.011146 |  | 0.032921
| 4.8983e-05 |  | 6.7609e-06 |  | 3.3309e-05 |  | -2.8875e-05 |  | 1.9128e-06 |  | 1.3373e-06 |  | 2.4332e-06 |  | -0.00027151 |  | 0.0083985 |  | -0.00033478 |  | 8.8472e-05 |  | 2.5391e-06 |  | 1.9762e-06 |  | 8.2658e-05 |  | 0.0040616 |  | 0.00088326 |  | -3.5537e-05 |  | 0.10984 |  | 0.011197 |  | 0.03302
| 7.2769e-05 |  | 4.3852e-05 |  | 6.6365e-05 |  | 2.493e-05 |  | 3.9999e-06 |  | 2.5377e-06 |  | 2.4952e-06 |  | -5.8179e-05 |  | 0.0081414 |  | -4.5175e-05 |  | 0.00035017 |  | 2.5761e-06 |  | 1.9764e-06 |  | 7.1022e-05 |  | 0.0041767 |  | 0.00087742 |  | 2.5536e-05 |  | 0.10949 |  | 0.011261 |  | 0.033166
| 7.2769e-05 |  | 4.8075e-05 |  | 6.6365e-05 |  | -3.9229e-05 |  | 3.9999e-06 |  | 5.9302e-06 |  | 2.3976e-06 |  | 8.9209e-05 |  | 0.007827 |  | -0.00026795 |  | 0.00013708 |  | 2.5761e-06 |  | 1.9764e-06 |  | 7.1022e-05 |  | 0.0041032 |  | 0.00080819 |  | 0.00013753 |  | 0.11003 |  | 0.011342 |  | 0.033277
| 4.2715e-05 |  | 5.1452e-05 |  | 7.9761e-05 |  | -4.1992e-05 |  | 2.9567e-06 |  | 6.5082e-06 |  | 2.2357e-06 |  | -0.00010928 |  | 0.0078655 |  | -0.00036096 |  | 0.00013914 |  | 2.5393e-06 |  | 1.9764e-06 |  | 8.9659e-05 |  | 0.0041409 |  | 0.00085073 |  | 1.3106e-06 |  | 0.11098 |  | 0.011431 |  | 0.033328
| 4.2715e-05 |  | 3.1156e-05 |  | 7.9761e-05 |  | 3.5255e-06 |  | 2.9567e-06 |  | 1.2534e-06 |  | 2.2125e-06 |  | -0.000128 |  | 0.0079732 |  | -0.00012315 |  | 0.00010343 |  | 2.5248e-06 |  | 1.8307e-06 |  | 8.9659e-05 |  | 0.004241 |  | 0.00098424 |  | 1.7601e-05 |  | 0.11098 |  | 0.011527 |  | 0.033241
| 1.9703e-05 |  | 1.2235e-05 |  | 9.7818e-05 |  | -1.6979e-05 |  | 4.0002e-06 |  | -9.1969e-06 |  | 2.35e-06 |  | -0.0001629 |  | 0.0079925 |  | -0.00017513 |  | 8.8479e-05 |  | 2.552e-06 |  | 1.6851e-06 |  | 6.6376e-05 |  | 0.0042763 |  | 0.00091251 |  | 6.4066e-05 |  | 0.11172 |  | 0.011625 |  | 0.033088
| 1.9705e-05 |  | 2.8846e-05 |  | 9.7826e-05 |  | -1.788e-05 |  | 4.0002e-06 |  | 1.734e-07 |  | 2.433e-06 |  | -0.00011248 |  | 0.0079239 |  | -0.00015285 |  | 9.5957e-05 |  | 2.5493e-06 |  | 1.7235e-06 |  | 6.6382e-05 |  | 0.0045161 |  | 0.00070569 |  | -1.6894e-05 |  | 0.11211 |  | 0.011706 |  | 0.032946
| 6.4635e-05 |  | 3.4756e-05 |  | 9.0839e-05 |  | -3.352e-05 |  | 8.699e-07 |  | 1.5386e-05 |  | 2.3792e-06 |  | 0.00019022 |  | 0.0077848 |  | -0.00013625 |  | 5.7216e-05 |  | 2.5215e-06 |  | 1.907e-06 |  | 0.00012228 |  | 0.0047406 |  | 0.00069481 |  | -7.4967e-06 |  | 0.1117 |  | 0.01176 |  | 0.032936
| 6.4635e-05 |  | 2.1113e-05 |  | 9.0839e-05 |  | -0.00010041 |  | 8.699e-07 |  | -6.0501e-06 |  | 2.3885e-06 |  | -3.1037e-05 |  | 0.0078145 |  | -0.00042389 |  | -0.0001134 |  | 2.5833e-06 |  | 1.9388e-06 |  | 0.00012228 |  | 0.0046 |  | 0.00085667 |  | -3.0502e-05 |  | 0.11209 |  | 0.011777 |  | 0.033061
| 3.3312e-05 |  | 1.3099e-05 |  | 6.3482e-05 |  | -5.807e-05 |  | 8.6997e-07 |  | -2.2739e-05 |  | 2.4518e-06 |  | -0.00010085 |  | 0.0077017 |  | -0.00049815 |  | -9.8448e-05 |  | 2.673e-06 |  | 1.7867e-06 |  | 0.00012638 |  | 0.0044719 |  | 0.00093931 |  | 2.2465e-06 |  | 0.11331 |  | 0.011783 |  | 0.033272
| 3.3309e-05 |  | 1.6512e-05 |  | 6.3476e-05 |  | 6.339e-06 |  | 1.7399e-06 |  | -8.7366e-06 |  | 2.4564e-06 |  | 0.00033744 |  | 0.0075438 |  | -0.000138 |  | 0.00016699 |  | 2.6792e-06 |  | 1.9006e-06 |  | 0.00012637 |  | 0.0047702 |  | 0.00083915 |  | 9.3658e-05 |  | 0.11399 |  | 0.011809 |  | 0.033502
| 5.5291e-05 |  | 3.4547e-05 |  | 7.9796e-05 |  | -6.1741e-05 |  | 3.8275e-06 |  | -5.1183e-06 |  | 2.3982e-06 |  | 8.499e-05 |  | 0.0076726 |  | -0.00020599 |  | 8.8425e-05 |  | 2.592e-06 |  | 2.1669e-06 |  | 0.00011125 |  | 0.004985 |  | 0.00092513 |  | 9.3526e-05 |  | 0.11448 |  | 0.011868 |  | 0.033613
| 5.5291e-05 |  | 3.4377e-05 |  | 7.9796e-05 |  | -8.8837e-05 |  | 2.9572e-06 |  | -1.1074e-05 |  | 2.2513e-06 |  | -0.0001823 |  | 0.0075486 |  | -2.6613e-05 |  | -7.9756e-05 |  | 2.5321e-06 |  | 2.2806e-06 |  | 0.00011125 |  | 0.0048809 |  | 0.0010061 |  | -3.8332e-06 |  | 0.11538 |  | 0.011935 |  | 0.03356
| 0 |  | 2.8121e-05 |  | 8.0961e-05 |  | -2.6426e-05 |  | 4.0009e-06 |  | -1.1927e-05 |  | 2.1725e-06 |  | -0.00024048 |  | 0.0074856 |  | 0.00021102 |  | -1.247e-06 |  | 2.5643e-06 |  | 2.1292e-06 |  | 2.8385e-05 |  | 0.0049526 |  | 0.00084838 |  | -4.4513e-05 |  | 0.11628 |  | 0.011991 |  | 0.033385
| 0 |  | 3.4562e-05 |  | 8.0967e-05 |  | -2.3561e-05 |  | 4.0012e-06 |  | 9.8745e-06 |  | 2.1402e-06 |  | -0.0002909 |  | 0.0075772 |  | 0.00017018 |  | 7.3525e-05 |  | 2.6013e-06 |  | 1.9771e-06 |  | 2.8388e-05 |  | 0.005208 |  | 0.00071579 |  | -8.1269e-05 |  | 0.11707 |  | 0.012043 |  | 0.0332
| 5.6348e-05 |  | 4.8145e-05 |  | 0.00010602 |  | -4.496e-05 |  | 1.9134e-06 |  | 2.5374e-05 |  | 2.1865e-06 |  | -0.0001538 |  | 0.0072504 |  | 8.459e-05 |  | 0.00013914 |  | 2.608e-06 |  | 1.9769e-06 |  | 7.3401e-05 |  | 0.0053302 |  | 0.00079592 |  | -1.9993e-05 |  | 0.11819 |  | 0.012103 |  | 0.033113
| 5.6348e-05 |  | 5.1429e-05 |  | 0.00010602 |  | -6.6449e-05 |  | 1.9136e-06 |  | 9.8201e-07 |  | 2.1634e-06 |  | -0.00017454 |  | 0.0070786 |  | -0.0001677 |  | -0.00015453 |  | 2.6374e-06 |  | 1.9393e-06 |  | 7.3401e-05 |  | 0.0054571 |  | 0.00082257 |  | 2.5846e-05 |  | 0.11832 |  | 0.012158 |  | 0.033128
| 4.6931e-05 |  | 4.0641e-05 |  | 0.00013109 |  | -8.8622e-05 |  | 8.7012e-07 |  | -4.9173e-06 |  | 2.0957e-06 |  | 5.8179e-05 |  | 0.0072493 |  | -0.00026423 |  | -7.6022e-05 |  | 2.6582e-06 |  | 1.9009e-06 |  | 8.0981e-05 |  | 0.0055436 |  | 0.00063657 |  | -9.1921e-05 |  | 0.11862 |  | 0.012203 |  | 0.033225
| 4.6935e-05 |  | 4.1106e-05 |  | 0.0001311 |  | -4.6223e-05 |  | 8.7019e-07 |  | 2.7702e-06 |  | 2.0946e-06 |  | 0.00029866 |  | 0.0072849 |  | -0.00014171 |  | 0.00023054 |  | 2.5938e-06 |  | 1.9011e-06 |  | 8.0988e-05 |  | 0.0055459 |  | 0.00065242 |  | 2.0183e-06 |  | 0.11947 |  | 0.012243 |  | 0.033412
| 1.3435e-05 |  | 3.052e-05 |  | 8.565e-05 |  | -3.3484e-05 |  | 4.0012e-06 |  | -1.0843e-05 |  | 2.1508e-06 |  | 0.00016594 |  | 0.0071281 |  | 5.7471e-05 |  | 0.00017035 |  | 2.5048e-06 |  | 1.9393e-06 |  | 4.5868e-05 |  | 0.0057477 |  | 0.0009328 |  | -4.4584e-05 |  | 0.12013 |  | 0.012297 |  | 0.033651
| 1.3435e-05 |  | 1.7629e-05 |  | 8.565e-05 |  | -0.00010564 |  | 4.0016e-06 |  | -1.1403e-05 |  | 2.2227e-06 |  | -0.00036459 |  | 0.007194 |  | 2.9085e-05 |  | -0.00020313 |  | 2.455e-06 |  | 2.0534e-06 |  | 4.5868e-05 |  | 0.0058458 |  | 0.00093864 |  | -0.0002453 |  | 0.12075 |  | 0.012368 |  | 0.03383
| 3.4376e-05 |  | 2.4139e-05 |  | 6.0601e-05 |  | -8.8377e-05 |  | 8.7026e-07 |  | -7.9131e-06 |  | 2.2401e-06 |  | -0.00064773 |  | 0.0070489 |  | 0.00035581 |  | -0.0003265 |  | 2.492e-06 |  | 2.1297e-06 |  | 9.7311e-05 |  | 0.005878 |  | 0.00077094 |  | -0.00015382 |  | 0.12107 |  | 0.012443 |  | 0.033837
| 3.4379e-05 |  | 1.3296e-05 |  | 6.0606e-05 |  | -3.0622e-06 |  | 8.7019e-07 |  | -1.4291e-05 |  | 2.3156e-06 |  | -0.00052615 |  | 0.0069056 |  | 0.00012333 |  | 0.00016255 |  | 2.4078e-06 |  | 2.2818e-06 |  | 9.7319e-05 |  | 0.0061321 |  | 0.00080515 |  | -4.8793e-05 |  | 0.12185 |  | 0.012517 |  | 0.033654
| 2.1814e-05 |  | 1.5728e-05 |  | 7.9837e-05 |  | -4.0395e-05 |  | 2.9582e-06 |  | -5.4179e-06 |  | 2.3743e-06 |  | -0.00017455 |  | 0.0070711 |  | -0.00025309 |  | 0.00030158 |  | 2.2872e-06 |  | 2.3575e-06 |  | 3.0584e-05 |  | 0.0060994 |  | 0.00084525 |  | -0.00012283 |  | 0.12256 |  | 0.012584 |  | 0.033423
| 2.1816e-05 |  | 2.9476e-05 |  | 7.9844e-05 |  | -8.0386e-05 |  | 2.9585e-06 |  | 6.5415e-06 |  | 2.3884e-06 |  | -0.00010861 |  | 0.0069394 |  | -6.0025e-05 |  | -3.1153e-05 |  | 2.3263e-06 |  | 2.3955e-06 |  | 3.0587e-05 |  | 0.0062303 |  | 0.00077933 |  | 8.2041e-05 |  | 0.12356 |  | 0.012649 |  | 0.033292
| 2.8101e-05 |  | 2.1231e-05 |  | 7.4022e-05 |  | -3.3563e-05 |  | 1.9139e-06 |  | 2.1802e-06 |  | 2.3596e-06 |  | -0.00034132 |  | 0.0066701 |  | -0.00028652 |  | -0.00027043 |  | 2.4844e-06 |  | 2.3575e-06 |  | 5.3532e-05 |  | 0.006294 |  | 0.00072509 |  | 9.2308e-05 |  | 0.12474 |  | 0.012716 |  | 0.033279
| 2.8101e-05 |  | 3.0534e-05 |  | 7.4022e-05 |  | 7.4916e-06 |  | 1.9141e-06 |  | -4.1906e-06 |  | 2.3545e-06 |  | -0.00044925 |  | 0.0066323 |  | -0.00030672 |  | -0.00037581 |  | 2.5533e-06 |  | 2.0915e-06 |  | 5.3532e-05 |  | 0.0064093 |  | 0.00080524 |  | -0.00011051 |  | 0.12569 |  | 0.012806 |  | 0.033403
| 3.4385e-05 |  | 3.2914e-05 |  | 2.1224e-05 |  | -5.1878e-05 |  | 2.9585e-06 |  | -1.2224e-05 |  | 2.3758e-06 |  | -0.00033357 |  | 0.0065466 |  | 9.9634e-05 |  | -0.00027416 |  | 2.4679e-06 |  | 1.863e-06 |  | 6.5551e-06 |  | 0.0067709 |  | 0.00076686 |  | -4.122e-05 |  | 0.12691 |  | 0.01291 |  | 0.033532
| 3.4387e-05 |  | 9.7472e-06 |  | 2.1226e-05 |  | -7.1119e-05 |  | 2.9585e-06 |  | -1.2019e-05 |  | 2.2775e-06 |  | 7.3694e-05 |  | 0.006388 |  | -2.2896e-05 |  | -3.4893e-05 |  | 2.4138e-06 |  | 1.7491e-06 |  | 6.5557e-06 |  | 0.0069462 |  | 0.00071846 |  | -1.7248e-05 |  | 0.12787 |  | 0.01301 |  | 0.03366
| 9.094e-05 |  | 1.9268e-06 |  | 8.5111e-05 |  | -2.364e-05 |  | 2.9587e-06 |  | 1.8636e-06 |  | 2.1588e-06 |  | 0.00025599 |  | 0.0065454 |  | -0.0003385 |  | -2.7416e-05 |  | 2.448e-06 |  | 1.8638e-06 |  | 7.3452e-05 |  | 0.0070566 |  | 0.0007377 |  | -0.00027873 |  | 0.1291 |  | 0.013093 |  | 0.033778
| 9.094e-05 |  | 2.0115e-05 |  | 8.5111e-05 |  | -2.6248e-05 |  | 2.9587e-06 |  | -1.4596e-06 |  | 2.0778e-06 |  | 0.00020236 |  | 0.0064066 |  | -8.5881e-05 |  | -6.762e-05 |  | 2.5056e-06 |  | 2.0923e-06 |  | 7.3452e-05 |  | 0.0070589 |  | 0.00070015 |  | -0.00047727 |  | 0.13041 |  | 0.013158 |  | 0.03385
| 1.7633e-05 |  | 2.7438e-05 |  | 0.00011194 |  | -1.9279e-05 |  | 1.9142e-06 |  | -2.4185e-05 |  | 2.1004e-06 |  | 0.00033357 |  | 0.0062253 |  | 0.0002073 |  | 4.7355e-05 |  | 2.5376e-06 |  | 2.2062e-06 |  | 0.00011135 |  | 0.0070887 |  | 0.00070599 |  | -0.00015646 |  | 0.13111 |  | 0.013228 |  | 0.033938
| 1.7635e-05 |  | 2.2796e-05 |  | 0.00011195 |  | -3.6978e-05 |  | 1.9144e-06 |  | -1.626e-05 |  | 2.1829e-06 |  | 0.00017455 |  | 0.0063331 |  | 6.992e-05 |  | 0.0002455 |  | 2.5343e-06 |  | 2.2442e-06 |  | 0.00011136 |  | 0.0073429 |  | 0.00080701 |  | -3.4125e-05 |  | 0.13197 |  | 0.013294 |  | 0.034029
| 0 |  | 2.0372e-05 |  | 8.9207e-05 |  | -6.6029e-05 |  | 1.9144e-06 |  | -2.4113e-06 |  | 2.25e-06 |  | 0.00023879 |  | 0.0064619 |  | -8.2007e-05 |  | 0.00017035 |  | 2.494e-06 |  | 2.168e-06 |  | 7.9878e-05 |  | 0.007602 |  | 0.00079199 |  | -0.00010976 |  | 0.13324 |  | 0.013365 |  | 0.034067
| 0 |  | 2.7759e-05 |  | 8.9214e-05 |  | -8.7085e-05 |  | 1.9144e-06 |  | -2.9684e-06 |  | 2.3596e-06 |  | 0.0003452 |  | 0.0062491 |  | 0.0001776 |  | -0.00013958 |  | 2.5281e-06 |  | 2.2442e-06 |  | 7.9885e-05 |  | 0.0077739 |  | 0.00070436 |  | -2.5732e-05 |  | 0.13451 |  | 0.013432 |  | 0.034048
| 9.213e-05 |  | 3.446e-05 |  | 9.213e-05 |  | -0.00011285 |  | 2.959e-06 |  | 4.7334e-06 |  | 2.4014e-06 |  | -4.2665e-05 |  | 0.0059715 |  | 0.00010334 |  | -1.9943e-05 |  | 2.6024e-06 |  | 2.3965e-06 |  | 0.00010729 |  | 0.0078304 |  | 0.00070436 |  | 3.8993e-05 |  | 0.13572 |  | 0.013473 |  | 0.033999
| 9.2138e-05 |  | 2.3523e-05 |  | 9.2138e-05 |  | -0.00010601 |  | 2.9592e-06 |  | -1.1165e-05 |  | 2.397e-06 |  | -0.00019781 |  | 0.0060648 |  | -4.1461e-05 |  | 0.00053337 |  | 2.5047e-06 |  | 2.2444e-06 |  | 0.0001073 |  | 0.0078912 |  | 0.00087883 |  | 2.3117e-05 |  | 0.13691 |  | 0.0135 |  | 0.033968
| 3.8593e-05 |  | 3.2635e-05 |  | 6.473e-05 |  | -4.2413e-05 |  | 1.9146e-06 |  | -1.6151e-05 |  | 2.3485e-06 |  | -0.00024688 |  | 0.0061855 |  | -0.00010138 |  | 0.00032639 |  | 2.3248e-06 |  | 1.9904e-06 |  | 5.3559e-05 |  | 0.0082834 |  | 0.00093058 |  | -7.4512e-05 |  | 0.13784 |  | 0.013533 |  | 0.034003
| 3.8597e-05 |  | 5.3742e-05 |  | 6.4735e-05 |  | 1.0531e-05 |  | 1.9146e-06 |  | -1.1407e-05 |  | 2.2973e-06 |  | -0.00030253 |  | 0.0061598 |  | -0.00031993 |  | 1.3708e-05 |  | 2.2387e-06 |  | 1.7372e-06 |  | 5.3564e-05 |  | 0.0086224 |  | 0.00088056 |  | 7.6719e-06 |  | 0.13917 |  | 0.013601 |  | 0.034058
| 7.2323e-05 |  | 3.1968e-05 |  | 4.5511e-05 |  | 1.9254e-05 |  | 2.9595e-06 |  | -9.1736e-06 |  | 2.2929e-06 |  | -3.4904e-05 |  | 0.0060098 |  | -7.4876e-05 |  | 1.3708e-05 |  | 2.3361e-06 |  | 1.7881e-06 |  | 7.4073e-05 |  | 0.0086126 |  | 0.00080289 |  | 8.3535e-05 |  | 0.14093 |  | 0.01369 |  | 0.034133
| 7.2323e-05 |  | 5.9598e-06 |  | 4.5511e-05 |  | 3.6004e-05 |  | 2.9592e-06 |  | -1.1574e-05 |  | 2.2881e-06 |  | -3.237e-05 |  | 0.0057479 |  | 0.00014271 |  | -0.00013394 |  | 2.3977e-06 |  | 1.9781e-06 |  | 7.4073e-05 |  | 0.0085857 |  | 0.00079959 |  | -4.6525e-05 |  | 0.14186 |  | 0.013793 |  | 0.034206
| 0 |  | 1.4826e-07 |  | 0.00013066 |  | 1.3038e-05 |  | 2.9597e-06 |  | -1.834e-05 |  | 2.2938e-06 |  | -0.00029865 |  | 0.0055658 |  | -0.00015656 |  | 5.8571e-05 |  | 2.3606e-06 |  | 2.1178e-06 |  | 5.4666e-05 |  | 0.0087128 |  | 0.00074622 |  | -3.8742e-05 |  | 0.14272 |  | 0.013904 |  | 0.034314
| 0 |  | -1.2254e-05 |  | 0.00013066 |  | -2.9655e-05 |  | 2.9595e-06 |  | -1.5346e-05 |  | 2.3261e-06 |  | -0.0003452 |  | 0.0054334 |  | -5.2598e-05 |  | 6.6048e-05 |  | 2.4299e-06 |  | 2.1046e-06 |  | 5.4666e-05 |  | 0.0088605 |  | 0.00071613 |  | 7.9395e-05 |  | 0.14369 |  | 0.01401 |  | 0.034457
| 2.7077e-05 |  | -1.5703e-05 |  | 0.000105 |  | -7.1027e-06 |  | 2.9597e-06 |  | -1.5391e-05 |  | 2.3535e-06 |  | -0.00020169 |  | 0.0054835 |  | 8.8491e-05 |  | -0.00031155 |  | 2.537e-06 |  | 1.9022e-06 |  | 8.2836e-05 |  | 0.0092112 |  | 0.00090899 |  | -0.00012155 |  | 0.14471 |  | 0.014098 |  | 0.034523
| 2.7079e-05 |  | -7.7999e-07 |  | 0.00010501 |  | 1.7495e-05 |  | 2.9597e-06 |  | -1.8504e-05 |  | 2.3582e-06 |  | -7.2852e-05 |  | 0.0054956 |  | -0.00020211 |  | -0.00055136 |  | 2.6294e-06 |  | 1.9406e-06 |  | 8.2843e-05 |  | 0.0094621 |  | 0.0008456 |  | -0.0002031 |  | 0.14642 |  | 0.01418 |  | 0.034507
| 3.6513e-05 |  | 2.2513e-05 |  | 1.4163e-05 |  | 4.5402e-06 |  | 8.707e-07 |  | -1.9365e-05 |  | 2.3323e-06 |  | 7.7571e-05 |  | 0.00539 |  | -0.00018626 |  | -0.0002106 |  | 2.612e-06 |  | 2.1497e-06 |  | 7.0008e-05 |  | 0.0098177 |  | 0.00078545 |  | -3.2144e-05 |  | 0.14752 |  | 0.014278 |  | 0.034479
| 3.6516e-05 |  | 2.4416e-05 |  | 1.4164e-05 |  | -3.1628e-05 |  | 8.7078e-07 |  | -1.7699e-05 |  | 2.3544e-06 |  | 7.7513e-06 |  | 0.0054698 |  | -0.00031621 |  | -0.00027416 |  | 2.5442e-06 |  | 2.2449e-06 |  | 7.0014e-05 |  | 0.010169 |  | 0.00069785 |  | 5.188e-06 |  | 0.14822 |  | 0.014376 |  | 0.034485
| 8.5767e-05 |  | 2.3896e-06 |  | 9.3352e-05 |  | -5.0949e-05 |  | 8.707e-07 |  | -1.9087e-05 |  | 2.3941e-06 |  | -0.00022261 |  | 0.0054401 |  | -8.9748e-05 |  | -0.00043432 |  | 2.494e-06 |  | 2.1432e-06 |  | 6.5346e-05 |  | 0.010085 |  | 0.0007254 |  | 2.7268e-05 |  | 0.14971 |  | 0.014457 |  | 0.034487
| 8.5774e-05 |  | -9.4316e-06 |  | 9.336e-05 |  | -8.2676e-05 |  | 8.7085e-07 |  | -1.7886e-05 |  | 2.3692e-06 |  | -0.00028702 |  | 0.005318 |  | 0.00019988 |  | -0.00022182 |  | 2.3923e-06 |  | 2.0992e-06 |  | 6.5352e-05 |  | 0.010119 |  | 0.00080892 |  | -4.9572e-05 |  | 0.15096 |  | 0.014516 |  | 0.034466
| 0 |  | 3.3196e-06 |  | 0.00010095 |  | -7.9132e-05 |  | 8.7078e-07 |  | -1.2968e-05 |  | 2.3072e-06 |  | -0.00028702 |  | 0.0052468 |  | -9.3442e-05 |  | 1.7448e-05 |  | 2.34e-06 |  | 2.1564e-06 |  | 0.00011612 |  | 0.010411 |  | 0.00084978 |  | 6.8184e-06 |  | 0.15194 |  | 0.014573 |  | 0.034443
| 0 |  | 2.6701e-05 |  | 0.00010095 |  | -5.33e-05 |  | 8.7085e-07 |  | 2.1474e-07 |  | 2.2549e-06 |  | 8.533e-05 |  | 0.005322 |  | -0.0003422 |  | 0.00023802 |  | 2.4194e-06 |  | 2.0673e-06 |  | 0.00011613 |  | 0.010662 |  | 0.00084821 |  | 1.6707e-05 |  | 0.15338 |  | 0.014658 |  | 0.034438
| 5.0157e-05 |  | 2.2531e-05 |  | 7.0032e-05 |  | -6.56e-05 |  | 1.9152e-06 |  | 4.2054e-06 |  | 2.2656e-06 |  | 0.00034402 |  | 0.0051217 |  | -0.00030672 |  | 0.00016255 |  | 2.5646e-06 |  | 1.9403e-06 |  | 6.5363e-05 |  | 0.010832 |  | 0.00084816 |  | -4.7948e-05 |  | 0.15447 |  | 0.014735 |  | 0.034433
| 5.0157e-05 |  | 1.2198e-05 |  | 7.0032e-05 |  | -9.7293e-05 |  | 1.9152e-06 |  | -9.3569e-06 |  | 2.2616e-06 |  | 0.00037623 |  | 0.0048812 |  | -0.00026424 |  | 5.1093e-05 |  | 2.616e-06 |  | 1.8263e-06 |  | 6.5363e-05 |  | 0.011191 |  | 0.00073216 |  | 0.00014351 |  | 0.15574 |  | 0.014782 |  | 0.03445
| 9.3384e-05 |  | 3.1979e-05 |  | 0.00011031 |  | -6.1998e-05 |  | 2.9605e-06 |  | -1.0954e-05 |  | 2.2498e-06 |  | 0.00028702 |  | 0.0048968 |  | -0.00026424 |  | 8.474e-05 |  | 2.5224e-06 |  | 1.8265e-06 |  | 8.2295e-05 |  | 0.011473 |  | 0.00068541 |  | 3.7831e-05 |  | 0.1568 |  | 0.0148 |  | 0.034492
| 9.3392e-05 |  | 1.8432e-05 |  | 0.00011032 |  | 3.9117e-05 |  | 2.9605e-06 |  | -1.786e-05 |  | 2.2977e-06 |  | -8.0949e-06 |  | 0.0047647 |  | -0.00021761 |  | 6.5018e-05 |  | 2.3918e-06 |  | 2.0167e-06 |  | 8.2302e-05 |  | 0.011623 |  | 0.00084821 |  | -3.7572e-05 |  | 0.15758 |  | 0.014833 |  | 0.03454
| 4.2825e-05 |  | 2.5666e-05 |  | 0.00010507 |  | -1.1354e-05 |  | 1.9154e-06 |  | -8.3794e-06 |  | 2.3548e-06 |  | -5.8179e-05 |  | 0.0047052 |  | 0.00017018 |  | 2.8662e-05 |  | 2.355e-06 |  | 2.2069e-06 |  | 7.6465e-05 |  | 0.011842 |  | 0.00073638 |  | 5.7024e-05 |  | 0.15862 |  | 0.014902 |  | 0.034582
| 4.2825e-05 |  | 4.2055e-05 |  | 0.00010507 |  | -6.3464e-05 |  | 1.9154e-06 |  | -9.1514e-07 |  | 2.3634e-06 |  | 0.0001823 |  | 0.0046772 |  | 0.00041895 |  | 0.00031279 |  | 2.3682e-06 |  | 2.3593e-06 |  | 7.6465e-05 |  | 0.011981 |  | 0.00061195 |  | 3.3088e-06 |  | 0.15949 |  | 0.014983 |  | 0.034655
| 3.4438e-05 |  | 2.0467e-05 |  | 7.7055e-05 |  | -5.2276e-05 |  | 4.0053e-06 |  | -4.0294e-06 |  | 2.3145e-06 |  | -8.0949e-06 |  | 0.004712 |  | -7.4258e-05 |  | 4.9403e-05 |  | 2.4149e-06 |  | 2.2839e-06 |  | 5.0332e-05 |  | 0.012138 |  | 0.00049012 |  | -8.8434e-05 |  | 0.16007 |  | 0.015078 |  | 0.034722
| 3.4441e-05 |  | 1.0683e-05 |  | 7.7062e-05 |  | -4.2267e-05 |  | 4.0053e-06 |  | -8.985e-06 |  | 2.347e-06 |  | -0.00016678 |  | 0.0046973 |  | 2.9088e-05 |  | -0.00057325 |  | 2.426e-06 |  | 2.2396e-06 |  | 5.0336e-05 |  | 0.012396 |  | 0.00057024 |  | -0.0001064 |  | 0.16063 |  | 0.015165 |  | 0.034709
| 6.4807e-05 |  | 4.9747e-06 |  | 7.59e-05 |  | -1.3588e-05 |  | 2.9607e-06 |  | -1.9499e-05 |  | 2.4274e-06 |  | 2.7152e-05 |  | 0.0045832 |  | 5.8792e-05 |  | -0.00061063 |  | 2.3892e-06 |  | 2.2709e-06 |  | 0.0001267 |  | 0.012663 |  | 0.00073977 |  | -0.00012239 |  | 0.16149 |  | 0.015233 |  | 0.034598
| 6.4807e-05 |  | 2.1895e-05 |  | 7.5901e-05 |  | -2.1413e-05 |  | 2.961e-06 |  | -7.5135e-06 |  | 2.4263e-06 |  | 0.0001823 |  | 0.0045155 |  | -0.00060582 |  | -0.00061437 |  | 2.4019e-06 |  | 2.1949e-06 |  | 0.0001267 |  | 0.013006 |  | 0.00071973 |  | -8.6295e-05 |  | 0.16201 |  | 0.015257 |  | 0.034507
| 0 |  | 3.4077e-05 |  | 0.0001086 |  | 7.2701e-06 |  | 2.961e-06 |  | -7.2485e-06 |  | 2.3645e-06 |  | 9.7135e-05 |  | 0.0044478 |  | -0.00046944 |  | -0.00039921 |  | 2.4582e-06 |  | 2.0874e-06 |  | 2.9548e-05 |  | 0.013238 |  | 0.00072227 |  | -4.1704e-05 |  | 0.16305 |  | 0.015255 |  | 0.034516
| 0 |  | 1.851e-05 |  | 0.00010861 |  | 6.2606e-06 |  | 2.961e-06 |  | -1.4333e-05 |  | 2.3618e-06 |  | 5.0422e-05 |  | 0.0044248 |  | -7.8591e-05 |  | -4.6109e-05 |  | 2.4325e-06 |  | 2.1317e-06 |  | 2.955e-05 |  | 0.013376 |  | 0.00069384 |  | 3.0682e-05 |  | 0.16372 |  | 0.015275 |  | 0.034615
| 6.5986e-05 |  | 1.2453e-05 |  | 7.4746e-05 |  | -5.1082e-05 |  | 1.9159e-06 |  | -1.2468e-05 |  | 2.4192e-06 |  | 0.00017454 |  | 0.0044001 |  | -0.00022711 |  | -0.00028538 |  | 2.3403e-06 |  | 2.2837e-06 |  | 9.4016e-05 |  | 0.013661 |  | 0.00074816 |  | 6.5039e-05 |  | 0.1639 |  | 0.015326 |  | 0.034731
| 6.5992e-05 |  | 2.1266e-05 |  | 7.4752e-05 |  | -6.1085e-05 |  | 2.7868e-06 |  | -1.4352e-05 |  | 2.4123e-06 |  | 6.4757e-05 |  | 0.0045692 |  | 9.6212e-05 |  | 4.552e-05 |  | 2.1782e-06 |  | 2.3975e-06 |  | 9.4024e-05 |  | 0.013875 |  | 0.00077326 |  | 0.00014001 |  | 0.16493 |  | 0.015408 |  | 0.034754
| 3.4452e-05 |  | 1.0061e-05 |  | 5.7722e-05 |  | -6.1463e-05 |  | 1.7423e-06 |  | -1.4545e-06 |  | 2.3474e-06 |  | -0.00012024 |  | 0.004422 |  | -5.6314e-05 |  | 0.00020812 |  | 2.1172e-06 |  | 2.3599e-06 |  | 9.636e-05 |  | 0.014071 |  | 0.00062541 |  | 0.00031959 |  | 0.16539 |  | 0.015497 |  | 0.03473
| 3.4452e-05 |  | -6.1402e-06 |  | 5.7722e-05 |  | -8.3102e-05 |  | 8.7122e-07 |  | -1.1406e-06 |  | 2.3117e-06 |  | -7.3694e-05 |  | 0.0041125 |  | -0.00066152 |  | -0.00011714 |  | 2.1549e-06 |  | 2.1255e-06 |  | 9.636e-05 |  | 0.01434 |  | 0.00064215 |  | 0.00022779 |  | 0.16573 |  | 0.015603 |  | 0.034662
| 7.5342e-05 |  | 9.1427e-06 |  | 8.1767e-05 |  | -7.5901e-05 |  | 2.9612e-06 |  | -1.8064e-05 |  | 2.3235e-06 |  | -2.4284e-05 |  | 0.0041129 |  | -0.00046944 |  | -0.00012223 |  | 2.2486e-06 |  | 1.9286e-06 |  | 9.8704e-05 |  | 0.014689 |  | 0.00071063 |  | 5.9084e-05 |  | 0.16616 |  | 0.015741 |  | 0.034595
| 7.5349e-05 |  | 2.6415e-05 |  | 8.1774e-05 |  | -3.7507e-05 |  | 2.9615e-06 |  | -2.3611e-05 |  | 2.321e-06 |  | -0.00014351 |  | 0.0042639 |  | -0.00011572 |  | 2.1186e-05 |  | 2.2828e-06 |  | 1.9287e-06 |  | 9.8713e-05 |  | 0.015076 |  | 0.00069564 |  | -4.8638e-05 |  | 0.16575 |  | 0.015893 |  | 0.034564
| 9.3464e-05 |  | 2.1824e-05 |  | 7.4187e-05 |  | -2.4191e-05 |  | 1.916e-06 |  | -1.4289e-05 |  | 2.3071e-06 |  | 1.5515e-05 |  | 0.0041714 |  | -0.00018998 |  | 0.00020437 |  | 2.223e-06 |  | 2.1255e-06 |  | 0.00011157 |  | 0.01528 |  | 0.00077664 |  | -1.5963e-05 |  | 0.16622 |  | 0.016012 |  | 0.034571
| 9.9772e-05 |  | 2.5965e-05 |  | 7.4187e-05 |  | -1.3407e-05 |  | 1.9162e-06 |  | -1.7875e-05 |  | 2.2395e-06 |  | 0 |  | 0.0041334 |  | -0.00034546 |  | -5.5912e-05 |  | 2.1857e-06 |  | 2.2085e-06 |  | 0.00011157 |  | 0.015499 |  | 0.00088103 |  | 0.00012936 |  | 0.16622 |  | 0.016084 |  | 0.034607
| 1.7678e-05 |  | 3.488e-05 |  | 7.185e-05 |  | -1.4422e-05 |  | 5.0518e-06 |  | -1.0048e-05 |  | 2.1961e-06 |  | -2.3271e-05 |  | 0.0041399 |  | -0.00024938 |  | -9.8445e-05 |  | 2.2015e-06 |  | 2.0943e-06 |  | 7.2435e-05 |  | 0.015816 |  | 0.00084846 |  | 0.00010012 |  | 0.1659 |  | 0.016141 |  | 0.034596
| 1.1372e-05 |  | 1.6516e-05 |  | 7.1857e-05 |  | -7.7622e-05 |  | 5.0526e-06 |  | 1.1855e-05 |  | 2.1359e-06 |  | 8.1453e-05 |  | 0.0038732 |  | -0.00012315 |  | -8.7236e-05 |  | 2.1261e-06 |  | 2.0184e-06 |  | 7.2441e-05 |  | 0.015885 |  | 0.00072825 |  | -6.6631e-05 |  | 0.16673 |  | 0.016219 |  | 0.034552
| 7.42e-05 |  | -3.8359e-06 |  | 6.0785e-06 |  | -6.6889e-05 |  | 1.9162e-06 |  | -9.6259e-06 |  | 2.1145e-06 |  | 3.8788e-06 |  | 0.0039285 |  | -0.00018626 |  | -0.00016201 |  | 2.0321e-06 |  | 2.056e-06 |  | 7.011e-05 |  | 0.016281 |  | 0.00074913 |  | 3.9907e-05 |  | 0.16701 |  | 0.016337 |  | 0.034443
| 7.42e-05 |  | -1.629e-06 |  | 6.0785e-06 |  | -3.1055e-05 |  | 1.9162e-06 |  | -2.3567e-05 |  | 2.1544e-06 |  | -0.00025499 |  | 0.0039998 |  | 1.4851e-05 |  | 0.00010013 |  | 1.9883e-06 |  | 2.056e-06 |  | 7.011e-05 |  | 0.016741 |  | 0.00073994 |  | 3.0454e-05 |  | 0.16671 |  | 0.016495 |  | 0.034298
| 1.1374e-05 |  | -3.6095e-06 |  | 5.6738e-05 |  | -6.1109e-05 |  | 1.9163e-06 |  | -1.4546e-05 |  | 2.2151e-06 |  | -0.00014352 |  | 0.0038757 |  | 0.00036324 |  | 0.00044739 |  | 2.0385e-06 |  | 2.0184e-06 |  | 7.0116e-05 |  | 0.017092 |  | 0.00082685 |  | -6.2553e-06 |  | 0.16672 |  | 0.016661 |  | 0.034155
| 1.1374e-05 |  | -2.1653e-05 |  | 5.6743e-05 |  | -5.9839e-05 |  | 1.9163e-06 |  | -2.7374e-05 |  | 2.3201e-06 |  | -0.00025986 |  | 0.0037994 |  | -0.00013429 |  | 0.00023055 |  | 2.1067e-06 |  | 2.1898e-06 |  | 7.0122e-05 |  | 0.017493 |  | 0.00081683 |  | 8.0067e-05 |  | 0.16684 |  | 0.016789 |  | 0.034022
| 4.9172e-05 |  | -1.1165e-05 |  | 0.000142 |  | -3.5428e-05 |  | 2.9622e-06 |  | -2.4192e-05 |  | 2.3675e-06 |  | -0.00055447 |  | 0.0038526 |  | -0.00046944 |  | -3.2509e-05 |  | 2.1221e-06 |  | 2.3992e-06 |  | 0.00016011 |  | 0.017808 |  | 0.00071827 |  | -1.6461e-05 |  | 0.16609 |  | 0.016874 |  | 0.033938
| 4.9176e-05 |  | 3.2341e-07 |  | 0.00014201 |  | -3.4754e-05 |  | 2.9622e-06 |  | -1.5923e-05 |  | 2.3535e-06 |  | 1.9392e-05 |  | 0.0038115 |  | -0.00031621 |  | -3.1154e-05 |  | 2.0957e-06 |  | 2.437e-06 |  | 0.00016013 |  | 0.018006 |  | 0.00073251 |  | -7.748e-05 |  | 0.16562 |  | 0.016933 |  | 0.033864
| 4.7076e-05 |  | -2.9925e-05 |  | 4.4588e-05 |  | -4.2423e-05 |  | 4.0073e-06 |  | -1.4199e-05 |  | 2.2937e-06 |  | 0.0003452 |  | 0.0038693 |  | -0.00036077 |  | -0.00022182 |  | 2.0547e-06 |  | 2.2655e-06 |  | 7.6556e-05 |  | 0.018274 |  | 0.00074667 |  | -0.0001565 |  | 0.16559 |  | 0.016979 |  | 0.033802
| 4.708e-05 |  | -1.8552e-05 |  | 4.4592e-05 |  | -6.8008e-05 |  | 4.0073e-06 |  | -2.7505e-06 |  | 2.2445e-06 |  | 0.00045331 |  | 0.0038445 |  | -0.00016724 |  | 8.8431e-05 |  | 2.0498e-06 |  | 2.0179e-06 |  | 7.6563e-05 |  | 0.018545 |  | 0.0007133 |  | -5.5483e-05 |  | 0.16512 |  | 0.017002 |  | 0.033735
| 0.00012041 |  | 5.2538e-08 |  | 5.9034e-05 |  | -6.8866e-05 |  | 8.7151e-07 |  | -3.3106e-06 |  | 2.2553e-06 |  | 0.00036072 |  | 0.0037671 |  | 2.9085e-05 |  | 0.000167 |  | 2.0862e-06 |  | 1.9548e-06 |  | 9.5273e-05 |  | 0.018818 |  | 0.00071919 |  | 0.00017336 |  | 0.16444 |  | 0.017019 |  | 0.033735
| 0.00012041 |  | -2.0992e-05 |  | 5.9034e-05 |  | -5.6159e-05 |  | 8.7144e-07 |  | -7.9528e-06 |  | 2.2797e-06 |  | 5.0423e-05 |  | 0.0037443 |  | 0.00021844 |  | -0.0001134 |  | 2.1284e-06 |  | 1.8536e-06 |  | 9.5273e-05 |  | 0.019341 |  | 0.00073423 |  | 3.4474e-05 |  | 0.16362 |  | 0.017061 |  | 0.033838
| 9.119e-05 |  | -4.3022e-06 |  | 6.4885e-05 |  | -6.5477e-05 |  | 8.7159e-07 |  | 1.4372e-06 |  | 2.2814e-06 |  | 2.4283e-05 |  | 0.0035821 |  | 0.00011558 |  | 0.00013914 |  | 2.135e-06 |  | 1.8155e-06 |  | 0.00011399 |  | 0.019896 |  | 0.00076096 |  | 4.0418e-05 |  | 0.16305 |  | 0.017144 |  | 0.033978
| 9.119e-05 |  | 2.4947e-05 |  | 6.4885e-05 |  | -7.9103e-05 |  | 8.7151e-07 |  | -4.2031e-06 |  | 2.3158e-06 |  | -0.00013964 |  | 0.003685 |  | -0.0001974 |  | -2.368e-05 |  | 2.1661e-06 |  | 1.7645e-06 |  | 0.00011399 |  | 0.020353 |  | 0.00077933 |  | 0.00018103 |  | 0.16277 |  | 0.01725 |  | 0.034037
| 2.7135e-05 |  | 1.3865e-05 |  | 9.2367e-05 |  | -3.7273e-05 |  | 8.7159e-07 |  | -1.3138e-05 |  | 2.3486e-06 |  | -0.00030642 |  | 0.0036917 |  | -0.00024938 |  | -0.00041623 |  | 2.1906e-06 |  | 1.7522e-06 |  | 3.616e-05 |  | 0.020723 |  | 0.00075261 |  | 0.00015878 |  | 0.16269 |  | 0.017342 |  | 0.033991
| 2.7137e-05 |  | 2.0619e-06 |  | 9.2375e-05 |  | -7.6177e-05 |  | 8.7159e-07 |  | -1.3498e-05 |  | 2.3792e-06 |  | -7.2851e-05 |  | 0.003536 |  | -5.8761e-05 |  | -1.2997e-06 |  | 2.0425e-06 |  | 1.9426e-06 |  | 3.6163e-05 |  | 0.021159 |  | 0.00082366 |  | 4.9844e-05 |  | 0.16192 |  | 0.017419 |  | 0.033967
| 9.2375e-05 |  | 8.8906e-06 |  | 8.1851e-05 |  | -0.00011343 |  | 2.9627e-06 |  | -1.5068e-05 |  | 2.3779e-06 |  | -0.00017066 |  | 0.0035523 |  | -0.00018626 |  | 7.3528e-05 |  | 1.8694e-06 |  | 2.1329e-06 |  | 9.2959e-05 |  | 0.021181 |  | 0.00079191 |  | -0.00013339 |  | 0.1601 |  | 0.017496 |  | 0.033994
| 9.2383e-05 |  | 1.598e-05 |  | 8.1858e-05 |  | -9.9439e-05 |  | 2.963e-06 |  | -1.5846e-05 |  | 2.3056e-06 |  | -0.00020169 |  | 0.003531 |  | -0.00053899 |  | -0.00025547 |  | 1.8279e-06 |  | 2.1331e-06 |  | 9.2967e-05 |  | 0.021462 |  | 0.00079948 |  | -3.6058e-05 |  | 0.15892 |  | 0.017592 |  | 0.034027
| 0 |  | 2.0089e-05 |  | 0.00010525 |  | -0.00012963 |  | 2.9627e-06 |  | -2.0598e-05 |  | 2.2342e-06 |  | -0.00016594 |  | 0.0034682 |  | -0.00043457 |  | -0.0003485 |  | 1.9619e-06 |  | 1.955e-06 |  | 6.7831e-05 |  | 0.022151 |  | 0.00087968 |  | 8.3139e-05 |  | 0.15828 |  | 0.01769 |  | 0.03403
| 0 |  | 1.5879e-05 |  | 0.00010525 |  | -7.0973e-05 |  | 2.963e-06 |  | -3.5241e-05 |  | 2.1646e-06 |  | -0.00028702 |  | 0.0033635 |  | -6.3738e-05 |  | -4.611e-05 |  | 2.0462e-06 |  | 1.7772e-06 |  | 6.7831e-05 |  | 0.022431 |  | 0.00094734 |  | -0.00014782 |  | 0.15699 |  | 0.01778 |  | 0.033972
| 4.08e-05 |  | 5.0764e-05 |  | 4.5628e-05 |  | -2.33e-05 |  | 1.9172e-06 |  | -2.6374e-05 |  | 2.1661e-06 |  | -0.00015515 |  | 0.0032144 |  | -7.8589e-05 |  | 0.0001296 |  | 1.9963e-06 |  | 1.7773e-06 |  | 0.00011169 |  | 0.022771 |  | 0.00095236 |  | -1.7106e-05 |  | 0.15597 |  | 0.017862 |  | 0.033892
| 4.0807e-05 |  | 4.9139e-05 |  | 4.5636e-05 |  | 3.3542e-06 |  | 1.9172e-06 |  | -1.4891e-05 |  | 2.2206e-06 |  | -0.00015784 |  | 0.0032202 |  | -0.00058955 |  | 1.4304e-05 |  | 1.9511e-06 |  | 1.9168e-06 |  | 0.00011171 |  | 0.023518 |  | 0.00080788 |  | 0.00032022 |  | 0.15555 |  | 0.017946 |  | 0.033788
| 0 |  | 1.2291e-05 |  | 0.00012165 |  | -1.007e-05 |  | 2.963e-06 |  | -1.1581e-05 |  | 2.2763e-06 |  | -0.00018229 |  | 0.0033711 |  | -0.00069865 |  | -6.854e-05 |  | 1.9558e-06 |  | 2.0568e-06 |  | 0.00010293 |  | 0.023911 |  | 0.00071515 |  | 0.00017278 |  | 0.15399 |  | 0.018032 |  | 0.03371
| 0 |  | -4.7042e-06 |  | 0.00012165 |  | -3.4782e-05 |  | 2.9635e-06 |  | -2.0027e-05 |  | 2.284e-06 |  | -3.8786e-05 |  | 0.0033711 |  | -0.00037933 |  | -0.00015079 |  | 2.0354e-06 |  | 2.0957e-06 |  | 0.00010293 |  | 0.024213 |  | 0.00072099 |  | -5.531e-06 |  | 0.15183 |  | 0.018139 |  | 0.033744
| 2.7149e-05 |  | -6.6923e-06 |  | 0.0001123 |  | -0.00011207 |  | 1.9172e-06 |  | -3.2228e-05 |  | 2.2346e-06 |  | 0.00018213 |  | 0.0032702 |  | 4.1964e-05 |  | 0.00010012 |  | 2.1075e-06 |  | 1.9807e-06 |  | 0.00010294 |  | 0.024532 |  | 0.00072851 |  | -4.7128e-05 |  | 0.15093 |  | 0.018276 |  | 0.033803
| 2.7151e-05 |  | 1.9477e-05 |  | 0.00011231 |  | -0.00014902 |  | 1.9173e-06 |  | -2.8234e-05 |  | 2.1191e-06 |  | 0.00010861 |  | 0.0031441 |  | 3.09e-06 |  | -0.00014331 |  | 2.1355e-06 |  | 1.917e-06 |  | 0.00010295 |  | 0.024899 |  | 0.00072271 |  | -0.0001307 |  | 0.14974 |  | 0.018408 |  | 0.033795
| 0 |  | 2.4442e-05 |  | 8.1308e-05 |  | -7.978e-05 |  | 1.9173e-06 |  | -1.9867e-05 |  | 2.0619e-06 |  | -0.00013575 |  | 0.0030745 |  | 7.3633e-05 |  | 9.9793e-06 |  | 2.0917e-06 |  | 1.9679e-06 |  | 9.4177e-05 |  | 0.025434 |  | 0.000706 |  | -0.00010867 |  | 0.14744 |  | 0.018499 |  | 0.033666
| 0 |  | 1.925e-05 |  | 8.1315e-05 |  | -5.0205e-05 |  | 1.9175e-06 |  | -2.4361e-05 |  | 2.0015e-06 |  | 8.0949e-06 |  | 0.0030911 |  | -8.5894e-05 |  | 0.00020546 |  | 1.8603e-06 |  | 2.0828e-06 |  | 9.4185e-05 |  | 0.025624 |  | 0.00063752 |  | 7.6198e-05 |  | 0.14578 |  | 0.018568 |  | 0.033492
| 1.5593e-05 |  | 1.5705e-05 |  | 5.1739e-05 |  | -2.7943e-05 |  | 4.009e-06 |  | -1.7531e-05 |  | 1.9967e-06 |  | 0.00015127 |  | 0.0030446 |  | -0.00050557 |  | -9.8448e-05 |  | 1.6724e-06 |  | 2.1589e-06 |  | 3.7284e-05 |  | 0.026115 |  | 0.00043195 |  | 0.00015621 |  | 0.14395 |  | 0.018661 |  | 0.033376
| 1.5593e-05 |  | -7.9332e-06 |  | 5.1739e-05 |  | -1.9842e-05 |  | 4.0093e-06 |  | -1.2236e-05 |  | 2.0753e-06 |  | -6.9814e-05 |  | 0.0030698 |  | -0.00016398 |  | 3.2401e-05 |  | 1.578e-06 |  | 2.2732e-06 |  | 3.7284e-05 |  | 0.026994 |  | 0.00042028 |  | 0.00017355 |  | 0.14244 |  | 0.018784 |  | 0.033311
| 8.835e-05 |  | -2.8124e-05 |  | 7.1967e-05 |  | -4.6337e-05 |  | 1.9175e-06 |  | -1.8749e-05 |  | 2.1598e-06 |  | -0.0001376 |  | 0.0029659 |  | -0.00012463 |  | -2.4707e-05 |  | 1.6705e-06 |  | 2.311e-06 |  | 4.4965e-05 |  | 0.027513 |  | 0.00064504 |  | 0.00017279 |  | 0.1412 |  | 0.018905 |  | 0.033233
| 8.835e-05 |  | 7.8785e-06 |  | 7.1967e-05 |  | -5.8804e-05 |  | 1.9176e-06 |  | -2.4665e-06 |  | 2.2777e-06 |  | 8.533e-05 |  | 0.0029027 |  | -0.00010087 |  | -0.00017322 |  | 1.7228e-06 |  | 2.0699e-06 |  | 4.4965e-05 |  | 0.027997 |  | 0.00071778 |  | 0.00011288 |  | 0.13853 |  | 0.019004 |  | 0.033112
| 6.6122e-05 |  | 1.1923e-05 |  | 4.7689e-05 |  | -7.9553e-05 |  | 1.9176e-06 |  | -2.0101e-06 |  | 2.3017e-06 |  | 7.3694e-05 |  | 0.0029211 |  | -0.00010458 |  | 0.00010717 |  | 1.6824e-06 |  | 1.7908e-06 |  | 9.889e-05 |  | 0.028491 |  | 0.00062419 |  | 0.00010056 |  | 0.13704 |  | 0.019096 |  | 0.032886
| 6.6128e-05 |  | -1.1989e-05 |  | 4.7693e-05 |  | -0.00016294 |  | 1.9176e-06 |  | -1.0745e-05 |  | 2.3782e-06 |  | 1.6189e-05 |  | 0.0028845 |  | -0.00015949 |  | 0.00014694 |  | 1.7228e-06 |  | 1.6512e-06 |  | 9.8899e-05 |  | 0.028974 |  | 0.00057573 |  | -1.9784e-05 |  | 0.13539 |  | 0.019207 |  | 0.032626
| 7.8417e-05 |  | -1.1241e-05 |  | 8.9536e-05 |  | -0.00015678 |  | 4.0097e-06 |  | -2.0185e-05 |  | 2.4301e-06 |  | 0.000128 |  | 0.0027896 |  | 0.00010706 |  | -0.0002966 |  | 1.8055e-06 |  | 1.7784e-06 |  | 0.00016034 |  | 0.029434 |  | 0.00078964 |  | -0.00012215 |  | 0.13272 |  | 0.019324 |  | 0.032414
| 7.8424e-05 |  | -1.033e-05 |  | 8.9543e-05 |  | -0.00010581 |  | 4.01e-06 |  | -3.0314e-05 |  | 2.3771e-06 |  | 0.00022665 |  | 0.0028548 |  | 9.2338e-05 |  | -0.00025488 |  | 1.7827e-06 |  | 1.8927e-06 |  | 0.00016036 |  | 0.029675 |  | 0.00087075 |  | -0.00014601 |  | 0.13066 |  | 0.019424 |  | 0.032333
| 1.4546e-05 |  | 3.4647e-06 |  | 8.3105e-05 |  | -7.2966e-05 |  | 4.0097e-06 |  | -3.3862e-05 |  | 2.2704e-06 |  | -7.7574e-05 |  | 0.002777 |  | -0.00030508 |  | -0.00019191 |  | 1.6769e-06 |  | 1.8795e-06 |  | 0 |  | 0.030138 |  | 0.00080055 |  | -0.00016199 |  | 0.12896 |  | 0.019495 |  | 0.032347
| 1.4548e-05 |  | 2.2167e-05 |  | 8.3113e-05 |  | -7.7682e-05 |  | 4.0103e-06 |  | -2.3789e-05 |  | 2.2775e-06 |  | -0.00020557 |  | 0.0026379 |  | -0.00023083 |  | -0.00020313 |  | 1.6681e-06 |  | 1.9431e-06 |  | 0 |  | 0.030843 |  | 0.00073788 |  | 0.00017014 |  | 0.12644 |  | 0.019588 |  | 0.032415
| 1.8756e-05 |  | 6.5686e-06 |  | 6.7901e-05 |  | -0.00012792 |  | 1.9178e-06 |  | -4.5992e-06 |  | 2.393e-06 |  | 7.2851e-05 |  | 0.0027511 |  | 0.00011171 |  | -0.00015344 |  | 1.7653e-06 |  | 2.0192e-06 |  | 2.1942e-06 |  | 0.031544 |  | 0.00049557 |  | 0.00014574 |  | 0.12393 |  | 0.019722 |  | 0.032494
| 1.8756e-05 |  | 6.0969e-07 |  | 6.7901e-05 |  | -0.00016461 |  | 1.918e-06 |  | -2.2313e-05 |  | 2.5063e-06 |  | -0.00011248 |  | 0.0026247 |  | 8.8491e-05 |  | -0.0003452 |  | 1.8573e-06 |  | 2.0768e-06 |  | 2.1942e-06 |  | 0.031915 |  | 0.00055073 |  | -7.633e-05 |  | 0.12198 |  | 0.019865 |  | 0.032559
| 2.0861e-05 |  | 2.6339e-05 |  | 1.5226e-05 |  | -9.7183e-05 |  | 2.9645e-06 |  | -2.7726e-05 |  | 2.505e-06 |  | -0.00011248 |  | 0.002605 |  | -7.4876e-05 |  | -0.00029286 |  | 1.849e-06 |  | 2.0579e-06 |  | 8.781e-05 |  | 0.032535 |  | 0.00073124 |  | -8.9911e-05 |  | 0.12 |  | 0.020002 |  | 0.032592
| 2.0863e-05 |  | 1.1853e-05 |  | 1.5228e-05 |  | -5.2059e-05 |  | 2.9645e-06 |  | -1.642e-05 |  | 2.3586e-06 |  | -0.00014975 |  | 0.002542 |  | -8.5881e-05 |  | -0.00011833 |  | 1.8003e-06 |  | 2.0201e-06 |  | 8.7817e-05 |  | 0.032988 |  | 0.00069781 |  | -2.0855e-05 |  | 0.11843 |  | 0.020124 |  | 0.032598
| 9.4257e-05 |  | 2.192e-06 |  | 5.9716e-05 |  | -9.4241e-05 |  | 2.9647e-06 |  | -2.3611e-05 |  | 2.2244e-06 |  | -0.00017066 |  | 0.0024454 |  | 0.00014418 |  | -0.00043865 |  | 1.7615e-06 |  | 2.0013e-06 |  | 8.6647e-05 |  | 0.033435 |  | 0.00082321 |  | -8.8259e-06 |  | 0.11631 |  | 0.020269 |  | 0.032624
| 9.4266e-05 |  | -1.7775e-06 |  | 5.9721e-05 |  | -8.4786e-05 |  | 2.9645e-06 |  | -1.7073e-05 |  | 2.183e-06 |  | -6.2058e-05 |  | 0.002554 |  | -8.9725e-05 |  | -0.00072278 |  | 1.5839e-06 |  | 1.8805e-06 |  | 8.6654e-05 |  | 0.034103 |  | 0.00099036 |  | 7.8358e-05 |  | 0.11358 |  | 0.020435 |  | 0.032619
| 7.9628e-05 |  | -1.1587e-05 |  | 0.00010246 |  | -3.2985e-05 |  | 2.9647e-06 |  | -6.1432e-06 |  | 2.2743e-06 |  | -0.00038045 |  | 0.0025674 |  | -0.00030284 |  | -0.00025877 |  | 1.4463e-06 |  | 1.7789e-06 |  | 9.1923e-05 |  | 0.034667 |  | 0.0007948 |  | 5.9512e-05 |  | 0.11115 |  | 0.020596 |  | 0.032579
| 7.9635e-05 |  | 1.2155e-06 |  | 0.00010247 |  | -7.7921e-05 |  | 2.965e-06 |  | 1.8839e-06 |  | 2.3158e-06 |  | -0.0003646 |  | 0.0026221 |  | -4.1461e-05 |  | 0.00012213 |  | 1.397e-06 |  | 1.931e-06 |  | 9.1931e-05 |  | 0.035407 |  | 0.00073216 |  | -7.0795e-05 |  | 0.1091 |  | 0.020732 |  | 0.032517
| 6.383e-05 |  | 2.4117e-05 |  | 0.00011361 |  | -3.2602e-05 |  | 8.7217e-07 |  | 2.9022e-06 |  | 2.263e-06 |  | 0.0001823 |  | 0.0026352 |  | -1.1758e-05 |  | 4.7355e-05 |  | 1.4846e-06 |  | 2.1846e-06 |  | 2.8539e-05 |  | 0.03608 |  | 0.00084499 |  | 6.2077e-05 |  | 0.10684 |  | 0.020834 |  | 0.032443
| 6.383e-05 |  | 1.4611e-05 |  | 0.00011361 |  | -2.5004e-06 |  | 8.7225e-07 |  | -1.3761e-05 |  | 2.3071e-06 |  | 0.00025903 |  | 0.0025222 |  | -0.00022535 |  | -0.00011054 |  | 1.4979e-06 |  | 2.2866e-06 |  | 2.8539e-05 |  | 0.036854 |  | 0.00071377 |  | 4.5887e-05 |  | 0.10443 |  | 0.020951 |  | 0.0324
| 5.1386e-05 |  | -3.0232e-05 |  | 5.7885e-05 |  | -6.3991e-05 |  | 1.9184e-06 |  | -2.0837e-05 |  | 2.3958e-06 |  | -8.1452e-05 |  | 0.0024498 |  | -0.00018997 |  | -0.00028912 |  | 1.4222e-06 |  | 2.1347e-06 |  | 8.5505e-05 |  | 0.037624 |  | 0.0007681 |  | 7.9065e-05 |  | 0.10249 |  | 0.021075 |  | 0.032385
| 5.139e-05 |  | -2.0545e-05 |  | 5.789e-05 |  | -4.8748e-05 |  | 1.9183e-06 |  | -1.029e-05 |  | 2.4342e-06 |  | -0.00024688 |  | 0.0024066 |  | -0.00029509 |  | -0.00020806 |  | 1.4388e-06 |  | 1.8677e-06 |  | 8.5512e-05 |  | 0.038209 |  | 0.00088182 |  | 4.3075e-05 |  | 0.10084 |  | 0.021198 |  | 0.032329
| 5.0338e-05 |  | 1.9359e-05 |  | 4.8749e-05 |  | -5.9035e-05 |  | 1.9184e-06 |  | -1.0519e-05 |  | 2.3845e-06 |  | 3.492e-05 |  | 0.0026011 |  | -7.1161e-05 |  | -8.3495e-05 |  | 1.5314e-06 |  | 1.7531e-06 |  | 0.00010953 |  | 0.038622 |  | 0.00083919 |  | -8.1675e-05 |  | 0.098236 |  | 0.021342 |  | 0.032202
| 5.0338e-05 |  | 1.3891e-06 |  | 4.8749e-05 |  | -5.3357e-05 |  | 1.9184e-06 |  | -3.4013e-05 |  | 2.2947e-06 |  | 0.00031418 |  | 0.0026813 |  | 0.00022215 |  | 0.00021559 |  | 1.4563e-06 |  | 1.7531e-06 |  | 0.00010953 |  | 0.038921 |  | 0.00080492 |  | 1.7011e-05 |  | 0.095548 |  | 0.021496 |  | 0.03197
| 9.2973e-06 |  | -4.3359e-05 |  | 8.9627e-05 |  | -6.5653e-05 |  | 4.0114e-06 |  | -3.3438e-05 |  | 2.2548e-06 |  | 0.00014975 |  | 0.0025371 |  | -8.5881e-05 |  | 0.00038101 |  | 1.2879e-06 |  | 1.8679e-06 |  | 0.00011072 |  | 0.039712 |  | 0.00075064 |  | -5.1734e-06 |  | 0.0931 |  | 0.021646 |  | 0.031748
| 9.2973e-06 |  | -3.9467e-05 |  | 8.9627e-05 |  | -5.8325e-05 |  | 4.0117e-06 |  | -2.075e-05 |  | 2.227e-06 |  | -2.3273e-05 |  | 0.0025769 |  | -0.00015285 |  | 0.00013334 |  | 1.1927e-06 |  | 1.7095e-06 |  | 0.00011072 |  | 0.04056 |  | 0.00084003 |  | -0.0001522 |  | 0.090585 |  | 0.021752 |  | 0.031649
| 0 |  | -7.3818e-06 |  | 0.00011892 |  | -8.2655e-05 |  | 1.9186e-06 |  | -2.2211e-05 |  | 2.239e-06 |  | -1.9394e-05 |  | 0.0025353 |  | -1.547e-05 |  | 0.0002642 |  | 1.2665e-06 |  | 1.4485e-06 |  | 0.00010076 |  | 0.040948 |  | 0.00076406 |  | 8.1597e-05 |  | 0.08841 |  | 0.021841 |  | 0.031628
| 0 |  | -1.0693e-05 |  | 0.00011894 |  | -0.0001032 |  | 1.9186e-06 |  | -1.8963e-05 |  | 2.2363e-06 |  | 2.4283e-05 |  | 0.0023946 |  | -6.2635e-05 |  | 0.00044344 |  | 1.3019e-06 |  | 1.4609e-06 |  | 0.00010077 |  | 0.041449 |  | 0.00066705 |  | 0.00019325 |  | 0.086188 |  | 0.021936 |  | 0.031645
| 5.3513e-05 |  | -2.3495e-05 |  | 4.8766e-05 |  | -0.0001232 |  | 8.7239e-07 |  | -2.0232e-05 |  | 2.2223e-06 |  | -4.6544e-05 |  | 0.0023231 |  | -0.00049443 |  | 5.8575e-05 |  | 1.2637e-06 |  | 1.7343e-06 |  | 8.437e-05 |  | 0.042214 |  | 0.00074734 |  | -2.7871e-05 |  | 0.084092 |  | 0.022017 |  | 0.031625
| 5.3513e-05 |  | 1.0187e-05 |  | 5.7931e-05 |  | -0.00014129 |  | 8.7247e-07 |  | -2.8477e-05 |  | 2.1706e-06 |  | -3.8788e-06 |  | 0.0022364 |  | -0.00047958 |  | -0.00014331 |  | 1.1747e-06 |  | 1.9948e-06 |  | 8.437e-05 |  | 0.043222 |  | 0.00067712 |  | -3.4175e-05 |  | 0.081918 |  | 0.022074 |  | 0.03153
| 9.3752e-05 |  | 4.4931e-07 |  | 4.7775e-05 |  | -0.00010257 |  | 2.9657e-06 |  | -2.0617e-05 |  | 2.132e-06 |  | 7.6898e-05 |  | 0.002253 |  | -6.2635e-05 |  | 0.00013913 |  | 1.1239e-06 |  | 1.9824e-06 |  | 4.0637e-05 |  | 0.044068 |  | 0.00070387 |  | 8.4117e-05 |  | 0.080038 |  | 0.022113 |  | 0.031355
| 9.376e-05 |  | -3.0331e-05 |  | 3.8613e-05 |  | -0.00011758 |  | 2.9657e-06 |  | -2.4663e-05 |  | 2.0847e-06 |  | 0.00026375 |  | 0.0022198 |  | -0.00018998 |  | 0.00012212 |  | 1.0898e-06 |  | 1.8304e-06 |  | 4.0641e-05 |  | 0.044847 |  | 0.00083177 |  | 6.72e-05 |  | 0.07826 |  | 0.022155 |  | 0.031168
| 0.00014005 |  | -2.3678e-05 |  | 8.0282e-05 |  | -0.00010965 |  | 2.966e-06 |  | -2.4364e-05 |  | 2.0756e-06 |  | 0.00012547 |  | 0.0022133 |  | -0.00014787 |  | 7.2821e-05 |  | 1.1066e-06 |  | 1.6778e-06 |  | 0.00014826 |  | 0.045567 |  | 0.00079838 |  | 1.0678e-05 |  | 0.076595 |  | 0.022227 |  | 0.031066
| 0.00014007 |  | -1.9901e-05 |  | 8.0289e-05 |  | -4.0281e-05 |  | 2.966e-06 |  | -1.0149e-05 |  | 2.1694e-06 |  | -2.3272e-05 |  | 0.0022071 |  | -1.9184e-05 |  | 9.2218e-05 |  | 1.0927e-06 |  | 1.6015e-06 |  | 0.00014827 |  | 0.046154 |  | 0.00074404 |  | 3.2863e-05 |  | 0.074206 |  | 0.022306 |  | 0.031022
| 1.3514e-05 |  | 1.2307e-06 |  | 0.00012484 |  | -6.461e-05 |  | 2.966e-06 |  | -1.9302e-05 |  | 2.2733e-06 |  | -3.4907e-05 |  | 0.002219 |  | 0.00018131 |  | 1.3707e-05 |  | 1.0621e-06 |  | 1.6778e-06 |  | 9.0259e-05 |  | 0.046853 |  | 0.00078171 |  | -0.00012644 |  | 0.071856 |  | 0.022414 |  | 0.031013
| 1.3514e-05 |  | 1.5124e-05 |  | 0.00012484 |  | -7.4954e-05 |  | 2.966e-06 |  | -1.7596e-05 |  | 2.3465e-06 |  | -0.00020641 |  | 0.0022453 |  | -0.00012463 |  | -0.00013783 |  | 1.0614e-06 |  | 1.824e-06 |  | 9.0259e-05 |  | 0.047285 |  | 0.00075491 |  | 9.9556e-06 |  | 0.070014 |  | 0.022566 |  | 0.030976
| 0 |  | -1.8636e-06 |  | 9.0267e-05 |  | -0.00010061 |  | 8.7261e-07 |  | -2.8775e-05 |  | 2.3161e-06 |  | -8.9209e-05 |  | 0.0021922 |  | -0.00029766 |  | -6.4795e-05 |  | 1.0907e-06 |  | 1.894e-06 |  | 9.1439e-05 |  | 0.04815 |  | 0.00074492 |  | 0.0002239 |  | 0.06766 |  | 0.022772 |  | 0.030881
| 0 |  | -1.9777e-05 |  | 9.0275e-05 |  | -6.8696e-05 |  | 8.7261e-07 |  | -4.7104e-05 |  | 2.2835e-06 |  | -7.7576e-06 |  | 0.0021877 |  | 0.00014047 |  | -3.4892e-05 |  | 1.0427e-06 |  | 1.9318e-06 |  | 9.1447e-05 |  | 0.049329 |  | 0.00080851 |  | 0.00011173 |  | 0.065934 |  | 0.023019 |  | 0.030752
| 2.4049e-05 |  | -1.258e-07 |  | 5.5906e-05 |  | -6.4522e-05 |  | 1.9191e-06 |  | -2.5228e-05 |  | 2.2788e-06 |  | 4.0473e-05 |  | 0.0022639 |  | -0.00014012 |  | -0.0003173 |  | 9.6609e-07 |  | 1.8999e-06 |  | 8.9102e-05 |  | 0.050116 |  | 0.0006471 |  | 4.4664e-05 |  | 0.06396 |  | 0.023259 |  | 0.030642
| 2.4051e-05 |  | 3.7354e-06 |  | 5.5911e-05 |  | -0.00015545 |  | 1.9191e-06 |  | -3.0155e-05 |  | 2.35e-06 |  | 1.9394e-05 |  | 0.002304 |  | -0.00026794 |  | -0.00046857 |  | 9.8001e-07 |  | 1.7922e-06 |  | 8.911e-05 |  | 0.051062 |  | 0.00059279 |  | 5.0592e-07 |  | 0.061972 |  | 0.023474 |  | 0.030672
| 3.8799e-05 |  | -2.6996e-06 |  | 7.035e-05 |  | -7.6304e-05 |  | 6.1068e-06 |  | -3.1891e-05 |  | 2.5393e-06 |  | 2.4285e-05 |  | 0.0022324 |  | -7.426e-05 |  | -0.00013003 |  | 1.0803e-06 |  | 1.7669e-06 |  | 9.4386e-05 |  | 0.052215 |  | 0.00068644 |  | 7.6282e-06 |  | 0.060484 |  | 0.023687 |  | 0.030698
| 3.8802e-05 |  | 1.7234e-05 |  | 7.0356e-05 |  | 6.7813e-05 |  | 8.0261e-06 |  | 0.00011845 |  | 2.0127e-06 |  | 0.0001086 |  | 0.0021793 |  | -0.00024939 |  | 0.00037636 |  | 8.0329e-07 |  | 1.3472e-06 |  | 9.4394e-05 |  | 0.052868 |  | 0.00079095 |  | 0.00022024 |  | 0.058289 |  | 0.02388 |  | 0.030578
| 4.0385e-06 |  | -2.4712e-05 |  | 8.2089e-05 |  | -0.00010391 |  | 2.7919e-06 |  | -1.1733e-05 |  | 1.4654e-06 |  | -0.00019005 |  | 0.0021378 |  | -0.0004536 |  | 0.00012961 |  | 4.4898e-07 |  | 1.0998e-06 |  | 0 |  | 0.053317 |  | 0.00071909 |  | 0.00023883 |  | 0.055465 |  | 0.024066 |  | 0.030327
| 4.0385e-06 |  | -1.4024e-05 |  | 8.2089e-05 |  | -7.2238e-05 |  | 8.7276e-07 |  | -3.2451e-05 |  | 8.5295e-07 |  | -0.00016593 |  | 0.0020798 |  | -0.0002331 |  | 0.00040052 |  | 7.5184e-08 |  | 6.6777e-07 |  | 0 |  | 0.054189 |  | 0.00064551 |  | 0.00017411 |  | 0.054051 |  | 0.02418 |  | 0.030065
| 1.5629e-05 |  | 3.5449e-05 |  | 0.00010672 |  | -1.2549e-05 |  | 8.7276e-07 |  | -2.0193e-05 |  | 9.475e-07 |  | -0.00020557 |  | 0.0020372 |  | -0.00027909 |  | 0.0002941 |  | 6.0565e-08 |  | 5.914e-07 |  | 0 |  | 0.055418 |  | 0.00063965 |  | -3.2232e-05 |  | 0.052503 |  | 0.024227 |  | 0.030022
| 1.5629e-05 |  | 2.772e-05 |  | 0.00010672 |  | -3.3021e-05 |  | 1.7455e-06 |  | -2.578e-05 |  | 1.0108e-06 |  | -7.7579e-05 |  | 0.002077 |  | -0.00028651 |  | -0.00033772 |  | 3.7592e-08 |  | 4.2625e-07 |  | 0 |  | 0.056733 |  | 0.00067728 |  | -0.00019705 |  | 0.050191 |  | 0.024263 |  | 0.030023
| 7.4486e-05 |  | -1.059e-05 |  | 9.7359e-05 |  | -9.5434e-05 |  | 8.7276e-07 |  | -5.4551e-05 |  | 1.0694e-06 |  | 0.00018618 |  | 0.0020539 |  | -0.00038807 |  | -0.00060987 |  | 4.0377e-08 |  | 3.4988e-07 |  | 0 |  | 0.057814 |  | 0.00076847 |  | 2.2464e-05 |  | 0.048881 |  | 0.024359 |  | 0.029977
| 7.4479e-05 |  | -1.3126e-05 |  | 9.7351e-05 |  | -9.8085e-05 |  | 8.7283e-07 |  | -2.9886e-05 |  | 1.0648e-06 |  | 0.00020169 |  | 0.0021435 |  | -0.00039047 |  | -0.00022556 |  | 5.6393e-08 |  | 4.1976e-07 |  | 0 |  | 0.058421 |  | 0.00070157 |  | 3.9298e-05 |  | 0.047909 |  | 0.024522 |  | 0.029848
| 3.3549e-05 |  | 1.3884e-05 |  | 9.5608e-05 |  | -3.7975e-05 |  | 1.7457e-06 |  | -1.5451e-06 |  | 9.5757e-07 |  | 0.00022665 |  | 0.0023004 |  | -0.0002486 |  | 0.00011183 |  | 4.8734e-08 |  | 4.3216e-07 |  | 0 |  | 0.059034 |  | 0.00067398 |  | 2.3745e-05 |  | 0.046627 |  | 0.024698 |  | 0.029762
| 3.3549e-05 |  | 1.9627e-05 |  | 9.5608e-05 |  | -4.9388e-06 |  | 8.7283e-07 |  | -2.0222e-05 |  | 7.8909e-07 |  | 0.00012024 |  | 0.0021491 |  | -0.000112 |  | -0.00026668 |  | 2.576e-08 |  | 4.191e-07 |  | 3.3945e-05 |  | 0.060411 |  | 0.00077688 |  | 8.8688e-05 |  | 0.045226 |  | 0.024802 |  | 0.02977
| 0 |  | -1.4188e-05 |  | 4.0687e-05 |  | -0.00010223 |  | 0 |  | -1.8797e-05 |  | 7.518e-07 |  | -0.00015902 |  | 0.0019528 |  | 4.0223e-05 |  | -0.00022929 |  | 5.5696e-09 |  | 3.6819e-07 |  | 3.9445e-05 |  | 0.061684 |  | 0.00087639 |  | -0.00012733 |  | 0.043277 |  | 0.024831 |  | 0.029761
| 0 |  | -1.9529e-05 |  | 4.5784e-05 |  | -0.00017737 |  | 8.7291e-07 |  | -1.2279e-05 |  | 8.8173e-07 |  | -0.00018618 |  | 0.0019675 |  | -2.0017e-05 |  | 6.5015e-06 |  | 2.7851e-09 |  | 4.322e-07 |  | 5.4972e-06 |  | 0.062651 |  | 0.00085966 |  | -0.00023993 |  | 0.041784 |  | 0.02486 |  | 0.029682
| 2.8284e-05 |  | -1.269e-05 |  | 8.7229e-05 |  | -0.00010549 |  | 1.7458e-06 |  | -1.3515e-05 |  | 9.9694e-07 |  | 0 |  | 0.0019324 |  | -0.00026423 |  | -0.00022556 |  | 8.3552e-09 |  | 5.7256e-07 |  | 0 |  | 0.063612 |  | 0.00085799 |  | -0.00020949 |  | 0.040983 |  | 0.024966 |  | 0.029535
| 2.8286e-05 |  | -8.5604e-06 |  | 8.2138e-05 |  | -5.481e-05 |  | 8.7291e-07 |  | -7.4372e-06 |  | 9.7363e-07 |  | 0 |  | 0.0019643 |  | -0.00027572 |  | -0.0003563 |  | 1.671e-08 |  | 5.4057e-07 |  | 0 |  | 0.064263 |  | 0.00068911 |  | -1.5715e-05 |  | 0.039874 |  | 0.025122 |  | 0.029387
| 3.8828e-05 |  | -1.3063e-05 |  | 5.6971e-05 |  | -2.7963e-05 |  | 0 |  | -2.958e-05 |  | 8.2786e-07 |  | 0.00011248 |  | 0.0019578 |  | 7.7352e-05 |  | -0.00031528 |  | 1.6712e-08 |  | 3.8783e-07 |  | 0 |  | 0.065339 |  | 0.00055112 |  | 0.0001533 |  | 0.038302 |  | 0.025217 |  | 0.029241
| 3.8832e-05 |  | -3.4776e-05 |  | 5.6976e-05 |  | -3.7634e-05 |  | 0 |  | -3.6574e-05 |  | 7.0531e-07 |  | 0.00019005 |  | 0.0018964 |  | 0.00041151 |  | -0.00026294 |  | 8.3559e-09 |  | 2.9904e-07 |  | 0 |  | 0.067148 |  | 0.0007602 |  | 0.00016982 |  | 0.037242 |  | 0.025242 |  | 0.029107
| 6.9242e-05 |  | -3.5565e-05 |  | 9.8582e-05 |  | -6.5423e-05 |  | 8.7298e-07 |  | -2.9954e-05 |  | 7.1463e-07 |  | 3.6425e-05 |  | 0.0020145 |  | 0.00038291 |  | -2.8609e-05 |  | 0 |  | 4.1983e-07 |  | 0 |  | 0.068317 |  | 0.00082046 |  | -4.7091e-05 |  | 0.036447 |  | 0.025303 |  | 0.029015
| 6.9242e-05 |  | -3.1482e-05 |  | 9.8582e-05 |  | -3.0851e-05 |  | 2.7929e-06 |  | -2.8596e-05 |  | 7.9855e-07 |  | -8.1452e-05 |  | 0.0019564 |  | -0.00013057 |  | -0.00010219 |  | 0 |  | 5.2168e-07 |  | 4.2221e-06 |  | 0.069358 |  | 0.00068326 |  | -0.00049154 |  | 0.035033 |  | 0.025486 |  | 0.02894
| 6.7488e-05 |  | -1.5586e-05 |  | 4.681e-05 |  | -5.4259e-05 |  | 3.8401e-06 |  | -1.5516e-05 |  | 8.4058e-07 |  | -0.00019023 |  | 0.0018134 |  | -0.00051206 |  | -0.00019245 |  | 2.7855e-09 |  | 4.4533e-07 |  | 4.2225e-06 |  | 0.070184 |  | 0.00056035 |  | -0.00047718 |  | 0.033423 |  | 0.025784 |  | 0.028858
| 7.2768e-05 |  | 8.3461e-06 |  | 4.681e-05 |  | -3.7774e-05 |  | 1.9199e-06 |  | -2.3533e-05 |  | 8.2386e-07 |  | -0.00038011 |  | 0.0019131 |  | -0.00042389 |  | 0.00028662 |  | 5.5706e-09 |  | 3.2385e-07 |  | 0 |  | 0.070567 |  | 0.00069923 |  | -0.00010405 |  | 0.032228 |  | 0.026086 |  | 0.028764
| 3.885e-05 |  | -6.1062e-06 |  | 9.0383e-05 |  | 7.2056e-06 |  | 0 |  | -3.9464e-05 |  | 8.3133e-07 |  | -2.7152e-05 |  | 0.0018816 |  | -0.00020483 |  | 0.00020811 |  | 6.268e-09 |  | 2.7297e-07 |  | 0 |  | 0.071764 |  | 0.00077362 |  | -9.1562e-05 |  | 0.031333 |  | 0.026327 |  | 0.028728
| 3.3572e-05 |  | -1.3716e-05 |  | 9.039e-05 |  | 5.285e-06 |  | 0 |  | -3.1528e-05 |  | 8.5723e-07 |  | 0.00011737 |  | 0.0018853 |  | -0.00024085 |  | -0.00016125 |  | 4.8747e-09 |  | 3.18e-07 |  | 0 |  | 0.073338 |  | 0.00064403 |  | -5.7795e-05 |  | 0.030579 |  | 0.02652 |  | 0.028732
| 7.8651e-05 |  | -8.5634e-06 |  | 9.8608e-05 |  | -0.00013584 |  | 0 |  | -2.0861e-05 |  | 8.2466e-07 |  | -0.00024435 |  | 0.0019035 |  | -2.6609e-05 |  | -6.854e-05 |  | 1.2536e-08 |  | 3.3696e-07 |  | 0 |  | 0.074681 |  | 0.00063985 |  | 6.1132e-05 |  | 0.029428 |  | 0.026715 |  | 0.02869
| 7.8658e-05 |  | -1.8748e-06 |  | 9.8616e-05 |  | -0.0001251 |  | 0 |  | -1.1465e-05 |  | 7.6272e-07 |  | -0.00023474 |  | 0.0017534 |  | -7.0382e-05 |  | 0.00011573 |  | 2.0893e-08 |  | 3.239e-07 |  | 0 |  | 0.075725 |  | 0.00065996 |  | -7.8676e-05 |  | 0.02866 |  | 0.026922 |  | 0.02854
| 2.1975e-05 |  | 7.8573e-06 |  | 0.00010919 |  | -5.711e-06 |  | 0 |  | -2.0616e-05 |  | 7.4739e-07 |  | -0.00018618 |  | 0.0018656 |  | -0.00020483 |  | 0.00013707 |  | 1.95e-08 |  | 3.0497e-07 |  | 3.3011e-05 |  | 0.076712 |  | 0.00066577 |  | -0.00039398 |  | 0.028184 |  | 0.027097 |  | 0.028368
| 2.1975e-05 |  | -6.7775e-06 |  | 0.00010919 |  | -0.00011768 |  | 0 |  | -2.052e-05 |  | 7.6611e-07 |  | -0.00013964 |  | 0.0019878 |  | -0.0002234 |  | -0.00039005 |  | 9.751e-09 |  | 2.9258e-07 |  | 3.3011e-05 |  | 0.078108 |  | 0.00076033 |  | -6.6518e-05 |  | 0.027126 |  | 0.027235 |  | 0.028199
| 0.0001139 |  | -1.1836e-05 |  | 6.3994e-05 |  | -0.00017212 |  | 8.7313e-07 |  | -3.2077e-05 |  | 7.5406e-07 |  | 3.6426e-05 |  | 0.0020443 |  | -0.00057405 |  | -0.00046553 |  | 8.3573e-09 |  | 3.0562e-07 |  | 2.0909e-05 |  | 0.079081 |  | 0.00071186 |  | 0.00016974 |  | 0.026181 |  | 0.027405 |  | 0.028016
| 0.00011391 |  | -2.2354e-05 |  | 6.3999e-05 |  | -0.00012035 |  | 2.7936e-06 |  | -4.7432e-05 |  | 7.4946e-07 |  | 5.8179e-05 |  | 0.0020257 |  | -0.0003422 |  | -0.00010219 |  | 1.6716e-08 |  | 3.3111e-07 |  | 2.091e-05 |  | 0.080664 |  | 0.00062232 |  | -8.8818e-05 |  | 0.025123 |  | 0.027657 |  | 0.027838
| 7.1632e-05 |  | -9.0587e-06 |  | 9.3944e-05 |  | -0.00011113 |  | 3.8411e-06 |  | -3.2522e-05 |  | 8.3346e-07 |  | 0.00020236 |  | 0.0017773 |  | -3.1641e-05 |  | 0.00016645 |  | 2.6469e-08 |  | 2.9261e-07 |  | 0 |  | 0.082584 |  | 0.00063992 |  | -0.00016502 |  | 0.02402 |  | 0.027918 |  | 0.027697
| 7.1638e-05 |  | 9.2716e-06 |  | 9.3952e-05 |  | -0.00011777 |  | 1.9204e-06 |  | -2.7575e-05 |  | 9.0734e-07 |  | 0.00031417 |  | 0.0016876 |  | 0.00015161 |  | 0.00038757 |  | 2.786e-08 |  | 2.0964e-07 |  | 4.1697e-05 |  | 0.083307 |  | 0.00061065 |  | -9.4047e-05 |  | 0.023544 |  | 0.028086 |  | 0.027618
| 1.354e-05 |  | -2.0821e-05 |  | 9.0429e-05 |  | -0.0001932 |  | 0 |  | -2.8157e-05 |  | 8.7477e-07 |  | 0.0003258 |  | 0.0017211 |  | 6.798e-06 |  | 0.00012586 |  | 2.229e-08 |  | 1.5871e-07 |  | 4.1697e-05 |  | 0.084721 |  | 0.00058388 |  | 0.0001669 |  | 0.022726 |  | 0.028143 |  | 0.027545
| 1.3541e-05 |  | -1.7742e-05 |  | 9.0437e-05 |  | -0.00024384 |  | 8.7327e-07 |  | -2.2511e-05 |  | 7.6018e-07 |  | 0.00048973 |  | 0.0017547 |  | 8.4589e-05 |  | -9.1024e-06 |  | 1.5324e-08 |  | 1.2671e-07 |  | 1.0838e-05 |  | 0.086538 |  | 0.00067008 |  | 0.00017092 |  | 0.021542 |  | 0.02818 |  | 0.02746
| 7.4587e-05 |  | 7.4473e-07 |  | 5.2956e-05 |  | -0.00018519 |  | 1.7467e-06 |  | -9.9903e-06 |  | 6.5897e-07 |  | 0.00035296 |  | 0.0018001 |  | 0.00027785 |  | -3.4892e-05 |  | 1.1146e-08 |  | 1.5873e-07 |  | 1.0839e-05 |  | 0.087385 |  | 0.00070438 |  | -4.96e-05 |  | 0.020977 |  | 0.028244 |  | 0.027355
| 7.4593e-05 |  | -1.2134e-05 |  | 5.296e-05 |  | -0.00012625 |  | 3.8417e-06 |  | -1.5443e-05 |  | 6.6957e-07 |  | 0 |  | 0.0017732 |  | -0.00013237 |  | 6.8922e-05 |  | 1.4628e-08 |  | 1.8419e-07 |  | 0 |  | 0.088183 |  | 0.00072947 |  | -0.00011933 |  | 0.020625 |  | 0.028367 |  | 0.027201
| 6.8133e-05 |  | -2.7943e-05 |  | 7.1069e-05 |  | -9.7914e-05 |  | 2.9687e-06 |  | -2.9322e-05 |  | 6.9028e-07 |  | -0.00015903 |  | 0.0017162 |  | -3.7746e-05 |  | 0.00020438 |  | 1.4629e-08 |  | 2.3515e-07 |  | 0 |  | 0.089764 |  | 0.00082651 |  | -6.2503e-05 |  | 0.019973 |  | 0.028524 |  | 0.027046
| 6.8133e-05 |  | -2.4017e-05 |  | 7.1069e-05 |  | -4.4019e-05 |  | 0 |  | -4.8212e-05 |  | 7.05e-07 |  | 8.1455e-05 |  | 0.0016199 |  | 0.00013305 |  | 0.0001969 |  | 1.1147e-08 |  | 2.5477e-07 |  | 0 |  | 0.091649 |  | 0.00076967 |  | -0.00012646 |  | 0.019007 |  | 0.028714 |  | 0.02692
| 5.1544e-05 |  | -1.9331e-06 |  | 3.2596e-05 |  | -2.417e-05 |  | 8.7335e-07 |  | -5.2631e-05 |  | 7.9955e-07 |  | 0.00014975 |  | 0.0015368 |  | 3.035e-05 |  | 0.00027569 |  | 2.5078e-08 |  | 1.9727e-07 |  | 0 |  | 0.093191 |  | 0.00072533 |  | -0.00022875 |  | 0.018097 |  | 0.028915 |  | 0.026853
| 5.1544e-05 |  | 1.463e-05 |  | 3.2596e-05 |  | -4.1453e-05 |  | 2.7943e-06 |  | -4.5234e-05 |  | 9.7287e-07 |  | -6.9816e-05 |  | 0.0016466 |  | 0.00010706 |  | 9.5957e-05 |  | 4.18e-08 |  | 1.3326e-07 |  | 0 |  | 0.094753 |  | 0.00067346 |  | 7.1961e-06 |  | 0.017627 |  | 0.029123 |  | 0.026819
| 0 |  | 1.1779e-05 |  | 0.0001222 |  | -9.1768e-05 |  | 2.7943e-06 |  | -4.395e-05 |  | 1.0688e-06 |  | -0.00018213 |  | 0.0017267 |  | 0.00017757 |  | -7.9322e-05 |  | 5.3644e-08 |  | 1.3326e-07 |  | 0 |  | 0.095589 |  | 0.00066761 |  | 5.1019e-05 |  | 0.017149 |  | 0.02936 |  | 0.026736
| 0 |  | -1.2406e-05 |  | 0.0001222 |  | -9.6926e-05 |  | 1.7468e-06 |  | -4.1345e-05 |  | 1.0362e-06 |  | -0.00017842 |  | 0.0016168 |  | -7.8589e-05 |  | 0.00018195 |  | 4.8767e-08 |  | 1.6527e-07 |  | 1.8562e-05 |  | 0.096504 |  | 0.00077808 |  | -0.00012661 |  | 0.016731 |  | 0.029612 |  | 0.026591
| 2.1993e-05 |  | -2.1256e-05 |  | 5.0941e-05 |  | -1.179e-07 |  | 1.747e-06 |  | -3.4125e-05 |  | 9.2097e-07 |  | 3.6425e-05 |  | 0.0016058 |  | -0.00017499 |  | 0.00015475 |  | 7.9427e-08 |  | 1.2739e-07 |  | 1.8563e-05 |  | 0.098716 |  | 0.00078394 |  | 1.0069e-05 |  | 0.01596 |  | 0.029839 |  | 0.026439
| 2.1993e-05 |  | -2.3328e-05 |  | 5.0941e-05 |  | -3.5564e-05 |  | 1.747e-06 |  | -2.8008e-05 |  | 8.1102e-07 |  | 7.3694e-05 |  | 0.0016122 |  | -0.000138 |  | -9.471e-05 |  | 1.1496e-07 |  | 6.3371e-08 |  | 0 |  | 0.10053 |  | 0.00083498 |  | -1.1685e-05 |  | 0.015174 |  | 0.030006 |  | 0.026371
| 5.3673e-05 |  | -4.4004e-05 |  | 3.6684e-05 |  | -0.00012094 |  | 2.7945e-06 |  | -4.8518e-05 |  | 7.8369e-07 |  | -9.6967e-05 |  | 0.0016107 |  | -7.8591e-05 |  | -0.0001134 |  | 2.982e-07 |  | 5.0305e-08 |  | 2.203e-05 |  | 0.10198 |  | 0.00074132 |  | -0.00027575 |  | 0.014576 |  | 0.030142 |  | 0.026335
| 5.3673e-05 |  | -2.1167e-05 |  | 3.6684e-05 |  | -0.00016665 |  | 1.921e-06 |  | -5.6432e-05 |  | 8.3501e-07 |  | -0.00025498 |  | 0.0017106 |  | 0.00010396 |  | -0.00027828 |  | 4.4591e-07 |  | 1.078e-07 |  | 2.203e-05 |  | 0.10308 |  | 0.0006225 |  | -0.00035696 |  | 0.014044 |  | 0.030312 |  | 0.026233
| 1.1439e-05 |  | 1.8169e-05 |  | 9.8725e-05 |  | -0.0001923 |  | 0 |  | -3.9895e-05 |  | 9.2505e-07 |  | -0.00019781 |  | 0.0016454 |  | -6.3739e-05 |  | -0.00030781 |  | 1.7894e-06 |  | 1.2741e-07 |  | 0 |  | 0.10436 |  | 0.00064761 |  | -0.00030746 |  | 0.013747 |  | 0.030498 |  | 0.026044
| 1.144e-05 |  | 3.3491e-05 |  | 9.8734e-05 |  | -0.00014799 |  | 0 |  | -1.186e-05 |  | 9.9161e-07 |  | 4.8568e-05 |  | 0.0016056 |  | -0.00014012 |  | -0.00022367 |  | 2.9848e-06 |  | 1.4046e-07 |  | 0 |  | 0.10644 |  | 0.00067856 |  | -0.00016579 |  | 0.013215 |  | 0.030666 |  | 0.025813
| 5.6851e-05 |  | -5.4946e-07 |  | 0.00011696 |  | -0.00012564 |  | 0 |  | -2.6191e-05 |  | 1.0271e-06 |  | 8.1452e-05 |  | 0.0016322 |  | -0.00015285 |  | -0.00025173 |  | 3.7734e-06 |  | 1.4637e-07 |  | 0 |  | 0.10781 |  | 0.00070036 |  | -0.00014221 |  | 0.012651 |  | 0.030827 |  | 0.025615
| 5.6855e-05 |  | -4.5808e-05 |  | 0.00011697 |  | -0.00015304 |  | 0 |  | -5.6457e-05 |  | 1.0537e-06 |  | -0.00016189 |  | 0.0015688 |  | -0.00014012 |  | -0.00011443 |  | 3.3655e-06 |  | 1.2675e-07 |  | 0 |  | 0.10876 |  | 0.00066183 |  | -0.00011296 |  | 0.012225 |  | 0.03098 |  | 0.025502
| 8.7582e-05 |  | -3.3284e-05 |  | 3.7713e-05 |  | -0.000152 |  | 0 |  | -4.6924e-05 |  | 1.0318e-06 |  | -0.00024048 |  | 0.0015159 |  | -0.00028651 |  | 4.7355e-05 |  | 9.7044e-06 |  | 1.7773e-07 |  | 0 |  | 0.11018 |  | 0.00062509 |  | -1.2102e-05 |  | 0.01186 |  | 0.031167 |  | 0.025537
| 8.759e-05 |  | -1.5116e-05 |  | 3.7716e-05 |  | -0.00014888 |  | 0 |  | -3.3907e-05 |  | 9.5979e-07 |  | -6.5938e-05 |  | 0.0014896 |  | -0.00038305 |  | 3.614e-05 |  | 1.6479e-05 |  | 2.2281e-07 |  | 0 |  | 0.112 |  | 0.00060915 |  | 0.00012501 |  | 0.010903 |  | 0.031359 |  | 0.025642
| 4.9466e-05 |  | -2.3572e-06 |  | 6.4076e-05 |  | -5.615e-05 |  | 8.7364e-07 |  | -2.6181e-05 |  | 8.7781e-07 |  | 0.00031164 |  | 0.0015108 |  | -3.9389e-05 |  | 0.00027178 |  | 3.4892e-05 |  | 2.483e-07 |  | 0 |  | 0.11376 |  | 0.00066526 |  | 0.00015539 |  | 0.010618 |  | 0.031597 |  | 0.025719
| 4.9471e-05 |  | -8.5427e-06 |  | 6.4081e-05 |  | 3.0384e-05 |  | 1.7473e-06 |  | -3.0687e-05 |  | 7.9916e-07 |  | 0.00037623 |  | 0.0014492 |  | -0.00011572 |  | 0.00016326 |  | 5.423e-05 |  | 1.7773e-07 |  | 1.4161e-05 |  | 0.11494 |  | 0.00077734 |  | 1.0088e-07 |  | 0.010431 |  | 0.031858 |  | 0.025707
| 6.1627e-06 |  | -2.7172e-06 |  | 5.6073e-05 |  | -9.2255e-05 |  | 8.7371e-07 |  | -2.8864e-05 |  | 7.6723e-07 |  | 4.0474e-06 |  | 0.0014728 |  | -0.00010913 |  | -5.2015e-06 |  | 9.3157e-05 |  | 6.9921e-08 |  | 1.4162e-05 |  | 0.11635 |  | 0.000754 |  | -5.5991e-05 |  | 0.0092319 |  | 0.032094 |  | 0.025614
| 6.1632e-06 |  | 2.5387e-05 |  | 5.6078e-05 |  | -0.00015027 |  | 0 |  | -2.5789e-06 |  | 8.2922e-07 |  | -0.0001629 |  | 0.0016011 |  | -4.8887e-05 |  | -3.4893e-05 |  | 0.00011695 |  | 5.7505e-08 |  | 3.1267e-06 |  | 0.11833 |  | 0.000723 |  | -0.00018247 |  | 0.0088579 |  | 0.032269 |  | 0.025423
| 6.762e-05 |  | -8.4864e-05 |  | 7.35e-05 |  | -7.9499e-05 |  | 0 |  | -9.8058e-06 |  | 9.1454e-07 |  | -0.00020642 |  | 0.0015447 |  | -0.00027184 |  | -0.00017295 |  | 0.00014313 |  | 5.0971e-08 |  | 3.1267e-06 |  | 0.12007 |  | 0.00069877 |  | -0.00024807 |  | 0.0087187 |  | 0.032416 |  | 0.025169
| 6.762e-05 |  | -4.3608e-05 |  | 7.35e-05 |  | -9.0378e-05 |  | 8.7379e-07 |  | -3.7073e-05 |  | 9.2395e-07 |  | -0.00021333 |  | 0.0014212 |  | -0.00018626 |  | -0.0002106 |  | 0.00016843 |  | 5.0975e-08 |  | 1.306e-05 |  | 0.12182 |  | 0.00069961 |  | -8.5781e-05 |  | 0.0084543 |  | 0.032537 |  | 0.024981
| 8.2334e-05 |  | 2.5819e-06 |  | 1.8356e-05 |  | -0.00011389 |  | 8.7379e-07 |  | -3.5653e-05 |  | 9.1395e-07 |  | -1.1635e-05 |  | 0.0014132 |  | -8.9728e-05 |  | -0.00030033 |  | 0.00020473 |  | 3.7904e-08 |  | 1.3062e-05 |  | 0.12355 |  | 0.00075568 |  | 0.00011667 |  | 0.0088606 |  | 0.032626 |  | 0.024857
| 8.2334e-05 |  | -0.00010443 |  | 1.8356e-05 |  | -0.00012098 |  | 0 |  | -2.6486e-05 |  | 8.9329e-07 |  | 0.00034401 |  | 0.0013315 |  | -7.4258e-05 |  | -0.00016124 |  | 0.00027674 |  | 2.4834e-08 |  | 0 |  | 0.12476 |  | 0.00065027 |  | 3.914e-05 |  | 0.0089825 |  | 0.032706 |  | 0.024809
| 3.8921e-05 |  | -2.9155e-06 |  | 6.4103e-05 |  | -7.7251e-05 |  | 0 |  | -2.0317e-05 |  | 8.8462e-07 |  | 0.00017841 |  | 0.0013444 |  | -8.6016e-05 |  | -1.247e-06 |  | 0.00033805 |  | 1.1437e-07 |  | 4.0786e-05 |  | 0.12581 |  | 0.0006904 |  | 0.00017928 |  | 0.008807 |  | 0.03282 |  | 0.024707
| 3.8928e-05 |  | 1.7955e-05 |  | 6.4114e-05 |  | -3.488e-05 |  | 8.7386e-07 |  | -3.8367e-05 |  | 8.9936e-07 |  | -0.00029546 |  | 0.0013999 |  | -0.00014012 |  | -0.00016905 |  | 0.00036664 |  | 1.9085e-07 |  | 4.0793e-05 |  | 0.12755 |  | 0.00075907 |  | 0.00011593 |  | 0.0082736 |  | 0.033017 |  | 0.024546
| 2.2018e-05 |  | -7.3627e-06 |  | 8.4701e-05 |  | -2.6448e-05 |  | 1.7477e-06 |  | -4.834e-05 |  | 8.9869e-07 |  | -0.00010473 |  | 0.0013782 |  | -0.00013428 |  | -0.00014705 |  | 0.00035831 |  | 1.7777e-07 |  | 0 |  | 0.12903 |  | 0.00066035 |  | -0.00011723 |  | 0.0073835 |  | 0.033227 |  | 0.024384
| 2.202e-05 |  | 8.4843e-05 |  | 8.4708e-05 |  | -6.8875e-05 |  | 1.7477e-06 |  | -3.43e-05 |  | 9.1403e-07 |  | 6.8804e-05 |  | 0.0014753 |  | -0.00010525 |  | -3.641e-05 |  | 0.00035474 |  | 8.8887e-08 |  | 3.1281e-06 |  | 0.13016 |  | 0.0006327 |  | -2.3663e-05 |  | 0.0063469 |  | 0.033402 |  | 0.024266
| 4.0516e-06 |  | 1.7331e-05 |  | 0 |  | -9.037e-05 |  | 1.7477e-06 |  | -3.1537e-05 |  | 9.5136e-07 |  | -0.00020945 |  | 0.0013618 |  | -0.00016399 |  | -0.00012088 |  | 0.00039283 |  | 0 |  | 3.1281e-06 |  | 0.13154 |  | 0.00074572 |  | 0.00011811 |  | 0.0053238 |  | 0.033527 |  | 0.024205
| 4.0519e-06 |  | -3.69e-05 |  | 0 |  | -0.00012211 |  | 1.7479e-06 |  | -2.3256e-05 |  | 9.7144e-07 |  | -4.6539e-05 |  | 0.0012384 |  | -0.00013057 |  | 0.00012213 |  | 0.00042918 |  | 0 |  | 3.515e-05 |  | 0.13297 |  | 0.00071476 |  | 0.00010079 |  | 0.0058357 |  | 0.033609 |  | 0.02412
| 8.8064e-07 |  | -4.8491e-06 |  | 3.4684e-05 |  | -0.00016012 |  | 8.7393e-07 |  | -2.0866e-05 |  | 9.2477e-07 |  | 2.0244e-05 |  | 0.001349 |  | -0.00022148 |  | 2.211e-05 |  | 0.0004643 |  | 3.7911e-08 |  | 7.2642e-05 |  | 0.1352 |  | 0.00063441 |  | -6.0114e-05 |  | 0.0056143 |  | 0.033699 |  | 0.024015
| 8.8079e-07 |  | -0.00016316 |  | 3.469e-05 |  | -9.1436e-05 |  | 8.7393e-07 |  | -2.388e-05 |  | 8.361e-07 |  | -0.00012024 |  | 0.0014075 |  | -0.00012686 |  | -0.00038258 |  | 0.00049644 |  | 8.2358e-08 |  | 3.7498e-05 |  | 0.13727 |  | 0.00079013 |  | 0.00011843 |  | 0.0044384 |  | 0.033849 |  | 0.023908
| 2.3082e-05 |  | -0.00011539 |  | 8.2376e-05 |  | -8.9108e-05 |  | 2.7962e-06 |  | -9.8585e-06 |  | 7.5882e-07 |  | -0.00012547 |  | 0.0012439 |  | -0.00010913 |  | -0.00043042 |  | 0.00052922 |  | 8.8902e-08 |  | 0 |  | 0.13867 |  | 0.00078092 |  | 0.00025619 |  | 0.0041719 |  | 0.034042 |  | 0.023816
| 2.3082e-05 |  | 8.5192e-05 |  | 8.2376e-05 |  | -4.4277e-05 |  | 2.7959e-06 |  | -1.6857e-05 |  | 7.8342e-07 |  | -0.00011248 |  | 0.0011521 |  | -0.00014542 |  | -0.00033772 |  | 0.0005643 |  | 5.6866e-08 |  | 0 |  | 0.13979 |  | 0.00068383 |  | 9.8362e-05 |  | 0.0042961 |  | 0.034283 |  | 0.023742
| 0 |  | -2.7218e-05 |  | 3.5716e-05 |  | -6.1933e-05 |  | 8.7401e-07 |  | -2.0306e-05 |  | 8.335e-07 |  | 3.6426e-05 |  | 0.0013588 |  | -2.3892e-05 |  | 4.9414e-05 |  | 0.00060363 |  | 1.8957e-08 |  | 4.412e-06 |  | 0.14136 |  | 0.0007148 |  | 3.7654e-05 |  | 0.0048144 |  | 0.034546 |  | 0.023684
| 0 |  | -8.1205e-05 |  | 3.5716e-05 |  | -0.00010794 |  | 8.7408e-07 |  | -3.4331e-05 |  | 8.3357e-07 |  | -0.00012024 |  | 0.0014389 |  | 8.4783e-05 |  | -2.7416e-05 |  | 0.00064476 |  | 1.3075e-08 |  | 6.4371e-06 |  | 0.14306 |  | 0.00074916 |  | 2.3182e-05 |  | 0.0049738 |  | 0.034796 |  | 0.023556
| 2.4144e-05 |  | -0.00015697 |  | 7.5328e-05 |  | -5.6344e-05 |  | 1.748e-06 |  | -4.3907e-05 |  | 8.3016e-07 |  | -0.00021046 |  | 0.0013406 |  | 6.9097e-05 |  | -0.00026267 |  | 0.0006965 |  | 1.8957e-08 |  | 2.0251e-06 |  | 0.14393 |  | 0.00079352 |  | -0.00011971 |  | 0.0048751 |  | 0.034988 |  | 0.023341
| 2.4146e-05 |  | -0.00020786 |  | 7.5334e-05 |  | -8.5992e-05 |  | 8.7408e-07 |  | -3.2514e-05 |  | 8.1623e-07 |  | 0.00017066 |  | 0.0012754 |  | -7.1164e-05 |  | -0.00024425 |  | 0.00074181 |  | 2.4842e-08 |  | 0 |  | 0.14533 |  | 0.00089313 |  | -0.00018084 |  | 0.0043419 |  | 0.035114 |  | 0.023086
| 2.7321e-05 |  | -0.00014402 |  | 9.2999e-05 |  | -0.00010939 |  | 8.7408e-07 |  | -3.2002e-05 |  | 8.9825e-07 |  | 4.6555e-05 |  | 0.0012673 |  | 6.9926e-05 |  | -0.00014705 |  | 0.0007805 |  | 2.4842e-08 |  | 1.1032e-06 |  | 0.14716 |  | 0.00080775 |  | -1.0582e-06 |  | 0.0044809 |  | 0.035241 |  | 0.022882
| 2.7323e-05 |  | -7.0772e-05 |  | 9.3007e-05 |  | 1.9486e-05 |  | 1.7482e-06 |  | -4.1919e-05 |  | 9.636e-07 |  | -0.00012546 |  | 0.0011855 |  | -4.7137e-05 |  | 1.0402e-05 |  | 0.0008198 |  | 1.2421e-08 |  | 1.1033e-06 |  | 0.14865 |  | 0.00059769 |  | -7.3724e-06 |  | 0.004404 |  | 0.035414 |  | 0.0228
| 3.7899e-05 |  | 4.4895e-05 |  | 6.534e-05 |  | 4.2422e-05 |  | 8.7415e-07 |  | -3.9065e-05 |  | 9.2501e-07 |  | 2.7152e-05 |  | 0.0011237 |  | -0.00031621 |  | 2.8662e-05 |  | 0.00087643 |  | 0 |  | 0 |  | 0.15038 |  | 0.00064457 |  | -0.00023139 |  | 0.0038539 |  | 0.035646 |  | 0.022833
| 3.7902e-05 |  | 0.00010136 |  | 6.5346e-05 |  | -2.996e-05 |  | 8.7415e-07 |  | -2.2835e-05 |  | 8.2297e-07 |  | -4.0473e-05 |  | 0.0011338 |  | -0.00045781 |  | -0.00016124 |  | 0.00094133 |  | 0 |  | 0 |  | 0.15179 |  | 0.00065796 |  | -7.3746e-05 |  | 0.0037547 |  | 0.035922 |  | 0.022916
| 5.4831e-05 |  | 4.4276e-05 |  | 0.00010185 |  | -3.9855e-06 |  | 2.7966e-06 |  | 3.5457e-07 |  | 7.7495e-07 |  | 7.3694e-05 |  | 0.0011822 |  | -9.3441e-05 |  | 5.1096e-05 |  | 0.00099253 |  | 1.2422e-08 |  | 0 |  | 0.15285 |  | 0.00092924 |  | 5.408e-05 |  | 0.0033623 |  | 0.036169 |  | 0.022949
| 5.4831e-05 |  | -0.00013141 |  | 0.00010185 |  | -6.508e-05 |  | 1.9225e-06 |  | 4.3059e-06 |  | 8.323e-07 |  | 4.0472e-05 |  | 0.0011857 |  | 0.00014658 |  | 0.00032249 |  | 0.0010336 |  | 2.4844e-08 |  | 5.1752e-05 |  | 0.15423 |  | 0.00083459 |  | 0.00014837 |  | 0.00299 |  | 0.036349 |  | 0.022898
| 1.8866e-05 |  | -0.00016184 |  | 5.4112e-05 |  | -7.7706e-05 |  | 0 |  | -3.2779e-05 |  | 9.1441e-07 |  | -0.00029865 |  | 0.001124 |  | -0.00021226 |  | 7.7264e-05 |  | 0.0010825 |  | 2.4846e-08 |  | 5.1757e-05 |  | 0.15538 |  | 0.00049308 |  | 0.00025586 |  | 0.002656 |  | 0.036515 |  | 0.022786
| 1.8866e-05 |  | -0.00014705 |  | 5.4112e-05 |  | -8.081e-05 |  | 0 |  | -6.0156e-05 |  | 9.8244e-07 |  | 0 |  | 0.0010439 |  | -0.00028347 |  | -7.5422e-05 |  | 0.0011397 |  | 1.2423e-08 |  | 4.5126e-05 |  | 0.15618 |  | 0.0006212 |  | 0.00013857 |  | 0.002438 |  | 0.036727 |  | 0.022625
| 6.2423e-05 |  | -8.0309e-05 |  | 9.0102e-05 |  | -0.00013134 |  | 0 |  | -3.9279e-05 |  | 1.0218e-06 |  | 7.7576e-05 |  | 0.00099053 |  | -8.6016e-05 |  | 8.474e-05 |  | 0.0011963 |  | 0 |  | 7.8249e-05 |  | 0.15693 |  | 0.00069567 |  | 0.00011005 |  | 0.0020992 |  | 0.037028 |  | 0.022466
| 6.2423e-05 |  | -0.00013764 |  | 9.0102e-05 |  | -7.4425e-05 |  | 1.9226e-06 |  | -1.5218e-05 |  | 1.0471e-06 |  | -0.00015126 |  | 0.0010588 |  | -8.6016e-05 |  | 0.0002455 |  | 0.0012445 |  | 0 |  | 5.2826e-05 |  | 0.15844 |  | 0.00068985 |  | -6.7145e-05 |  | 0.0017618 |  | 0.03734 |  | 0.022324
| 5.2729e-05 |  | -0.00018004 |  | 2.2466e-05 |  | 2.2092e-05 |  | 2.7971e-06 |  | -2.6104e-05 |  | 9.7385e-07 |  | -4.452e-05 |  | 0.0011725 |  | -0.00014787 |  | 6.1117e-05 |  | 0.001303 |  | 3.7927e-08 |  | 1.9711e-05 |  | 0.16068 |  | 0.0006279 |  | 0.00010734 |  | 0.0018307 |  | 0.037597 |  | 0.022268
| 5.2734e-05 |  | -3.8397e-05 |  | 2.2468e-05 |  | -5.7757e-05 |  | 8.743e-07 |  | -3.7982e-05 |  | 8.5446e-07 |  | 4.2665e-05 |  | 0.0011579 |  | -0.0003682 |  | -0.00033398 |  | 0.0013655 |  | 7.5853e-08 |  | 0 |  | 0.16203 |  | 0.00068985 |  | 0.00031876 |  | 0.0018728 |  | 0.037752 |  | 0.022276
| 3.7922e-05 |  | 1.1842e-05 |  | 2.1448e-05 |  | -0.00013516 |  | 8.743e-07 |  | -4.0993e-05 |  | 7.7241e-07 |  | -0.00021047 |  | 0.0012334 |  | -0.00039971 |  | -0.00023927 |  | 0.0014149 |  | 7.5853e-08 |  | 1.104e-05 |  | 0.16311 |  | 0.00063711 |  | 0.00019638 |  | 0.0014011 |  | 0.03785 |  | 0.022257
| 3.7925e-05 |  | 6.969e-05 |  | 2.145e-05 |  | -9.914e-05 |  | 1.7486e-06 |  | -3.1671e-05 |  | 7.3439e-07 |  | -0.00069817 |  | 0.0013554 |  | -0.00018255 |  | -0.00010592 |  | 0.0014387 |  | 3.7927e-08 |  | 1.1041e-05 |  | 0.16457 |  | 0.00057519 |  | 3.2898e-05 |  | 0.0010589 |  | 0.037952 |  | 0.022153
| 8.8176e-07 |  | -3.5964e-05 |  | 5.3114e-05 |  | -5.6474e-05 |  | 1.7487e-06 |  | -2.8677e-05 |  | 7.578e-07 |  | -0.00019023 |  | 0.0012335 |  | -0.0002331 |  | -0.00011053 |  | 0.0014615 |  | 0 |  | 0 |  | 0.1656 |  | 0.00069492 |  | -4.8494e-05 |  | 0.0009851 |  | 0.038066 |  | 0.021954
| 8.8184e-07 |  | -9.463e-05 |  | 5.3118e-05 |  | -6.496e-05 |  | 2.7973e-06 |  | -3.5824e-05 |  | 8.2985e-07 |  | -0.00011248 |  | 0.0012047 |  | -0.0004276 |  | -0.00028538 |  | 0.0015157 |  | 0 |  | 0 |  | 0.16655 |  | 0.00071417 |  | 3.1315e-05 |  | 0.00092463 |  | 0.03822 |  | 0.02177
| 5.8044e-05 |  | -1.4233e-05 |  | 7.0698e-05 |  | -0.00011196 |  | 2.7973e-06 |  | -4.183e-05 |  | 9.1857e-07 |  | -0.0002995 |  | 0.0011329 |  | -0.00056629 |  | -0.00029779 |  | 0.0015943 |  | 0 |  | 0 |  | 0.16783 |  | 0.00066398 |  | -3.6304e-07 |  | 0.00078036 |  | 0.038414 |  | 0.021606
| 8.349e-05 |  | 3.6374e-05 |  | 7.0698e-05 |  | -8.4488e-05 |  | 1.7489e-06 |  | -2.6489e-05 |  | 9.7268e-07 |  | 0.00022496 |  | 0.0010628 |  | -0.00035334 |  | 0.00020812 |  | 0.0016635 |  | 0 |  | 1.6402e-05 |  | 0.16947 |  | 0.00072761 |  | -7.9978e-05 |  | 0.00054713 |  | 0.038615 |  | 0.021477
| 6.4442e-05 |  | 4.5446e-05 |  | 6.7169e-05 |  | -8.3397e-05 |  | 8.7437e-07 |  | -1.1019e-05 |  | 9.4458e-07 |  | -0.00015785 |  | 0.0011513 |  | -0.00032609 |  | -7.5412e-05 |  | 0.0017247 |  | 0 |  | 1.6404e-05 |  | 0.17063 |  | 0.00066565 |  | -0.00017178 |  | 0.00030627 |  | 0.038781 |  | 0.021399
| 3.8994e-05 |  | 3.3763e-05 |  | 6.7169e-05 |  | -0.0001045 |  | 0 |  | -2.417e-05 |  | 9.6935e-07 |  | -0.00053138 |  | 0.0010947 |  | -0.00023082 |  | -7.227e-05 |  | 0.0018005 |  | 0 |  | 3.1331e-06 |  | 0.17127 |  | 0.00076362 |  | -3.3882e-05 |  | 0.00029622 |  | 0.038925 |  | 0.021367
| 9.6056e-05 |  | 2.2988e-05 |  | 7.3662e-05 |  | -8.6407e-05 |  | 1.9233e-06 |  | -3.0948e-05 |  | 9.6743e-07 |  | -0.00034807 |  | 0.0010065 |  | -1.2269e-05 |  | 0.00024057 |  | 0.0018781 |  | 0 |  | 3.1336e-06 |  | 0.17218 |  | 0.00090685 |  | 1.8769e-05 |  | 0.00032561 |  | 0.039108 |  | 0.021349
| 9.6048e-05 |  | 6.6008e-07 |  | 7.3656e-05 |  | -5.7045e-05 |  | 2.7976e-06 |  | -3.4237e-05 |  | 8.6928e-07 |  | -0.000256 |  | 0.0010848 |  | -7.4876e-05 |  | 0.00026046 |  | 0.0019345 |  | 0 |  | 1.6405e-05 |  | 0.17375 |  | 0.00073934 |  | 0.00010687 |  | 3.1607e-05 |  | 0.039356 |  | 0.021252
| 0 |  | -0.00010361 |  | 9.6064e-05 |  | -9.5323e-05 |  | 3.8472e-06 |  | -2.6469e-05 |  | 7.3591e-07 |  | -0.00020557 |  | 0.0010879 |  | -4.5173e-05 |  | 0.00017821 |  | 0.0020097 |  | 0 |  | 1.6408e-05 |  | 0.17496 |  | 0.00063471 |  | 0.00020491 |  | 2.2381e-06 |  | 0.039631 |  | 0.021113
| 0 |  | -4.6437e-06 |  | 9.6064e-05 |  | -0.00011329 |  | 2.9727e-06 |  | -1.9161e-05 |  | 7.4592e-07 |  | -0.00010928 |  | 0.0010096 |  | -4.3263e-05 |  | 6.5016e-06 |  | 0.0020991 |  | 0 |  | 2.0833e-05 |  | 0.17574 |  | 0.00067578 |  | -3.1466e-05 |  | 0 |  | 0.039892 |  | 0.020966
| 2.6299e-05 |  | 6.3847e-05 |  | 2.9639e-05 |  | -6.0878e-05 |  | 8.7452e-07 |  | -1.5512e-05 |  | 8.8069e-07 |  | -7.3694e-05 |  | 0.0010032 |  | -0.00032364 |  | -9.471e-05 |  | 0.0021979 |  | 0 |  | 2.0835e-05 |  | 0.17731 |  | 0.00080051 |  | -7.1982e-05 |  | 0 |  | 0.040114 |  | 0.020847
| 2.6301e-05 |  | -2.2869e-05 |  | 2.9641e-05 |  | -3.659e-05 |  | 8.7459e-07 |  | -9.1924e-06 |  | 9.148e-07 |  | 1.2142e-05 |  | 0.0010433 |  | -0.00022536 |  | 0.00017035 |  | 0.0022958 |  | 0 |  | 9.7729e-06 |  | 0.17862 |  | 0.00071681 |  | -9.5534e-05 |  | 0 |  | 0.040293 |  | 0.020763
| 5.8945e-05 |  | 7.094e-05 |  | 3.8841e-05 |  | -3.079e-05 |  | 0 |  | -4.6178e-06 |  | 8.3873e-07 |  | -1.5515e-05 |  | 0.00099322 |  | -5.26e-05 |  | -4.2363e-05 |  | 0.0023977 |  | 0 |  | 9.7729e-06 |  | 0.17969 |  | 0.00062303 |  | -0.00023675 |  | 0 |  | 0.040434 |  | 0.020686
| 5.895e-05 |  | 9.265e-05 |  | 3.8844e-05 |  | -9.2931e-05 |  | 8.7459e-07 |  | 5.7511e-06 |  | 8.0937e-07 |  | -4.452e-05 |  | 0.0009432 |  | -8.9755e-05 |  | -0.00024706 |  | 0.0025311 |  | 0 |  | 2.3051e-05 |  | 0.18117 |  | 0.00078967 |  | -0.00011154 |  | 0 |  | 0.040595 |  | 0.020609
| 7.7231e-05 |  | 5.079e-05 |  | 3.9869e-05 |  | -8.457e-05 |  | 8.7459e-07 |  | 7.4202e-07 |  | 9.3348e-07 |  | -4.2665e-05 |  | 0.0009533 |  | -0.00020112 |  | 0.00012213 |  | 0.0026306 |  | 0 |  | 2.3053e-05 |  | 0.18333 |  | 0.00079976 |  | -7.1202e-05 |  | 0 |  | 0.040855 |  | 0.020535
| 7.7231e-05 |  | -7.136e-05 |  | 3.9869e-05 |  | -7.9432e-05 |  | 8.7467e-07 |  | -3.2775e-05 |  | 9.7693e-07 |  | 0.0001376 |  | 0.00086251 |  | -0.00031447 |  | -9.8828e-05 |  | 0.0027214 |  | 0 |  | 1.1988e-05 |  | 0.18457 |  | 0.00072774 |  | -5.2808e-05 |  | 0 |  | 0.04121 |  | 0.020476
| 4.4317e-05 |  | -0.00025487 |  | 8.1954e-05 |  | -8.7488e-05 |  | 1.7493e-06 |  | -3.3056e-05 |  | 9.102e-07 |  | 3.1021e-05 |  | 0.00083605 |  | -0.00028651 |  | -0.00024799 |  | 0.0027762 |  | 0 |  | 1.1989e-05 |  | 0.18484 |  | 0.00068168 |  | 0.00014178 |  | 0 |  | 0.041629 |  | 0.020389
| 4.4321e-05 |  | -0.00011449 |  | 8.1961e-05 |  | -9.903e-05 |  | 2.7983e-06 |  | -1.4889e-05 |  | 8.8551e-07 |  | -5.2615e-05 |  | 0.00097528 |  | -0.0002331 |  | 0.00016645 |  | 0.0028239 |  | 0 |  | 3.4124e-05 |  | 0.18557 |  | 0.00061218 |  | 0.00023321 |  | 0 |  | 0.04206 |  | 0.020287
| 5.3856e-05 |  | -3.8996e-06 |  | 6.663e-05 |  | -9.2651e-05 |  | 1.9236e-06 |  | -2.6086e-05 |  | 9.9962e-07 |  | 0.00025599 |  | 0.0010584 |  | -0.00012686 |  | 8.474e-05 |  | 0.0028501 |  | 0 |  | 3.4124e-05 |  | 0.18706 |  | 0.00081316 |  | 0.00035972 |  | 0 |  | 0.042426 |  | 0.020194
| 5.386e-05 |  | -7.2895e-05 |  | 6.6636e-05 |  | -7.4088e-05 |  | 1.9238e-06 |  | -3.7128e-05 |  | 1.1172e-06 |  | -0.00022261 |  | 0.0010603 |  | -0.00042683 |  | -0.00037191 |  | 0.0028849 |  | 0 |  | 0 |  | 0.18847 |  | 0.00082494 |  | 0.00033806 |  | 0 |  | 0.042683 |  | 0.020123
| 7.3129e-05 |  | -0.00011554 |  | 4.9086e-05 |  | -0.00015758 |  | 1.9238e-06 |  | -4.2339e-05 |  | 1.1479e-06 |  | -0.00027151 |  | 0.0010875 |  | -0.00020483 |  | -0.00012088 |  | 0.0028986 |  | 0 |  | 0 |  | 0.18942 |  | 0.00063315 |  | 3.833e-05 |  | 0 |  | 0.042842 |  | 0.020009
| 7.3129e-05 |  | -9.8537e-05 |  | 4.9086e-05 |  | -0.00016357 |  | 0 |  | -4.5781e-05 |  | 1.1058e-06 |  | 0.00012547 |  | 0.0010775 |  | -0.00028348 |  | 0.00011183 |  | 0.0029123 |  | 0 |  | 0 |  | 0.19046 |  | 0.00072113 |  | -0.00011996 |  | 0 |  | 0.042985 |  | 0.019864
| 3.0556e-05 |  | -2.6133e-05 |  | 9.7317e-05 |  | -0.00011447 |  | 0 |  | -2.8257e-05 |  | 1.0544e-06 |  | -0.00010084 |  | 0.00099735 |  | -0.00074693 |  | 0.00023428 |  | 0.0028843 |  | 0 |  | 0 |  | 0.19049 |  | 0.00088189 |  | 0.00013262 |  | 0 |  | 0.043154 |  | 0.019754
| 3.0558e-05 |  | -0.00011507 |  | 9.7325e-05 |  | -5.6289e-05 |  | 8.7482e-07 |  | -3.1791e-05 |  | 9.7376e-07 |  | -0.00013356 |  | 0.00081812 |  | -0.00039971 |  | 0.00029128 |  | 0.002875 |  | 0 |  | 8.672e-06 |  | 0.19114 |  | 0.00087021 |  | 0.00034045 |  | 0 |  | 0.043347 |  | 0.019689
| 0 |  | -0.00023241 |  | 8.3759e-05 |  | -5.4567e-05 |  | 8.7482e-07 |  | -3.9668e-05 |  | 8.9033e-07 |  | -0.00013575 |  | 0.00073731 |  | -6.7451e-05 |  | 2.4924e-05 |  | 0.0028589 |  | 0 |  | 1.3094e-05 |  | 0.19302 |  | 0.00079735 |  | 9.0561e-05 |  | 0 |  | 0.043556 |  | 0.01965
| 0 |  | -0.00010148 |  | 8.3766e-05 |  | -0.00015269 |  | 0 |  | -3.3977e-05 |  | 8.5963e-07 |  | -0.00019831 |  | 0.00084297 |  | -2.3892e-05 |  | -7.152e-05 |  | 0.0028809 |  | 0 |  | 4.4225e-06 |  | 0.19418 |  | 0.00075463 |  | 5.7948e-05 |  | 0 |  | 0.043773 |  | 0.019631
| 3.3744e-05 |  | -2.0302e-06 |  | 5.7287e-05 |  | -0.00016866 |  | 8.7482e-07 |  | -2.9976e-05 |  | 8.8299e-07 |  | 2.715e-05 |  | 0.0009038 |  | -2.2896e-05 |  | -4.9843e-06 |  | 0.0028887 |  | 0 |  | 1.7693e-05 |  | 0.19502 |  | 0.00073039 |  | 0.00017671 |  | 0 |  | 0.044036 |  | 0.019615
| 3.3746e-05 |  | -1.8653e-05 |  | 5.7292e-05 |  | -7.2901e-05 |  | 8.7489e-07 |  | -2.8804e-05 |  | 9.6983e-07 |  | 1.6189e-05 |  | 0.00098117 |  | -0.00013237 |  | -0.00026267 |  | 0.0029199 |  | 0 |  | 1.7694e-05 |  | 0.19678 |  | 0.00064491 |  | 0.00012545 |  | 0 |  | 0.044334 |  | 0.019564
| 0 |  | -1.1792e-05 |  | 5.4222e-05 |  | -3.1765e-05 |  | 0 |  | -2.7655e-05 |  | 1.1033e-06 |  | 7.3695e-05 |  | 0.0010296 |  | -0.00012686 |  | -0.00029659 |  | 0.00297 |  | 0 |  | 0 |  | 0.19831 |  | 0.00065085 |  | 0.00020195 |  | 0 |  | 0.044647 |  | 0.019479
| 0 |  | -0.00010387 |  | 5.4222e-05 |  | -5.4625e-05 |  | 8.7489e-07 |  | -1.3318e-05 |  | 1.2188e-06 |  | -0.00011333 |  | 0.00091214 |  | -0.00032997 |  | -0.00013784 |  | 0.0030206 |  | 0 |  | 1.4211e-05 |  | 0.19914 |  | 0.00075468 |  | 0.00021701 |  | 0 |  | 0.044931 |  | 0.019436
| 0.00011743 |  | -8.88e-05 |  | 0.00012274 |  | -6.666e-05 |  | 1.7499e-06 |  | -1.6079e-05 |  | 1.1969e-06 |  | -0.00028314 |  | 0.00093059 |  | -0.00021226 |  | -0.0002106 |  | 0.0030793 |  | 0 |  | 1.4214e-05 |  | 0.20029 |  | 0.00099172 |  | 7.2179e-05 |  | 0 |  | 0.045145 |  | 0.019424
| 0.00011743 |  | -0.00010553 |  | 0.00012274 |  | -7.6986e-05 |  | 8.7489e-07 |  | -2.4649e-05 |  | 1.0586e-06 |  | -0.00027151 |  | 0.0010893 |  | -3.4034e-05 |  | 6.6042e-05 |  | 0.0030903 |  | 0 |  | 2.6397e-05 |  | 0.20165 |  | 0.0010956 |  | -5.5099e-05 |  | 0 |  | 0.045286 |  | 0.019347
| 0 |  | -0.00017604 |  | 0.00010741 |  | -7.1904e-05 |  | 8.7496e-07 |  | -1.0201e-05 |  | 8.7513e-07 |  | 5.2615e-05 |  | 0.001044 |  | 0.00010784 |  | 0.00028347 |  | 0.003118 |  | 0 |  | 2.6399e-05 |  | 0.20271 |  | 0.00080414 |  | 7.7421e-05 |  | 0 |  | 0.0454 |  | 0.01922
| 0 |  | -1.9947e-05 |  | 0.00010741 |  | -4.6167e-05 |  | 1.7501e-06 |  | -1.6631e-05 |  | 7.8508e-07 |  | 0.00020169 |  | 0.00089526 |  | 0.00016646 |  | 3.24e-05 |  | 0.003104 |  | 0 |  | 0 |  | 0.20398 |  | 0.00068939 |  | 0.00021553 |  | 0 |  | 0.045532 |  | 0.019087
| 6.4337e-05 |  | 3.9887e-05 |  | 2.047e-05 |  | -0.00011521 |  | 1.7499e-06 |  | -1.6582e-05 |  | 8.2373e-07 |  | -0.00016594 |  | 0.00086885 |  | -0.00023698 |  | -0.00017295 |  | 0.003121 |  | 0 |  | 0 |  | 0.20514 |  | 0.00072629 |  | 0.00019804 |  | 0 |  | 0.045707 |  | 0.019004
| 6.4337e-05 |  | -6.004e-05 |  | 2.047e-05 |  | -0.00012492 |  | 8.7504e-07 |  | -4.2673e-07 |  | 9.4797e-07 |  | 8.5337e-05 |  | 0.00090249 |  | -5.2591e-05 |  | 8.1007e-05 |  | 0.003067 |  | 0 |  | 2.308e-05 |  | 0.20521 |  | 0.00072629 |  | 0.00018626 |  | 0 |  | 0.045918 |  | 0.018977
| 5.8153e-05 |  | -2.6118e-05 |  | 6.4337e-05 |  | 1.4576e-06 |  | 8.7504e-07 |  | -1.9306e-05 |  | 1.0928e-06 |  | -2.4281e-05 |  | 0.00096801 |  | 0.00015821 |  | 6.8925e-05 |  | 0.0029931 |  | 0 |  | 2.308e-05 |  | 0.20576 |  | 0.0006006 |  | 6.0125e-05 |  | 0 |  | 0.046159 |  | 0.018942
| 5.8158e-05 |  | -1.8093e-05 |  | 6.4343e-05 |  | 6.2101e-06 |  | 1.7501e-06 |  | -3.1079e-05 |  | 1.1129e-06 |  | -0.00027927 |  | 0.00094802 |  | 8.1064e-05 |  | -1.9939e-05 |  | 0.0028948 |  | 0 |  | 0 |  | 0.20749 |  | 0.00056381 |  | -1.3558e-06 |  | 0 |  | 0.046464 |  | 0.018867
| 4.2252e-05 |  | -8.5583e-05 |  | 3.4805e-05 |  | -4.9331e-05 |  | 8.7504e-07 |  | -2.965e-05 |  | 1.0661e-06 |  | -5.6663e-05 |  | 0.00089261 |  | -1.227e-05 |  | 0.00011963 |  | 0.0028334 |  | 3.7959e-08 |  | 0 |  | 0.20905 |  | 0.00086283 |  | -3.1137e-05 |  | 0 |  | 0.04676 |  | 0.018731
| 4.2255e-05 |  | -6.587e-05 |  | 3.4808e-05 |  | -0.00011027 |  | 0 |  | -3.7374e-05 |  | 9.9812e-07 |  | 2.715e-05 |  | 0.0010267 |  | -0.00011943 |  | -0.00013957 |  | 0.0028229 |  | 9.5559e-08 |  | 0 |  | 0.21 |  | 0.00096006 |  | 1.0648e-05 |  | 0 |  | 0.04706 |  | 0.018601
| 5.2864e-05 |  | -1.3159e-05 |  | 0.0001045 |  | -0.0001183 |  | 0 |  | -4.0575e-05 |  | 9.0999e-07 |  | -0.00019831 |  | 0.0010031 |  | -0.00020598 |  | -0.00030169 |  | 0.0028438 |  | 2.4093e-06 |  | 0 |  | 0.21118 |  | 0.00072549 |  | -9.7952e-05 |  | 0 |  | 0.047333 |  | 0.018478
| 5.2868e-05 |  | -4.9474e-05 |  | 0.00010451 |  | -5.2317e-05 |  | 8.7511e-07 |  | -3.6192e-05 |  | 8.6726e-07 |  | -4.2656e-05 |  | 0.00087209 |  | 2.5383e-05 |  | -1.2455e-06 |  | 0.002898 |  | 4.6654e-06 |  | 0 |  | 0.21244 |  | 0.00066098 |  | 0.00012907 |  | 0 |  | 0.047619 |  | 0.018345
| 8.9756e-05 |  | -2.2607e-05 |  | 7.3813e-05 |  | -3.0481e-05 |  | 2.7999e-06 |  | -3.8076e-05 |  | 8.2327e-07 |  | 0.0002307 |  | 0.00078714 |  | 0.00017371 |  | 0.00026398 |  | 0.0030288 |  | 6.7375e-06 |  | 0 |  | 0.21347 |  | 0.00069701 |  | 0.00051913 |  | 0 |  | 0.047963 |  | 0.018226
| 8.9756e-05 |  | -2.5987e-05 |  | 7.3813e-05 |  | -1.0258e-05 |  | 1.9247e-06 |  | -3.0171e-05 |  | 8.4263e-07 |  | -1.5515e-05 |  | 0.00083261 |  | 0.00030385 |  | 2.4925e-06 |  | 0.0032088 |  | 6.5522e-06 |  | 0 |  | 0.21411 |  | 0.00075486 |  | 0.00025647 |  | 0 |  | 0.048359 |  | 0.018164
| 6.0236e-05 |  | -9.1354e-05 |  | 2.048e-05 |  | -2.7622e-05 |  | 8.7518e-07 |  | -2.756e-05 |  | 8.4864e-07 |  | -0.00025903 |  | 0.00091949 |  | 0.00038679 |  | -0.00027048 |  | 0.0034359 |  | 1.6898e-05 |  | 0 |  | 0.21457 |  | 0.00083277 |  | -2.9904e-05 |  | 0 |  | 0.048753 |  | 0.018169
| 6.0241e-05 |  | -0.00010086 |  | 2.0482e-05 |  | -6.682e-05 |  | 8.7518e-07 |  | -3.8219e-05 |  | 8.7668e-07 |  | -0.00024048 |  | 0.00078373 |  | -0.00024196 |  | -9.0969e-05 |  | 0.003601 |  | 2.8779e-05 |  | 5.3577e-06 |  | 0.21535 |  | 0.00077664 |  | 0.00015956 |  | 0 |  | 0.049059 |  | 0.018148
| 1.9987e-05 |  | -4.8312e-05 |  | 7.6784e-05 |  | -0.00011078 |  | 0 |  | -4.0919e-05 |  | 8.6941e-07 |  | 8.904e-05 |  | 0.00084109 |  | -0.0001595 |  | 9.2327e-05 |  | 0.0037993 |  | 7.0575e-05 |  | 3.7464e-05 |  | 0.21593 |  | 0.00080769 |  | 0.0002144 |  | 0 |  | 0.049297 |  | 0.018062
| 1.9987e-05 |  | 0.00011258 |  | 7.6785e-05 |  | -7.1224e-05 |  | 0 |  | -4.0994e-05 |  | 8.5999e-07 |  | 0.00017454 |  | 0.00094977 |  | 0.00022958 |  | 0.00012213 |  | 0.0039939 |  | 0.00011617 |  | 3.2106e-05 |  | 0.21662 |  | 0.00085456 |  | 4.5957e-05 |  | 0 |  | 0.049496 |  | 0.017968
| 4.0685e-06 |  | 0.00011023 |  | 9.2149e-05 |  | -2.7113e-05 |  | 0 |  | -2.9891e-05 |  | 8.7275e-07 |  | -0.00016594 |  | 0.00092799 |  | -0.00030285 |  | 4.1613e-05 |  | 0.0041832 |  | 0.00017884 |  | 0 |  | 0.21785 |  | 0.00072474 |  | 0.00023859 |  | 0 |  | 0.04971 |  | 0.017939
| 4.0685e-06 |  | 3.8356e-05 |  | 9.2149e-05 |  | -0.00010787 |  | 0 |  | -2.3434e-05 |  | 8.6281e-07 |  | -0.00016678 |  | 0.00082285 |  | -0.00039048 |  | -0.00024799 |  | 0.0043058 |  | 0.00022596 |  | 3.1411e-06 |  | 0.21933 |  | 0.00075574 |  | 0.00029981 |  | 0 |  | 0.049906 |  | 0.017943
| 4.5465e-05 |  | -4.3337e-05 |  | 6.262e-05 |  | -0.00018014 |  | 0 |  | -2.6611e-05 |  | 8.6273e-07 |  | -0.00016594 |  | 0.0007727 |  | -0.00010138 |  | -6.7616e-05 |  | 0.0043531 |  | 0.00025396 |  | 3.1414e-06 |  | 0.22066 |  | 0.00085885 |  | 8.4277e-05 |  | 0 |  | 0.050115 |  | 0.017908
| 4.5469e-05 |  | -0.00011696 |  | 6.2625e-05 |  | -0.00010824 |  | 1.9251e-06 |  | -2.8244e-05 |  | 8.5546e-07 |  | -0.00024048 |  | 0.00082298 |  | -0.00010829 |  | -1.9939e-05 |  | 0.0044488 |  | 0.00026948 |  | 1.8666e-05 |  | 0.22127 |  | 0.00075574 |  | -1.1551e-05 |  | 0 |  | 0.050354 |  | 0.017821
| 0 |  | -3.6679e-05 |  | 7.2675e-05 |  | -1.82e-06 |  | 1.9251e-06 |  | -3.1751e-05 |  | 9.4962e-07 |  | -0.0002226 |  | 0.00080769 |  | -0.00015949 |  | -1.3003e-05 |  | 0.0044918 |  | 0.00028498 |  | 1.8668e-05 |  | 0.22146 |  | 0.00064686 |  | 8.4938e-05 |  | 0 |  | 0.050664 |  | 0.017742
| 1.1697e-05 |  | 2.241e-06 |  | 7.2675e-05 |  | -1.5576e-05 |  | 0 |  | -2.8227e-05 |  | 9.7567e-07 |  | 0 |  | 0.00080592 |  | -0.00012314 |  | 0.00010717 |  | 0.0046205 |  | 0.00034162 |  | 0 |  | 0.22238 |  | 0.0006234 |  | 0.0001711 |  | 0 |  | 0.051053 |  | 0.017701
| 2.6384e-05 |  | -0.00015027 |  | 1.8443e-05 |  | -2.521e-05 |  | 8.754e-07 |  | -1.9237e-05 |  | 1.0045e-06 |  | 6.4756e-05 |  | 0.00081426 |  | 2.26e-05 |  | 8.0622e-05 |  | 0.0047187 |  | 0.00040306 |  | 0 |  | 0.22338 |  | 0.00061589 |  | 7.8164e-05 |  | 0 |  | 0.051497 |  | 0.017682
| 1.4688e-05 |  | -0.00015544 |  | 1.8445e-05 |  | -4.5091e-05 |  | 1.7508e-06 |  | -3.2359e-05 |  | 1.0779e-06 |  | -9.3088e-05 |  | 0.00085274 |  | 1.4232e-05 |  | -0.00010219 |  | 0.0049268 |  | 0.00044361 |  | 0 |  | 0.22478 |  | 0.00074489 |  | 0.00020265 |  | 0 |  | 0.051982 |  | 0.01761
| 0 |  | -4.5997e-05 |  | 9.2188e-05 |  | -3.353e-05 |  | 1.7508e-06 |  | -3.3196e-05 |  | 1.098e-06 |  | 0.00012547 |  | 0.00073396 |  | 3.0349e-05 |  | -0.00032119 |  | 0.0051367 |  | 0.00046925 |  | 0 |  | 0.22572 |  | 0.00076253 |  | 0.00046646 |  | 0 |  | 0.052493 |  | 0.017462
| 0 |  | -8.1322e-05 |  | 9.2196e-05 |  | -6.6548e-06 |  | 1.7508e-06 |  | -2.7946e-05 |  | 9.8443e-07 |  | 0.00037623 |  | 0.0007222 |  | 8.1066e-05 |  | -0.00010219 |  | 0.0053394 |  | 0.00048237 |  | 0 |  | 0.22541 |  | 0.00081281 |  | 0.00030677 |  | 0 |  | 0.052987 |  | 0.01732
| 2.2124e-05 |  | -7.5928e-05 |  | 7.5654e-05 |  | -6.1081e-05 |  | 8.7548e-07 |  | -3.7046e-05 |  | 8.4091e-07 |  | 8.9037e-05 |  | 0.00097878 |  | -3.164e-05 |  | -0.00025097 |  | 0.0055307 |  | 0.00052713 |  | 0 |  | 0.22596 |  | 0.00079521 |  | 0.00012028 |  | 0 |  | 0.05339 |  | 0.017256
| 2.2124e-05 |  | 2.5822e-05 |  | 7.5654e-05 |  | -3.6496e-05 |  | 0 |  | -1.8076e-05 |  | 8.5019e-07 |  | 0.00016593 |  | 0.0010379 |  | -0.00031446 |  | -0.00020415 |  | 0.0056852 |  | 0.00058134 |  | 0 |  | 0.22821 |  | 0.00060252 |  | 0.00014034 |  | 0 |  | 0.05364 |  | 0.017255
| 5.2926e-05 |  | -7.071e-05 |  | 6.8568e-05 |  | -4.702e-05 |  | 1.9255e-06 |  | -1.9795e-05 |  | 1.0066e-06 |  | 0.00034908 |  | 0.00088369 |  | -0.00041275 |  | -0.00033398 |  | 0.005824 |  | 0.00065718 |  | 0 |  | 0.22916 |  | 0.00065532 |  | 0.00011831 |  | 0 |  | 0.053759 |  | 0.017269
| 5.2931e-05 |  | -0.00019605 |  | 6.8573e-05 |  | -0.00012383 |  | 1.9254e-06 |  | -2.9577e-05 |  | 1.1849e-06 |  | -2.4284e-05 |  | 0.00085185 |  | -0.0003261 |  | -0.00031729 |  | 0.0058759 |  | 0.00071854 |  | 4.7526e-05 |  | 0.22864 |  | 0.00069638 |  | 0.00011335 |  | 0 |  | 0.053841 |  | 0.017252
| 7.3309e-05 |  | -8.8568e-05 |  | 5.5358e-05 |  | -0.00013606 |  | 8.7548e-07 |  | -2.9014e-05 |  | 1.225e-06 |  | -1.5515e-05 |  | 0.00096425 |  | 5.1361e-05 |  | 0.00017447 |  | 0.00587 |  | 0.00075969 |  | 7.3016e-05 |  | 0.22991 |  | 0.00070979 |  | 0.00013582 |  | 0 |  | 0.053935 |  | 0.017229
| 7.3309e-05 |  | -0.0001339 |  | 5.5358e-05 |  | -0.0001136 |  | 8.7555e-07 |  | -4.1442e-05 |  | 1.2551e-06 |  | 6.0709e-05 |  | 0.0008667 |  | 0.00017757 |  | -0.00011443 |  | 0.0058067 |  | 0.00081283 |  | 2.5487e-05 |  | 0.23096 |  | 0.00084219 |  | 0.00015312 |  | 0 |  | 0.054019 |  | 0.017175
| 4.4441e-05 |  | -7.7278e-05 |  | 2.3581e-05 |  | -8.8006e-05 |  | 0 |  | -2.5704e-05 |  | 1.2317e-06 |  | 0.0002715 |  | 0.00069058 |  | 0.0010093 |  | 0.00055954 |  | 0.0057405 |  | 0.00086709 |  | 0 |  | 0.23135 |  | 0.00086571 |  | 0.00019338 |  | 0 |  | 0.054103 |  | 0.017084
| 4.4441e-05 |  | -5.4045e-05 |  | 2.3581e-05 |  | -6.9957e-05 |  | 8.7562e-07 |  | -1.9154e-05 |  | 1.1103e-06 |  | 0.0003602 |  | 0.00074911 |  | 0.00089045 |  | 0.000697 |  | 0.0056795 |  | 0.00092859 |  | 0 |  | 0.23137 |  | 0.00064781 |  | 0.00024482 |  | 0 |  | 0.054214 |  | 0.016989
| 2.8511e-05 |  | -5.5637e-05 |  | 5.4346e-05 |  | -3.8407e-05 |  | 8.7555e-07 |  | -3.6296e-05 |  | 9.6589e-07 |  | 0.0001823 |  | 0.00079655 |  | -0.00049443 |  | -0.00037885 |  | 0.005691 |  | 0.00096609 |  | 0 |  | 0.23171 |  | 0.00057574 |  | 0.00012256 |  | 0 |  | 0.054437 |  | 0.016918
| 2.8511e-05 |  | 2.9816e-05 |  | 5.4346e-05 |  | -6.1461e-05 |  | 0 |  | -3.7244e-05 |  | 8.8982e-07 |  | 8.904e-05 |  | 0.00065936 |  | -0.00022536 |  | -0.00027048 |  | 0.0057189 |  | 0.0010037 |  | 2.0349e-06 |  | 0.2331 |  | 0.00067044 |  | 3.7579e-05 |  | 0 |  | 0.054775 |  | 0.016885
| 5.1353e-06 |  | 3.2582e-05 |  | 5.4346e-05 |  | -0.00010035 |  | 8.7562e-07 |  | -3.3483e-05 |  | 1.0929e-06 |  | -5.0421e-05 |  | 0.00061205 |  | 6.2494e-05 |  | 0.00011091 |  | 0.0057833 |  | 0.0010526 |  | 2.0349e-06 |  | 0.23355 |  | 0.00091521 |  | 0.00011415 |  | 0 |  | 0.055221 |  | 0.016829
| 5.1362e-06 |  | 8.183e-06 |  | 5.4356e-05 |  | -6.6723e-05 |  | 1.7512e-06 |  | -2.5906e-05 |  | 1.2158e-06 |  | -3.2378e-05 |  | 0.00069436 |  | -9.3631e-05 |  | -5.2015e-05 |  | 0.0058417 |  | 0.0011117 |  | 0 |  | 0.23378 |  | 0.00087246 |  | 0.00037297 |  | 0 |  | 0.05574 |  | 0.016762
| 1.3638e-05 |  | -9.1166e-05 |  | 9.7589e-05 |  | -2.1885e-05 |  | 1.7514e-06 |  | -1.8652e-05 |  | 1.2026e-06 |  | -0.00037236 |  | 0.0008304 |  | -0.00023082 |  | -3.8632e-05 |  | 0.0059269 |  | 0.0011774 |  | 0 |  | 0.23409 |  | 0.00068221 |  | 0.00032928 |  | 0 |  | 0.056299 |  | 0.016717
| 1.3639e-05 |  | -7.1445e-05 |  | 9.7597e-05 |  | -8.7088e-05 |  | 1.7514e-06 |  | -2.4015e-05 |  | 1.0957e-06 |  | -0.00023476 |  | 0.00084525 |  | -0.00010912 |  | 9.6227e-05 |  | 0.0060522 |  | 0.0012317 |  | 0 |  | 0.23407 |  | 0.00080541 |  | 9.0272e-05 |  | 0 |  | 0.056839 |  | 0.016679
| 5.915e-05 |  | -9.3179e-05 |  | 5.436e-05 |  | -2.2044e-05 |  | 1.7514e-06 |  | -3.3094e-05 |  | 1.0188e-06 |  | 0.00012799 |  | 0.00084348 |  | 0.00015161 |  | -5.7324e-05 |  | 0.0062144 |  | 0.0012818 |  | 0 |  | 0.23413 |  | 0.00087084 |  | 0.00026785 |  | 0 |  | 0.057302 |  | 0.016628
| 5.9155e-05 |  | -0.00016109 |  | 5.4365e-05 |  | -2.3346e-05 |  | 2.8016e-06 |  | -4.1506e-05 |  | 1.0295e-06 |  | 7.6898e-05 |  | 0.00087372 |  | -0.00032608 |  | 4.1613e-05 |  | 0.006419 |  | 0.0013319 |  | 5.3663e-06 |  | 0.23479 |  | 0.00077697 |  | 0.00042841 |  | 0 |  | 0.057664 |  | 0.016546
| 6.8626e-05 |  | -1.7801e-05 |  | 4.924e-05 |  | -0.00011408 |  | 2.8018e-06 |  | -3.4012e-05 |  | 9.2404e-07 |  | 5.0423e-05 |  | 0.00073122 |  | -0.00048329 |  | 9.5957e-05 |  | 0.0066265 |  | 0.0013898 |  | 5.3668e-06 |  | 0.23499 |  | 0.0006546 |  | 0.00031646 |  | 0 |  | 0.057935 |  | 0.016482
| 6.8631e-05 |  | 4.4196e-05 |  | 4.9245e-05 |  | -9.8546e-05 |  | 1.7515e-06 |  | -1.7814e-05 |  | 8.4587e-07 |  | 0.00010927 |  | 0.00080346 |  | -0.00022536 |  | 0.00028738 |  | 0.0068454 |  | 0.0014626 |  | 0 |  | 0.23472 |  | 0.00055402 |  | 0.00016035 |  | 0 |  | 0.058178 |  | 0.01646
| 3.9156e-05 |  | -6.2874e-05 |  | 5.2323e-05 |  | -0.00015378 |  | 1.7515e-06 |  | -1.1797e-06 |  | 8.7059e-07 |  | -3.8835e-06 |  | 0.00084547 |  | -0.00035335 |  | 0.00018942 |  | 0.0070351 |  | 0.001539 |  | 0 |  | 0.23489 |  | 0.0006999 |  | 0.00017535 |  | 8.4037e-07 |  | 0.058436 |  | 0.016463
| 3.9159e-05 |  | -5.4545e-05 |  | 5.2327e-05 |  | -0.00011762 |  | 8.7577e-07 |  | -7.82e-06 |  | 1.0122e-06 |  | -8.9037e-05 |  | 0.00076211 |  | -0.0005508 |  | -9.1024e-06 |  | 0.0072033 |  | 0.0016064 |  | 0 |  | 0.23473 |  | 0.00083569 |  | 0.00019356 |  | 8.4037e-07 |  | 0.058728 |  | 0.016447
| 1.7898e-05 |  | -8.0916e-05 |  | 3.8992e-05 |  | -7.2419e-05 |  | 1.9262e-06 |  | -2.9426e-05 |  | 1.1293e-06 |  | 0.00012412 |  | 0.00075685 |  | -0.00020482 |  | 0.00019316 |  | 0.0073513 |  | 0.001687 |  | 0 |  | 0.23403 |  | 0.00072751 |  | 0.00021175 |  | 8.4042e-07 |  | 0.059017 |  | 0.0164
| 1.7898e-05 |  | -0.0002011 |  | 3.8992e-05 |  | -9.7269e-05 |  | 2.8018e-06 |  | -3.7069e-05 |  | 1.1078e-06 |  | -5.2614e-05 |  | 0.00083378 |  | -0.0001595 |  | 0.00018595 |  | 0.0075028 |  | 0.0017615 |  | 0 |  | 0.23296 |  | 0.00075862 |  | 0.00016627 |  | 8.4042e-07 |  | 0.059309 |  | 0.016369
| 9.6463e-05 |  | -0.00011298 |  | 6.1547e-05 |  | -0.00012 |  | 8.7584e-07 |  | -2.4224e-05 |  | 1.0163e-06 |  | 0.00027927 |  | 0.00082379 |  | -0.00043132 |  | -6.1062e-05 |  | 0.0076692 |  | 0.0018338 |  | 0 |  | 0.2325 |  | 0.0007175 |  | 0.00019112 |  | 0 |  | 0.059619 |  | 0.016328
| 9.6472e-05 |  | -9.7123e-05 |  | 6.1552e-05 |  | -0.00011142 |  | 0 |  | -2.6658e-05 |  | 1.0157e-06 |  | 0.0005221 |  | 0.00071614 |  | -0.00032609 |  | -0.00020416 |  | 0.0078274 |  | 0.001899 |  | 4.7582e-05 |  | 0.23207 |  | 0.00066557 |  | 0.00048676 |  | 0 |  | 0.060004 |  | 0.016253
| 0.0001095 |  | -0.00017741 |  | 4.516e-05 |  | -0.00010005 |  | 0 |  | -3.6147e-05 |  | 1.037e-06 |  | 0.00010927 |  | 0.00067773 |  | -0.00030671 |  | -0.00015734 |  | 0.0079681 |  | 0.0019907 |  | 4.7586e-05 |  | 0.23067 |  | 0.00072341 |  | 0.00047205 |  | 0 |  | 0.060447 |  | 0.016117
| 0.0001095 |  | -0.00014033 |  | 4.516e-05 |  | -0.00012737 |  | 1.9264e-06 |  | -3.8618e-05 |  | 1.0378e-06 |  | -1.9394e-05 |  | 0.00065287 |  | -0.00027166 |  | -0.00017696 |  | 0.0080899 |  | 0.0021221 |  | 0 |  | 0.23009 |  | 0.00082232 |  | 0.00038649 |  | 0 |  | 0.060892 |  | 0.015996
| 6.2747e-05 |  | -6.3898e-05 |  | 6.3931e-05 |  | -0.00013759 |  | 2.8023e-06 |  | -3.981e-05 |  | 1.0304e-06 |  | -0.00037236 |  | 0.00061918 |  | -0.00034545 |  | -0.00034461 |  | 0.008208 |  | 0.0022468 |  | 0 |  | 0.23005 |  | 0.00083657 |  | 0.00051178 |  | 8.4052e-07 |  | 0.061269 |  | 0.015923
| 6.2752e-05 |  | -1.0899e-05 |  | 6.3936e-05 |  | -0.00011284 |  | 2.8023e-06 |  | -1.532e-05 |  | 1.0725e-06 |  | -0.00041114 |  | 0.00064291 |  | -0.00034962 |  | -6.1076e-05 |  | 0.0083315 |  | 0.0023894 |  | 0 |  | 0.22918 |  | 0.00081734 |  | 0.00050944 |  | 8.4052e-07 |  | 0.061577 |  | 0.01588
| 5.0879e-05 |  | -9.8054e-05 |  | 5.338e-05 |  | -6.6709e-05 |  | 2.8025e-06 |  | -1.5662e-05 |  | 1.2284e-06 |  | -4.0473e-06 |  | 0.00069205 |  | -0.00027185 |  | 0.00022106 |  | 0.0084581 |  | 0.0025012 |  | 0 |  | 0.22817 |  | 0.00085423 |  | 0.00046348 |  | 0 |  | 0.0619 |  | 0.015829
| 5.408e-05 |  | 4.2901e-05 |  | 5.3384e-05 |  | -4.3381e-05 |  | 1.752e-06 |  | -3.7577e-05 |  | 1.2711e-06 |  | -9.6966e-05 |  | 0.00062284 |  | -0.00012315 |  | 3.6139e-05 |  | 0.0085834 |  | 0.002602 |  | 0 |  | 0.22686 |  | 0.00077459 |  | 0.0004848 |  | 0 |  | 0.062312 |  | 0.015745
| 3.1743e-05 |  | 4.9614e-05 |  | 4.8255e-05 |  | -8.454e-05 |  | 8.7599e-07 |  | -3.5574e-05 |  | 1.1709e-06 |  | -0.00023474 |  | 0.0006294 |  | -0.0002641 |  | -3.251e-05 |  | 0.0087171 |  | 0.0026402 |  | 6.6592e-06 |  | 0.22586 |  | 0.00078549 |  | 0.00025608 |  | 0 |  | 0.062748 |  | 0.015662
| 2.8547e-05 |  | -8.3723e-05 |  | 4.8255e-05 |  | -0.00011177 |  | 8.7599e-07 |  | -2.5433e-05 |  | 1.0205e-06 |  | -0.00015127 |  | 0.0006596 |  | -0.00070235 |  | 6.6047e-05 |  | 0.0088501 |  | 0.0026676 |  | 9.8077e-06 |  | 0.22404 |  | 0.00085679 |  | 0.0004211 |  | 0 |  | 0.063047 |  | 0.015601
| 2.2166e-05 |  | -8.2156e-06 |  | 4.4152e-05 |  | -7.0208e-05 |  | 1.7521e-06 |  | -2.7432e-05 |  | 9.3705e-07 |  | -0.00018213 |  | 0.00067801 |  | -0.00044619 |  | -1.3005e-05 |  | 0.0089654 |  | 0.002672 |  | 3.1488e-06 |  | 0.22239 |  | 0.0008886 |  | 0.00072176 |  | 2.5219e-06 |  | 0.063184 |  | 0.015592
| 2.2168e-05 |  | -3.8122e-05 |  | 4.4156e-05 |  | -6.845e-05 |  | 2.8025e-06 |  | -2.3274e-05 |  | 9.3229e-07 |  | -0.00038787 |  | 0.00075032 |  | 1.7945e-05 |  | -0.00030781 |  | 0.009075 |  | 0.0026825 |  | 2.8714e-05 |  | 0.22147 |  | 0.00085344 |  | 0.00056939 |  | 2.5219e-06 |  | 0.063248 |  | 0.015607
| 4.6644e-05 |  | -8.846e-05 |  | 4.416e-05 |  | -2.5246e-05 |  | 1.9267e-06 |  | -2.6046e-05 |  | 8.9026e-07 |  | -0.00013356 |  | 0.00073024 |  | -6.4645e-07 |  | -0.0003485 |  | 0.0092148 |  | 0.0026768 |  | 2.8717e-05 |  | 0.21908 |  | 0.00069 |  | 0.00071623 |  | 0 |  | 0.063323 |  | 0.015592
| 4.6644e-05 |  | -6.676e-05 |  | 4.416e-05 |  | -7.6703e-05 |  | 0 |  | -3.119e-05 |  | 9.124e-07 |  | -0.00025988 |  | 0.00071721 |  | 0.000263 |  | -0.00023678 |  | 0.0093833 |  | 0.0026884 |  | 0 |  | 0.21716 |  | 0.00063547 |  | 0.00080714 |  | 0 |  | 0.063479 |  | 0.01551
| 3.2813e-05 |  | -6.8084e-06 |  | 8.8253e-05 |  | -8.8645e-05 |  | 1.9267e-06 |  | -2.2159e-05 |  | 1.0166e-06 |  | -0.00065972 |  | 0.00065035 |  | 0.00028219 |  | -0.00025487 |  | 0.0095424 |  | 0.0026798 |  | 0 |  | 0.21562 |  | 0.0006724 |  | 0.0008211 |  | 0 |  | 0.06377 |  | 0.015379
| 3.2816e-05 |  | -2.7758e-06 |  | 8.826e-05 |  | -1.4623e-05 |  | 1.9268e-06 |  | -1.931e-05 |  | 1.1377e-06 |  | -0.00028736 |  | 0.00072089 |  | -0.00028348 |  | -0.00027048 |  | 0.009699 |  | 0.0027015 |  | 0 |  | 0.21459 |  | 0.00069 |  | 0.00072235 |  | 0 |  | 0.064188 |  | 0.015291
| 4.2395e-05 |  | -0.00012346 |  | 8.2929e-05 |  | -5.7388e-05 |  | 0 |  | -2.9553e-05 |  | 1.1738e-06 |  | -8.1452e-05 |  | 0.00080441 |  | -5.2606e-05 |  | -0.00012462 |  | 0.0098649 |  | 0.0027403 |  | 0 |  | 0.21275 |  | 0.00070174 |  | 0.0007805 |  | 0 |  | 0.064636 |  | 0.015277
| 4.2398e-05 |  | -0.00015282 |  | 8.2936e-05 |  | -4.8072e-05 |  | 8.7614e-07 |  | -3.3019e-05 |  | 1.1958e-06 |  | 9.7132e-05 |  | 0.00071029 |  | 7.6839e-05 |  | 0.00021716 |  | 0.010035 |  | 0.002791 |  | 0 |  | 0.20984 |  | 0.00093565 |  | 0.00080167 |  | 0 |  | 0.065039 |  | 0.015304
| 6.9909e-05 |  | -0.00013624 |  | 5.753e-05 |  | -8.654e-05 |  | 8.7621e-07 |  | -3.0873e-05 |  | 1.2594e-06 |  | -8.5327e-05 |  | 0.00075952 |  | -0.00020112 |  | 6.979e-05 |  | 0.01018 |  | 0.002839 |  | 0 |  | 0.20824 |  | 0.00098015 |  | 0.00086385 |  | 0 |  | 0.065423 |  | 0.015312
| 6.9915e-05 |  | -9.4957e-05 |  | 5.7535e-05 |  | -6.7003e-05 |  | 0 |  | -4.9661e-05 |  | 1.2313e-06 |  | -0.00028735 |  | 0.00067367 |  | -1.6144e-05 |  | 3.7717e-05 |  | 0.010322 |  | 0.0028455 |  | 1.9832e-05 |  | 0.20569 |  | 0.00077804 |  | 0.0011063 |  | 0 |  | 0.065852 |  | 0.015272
| 6.5767e-05 |  | -5.0352e-05 |  | 9.954e-05 |  | -2.1321e-05 |  | 1.927e-06 |  | -4.8249e-05 |  | 1.105e-06 |  | -0.00011636 |  | 0.00058598 |  | -8.9724e-05 |  | 0.00015952 |  | 0.010478 |  | 0.0028993 |  | 1.9832e-05 |  | 0.20267 |  | 0.00086025 |  | 0.00094247 |  | 0 |  | 0.066357 |  | 0.015217
| 6.5773e-05 |  | -0.00011498 |  | 9.9548e-05 |  | -5.4393e-05 |  | 2.8032e-06 |  | -3.3884e-05 |  | 1.0281e-06 |  | 2.0236e-05 |  | 0.0006281 |  | -0.00033771 |  | -3.2509e-05 |  | 0.010652 |  | 0.0028921 |  | 0 |  | 0.20012 |  | 0.00084269 |  | 0.00088487 |  | 5.6051e-07 |  | 0.066901 |  | 0.015177
| 1.7923e-05 |  | -9.2746e-05 |  | 3.1855e-05 |  | -5.1935e-05 |  | 8.7621e-07 |  | -2.9133e-05 |  | 1.1057e-06 |  | 8.9209e-05 |  | 0.00062816 |  | -0.00021968 |  | -0.00016575 |  | 0.01084 |  | 0.0028933 |  | 0 |  | 0.19792 |  | 0.00081833 |  | 0.00098352 |  | 1.4014e-06 |  | 0.067395 |  | 0.015144
| 1.7923e-05 |  | -2.7315e-05 |  | 3.1855e-05 |  | -8.991e-05 |  | 1.9272e-06 |  | -3.2902e-05 |  | 1.2147e-06 |  | 0.00025903 |  | 0.00070579 |  | -0.0002486 |  | -0.00017295 |  | 0.011042 |  | 0.0028321 |  | 0 |  | 0.19485 |  | 0.00086282 |  | 0.0011767 |  | 1.4013e-06 |  | 0.067794 |  | 0.015121
| 5.5195e-05 |  | -5.6144e-06 |  | 9.4824e-05 |  | -0.00016651 |  | 1.9272e-06 |  | -3.2698e-05 |  | 1.2849e-06 |  | 0.00036426 |  | 0.00073311 |  | -0.00019824 |  | -0.0003641 |  | 0.011251 |  | 0.0027867 |  | 0 |  | 0.19164 |  | 0.00070769 |  | 0.0011646 |  | 5.6055e-07 |  | 0.068103 |  | 0.015107
| 5.5199e-05 |  | -3.4533e-05 |  | 9.4832e-05 |  | -0.00016928 |  | 0 |  | -4.3863e-05 |  | 1.2355e-06 |  | 3.8788e-06 |  | 0.00067746 |  | -3.4035e-05 |  | -0.00029659 |  | 0.011446 |  | 0.0027288 |  | 5.4325e-05 |  | 0.1894 |  | 0.00062636 |  | 0.0012635 |  | 5.6058e-07 |  | 0.068353 |  | 0.015055
| 0 |  | -4.3111e-05 |  | 8.7134e-05 |  | -8.0336e-05 |  | 0 |  | -3.6754e-05 |  | 1.1145e-06 |  | 0.0001538 |  | 0.00061824 |  | -7.8133e-05 |  | 1.8205e-05 |  | 0.011632 |  | 0.0026831 |  | 5.4329e-05 |  | 0.18651 |  | 0.00070769 |  | 0.0013446 |  | 5.6058e-07 |  | 0.068653 |  | 0.014965
| 0 |  | 9.2492e-06 |  | 8.7134e-05 |  | -5.1124e-05 |  | 8.7628e-07 |  | -2.7242e-05 |  | 9.7138e-07 |  | 0.00026763 |  | 0.00067218 |  | -9.7155e-05 |  | -0.00012462 |  | 0.011827 |  | 0.0026936 |  | 0 |  | 0.18315 |  | 0.00077398 |  | 0.0012087 |  | 5.6058e-07 |  | 0.069009 |  | 0.014869
| 8.7142e-05 |  | -4.729e-05 |  | 6.8765e-05 |  | -0.00010065 |  | 8.7636e-07 |  | -4.3587e-05 |  | 8.7184e-07 |  | -0.00011737 |  | 0.0007244 |  | -0.00016724 |  | -0.00025877 |  | 0.012032 |  | 0.0027141 |  | 4.6668e-05 |  | 0.18036 |  | 0.00079578 |  | 0.0014643 |  | 5.6058e-07 |  | 0.069378 |  | 0.014809
| 8.7149e-05 |  | -5.0947e-05 |  | 6.8771e-05 |  | -0.00010471 |  | 0 |  | -4.0158e-05 |  | 8.2712e-07 |  | 3.8788e-06 |  | 0.00061479 |  | -4.5175e-05 |  | -0.00019565 |  | 0.012228 |  | 0.0027412 |  | 4.6671e-05 |  | 0.17684 |  | 0.00081675 |  | 0.0013618 |  | 5.6061e-07 |  | 0.069775 |  | 0.014777
| 0 |  | -5.1813e-05 |  | 8.2406e-05 |  | -9.3932e-05 |  | 0 |  | -4.8934e-05 |  | 8.5847e-07 |  | -0.00010119 |  | 0.0006219 |  | 0.00010009 |  | -0.00021586 |  | 0.01243 |  | 0.0028848 |  | 0 |  | 0.17322 |  | 0.00073457 |  | 0.0012885 |  | 1.4015e-06 |  | 0.070267 |  | 0.014744
| 0 |  | -0.00012303 |  | 8.2413e-05 |  | -8.4928e-05 |  | 0 |  | -5.2966e-05 |  | 1.0464e-06 |  | -0.00014351 |  | 0.00072808 |  | 2.5372e-05 |  | -0.00011714 |  | 0.012651 |  | 0.0031053 |  | 0 |  | 0.17058 |  | 0.00073289 |  | 0.0016602 |  | 8.4092e-07 |  | 0.070863 |  | 0.01472
| 2.2196e-05 |  | -7.3259e-05 |  | 6.1667e-05 |  | -9.8089e-05 |  | 1.9275e-06 |  | -3.2553e-05 |  | 1.1594e-06 |  | -1.2142e-05 |  | 0.00064513 |  | -0.00022536 |  | -3.2511e-05 |  | 0.012862 |  | 0.0033602 |  | 0 |  | 0.16709 |  | 0.00077067 |  | 0.001622 |  | 0 |  | 0.071476 |  | 0.014692
| 2.2197e-05 |  | -6.0245e-05 |  | 6.1672e-05 |  | -0.00011363 |  | 1.9275e-06 |  | -1.8666e-05 |  | 1.1514e-06 |  | -0.0002307 |  | 0.00064696 |  | -0.00014012 |  | -0.00011443 |  | 0.01304 |  | 0.0035328 |  | 0 |  | 0.16359 |  | 0.00083692 |  | 0.0014619 |  | 0 |  | 0.072035 |  | 0.014655
| 0 |  | -0.00011137 |  | 5.2442e-05 |  | -0.00013676 |  | 2.9792e-06 |  | -2.142e-05 |  | 1.027e-06 |  | -0.00033356 |  | 0.00070626 |  | 0.00023701 |  | 0.00035392 |  | 0.01321 |  | 0.0037142 |  | 0 |  | 0.16065 |  | 0.00088472 |  | 0.0016942 |  | 8.4102e-07 |  | 0.072517 |  | 0.014594
| 0 |  | -3.3085e-05 |  | 5.2446e-05 |  | -0.00014559 |  | 2.9795e-06 |  | -2.5038e-05 |  | 9.0475e-07 |  | -0.00029545 |  | 0.00064049 |  | 0.00020469 |  | 0.00065409 |  | 0.013434 |  | 0.0039593 |  | 3.8773e-05 |  | 0.15676 |  | 0.0007682 |  | 0.001896 |  | 8.4097e-07 |  | 0.072938 |  | 0.014562
| 4.3515e-05 |  | 9.2707e-05 |  | 9.5489e-05 |  | -8.5513e-05 |  | 8.765e-07 |  | -2.1365e-05 |  | 7.7837e-07 |  | -0.00019393 |  | 0.00065241 |  | -0.00019741 |  | 3.615e-05 |  | 0.013681 |  | 0.0041474 |  | 3.8776e-05 |  | 0.15257 |  | 0.00070442 |  | 0.0019396 |  | 8.4102e-07 |  | 0.073292 |  | 0.014545
| 4.3515e-05 |  | 2.817e-05 |  | 9.5489e-05 |  | -2.657e-05 |  | 1.753e-06 |  | -1.3585e-05 |  | 7.2487e-07 |  | 1.6186e-05 |  | 0.00058539 |  | -0.00048495 |  | -0.00024707 |  | 0.013877 |  | 0.004253 |  | 0 |  | 0.14912 |  | 0.00080846 |  | 0.0021571 |  | 8.4102e-07 |  | 0.073656 |  | 0.014497
| 3.8189e-05 |  | -0.0001106 |  | 7.9482e-05 |  | -4.1777e-05 |  | 8.765e-07 |  | -2.3455e-05 |  | 8.7934e-07 |  | 7.3691e-05 |  | 0.00055637 |  | -0.00021226 |  | -4.2371e-05 |  | 0.014037 |  | 0.0042351 |  | 0 |  | 0.14686 |  | 0.00083362 |  | 0.0024053 |  | 0 |  | 0.074026 |  | 0.014403
| 3.8192e-05 |  | -6.8555e-05 |  | 7.9489e-05 |  | -4.7142e-05 |  | 0 |  | -4.9858e-05 |  | 1.1349e-06 |  | 1.2141e-05 |  | 0.00053091 |  | 0.00014658 |  | 8.0622e-05 |  | 0.014212 |  | 0.0043203 |  | 2.5422e-05 |  | 0.14417 |  | 0.00056944 |  | 0.0024285 |  | 0 |  | 0.074351 |  | 0.014291
| 7.7716e-05 |  | -3.7326e-05 |  | 1.6459e-05 |  | -4.5473e-05 |  | 1.9278e-06 |  | -5.0972e-05 |  | 1.2673e-06 |  | -0.00015127 |  | 0.00061223 |  | 8.1064e-05 |  | -0.00013583 |  | 0.014431 |  | 0.004414 |  | 2.5424e-05 |  | 0.14006 |  | 0.00065502 |  | 0.0026035 |  | 0 |  | 0.074663 |  | 0.014226
| 7.7716e-05 |  | -4.5582e-05 |  | 1.6459e-05 |  | -8.9854e-05 |  | 3.8556e-06 |  | -2.0032e-05 |  | 1.1971e-06 |  | -0.0001538 |  | 0.00066088 |  | -0.00032222 |  | -0.00012223 |  | 0.014646 |  | 0.004568 |  | 0 |  | 0.1365 |  | 0.00073638 |  | 0.0026222 |  | 2.243e-06 |  | 0.075023 |  | 0.014207
| 0 |  | 3.7055e-05 |  | 9.2555e-05 |  | -8.4471e-05 |  | 2.8044e-06 |  | -8.0846e-06 |  | 1.0145e-06 |  | 4.0473e-05 |  | 0.00050253 |  | -0.00039195 |  | -4.4212e-05 |  | 0.014859 |  | 0.0047555 |  | 1.6681e-05 |  | 0.1335 |  | 0.00079336 |  | 0.0024588 |  | 4.7663e-06 |  | 0.075445 |  | 0.014207
| 0 |  | -3.7398e-05 |  | 9.2563e-05 |  | -4.7834e-05 |  | 1.7533e-06 |  | -2.0704e-05 |  | 8.4204e-07 |  | 0.00011637 |  | 0.00050791 |  | 6.8071e-06 |  | 5.1092e-05 |  | 0.015084 |  | 0.0050306 |  | 1.6682e-05 |  | 0.13032 |  | 0.00095114 |  | 0.002602 |  | 2.5234e-06 |  | 0.075954 |  | 0.014249
| 1.5814e-05 |  | -5.7973e-05 |  | 4.8357e-05 |  | -2.4682e-05 |  | 2.8046e-06 |  | -1.7031e-05 |  | 8.2866e-07 |  | -1.2141e-05 |  | 0.00068117 |  | 0.00018532 |  | 0.00019765 |  | 0.015331 |  | 0.0053028 |  | 0 |  | 0.12653 |  | 0.0007976 |  | 0.0026441 |  | 8.4112e-07 |  | 0.076527 |  | 0.014293
| 1.5817e-05 |  | -6.2736e-05 |  | 4.8365e-05 |  | -8.5361e-05 |  | 3.8559e-06 |  | -2.4205e-05 |  | 8.835e-07 |  | -0.00017067 |  | 0.00060532 |  | -6.3737e-05 |  | 0.00011465 |  | 0.01559 |  | 0.0054175 |  | 4.27e-06 |  | 0.12272 |  | 0.00084881 |  | 0.0026835 |  | 8.4117e-07 |  | 0.07714 |  | 0.014317
| 2.7543e-05 |  | -3.9622e-05 |  | 6.29e-05 |  | -0.00013553 |  | 1.928e-06 |  | -3.0089e-05 |  | 9.5306e-07 |  | -0.00020642 |  | 0.0006207 |  | -0.00011687 |  | 0.0003342 |  | 0.015861 |  | 0.0054187 |  | 4.2696e-06 |  | 0.12003 |  | 0.00081102 |  | 0.0028381 |  | 2.5235e-06 |  | 0.077648 |  | 0.014308
| 2.7548e-05 |  | 0.00010201 |  | 6.2911e-05 |  | -3.8064e-05 |  | 0 |  | -2.3679e-05 |  | 9.9796e-07 |  | -0.000256 |  | 0.0006392 |  | 0.00017018 |  | 0.00010717 |  | 0.01615 |  | 0.0053403 |  | 0 |  | 0.11815 |  | 0.00061648 |  | 0.0028456 |  | 2.5235e-06 |  | 0.077974 |  | 0.014247
| 1.262e-05 |  | -3.7762e-05 |  | 9.9716e-05 |  | -2.3743e-05 |  | 1.928e-06 |  | -3.4084e-05 |  | 1.0166e-06 |  | -9.3088e-05 |  | 0.0005615 |  | 0.00020469 |  | -5.2018e-06 |  | 0.016427 |  | 0.0053011 |  | 0 |  | 0.11454 |  | 0.00062071 |  | 0.0031369 |  | 0 |  | 0.07823 |  | 0.014185
| 1.262e-05 |  | -0.00011241 |  | 9.9716e-05 |  | -6.2937e-05 |  | 1.9281e-06 |  | -3.2721e-05 |  | 1.0013e-06 |  | 0.00014166 |  | 0.00066774 |  | -4.5201e-06 |  | 0.00027959 |  | 0.016701 |  | 0.0052907 |  | 0 |  | 0.11103 |  | 0.00072216 |  | 0.003347 |  | 5.6081e-07 |  | 0.078491 |  | 0.014118
| 7.7762e-05 |  | 5.5142e-05 |  | 7.7168e-05 |  | -3.6583e-05 |  | 8.768e-07 |  | -1.4529e-05 |  | 9.4386e-07 |  | -2.7153e-05 |  | 0.00056867 |  | -0.00034592 |  | 0.00012587 |  | 0.016974 |  | 0.0053658 |  | 0 |  | 0.10897 |  | 0.00075492 |  | 0.0033251 |  | 5.6081e-07 |  | 0.078784 |  | 0.014055
| 7.7762e-05 |  | 3.0438e-06 |  | 7.7168e-05 |  | -2.8883e-05 |  | 1.7534e-06 |  | -1.7128e-05 |  | 9.0431e-07 |  | -4.0524e-06 |  | 0.00056748 |  | -0.00044233 |  | -0.00018075 |  | 0.017241 |  | 0.0054311 |  | 0 |  | 0.10625 |  | 0.00059052 |  | 0.0034062 |  | 0 |  | 0.079047 |  | 0.013982
| 6.2224e-06 |  | -8.5634e-05 |  | 8.8454e-05 |  | -6.7004e-06 |  | 2.8051e-06 |  | -2.3033e-05 |  | 8.7027e-07 |  | 0.0001086 |  | 0.00075453 |  | -0.00046473 |  | -6.1063e-05 |  | 0.017491 |  | 0.0055074 |  | 2.2253e-06 |  | 0.10271 |  | 0.00064755 |  | 0.0037316 |  | 8.4127e-07 |  | 0.079252 |  | 0.013917
| 6.2229e-06 |  | -7.0902e-05 |  | 8.8461e-05 |  | -0.00010078 |  | 1.9283e-06 |  | -2.8669e-05 |  | 8.9436e-07 |  | -0.00025093 |  | 0.00073916 |  | -0.00040745 |  | -0.00012223 |  | 0.017714 |  | 0.0055689 |  | 2.2255e-06 |  | 0.099575 |  | 0.0008237 |  | 0.0040913 |  | 8.4127e-07 |  | 0.07947 |  | 0.013873
| 3.2894e-05 |  | -0.00019242 |  | 7.4219e-05 |  | -0.00013239 |  | 8.768e-07 |  | -4.5399e-05 |  | 9.3984e-07 |  | -0.00013963 |  | 0.00066144 |  | -4.1461e-05 |  | -0.00013209 |  | 0.017926 |  | 0.0056376 |  | 0 |  | 0.096972 |  | 0.00082123 |  | 0.0039489 |  | 8.4127e-07 |  | 0.079744 |  | 0.013843
| 3.2896e-05 |  | -0.00010876 |  | 7.4225e-05 |  | -3.9612e-05 |  | 1.7537e-06 |  | -2.7568e-05 |  | 9.921e-07 |  | 0.00017808 |  | 0.00061577 |  | -0.00033771 |  | 8.4524e-05 |  | 0.018164 |  | 0.0058041 |  | 5.2196e-05 |  | 0.09442 |  | 0.00068278 |  | 0.0038236 |  | 8.4132e-07 |  | 0.080105 |  | 0.013845
| 0.00010095 |  | -7.4971e-05 |  | 7.6006e-05 |  | -7.3697e-05 |  | 8.768e-07 |  | -3.3034e-05 |  | 1.1097e-06 |  | -0.0001457 |  | 0.00059558 |  | -0.00028347 |  | 0.00013134 |  | 0.018443 |  | 0.0060371 |  | 5.2196e-05 |  | 0.091158 |  | 0.00062243 |  | 0.0038513 |  | 2.524e-06 |  | 0.08052 |  | 0.013861
| 0.00010095 |  | -0.00024445 |  | 7.6013e-05 |  | -0.00011319 |  | 2.9807e-06 |  | -4.5699e-05 |  | 1.2102e-06 |  | -0.00014738 |  | 0.0005891 |  | -0.00011943 |  | 5.4833e-05 |  | 0.018742 |  | 0.0062837 |  | 1.6533e-05 |  | 0.088056 |  | 0.00071558 |  | 0.0040624 |  | 2.5241e-06 |  | 0.080936 |  | 0.013847
| 4.8904e-05 |  | -0.0001822 |  | 3.6041e-05 |  | -5.8065e-05 |  | 2.981e-06 |  | -3.1705e-05 |  | 1.2524e-06 |  | 0.00027927 |  | 0.00058554 |  | -0.00032996 |  | -0.00014174 |  | 0.019034 |  | 0.0064723 |  | 1.6533e-05 |  | 0.086345 |  | 0.00087576 |  | 0.0043756 |  | 0 |  | 0.081327 |  | 0.013786
| 4.8913e-05 |  | -7.2674e-05 |  | 3.6047e-05 |  | -6.5924e-05 |  | 0 |  | -3.006e-05 |  | 1.1165e-06 |  | -0.00010472 |  | 0.0006581 |  | -0.00016027 |  | -0.00019939 |  | 0.019316 |  | 0.0066665 |  | 5.3325e-05 |  | 0.084042 |  | 0.00089511 |  | 0.0046323 |  | 0 |  | 0.0817 |  | 0.013717
| 2.2233e-05 |  | 1.5153e-06 |  | 0.00010097 |  | -0.00010192 |  | 0 |  | -2.9749e-05 |  | 9.9486e-07 |  | -0.00012546 |  | 0.00057732 |  | -0.00017886 |  | 2.6009e-06 |  | 0.019653 |  | 0.006906 |  | 5.3325e-05 |  | 0.080648 |  | 0.00079104 |  | 0.0047544 |  | 8.4142e-07 |  | 0.082014 |  | 0.01372
| 2.2235e-05 |  | 5.6457e-05 |  | 0.00010098 |  | -0.00011697 |  | 0 |  | -3.7189e-05 |  | 1.021e-06 |  | 0.00022665 |  | 0.00060944 |  | -0.00012074 |  | -0.00020807 |  | 0.019989 |  | 0.0071156 |  | 0 |  | 0.078253 |  | 0.00068958 |  | 0.0050012 |  | 8.4137e-07 |  | 0.082313 |  | 0.013731
| 3.6109e-05 |  | 7.2552e-05 |  | 2.575e-05 |  | -0.00012497 |  | 8.7694e-07 |  | -3.5146e-05 |  | 1.0491e-06 |  | 0.00022884 |  | 0.00065518 |  | -1.1757e-05 |  | -0.00038633 |  | 0.020254 |  | 0.0072231 |  | 0 |  | 0.076388 |  | 0.00071395 |  | 0.0052538 |  | 2.5243e-06 |  | 0.082679 |  | 0.013713
| 3.6116e-05 |  | -2.6263e-05 |  | 2.5754e-05 |  | -9.1487e-05 |  | 8.7694e-07 |  | -1.4475e-05 |  | 1.0872e-06 |  | 0.00011737 |  | 0.00052043 |  | -1.6142e-05 |  | -4.4212e-05 |  | 0.020467 |  | 0.0072889 |  | 1.5425e-05 |  | 0.07394 |  | 0.00084142 |  | 0.0050731 |  | 3.0852e-06 |  | 0.083134 |  | 0.013661
| 2.9711e-05 |  | -4.6526e-05 |  | 5.769e-05 |  | -0.00011794 |  | 8.7702e-07 |  | -2.168e-05 |  | 1.1234e-06 |  | -0.00013575 |  | 0.00038201 |  | 0.00027414 |  | -8.7233e-05 |  | 0.020708 |  | 0.0073749 |  | 1.5425e-05 |  | 0.071669 |  | 0.00093291 |  | 0.0051728 |  | 1.4024e-06 |  | 0.083737 |  | 0.013592
| 2.9714e-05 |  | -9.3834e-05 |  | 5.7695e-05 |  | -6.7364e-05 |  | 8.7702e-07 |  | -2.3483e-05 |  | 1.2084e-06 |  | -0.00010928 |  | 0.00050503 |  | 0.00010009 |  | 8.0628e-05 |  | 0.021017 |  | 0.0074764 |  | 0 |  | 0.069255 |  | 0.00081714 |  | 0.0055115 |  | 8.4147e-07 |  | 0.084404 |  | 0.013525
| 0 |  | -0.00017454 |  | 7.4269e-05 |  | -7.9433e-05 |  | 8.7702e-07 |  | -2.2264e-05 |  | 1.2505e-06 |  | -7.7576e-06 |  | 0.00065 |  | -0.00013428 |  | 4.736e-05 |  | 0.021349 |  | 0.0075863 |  | 0 |  | 0.066949 |  | 0.00066109 |  | 0.0056796 |  | 0 |  | 0.085094 |  | 0.013459
| 0 |  | 7.3372e-06 |  | 7.4275e-05 |  | -0.0001084 |  | 1.754e-06 |  | -4.2526e-05 |  | 1.1776e-06 |  | -0.00032378 |  | 0.00047298 |  | -4.5193e-06 |  | 4.552e-05 |  | 0.021681 |  | 0.0077184 |  | 0 |  | 0.065071 |  | 0.00070807 |  | 0.005864 |  | 0 |  | 0.085744 |  | 0.013428
| 5.4276e-05 |  | -4.4627e-06 |  | 4.9461e-05 |  | -9.0955e-05 |  | 3.8585e-06 |  | -4.8611e-05 |  | 1.0372e-06 |  | -0.00033997 |  | 0.00046114 |  | -0.00012075 |  | 0.00017036 |  | 0.022009 |  | 0.0078917 |  | 0 |  | 0.063034 |  | 0.00064939 |  | 0.0057729 |  | 8.4152e-07 |  | 0.0863 |  | 0.013442
| 5.4281e-05 |  | -3.7585e-05 |  | 4.9465e-05 |  | -0.00012426 |  | 3.8585e-06 |  | -3.4648e-05 |  | 8.8127e-07 |  | 1.1636e-05 |  | 0.00050991 |  | -5.6312e-05 |  | -7.2279e-05 |  | 0.022343 |  | 0.0080751 |  | 0 |  | 0.061036 |  | 0.00071143 |  | 0.006042 |  | 1.4025e-06 |  | 0.086696 |  | 0.013468
| 0 |  | -6.7177e-06 |  | 8.8551e-05 |  | -0.00016186 |  | 1.7542e-06 |  | -2.9049e-05 |  | 7.6952e-07 |  | -5.2615e-05 |  | 0.00049683 |  | -8.3944e-06 |  | 0.00015864 |  | 0.02271 |  | 0.0082286 |  | 0 |  | 0.059115 |  | 0.00084236 |  | 0.006401 |  | 5.6101e-07 |  | 0.086899 |  | 0.013459
| 0 |  | 9.3878e-06 |  | 8.8566e-05 |  | -0.00012508 |  | 8.7709e-07 |  | -3.8073e-05 |  | 8.3042e-07 |  | 6.9814e-05 |  | 0.00047195 |  | -0.00020483 |  | 0.00027166 |  | 0.023127 |  | 0.0083744 |  | 4.2768e-06 |  | 0.057115 |  | 0.00081891 |  | 0.0063241 |  | 5.6105e-07 |  | 0.087035 |  | 0.013392
| 6.8356e-05 |  | -5.6638e-05 |  | 9.9859e-05 |  | -3.2144e-05 |  | 8.7709e-07 |  | -4.4575e-05 |  | 1.0486e-06 |  | 0.00025498 |  | 0.00049216 |  | -0.00045006 |  | -8.7119e-05 |  | 0.023556 |  | 0.0085088 |  | 4.2768e-06 |  | 0.055298 |  | 0.0007249 |  | 0.0066373 |  | 1.4026e-06 |  | 0.087246 |  | 0.013298
| 6.8356e-05 |  | -0.00017209 |  | 9.9859e-05 |  | -2.9065e-05 |  | 8.7716e-07 |  | -3.6061e-05 |  | 1.2046e-06 |  | 0.00034807 |  | 0.00059678 |  | -0.00028347 |  | -0.00021976 |  | 0.023955 |  | 0.00866 |  | 4.2768e-06 |  | 0.053623 |  | 0.00072158 |  | 0.0070096 |  | 8.4157e-07 |  | 0.087598 |  | 0.013238
| 8.6202e-05 |  | -2.2617e-05 |  | 3.2988e-05 |  | -2.525e-05 |  | 8.7716e-07 |  | -2.5561e-05 |  | 1.2608e-06 |  | 0.00027926 |  | 0.00051246 |  | 2.1659e-05 |  | -0.0001134 |  | 0.024288 |  | 0.0088172 |  | 4.2775e-06 |  | 0.051338 |  | 0.00077859 |  | 0.0069982 |  | 0 |  | 0.088002 |  | 0.013218
| 8.6203e-05 |  | -0.00010102 |  | 3.2988e-05 |  | -9.0019e-05 |  | 2.8063e-06 |  | -1.961e-05 |  | 1.1925e-06 |  | 0 |  | 0.00040069 |  | -0.0002486 |  | -5.9818e-05 |  | 0.024607 |  | 0.0089671 |  | 0 |  | 0.050011 |  | 0.00088184 |  | 0.0071341 |  | 2.2443e-06 |  | 0.088456 |  | 0.013213
| 7.5508e-05 |  | -0.00013618 |  | 5.361e-05 |  | -0.00013448 |  | 3.8585e-06 |  | -1.5744e-05 |  | 1.105e-06 |  | -4.6544e-05 |  | 0.00043581 |  | -0.00060582 |  | -9.0972e-05 |  | 0.024996 |  | 0.0091298 |  | 0 |  | 0.048957 |  | 0.00095573 |  | 0.0075784 |  | 3.0859e-06 |  | 0.089009 |  | 0.013247
| 7.5508e-05 |  | -8.113e-05 |  | 5.361e-05 |  | -9.0117e-05 |  | 2.8065e-06 |  | -3.947e-05 |  | 1.0079e-06 |  | -0.00016189 |  | 0.00052915 |  | -0.0005508 |  | -0.00031729 |  | 0.025452 |  | 0.0093007 |  | 0 |  | 0.04673 |  | 0.00086758 |  | 0.007986 |  | 8.4167e-07 |  | 0.089606 |  | 0.01329
| 5.4308e-05 |  | -0.0001067 |  | 0 |  | -6.0377e-05 |  | 8.7724e-07 |  | -3.9916e-05 |  | 8.8477e-07 |  | -0.0002226 |  | 0.00056844 |  | 6.1339e-05 |  | -0.00023537 |  | 0.025906 |  | 0.0094817 |  | 0 |  | 0.045083 |  | 0.00090203 |  | 0.0078088 |  | 0 |  | 0.09018 |  | 0.013283
| 5.4317e-05 |  | -8.1746e-05 |  | 0 |  | -5.9406e-05 |  | 0 |  | -2.0183e-05 |  | 8.8008e-07 |  | -2.3273e-05 |  | 0.00056497 |  | 0.00024814 |  | -0.000162 |  | 0.026329 |  | 0.0096646 |  | 0 |  | 0.044112 |  | 0.00084246 |  | 0.0078081 |  | 0 |  | 0.09058 |  | 0.01323
| 4.7902e-05 |  | 1.598e-05 |  | 4.537e-05 |  | -0.00010259 |  | 8.7724e-07 |  | -1.486e-05 |  | 9.7712e-07 |  | -8.9042e-05 |  | 0.00066422 |  | -0.0001285 |  | -4.8113e-05 |  | 0.026765 |  | 0.0098707 |  | 0 |  | 0.042821 |  | 0.00065366 |  | 0.0083063 |  | 2.525e-06 |  | 0.090775 |  | 0.01318
| 4.791e-05 |  | -2.3623e-05 |  | 4.5378e-05 |  | -7.3503e-05 |  | 1.7546e-06 |  | -2.0023e-05 |  | 1.1285e-06 |  | -5.818e-05 |  | 0.00061854 |  | -0.00013057 |  | 5.8571e-05 |  | 0.027211 |  | 0.010076 |  | 0 |  | 0.04124 |  | 0.00062261 |  | 0.0083389 |  | 3.0863e-06 |  | 0.090843 |  | 0.013182
| 2.0126e-05 |  | -0.00019433 |  | 4.3315e-05 |  | -7.751e-05 |  | 1.7546e-06 |  | -3.2605e-05 |  | 1.2168e-06 |  | 0.00012951 |  | 0.00054241 |  | -0.00022148 |  | -0.00014174 |  | 0.027623 |  | 0.010264 |  | 3.3442e-06 |  | 0.039619 |  | 0.00072834 |  | 0.0086528 |  | 1.4029e-06 |  | 0.090942 |  | 0.013185
| 2.0128e-05 |  | -0.00010215 |  | 4.3318e-05 |  | -0.00010813 |  | 2.8067e-06 |  | -4.1827e-05 |  | 1.2014e-06 |  | 5.6662e-05 |  | 0.00062335 |  | -0.00031446 |  | -0.00016125 |  | 0.027991 |  | 0.010435 |  | 2.437e-05 |  | 0.038253 |  | 0.00085677 |  | 0.008987 |  | 8.4172e-07 |  | 0.091209 |  | 0.013151
| 4.097e-06 |  | -5.4894e-05 |  | 4.7448e-05 |  | -4.9308e-05 |  | 3.8588e-06 |  | -5.882e-05 |  | 1.1405e-06 |  | -2.3273e-05 |  | 0.00060318 |  | -0.00027538 |  | -0.00029285 |  | 0.028348 |  | 0.010627 |  | 2.1027e-05 |  | 0.03714 |  | 0.0009088 |  | 0.0091142 |  | 2.5253e-06 |  | 0.091576 |  | 0.013099
| 4.0974e-06 |  | -0.00019515 |  | 4.7452e-05 |  | -6.6007e-05 |  | 3.8592e-06 |  | -5.8387e-05 |  | 1.1158e-06 |  | 4.0474e-06 |  | 0.00047176 |  | -0.00056629 |  | -0.0003446 |  | 0.028694 |  | 0.010818 |  | 0 |  | 0.036005 |  | 0.00090293 |  | 0.0092527 |  | 2.5253e-06 |  | 0.091974 |  | 0.013049
| 9.1615e-05 |  | -0.00017524 |  | 0 |  | -0.00010537 |  | 1.9296e-06 |  | -3.368e-05 |  | 1.0864e-06 |  | -0.00015902 |  | 0.00044855 |  | -0.00027165 |  | -0.00037137 |  | 0.029031 |  | 0.010983 |  | 0 |  | 0.035058 |  | 0.00068894 |  | 0.0095305 |  | 2.5253e-06 |  | 0.092459 |  | 0.013003
| 9.1622e-05 |  | -0.00011621 |  | 0 |  | -8.144e-05 |  | 8.7738e-07 |  | -5.0655e-05 |  | 1.0583e-06 |  | -0.00025497 |  | 0.00051642 |  | -0.00015174 |  | -0.00040312 |  | 0.029405 |  | 0.011166 |  | 0 |  | 0.034008 |  | 0.00062269 |  | 0.0099103 |  | 2.5255e-06 |  | 0.09319 |  | 0.012967
| 3.8308e-05 |  | -0.00010921 |  | 7.854e-05 |  | -5.3877e-05 |  | 1.7548e-06 |  | -5.186e-05 |  | 1.0757e-06 |  | -0.00025903 |  | 0.00055692 |  | -0.00010912 |  | -0.00019245 |  | 0.029864 |  | 0.011385 |  | 4.7956e-05 |  | 0.032729 |  | 0.0007536 |  | 0.010116 |  | 2.5253e-06 |  | 0.094085 |  | 0.012985
| 3.8308e-05 |  | -2.3342e-05 |  | 7.854e-05 |  | -5.3422e-05 |  | 8.7746e-07 |  | -2.1519e-05 |  | 1.0925e-06 |  | -6.9809e-05 |  | 0.00049088 |  | 6.6214e-05 |  | 9.596e-05 |  | 0.03041 |  | 0.011636 |  | 4.7956e-05 |  | 0.031541 |  | 0.00082493 |  | 0.010259 |  | 2.5256e-06 |  | 0.09491 |  | 0.01308
| 9.4441e-06 |  | -9.9043e-05 |  | 0 |  | -7.71e-05 |  | 0 |  | -3.3785e-05 |  | 9.1444e-07 |  | 0.00011333 |  | 0.00035405 |  | -6.651e-05 |  | 0.00019376 |  | 0.030963 |  | 0.011906 |  | 0 |  | 0.030204 |  | 0.00093319 |  | 0.010619 |  | 8.4182e-07 |  | 0.095604 |  | 0.013099
| 9.4449e-06 |  | -0.0002598 |  | 0 |  | -0.00019335 |  | 0 |  | -0.00015531 |  | 1.3683e-06 |  | -0.00015902 |  | 0.0003523 |  | -0.00027538 |  | 0.0001296 |  | 0.031546 |  | 0.012199 |  | 0 |  | 0.028562 |  | 0.00090634 |  | 0.01087 |  | 8.4187e-07 |  | 0.096364 |  | 0.013
| 6.9037e-05 |  | -0.00010389 |  | 4.5408e-05 |  | -1.1042e-05 |  | 1.9297e-06 |  | -2.7531e-05 |  | 1.8396e-06 |  | -0.00040068 |  | 0.00049219 |  | -0.00028347 |  | 0.00027958 |  | 0.032066 |  | 0.01243 |  | 8.4511e-05 |  | 0.027108 |  | 0.00086359 |  | 0.011161 |  | 2.5256e-06 |  | 0.09718 |  | 0.012827
| 6.9037e-05 |  | -4.0133e-05 |  | 4.5408e-05 |  | -5.2502e-05 |  | 1.9297e-06 |  | -4.7602e-05 |  | 2.5566e-06 |  | -0.00044924 |  | 0.000516 |  | -0.00010913 |  | -1.6897e-05 |  | 0.032539 |  | 0.012587 |  | 8.4511e-05 |  | 0.026088 |  | 0.00076032 |  | 0.011296 |  | 2.5256e-06 |  | 0.097928 |  | 0.012739
| 8.6311e-05 |  | 1.1465e-05 |  | 7.024e-05 |  | -0.00011341 |  | 2.9829e-06 |  | -5.3256e-05 |  | 2.5989e-06 |  | -0.00017454 |  | 0.00045358 |  | 0.00013305 |  | 9.2228e-05 |  | 0.032929 |  | 0.012717 |  | 7.024e-05 |  | 0.025237 |  | 0.00077882 |  | 0.011556 |  | 2.5258e-06 |  | 0.098547 |  | 0.012745
| 8.6311e-05 |  | 4.3998e-05 |  | 7.024e-05 |  | -2.2315e-05 |  | 2.9829e-06 |  | -3.3298e-05 |  | 2.5929e-06 |  | -0.00019831 |  | 0.00037739 |  | 9.2338e-05 |  | -1.2997e-05 |  | 0.033341 |  | 0.012946 |  | 7.024e-05 |  | 0.024606 |  | 0.00084685 |  | 0.012069 |  | 2.5258e-06 |  | 0.099172 |  | 0.012773
| 2.442e-05 |  | 6.7308e-06 |  | 0 |  | -7.0048e-05 |  | 2.9829e-06 |  | -4.3376e-05 |  | 2.5474e-06 |  | -0.00010118 |  | 0.00035894 |  | -0.00023698 |  | -0.00018465 |  | 0.033826 |  | 0.013243 |  | 0.00010953 |  | 0.023986 |  | 0.00087702 |  | 0.012391 |  | 4.2096e-06 |  | 0.099622 |  | 0.012781
| 2.4425e-05 |  | -6.1262e-05 |  | 0 |  | -0.00017674 |  | 2.9832e-06 |  | -3.5894e-05 |  | 2.5764e-06 |  | -3.8786e-05 |  | 0.00034888 |  | -0.00037934 |  | 1.7448e-05 |  | 0.034371 |  | 0.013555 |  | 0.00010954 |  | 0.022773 |  | 0.00080736 |  | 0.012621 |  | 4.2098e-06 |  | 0.099803 |  | 0.012734
| 6.4893e-05 |  | -6.1466e-05 |  | 8.454e-05 |  | -0.0001906 |  | 1.9299e-06 |  | -2.9396e-05 |  | 2.6646e-06 |  | 0.00019832 |  | 0.00030482 |  | -0.00038809 |  | 8.8426e-05 |  | 0.034924 |  | 0.013852 |  | 4.6868e-05 |  | 0.021778 |  | 0.0007923 |  | 0.01298 |  | 2.5259e-06 |  | 0.099777 |  | 0.012665
| 6.4899e-05 |  | 1.6525e-05 |  | 8.4547e-05 |  | -0.00015097 |  | 1.9301e-06 |  | -2.7852e-05 |  | 2.6608e-06 |  | 0.00017454 |  | 0.00042512 |  | -0.00055384 |  | 0.00010717 |  | 0.035485 |  | 0.014145 |  | 4.6872e-05 |  | 0.02089 |  | 0.00094169 |  | 0.013169 |  | 2.5259e-06 |  | 0.099773 |  | 0.012641
| 7.2645e-05 |  | 4.8676e-06 |  | 0.00014648 |  | -3.6786e-05 |  | 2.9832e-06 |  | -2.3175e-05 |  | 2.569e-06 |  | -0.00010523 |  | 0.00045433 |  | -0.00036095 |  | 9.6227e-05 |  | 0.036016 |  | 0.01439 |  | 6.3713e-05 |  | 0.020608 |  | 0.00086616 |  | 0.01313 |  | 5.8927e-06 |  | 0.099975 |  | 0.012675
| 7.2645e-05 |  | -7.427e-05 |  | 0.00014648 |  | 1.2071e-05 |  | 2.9834e-06 |  | -4.6304e-05 |  | 2.4735e-06 |  | -0.00020641 |  | 0.00044242 |  | 0.00012333 |  | 0.00035369 |  | 0.036535 |  | 0.014573 |  | 6.3713e-05 |  | 0.020653 |  | 0.00069162 |  | 0.013305 |  | 5.8931e-06 |  | 0.10041 |  | 0.012723
| 2.3361e-05 |  | -4.8255e-05 |  | 8.9921e-05 |  | -4.1794e-05 |  | 1.9301e-06 |  | -3.2769e-05 |  | 2.4746e-06 |  | -0.00024048 |  | 0.00053357 |  | -0.00017512 |  | 0.00025671 |  | 0.037068 |  | 0.01475 |  | 7.8011e-05 |  | 0.019821 |  | 0.00080237 |  | 0.014117 |  | 4.2101e-06 |  | 0.10108 |  | 0.012728
| 2.3363e-05 |  | 1.2686e-05 |  | 8.9928e-05 |  | -4.5128e-05 |  | 1.9302e-06 |  | -1.6209e-05 |  | 2.4521e-06 |  | -0.00019427 |  | 0.00056041 |  | -0.00015561 |  | -0.00011054 |  | 0.037653 |  | 0.014981 |  | 7.8017e-05 |  | 0.018807 |  | 0.00089978 |  | 0.014549 |  | 4.2103e-06 |  | 0.10188 |  | 0.012696
| 2.4435e-05 |  | -8.711e-05 |  | 0.00011078 |  | -5.1579e-07 |  | 1.9302e-06 |  | -4.0156e-05 |  | 2.4199e-06 |  | -0.00038398 |  | 0.00055212 |  | -4.3306e-06 |  | -0.00018444 |  | 0.038241 |  | 0.015215 |  | 7.8024e-05 |  | 0.018239 |  | 0.00064882 |  | 0.014499 |  | 5.8931e-06 |  | 0.10258 |  | 0.012646
| 2.4435e-05 |  | -0.00011972 |  | 0.00011078 |  | -2.7266e-05 |  | 1.9302e-06 |  | -5.0602e-05 |  | 2.4949e-06 |  | -0.00031973 |  | 0.00046755 |  | -0.00015175 |  | 6.892e-05 |  | 0.03876 |  | 0.015441 |  | 7.8024e-05 |  | 0.017771 |  | 0.00059594 |  | 0.014746 |  | 5.8934e-06 |  | 0.10304 |  | 0.012618
| 8.6369e-05 |  | -6.1727e-05 |  | 3.2019e-05 |  | -4.0575e-05 |  | 8.7775e-07 |  | -5.0614e-05 |  | 2.6023e-06 |  | -4.8568e-05 |  | 0.0003425 |  | -4.3265e-05 |  | 0.00013524 |  | 0.039272 |  | 0.015662 |  | 0.00010483 |  | 0.0171 |  | 0.00085787 |  | 0.01498 |  | 2.5264e-06 |  | 0.10335 |  | 0.012621
| 8.6377e-05 |  | -2.5771e-05 |  | 3.2022e-05 |  | -2.2361e-05 |  | 8.7768e-07 |  | -4.7444e-05 |  | 2.7112e-06 |  | 6.5938e-05 |  | 0.00032406 |  | -9.3442e-05 |  | -0.00017697 |  | 0.039864 |  | 0.015887 |  | 0.00010484 |  | 0.016406 |  | 0.00077052 |  | 0.015312 |  | 2.5262e-06 |  | 0.10371 |  | 0.012633
| 4.1032e-06 |  | -8.3475e-05 |  | 0.00010664 |  | 4.7556e-07 |  | 2.9837e-06 |  | -3.8908e-05 |  | 2.7114e-06 |  | -0.00012142 |  | 0.00043549 |  | -7.0384e-05 |  | -0.00024708 |  | 0.040589 |  | 0.016107 |  | 0.00010604 |  | 0.015925 |  | 0.00060185 |  | 0.015637 |  | 4.2106e-06 |  | 0.10427 |  | 0.01262
| 4.1032e-06 |  | -5.5513e-05 |  | 0.00010664 |  | -7.1828e-05 |  | 2.9839e-06 |  | -3.1197e-05 |  | 2.644e-06 |  | -0.00019832 |  | 0.00041166 |  | 4.5846e-05 |  | -7.5422e-05 |  | 0.04134 |  | 0.016351 |  | 0.00010604 |  | 0.015608 |  | 0.00058422 |  | 0.015753 |  | 4.2106e-06 |  | 0.10493 |  | 0.012575
| 3.0869e-05 |  | 1.3676e-05 |  | 3.0997e-05 |  | -0.00010058 |  | 1.9304e-06 |  | -2.615e-05 |  | 2.5695e-06 |  | 0.00013576 |  | 0.00045225 |  | -4.1461e-05 |  | -0.00015827 |  | 0.042058 |  | 0.016662 |  | 0.00010964 |  | 0.015201 |  | 0.00065221 |  | 0.015834 |  | 5.8941e-06 |  | 0.10554 |  | 0.012533
| 3.0869e-05 |  | -3.8948e-05 |  | 3.0997e-05 |  | -0.00013492 |  | 1.9306e-06 |  | -4.3724e-05 |  | 2.5e-06 |  | 0.00021047 |  | 0.00051303 |  | 8.4589e-05 |  | -0.00012224 |  | 0.042805 |  | 0.016995 |  | 0.00010964 |  | 0.014473 |  | 0.00074711 |  | 0.016241 |  | 5.8941e-06 |  | 0.10607 |  | 0.012531
| 2.9799e-05 |  | -6.3789e-05 |  | 6.0181e-05 |  | -0.00014449 |  | 1.9306e-06 |  | -4.6956e-05 |  | 2.5087e-06 |  | 0.0002017 |  | 0.00037419 |  | 0.0001479 |  | 0.00020063 |  | 0.043569 |  | 0.017275 |  | 8.9377e-05 |  | 0.014152 |  | 0.00092586 |  | 0.017046 |  | 5.8941e-06 |  | 0.1065 |  | 0.01254
| 2.9804e-05 |  | 1.4242e-05 |  | 6.0191e-05 |  | -0.00013709 |  | 1.9306e-06 |  | -3.9548e-05 |  | 2.4525e-06 |  | 2.8337e-05 |  | 0.00024732 |  | -4.7137e-05 |  | 0.00013133 |  | 0.04433 |  | 0.017489 |  | 8.9393e-05 |  | 0.013887 |  | 0.00097292 |  | 0.017671 |  | 5.8941e-06 |  | 0.10692 |  | 0.01252
| 4.5865e-05 |  | 3.5656e-05 |  | 8.7009e-05 |  | -0.00016223 |  | 2.9839e-06 |  | -3.4333e-05 |  | 2.3969e-06 |  | -2.833e-05 |  | 0.00028844 |  | -0.00017499 |  | -1.2997e-06 |  | 0.045057 |  | 0.017676 |  | 0.00013528 |  | 0.013282 |  | 0.00095949 |  | 0.017886 |  | 5.8945e-06 |  | 0.10735 |  | 0.012469
| 4.5869e-05 |  | -0.00010532 |  | 8.7016e-05 |  | -0.00013771 |  | 2.9842e-06 |  | -2.3599e-05 |  | 2.3924e-06 |  | 6.5938e-05 |  | 0.00033614 |  | -0.0001974 |  | 0.00012213 |  | 0.045769 |  | 0.017943 |  | 0.00013529 |  | 0.012881 |  | 0.00095362 |  | 0.018088 |  | 5.8945e-06 |  | 0.10784 |  | 0.012426
| 2.2312e-05 |  | -0.00012521 |  | 0.00010431 |  | -0.00013921 |  | 1.9307e-06 |  | -1.1275e-05 |  | 2.448e-06 |  | -0.00032783 |  | 0.00030697 |  | -0.00040357 |  | -9.1025e-05 |  | 0.046424 |  | 0.018279 |  | 0.00012398 |  | 0.012633 |  | 0.00090162 |  | 0.018497 |  | 5.8945e-06 |  | 0.10837 |  | 0.01244
| 2.2312e-05 |  | -4.1658e-05 |  | 0.00010431 |  | -0.0001131 |  | 1.9307e-06 |  | -2.6851e-05 |  | 2.4942e-06 |  | -0.00023879 |  | 0.00028491 |  | -0.0004152 |  | -9.4926e-05 |  | 0.046998 |  | 0.01861 |  | 0.00012398 |  | 0.012246 |  | 0.00089234 |  | 0.018749 |  | 5.8948e-06 |  | 0.10883 |  | 0.012458
| 7.034e-05 |  | -1.9918e-05 |  | 8.7627e-05 |  | -5.2403e-05 |  | 2.9842e-06 |  | -3.7117e-05 |  | 2.4801e-06 |  | 0.00013963 |  | 0.00031414 |  | 0.00012934 |  | 0.00038008 |  | 0.047624 |  | 0.018884 |  | 0 |  | 0.011663 |  | 0.00082439 |  | 0.018923 |  | 4.2111e-06 |  | 0.10926 |  | 0.012445
| 7.0346e-05 |  | -0.00011127 |  | 8.7634e-05 |  | -7.761e-05 |  | 2.9842e-06 |  | -3.2925e-05 |  | 2.3917e-06 |  | -9.7127e-05 |  | 0.00035471 |  | 0.00030931 |  | 0.00021326 |  | 0.048393 |  | 0.019158 |  | 0 |  | 0.011607 |  | 0.00093101 |  | 0.019415 |  | 4.2116e-06 |  | 0.10972 |  | 0.012418
| 2.3388e-05 |  | -0.00016853 |  | 7.6314e-05 |  | -0.00013412 |  | 1.9309e-06 |  | -5.2994e-05 |  | 2.3049e-06 |  | -0.00013355 |  | 0.00029035 |  | -2.7766e-05 |  | 0.00012353 |  | 0.049255 |  | 0.019472 |  | 0.00011864 |  | 0.011432 |  | 0.00085629 |  | 0.019687 |  | 5.8948e-06 |  | 0.11024 |  | 0.012419
| 2.3388e-05 |  | -0.00024394 |  | 7.6314e-05 |  | -6.1643e-05 |  | 1.9309e-06 |  | -5.8139e-05 |  | 2.3129e-06 |  | 0.00010085 |  | 0.00040542 |  | 0.00012934 |  | 0.00016325 |  | 0.050077 |  | 0.019759 |  | 0.00011864 |  | 0.010923 |  | 0.00071446 |  | 0.0201 |  | 5.8952e-06 |  | 0.11078 |  | 0.012454
| 3.3035e-05 |  | -0.00023099 |  | 0.00012522 |  | -4.105e-05 |  | 8.7797e-07 |  | -4.5268e-05 |  | 2.4053e-06 |  | 0.00027117 |  | 0.00049314 |  | 0.0002202 |  | -4.8114e-05 |  | 0.050798 |  | 0.020025 |  | 4.4708e-05 |  | 0.010513 |  | 0.00069175 |  | 0.020455 |  | 5.8952e-06 |  | 0.11123 |  | 0.012502
| 3.3035e-05 |  | -5.891e-05 |  | 0.00012522 |  | -0.00010188 |  | 8.7805e-07 |  | -4.04e-05 |  | 2.5958e-06 |  | 0.00036072 |  | 0.00048002 |  | -3.7748e-05 |  | 9.9686e-06 |  | 0.051462 |  | 0.020321 |  | 4.4708e-05 |  | 0.0099456 |  | 0.00060364 |  | 0.020979 |  | 5.8952e-06 |  | 0.11162 |  | 0.012539
| 4.3749e-05 |  | -8.0767e-05 |  | 8.2886e-05 |  | -9.9352e-05 |  | 1.9309e-06 |  | -5.5703e-05 |  | 2.6934e-06 |  | 0.00019022 |  | 0.00041264 |  | -0.00014787 |  | 6.5015e-06 |  | 0.052104 |  | 0.020695 |  | 7.9308e-05 |  | 0.0095048 |  | 0.00061875 |  | 0.02151 |  | 4.2118e-06 |  | 0.11201 |  | 0.012524
| 4.3757e-05 |  | -9.0454e-05 |  | 8.29e-05 |  | -5.6295e-05 |  | 1.931e-06 |  | -5.9119e-05 |  | 2.8403e-06 |  | 8.4993e-05 |  | 0.00034472 |  | -0.00023697 |  | -5.2015e-05 |  | 0.052758 |  | 0.021052 |  | 7.9321e-05 |  | 0.0094669 |  | 0.00072789 |  | 0.021592 |  | 4.2118e-06 |  | 0.11247 |  | 0.012452
| 6.9182e-05 |  | -6.8886e-05 |  | 4.5503e-05 |  | -0.00010455 |  | 8.7805e-07 |  | -3.3801e-05 |  | 2.8885e-06 |  | 0.00017454 |  | 0.00038527 |  | -0.00023081 |  | 0.00021933 |  | 0.053428 |  | 0.021342 |  | 8.7074e-05 |  | 0.0094172 |  | 0.00074976 |  | 0.02196 |  | 4.2118e-06 |  | 0.11293 |  | 0.012354
| 6.9188e-05 |  | -8.1624e-05 |  | 4.5507e-05 |  | -0.0001522 |  | 8.7812e-07 |  | -2.3223e-05 |  | 2.8184e-06 |  | -0.00019832 |  | 0.00043422 |  | -0.00017112 |  | 0.00030298 |  | 0.054184 |  | 0.021654 |  | 8.7082e-05 |  | 0.0089672 |  | 0.00075224 |  | 0.022396 |  | 4.2121e-06 |  | 0.11333 |  | 0.012296
| 6.8597e-05 |  | -4.7112e-05 |  | 6.6211e-05 |  | -0.00011979 |  | 2.9847e-06 |  | -3.8828e-05 |  | 2.7097e-06 |  | -0.0002307 |  | 0.00042709 |  | 0.00011947 |  | 0.00021326 |  | 0.05501 |  | 0.022041 |  | 2.4597e-05 |  | 0.0085517 |  | 0.00067588 |  | 0.023079 |  | 4.2121e-06 |  | 0.11371 |  | 0.012263
| 6.8603e-05 |  | -9.5959e-06 |  | 6.6217e-05 |  | -4.2534e-05 |  | 2.9849e-06 |  | -4.7586e-05 |  | 2.602e-06 |  | -6.982e-05 |  | 0.00038179 |  | 0.00033355 |  | 0.00021933 |  | 0.055846 |  | 0.022483 |  | 2.4599e-05 |  | 0.0081797 |  | 0.00065993 |  | 0.023493 |  | 4.2121e-06 |  | 0.11408 |  | 0.012232
| 0 |  | -4.0912e-05 |  | 6.0252e-05 |  | 8.6271e-07 |  | 1.9312e-06 |  | -2.7785e-05 |  | 2.6014e-06 |  | -0.00026713 |  | 0.00047008 |  | -9.751e-05 |  | -0.00017685 |  | 0.056598 |  | 0.022871 |  | 7.3972e-05 |  | 0.0078193 |  | 0.00081021 |  | 0.023802 |  | 4.2121e-06 |  | 0.11449 |  | 0.01219
| 0 |  | -0.00015142 |  | 6.0257e-05 |  | -0.00013162 |  | 1.9312e-06 |  | -3.6268e-05 |  | 2.659e-06 |  | -0.00029141 |  | 0.0004731 |  | -0.00038034 |  | -0.00016905 |  | 0.057269 |  | 0.023197 |  | 7.3978e-05 |  | 0.0076273 |  | 0.00080686 |  | 0.024378 |  | 4.2123e-06 |  | 0.11493 |  | 0.01214
| 4.5919e-05 |  | -5.9722e-05 |  | 9.0094e-05 |  | -0.00014 |  | 8.7819e-07 |  | -3.8531e-05 |  | 2.7215e-06 |  | -0.00032193 |  | 0.00044928 |  | -0.0001974 |  | 0.00031279 |  | 0.057903 |  | 0.023523 |  | 7.2791e-05 |  | 0.0074021 |  | 0.0011663 |  | 0.025008 |  | 8.4247e-07 |  | 0.11542 |  | 0.012099
| 4.5919e-05 |  | -3.1285e-05 |  | 9.0094e-05 |  | -8.5808e-05 |  | 8.7819e-07 |  | -3.9085e-05 |  | 2.684e-06 |  | 1.619e-05 |  | 0.00039498 |  | -0.00020211 |  | 0.00028348 |  | 0.058463 |  | 0.023883 |  | 7.2791e-05 |  | 0.007069 |  | 0.0011327 |  | 0.025179 |  | 8.4247e-07 |  | 0.11591 |  | 0.012117
| 2.7699e-05 |  | -5.7207e-05 |  | 8.7126e-05 |  | -0.00018474 |  | 8.7819e-07 |  | -1.8505e-05 |  | 2.5848e-06 |  | 0.00027151 |  | 0.00038669 |  | -4.5173e-05 |  | 6.231e-05 |  | 0.059061 |  | 0.024274 |  | 0.00010742 |  | 0.0070901 |  | 0.00072457 |  | 0.025469 |  | 5.8966e-06 |  | 0.11638 |  | 0.01216
| 2.7699e-05 |  | -5.7519e-05 |  | 8.7126e-05 |  | -9.9638e-05 |  | 8.7819e-07 |  | -2.7763e-05 |  | 2.5306e-06 |  | -4.0474e-06 |  | 0.00033299 |  | -0.00010913 |  | -2.8607e-05 |  | 0.059782 |  | 0.024696 |  | 0.00010742 |  | 0.0071385 |  | 0.00076917 |  | 0.025794 |  | 5.8966e-06 |  | 0.11678 |  | 0.012197
| 7.5794e-05 |  | -8.3459e-06 |  | 6.9229e-05 |  | 4.1103e-05 |  | 2.9852e-06 |  | -5.0899e-05 |  | 2.5754e-06 |  | -0.00043306 |  | 0.00033301 |  | -0.00032609 |  | -0.00034849 |  | 0.06059 |  | 0.025171 |  | 0.0001128 |  | 0.0068165 |  | 0.00085812 |  | 0.026093 |  | 4.2126e-06 |  | 0.11711 |  | 0.012196
| 7.58e-05 |  | 7.9044e-05 |  | 6.9235e-05 |  | 3.5388e-05 |  | 2.9854e-06 |  | -4.0476e-05 |  | 2.5897e-06 |  | -0.00046156 |  | 0.00039213 |  | -0.00024567 |  | -0.00050969 |  | 0.061391 |  | 0.025665 |  | 0.0001128 |  | 0.006623 |  | 0.00085224 |  | 0.026709 |  | 4.2128e-06 |  | 0.11752 |  | 0.012154
| 3.95e-05 |  | -2.276e-05 |  | 0.00010982 |  | -2.4623e-05 |  | 8.7827e-07 |  | -3.3491e-05 |  | 2.5569e-06 |  | -2.0229e-05 |  | 0.00038377 |  | -0.000144 |  | -0.00027048 |  | 0.062167 |  | 0.026128 |  | 4.8105e-05 |  | 0.0064484 |  | 0.00078848 |  | 0.02714 |  | 8.4252e-07 |  | 0.11801 |  | 0.012126
| 3.9503e-05 |  | -7.9822e-05 |  | 0.00010983 |  | -2.1375e-05 |  | 8.7827e-07 |  | -3.3718e-05 |  | 2.5381e-06 |  | 6.4762e-05 |  | 0.00037545 |  | -0.00015562 |  | -0.00022756 |  | 0.063 |  | 0.026532 |  | 4.8109e-05 |  | 0.0062576 |  | 0.00079436 |  | 0.027643 |  | 8.4257e-07 |  | 0.11846 |  | 0.012084
| 7.4022e-05 |  | -6.5362e-05 |  | 0.00014088 |  | -5.8655e-05 |  | 4.0387e-06 |  | -3.9741e-05 |  | 2.5395e-06 |  | -6.9817e-05 |  | 0.00037369 |  | -0.00018626 |  | -0.00052463 |  | 0.063855 |  | 0.026937 |  | 8.4767e-05 |  | 0.0059926 |  | 0.00081199 |  | 0.02811 |  | 4.2131e-06 |  | 0.1188 |  | 0.012096
| 7.4028e-05 |  | -4.9463e-05 |  | 0.00014089 |  | -0.00023943 |  | 4.039e-06 |  | -4.3243e-05 |  | 2.5598e-06 |  | -2.4285e-05 |  | 0.00030241 |  | -0.00027186 |  | -0.00066839 |  | 0.064664 |  | 0.02736 |  | 8.4774e-05 |  | 0.0056558 |  | 0.00079268 |  | 0.028586 |  | 4.2128e-06 |  | 0.11909 |  | 0.012128
| 6.9252e-05 |  | -7.2636e-05 |  | 8.0595e-05 |  | -0.00024033 |  | 4.0387e-06 |  | -5.1654e-05 |  | 2.5783e-06 |  | -0.00015785 |  | 0.00029047 |  | -0.00025248 |  | -0.00020807 |  | 0.065416 |  | 0.027765 |  | 6.8058e-05 |  | 0.0057872 |  | 0.00085487 |  | 0.028848 |  | 5.8973e-06 |  | 0.11936 |  | 0.012129
| 6.9264e-05 |  | -0.00019905 |  | 8.0608e-05 |  | -0.00013978 |  | 4.039e-06 |  | -4.9712e-05 |  | 2.5209e-06 |  | -0.00039563 |  | 0.00036184 |  | -0.0001677 |  | 0.0001595 |  | 0.066257 |  | 0.028209 |  | 6.8069e-05 |  | 0.0056528 |  | 0.00086489 |  | 0.029501 |  | 5.8976e-06 |  | 0.11961 |  | 0.012064
| 0 |  | -0.0002354 |  | 3.2097e-05 |  | -0.00012307 |  | 4.0394e-06 |  | -5.1036e-05 |  | 2.4447e-06 |  | -0.00033188 |  | 0.00035527 |  | -0.00034158 |  | 2.6006e-05 |  | 0.067191 |  | 0.028674 |  | 0.00013793 |  | 0.0050975 |  | 0.00065417 |  | 0.03014 |  | 4.2131e-06 |  | 0.11997 |  | 0.011958
| 0 |  | 2.1271e-05 |  | 3.2097e-05 |  | -8.168e-05 |  | 4.039e-06 |  | -4.6648e-05 |  | 2.4318e-06 |  | -1.6189e-05 |  | 0.00037558 |  | -0.00020598 |  | -0.00026658 |  | 0.068143 |  | 0.029116 |  | 0.00013793 |  | 0.0049561 |  | 0.00075913 |  | 0.030954 |  | 4.2133e-06 |  | 0.12051 |  | 0.011881
| 4.4888e-05 |  | 4.0173e-05 |  | 3.8316e-05 |  | -7.6873e-05 |  | 2.9859e-06 |  | -5.939e-05 |  | 2.495e-06 |  | 0.00017454 |  | 0.00032667 |  | 6.2501e-05 |  | -0.00021809 |  | 0.069065 |  | 0.029472 |  | 0.00011287 |  | 0.0051513 |  | 0.00085912 |  | 0.03158 |  | 5.8976e-06 |  | 0.12125 |  | 0.011818
| 4.4888e-05 |  | -4.2125e-05 |  | 3.8316e-05 |  | -8.3156e-05 |  | 2.9859e-06 |  | -4.4302e-05 |  | 2.5573e-06 |  | 0.00024284 |  | 0.00036907 |  | 3.035e-05 |  | -0.00011053 |  | 0.069975 |  | 0.029835 |  | 0.00011287 |  | 0.0052028 |  | 0.00074234 |  | 0.031266 |  | 5.898e-06 |  | 0.12203 |  | 0.011789
| 4.1136e-06 |  | -0.00016089 |  | 8.7796e-05 |  | -7.143e-05 |  | 1.9318e-06 |  | -2.998e-05 |  | 2.5567e-06 |  | 1.2141e-05 |  | 0.00038224 |  | 8.459e-05 |  | -0.00015735 |  | 0.070885 |  | 0.030263 |  | 0.00012542 |  | 0.0050187 |  | 0.00092546 |  | 0.031973 |  | 4.2133e-06 |  | 0.12267 |  | 0.011797
| 4.1139e-06 |  | -0.00016239 |  | 8.7803e-05 |  | -8.828e-05 |  | 1.9318e-06 |  | -5.5932e-05 |  | 2.5848e-06 |  | -6.2059e-05 |  | 0.0004432 |  | 0.00021473 |  | 0.00017447 |  | 0.07175 |  | 0.030743 |  | 0.00012543 |  | 0.0048693 |  | 0.00095648 |  | 0.033059 |  | 4.2136e-06 |  | 0.12304 |  | 0.011834
| 0.0001123 |  | -3.0866e-05 |  | 3.7289e-05 |  | -0.00012139 |  | 8.7849e-07 |  | -6.5139e-05 |  | 2.6199e-06 |  | 4.0473e-05 |  | 0.00041277 |  | 0.00039067 |  | 0.00025227 |  | 0.072578 |  | 0.031222 |  | 6.2722e-05 |  | 0.0044343 |  | 0.00072475 |  | 0.033877 |  | 5.8983e-06 |  | 0.12323 |  | 0.01185
| 0.0001123 |  | -0.00010876 |  | 3.7289e-05 |  | -0.00018485 |  | 8.7841e-07 |  | -4.7818e-05 |  | 2.5587e-06 |  | 4.0473e-05 |  | 0.00037215 |  | 0.0001737 |  | 3.381e-05 |  | 0.073418 |  | 0.031718 |  | 6.2722e-05 |  | 0.0041922 |  | 0.00070711 |  | 0.034571 |  | 5.898e-06 |  | 0.12337 |  | 0.011872
| 2.4509e-05 |  | -8.0036e-06 |  | 8.9013e-05 |  | -0.00020165 |  | 1.932e-06 |  | -1.5665e-05 |  | 2.4617e-06 |  | -3.8787e-05 |  | 0.0003453 |  | -7.4876e-05 |  | -0.00024799 |  | 0.074353 |  | 0.032304 |  | 0.00010096 |  | 0.0043206 |  | 0.00082389 |  | 0.034645 |  | 4.2138e-06 |  | 0.1235 |  | 0.011917
| 2.4511e-05 |  | 5.2149e-05 |  | 8.902e-05 |  | -0.00013838 |  | 1.9322e-06 |  | -2.2853e-05 |  | 2.3486e-06 |  | -0.00019022 |  | 0.00028917 |  | -6.2635e-05 |  | -8.322e-05 |  | 0.075365 |  | 0.032926 |  | 0.00010097 |  | 0.0041356 |  | 0.00091706 |  | 0.035557 |  | 4.2138e-06 |  | 0.12362 |  | 0.011952
| 5.2425e-05 |  | 5.0178e-05 |  | 9.8587e-05 |  | -0.00012822 |  | 1.932e-06 |  | -3.6421e-05 |  | 2.3437e-06 |  | -0.00029545 |  | 0.00029755 |  | -9.7504e-05 |  | -9.1024e-06 |  | 0.076394 |  | 0.03347 |  | 5.3757e-05 |  | 0.003763 |  | 0.00087596 |  | 0.036191 |  | 5.8987e-06 |  | 0.1237 |  | 0.011952
| 5.243e-05 |  | -0.00010729 |  | 9.8596e-05 |  | -0.00010924 |  | 1.9322e-06 |  | -3.4613e-05 |  | 2.4029e-06 |  | -0.00018618 |  | 0.0002044 |  | -0.00027538 |  | -0.00023304 |  | 0.07746 |  | 0.033892 |  | 5.3762e-05 |  | 0.003793 |  | 0.00078442 |  | 0.036375 |  | 5.8987e-06 |  | 0.12369 |  | 0.011924
| 4.3841e-05 |  | -0.00013071 |  | 4.7663e-05 |  | -0.00013349 |  | 8.7856e-07 |  | -3.4261e-05 |  | 2.4606e-06 |  | -3.6425e-05 |  | 0.00028925 |  | -0.00019049 |  | -4.8113e-05 |  | 0.078561 |  | 0.03426 |  | 5.6002e-05 |  | 0.0037223 |  | 0.00087176 |  | 0.03689 |  | 5.8987e-06 |  | 0.12362 |  | 0.011865
| 4.3845e-05 |  | -3.872e-05 |  | 4.7667e-05 |  | -0.00027124 |  | 8.7856e-07 |  | -3.6114e-05 |  | 2.5028e-06 |  | -6.4756e-05 |  | 0.00043027 |  | 5.7469e-05 |  | 0.00027177 |  | 0.079715 |  | 0.034648 |  | 5.6007e-05 |  | 0.003567 |  | 0.00082893 |  | 0.03703 |  | 5.8987e-06 |  | 0.12362 |  | 0.011771
| 0.00010399 |  | -0.0001773 |  | 0.00010758 |  | -0.00015257 |  | 0 |  | -3.5266e-05 |  | 2.4887e-06 |  | -2.3271e-05 |  | 0.0003813 |  | -0.00017513 |  | 7.352e-05 |  | 0.080844 |  | 0.035096 |  | 4.8169e-05 |  | 0.0037286 |  | 0.00077691 |  | 0.037818 |  | 4.2143e-06 |  | 0.12384 |  | 0.011696
| 0.00010399 |  | -0.00010698 |  | 0.00010758 |  | -9.9551e-06 |  | 0 |  | -1.4707e-05 |  | 2.4313e-06 |  | -8.499e-05 |  | 0.00031138 |  | 0.00012334 |  | -0.00040311 |  | 0.081882 |  | 0.03562 |  | 4.8169e-05 |  | 0.0038013 |  | 0.00095077 |  | 0.039021 |  | 4.2143e-06 |  | 0.12418 |  | 0.011689
| 3.5264e-05 |  | 3.3658e-05 |  | 6.0373e-05 |  | -3.2332e-05 |  | 4.0404e-06 |  | 2.5386e-06 |  | 2.379e-06 |  | 6.4756e-05 |  | 0.00025524 |  | 0.00019308 |  | -0.00013003 |  | 0.082754 |  | 0.036175 |  | 8.3087e-05 |  | 0.0036878 |  | 0.000902 |  | 0.039528 |  | 4.2143e-06 |  | 0.12446 |  | 0.011731
| 3.5264e-05 |  | -4.9756e-05 |  | 6.0373e-05 |  | -7.9803e-05 |  | 4.0404e-06 |  | -3.1587e-05 |  | 2.3776e-06 |  | 0.00031805 |  | 0.0002911 |  | -8.6016e-05 |  | 6.6053e-05 |  | 0.083437 |  | 0.036742 |  | 8.3087e-05 |  | 0.0034087 |  | 0.00077691 |  | 0.039891 |  | 4.2143e-06 |  | 0.12455 |  | 0.011761
| 9.9833e-05 |  | -5.153e-05 |  | 7.7714e-05 |  | -0.00011875 |  | 2.9867e-06 |  | -5.0707e-05 |  | 2.438e-06 |  | 0.00016189 |  | 0.00030787 |  | -8.5881e-05 |  | -5.2018e-06 |  | 0.08398 |  | 0.037303 |  | 0.00010103 |  | 0.0032435 |  | 0.00081559 |  | 0.040429 |  | 4.2146e-06 |  | 0.12456 |  | 0.011748
| 9.9833e-05 |  | -4.2305e-05 |  | 7.7714e-05 |  | -0.00013398 |  | 2.9867e-06 |  | -3.2029e-05 |  | 2.511e-06 |  | -0.00020237 |  | 0.0003264 |  | -0.00034933 |  | -4.8114e-05 |  | 0.084516 |  | 0.037887 |  | 0.00010103 |  | 0.0029854 |  | 0.00095245 |  | 0.040955 |  | 4.2146e-06 |  | 0.12453 |  | 0.011715
| 4.7089e-05 |  | -0.00021092 |  | 5.2875e-05 |  | -0.00018298 |  | 2.9869e-06 |  | -3.7588e-05 |  | 2.5314e-06 |  | -0.00012412 |  | 0.00038923 |  | -0.00029022 |  | -0.00021808 |  | 0.085188 |  | 0.038423 |  | 4.819e-05 |  | 0.0028478 |  | 0.00084751 |  | 0.041695 |  | 7.5857e-06 |  | 0.1245 |  | 0.011656
| 4.7089e-05 |  | -0.0002173 |  | 5.2875e-05 |  | -0.00013004 |  | 2.9869e-06 |  | -4.294e-05 |  | 2.6125e-06 |  | -2.4283e-05 |  | 0.00039461 |  | 0.00020082 |  | -5.5916e-05 |  | 0.08595 |  | 0.038798 |  | 4.819e-05 |  | 0.0030079 |  | 0.00074163 |  | 0.043189 |  | 7.5852e-06 |  | 0.12449 |  | 0.011541
| 7.1754e-05 |  | -0.00010234 |  | 0.00011301 |  | -8.6836e-05 |  | 1.9325e-06 |  | -2.6394e-05 |  | 2.6755e-06 |  | -0.00024689 |  | 0.00045265 |  | 0.0001892 |  | -0.00013004 |  | 0.086844 |  | 0.03907 |  | 7.4146e-05 |  | 0.0030753 |  | 0.00079207 |  | 0.043923 |  | 5.8997e-06 |  | 0.12467 |  | 0.011416
| 7.176e-05 |  | -0.00016247 |  | 0.00011302 |  | -0.00013407 |  | 1.9327e-06 |  | -3.8619e-05 |  | 2.6134e-06 |  | -0.0001086 |  | 0.00038631 |  | -3.4034e-05 |  | -0.00020687 |  | 0.087903 |  | 0.039384 |  | 7.4152e-05 |  | 0.0029121 |  | 0.000777 |  | 0.044139 |  | 5.9001e-06 |  | 0.12514 |  | 0.011392
| 2.5608e-05 |  | -0.00017651 |  | 8.9102e-05 |  | -0.0001068 |  | 8.7871e-07 |  | -5.5251e-05 |  | 2.4784e-06 |  | 3.6425e-05 |  | 0.00033727 |  | 0.00013108 |  | -0.00015734 |  | 0.089053 |  | 0.039901 |  | 0.00010525 |  | 0.0026497 |  | 0.00067196 |  | 0.044889 |  | 2.5289e-06 |  | 0.12574 |  | 0.011484
| 2.5612e-05 |  | -2.0793e-05 |  | 8.9117e-05 |  | -6.8706e-05 |  | 8.7878e-07 |  | -5.1218e-05 |  | 2.3613e-06 |  | -0.00018212 |  | 0.00026768 |  | 7.103e-06 |  | -0.00043822 |  | 0.090143 |  | 0.040556 |  | 0.00010527 |  | 0.0024459 |  | 0.00061568 |  | 0.045561 |  | 2.5291e-06 |  | 0.12627 |  | 0.011574
| 5.8926e-05 |  | 4.9499e-06 |  | 6.7585e-05 |  | -2.5199e-05 |  | 1.9327e-06 |  | -5.2262e-05 |  | 2.3727e-06 |  | -0.00017453 |  | 0.00018275 |  | -0.0002531 |  | -0.00034145 |  | 0.091074 |  | 0.04125 |  | 7.0576e-05 |  | 0.0025264 |  | 0.00079128 |  | 0.046782 |  | 9.2721e-06 |  | 0.12663 |  | 0.011586
| 5.8931e-05 |  | -8.2593e-05 |  | 6.7591e-05 |  | -3.1893e-05 |  | 1.9327e-06 |  | -4.5939e-05 |  | 2.3962e-06 |  | 1.619e-05 |  | 0.00034214 |  | -0.00024473 |  | -0.00024318 |  | 0.091907 |  | 0.041948 |  | 7.0582e-05 |  | 0.0028683 |  | 0.00091392 |  | 0.047152 |  | 9.2727e-06 |  | 0.12691 |  | 0.011539
| 0 |  | -6.6718e-05 |  | 5.0823e-05 |  | -0.00014579 |  | 1.9328e-06 |  | -4.116e-05 |  | 2.4151e-06 |  | -2.4283e-05 |  | 0.00039119 |  | 0.00014271 |  | 0.00012743 |  | 0.092658 |  | 0.042653 |  | 3.924e-05 |  | 0.002622 |  | 0.0010147 |  | 0.047635 |  | 2.5291e-06 |  | 0.12725 |  | 0.011493
| 0 |  | -3.3777e-05 |  | 5.0831e-05 |  | -9.2077e-05 |  | 1.9327e-06 |  | -4.0346e-05 |  | 2.5745e-06 |  | -7.3694e-05 |  | 0.0002746 |  | 0.0001739 |  | 0.00013708 |  | 0.093335 |  | 0.043345 |  | 3.9247e-05 |  | 0.0025021 |  | 0.00093492 |  | 0.048558 |  | 2.5292e-06 |  | 0.12773 |  | 0.011445
| 2.4544e-05 |  | 2.9648e-05 |  | 5.0831e-05 |  | -2.2542e-05 |  | 8.7885e-07 |  | -2.5625e-05 |  | 2.7215e-06 |  | -7.6898e-05 |  | 0.00032724 |  | -0.00013625 |  | -0.00024317 |  | 0.09403 |  | 0.044031 |  | 9.0934e-05 |  | 0.0026643 |  | 0.00082241 |  | 0.049837 |  | 8.4312e-07 |  | 0.12836 |  | 0.011404
| 2.4546e-05 |  | 5.8472e-07 |  | 5.0836e-05 |  | -2.8271e-05 |  | 8.7885e-07 |  | -3.1253e-05 |  | 2.7041e-06 |  | -5.6663e-05 |  | 0.00042539 |  | -3.1641e-05 |  | -0.00015344 |  | 0.094861 |  | 0.044725 |  | 9.0942e-05 |  | 0.0026907 |  | 0.0008358 |  | 0.05094 |  | 8.4307e-07 |  | 0.12907 |  | 0.011394
| 2.9924e-05 |  | -0.00012304 |  | 5.499e-05 |  | -4.9341e-05 |  | 4.0417e-06 |  | -2.9628e-05 |  | 2.54e-06 |  | -7.3695e-05 |  | 0.00040508 |  | 0.00034469 |  | -0.00013583 |  | 0.095844 |  | 0.045391 |  | 8.0777e-05 |  | 0.0024945 |  | 0.00087701 |  | 0.051408 |  | 7.587e-06 |  | 0.12978 |  | 0.011408
| 2.9924e-05 |  | -0.00018708 |  | 5.499e-05 |  | -7.1616e-05 |  | 4.0414e-06 |  | -2.631e-05 |  | 2.4708e-06 |  | -4.0473e-06 |  | 0.00033567 |  | 0.00031318 |  | -0.00019246 |  | 0.096808 |  | 0.045978 |  | 8.0777e-05 |  | 0.0019489 |  | 0.00087701 |  | 0.051865 |  | 7.587e-06 |  | 0.13034 |  | 0.011414
| 8.7972e-05 |  | -0.00013286 |  | 7.1814e-05 |  | -6.6194e-05 |  | 2.9877e-06 |  | -2.8692e-05 |  | 2.5568e-06 |  | 4.8567e-05 |  | 0.00026451 |  | 0.00021632 |  | -0.00021197 |  | 0.097682 |  | 0.04657 |  | 6.6428e-05 |  | 0.0021238 |  | 0.00076193 |  | 0.051873 |  | 4.2156e-06 |  | 0.13075 |  | 0.011405
| 8.7972e-05 |  | -3.2321e-05 |  | 7.1814e-05 |  | -0.00011589 |  | 2.9877e-06 |  | -3.3812e-05 |  | 2.6413e-06 |  | 2.3271e-05 |  | 0.00021185 |  | 0.00021474 |  | -1.994e-05 |  | 0.098547 |  | 0.047244 |  | 6.6428e-05 |  | 0.0021171 |  | 0.00066788 |  | 0.052717 |  | 4.2158e-06 |  | 0.13109 |  | 0.011399
| 3.6383e-05 |  | -0.00010379 |  | 4.5664e-05 |  | -8.3981e-05 |  | 8.79e-07 |  | -5.0331e-05 |  | 2.6335e-06 |  | -0.00015785 |  | 0.00032199 |  | -3.5514e-05 |  | -5.5917e-05 |  | 0.099572 |  | 0.047982 |  | 4.8238e-05 |  | 0.0018001 |  | 0.00086777 |  | 0.05421 |  | 4.2158e-06 |  | 0.13135 |  | 0.011412
| 3.6386e-05 |  | -0.00015742 |  | 4.5668e-05 |  | -6.1581e-05 |  | 8.7893e-07 |  | -5.6304e-05 |  | 2.5333e-06 |  | -4.8568e-05 |  | 0.00039863 |  | -0.0001285 |  | -0.00020416 |  | 0.10064 |  | 0.048686 |  | 4.8242e-05 |  | 0.0018786 |  | 0.00091067 |  | 0.055858 |  | 4.2158e-06 |  | 0.13155 |  | 0.011405
| 7.1826e-05 |  | 4.7308e-05 |  | 5.7084e-05 |  | -7.534e-05 |  | 8.79e-07 |  | -2.2891e-05 |  | 2.445e-06 |  | 0.000128 |  | 0.00034955 |  | -9.3441e-05 |  | 0.00011091 |  | 0.1016 |  | 0.049387 |  | 6.8235e-05 |  | 0.0019147 |  | 0.00075189 |  | 0.056471 |  | 4.2161e-06 |  | 0.13169 |  | 0.01137
| 7.1832e-05 |  | 0.00010459 |  | 5.7089e-05 |  | -1.9424e-05 |  | 8.79e-07 |  | -2.3401e-05 |  | 2.4564e-06 |  | -0.00014571 |  | 0.00026093 |  | -4.3264e-05 |  | 0.00026007 |  | 0.10238 |  | 0.05014 |  | 6.824e-05 |  | 0.0017948 |  | 0.00069728 |  | 0.056726 |  | 4.2161e-06 |  | 0.13184 |  | 0.01133
| 0.00012573 |  | -0.00018386 |  | 8.2022e-05 |  | -7.6361e-05 |  | 1.9331e-06 |  | -4.4529e-05 |  | 2.5704e-06 |  | -0.00018213 |  | 0.00037952 |  | -0.00021374 |  | -0.00011053 |  | 0.10306 |  | 0.050978 |  | 9.8785e-05 |  | 0.0016602 |  | 0.00065612 |  | 0.057541 |  | 5.9015e-06 |  | 0.13205 |  | 0.011319
| 0.00012572 |  | -0.00022298 |  | 8.2015e-05 |  | -0.00011384 |  | 1.9331e-06 |  | -6.2905e-05 |  | 2.6744e-06 |  | 0.00014739 |  | 0.00055615 |  | -7.4879e-05 |  | -0.00025173 |  | 0.10371 |  | 0.05183 |  | 9.8777e-05 |  | 0.0017022 |  | 0.0006746 |  | 0.058099 |  | 5.9015e-06 |  | 0.1323 |  | 0.011297
| 3.3171e-05 |  | -0.00020152 |  | 7.3646e-05 |  | -7.8527e-05 |  | 1.9333e-06 |  | -6.1312e-05 |  | 2.6632e-06 |  | 0.00028331 |  | 0.00042392 |  | 0.00024344 |  | 0.0003264 |  | 0.10441 |  | 0.052652 |  | 6.8258e-05 |  | 0.0018396 |  | 0.0008015 |  | 0.059345 |  | 4.2163e-06 |  | 0.13268 |  | 0.011262
| 3.3171e-05 |  | -7.835e-05 |  | 7.3646e-05 |  | -8.8475e-05 |  | 1.9331e-06 |  | -2.6294e-05 |  | 2.5825e-06 |  | 0.00022665 |  | 0.00031853 |  | 0.00010009 |  | 0.00022497 |  | 0.10521 |  | 0.053442 |  | 6.8257e-05 |  | 0.0018121 |  | 0.00085023 |  | 0.060654 |  | 4.2163e-06 |  | 0.13317 |  | 0.01124
| 6.5275e-05 |  | 0.00010302 |  | 6.9467e-05 |  | -4.9157e-05 |  | 4.0424e-06 |  | -1.573e-05 |  | 2.5083e-06 |  | 0.00039664 |  | 0.00033715 |  | -6.4487e-07 |  | -8.7125e-05 |  | 0.10607 |  | 0.054222 |  | 9.881e-05 |  | 0.0019156 |  | 0.00080906 |  | 0.061529 |  | 4.2163e-06 |  | 0.13384 |  | 0.011245
| 6.5275e-05 |  | -3.6483e-05 |  | 6.9467e-05 |  | -3.6436e-05 |  | 4.0427e-06 |  | -3.2877e-05 |  | 2.5078e-06 |  | 0.00025987 |  | 0.00029823 |  | 0.0003224 |  | 5.8571e-05 |  | 0.10691 |  | 0.054946 |  | 9.881e-05 |  | 0.0018157 |  | 0.00083007 |  | 0.062654 |  | 4.2166e-06 |  | 0.13461 |  | 0.011281
| 4.824e-05 |  | -0.00014901 |  | 8.2042e-05 |  | -5.0756e-05 |  | 2.9882e-06 |  | -4.3728e-05 |  | 2.57e-06 |  | 8.0949e-06 |  | 0.00029643 |  | 0.00044877 |  | 1.8205e-05 |  | 0.1078 |  | 0.05562 |  | 0.00010001 |  | 0.0015869 |  | 0.00069564 |  | 0.063495 |  | 7.5888e-06 |  | 0.13541 |  | 0.011313
| 4.8248e-05 |  | -0.00011073 |  | 8.2056e-05 |  | -2.0199e-05 |  | 2.9884e-06 |  | -5.0812e-05 |  | 2.6393e-06 |  | -8.904e-05 |  | 0.00038812 |  | -2.7761e-05 |  | 0.00017425 |  | 0.10896 |  | 0.05634 |  | 0.00010002 |  | 0.0015324 |  | 0.00076206 |  | 0.063936 |  | 7.5888e-06 |  | 0.13622 |  | 0.011332
| 4.1791e-05 |  | -4.3946e-05 |  | 8.7447e-05 |  | -2.196e-05 |  | 8.7915e-07 |  | -6.5362e-05 |  | 2.6473e-06 |  | -0.00014351 |  | 0.00027971 |  | -0.00029393 |  | 6.2321e-06 |  | 0.11031 |  | 0.057136 |  | 8.4452e-05 |  | 0.0014693 |  | 0.00090988 |  | 0.064814 |  | 5.9022e-06 |  | 0.1368 |  | 0.011307
| 4.1798e-05 |  | -4.0641e-05 |  | 8.7461e-05 |  | -6.4988e-05 |  | 8.7915e-07 |  | -5.3774e-05 |  | 2.6782e-06 |  | -0.00028331 |  | 0.00026119 |  | -0.00017112 |  | 5.7217e-05 |  | 0.11157 |  | 0.057973 |  | 8.4466e-05 |  | 0.0015472 |  | 0.00082424 |  | 0.066434 |  | 5.9025e-06 |  | 0.13715 |  | 0.011257
| 4.1795e-05 |  | -3.2578e-05 |  | 6.7687e-05 |  | -0.00010103 |  | 2.9884e-06 |  | -3.485e-05 |  | 2.7057e-06 |  | -0.00025903 |  | 0.00031867 |  | -2.7766e-05 |  | 0.00062287 |  | 0.11256 |  | 0.058828 |  | 0.000118 |  | 0.0015664 |  | 0.00074106 |  | 0.066785 |  | 7.5893e-06 |  | 0.13717 |  | 0.011212
| 4.1802e-05 |  | 3.0325e-05 |  | 6.7698e-05 |  | -0.00017 |  | 2.9887e-06 |  | -5.4294e-05 |  | 2.5483e-06 |  | -0.00024435 |  | 0.00025222 |  | -9.7155e-05 |  | 0.00040252 |  | 0.1132 |  | 0.059686 |  | 0.00011802 |  | 0.0013123 |  | 0.00079903 |  | 0.067236 |  | 7.5893e-06 |  | 0.13698 |  | 0.011182
| 4.8265e-05 |  | 1.1693e-05 |  | 6.351e-05 |  | -0.00014593 |  | 4.0427e-06 |  | -7.8153e-05 |  | 2.3831e-06 |  | -0.00046948 |  | 0.0002115 |  | -0.00023311 |  | 0.00011964 |  | 0.11361 |  | 0.060555 |  | 8.6278e-05 |  | 0.0011943 |  | 0.00079656 |  | 0.069312 |  | 5.9029e-06 |  | 0.13672 |  | 0.011181
| 4.8265e-05 |  | -9.2721e-07 |  | 6.351e-05 |  | -0.00011804 |  | 4.0431e-06 |  | -6.7751e-05 |  | 2.3336e-06 |  | -0.00010928 |  | 0.00019652 |  | -0.00037258 |  | 0.00012744 |  | 0.11397 |  | 0.061458 |  | 8.6278e-05 |  | 0.0013686 |  | 0.0007713 |  | 0.07067 |  | 5.9029e-06 |  | 0.13647 |  | 0.011204
| 6.5313e-05 |  | -3.4583e-05 |  | 1.0391e-06 |  | -0.00014701 |  | 1.9338e-06 |  | -4.6559e-05 |  | 2.4552e-06 |  | 1.9394e-05 |  | 0.00021871 |  | -0.00032364 |  | 0.00012586 |  | 0.11439 |  | 0.062344 |  | 4.3802e-05 |  | 0.0016365 |  | 0.00092091 |  | 0.071922 |  | 5.9029e-06 |  | 0.13642 |  | 0.01124
| 6.5318e-05 |  | -0.00019381 |  | 1.0392e-06 |  | -0.00011178 |  | 1.9336e-06 |  | -4.4563e-05 |  | 2.6254e-06 |  | -0.00017403 |  | 0.00028345 |  | -0.00010913 |  | 0.00029909 |  | 0.11493 |  | 0.06318 |  | 4.3806e-05 |  | 0.0015705 |  | 0.00096629 |  | 0.072523 |  | 5.9029e-06 |  | 0.1365 |  | 0.01125
| 0.00010008 |  | -0.00020135 |  | 0.00010068 |  | -0.00013262 |  | 1.9338e-06 |  | -5.8617e-05 |  | 2.6706e-06 |  | -4.8568e-05 |  | 0.00024931 |  | -0.00012462 |  | -0.00021976 |  | 0.11564 |  | 0.063918 |  | 5.3919e-05 |  | 0.0012708 |  | 0.00077807 |  | 0.073072 |  | 4.2173e-06 |  | 0.13667 |  | 0.011223
| 0.00010008 |  | -6.8109e-05 |  | 0.00010068 |  | -0.00016147 |  | 1.9336e-06 |  | -5.8543e-05 |  | 2.5932e-06 |  | -6.071e-05 |  | 0.00023552 |  | -0.00051981 |  | -0.00046944 |  | 0.11642 |  | 0.064556 |  | 5.3919e-05 |  | 0.00097095 |  | 0.00078395 |  | 0.074481 |  | 4.2173e-06 |  | 0.13686 |  | 0.011172
| 2.7819e-05 |  | -2.0781e-05 |  | 1.8707e-05 |  | -0.00014341 |  | 2.9892e-06 |  | -6.1169e-05 |  | 2.4454e-06 |  | -3.1029e-05 |  | 0.00027151 |  | -0.00075805 |  | -0.00031529 |  | 0.11729 |  | 0.065158 |  | 3.7072e-05 |  | 0.0010468 |  | 0.00083437 |  | 0.07558 |  | 4.2173e-06 |  | 0.13706 |  | 0.0111
| 2.7824e-05 |  | -9.2756e-05 |  | 1.871e-05 |  | -0.00018128 |  | 2.9889e-06 |  | -4.6075e-05 |  | 2.3955e-06 |  | -0.00028735 |  | 0.00030572 |  | -0.00037645 |  | -0.00013394 |  | 0.11816 |  | 0.065801 |  | 3.7079e-05 |  | 0.001368 |  | 0.00079072 |  | 0.076299 |  | 4.2176e-06 |  | 0.13738 |  | 0.011052
| 6.1139e-05 |  | -0.00010398 |  | 7.3726e-05 |  | -0.00012419 |  | 1.9338e-06 |  | -3.7059e-05 |  | 2.4868e-06 |  | -0.00038853 |  | 0.00036204 |  | -0.0002641 |  | -0.00012614 |  | 0.11902 |  | 0.066518 |  | 0.00013127 |  | 0.0012443 |  | 0.00084366 |  | 0.077187 |  | 5.9036e-06 |  | 0.13788 |  | 0.011005
| 6.1149e-05 |  | 1.205e-05 |  | 7.3738e-05 |  | -5.5014e-06 |  | 1.9339e-06 |  | -4.4811e-05 |  | 2.5225e-06 |  | -1.5515e-05 |  | 0.00029915 |  | -5.2606e-05 |  | -0.00030781 |  | 0.1196 |  | 0.067248 |  | 0.00013129 |  | 0.0010206 |  | 0.00089072 |  | 0.078279 |  | 5.9036e-06 |  | 0.13853 |  | 0.010938
| 2.8903e-05 |  | 3.5737e-05 |  | 0.00010791 |  | -2.9115e-05 |  | 8.7937e-07 |  | -3.7618e-05 |  | 2.4662e-06 |  | -0.00012142 |  | 0.00017146 |  | 0.00025506 |  | 0.00013914 |  | 0.11973 |  | 0.067929 |  | 2.4721e-05 |  | 0.00091418 |  | 0.00084198 |  | 0.07955 |  | 4.2176e-06 |  | 0.13919 |  | 0.010876
| 2.8908e-05 |  | -5.1518e-05 |  | 0.00010793 |  | -0.00016995 |  | 8.7937e-07 |  | -5.0089e-05 |  | 2.5507e-06 |  | -2.4285e-05 |  | 0.00022065 |  | -0.00016724 |  | 0.00025617 |  | 0.1196 |  | 0.0686 |  | 2.4725e-05 |  | 0.0010896 |  | 0.00080501 |  | 0.081091 |  | 4.2178e-06 |  | 0.13982 |  | 0.010857
| 0.00010853 |  | -2.3674e-05 |  | 2.2874e-05 |  | -0.00012853 |  | 1.9339e-06 |  | -6.0707e-05 |  | 2.699e-06 |  | -0.00010085 |  | 0.00036156 |  | -0.00059098 |  | -0.00023304 |  | 0.11945 |  | 0.069382 |  | 0.00011033 |  | 0.0012347 |  | 0.00082438 |  | 0.082236 |  | 4.2178e-06 |  | 0.14036 |  | 0.010906
| 0.00010854 |  | -0.0001526 |  | 2.2876e-05 |  | -1.9738e-05 |  | 1.9341e-06 |  | -6.0935e-05 |  | 2.7589e-06 |  | -0.00025498 |  | 0.00029863 |  | -0.00039196 |  | -0.00013004 |  | 0.11937 |  | 0.070291 |  | 0.00011034 |  | 0.0011474 |  | 0.00077224 |  | 0.0831 |  | 4.2178e-06 |  | 0.14074 |  | 0.010972
| 6.1164e-05 |  | -0.00018381 |  | 9.5944e-05 |  | -0.0001258 |  | 1.9341e-06 |  | -7.613e-05 |  | 2.671e-06 |  | -0.00017808 |  | 0.00025605 |  | 3.035e-05 |  | 0.00020546 |  | 0.11927 |  | 0.071264 |  | 3.8215e-05 |  | 0.0010167 |  | 0.00070001 |  | 0.084077 |  | 2.5307e-06 |  | 0.14095 |  | 0.011001
| 6.1175e-05 |  | -5.3419e-05 |  | 9.596e-05 |  | -0.00014855 |  | 1.9341e-06 |  | -7.8899e-05 |  | 2.5087e-06 |  | -0.00035616 |  | 0.00036645 |  | -0.00032609 |  | -4.0313e-05 |  | 0.11922 |  | 0.072198 |  | 3.8221e-05 |  | 0.0011455 |  | 0.00069161 |  | 0.084805 |  | 2.5309e-06 |  | 0.14115 |  | 0.010975
| 7.7368e-05 |  | -6.8285e-05 |  | 5.6158e-05 |  | -7.7503e-05 |  | 2.9894e-06 |  | -3.7248e-05 |  | 2.4355e-06 |  | -0.00041889 |  | 0.00045881 |  | -0.0003979 |  | -0.00034145 |  | 0.11931 |  | 0.073097 |  | 7.6168e-05 |  | 0.0010432 |  | 0.00068573 |  | 0.085858 |  | 7.5915e-06 |  | 0.14148 |  | 0.010926
| 7.7374e-05 |  | -8.1276e-05 |  | 5.6163e-05 |  | -0.00018666 |  | 2.9897e-06 |  | -4.6364e-05 |  | 2.3914e-06 |  | -0.00022259 |  | 0.00039107 |  | -2.0018e-05 |  | -0.00013393 |  | 0.11946 |  | 0.073981 |  | 7.6175e-05 |  | 0.00081469 |  | 0.00086472 |  | 0.087001 |  | 7.592e-06 |  | 0.14192 |  | 0.010862
| 6.1185e-05 |  | -8.2686e-05 |  | 4.6806e-05 |  | -0.0001885 |  | 1.9341e-06 |  | -5.6521e-05 |  | 2.4161e-06 |  | -4.452e-05 |  | 0.00032272 |  | -4.3263e-05 |  | 2.6009e-06 |  | 0.11955 |  | 0.07475 |  | 0.00010257 |  | 0.00097856 |  | 0.0010127 |  | 0.088015 |  | 4.2181e-06 |  | 0.14236 |  | 0.010792
| 6.1185e-05 |  | -8.849e-05 |  | 4.6806e-05 |  | -2.7986e-05 |  | 1.9343e-06 |  | -3.5396e-05 |  | 2.4263e-06 |  | -3.8787e-05 |  | 0.00037011 |  | -0.00044989 |  | -0.00024425 |  | 0.11952 |  | 0.07546 |  | 0.00010257 |  | 0.0011108 |  | 0.00093279 |  | 0.089362 |  | 4.2183e-06 |  | 0.1426 |  | 0.010718
| 8.5193e-05 |  | 1.5923e-06 |  | 5.0976e-05 |  | 4.4483e-05 |  | 1.9343e-06 |  | -4.6895e-05 |  | 2.4143e-06 |  | 0.00014975 |  | 0.00030237 |  | -0.00051207 |  | -8.7123e-05 |  | 0.11933 |  | 0.076185 |  | 0.00012359 |  | 0.0010233 |  | 0.00077317 |  | 0.091016 |  | 5.9046e-06 |  | 0.14266 |  | 0.010671
| 8.5193e-05 |  | 5.7235e-05 |  | 5.0976e-05 |  | -8.4065e-06 |  | 1.9343e-06 |  | -4.8851e-05 |  | 2.3438e-06 |  | 0.0003926 |  | 0.00020518 |  | -0.00017887 |  | -2.8607e-05 |  | 0.11903 |  | 0.077066 |  | 0.00012359 |  | 0.00083682 |  | 0.00091351 |  | 0.092815 |  | 5.905e-06 |  | 0.14269 |  | 0.010667
| 2.5694e-05 |  | -2.3346e-05 |  | 7.38e-05 |  | -0.0001183 |  | 2.9899e-06 |  | -3.1811e-05 |  | 2.2843e-06 |  | 0.00013357 |  | 0.0001776 |  | -0.00010913 |  | -1.2997e-06 |  | 0.11859 |  | 0.078032 |  | 0.0001116 |  | 0.00088117 |  | 0.0011144 |  | 0.093643 |  | 5.905e-06 |  | 0.14296 |  | 0.010685
| 2.5696e-05 |  | -0.00013038 |  | 7.3806e-05 |  | -0.0001672 |  | 2.9899e-06 |  | -5.9342e-05 |  | 2.2749e-06 |  | -0.000128 |  | 0.00019322 |  | 0.0001776 |  | 2.4924e-05 |  | 0.11803 |  | 0.078959 |  | 0.00011161 |  | 0.0008146 |  | 0.00092618 |  | 0.094681 |  | 5.905e-06 |  | 0.1435 |  | 0.01073
| 7.6206e-05 |  | -0.00018435 |  | 3.9539e-05 |  | -0.00013477 |  | 1.9344e-06 |  | -8.0799e-05 |  | 2.3239e-06 |  | -3.6426e-05 |  | 0.00030543 |  | 0.00026281 |  | 6.8912e-05 |  | 0.11747 |  | 0.079785 |  | 1.1247e-05 |  | 0.00078575 |  | 0.00083788 |  | 0.096594 |  | 5.905e-06 |  | 0.1441 |  | 0.010765
| 7.6219e-05 |  | -1.1731e-06 |  | 3.9546e-05 |  | -6.7716e-05 |  | 1.9344e-06 |  | -4.8386e-05 |  | 2.4171e-06 |  | 4.0474e-05 |  | 0.00036669 |  | -0.00019824 |  | 0.00053315 |  | 0.11704 |  | 0.080598 |  | 1.1249e-05 |  | 0.0010519 |  | 0.0010153 |  | 0.097748 |  | 5.9053e-06 |  | 0.14468 |  | 0.010754
| 0.00010743 |  | 2.6177e-05 |  | 8.4021e-05 |  | -6.1323e-05 |  | 4.0448e-06 |  | -5.6036e-05 |  | 2.4621e-06 |  | 7.3696e-05 |  | 0.00023946 |  | -0.00027167 |  | 0.00032401 |  | 0.11683 |  | 0.081498 |  | 0.00012063 |  | 0.0010812 |  | 0.0010296 |  | 0.098398 |  | 2.5312e-06 |  | 0.1452 |  | 0.010698
| 0.00010744 |  | -8.5521e-05 |  | 8.4028e-05 |  | 1.5962e-05 |  | 4.0451e-06 |  | -7.1286e-05 |  | 2.561e-06 |  | 8.0949e-06 |  | 0.00027189 |  | -0.00020598 |  | -5.2015e-05 |  | 0.1168 |  | 0.082515 |  | 0.00012064 |  | 0.00083716 |  | 0.00080683 |  | 0.099833 |  | 2.5315e-06 |  | 0.14579 |  | 0.010651
| 8.1634e-05 |  | -9.8417e-05 |  | 1.8735e-05 |  | -8.4381e-05 |  | 1.9346e-06 |  | -4.9507e-05 |  | 2.6153e-06 |  | 9.7135e-05 |  | 0.00034514 |  | -0.00031834 |  | -6.3718e-05 |  | 0.11673 |  | 0.083541 |  | 0.00010144 |  | 0.00073412 |  | 0.00078162 |  | 0.10121 |  | 5.9053e-06 |  | 0.14642 |  | 0.010637
| 8.1641e-05 |  | -9.2166e-05 |  | 1.8736e-05 |  | -0.00017826 |  | 1.9346e-06 |  | -4.6935e-05 |  | 2.6542e-06 |  | -1.6188e-05 |  | 0.00031456 |  | -0.00010138 |  | -9.4926e-05 |  | 0.11638 |  | 0.08449 |  | 0.00010145 |  | 0.00081008 |  | 0.00083205 |  | 0.10244 |  | 5.9057e-06 |  | 0.14699 |  | 0.010644
| 3.9728e-05 |  | -6.3863e-05 |  | 0.00011346 |  | -3.7122e-05 |  | 1.9346e-06 |  | -5.2864e-05 |  | 2.6449e-06 |  | 0 |  | 0.00026173 |  | 0.00023329 |  | 3.2401e-05 |  | 0.11567 |  | 0.085422 |  | 2.5879e-05 |  | 0.00078891 |  | 0.0008363 |  | 0.10469 |  | 5.9057e-06 |  | 0.14748 |  | 0.010636
| 3.9732e-05 |  | -9.1095e-05 |  | 0.00011347 |  | -0.00011009 |  | 1.9346e-06 |  | -5.7307e-05 |  | 2.6623e-06 |  | 7.2851e-05 |  | 0.00011352 |  | 0.0001582 |  | 6.5015e-06 |  | 0.1148 |  | 0.086323 |  | 2.5881e-05 |  | 0.00097168 |  | 0.00080515 |  | 0.10571 |  | 5.9057e-06 |  | 0.14794 |  | 0.010626
| 0 |  | -0.00013403 |  | 8.8259e-05 |  | -0.00014917 |  | 2.9904e-06 |  | -6.0991e-05 |  | 2.688e-06 |  | -0.00010928 |  | 7.3902e-05 |  | 0.00029381 |  | -0.00015344 |  | 0.11397 |  | 0.087299 |  | 1.463e-05 |  | 0.0012047 |  | 0.00071106 |  | 0.10634 |  | 4.2191e-06 |  | 0.14848 |  | 0.010601
| 0 |  | -0.00011034 |  | 8.8266e-05 |  | -0.00014731 |  | 2.9904e-06 |  | -7.6655e-05 |  | 2.5719e-06 |  | -5.818e-05 |  | 0.00014351 |  | 0.00028157 |  | -0.00036015 |  | 0.11315 |  | 0.088285 |  | 1.4631e-05 |  | 0.0009799 |  | 0.00085227 |  | 0.10797 |  | 4.2193e-06 |  | 0.14902 |  | 0.010566
| 9.1276e-05 |  | -6.1096e-05 |  | 7.0859e-05 |  | -0.00023429 |  | 1.9348e-06 |  | -9.24e-05 |  | 2.439e-06 |  | -0.00037235 |  | 0.00022219 |  | -0.00016337 |  | -0.00042652 |  | 0.11226 |  | 0.089261 |  | 3.8269e-05 |  | 0.00047187 |  | 0.0010565 |  | 0.10972 |  | 2.5316e-06 |  | 0.14942 |  | 0.010517
| 9.1276e-05 |  | -1.7085e-06 |  | 7.0859e-05 |  | -0.00013111 |  | 1.9348e-06 |  | -6.6835e-05 |  | 2.4632e-06 |  | -0.00050591 |  | 0.00025341 |  | -0.00018274 |  | -0.00028607 |  | 0.11135 |  | 0.090181 |  | 3.8269e-05 |  | 0.00076411 |  | 0.00091788 |  | 0.11201 |  | 2.5318e-06 |  | 0.14966 |  | 0.010484
| 5.9168e-05 |  | -1.5788e-05 |  | 5.7275e-05 |  | -4.6591e-05 |  | 2.9907e-06 |  | -4.8791e-05 |  | 2.6198e-06 |  | 4.8561e-05 |  | 0.00020539 |  | -0.00014787 |  | 1.4312e-05 |  | 0.11054 |  | 0.090997 |  | 0 |  | 0.0010507 |  | 0.0007346 |  | 0.1128 |  | 5.906e-06 |  | 0.14972 |  | 0.010477
| 5.9177e-05 |  | -0.00010881 |  | 5.7284e-05 |  | -0.0001375 |  | 2.9904e-06 |  | -7.4774e-05 |  | 2.6035e-06 |  | 0.00013963 |  | 0.00017299 |  | -0.00013057 |  | 0.00022307 |  | 0.10975 |  | 0.091805 |  | 0 |  | 0.00074734 |  | 0.00079096 |  | 0.11305 |  | 5.9064e-06 |  | 0.14974 |  | 0.010467
| 3.0577e-06 |  | -0.00014023 |  | 9.3694e-05 |  | -7.1527e-05 |  | 1.9349e-06 |  | -8.3938e-05 |  | 2.4298e-06 |  | -0.00023879 |  | 0.00026186 |  | -0.00019049 |  | 5.7215e-05 |  | 0.10891 |  | 0.092687 |  | 0.00012072 |  | 0.00074236 |  | 0.00094142 |  | 0.11542 |  | 9.2826e-06 |  | 0.14973 |  | 0.010445
| 3.0582e-06 |  | -0.00017243 |  | 9.3709e-05 |  | -9.7454e-05 |  | 1.9349e-06 |  | -8.5752e-05 |  | 2.3359e-06 |  | -0.00015784 |  | 0.00021053 |  | -0.00032996 |  | -0.00015344 |  | 0.108 |  | 0.093663 |  | 0.00012074 |  | 0.00071758 |  | 0.00084223 |  | 0.11727 |  | 9.282e-06 |  | 0.1497 |  | 0.010395
| 6.1276e-05 |  | -0.00022394 |  | 9.3717e-05 |  | -0.00026058 |  | 1.9351e-06 |  | -9.8086e-05 |  | 2.4092e-06 |  | -0.00025498 |  | 0.00015588 |  | -0.0004307 |  | -0.00014564 |  | 0.10705 |  | 0.094614 |  | 7.8698e-05 |  | 0.00056183 |  | 0.00075061 |  | 0.11742 |  | 5.9067e-06 |  | 0.14971 |  | 0.010359
| 6.1276e-05 |  | -8.1942e-05 |  | 9.3717e-05 |  | -0.00017522 |  | 1.9349e-06 |  | -6.8387e-05 |  | 2.456e-06 |  | -0.00035296 |  | 0.00020846 |  | -0.00040904 |  | 5.8571e-05 |  | 0.10596 |  | 0.095429 |  | 7.8698e-05 |  | 0.00055342 |  | 0.00086745 |  | 0.11917 |  | 5.9067e-06 |  | 0.1498 |  | 0.010345
| 5.0556e-05 |  | -7.0585e-06 |  | 6.3685e-05 |  | -2.8068e-05 |  | 1.9351e-06 |  | -3.2677e-05 |  | 2.4227e-06 |  | -0.00016189 |  | 0.00024633 |  | 1.8733e-05 |  | 1.4304e-05 |  | 0.10475 |  | 0.096242 |  | 3.3784e-05 |  | 0.00052033 |  | 0.00082127 |  | 0.1218 |  | 4.2198e-06 |  | 0.14997 |  | 0.010318
| 5.056e-05 |  | -0.00010925 |  | 6.369e-05 |  | -3.6935e-05 |  | 1.9351e-06 |  | -3.2711e-05 |  | 2.4461e-06 |  | -0.00018618 |  | 0.00027879 |  | 0.0002202 |  | -6.7619e-05 |  | 0.10348 |  | 0.097119 |  | 3.3787e-05 |  | 0.00065042 |  | 0.00078255 |  | 0.12333 |  | 4.2201e-06 |  | 0.15013 |  | 0.010277
| 3.9768e-05 |  | -0.0001489 |  | 0.00011778 |  | -0.00015024 |  | 2.9909e-06 |  | -4.41e-05 |  | 2.5146e-06 |  | -0.00017842 |  | 0.00028543 |  | -6.7451e-05 |  | -0.00011714 |  | 0.10231 |  | 0.097975 |  | 9.7947e-05 |  | 0.00067663 |  | 0.00076831 |  | 0.12378 |  | 4.2201e-06 |  | 0.1503 |  | 0.010207
| 3.9768e-05 |  | -0.0001375 |  | 0.00011778 |  | -0.00013523 |  | 2.9912e-06 |  | -3.3357e-05 |  | 2.5403e-06 |  | -0.00019022 |  | 0.00032689 |  | -0.00035321 |  | -0.00016905 |  | 0.10122 |  | 0.0988 |  | 9.7947e-05 |  | 0.0005575 |  | 0.00074477 |  | 0.12518 |  | 4.2201e-06 |  | 0.15046 |  | 0.010151
| 8.0534e-05 |  | -0.00010113 |  | 8.5342e-05 |  | -0.00014356 |  | 1.9351e-06 |  | -5.5597e-05 |  | 2.5005e-06 |  | 9.7127e-05 |  | 0.00031012 |  | -0.00038421 |  | -7.5422e-05 |  | 0.10006 |  | 0.099572 |  | 7.3322e-05 |  | 0.00056975 |  | 0.0010953 |  | 0.12755 |  | 5.9071e-06 |  | 0.15069 |  | 0.010122
| 8.0534e-05 |  | -2.4815e-05 |  | 8.5342e-05 |  | -0.0001736 |  | 1.9352e-06 |  | -8.7167e-05 |  | 2.5001e-06 |  | 8.4985e-05 |  | 0.00027045 |  | -0.00020986 |  | -0.00010663 |  | 0.098767 |  | 0.10033 |  | 7.3322e-05 |  | 0.00065507 |  | 0.0011979 |  | 0.1288 |  | 5.9074e-06 |  | 0.15095 |  | 0.010127
| 7.2126e-05 |  | -7.7905e-05 |  | 9.1961e-05 |  | -0.00011942 |  | 2.9912e-06 |  | -5.4661e-05 |  | 2.5397e-06 |  | -0.00017454 |  | 0.00032457 |  | -0.00016027 |  | -0.00018444 |  | 0.097326 |  | 0.10103 |  | 0.00013644 |  | 0.00080646 |  | 0.0010659 |  | 0.13048 |  | 5.9074e-06 |  | 0.15115 |  | 0.010155
| 7.2126e-05 |  | -0.00016954 |  | 9.1961e-05 |  | -6.1956e-05 |  | 2.9914e-06 |  | -2.2051e-05 |  | 2.554e-06 |  | -0.00030759 |  | 0.00026842 |  | -0.00037259 |  | -0.00019636 |  | 0.095773 |  | 0.10169 |  | 0.00013644 |  | 0.00084953 |  | 0.0010802 |  | 0.13271 |  | 5.9074e-06 |  | 0.15132 |  | 0.010162
| 6.9733e-05 |  | -6.2739e-05 |  | 0.00011542 |  | -1.6999e-05 |  | 5.1024e-06 |  | -2.071e-05 |  | 2.5148e-06 |  | -0.00023474 |  | 0.00024141 |  | 7.0936e-06 |  | -0.00035239 |  | 0.094158 |  | 0.10241 |  | 0.00013165 |  | 0.0006732 |  | 0.00089272 |  | 0.13442 |  | 2.5322e-06 |  | 0.15147 |  | 0.010163
| 6.9733e-05 |  | 2.1432e-05 |  | 0.00011542 |  | 4.7876e-06 |  | 5.1028e-06 |  | -2.5327e-05 |  | 2.4432e-06 |  | -7.2851e-05 |  | 0.00025489 |  | -1.6138e-05 |  | -0.00029778 |  | 0.092543 |  | 0.10322 |  | 0.00013165 |  | 0.00056721 |  | 0.00081123 |  | 0.13562 |  | 2.5324e-06 |  | 0.15178 |  | 0.010142
| 3.1149e-05 |  | -6.6799e-05 |  | 6.3732e-05 |  | 0.00010129 |  | 2.9914e-06 |  | -5.3911e-05 |  | 2.4056e-06 |  | 3.8788e-05 |  | 0.00026154 |  | -0.00031992 |  | -8.7234e-05 |  | 0.090942 |  | 0.10409 |  | 0.00014069 |  | 0.00074599 |  | 0.00077424 |  | 0.13675 |  | 5.9078e-06 |  | 0.15217 |  | 0.010094
| 3.1149e-05 |  | -6.1558e-05 |  | 6.3733e-05 |  | 1.0126e-05 |  | 2.9914e-06 |  | -6.4184e-05 |  | 2.4606e-06 |  | -2.4283e-05 |  | 0.00028199 |  | -0.00020599 |  | 1.8205e-05 |  | 0.089366 |  | 0.10499 |  | 0.00014069 |  | 0.00082518 |  | 0.00083061 |  | 0.13988 |  | 5.9081e-06 |  | 0.15249 |  | 0.010013
| 6.3738e-05 |  | 4.5974e-05 |  | 9.5005e-05 |  | -7.4805e-05 |  | 2.9914e-06 |  | -4.5869e-05 |  | 2.5728e-06 |  | -0.00034402 |  | 0.00021406 |  | -0.00024473 |  | -0.00015734 |  | 0.087755 |  | 0.10584 |  | 0.00012387 |  | 0.00090967 |  | 0.00086587 |  | 0.14224 |  | 5.9078e-06 |  | 0.15261 |  | 0.0099399
| 6.3738e-05 |  | -3.3292e-05 |  | 9.5005e-05 |  | -2.774e-05 |  | 2.9917e-06 |  | -6.069e-05 |  | 2.6495e-06 |  | -0.00026712 |  | 0.00035236 |  | -0.00026798 |  | -0.00029388 |  | 0.086077 |  | 0.10654 |  | 0.00012387 |  | 0.00055557 |  | 0.00083986 |  | 0.14322 |  | 5.9081e-06 |  | 0.15253 |  | 0.0098795
| 2.4673e-05 |  | -0.00012344 |  | 6.1343e-05 |  | -6.5781e-05 |  | 1.9354e-06 |  | -5.7443e-05 |  | 2.6137e-06 |  | -0.0001629 |  | 0.0004294 |  | -0.00040534 |  | -0.00010593 |  | 0.08433 |  | 0.10707 |  | 8.7804e-05 |  | 0.00047741 |  | 0.00093144 |  | 0.1451 |  | 5.9081e-06 |  | 0.15238 |  | 0.0098092
| 2.4673e-05 |  | -4.7936e-05 |  | 6.1343e-05 |  | -5.8034e-05 |  | 1.9356e-06 |  | -3.4566e-05 |  | 2.5166e-06 |  | -0.00026308 |  | 0.00030311 |  | -0.00037259 |  | 1.8205e-05 |  | 0.082569 |  | 0.10748 |  | 8.7804e-05 |  | 0.00071853 |  | 0.00085583 |  | 0.14638 |  | 5.9085e-06 |  | 0.1524 |  | 0.0097489
| 4.6288e-05 |  | 2.4848e-05 |  | 8.2399e-05 |  | -7.2901e-05 |  | 1.9356e-06 |  | -1.6813e-05 |  | 2.4541e-06 |  | -4.0479e-05 |  | 0.00015779 |  | -0.0003997 |  | 6.5018e-05 |  | 0.080796 |  | 0.10781 |  | 0.00018404 |  | 0.00061687 |  | 0.000723 |  | 0.14752 |  | 5.9081e-06 |  | 0.15257 |  | 0.0097333
| 4.6292e-05 |  | -0.00012618 |  | 8.2405e-05 |  | -0.00014887 |  | 1.9357e-06 |  | -4.2134e-05 |  | 2.4624e-06 |  | 0.00013188 |  | 0.00012713 |  | -0.0004276 |  | -1.9939e-05 |  | 0.078952 |  | 0.10811 |  | 0.00018406 |  | 0.00059016 |  | 0.00067092 |  | 0.14933 |  | 5.9085e-06 |  | 0.15282 |  | 0.0097473
| 2.6841e-05 |  | -0.00030494 |  | 0.00011369 |  | -0.00014545 |  | 1.9356e-06 |  | -8.1747e-05 |  | 2.5199e-06 |  | 0.00023474 |  | 0.00012885 |  | 2.2602e-05 |  | 0.00019766 |  | 0.077009 |  | 0.1084 |  | 0.00010828 |  | 0.0002633 |  | 0.00082893 |  | 0.15193 |  | 4.2213e-06 |  | 0.15305 |  | 0.0097387
| 3.5502e-05 |  | -0.00019925 |  | 0.00011369 |  | -0.00011953 |  | 1.9357e-06 |  | -6.5687e-05 |  | 2.5551e-06 |  | 0.00060708 |  | 6.5738e-05 |  | 0.00013883 |  | -3.6406e-05 |  | 0.075063 |  | 0.10885 |  | 0.00010828 |  | 0.00025518 |  | 0.00074827 |  | 0.15443 |  | 4.2211e-06 |  | 0.15334 |  | 0.0096675
| 3.4427e-05 |  | -0.00010349 |  | 0.00011371 |  | -0.000121 |  | 2.9919e-06 |  | -6.8017e-05 |  | 2.5443e-06 |  | 0.00034806 |  | 0.00014625 |  | -2.7767e-05 |  | -0.00053575 |  | 0.073164 |  | 0.10954 |  | 0.00010589 |  | 0.00057209 |  | 0.00063137 |  | 0.1559 |  | 4.2213e-06 |  | 0.15381 |  | 0.0095674
| 2.5764e-05 |  | -0.00016071 |  | 0.00011371 |  | -9.7181e-05 |  | 2.9919e-06 |  | -0.00010307 |  | 2.5833e-06 |  | 9.6967e-05 |  | 0.00019237 |  | 0.00037067 |  | -0.00015826 |  | 0.071344 |  | 0.1105 |  | 0.00010589 |  | 0.00057114 |  | 0.0007861 |  | 0.15771 |  | 4.2213e-06 |  | 0.15449 |  | 0.0094967
| 2.901e-05 |  | -6.3274e-05 |  | 0.0001053 |  | -9.1916e-05 |  | 1.9359e-06 |  | -7.0397e-05 |  | 2.6439e-06 |  | 0.00010118 |  | 0.00011188 |  | 6.9096e-05 |  | 0.00031468 |  | 0.069581 |  | 0.1115 |  | 0.00014802 |  | 0.0003847 |  | 0.00068269 |  | 0.16062 |  | 4.2213e-06 |  | 0.15518 |  | 0.0094183
| 2.9012e-05 |  | 4.8057e-06 |  | 0.00010531 |  | -0.0002056 |  | 1.9357e-06 |  | -4.1576e-05 |  | 2.7062e-06 |  | -0.00010523 |  | 0.00015477 |  | -0.00046168 |  | 0.00010793 |  | 0.067836 |  | 0.11219 |  | 0.00014803 |  | 0.00041622 |  | 0.00064906 |  | 0.16199 |  | 4.2216e-06 |  | 0.15559 |  | 0.0093252
| 5.0636e-05 |  | 1.7781e-05 |  | 0.00011493 |  | -0.00016306 |  | 1.9359e-06 |  | -5.3124e-05 |  | 2.7084e-06 |  | -0.00019022 |  | 0.0001733 |  | -0.00037645 |  | 3.7712e-05 |  | 0.066147 |  | 0.11246 |  | 0.00014442 |  | 0.00049904 |  | 0.0008408 |  | 0.16388 |  | 5.9092e-06 |  | 0.15562 |  | 0.0092499
| 5.0645e-05 |  | -0.0001019 |  | 0.00011495 |  | 8.4616e-06 |  | 1.9359e-06 |  | -6.324e-05 |  | 2.5848e-06 |  | -0.00017454 |  | 0.00018657 |  | -0.00034962 |  | 0.0001483 |  | 0.06447 |  | 0.11244 |  | 0.00014444 |  | 0.00054039 |  | 0.00081385 |  | 0.16653 |  | 5.9092e-06 |  | 0.15543 |  | 0.0092337
| 4.4157e-05 |  | -0.00014414 |  | 0.00010412 |  | -9.9901e-05 |  | 4.0478e-06 |  | -5.8284e-05 |  | 2.4505e-06 |  | 1.2142e-05 |  | 0.00028949 |  | -0.0003532 |  | 0.00012744 |  | 0.062811 |  | 0.11249 |  | 9.3889e-05 |  | 0.00075394 |  | 0.00078447 |  | 0.16826 |  | 5.9092e-06 |  | 0.15531 |  | 0.0092451
| 4.416e-05 |  | -2.7287e-05 |  | 0.00010413 |  | -0.00015617 |  | 4.0481e-06 |  | -2.9621e-05 |  | 2.3768e-06 |  | 0.00023879 |  | 0.00024678 |  | -0.00048106 |  | -1.2997e-06 |  | 0.061203 |  | 0.11285 |  | 9.3896e-05 |  | 0.00048279 |  | 0.0007769 |  | 0.16993 |  | 5.9095e-06 |  | 0.15535 |  | 0.009247
| 1.2798e-05 |  | -6.8639e-06 |  | 0.00012761 |  | -5.9019e-05 |  | 1.9359e-06 |  | -4.9197e-05 |  | 2.4297e-06 |  | 3.6425e-05 |  | 0.00012532 |  | -0.00034933 |  | -7.9322e-05 |  | 0.059663 |  | 0.11347 |  | 0.00013183 |  | 0.00011343 |  | 0.00068441 |  | 0.1718 |  | 2.5331e-06 |  | 0.15551 |  | 0.0092654
| 1.28e-05 |  | -9.091e-05 |  | 0.00012762 |  | -5.7377e-06 |  | 1.936e-06 |  | -8.8221e-05 |  | 2.493e-06 |  | 5.8176e-05 |  | 0.00015664 |  | -0.0002531 |  | 0.00014456 |  | 0.058273 |  | 0.11422 |  | 0.00013184 |  | 0.00037926 |  | 0.00076597 |  | 0.1748 |  | 2.5331e-06 |  | 0.15569 |  | 0.0093148
| 6.9832e-05 |  | -0.00017025 |  | 8.2474e-05 |  | -2.5035e-05 |  | 2.9924e-06 |  | -7.4896e-05 |  | 2.4971e-06 |  | -8.1048e-06 |  | 0.00022695 |  | -0.0004307 |  | 0.00017035 |  | 0.056989 |  | 0.11497 |  | 0.00014869 |  | 0.00060543 |  | 0.00078615 |  | 0.17586 |  | 5.9099e-06 |  | 0.1559 |  | 0.0093454
| 6.9844e-05 |  | -0.00016418 |  | 8.2488e-05 |  | -0.00019738 |  | 2.9927e-06 |  | -5.8853e-05 |  | 2.5503e-06 |  | -0.00029141 |  | 0.00017715 |  | -6.6509e-05 |  | -0.00024316 |  | 0.05573 |  | 0.11581 |  | 0.00014872 |  | 0.00042479 |  | 0.00079035 |  | 0.17636 |  | 5.9099e-06 |  | 0.15622 |  | 0.0093419
| 1.172e-05 |  | -0.00011101 |  | 0.00012825 |  | -0.00022592 |  | 2.9924e-06 |  | -7.194e-05 |  | 2.6025e-06 |  | 6.071e-05 |  | 0.00026205 |  | 0.00051465 |  | -0.00018075 |  | 0.054466 |  | 0.11672 |  | 0.00011741 |  | 0.00053768 |  | 0.00089214 |  | 0.17968 |  | 5.9099e-06 |  | 0.15659 |  | 0.009334
| 1.1721e-05 |  | 4.5896e-06 |  | 0.00012826 |  | -0.00017077 |  | 2.9927e-06 |  | -4.4258e-05 |  | 2.4758e-06 |  | -9.697e-05 |  | 0.00025523 |  | 0.00029642 |  | 0.00010717 |  | 0.053239 |  | 0.11748 |  | 0.00011742 |  | 0.00062431 |  | 0.00084505 |  | 0.18323 |  | 5.9099e-06 |  | 0.15691 |  | 0.0093276
| 0.00011141 |  | -0.00010085 |  | 6.0822e-05 |  | -0.00016925 |  | 1.9362e-06 |  | -3.3986e-05 |  | 2.2924e-06 |  | -0.0002995 |  | 9.1456e-05 |  | -0.00015562 |  | -0.00013004 |  | 0.052021 |  | 0.11796 |  | 6.8651e-05 |  | 4.0627e-05 |  | 0.00091232 |  | 0.18445 |  | 7.5992e-06 |  | 0.15717 |  | 0.0093126
| 0.00011142 |  | -0.00012964 |  | 6.0827e-05 |  | -0.00011033 |  | 1.9362e-06 |  | -8.6668e-05 |  | 2.2568e-06 |  | -0.00011737 |  | 0.00012406 |  | -0.00015175 |  | -0.00017685 |  | 0.050754 |  | 0.11825 |  | 6.8657e-05 |  | -4.4778e-06 |  | 0.00088289 |  | 0.18635 |  | 7.5987e-06 |  | 0.15733 |  | 0.0092928
| 3.1201e-05 |  | -8.5542e-05 |  | 0.00010539 |  | -0.00010902 |  | 1.9362e-06 |  | -8.2596e-05 |  | 2.4113e-06 |  | -4.452e-05 |  | 0.00012406 |  | -0.00015949 |  | 4.5514e-05 |  | 0.049412 |  | 0.11854 |  | 0.00010178 |  | 0.00035079 |  | 0.00076433 |  | 0.18909 |  | 5.9106e-06 |  | 0.15744 |  | 0.009252
| 3.1206e-05 |  | -0.00012425 |  | 0.00010541 |  | -8.1748e-05 |  | 1.9362e-06 |  | -4.6354e-05 |  | 2.5376e-06 |  | -0.00013963 |  | 0.0001271 |  | -8.0446e-06 |  | -0.00013209 |  | 0.048078 |  | 0.11879 |  | 0.0001018 |  | 0.00037621 |  | 0.00075508 |  | 0.1904 |  | 5.9102e-06 |  | 0.1575 |  | 0.0092178
| 0 |  | -0.00014339 |  | 0.00010119 |  | -6.7184e-05 |  | 2.9929e-06 |  | -5.9683e-05 |  | 2.5049e-06 |  | -1.2141e-05 |  | 0.00017167 |  | 0.00013108 |  | -0.00013003 |  | 0.046808 |  | 0.11894 |  | 0.00014878 |  | 0.00013886 |  | 0.00078288 |  | 0.1918 |  | 5.9106e-06 |  | 0.15761 |  | 0.0091934
| 0 |  | -5.7238e-05 |  | 0.0001012 |  | -4.2251e-05 |  | 2.9929e-06 |  | -6.0139e-05 |  | 2.5438e-06 |  | 9.7137e-05 |  | 0.00020783 |  | -0.00018274 |  | -5.9821e-05 |  | 0.045623 |  | 0.11896 |  | 0.00014879 |  | 0.00010679 |  | 0.00096193 |  | 0.19293 |  | 5.9106e-06 |  | 0.15777 |  | 0.0091628
| 9.5615e-06 |  | 5.2997e-05 |  | 4.2831e-05 |  | -4.9845e-05 |  | 8.8047e-07 |  | -4.3078e-05 |  | 2.6238e-06 |  | -3.6425e-05 |  | 0.00019037 |  | -0.00039196 |  | -0.00016905 |  | 0.044519 |  | 0.11895 |  | 9.9404e-05 |  | 0.00034452 |  | 0.00097376 |  | 0.19509 |  | 4.2226e-06 |  | 0.15795 |  | 0.0091226
| 9.5615e-06 |  | -4.1874e-05 |  | 4.4925e-05 |  | -0.00021086 |  | 8.8054e-07 |  | -5.0288e-05 |  | 2.5944e-06 |  | -6.8803e-05 |  | 0.00020724 |  | -0.00020211 |  | -0.00013003 |  | 0.04348 |  | 0.11906 |  | 9.9404e-05 |  | 0.00015854 |  | 0.00088042 |  | 0.19855 |  | 4.2226e-06 |  | 0.1582 |  | 0.0090628
| 9.6408e-05 |  | 2.1419e-06 |  | 8.0426e-05 |  | -0.00015286 |  | 5.1054e-06 |  | -6.327e-05 |  | 2.4807e-06 |  | -0.0002366 |  | 0.00016306 |  | -0.00024196 |  | -0.0002106 |  | 0.042476 |  | 0.11928 |  | 0.00016691 |  | 0.00032341 |  | 0.00080558 |  | 0.20111 |  | 5.9109e-06 |  | 0.1585 |  | 0.0090225
| 9.6408e-05 |  | 4.5032e-05 |  | 7.8331e-05 |  | -7.0612e-05 |  | 5.1058e-06 |  | -6.7629e-05 |  | 2.4184e-06 |  | -0.00021046 |  | 9.4972e-05 |  | -0.00030284 |  | -4.4212e-05 |  | 0.041499 |  | 0.11961 |  | 0.00016691 |  | 0.00036575 |  | 0.00093004 |  | 0.20323 |  | 5.9109e-06 |  | 0.15883 |  | 0.0089927
| 3.9881e-05 |  | -4.7823e-05 |  | 5.6425e-05 |  | -0.00014996 |  | 4.0492e-06 |  | -6.7008e-05 |  | 2.4668e-06 |  | -0.00019832 |  | 0.0002079 |  | 1.4851e-05 |  | 4.1611e-05 |  | 0.040521 |  | 0.11985 |  | 0.00014703 |  | 0.00020721 |  | 0.00083843 |  | 0.20408 |  | 4.2228e-06 |  | 0.15915 |  | 0.0089597
| 3.9884e-05 |  | -5.1167e-05 |  | 5.643e-05 |  | -0.00020913 |  | 4.0492e-06 |  | -4.8809e-05 |  | 2.4305e-06 |  | -0.00027926 |  | 0.00019932 |  | -7.8132e-05 |  | -0.00018855 |  | 0.039528 |  | 0.11992 |  | 0.00014705 |  | 0.00012453 |  | 0.00077531 |  | 0.20434 |  | 4.2231e-06 |  | 0.15937 |  | 0.0089267
| 6.1475e-05 |  | -8.1829e-05 |  | 7.1119e-05 |  | -0.00011692 |  | 1.9365e-06 |  | -4.9232e-05 |  | 2.3412e-06 |  | -3.8788e-06 |  | 0.00017222 |  | -0.00027166 |  | -0.0001134 |  | 0.038518 |  | 0.11982 |  | 0.00021155 |  | 0.00018547 |  | 0.0010697 |  | 0.20623 |  | 7.6005e-06 |  | 0.15958 |  | 0.0088793
| 6.1475e-05 |  | -0.00011223 |  | 7.1119e-05 |  | -6.3964e-05 |  | 1.9367e-06 |  | -5.4774e-05 |  | 2.3447e-06 |  | -0.00034401 |  | 0.00021818 |  | -1.6142e-05 |  | -0.00013784 |  | 0.037516 |  | 0.11963 |  | 0.00021155 |  | 0.00055853 |  | 0.001142 |  | 0.20873 |  | 7.6005e-06 |  | 0.15969 |  | 0.0088189
| 7.6556e-05 |  | -4.678e-05 |  | 8.0775e-05 |  | -9.3018e-05 |  | 2.9934e-06 |  | -3.1046e-05 |  | 2.4381e-06 |  | -0.00069208 |  | 0.00016999 |  | 9.2339e-05 |  | -0.00027828 |  | 0.036522 |  | 0.11942 |  | 0.00013322 |  | 0.00044866 |  | 0.0010487 |  | 0.20975 |  | 4.2231e-06 |  | 0.15972 |  | 0.0087655
| 7.6556e-05 |  | -1.1208e-05 |  | 8.0775e-05 |  | -0.00012303 |  | 2.9934e-06 |  | -3.3057e-05 |  | 2.5066e-06 |  | -0.00039664 |  | 0.00019229 |  | -0.00022535 |  | -0.00016905 |  | 0.035541 |  | 0.11909 |  | 0.00013322 |  | -1.5563e-05 |  | 0.00092 |  | 0.21189 |  | 4.2233e-06 |  | 0.15974 |  | 0.0087259
| 0.00010248 |  | 3.171e-06 |  | 0.00011092 |  | -0.00014366 |  | 1.9367e-06 |  | -3.897e-05 |  | 2.4818e-06 |  | -0.00017454 |  | 0.00020617 |  | -0.00013428 |  | -0.00027042 |  | 0.034607 |  | 0.11868 |  | 0.00015493 |  | -0.00018161 |  | 0.00082665 |  | 0.21413 |  | 4.2231e-06 |  | 0.15978 |  | 0.0086809
| 0.00010249 |  | 3.6019e-05 |  | 0.00011093 |  | -5.2238e-05 |  | 1.9367e-06 |  | -3.7334e-05 |  | 2.4509e-06 |  | 2.0237e-05 |  | 0.00023393 |  | 0.00010396 |  | -0.00027437 |  | 0.033739 |  | 0.11829 |  | 0.00018305 |  | 0.00024247 |  | 0.00089903 |  | 0.21379 |  | 4.2236e-06 |  | 0.15993 |  | 0.0086569
| 0.00010612 |  | -5.9858e-05 |  | 0.0001013 |  | -0.00012681 |  | 1.9368e-06 |  | -5.6738e-05 |  | 2.4464e-06 |  | 0.00021856 |  | 0.00030208 |  | 3.0349e-05 |  | -4.8114e-05 |  | 0.032934 |  | 0.11787 |  | 0.00021562 |  | 0.00048864 |  | 0.00086954 |  | 0.21506 |  | 7.601e-06 |  | 0.16017 |  | 0.0086504
| 0.00010613 |  | -2.5921e-05 |  | 0.0001013 |  | -0.00021455 |  | 1.9367e-06 |  | -4.4623e-05 |  | 2.4724e-06 |  | 0.00034807 |  | 0.00015985 |  | 1.4851e-05 |  | -5.2018e-06 |  | 0.032117 |  | 0.11732 |  | 0.00023827 |  | 0.00060518 |  | 0.00068205 |  | 0.2181 |  | 7.6014e-06 |  | 0.16058 |  | 0.0086551
| 7.4037e-06 |  | 7.9293e-05 |  | 6.8742e-05 |  | -0.00012269 |  | 8.8069e-07 |  | -4.1368e-05 |  | 2.5021e-06 |  | 8.1453e-05 |  | 0.00017914 |  | -0.00025681 |  | -0.00013957 |  | 0.031268 |  | 0.11672 |  | 0.00029496 |  | 0.00032841 |  | 0.00075774 |  | 0.21899 |  | 5.912e-06 |  | 0.16107 |  | 0.0086372
| 7.4043e-06 |  | 2.8263e-06 |  | 6.8748e-05 |  | -0.00010727 |  | 8.8076e-07 |  | -8.6139e-05 |  | 2.4842e-06 |  | 6.8805e-05 |  | 0.00020142 |  | -0.00038033 |  | -0.00028998 |  | 0.030411 |  | 0.11624 |  | 0.00028593 |  | -1.5846e-05 |  | 0.00095706 |  | 0.21989 |  | 5.912e-06 |  | 0.16159 |  | 0.00859
| 7.2372e-05 |  | -9.9063e-05 |  | 9.1068e-05 |  | -0.00011407 |  | 1.9368e-06 |  | -9.658e-05 |  | 2.439e-06 |  | 0.00024284 |  | 0.0002334 |  | 3.0348e-05 |  | -0.00050454 |  | 0.02958 |  | 0.11592 |  | 0.00026544 |  | 0.00029047 |  | 0.00090323 |  | 0.22209 |  | 4.2236e-06 |  | 0.16211 |  | 0.0085371
| 7.2378e-05 |  | -6.6813e-05 |  | 9.1076e-05 |  | -4.8534e-05 |  | 1.937e-06 |  | -4.2146e-05 |  | 2.462e-06 |  | -6.8798e-05 |  | 0.00037697 |  | -6.4645e-07 |  | -0.0003446 |  | 0.028802 |  | 0.11565 |  | 0.00030037 |  | 0.00036769 |  | 0.0008175 |  | 0.22331 |  | 4.2238e-06 |  | 0.1626 |  | 0.0084622
| 3.2333e-05 |  | -5.7456e-05 |  | 4.2884e-05 |  | -9.1825e-05 |  | 8.8069e-07 |  | -3.6916e-05 |  | 2.5243e-06 |  | -0.00017808 |  | 0.00031246 |  | -0.00048493 |  | -3.6411e-05 |  | 0.028024 |  | 0.1152 |  | 0.00038303 |  | 0.00032349 |  | 0.00094528 |  | 0.22525 |  | 4.2238e-06 |  | 0.16309 |  | 0.0083901
| 3.2336e-05 |  | -0.00015283 |  | 4.2888e-05 |  | -9.3456e-05 |  | 8.8076e-07 |  | -6.7038e-05 |  | 2.622e-06 |  | 5.0423e-05 |  | 0.00016034 |  | -0.00044245 |  | 0.00021185 |  | 0.027234 |  | 0.11445 |  | 0.00043555 |  | 0.00011062 |  | 0.00085619 |  | 0.22639 |  | 4.2238e-06 |  | 0.16357 |  | 0.0083122
| 0.00014176 |  | -0.00014378 |  | 6.5151e-05 |  | -8.862e-05 |  | 2.9942e-06 |  | -7.1965e-05 |  | 2.6585e-06 |  | 0.00025902 |  | 0.00024601 |  | 3.2291e-06 |  | 2.211e-05 |  | 0.026439 |  | 0.11336 |  | 0.00048079 |  | 0.00011804 |  | 0.00087974 |  | 0.22796 |  | 5.9127e-06 |  | 0.16394 |  | 0.0082421
| 0.00014178 |  | -3.8845e-05 |  | 6.5156e-05 |  | -0.00015286 |  | 2.9939e-06 |  | -5.8293e-05 |  | 2.6394e-06 |  | -2.0245e-05 |  | 0.00032156 |  | -0.00029122 |  | -0.00031339 |  | 0.025651 |  | 0.11201 |  | 0.00046575 |  | 0.00033792 |  | 0.0011489 |  | 0.22892 |  | 5.9127e-06 |  | 0.16421 |  | 0.0081706
| 3.7765e-05 |  | -4.5055e-05 |  | 6.9994e-05 |  | -0.00014928 |  | 2.9942e-06 |  | -5.144e-05 |  | 2.5818e-06 |  | -0.00012547 |  | 0.0001774 |  | -0.00039196 |  | -4.031e-05 |  | 0.024883 |  | 0.11064 |  | 0.00040609 |  | 0.00034483 |  | 0.00092263 |  | 0.2282 |  | 4.2241e-06 |  | 0.16439 |  | 0.0081071
| 3.7765e-05 |  | -0.00010025 |  | 6.9994e-05 |  | -5.8657e-05 |  | 2.9939e-06 |  | -4.5838e-05 |  | 2.458e-06 |  | 0.0001086 |  | 0.00022205 |  | 6.2501e-05 |  | 0.00016699 |  | 0.024126 |  | 0.10939 |  | 0.00043686 |  | 0.00024858 |  | 0.00069807 |  | 0.22984 |  | 4.2241e-06 |  | 0.1645 |  | 0.0080519
| 2.9091e-05 |  | -9.4086e-05 |  | 1.2555e-05 |  | -0.00015838 |  | 1.9372e-06 |  | -3.1512e-05 |  | 2.4253e-06 |  | -0.0001538 |  | 0.00015703 |  | -6.4487e-07 |  | -1.6905e-05 |  | 0.023423 |  | 0.10837 |  | 0.00050324 |  | 0.00012401 |  | 0.00084105 |  | 0.23123 |  | 5.913e-06 |  | 0.16454 |  | 0.0080513
| 2.9096e-05 |  | -0.00023116 |  | 1.2558e-05 |  | -0.00028647 |  | 1.9373e-06 |  | -4.8417e-05 |  | 2.5008e-06 |  | -0.0001457 |  | 6.0821e-05 |  | -0.00038032 |  | -0.00019636 |  | 0.022739 |  | 0.10747 |  | 0.00048884 |  | 0.00017061 |  | 0.00096222 |  | 0.2322 |  | 5.913e-06 |  | 0.16456 |  | 0.0081054
| 0 |  | -0.00028372 |  | 0 |  | -0.00015056 |  | 4.0505e-06 |  | -6.3965e-05 |  | 2.6101e-06 |  | -1.2142e-05 |  | 0.00021518 |  | -0.00025635 |  | -0.00020416 |  | 0.022054 |  | 0.10655 |  | 0.00064152 |  | 0.00025988 |  | 0.00074012 |  | 0.23265 |  | 9.2925e-06 |  | 0.16456 |  | 0.0081539
| 0 |  | -0.00018363 |  | 0 |  | -6.3004e-05 |  | 4.0508e-06 |  | -6.1696e-05 |  | 2.6089e-06 |  | -8.904e-05 |  | 0.00035431 |  | -0.00025248 |  | -0.00020416 |  | 0.021413 |  | 0.10568 |  | 0.00078528 |  | 0.00036355 |  | 0.00065438 |  | 0.23318 |  | 9.2925e-06 |  | 0.16461 |  | 0.0081396
| 7.1225e-05 |  | -2.0582e-05 |  | 8.0882e-05 |  | -3.7371e-05 |  | 4.0505e-06 |  | -3.4954e-05 |  | 2.5039e-06 |  | -0.00017454 |  | 0.00030301 |  | -0.00029023 |  | -0.00019191 |  | 0.020815 |  | 0.10468 |  | 0.00082935 |  | 0.00059364 |  | 0.00093867 |  | 0.23449 |  | 7.6032e-06 |  | 0.16479 |  | 0.0080561
| 7.1231e-05 |  | 6.2123e-06 |  | 8.0889e-05 |  | -0.00010638 |  | 4.9318e-06 |  | -3.1645e-05 |  | 2.5276e-06 |  | -2.0236e-05 |  | 0.00022577 |  | 0.00021244 |  | -5.2015e-05 |  | 0.02025 |  | 0.1035 |  | 0.00092479 |  | 0.00040631 |  | 0.00087979 |  | 0.23508 |  | 7.6032e-06 |  | 0.16519 |  | 0.007971
| 2.8021e-05 |  | 6.6565e-05 |  | 3.6639e-05 |  | -0.00013095 |  | 3.8757e-06 |  | -2.6607e-05 |  | 2.6246e-06 |  | -4.0473e-05 |  | 0.00030064 |  | 0.00026668 |  | 0.00016254 |  | 0.019663 |  | 0.1021 |  | 0.00089468 |  | 0.00013722 |  | 0.00079236 |  | 0.23522 |  | 4.2246e-06 |  | 0.16572 |  | 0.0079219
| 2.8021e-05 |  | 9.3298e-05 |  | 3.6639e-05 |  | -7.8488e-05 |  | 2.9944e-06 |  | -2.6451e-05 |  | 2.7333e-06 |  | -0.00016189 |  | 0.00034532 |  | -0.00038033 |  | 8.8425e-05 |  | 0.01909 |  | 0.10067 |  | 0.00088201 |  | 0.00010206 |  | 0.00095801 |  | 0.2353 |  | 4.2246e-06 |  | 0.16624 |  | 0.0078996
| 6.9437e-05 |  | -5.2847e-05 |  | 2.3034e-05 |  | -0.00015648 |  | 1.9375e-06 |  | -5.6363e-05 |  | 2.7429e-06 |  | 3.8786e-05 |  | 0.00018796 |  | -0.00033478 |  | 2.8662e-05 |  | 0.018569 |  | 0.099338 |  | 0.00099204 |  | 9.7538e-05 |  | 0.00090502 |  | 0.23503 |  | 4.2248e-06 |  | 0.1667 |  | 0.0078751
| 6.9437e-05 |  | -3.2029e-05 |  | 2.3034e-05 |  | -0.00018065 |  | 1.9373e-06 |  | -5.771e-05 |  | 2.7145e-06 |  | -2.833e-05 |  | 0.0001463 |  | 0.00013883 |  | -2.4708e-05 |  | 0.018032 |  | 0.097843 |  | 0.0011484 |  | 0.00047126 |  | 0.00090171 |  | 0.2355 |  | 4.2248e-06 |  | 0.16707 |  | 0.0078306
| 0 |  | -8.8298e-05 |  | 6.4008e-05 |  | -0.00012892 |  | 0 |  | -5.9103e-05 |  | 2.671e-06 |  | -0.00021451 |  | 0.00022705 |  | -8.3948e-06 |  | 3.7711e-05 |  | 0.017454 |  | 0.096213 |  | 0.0011515 |  | 0.00029052 |  | 0.00093452 |  | 0.23623 |  | 5.9137e-06 |  | 0.16729 |  | 0.007782
| 0 |  | -9.7842e-05 |  | 6.4013e-05 |  | -9.1543e-05 |  | 0 |  | -8.1445e-05 |  | 2.5919e-06 |  | -8.904e-05 |  | 0.00018298 |  | 1.8725e-05 |  | 0.00025227 |  | 0.016862 |  | 0.0946 |  | 0.0012368 |  | 6.1264e-05 |  | 0.00074526 |  | 0.23704 |  | 5.9141e-06 |  | 0.16737 |  | 0.0077347
| 2.2607e-05 |  | -0.0001002 |  | 0.00011837 |  | -0.00018419 |  | 1.9375e-06 |  | -9.4207e-05 |  | 2.5554e-06 |  | 0.00014166 |  | 0.00016367 |  | 3.0348e-05 |  | 0.00011963 |  | 0.01632 |  | 0.093243 |  | 0.00147 |  | 0.00026751 |  | 0.00076124 |  | 0.23712 |  | 7.6037e-06 |  | 0.1673 |  | 0.0076644
| 2.2609e-05 |  | -0.000131 |  | 0.00011838 |  | -0.00016778 |  | 1.9377e-06 |  | -5.4729e-05 |  | 2.4924e-06 |  | -0.00015127 |  | 0.00019449 |  | 2.5371e-05 |  | -0.00013957 |  | 0.015834 |  | 0.092057 |  | 0.0015505 |  | 0.00037194 |  | 0.00079152 |  | 0.23688 |  | 7.6041e-06 |  | 0.16714 |  | 0.0075913
| 1.8268e-05 |  | -0.00013532 |  | 0.00011838 |  | -8.4403e-05 |  | 4.0512e-06 |  | -4.2309e-05 |  | 2.466e-06 |  | -0.00016594 |  | 0.00023616 |  | 0.00015045 |  | -0.00020806 |  | 0.015391 |  | 0.090834 |  | 0.0014568 |  | 0.00037192 |  | 0.00076465 |  | 0.23732 |  | 4.2253e-06 |  | 0.1669 |  | 0.0075624
| 1.8271e-05 |  | -0.00013319 |  | 0.0001184 |  | -0.00014486 |  | 4.0519e-06 |  | -5.5756e-05 |  | 2.4684e-06 |  | -1.2142e-05 |  | 0.00027003 |  | 8.8464e-05 |  | -0.00023536 |  | 0.014974 |  | 0.089528 |  | 0.0016419 |  | 0.00029268 |  | 0.00082769 |  | 0.23735 |  | 4.2251e-06 |  | 0.16661 |  | 0.0075475
| 2.6955e-05 |  | -0.00012391 |  | 9.1219e-05 |  | -0.00014307 |  | 1.9377e-06 |  | -5.469e-05 |  | 2.5005e-06 |  | -4.452e-05 |  | 0.00024224 |  | -3.1641e-05 |  | 7.2829e-05 |  | 0.014557 |  | 0.088129 |  | 0.0017718 |  | 0.00027825 |  | 0.00081008 |  | 0.23763 |  | 5.9144e-06 |  | 0.1664 |  | 0.0075157
| 2.6957e-05 |  | -4.0677e-05 |  | 9.1227e-05 |  | -0.00012162 |  | 1.9377e-06 |  | -4.7202e-05 |  | 2.5381e-06 |  | -0.0002226 |  | 0.00026462 |  | -0.00033384 |  | 0.00014304 |  | 0.01412 |  | 0.086708 |  | 0.0017526 |  | 0.00016218 |  | 0.00079241 |  | 0.23667 |  | 5.9144e-06 |  | 0.16625 |  | 0.0074508
| 3.1302e-05 |  | 9.7165e-05 |  | 6.8879e-05 |  | -7.9825e-05 |  | 1.9378e-06 |  | -3.139e-05 |  | 2.5437e-06 |  | -0.00015514 |  | 0.00030754 |  | -0.00058727 |  | -0.00010219 |  | 0.013658 |  | 0.085155 |  | 0.0018108 |  | 0.0002213 |  | 0.00078395 |  | 0.2358 |  | 5.9148e-06 |  | 0.16614 |  | 0.0073524
| 3.1304e-05 |  | 8.5545e-05 |  | 6.8885e-05 |  | -6.9995e-05 |  | 1.9378e-06 |  | -5.8935e-05 |  | 2.5047e-06 |  | 4.0474e-05 |  | 0.00019287 |  | -0.00028735 |  | 3.381e-05 |  | 0.013209 |  | 0.083571 |  | 0.0019257 |  | 0.0001636 |  | 0.00078573 |  | 0.2365 |  | 5.9144e-06 |  | 0.16604 |  | 0.0072504
| 2.9135e-05 |  | 7.5499e-05 |  | 8.2789e-05 |  | -0.00013615 |  | 1.9378e-06 |  | -5.6177e-05 |  | 2.4624e-06 |  | -4.452e-05 |  | 9.1774e-05 |  | -8.3945e-06 |  | -0.00012613 |  | 0.012781 |  | 0.082104 |  | 0.0020492 |  | 4.4367e-05 |  | 0.00085971 |  | 0.23699 |  | 5.9148e-06 |  | 0.16589 |  | 0.0071304
| 2.9135e-05 |  | -2.1315e-05 |  | 8.2789e-05 |  | -0.00016101 |  | 1.9378e-06 |  | -3.1765e-05 |  | 2.4274e-06 |  | -4.8568e-05 |  | 8.4912e-05 |  | -0.00046169 |  | -0.0003446 |  | 0.012386 |  | 0.080756 |  | 0.0020649 |  | 7.847e-05 |  | 0.00094971 |  | 0.23624 |  | 5.9148e-06 |  | 0.16578 |  | 0.0070602
| 1.1764e-05 |  | -9.6433e-05 |  | 4.5062e-05 |  | -0.00013129 |  | 2.9952e-06 |  | -4.3158e-05 |  | 2.4415e-06 |  | 0.00021045 |  | 8.1488e-05 |  | -0.00076776 |  | -0.00036021 |  | 0.012011 |  | 0.079366 |  | 0.0020753 |  | 0.00028535 |  | 0.0010482 |  | 0.23462 |  | 5.9148e-06 |  | 0.16579 |  | 0.0070194
| 1.1765e-05 |  | -7.1017e-05 |  | 4.5066e-05 |  | -0.00012614 |  | 2.9954e-06 |  | -6.4536e-05 |  | 2.5547e-06 |  | 0.0003995 |  | 4.7748e-05 |  | -0.00022711 |  | -0.00031529 |  | 0.011645 |  | 0.0779 |  | 0.0021353 |  | 0.00035941 |  | 0.0010582 |  | 0.23456 |  | 5.9151e-06 |  | 0.16588 |  | 0.0069743
| 1.8282e-05 |  | 4.0803e-05 |  | 0.00011001 |  | -7.9533e-05 |  | 4.0522e-06 |  | -3.791e-05 |  | 2.6549e-06 |  | 0.00019022 |  | 0.00010941 |  | 0.00023956 |  | -7.1519e-05 |  | 0.011327 |  | 0.076435 |  | 0.0023755 |  | 1.6839e-05 |  | 0.0011256 |  | 0.23359 |  | 5.9151e-06 |  | 0.16607 |  | 0.0069239
| 1.8283e-05 |  | 5.9773e-06 |  | 0.00011002 |  | -8.443e-05 |  | 4.0522e-06 |  | -1.9972e-05 |  | 2.7268e-06 |  | -0.00019832 |  | 0.00017228 |  | -0.00012463 |  | -8.3223e-05 |  | 0.011035 |  | 0.074947 |  | 0.0026199 |  | 0.00019834 |  | 0.0011348 |  | 0.23209 |  | 5.9151e-06 |  | 0.16627 |  | 0.0068531
| 5.0872e-05 |  | 7.8252e-05 |  | 0.00012575 |  | -0.00012337 |  | 8.812e-07 |  | -3.0796e-05 |  | 2.6939e-06 |  | -0.00037641 |  | 0.0001723 |  | 1.4848e-05 |  | -5.2013e-05 |  | 0.010748 |  | 0.073374 |  | 0.0026727 |  | 0.00056006 |  | 0.0009035 |  | 0.23182 |  | 4.2261e-06 |  | 0.16644 |  | 0.0067751
| 5.0876e-05 |  | 0.00013718 |  | 0.00012576 |  | -8.4989e-05 |  | 8.812e-07 |  | -3.7897e-05 |  | 2.6562e-06 |  | -0.00019781 |  | 0.00010943 |  | 0.00021473 |  | -0.0001807 |  | 0.010448 |  | 0.071742 |  | 0.0026935 |  | 0.00036074 |  | 0.00078825 |  | 0.23083 |  | 4.2258e-06 |  | 0.16657 |  | 0.0066868
| 0.0001052 |  | -4.0362e-05 |  | 3.7742e-05 |  | 1.3489e-05 |  | 2.9957e-06 |  | -4.1156e-05 |  | 2.6437e-06 |  | -4.0474e-06 |  | 0.00012334 |  | -6.4487e-07 |  | -0.00014565 |  | 0.010155 |  | 0.070109 |  | 0.0028144 |  | 0.00040259 |  | 0.00092627 |  | 0.22947 |  | 5.9155e-06 |  | 0.1666 |  | 0.0065883
| 0.00010521 |  | -2.1838e-05 |  | 3.7745e-05 |  | -9.2637e-05 |  | 2.9957e-06 |  | -3.051e-05 |  | 2.5341e-06 |  | 5.2615e-05 |  | 0.00025819 |  | 6.1345e-05 |  | -2.8613e-05 |  | 0.0098741 |  | 0.068525 |  | 0.0030879 |  | 0.00011506 |  | 0.00093379 |  | 0.22776 |  | 5.9155e-06 |  | 0.16658 |  | 0.0065169
| 6.5912e-05 |  | -5.1496e-06 |  | 0.0001161 |  | -0.00019762 |  | 8.8128e-07 |  | -4.8263e-05 |  | 2.4386e-06 |  | 4.8568e-05 |  | 0.00027212 |  | 0.00020856 |  | -9.1071e-06 |  | 0.0095854 |  | 0.067079 |  | 0.0030235 |  | -0.00026472 |  | 0.00081858 |  | 0.22704 |  | 5.9158e-06 |  | 0.16663 |  | 0.0064437
| 6.5918e-05 |  | -4.7956e-05 |  | 0.00011611 |  | -4.2504e-05 |  | 8.8128e-07 |  | -4.8433e-05 |  | 2.3747e-06 |  | -0.0003076 |  | 0.0002413 |  | 1.0979e-05 |  | -6.3725e-05 |  | 0.0092907 |  | 0.065725 |  | 0.0030667 |  | -0.00012646 |  | 0.00096323 |  | 0.22639 |  | 5.9155e-06 |  | 0.16671 |  | 0.0063915
| 3.1333e-05 |  | -9.7447e-05 |  | 8.8906e-05 |  | -8.6792e-05 |  | 1.9381e-06 |  | -5.8354e-05 |  | 2.411e-06 |  | -0.00055465 |  | 0.0002516 |  | -0.00024938 |  | -0.00019192 |  | 0.0089989 |  | 0.064308 |  | 0.0034595 |  | -8.8661e-05 |  | 0.00099273 |  | 0.22477 |  | 5.9158e-06 |  | 0.16679 |  | 0.0063729
| 3.1335e-05 |  | -9.1954e-05 |  | 8.8913e-05 |  | -0.00011249 |  | 1.9383e-06 |  | -5.084e-05 |  | 2.547e-06 |  | -0.00036831 |  | 0.00016418 |  | -0.0001285 |  | 0.00013524 |  | 0.008705 |  | 0.06277 |  | 0.0037368 |  | 1.1997e-05 |  | 0.00087579 |  | 0.22254 |  | 5.9162e-06 |  | 0.16686 |  | 0.0063626
| 7.9235e-05 |  | -0.00017332 |  | 3.8806e-05 |  | -9.061e-05 |  | 1.9381e-06 |  | -6.0892e-05 |  | 2.647e-06 |  | -4.4525e-05 |  | 0.00013999 |  | 5.7469e-05 |  | 0.00022886 |  | 0.0084095 |  | 0.061207 |  | 0.0039031 |  | -2.4971e-05 |  | 0.00081943 |  | 0.22089 |  | 5.9158e-06 |  | 0.16706 |  | 0.0063122
| 7.9248e-05 |  | -5.2049e-05 |  | 3.8813e-05 |  | -0.00016993 |  | 1.9383e-06 |  | -7.0586e-05 |  | 2.738e-06 |  | 0.00031164 |  | 0.00015375 |  | -0.00024085 |  | 7.6721e-05 |  | 0.0081257 |  | 0.059732 |  | 0.0040096 |  | 4.7415e-05 |  | 0.00068065 |  | 0.21939 |  | 5.9162e-06 |  | 0.1674 |  | 0.0062593
| 0 |  | 7.7116e-05 |  | 9.1347e-05 |  | -0.00014384 |  | 2.9962e-06 |  | -5.6219e-05 |  | 2.7268e-06 |  | 0.00038045 |  | 0.00010233 |  | -0.00020598 |  | -0.00021196 |  | 0.0078472 |  | 0.058305 |  | 0.0040755 |  | 4.9986e-05 |  | 0.00072941 |  | 0.21696 |  | 4.2266e-06 |  | 0.16776 |  | 0.0062268
| 0 |  | -0.00014799 |  | 9.1355e-05 |  | -8.223e-05 |  | 2.9959e-06 |  | -4.9137e-05 |  | 2.6452e-06 |  | 0.00012142 |  | 0.00022446 |  | 0.00016982 |  | -0.00016905 |  | 0.0075458 |  | 0.056889 |  | 0.0041158 |  | 0.00011585 |  | 0.00076647 |  | 0.21413 |  | 4.2266e-06 |  | 0.1681 |  | 0.0062197
| 6.595e-05 |  | -0.00012964 |  | 4.1966e-05 |  | -5.9107e-05 |  | 2.9962e-06 |  | -2.4398e-05 |  | 2.5782e-06 |  | -3.8788e-06 |  | 0.00024141 |  | 0.00011819 |  | 0.0001296 |  | 0.007194 |  | 0.055492 |  | 0.0043182 |  | 0.00022422 |  | 0.00075885 |  | 0.21206 |  | 2.5361e-06 |  | 0.16825 |  | 0.0061698
| 6.5956e-05 |  | -3.5509e-05 |  | 4.197e-05 |  | -5.6032e-05 |  | 2.9959e-06 |  | -3.5593e-05 |  | 2.5282e-06 |  | 0.00020641 |  | 0.0001779 |  | -0.0002486 |  | 0.00013914 |  | 0.0068416 |  | 0.054064 |  | 0.0046024 |  | 0.00036079 |  | 0.00090698 |  | 0.2102 |  | 2.536e-06 |  | 0.16825 |  | 0.006096
| 0 |  | -4.4943e-05 |  | 5.1413e-05 |  | -0.00011277 |  | 4.0532e-06 |  | -3.313e-05 |  | 2.5459e-06 |  | -7.2847e-05 |  | 0.00022752 |  | -0.00049269 |  | -8.3224e-05 |  | 0.0065102 |  | 0.052706 |  | 0.00494 |  | 0.00034725 |  | 0.00091791 |  | 0.20756 |  | 5.9165e-06 |  | 0.1681 |  | 0.0060287
| 0 |  | -3.7248e-05 |  | 5.1422e-05 |  | -0.00021209 |  | 4.0532e-06 |  | -1.169e-05 |  | 2.5352e-06 |  | -4.8563e-05 |  | 0.00013859 |  | -0.00034934 |  | -0.0003641 |  | 0.0062454 |  | 0.051409 |  | 0.0053373 |  | 0.00021434 |  | 0.00090445 |  | 0.2062 |  | 5.9169e-06 |  | 0.16786 |  | 0.0059723
| 8.5938e-05 |  | -8.4388e-05 |  | 9.7437e-05 |  | -0.00020148 |  | 8.815e-07 |  | -1.9753e-05 |  | 2.5085e-06 |  | 2.8332e-05 |  | 0.0001749 |  | -0.00021761 |  | -0.00013003 |  | 0.0060304 |  | 0.050166 |  | 0.0054317 |  | 8.8244e-05 |  | 0.00084219 |  | 0.2052 |  | 5.9165e-06 |  | 0.16753 |  | 0.0059271
| 8.5946e-05 |  | -0.00012569 |  | 9.7445e-05 |  | -0.0002214 |  | 8.8142e-07 |  | -4.1757e-05 |  | 2.5204e-06 |  | -0.00035296 |  | 0.00027055 |  | -0.00018997 |  | 0.00015204 |  | 0.0058516 |  | 0.04893 |  | 0.0055992 |  | -3.8339e-05 |  | 0.00088179 |  | 0.20213 |  | 5.9169e-06 |  | 0.16711 |  | 0.005884
| 0.00011864 |  | -8.2452e-05 |  | 5.4579e-05 |  | -0.00018356 |  | 1.9386e-06 |  | -2.5373e-05 |  | 2.723e-06 |  | -0.00021451 |  | 0.00021064 |  | -6.6504e-05 |  | 5.3315e-05 |  | 0.0057831 |  | 0.047575 |  | 0.0058097 |  | 0.00014349 |  | 0.00096166 |  | 0.19868 |  | 5.9169e-06 |  | 0.16669 |  | 0.0059067
| 0.00011865 |  | 4.3439e-05 |  | 5.4583e-05 |  | 9.3064e-05 |  | 1.9386e-06 |  | 0.00016318 |  | 2.2596e-06 |  | 9.7134e-05 |  | 0.00022458 |  | 0.00025119 |  | 2.5993e-06 |  | 0.0057458 |  | 0.04601 |  | 0.0060995 |  | 0.0004998 |  | 0.00099117 |  | 0.19446 |  | 8.1713e-06 |  | 0.16635 |  | 0.0058773
| 6.4172e-05 |  | -4.4807e-05 |  | 7.1437e-05 |  | -0.00010317 |  | 8.815e-07 |  | -2.5239e-05 |  | 1.8057e-06 |  | 0 |  | 0.00012132 |  | -0.00015562 |  | -0.00015344 |  | 0.0056137 |  | 0.044455 |  | 0.0062495 |  | 0.00022078 |  | 0.00089777 |  | 0.19075 |  | 2.2546e-06 |  | 0.16613 |  | 0.0058575
| 6.4178e-05 |  | -1.561e-05 |  | 7.1443e-05 |  | -3.2446e-05 |  | 2.8201e-06 |  | -3.1939e-05 |  | 1.156e-06 |  | 0.00025903 |  | 7.6526e-05 |  | -8.9748e-05 |  | -7.5422e-05 |  | 0.0052631 |  | 0.043076 |  | 0.0062955 |  | 0.00027107 |  | 0.00085066 |  | 0.18678 |  | 2.2546e-06 |  | 0.16595 |  | 0.0057795
| 1.3961e-05 |  | -8.7579e-05 |  | 6.1756e-05 |  | -8.2126e-06 |  | 2.8204e-06 |  | -3.8609e-05 |  | 1.1212e-06 |  | -4.2656e-05 |  | 0.00016771 |  | 2.5376e-05 |  | -7.2279e-05 |  | 0.0048937 |  | 0.041926 |  | 0.0067005 |  | 0.00028035 |  | 0.00081616 |  | 0.18271 |  | 3.1001e-06 |  | 0.16578 |  | 0.0057361
| 1.3963e-05 |  | -0.00014427 |  | 6.1766e-05 |  | -9.0278e-05 |  | 1.7631e-06 |  | -4.3114e-05 |  | 1.0674e-06 |  | -0.0003683 |  | 0.00017803 |  | -0.00010913 |  | -0.00014954 |  | 0.0045784 |  | 0.040807 |  | 0.0067452 |  | 1.4295e-05 |  | 0.00070678 |  | 0.17978 |  | 1.4091e-06 |  | 0.16552 |  | 0.0057067
| 0 |  | -0.00015346 |  | 8.841e-05 |  | -0.00015583 |  | 8.815e-07 |  | -5.6035e-05 |  | 1.0377e-06 |  | 0.0001538 |  | 0.00017985 |  | 0.00038679 |  | 0.00030689 |  | 0.0043703 |  | 0.039699 |  | 0.0068361 |  | 2.1244e-05 |  | 0.00077493 |  | 0.17631 |  | 1.4092e-06 |  | 0.16518 |  | 0.0056756
| 0 |  | -3.171e-05 |  | 8.8418e-05 |  | -0.00013387 |  | 0 |  | -6.2367e-05 |  | 1.0237e-06 |  | 0.00014166 |  | 0.00010477 |  | 0.00012333 |  | 0.00022107 |  | 0.004069 |  | 0.03866 |  | 0.0071739 |  | 0.00021319 |  | 0.00089357 |  | 0.17294 |  | 3.1002e-06 |  | 0.16477 |  | 0.0056693
| 3.0834e-06 |  | -4.4578e-05 |  | 0.00010902 |  | -0.00016719 |  | 0 |  | -5.1819e-05 |  | 9.9674e-07 |  | -0.00018618 |  | 0.00013567 |  | -9.3636e-05 |  | -0.00013004 |  | 0.0036814 |  | 0.037561 |  | 0.007616 |  | 0.00026907 |  | 0.00095168 |  | 0.17015 |  | 4.7913e-06 |  | 0.16437 |  | 0.005658
| 3.0836e-06 |  | -0.00012602 |  | 0.00010903 |  | -0.0001335 |  | 0 |  | -4.5085e-05 |  | 9.7253e-07 |  | -8.1452e-05 |  | 0.00017465 |  | -2.2899e-05 |  | -1.62e-05 |  | 0.0032839 |  | 0.036398 |  | 0.0078898 |  | 0.00015355 |  | 0.00098702 |  | 0.16638 |  | 3.1002e-06 |  | 0.16401 |  | 0.0056634
| 0.00011629 |  | -0.00011943 |  | 5.5665e-05 |  | -0.00010723 |  | 8.8164e-07 |  | -3.6336e-05 |  | 1.0009e-06 |  | -7.2851e-05 |  | 0.00021766 |  | -0.00039971 |  | 5.3315e-05 |  | 0.0030121 |  | 0.0353 |  | 0.0078584 |  | 0.00011767 |  | 0.00083888 |  | 0.16251 |  | 3.1004e-06 |  | 0.1637 |  | 0.0056663
| 0.00012286 |  | -0.00015342 |  | 5.5674e-05 |  | -0.00012935 |  | 1.7633e-06 |  | -1.3521e-05 |  | 1.0049e-06 |  | -4.0473e-05 |  | 0.00023661 |  | -0.00037646 |  | 0.00014694 |  | 0.0030055 |  | 0.034332 |  | 0.0079342 |  | 8.087e-05 |  | 0.00072028 |  | 0.15877 |  | 2.5367e-06 |  | 0.16349 |  | 0.0056819
| 4.0103e-05 |  | -0.0001186 |  | 4.517e-05 |  | -0.00010154 |  | 1.7633e-06 |  | -3.1284e-05 |  | 9.8338e-07 |  | 0.00012951 |  | 7.4811e-05 |  | -9.7505e-05 |  | 0.00029128 |  | 0.0030613 |  | 0.033436 |  | 0.0080995 |  | 5.2589e-05 |  | 0.00061931 |  | 0.15396 |  | 8.4557e-07 |  | 0.16339 |  | 0.0056933
| 3.3564e-05 |  | -1.3236e-05 |  | 4.5174e-05 |  | -3.896e-05 |  | 8.8164e-07 |  | -5.2592e-05 |  | 9.9346e-07 |  | -3.6425e-05 |  | 1.691e-05 |  | 8.8464e-05 |  | 0.00021326 |  | 0.0031382 |  | 0.032499 |  | 0.0083486 |  | 0.00011113 |  | 0.00063449 |  | 0.14988 |  | 4.7916e-06 |  | 0.16329 |  | 0.00573
| 5.7517e-05 |  | -4.0753e-05 |  | 6.4225e-05 |  | 1.8148e-05 |  | 0 |  | -2.963e-05 |  | 1.081e-06 |  | -0.00031973 |  | 0.00011997 |  | -8.9755e-05 |  | -0.00021976 |  | 0.003076 |  | 0.031519 |  | 0.0087504 |  | 0.00030299 |  | 0.00089194 |  | 0.14731 |  | 6.4831e-06 |  | 0.16309 |  | 0.0057647
| 5.7522e-05 |  | -6.2716e-05 |  | 6.4231e-05 |  | -0.00013909 |  | 0 |  | -3.2779e-05 |  | 1.1623e-06 |  | -0.00018229 |  | 0.00033267 |  | 6.8071e-06 |  | -0.00047231 |  | 0.0030097 |  | 0.030572 |  | 0.0089523 |  | 0.00044288 |  | 0.00090624 |  | 0.14428 |  | 2.5369e-06 |  | 0.16283 |  | 0.0058086
| 5.2625e-06 |  | -4.6857e-05 |  | 8.1204e-05 |  | -0.00016711 |  | 8.8172e-07 |  | -5.1229e-05 |  | 1.1752e-06 |  | 4.0473e-05 |  | 0.00032239 |  | 0.00012333 |  | -0.00012224 |  | 0.0029355 |  | 0.029739 |  | 0.00923 |  | 0.00033836 |  | 0.00086927 |  | 0.14039 |  | 8.4562e-07 |  | 0.16255 |  | 0.0058163
| 5.263e-06 |  | -0.00011872 |  | 8.1211e-05 |  | -7.0229e-05 |  | 1.7634e-06 |  | -4.3321e-05 |  | 1.0837e-06 |  | 0 |  | 0.00018121 |  | -1.2269e-05 |  | 2.6009e-06 |  | 0.0028977 |  | 0.028984 |  | 0.0094186 |  | 7.3513e-05 |  | 0.00085328 |  | 0.1371 |  | 1.4094e-06 |  | 0.16222 |  | 0.0058085
| 9.0721e-07 |  | -0.00011628 |  | 6.3053e-06 |  | -3.1273e-05 |  | 8.8172e-07 |  | -4.4945e-05 |  | 1.0474e-06 |  | -0.00023879 |  | 0.0002103 |  | 4.1973e-05 |  | -0.00041872 |  | 0.0029079 |  | 0.028189 |  | 0.0096107 |  | 7.1413e-05 |  | 0.00079265 |  | 0.13348 |  | 3.1008e-06 |  | 0.16179 |  | 0.0058151
| 9.0736e-07 |  | -0.00012384 |  | 6.3063e-06 |  | -0.00011297 |  | 8.8179e-07 |  | -4.7634e-05 |  | 1.0744e-06 |  | -3.2386e-05 |  | 0.00022064 |  | 6.1345e-05 |  | -0.00012223 |  | 0.002851 |  | 0.027319 |  | 0.009893 |  | 3.9893e-05 |  | 0.00098203 |  | 0.13058 |  | 2.537e-06 |  | 0.16134 |  | 0.0058414
| 0.00010123 |  | -0.00014012 |  | 5.6758e-05 |  | -0.00018867 |  | 8.8172e-07 |  | -5.6914e-05 |  | 1.0601e-06 |  | 0.0001457 |  | 0.0001776 |  | -0.00010525 |  | 0.00013525 |  | 0.0027757 |  | 0.026464 |  | 0.010111 |  | -5.64e-05 |  | 0.00091729 |  | 0.12709 |  | 8.4567e-07 |  | 0.16092 |  | 0.0058319
| 0.00010124 |  | -2.1264e-05 |  | 5.6762e-05 |  | -0.00020601 |  | 1.9393e-06 |  | -3.8194e-05 |  | 1.0723e-06 |  | 4.6544e-05 |  | 0.00020732 |  | -9.7155e-05 |  | -0.00012462 |  | 0.0026372 |  | 0.025767 |  | 0.010525 |  | 8.7434e-05 |  | 0.00080027 |  | 0.12195 |  | 1.4094e-06 |  | 0.16052 |  | 0.0057928
| 0 |  | 8.8236e-05 |  | 6.305e-05 |  | -0.00011261 |  | 1.9393e-06 |  | -2.5487e-05 |  | 1.1134e-06 |  | -0.00025094 |  | 0.00018854 |  | 0.00015045 |  | -0.000368 |  | 0.0024889 |  | 0.025181 |  | 0.011116 |  | -5.2345e-05 |  | 0.00087264 |  | 0.11776 |  | 3.101e-06 |  | 0.1601 |  | 0.0057586
| 0 |  | 3.2432e-05 |  | 6.3055e-05 |  | 7.5606e-05 |  | 8.8179e-07 |  | -4.5861e-05 |  | 1.1981e-06 |  | -0.0003076 |  | 0.00018856 |  | 0.00027831 |  | -8.7125e-05 |  | 0.0022769 |  | 0.024647 |  | 0.011666 |  | -0.00016696 |  | 0.00086848 |  | 0.11433 |  | 2.5372e-06 |  | 0.1596 |  | 0.0057171
| 7.0337e-05 |  | -1.9442e-05 |  | 4.1005e-05 |  | 1.9563e-05 |  | 8.8186e-07 |  | -3.7559e-05 |  | 1.2447e-06 |  | -0.00010118 |  | 0.0001698 |  | -8.9763e-05 |  | 0.00020546 |  | 0.0020332 |  | 0.024109 |  | 0.01193 |  | -1.8471e-05 |  | 0.00085833 |  | 0.1115 |  | 8.4572e-07 |  | 0.15904 |  | 0.0055686
| 7.0337e-05 |  | -6.015e-05 |  | 4.1005e-05 |  | -6.3525e-05 |  | 8.8179e-07 |  | -3.5782e-05 |  | 1.1981e-06 |  | -0.00023474 |  | 8.6919e-05 |  | -0.00019049 |  | 0.00013914 |  | 0.0018096 |  | 0.023504 |  | 0.011996 |  | -3.8635e-05 |  | 0.00076918 |  | 0.10812 |  | 1.4095e-06 |  | 0.15854 |  | 0.0054126
| 4.8853e-05 |  | -0.00010819 |  | 7.5806e-05 |  | -0.00012465 |  | 8.8186e-07 |  | -5.3272e-05 |  | 1.1357e-06 |  | -0.00040338 |  | 0.00019365 |  | -7.8589e-05 |  | -1.2461e-05 |  | 0.001662 |  | 0.022859 |  | 0.012236 |  | -9.2969e-05 |  | 0.00070354 |  | 0.104 |  | 3.1012e-06 |  | 0.15813 |  | 0.0053188
| 4.8853e-05 |  | -0.00015959 |  | 7.5806e-05 |  | -0.00011528 |  | 0 |  | -4.1305e-05 |  | 1.1323e-06 |  | -0.00048163 |  | 0.00027108 |  | -0.00032221 |  | -0.00019245 |  | 0.0015395 |  | 0.022168 |  | 0.012792 |  | -8.6372e-05 |  | 0.00083229 |  | 0.10079 |  | 2.5373e-06 |  | 0.15787 |  | 0.0053061
| 3.5783e-05 |  | -9.5179e-05 |  | 8.9163e-05 |  | 3.3053e-06 |  | 1.9394e-06 |  | -3.1406e-05 |  | 1.2144e-06 |  | -0.00016594 |  | 0.00026749 |  | -0.00027572 |  | -0.00017685 |  | 0.0014175 |  | 0.021539 |  | 0.013265 |  | -0.00013882 |  | 0.00090635 |  | 0.098012 |  | 8.4577e-07 |  | 0.15772 |  | 0.0052977
| 3.5783e-05 |  | -3.9939e-05 |  | 8.9163e-05 |  | 1.1863e-05 |  | 1.9394e-06 |  | -2.7436e-05 |  | 1.2689e-06 |  | -0.00016999 |  | 0.00031723 |  | -8.9755e-05 |  | 2.6008e-05 |  | 0.0013022 |  | 0.020948 |  | 0.013672 |  | -4.0119e-06 |  | 0.00084744 |  | 0.095412 |  | 1.4096e-06 |  | 0.15767 |  | 0.0051476
| 2.2707e-05 |  | -9.479e-05 |  | 8.3104e-05 |  | -0.00013985 |  | 0 |  | -4.7143e-05 |  | 1.2919e-06 |  | -0.00013356 |  | 0.00028632 |  | 0.00016208 |  | 0.00015864 |  | 0.0011948 |  | 0.020366 |  | 0.014071 |  | 3.519e-05 |  | 0.00087269 |  | 0.092794 |  | 5.6388e-07 |  | 0.15761 |  | 0.0049858
| 2.2707e-05 |  | -0.00013192 |  | 8.3104e-05 |  | -0.00023785 |  | 8.8186e-07 |  | -6.6487e-05 |  | 1.2904e-06 |  | -6.8804e-05 |  | 0.00023839 |  | 0.00037903 |  | -4.0312e-05 |  | 0.0010968 |  | 0.019803 |  | 0.01445 |  | 0.00014477 |  | 0.00084581 |  | 0.089884 |  | 0 |  | 0.15735 |  | 0.0048635
| 3.7971e-05 |  | -0.00019937 |  | 7.4624e-05 |  | -0.00015424 |  | 1.7639e-06 |  | -4.9267e-05 |  | 1.2454e-06 |  | -0.00036459 |  | 0.00016988 |  | 0.00019987 |  | 0.00017821 |  | 0.00099896 |  | 0.019232 |  | 0.01491 |  | 0.00015896 |  | 0.00084323 |  | 0.08731 |  | 2.5375e-06 |  | 0.15678 |  | 0.0048314
| 3.7975e-05 |  | -0.0001167 |  | 7.463e-05 |  | -0.00015693 |  | 1.7639e-06 |  | -3.9553e-05 |  | 1.1324e-06 |  | -0.00035211 |  | 7.854e-05 |  | 8.459e-05 |  | 0.00048244 |  | 0.00089504 |  | 0.018671 |  | 0.015546 |  | 0.00016495 |  | 0.00075323 |  | 0.083638 |  | 4.7933e-06 |  | 0.15601 |  | 0.0047906
| 0 |  | 3.5457e-05 |  | 5.3658e-05 |  | -0.0001625 |  | 8.8201e-07 |  | -2.4023e-05 |  | 9.2726e-07 |  | -0.00020641 |  | 9.917e-05 |  | 3.0348e-05 |  | 0.00042783 |  | 0.0008044 |  | 0.018156 |  | 0.015973 |  | 0.00032698 |  | 0.00097036 |  | 0.08011 |  | 2.2555e-06 |  | 0.15514 |  | 0.0047261
| 0 |  | 3.3131e-05 |  | 5.3662e-05 |  | -0.00014219 |  | 0 |  | -4.5627e-05 |  | 8.1145e-07 |  | -0.00010927 |  | 0.00016808 |  | -0.00032222 |  | 0.00013524 |  | 0.00072264 |  | 0.017682 |  | 0.016264 |  | 8.7914e-05 |  | 0.0010579 |  | 0.078383 |  | 2.2557e-06 |  | 0.15432 |  | 0.004668
| 4.5617e-05 |  | -3.3367e-05 |  | 0.00013777 |  | -3.3714e-05 |  | 0 |  | -5.4759e-05 |  | 8.492e-07 |  | -0.00020641 |  | 0.00017115 |  | -0.00039971 |  | -0.00029778 |  | 0.0006428 |  | 0.017242 |  | 0.01684 |  | 0.00029014 |  | 0.00076838 |  | 0.07582 |  | 3.1015e-06 |  | 0.15354 |  | 0.0046426
| 4.5617e-05 |  | -0.00026108 |  | 0.00013777 |  | -2.6883e-05 |  | 0 |  | -3.488e-05 |  | 9.6831e-07 |  | -0.00010928 |  | 0.00017782 |  | -1.6142e-05 |  | -0.00038751 |  | 0.0005575 |  | 0.01677 |  | 0.017234 |  | 0.00026417 |  | 0.00078016 |  | 0.073093 |  | 1.4099e-06 |  | 0.15282 |  | 0.0045603
| 7.2834e-05 |  | -0.00019106 |  | 5.8938e-05 |  | -5.7982e-05 |  | 8.8201e-07 |  | -3.4986e-05 |  | 1.1063e-06 |  | 0.00017066 |  | 0.00014193 |  | 0.00010706 |  | 2.8659e-05 |  | 0.00045837 |  | 0.01628 |  | 0.017318 |  | -0.00011347 |  | 0.00085512 |  | 0.070649 |  | 5.6391e-07 |  | 0.15213 |  | 0.0045315
| 7.2834e-05 |  | -2.4707e-05 |  | 5.8938e-05 |  | -5.5104e-05 |  | 2.8218e-06 |  | -5.6269e-05 |  | 1.1944e-06 |  | -1.2142e-05 |  | 0.00013161 |  | -1.6142e-05 |  | 0.00017035 |  | 0.00037367 |  | 0.015807 |  | 0.017554 |  | -0.0001055 |  | 0.00088873 |  | 0.068295 |  | 0 |  | 0.15137 |  | 0.0045098
| 1.1816e-05 |  | -8.5323e-05 |  | 5.7895e-05 |  | -5.7003e-05 |  | 1.9398e-06 |  | -6.1851e-05 |  | 1.2052e-06 |  | -0.00024689 |  | 0.00016269 |  | -0.00012075 |  | -3.6411e-05 |  | 0.00029857 |  | 0.01534 |  | 0.018498 |  | -0.00010302 |  | 0.00085175 |  | 0.065854 |  | 0 |  | 0.15063 |  | 0.004508
| 1.1817e-05 |  | -8.2208e-05 |  | 5.7899e-05 |  | -6.005e-05 |  | 8.8208e-07 |  | -4.5862e-05 |  | 1.1656e-06 |  | -0.00034402 |  | 9.3958e-05 |  | -0.00012075 |  | -7.9322e-05 |  | 0.00023431 |  | 0.014917 |  | 0.01906 |  | -1.7984e-05 |  | 0.00079615 |  | 0.063472 |  | 0 |  | 0.14991 |  | 0.0044633
| 7.2852e-05 |  | 2.159e-05 |  | 1.158e-05 |  | -0.00012855 |  | 1.7642e-06 |  | -4.0622e-05 |  | 1.0532e-06 |  | -4.0473e-05 |  | 1.3214e-05 |  | 1.8726e-05 |  | -5.5915e-05 |  | 0.00019045 |  | 0.014539 |  | 0.019282 |  | 0.00041598 |  | 0.00088542 |  | 0.061318 |  | 8.4597e-07 |  | 0.14922 |  | 0.0044459
| 7.2858e-05 |  | -2.5813e-06 |  | 1.1581e-05 |  | -2.9639e-05 |  | 1.7642e-06 |  | -5.6775e-05 |  | 9.4685e-07 |  | 0.00027522 |  | 0 |  | 6.1344e-05 |  | -8.3224e-05 |  | 0.00015997 |  | 0.014184 |  | 0.019525 |  | 0.00037985 |  | 0.00098136 |  | 0.058793 |  | 8.4592e-07 |  | 0.14851 |  | 0.0044069
| 9.09e-07 |  | -0.00017226 |  | 6.002e-05 |  | -2.0419e-06 |  | 8.8208e-07 |  | -6.9698e-05 |  | 9.0109e-07 |  | 8.904e-05 |  | 0.00011173 |  | 6.5219e-05 |  | 0.00014305 |  | 0.00011611 |  | 0.013788 |  | 0.019751 |  | 5.6039e-05 |  | 0.00084081 |  | 0.055942 |  | 2.5381e-06 |  | 0.14783 |  | 0.0043864
| 9.09e-07 |  | -0.00017252 |  | 6.002e-05 |  | -3.1087e-05 |  | 0 |  | -3.5198e-05 |  | 9.2128e-07 |  | 5.4302e-05 |  | 0.00011806 |  | 0.00019246 |  | 0.00020064 |  | 7.4468e-05 |  | 0.013331 |  | 0.020278 |  | 0.00023247 |  | 0.00078021 |  | 0.053692 |  | 3.1019e-06 |  | 0.14723 |  | 0.0043155
| 2.7097e-05 |  | -8.3436e-05 |  | 4.8441e-05 |  | -3.5931e-05 |  | 1.9401e-06 |  | -6.1335e-06 |  | 1.0203e-06 |  | 7.2851e-05 |  | 6.4641e-05 |  | 1.4864e-05 |  | -8.7125e-05 |  | 2.7356e-05 |  | 0.012861 |  | 0.020558 |  | 0.00014776 |  | 0.0007609 |  | 0.052315 |  | 3.1021e-06 |  | 0.14672 |  | 0.0042324
| 2.7097e-05 |  | -0.00011296 |  | 4.8441e-05 |  | -3.7773e-07 |  | 1.9399e-06 |  | -1.8417e-05 |  | 1.1312e-06 |  | -3.238e-05 |  | 0.00021622 |  | -0.00038032 |  | -0.00010273 |  | 1.439e-05 |  | 0.01245 |  | 0.020824 |  | -3.0163e-05 |  | 0.00074318 |  | 0.051383 |  | 4.7941e-06 |  | 0.14616 |  | 0.0041497
| 8.3821e-05 |  | -0.00016351 |  | 5.4768e-05 |  | 1.6713e-06 |  | 0 |  | -3.801e-05 |  | 1.1657e-06 |  | -4.8568e-05 |  | 0.00024053 |  | -0.00027572 |  | -0.00014954 |  | 1.6697e-06 |  | 0.012099 |  | 0.021157 |  | 0.00030904 |  | 0.00087027 |  | 0.049357 |  | 3.1021e-06 |  | 0.14554 |  | 0.0040864