## M385LP1 Spectrum
M385LP1 Spectrum
|  | Wavelength (nm) | Normalized Intensity
|  | 199.9755 | 0
|  | 200.1769 | 0
|  | 200.3784 | 0
|  | 200.5799 | 0
Product Raw Data |  | 200.7814 | 0
UV (385 nm) Collimated High-Power LED, 1400 mA |  | 200.9829 | 0
|  | 201.1845 | 0
Item # | M385LP1-C1 M385LP1-C2 M385LP1-C4 M385LP1-C5 | 201.3861 | 0
|  | 201.5876 | 0
|  | 201.7893 | 0
|  | 201.9909 | 0
DISCLAIMER: The data presented here are typical. Slight variations in performance data will occur from lot to lot. Please contact Technical Support with any questions regarding the use or reliability of this data. |  | 202.1925 | 0
|  | 202.3942 | 0
|  | 202.5959 | 0
|  | 202.7976 | 0
|  | 202.9993 | 0
|  | 203.201 | 0
|  | 203.4028 | 0
Additional Information: |  | 203.6045 | 0
The M385LP1-C Collimated LEDs use an M385LP1 Mounted LED attached to a microscope-port-compatible collimation package. The spectrum shown here is for the bare (uncollimated) LED. |  | 203.8064 | 0
|  | 204.0082 | 0
|  | 204.21 | 0
|  | 204.4118 | 0
|  | 204.6137 | 0
|  | 204.8156 | 0
Due to variations in the manufacturing process and operating parameters such as temperature and current, the actual spectral output of any given LED will vary. Output plots are only intended to be used as a guideline. |  | 205.0175 | 0
|  | 205.2194 | 0
|  | 205.4214 | 0
|  | 205.6233 | 0
|  | 205.8253 | 0
|  | 206.0273 | 0
|  | 206.2293 | 0
|  | 206.4314 | 0
|  | 206.6334 | 0
|  | 206.8355 | 0
|  | 207.0376 | 0
|  | 207.2397 | 0
|  | 207.4418 | 0
|  | 207.644 | 0
|  | 207.8462 | 0
|  | 208.0483 | 0
|  | 208.2506 | 0
|  | 208.4528 | 0
|  | 208.655 | 0
|  | 208.8573 | 0
|  | 209.0596 | 0
|  | 209.2619 | 0
|  | 209.4642 | 0
|  | 209.6665 | 0
|  | 209.8689 | 0
|  | 210.0712 | 0
|  | 210.2736 | 0
|  | 210.476 | 0
|  | 210.6785 | 0
|  | 210.8809 | 0
|  | 211.0834 | 0
|  | 211.2859 | 0
|  | 211.4884 | 0
|  | 211.6909 | 0
|  | 211.8934 | 0
|  | 212.096 | 0
|  | 212.2986 | 0
|  | 212.5012 | 0
|  | 212.7038 | 0
|  | 212.9064 | 0
|  | 213.1091 | 0
|  | 213.3117 | 0
|  | 213.5144 | 0
|  | 213.7171 | 0
|  | 213.9199 | 0
|  | 214.1226 | 0
|  | 214.3254 | 0
|  | 214.5282 | 0
|  | 214.731 | 0
|  | 214.9338 | 0
|  | 215.1366 | 0
|  | 215.3395 | 0
|  | 215.5423 | 0
|  | 215.7452 | 0
|  | 215.9481 | 0
|  | 216.1511 | 0
|  | 216.354 | 0
|  | 216.557 | 0
|  | 216.76 | 0
|  | 216.963 | 0
|  | 217.166 | 0
|  | 217.369 | 0
|  | 217.5721 | 0
|  | 217.7752 | 0
|  | 217.9783 | 0
|  | 218.1814 | 0
|  | 218.3845 | 0
|  | 218.5877 | 0
|  | 218.7908 | 0
|  | 218.994 | 0
|  | 219.1972 | 0
|  | 219.4005 | 0
|  | 219.6037 | 0
|  | 219.807 | 0
|  | 220.0102 | 0
|  | 220.2135 | 0
|  | 220.4169 | 0
|  | 220.6202 | 0
|  | 220.8235 | 0
|  | 221.0269 | 0
|  | 221.2303 | 0
|  | 221.4337 | 0
|  | 221.6371 | 0
|  | 221.8406 | 0
|  | 222.044 | 0
|  | 222.2475 | 0
|  | 222.451 | 0
|  | 222.6546 | 0
|  | 222.8581 | 0
|  | 223.0616 | 0
|  | 223.2652 | 0
|  | 223.4688 | 0
|  | 223.6724 | 0
|  | 223.876 | 0
|  | 224.0797 | 0
|  | 224.2834 | 0
|  | 224.487 | 0
|  | 224.6908 | 0
|  | 224.8945 | 0
|  | 225.0982 | 0
|  | 225.302 | 0
|  | 225.5057 | 0
|  | 225.7095 | 0
|  | 225.9133 | 0
|  | 226.1172 | 0
|  | 226.321 | 0
|  | 226.5249 | 0
|  | 226.7288 | 0
|  | 226.9327 | 0
|  | 227.1366 | 0
|  | 227.3405 | 0
|  | 227.5445 | 0
|  | 227.7485 | 0
|  | 227.9525 | 0
|  | 228.1565 | 0
|  | 228.3605 | 0
|  | 228.5646 | 0
|  | 228.7686 | 0
|  | 228.9727 | 0
|  | 229.1768 | 0
|  | 229.381 | 0
|  | 229.5851 | 0
|  | 229.7893 | 0
|  | 229.9934 | 0
|  | 230.1976 | 0
|  | 230.4018 | 0
|  | 230.6061 | 0
|  | 230.8103 | 0
|  | 231.0146 | 0
|  | 231.2189 | 0
|  | 231.4232 | 0
|  | 231.6275 | 0
|  | 231.8318 | 0
|  | 232.0362 | 0
|  | 232.2406 | 0
|  | 232.445 | 0
|  | 232.6494 | 0
|  | 232.8538 | 0
|  | 233.0583 | 0
|  | 233.2627 | 0
|  | 233.4672 | 0
|  | 233.6717 | 0
|  | 233.8762 | 0
|  | 234.0808 | 0
|  | 234.2853 | 0
|  | 234.4899 | 0
|  | 234.6945 | 0
|  | 234.8991 | 0
|  | 235.1038 | 0
|  | 235.3084 | 0
|  | 235.5131 | 0
|  | 235.7178 | 0
|  | 235.9225 | 0
|  | 236.1272 | 0
|  | 236.3319 | 0
|  | 236.5367 | 0
|  | 236.7415 | 0
|  | 236.9463 | 0
|  | 237.1511 | 0
|  | 237.3559 | 0
|  | 237.5608 | 0
|  | 237.7656 | 0
|  | 237.9705 | 0
|  | 238.1754 | 0
|  | 238.3803 | 0
|  | 238.5853 | 0
|  | 238.7902 | 0
|  | 238.9952 | 0
|  | 239.2002 | 0
|  | 239.4052 | 0
|  | 239.6102 | 0
|  | 239.8153 | 0
|  | 240.0204 | 0
|  | 240.2254 | 0
|  | 240.4305 | 0
|  | 240.6356 | 0
|  | 240.8408 | 0
|  | 241.046 | 0
|  | 241.2511 | 0
|  | 241.4563 | 0
|  | 241.6615 | 0
|  | 241.8667 | 0
|  | 242.072 | 0
|  | 242.2773 | 0
|  | 242.4825 | 0
|  | 242.6878 | 0
|  | 242.8931 | 0
|  | 243.0985 | 0
|  | 243.3038 | 0
|  | 243.5092 | 0
|  | 243.7146 | 0
|  | 243.92 | 0
|  | 244.1254 | 0
|  | 244.3309 | 0
|  | 244.5363 | 0
|  | 244.7418 | 0
|  | 244.9473 | 0
|  | 245.1528 | 0
|  | 245.3584 | 0
|  | 245.5639 | 0
|  | 245.7695 | 0
|  | 245.9751 | 0
|  | 246.1807 | 0
|  | 246.3863 | 0
|  | 246.5919 | 0
|  | 246.7976 | 0
|  | 247.0033 | 0
|  | 247.2089 | 0
|  | 247.4147 | 0
|  | 247.6204 | 0
|  | 247.8261 | 0
|  | 248.0319 | 0
|  | 248.2377 | 0
|  | 248.4435 | 0
|  | 248.6493 | 0
|  | 248.8551 | 0
|  | 249.061 | 0
|  | 249.2669 | 0
|  | 249.4728 | 0
|  | 249.6787 | 0
|  | 249.8846 | 0
|  | 250.0905 | 0
|  | 250.2965 | 0
|  | 250.5025 | 0
|  | 250.7085 | 0
|  | 250.9145 | 0
|  | 251.1205 | 0
|  | 251.3266 | 0
|  | 251.5326 | 0
|  | 251.7387 | 0
|  | 251.9448 | 0
|  | 252.1509 | 0
|  | 252.3571 | 0
|  | 252.5633 | 0
|  | 252.7694 | 0
|  | 252.9756 | 0
|  | 253.1818 | 0
|  | 253.388 | 0
|  | 253.5943 | 0
|  | 253.8006 | 0
|  | 254.0068 | 0
|  | 254.2131 | 0
|  | 254.4195 | 0
|  | 254.6258 | 0
|  | 254.8321 | 0
|  | 255.0385 | 0
|  | 255.2449 | 0
|  | 255.4513 | 0
|  | 255.6577 | 0
|  | 255.8642 | 0
|  | 256.0706 | 0
|  | 256.2771 | 0
|  | 256.4836 | 0
|  | 256.6901 | 0
|  | 256.8966 | 0
|  | 257.1032 | 0
|  | 257.3098 | 0
|  | 257.5163 | 0
|  | 257.7229 | 0
|  | 257.9296 | 0
|  | 258.1362 | 0
|  | 258.3428 | 0
|  | 258.5495 | 0
|  | 258.7562 | 0
|  | 258.9629 | 0
|  | 259.1696 | 0
|  | 259.3764 | 0
|  | 259.5831 | 0
|  | 259.7899 | 0
|  | 259.9967 | 0
|  | 260.2035 | 0
|  | 260.4103 | 0
|  | 260.6172 | 0
|  | 260.8241 | 0
|  | 261.0309 | 0
|  | 261.2378 | 0
|  | 261.4448 | 0
|  | 261.6517 | 0
|  | 261.8586 | 0
|  | 262.0656 | 0
|  | 262.2726 | 0
|  | 262.4796 | 0
|  | 262.6866 | 0
|  | 262.8937 | 0
|  | 263.1007 | 0
|  | 263.3078 | 0
|  | 263.5149 | 0
|  | 263.722 | 0
|  | 263.9291 | 0
|  | 264.1363 | 0
|  | 264.3435 | 0
|  | 264.5506 | 0
|  | 264.7578 | 0
|  | 264.9651 | 0
|  | 265.1723 | 0
|  | 265.3795 | 0
|  | 265.5868 | 0
|  | 265.7941 | 0
|  | 266.0014 | 0
|  | 266.2087 | 0
|  | 266.416 | 0
|  | 266.6234 | 0
|  | 266.8308 | 0
|  | 267.0382 | 0
|  | 267.2456 | 0
|  | 267.453 | 0
|  | 267.6605 | 0
|  | 267.8679 | 0
|  | 268.0754 | 0
|  | 268.2829 | 0
|  | 268.4904 | 0
|  | 268.6979 | 0
|  | 268.9055 | 0
|  | 269.113 | 0
|  | 269.3206 | 0
|  | 269.5282 | 0
|  | 269.7359 | 0
|  | 269.9435 | 0
|  | 270.1511 | 0
|  | 270.3588 | 0
|  | 270.5665 | 0
|  | 270.7742 | 0
|  | 270.9819 | 0
|  | 271.1897 | 0
|  | 271.3974 | 0
|  | 271.6052 | 0
|  | 271.813 | 0
|  | 272.0208 | 0
|  | 272.2286 | 0
|  | 272.4365 | 0
|  | 272.6443 | 0
|  | 272.8522 | 0
|  | 273.0601 | 0
|  | 273.268 | 0
|  | 273.476 | 0
|  | 273.6839 | 0
|  | 273.8919 | 0
|  | 274.0999 | 0
|  | 274.3079 | 0
|  | 274.5159 | 0
|  | 274.7239 | 0
|  | 274.932 | 0
|  | 275.14 | 0
|  | 275.3481 | 0
|  | 275.5562 | 0
|  | 275.7644 | 0
|  | 275.9725 | 0
|  | 276.1807 | 0
|  | 276.3888 | 0
|  | 276.597 | 0
|  | 276.8052 | 0
|  | 277.0135 | 0
|  | 277.2217 | 0
|  | 277.43 | 0
|  | 277.6383 | 0
|  | 277.8465 | 0
|  | 278.0549 | 0
|  | 278.2632 | 0
|  | 278.4715 | 0
|  | 278.6799 | 0
|  | 278.8883 | 0
|  | 279.0967 | 0
|  | 279.3051 | 0
|  | 279.5135 | 0
|  | 279.722 | 0
|  | 279.9305 | 0
|  | 280.1389 | 0
|  | 280.3474 | 0
|  | 280.556 | 0
|  | 280.7645 | 0
|  | 280.9731 | 0
|  | 281.1816 | 0
|  | 281.3902 | 0
|  | 281.5988 | 0
|  | 281.8075 | 0
|  | 282.0161 | 0
|  | 282.2247 | 0
|  | 282.4334 | 0
|  | 282.6421 | 0
|  | 282.8508 | 0
|  | 283.0596 | 0
|  | 283.2683 | 0
|  | 283.4771 | 0
|  | 283.6858 | 0
|  | 283.8946 | 0
|  | 284.1035 | 0
|  | 284.3123 | 0
|  | 284.5211 | 0
|  | 284.73 | 0
|  | 284.9389 | 0
|  | 285.1478 | 0
|  | 285.3567 | 0
|  | 285.5656 | 0
|  | 285.7746 | 0
|  | 285.9835 | 0
|  | 286.1925 | 0
|  | 286.4015 | 0
|  | 286.6105 | 0
|  | 286.8196 | 0
|  | 287.0286 | 0
|  | 287.2377 | 0
|  | 287.4468 | 0
|  | 287.6559 | 0
|  | 287.865 | 0
|  | 288.0741 | 0
|  | 288.2833 | 0
|  | 288.4925 | 0
|  | 288.7017 | 0
|  | 288.9109 | 0
|  | 289.1201 | 0
|  | 289.3293 | 0
|  | 289.5386 | 0
|  | 289.7479 | 0
|  | 289.9572 | 0
|  | 290.1665 | 0
|  | 290.3758 | 0
|  | 290.5851 | 0
|  | 290.7945 | 0
|  | 291.0039 | 0
|  | 291.2133 | 0
|  | 291.4227 | 0
|  | 291.6321 | 0
|  | 291.8416 | 0
|  | 292.051 | 0
|  | 292.2605 | 0
|  | 292.47 | 0
|  | 292.6795 | 0
|  | 292.889 | 0
|  | 293.0986 | 0
|  | 293.3082 | 0
|  | 293.5177 | 0
|  | 293.7273 | 0
|  | 293.937 | 0
|  | 294.1466 | 0
|  | 294.3562 | 0
|  | 294.5659 | 0
|  | 294.7756 | 0
|  | 294.9853 | 0
|  | 295.195 | 0
|  | 295.4047 | 0
|  | 295.6145 | 0
|  | 295.8243 | 0
|  | 296.034 | 0
|  | 296.2438 | 0
|  | 296.4537 | 0
|  | 296.6635 | 0
|  | 296.8733 | 0
|  | 297.0832 | 0
|  | 297.2931 | 0
|  | 297.503 | 0
|  | 297.7129 | 0
|  | 297.9229 | 0
|  | 298.1328 | 0
|  | 298.3428 | 0
|  | 298.5528 | 0
|  | 298.7628 | 0
|  | 298.9728 | 0
|  | 299.1828 | 0
|  | 299.3929 | 0
|  | 299.603 | 0
|  | 299.8131 | 0
|  | 300.0232 | 0
|  | 300.2333 | 0
|  | 300.4434 | 0
|  | 300.6536 | 0
|  | 300.8638 | 0
|  | 301.074 | 0
|  | 301.2842 | 0
|  | 301.4944 | 0
|  | 301.7046 | 0
|  | 301.9149 | 0
|  | 302.1252 | 0
|  | 302.3354 | 0
|  | 302.5457 | 0
|  | 302.7561 | 0
|  | 302.9664 | 0
|  | 303.1768 | 0
|  | 303.3872 | 0
|  | 303.5976 | 0
|  | 303.808 | 0
|  | 304.0184 | 0
|  | 304.2288 | 0
|  | 304.4393 | 0
|  | 304.6498 | 0
|  | 304.8603 | 0
|  | 305.0708 | 0
|  | 305.2813 | 0
|  | 305.4918 | 0
|  | 305.7024 | 0
|  | 305.913 | 0
|  | 306.1236 | 0
|  | 306.3342 | 0
|  | 306.5448 | 0
|  | 306.7554 | 0
|  | 306.9661 | 0
|  | 307.1768 | 0
|  | 307.3875 | 0
|  | 307.5982 | 0
|  | 307.8089 | 0
|  | 308.0197 | 0
|  | 308.2304 | 0
|  | 308.4412 | 0
|  | 308.652 | 0
|  | 308.8628 | 0
|  | 309.0736 | 0
|  | 309.2845 | 0
|  | 309.4953 | 0
|  | 309.7062 | 0
|  | 309.9171 | 0
|  | 310.128 | 0
|  | 310.339 | 0
|  | 310.5499 | 0
|  | 310.7609 | 0
|  | 310.9718 | 0
|  | 311.1828 | 0
|  | 311.3938 | 0
|  | 311.6049 | 0
|  | 311.8159 | 0
|  | 312.027 | 0
|  | 312.238 | 0
|  | 312.4491 | 0
|  | 312.6603 | 0
|  | 312.8714 | 0
|  | 313.0825 | 0
|  | 313.2937 | 0
|  | 313.5049 | 0
|  | 313.7161 | 0
|  | 313.9273 | 0
|  | 314.1385 | 0
|  | 314.3497 | 0
|  | 314.561 | 0
|  | 314.7723 | 0
|  | 314.9836 | 0
|  | 315.1949 | 0
|  | 315.4062 | 0
|  | 315.6175 | 0
|  | 315.8289 | 0
|  | 316.0403 | 0
|  | 316.2517 | 0
|  | 316.4631 | 0
|  | 316.6745 | 0
|  | 316.886 | 0
|  | 317.0974 | 0
|  | 317.3089 | 0
|  | 317.5204 | 0
|  | 317.7319 | 0
|  | 317.9434 | 0
|  | 318.155 | 0
|  | 318.3665 | 0
|  | 318.5781 | 0
|  | 318.7897 | 0
|  | 319.0013 | 0
|  | 319.2129 | 0
|  | 319.4246 | 0
|  | 319.6362 | 0
|  | 319.8479 | 0
|  | 320.0596 | 0
|  | 320.2713 | 0
|  | 320.483 | 0
|  | 320.6948 | 0
|  | 320.9065 | 0
|  | 321.1183 | 0
|  | 321.3301 | 0
|  | 321.5419 | 0
|  | 321.7537 | 0
|  | 321.9655 | 0
|  | 322.1774 | 0
|  | 322.3893 | 0
|  | 322.6012 | 0
|  | 322.8131 | 0
|  | 323.025 | 0
|  | 323.2369 | 0
|  | 323.4489 | 0
|  | 323.6608 | 0
|  | 323.8728 | 0
|  | 324.0848 | 0
|  | 324.2969 | 0
|  | 324.5089 | 0
|  | 324.7209 | 4.9276e-05
|  | 324.933 | 0.00080398
|  | 325.1451 | -0.00023094
|  | 325.3572 | 0.00098288
|  | 325.5693 | -0.0004867
|  | 325.7815 | 0.0009059
|  | 325.9936 | -0.00017257
|  | 326.2058 | 0.00045137
|  | 326.418 | -0.00042692
|  | 326.6302 | 0.00095339
|  | 326.8424 | -0.00058888
|  | 327.0546 | 0.00040775
|  | 327.2668 | 3.3219e-05
|  | 327.4791 | 0.00124
|  | 327.6914 | -0.00116
|  | 327.9037 | 0.00101
|  | 328.116 | -0.00018232
|  | 328.3283 | 0.00026965
|  | 328.5407 | -0.00052442
|  | 328.753 | 0.00099571
|  | 328.9654 | -0.00028075
|  | 329.1778 | 0.00059993
|  | 329.3902 | -0.0004044
|  | 329.6027 | 0.00028883
|  | 329.8151 | -0.00079128
|  | 330.0276 | 0.00075176
|  | 330.24 | -0.00076883
|  | 330.4525 | 0.00115
|  | 330.665 | -0.00072058
|  | 330.8776 | 0.00064779
|  | 331.0901 | -0.00033469
|  | 331.3027 | 0.00089618
|  | 331.5152 | -0.00107
|  | 331.7278 | 0.00093256
|  | 331.9404 | 1.3429e-05
|  | 332.1531 | 0.00093817
|  | 332.3657 | -0.00062119
|  | 332.5784 | 0.00042596
|  | 332.791 | -0.00036197
|  | 333.0037 | 0.00063415
|  | 333.2164 | -0.00043118
|  | 333.4291 | 0.00072036
|  | 333.6419 | -0.00035502
|  | 333.8546 | 0.00070715
|  | 334.0674 | -0.00048058
|  | 334.2802 | 0.00043037
|  | 334.493 | 0.00010595
|  | 334.7058 | 0.0008008
|  | 334.9187 | -0.00045828
|  | 335.1315 | 0.00205
|  | 335.3444 | -1.7172e-05
|  | 335.5573 | 0.00033519
|  | 335.7702 | -0.00054566
|  | 335.9831 | 0.00044188
|  | 336.196 | -0.00044
|  | 336.409 | 0.00132
|  | 336.6219 | 1.708e-05
|  | 336.8349 | 0.00066763
|  | 337.0479 | -0.00030352
|  | 337.2609 | 0.00066393
|  | 337.4739 | 0.00028555
|  | 337.687 | 0.00105
|  | 337.9 | -0.00063543
|  | 338.1131 | 0.00047142
|  | 338.3262 | -0.00031667
|  | 338.5393 | 0.00118
|  | 338.7525 | -0.00010475
|  | 338.9656 | 0.00089011
|  | 339.1787 | -0.00115
|  | 339.3919 | 0.00047512
|  | 339.6051 | -0.00010311
|  | 339.8183 | 0.00046881
|  | 340.0315 | 0.00012194
|  | 340.2448 | 0.00108
|  | 340.458 | -0.00018526
|  | 340.6713 | 0.00060615
|  | 340.8846 | -0.00044046
|  | 341.0979 | 0.00052063
|  | 341.3112 | -0.00038032
|  | 341.5245 | 0.00073521
|  | 341.7379 | -0.00045055
|  | 341.9513 | 0.00105
|  | 342.1646 | -0.00013456
|  | 342.378 | 0.00114
|  | 342.5915 | -0.00058472
|  | 342.8049 | 0.00124
|  | 343.0183 | -0.00041553
|  | 343.2318 | 0.00123
|  | 343.4453 | -0.00025412
|  | 343.6588 | 0.00142
|  | 343.8723 | -0.00052977
|  | 344.0858 | 0.00059511
|  | 344.2994 | -0.0001563
|  | 344.5129 | 0.00060341
|  | 344.7265 | -0.00051446
|  | 344.9401 | 0.0008465
|  | 345.1537 | 0.00060735
|  | 345.3673 | 0.00158
|  | 345.581 | -0.00055682
|  | 345.7946 | 0.00070447
|  | 346.0083 | -0.00093029
|  | 346.222 | 0.00094883
|  | 346.4357 | -0.0001851
|  | 346.6494 | 0.00193
|  | 346.8632 | -0.00035643
|  | 347.0769 | 0.00134
|  | 347.2907 | -0.00012647
|  | 347.5045 | 0.00161
|  | 347.7183 | -0.0004494
|  | 347.9321 | 0.00053549
|  | 348.1459 | -0.00022793
|  | 348.3598 | 0.00134
|  | 348.5736 | -0.00061568
|  | 348.7875 | 0.00134
|  | 349.0014 | -0.00041489
|  | 349.2153 | 0.00089662
|  | 349.4292 | 8.4181e-05
|  | 349.6432 | 0.00126
|  | 349.8571 | 0.00015104
|  | 350.0711 | 0.00122
|  | 350.2851 | -0.0003358
|  | 350.4991 | 0.00088309
|  | 350.7131 | -0.00052948
|  | 350.9272 | 0.00084239
|  | 351.1412 | 0.00030263
|  | 351.3553 | 0.00104
|  | 351.5694 | -0.00010138
|  | 351.7835 | 0.00069187
|  | 351.9976 | -0.00026148
|  | 352.2117 | 0.0011
|  | 352.4259 | -0.00021995
|  | 352.64 | 0.00137
|  | 352.8542 | 0.00051068
|  | 353.0684 | 0.00181
|  | 353.2826 | -0.00033874
|  | 353.4969 | 0.00162
|  | 353.7111 | 0.00019126
|  | 353.9254 | 0.00073132
|  | 354.1397 | 1.9626e-05
|  | 354.354 | 0.00114
|  | 354.5683 | -0.0003047
|  | 354.7826 | 0.00052461
|  | 354.9969 | 0.0001044
|  | 355.2113 | 0.00145
|  | 355.4257 | -0.00042403
|  | 355.64 | 0.00071565
|  | 355.8544 | 0.00012165
|  | 356.0689 | 0.0023
|  | 356.2833 | 0.00033343
|  | 356.4978 | 0.00095828
|  | 356.7122 | 0.00036557
|  | 356.9267 | 0.00101
|  | 357.1412 | 0.00027625
|  | 357.3557 | 0.0015
|  | 357.5702 | -7.7946e-05
|  | 357.7848 | 0.00143
|  | 357.9994 | 0.00023866
|  | 358.2139 | 0.00076843
|  | 358.4285 | 0.00071127
|  | 358.6431 | 0.00255
|  | 358.8578 | 0.00055424
|  | 359.0724 | 0.00249
|  | 359.2871 | 0.00094617
|  | 359.5017 | 0.00201
|  | 359.7164 | 0.00057389
|  | 359.9311 | 0.00262
|  | 360.1458 | 0.00091096
|  | 360.3606 | 0.0021
|  | 360.5753 | 0.00129
|  | 360.7901 | 0.002
|  | 361.0049 | 0.00106
|  | 361.2197 | 0.00266
|  | 361.4345 | 0.00086207
|  | 361.6493 | 0.00266
|  | 361.8642 | 0.00155
|  | 362.079 | 0.00335
|  | 362.2939 | 0.00144
|  | 362.5088 | 0.00328
|  | 362.7237 | 0.0025
|  | 362.9386 | 0.00363
|  | 363.1536 | 0.00346
|  | 363.3685 | 0.00429
|  | 363.5835 | 0.00318
|  | 363.7985 | 0.00509
|  | 364.0135 | 0.00399
|  | 364.2285 | 0.00535
|  | 364.4435 | 0.00349
|  | 364.6586 | 0.00563
|  | 364.8736 | 0.00419
|  | 365.0887 | 0.00694
|  | 365.3038 | 0.00567
|  | 365.5189 | 0.00787
|  | 365.7341 | 0.00682
|  | 365.9492 | 0.00747
|  | 366.1644 | 0.00746
|  | 366.3795 | 0.00962
|  | 366.5947 | 0.00963
|  | 366.8099 | 0.01069
|  | 367.0251 | 0.0095
|  | 367.2404 | 0.01184
|  | 367.4556 | 0.01203
|  | 367.6709 | 0.01371
|  | 367.8862 | 0.01339
|  | 368.1015 | 0.01593
|  | 368.3168 | 0.01479
|  | 368.5321 | 0.01771
|  | 368.7475 | 0.01702
|  | 368.9629 | 0.01978
|  | 369.1782 | 0.02013
|  | 369.3936 | 0.02287
|  | 369.609 | 0.02347
|  | 369.8245 | 0.02547
|  | 370.0399 | 0.02595
|  | 370.2553 | 0.02876
|  | 370.4708 | 0.03001
|  | 370.6863 | 0.03183
|  | 370.9018 | 0.03271
|  | 371.1173 | 0.03635
|  | 371.3329 | 0.03748
|  | 371.5484 | 0.04144
|  | 371.764 | 0.04194
|  | 371.9795 | 0.04615
|  | 372.1951 | 0.0478
|  | 372.4107 | 0.05161
|  | 372.6264 | 0.05474
|  | 372.842 | 0.05913
|  | 373.0577 | 0.06201
|  | 373.2733 | 0.06566
|  | 373.489 | 0.07011
|  | 373.7047 | 0.07625
|  | 373.9204 | 0.07941
|  | 374.1362 | 0.08567
|  | 374.3519 | 0.09067
|  | 374.5677 | 0.0977
|  | 374.7835 | 0.10231
|  | 374.9993 | 0.10942
|  | 375.2151 | 0.11647
|  | 375.4309 | 0.12551
|  | 375.6467 | 0.13322
|  | 375.8626 | 0.1429
|  | 376.0785 | 0.15201
|  | 376.2944 | 0.16197
|  | 376.5103 | 0.17219
|  | 376.7262 | 0.18592
|  | 376.9421 | 0.1958
|  | 377.1581 | 0.2113
|  | 377.374 | 0.22462
|  | 377.59 | 0.2387
|  | 377.806 | 0.25769
|  | 378.022 | 0.27733
|  | 378.2381 | 0.28602
|  | 378.4541 | 0.29987
|  | 378.6702 | 0.31425
|  | 378.8862 | 0.33731
|  | 379.1023 | 0.36316
|  | 379.3184 | 0.39007
|  | 379.5345 | 0.4138
|  | 379.7507 | 0.44266
|  | 379.9668 | 0.47036
|  | 380.183 | 0.49872
|  | 380.3992 | 0.52823
|  | 380.6154 | 0.56235
|  | 380.8316 | 0.59784
|  | 381.0478 | 0.63303
|  | 381.264 | 0.63945
|  | 381.4803 | 0.64652
|  | 381.6966 | 0.68206
|  | 381.9129 | 0.71968
|  | 382.1292 | 0.74376
|  | 382.3455 | 0.75776
|  | 382.5618 | 0.75386
|  | 382.7782 | 0.79062
|  | 382.9946 | 0.78924
|  | 383.2109 | 0.81259
|  | 383.4273 | 0.82504
|  | 383.6437 | 0.86484
|  | 383.8602 | 0.87661
|  | 384.0766 | 0.91909
|  | 384.2931 | 0.92431
|  | 384.5095 | 0.9498
|  | 384.726 | 0.96275
|  | 384.9425 | 0.97565
|  | 385.159 | 0.97302
|  | 385.3756 | 0.98122
|  | 385.5921 | 0.9835
|  | 385.8087 | 1
|  | 386.0253 | 0.97474
|  | 386.2419 | 0.96404
|  | 386.4585 | 0.95028
|  | 386.6751 | 0.95182
|  | 386.8917 | 0.90473
|  | 387.1084 | 0.89528
|  | 387.3251 | 0.87746
|  | 387.5417 | 0.88786
|  | 387.7584 | 0.84508
|  | 387.9752 | 0.84459
|  | 388.1919 | 0.80972
|  | 388.4086 | 0.79674
|  | 388.6254 | 0.76801
|  | 388.8422 | 0.75664
|  | 389.059 | 0.7327
|  | 389.2758 | 0.73671
|  | 389.4926 | 0.71456
|  | 389.7094 | 0.71276
|  | 389.9263 | 0.68605
|  | 390.1432 | 0.66802
|  | 390.36 | 0.6435
|  | 390.5769 | 0.62757
|  | 390.7939 | 0.58523
|  | 391.0108 | 0.57641
|  | 391.2277 | 0.54002
|  | 391.4447 | 0.52696
|  | 391.6617 | 0.49963
|  | 391.8786 | 0.48918
|  | 392.0957 | 0.45996
|  | 392.3127 | 0.44603
|  | 392.5297 | 0.42299
|  | 392.7468 | 0.40419
|  | 392.9638 | 0.3828
|  | 393.1809 | 0.37167
|  | 393.398 | 0.35075
|  | 393.6151 | 0.34023
|  | 393.8322 | 0.32442
|  | 394.0494 | 0.31974
|  | 394.2665 | 0.30109
|  | 394.4837 | 0.29845
|  | 394.7009 | 0.28299
|  | 394.9181 | 0.27636
|  | 395.1353 | 0.26834
|  | 395.3525 | 0.26071
|  | 395.5698 | 0.24719
|  | 395.7871 | 0.23995
|  | 396.0043 | 0.23
|  | 396.2216 | 0.22816
|  | 396.4389 | 0.21503
|  | 396.6562 | 0.21298
|  | 396.8736 | 0.20477
|  | 397.0909 | 0.19883
|  | 397.3083 | 0.18591
|  | 397.5257 | 0.18872
|  | 397.7431 | 0.17753
|  | 397.9605 | 0.17206
|  | 398.1779 | 0.15631
|  | 398.3954 | 0.15926
|  | 398.6128 | 0.14534
|  | 398.8303 | 0.14631
|  | 399.0478 | 0.13559
|  | 399.2653 | 0.13857
|  | 399.4828 | 0.12597
|  | 399.7003 | 0.12597
|  | 399.9179 | 0.12056
|  | 400.1354 | 0.12137
|  | 400.353 | 0.11372
|  | 400.5706 | 0.11126
|  | 400.7882 | 0.1044
|  | 401.0058 | 0.10168
|  | 401.2235 | 0.09781
|  | 401.4411 | 0.09743
|  | 401.6588 | 0.08828
|  | 401.8765 | 0.08865
|  | 402.0942 | 0.08187
|  | 402.3119 | 0.08536
|  | 402.5296 | 0.07813
|  | 402.7474 | 0.07913
|  | 402.9651 | 0.07462
|  | 403.1829 | 0.07668
|  | 403.4007 | 0.0678
|  | 403.6185 | 0.06846
|  | 403.8363 | 0.06587
|  | 404.0541 | 0.06808
|  | 404.272 | 0.06166
|  | 404.4898 | 0.06162
|  | 404.7077 | 0.05572
|  | 404.9256 | 0.05784
|  | 405.1435 | 0.05476
|  | 405.3614 | 0.05422
|  | 405.5794 | 0.05081
|  | 405.7973 | 0.05339
|  | 406.0153 | 0.0478
|  | 406.2333 | 0.05243
|  | 406.4513 | 0.0455
|  | 406.6693 | 0.04621
|  | 406.8873 | 0.04364
|  | 407.1053 | 0.04389
|  | 407.3234 | 0.03895
|  | 407.5415 | 0.04252
|  | 407.7595 | 0.03674
|  | 407.9776 | 0.03755
|  | 408.1958 | 0.03502
|  | 408.4139 | 0.03289
|  | 408.632 | 0.03448
|  | 408.8502 | 0.03081
|  | 409.0684 | 0.03336
|  | 409.2865 | 0.02817
|  | 409.5048 | 0.03089
|  | 409.723 | 0.02588
|  | 409.9412 | 0.02951
|  | 410.1595 | 0.02508
|  | 410.3777 | 0.02823
|  | 410.596 | 0.02401
|  | 410.8143 | 0.0261
|  | 411.0326 | 0.02105
|  | 411.2509 | 0.02504
|  | 411.4692 | 0.02168
|  | 411.6876 | 0.02425
|  | 411.906 | 0.0194
|  | 412.1243 | 0.02275
|  | 412.3428 | 0.01755
|  | 412.5612 | 0.02044
|  | 412.7796 | 0.01646
|  | 412.998 | 0.02032
|  | 413.2165 | 0.01675
|  | 413.435 | 0.01922
|  | 413.6534 | 0.01462
|  | 413.8719 | 0.01848
|  | 414.0904 | 0.01561
|  | 414.309 | 0.01706
|  | 414.5275 | 0.01284
|  | 414.7461 | 0.0148
|  | 414.9647 | 0.01206
|  | 415.1832 | 0.01492
|  | 415.4018 | 0.01286
|  | 415.6205 | 0.01493
|  | 415.8391 | 0.01056
|  | 416.0577 | 0.01445
|  | 416.2764 | 0.01246
|  | 416.4951 | 0.01428
|  | 416.7138 | 0.01101
|  | 416.9325 | 0.01455
|  | 417.1512 | 0.00973
|  | 417.3699 | 0.01108
|  | 417.5887 | 0.0104
|  | 417.8074 | 0.0119
|  | 418.0262 | 0.0098
|  | 418.245 | 0.01127
|  | 418.4638 | 0.00777
|  | 418.6826 | 0.01191
|  | 418.9015 | 0.00746
|  | 419.1203 | 0.01028
|  | 419.3392 | 0.00809
|  | 419.5581 | 0.00968
|  | 419.777 | 0.00803
|  | 419.9959 | 0.00878
|  | 420.2148 | 0.00583
|  | 420.4337 | 0.00925
|  | 420.6527 | 0.00666
|  | 420.8717 | 0.00769
|  | 421.0907 | 0.00613
|  | 421.3097 | 0.0092
|  | 421.5287 | 0.00499
|  | 421.7477 | 0.0078
|  | 421.9667 | 0.00558
|  | 422.1858 | 0.00836
|  | 422.4049 | 0.00565
|  | 422.6239 | 0.00701
|  | 422.8431 | 0.0048
|  | 423.0622 | 0.00677
|  | 423.2813 | 0.00464
|  | 423.5004 | 0.0064
|  | 423.7196 | 0.00442
|  | 423.9388 | 0.00698
|  | 424.158 | 0.00368
|  | 424.3772 | 0.00709
|  | 424.5964 | 0.00412
|  | 424.8156 | 0.00685
|  | 425.0349 | 0.00375
|  | 425.2541 | 0.0072
|  | 425.4734 | 0.00323
|  | 425.6927 | 0.00674
|  | 425.912 | 0.00282
|  | 426.1313 | 0.00557
|  | 426.3506 | 0.00493
|  | 426.57 | 0.00639
|  | 426.7894 | 0.0035
|  | 427.0087 | 0.00497
|  | 427.2281 | 0.00278
|  | 427.4475 | 0.00554
|  | 427.6669 | 0.00303
|  | 427.8864 | 0.00523
|  | 428.1058 | 0.00285
|  | 428.3253 | 0.00541
|  | 428.5448 | 0.00203
|  | 428.7643 | 0.00484
|  | 428.9838 | 0.0027
|  | 429.2033 | 0.00605
|  | 429.4228 | 0.00354
|  | 429.6424 | 0.00496
|  | 429.8619 | 0.00118
|  | 430.0815 | 0.00523
|  | 430.3011 | 0.00141
|  | 430.5207 | 0.00526
|  | 430.7403 | 0.00288
|  | 430.96 | 0.00454
|  | 431.1796 | 0.00233
|  | 431.3993 | 0.00382
|  | 431.619 | 0.0017
|  | 431.8387 | 0.00427
|  | 432.0584 | 0.00157
|  | 432.2781 | 0.00491
|  | 432.4979 | 0.00269
|  | 432.7176 | 0.0051
|  | 432.9374 | 0.00236
|  | 433.1572 | 0.00414
|  | 433.377 | 0.00111
|  | 433.5968 | 0.00436
|  | 433.8166 | 0.00183
|  | 434.0364 | 0.00448
|  | 434.2563 | 0.00139
|  | 434.4762 | 0.00504
|  | 434.696 | 0.00072711
|  | 434.9159 | 0.00415
|  | 435.1358 | 0.00164
|  | 435.3558 | 0.00346
|  | 435.5757 | 0.00142
|  | 435.7957 | 0.00338
|  | 436.0156 | 0.00050926
|  | 436.2356 | 0.00403
|  | 436.4556 | 0.00105
|  | 436.6756 | 0.00343
|  | 436.8956 | 0.00141
|  | 437.1157 | 0.0034
|  | 437.3357 | 0.00163
|  | 437.5558 | 0.00458
|  | 437.7759 | 0.0013
|  | 437.996 | 0.00403
|  | 438.2161 | 0.00031559
|  | 438.4362 | 0.00267
|  | 438.6564 | 0.0022
|  | 438.8765 | 0.00378
|  | 439.0967 | 0.00246
|  | 439.3169 | 0.00285
|  | 439.5371 | 0.00195
|  | 439.7573 | 0.00242
|  | 439.9775 | 0.00147
|  | 440.1977 | 0.00361
|  | 440.418 | 0.00046042
|  | 440.6383 | 0.00377
|  | 440.8585 | 0.00075788
|  | 441.0788 | 0.00285
|  | 441.2991 | 0.00082603
|  | 441.5195 | 0.00296
|  | 441.7398 | 0.00116
|  | 441.9602 | 0.00331
|  | 442.1805 | 0.00035798
|  | 442.4009 | 0.00319
|  | 442.6213 | 0.00092724
|  | 442.8417 | 0.00302
|  | 443.0622 | 0.00076644
|  | 443.2826 | 0.00361
|  | 443.503 | 0.00063724
|  | 443.7235 | 0.00188
|  | 443.944 | -0.0002364
|  | 444.1645 | 0.00233
|  | 444.385 | 4.6583e-05
|  | 444.6055 | 0.00217
|  | 444.8261 | 0.00126
|  | 445.0466 | 0.00278
|  | 445.2672 | 0.00033511
|  | 445.4878 | 0.00233
|  | 445.7084 | 0.00084238
|  | 445.929 | 0.00346
|  | 446.1496 | 0.00060955
|  | 446.3702 | 0.00418
|  | 446.5909 | 0.00126
|  | 446.8116 | 0.0025
|  | 447.0322 | 0.00097406
|  | 447.2529 | 0.0021
|  | 447.4736 | 0.00026683
|  | 447.6944 | 0.00257
|  | 447.9151 | 0.00115
|  | 448.1359 | 0.002
|  | 448.3566 | 9.2831e-06
|  | 448.5774 | 0.00304
|  | 448.7982 | 0.00108
|  | 449.019 | 0.0037
|  | 449.2398 | 0.0004274
|  | 449.4606 | 0.00273
|  | 449.6815 | 0.00059282
|  | 449.9024 | 0.0028
|  | 450.1232 | 0.00175
|  | 450.3441 | 0.00331
|  | 450.565 | 0.00032322
|  | 450.786 | 0.00315
|  | 451.0069 | 0.00088337
|  | 451.2278 | 0.00342
|  | 451.4488 | 0.00067614
|  | 451.6698 | 0.00164
|  | 451.8908 | 3.4481e-05
|  | 452.1118 | 0.00304
|  | 452.3328 | 0.00029788
|  | 452.5538 | 0.00286
|  | 452.7749 | 0.00025411
|  | 452.9959 | 0.00252
|  | 453.217 | 0.00071001
|  | 453.4381 | 0.00275
|  | 453.6592 | 0.00103
|  | 453.8803 | 0.00273
|  | 454.1015 | 0.00031244
|  | 454.3226 | 0.0025
|  | 454.5438 | 0.00022243
|  | 454.7649 | 0.00317
|  | 454.9861 | 0.00052534
|  | 455.2073 | 0.00335
|  | 455.4285 | 0.00053626
|  | 455.6498 | 0.00248
|  | 455.871 | 0.00010819
|  | 456.0923 | 0.00151
|  | 456.3135 | -5.992e-05
|  | 456.5348 | 0.00302
|  | 456.7561 | 0.00020912
|  | 456.9774 | 0.00172
|  | 457.1988 | 0.00104
|  | 457.4201 | 0.0032
|  | 457.6415 | 0.00164
|  | 457.8628 | 0.00218
|  | 458.0842 | -0.00030385
|  | 458.3056 | 0.0015
|  | 458.527 | 0.00159
|  | 458.7484 | 0.00162
|  | 458.9699 | 0.00053126
|  | 459.1913 | 0.00349
|  | 459.4128 | 0.00084809
|  | 459.6343 | 0.00214
|  | 459.8558 | -1.8528e-05
|  | 460.0773 | 0.00206
|  | 460.2988 | 0.00102
|  | 460.5203 | 0.003
|  | 460.7419 | 0.00153
|  | 460.9635 | 0.00243
|  | 461.185 | 0.00069753
|  | 461.4066 | 0.00237
|  | 461.6282 | 0.00098146
|  | 461.8498 | 0.00202
|  | 462.0715 | 0.00063636
|  | 462.2931 | 0.00269
|  | 462.5148 | 0.00111
|  | 462.7364 | 0.00287
|  | 462.9581 | 0.00139
|  | 463.1798 | 0.00248
|  | 463.4016 | 0.00037169
|  | 463.6233 | 0.0018
|  | 463.845 | 0.00146
|  | 464.0668 | 0.00305
|  | 464.2886 | -0.00016129
|  | 464.5104 | 0.00184
|  | 464.7321 | 0.00244
|  | 464.954 | 0.00105
|  | 465.1758 | 0.00307
|  | 465.3976 | 0.00107
|  | 465.6195 | 0.00252
|  | 465.8413 | 0.00082052
|  | 466.0632 | 0.00241
|  | 466.2851 | 0.00114
|  | 466.507 | 0.00214
|  | 466.729 | 0.00113
|  | 466.9509 | 0.00267
|  | 467.1728 | 0.00137
|  | 467.3948 | 0.00227
|  | 467.6168 | 0.00017835
|  | 467.8388 | 0.00222
|  | 468.0608 | 0.00143
|  | 468.2828 | 0.00162
|  | 468.5048 | 0.00078866
|  | 468.7269 | 0.0022
|  | 468.949 | 0.00067708
|  | 469.171 | 0.0025
|  | 469.3931 | 0.00164
|  | 469.6152 | 0.00247
|  | 469.8373 | 0.00097205
|  | 470.0595 | 0.00251
|  | 470.2816 | 0.00098908
|  | 470.5038 | 0.00265
|  | 470.7259 | 0.00074043
|  | 470.9481 | 0.00184
|  | 471.1703 | 0.00062272
|  | 471.3925 | 0.00264
|  | 471.6148 | 0.00149
|  | 471.837 | 0.00239
|  | 472.0593 | 0.00055251
|  | 472.2815 | 0.00252
|  | 472.5038 | 0.00116
|  | 472.7261 | 0.00151
|  | 472.9484 | 0.00106
|  | 473.1707 | 0.00222
|  | 473.3931 | 0.00027513
|  | 473.6154 | 0.00192
|  | 473.8378 | 0.00080467
|  | 474.0601 | 0.00148
|  | 474.2825 | 0.00062857
|  | 474.5049 | 0.00236
|  | 474.7274 | 0.00079729
|  | 474.9498 | 0.00234
|  | 475.1722 | 0.00115
|  | 475.3947 | 0.0028
|  | 475.6172 | 0.00025794
|  | 475.8396 | 0.00266
|  | 476.0621 | 0.00155
|  | 476.2846 | 0.00218
|  | 476.5072 | 6.1893e-05
|  | 476.7297 | 0.00301
|  | 476.9523 | 0.00101
|  | 477.1748 | 0.00222
|  | 477.3974 | 0.00071805
|  | 477.62 | 0.00384
|  | 477.8426 | 0.00069788
|  | 478.0652 | 0.00239
|  | 478.2879 | 0.00043438
|  | 478.5105 | 0.00176
|  | 478.7332 | 0.00086029
|  | 478.9559 | 0.00202
|  | 479.1785 | 0.00105
|  | 479.4013 | 0.00266
|  | 479.624 | 0.00138
|  | 479.8467 | 0.00243
|  | 480.0695 | 0.00060618
|  | 480.2922 | 0.00259
|  | 480.515 | 0.00108
|  | 480.7378 | 0.00205
|  | 480.9606 | 0.00132
|  | 481.1834 | 0.00193
|  | 481.4062 | 0.00145
|  | 481.629 | 0.00192
|  | 481.8519 | 0.0011
|  | 482.0747 | 0.00241
|  | 482.2976 | 0.00142
|  | 482.5205 | 0.00211
|  | 482.7434 | 0.00090367
|  | 482.9663 | 0.00208
|  | 483.1893 | 0.00021629
|  | 483.4122 | 0.0019
|  | 483.6352 | 0.00104
|  | 483.8582 | 0.00252
|  | 484.0811 | 0.00045046
|  | 484.3041 | 0.00228
|  | 484.5272 | 0.00044162
|  | 484.7502 | 0.00232
|  | 484.9732 | 0.00104
|  | 485.1963 | 0.00181
|  | 485.4193 | 0.00034427
|  | 485.6424 | 0.00201
|  | 485.8655 | 0.00051363
|  | 486.0886 | 0.00306
|  | 486.3118 | -0.00019357
|  | 486.5349 | 0.00206
|  | 486.758 | 0.00028398
|  | 486.9812 | 0.00206
|  | 487.2044 | 0.00083628
|  | 487.4276 | 0.00194
|  | 487.6508 | 0.00107
|  | 487.874 | 0.00176
|  | 488.0972 | 0.00078128
|  | 488.3204 | 0.00237
|  | 488.5437 | 0.00063563
|  | 488.767 | 0.00203
|  | 488.9903 | 0.00079373
|  | 489.2135 | 0.00182
|  | 489.4368 | 0.00044825
|  | 489.6602 | 0.00217
|  | 489.8835 | 0.00054728
|  | 490.1069 | 0.00231
|  | 490.3302 | 0.00026911
|  | 490.5536 | 0.00259
|  | 490.777 | 0.00133
|  | 491.0004 | 0.00162
|  | 491.2238 | 0.00039057
|  | 491.4472 | 0.00165
|  | 491.6707 | 0.00024456
|  | 491.8941 | 0.00178
|  | 492.1176 | 0.00108
|  | 492.3411 | 0.00185
|  | 492.5646 | 0.00104
|  | 492.7881 | 0.00197
|  | 493.0116 | 0.00036623
|  | 493.2351 | 0.0017
|  | 493.4587 | 0.00038654
|  | 493.6823 | 0.0022
|  | 493.9058 | 0.00016084
|  | 494.1294 | 0.00158
|  | 494.353 | 0.00040254
|  | 494.5766 | 0.00248
|  | 494.8003 | 0.00039557
|  | 495.0239 | 0.00164
|  | 495.2476 | 0.00053476
|  | 495.4712 | 0.00229
|  | 495.6949 | 0.00045797
|  | 495.9186 | 0.00263
|  | 496.1423 | 0.00093285
|  | 496.366 | 0.00177
|  | 496.5898 | 0.0008424
|  | 496.8135 | 0.00171
|  | 497.0373 | 0.00047866
|  | 497.2611 | 0.00243
|  | 497.4848 | 0.00049939
|  | 497.7087 | 0.00156
|  | 497.9325 | 0.00042459
|  | 498.1563 | 0.00195
|  | 498.3801 | 0.00077417
|  | 498.604 | 0.0011
|  | 498.8279 | 0.00050425
|  | 499.0517 | 0.00199
|  | 499.2756 | 0.00091819
|  | 499.4995 | 0.00235
|  | 499.7235 | 0.00103
|  | 499.9474 | 0.00205
|  | 500.1713 | 0.00070111
|  | 500.3953 | 0.00125
|  | 500.6193 | 0.0006702
|  | 500.8433 | 0.00155
|  | 501.0673 | 0.00087784
|  | 501.2913 | 0.00197
|  | 501.5153 | 0.00031318
|  | 501.7393 | 0.00148
|  | 501.9634 | 0.00106
|  | 502.1875 | 0.00149
|  | 502.4115 | 0.00125
|  | 502.6356 | 0.00146
|  | 502.8597 | 0.00054461
|  | 503.0838 | 0.00145
|  | 503.308 | 0.00127
|  | 503.5321 | 0.00143
|  | 503.7563 | 0.00080841
|  | 503.9805 | 0.0014
|  | 504.2046 | 0.00087253
|  | 504.4288 | 0.00181
|  | 504.653 | 0.00072265
|  | 504.8773 | 0.0008215
|  | 505.1015 | 0.00068405
|  | 505.3258 | 0.00151
|  | 505.55 | 0.00052415
|  | 505.7743 | 0.00174
|  | 505.9986 | 0.00061635
|  | 506.2229 | 0.00133
|  | 506.4472 | 0.00060672
|  | 506.6715 | 0.00163
|  | 506.8958 | 0.0009817
|  | 507.1202 | 0.00168
|  | 507.3446 | 0.00076687
|  | 507.5689 | 0.00158
|  | 507.7933 | 0.0007772
|  | 508.0177 | 0.00225
|  | 508.2422 | 0.00084968
|  | 508.4666 | 0.00141
|  | 508.6911 | 0.00070519
|  | 508.9155 | 0.00113
|  | 509.14 | 0.00061403
|  | 509.3645 | 0.00173
|  | 509.589 | 0.00061609
|  | 509.8135 | 0.00113
|  | 510.038 | 8.0649e-05
|  | 510.2625 | 0.00217
|  | 510.4871 | 0.00012275
|  | 510.7116 | 0.00156
|  | 510.9362 | 0.00044826
|  | 511.1608 | 0.00236
|  | 511.3854 | 2.7576e-05
|  | 511.61 | 0.00171
|  | 511.8346 | 0.00046069
|  | 512.0593 | 0.00182
|  | 512.2839 | 0.00031347
|  | 512.5086 | 0.00154
|  | 512.7333 | 0.00046789
|  | 512.958 | 0.0017
|  | 513.1827 | 0.000958
|  | 513.4074 | 0.00143
|  | 513.6321 | 0.00083706
|  | 513.8569 | 0.00154
|  | 514.0816 | 0.0007787
|  | 514.3064 | 0.00103
|  | 514.5312 | 0.00056779
|  | 514.756 | 0.00127
|  | 514.9808 | 0.00028057
|  | 515.2056 | 0.00155
|  | 515.4304 | -9.8531e-05
|  | 515.6553 | 0.00124
|  | 515.8801 | 0.00080142
|  | 516.105 | 0.00157
|  | 516.3299 | 0.0004373
|  | 516.5548 | 0.00166
|  | 516.7797 | 0.00027893
|  | 517.0046 | 0.00172
|  | 517.2296 | 0.00030813
|  | 517.4545 | 0.00158
|  | 517.6795 | -2.7364e-05
|  | 517.9045 | 0.00131
|  | 518.1295 | 0.00033252
|  | 518.3545 | 0.00148
|  | 518.5795 | 0.00035519
|  | 518.8045 | 0.00152
|  | 519.0295 | 0.00072629
|  | 519.2546 | 0.002
|  | 519.4797 | 0.00040842
|  | 519.7047 | 0.00131
|  | 519.9298 | 0.00045338
|  | 520.1549 | 0.0012
|  | 520.38 | 0.00050161
|  | 520.6052 | 0.00153
|  | 520.8303 | 0.00013808
|  | 521.0555 | 0.00183
|  | 521.2807 | 0.00037166
|  | 521.5058 | 0.00128
|  | 521.731 | 0.00040746
|  | 521.9562 | 0.00013421
|  | 522.1815 | 0.00167
|  | 522.4067 | 0.00021128
|  | 522.6319 | 0.00182
|  | 522.8572 | 0.00048029
|  | 523.0825 | 0.00072314
|  | 523.3077 | 5.9314e-05
|  | 523.533 | 0.00135
|  | 523.7583 | 0.00055626
|  | 523.9837 | 0.00144
|  | 524.209 | 0.00035235
|  | 524.4344 | 0.00098083
|  | 524.6597 | 0.00083378
|  | 524.8851 | 0.00165
|  | 525.1105 | 1.6178e-05
|  | 525.3359 | 0.00117
|  | 525.5613 | 0.00040022
|  | 525.7867 | 0.00113
|  | 526.0122 | -2.5667e-06
|  | 526.2376 | 0.0008462
|  | 526.4631 | -0.00071759
|  | 526.6885 | 0.00093122
|  | 526.914 | 0.00039704
|  | 527.1395 | 0.00169
|  | 527.365 | 0.00055787
|  | 527.5906 | 0.00151
|  | 527.8161 | 0.00030282
|  | 528.0417 | 0.00146
|  | 528.2672 | 0.00051937
|  | 528.4928 | 0.00142
|  | 528.7184 | -0.00082637
|  | 528.944 | 0.00179
|  | 529.1696 | -0.00040484
|  | 529.3952 | 0.00066703
|  | 529.6209 | 0.00040251
|  | 529.8465 | 0.00062022
|  | 530.0722 | -0.00065399
|  | 530.2979 | 0.00155
|  | 530.5236 | 0.00021929
|  | 530.7493 | 0.00209
|  | 530.975 | 0.00051694
|  | 531.2007 | 0.00158
|  | 531.4264 | -0.00018867
|  | 531.6522 | 0.00124
|  | 531.878 | -0.00060602
|  | 532.1037 | 0.0011
|  | 532.3295 | 0.00012854
|  | 532.5553 | 0.00118
|  | 532.7812 | -0.00022927
|  | 533.007 | 0.00155
|  | 533.2328 | -0.00057667
|  | 533.4587 | 0.00094085
|  | 533.6845 | 0.00049739
|  | 533.9104 | 0.00142
|  | 534.1363 | -0.00024438
|  | 534.3622 | 0.00078604
|  | 534.5882 | -6.0596e-05
|  | 534.8141 | 0.00126
|  | 535.04 | -0.00032891
|  | 535.266 | 0.00104
|  | 535.4919 | 8.5875e-06
|  | 535.7179 | 0.00099979
|  | 535.9439 | 0.00029145
|  | 536.1699 | 0.00165
|  | 536.3959 | -0.00050097
|  | 536.622 | 0.0011
|  | 536.848 | 0.00058834
|  | 537.0741 | 0.00079382
|  | 537.3001 | -0.00046425
|  | 537.5262 | 0.00111
|  | 537.7523 | -0.00029171
|  | 537.9784 | 0.00114
|  | 538.2045 | 0.00052553
|  | 538.4307 | 0.00117
|  | 538.6568 | 0.00041102
|  | 538.883 | 0.00094828
|  | 539.1091 | 0.00069157
|  | 539.3353 | 0.00119
|  | 539.5615 | 0.00027042
|  | 539.7877 | 0.00159
|  | 540.0139 | 0.0002465
|  | 540.2402 | 0.00053878
|  | 540.4664 | 3.0588e-05
|  | 540.6927 | 0.00077704
|  | 540.9189 | 0.00010061
|  | 541.1452 | 0.00104
|  | 541.3715 | -0.00015707
|  | 541.5978 | 0.00138
|  | 541.8241 | 0.00023129
|  | 542.0505 | 0.00111
|  | 542.2768 | 0.00052103
|  | 542.5032 | 0.00105
|  | 542.7295 | -0.00021481
|  | 542.9559 | 0.00131
|  | 543.1823 | 0.00035769
|  | 543.4087 | 0.00131
|  | 543.6351 | 0.00027359
|  | 543.8616 | 0.00094412
|  | 544.088 | 2.9745e-05
|  | 544.3144 | 0.00134
|  | 544.5409 | 0.00072844
|  | 544.7674 | 0.00074258
|  | 544.9939 | -0.00011777
|  | 545.2204 | 0.00073998
|  | 545.4469 | 0.00048865
|  | 545.6734 | 0.0013
|  | 545.9 | 0.00044166
|  | 546.1265 | 0.00133
|  | 546.3531 | -0.00011604
|  | 546.5797 | 0.00067827
|  | 546.8063 | -1.0192e-05
|  | 547.0329 | 0.00065233
|  | 547.2595 | 0.00031885
|  | 547.4861 | 0.00061151
|  | 547.7128 | 0.0001736
|  | 547.9394 | 0.00102
|  | 548.1661 | -6.5076e-05
|  | 548.3928 | 0.00093954
|  | 548.6195 | 0.00015236
|  | 548.8461 | 0.00082758
|  | 549.0729 | 0.00015496
|  | 549.2996 | 0.00101
|  | 549.5263 | 0.00048336
|  | 549.7531 | 0.0008345
|  | 549.9799 | 0.0003187
|  | 550.2066 | 0.00081626
|  | 550.4334 | 0.00026506
|  | 550.6602 | 0.00129
|  | 550.887 | 0.00024247
|  | 551.1138 | 0.00056629
|  | 551.3407 | 0.00029813
|  | 551.5675 | 0.00060302
|  | 551.7944 | -0.00021285
|  | 552.0213 | 0.0007971
|  | 552.2482 | 0.00022847
|  | 552.4751 | 0.00067177
|  | 552.702 | 0.00025394
|  | 552.9289 | 0.00088667
|  | 553.1558 | 0.0004224
|  | 553.3828 | 0.001
|  | 553.6097 | 0.00054736
|  | 553.8367 | 0.00106
|  | 554.0637 | 0.00016418
|  | 554.2907 | 0.00088678
|  | 554.5177 | -0.00032784
|  | 554.7447 | 0.00099264
|  | 554.9718 | 7.4701e-05
|  | 555.1988 | 0.00079559
|  | 555.4259 | -0.00022372
|  | 555.6529 | 0.0006429
|  | 555.88 | 0.00041119
|  | 556.1071 | 0.00105
|  | 556.3342 | 8.6852e-05
|  | 556.5613 | 0.00076767
|  | 556.7885 | -0.00019614
|  | 557.0156 | 0.00088523
|  | 557.2428 | 0.00012994
|  | 557.4699 | 0.0008076
|  | 557.6971 | -0.00021779
|  | 557.9243 | 0.00095487
|  | 558.1515 | 0.00029442
|  | 558.3787 | 0.00066584
|  | 558.606 | 0.00012344
|  | 558.8332 | 0.00070909
|  | 559.0604 | 0.00068017
|  | 559.2877 | 0.00073882
|  | 559.515 | -0.00019346
|  | 559.7423 | 0.00069956
|  | 559.9696 | -8.922e-06
|  | 560.1969 | 0.00045091
|  | 560.4242 | -8.4599e-05
|  | 560.6516 | 0.00076608
|  | 560.8789 | -0.00013679
|  | 561.1063 | 0.00075536
|  | 561.3337 | -2.8889e-05
|  | 561.561 | 0.00090124
|  | 561.7884 | -7.0346e-05
|  | 562.0158 | 0.00059901
|  | 562.2433 | 0.00023488
|  | 562.4707 | 0.00045287
|  | 562.6982 | -0.00023372
|  | 562.9256 | 0.00063722
|  | 563.1531 | 1.0026e-05
|  | 563.3806 | 0.00123
|  | 563.6081 | 4.3801e-05
|  | 563.8356 | 0.00066596
|  | 564.0631 | 6.6364e-05
|  | 564.2906 | 0.00094923
|  | 564.5181 | -9.8472e-05
|  | 564.7457 | 0.00052788
|  | 564.9733 | 8.7907e-05
|  | 565.2009 | 0.00065445
|  | 565.4284 | 0.00043702
|  | 565.6561 | 0.00094298
|  | 565.8837 | 0.00015767
|  | 566.1113 | 0.00102
|  | 566.3389 | -0.00082011
|  | 566.5666 | 0.00078379
|  | 566.7943 | 2.9948e-05
|  | 567.0219 | 0.0007507
|  | 567.2496 | -8.3664e-05
|  | 567.4773 | 0.00087115
|  | 567.705 | -0.00054293
|  | 567.9328 | 0.00094445
|  | 568.1605 | -4.861e-05
|  | 568.3882 | 0.00099117
|  | 568.616 | -0.00015351
|  | 568.8438 | -8.2147e-05
|  | 569.0716 | 4.393e-05
|  | 569.2993 | 0.00042198
|  | 569.5272 | -0.00048869
|  | 569.755 | 0.00036343
|  | 569.9828 | 0.00010027
|  | 570.2106 | 0.0008876
|  | 570.4385 | -0.00016008
|  | 570.6664 | 0.00089698
|  | 570.8942 | -0.00018731
|  | 571.1221 | 0.00057595
|  | 571.35 | -0.00013007
|  | 571.5779 | 0.00047415
|  | 571.8059 | -0.00026625
|  | 572.0338 | 0.00030292
|  | 572.2618 | 7.5447e-05
|  | 572.4897 | 0.00056629
|  | 572.7177 | -0.00015845
|  | 572.9457 | 0.00074635
|  | 573.1737 | -9.3755e-05
|  | 573.4017 | 0.00043361
|  | 573.6297 | -0.00017136
|  | 573.8578 | 0.00092471
|  | 574.0858 | -3.3068e-05
|  | 574.3139 | 0.00045846
|  | 574.5419 | -0.00040203
|  | 574.77 | 0.00090263
|  | 574.9981 | -0.00039049
|  | 575.2262 | 0.00039288
|  | 575.4543 | -7.8012e-05
|  | 575.6825 | 0.00038301
|  | 575.9106 | -0.00025281
|  | 576.1387 | 0.00094859
|  | 576.3669 | -0.00019207
|  | 576.5951 | 0.00075504
|  | 576.8233 | -0.00039712
|  | 577.0515 | 0.00069279
|  | 577.2797 | -0.00055776
|  | 577.5079 | 0.00103
|  | 577.7361 | -0.00050146
|  | 577.9644 | 0.00095676
|  | 578.1927 | -0.00035155
|  | 578.4209 | 0.00075466
|  | 578.6492 | -0.00020748
|  | 578.8775 | 0.00087453
|  | 579.1058 | 1.6262e-05
|  | 579.3341 | 0.00075522
|  | 579.5625 | -0.00035324
|  | 579.7908 | 0.00071356
|  | 580.0192 | 0.00068317
|  | 580.2475 | -0.00037225
|  | 580.4759 | 0.00055152
|  | 580.7043 | -0.00051119
|  | 580.9327 | 0.00054184
|  | 581.1611 | -0.00011723
|  | 581.3895 | 0.00047571
|  | 581.618 | -6.0847e-05
|  | 581.8464 | 0.00069124
|  | 582.0749 | -0.00027406
|  | 582.3033 | 0.00043291
|  | 582.5318 | 0.00042729
|  | 582.7603 | 0.00057592
|  | 582.9888 | -0.00064594
|  | 583.2173 | 0.00101
|  | 583.4459 | -0.00043706
|  | 583.6744 | 0.00064769
|  | 583.903 | -6.3569e-05
|  | 584.1315 | 0.00066358
|  | 584.3601 | -0.0001307
|  | 584.5887 | 0.00087563
|  | 584.8173 | -0.00023672
|  | 585.0459 | 0.00077722
|  | 585.2745 | -0.00048717
|  | 585.5032 | 0.00060948
|  | 585.7318 | -0.00025208
|  | 585.9605 | 0.0006789
|  | 586.1891 | -0.00076381
|  | 586.4178 | 0.00072039
|  | 586.6465 | -0.00043563
|  | 586.8752 | 0.00075503
|  | 587.1039 | -0.00042423
|  | 587.3327 | 0.00061211
|  | 587.5614 | 0.00014062
|  | 587.7902 | 0.00051173
|  | 588.0189 | -0.0004281
|  | 588.2477 | 0.00044896
|  | 588.4765 | -0.00027912
|  | 588.7053 | 0.00051126
|  | 588.9341 | -0.00053027
|  | 589.1629 | 0.00048487
|  | 589.3918 | -4.4861e-05
|  | 589.6206 | 0.00053138
|  | 589.8495 | -2.5655e-05
|  | 590.0783 | 0.00074399
|  | 590.3072 | -0.00036739
|  | 590.5361 | 0.00062641
|  | 590.765 | -0.00027969
|  | 590.9939 | 0.00053076
|  | 591.2228 | -0.00050072
|  | 591.4518 | 0.00046366
|  | 591.6807 | -0.00041158
|  | 591.9097 | 0.0007148
|  | 592.1386 | -7.47e-05
|  | 592.3676 | 0.00033883
|  | 592.5966 | -9.4146e-05
|  | 592.8256 | 0.00073775
|  | 593.0547 | -0.00022565
|  | 593.2837 | 0.00066478
|  | 593.5127 | -0.00042169
|  | 593.7418 | 0.00094976
|  | 593.9708 | -0.00018104
|  | 594.1999 | 0.00057051
|  | 594.429 | -0.00028281
|  | 594.6581 | 0.00046659
|  | 594.8872 | -0.00037107
|  | 595.1163 | 0.00059479
|  | 595.3455 | -0.00012294
|  | 595.5746 | 0.00042581
|  | 595.8038 | -0.00024579
|  | 596.0329 | 0.00046365
|  | 596.2621 | -0.00018097
|  | 596.4913 | 0.00062464
|  | 596.7205 | -0.00031172
|  | 596.9497 | 0.00048934
|  | 597.179 | -0.00039749
|  | 597.4082 | 0.00023461
|  | 597.6374 | -0.00016644
|  | 597.8667 | 0.00053508
|  | 598.096 | -0.0002272
|  | 598.3253 | 0.00063033
|  | 598.5545 | 0.00011439
|  | 598.7839 | 0.00078139
|  | 599.0132 | 3.272e-05
|  | 599.2425 | 0.00036492
|  | 599.4719 | 3.4569e-05
|  | 599.7012 | 0.00052115
|  | 599.9306 | -0.00019295
|  | 600.1599 | 0.0005448
|  | 600.3893 | 8.2627e-05
|  | 600.6187 | 0.00073262
|  | 600.8481 | 0.00010557
|  | 601.0775 | 0.0005906
|  | 601.307 | -0.00015715
|  | 601.5364 | 0.00033938
|  | 601.7659 | -9.2954e-05
|  | 601.9953 | 0.00042047
|  | 602.2248 | -0.00035682
|  | 602.4543 | 0.00048333
|  | 602.6838 | -0.00020337
|  | 602.9133 | 0.0006635
|  | 603.1428 | -0.00018949
|  | 603.3724 | 0.00018212
|  | 603.6019 | -4.3168e-05
|  | 603.8315 | 0.00044869
|  | 604.0611 | -0.00019263
|  | 604.2906 | 0.00020493
|  | 604.5202 | -0.00018981
|  | 604.7498 | 0.00036471
|  | 604.9794 | -9.9201e-05
|  | 605.2091 | 0.00045737
|  | 605.4387 | -0.00022796
|  | 605.6684 | 0.000609
|  | 605.898 | -0.00018439
|  | 606.1277 | 0.00039854
|  | 606.3574 | -0.00032191
|  | 606.587 | 0.00043519
|  | 606.8167 | -0.00029947
|  | 607.0465 | 0.00063305
|  | 607.2762 | -0.00020383
|  | 607.5059 | 0.0005022
|  | 607.7357 | 7.346e-05
|  | 607.9655 | 0.00029325
|  | 608.1952 | 0.00015421
|  | 608.425 | 0.00065544
|  | 608.6548 | -0.00014875
|  | 608.8846 | 0.00053828
|  | 609.1144 | -4.006e-05
|  | 609.3442 | 0.00071388
|  | 609.5741 | -0.0003825
|  | 609.8039 | 0.0005737
|  | 610.0338 | -0.00071579
|  | 610.2637 | 8.2618e-05
|  | 610.4936 | -0.00030893
|  | 610.7235 | 0.00061493
|  | 610.9534 | -0.00043342
|  | 611.1833 | 0.00079935
|  | 611.4132 | -0.0002788
|  | 611.6431 | 0.00023255
|  | 611.8731 | -0.00043066
|  | 612.1031 | 0.00063493
|  | 612.333 | -0.00030646
|  | 612.563 | 0.00085627
|  | 612.793 | -0.00031403
|  | 613.023 | 0.00053326
|  | 613.2531 | -0.00043574
|  | 613.4831 | 0.00064444
|  | 613.7131 | -1.3358e-05
|  | 613.9432 | 5.5388e-05
|  | 614.1733 | -0.00019784
|  | 614.4033 | 0.00064201
|  | 614.6334 | -0.00036833
|  | 614.8635 | 0.00028347
|  | 615.0936 | -0.00033993
|  | 615.3237 | 0.00050998
|  | 615.5539 | -0.00056388
|  | 615.784 | 0.00058533
|  | 616.0142 | -0.00014426
|  | 616.2443 | 0.00013788
|  | 616.4745 | -0.00017107
|  | 616.7047 | 0.00065957
|  | 616.9349 | -0.00059406
|  | 617.1651 | 0.00016485
|  | 617.3953 | -0.00030464
|  | 617.6255 | 0.0006491
|  | 617.8558 | -0.00026876
|  | 618.0861 | 0.00038215
|  | 618.3163 | -0.00031554
|  | 618.5466 | 0.00074732
|  | 618.7769 | -0.00043979
|  | 619.0072 | 0.00074159
|  | 619.2375 | -0.00012318
|  | 619.4678 | 0.00052332
|  | 619.6981 | -0.00033791
|  | 619.9285 | 0.00015178
|  | 620.1588 | -0.00022517
|  | 620.3892 | 0.00034251
|  | 620.6196 | -0.00037889
|  | 620.85 | 0.00015822
|  | 621.0804 | -0.00040592
|  | 621.3108 | 0.00039953
|  | 621.5412 | -0.00034806
|  | 621.7716 | 0.00056893
|  | 622.0021 | -0.00069903
|  | 622.2325 | 0.00046213
|  | 622.463 | -0.0004548
|  | 622.6934 | 0.00054603
|  | 622.9239 | -0.00054862
|  | 623.1544 | 0.00075265
|  | 623.385 | -0.00044528
|  | 623.6155 | 0.00020662
|  | 623.846 | -0.00022121
|  | 624.0765 | 0.00030336
|  | 624.3071 | -0.00015028
|  | 624.5377 | 0.00061005
|  | 624.7682 | -0.00049099
|  | 624.9988 | 0.00046203
|  | 625.2294 | -0.00040854
|  | 625.46 | 0.00011477
|  | 625.6906 | -0.00022508
|  | 625.9213 | 0.00012832
|  | 626.1519 | -0.00019804
|  | 626.3826 | 0.00061499
|  | 626.6132 | -0.00041346
|  | 626.8439 | 0.00053132
|  | 627.0746 | -0.0005058
|  | 627.3053 | 0.00021248
|  | 627.536 | -0.000568
|  | 627.7667 | 0.00068705
|  | 627.9974 | -0.00067127
|  | 628.2282 | 9.9781e-05
|  | 628.4589 | -0.00012765
|  | 628.6897 | 6.5768e-05
|  | 628.9204 | -0.00028935
|  | 629.1512 | 0.00054329
|  | 629.382 | -0.00032721
|  | 629.6128 | -0.00016399
|  | 629.8437 | -0.00062746
|  | 630.0745 | 0.00063811
|  | 630.3053 | -0.00069173
|  | 630.5362 | 0.00028568
|  | 630.767 | -0.00038013
|  | 630.9979 | 0.00033645
|  | 631.2288 | -0.00078043
|  | 631.4597 | 0.00027955
|  | 631.6906 | -0.00056865
|  | 631.9215 | 0.00013636
|  | 632.1524 | -0.00035061
|  | 632.3833 | 0.00047186
|  | 632.6143 | -0.00053848
|  | 632.8452 | 0.00047897
|  | 633.0762 | -0.00053155
|  | 633.3072 | 0.00045521
|  | 633.5382 | -0.00027195
|  | 633.7692 | 0.00047085
|  | 634.0002 | -0.00028178
|  | 634.2312 | 0.00030126
|  | 634.4623 | -8.133e-05
|  | 634.6933 | 0.00070368
|  | 634.9244 | -0.00070454
|  | 635.1554 | 0.00064849
|  | 635.3865 | -0.00027033
|  | 635.6176 | 0.00074838
|  | 635.8487 | -0.00036693
|  | 636.0798 | 0.0003432
|  | 636.3109 | -0.00049292
|  | 636.542 | 0.00055377
|  | 636.7732 | -0.00025722
|  | 637.0043 | 0.00020291
|  | 637.2355 | -0.00070591
|  | 637.4667 | 0.0008028
|  | 637.6979 | -0.00051606
|  | 637.929 | 0.000716
|  | 638.1603 | -9.1201e-05
|  | 638.3915 | 0.00035626
|  | 638.6227 | -0.00053151
|  | 638.8539 | 7.6193e-05
|  | 639.0852 | 0.0004205
|  | 639.3164 | -0.00069294
|  | 639.5477 | 0.00048348
|  | 639.779 | -0.00070005
|  | 640.0103 | 0.00044618
|  | 640.2416 | -0.00052193
|  | 640.4729 | 0.00036683
|  | 640.7042 | -0.00082
|  | 640.9356 | 0.00061815
|  | 641.1669 | -0.00053392
|  | 641.3983 | 0.00056501
|  | 641.6296 | -0.00054385
|  | 641.861 | 0.0003439
|  | 642.0924 | -0.00043545
|  | 642.3238 | 0.00098009
|  | 642.5552 | -0.00054677
|  | 642.7866 | 0.00076036
|  | 643.0181 | -0.0006887
|  | 643.2495 | 1.15e-05
|  | 643.481 | -0.00089185
|  | 643.7124 | 0.00033098
|  | 643.9439 | -0.00055795
|  | 644.1754 | 0.0004978
|  | 644.4069 | -0.00069963
|  | 644.6384 | 0.00039903
|  | 644.8699 | -0.00054345
|  | 645.1014 | 0.0002603
|  | 645.3329 | -0.00065649
|  | 645.5645 | 0.00056574
|  | 645.7961 | -0.00070331
|  | 646.0276 | 2.3676e-05
|  | 646.2592 | -0.00063072
|  | 646.4908 | 0.00025588
|  | 646.7224 | -0.00051776
|  | 646.954 | 0.00029828
|  | 647.1856 | -0.00058697
|  | 647.4173 | 0.00046364
|  | 647.6489 | -8.7304e-05
|  | 647.8806 | 0.00058392
|  | 648.1122 | -0.000585
|  | 648.3439 | 0.00032732
|  | 648.5756 | -0.00062277
|  | 648.8073 | 0.00019912
|  | 649.039 | -0.00042784
|  | 649.2707 | 0.00030291
|  | 649.5024 | -0.00051051
|  | 649.7342 | 0.00079736
|  | 649.9659 | -0.00051385
|  | 650.1977 | 0.00015267
|  | 650.4295 | -0.00078741
|  | 650.6613 | 0.00043378
|  | 650.8931 | -0.00085058
|  | 651.1249 | 0.00033921
|  | 651.3567 | -0.00011707
|  | 651.5885 | 0.00071764
|  | 651.8203 | -0.00045525
|  | 652.0522 | 0.00065527
|  | 652.284 | -0.00059611
|  | 652.5159 | 0.00016284
|  | 652.7478 | -0.00080841
|  | 652.9796 | 0.00043886
|  | 653.2115 | -0.00066384
|  | 653.4435 | 0.00040473
|  | 653.6754 | -0.00051415
|  | 653.9073 | 0.00062253
|  | 654.1392 | -0.00084531
|  | 654.3712 | 0.00030063
|  | 654.6032 | -0.00098322
|  | 654.8351 | 0.00011458
|  | 655.0671 | -0.00115
|  | 655.2991 | 0.00037364
|  | 655.5311 | -0.00038476
|  | 655.7631 | 0.00041173
|  | 655.9951 | -0.00051023
|  | 656.2272 | -0.00025512
|  | 656.4592 | -0.00047899
|  | 656.6913 | -0.00016945
|  | 656.9233 | -0.00088454
|  | 657.1554 | 0.00022521
|  | 657.3875 | -0.00046308
|  | 657.6196 | 6.5853e-06
|  | 657.8517 | -0.00043926
|  | 658.0838 | 0.00048333
|  | 658.316 | -0.0005799
|  | 658.5481 | -0.00026387
|  | 658.7802 | -0.00071923
|  | 659.0124 | 0.00057066
|  | 659.2446 | -0.00087346
|  | 659.4767 | 0.00035482
|  | 659.7089 | -0.00010061
|  | 659.9411 | 0.00016333
|  | 660.1733 | -0.00033164
|  | 660.4056 | 0.00046391
|  | 660.6378 | -0.00030324
|  | 660.87 | 0.00051477
|  | 661.1023 | -0.00061701
|  | 661.3346 | 7.4098e-05
|  | 661.5668 | -0.00060168
|  | 661.7991 | 9.0127e-05
|  | 662.0314 | -0.00095409
|  | 662.2637 | 0.00043575
|  | 662.496 | -0.00073286
|  | 662.7283 | -0.0001715
|  | 662.9607 | -0.00063225
|  | 663.193 | 0.00051493
|  | 663.4254 | -0.00063811
|  | 663.6577 | -0.00012251
|  | 663.8901 | -0.00063006
|  | 664.1225 | -0.0001243
|  | 664.3549 | -0.00024639
|  | 664.5873 | 0.00032407
|  | 664.8197 | -0.000369
|  | 665.0522 | 0.00026702
|  | 665.2846 | -0.00028366
|  | 665.5171 | -2.1697e-05
|  | 665.7495 | -0.00022673
|  | 665.982 | 0.00044121
|  | 666.2145 | -0.0007787
|  | 666.447 | 0.00041746
|  | 666.6795 | -0.00038713
|  | 666.912 | 0.00024109
|  | 667.1445 | -0.00039488
|  | 667.377 | 0.00010658
|  | 667.6096 | -0.0009702
|  | 667.8421 | 0.00047078
|  | 668.0747 | -0.00041627
|  | 668.3072 | -0.00011467
|  | 668.5398 | -0.00064924
|  | 668.7724 | 0.00042201
|  | 669.005 | -0.0006246
|  | 669.2376 | 0.00023803
|  | 669.4703 | -0.00080933
|  | 669.7029 | 4.7436e-05
|  | 669.9355 | -0.0004448
|  | 670.1682 | 0.00015696
|  | 670.4009 | -0.00107
|  | 670.6335 | 0.00030538
|  | 670.8662 | -0.0003317
|  | 671.0989 | -1.5494e-05
|  | 671.3316 | -0.00067539
|  | 671.5643 | 0.00038695
|  | 671.7971 | -0.00032257
|  | 672.0298 | -0.00012324
|  | 672.2625 | -0.00048789
|  | 672.4953 | 0.00028476
|  | 672.7281 | -0.0005103
|  | 672.9608 | 0.00034465
|  | 673.1936 | -0.00066235
|  | 673.4264 | 9.5087e-05
|  | 673.6592 | -0.00084322
|  | 673.8921 | -0.00012624
|  | 674.1249 | -0.00078437
|  | 674.3577 | 0.00042005
|  | 674.5906 | -0.0003296
|  | 674.8234 | 0.00049497
|  | 675.0563 | -0.00018575
|  | 675.2892 | 0.00029772
|  | 675.5221 | -0.0005524
|  | 675.755 | 0.0004914
|  | 675.9879 | -0.00034117
|  | 676.2208 | 0.00038015
|  | 676.4537 | -0.00065172
|  | 676.6866 | 0.00021428
|  | 676.9196 | -0.00092411
|  | 677.1526 | 0.00024474
|  | 677.3855 | -0.00070231
|  | 677.6185 | 0.00013918
|  | 677.8515 | -0.00097435
|  | 678.0845 | 0.00044217
|  | 678.3175 | -0.00010642
|  | 678.5505 | 8.9639e-06
|  | 678.7835 | -0.00055365
|  | 679.0166 | 0.000105
|  | 679.2496 | -0.00046774
|  | 679.4827 | 0.00035113
|  | 679.7158 | -0.00053487
|  | 679.9488 | 0.00059725
|  | 680.1819 | -0.00054354
|  | 680.415 | 0.00010526
|  | 680.6481 | -0.00062934
|  | 680.8813 | 0.00010204
|  | 681.1144 | -0.00081496
|  | 681.3475 | 0.00016385
|  | 681.5807 | -0.00048559
|  | 681.8138 | 0.00027809
|  | 682.047 | -0.00039308
|  | 682.2802 | 0.00026939
|  | 682.5134 | -0.00093513
|  | 682.7466 | 0.00036146
|  | 682.9798 | -0.00062779
|  | 683.213 | 0.00010375
|  | 683.4462 | -0.00061689
|  | 683.6795 | 0.0003131
|  | 683.9127 | -0.0006111
|  | 684.146 | 0.00024735
|  | 684.3793 | -0.00083044
|  | 684.6125 | 0.00024002
|  | 684.8458 | -0.00072147
|  | 685.0791 | 0.00016016
|  | 685.3124 | -0.00083825
|  | 685.5458 | 0.00051875
|  | 685.7791 | -0.00117
|  | 686.0124 | 0.0001995
|  | 686.2458 | -0.00105
|  | 686.4791 | -5.925e-05
|  | 686.7125 | -0.000549
|  | 686.9459 | 0.00034932
|  | 687.1793 | -0.00032058
|  | 687.4127 | 0.00023429
|  | 687.6461 | -0.00053232
|  | 687.8795 | -0.00042792
|  | 688.1129 | -0.00084883
|  | 688.3464 | 0.00016531
|  | 688.5798 | -0.00059543
|  | 688.8133 | 0.00035605
|  | 689.0467 | -0.00052602
|  | 689.2802 | 0.00012909
|  | 689.5137 | -0.00063279
|  | 689.7472 | -4.8609e-05
|  | 689.9807 | -0.00135
|  | 690.2142 | 4.1899e-06
|  | 690.4478 | -0.00091038
|  | 690.6813 | 0.00028551
|  | 690.9149 | -0.00095074
|  | 691.1484 | -0.00014466
|  | 691.382 | -0.00126
|  | 691.6156 | 0.00043277
|  | 691.8492 | -0.00087851
|  | 692.0827 | 7.1641e-05
|  | 692.3164 | -0.00079753
|  | 692.55 | 0.00051514
|  | 692.7836 | -0.00118
|  | 693.0172 | 0.00090312
|  | 693.2509 | -0.00092452
|  | 693.4845 | 0.00037678
|  | 693.7182 | -0.00079403
|  | 693.9519 | 0.00028876
|  | 694.1856 | -0.00074541
|  | 694.4193 | 0.00018354
|  | 694.653 | -0.00068267
|  | 694.8867 | -2.4637e-05
|  | 695.1204 | -0.00085847
|  | 695.3541 | -0.00019576
|  | 695.5879 | -0.00101
|  | 695.8216 | 0.00013555
|  | 696.0554 | -0.00114
|  | 696.2892 | 0.00020339
|  | 696.523 | -0.00054799
|  | 696.7568 | -4.7224e-06
|  | 696.9905 | -0.00063645
|  | 697.2244 | -0.00022414
|  | 697.4582 | -0.00036346
|  | 697.692 | -0.00018841
|  | 697.9259 | -0.00114
|  | 698.1597 | 0.00048852
|  | 698.3936 | 9.1422e-05
|  | 698.6274 | -0.00098001
|  | 698.8613 | 0.00036227
|  | 699.0952 | -0.00046958
|  | 699.3291 | 0.00018722
|  | 699.563 | -0.001
|  | 699.7969 | 0.00016458
|  | 700.0309 | -0.00048925
|  | 700.2648 | 0.00044703
|  | 700.4988 | -0.00132
|  | 700.7327 | -0.00019525
|  | 700.9667 | -0.00070646
|  | 701.2007 | 0.00023796
|  | 701.4347 | -0.00047697
|  | 701.6686 | 0.00015531
|  | 701.9027 | -0.00071446
|  | 702.1367 | 0.0004508
|  | 702.3707 | -0.0009145
|  | 702.6047 | 0.00059169
|  | 702.8388 | -0.00053011
|  | 703.0728 | 0.00057527
|  | 703.3069 | -0.00174
|  | 703.541 | 0.00066711
|  | 703.7751 | -0.0007159
|  | 704.0091 | -0.00028952
|  | 704.2433 | -0.00118
|  | 704.4774 | 0.00015288
|  | 704.7115 | -0.0011
|  | 704.9456 | 9.6233e-05
|  | 705.1798 | -0.00175
|  | 705.4139 | -0.00033618
|  | 705.6481 | -0.00125
|  | 705.8822 | 0.00016722
|  | 706.1164 | -0.001
|  | 706.3506 | 0.00062752
|  | 706.5848 | -0.00083393
|  | 706.819 | 0.00047995
|  | 707.0533 | -0.00126
|  | 707.2875 | 0.00043593
|  | 707.5217 | -0.00043694
|  | 707.756 | 0.00013329
|  | 707.9902 | -0.00117
|  | 708.2245 | -0.00025692
|  | 708.4588 | -0.00138
|  | 708.693 | 0.00012143
|  | 708.9273 | -0.00119
|  | 709.1617 | -0.00011247
|  | 709.396 | -0.00118
|  | 709.6303 | -8.5826e-05
|  | 709.8646 | -0.00039341
|  | 710.099 | 0.00065272
|  | 710.3333 | -0.00144
|  | 710.5677 | 0.00015768
|  | 710.8021 | -0.00083608
|  | 711.0364 | 6.4877e-05
|  | 711.2708 | -0.00104
|  | 711.5052 | 4.4872e-06
|  | 711.7396 | -0.00066359
|  | 711.9741 | 0.00036601
|  | 712.2085 | -0.00059165
|  | 712.4429 | 4.0698e-06
|  | 712.6774 | -0.00077499
|  | 712.9118 | -0.00026669
|  | 713.1463 | -0.0011
|  | 713.3808 | 0.00031922
|  | 713.6152 | -0.00108
|  | 713.8497 | 0.0007016
|  | 714.0842 | -0.00123
|  | 714.3188 | 0.00030923
|  | 714.5533 | -0.00078973
|  | 714.7878 | 5.6429e-05
|  | 715.0224 | -0.00098918
|  | 715.2569 | 0.00116
|  | 715.4915 | -0.00079363
|  | 715.726 | 0.00053819
|  | 715.9606 | -0.00057216
|  | 716.1952 | 1.7325e-05
|  | 716.4298 | -0.00067979
|  | 716.6644 | -9.1107e-06
|  | 716.899 | -0.00111
|  | 717.1337 | 0.00047611
|  | 717.3683 | -0.00028781
|  | 717.6029 | -0.00020448
|  | 717.8376 | -0.00094749
|  | 718.0723 | 0.00010255
|  | 718.307 | -0.00058384
|  | 718.5416 | 3.0242e-05
|  | 718.7763 | -0.00098431
|  | 719.011 | 0.00026435
|  | 719.2457 | -0.00097498
|  | 719.4805 | 8.4539e-05
|  | 719.7152 | -0.00082076
|  | 719.9499 | 0.00033474
|  | 720.1847 | -0.00115
|  | 720.4194 | 0.0001817
|  | 720.6542 | -0.00070032
|  | 720.889 | 0.00038862
|  | 721.1238 | -0.0006509
|  | 721.3586 | -0.00014069
|  | 721.5934 | -0.00057965
|  | 721.8282 | -9.6897e-05
|  | 722.063 | -0.00064824
|  | 722.2979 | -0.00019517
|  | 722.5327 | -0.00059388
|  | 722.7675 | -3.7056e-05
|  | 723.0024 | -0.0013
|  | 723.2373 | -8.7945e-05
|  | 723.4722 | -0.00088675
|  | 723.707 | 0.00040747
|  | 723.9419 | -0.00087207
|  | 724.1768 | -0.00042796
|  | 724.4118 | -0.00101
|  | 724.6467 | 0.00038731
|  | 724.8816 | -0.00065772
|  | 725.1166 | 0.00019272
|  | 725.3515 | -0.00076015
|  | 725.5865 | 0.00010485
|  | 725.8215 | -0.00071686
|  | 726.0565 | 0.00032392
|  | 726.2914 | -0.0013
|  | 726.5264 | 0.00024137
|  | 726.7614 | -0.00022897
|  | 726.9965 | 0.00028182
|  | 727.2315 | -0.0007016
|  | 727.4665 | -0.00023672
|  | 727.7016 | -0.00076987
|  | 727.9366 | 0.00032472
|  | 728.1717 | -0.00058406
|  | 728.4068 | 0.00049679
|  | 728.6419 | -0.00073178
|  | 728.877 | 0.00016333
|  | 729.1121 | -0.00111
|  | 729.3472 | 0.00049989
|  | 729.5823 | -0.00073053
|  | 729.8174 | -0.00018699
|  | 730.0526 | -0.00135
|  | 730.2877 | 0.00042461
|  | 730.5229 | -0.00044009
|  | 730.758 | 0.00030762
|  | 730.9932 | -0.00052202
|  | 731.2284 | 0.00013857
|  | 731.4636 | -0.0004237
|  | 731.6988 | 0.00036711
|  | 731.934 | -0.00088647
|  | 732.1692 | 0.00057616
|  | 732.4045 | -0.00097594
|  | 732.6397 | -7.6821e-05
|  | 732.875 | -0.00108
|  | 733.1102 | 0.00011417
|  | 733.3455 | -0.0008623
|  | 733.5807 | 0.00026762
|  | 733.816 | -0.00059409
|  | 734.0513 | 7.1678e-05
|  | 734.2866 | -0.00092464
|  | 734.5219 | 0.00035753
|  | 734.7573 | -0.00054353
|  | 734.9926 | -0.0001966
|  | 735.2279 | 9.2617e-06
|  | 735.4633 | -0.00020765
|  | 735.6987 | -0.00076175
|  | 735.934 | -7.5628e-05
|  | 736.1694 | -0.00123
|  | 736.4048 | 0.00023171
|  | 736.6402 | -0.00084701
|  | 736.8756 | 2.0605e-05
|  | 737.111 | -0.00104
|  | 737.3464 | 9.3499e-05
|  | 737.5819 | -0.00094343
|  | 737.8173 | -0.00013853
|  | 738.0527 | -0.00103
|  | 738.2882 | 7.171e-05
|  | 738.5237 | -0.00063832
|  | 738.7591 | 0.00026986
|  | 738.9946 | -0.00098787
|  | 739.2301 | 3.8663e-05
|  | 739.4656 | -0.0006349
|  | 739.7011 | 5.3618e-05
|  | 739.9367 | -0.000268
|  | 740.1722 | -0.00038332
|  | 740.4077 | -0.00036937
|  | 740.6433 | 0.00024521
|  | 740.8788 | -0.00073247
|  | 741.1144 | 0.00032433
|  | 741.35 | -0.00106
|  | 741.5856 | 0.00049022
|  | 741.8212 | -0.00067121
|  | 742.0568 | 0.00020948
|  | 742.2924 | -0.00065033
|  | 742.528 | -0.00011285
|  | 742.7636 | -0.0013
|  | 742.9993 | -0.00013625
|  | 743.2349 | -0.00054558
|  | 743.4706 | 0.00011169
|  | 743.7062 | -0.0009659
|  | 743.9419 | 7.7315e-05
|  | 744.1776 | -0.00087442
|  | 744.4133 | 0.00015375
|  | 744.649 | -0.00098607
|  | 744.8847 | 2.1882e-05
|  | 745.1204 | -0.00118
|  | 745.3561 | -5.301e-05
|  | 745.5919 | -0.00067248
|  | 745.8276 | 0.00044707
|  | 746.0634 | -0.00080148
|  | 746.2992 | 0.00040157
|  | 746.5349 | -0.0007873
|  | 746.7707 | 2.5122e-05
|  | 747.0065 | -0.00074161
|  | 747.2423 | 0.0003359
|  | 747.4781 | -0.00054523
|  | 747.7139 | -0.00017873
|  | 747.9497 | -0.00097066
|  | 748.1856 | 0.00064785
|  | 748.4214 | -0.0008492
|  | 748.6573 | 0.00031551
|  | 748.8931 | -0.00062571
|  | 749.129 | 0.00038081
|  | 749.3649 | -0.00043762
|  | 749.6008 | -0.00041685
|  | 749.8367 | -0.00070556
|  | 750.0726 | 0.00036973
|  | 750.3085 | -0.00099451
|  | 750.5444 | 3.4976e-05
|  | 750.7804 | -0.00052719
|  | 751.0163 | -3.1618e-05
|  | 751.2523 | -0.00083229
|  | 751.4882 | -0.00015919
|  | 751.7242 | -0.00090005
|  | 751.9602 | 0.00012466
|  | 752.1961 | -0.00112
|  | 752.4321 | 0.0005533
|  | 752.6681 | -0.00123
|  | 752.9042 | 0.00030786
|  | 753.1402 | -0.00108
|  | 753.3762 | 2.5641e-05
|  | 753.6123 | -0.0014
|  | 753.8483 | 0.00033729
|  | 754.0843 | -0.00060964
|  | 754.3204 | 0.00036339
|  | 754.5565 | -0.0005773
|  | 754.7926 | -0.0001853
|  | 755.0287 | -0.00095395
|  | 755.2648 | 0.00019057
|  | 755.5009 | -0.00070201
|  | 755.737 | 0.00019881
|  | 755.9731 | -0.00107
|  | 756.2092 | 0.0004452
|  | 756.4454 | -0.0011
|  | 756.6816 | 0.0001859
|  | 756.9177 | -0.00060348
|  | 757.1539 | 4.4505e-05
|  | 757.3901 | -0.00093683
|  | 757.6263 | 0.00024722
|  | 757.8624 | -0.00070342
|  | 758.0987 | 0.00025108
|  | 758.3349 | -0.00090388
|  | 758.5711 | -0.00073317
|  | 758.8073 | 0.00063969
|  | 759.0436 | -0.00108
|  | 759.2798 | 0.00012408
|  | 759.5161 | -0.00031298
|  | 759.7523 | -0.00027998
|  | 759.9886 | -0.00122
|  | 760.2249 | -0.00039721
|  | 760.4612 | -0.00088058
|  | 760.6975 | 0.00056923
|  | 760.9338 | -0.00046707
|  | 761.1701 | 0.00011336
|  | 761.4064 | -0.00049527
|  | 761.6428 | 0.00049091
|  | 761.8791 | -0.00072164
|  | 762.1155 | 0.0003783
|  | 762.3518 | -0.00056751
|  | 762.5882 | 0.00057153
|  | 762.8246 | -0.00118
|  | 763.061 | 0.00032826
|  | 763.2974 | -0.00147
|  | 763.5338 | 0.00024733
|  | 763.7702 | -0.00141
|  | 764.0066 | 3.4684e-05
|  | 764.243 | -0.0012
|  | 764.4795 | 2.2024e-05
|  | 764.7159 | -0.00097867
|  | 764.9524 | 0.00053544
|  | 765.1889 | -0.00119
|  | 765.4253 | 5.7508e-05
|  | 765.6618 | -0.00057884
|  | 765.8983 | 0.00023169
|  | 766.1348 | -0.00109
|  | 766.3713 | 0.0002531
|  | 766.6078 | -0.00072914
|  | 766.8443 | -0.0001549
|  | 767.0809 | -0.00113
|  | 767.3174 | 0.00011918
|  | 767.554 | -0.00047879
|  | 767.7905 | 0.00048609
|  | 768.0271 | -0.0016
|  | 768.2637 | 0.00041526
|  | 768.5003 | -0.00114
|  | 768.7369 | -0.00042104
|  | 768.9735 | -0.0004212
|  | 769.2101 | 0.00076863
|  | 769.4467 | -0.00046951
|  | 769.6833 | 0.0002614
|  | 769.9199 | -0.00044205
|  | 770.1566 | -5.3671e-05
|  | 770.3932 | -0.00197
|  | 770.6299 | -6.1205e-05
|  | 770.8666 | -0.00112
|  | 771.1033 | 8.0084e-05
|  | 771.34 | -0.00077028
|  | 771.5766 | 0.00012073
|  | 771.8134 | -0.00082334
|  | 772.0501 | 0.00021983
|  | 772.2868 | -0.00096568
|  | 772.5235 | -5.9872e-05
|  | 772.7603 | -0.0015
|  | 772.997 | -0.00020169
|  | 773.2337 | -0.00096729
|  | 773.4705 | -0.0001158
|  | 773.7073 | -0.00080698
|  | 773.9441 | -0.00032054
|  | 774.1809 | -0.00197
|  | 774.4176 | 0.00068184
|  | 774.6545 | -0.00076591
|  | 774.8913 | 0.00049286
|  | 775.1281 | -0.00117
|  | 775.3649 | 0.00016401
|  | 775.6018 | -0.0013
|  | 775.8386 | -0.00024977
|  | 776.0755 | -0.00084825
|  | 776.3123 | 0.00011505
|  | 776.5492 | -0.00125
|  | 776.7861 | 0.00034533
|  | 777.023 | -0.00092539
|  | 777.2599 | 0.00071265
|  | 777.4968 | -0.00098189
|  | 777.7337 | -0.00024881
|  | 777.9706 | -0.00052846
|  | 778.2076 | 0.00033819
|  | 778.4445 | -0.00057682
|  | 778.6815 | 0.00016035
|  | 778.9184 | -0.00076481
|  | 779.1554 | 0.00020613
|  | 779.3923 | -0.00118
|  | 779.6293 | 0.00047548
|  | 779.8663 | -0.00099517
|  | 780.1033 | 0.00035939
|  | 780.3403 | -0.0005233
|  | 780.5773 | -0.00012105
|  | 780.8144 | -0.00083956
|  | 781.0514 | 0.00017698
|  | 781.2884 | -0.00092348
|  | 781.5255 | 0.00050873
|  | 781.7626 | -0.00081614
|  | 781.9996 | 0.00038794
|  | 782.2367 | -0.00055833
|  | 782.4738 | 0.00037308
|  | 782.7109 | -0.0009213
|  | 782.948 | 6.9054e-05
|  | 783.1851 | -0.0015
|  | 783.4222 | 0.00027205
|  | 783.6593 | -0.00127
|  | 783.8964 | 2.7707e-05
|  | 784.1336 | -0.00097045
|  | 784.3707 | -0.000148
|  | 784.6079 | -0.00121
|  | 784.8451 | 4.3433e-06
|  | 785.0822 | -0.00153
|  | 785.3194 | 0.00048577
|  | 785.5566 | -0.00053216
|  | 785.7938 | 0.00028667
|  | 786.031 | -0.00172
|  | 786.2682 | 0.000636
|  | 786.5054 | -0.00080241
|  | 786.7427 | -0.00025815
|  | 786.9799 | -0.00099418
|  | 787.2172 | 0.00034083
|  | 787.4544 | -0.00191
|  | 787.6917 | 0.00032541
|  | 787.9289 | -0.0005613
|  | 788.1662 | 0.00093624
|  | 788.4035 | -0.00101
|  | 788.6408 | 1.0003e-05
|  | 788.8781 | -0.00142
|  | 789.1154 | 0.00028333
|  | 789.3528 | -0.000854
|  | 789.5901 | 0.00033722
|  | 789.8274 | -0.00020271
|  | 790.0648 | -0.00050832
|  | 790.3021 | -0.00099374
|  | 790.5395 | 0.00068095
|  | 790.7769 | -0.00161
|  | 791.0142 | 0.00035173
|  | 791.2516 | -0.00159
|  | 791.489 | -0.00038103
|  | 791.7264 | -0.00072352
|  | 791.9638 | 0.00033102
|  | 792.2012 | -0.00149
|  | 792.4387 | 0.00088677
|  | 792.6761 | -0.00171
|  | 792.9136 | -0.0004872
|  | 793.151 | -0.00098859
|  | 793.3885 | 0.00075219
|  | 793.6259 | -0.00106
|  | 793.8634 | -0.00020202
|  | 794.1009 | -0.00093684
|  | 794.3384 | -0.00027211
|  | 794.5759 | -0.00119
|  | 794.8134 | 0.00018414
|  | 795.0509 | -0.00070584
|  | 795.2885 | 0.00056271
|  | 795.526 | -0.0005224
|  | 795.7635 | 0.00138
|  | 796.0011 | -0.00129
|  | 796.2386 | 0.00066014
|  | 796.4762 | -0.00089367
|  | 796.7138 | 0.0003399
|  | 796.9514 | -0.00082844
|  | 797.1889 | 0.00021477
|  | 797.4265 | -0.00147
|  | 797.6641 | 0.0002436
|  | 797.9018 | -0.00125
|  | 798.1394 | 0.00023124
|  | 798.377 | -0.00105
|  | 798.6146 | 0.00027558
|  | 798.8523 | -0.00201
|  | 799.09 | 0.00063361
|  | 799.3276 | -0.00056241
|  | 799.5653 | -0.00027826
|  | 799.803 | -0.00104
|  | 800.0407 | 0.00053929
|  | 800.2783 | -0.00058757
|  | 800.516 | 0.00037693
|  | 800.7538 | -0.00204
|  | 800.9915 | 0.00013686
|  | 801.2292 | -0.00157
|  | 801.4669 | 0.00014965
|  | 801.7047 | -0.00108
|  | 801.9424 | 0.00016066
|  | 802.1802 | -0.00084831
|  | 802.418 | 0.00028318
|  | 802.6557 | -0.00063857
|  | 802.8935 | 0.00021932
|  | 803.1313 | -0.00199
|  | 803.3691 | 0.00070712
|  | 803.6069 | -0.0013
|  | 803.8447 | 3.9845e-05
|  | 804.0825 | -0.0018
|  | 804.3204 | 0.00081535
|  | 804.5582 | -0.00135
|  | 804.7961 | 0.00057106
|  | 805.0339 | -0.00161
|  | 805.2718 | 0.00039763
|  | 805.5096 | -0.00083684
|  | 805.7475 | -0.00022937
|  | 805.9854 | -0.00157
|  | 806.2233 | 0.00054295
|  | 806.4612 | -0.00144
|  | 806.6991 | 0.00048589
|  | 806.937 | -0.00089388
|  | 807.1749 | 0.000122
|  | 807.4129 | -0.00090756
|  | 807.6508 | 0.00016267
|  | 807.8888 | -0.00145
|  | 808.1267 | 0.00019281
|  | 808.3647 | -0.0006858
|  | 808.6027 | -0.0006453
|  | 808.8406 | -0.00176
|  | 809.0786 | 0.00049695
|  | 809.3166 | -0.00103
|  | 809.5546 | 0.00071237
|  | 809.7926 | -0.00161
|  | 810.0307 | 0.0005059
|  | 810.2687 | -0.00117
|  | 810.5067 | -0.00014942
|  | 810.7448 | -0.00137
|  | 810.9828 | 0.00028521
|  | 811.2209 | -0.00105
|  | 811.4589 | -0.00049305
|  | 811.697 | -0.00091639
|  | 811.9351 | 0.00020736
|  | 812.1732 | -0.00142
|  | 812.4113 | 0.00022248
|  | 812.6494 | -0.00124
|  | 812.8875 | 0.00057356
|  | 813.1256 | -0.00116
|  | 813.3638 | 1.7935e-05
|  | 813.6019 | -0.00137
|  | 813.84 | 0.00026757
|  | 814.0782 | -0.00133
|  | 814.3164 | 0.00065896
|  | 814.5545 | -0.00137
|  | 814.7927 | 0.00033201
|  | 815.0309 | -0.00105
|  | 815.2691 | 0.00116
|  | 815.5073 | -0.00194
|  | 815.7455 | 0.0002775
|  | 815.9837 | -0.00063435
|  | 816.2219 | -9.4309e-05
|  | 816.4601 | -0.00085008
|  | 816.6984 | 8.9405e-05
|  | 816.9366 | -0.00152
|  | 817.1749 | 0.00030846
|  | 817.4131 | -0.00099871
|  | 817.6514 | 0.00050257
|  | 817.8897 | -0.00097288
|  | 818.128 | 2.6354e-05
|  | 818.3663 | -0.00181
|  | 818.6046 | 0.00011542
|  | 818.8429 | -0.00197
|  | 819.0812 | 0.00043302
|  | 819.3195 | 0.00034797
|  | 819.5578 | -0.00121
|  | 819.7962 | 0.00094151
|  | 820.0345 | -0.00101
|  | 820.2729 | 0.00025291
|  | 820.5112 | -0.00156
|  | 820.7496 | 0.00043718
|  | 820.988 | -0.00184
|  | 821.2264 | 0.00071984
|  | 821.4647 | -0.00162
|  | 821.7032 | 0.00053431
|  | 821.9416 | -0.00139
|  | 822.18 | 0.00106
|  | 822.4184 | -0.00090708
|  | 822.6568 | -0.00025962
|  | 822.8953 | -0.00114
|  | 823.1337 | 0.000553
|  | 823.3722 | -0.0008153
|  | 823.6106 | -0.00013217
|  | 823.8491 | -0.00145
|  | 824.0876 | -0.0002775
|  | 824.326 | -0.00066687
|  | 824.5645 | 0.0013
|  | 824.803 | -0.00114
|  | 825.0415 | 0.00060417
|  | 825.28 | -0.00165
|  | 825.5186 | 0.00068276
|  | 825.7571 | -0.00065505
|  | 825.9956 | 0.00075451
|  | 826.2342 | -0.00193
|  | 826.4727 | -6.7124e-05
|  | 826.7113 | -0.00123
|  | 826.9499 | -8.9623e-05
|  | 827.1884 | -0.00127
|  | 827.427 | 8.0677e-05
|  | 827.6656 | -0.00036329
|  | 827.9042 | 0.00013795
|  | 828.1428 | -0.00062396
|  | 828.3814 | 0.00016209
|  | 828.62 | -0.00063986
|  | 828.8587 | 0.00013656
|  | 829.0973 | -0.00121
|  | 829.3359 | 0.00096551
|  | 829.5746 | -0.00098262
|  | 829.8132 | 0.00072211
|  | 830.0519 | -0.00102
|  | 830.2906 | 0.00102
|  | 830.5293 | -0.00101
|  | 830.768 | 0.00034851
|  | 831.0066 | -0.00111
|  | 831.2453 | 0.0007525
|  | 831.4841 | -0.00146
|  | 831.7228 | 0.0001126
|  | 831.9615 | -0.00121
|  | 832.2002 | -0.00073939
|  | 832.439 | -0.0018
|  | 832.6777 | 0.00043246
|  | 832.9165 | -0.0011
|  | 833.1552 | 0.00032107
|  | 833.394 | -0.00123
|  | 833.6328 | -7.2705e-05
|  | 833.8716 | -0.001
|  | 834.1104 | 0.00045745
|  | 834.3492 | -0.00105
|  | 834.588 | -0.00018924
|  | 834.8268 | -0.00172
|  | 835.0656 | 0.00020898
|  | 835.3044 | -0.00061943
|  | 835.5433 | 0.00147
|  | 835.7821 | -0.00137
|  | 836.0209 | 0.00061141
|  | 836.2598 | -0.0011
|  | 836.4987 | 0.00015562
|  | 836.7376 | -0.00133
|  | 836.9764 | 0.00051144
|  | 837.2153 | -0.00146
|  | 837.4542 | 0.00057714
|  | 837.6931 | -0.00135
|  | 837.932 | 0.00027766
|  | 838.1709 | -0.00089888
|  | 838.4099 | 0.00068217
|  | 838.6488 | -0.00128
|  | 838.8877 | -0.00040816
|  | 839.1267 | -0.00166
|  | 839.3656 | 0.00050688
|  | 839.6046 | -0.00152
|  | 839.8436 | 0.00022173
|  | 840.0825 | -0.00092229
|  | 840.3215 | -0.0005078
|  | 840.5605 | -0.00157
|  | 840.7995 | 0.00012919
|  | 841.0385 | -0.00111
|  | 841.2775 | 0.00073949
|  | 841.5166 | -0.00122
|  | 841.7556 | -0.00034538
|  | 841.9946 | -0.00093462
|  | 842.2337 | 0.00097299
|  | 842.4727 | -0.00109
|  | 842.7118 | 0.00092149
|  | 842.9508 | -0.00136
|  | 843.1899 | -0.00040637
|  | 843.429 | -0.0014
|  | 843.6681 | -9.8906e-05
|  | 843.9072 | -0.00086261
|  | 844.1463 | 0.0002705
|  | 844.3854 | -0.00107
|  | 844.6245 | 8.04e-05
|  | 844.8636 | -0.00166
|  | 845.1027 | 0.00015751
|  | 845.3419 | -0.0004136
|  | 845.581 | -0.00017813
|  | 845.8202 | -0.00092068
|  | 846.0593 | 6.6965e-05
|  | 846.2985 | -0.00079488
|  | 846.5377 | 0.00043784
|  | 846.7768 | -0.00163
|  | 847.016 | 0.00061571
|  | 847.2552 | -0.00109
|  | 847.4944 | 3.9747e-05
|  | 847.7337 | -0.00111
|  | 847.9729 | 0.00049408
|  | 848.2121 | -0.00144
|  | 848.4513 | 0.00051919
|  | 848.6906 | -0.00101
|  | 848.9298 | 0.00122
|  | 849.1691 | -0.00121
|  | 849.4083 | -0.00054215
|  | 849.6476 | -0.00156
|  | 849.8869 | 0.00083122
|  | 850.1261 | -0.00135
|  | 850.3654 | 0.00083493
|  | 850.6047 | -0.00154
|  | 850.844 | 0.0005409
|  | 851.0833 | -0.0012
|  | 851.3226 | -0.00020863
|  | 851.562 | -0.00151
|  | 851.8013 | 0.00115
|  | 852.0407 | -0.0014
|  | 852.28 | 0.00026512
|  | 852.5194 | -0.00154
|  | 852.7587 | 0.0006366
|  | 852.9981 | -0.00142
|  | 853.2374 | 0.00038062
|  | 853.4768 | -0.00138
|  | 853.7162 | 0.0007424
|  | 853.9556 | -0.00157
|  | 854.195 | -0.00013056
|  | 854.4344 | -0.00124
|  | 854.6738 | 0.00024835
|  | 854.9133 | -0.00189
|  | 855.1527 | 0.00082365
|  | 855.3921 | -0.00139
|  | 855.6316 | 0.00057782
|  | 855.871 | -0.0006606
|  | 856.1105 | -6.1507e-05
|  | 856.35 | -0.00184
|  | 856.5894 | 0.00060937
|  | 856.8289 | -0.00112
|  | 857.0684 | 0.00045171
|  | 857.3079 | -0.00081094
|  | 857.5474 | 0.00050249
|  | 857.7869 | -0.00163
|  | 858.0264 | 0.00107
|  | 858.2659 | -0.00234
|  | 858.5055 | 0.00064698
|  | 858.745 | -0.0015
|  | 858.9846 | -0.00036429
|  | 859.2241 | -0.00155
|  | 859.4637 | 0.00012839
|  | 859.7032 | -0.00213
|  | 859.9428 | 0.00068114
|  | 860.1824 | -0.00134
|  | 860.422 | 0.00022435
|  | 860.6616 | -0.0011
|  | 860.9012 | -0.00011099
|  | 861.1408 | -0.00132
|  | 861.3804 | 0.00054381
|  | 861.62 | -0.00137
|  | 861.8596 | 0.00108
|  | 862.0993 | -0.00193
|  | 862.3389 | 0.00062762
|  | 862.5786 | -0.00137
|  | 862.8182 | -0.00074228
|  | 863.0579 | -0.00124
|  | 863.2976 | -0.0008993
|  | 863.5372 | -0.00181
|  | 863.7769 | 0.00051679
|  | 864.0166 | -0.00119
|  | 864.2563 | -2.8099e-05
|  | 864.496 | -0.00201
|  | 864.7357 | 0.00111
|  | 864.9754 | -0.00197
|  | 865.2152 | -0.00015667
|  | 865.4549 | -0.00158
|  | 865.6946 | 0.00051949
|  | 865.9344 | -0.00149
|  | 866.1741 | 0.00045095
|  | 866.4139 | -0.00208
|  | 866.6537 | 0.00081033
|  | 866.8934 | -0.00189
|  | 867.1332 | -0.00014871
|  | 867.373 | -0.00101
|  | 867.6128 | 0.00061675
|  | 867.8526 | -0.0024
|  | 868.0924 | 0.00010429
|  | 868.3322 | -0.00191
|  | 868.572 | 0.0003324
|  | 868.8119 | -0.00146
|  | 869.0517 | 0.00063308
|  | 869.2916 | -0.00229
|  | 869.5314 | -0.00050972
|  | 869.7713 | -0.00179
|  | 870.0111 | 0.00041273
|  | 870.251 | -0.00116
|  | 870.4909 | 0.00082212
|  | 870.7307 | -0.00229
|  | 870.9706 | 0.00038934
|  | 871.2105 | -0.00153
|  | 871.4504 | 0.00035302
|  | 871.6903 | -0.0014
|  | 871.9303 | -0.00127
|  | 872.1702 | -0.00283
|  | 872.4101 | 0.00090977
|  | 872.6501 | -0.00163
|  | 872.89 | -0.00076427
|  | 873.13 | -0.00034464
|  | 873.3699 | 0.00166
|  | 873.6099 | -0.0021
|  | 873.8499 | -0.00014193
|  | 874.0898 | -0.00109
|  | 874.3298 | -2.8736e-05
|  | 874.5698 | -0.00209
|  | 874.8098 | 0.00025018
|  | 875.0498 | -0.00289
|  | 875.2898 | -0.00028821
|  | 875.5299 | -0.00236
|  | 875.7699 | 0.0008655
|  | 876.0099 | -0.00108
|  | 876.25 | 0.00139
|  | 876.49 | -0.00192
|  | 876.7301 | 0.0002236
|  | 876.9701 | -0.00197
|  | 877.2102 | 4.3578e-05
|  | 877.4502 | -0.00103
|  | 877.6903 | 0.00028523
|  | 877.9304 | -0.00203
|  | 878.1705 | -0.0004879
|  | 878.4106 | -0.00173
|  | 878.6507 | -0.00058309
|  | 878.8908 | -0.00267
|  | 879.131 | -0.00089355
|  | 879.3711 | -0.00106
|  | 879.6112 | -0.00029364
|  | 879.8514 | -0.00247
|  | 880.0915 | 0.00073075
|  | 880.3317 | -0.0025
|  | 880.5718 | -0.00248
|  | 880.812 | 0.00132
|  | 881.0522 | -0.0029
|  | 881.2923 | -0.00096882
|  | 881.5325 | -0.00314
|  | 881.7727 | 0.00046659
|  | 882.0129 | -0.00152
|  | 882.2531 | 0.0009611
|  | 882.4933 | -0.00251
|  | 882.7336 | 0.00052502
|  | 882.9738 | -0.0014
|  | 883.214 | 0.00244
|  | 883.4543 | -0.00101
|  | 883.6945 | 0.00077678
|  | 883.9348 | -0.00216
|  | 884.175 | 0.00025984
|  | 884.4153 | -0.00243
|  | 884.6556 | 0.00158
|  | 884.8958 | -0.00273
|  | 885.1361 | 0.00048945
|  | 885.3764 | -0.00146
|  | 885.6167 | 0.00075176
|  | 885.857 | -0.00362
|  | 886.0973 | 0.00035762
|  | 886.3377 | -0.00248
|  | 886.578 | -3.9181e-05
|  | 886.8183 | -0.00451
|  | 887.0587 | 0.00171
|  | 887.299 | -0.00267
|  | 887.5394 | -0.00054554
|  | 887.7797 | -0.00307
|  | 888.0201 | 0.00206
|  | 888.2604 | -0.00232
|  | 888.5008 | 0.00127
|  | 888.7412 | -0.00343
|  | 888.9816 | -0.00026783
|  | 889.222 | -0.00261
|  | 889.4624 | 7.7838e-05
|  | 889.7028 | -0.00284
|  | 889.9432 | 4.1967e-05
|  | 890.1837 | -0.00113
|  | 890.4241 | 8.4025e-05
|  | 890.6645 | -0.00347
|  | 890.905 | -0.00067986
|  | 891.1454 | -0.00392
|  | 891.3859 | 0.0006146
|  | 891.6263 | -0.00465
|  | 891.8668 | 0.00090425
|  | 892.1073 | -0.00186
|  | 892.3478 | 0.0013
|  | 892.5883 | -0.00249
|  | 892.8288 | 0.00052151
|  | 893.0693 | -0.00361
|  | 893.3098 | 0.00112
|  | 893.5503 | -0.00242
|  | 893.7908 | 0.00088542
|  | 894.0313 | -0.00292
|  | 894.2719 | 0.00099149
|  | 894.5124 | -0.00279
|  | 894.753 | 0.00098263
|  | 894.9935 | -0.0021
|  | 895.2341 | -0.00063475
|  | 895.4746 | -0.00213
|  | 895.7152 | 0.00137
|  | 895.9558 | -0.0018
|  | 896.1964 | 0.00127
|  | 896.437 | -0.00182
|  | 896.6776 | 0.00142
|  | 896.9182 | -0.00151
|  | 897.1588 | 0.00025381
|  | 897.3994 | -0.00375
|  | 897.64 | -0.0006267
|  | 897.8806 | -0.00221
|  | 898.1213 | 0.00038444
|  | 898.3619 | -0.00344
|  | 898.6026 | -0.00139
|  | 898.8432 | -0.00259
|  | 899.0839 | -0.00033681
|  | 899.3246 | -0.00248
|  | 899.5652 | -2.7785e-05
|  | 899.8059 | -0.00274
|  | 900.0466 | 0.00179
|  | 900.2873 | -0.00324
|  | 900.528 | 0.00075867
|  | 900.7687 | -0.00451
|  | 901.0094 | -0.0005194
|  | 901.2501 | -0.00228
|  | 901.4909 | -0.00022012
|  | 901.7316 | -0.00182
|  | 901.9723 | -0.00019544
|  | 902.2131 | -0.0044
|  | 902.4538 | 0.00175
|  | 902.6946 | -0.00295
|  | 902.9353 | 0.0014
|  | 903.1761 | -0.00393
|  | 903.4169 | 0.00105
|  | 903.6577 | -0.00219
|  | 903.8985 | 0.00202
|  | 904.1393 | -0.00404
|  | 904.3801 | 0.00019792
|  | 904.6209 | -0.00366
|  | 904.8617 | 0.00039701
|  | 905.1025 | -0.00353
|  | 905.3433 | -9.0941e-05
|  | 905.5842 | -0.00134
|  | 905.825 | 0.00102
|  | 906.0658 | -0.002
|  | 906.3067 | 0.00096919
|  | 906.5476 | -0.00366
|  | 906.7884 | 0.00095769
|  | 907.0293 | -0.00323
|  | 907.2702 | 0.00014222
|  | 907.511 | -0.00154
|  | 907.7519 | 5.2562e-05
|  | 907.9928 | -0.00060085
|  | 908.2337 | -0.00019119
|  | 908.4746 | -0.00329
|  | 908.7156 | 5.692e-05
|  | 908.9565 | -0.00351
|  | 909.1974 | 0.00152
|  | 909.4383 | -0.004
|  | 909.6793 | -0.00028281
|  | 909.9202 | -0.00238
|  | 910.1612 | -0.00042563
|  | 910.4021 | -0.00198
|  | 910.6431 | 0.00088483
|  | 910.8841 | -0.00384
|  | 911.125 | 0.00188
|  | 911.366 | -0.00467
|  | 911.607 | 0.00082081
|  | 911.848 | -0.0022
|  | 912.089 | 0.00129
|  | 912.33 | -0.00424
|  | 912.571 | 0.00114
|  | 912.812 | -0.00365
|  | 913.053 | -0.00123
|  | 913.2941 | -0.00228
|  | 913.5351 | 0.00057924
|  | 913.7762 | -0.00233
|  | 914.0172 | 0.00095305
|  | 914.2583 | -0.00357
|  | 914.4993 | 0.00024738
|  | 914.7404 | -0.00266
|  | 914.9815 | 0.00082032
|  | 915.2225 | -0.00163
|  | 915.4636 | 0.00096184
|  | 915.7047 | -0.00359
|  | 915.9458 | 0.00046115
|  | 916.1869 | -0.00338
|  | 916.428 | 0.0009121
|  | 916.6691 | -0.00411
|  | 916.9103 | 0.00146
|  | 917.1514 | -0.00283
|  | 917.3925 | 0.00052016
|  | 917.6337 | -0.00492
|  | 917.8748 | 0.00045897
|  | 918.116 | -0.0031
|  | 918.3571 | 0.00043609
|  | 918.5983 | -0.00388
|  | 918.8395 | 0.00275
|  | 919.0806 | -0.00502
|  | 919.3218 | -0.00049578
|  | 919.563 | -0.00366
|  | 919.8042 | 0.00135
|  | 920.0454 | -0.00201
|  | 920.2866 | 0.00188
|  | 920.5278 | -0.00279
|  | 920.769 | -0.00084101
|  | 921.0103 | -0.00283
|  | 921.2515 | 0.00119
|  | 921.4927 | -0.0048
|  | 921.734 | -0.0007763
|  | 921.9752 | -0.00412
|  | 922.2165 | 0.00012094
|  | 922.4577 | -0.00228
|  | 922.699 | -0.00070507
|  | 922.9403 | -0.00322
|  | 923.1816 | 0.00143
|  | 923.4229 | -0.00475
|  | 923.6641 | 0.0006735
|  | 923.9054 | -0.00364
|  | 924.1467 | -0.00082109
|  | 924.388 | -0.00183
|  | 924.6294 | -0.00092505
|  | 924.8707 | -0.00328
|  | 925.112 | 0.00027597
|  | 925.3533 | -0.00434
|  | 925.5947 | 0.00061079
|  | 925.836 | -0.00351
|  | 926.0774 | 2.3003e-05
|  | 926.3187 | -0.00257
|  | 926.5601 | 0.00044789
|  | 926.8015 | -0.00348
|  | 927.0428 | 0.00142
|  | 927.2842 | -0.00241
|  | 927.5256 | 0.00205
|  | 927.767 | -0.00252
|  | 928.0084 | 0.00138
|  | 928.2498 | -0.00465
|  | 928.4912 | 0.00158
|  | 928.7326 | -0.004
|  | 928.974 | 0.00209
|  | 929.2155 | -0.00344
|  | 929.4569 | -2.3639e-05
|  | 929.6983 | -0.00203
|  | 929.9398 | 0.00080508
|  | 930.1812 | -0.00413
|  | 930.4227 | -0.00105
|  | 930.6641 | -0.00337
|  | 930.9056 | -0.00033208
|  | 931.1471 | -0.00416
|  | 931.3886 | -0.00025978
|  | 931.63 | -0.0038
|  | 931.8715 | 0.00046389
|  | 932.113 | -0.00246
|  | 932.3545 | -0.00037949
|  | 932.596 | -0.00339
|  | 932.8375 | 0.00085382
|  | 933.0791 | -0.00172
|  | 933.3206 | 0.000723
|  | 933.5621 | -0.00309
|  | 933.8036 | -0.00166
|  | 934.0452 | -0.00444
|  | 934.2867 | 0.00119
|  | 934.5283 | -0.00558
|  | 934.7699 | 0.00089404
|  | 935.0114 | -0.00301
|  | 935.253 | 0.00147
|  | 935.4946 | -0.00479
|  | 935.7362 | -0.00193
|  | 935.9777 | -0.00585
|  | 936.2193 | 0.00094875
|  | 936.4609 | -0.00386
|  | 936.7025 | 0.00018166
|  | 936.9442 | -0.00662
|  | 937.1858 | 0.00117
|  | 937.4274 | -0.00615
|  | 937.669 | 0.00040297
|  | 937.9107 | -0.00551
|  | 938.1523 | -0.00030359
|  | 938.394 | -0.00634
|  | 938.6356 | 0.00231
|  | 938.8773 | -0.0044
|  | 939.1189 | -0.00106
|  | 939.3606 | -0.00449
|  | 939.6023 | 0.00022336
|  | 939.8439 | -0.00638
|  | 940.0856 | 0.0013
|  | 940.3273 | -0.00372
|  | 940.569 | 0.0019
|  | 940.8107 | -0.005
|  | 941.0524 | 0.00138
|  | 941.2941 | -0.00624
|  | 941.5359 | 0.00329
|  | 941.7776 | -0.01006
|  | 942.0193 | 0.000411
|  | 942.2611 | 0.00080452
|  | 942.5028 | -0.00417
|  | 942.7446 | 0.0029
|  | 942.9863 | -0.00256
|  | 943.2281 | -0.0026
|  | 943.4698 | -0.0082
|  | 943.7116 | -0.00179
|  | 943.9534 | -0.00393
|  | 944.1952 | 0.00086777
|  | 944.4369 | -0.00422
|  | 944.6787 | -0.0012
|  | 944.9205 | -0.00304
|  | 945.1623 | -0.00019729
|  | 945.4041 | -0.00368
|  | 945.646 | 0.0017
|  | 945.8878 | -0.00484
|  | 946.1296 | 0.00236
|  | 946.3714 | -0.00695
|  | 946.6133 | 0.00402
|  | 946.8551 | -0.00751
|  | 947.097 | -0.00024063
|  | 947.3388 | -0.00609
|  | 947.5807 | 0.00148
|  | 947.8226 | -0.00529
|  | 948.0644 | 0.00224
|  | 948.3063 | -0.0055
|  | 948.5482 | 0.00232
|  | 948.7901 | -0.00637
|  | 949.032 | 0.00127
|  | 949.2739 | -0.00533
|  | 949.5158 | 0.00244
|  | 949.7577 | -0.00579
|  | 949.9996 | -0.00062744
|  | 950.2415 | -0.00633
|  | 950.4834 | 0.00245
|  | 950.7254 | -0.00507
|  | 950.9673 | -0.00084225
|  | 951.2093 | -0.00981
|  | 951.4512 | -0.00245
|  | 951.6932 | -0.00565
|  | 951.9351 | 0.00205
|  | 952.1771 | -0.00647
|  | 952.4191 | 0.00019569
|  | 952.661 | -0.00803
|  | 952.903 | 0.00412
|  | 953.145 | -0.00445
|  | 953.387 | -0.00055525
|  | 953.629 | -0.00575
|  | 953.871 | -0.00107
|  | 954.113 | -0.00418
|  | 954.355 | 3.4888e-05
|  | 954.597 | -0.00332
|  | 954.8391 | -0.00010856
|  | 955.0811 | -0.0086
|  | 955.3231 | 0.00229
|  | 955.5652 | -0.00382
|  | 955.8072 | 0.00037901
|  | 956.0493 | -0.0025
|  | 956.2913 | 0.00089632
|  | 956.5334 | -0.00354
|  | 956.7755 | 0.00063409
|  | 957.0175 | -0.00313
|  | 957.2596 | 0.00134
|  | 957.5017 | -0.00697
|  | 957.7438 | 0.00183
|  | 957.9859 | -0.00377
|  | 958.228 | -0.00146
|  | 958.4701 | -0.00803
|  | 958.7122 | 0.00226
|  | 958.9543 | -0.00322
|  | 959.1964 | -0.00065151
|  | 959.4386 | -0.0039
|  | 959.6807 | 0.00311
|  | 959.9228 | -0.00402
|  | 960.165 | 0.00327
|  | 960.4071 | -0.00424
|  | 960.6493 | 0.00177
|  | 960.8914 | -0.00695
|  | 961.1336 | -0.00025217
|  | 961.3758 | -0.00531
|  | 961.618 | 0.00138
|  | 961.8601 | -0.00445
|  | 962.1023 | -0.00247
|  | 962.3445 | -0.00645
|  | 962.5867 | -0.00057364
|  | 962.8289 | -0.00368
|  | 963.0711 | -0.00097188
|  | 963.3133 | -0.00721
|  | 963.5556 | 0.00209
|  | 963.7978 | -0.0026
|  | 964.04 | 0.00085277
|  | 964.2822 | -0.00678
|  | 964.5245 | -0.00148
|  | 964.7667 | -0.00549
|  | 965.009 | 0.00413
|  | 965.2512 | -0.00379
|  | 965.4935 | 0.00078546
|  | 965.7358 | -0.00601
|  | 965.978 | -0.00071959
|  | 966.2203 | -0.00418
|  | 966.4626 | 0.00182
|  | 966.7049 | -0.00462
|  | 966.9472 | -4.2152e-07
|  | 967.1895 | -0.00439
|  | 967.4318 | -0.00255
|  | 967.6741 | -0.00536
|  | 967.9164 | -0.00044669
|  | 968.1587 | -0.00734
|  | 968.401 | 0.00201
|  | 968.6434 | -0.00282
|  | 968.8857 | 0.00305
|  | 969.128 | -0.00593
|  | 969.3704 | 0.00078629
|  | 969.6127 | -0.00485
|  | 969.8551 | 0.00344
|  | 970.0974 | -0.00562
|  | 970.3398 | 0.00467
|  | 970.5822 | -0.00384
|  | 970.8246 | -0.00157
|  | 971.0669 | -0.00464
|  | 971.3093 | 0.00131
|  | 971.5517 | -0.00348
|  | 971.7941 | 0.00019102
|  | 972.0365 | -0.0084
|  | 972.2789 | -0.00037282
|  | 972.5213 | -0.00554
|  | 972.7637 | 0.00249
|  | 973.0062 | -0.00785
|  | 973.2486 | 0.00063001
|  | 973.491 | -0.00372
|  | 973.7335 | 0.00421
|  | 973.9759 | -0.00694
|  | 974.2183 | 0.00126
|  | 974.4608 | -0.00815
|  | 974.7033 | 0.00255
|  | 974.9457 | -0.00713
|  | 975.1882 | 0.00019607
|  | 975.4307 | -0.00758
|  | 975.6731 | -0.0005736
|  | 975.9156 | -0.00649
|  | 976.1581 | -0.00089912
|  | 976.4006 | -0.00095651
|  | 976.6431 | 0.0012
|  | 976.8856 | -0.00836
|  | 977.1281 | 0.00158
|  | 977.3706 | -0.00572
|  | 977.6132 | 0.00227
|  | 977.8557 | -0.00645
|  | 978.0982 | 0.0039
|  | 978.3407 | -0.00807
|  | 978.5833 | -0.0004803
|  | 978.8258 | -0.00481
|  | 979.0684 | 0.00099423
|  | 979.3109 | -0.00756
|  | 979.5535 | 0.00314
|  | 979.796 | -0.00645
|  | 980.0386 | 0.00192
|  | 980.2812 | -0.00372
|  | 980.5238 | -0.0015
|  | 980.7663 | -0.00458
|  | 981.0089 | -2.4229e-05
|  | 981.2515 | -0.00353
|  | 981.4941 | -0.00161
|  | 981.7367 | -0.00656
|  | 981.9793 | 5.8455e-05
|  | 982.222 | -0.00049201
|  | 982.4646 | 0.00206
|  | 982.7072 | -0.00349
|  | 982.9498 | 0.00068401
|  | 983.1925 | -0.00901
|  | 983.4351 | -0.00097014
|  | 983.6777 | -0.00346
|  | 983.9204 | -0.00034702
|  | 984.1631 | -0.00504
|  | 984.4057 | -0.00106
|  | 984.6484 | -0.00774
|  | 984.891 | 0.0039
|  | 985.1337 | -0.00595
|  | 985.3764 | 0.00264
|  | 985.6191 | -0.00425
|  | 985.8618 | 0.0031
|  | 986.1045 | -0.00728
|  | 986.3472 | 0.00118
|  | 986.5899 | -0.00675
|  | 986.8326 | 0.00428
|  | 987.0753 | -0.00896
|  | 987.318 | -0.00139
|  | 987.5607 | -0.00369
|  | 987.8035 | -0.00056461
|  | 988.0462 | -0.00606
|  | 988.2889 | -0.0038
|  | 988.5317 | -0.01014
|  | 988.7744 | -0.00022571
|  | 989.0172 | -0.00795
|  | 989.2599 | 0.00238
|  | 989.5027 | -0.0103
|  | 989.7455 | 0.0008408
|  | 989.9882 | -0.01129
|  | 990.231 | 0.00188
|  | 990.4738 | -0.00623
|  | 990.7166 | 0.00442
|  | 990.9594 | -0.00815
|  | 991.2022 | 0.00499
|  | 991.445 | -0.0073
|  | 991.6878 | -0.00056283
|  | 991.9306 | -0.00937
|  | 992.1734 | 0.00663
|  | 992.4162 | -0.00626
|  | 992.659 | 0.00193
|  | 992.9019 | -0.00549
|  | 993.1447 | 0.00027515
|  | 993.3875 | -0.00854
|  | 993.6304 | 0.00094832
|  | 993.8732 | -0.01093
|  | 994.1161 | 0.00024166
|  | 994.359 | -0.00575
|  | 994.6018 | -0.00075194
|  | 994.8447 | -0.00781
|  | 995.0875 | 0.00378
|  | 995.3304 | -0.00747
|  | 995.5733 | -0.00175
|  | 995.8162 | -0.00908
|  | 996.0591 | 0.00506
|  | 996.302 | -0.00741
|  | 996.5449 | -0.00225
|  | 996.7878 | -0.00992
|  | 997.0307 | 0.00452
|  | 997.2736 | -0.00493
|  | 997.5166 | 0.00168
|  | 997.7595 | -0.0034
|  | 998.0024 | -0.00075967
|  | 998.2453 | -0.00935
|  | 998.4883 | -0.00174
|  | 998.7312 | -0.00857
|  | 998.9742 | 0.00376
|  | 999.2171 | -0.00639
|  | 999.4601 | -0.00039988
|  | 999.703 | -0.00954
|  | 999.946 | 0.00745
|  | 1000.189 | -0.00763
|  | 1000.432 | 0.00369
|  | 1000.6749 | -0.00668
|  | 1000.9179 | 0.00557
|  | 1001.1609 | -0.01489
|  | 1001.4039 | -0.00163
|  | 1001.6469 | -0.00206
|  | 1001.8899 | 0.00646
|  | 1002.1329 | -0.01074
|  | 1002.3759 | 0.00653
|  | 1002.619 | -0.0057
|  | 1002.862 | 0.00029348
|  | 1003.105 | -0.01285
|  | 1003.348 | 0.00137
|  | 1003.5911 | -0.01262
|  | 1003.8341 | 0.00663
|  | 1004.0772 | -0.0099
|  | 1004.3202 | -0.01231
|  | 1004.5633 | 0.00741
|  | 1004.8063 | -0.00977
|  | 1005.0494 | 0.00051072
|  | 1005.2925 | -0.00876
|  | 1005.5356 | -0.00546
|  | 1005.7786 | -0.01368
|  | 1006.0217 | 0.00235
|  | 1006.2648 | -0.01661
|  | 1006.5079 | 0.00842
|  | 1006.751 | -0.01447
|  | 1006.9941 | 0.00736
|  | 1007.2372 | -0.0089
|  | 1007.4803 | 0.00596
|  | 1007.7234 | -0.00792
|  | 1007.9666 | 0.00513
|  | 1008.2097 | -0.00465
|  | 1008.4528 | -0.00462
|  | 1008.696 | -0.00864
|  | 1008.9391 | -0.00105
|  | 1009.1822 | -0.01503
|  | 1009.4254 | 0.00598
|  | 1009.6685 | -0.01057
|  | 1009.9117 | -0.00519
|  | 1010.1549 | -0.01628
|  | 1010.398 | -0.0007783
|  | 1010.6412 | -0.01816
|  | 1010.8844 | 0.00797
|  | 1011.1275 | -0.00966
|  | 1011.3707 | 0.0032
|  | 1011.6139 | -0.01668
|  | 1011.8571 | 0.00461
|  | 1012.1003 | -0.0144
|  | 1012.3435 | -0.00125
|  | 1012.5867 | -0.02335
|  | 1012.8299 | 0.00291
|  | 1013.0731 | -0.00621
|  | 1013.3164 | 0.00476
|  | 1013.5596 | -0.01606
|  | 1013.8028 | -0.0018
|  | 1014.046 | -0.01392
|  | 1014.2893 | -0.00323
|  | 1014.5325 | -0.01232
|  | 1014.7758 | 0.00079745
|  | 1015.019 | -0.02295
|  | 1015.2623 | -0.00404
|  | 1015.5055 | -0.01622
|  | 1015.7488 | 0.00258
|  | 1015.9921 | -0.01087
|  | 1016.2354 | 0.00804
|  | 1016.4786 | -0.01292
|  | 1016.7219 | -0.00457
|  | 1016.9652 | -0.01161
|  | 1017.2085 | 0.00042494
|  | 1017.4518 | -0.01428
|  | 1017.6951 | 0.0109
|  | 1017.9384 | -0.02287
|  | 1018.1817 | 0.01148
|  | 1018.425 | -0.00985
|  | 1018.6683 | 0.00184
|  | 1018.9116 | -0.02212
|  | 1019.155 | 0.00318
|  | 1019.3983 | -0.0158
|  | 1019.6416 | -0.00194
|  | 1019.885 | -0.02008
|  | 1020.1283 | -0.00998
|  | 1020.3717 | -0.02118
|  | 1020.615 | 0.01118
|  | 1020.8584 | -0.02006
|  | 1021.1017 | 0.00853
|  | 1021.3451 | -0.0229
|  | 1021.5885 | 0.00633
|  | 1021.8319 | 0
|  | 1022.0752 | 0
|  | 1022.3186 | 0
|  | 1022.562 | 0
|  | 1022.8054 | 0
|  | 1023.0488 | 0
|  | 1023.2922 | 0
|  | 1023.5356 | 0
|  | 1023.779 | 0
|  | 1024.0224 | 0
|  | 1024.2658 | 0
|  | 1024.5093 | 0
|  | 1024.7527 | 0
|  | 1024.9961 | 0
|  | 1025.2395 | 0
|  | 1025.483 | 0
|  | 1025.7264 | 0
|  | 1025.9699 | 0
|  | 1026.2133 | 0
|  | 1026.4568 | 0
|  | 1026.7002 | 0
|  | 1026.9437 | 0
|  | 1027.1872 | 0
|  | 1027.4306 | 0