## Spectrum
M405L3-C Spectrum
|  | Wavelength (nm) | Normalized Intensity
|  | 200.0376 | 0
|  | 200.2403 | 0
|  | 200.443 | 0
|  | 200.6458 | 0
Product Raw Data |  | 200.8485 | 0
UV (405 nm) Collimated High-Power LED, 1000 mA |  | 201.0513 | 0
|  | 201.2541 | 0
Item # | M405L3-C1 M405L3-C2 M405L3-C4 M405L3-C5 | 201.4569 | 0
|  | 201.6598 | 0
|  | 201.8626 | 0
|  | 202.0655 | 0
DISCLAIMER: The data presented here are typical. Slight variations in performance data will occur from lot to lot. Please contact Technical Support with any questions regarding the use or reliability of this data. |  | 202.2683 | 0
|  | 202.4712 | 0
|  | 202.6742 | 0
|  | 202.8771 | 0
|  | 203.08 | 0
|  | 203.283 | 0
|  | 203.486 | 0
Additional Information: |  | 203.689 | 0
The M405L3-C Collimated LEDs use an M405L3 Mounted LED attached to a microscope-port-compatible collimation package. The spectrum shown here is for the bare (uncollimated) LED. |  | 203.892 | 0
|  | 204.0951 | 0
|  | 204.2981 | 0
|  | 204.5012 | 0
|  | 204.7043 | 0
|  | 204.9074 | 0
Due to variations in the manufacturing process and operating parameters such as temperature and current, the actual spectral output of any given LED will vary. Output plots are only intended to be used as a guideline. |  | 205.1105 | 0
|  | 205.3136 | 0
|  | 205.5168 | 0
|  | 205.72 | 0
|  | 205.9232 | 0
|  | 206.1264 | 0
|  | 206.3296 | 0
|  | 206.5328 | 0
|  | 206.7361 | 0
|  | 206.9394 | 0
|  | 207.1427 | 0
|  | 207.346 | 0
|  | 207.5493 | 0
|  | 207.7526 | 0
|  | 207.956 | 0
|  | 208.1594 | 0
|  | 208.3628 | 0
|  | 208.5662 | 0
|  | 208.7696 | 0
|  | 208.9731 | 0
|  | 209.1765 | 0
|  | 209.38 | 0
|  | 209.5835 | 0
|  | 209.787 | 0
|  | 209.9905 | 0
|  | 210.1941 | 0
|  | 210.3977 | 0
|  | 210.6012 | 0
|  | 210.8048 | 0
|  | 211.0085 | 0
|  | 211.2121 | 0
|  | 211.4157 | 0
|  | 211.6194 | 0
|  | 211.8231 | 0
|  | 212.0268 | 0
|  | 212.2305 | 0
|  | 212.4342 | 0
|  | 212.638 | 0
|  | 212.8417 | 0
|  | 213.0455 | 0
|  | 213.2493 | 0
|  | 213.4532 | 0
|  | 213.657 | 0
|  | 213.8608 | 0
|  | 214.0647 | 0
|  | 214.2686 | 0
|  | 214.4725 | 0
|  | 214.6764 | 0
|  | 214.8804 | 0
|  | 215.0843 | 0
|  | 215.2883 | 0
|  | 215.4923 | 0
|  | 215.6963 | 0
|  | 215.9003 | 0
|  | 216.1043 | 0
|  | 216.3084 | 0
|  | 216.5125 | 0
|  | 216.7166 | 0
|  | 216.9207 | 0
|  | 217.1248 | 0
|  | 217.3289 | 0
|  | 217.5331 | 0
|  | 217.7372 | 0
|  | 217.9414 | 0
|  | 218.1456 | 0
|  | 218.3499 | 0
|  | 218.5541 | 0
|  | 218.7584 | 0
|  | 218.9626 | 0
|  | 219.1669 | 0
|  | 219.3712 | 0
|  | 219.5756 | 0
|  | 219.7799 | 0
|  | 219.9843 | 0
|  | 220.1886 | 0
|  | 220.393 | 0
|  | 220.5974 | 0
|  | 220.8019 | 0
|  | 221.0063 | 0
|  | 221.2108 | 0
|  | 221.4152 | 0
|  | 221.6197 | 0
|  | 221.8243 | 0
|  | 222.0288 | 0
|  | 222.2333 | 0
|  | 222.4379 | 0
|  | 222.6425 | 0
|  | 222.847 | 0
|  | 223.0517 | 0
|  | 223.2563 | 0
|  | 223.4609 | 0
|  | 223.6656 | 0
|  | 223.8703 | 0
|  | 224.075 | 0
|  | 224.2797 | 0
|  | 224.4844 | 0
|  | 224.6892 | 0
|  | 224.8939 | 0
|  | 225.0987 | 0
|  | 225.3035 | 0
|  | 225.5083 | 0
|  | 225.7131 | 0
|  | 225.918 | 0
|  | 226.1228 | 0
|  | 226.3277 | 0
|  | 226.5326 | 0
|  | 226.7375 | 0
|  | 226.9424 | 0
|  | 227.1474 | 0
|  | 227.3524 | 0
|  | 227.5573 | 0
|  | 227.7623 | 0
|  | 227.9673 | 0
|  | 228.1724 | 0
|  | 228.3774 | 0
|  | 228.5825 | 0
|  | 228.7876 | 0
|  | 228.9926 | 0
|  | 229.1978 | 0
|  | 229.4029 | 0
|  | 229.608 | 0
|  | 229.8132 | 0
|  | 230.0184 | 0
|  | 230.2236 | 0
|  | 230.4288 | 0
|  | 230.634 | 0
|  | 230.8393 | 0
|  | 231.0445 | 0
|  | 231.2498 | 0
|  | 231.4551 | 0
|  | 231.6604 | 0
|  | 231.8657 | 0
|  | 232.0711 | 0
|  | 232.2764 | 0
|  | 232.4818 | 0
|  | 232.6872 | 0
|  | 232.8926 | 0
|  | 233.0981 | 0
|  | 233.3035 | 0
|  | 233.509 | 0
|  | 233.7144 | 0
|  | 233.9199 | 0
|  | 234.1255 | 0
|  | 234.331 | 0
|  | 234.5365 | 0
|  | 234.7421 | 0
|  | 234.9477 | 0
|  | 235.1533 | 0
|  | 235.3589 | 0
|  | 235.5645 | 0
|  | 235.7701 | 0
|  | 235.9758 | 0
|  | 236.1815 | 0
|  | 236.3872 | 0
|  | 236.5929 | 0
|  | 236.7986 | 0
|  | 237.0044 | 0
|  | 237.2101 | 0
|  | 237.4159 | 0
|  | 237.6217 | 0
|  | 237.8275 | 0
|  | 238.0333 | 0
|  | 238.2392 | 0
|  | 238.445 | 0
|  | 238.6509 | 0
|  | 238.8568 | 0
|  | 239.0627 | 0
|  | 239.2686 | 0
|  | 239.4746 | 0
|  | 239.6805 | 0
|  | 239.8865 | 0
|  | 240.0925 | 0
|  | 240.2985 | 0
|  | 240.5045 | 0
|  | 240.7106 | 0
|  | 240.9166 | 0
|  | 241.1227 | 0
|  | 241.3288 | 0
|  | 241.5349 | 0
|  | 241.741 | 0
|  | 241.9472 | 0
|  | 242.1533 | 0
|  | 242.3595 | 0
|  | 242.5657 | 0
|  | 242.7719 | 0
|  | 242.9781 | 0
|  | 243.1844 | 0
|  | 243.3906 | 0
|  | 243.5969 | 0
|  | 243.8032 | 0
|  | 244.0095 | 0
|  | 244.2158 | 0
|  | 244.4221 | 0
|  | 244.6285 | 0
|  | 244.8349 | 0
|  | 245.0413 | 0
|  | 245.2477 | 0
|  | 245.4541 | 0
|  | 245.6605 | 0
|  | 245.867 | 0
|  | 246.0734 | 0
|  | 246.2799 | 0
|  | 246.4864 | 0
|  | 246.6929 | 0
|  | 246.8995 | 0
|  | 247.106 | 0
|  | 247.3126 | 0
|  | 247.5192 | 0
|  | 247.7258 | 0
|  | 247.9324 | 0
|  | 248.139 | 0
|  | 248.3457 | 0
|  | 248.5524 | 0
|  | 248.759 | 0
|  | 248.9657 | 0
|  | 249.1725 | 0
|  | 249.3792 | 0
|  | 249.5859 | 0
|  | 249.7927 | 0
|  | 249.9995 | 0
|  | 250.2063 | 0
|  | 250.4131 | 0
|  | 250.6199 | 0
|  | 250.8268 | 0
|  | 251.0336 | 0
|  | 251.2405 | 0
|  | 251.4474 | 0
|  | 251.6543 | 0
|  | 251.8613 | 0
|  | 252.0682 | 0
|  | 252.2752 | 0
|  | 252.4821 | 0
|  | 252.6891 | 0
|  | 252.8961 | 0
|  | 253.1032 | 0
|  | 253.3102 | 0
|  | 253.5173 | 0
|  | 253.7243 | 0
|  | 253.9314 | 0
|  | 254.1385 | 0
|  | 254.3457 | 0
|  | 254.5528 | 0
|  | 254.76 | 0
|  | 254.9671 | 0
|  | 255.1743 | 0
|  | 255.3815 | 0
|  | 255.5888 | 0
|  | 255.796 | 0
|  | 256.0032 | 0
|  | 256.2105 | 0
|  | 256.4178 | 0
|  | 256.6251 | 0
|  | 256.8324 | 0
|  | 257.0398 | 0
|  | 257.2471 | 0
|  | 257.4545 | 0
|  | 257.6619 | 0
|  | 257.8693 | 0
|  | 258.0767 | 0
|  | 258.2841 | 0
|  | 258.4916 | 0
|  | 258.699 | 0
|  | 258.9065 | 0
|  | 259.114 | 0
|  | 259.3215 | 0
|  | 259.5291 | 0
|  | 259.7366 | 0
|  | 259.9442 | 0
|  | 260.1517 | 0
|  | 260.3594 | 0
|  | 260.567 | 0
|  | 260.7746 | 0
|  | 260.9822 | 0
|  | 261.1899 | 0
|  | 261.3976 | 0
|  | 261.6053 | 0
|  | 261.813 | 0
|  | 262.0207 | 0
|  | 262.2284 | 0
|  | 262.4362 | 0
|  | 262.644 | 0
|  | 262.8518 | 0
|  | 263.0596 | 0
|  | 263.2674 | 0
|  | 263.4752 | 0
|  | 263.6831 | 0
|  | 263.8909 | 0
|  | 264.0988 | 0
|  | 264.3067 | 0
|  | 264.5147 | 0
|  | 264.7226 | 0
|  | 264.9305 | 0
|  | 265.1385 | 0
|  | 265.3465 | 0
|  | 265.5545 | 0
|  | 265.7625 | 0
|  | 265.9705 | 0
|  | 266.1786 | 0
|  | 266.3867 | 0
|  | 266.5947 | 0
|  | 266.8028 | 0
|  | 267.0109 | 0
|  | 267.2191 | 0
|  | 267.4272 | 0
|  | 267.6354 | 0
|  | 267.8436 | 0
|  | 268.0518 | 0
|  | 268.26 | 0
|  | 268.4682 | 0
|  | 268.6764 | 0
|  | 268.8847 | 0
|  | 269.093 | 0
|  | 269.3012 | 0
|  | 269.5096 | 0
|  | 269.7179 | 0
|  | 269.9262 | 0
|  | 270.1346 | 0
|  | 270.3429 | 0
|  | 270.5513 | 0
|  | 270.7597 | 0
|  | 270.9681 | 0
|  | 271.1766 | 0
|  | 271.385 | 0
|  | 271.5935 | 0
|  | 271.802 | 0
|  | 272.0105 | 0
|  | 272.219 | 0
|  | 272.4275 | 0
|  | 272.6361 | 0
|  | 272.8446 | 0
|  | 273.0532 | 0
|  | 273.2618 | 0
|  | 273.4704 | 0
|  | 273.6791 | 0
|  | 273.8877 | 0
|  | 274.0963 | 0
|  | 274.305 | 0
|  | 274.5137 | 0
|  | 274.7224 | 0
|  | 274.9311 | 0
|  | 275.1399 | 0
|  | 275.3486 | 0
|  | 275.5574 | 0
|  | 275.7662 | 0
|  | 275.975 | 0
|  | 276.1838 | 0
|  | 276.3927 | 0
|  | 276.6015 | 0
|  | 276.8104 | 0
|  | 277.0192 | 0
|  | 277.2282 | 0
|  | 277.4371 | 0
|  | 277.646 | 0
|  | 277.8549 | 0
|  | 278.0639 | 0
|  | 278.2729 | 0
|  | 278.4819 | 0
|  | 278.6909 | 0
|  | 278.8999 | 0
|  | 279.1089 | 0
|  | 279.318 | 0
|  | 279.5271 | 0
|  | 279.7362 | 0
|  | 279.9453 | 0
|  | 280.1544 | 0
|  | 280.3635 | 0
|  | 280.5727 | 0
|  | 280.7819 | 0
|  | 280.991 | 0
|  | 281.2002 | 0
|  | 281.4095 | 0
|  | 281.6187 | 0
|  | 281.8279 | 0
|  | 282.0372 | 0
|  | 282.2465 | 0
|  | 282.4558 | 0
|  | 282.6651 | 0
|  | 282.8744 | 0
|  | 283.0838 | 0
|  | 283.2931 | 0
|  | 283.5025 | 0
|  | 283.7119 | 0
|  | 283.9213 | 0
|  | 284.1307 | 0
|  | 284.3402 | 0
|  | 284.5496 | 0
|  | 284.7591 | 0
|  | 284.9686 | 0
|  | 285.1781 | 0
|  | 285.3876 | 0
|  | 285.5971 | 0
|  | 285.8067 | 0
|  | 286.0163 | 0
|  | 286.2258 | 0
|  | 286.4354 | 0
|  | 286.6451 | 0
|  | 286.8547 | 0
|  | 287.0643 | 0
|  | 287.274 | 0
|  | 287.4837 | 0
|  | 287.6934 | 0
|  | 287.9031 | 0
|  | 288.1128 | 0
|  | 288.3225 | 0
|  | 288.5323 | 0
|  | 288.7421 | 0
|  | 288.9518 | 0
|  | 289.1616 | 0
|  | 289.3715 | 0
|  | 289.5813 | 0
|  | 289.7911 | 0
|  | 290.001 | 0
|  | 290.2109 | 0
|  | 290.4208 | 0
|  | 290.6307 | 0
|  | 290.8406 | 0
|  | 291.0506 | 0
|  | 291.2605 | 0
|  | 291.4705 | 0
|  | 291.6805 | 0
|  | 291.8905 | 0
|  | 292.1005 | 0
|  | 292.3106 | 0
|  | 292.5206 | 0
|  | 292.7307 | 0
|  | 292.9408 | 0
|  | 293.1509 | 0
|  | 293.361 | 0
|  | 293.5711 | 0
|  | 293.7813 | 0
|  | 293.9915 | 0
|  | 294.2016 | 0
|  | 294.4118 | 0
|  | 294.6221 | 0
|  | 294.8323 | 0
|  | 295.0425 | 0
|  | 295.2528 | 0
|  | 295.4631 | 0
|  | 295.6733 | 0
|  | 295.8836 | 0
|  | 296.094 | 0
|  | 296.3043 | 0
|  | 296.5147 | 0
|  | 296.725 | 0
|  | 296.9354 | 0
|  | 297.1458 | 0
|  | 297.3562 | 0
|  | 297.5667 | 0
|  | 297.7771 | 0
|  | 297.9876 | 0
|  | 298.1981 | 0
|  | 298.4085 | 0
|  | 298.6191 | 0
|  | 298.8296 | 0
|  | 299.0401 | 0
|  | 299.2507 | 0
|  | 299.4613 | 0
|  | 299.6718 | 0
|  | 299.8825 | 0
|  | 300.0931 | 0
|  | 300.3037 | 0
|  | 300.5143 | 0
|  | 300.725 | 0
|  | 300.9357 | 0
|  | 301.1464 | 0
|  | 301.3571 | 0
|  | 301.5678 | 0
|  | 301.7786 | 0
|  | 301.9893 | 0
|  | 302.2001 | 0
|  | 302.4109 | 0
|  | 302.6217 | 0
|  | 302.8325 | 0
|  | 303.0434 | 0
|  | 303.2542 | 0
|  | 303.4651 | 0
|  | 303.676 | 0
|  | 303.8869 | 0
|  | 304.0978 | 0
|  | 304.3087 | 0
|  | 304.5197 | 0
|  | 304.7306 | 0
|  | 304.9416 | 0
|  | 305.1526 | 0
|  | 305.3636 | 0
|  | 305.5746 | 0
|  | 305.7857 | 0
|  | 305.9967 | 0
|  | 306.2078 | 0
|  | 306.4189 | 0
|  | 306.63 | 0
|  | 306.8411 | 0
|  | 307.0523 | 0
|  | 307.2634 | 0
|  | 307.4746 | 0
|  | 307.6857 | 0
|  | 307.8969 | 0
|  | 308.1082 | 0
|  | 308.3194 | 0
|  | 308.5306 | 0
|  | 308.7419 | 0
|  | 308.9531 | 0
|  | 309.1644 | 0
|  | 309.3757 | 0
|  | 309.587 | 0
|  | 309.7984 | 0
|  | 310.0097 | 0
|  | 310.2211 | 0
|  | 310.4325 | 0
|  | 310.6439 | 0
|  | 310.8553 | 0
|  | 311.0667 | 0
|  | 311.2782 | 0
|  | 311.4896 | 0
|  | 311.7011 | 0
|  | 311.9126 | 0
|  | 312.1241 | 0
|  | 312.3356 | 0
|  | 312.5471 | 0
|  | 312.7587 | 0
|  | 312.9703 | 0
|  | 313.1818 | 0
|  | 313.3934 | 0
|  | 313.6051 | 0
|  | 313.8167 | 0
|  | 314.0283 | 0
|  | 314.24 | 0
|  | 314.4517 | 0
|  | 314.6633 | 0
|  | 314.875 | 0
|  | 315.0868 | 0
|  | 315.2985 | 0
|  | 315.5103 | 0
|  | 315.722 | 0
|  | 315.9338 | 0
|  | 316.1456 | 0
|  | 316.3574 | 0
|  | 316.5693 | 0
|  | 316.7811 | 0
|  | 316.993 | 0
|  | 317.2048 | 0
|  | 317.4167 | 0
|  | 317.6286 | 0
|  | 317.8405 | 0
|  | 318.0525 | 0
|  | 318.2644 | 0
|  | 318.4764 | 0
|  | 318.6884 | 0
|  | 318.9004 | 0
|  | 319.1124 | 0
|  | 319.3244 | 0
|  | 319.5365 | 0
|  | 319.7485 | 0
|  | 319.9606 | 0
|  | 320.1727 | 0
|  | 320.3848 | 0
|  | 320.5969 | 0
|  | 320.809 | 0
|  | 321.0212 | 0
|  | 321.2333 | 0
|  | 321.4455 | 0
|  | 321.6577 | 0
|  | 321.8699 | 0
|  | 322.0822 | 0
|  | 322.2944 | 0
|  | 322.5067 | 0
|  | 322.7189 | 0
|  | 322.9312 | 0
|  | 323.1435 | 0
|  | 323.3558 | 0
|  | 323.5682 | 0
|  | 323.7805 | 0
|  | 323.9929 | 0
|  | 324.2053 | 0
|  | 324.4177 | 0
|  | 324.6301 | 0
|  | 324.8425 | 0
|  | 325.0549 | 0
|  | 325.2674 | 0
|  | 325.4799 | 0
|  | 325.6923 | 0
|  | 325.9049 | 0
|  | 326.1174 | 0
|  | 326.3299 | 0
|  | 326.5424 | 0
|  | 326.755 | 0
|  | 326.9676 | 0
|  | 327.1802 | 0
|  | 327.3928 | 0
|  | 327.6054 | 0
|  | 327.8181 | 0
|  | 328.0307 | 0
|  | 328.2434 | 0
|  | 328.4561 | 0
|  | 328.6688 | 0
|  | 328.8815 | 0
|  | 329.0942 | 0
|  | 329.3069 | 0
|  | 329.5197 | 0
|  | 329.7325 | 0
|  | 329.9453 | 0
|  | 330.1581 | 0
|  | 330.3709 | 0
|  | 330.5837 | 0
|  | 330.7966 | 0
|  | 331.0095 | 0
|  | 331.2223 | 0
|  | 331.4352 | 0
|  | 331.6481 | 0
|  | 331.8611 | 0
|  | 332.074 | 0
|  | 332.287 | 0
|  | 332.5 | 0
|  | 332.7129 | 0
|  | 332.9259 | 0
|  | 333.139 | 0
|  | 333.352 | 0
|  | 333.565 | 0
|  | 333.7781 | 0
|  | 333.9912 | 0
|  | 334.2043 | 0
|  | 334.4174 | 0
|  | 334.6305 | 0
|  | 334.8436 | 0
|  | 335.0568 | 0
|  | 335.27 | 0
|  | 335.4832 | 0
|  | 335.6963 | 0
|  | 335.9096 | 0
|  | 336.1228 | 0
|  | 336.336 | 0
|  | 336.5493 | 0
|  | 336.7626 | 0
|  | 336.9759 | 0
|  | 337.1892 | 0
|  | 337.4025 | 0
|  | 337.6158 | 0
|  | 337.8292 | 0
|  | 338.0425 | 0
|  | 338.2559 | 0
|  | 338.4693 | 0
|  | 338.6827 | 0
|  | 338.8961 | 0
|  | 339.1096 | 0
|  | 339.323 | 0
|  | 339.5365 | 0
|  | 339.75 | 0
|  | 339.9635 | 0
|  | 340.177 | 0
|  | 340.3905 | 0
|  | 340.6041 | 0
|  | 340.8177 | 0
|  | 341.0312 | 0
|  | 341.2448 | 0
|  | 341.4584 | 0
|  | 341.672 | 0
|  | 341.8857 | 0
|  | 342.0993 | 0
|  | 342.313 | 0
|  | 342.5267 | 0
|  | 342.7404 | 0
|  | 342.9541 | 0
|  | 343.1678 | 0
|  | 343.3816 | 0
|  | 343.5953 | 0
|  | 343.8091 | 0
|  | 344.0229 | 0
|  | 344.2367 | 0
|  | 344.4505 | 0
|  | 344.6643 | 0
|  | 344.8782 | 0
|  | 345.092 | 0
|  | 345.3059 | 0
|  | 345.5198 | 0
|  | 345.7337 | 0
|  | 345.9476 | 0
|  | 346.1615 | 0
|  | 346.3755 | 0
|  | 346.5894 | 0
|  | 346.8034 | 0
|  | 347.0174 | 0
|  | 347.2314 | 0
|  | 347.4455 | 0
|  | 347.6595 | 0
|  | 347.8736 | 0
|  | 348.0876 | 0
|  | 348.3017 | 0
|  | 348.5158 | 0
|  | 348.7299 | 0
|  | 348.9441 | 0
|  | 349.1582 | 0
|  | 349.3723 | 0
|  | 349.5865 | 0
|  | 349.8007 | 0
|  | 350.0149 | 0
|  | 350.2291 | 0
|  | 350.4434 | 0
|  | 350.6576 | 0
|  | 350.8719 | 0
|  | 351.0862 | 0
|  | 351.3005 | 0
|  | 351.5148 | 0
|  | 351.7291 | 0
|  | 351.9434 | 0
|  | 352.1578 | 0
|  | 352.3721 | 0
|  | 352.5865 | 0
|  | 352.8009 | 0
|  | 353.0153 | 0
|  | 353.2298 | 0
|  | 353.4442 | 0
|  | 353.6587 | 0
|  | 353.8731 | 0
|  | 354.0876 | 0
|  | 354.3021 | 0
|  | 354.5166 | 0
|  | 354.7312 | 0
|  | 354.9457 | 0
|  | 355.1603 | 0
|  | 355.3748 | 0
|  | 355.5894 | 0
|  | 355.804 | 0
|  | 356.0186 | 0
|  | 356.2333 | 0
|  | 356.4479 | 0
|  | 356.6626 | 0
|  | 356.8773 | 0
|  | 357.092 | 0
|  | 357.3067 | 0
|  | 357.5214 | 0
|  | 357.7361 | 0
|  | 357.9509 | 0
|  | 358.1657 | 0
|  | 358.3804 | 0
|  | 358.5952 | 0
|  | 358.81 | 0
|  | 359.0249 | 0
|  | 359.2397 | 0
|  | 359.4546 | 0
|  | 359.6694 | 0
|  | 359.8843 | 0
|  | 360.0992 | 0
|  | 360.3141 | 0
|  | 360.5291 | 0
|  | 360.744 | 0
|  | 360.959 | 0
|  | 361.1739 | 0
|  | 361.3889 | 0
|  | 361.6039 | 0
|  | 361.8189 | 0
|  | 362.034 | 0
|  | 362.249 | 0
|  | 362.4641 | 0
|  | 362.6792 | 0
|  | 362.8943 | 0
|  | 363.1094 | 0
|  | 363.3245 | 0
|  | 363.5396 | 0
|  | 363.7548 | 0
|  | 363.9699 | 0
|  | 364.1851 | 0
|  | 364.4003 | 0
|  | 364.6155 | 0
|  | 364.8307 | 0
|  | 365.046 | 0
|  | 365.2612 | 0
|  | 365.4765 | 0
|  | 365.6918 | 0
|  | 365.9071 | 0
|  | 366.1224 | 0
|  | 366.3377 | 0
|  | 366.553 | 0
|  | 366.7684 | 0
|  | 366.9838 | 0
|  | 367.1992 | 0
|  | 367.4146 | 0
|  | 367.63 | 0
|  | 367.8454 | 0
|  | 368.0608 | 0
|  | 368.2763 | 0
|  | 368.4918 | 0
|  | 368.7073 | 0
|  | 368.9228 | 0
|  | 369.1383 | 0
|  | 369.3538 | 0
|  | 369.5693 | 0
|  | 369.7849 | 0
|  | 370.0005 | 0
|  | 370.2161 | 0
|  | 370.4317 | 0
|  | 370.6473 | 0
|  | 370.8629 | 0
|  | 371.0786 | 0
|  | 371.2942 | 0
|  | 371.5099 | 0
|  | 371.7256 | 0
|  | 371.9413 | 0
|  | 372.157 | 0
|  | 372.3728 | 0
|  | 372.5885 | 0
|  | 372.8043 | 0
|  | 373.0201 | 0
|  | 373.2359 | 0
|  | 373.4517 | 0
|  | 373.6675 | 0
|  | 373.8833 | 0
|  | 374.0992 | 0
|  | 374.315 | 0
|  | 374.5309 | 0
|  | 374.7468 | 0
|  | 374.9627 | 0
|  | 375.1786 | 0
|  | 375.3946 | 0
|  | 375.6105 | 0
|  | 375.8265 | 0
|  | 376.0425 | 0
|  | 376.2585 | 0
|  | 376.4745 | 0
|  | 376.6905 | 0
|  | 376.9065 | 0
|  | 377.1226 | 0
|  | 377.3387 | 0
|  | 377.5548 | 0
|  | 377.7709 | 0
|  | 377.987 | 0
|  | 378.2031 | 0
|  | 378.4192 | 0.01429
|  | 378.6354 | 0.03071
|  | 378.8516 | 0.01869
|  | 379.0677 | 0.02992
|  | 379.284 | 0.01734
|  | 379.5002 | 0.031
|  | 379.7164 | 0.02882
|  | 379.9326 | 0.03396
|  | 380.1489 | 0.03037
|  | 380.3652 | 0.03703
|  | 380.5814 | 0.02825
|  | 380.7977 | 0.03919
|  | 381.0141 | 0.03333
|  | 381.2304 | 0.04337
|  | 381.4467 | 0.0351
|  | 381.6631 | 0.04713
|  | 381.8795 | 0.03818
|  | 382.0958 | 0.04927
|  | 382.3123 | 0.04425
|  | 382.5287 | 0.05599
|  | 382.7451 | 0.05361
|  | 382.9615 | 0.06353
|  | 383.178 | 0.05808
|  | 383.3945 | 0.06588
|  | 383.611 | 0.06666
|  | 383.8275 | 0.0736
|  | 384.044 | 0.07185
|  | 384.2605 | 0.0831
|  | 384.4771 | 0.08204
|  | 384.6936 | 0.09414
|  | 384.9102 | 0.09369
|  | 385.1268 | 0.10498
|  | 385.3434 | 0.10939
|  | 385.56 | 0.11592
|  | 385.7766 | 0.11624
|  | 385.9933 | 0.12671
|  | 386.2099 | 0.12895
|  | 386.4266 | 0.14017
|  | 386.6433 | 0.14342
|  | 386.86 | 0.1515
|  | 387.0767 | 0.15495
|  | 387.2935 | 0.16514
|  | 387.5102 | 0.16309
|  | 387.727 | 0.17875
|  | 387.9437 | 0.18369
|  | 388.1605 | 0.19905
|  | 388.3773 | 0.19904
|  | 388.5941 | 0.21151
|  | 388.811 | 0.2134
|  | 389.0278 | 0.23101
|  | 389.2447 | 0.23474
|  | 389.4616 | 0.25303
|  | 389.6784 | 0.25938
|  | 389.8954 | 0.28118
|  | 390.1123 | 0.28946
|  | 390.3292 | 0.31417
|  | 390.5462 | 0.3243
|  | 390.7631 | 0.34212
|  | 390.9801 | 0.35416
|  | 391.1971 | 0.37148
|  | 391.4141 | 0.3776
|  | 391.6311 | 0.40052
|  | 391.8481 | 0.40217
|  | 392.0652 | 0.42251
|  | 392.2822 | 0.42732
|  | 392.4993 | 0.44484
|  | 392.7164 | 0.44687
|  | 392.9335 | 0.46466
|  | 393.1506 | 0.47124
|  | 393.3678 | 0.48617
|  | 393.5849 | 0.49548
|  | 393.8021 | 0.50124
|  | 394.0192 | 0.51069
|  | 394.2364 | 0.53124
|  | 394.4536 | 0.54697
|  | 394.6708 | 0.57338
|  | 394.8881 | 0.58687
|  | 395.1053 | 0.61291
|  | 395.3226 | 0.62231
|  | 395.5399 | 0.64807
|  | 395.7572 | 0.67242
|  | 395.9745 | 0.69436
|  | 396.1918 | 0.70632
|  | 396.4091 | 0.7453
|  | 396.6264 | 0.75367
|  | 396.8438 | 0.77311
|  | 397.0612 | 0.78603
|  | 397.2786 | 0.81325
|  | 397.496 | 0.83182
|  | 397.7134 | 0.85014
|  | 397.9308 | 0.85507
|  | 398.1483 | 0.87616
|  | 398.3657 | 0.881
|  | 398.5832 | 0.90156
|  | 398.8007 | 0.90495
|  | 399.0182 | 0.92006
|  | 399.2357 | 0.92656
|  | 399.4532 | 0.93751
|  | 399.6708 | 0.91888
|  | 399.8884 | 0.93693
|  | 400.1059 | 0.94632
|  | 400.3235 | 0.95862
|  | 400.5411 | 0.96185
|  | 400.7587 | 0.96795
|  | 400.9764 | 0.98064
|  | 401.194 | 0.99053
|  | 401.4117 | 0.98374
|  | 401.6293 | 0.98648
|  | 401.847 | 0.97899
|  | 402.0647 | 0.97817
|  | 402.2824 | 0.96986
|  | 402.5002 | 0.98967
|  | 402.7179 | 0.99694
|  | 402.9357 | 1
|  | 403.1534 | 0.99591
|  | 403.3712 | 0.98823
|  | 403.589 | 0.99022
|  | 403.8068 | 0.9917
|  | 404.0247 | 0.98201
|  | 404.2425 | 0.96493
|  | 404.4604 | 0.94743
|  | 404.6782 | 0.94008
|  | 404.8961 | 0.92217
|  | 405.114 | 0.92159
|  | 405.3319 | 0.92024
|  | 405.5498 | 0.9113
|  | 405.7678 | 0.89035
|  | 405.9857 | 0.87862
|  | 406.2037 | 0.87011
|  | 406.4217 | 0.8745
|  | 406.6397 | 0.86115
|  | 406.8577 | 0.84992
|  | 407.0757 | 0.84159
|  | 407.2937 | 0.84685
|  | 407.5118 | 0.83241
|  | 407.7299 | 0.83253
|  | 407.9479 | 0.81455
|  | 408.166 | 0.80861
|  | 408.3842 | 0.78865
|  | 408.6023 | 0.77846
|  | 408.8204 | 0.76684
|  | 409.0386 | 0.75373
|  | 409.2567 | 0.75243
|  | 409.4749 | 0.72664
|  | 409.6931 | 0.71222
|  | 409.9113 | 0.69409
|  | 410.1295 | 0.68584
|  | 410.3478 | 0.66307
|  | 410.566 | 0.6479
|  | 410.7843 | 0.63652
|  | 411.0026 | 0.62866
|  | 411.2208 | 0.61781
|  | 411.4391 | 0.60428
|  | 411.6575 | 0.58866
|  | 411.8758 | 0.583
|  | 412.0942 | 0.56799
|  | 412.3125 | 0.55647
|  | 412.5309 | 0.53684
|  | 412.7493 | 0.53237
|  | 412.9677 | 0.52296
|  | 413.1861 | 0.50738
|  | 413.4045 | 0.48921
|  | 413.623 | 0.48589
|  | 413.8414 | 0.47202
|  | 414.0599 | 0.46548
|  | 414.2784 | 0.44641
|  | 414.4969 | 0.43923
|  | 414.7154 | 0.4289
|  | 414.9339 | 0.4224
|  | 415.1525 | 0.40575
|  | 415.371 | 0.40293
|  | 415.5896 | 0.39093
|  | 415.8082 | 0.38785
|  | 416.0268 | 0.37032
|  | 416.2454 | 0.36357
|  | 416.464 | 0.35543
|  | 416.6827 | 0.35051
|  | 416.9013 | 0.33834
|  | 417.12 | 0.33636
|  | 417.3387 | 0.32313
|  | 417.5574 | 0.32428
|  | 417.7761 | 0.31164
|  | 417.9948 | 0.30861
|  | 418.2135 | 0.29686
|  | 418.4323 | 0.29661
|  | 418.6511 | 0.28155
|  | 418.8698 | 0.27846
|  | 419.0886 | 0.2695
|  | 419.3074 | 0.26506
|  | 419.5263 | 0.25565
|  | 419.7451 | 0.25109
|  | 419.9639 | 0.24255
|  | 420.1828 | 0.24127
|  | 420.4017 | 0.22796
|  | 420.6206 | 0.22364
|  | 420.8395 | 0.21292
|  | 421.0584 | 0.2099
|  | 421.2773 | 0.2016
|  | 421.4963 | 0.19627
|  | 421.7152 | 0.18678
|  | 421.9342 | 0.18804
|  | 422.1532 | 0.17846
|  | 422.3722 | 0.17793
|  | 422.5912 | 0.16933
|  | 422.8102 | 0.16842
|  | 423.0293 | 0.15996
|  | 423.2483 | 0.15998
|  | 423.4674 | 0.1515
|  | 423.6865 | 0.14982
|  | 423.9056 | 0.14636
|  | 424.1247 | 0.14585
|  | 424.3438 | 0.13893
|  | 424.563 | 0.13972
|  | 424.7821 | 0.13325
|  | 425.0013 | 0.13477
|  | 425.2205 | 0.12914
|  | 425.4397 | 0.12978
|  | 425.6589 | 0.12183
|  | 425.8781 | 0.12336
|  | 426.0973 | 0.1153
|  | 426.3166 | 0.11372
|  | 426.5358 | 0.1081
|  | 426.7551 | 0.11129
|  | 426.9744 | 0.10515
|  | 427.1937 | 0.1075
|  | 427.413 | 0.09828
|  | 427.6324 | 0.09985
|  | 427.8517 | 0.0962
|  | 428.0711 | 0.09382
|  | 428.2905 | 0.08914
|  | 428.5098 | 0.0878
|  | 428.7292 | 0.08279
|  | 428.9486 | 0.08389
|  | 429.1681 | 0.07902
|  | 429.3875 | 0.07829
|  | 429.607 | 0.07708
|  | 429.8265 | 0.07619
|  | 430.0459 | 0.06918
|  | 430.2654 | 0.07078
|  | 430.485 | 0.06702
|  | 430.7045 | 0.06711
|  | 430.924 | 0.06194
|  | 431.1436 | 0.06487
|  | 431.3631 | 0.05903
|  | 431.5827 | 0.06159
|  | 431.8023 | 0.05976
|  | 432.0219 | 0.05964
|  | 432.2415 | 0.0569
|  | 432.4612 | 0.05608
|  | 432.6808 | 0.05173
|  | 432.9005 | 0.05239
|  | 433.1202 | 0.04889
|  | 433.3398 | 0.0509
|  | 433.5595 | 0.04605
|  | 433.7793 | 0.04844
|  | 433.999 | 0.04515
|  | 434.2187 | 0.0463
|  | 434.4385 | 0.04439
|  | 434.6583 | 0.0447
|  | 434.878 | 0.03934
|  | 435.0978 | 0.04115
|  | 435.3177 | 0.03784
|  | 435.5375 | 0.03854
|  | 435.7573 | 0.03564
|  | 435.9772 | 0.03752
|  | 436.197 | 0.03326
|  | 436.4169 | 0.03591
|  | 436.6368 | 0.03211
|  | 436.8567 | 0.03572
|  | 437.0766 | 0.03165
|  | 437.2966 | 0.03126
|  | 437.5165 | 0.03029
|  | 437.7365 | 0.03143
|  | 437.9565 | 0.02786
|  | 438.1765 | 0.02891
|  | 438.3965 | 0.02628
|  | 438.6165 | 0.02916
|  | 438.8365 | 0.0252
|  | 439.0566 | 0.0279
|  | 439.2766 | 0.02427
|  | 439.4967 | 0.02656
|  | 439.7168 | 0.02211
|  | 439.9369 | 0.02503
|  | 440.157 | 0.02188
|  | 440.3771 | 0.02219
|  | 440.5972 | 0.02009
|  | 440.8174 | 0.02221
|  | 441.0376 | 0.0188
|  | 441.2577 | 0.01991
|  | 441.478 | 0.0182
|  | 441.6982 | 0.02008
|  | 441.9184 | 0.0171
|  | 442.1386 | 0.01871
|  | 442.3589 | 0.01686
|  | 442.5791 | 0.0177
|  | 442.7994 | 0.01533
|  | 443.0197 | 0.01725
|  | 443.24 | 0.0144
|  | 443.4603 | 0.0159
|  | 443.6806 | 0.01313
|  | 443.901 | 0.0151
|  | 444.1213 | 0.01253
|  | 444.3417 | 0.0139
|  | 444.5621 | 0.01242
|  | 444.7825 | 0.01352
|  | 445.0029 | 0.01044
|  | 445.2233 | 0.01392
|  | 445.4438 | 0.01033
|  | 445.6642 | 0.01351
|  | 445.8847 | 0.01041
|  | 446.1051 | 0.01275
|  | 446.3256 | 0.01054
|  | 446.5462 | 0.01249
|  | 446.7667 | 0.01069
|  | 446.9872 | 0.01229
|  | 447.2077 | 0.00932
|  | 447.4283 | 0.01149
|  | 447.6489 | 0.00957
|  | 447.8695 | 0.01114
|  | 448.0901 | 0.00803
|  | 448.3107 | 0.01017
|  | 448.5313 | 0.00774
|  | 448.7519 | 0.00946
|  | 448.9726 | 0.00768
|  | 449.1933 | 0.01038
|  | 449.4139 | 0.00658
|  | 449.6346 | 0.00893
|  | 449.8553 | 0.00673
|  | 450.0761 | 0.00834
|  | 450.2968 | 0.00625
|  | 450.5175 | 0.0079
|  | 450.7383 | 0.00616
|  | 450.9591 | 0.00764
|  | 451.1799 | 0.00557
|  | 451.4007 | 0.00812
|  | 451.6215 | 0.0055
|  | 451.8423 | 0.00706
|  | 452.0632 | 0.00554
|  | 452.284 | 0.00777
|  | 452.5049 | 0.00546
|  | 452.7258 | 0.00774
|  | 452.9467 | 0.00507
|  | 453.1676 | 0.00716
|  | 453.3885 | 0.00379
|  | 453.6094 | 0.00678
|  | 453.8304 | 0.0039
|  | 454.0513 | 0.00645
|  | 454.2723 | 0.00411
|  | 454.4933 | 0.00674
|  | 454.7143 | 0.00412
|  | 454.9353 | 0.00638
|  | 455.1563 | 0.00507
|  | 455.3774 | 0.00619
|  | 455.5985 | 0.00411
|  | 455.8195 | 0.00574
|  | 456.0406 | 0.00428
|  | 456.2617 | 0.00539
|  | 456.4828 | 0.00347
|  | 456.7039 | 0.0055
|  | 456.9251 | 0.00333
|  | 457.1462 | 0.00548
|  | 457.3674 | 0.00199
|  | 457.5885 | 0.00577
|  | 457.8097 | 0.00251
|  | 458.0309 | 0.00481
|  | 458.2522 | 0.00346
|  | 458.4734 | 0.00424
|  | 458.6946 | 0.00322
|  | 458.9159 | 0.00404
|  | 459.1372 | 0.00382
|  | 459.3584 | 0.0042
|  | 459.5797 | 0.00223
|  | 459.801 | 0.00496
|  | 460.0224 | 0.00256
|  | 460.2437 | 0.00432
|  | 460.4651 | 0.00222
|  | 460.6864 | 0.00418
|  | 460.9078 | 0.00289
|  | 461.1292 | 0.00365
|  | 461.3506 | 0.00295
|  | 461.572 | 0.00443
|  | 461.7934 | 0.0017
|  | 462.0149 | 0.00428
|  | 462.2363 | 0.00199
|  | 462.4578 | 0.00354
|  | 462.6793 | 0.00178
|  | 462.9008 | 0.0033
|  | 463.1223 | 0.00196
|  | 463.3438 | 0.00392
|  | 463.5654 | 0.00219
|  | 463.7869 | 0.00365
|  | 464.0085 | 0.00191
|  | 464.23 | 0.00333
|  | 464.4516 | 0.0025
|  | 464.6732 | 0.00367
|  | 464.8948 | 0.00193
|  | 465.1165 | 0.00393
|  | 465.3381 | 0.00336
|  | 465.5598 | 0.00263
|  | 465.7814 | 0.0036
|  | 466.0031 | 0.00198
|  | 466.2248 | 0.0031
|  | 466.4465 | 0.00194
|  | 466.6682 | 0.00375
|  | 466.89 | 0.00165
|  | 467.1117 | 0.00311
|  | 467.3335 | 0.00196
|  | 467.5553 | 0.00286
|  | 467.777 | 0.002
|  | 467.9988 | 0.00353
|  | 468.2206 | 0.00153
|  | 468.4425 | 0.00319
|  | 468.6643 | 0.00069927
|  | 468.8862 | 0.00277
|  | 469.108 | 0.00122
|  | 469.3299 | 0.00296
|  | 469.5518 | 0.0012
|  | 469.7737 | 0.00295
|  | 469.9956 | 0.00060109
|  | 470.2176 | 0.00383
|  | 470.4395 | 0.00138
|  | 470.6615 | 0.00293
|  | 470.8834 | 0.00113
|  | 471.1054 | 0.00349
|  | 471.3274 | 0.00104
|  | 471.5494 | 0.0028
|  | 471.7715 | 0.00156
|  | 471.9935 | 0.00319
|  | 472.2155 | 0.00138
|  | 472.4376 | 0.00285
|  | 472.6597 | 0.00088392
|  | 472.8818 | 0.00276
|  | 473.1039 | 0.00134
|  | 473.326 | 0.00269
|  | 473.5481 | 0.00085719
|  | 473.7703 | 0.00319
|  | 473.9924 | 0.0015
|  | 474.2146 | 0.00253
|  | 474.4368 | 0.00094126
|  | 474.659 | 0.00271
|  | 474.8812 | 0.00238
|  | 475.1034 | 0.00292
|  | 475.3256 | 0.00115
|  | 475.5479 | 0.00286
|  | 475.7701 | 0.0017
|  | 475.9924 | 0.00309
|  | 476.2147 | 0.00128
|  | 476.437 | 0.00239
|  | 476.6593 | 0.0011
|  | 476.8816 | 0.0032
|  | 477.104 | 0.00076206
|  | 477.3263 | 0.00308
|  | 477.5487 | 0.00155
|  | 477.7711 | 0.0024
|  | 477.9934 | 0.0011
|  | 478.2158 | 0.00262
|  | 478.4383 | 0.00169
|  | 478.6607 | 0.00363
|  | 478.8831 | 0.00127
|  | 479.1056 | 0.00303
|  | 479.3281 | 0.00194
|  | 479.5505 | 0.00234
|  | 479.7731 | 0.00129
|  | 479.9955 | 0.00238
|  | 480.2181 | 0.00116
|  | 480.4406 | 0.00261
|  | 480.6632 | 0.00087517
|  | 480.8857 | 0.00243
|  | 481.1083 | 0.00169
|  | 481.3309 | 0.00265
|  | 481.5535 | 0.00116
|  | 481.7761 | 0.00271
|  | 481.9987 | 0.00087753
|  | 482.2213 | 0.00225
|  | 482.444 | 0.00057298
|  | 482.6667 | 0.00215
|  | 482.8893 | 0.00128
|  | 483.112 | 0.00231
|  | 483.3347 | 0.00092636
|  | 483.5575 | 0.00244
|  | 483.7802 | 0.00095207
|  | 484.0029 | 0.00242
|  | 484.2257 | 0.0015
|  | 484.4484 | 0.00225
|  | 484.6712 | 0.00043221
|  | 484.894 | 0.00221
|  | 485.1168 | 0.0009927
|  | 485.3397 | 0.00303
|  | 485.5625 | 0.00116
|  | 485.7853 | 0.00232
|  | 486.0082 | 0.00069905
|  | 486.2311 | 0.00271
|  | 486.454 | 0.0004938
|  | 486.6769 | 0.00193
|  | 486.8998 | 0.00096693
|  | 487.1227 | 0.00257
|  | 487.3456 | 0.00113
|  | 487.5686 | 0.00253
|  | 487.7915 | 0.00065938
|  | 488.0145 | 0.002
|  | 488.2375 | 0.00072548
|  | 488.4605 | 0.00239
|  | 488.6835 | 0.00107
|  | 488.9065 | 0.00234
|  | 489.1296 | 0.00106
|  | 489.3526 | 0.00264
|  | 489.5757 | 0.0005287
|  | 489.7988 | 0.00249
|  | 490.0219 | 0.00115
|  | 490.245 | 0.0023
|  | 490.4681 | 0.00125
|  | 490.6912 | 0.00181
|  | 490.9144 | 0.00093261
|  | 491.1375 | 0.00237
|  | 491.3607 | 0.00083387
|  | 491.5839 | 0.00202
|  | 491.8071 | 0.0009829
|  | 492.0303 | 0.00226
|  | 492.2535 | 0.00096358
|  | 492.4767 | 0.0025
|  | 492.7 | 0.00128
|  | 492.9232 | 0.00229
|  | 493.1465 | 0.00077818
|  | 493.3698 | 0.00226
|  | 493.5931 | 0.00090607
|  | 493.8164 | 0.00244
|  | 494.0397 | 0.00044016
|  | 494.263 | 0.00248
|  | 494.4864 | 0.00114
|  | 494.7097 | 0.00263
|  | 494.9331 | 0.00041427
|  | 495.1565 | 0.00251
|  | 495.3799 | 0.00047669
|  | 495.6033 | 0.00201
|  | 495.8268 | 0.00107
|  | 496.0502 | 0.00236
|  | 496.2736 | 0.00084672
|  | 496.4971 | 0.00217
|  | 496.7206 | 0.00045929
|  | 496.9441 | 0.00247
|  | 497.1676 | 0.00071544
|  | 497.3911 | 0.00233
|  | 497.6146 | 0.00058201
|  | 497.8382 | 0.00214
|  | 498.0617 | 0.00069124
|  | 498.2853 | 0.00189
|  | 498.5089 | 0.0008918
|  | 498.7324 | 0.00151
|  | 498.9561 | 0.00066178
|  | 499.1797 | 0.00202
|  | 499.4033 | 0.00052881
|  | 499.6269 | 0.00224
|  | 499.8506 | 0.00153
|  | 500.0743 | 0.00189
|  | 500.298 | 0.00125
|  | 500.5216 | 0.00235
|  | 500.7453 | 0.00092549
|  | 500.9691 | 0.00206
|  | 501.1928 | 0.00098531
|  | 501.4165 | 0.00213
|  | 501.6403 | 0.00102
|  | 501.8641 | 0.0025
|  | 502.0879 | 0.00116
|  | 502.3116 | 0.00255
|  | 502.5355 | 0.0007279
|  | 502.7593 | 0.00182
|  | 502.9831 | 0.00104
|  | 503.207 | 0.00243
|  | 503.4308 | 0.00086108
|  | 503.6547 | 0.00232
|  | 503.8786 | 0.00068015
|  | 504.1025 | 0.00212
|  | 504.3264 | 0.00058945
|  | 504.5503 | 0.00174
|  | 504.7742 | 0.00104
|  | 504.9982 | 0.00221
|  | 505.2221 | 0.00121
|  | 505.4461 | 0.00151
|  | 505.6701 | 0.00077491
|  | 505.8941 | 0.00186
|  | 506.1181 | 0.00069444
|  | 506.3421 | 0.00177
|  | 506.5662 | 0.00083912
|  | 506.7902 | 0.002
|  | 507.0143 | 0.00081493
|  | 507.2384 | 0.00216
|  | 507.4624 | 0.00086095
|  | 507.6866 | 0.00144
|  | 507.9107 | 0.00080675
|  | 508.1348 | 0.00179
|  | 508.3589 | 0.0008799
|  | 508.5831 | 0.00193
|  | 508.8072 | 0.00119
|  | 509.0314 | 0.00132
|  | 509.2556 | 0.00090868
|  | 509.4798 | 0.00181
|  | 509.704 | 0.0008873
|  | 509.9282 | 0.00207
|  | 510.1525 | 0.000763
|  | 510.3767 | 0.00179
|  | 510.601 | 0.00069558
|  | 510.8253 | 0.00162
|  | 511.0496 | 0.00076024
|  | 511.2739 | 0.00143
|  | 511.4982 | 0.00078205
|  | 511.7225 | 0.0016
|  | 511.9468 | 0.00036013
|  | 512.1712 | 0.00204
|  | 512.3956 | 0.00092711
|  | 512.6199 | 0.00187
|  | 512.8443 | 0.00084272
|  | 513.0687 | 0.00157
|  | 513.2931 | 0.00064897
|  | 513.5176 | 0.00214
|  | 513.742 | 0.00044298
|  | 513.9665 | 0.00186
|  | 514.1909 | 0.0005308
|  | 514.4154 | 0.00122
|  | 514.6399 | 0.00052273
|  | 514.8644 | 0.00198
|  | 515.0889 | 0.00048565
|  | 515.3134 | 0.00211
|  | 515.538 | 0.00089276
|  | 515.7626 | 0.00174
|  | 515.9871 | 0.00109
|  | 516.2117 | 0.00172
|  | 516.4363 | 0.00055335
|  | 516.6609 | 0.00212
|  | 516.8855 | 0.0007228
|  | 517.1101 | 0.00155
|  | 517.3348 | 0.00066891
|  | 517.5594 | 0.00194
|  | 517.7841 | 0.00105
|  | 518.0088 | 0.0021
|  | 518.2335 | 0.0005532
|  | 518.4582 | 0.00169
|  | 518.6829 | 0.00043025
|  | 518.9076 | 0.002
|  | 519.1323 | 0.0008099
|  | 519.3571 | 0.00237
|  | 519.5819 | 0.00049214
|  | 519.8066 | 0.00144
|  | 520.0314 | 0.00054889
|  | 520.2562 | 0.00173
|  | 520.481 | 8.8927e-05
|  | 520.7059 | 0.00221
|  | 520.9307 | 0.00125
|  | 521.1556 | 0.00184
|  | 521.3804 | 0.00032255
|  | 521.6053 | 0.00124
|  | 521.8302 | 0.00088773
|  | 522.0551 | 0.00208
|  | 522.28 | 0.00099022
|  | 522.505 | 0.00107
|  | 522.7299 | 0.00219
|  | 522.9548 | 0.00016087
|  | 523.1798 | 0.00241
|  | 523.4048 | 0.00040746
|  | 523.6298 | 0.00174
|  | 523.8548 | 0.00058196
|  | 524.0798 | 0.00199
|  | 524.3048 | 0.00080518
|  | 524.5299 | 0.00223
|  | 524.7549 | 0.00046831
|  | 524.98 | 0.00168
|  | 525.2051 | 0.00047892
|  | 525.4301 | 0.00235
|  | 525.6552 | 0.00032294
|  | 525.8804 | 0.00161
|  | 526.1055 | 0.00019436
|  | 526.3306 | 0.0018
|  | 526.5558 | 0.00091235
|  | 526.7809 | 0.00168
|  | 527.0061 | 0.00086456
|  | 527.2313 | 0.00215
|  | 527.4565 | 0.0004389
|  | 527.6817 | 0.00233
|  | 527.9069 | 0.00024766
|  | 528.1322 | 0.0018
|  | 528.3574 | 0.0006475
|  | 528.5827 | 0.0018
|  | 528.808 | 0.000254
|  | 529.0332 | 0.00226
|  | 529.2586 | 0.00033115
|  | 529.4839 | 0.00229
|  | 529.7092 | 0.00085664
|  | 529.9345 | 0.00228
|  | 530.1599 | 0.00070147
|  | 530.3852 | 0.00163
|  | 530.6106 | 0.00067407
|  | 530.836 | 0.00193
|  | 531.0614 | 0.00039264
|  | 531.2868 | 0.00157
|  | 531.5122 | 0.00040738
|  | 531.7377 | 0.00223
|  | 531.9631 | -5.5467e-05
|  | 532.1886 | 0.00172
|  | 532.414 | 0.00036055
|  | 532.6395 | 0.00133
|  | 532.865 | 0.0007415
|  | 533.0905 | 0.00198
|  | 533.316 | 0.00062872
|  | 533.5416 | 0.00199
|  | 533.7671 | 0.00028048
|  | 533.9927 | 0.00187
|  | 534.2183 | 0.000481
|  | 534.4438 | 0.00168
|  | 534.6694 | 0.00057455
|  | 534.895 | 0.0015
|  | 535.1206 | 0.00024612
|  | 535.3463 | 0.00128
|  | 535.5719 | 1.2626e-05
|  | 535.7976 | 0.00186
|  | 536.0232 | -7.3463e-07
|  | 536.2489 | 0.00123
|  | 536.4746 | 0.00021823
|  | 536.7003 | 0.0017
|  | 536.9261 | -1.3222e-05
|  | 537.1518 | 0.00176
|  | 537.3775 | 0.00077171
|  | 537.6033 | 0.00113
|  | 537.829 | 0.00031804
|  | 538.0548 | 0.00135
|  | 538.2806 | 0.00033944
|  | 538.5064 | 0.00183
|  | 538.7322 | 0.00062744
|  | 538.958 | 0.00169
|  | 539.1839 | 0.00041282
|  | 539.4097 | 0.00082539
|  | 539.6356 | 0.00045202
|  | 539.8615 | 0.00172
|  | 540.0874 | 0.00038736
|  | 540.3133 | 0.00155
|  | 540.5392 | 0.000269
|  | 540.7651 | 0.00138
|  | 540.991 | 0.00059111
|  | 541.217 | 0.0013
|  | 541.443 | 0.00016116
|  | 541.6689 | 0.00123
|  | 541.8949 | 0.00027856
|  | 542.1209 | 0.00145
|  | 542.3469 | 0.00054529
|  | 542.5729 | 0.00132
|  | 542.799 | 0.00052505
|  | 543.025 | 0.00155
|  | 543.2511 | 0.0005501
|  | 543.4772 | 0.00139
|  | 543.7032 | 0.00046165
|  | 543.9293 | 0.00138
|  | 544.1554 | 0.00026722
|  | 544.3816 | 0.00134
|  | 544.6077 | 5.0529e-05
|  | 544.8338 | 0.00145
|  | 545.06 | 0.00069263
|  | 545.2862 | 0.00139
|  | 545.5123 | 0.00058482
|  | 545.7385 | 0.00176
|  | 545.9647 | 0.00077876
|  | 546.191 | 0.00113
|  | 546.4172 | 0.00066483
|  | 546.6434 | 0.00141
|  | 546.8697 | 0.00047599
|  | 547.0959 | 0.00086812
|  | 547.3222 | 0.00055938
|  | 547.5485 | 0.00103
|  | 547.7748 | 0.00051972
|  | 548.0011 | 0.00091928
|  | 548.2274 | 0.00020588
|  | 548.4538 | 0.00131
|  | 548.6801 | 0.00052717
|  | 548.9065 | 0.00113
|  | 549.1329 | 0.00040556
|  | 549.3592 | 0.00136
|  | 549.5856 | 0.00030027
|  | 549.8121 | 0.00118
|  | 550.0385 | 0.00080996
|  | 550.2649 | 0.00119
|  | 550.4914 | 0.00019741
|  | 550.7178 | 0.0015
|  | 550.9443 | 0.00021508
|  | 551.1708 | 0.00107
|  | 551.3973 | 0.00049231
|  | 551.6238 | 0.00131
|  | 551.8503 | 0.00043305
|  | 552.0768 | 0.0014
|  | 552.3034 | 0.00053378
|  | 552.5299 | 0.00135
|  | 552.7565 | 0.00017046
|  | 552.9831 | 0.00096955
|  | 553.2097 | 0.00039235
|  | 553.4362 | 0.0013
|  | 553.6629 | 0.00070814
|  | 553.8895 | 0.00158
|  | 554.1161 | 0.00032936
|  | 554.3428 | 0.00111
|  | 554.5694 | 0.00060867
|  | 554.7961 | 0.00117
|  | 555.0228 | 0.00037005
|  | 555.2495 | 0.00153
|  | 555.4762 | -2.2035e-05
|  | 555.7029 | 0.0012
|  | 555.9297 | 0.00028432
|  | 556.1564 | 0.0013
|  | 556.3832 | 0.00037112
|  | 556.6099 | 0.00139
|  | 556.8367 | 0.0006767
|  | 557.0635 | 0.00145
|  | 557.2903 | 6.1776e-05
|  | 557.5171 | 0.00121
|  | 557.744 | 0.00027605
|  | 557.9708 | 0.00119
|  | 558.1977 | 0.00067975
|  | 558.4245 | 0.00143
|  | 558.6514 | 0.00019563
|  | 558.8783 | 0.00107
|  | 559.1052 | -6.7734e-05
|  | 559.3321 | 0.00165
|  | 559.559 | 0.00027117
|  | 559.786 | 0.0011
|  | 560.0129 | 0.00023139
|  | 560.2399 | 0.00126
|  | 560.4669 | 0.00016272
|  | 560.6938 | 0.00104
|  | 560.9208 | 0.00023538
|  | 561.1478 | 0.00136
|  | 561.3749 | 0.00050955
|  | 561.6019 | 0.00175
|  | 561.8289 | 0.00019568
|  | 562.056 | 0.0017
|  | 562.2831 | 0.0004936
|  | 562.5101 | 0.00103
|  | 562.7372 | 0.00036269
|  | 562.9643 | 0.00109
|  | 563.1915 | 0.00010669
|  | 563.4186 | 0.00148
|  | 563.6457 | 1.8292e-05
|  | 563.8729 | 0.00148
|  | 564.1001 | 0.0004331
|  | 564.3272 | 0.00081517
|  | 564.5544 | 0.00042957
|  | 564.7816 | 0.00105
|  | 565.0088 | 0.00032872
|  | 565.236 | 0.00125
|  | 565.4633 | 0.00084927
|  | 565.6905 | 0.00119
|  | 565.9178 | 8.9655e-05
|  | 566.145 | 0.00142
|  | 566.3723 | 0.00048621
|  | 566.5996 | 0.00165
|  | 566.8269 | 0.0001401
|  | 567.0543 | 0.00095123
|  | 567.2816 | 0.00027509
|  | 567.5089 | 0.00151
|  | 567.7363 | 0.00025873
|  | 567.9636 | 0.00087177
|  | 568.191 | -1.0418e-05
|  | 568.4184 | 0.00111
|  | 568.6458 | 0.00055915
|  | 568.8732 | 0.00153
|  | 569.1006 | -1.6429e-05
|  | 569.3281 | 0.00099598
|  | 569.5555 | 0.00070791
|  | 569.783 | 0.00113
|  | 570.0104 | 0.0002151
|  | 570.2379 | 0.00123
|  | 570.4654 | -0.00033061
|  | 570.6929 | 0.00107
|  | 570.9204 | -0.00027157
|  | 571.148 | 0.00136
|  | 571.3755 | 0.00036393
|  | 571.6031 | 0.00087809
|  | 571.8306 | 7.072e-05
|  | 572.0582 | 0.00146
|  | 572.2858 | 0.00058212
|  | 572.5134 | 0.0008091
|  | 572.741 | 0.00014193
|  | 572.9686 | 0.0011
|  | 573.1963 | 0.00059686
|  | 573.4239 | 0.0012
|  | 573.6516 | 0.0001659
|  | 573.8792 | 0.00093604
|  | 574.1069 | 0.0001193
|  | 574.3346 | 0.00105
|  | 574.5623 | -0.00025216
|  | 574.79 | 0.00149
|  | 575.0178 | -9.6186e-05
|  | 575.2455 | 0.0009795
|  | 575.4733 | 0.00010285
|  | 575.701 | 0.00106
|  | 575.9288 | 3.0512e-05
|  | 576.1566 | 0.00095469
|  | 576.3844 | 0.00020231
|  | 576.6122 | 0.00132
|  | 576.84 | -5.6475e-05
|  | 577.0679 | 0.0012
|  | 577.2957 | -0.00017976
|  | 577.5236 | 0.00132
|  | 577.7514 | -2.5673e-05
|  | 577.9793 | 0.0008985
|  | 578.2072 | 0.00029719
|  | 578.4351 | 0.00056725
|  | 578.663 | -0.00020787
|  | 578.891 | 0.00061401
|  | 579.1189 | 0.00054947
|  | 579.3469 | 0.00103
|  | 579.5748 | 0.00013881
|  | 579.8028 | 0.00143
|  | 580.0308 | 0.00021941
|  | 580.2588 | 0.00114
|  | 580.4868 | 0.00146
|  | 580.7148 | -2.2591e-05
|  | 580.9428 | 0.00111
|  | 581.1709 | 0.00025102
|  | 581.3989 | 0.00092586
|  | 581.627 | -0.00027227
|  | 581.8551 | 0.00133
|  | 582.0832 | 0.00034704
|  | 582.3113 | 0.00118
|  | 582.5394 | 0.00029807
|  | 582.7675 | 0.00112
|  | 582.9956 | 0.00033514
|  | 583.2238 | 0.00146
|  | 583.452 | -9.7975e-05
|  | 583.6801 | 0.00125
|  | 583.9083 | 6.5967e-05
|  | 584.1365 | 0.00125
|  | 584.3647 | 0.00015846
|  | 584.5929 | 0.0012
|  | 584.8212 | -9.755e-05
|  | 585.0494 | 0.00132
|  | 585.2777 | 0.00014871
|  | 585.5059 | 0.00121
|  | 585.7342 | -0.00036514
|  | 585.9625 | 0.00103
|  | 586.1908 | -0.00026721
|  | 586.4191 | 0.00097957
|  | 586.6474 | 5.5791e-05
|  | 586.8758 | 0.000975
|  | 587.1041 | -0.00019768
|  | 587.3325 | 0.00079156
|  | 587.5608 | 0.00014713
|  | 587.7892 | 0.00070807
|  | 588.0176 | 0.00027002
|  | 588.246 | 0.00084901
|  | 588.4744 | 6.7867e-05
|  | 588.7028 | 0.00057028
|  | 588.9313 | 0.00020124
|  | 589.1597 | 0.0014
|  | 589.3882 | 0.0004489
|  | 589.6167 | 0.00088636
|  | 589.8451 | 0.00012239
|  | 590.0736 | 0.00060508
|  | 590.3021 | -0.0003244
|  | 590.5307 | 0.00063845
|  | 590.7592 | -5.9398e-05
|  | 590.9877 | 0.00101
|  | 591.2163 | 0.0002097
|  | 591.4449 | 0.00124
|  | 591.6734 | -3.7981e-06
|  | 591.902 | 0.00093343
|  | 592.1306 | -0.00012294
|  | 592.3592 | 0.00062016
|  | 592.5879 | -0.00014067
|  | 592.8165 | 0.00103
|  | 593.0451 | -4.4513e-05
|  | 593.2738 | 0.00086851
|  | 593.5024 | -8.4192e-05
|  | 593.7311 | 0.00077158
|  | 593.9598 | 0.00012611
|  | 594.1885 | 0.00078619
|  | 594.4172 | -0.00022137
|  | 594.646 | 0.00115
|  | 594.8747 | 0.00019884
|  | 595.1034 | 0.00086579
|  | 595.3322 | 0.00012349
|  | 595.561 | 0.00083585
|  | 595.7898 | 0.00021535
|  | 596.0186 | 0.00061633
|  | 596.2474 | -0.00010079
|  | 596.4762 | 0.00099728
|  | 596.705 | -4.2002e-07
|  | 596.9338 | 0.00067944
|  | 597.1627 | 0.00019051
|  | 597.3916 | 0.00094809
|  | 597.6204 | 4.126e-05
|  | 597.8493 | 0.00062561
|  | 598.0782 | -4.072e-05
|  | 598.3071 | 0.00095369
|  | 598.536 | 0.00012134
|  | 598.765 | 0.00087925
|  | 598.9939 | -4.3587e-05
|  | 599.2229 | 0.00070218
|  | 599.4518 | 1.9136e-05
|  | 599.6808 | 0.00103
|  | 599.9098 | -6.5856e-06
|  | 600.1388 | 0.00093126
|  | 600.3678 | -5.2975e-05
|  | 600.5968 | 0.00076945
|  | 600.8258 | -0.00016348
|  | 601.0549 | 0.00069582
|  | 601.284 | 0.00022589
|  | 601.513 | 0.00081367
|  | 601.7421 | 0.00020055
|  | 601.9712 | 0.00085021
|  | 602.2003 | -0.00010385
|  | 602.4294 | 0.00056845
|  | 602.6585 | -0.0004551
|  | 602.8877 | 0.00103
|  | 603.1168 | 8.2813e-06
|  | 603.346 | 0.0006567
|  | 603.5751 | 0.00016825
|  | 603.8043 | 0.00087981
|  | 604.0335 | 0.00015232
|  | 604.2627 | 0.00092214
|  | 604.4919 | -0.00016601
|  | 604.7211 | 0.00070327
|  | 604.9504 | 7.605e-05
|  | 605.1796 | 0.00079246
|  | 605.4089 | -4.6693e-05
|  | 605.6382 | 0.00065562
|  | 605.8674 | -0.00023622
|  | 606.0967 | 0.00071363
|  | 606.326 | 2.8376e-05
|  | 606.5554 | 0.00088179
|  | 606.7847 | 0.00013293
|  | 607.014 | 0.00113
|  | 607.2434 | 5.1123e-05
|  | 607.4727 | 0.00074107
|  | 607.7021 | -0.00026865
|  | 607.9315 | 0.00084654
|  | 608.1609 | -8.0922e-05
|  | 608.3903 | 0.00083491
|  | 608.6197 | 8.5312e-05
|  | 608.8491 | 0.00043444
|  | 609.0786 | 0.00010103
|  | 609.308 | 0.00074246
|  | 609.5375 | 0.00013348
|  | 609.767 | 0.00046787
|  | 609.9964 | 1.9498e-05
|  | 610.226 | 0.00051725
|  | 610.4555 | 2.8353e-06
|  | 610.685 | 0.00091841
|  | 610.9145 | -0.00014884
|  | 611.144 | 0.00064212
|  | 611.3736 | 0.00010726
|  | 611.6032 | 0.00077089
|  | 611.8327 | -1.5006e-05
|  | 612.0623 | 0.00038814
|  | 612.2919 | -0.00016311
|  | 612.5215 | 0.00063238
|  | 612.7511 | 1.7681e-05
|  | 612.9808 | 0.00068974
|  | 613.2104 | -0.00017834
|  | 613.4401 | 0.00086598
|  | 613.6697 | -0.00012476
|  | 613.8994 | 0.00067159
|  | 614.1291 | -0.00043129
|  | 614.3588 | 0.00064565
|  | 614.5885 | -0.00010984
|  | 614.8182 | 0.00064463
|  | 615.048 | -8.762e-05
|  | 615.2777 | 0.00081532
|  | 615.5074 | -0.00026832
|  | 615.7372 | 0.00083915
|  | 615.967 | -0.00027392
|  | 616.1968 | 0.00103
|  | 616.4266 | -0.00028836
|  | 616.6564 | 0.00065842
|  | 616.8862 | -7.2182e-05
|  | 617.116 | 0.00061947
|  | 617.3459 | 8.8435e-05
|  | 617.5757 | 0.00091115
|  | 617.8056 | -0.0002473
|  | 618.0355 | 0.00064159
|  | 618.2654 | 2.9522e-05
|  | 618.4953 | 0.00062907
|  | 618.7252 | 7.5773e-05
|  | 618.9551 | 0.00059742
|  | 619.185 | -0.00040919
|  | 619.415 | 0.00092651
|  | 619.6449 | -0.000308
|  | 619.8749 | 0.00057099
|  | 620.1049 | 0.000148
|  | 620.3348 | 0.0007991
|  | 620.5648 | -4.1079e-05
|  | 620.7948 | 0.00095503
|  | 621.0249 | -0.00015343
|  | 621.2549 | 0.00071597
|  | 621.485 | -0.00049674
|  | 621.715 | 0.00114
|  | 621.9451 | -0.00016842
|  | 622.1751 | 0.0009225
|  | 622.4052 | -3.8102e-05
|  | 622.6353 | 0.00090342
|  | 622.8654 | -0.00020574
|  | 623.0956 | 0.00091668
|  | 623.3257 | -0.000268
|  | 623.5558 | 0.00066964
|  | 623.786 | -0.00027396
|  | 624.0162 | 0.00049703
|  | 624.2463 | -0.00013026
|  | 624.4765 | 0.00105
|  | 624.7067 | 1.5373e-05
|  | 624.9369 | 0.00074722
|  | 625.1671 | 0.00010307
|  | 625.3974 | 0.00097687
|  | 625.6276 | 0.00019502
|  | 625.8579 | 0.00075241
|  | 626.0881 | 0.00011142
|  | 626.3184 | 0.00091124
|  | 626.5487 | -0.00015198
|  | 626.779 | 0.00077984
|  | 627.0093 | -4.7186e-05
|  | 627.2396 | 0.00050586
|  | 627.4699 | -0.000622
|  | 627.7003 | 0.00106
|  | 627.9306 | -0.00014072
|  | 628.161 | 0.00102
|  | 628.3914 | -0.00023563
|  | 628.6218 | 0.00085141
|  | 628.8522 | -0.00020112
|  | 629.0826 | 0.00127
|  | 629.313 | -0.00044613
|  | 629.5434 | 0.00055129
|  | 629.7738 | -0.00014277
|  | 630.0043 | 0.00060611
|  | 630.2348 | -5.9092e-05
|  | 630.4652 | 0.00091577
|  | 630.6957 | 0.00014652
|  | 630.9262 | 0.00062223
|  | 631.1567 | -1.1864e-07
|  | 631.3872 | 0.00115
|  | 631.6178 | -9.7889e-05
|  | 631.8483 | 0.00097522
|  | 632.0788 | -0.00029697
|  | 632.3094 | 0.00115
|  | 632.54 | -0.00045629
|  | 632.7706 | 0.00064631
|  | 633.0012 | -8.2739e-05
|  | 633.2318 | 0.0006176
|  | 633.4624 | 1.8377e-05
|  | 633.693 | 0.00101
|  | 633.9236 | 0.00017948
|  | 634.1543 | 0.00090813
|  | 634.3849 | -0.00026502
|  | 634.6156 | 0.00073521
|  | 634.8463 | -0.00011273
|  | 635.077 | 0.00085081
|  | 635.3077 | -3.2659e-05
|  | 635.5384 | 0.00080423
|  | 635.7691 | -0.00055084
|  | 635.9999 | 0.00122
|  | 636.2306 | -0.00034521
|  | 636.4614 | 0.00046688
|  | 636.6921 | -0.00020207
|  | 636.9229 | 0.00065668
|  | 637.1537 | 8.023e-06
|  | 637.3845 | 0.00088572
|  | 637.6153 | -0.00012916
|  | 637.8461 | 0.00129
|  | 638.077 | 2.7042e-05
|  | 638.3078 | 0.00092238
|  | 638.5386 | -5.7721e-06
|  | 638.7695 | 0.00073381
|  | 639.0004 | -0.00034058
|  | 639.2313 | -0.00045625
|  | 639.4622 | 0.00083544
|  | 639.6931 | 8.412e-05
|  | 639.924 | 0.00072028
|  | 640.1549 | -0.00016128
|  | 640.3859 | 0.00103
|  | 640.6168 | -0.00028687
|  | 640.8478 | 0.00078732
|  | 641.0788 | -0.00020492
|  | 641.3097 | 0.0006033
|  | 641.5407 | -9.535e-05
|  | 641.7717 | 0.00095887
|  | 642.0028 | -0.00035001
|  | 642.2338 | 0.00113
|  | 642.4648 | -8.3268e-05
|  | 642.6959 | 0.00094098
|  | 642.9269 | -0.00019514
|  | 643.158 | 0.00070992
|  | 643.3891 | -0.00031801
|  | 643.6202 | 0.0005463
|  | 643.8513 | -1.4611e-05
|  | 644.0824 | 0.00083262
|  | 644.3135 | 9.4577e-05
|  | 644.5447 | 0.00051428
|  | 644.7758 | -0.00022799
|  | 645.007 | 0.00047878
|  | 645.2381 | -0.00056627
|  | 645.4693 | 0.00086793
|  | 645.7005 | -0.00040901
|  | 645.9317 | 0.00061101
|  | 646.1629 | -0.00053313
|  | 646.3941 | 0.00073712
|  | 646.6254 | -0.00011199
|  | 646.8566 | 0.00057866
|  | 647.0879 | 6.2267e-05
|  | 647.3191 | 0.00061298
|  | 647.5504 | 3.9593e-05
|  | 647.7817 | 0.00096825
|  | 648.013 | -4.3215e-05
|  | 648.2443 | 0.00129
|  | 648.4756 | -0.00052496
|  | 648.7069 | 0.00070784
|  | 648.9383 | -0.00048959
|  | 649.1696 | 0.00017677
|  | 649.401 | -0.000221
|  | 649.6323 | 0.00078453
|  | 649.8637 | -1.7197e-05
|  | 650.0951 | 0.00091642
|  | 650.3265 | 9.278e-05
|  | 650.5579 | 0.00088562
|  | 650.7894 | 7.1908e-05
|  | 651.0208 | 0.0011
|  | 651.2523 | 4.6632e-05
|  | 651.4837 | 0.00089552
|  | 651.7152 | -0.00021857
|  | 651.9466 | 0.00069011
|  | 652.1781 | -0.0001063
|  | 652.4096 | 0.0005779
|  | 652.6412 | 8.7958e-05
|  | 652.8727 | 0.00061862
|  | 653.1042 | -0.0001175
|  | 653.3357 | 0.00090751
|  | 653.5673 | 1.2067e-05
|  | 653.7989 | 0.00095543
|  | 654.0304 | -0.00040904
|  | 654.262 | 0.00090865
|  | 654.4936 | -0.00015043
|  | 654.7252 | 0.00029318
|  | 654.9568 | 3.7185e-05
|  | 655.1885 | 0.00116
|  | 655.4201 | -0.00024027
|  | 655.6517 | 0.00101
|  | 655.8834 | -0.00048069
|  | 656.1151 | 0.00077832
|  | 656.3468 | -0.0008511
|  | 656.5784 | 0.00038525
|  | 656.8102 | -0.00032336
|  | 657.0419 | 0.00052383
|  | 657.2736 | -0.00040924
|  | 657.5053 | 0.00053744
|  | 657.7371 | -0.00036222
|  | 657.9688 | 0.00067041
|  | 658.2006 | -0.00022072
|  | 658.4324 | 0.0001658
|  | 658.6641 | -0.00043058
|  | 658.8959 | 0.00056445
|  | 659.1277 | -0.00035505
|  | 659.3596 | 0.00039303
|  | 659.5914 | -0.00072979
|  | 659.8232 | 0.00037216
|  | 660.0551 | -0.00027708
|  | 660.287 | 0.00035677
|  | 660.5188 | -9.5935e-05
|  | 660.7507 | 0.00044129
|  | 660.9826 | -0.0004332
|  | 661.2145 | 0.00040901
|  | 661.4464 | -0.00035825
|  | 661.6783 | 0.00049726
|  | 661.9103 | -0.0003556
|  | 662.1422 | 0.00056693
|  | 662.3742 | -0.00040497
|  | 662.6061 | 0.00060648
|  | 662.8381 | -0.00045394
|  | 663.0701 | 0.00051464
|  | 663.3021 | -0.00090484
|  | 663.5341 | 0.00055729
|  | 663.7661 | -0.00052208
|  | 663.9982 | 0.00057926
|  | 664.2302 | -0.0003621
|  | 664.4622 | 0.00071294
|  | 664.6943 | -0.0002907
|  | 664.9264 | 4.3817e-05
|  | 665.1585 | -0.00064987
|  | 665.3905 | 0.00029068
|  | 665.6226 | -0.00066961
|  | 665.8548 | 0.00043128
|  | 666.0869 | -7.9821e-05
|  | 666.319 | 0.00038876
|  | 666.5512 | -0.00015401
|  | 666.7833 | 0.0006036
|  | 667.0155 | -0.00069633
|  | 667.2477 | 0.00047497
|  | 667.4798 | -0.00052708
|  | 667.712 | 0.00025471
|  | 667.9442 | -0.00048157
|  | 668.1765 | 0.00054041
|  | 668.4087 | -0.0008304
|  | 668.6409 | 0.00016489
|  | 668.8732 | -0.00042073
|  | 669.1054 | 0.00024616
|  | 669.3377 | -0.00030114
|  | 669.57 | 0.00045742
|  | 669.8023 | -0.00033474
|  | 670.0346 | 0.00041794
|  | 670.2669 | -0.00053086
|  | 670.4992 | 0.00047406
|  | 670.7315 | -0.00035706
|  | 670.9639 | 0.00054516
|  | 671.1962 | -0.00023137
|  | 671.4286 | 0.00052424
|  | 671.661 | -0.00047117
|  | 671.8934 | 0.00064934
|  | 672.1258 | -0.00065898
|  | 672.3582 | 0.0006688
|  | 672.5906 | -0.00040721
|  | 672.823 | 0.00053965
|  | 673.0554 | -0.00058617
|  | 673.2879 | 0.00034795
|  | 673.5203 | -0.00037788
|  | 673.7528 | 0.00020019
|  | 673.9853 | -0.00014741
|  | 674.2178 | 0.00042144
|  | 674.4503 | -0.0005823
|  | 674.6828 | 0.00041405
|  | 674.9153 | -0.00048703
|  | 675.1478 | 0.00054201
|  | 675.3804 | -0.00051863
|  | 675.6129 | 0.00041685
|  | 675.8455 | -0.00074616
|  | 676.078 | -4.0664e-05
|  | 676.3106 | -0.00025177
|  | 676.5432 | 0.00052118
|  | 676.7758 | -0.00026673
|  | 677.0084 | 0.00024878
|  | 677.2411 | -0.00040215
|  | 677.4737 | 0.00027352
|  | 677.7063 | -0.00064417
|  | 677.939 | 0.00020118
|  | 678.1716 | -0.00065315
|  | 678.4043 | 0.00061774
|  | 678.637 | -0.00053005
|  | 678.8697 | 0.00010879
|  | 679.1024 | -0.00060407
|  | 679.3351 | 0.00018099
|  | 679.5679 | -0.00079914
|  | 679.8006 | 0.0007551
|  | 680.0333 | -1.0283e-05
|  | 680.2661 | 0.00029253
|  | 680.4989 | -0.00035783
|  | 680.7316 | 0.00030653
|  | 680.9644 | -0.0003748
|  | 681.1972 | 0.00057728
|  | 681.43 | -0.00083205
|  | 681.6629 | 0.00017571
|  | 681.8957 | -0.00055518
|  | 682.1285 | 0.00036454
|  | 682.3614 | -0.00033811
|  | 682.5942 | 0.00073807
|  | 682.8271 | -0.00065727
|  | 683.06 | 0.00053009
|  | 683.2929 | -0.00049583
|  | 683.5258 | 0.0005915
|  | 683.7587 | -0.00047101
|  | 683.9916 | 0.00060861
|  | 684.2245 | -0.00047811
|  | 684.4575 | -6.5325e-05
|  | 684.6904 | -0.000614
|  | 684.9234 | 0.00037803
|  | 685.1563 | -0.00034706
|  | 685.3893 | 8.7655e-05
|  | 685.6223 | -0.00056208
|  | 685.8553 | 0.00047859
|  | 686.0883 | -0.00056445
|  | 686.3214 | 0.00041132
|  | 686.5544 | -0.00050815
|  | 686.7874 | 0.00030259
|  | 687.0205 | -0.00104
|  | 687.2536 | 9.8434e-06
|  | 687.4866 | -0.00028763
|  | 687.7197 | 0.00067385
|  | 687.9528 | -0.00059241
|  | 688.1859 | 0.00057987
|  | 688.419 | -0.00029137
|  | 688.6522 | 0.00085931
|  | 688.8853 | -0.00037002
|  | 689.1184 | 0.0001844
|  | 689.3516 | -0.00010121
|  | 689.5848 | 0.00033461
|  | 689.8179 | -8.1914e-05
|  | 690.0511 | 0.00037591
|  | 690.2843 | -0.00068839
|  | 690.5175 | 0.00081055
|  | 690.7507 | -0.00080159
|  | 690.984 | 0.00052051
|  | 691.2172 | -0.00043259
|  | 691.4505 | 0.00036584
|  | 691.6837 | -0.00095194
|  | 691.917 | 0.00053996
|  | 692.1503 | -0.00042798
|  | 692.3835 | 0.00080706
|  | 692.6168 | -0.00070933
|  | 692.8501 | 0.00028225
|  | 693.0835 | -0.00086701
|  | 693.3168 | 0.00051905
|  | 693.5501 | -0.00056189
|  | 693.7835 | 0.00047582
|  | 694.0168 | -0.00084238
|  | 694.2502 | 0.00047431
|  | 694.4836 | -0.00112
|  | 694.717 | 0.00018684
|  | 694.9504 | -0.00044949
|  | 695.1838 | 0.00045482
|  | 695.4172 | -0.00086024
|  | 695.6506 | -0.0001405
|  | 695.8841 | -0.00043126
|  | 696.1175 | 0.00045113
|  | 696.351 | -0.00056751
|  | 696.5844 | 0.00053449
|  | 696.8179 | -0.00060841
|  | 697.0514 | 0.00060452
|  | 697.2849 | -0.00107
|  | 697.5184 | 0.00049322
|  | 697.7519 | -0.00055292
|  | 697.9855 | 0.00057097
|  | 698.219 | -0.00056156
|  | 698.4526 | 0.00019386
|  | 698.6861 | 0.00044977
|  | 698.9197 | -0.00073066
|  | 699.1533 | 0.0006847
|  | 699.3869 | -0.00062871
|  | 699.6205 | 0.00053463
|  | 699.8541 | -0.00089478
|  | 700.0877 | 0.0004224
|  | 700.3213 | -0.00076108
|  | 700.555 | 0.0003664
|  | 700.7886 | -0.00087098
|  | 701.0223 | 0.00039622
|  | 701.2559 | -0.00074818
|  | 701.4896 | 0.00075037
|  | 701.7233 | -0.00057575
|  | 701.957 | 0.00051823
|  | 702.1907 | -0.00074809
|  | 702.4244 | -2.6994e-05
|  | 702.6582 | -0.00068517
|  | 702.8919 | -0.000132
|  | 703.1257 | -0.00090627
|  | 703.3594 | 0.00064355
|  | 703.5932 | -0.00093841
|  | 703.827 | 0.00026736
|  | 704.0608 | -0.00109
|  | 704.2946 | 0.00042673
|  | 704.5284 | -0.00015849
|  | 704.7622 | 0.00059297
|  | 704.996 | -0.00070672
|  | 705.2299 | 0.00035469
|  | 705.4637 | -0.00026212
|  | 705.6976 | 0.00027551
|  | 705.9314 | -0.00092319
|  | 706.1653 | 0.00076427
|  | 706.3992 | -0.00065099
|  | 706.6331 | 0.00015996
|  | 706.867 | -0.00023146
|  | 707.1009 | 4.6478e-05
|  | 707.3349 | -0.00031717
|  | 707.5688 | 0.00014041
|  | 707.8027 | -0.00085725
|  | 708.0367 | 0.00023045
|  | 708.2707 | -0.00049959
|  | 708.5047 | 0.00070049
|  | 708.7387 | -0.00043252
|  | 708.9726 | 0.00069953
|  | 709.2066 | -0.00036564
|  | 709.4407 | 8.2464e-05
|  | 709.6747 | -0.00047612
|  | 709.9087 | 0.00062594
|  | 710.1428 | -0.00059167
|  | 710.3768 | 0.00109
|  | 710.6109 | -0.0006673
|  | 710.845 | 0.00071255
|  | 711.0791 | -0.00071063
|  | 711.3132 | -3.8592e-06
|  | 711.5473 | -0.00048821
|  | 711.7814 | 0.00015761
|  | 712.0155 | -0.00042859
|  | 712.2497 | 0.00026262
|  | 712.4838 | -0.00077301
|  | 712.718 | 0.00047209
|  | 712.9521 | -0.00089922
|  | 713.1863 | 0.00077271
|  | 713.4205 | -0.00079446
|  | 713.6547 | 0.00076012
|  | 713.8889 | -0.00050239
|  | 714.1231 | 0.00086808
|  | 714.3573 | -0.00091063
|  | 714.5916 | 0.00022397
|  | 714.8258 | -0.00068877
|  | 715.0601 | 0.00056225
|  | 715.2943 | -0.00083831
|  | 715.5286 | 0.00041981
|  | 715.7629 | -0.0012
|  | 715.9972 | 0.00038977
|  | 716.2315 | -0.00049098
|  | 716.4658 | 0.00062838
|  | 716.7001 | -0.00082644
|  | 716.9345 | 0.00043168
|  | 717.1688 | -0.00107
|  | 717.4032 | 0.0003594
|  | 717.6375 | -0.00123
|  | 717.8719 | 0.00065197
|  | 718.1063 | -0.00067634
|  | 718.3407 | 0.0005237
|  | 718.5751 | -0.00019305
|  | 718.8095 | 0.00057931
|  | 719.0439 | -0.0008901
|  | 719.2783 | 0.00073916
|  | 719.5128 | -0.00028073
|  | 719.7472 | 0.00020972
|  | 719.9817 | -0.00053955
|  | 720.2162 | 0.00051057
|  | 720.4506 | -0.00021108
|  | 720.6851 | 0.00069054
|  | 720.9196 | -0.00093535
|  | 721.1541 | 0.00052312
|  | 721.3887 | -0.00060745
|  | 721.6232 | 0.00047985
|  | 721.8577 | -0.00024669
|  | 722.0923 | 0.00031797
|  | 722.3268 | -0.00040471
|  | 722.5614 | 0.00112
|  | 722.796 | -0.00084406
|  | 723.0306 | 0.0004934
|  | 723.2652 | -0.00111
|  | 723.4998 | 0.00015141
|  | 723.7344 | -0.00061651
|  | 723.969 | 0.00010763
|  | 724.2037 | -0.00038738
|  | 724.4383 | 0.00034754
|  | 724.673 | -0.00058807
|  | 724.9076 | 0.00022996
|  | 725.1423 | -0.00045606
|  | 725.377 | 0.00024897
|  | 725.6117 | -0.00059051
|  | 725.8464 | -4.1456e-05
|  | 726.0811 | -0.00025655
|  | 726.3158 | 0.0005449
|  | 726.5505 | -0.0006625
|  | 726.7853 | 0.00111
|  | 727.02 | -0.0008706
|  | 727.2548 | 7.4692e-05
|  | 727.4896 | -0.00044188
|  | 727.7243 | 0.00025525
|  | 727.9591 | -0.00076752
|  | 728.1939 | 0.00064083
|  | 728.4288 | -0.00052864
|  | 728.6636 | 0.00047821
|  | 728.8984 | -0.00043626
|  | 729.1332 | 0.0003029
|  | 729.3681 | -0.00041524
|  | 729.6029 | 0.0006359
|  | 729.8378 | -0.00058978
|  | 730.0727 | 0.00088258
|  | 730.3076 | -0.00055069
|  | 730.5425 | 0.00037465
|  | 730.7774 | -0.00059649
|  | 731.0123 | 0.00028338
|  | 731.2472 | -0.00049368
|  | 731.4822 | 0.00073088
|  | 731.7171 | -0.00077325
|  | 731.9521 | 0.00055183
|  | 732.187 | -0.00079125
|  | 732.422 | 0.00015861
|  | 732.657 | -0.00075214
|  | 732.892 | 0.00020671
|  | 733.127 | -0.00066984
|  | 733.362 | 0.00023659
|  | 733.597 | -0.00027995
|  | 733.832 | 0.0007874
|  | 734.0671 | -0.00080355
|  | 734.3021 | 0.00026169
|  | 734.5372 | -0.00050681
|  | 734.7723 | 0.00049775
|  | 735.0073 | -0.0004468
|  | 735.2424 | 0.00022881
|  | 735.4775 | -0.00068941
|  | 735.7126 | 0.00070689
|  | 735.9478 | -0.00064227
|  | 736.1829 | 0.00069654
|  | 736.418 | -0.00048829
|  | 736.6532 | 0.00038744
|  | 736.8883 | -0.0004985
|  | 737.1235 | 0.00046711
|  | 737.3587 | -0.00086765
|  | 737.5938 | 0.0005663
|  | 737.829 | -0.00084474
|  | 738.0642 | 0.00048306
|  | 738.2994 | -0.00047903
|  | 738.5347 | 0.000562
|  | 738.7699 | -0.00055984
|  | 739.0051 | 0.00079452
|  | 739.2404 | -0.00082616
|  | 739.4756 | 0.00047065
|  | 739.7109 | -0.00024556
|  | 739.9462 | 0.00055174
|  | 740.1815 | -0.0004939
|  | 740.4168 | 0.00026866
|  | 740.6521 | -0.00085634
|  | 740.8874 | 0.00018964
|  | 741.1227 | -0.00044047
|  | 741.3581 | 9.7261e-05
|  | 741.5934 | -0.00094131
|  | 741.8288 | 0.00077571
|  | 742.0641 | -0.00046889
|  | 742.2995 | 0.00017641
|  | 742.5349 | -0.00081751
|  | 742.7703 | -1.9032e-05
|  | 743.0057 | -0.00028652
|  | 743.2411 | 0.00019913
|  | 743.4765 | -0.00051853
|  | 743.712 | 0.00080374
|  | 743.9474 | -0.00081417
|  | 744.1828 | 0.00032454
|  | 744.4183 | -0.00071875
|  | 744.6538 | 8.5769e-05
|  | 744.8892 | -0.00075237
|  | 745.1247 | 0.00015833
|  | 745.3602 | -0.00074671
|  | 745.5957 | 0.00081805
|  | 745.8312 | -0.00058942
|  | 746.0668 | 0.00036441
|  | 746.3023 | -0.00071272
|  | 746.5379 | 0.00049412
|  | 746.7734 | -0.00102
|  | 747.009 | 0.00020654
|  | 747.2445 | -0.0003704
|  | 747.4801 | 0.00045102
|  | 747.7157 | -0.00024056
|  | 747.9513 | 0.0005172
|  | 748.1869 | -0.00052709
|  | 748.4225 | 0.00083458
|  | 748.6582 | -0.00065316
|  | 748.8938 | 0.00011805
|  | 749.1294 | -0.00073911
|  | 749.3651 | 0.00071266
|  | 749.6008 | -0.00041463
|  | 749.8364 | 0.00092039
|  | 750.0721 | -0.00124
|  | 750.3078 | 0.00073784
|  | 750.5435 | -0.00093213
|  | 750.7792 | 0.00044938
|  | 751.0149 | -0.00064198
|  | 751.2507 | 0.00051397
|  | 751.4864 | -0.00073372
|  | 751.7222 | 0.00060634
|  | 751.9579 | -0.00042423
|  | 752.1937 | 0.00060874
|  | 752.4295 | -0.00056134
|  | 752.6653 | 0.00052939
|  | 752.9011 | -0.00068912
|  | 753.1369 | 0.0002741
|  | 753.3727 | -0.00080926
|  | 753.6085 | 0.00055928
|  | 753.8443 | -0.00052569
|  | 754.0802 | 0.00067128
|  | 754.316 | -0.0007044
|  | 754.5519 | 0.00078523
|  | 754.7878 | -0.00052547
|  | 755.0236 | 0.00073541
|  | 755.2595 | -0.00057722
|  | 755.4954 | 0.00051226
|  | 755.7314 | -0.00069847
|  | 755.9673 | 0.00042032
|  | 756.2032 | -0.00018954
|  | 756.4391 | 0.00025279
|  | 756.6751 | -0.00099728
|  | 756.911 | 4.5722e-05
|  | 757.147 | -0.00096078
|  | 757.383 | 0.00089609
|  | 757.6189 | -0.00078852
|  | 757.8549 | 1.6201e-06
|  | 758.0909 | -0.00070401
|  | 758.3269 | 0.00032903
|  | 758.563 | -0.00069132
|  | 758.799 | -0.00059069
|  | 759.035 | 1.9342e-05
|  | 759.2711 | -0.0005159
|  | 759.5071 | 0.00061678
|  | 759.7432 | -0.00028123
|  | 759.9793 | 0.00016587
|  | 760.2154 | -0.00041239
|  | 760.4515 | 0.00013994
|  | 760.6875 | -0.00104
|  | 760.9237 | 0.00078313
|  | 761.1598 | -0.00089545
|  | 761.3959 | 0.00024779
|  | 761.6321 | -0.00060422
|  | 761.8682 | 4.1367e-05
|  | 762.1044 | -0.00031019
|  | 762.3405 | 0.00027921
|  | 762.5767 | -0.00083398
|  | 762.8129 | 0.00074842
|  | 763.0491 | -0.00074726
|  | 763.2853 | 0.00071823
|  | 763.5215 | -0.00127
|  | 763.7577 | 0.00049767
|  | 763.994 | -0.00072031
|  | 764.2302 | 0.00071551
|  | 764.4664 | -0.0006804
|  | 764.7027 | 0.00032509
|  | 764.939 | -0.00106
|  | 765.1752 | 0.0004652
|  | 765.4115 | -0.00089689
|  | 765.6478 | 0.00021146
|  | 765.8841 | -0.00037464
|  | 766.1204 | 0.00044768
|  | 766.3568 | -0.00046508
|  | 766.5931 | 0.00068323
|  | 766.8294 | -0.00058589
|  | 767.0658 | 0.00029763
|  | 767.3021 | -0.00047032
|  | 767.5385 | 0.00036295
|  | 767.7749 | -0.00054873
|  | 768.0113 | 0.0005262
|  | 768.2477 | -0.0008752
|  | 768.4841 | 0.00057877
|  | 768.7205 | -0.00075701
|  | 768.9569 | 0.00046254
|  | 769.1934 | -0.00059032
|  | 769.4298 | 0.00126
|  | 769.6662 | -0.00079176
|  | 769.9027 | 0.00040066
|  | 770.1392 | -0.00082315
|  | 770.3756 | 0.00086597
|  | 770.6121 | -0.00083717
|  | 770.8486 | 0.00062883
|  | 771.0851 | -0.00080842
|  | 771.3216 | 0.00028274
|  | 771.5582 | -0.00079321
|  | 771.7947 | 0.00022331
|  | 772.0312 | -0.00107
|  | 772.2678 | 0.00035078
|  | 772.5044 | -0.00106
|  | 772.7409 | 0.00059362
|  | 772.9775 | -0.00134
|  | 773.2141 | 0.00084278
|  | 773.4507 | -0.00044078
|  | 773.6873 | 0.0003
|  | 773.9239 | -0.00135
|  | 774.1605 | 0.00042278
|  | 774.3972 | -0.0011
|  | 774.6338 | 0.00082091
|  | 774.8704 | -0.00103
|  | 775.1071 | 0.00047444
|  | 775.3438 | -0.00087888
|  | 775.5804 | 0.00080639
|  | 775.8171 | -0.00069116
|  | 776.0538 | 2.1681e-06
|  | 776.2905 | -0.00122
|  | 776.5272 | 0.00079396
|  | 776.764 | -0.00136
|  | 777.0007 | 0.00026282
|  | 777.2374 | -0.00050266
|  | 777.4742 | 0.00033923
|  | 777.7109 | -0.0006953
|  | 777.9477 | 0.0007048
|  | 778.1845 | -0.00057596
|  | 778.4213 | 0.00054217
|  | 778.6581 | -0.0013
|  | 778.8949 | 0.00028045
|  | 779.1317 | -0.0012
|  | 779.3685 | 0.00096399
|  | 779.6053 | -0.00076687
|  | 779.8422 | 0.00083258
|  | 780.079 | -0.00077065
|  | 780.3159 | 0.00084362
|  | 780.5527 | -0.00033551
|  | 780.7896 | 0.00030119
|  | 781.0265 | -0.00106
|  | 781.2634 | 0.00038003
|  | 781.5003 | -0.00059385
|  | 781.7372 | 0.00070356
|  | 781.9741 | -0.00165
|  | 782.2111 | 0.0001223
|  | 782.448 | -0.00109
|  | 782.6849 | 0.00047417
|  | 782.9219 | -0.0011
|  | 783.1589 | 0.00048417
|  | 783.3958 | -0.00129
|  | 783.6328 | 0.00088053
|  | 783.8698 | -0.00114
|  | 784.1068 | 0.00021279
|  | 784.3438 | -0.00148
|  | 784.5808 | 0.0008137
|  | 784.8179 | -0.00084678
|  | 785.0549 | 0.00141
|  | 785.2919 | -0.00164
|  | 785.529 | 0.00127
|  | 785.766 | -0.00097924
|  | 786.0031 | 0.00077829
|  | 786.2402 | -0.00119
|  | 786.4773 | 0.00066546
|  | 786.7144 | -0.00124
|  | 786.9515 | 0.00116
|  | 787.1886 | -0.00118
|  | 787.4257 | 3.162e-05
|  | 787.6629 | -0.00117
|  | 787.9 | 0.00076578
|  | 788.1372 | -0.00106
|  | 788.3743 | 0.000495
|  | 788.6115 | -0.00128
|  | 788.8487 | -0.00014697
|  | 789.0858 | -0.00128
|  | 789.323 | 0.00056532
|  | 789.5602 | -0.00054109
|  | 789.7975 | 0.00063651
|  | 790.0347 | -0.00096336
|  | 790.2719 | 0.00103
|  | 790.5091 | -0.00129
|  | 790.7464 | 0.000711
|  | 790.9837 | -0.00193
|  | 791.2209 | 0.0005749
|  | 791.4582 | -0.00117
|  | 791.6955 | 0.00036627
|  | 791.9328 | -0.00090807
|  | 792.1701 | 0.00063384
|  | 792.4074 | -0.00113
|  | 792.6447 | 0.00034041
|  | 792.882 | -0.00071562
|  | 793.1194 | 0.00060007
|  | 793.3567 | -0.00038021
|  | 793.5941 | 0.00025911
|  | 793.8314 | -0.00049545
|  | 794.0688 | 0.00066267
|  | 794.3062 | -0.0009728
|  | 794.5435 | 0.0007245
|  | 794.7809 | -0.00194
|  | 795.0184 | 0.00027899
|  | 795.2558 | -0.00108
|  | 795.4932 | 0.00068304
|  | 795.7306 | -0.00039315
|  | 795.9681 | 0.00027832
|  | 796.2055 | -0.00082009
|  | 796.443 | 0.00090141
|  | 796.6804 | -0.00071765
|  | 796.9179 | 0.00125
|  | 797.1554 | -0.00112
|  | 797.3929 | 0.00062962
|  | 797.6304 | -0.00116
|  | 797.8679 | 0.00023034
|  | 798.1054 | -0.00102
|  | 798.343 | 0.00035934
|  | 798.5805 | -0.00126
|  | 798.818 | 0.00075462
|  | 799.0556 | -0.00175
|  | 799.2932 | 0.0004384
|  | 799.5307 | -0.00146
|  | 799.7683 | 0.00076085
|  | 800.0059 | -0.00171
|  | 800.2435 | 0
|  | 800.4811 | 0
|  | 800.7187 | 0
|  | 800.9564 | 0
|  | 801.194 | 0
|  | 801.4316 | 0
|  | 801.6693 | 0
|  | 801.9069 | 0
|  | 802.1446 | 0
|  | 802.3823 | 0
|  | 802.62 | 0
|  | 802.8577 | 0
|  | 803.0954 | 0
|  | 803.3331 | 0
|  | 803.5708 | 0
|  | 803.8085 | 0
|  | 804.0463 | 0
|  | 804.284 | 0
|  | 804.5218 | 0
|  | 804.7595 | 0
|  | 804.9973 | 0
|  | 805.2351 | 0
|  | 805.4729 | 0
|  | 805.7107 | 0
|  | 805.9485 | 0
|  | 806.1863 | 0
|  | 806.4241 | 0
|  | 806.6619 | 0
|  | 806.8998 | 0
|  | 807.1376 | 0
|  | 807.3755 | 0
|  | 807.6133 | 0
|  | 807.8512 | 0
|  | 808.0891 | 0
|  | 808.327 | 0
|  | 808.5649 | 0
|  | 808.8028 | 0
|  | 809.0407 | 0
|  | 809.2787 | 0
|  | 809.5166 | 0
|  | 809.7545 | 0
|  | 809.9925 | 0
|  | 810.2305 | 0
|  | 810.4684 | 0
|  | 810.7064 | 0
|  | 810.9444 | 0
|  | 811.1824 | 0
|  | 811.4204 | 0
|  | 811.6584 | 0
|  | 811.8964 | 0
|  | 812.1344 | 0
|  | 812.3725 | 0
|  | 812.6105 | 0
|  | 812.8486 | 0
|  | 813.0866 | 0
|  | 813.3247 | 0
|  | 813.5628 | 0
|  | 813.8009 | 0
|  | 814.039 | 0
|  | 814.2771 | 0
|  | 814.5152 | 0
|  | 814.7533 | 0
|  | 814.9915 | 0
|  | 815.2296 | 0
|  | 815.4678 | 0
|  | 815.7059 | 0
|  | 815.9441 | 0
|  | 816.1822 | 0
|  | 816.4204 | 0
|  | 816.6586 | 0
|  | 816.8968 | 0
|  | 817.135 | 0
|  | 817.3732 | 0
|  | 817.6115 | 0
|  | 817.8497 | 0
|  | 818.0879 | 0
|  | 818.3262 | 0
|  | 818.5644 | 0
|  | 818.8027 | 0
|  | 819.041 | 0
|  | 819.2793 | 0
|  | 819.5176 | 0
|  | 819.7559 | 0
|  | 819.9942 | 0
|  | 820.2325 | 0
|  | 820.4708 | 0
|  | 820.7092 | 0
|  | 820.9475 | 0
|  | 821.1859 | 0
|  | 821.4242 | 0
|  | 821.6626 | 0
|  | 821.901 | 0
|  | 822.1394 | 0
|  | 822.3777 | 0
|  | 822.6161 | 0
|  | 822.8546 | 0
|  | 823.093 | 0
|  | 823.3314 | 0
|  | 823.5698 | 0
|  | 823.8083 | 0
|  | 824.0467 | 0
|  | 824.2852 | 0
|  | 824.5237 | 0
|  | 824.7621 | 0
|  | 825.0006 | 0
|  | 825.2391 | 0
|  | 825.4776 | 0
|  | 825.7161 | 0
|  | 825.9547 | 0
|  | 826.1932 | 0
|  | 826.4317 | 0
|  | 826.6703 | 0
|  | 826.9088 | 0
|  | 827.1474 | 0
|  | 827.3859 | 0
|  | 827.6245 | 0
|  | 827.8631 | 0
|  | 828.1017 | 0
|  | 828.3403 | 0
|  | 828.5789 | 0
|  | 828.8175 | 0
|  | 829.0562 | 0
|  | 829.2948 | 0
|  | 829.5335 | 0
|  | 829.7721 | 0
|  | 830.0108 | 0
|  | 830.2494 | 0
|  | 830.4881 | 0
|  | 830.7268 | 0
|  | 830.9655 | 0
|  | 831.2042 | 0
|  | 831.4429 | 0
|  | 831.6816 | 0
|  | 831.9203 | 0
|  | 832.1591 | 0
|  | 832.3978 | 0
|  | 832.6366 | 0
|  | 832.8754 | 0
|  | 833.1141 | 0
|  | 833.3529 | 0
|  | 833.5917 | 0
|  | 833.8305 | 0
|  | 834.0693 | 0
|  | 834.3081 | 0
|  | 834.5469 | 0
|  | 834.7857 | 0
|  | 835.0246 | 0
|  | 835.2634 | 0
|  | 835.5023 | 0
|  | 835.7411 | 0
|  | 835.98 | 0
|  | 836.2189 | 0
|  | 836.4578 | 0
|  | 836.6966 | 0
|  | 836.9355 | 0
|  | 837.1744 | 0
|  | 837.4134 | 0
|  | 837.6523 | 0
|  | 837.8912 | 0
|  | 838.1302 | 0
|  | 838.3691 | 0
|  | 838.6081 | 0
|  | 838.847 | 0
|  | 839.086 | 0
|  | 839.325 | 0
|  | 839.564 | 0
|  | 839.803 | 0
|  | 840.042 | 0
|  | 840.281 | 0
|  | 840.52 | 0
|  | 840.7591 | 0
|  | 840.9981 | 0
|  | 841.2372 | 0
|  | 841.4762 | 0
|  | 841.7153 | 0
|  | 841.9543 | 0
|  | 842.1934 | 0
|  | 842.4325 | 0
|  | 842.6716 | 0
|  | 842.9107 | 0
|  | 843.1498 | 0
|  | 843.389 | 0
|  | 843.6281 | 0
|  | 843.8672 | 0
|  | 844.1064 | 0
|  | 844.3455 | 0
|  | 844.5847 | 0
|  | 844.8239 | 0
|  | 845.063 | 0
|  | 845.3022 | 0
|  | 845.5414 | 0
|  | 845.7806 | 0
|  | 846.0198 | 0
|  | 846.2591 | 0
|  | 846.4983 | 0
|  | 846.7375 | 0
|  | 846.9768 | 0
|  | 847.216 | 0
|  | 847.4553 | 0
|  | 847.6945 | 0
|  | 847.9338 | 0
|  | 848.1731 | 0
|  | 848.4124 | 0
|  | 848.6517 | 0
|  | 848.891 | 0
|  | 849.1303 | 0
|  | 849.3696 | 0
|  | 849.609 | 0
|  | 849.8483 | 0
|  | 850.0877 | 0
|  | 850.327 | 0
|  | 850.5664 | 0
|  | 850.8057 | 0
|  | 851.0451 | 0
|  | 851.2845 | 0
|  | 851.5239 | 0
|  | 851.7633 | 0
|  | 852.0027 | 0
|  | 852.2422 | 0
|  | 852.4816 | 0
|  | 852.721 | 0
|  | 852.9605 | 0
|  | 853.1999 | 0
|  | 853.4394 | 0
|  | 853.6788 | 0
|  | 853.9183 | 0
|  | 854.1578 | 0
|  | 854.3973 | 0
|  | 854.6368 | 0
|  | 854.8763 | 0
|  | 855.1158 | 0
|  | 855.3554 | 0
|  | 855.5949 | 0
|  | 855.8344 | 0
|  | 856.074 | 0
|  | 856.3135 | 0
|  | 856.5531 | 0
|  | 856.7927 | 0
|  | 857.0322 | 0
|  | 857.2718 | 0
|  | 857.5114 | 0
|  | 857.751 | 0
|  | 857.9906 | 0
|  | 858.2303 | 0
|  | 858.4699 | 0
|  | 858.7095 | 0
|  | 858.9492 | 0
|  | 859.1888 | 0
|  | 859.4285 | 0
|  | 859.6681 | 0
|  | 859.9078 | 0
|  | 860.1475 | 0
|  | 860.3872 | 0
|  | 860.6269 | 0
|  | 860.8666 | 0
|  | 861.1063 | 0
|  | 861.346 | 0
|  | 861.5858 | 0
|  | 861.8255 | 0
|  | 862.0653 | 0
|  | 862.305 | 0
|  | 862.5448 | 0
|  | 862.7845 | 0
|  | 863.0243 | 0
|  | 863.2641 | 0
|  | 863.5039 | 0
|  | 863.7437 | 0
|  | 863.9835 | 0
|  | 864.2233 | 0
|  | 864.4632 | 0
|  | 864.703 | 0
|  | 864.9428 | 0
|  | 865.1827 | 0
|  | 865.4225 | 0
|  | 865.6624 | 0
|  | 865.9023 | 0
|  | 866.1422 | 0
|  | 866.382 | 0
|  | 866.6219 | 0
|  | 866.8618 | 0
|  | 867.1018 | 0
|  | 867.3417 | 0
|  | 867.5816 | 0
|  | 867.8215 | 0
|  | 868.0615 | 0
|  | 868.3014 | 0
|  | 868.5414 | 0
|  | 868.7813 | 0
|  | 869.0213 | 0
|  | 869.2613 | 0
|  | 869.5013 | 0
|  | 869.7413 | 0
|  | 869.9813 | 0
|  | 870.2213 | 0
|  | 870.4613 | 0
|  | 870.7014 | 0
|  | 870.9414 | 0
|  | 871.1814 | 0
|  | 871.4215 | 0
|  | 871.6616 | 0
|  | 871.9016 | 0
|  | 872.1417 | 0
|  | 872.3818 | 0
|  | 872.6219 | 0
|  | 872.862 | 0
|  | 873.1021 | 0
|  | 873.3422 | 0
|  | 873.5823 | 0
|  | 873.8224 | 0
|  | 874.0626 | 0
|  | 874.3027 | 0
|  | 874.5429 | 0
|  | 874.783 | 0
|  | 875.0232 | 0
|  | 875.2634 | 0
|  | 875.5036 | 0
|  | 875.7437 | 0
|  | 875.984 | 0
|  | 876.2242 | 0
|  | 876.4644 | 0
|  | 876.7046 | 0
|  | 876.9448 | 0
|  | 877.1851 | 0
|  | 877.4253 | 0
|  | 877.6656 | 0
|  | 877.9058 | 0
|  | 878.1461 | 0
|  | 878.3864 | 0
|  | 878.6267 | 0
|  | 878.8669 | 0
|  | 879.1072 | 0
|  | 879.3475 | 0
|  | 879.5879 | 0
|  | 879.8282 | 0
|  | 880.0685 | 0
|  | 880.3089 | 0
|  | 880.5492 | 0
|  | 880.7895 | 0
|  | 881.0299 | 0
|  | 881.2703 | 0
|  | 881.5107 | 0
|  | 881.751 | 0
|  | 881.9914 | 0
|  | 882.2318 | 0
|  | 882.4722 | 0
|  | 882.7126 | 0
|  | 882.9531 | 0
|  | 883.1935 | 0
|  | 883.4339 | 0
|  | 883.6744 | 0
|  | 883.9148 | 0
|  | 884.1553 | 0
|  | 884.3958 | 0
|  | 884.6362 | 0
|  | 884.8767 | 0
|  | 885.1172 | 0
|  | 885.3577 | 0
|  | 885.5982 | 0
|  | 885.8387 | 0
|  | 886.0792 | 0
|  | 886.3198 | 0
|  | 886.5603 | 0
|  | 886.8008 | 0
|  | 887.0414 | 0
|  | 887.282 | 0
|  | 887.5225 | 0
|  | 887.7631 | 0
|  | 888.0037 | 0
|  | 888.2442 | 0
|  | 888.4849 | 0
|  | 888.7255 | 0
|  | 888.9661 | 0
|  | 889.2067 | 0
|  | 889.4473 | 0
|  | 889.6879 | 0
|  | 889.9286 | 0
|  | 890.1692 | 0
|  | 890.4099 | 0
|  | 890.6505 | 0
|  | 890.8912 | 0
|  | 891.1319 | 0
|  | 891.3726 | 0
|  | 891.6133 | 0
|  | 891.854 | 0
|  | 892.0947 | 0
|  | 892.3354 | 0
|  | 892.5761 | 0
|  | 892.8169 | 0
|  | 893.0576 | 0
|  | 893.2983 | 0
|  | 893.5391 | 0
|  | 893.7799 | 0
|  | 894.0206 | 0
|  | 894.2614 | 0
|  | 894.5022 | 0
|  | 894.743 | 0
|  | 894.9838 | 0
|  | 895.2246 | 0
|  | 895.4654 | 0
|  | 895.7062 | 0
|  | 895.947 | 0
|  | 896.1879 | 0
|  | 896.4287 | 0
|  | 896.6696 | 0
|  | 896.9104 | 0
|  | 897.1513 | 0
|  | 897.3922 | 0
|  | 897.6331 | 0
|  | 897.8739 | 0
|  | 898.1148 | 0
|  | 898.3557 | 0
|  | 898.5966 | 0
|  | 898.8376 | 0
|  | 899.0785 | 0
|  | 899.3194 | 0
|  | 899.5604 | 0
|  | 899.8013 | 0
|  | 900.0423 | 0
|  | 900.2832 | 0
|  | 900.5242 | 0
|  | 900.7652 | 0
|  | 901.0062 | 0
|  | 901.2471 | 0
|  | 901.4881 | 0
|  | 901.7291 | 0
|  | 901.9702 | 0
|  | 902.2112 | 0
|  | 902.4522 | 0
|  | 902.6932 | 0
|  | 902.9343 | 0
|  | 903.1753 | 0
|  | 903.4164 | 0
|  | 903.6575 | 0
|  | 903.8985 | 0
|  | 904.1396 | 0
|  | 904.3807 | 0
|  | 904.6218 | 0
|  | 904.8629 | 0
|  | 905.104 | 0
|  | 905.3451 | 0
|  | 905.5862 | 0
|  | 905.8274 | 0
|  | 906.0685 | 0
|  | 906.3097 | 0
|  | 906.5508 | 0
|  | 906.792 | 0
|  | 907.0331 | 0
|  | 907.2743 | 0
|  | 907.5155 | 0
|  | 907.7567 | 0
|  | 907.9979 | 0
|  | 908.2391 | 0
|  | 908.4803 | 0
|  | 908.7215 | 0
|  | 908.9627 | 0
|  | 909.204 | 0
|  | 909.4452 | 0
|  | 909.6865 | 0
|  | 909.9277 | 0
|  | 910.169 | 0
|  | 910.4103 | 0
|  | 910.6515 | 0
|  | 910.8928 | 0
|  | 911.1341 | 0
|  | 911.3754 | 0
|  | 911.6167 | 0
|  | 911.858 | 0
|  | 912.0993 | 0
|  | 912.3407 | 0
|  | 912.582 | 0
|  | 912.8233 | 0
|  | 913.0647 | 0
|  | 913.3061 | 0
|  | 913.5474 | 0
|  | 913.7888 | 0
|  | 914.0302 | 0
|  | 914.2716 | 0
|  | 914.5129 | 0
|  | 914.7543 | 0
|  | 914.9958 | 0
|  | 915.2372 | 0
|  | 915.4786 | 0
|  | 915.72 | 0
|  | 915.9615 | 0
|  | 916.2029 | 0
|  | 916.4443 | 0
|  | 916.6858 | 0
|  | 916.9273 | 0
|  | 917.1687 | 0
|  | 917.4102 | 0
|  | 917.6517 | 0
|  | 917.8932 | 0
|  | 918.1347 | 0
|  | 918.3762 | 0
|  | 918.6177 | 0
|  | 918.8592 | 0
|  | 919.1008 | 0
|  | 919.3423 | 0
|  | 919.5838 | 0
|  | 919.8254 | 0
|  | 920.067 | 0
|  | 920.3085 | 0
|  | 920.5501 | 0
|  | 920.7917 | 0
|  | 921.0333 | 0
|  | 921.2749 | 0
|  | 921.5164 | 0
|  | 921.7581 | 0
|  | 921.9997 | 0
|  | 922.2413 | 0
|  | 922.4829 | 0
|  | 922.7246 | 0
|  | 922.9662 | 0
|  | 923.2079 | 0
|  | 923.4495 | 0
|  | 923.6912 | 0
|  | 923.9328 | 0
|  | 924.1745 | 0
|  | 924.4162 | 0
|  | 924.6579 | 0
|  | 924.8996 | 0
|  | 925.1413 | 0
|  | 925.383 | 0
|  | 925.6247 | 0
|  | 925.8665 | 0
|  | 926.1082 | 0
|  | 926.35 | 0
|  | 926.5917 | 0
|  | 926.8334 | 0
|  | 927.0752 | 0
|  | 927.317 | 0
|  | 927.5588 | 0
|  | 927.8006 | 0
|  | 928.0423 | 0
|  | 928.2841 | 0
|  | 928.5259 | 0
|  | 928.7678 | 0
|  | 929.0096 | 0
|  | 929.2514 | 0
|  | 929.4932 | 0
|  | 929.7351 | 0
|  | 929.9769 | 0
|  | 930.2188 | 0
|  | 930.4606 | 0
|  | 930.7025 | 0
|  | 930.9444 | 0
|  | 931.1863 | 0
|  | 931.4282 | 0
|  | 931.6701 | 0
|  | 931.912 | 0
|  | 932.1539 | 0
|  | 932.3958 | 0
|  | 932.6377 | 0
|  | 932.8796 | 0
|  | 933.1216 | 0
|  | 933.3635 | 0
|  | 933.6055 | 0
|  | 933.8474 | 0
|  | 934.0894 | 0
|  | 934.3314 | 0
|  | 934.5734 | 0
|  | 934.8153 | 0
|  | 935.0573 | 0
|  | 935.2993 | 0
|  | 935.5413 | 0
|  | 935.7834 | 0
|  | 936.0254 | 0
|  | 936.2674 | 0
|  | 936.5095 | 0
|  | 936.7515 | 0
|  | 936.9936 | 0
|  | 937.2356 | 0
|  | 937.4777 | 0
|  | 937.7197 | 0
|  | 937.9618 | 0
|  | 938.2039 | 0
|  | 938.446 | 0
|  | 938.6881 | 0
|  | 938.9302 | 0
|  | 939.1723 | 0
|  | 939.4144 | 0
|  | 939.6566 | 0
|  | 939.8987 | 0
|  | 940.1408 | 0
|  | 940.383 | 0
|  | 940.6251 | 0
|  | 940.8673 | 0
|  | 941.1095 | 0
|  | 941.3516 | 0
|  | 941.5938 | 0
|  | 941.836 | 0
|  | 942.0782 | 0
|  | 942.3204 | 0
|  | 942.5626 | 0
|  | 942.8048 | 0
|  | 943.047 | 0
|  | 943.2893 | 0
|  | 943.5315 | 0
|  | 943.7737 | 0
|  | 944.016 | 0
|  | 944.2582 | 0
|  | 944.5005 | 0
|  | 944.7428 | 0
|  | 944.9851 | 0
|  | 945.2273 | 0
|  | 945.4696 | 0
|  | 945.7119 | 0
|  | 945.9542 | 0
|  | 946.1965 | 0
|  | 946.4389 | 0
|  | 946.6812 | 0
|  | 946.9235 | 0
|  | 947.1658 | 0
|  | 947.4082 | 0
|  | 947.6505 | 0
|  | 947.8929 | 0
|  | 948.1353 | 0
|  | 948.3776 | 0
|  | 948.62 | 0
|  | 948.8624 | 0
|  | 949.1048 | 0
|  | 949.3472 | 0
|  | 949.5896 | 0
|  | 949.832 | 0
|  | 950.0744 | 0
|  | 950.3169 | 0
|  | 950.5593 | 0
|  | 950.8017 | 0
|  | 951.0442 | 0
|  | 951.2866 | 0
|  | 951.5291 | 0
|  | 951.7715 | 0
|  | 952.014 | 0
|  | 952.2565 | 0
|  | 952.499 | 0
|  | 952.7415 | 0
|  | 952.984 | 0
|  | 953.2265 | 0
|  | 953.469 | 0
|  | 953.7115 | 0
|  | 953.954 | 0
|  | 954.1966 | 0
|  | 954.4391 | 0
|  | 954.6817 | 0
|  | 954.9242 | 0
|  | 955.1668 | 0
|  | 955.4093 | 0
|  | 955.6519 | 0
|  | 955.8945 | 0
|  | 956.1371 | 0
|  | 956.3797 | 0
|  | 956.6223 | 0
|  | 956.8649 | 0
|  | 957.1075 | 0
|  | 957.3501 | 0
|  | 957.5927 | 0
|  | 957.8354 | 0
|  | 958.078 | 0
|  | 958.3207 | 0
|  | 958.5633 | 0
|  | 958.806 | 0
|  | 959.0486 | 0
|  | 959.2913 | 0
|  | 959.534 | 0
|  | 959.7767 | 0
|  | 960.0194 | 0
|  | 960.2621 | 0
|  | 960.5048 | 0
|  | 960.7475 | 0
|  | 960.9902 | 0
|  | 961.2329 | 0
|  | 961.4757 | 0
|  | 961.7184 | 0
|  | 961.9612 | 0
|  | 962.2039 | 0
|  | 962.4467 | 0
|  | 962.6894 | 0
|  | 962.9322 | 0
|  | 963.175 | 0
|  | 963.4178 | 0
|  | 963.6606 | 0
|  | 963.9034 | 0
|  | 964.1462 | 0
|  | 964.389 | 0
|  | 964.6318 | 0
|  | 964.8746 | 0
|  | 965.1174 | 0
|  | 965.3603 | 0
|  | 965.6031 | 0
|  | 965.846 | 0
|  | 966.0888 | 0
|  | 966.3317 | 0
|  | 966.5746 | 0
|  | 966.8175 | 0
|  | 967.0603 | 0
|  | 967.3032 | 0
|  | 967.5461 | 0
|  | 967.789 | 0
|  | 968.0319 | 0
|  | 968.2749 | 0
|  | 968.5178 | 0
|  | 968.7607 | 0
|  | 969.0036 | 0
|  | 969.2466 | 0
|  | 969.4895 | 0
|  | 969.7325 | 0
|  | 969.9755 | 0
|  | 970.2184 | 0
|  | 970.4614 | 0
|  | 970.7044 | 0
|  | 970.9474 | 0
|  | 971.1904 | 0
|  | 971.4334 | 0
|  | 971.6764 | 0
|  | 971.9194 | 0
|  | 972.1624 | 0
|  | 972.4054 | 0
|  | 972.6485 | 0
|  | 972.8915 | 0
|  | 973.1345 | 0
|  | 973.3776 | 0
|  | 973.6207 | 0
|  | 973.8637 | 0
|  | 974.1068 | 0
|  | 974.3499 | 0
|  | 974.593 | 0
|  | 974.8361 | 0
|  | 975.0792 | 0
|  | 975.3223 | 0
|  | 975.5654 | 0
|  | 975.8085 | 0
|  | 976.0516 | 0
|  | 976.2947 | 0
|  | 976.5379 | 0
|  | 976.781 | 0
|  | 977.0242 | 0
|  | 977.2673 | 0
|  | 977.5105 | 0
|  | 977.7537 | 0
|  | 977.9968 | 0
|  | 978.24 | 0
|  | 978.4832 | 0
|  | 978.7264 | 0
|  | 978.9696 | 0
|  | 979.2128 | 0
|  | 979.456 | 0
|  | 979.6992 | 0
|  | 979.9425 | 0
|  | 980.1857 | 0
|  | 980.4289 | 0
|  | 980.6722 | 0
|  | 980.9154 | 0
|  | 981.1587 | 0
|  | 981.402 | 0
|  | 981.6452 | 0
|  | 981.8885 | 0
|  | 982.1318 | 0
|  | 982.3751 | 0
|  | 982.6184 | 0
|  | 982.8617 | 0
|  | 983.105 | 0
|  | 983.3483 | 0
|  | 983.5916 | 0
|  | 983.8349 | 0
|  | 984.0783 | 0
|  | 984.3216 | 0
|  | 984.565 | 0
|  | 984.8083 | 0
|  | 985.0517 | 0
|  | 985.295 | 0
|  | 985.5384 | 0
|  | 985.7818 | 0
|  | 986.0252 | 0
|  | 986.2686 | 0
|  | 986.5119 | 0
|  | 986.7554 | 0
|  | 986.9988 | 0
|  | 987.2422 | 0
|  | 987.4856 | 0
|  | 987.729 | 0
|  | 987.9725 | 0
|  | 988.2159 | 0
|  | 988.4593 | 0
|  | 988.7028 | 0
|  | 988.9463 | 0
|  | 989.1897 | 0
|  | 989.4332 | 0
|  | 989.6767 | 0
|  | 989.9202 | 0
|  | 990.1636 | 0
|  | 990.4072 | 0
|  | 990.6507 | 0
|  | 990.8942 | 0
|  | 991.1377 | 0
|  | 991.3812 | 0
|  | 991.6247 | 0
|  | 991.8683 | 0
|  | 992.1118 | 0
|  | 992.3554 | 0
|  | 992.5989 | 0
|  | 992.8425 | 0
|  | 993.086 | 0
|  | 993.3296 | 0
|  | 993.5732 | 0
|  | 993.8168 | 0
|  | 994.0603 | 0
|  | 994.3039 | 0
|  | 994.5476 | 0
|  | 994.7912 | 0
|  | 995.0348 | 0
|  | 995.2784 | 0
|  | 995.522 | 0
|  | 995.7657 | 0
|  | 996.0093 | 0
|  | 996.2529 | 0
|  | 996.4966 | 0
|  | 996.7402 | 0
|  | 996.9839 | 0
|  | 997.2276 | 0
|  | 997.4713 | 0
|  | 997.7149 | 0
|  | 997.9586 | 0
|  | 998.2023 | 0
|  | 998.446 | 0
|  | 998.6897 | 0
|  | 998.9334 | 0
|  | 999.1772 | 0
|  | 999.4209 | 0
|  | 999.6646 | 0
|  | 999.9084 | 0
|  | 1000.1521 | 0
|  | 1000.3958 | 0
|  | 1000.6396 | 0
|  | 1000.8834 | 0
|  | 1001.1271 | 0
|  | 1001.3709 | 0
|  | 1001.6147 | 0
|  | 1001.8585 | 0
|  | 1002.1023 | 0
|  | 1002.3461 | 0
|  | 1002.5899 | 0
|  | 1002.8337 | 0
|  | 1003.0775 | 0
|  | 1003.3213 | 0
|  | 1003.5652 | 0
|  | 1003.809 | 0
|  | 1004.0528 | 0
|  | 1004.2967 | 0
|  | 1004.5405 | 0
|  | 1004.7844 | 0
|  | 1005.0282 | 0
|  | 1005.2721 | 0
|  | 1005.516 | 0
|  | 1005.7599 | 0
|  | 1006.0038 | 0
|  | 1006.2477 | 0
|  | 1006.4916 | 0
|  | 1006.7355 | 0
|  | 1006.9794 | 0
|  | 1007.2233 | 0
|  | 1007.4672 | 0
|  | 1007.7112 | 0
|  | 1007.9551 | 0
|  | 1008.1991 | 0
|  | 1008.443 | 0
|  | 1008.687 | 0
|  | 1008.9309 | 0
|  | 1009.1749 | 0
|  | 1009.4189 | 0
|  | 1009.6628 | 0
|  | 1009.9068 | 0
|  | 1010.1508 | 0
|  | 1010.3948 | 0
|  | 1010.6388 | 0
|  | 1010.8828 | 0
|  | 1011.1268 | 0
|  | 1011.3709 | 0
|  | 1011.6149 | 0
|  | 1011.8589 | 0
|  | 1012.103 | 0
|  | 1012.347 | 0
|  | 1012.5911 | 0
|  | 1012.8351 | 0
|  | 1013.0792 | 0
|  | 1013.3233 | 0
|  | 1013.5673 | 0
|  | 1013.8114 | 0
|  | 1014.0555 | 0
|  | 1014.2996 | 0
|  | 1014.5437 | 0
|  | 1014.7878 | 0
|  | 1015.0319 | 0
|  | 1015.276 | 0
|  | 1015.5201 | 0
|  | 1015.7643 | 0
|  | 1016.0084 | 0
|  | 1016.2525 | 0
|  | 1016.4967 | 0
|  | 1016.7408 | 0
|  | 1016.985 | 0
|  | 1017.2292 | 0
|  | 1017.4733 | 0
|  | 1017.7175 | 0
|  | 1017.9617 | 0
|  | 1018.2059 | 0
|  | 1018.4501 | 0
|  | 1018.6943 | 0
|  | 1018.9385 | 0
|  | 1019.1827 | 0
|  | 1019.4269 | 0
|  | 1019.6711 | 0
|  | 1019.9153 | 0
|  | 1020.1596 | 0
|  | 1020.4038 | 0
|  | 1020.6481 | 0
|  | 1020.8923 | 0
|  | 1021.1366 | 0
|  | 1021.3808 | 0
|  | 1021.6251 | 0
|  | 1021.8694 | 0
|  | 1022.1137 | 0
|  | 1022.3579 | 0
|  | 1022.6023 | 0
|  | 1022.8465 | 0
|  | 1023.0909 | 0
|  | 1023.3352 | 0
|  | 1023.5795 | 0
|  | 1023.8238 | 0
|  | 1024.0681 | 0
|  | 1024.3125 | 0
|  | 1024.5568 | 0
|  | 1024.8011 | 0
|  | 1025.0455 | 0
|  | 1025.2898 | 0
|  | 1025.5342 | 0
|  | 1025.7786 | 0
|  | 1026.023 | 0
|  | 1026.2673 | 0
|  | 1026.5117 | 0
|  | 1026.7561 | 0
|  | 1027.0005 | 0
|  | 1027.2449 | 0
|  | 1027.4893 | 0
|  | 1027.7337 | 0
|  | 1027.9781 | 0