## M810L3 Spectrum
M810L3 Spectrum
|  | Wavelength (nm) | Normalized Intensity
|  | 199.9755 | 0
|  | 200.1769 | 0
|  | 200.3784 | 0
|  | 200.5799 | 0
Product Raw Data |  | 200.7814 | 0
IR (810 nm) Collimated High-Power LED, 500 mA |  | 200.9829 | 0
|  | 201.1845 | 0
Item # | M810L3-C1 M810L3-C2 M810L3-C3 M810L3-C4 | 201.3861 | 0
|  | 201.5876 | 0
|  | 201.7893 | 0
|  | 201.9909 | 0
DISCLAIMER: The data presented here are typical. Slight variations in performance data will occur from lot to lot. Please contact Technical Support with any questions regarding the use or reliability of this data. |  | 202.1925 | 0
|  | 202.3942 | 0
|  | 202.5959 | 0
|  | 202.7976 | 0
|  | 202.9993 | 0
|  | 203.201 | 0
|  | 203.4028 | 0
Additional Information: |  | 203.6045 | 0
The M810L3-C Collimated LEDs use an M810L3 Mounted High-Power LED attached to a microscope-port-compatible collimation package. The spectrum shown here is for the bare (uncollimated) LED. |  | 203.8064 | 0
|  | 204.0082 | 0
|  | 204.21 | 0
|  | 204.4118 | 0
|  | 204.6137 | 0
|  | 204.8156 | 0
Due to variations in the manufacturing process and operating parameters such as temperature and current, the actual spectral output of any given LED will vary. Output plots are only intended to be used as a guideline. |  | 205.0175 | 0
|  | 205.2194 | 0
|  | 205.4214 | 0
|  | 205.6233 | 0
|  | 205.8253 | 0
|  | 206.0273 | 0
|  | 206.2293 | 0
|  | 206.4314 | 0
|  | 206.6334 | 0
|  | 206.8355 | 0
|  | 207.0376 | 0
|  | 207.2397 | 0
|  | 207.4418 | 0
|  | 207.644 | 0
|  | 207.8462 | 0
|  | 208.0483 | 0
|  | 208.2506 | 0
|  | 208.4528 | 0
|  | 208.655 | 0
|  | 208.8573 | 0
|  | 209.0596 | 0
|  | 209.2619 | 0
|  | 209.4642 | 0
|  | 209.6665 | 0
|  | 209.8689 | 0
|  | 210.0712 | 0
|  | 210.2736 | 0
|  | 210.476 | 0
|  | 210.6785 | 0
|  | 210.8809 | 0
|  | 211.0834 | 0
|  | 211.2859 | 0
|  | 211.4884 | 0
|  | 211.6909 | 0
|  | 211.8934 | 0
|  | 212.096 | 0
|  | 212.2986 | 0
|  | 212.5012 | 0
|  | 212.7038 | 0
|  | 212.9064 | 0
|  | 213.1091 | 0
|  | 213.3117 | 0
|  | 213.5144 | 0
|  | 213.7171 | 0
|  | 213.9199 | 0
|  | 214.1226 | 0
|  | 214.3254 | 0
|  | 214.5282 | 0
|  | 214.731 | 0
|  | 214.9338 | 0
|  | 215.1366 | 0
|  | 215.3395 | 0
|  | 215.5423 | 0
|  | 215.7452 | 0
|  | 215.9481 | 0
|  | 216.1511 | 0
|  | 216.354 | 0
|  | 216.557 | 0
|  | 216.76 | 0
|  | 216.963 | 0
|  | 217.166 | 0
|  | 217.369 | 0
|  | 217.5721 | 0
|  | 217.7752 | 0
|  | 217.9783 | 0
|  | 218.1814 | 0
|  | 218.3845 | 0
|  | 218.5877 | 0
|  | 218.7908 | 0
|  | 218.994 | 0
|  | 219.1972 | 0
|  | 219.4005 | 0
|  | 219.6037 | 0
|  | 219.807 | 0
|  | 220.0102 | 0
|  | 220.2135 | 0
|  | 220.4169 | 0
|  | 220.6202 | 0
|  | 220.8235 | 0
|  | 221.0269 | 0
|  | 221.2303 | 0
|  | 221.4337 | 0
|  | 221.6371 | 0
|  | 221.8406 | 0
|  | 222.044 | 0
|  | 222.2475 | 0
|  | 222.451 | 0
|  | 222.6546 | 0
|  | 222.8581 | 0
|  | 223.0616 | 0
|  | 223.2652 | 0
|  | 223.4688 | 0
|  | 223.6724 | 0
|  | 223.876 | 0
|  | 224.0797 | 0
|  | 224.2834 | 0
|  | 224.487 | 0
|  | 224.6908 | 0
|  | 224.8945 | 0
|  | 225.0982 | 0
|  | 225.302 | 0
|  | 225.5057 | 0
|  | 225.7095 | 0
|  | 225.9133 | 0
|  | 226.1172 | 0
|  | 226.321 | 0
|  | 226.5249 | 0
|  | 226.7288 | 0
|  | 226.9327 | 0
|  | 227.1366 | 0
|  | 227.3405 | 0
|  | 227.5445 | 0
|  | 227.7485 | 0
|  | 227.9525 | 0
|  | 228.1565 | 0
|  | 228.3605 | 0
|  | 228.5646 | 0
|  | 228.7686 | 0
|  | 228.9727 | 0
|  | 229.1768 | 0
|  | 229.381 | 0
|  | 229.5851 | 0
|  | 229.7893 | 0
|  | 229.9934 | 0
|  | 230.1976 | 0
|  | 230.4018 | 0
|  | 230.6061 | 0
|  | 230.8103 | 0
|  | 231.0146 | 0
|  | 231.2189 | 0
|  | 231.4232 | 0
|  | 231.6275 | 0
|  | 231.8318 | 0
|  | 232.0362 | 0
|  | 232.2406 | 0
|  | 232.445 | 0
|  | 232.6494 | 0
|  | 232.8538 | 0
|  | 233.0583 | 0
|  | 233.2627 | 0
|  | 233.4672 | 0
|  | 233.6717 | 0
|  | 233.8762 | 0
|  | 234.0808 | 0
|  | 234.2853 | 0
|  | 234.4899 | 0
|  | 234.6945 | 0
|  | 234.8991 | 0
|  | 235.1038 | 0
|  | 235.3084 | 0
|  | 235.5131 | 0
|  | 235.7178 | 0
|  | 235.9225 | 0
|  | 236.1272 | 0
|  | 236.3319 | 0
|  | 236.5367 | 0
|  | 236.7415 | 0
|  | 236.9463 | 0
|  | 237.1511 | 0
|  | 237.3559 | 0
|  | 237.5608 | 0
|  | 237.7656 | 0
|  | 237.9705 | 0
|  | 238.1754 | 0
|  | 238.3803 | 0
|  | 238.5853 | 0
|  | 238.7902 | 0
|  | 238.9952 | 0
|  | 239.2002 | 0
|  | 239.4052 | 0
|  | 239.6102 | 0
|  | 239.8153 | 0
|  | 240.0204 | 0
|  | 240.2254 | 0
|  | 240.4305 | 0
|  | 240.6356 | 0
|  | 240.8408 | 0
|  | 241.046 | 0
|  | 241.2511 | 0
|  | 241.4563 | 0
|  | 241.6615 | 0
|  | 241.8667 | 0
|  | 242.072 | 0
|  | 242.2773 | 0
|  | 242.4825 | 0
|  | 242.6878 | 0
|  | 242.8931 | 0
|  | 243.0985 | 0
|  | 243.3038 | 0
|  | 243.5092 | 0
|  | 243.7146 | 0
|  | 243.92 | 0
|  | 244.1254 | 0
|  | 244.3309 | 0
|  | 244.5363 | 0
|  | 244.7418 | 0
|  | 244.9473 | 0
|  | 245.1528 | 0
|  | 245.3584 | 0
|  | 245.5639 | 0
|  | 245.7695 | 0
|  | 245.9751 | 0
|  | 246.1807 | 0
|  | 246.3863 | 0
|  | 246.5919 | 0
|  | 246.7976 | 0
|  | 247.0033 | 0
|  | 247.2089 | 0
|  | 247.4147 | 0
|  | 247.6204 | 0
|  | 247.8261 | 0
|  | 248.0319 | 0
|  | 248.2377 | 0
|  | 248.4435 | 0
|  | 248.6493 | 0
|  | 248.8551 | 0
|  | 249.061 | 0
|  | 249.2669 | 0
|  | 249.4728 | 0
|  | 249.6787 | 0
|  | 249.8846 | 0
|  | 250.0905 | 0
|  | 250.2965 | 0
|  | 250.5025 | 0
|  | 250.7085 | 0
|  | 250.9145 | 0
|  | 251.1205 | 0
|  | 251.3266 | 0
|  | 251.5326 | 0
|  | 251.7387 | 0
|  | 251.9448 | 0
|  | 252.1509 | 0
|  | 252.3571 | 0
|  | 252.5633 | 0
|  | 252.7694 | 0
|  | 252.9756 | 0
|  | 253.1818 | 0
|  | 253.388 | 0
|  | 253.5943 | 0
|  | 253.8006 | 0
|  | 254.0068 | 0
|  | 254.2131 | 0
|  | 254.4195 | 0
|  | 254.6258 | 0
|  | 254.8321 | 0
|  | 255.0385 | 0
|  | 255.2449 | 0
|  | 255.4513 | 0
|  | 255.6577 | 0
|  | 255.8642 | 0
|  | 256.0706 | 0
|  | 256.2771 | 0
|  | 256.4836 | 0
|  | 256.6901 | 0
|  | 256.8966 | 0
|  | 257.1032 | 0
|  | 257.3098 | 0
|  | 257.5163 | 0
|  | 257.7229 | 0
|  | 257.9296 | 0
|  | 258.1362 | 0
|  | 258.3428 | 0
|  | 258.5495 | 0
|  | 258.7562 | 0
|  | 258.9629 | 0
|  | 259.1696 | 0
|  | 259.3764 | 0
|  | 259.5831 | 0
|  | 259.7899 | 0
|  | 259.9967 | 0
|  | 260.2035 | 0
|  | 260.4103 | 0
|  | 260.6172 | 0
|  | 260.8241 | 0
|  | 261.0309 | 0
|  | 261.2378 | 0
|  | 261.4448 | 0
|  | 261.6517 | 0
|  | 261.8586 | 0
|  | 262.0656 | 0
|  | 262.2726 | 0
|  | 262.4796 | 0
|  | 262.6866 | 0
|  | 262.8937 | 0
|  | 263.1007 | 0
|  | 263.3078 | 0
|  | 263.5149 | 0
|  | 263.722 | 0
|  | 263.9291 | 0
|  | 264.1363 | 0
|  | 264.3435 | 0
|  | 264.5506 | 0
|  | 264.7578 | 0
|  | 264.9651 | 0
|  | 265.1723 | 0
|  | 265.3795 | 0
|  | 265.5868 | 0
|  | 265.7941 | 0
|  | 266.0014 | 0
|  | 266.2087 | 0
|  | 266.416 | 0
|  | 266.6234 | 0
|  | 266.8308 | 0
|  | 267.0382 | 0
|  | 267.2456 | 0
|  | 267.453 | 0
|  | 267.6605 | 0
|  | 267.8679 | 0
|  | 268.0754 | 0
|  | 268.2829 | 0
|  | 268.4904 | 0
|  | 268.6979 | 0
|  | 268.9055 | 0
|  | 269.113 | 0
|  | 269.3206 | 0
|  | 269.5282 | 0
|  | 269.7359 | 0
|  | 269.9435 | 0
|  | 270.1511 | 0
|  | 270.3588 | 0
|  | 270.5665 | 0
|  | 270.7742 | 0
|  | 270.9819 | 0
|  | 271.1897 | 0
|  | 271.3974 | 0
|  | 271.6052 | 0
|  | 271.813 | 0
|  | 272.0208 | 0
|  | 272.2286 | 0
|  | 272.4365 | 0
|  | 272.6443 | 0
|  | 272.8522 | 0
|  | 273.0601 | 0
|  | 273.268 | 0
|  | 273.476 | 0
|  | 273.6839 | 0
|  | 273.8919 | 0
|  | 274.0999 | 0
|  | 274.3079 | 0
|  | 274.5159 | 0
|  | 274.7239 | 0
|  | 274.932 | 0
|  | 275.14 | 0
|  | 275.3481 | 0
|  | 275.5562 | 0
|  | 275.7644 | 0
|  | 275.9725 | 0
|  | 276.1807 | 0
|  | 276.3888 | 0
|  | 276.597 | 0
|  | 276.8052 | 0
|  | 277.0135 | 0
|  | 277.2217 | 0
|  | 277.43 | 0
|  | 277.6383 | 0
|  | 277.8465 | 0
|  | 278.0549 | 0
|  | 278.2632 | 0
|  | 278.4715 | 0
|  | 278.6799 | 0
|  | 278.8883 | 0
|  | 279.0967 | 0
|  | 279.3051 | 0
|  | 279.5135 | 0
|  | 279.722 | 0
|  | 279.9305 | 0
|  | 280.1389 | 0
|  | 280.3474 | 0
|  | 280.556 | 0
|  | 280.7645 | 0
|  | 280.9731 | 0
|  | 281.1816 | 0
|  | 281.3902 | 0
|  | 281.5988 | 0
|  | 281.8075 | 0
|  | 282.0161 | 0
|  | 282.2247 | 0
|  | 282.4334 | 0
|  | 282.6421 | 0
|  | 282.8508 | 0
|  | 283.0596 | 0
|  | 283.2683 | 0
|  | 283.4771 | 0
|  | 283.6858 | 0
|  | 283.8946 | 0
|  | 284.1035 | 0
|  | 284.3123 | 0
|  | 284.5211 | 0
|  | 284.73 | 0
|  | 284.9389 | 0
|  | 285.1478 | 0
|  | 285.3567 | 0
|  | 285.5656 | 0
|  | 285.7746 | 0
|  | 285.9835 | 0
|  | 286.1925 | 0
|  | 286.4015 | 0
|  | 286.6105 | 0
|  | 286.8196 | 0
|  | 287.0286 | 0
|  | 287.2377 | 0
|  | 287.4468 | 0
|  | 287.6559 | 0
|  | 287.865 | 0
|  | 288.0741 | 0
|  | 288.2833 | 0
|  | 288.4925 | 0
|  | 288.7017 | 0
|  | 288.9109 | 0
|  | 289.1201 | 0
|  | 289.3293 | 0
|  | 289.5386 | 0
|  | 289.7479 | 0
|  | 289.9572 | 0
|  | 290.1665 | 0
|  | 290.3758 | 0
|  | 290.5851 | 0
|  | 290.7945 | 0
|  | 291.0039 | 0
|  | 291.2133 | 0
|  | 291.4227 | 0
|  | 291.6321 | 0
|  | 291.8416 | 0
|  | 292.051 | 0
|  | 292.2605 | 0
|  | 292.47 | 0
|  | 292.6795 | 0
|  | 292.889 | 0
|  | 293.0986 | 0
|  | 293.3082 | 0
|  | 293.5177 | 0
|  | 293.7273 | 0
|  | 293.937 | 0
|  | 294.1466 | 0
|  | 294.3562 | 0
|  | 294.5659 | 0
|  | 294.7756 | 0
|  | 294.9853 | 0
|  | 295.195 | 0
|  | 295.4047 | 0
|  | 295.6145 | 0
|  | 295.8243 | 0
|  | 296.034 | 0
|  | 296.2438 | 0
|  | 296.4537 | 0
|  | 296.6635 | 0
|  | 296.8733 | 0
|  | 297.0832 | 0
|  | 297.2931 | 0
|  | 297.503 | 0
|  | 297.7129 | 0
|  | 297.9229 | 0
|  | 298.1328 | 0
|  | 298.3428 | 0
|  | 298.5528 | 0
|  | 298.7628 | 0
|  | 298.9728 | 0
|  | 299.1828 | 0
|  | 299.3929 | 0
|  | 299.603 | 0
|  | 299.8131 | 0
|  | 300.0232 | 0
|  | 300.2333 | 0
|  | 300.4434 | 0
|  | 300.6536 | 0
|  | 300.8638 | 0
|  | 301.074 | 0
|  | 301.2842 | 0
|  | 301.4944 | 0
|  | 301.7046 | 0
|  | 301.9149 | 0
|  | 302.1252 | 0
|  | 302.3354 | 0
|  | 302.5457 | 0
|  | 302.7561 | 0
|  | 302.9664 | 0
|  | 303.1768 | 0
|  | 303.3872 | 0
|  | 303.5976 | 0
|  | 303.808 | 0
|  | 304.0184 | 0
|  | 304.2288 | 0
|  | 304.4393 | 0
|  | 304.6498 | 0
|  | 304.8603 | 0
|  | 305.0708 | 0
|  | 305.2813 | 0
|  | 305.4918 | 0
|  | 305.7024 | 0
|  | 305.913 | 0
|  | 306.1236 | 0
|  | 306.3342 | 0
|  | 306.5448 | 0
|  | 306.7554 | 0
|  | 306.9661 | 0
|  | 307.1768 | 0
|  | 307.3875 | 0
|  | 307.5982 | 0
|  | 307.8089 | 0
|  | 308.0197 | 0
|  | 308.2304 | 0
|  | 308.4412 | 0
|  | 308.652 | 0
|  | 308.8628 | 0
|  | 309.0736 | 0
|  | 309.2845 | 0
|  | 309.4953 | 0
|  | 309.7062 | 0
|  | 309.9171 | 0
|  | 310.128 | 0
|  | 310.339 | 0
|  | 310.5499 | 0
|  | 310.7609 | 0
|  | 310.9718 | 0
|  | 311.1828 | 0
|  | 311.3938 | 0
|  | 311.6049 | 0
|  | 311.8159 | 0
|  | 312.027 | 0
|  | 312.238 | 0
|  | 312.4491 | 0
|  | 312.6603 | 0
|  | 312.8714 | 0
|  | 313.0825 | 0
|  | 313.2937 | 0
|  | 313.5049 | 0
|  | 313.7161 | 0
|  | 313.9273 | 0
|  | 314.1385 | 0
|  | 314.3497 | 0
|  | 314.561 | 0
|  | 314.7723 | 0
|  | 314.9836 | 0
|  | 315.1949 | 0
|  | 315.4062 | 0
|  | 315.6175 | 0
|  | 315.8289 | 0
|  | 316.0403 | 0
|  | 316.2517 | 0
|  | 316.4631 | 0
|  | 316.6745 | 0
|  | 316.886 | 0
|  | 317.0974 | 0
|  | 317.3089 | 0
|  | 317.5204 | 0
|  | 317.7319 | 0
|  | 317.9434 | 0
|  | 318.155 | 0
|  | 318.3665 | 0
|  | 318.5781 | 0
|  | 318.7897 | 0
|  | 319.0013 | 0
|  | 319.2129 | 0
|  | 319.4246 | 0
|  | 319.6362 | 0
|  | 319.8479 | 0
|  | 320.0596 | 0
|  | 320.2713 | 0
|  | 320.483 | 0
|  | 320.6948 | 0
|  | 320.9065 | 0
|  | 321.1183 | 0
|  | 321.3301 | 0
|  | 321.5419 | 0
|  | 321.7537 | 0
|  | 321.9655 | 0
|  | 322.1774 | 0
|  | 322.3893 | 0
|  | 322.6012 | 0
|  | 322.8131 | 0
|  | 323.025 | 0
|  | 323.2369 | 0
|  | 323.4489 | 0
|  | 323.6608 | 0
|  | 323.8728 | 0
|  | 324.0848 | 0
|  | 324.2969 | 0
|  | 324.5089 | 0
|  | 324.7209 | 0
|  | 324.933 | 0
|  | 325.1451 | 0
|  | 325.3572 | 0
|  | 325.5693 | 0
|  | 325.7815 | 0
|  | 325.9936 | 0
|  | 326.2058 | 0
|  | 326.418 | 0
|  | 326.6302 | 0
|  | 326.8424 | 0
|  | 327.0546 | 0
|  | 327.2668 | 0
|  | 327.4791 | 0
|  | 327.6914 | 0
|  | 327.9037 | 0
|  | 328.116 | 0
|  | 328.3283 | 0
|  | 328.5407 | 0
|  | 328.753 | 0
|  | 328.9654 | 0
|  | 329.1778 | 0
|  | 329.3902 | 0
|  | 329.6027 | 0
|  | 329.8151 | 0
|  | 330.0276 | 0
|  | 330.24 | 0
|  | 330.4525 | 0
|  | 330.665 | 0
|  | 330.8776 | 0
|  | 331.0901 | 0
|  | 331.3027 | 0
|  | 331.5152 | 0
|  | 331.7278 | 0
|  | 331.9404 | 0
|  | 332.1531 | 0
|  | 332.3657 | 0
|  | 332.5784 | 0
|  | 332.791 | 0
|  | 333.0037 | 0
|  | 333.2164 | 0
|  | 333.4291 | 0
|  | 333.6419 | 0
|  | 333.8546 | 0
|  | 334.0674 | 0
|  | 334.2802 | 0
|  | 334.493 | 0
|  | 334.7058 | 0
|  | 334.9187 | 0
|  | 335.1315 | 0
|  | 335.3444 | 0
|  | 335.5573 | 0
|  | 335.7702 | 0
|  | 335.9831 | 0
|  | 336.196 | 0
|  | 336.409 | 0
|  | 336.6219 | 0
|  | 336.8349 | 0
|  | 337.0479 | 0
|  | 337.2609 | 0
|  | 337.4739 | 0
|  | 337.687 | 0
|  | 337.9 | 0
|  | 338.1131 | 0
|  | 338.3262 | 0
|  | 338.5393 | 0
|  | 338.7525 | 0
|  | 338.9656 | 0
|  | 339.1787 | 0
|  | 339.3919 | 0
|  | 339.6051 | 0
|  | 339.8183 | 0
|  | 340.0315 | 0
|  | 340.2448 | 0
|  | 340.458 | 0
|  | 340.6713 | 0
|  | 340.8846 | 0
|  | 341.0979 | 0
|  | 341.3112 | 0
|  | 341.5245 | 0
|  | 341.7379 | 0
|  | 341.9513 | 0
|  | 342.1646 | 0
|  | 342.378 | 0
|  | 342.5915 | 0
|  | 342.8049 | 0
|  | 343.0183 | 0
|  | 343.2318 | 0
|  | 343.4453 | 0
|  | 343.6588 | 0
|  | 343.8723 | 0
|  | 344.0858 | 0
|  | 344.2994 | 0
|  | 344.5129 | 0
|  | 344.7265 | 0
|  | 344.9401 | 0
|  | 345.1537 | 0
|  | 345.3673 | 0
|  | 345.581 | 0
|  | 345.7946 | 0
|  | 346.0083 | 0
|  | 346.222 | 0
|  | 346.4357 | 0
|  | 346.6494 | 0
|  | 346.8632 | 0
|  | 347.0769 | 0
|  | 347.2907 | 0
|  | 347.5045 | 0
|  | 347.7183 | 0
|  | 347.9321 | 0
|  | 348.1459 | 0
|  | 348.3598 | 0
|  | 348.5736 | 0
|  | 348.7875 | 0
|  | 349.0014 | 0
|  | 349.2153 | 0
|  | 349.4292 | 0
|  | 349.6432 | 0
|  | 349.8571 | 0
|  | 350.0711 | 0
|  | 350.2851 | 0
|  | 350.4991 | 0
|  | 350.7131 | 0
|  | 350.9272 | 0
|  | 351.1412 | 0
|  | 351.3553 | 0
|  | 351.5694 | 0
|  | 351.7835 | 0
|  | 351.9976 | 0
|  | 352.2117 | 0
|  | 352.4259 | 0
|  | 352.64 | 0
|  | 352.8542 | 0
|  | 353.0684 | 0
|  | 353.2826 | 0
|  | 353.4969 | 0
|  | 353.7111 | 0
|  | 353.9254 | 0
|  | 354.1397 | 0
|  | 354.354 | 0
|  | 354.5683 | 0
|  | 354.7826 | 0
|  | 354.9969 | 0
|  | 355.2113 | 0
|  | 355.4257 | 0
|  | 355.64 | 0
|  | 355.8544 | 0
|  | 356.0689 | 0
|  | 356.2833 | 0
|  | 356.4978 | 0
|  | 356.7122 | 0
|  | 356.9267 | 0
|  | 357.1412 | 0
|  | 357.3557 | 0
|  | 357.5702 | 0
|  | 357.7848 | 0
|  | 357.9994 | 0
|  | 358.2139 | 0
|  | 358.4285 | 0
|  | 358.6431 | 0
|  | 358.8578 | 0
|  | 359.0724 | 0
|  | 359.2871 | 0
|  | 359.5017 | 0
|  | 359.7164 | 0
|  | 359.9311 | 0
|  | 360.1458 | 0
|  | 360.3606 | 0
|  | 360.5753 | 0
|  | 360.7901 | 0
|  | 361.0049 | 0
|  | 361.2197 | 0
|  | 361.4345 | 0
|  | 361.6493 | 0
|  | 361.8642 | 0
|  | 362.079 | 0
|  | 362.2939 | 0
|  | 362.5088 | 0
|  | 362.7237 | 0
|  | 362.9386 | 0
|  | 363.1536 | 0
|  | 363.3685 | 0
|  | 363.5835 | 0
|  | 363.7985 | 0
|  | 364.0135 | 0
|  | 364.2285 | 0
|  | 364.4435 | 0
|  | 364.6586 | 0
|  | 364.8736 | 0
|  | 365.0887 | 0
|  | 365.3038 | 0
|  | 365.5189 | 0
|  | 365.7341 | 0
|  | 365.9492 | 0
|  | 366.1644 | 0
|  | 366.3795 | 0
|  | 366.5947 | 0
|  | 366.8099 | 0
|  | 367.0251 | 0
|  | 367.2404 | 0
|  | 367.4556 | 0
|  | 367.6709 | 0
|  | 367.8862 | 0
|  | 368.1015 | 0
|  | 368.3168 | 0
|  | 368.5321 | 0
|  | 368.7475 | 0
|  | 368.9629 | 0
|  | 369.1782 | 0
|  | 369.3936 | 0
|  | 369.609 | 0
|  | 369.8245 | 0
|  | 370.0399 | 0
|  | 370.2553 | 0
|  | 370.4708 | 0
|  | 370.6863 | 0
|  | 370.9018 | 0
|  | 371.1173 | 0
|  | 371.3329 | 0
|  | 371.5484 | 0
|  | 371.764 | 0
|  | 371.9795 | 0
|  | 372.1951 | 0
|  | 372.4107 | 0
|  | 372.6264 | 0
|  | 372.842 | 0
|  | 373.0577 | 0
|  | 373.2733 | 0
|  | 373.489 | 0
|  | 373.7047 | 0
|  | 373.9204 | 0
|  | 374.1362 | 0
|  | 374.3519 | 0
|  | 374.5677 | 0
|  | 374.7835 | 0
|  | 374.9993 | 0
|  | 375.2151 | 0
|  | 375.4309 | 0
|  | 375.6467 | 0
|  | 375.8626 | 0
|  | 376.0785 | 0
|  | 376.2944 | 0
|  | 376.5103 | 0
|  | 376.7262 | 0
|  | 376.9421 | 0
|  | 377.1581 | 0
|  | 377.374 | 0
|  | 377.59 | 0
|  | 377.806 | 0
|  | 378.022 | 0
|  | 378.2381 | 0
|  | 378.4541 | 0
|  | 378.6702 | 0
|  | 378.8862 | 0
|  | 379.1023 | 0
|  | 379.3184 | 0
|  | 379.5345 | 0
|  | 379.7507 | 0
|  | 379.9668 | 0
|  | 380.183 | 0
|  | 380.3992 | 0
|  | 380.6154 | 0
|  | 380.8316 | 0
|  | 381.0478 | -0.00101
|  | 381.264 | 0.00032925
|  | 381.4803 | 0.0091
|  | 381.6966 | -0.00618
|  | 381.9129 | 0.00318
|  | 382.1292 | -0.02258
|  | 382.3455 | 0.01417
|  | 382.5618 | -0.00146
|  | 382.7782 | -0.00491
|  | 382.9946 | -0.00287
|  | 383.2109 | 0.00345
|  | 383.4273 | -0.00087208
|  | 383.6437 | 0.00794
|  | 383.8602 | -0.00175
|  | 384.0766 | 0.00196
|  | 384.2931 | -0.0003963
|  | 384.5095 | -0.00097561
|  | 384.726 | -0.01362
|  | 384.9425 | 0.01171
|  | 385.159 | -0.00706
|  | 385.3756 | -0.0039
|  | 385.5921 | -0.00469
|  | 385.8087 | 0.00236
|  | 386.0253 | -0.00603
|  | 386.2419 | 0.00169
|  | 386.4585 | -0.00303
|  | 386.6751 | -0.00073575
|  | 386.8917 | -0.00535
|  | 387.1084 | 0.00444
|  | 387.3251 | -0.00758
|  | 387.5417 | -0.0009868
|  | 387.7584 | 0.00203
|  | 387.9752 | 0.00784
|  | 388.1919 | -0.00033196
|  | 388.4086 | 0.00322
|  | 388.6254 | -0.00325
|  | 388.8422 | -0.00239
|  | 389.059 | -0.00208
|  | 389.2758 | 0.00031896
|  | 389.4926 | 0.00040379
|  | 389.7094 | -0.00374
|  | 389.9263 | 0.00050435
|  | 390.1432 | 0.00112
|  | 390.36 | -0.00489
|  | 390.5769 | 0.00296
|  | 390.7939 | -0.0072
|  | 391.0108 | 0.00916
|  | 391.2277 | -0.0036
|  | 391.4447 | 5.6487e-05
|  | 391.6617 | -0.00017348
|  | 391.8786 | -8.7306e-05
|  | 392.0957 | -0.00442
|  | 392.3127 | 0.00288
|  | 392.5297 | -0.00627
|  | 392.7468 | 0.00194
|  | 392.9638 | -0.00368
|  | 393.1809 | 0.00416
|  | 393.398 | -0.00547
|  | 393.6151 | 0.00204
|  | 393.8322 | 0.00273
|  | 394.0494 | 0.00637
|  | 394.2665 | 0.00347
|  | 394.4837 | 0.00074825
|  | 394.7009 | -0.00545
|  | 394.9181 | 0.00148
|  | 395.1353 | -0.00768
|  | 395.3525 | 0.0011
|  | 395.5698 | -0.00237
|  | 395.7871 | 0.00611
|  | 396.0043 | -0.00267
|  | 396.2216 | 0.00058564
|  | 396.4389 | -0.00164
|  | 396.6562 | 0.00585
|  | 396.8736 | -0.00448
|  | 397.0909 | 0.00195
|  | 397.3083 | -0.00332
|  | 397.5257 | 0.0078
|  | 397.7431 | -0.00030239
|  | 397.9605 | 0.00391
|  | 398.1779 | 0.00073396
|  | 398.3954 | -0.00317
|  | 398.6128 | -0.00715
|  | 398.8303 | -0.00195
|  | 399.0478 | -0.00168
|  | 399.2653 | 0.00134
|  | 399.4828 | -0.00432
|  | 399.7003 | 0.00408
|  | 399.9179 | 0.00154
|  | 400.1354 | 0.00217
|  | 400.353 | 0.00173
|  | 400.5706 | -0.00017151
|  | 400.7882 | -0.00411
|  | 401.0058 | 0.00317
|  | 401.2235 | 0.00542
|  | 401.4411 | 0.00597
|  | 401.6588 | -0.00346
|  | 401.8765 | 0.00252
|  | 402.0942 | -0.00415
|  | 402.3119 | 0.00375
|  | 402.5296 | -0.00322
|  | 402.7474 | 0.00197
|  | 402.9651 | 0.0027
|  | 403.1829 | -0.00174
|  | 403.4007 | -0.00273
|  | 403.6185 | 0.00485
|  | 403.8363 | -0.00261
|  | 404.0541 | 0.00148
|  | 404.272 | 0.00336
|  | 404.4898 | 0.00014398
|  | 404.7077 | -0.00275
|  | 404.9256 | 0.00489
|  | 405.1435 | 0.00045576
|  | 405.3614 | 0.00283
|  | 405.5794 | -0.00277
|  | 405.7973 | -0.00119
|  | 406.0153 | -0.00554
|  | 406.2333 | 0.00372
|  | 406.4513 | -0.00017438
|  | 406.6693 | 0.00277
|  | 406.8873 | -0.00273
|  | 407.1053 | 0.00113
|  | 407.3234 | 0.00011704
|  | 407.5415 | 0.0017
|  | 407.7595 | 0.00282
|  | 407.9776 | 0.00015279
|  | 408.1958 | -0.00156
|  | 408.4139 | -0.00288
|  | 408.632 | -0.00145
|  | 408.8502 | -0.00155
|  | 409.0684 | 0.00421
|  | 409.2865 | -0.00343
|  | 409.5048 | 0.00332
|  | 409.723 | 0.00181
|  | 409.9412 | 0.0026
|  | 410.1595 | -0.00503
|  | 410.3777 | 0.00164
|  | 410.596 | 0.00085112
|  | 410.8143 | 0.00293
|  | 411.0326 | -0.00511
|  | 411.2509 | 0.00285
|  | 411.4692 | -0.00055707
|  | 411.6876 | 0.00606
|  | 411.906 | -0.00165
|  | 412.1243 | 0.00181
|  | 412.3428 | 0.00029551
|  | 412.5612 | -0.0075
|  | 412.7796 | -0.00203
|  | 412.998 | 0.00040673
|  | 413.2165 | -0.0039
|  | 413.435 | 0.00265
|  | 413.6534 | -0.00121
|  | 413.8719 | -2.2017e-05
|  | 414.0904 | -0.00097699
|  | 414.309 | 0.00364
|  | 414.5275 | -0.00242
|  | 414.7461 | 0.00175
|  | 414.9647 | -0.00342
|  | 415.1832 | 0.00157
|  | 415.4018 | -0.0032
|  | 415.6205 | 0.00043896
|  | 415.8391 | -0.00080203
|  | 416.0577 | 0.00106
|  | 416.2764 | -0.00054993
|  | 416.4951 | -0.00231
|  | 416.7138 | -0.00372
|  | 416.9325 | 0.00378
|  | 417.1512 | -0.00011905
|  | 417.3699 | 0.00161
|  | 417.5887 | 0.00036006
|  | 417.8074 | 0.00207
|  | 418.0262 | 0.00111
|  | 418.245 | -0.00035402
|  | 418.4638 | -0.00682
|  | 418.6826 | 0.00332
|  | 418.9015 | -0.00293
|  | 419.1203 | 0.00117
|  | 419.3392 | -0.0015
|  | 419.5581 | 0.00085502
|  | 419.777 | -0.00427
|  | 419.9959 | 0.00256
|  | 420.2148 | -0.00243
|  | 420.4337 | -2.8642e-05
|  | 420.6527 | -0.00144
|  | 420.8717 | -0.00105
|  | 421.0907 | -0.00182
|  | 421.3097 | -0.00158
|  | 421.5287 | -0.00297
|  | 421.7477 | 0.00267
|  | 421.9667 | -0.00213
|  | 422.1858 | 0.00471
|  | 422.4049 | -0.00262
|  | 422.6239 | 0.00028107
|  | 422.8431 | -0.00035477
|  | 423.0622 | -0.00011206
|  | 423.2813 | -0.0039
|  | 423.5004 | 0.00583
|  | 423.7196 | -0.00058901
|  | 423.9388 | 0.00612
|  | 424.158 | -0.00169
|  | 424.3772 | 0.00106
|  | 424.5964 | -0.00246
|  | 424.8156 | 0.00407
|  | 425.0349 | -0.003
|  | 425.2541 | 0.00198
|  | 425.4734 | -0.00164
|  | 425.6927 | 0.00098034
|  | 425.912 | -0.00222
|  | 426.1313 | 0.00179
|  | 426.3506 | -0.00054385
|  | 426.57 | -0.00149
|  | 426.7894 | -0.0011
|  | 427.0087 | -0.00251
|  | 427.2281 | 0.00161
|  | 427.4475 | 0.00713
|  | 427.6669 | 0.00065399
|  | 427.8864 | 0.00186
|  | 428.1058 | -0.00353
|  | 428.3253 | 0.00209
|  | 428.5448 | 0.00032234
|  | 428.7643 | 0.00292
|  | 428.9838 | 0.00217
|  | 429.2033 | 0.00137
|  | 429.4228 | -0.00208
|  | 429.6424 | -0.00046185
|  | 429.8619 | -0.00504
|  | 430.0815 | -0.00038823
|  | 430.3011 | -0.00389
|  | 430.5207 | 0.00017563
|  | 430.7403 | 4.4633e-05
|  | 430.96 | 0.00123
|  | 431.1796 | -0.00038255
|  | 431.3993 | 0.00163
|  | 431.619 | 7.721e-05
|  | 431.8387 | 0.00348
|  | 432.0584 | 0.00147
|  | 432.2781 | -0.0015
|  | 432.4979 | -0.00377
|  | 432.7176 | 0.0002706
|  | 432.9374 | -0.00073809
|  | 433.1572 | 0.00148
|  | 433.377 | 0.0015
|  | 433.5968 | 0.0036
|  | 433.8166 | -0.00261
|  | 434.0364 | 0.00028451
|  | 434.2563 | -0.00363
|  | 434.4762 | 0.00133
|  | 434.696 | -0.00111
|  | 434.9159 | 0.00156
|  | 435.1358 | -0.00311
|  | 435.3558 | 0.00196
|  | 435.5757 | -0.00092532
|  | 435.7957 | 0.00476
|  | 436.0156 | -0.00031379
|  | 436.2356 | 0.00057623
|  | 436.4556 | -0.0043
|  | 436.6756 | 0.00119
|  | 436.8956 | -0.00094062
|  | 437.1157 | 0.00067651
|  | 437.3357 | -0.00209
|  | 437.5558 | 0.0024
|  | 437.7759 | -0.00132
|  | 437.996 | 0.00482
|  | 438.2161 | -0.00141
|  | 438.4362 | 0.00305
|  | 438.6564 | 0.00086095
|  | 438.8765 | 0.00291
|  | 439.0967 | -0.00112
|  | 439.3169 | 0.00259
|  | 439.5371 | -0.0013
|  | 439.7573 | 0.00061391
|  | 439.9775 | -0.00158
|  | 440.1977 | 6.7317e-06
|  | 440.418 | 0.00234
|  | 440.6383 | 1.4594e-05
|  | 440.8585 | -0.00102
|  | 441.0788 | 0.00253
|  | 441.2991 | -0.00108
|  | 441.5195 | 0.00062091
|  | 441.7398 | -9.3685e-05
|  | 441.9602 | 0.00297
|  | 442.1805 | 0.00021031
|  | 442.4009 | -0.00064513
|  | 442.6213 | 0.00051597
|  | 442.8417 | 3.0311e-05
|  | 443.0622 | -0.00312
|  | 443.2826 | 0.00179
|  | 443.503 | -0.00156
|  | 443.7235 | -0.0005875
|  | 443.944 | -0.0024
|  | 444.1645 | 2.1224e-05
|  | 444.385 | -0.00021567
|  | 444.6055 | 0.00154
|  | 444.8261 | 0.00028752
|  | 445.0466 | 0.00239
|  | 445.2672 | -0.0025
|  | 445.4878 | 0.00142
|  | 445.7084 | -0.00020384
|  | 445.929 | 0.00256
|  | 446.1496 | -0.00339
|  | 446.3702 | 0.00205
|  | 446.5909 | -0.00070532
|  | 446.8116 | 0.00354
|  | 447.0322 | -0.00028726
|  | 447.2529 | 0.00108
|  | 447.4736 | -0.00383
|  | 447.6944 | 0.0007037
|  | 447.9151 | 0.0004284
|  | 448.1359 | 0.0001803
|  | 448.3566 | -0.00319
|  | 448.5774 | 0.00262
|  | 448.7982 | -0.001
|  | 449.019 | 0.00084184
|  | 449.2398 | -0.00363
|  | 449.4606 | 0.00053362
|  | 449.6815 | -0.00185
|  | 449.9024 | 0.00346
|  | 450.1232 | -0.00378
|  | 450.3441 | 0.00089407
|  | 450.565 | -0.00066739
|  | 450.786 | 0.00209
|  | 451.0069 | -0.00268
|  | 451.2278 | -0.00090172
|  | 451.4488 | -0.00179
|  | 451.6698 | 0.00126
|  | 451.8908 | -0.00163
|  | 452.1118 | 0.00093576
|  | 452.3328 | -0.00286
|  | 452.5538 | 0.00203
|  | 452.7749 | 1.5621e-05
|  | 452.9959 | -0.00146
|  | 453.217 | -0.00118
|  | 453.4381 | -0.00308
|  | 453.6592 | -0.00139
|  | 453.8803 | 0.00049532
|  | 454.1015 | -0.00199
|  | 454.3226 | 0.00299
|  | 454.5438 | -0.00035906
|  | 454.7649 | 0.0038
|  | 454.9861 | -0.00333
|  | 455.2073 | 0.00421
|  | 455.4285 | 0.00369
|  | 455.6498 | 0.00104
|  | 455.871 | -0.0025
|  | 456.0923 | 0.004
|  | 456.3135 | -0.00105
|  | 456.5348 | 0.00179
|  | 456.7561 | 0.00253
|  | 456.9774 | 0.00259
|  | 457.1988 | -0.00251
|  | 457.4201 | -0.00211
|  | 457.6415 | -0.001
|  | 457.8628 | -0.00123
|  | 458.0842 | -0.00121
|  | 458.3056 | 0.0017
|  | 458.527 | 0.00025998
|  | 458.7484 | 0.00122
|  | 458.9699 | -0.00257
|  | 459.1913 | 0.00494
|  | 459.4128 | 0.00042324
|  | 459.6343 | 0.00145
|  | 459.8558 | -0.00345
|  | 460.0773 | 0.00259
|  | 460.2988 | -0.00126
|  | 460.5203 | 0.00067179
|  | 460.7419 | -0.00026817
|  | 460.9635 | 0.00169
|  | 461.185 | -0.00114
|  | 461.4066 | 0.00201
|  | 461.6282 | 0.00058514
|  | 461.8498 | 5.6725e-05
|  | 462.0715 | -0.00085638
|  | 462.2931 | 0.00143
|  | 462.5148 | 0.00049738
|  | 462.7364 | 0.00158
|  | 462.9581 | -0.00268
|  | 463.1798 | 0.00146
|  | 463.4016 | -0.0008312
|  | 463.6233 | 0.00232
|  | 463.845 | 0.00124
|  | 464.0668 | -0.00151
|  | 464.2886 | -0.00090694
|  | 464.5104 | 0.00183
|  | 464.7321 | -0.00134
|  | 464.954 | -0.0012
|  | 465.1758 | -6.2959e-05
|  | 465.3976 | -0.00147
|  | 465.6195 | -0.00030001
|  | 465.8413 | -0.00162
|  | 466.0632 | 0.00132
|  | 466.2851 | 0.00017452
|  | 466.507 | 0.0005114
|  | 466.729 | -0.00168
|  | 466.9509 | 0.00181
|  | 467.1728 | -0.00128
|  | 467.3948 | -0.0019
|  | 467.6168 | -0.00358
|  | 467.8388 | 0.00115
|  | 468.0608 | -0.0026
|  | 468.2828 | 2.4333e-05
|  | 468.5048 | -0.00126
|  | 468.7269 | -0.00128
|  | 468.949 | -0.00122
|  | 469.171 | 0.00119
|  | 469.3931 | -0.00152
|  | 469.6152 | 0.0002457
|  | 469.8373 | -0.00202
|  | 470.0595 | -0.00010835
|  | 470.2816 | -0.00036088
|  | 470.5038 | 0.00142
|  | 470.7259 | -0.00223
|  | 470.9481 | 0.00059162
|  | 471.1703 | 0.0002046
|  | 471.3925 | 0.00259
|  | 471.6148 | 0.00026461
|  | 471.837 | 3.3054e-05
|  | 472.0593 | -0.00155
|  | 472.2815 | 0.00183
|  | 472.5038 | -0.00132
|  | 472.7261 | -0.00054284
|  | 472.9484 | -0.00103
|  | 473.1707 | 0.00082044
|  | 473.3931 | -0.0026
|  | 473.6154 | 0.00090814
|  | 473.8378 | -0.00225
|  | 474.0601 | 0.00111
|  | 474.2825 | 3.1817e-05
|  | 474.5049 | 0.00117
|  | 474.7274 | -0.0003584
|  | 474.9498 | -0.00113
|  | 475.1722 | -0.00121
|  | 475.3947 | 0.00214
|  | 475.6172 | -0.00103
|  | 475.8396 | 0.00078779
|  | 476.0621 | -0.00244
|  | 476.2846 | 0.00177
|  | 476.5072 | 0.00015792
|  | 476.7297 | 0.00197
|  | 476.9523 | -0.00136
|  | 477.1748 | 0.00319
|  | 477.3974 | -0.00078917
|  | 477.62 | 0.00141
|  | 477.8426 | -0.00018742
|  | 478.0652 | -0.00013197
|  | 478.2879 | -0.00286
|  | 478.5105 | -0.00031998
|  | 478.7332 | -0.00116
|  | 478.9559 | -0.00161
|  | 479.1785 | -0.0027
|  | 479.4013 | -0.00044318
|  | 479.624 | 0.00115
|  | 479.8467 | 0.00192
|  | 480.0695 | -0.00176
|  | 480.2922 | 0.00184
|  | 480.515 | -0.00199
|  | 480.7378 | 0.00048284
|  | 480.9606 | -0.00192
|  | 481.1834 | 0.00048681
|  | 481.4062 | -0.00187
|  | 481.629 | 0.00057345
|  | 481.8519 | -0.00043481
|  | 482.0747 | 0.00101
|  | 482.2976 | -0.00062505
|  | 482.5205 | 0.0016
|  | 482.7434 | -0.00127
|  | 482.9663 | -0.00214
|  | 483.1893 | -0.00117
|  | 483.4122 | 0.0005278
|  | 483.6352 | -0.00051266
|  | 483.8582 | 0.00024219
|  | 484.0811 | 0.00010154
|  | 484.3041 | -0.00085867
|  | 484.5272 | -0.00116
|  | 484.7502 | 0.00116
|  | 484.9732 | -0.00027902
|  | 485.1963 | 0.00151
|  | 485.4193 | -0.00080565
|  | 485.6424 | 0.00075982
|  | 485.8655 | -0.00126
|  | 486.0886 | 0.00083781
|  | 486.3118 | 0.00013407
|  | 486.5349 | 0.00047241
|  | 486.758 | -0.00154
|  | 486.9812 | -0.00194
|  | 487.2044 | -0.00034475
|  | 487.4276 | 0.0013
|  | 487.6508 | -0.00149
|  | 487.874 | 0.00049332
|  | 488.0972 | -0.00396
|  | 488.3204 | 0.00162
|  | 488.5437 | 0.00074857
|  | 488.767 | -8.3887e-06
|  | 488.9903 | -0.00343
|  | 489.2135 | 0.0012
|  | 489.4368 | -0.00026127
|  | 489.6602 | 0.00085867
|  | 489.8835 | -9.2392e-06
|  | 490.1069 | -0.00086458
|  | 490.3302 | -0.00106
|  | 490.5536 | 0.00104
|  | 490.777 | -0.00209
|  | 491.0004 | 8.1581e-05
|  | 491.2238 | -0.00062546
|  | 491.4472 | -8.8506e-05
|  | 491.6707 | 0.00111
|  | 491.8941 | 0.00080424
|  | 492.1176 | -2.6693e-05
|  | 492.3411 | -0.00029366
|  | 492.5646 | -0.00242
|  | 492.7881 | -0.00050103
|  | 493.0116 | -0.00129
|  | 493.2351 | 0.00103
|  | 493.4587 | -0.00209
|  | 493.6823 | 0.00313
|  | 493.9058 | -0.00068331
|  | 494.1294 | 0.00054209
|  | 494.353 | 0.00023035
|  | 494.5766 | 0.00114
|  | 494.8003 | -0.00138
|  | 495.0239 | 0.00032908
|  | 495.2476 | -0.00198
|  | 495.4712 | -0.00099357
|  | 495.6949 | -0.00091154
|  | 495.9186 | 0.00035643
|  | 496.1423 | -0.00258
|  | 496.366 | 0.00123
|  | 496.5898 | 0.00114
|  | 496.8135 | -0.00016229
|  | 497.0373 | 0.00102
|  | 497.2611 | 0.0013
|  | 497.4848 | -0.00082345
|  | 497.7087 | -3.6692e-06
|  | 497.9325 | -0.00031014
|  | 498.1563 | -0.00061832
|  | 498.3801 | -0.00080503
|  | 498.604 | 8.5868e-05
|  | 498.8279 | -0.00226
|  | 499.0517 | -0.00075685
|  | 499.2756 | -0.00014059
|  | 499.4995 | -0.00109
|  | 499.7235 | 4.6143e-05
|  | 499.9474 | 9.0313e-05
|  | 500.1713 | 0.00012244
|  | 500.3953 | 0.00107
|  | 500.6193 | -0.00013892
|  | 500.8433 | -0.00195
|  | 501.0673 | 9.144e-05
|  | 501.2913 | 0.00142
|  | 501.5153 | -0.00202
|  | 501.7393 | 0.00079812
|  | 501.9634 | -0.00112
|  | 502.1875 | -0.00036623
|  | 502.4115 | 0.00103
|  | 502.6356 | 0.00083452
|  | 502.8597 | -0.00196
|  | 503.0838 | 0.00092992
|  | 503.308 | -0.00181
|  | 503.5321 | -0.00101
|  | 503.7563 | 0.00152
|  | 503.9805 | -0.00126
|  | 504.2046 | 0.00030353
|  | 504.4288 | 5.2066e-05
|  | 504.653 | -0.00117
|  | 504.8773 | -0.0011
|  | 505.1015 | -1.2857e-05
|  | 505.3258 | 0.00143
|  | 505.55 | -0.0002684
|  | 505.7743 | 0.00096015
|  | 505.9986 | -0.00104
|  | 506.2229 | 0.00027697
|  | 506.4472 | -0.00086164
|  | 506.6715 | -0.00031827
|  | 506.8958 | -0.0003064
|  | 507.1202 | -0.00040249
|  | 507.3446 | -0.00073039
|  | 507.5689 | -0.0008172
|  | 507.7933 | -0.00062254
|  | 508.0177 | 0.00143
|  | 508.2422 | -0.00164
|  | 508.4666 | 0.00118
|  | 508.6911 | 0.00037088
|  | 508.9155 | -0.00019369
|  | 509.14 | -0.00111
|  | 509.3645 | -2.4289e-05
|  | 509.589 | -0.00072388
|  | 509.8135 | 0.00084316
|  | 510.038 | -0.00095721
|  | 510.2625 | -0.00113
|  | 510.4871 | -0.00074982
|  | 510.7116 | 0.00032679
|  | 510.9362 | 7.5367e-05
|  | 511.1608 | 0.00062154
|  | 511.3854 | -0.00032026
|  | 511.61 | 0.00218
|  | 511.8346 | -0.0015
|  | 512.0593 | 0.00015114
|  | 512.2839 | -0.0003864
|  | 512.5086 | 0.00066106
|  | 512.7333 | -0.00087316
|  | 512.958 | 0.00086396
|  | 513.1827 | -0.00058896
|  | 513.4074 | 0.00085908
|  | 513.6321 | 5.7977e-05
|  | 513.8569 | 0.00138
|  | 514.0816 | 0.00056065
|  | 514.3064 | 0.00125
|  | 514.5312 | -0.00233
|  | 514.756 | 0.00067246
|  | 514.9808 | -0.00104
|  | 515.2056 | 0.00151
|  | 515.4304 | -0.00020631
|  | 515.6553 | 0.00104
|  | 515.8801 | -0.0008074
|  | 516.105 | 0.00126
|  | 516.3299 | -5.975e-06
|  | 516.5548 | 0.00036636
|  | 516.7797 | -0.00158
|  | 517.0046 | 0.00227
|  | 517.2296 | -0.00023413
|  | 517.4545 | -0.00050101
|  | 517.6795 | -0.00065818
|  | 517.9045 | 0.00121
|  | 518.1295 | -0.0009447
|  | 518.3545 | 0.00095945
|  | 518.5795 | -0.00097768
|  | 518.8045 | -0.00096187
|  | 519.0295 | -0.0008575
|  | 519.2546 | 0.00147
|  | 519.4797 | -0.00139
|  | 519.7047 | -0.00034003
|  | 519.9298 | -0.00061914
|  | 520.1549 | 0.00079001
|  | 520.38 | 0.00052269
|  | 520.6052 | 0.00083917
|  | 520.8303 | -0.00040424
|  | 521.0555 | 0.00151
|  | 521.2807 | -0.00058763
|  | 521.5058 | 0.00105
|  | 521.731 | -0.00218
|  | 521.9562 | -0.00083763
|  | 522.1815 | -9.4911e-06
|  | 522.4067 | -0.00091174
|  | 522.6319 | 0.00105
|  | 522.8572 | -0.00121
|  | 523.0825 | -0.00176
|  | 523.3077 | -0.00095358
|  | 523.533 | -0.00101
|  | 523.7583 | -0.00132
|  | 523.9837 | 0.00085618
|  | 524.209 | -0.00276
|  | 524.4344 | -0.00016687
|  | 524.6597 | 0.00098692
|  | 524.8851 | -0.00024069
|  | 525.1105 | -0.00172
|  | 525.3359 | 0.00088124
|  | 525.5613 | -0.00053288
|  | 525.7867 | 0.00045365
|  | 526.0122 | 0.00014146
|  | 526.2376 | 0.00042482
|  | 526.4631 | -0.00072102
|  | 526.6885 | 0.00122
|  | 526.914 | 0.00153
|  | 527.1395 | -0.00070529
|  | 527.365 | -0.00116
|  | 527.5906 | 0.00010773
|  | 527.8161 | -0.00203
|  | 528.0417 | -0.00071466
|  | 528.2672 | -0.00231
|  | 528.4928 | -0.00084081
|  | 528.7184 | -0.00343
|  | 528.944 | 0.00154
|  | 529.1696 | -0.00122
|  | 529.3952 | 0.00241
|  | 529.6209 | -0.00169
|  | 529.8465 | 0.00127
|  | 530.0722 | -0.00021844
|  | 530.2979 | 0.00127
|  | 530.5236 | -0.00069547
|  | 530.7493 | 0.00063423
|  | 530.975 | -0.00048371
|  | 531.2007 | 0.00098725
|  | 531.4264 | -0.00195
|  | 531.6522 | -0.00029328
|  | 531.878 | -0.00312
|  | 532.1037 | 0.00254
|  | 532.3295 | -0.00113
|  | 532.5553 | 0.00152
|  | 532.7812 | -0.00029421
|  | 533.007 | 0.00131
|  | 533.2328 | -0.00221
|  | 533.4587 | 0.00195
|  | 533.6845 | -0.00071769
|  | 533.9104 | 0.00034816
|  | 534.1363 | -0.00194
|  | 534.3622 | 2.0977e-05
|  | 534.5882 | -0.00098878
|  | 534.8141 | -0.00153
|  | 535.04 | -0.00042662
|  | 535.266 | -0.00041752
|  | 535.4919 | 8.6632e-05
|  | 535.7179 | 0.00198
|  | 535.9439 | 0.00042285
|  | 536.1699 | 0.0018
|  | 536.3959 | -0.00101
|  | 536.622 | 0.00125
|  | 536.848 | 0.00019456
|  | 537.0741 | 0.00121
|  | 537.3001 | -0.00022658
|  | 537.5262 | -0.00027656
|  | 537.7523 | 0.00044803
|  | 537.9784 | 0.00201
|  | 538.2045 | -0.00103
|  | 538.4307 | 0.00012729
|  | 538.6568 | 0.00024945
|  | 538.883 | 0.00147
|  | 539.1091 | -0.00165
|  | 539.3353 | -0.00092622
|  | 539.5615 | 0.00027838
|  | 539.7877 | 0.0003082
|  | 540.0139 | -0.00057447
|  | 540.2402 | 0.00141
|  | 540.4664 | 0.00011283
|  | 540.6927 | 0.00050508
|  | 540.9189 | -0.00093964
|  | 541.1452 | -0.0016
|  | 541.3715 | 0.00029633
|  | 541.5978 | 0.0002923
|  | 541.8241 | 0.00055229
|  | 542.0505 | 0.0014
|  | 542.2768 | -0.0003195
|  | 542.5032 | -0.00098235
|  | 542.7295 | -0.00083147
|  | 542.9559 | 0.00079363
|  | 543.1823 | 0.00034358
|  | 543.4087 | 0.0006084
|  | 543.6351 | -0.00124
|  | 543.8616 | 0.0017
|  | 544.088 | 0.00021595
|  | 544.3144 | 0.00205
|  | 544.5409 | -0.00061784
|  | 544.7674 | 0.00112
|  | 544.9939 | -0.00101
|  | 545.2204 | -8.7345e-05
|  | 545.4469 | 0.00058501
|  | 545.6734 | 0.00132
|  | 545.9 | -0.00146
|  | 546.1265 | -0.00090038
|  | 546.3531 | -0.00033347
|  | 546.5797 | 0.0003947
|  | 546.8063 | -0.00084055
|  | 547.0329 | -0.00046834
|  | 547.2595 | -0.00101
|  | 547.4861 | -0.0011
|  | 547.7128 | -0.00068653
|  | 547.9394 | 0.00043978
|  | 548.1661 | 0.00026045
|  | 548.3928 | 0.00035414
|  | 548.6195 | 0.00070582
|  | 548.8461 | 0.00151
|  | 549.0729 | 0.00031673
|  | 549.2996 | -1.2583e-05
|  | 549.5263 | -0.00035343
|  | 549.7531 | 0.00041156
|  | 549.9799 | 0.00067219
|  | 550.2066 | -0.00016835
|  | 550.4334 | -0.00146
|  | 550.6602 | -0.00028786
|  | 550.887 | 0.00028768
|  | 551.1138 | 0.00087136
|  | 551.3407 | -0.00094098
|  | 551.5675 | -0.00091562
|  | 551.7944 | -0.00158
|  | 552.0213 | -0.00068769
|  | 552.2482 | -0.00025778
|  | 552.4751 | 0.00118
|  | 552.702 | -0.00050216
|  | 552.9289 | 0.00037553
|  | 553.1558 | -0.00071839
|  | 553.3828 | 0.00178
|  | 553.6097 | -0.00070951
|  | 553.8367 | -0.00069419
|  | 554.0637 | -0.0013
|  | 554.2907 | 0.00122
|  | 554.5177 | -0.00033255
|  | 554.7447 | 0.00077888
|  | 554.9718 | -0.001
|  | 555.1988 | -0.00040497
|  | 555.4259 | 0.00038336
|  | 555.6529 | 0.00083819
|  | 555.88 | -0.00107
|  | 556.1071 | -0.00046329
|  | 556.3342 | -0.00090334
|  | 556.5613 | 0.00131
|  | 556.7885 | -0.00105
|  | 557.0156 | 0.00022597
|  | 557.2428 | -0.00097958
|  | 557.4699 | 0.00065866
|  | 557.6971 | -0.00040861
|  | 557.9243 | 0.00064993
|  | 558.1515 | -0.00048956
|  | 558.3787 | -8.3439e-05
|  | 558.606 | 6.4511e-05
|  | 558.8332 | 0.00079058
|  | 559.0604 | -0.00093681
|  | 559.2877 | -0.00014592
|  | 559.515 | -0.00108
|  | 559.7423 | 0.00018846
|  | 559.9696 | 0.00027138
|  | 560.1969 | -0.00062757
|  | 560.4242 | -0.00064706
|  | 560.6516 | 0.00044245
|  | 560.8789 | -0.00093449
|  | 561.1063 | 0.00024003
|  | 561.3337 | -0.00048905
|  | 561.561 | -0.00105
|  | 561.7884 | -0.00101
|  | 562.0158 | 0.00085939
|  | 562.2433 | -0.00016454
|  | 562.4707 | -0.00022551
|  | 562.6982 | -0.00196
|  | 562.9256 | 0.00106
|  | 563.1531 | -0.00028513
|  | 563.3806 | -0.00020175
|  | 563.6081 | -0.00127
|  | 563.8356 | -9.8302e-05
|  | 564.0631 | 0.00044665
|  | 564.2906 | -0.00119
|  | 564.5181 | -0.00033778
|  | 564.7457 | 0.00059871
|  | 564.9733 | -0.00098045
|  | 565.2009 | 0.00035303
|  | 565.4284 | -0.00063264
|  | 565.6561 | 0.00182
|  | 565.8837 | -0.00187
|  | 566.1113 | 0.00131
|  | 566.3389 | -0.00024332
|  | 566.5666 | -0.00039525
|  | 566.7943 | -0.00143
|  | 567.0219 | -0.00026301
|  | 567.2496 | -0.00089305
|  | 567.4773 | 0.00076362
|  | 567.705 | 0.00021585
|  | 567.9328 | 0.00020572
|  | 568.1605 | -0.00059414
|  | 568.3882 | 0.00080435
|  | 568.616 | -0.00026025
|  | 568.8438 | -0.00034385
|  | 569.0716 | -0.00070524
|  | 569.2993 | 0.00080297
|  | 569.5272 | -0.0002969
|  | 569.755 | 0.00107
|  | 569.9828 | -0.000856
|  | 570.2106 | -0.00029392
|  | 570.4385 | -0.00155
|  | 570.6664 | 0.00074464
|  | 570.8942 | -0.00077037
|  | 571.1221 | -0.00022755
|  | 571.35 | 0.00037018
|  | 571.5779 | -0.00071615
|  | 571.8059 | -0.00037239
|  | 572.0338 | -9.6835e-06
|  | 572.2618 | -0.00086071
|  | 572.4897 | 0.00067774
|  | 572.7177 | -0.00083286
|  | 572.9457 | 3.2191e-05
|  | 573.1737 | -0.0001365
|  | 573.4017 | 0.00141
|  | 573.6297 | -0.00052995
|  | 573.8578 | 0.00015769
|  | 574.0858 | -0.00057771
|  | 574.3139 | 0.00078098
|  | 574.5419 | -0.00050132
|  | 574.77 | 0.0014
|  | 574.9981 | 0.00045508
|  | 575.2262 | 0.00093134
|  | 575.4543 | -0.00098825
|  | 575.6825 | 8.3456e-05
|  | 575.9106 | -0.00095204
|  | 576.1387 | 0.00081406
|  | 576.3669 | -0.00218
|  | 576.5951 | 0.00092255
|  | 576.8233 | -9.2613e-05
|  | 577.0515 | 0.00133
|  | 577.2797 | 0.00047971
|  | 577.5079 | 0.00068705
|  | 577.7361 | -0.00143
|  | 577.9644 | 0.00206
|  | 578.1927 | -0.00137
|  | 578.4209 | 0.00077096
|  | 578.6492 | -0.00086784
|  | 578.8775 | 0.0004618
|  | 579.1058 | -0.002
|  | 579.3341 | 0.00076271
|  | 579.5625 | -0.00076969
|  | 579.7908 | -0.000518
|  | 580.0192 | 0.00078844
|  | 580.2475 | -0.00109
|  | 580.4759 | 0.00064449
|  | 580.7043 | -0.00063048
|  | 580.9327 | -0.00021055
|  | 581.1611 | -0.00075759
|  | 581.3895 | 0.00056445
|  | 581.618 | 6.022e-05
|  | 581.8464 | 0.0007533
|  | 582.0749 | -0.00167
|  | 582.3033 | 0.00072312
|  | 582.5318 | -0.00060086
|  | 582.7603 | 1.5544e-05
|  | 582.9888 | -0.00092843
|  | 583.2173 | 0.0026
|  | 583.4459 | -0.00079719
|  | 583.6744 | 0.00123
|  | 583.903 | -0.0008005
|  | 584.1315 | 0.0012
|  | 584.3601 | -0.00012281
|  | 584.5887 | 0.00072997
|  | 584.8173 | -0.00050772
|  | 585.0459 | -0.00107
|  | 585.2745 | -0.00032352
|  | 585.5032 | -0.00041465
|  | 585.7318 | -0.00109
|  | 585.9605 | 0.00099057
|  | 586.1891 | -0.00029059
|  | 586.4178 | 6.3205e-05
|  | 586.6465 | 0.00071702
|  | 586.8752 | 0.00072122
|  | 587.1039 | 0.00056631
|  | 587.3327 | 0.00169
|  | 587.5614 | 0.00024094
|  | 587.7902 | -0.00043251
|  | 588.0189 | -0.00098183
|  | 588.2477 | 0.00126
|  | 588.4765 | -8.1572e-06
|  | 588.7053 | -0.00021061
|  | 588.9341 | -0.00048544
|  | 589.1629 | 0.00193
|  | 589.3918 | 0.00040476
|  | 589.6206 | 0.00101
|  | 589.8495 | 0.00048746
|  | 590.0783 | 0.00076466
|  | 590.3072 | 0.0002389
|  | 590.5361 | -0.00020616
|  | 590.765 | -0.00047268
|  | 590.9939 | 0.00080699
|  | 591.2228 | -0.00047611
|  | 591.4518 | 0.00089012
|  | 591.6807 | -0.00175
|  | 591.9097 | 0.00054032
|  | 592.1386 | -0.00082597
|  | 592.3676 | 0.00051839
|  | 592.5966 | 6.8533e-05
|  | 592.8256 | 0.00054818
|  | 593.0547 | -0.00125
|  | 593.2837 | 5.8008e-05
|  | 593.5127 | 0.00028296
|  | 593.7418 | 0.00107
|  | 593.9708 | -0.0001354
|  | 594.1999 | 0.00123
|  | 594.429 | -0.00155
|  | 594.6581 | 0.00074072
|  | 594.8872 | 0.00044244
|  | 595.1163 | 0.00142
|  | 595.3455 | -0.0006606
|  | 595.5746 | 9.1653e-05
|  | 595.8038 | -0.00050631
|  | 596.0329 | 0.00067295
|  | 596.2621 | -0.00045953
|  | 596.4913 | 0.00083281
|  | 596.7205 | -0.00080717
|  | 596.9497 | -0.00013662
|  | 597.179 | -0.0013
|  | 597.4082 | 0.00048511
|  | 597.6374 | -0.00030662
|  | 597.8667 | 0.00038671
|  | 598.096 | -0.00099741
|  | 598.3253 | 0.0013
|  | 598.5545 | 4.3198e-05
|  | 598.7839 | 0.00050178
|  | 599.0132 | -0.00146
|  | 599.2425 | 0.00015135
|  | 599.4719 | -0.00073051
|  | 599.7012 | -0.00027559
|  | 599.9306 | -0.00128
|  | 600.1599 | 0.00080384
|  | 600.3893 | -0.00161
|  | 600.6187 | 0.00112
|  | 600.8481 | -0.00048806
|  | 601.0775 | 4.3106e-05
|  | 601.307 | -0.00055804
|  | 601.5364 | 0.000393
|  | 601.7659 | -0.00067991
|  | 601.9953 | -0.00027283
|  | 602.2248 | -0.00050197
|  | 602.4543 | -0.00025013
|  | 602.6838 | 0.00010531
|  | 602.9133 | 1.2435e-05
|  | 603.1428 | -0.00032025
|  | 603.3724 | -0.00019102
|  | 603.6019 | -0.00067768
|  | 603.8315 | 0.00052156
|  | 604.0611 | -0.00050412
|  | 604.2906 | 0.00038553
|  | 604.5202 | -0.00093446
|  | 604.7498 | -0.00017016
|  | 604.9794 | -0.0006153
|  | 605.2091 | 0.00127
|  | 605.4387 | 8.8572e-06
|  | 605.6684 | 0.00058787
|  | 605.898 | -0.00143
|  | 606.1277 | 0.00087113
|  | 606.3574 | -0.00051095
|  | 606.587 | 0.00109
|  | 606.8167 | 2.7769e-06
|  | 607.0465 | -0.00042933
|  | 607.2762 | -0.00096059
|  | 607.5059 | 0.00021661
|  | 607.7357 | -0.00090241
|  | 607.9655 | -0.00086434
|  | 608.1952 | -0.00045532
|  | 608.425 | -0.00037605
|  | 608.6548 | -0.00061027
|  | 608.8846 | 0.00073635
|  | 609.1144 | 0.00053531
|  | 609.3442 | -0.00024619
|  | 609.5741 | -0.00063788
|  | 609.8039 | 0.00080069
|  | 610.0338 | -0.00037827
|  | 610.2637 | 0.0006029
|  | 610.4936 | 9.8089e-05
|  | 610.7235 | -0.00035298
|  | 610.9534 | 0.00024376
|  | 611.1833 | 0.00077421
|  | 611.4132 | -0.00017234
|  | 611.6431 | 0.0012
|  | 611.8731 | 0.00072188
|  | 612.1031 | 0.00049945
|  | 612.333 | -0.00068033
|  | 612.563 | 0.00030286
|  | 612.793 | -0.00032616
|  | 613.023 | 0.00024276
|  | 613.2531 | -0.00052741
|  | 613.4831 | -0.00041485
|  | 613.7131 | 0.00012308
|  | 613.9432 | -0.00014559
|  | 614.1733 | -0.00083084
|  | 614.4033 | 0.0001931
|  | 614.6334 | -0.00034801
|  | 614.8635 | 0.00019589
|  | 615.0936 | 0.00026111
|  | 615.3237 | 0.00049156
|  | 615.5539 | -0.00082706
|  | 615.784 | -0.00052973
|  | 616.0142 | -0.0004293
|  | 616.2443 | 0.00116
|  | 616.4745 | -0.00049449
|  | 616.7047 | 0.00093033
|  | 616.9349 | -0.00045784
|  | 617.1651 | 0.00071188
|  | 617.3953 | -0.0005825
|  | 617.6255 | 0.00103
|  | 617.8558 | 0.00011957
|  | 618.0861 | 0.00037938
|  | 618.3163 | -0.0003295
|  | 618.5466 | -0.00018712
|  | 618.7769 | -0.00169
|  | 619.0072 | 0.00133
|  | 619.2375 | -0.00022368
|  | 619.4678 | 0.00136
|  | 619.6981 | 0.00029336
|  | 619.9285 | -8.1382e-05
|  | 620.1588 | -0.00040885
|  | 620.3892 | -5.0555e-05
|  | 620.6196 | -0.0006682
|  | 620.85 | 0.00058703
|  | 621.0804 | -0.00049141
|  | 621.3108 | 9.0094e-05
|  | 621.5412 | -0.00061429
|  | 621.7716 | 0.00025259
|  | 622.0021 | -0.00037318
|  | 622.2325 | 0.0005819
|  | 622.463 | -0.00020839
|  | 622.6934 | 0.00093605
|  | 622.9239 | 0.0002701
|  | 623.1544 | -0.00020746
|  | 623.385 | -0.00061427
|  | 623.6155 | 0.00038799
|  | 623.846 | 0.00046476
|  | 624.0765 | 0.00113
|  | 624.3071 | -0.0006996
|  | 624.5377 | 0.00138
|  | 624.7682 | -0.00040005
|  | 624.9988 | 0.00073389
|  | 625.2294 | -0.00061894
|  | 625.46 | 0.00011834
|  | 625.6906 | -0.00072603
|  | 625.9213 | 0.000584
|  | 626.1519 | -0.00087486
|  | 626.3826 | 0.00060847
|  | 626.6132 | -0.00106
|  | 626.8439 | 0.00035601
|  | 627.0746 | -0.00129
|  | 627.3053 | 0.00157
|  | 627.536 | 0.00071385
|  | 627.7667 | 4.9996e-05
|  | 627.9974 | -0.00051953
|  | 628.2282 | 0.00089948
|  | 628.4589 | -0.00081292
|  | 628.6897 | -0.00040143
|  | 628.9204 | -0.00042982
|  | 629.1512 | 0.00072805
|  | 629.382 | -0.00070425
|  | 629.6128 | 0.00019386
|  | 629.8437 | -0.00020975
|  | 630.0745 | -0.00052183
|  | 630.3053 | -0.00148
|  | 630.5362 | 5.2804e-05
|  | 630.767 | 0.0003185
|  | 630.9979 | -0.00010319
|  | 631.2288 | -0.00114
|  | 631.4597 | 0.00014691
|  | 631.6906 | -0.00108
|  | 631.9215 | 0.0009897
|  | 632.1524 | -0.00080943
|  | 632.3833 | -0.00083397
|  | 632.6143 | -0.00188
|  | 632.8452 | -0.00018903
|  | 633.0762 | -0.00073529
|  | 633.3072 | 0.00035365
|  | 633.5382 | 0.00021185
|  | 633.7692 | -0.00104
|  | 634.0002 | -0.00066489
|  | 634.2312 | 0.00038617
|  | 634.4623 | -0.00077597
|  | 634.6933 | 0.00021024
|  | 634.9244 | -0.00108
|  | 635.1554 | 0.00165
|  | 635.3865 | -0.00089014
|  | 635.6176 | 0.00125
|  | 635.8487 | -0.00011001
|  | 636.0798 | 0.00040399
|  | 636.3109 | -0.00016487
|  | 636.542 | -0.00028019
|  | 636.7732 | -1.4068e-06
|  | 637.0043 | 0.00131
|  | 637.2355 | -0.0008715
|  | 637.4667 | 0.00104
|  | 637.6979 | -0.00033502
|  | 637.929 | 0.000727
|  | 638.1603 | -0.00062879
|  | 638.3915 | 0.00144
|  | 638.6227 | 0.00022394
|  | 638.8539 | 0.00064008
|  | 639.0852 | 0.0025
|  | 639.3164 | -0.00061954
|  | 639.5477 | 0.00178
|  | 639.779 | -0.00019113
|  | 640.0103 | 0.00083114
|  | 640.2416 | -0.00030759
|  | 640.4729 | 0.00099808
|  | 640.7042 | -0.00083335
|  | 640.9356 | 0.00149
|  | 641.1669 | -6.389e-05
|  | 641.3983 | 0.00138
|  | 641.6296 | -0.00042729
|  | 641.861 | 0.00111
|  | 642.0924 | -0.00043263
|  | 642.3238 | 0.00243
|  | 642.5552 | 0.00029219
|  | 642.7866 | 0.00116
|  | 643.0181 | 0.00066075
|  | 643.2495 | 0.00065873
|  | 643.481 | -0.00038462
|  | 643.7124 | -0.00088039
|  | 643.9439 | 0.0007118
|  | 644.1754 | 0.00017819
|  | 644.4069 | -0.00159
|  | 644.6384 | 0.00027265
|  | 644.8699 | -0.00169
|  | 645.1014 | 0.00042176
|  | 645.3329 | -0.00066386
|  | 645.5645 | 0.00059553
|  | 645.7961 | -0.0009362
|  | 646.0276 | 0.00059907
|  | 646.2592 | -0.00062026
|  | 646.4908 | 0.00158
|  | 646.7224 | -0.00020626
|  | 646.954 | 0.00165
|  | 647.1856 | 0.0005211
|  | 647.4173 | 0.00073428
|  | 647.6489 | -0.00033758
|  | 647.8806 | -0.0007765
|  | 648.1122 | -0.00132
|  | 648.3439 | 0.00087275
|  | 648.5756 | -0.00152
|  | 648.8073 | 0.00082187
|  | 649.039 | -0.00017938
|  | 649.2707 | 0.00125
|  | 649.5024 | -0.00109
|  | 649.7342 | 1.6128e-05
|  | 649.9659 | -0.00039338
|  | 650.1977 | 0.00075949
|  | 650.4295 | -0.00133
|  | 650.6613 | -1.2315e-06
|  | 650.8931 | -0.00172
|  | 651.1249 | 0.00082277
|  | 651.3567 | -0.0015
|  | 651.5885 | 0.00051196
|  | 651.8203 | -0.00031192
|  | 652.0522 | 2.7669e-05
|  | 652.284 | 0.00090775
|  | 652.5159 | 0.00073101
|  | 652.7478 | -0.00055694
|  | 652.9796 | 0.00070224
|  | 653.2115 | -0.00057845
|  | 653.4435 | 0.0016
|  | 653.6754 | -0.00122
|  | 653.9073 | -0.00039373
|  | 654.1392 | -0.00032523
|  | 654.3712 | 0.00123
|  | 654.6032 | -8.092e-05
|  | 654.8351 | 0.00063126
|  | 655.0671 | 0.00063306
|  | 655.2991 | 0.00088426
|  | 655.5311 | -0.00142
|  | 655.7631 | 0.00162
|  | 655.9951 | -0.00092211
|  | 656.2272 | 9.9573e-05
|  | 656.4592 | -0.00109
|  | 656.6913 | 0.00027963
|  | 656.9233 | -0.00089954
|  | 657.1554 | 0.00139
|  | 657.3875 | -0.00038569
|  | 657.6196 | 0.00026351
|  | 657.8517 | -0.00081896
|  | 658.0838 | -0.00012762
|  | 658.316 | 0.00057835
|  | 658.5481 | 0.00031243
|  | 658.7802 | -1.6996e-05
|  | 659.0124 | 0.00185
|  | 659.2446 | -0.00090763
|  | 659.4767 | 0.00125
|  | 659.7089 | 0.00113
|  | 659.9411 | 0.00116
|  | 660.1733 | 0.00029415
|  | 660.4056 | 3.3204e-05
|  | 660.6378 | -0.00056779
|  | 660.87 | 0.00062042
|  | 661.1023 | -0.00087371
|  | 661.3346 | -0.00017319
|  | 661.5668 | -0.00109
|  | 661.7991 | 0.00187
|  | 662.0314 | -0.00063178
|  | 662.2637 | 0.0016
|  | 662.496 | -0.00033698
|  | 662.7283 | -0.00044771
|  | 662.9607 | 7.5235e-05
|  | 663.193 | 0.00065979
|  | 663.4254 | -0.00057775
|  | 663.6577 | 0.00166
|  | 663.8901 | -0.00063068
|  | 664.1225 | -0.00013269
|  | 664.3549 | -0.0006777
|  | 664.5873 | -0.00043515
|  | 664.8197 | -0.00042372
|  | 665.0522 | 0.00044886
|  | 665.2846 | -0.00109
|  | 665.5171 | 0.00081372
|  | 665.7495 | -0.00112
|  | 665.982 | 0.00134
|  | 666.2145 | -0.000156
|  | 666.447 | 0.00016727
|  | 666.6795 | -1.5864e-05
|  | 666.912 | 0.00056695
|  | 667.1445 | -0.00071225
|  | 667.377 | 0.00064777
|  | 667.6096 | -0.00091011
|  | 667.8421 | 0.00092943
|  | 668.0747 | -0.00012399
|  | 668.3072 | 0.00092827
|  | 668.5398 | -0.00096123
|  | 668.7724 | 0.00057847
|  | 669.005 | -0.00128
|  | 669.2376 | 0.00111
|  | 669.4703 | -0.00088314
|  | 669.7029 | 9.2876e-05
|  | 669.9355 | -7.5524e-05
|  | 670.1682 | -0.00030774
|  | 670.4009 | -0.0018
|  | 670.6335 | 0.00047871
|  | 670.8662 | -0.0008981
|  | 671.0989 | -0.00015762
|  | 671.3316 | 0.00086272
|  | 671.5643 | -6.9414e-05
|  | 671.7971 | -0.0008803
|  | 672.0298 | 0.00052608
|  | 672.2625 | -0.00067429
|  | 672.4953 | -0.00172
|  | 672.7281 | -0.00238
|  | 672.9608 | 0.00104
|  | 673.1936 | -0.00133
|  | 673.4264 | 0.00038602
|  | 673.6592 | -0.00060708
|  | 673.8921 | 0.00094204
|  | 674.1249 | -0.00074347
|  | 674.3577 | 0.00010344
|  | 674.5906 | -3.754e-05
|  | 674.8234 | 0.00075501
|  | 675.0563 | -0.00115
|  | 675.2892 | 0.00082187
|  | 675.5221 | -0.00014004
|  | 675.755 | -0.00090377
|  | 675.9879 | -0.00084027
|  | 676.2208 | 0.00056426
|  | 676.4537 | -0.00051971
|  | 676.6866 | 0.00075383
|  | 676.9196 | -0.00118
|  | 677.1526 | 0.00124
|  | 677.3855 | -0.00109
|  | 677.6185 | 0.00068294
|  | 677.8515 | 0.00054897
|  | 678.0845 | -0.00022424
|  | 678.3175 | -9.8249e-05
|  | 678.5505 | 0.00058769
|  | 678.7835 | -0.00055929
|  | 679.0166 | -0.00019968
|  | 679.2496 | -0.00071341
|  | 679.4827 | -0.00033688
|  | 679.7158 | -0.00040363
|  | 679.9488 | 4.5781e-05
|  | 680.1819 | 0.00021749
|  | 680.415 | 0.00034055
|  | 680.6481 | 0.00086073
|  | 680.8813 | 0.00188
|  | 681.1144 | 7.306e-05
|  | 681.3475 | 0.0004338
|  | 681.5807 | -0.00085102
|  | 681.8138 | 0.00071409
|  | 682.047 | 0.00039551
|  | 682.2802 | 0.00046324
|  | 682.5134 | -0.00103
|  | 682.7466 | 0.00138
|  | 682.9798 | -0.00112
|  | 683.213 | 0.00106
|  | 683.4462 | -0.00037557
|  | 683.6795 | 0.00023441
|  | 683.9127 | -0.00089876
|  | 684.146 | -0.00044308
|  | 684.3793 | -3.2615e-05
|  | 684.6125 | 0.00152
|  | 684.8458 | -0.00122
|  | 685.0791 | 0.00157
|  | 685.3124 | -1.801e-05
|  | 685.5458 | 0.00138
|  | 685.7791 | -0.00095185
|  | 686.0124 | -0.00019144
|  | 686.2458 | -0.0001176
|  | 686.4791 | 0.00083014
|  | 686.7125 | -0.0021
|  | 686.9459 | 0.00195
|  | 687.1793 | 0.00079369
|  | 687.4127 | 0.00068689
|  | 687.6461 | -0.00073428
|  | 687.8795 | 0.00033048
|  | 688.1129 | -0.00145
|  | 688.3464 | 0.0005193
|  | 688.5798 | 0.0001335
|  | 688.8133 | 0.0012
|  | 689.0467 | 0.00028195
|  | 689.2802 | 0.0012
|  | 689.5137 | -0.00023128
|  | 689.7472 | 0.00109
|  | 689.9807 | -0.00126
|  | 690.2142 | 0.00021596
|  | 690.4478 | -0.00147
|  | 690.6813 | 7.9152e-05
|  | 690.9149 | 0.00138
|  | 691.1484 | -0.00012981
|  | 691.382 | -0.0005238
|  | 691.6156 | -0.00024606
|  | 691.8492 | 6.75e-05
|  | 692.0827 | -0.00014306
|  | 692.3164 | 0.00081392
|  | 692.55 | -0.00030444
|  | 692.7836 | -0.00030161
|  | 693.0172 | 0.00083301
|  | 693.2509 | -0.00044022
|  | 693.4845 | 0.00112
|  | 693.7182 | -0.0007483
|  | 693.9519 | 4.9258e-05
|  | 694.1856 | 9.6331e-05
|  | 694.4193 | -0.00014061
|  | 694.653 | -0.00116
|  | 694.8867 | 0.00186
|  | 695.1204 | -0.00020648
|  | 695.3541 | -3.1999e-05
|  | 695.5879 | -0.00026042
|  | 695.8216 | 0.00098012
|  | 696.0554 | -0.00040518
|  | 696.2892 | 0.00049654
|  | 696.523 | -0.0002154
|  | 696.7568 | -0.00086627
|  | 696.9905 | 0.00095143
|  | 697.2244 | 0.00096382
|  | 697.4582 | -8.1455e-06
|  | 697.692 | 0.00039016
|  | 697.9259 | -0.00038583
|  | 698.1597 | 0.00045107
|  | 698.3936 | 0.00143
|  | 698.6274 | 0.00060999
|  | 698.8613 | 0.00087891
|  | 699.0952 | -0.00115
|  | 699.3291 | -0.00053042
|  | 699.563 | 0.00072249
|  | 699.7969 | -0.00038649
|  | 700.0309 | 0.00058949
|  | 700.2648 | 0.00016872
|  | 700.4988 | -0.00126
|  | 700.7327 | -0.00079379
|  | 700.9667 | -0.00099698
|  | 701.2007 | 0.00086265
|  | 701.4347 | 0.00044768
|  | 701.6686 | 0.001
|  | 701.9027 | -0.00141
|  | 702.1367 | -0.00279
|  | 702.3707 | -0.00128
|  | 702.6047 | 0.00039421
|  | 702.8388 | -0.00118
|  | 703.0728 | 0.00068277
|  | 703.3069 | -0.00016043
|  | 703.541 | -0.00051181
|  | 703.7751 | -0.00285
|  | 704.0091 | 0.00229
|  | 704.2433 | -0.00083591
|  | 704.4774 | 7.7147e-05
|  | 704.7115 | -0.00149
|  | 704.9456 | 0.00068343
|  | 705.1798 | 0.0007422
|  | 705.4139 | 0.00071774
|  | 705.6481 | -0.00114
|  | 705.8822 | 0.00012224
|  | 706.1164 | -0.00065604
|  | 706.3506 | -0.00042398
|  | 706.5848 | -0.00153
|  | 706.819 | 0.00159
|  | 707.0533 | -0.00116
|  | 707.2875 | 7.419e-05
|  | 707.5217 | 1.1785e-05
|  | 707.756 | -0.00011155
|  | 707.9902 | -0.00224
|  | 708.2245 | -0.00080478
|  | 708.4588 | -0.00182
|  | 708.693 | 0.00040467
|  | 708.9273 | -0.00162
|  | 709.1617 | 0.00065437
|  | 709.396 | -0.00075767
|  | 709.6303 | 0.00182
|  | 709.8646 | -0.00049849
|  | 710.099 | 0.00049936
|  | 710.3333 | -0.00097719
|  | 710.5677 | -0.00057999
|  | 710.8021 | -0.00154
|  | 711.0364 | 0.00080497
|  | 711.2708 | 0.00019056
|  | 711.5052 | 0.00014339
|  | 711.7396 | 0.00139
|  | 711.9741 | -0.00039718
|  | 712.2085 | -0.00060294
|  | 712.4429 | 0.00040107
|  | 712.6774 | 0.00060648
|  | 712.9118 | 0.00025328
|  | 713.1463 | -0.00076605
|  | 713.3808 | 0.00178
|  | 713.6152 | 0.00040892
|  | 713.8497 | 0.00043001
|  | 714.0842 | -0.00010888
|  | 714.3188 | 0.00030658
|  | 714.5533 | -0.00133
|  | 714.7878 | -0.00021466
|  | 715.0224 | 0.00020564
|  | 715.2569 | -0.0002685
|  | 715.4915 | -0.0017
|  | 715.726 | 0.00108
|  | 715.9606 | -0.00061463
|  | 716.1952 | 0.00188
|  | 716.4298 | 0.00030167
|  | 716.6644 | 0.0008796
|  | 716.899 | 5.8536e-05
|  | 717.1337 | -0.00063089
|  | 717.3683 | 0.00155
|  | 717.6029 | 0.00117
|  | 717.8376 | 0.0005027
|  | 718.0723 | -0.00022231
|  | 718.307 | -0.00019098
|  | 718.5416 | 0.00045785
|  | 718.7763 | -0.00046094
|  | 719.011 | -0.00022059
|  | 719.2457 | -0.00124
|  | 719.4805 | 0.00095447
|  | 719.7152 | -0.00079455
|  | 719.9499 | 0.00171
|  | 720.1847 | 4.0686e-05
|  | 720.4194 | -0.00030876
|  | 720.6542 | -0.00030447
|  | 720.889 | -0.00050936
|  | 721.1238 | -0.00151
|  | 721.3586 | 0.00055731
|  | 721.5934 | -0.00116
|  | 721.8282 | 0.00071401
|  | 722.063 | 0.00049357
|  | 722.2979 | 0.00149
|  | 722.5327 | 0.00157
|  | 722.7675 | 0.00131
|  | 723.0024 | -0.00098159
|  | 723.2373 | -3.9925e-05
|  | 723.4722 | 0.00117
|  | 723.707 | 0.00173
|  | 723.9419 | -0.00095855
|  | 724.1768 | 0.00145
|  | 724.4118 | 5.2555e-05
|  | 724.6467 | 0.00102
|  | 724.8816 | 0.0007038
|  | 725.1166 | 0.00114
|  | 725.3515 | -0.00052908
|  | 725.5865 | 6.0079e-05
|  | 725.8215 | 0.0005989
|  | 726.0565 | 0.00124
|  | 726.2914 | 0.00044994
|  | 726.5264 | 0.00114
|  | 726.7614 | -0.0006236
|  | 726.9965 | 0.00061207
|  | 727.2315 | -0.00087703
|  | 727.4665 | 0.00096764
|  | 727.7016 | -0.0018
|  | 727.9366 | 0.0029
|  | 728.1717 | 0.00152
|  | 728.4068 | 0.00066445
|  | 728.6419 | -0.00091887
|  | 728.877 | 0.00228
|  | 729.1121 | -0.0004524
|  | 729.3472 | 0.00084334
|  | 729.5823 | 0.00119
|  | 729.8174 | 0.00136
|  | 730.0526 | -0.00064717
|  | 730.2877 | 0.00054893
|  | 730.5229 | 0.00017347
|  | 730.758 | 0.00128
|  | 730.9932 | -0.0006169
|  | 731.2284 | 0.00234
|  | 731.4636 | 0.00163
|  | 731.6988 | 0.00098217
|  | 731.934 | 4.0596e-05
|  | 732.1692 | 0.00115
|  | 732.4045 | -0.00014675
|  | 732.6397 | 0.00111
|  | 732.875 | 4.4272e-05
|  | 733.1102 | 0.00126
|  | 733.3455 | 0.00038652
|  | 733.5807 | 0.00169
|  | 733.816 | -0.00065274
|  | 734.0513 | 0.00097216
|  | 734.2866 | -1.9144e-06
|  | 734.5219 | 0.00317
|  | 734.7573 | -0.00037335
|  | 734.9926 | 0.00114
|  | 735.2279 | 0.00114
|  | 735.4633 | 0.0025
|  | 735.6987 | 0.00018431
|  | 735.934 | 0.00118
|  | 736.1694 | 0.00031171
|  | 736.4048 | 0.00133
|  | 736.6402 | 0.00046618
|  | 736.8756 | 0.00094645
|  | 737.111 | 0.00067722
|  | 737.3464 | 0.00346
|  | 737.5819 | 0.0005521
|  | 737.8173 | 0.00273
|  | 738.0527 | 0.00162
|  | 738.2882 | 0.00271
|  | 738.5237 | 0.00123
|  | 738.7591 | 0.00289
|  | 738.9946 | -0.00071697
|  | 739.2301 | 0.00429
|  | 739.4656 | 0.00184
|  | 739.7011 | 0.003
|  | 739.9367 | 0.00308
|  | 740.1722 | 0.00377
|  | 740.4077 | 0.0032
|  | 740.6433 | 0.00293
|  | 740.8788 | 0.00369
|  | 741.1144 | 0.00311
|  | 741.35 | 0.00422
|  | 741.5856 | 0.00517
|  | 741.8212 | 0.00283
|  | 742.0568 | 0.00468
|  | 742.2924 | 0.00367
|  | 742.528 | 0.00632
|  | 742.7636 | 0.00357
|  | 742.9993 | 0.00716
|  | 743.2349 | 0.00425
|  | 743.4706 | 0.006
|  | 743.7062 | 0.00642
|  | 743.9419 | 0.00513
|  | 744.1776 | 0.0058
|  | 744.4133 | 0.00829
|  | 744.649 | 0.00547
|  | 744.8847 | 0.00693
|  | 745.1204 | 0.00745
|  | 745.3561 | 0.00864
|  | 745.5919 | 0.00781
|  | 745.8276 | 0.01049
|  | 746.0634 | 0.00992
|  | 746.2992 | 0.01068
|  | 746.5349 | 0.0114
|  | 746.7707 | 0.01084
|  | 747.0065 | 0.01002
|  | 747.2423 | 0.01205
|  | 747.4781 | 0.01037
|  | 747.7139 | 0.01239
|  | 747.9497 | 0.01168
|  | 748.1856 | 0.01245
|  | 748.4214 | 0.01415
|  | 748.6573 | 0.01423
|  | 748.8931 | 0.01396
|  | 749.129 | 0.01492
|  | 749.3649 | 0.01672
|  | 749.6008 | 0.01797
|  | 749.8367 | 0.01551
|  | 750.0726 | 0.0169
|  | 750.3085 | 0.01575
|  | 750.5444 | 0.01869
|  | 750.7804 | 0.0184
|  | 751.0163 | 0.02087
|  | 751.2523 | 0.01943
|  | 751.4882 | 0.02296
|  | 751.7242 | 0.02157
|  | 751.9602 | 0.02142
|  | 752.1961 | 0.02242
|  | 752.4321 | 0.02429
|  | 752.6681 | 0.02384
|  | 752.9042 | 0.02585
|  | 753.1402 | 0.02307
|  | 753.3762 | 0.02813
|  | 753.6123 | 0.0261
|  | 753.8483 | 0.02748
|  | 754.0843 | 0.02876
|  | 754.3204 | 0.03063
|  | 754.5565 | 0.02866
|  | 754.7926 | 0.03178
|  | 755.0287 | 0.03242
|  | 755.2648 | 0.03523
|  | 755.5009 | 0.03092
|  | 755.737 | 0.03522
|  | 755.9731 | 0.03513
|  | 756.2092 | 0.0355
|  | 756.4454 | 0.03779
|  | 756.6816 | 0.03832
|  | 756.9177 | 0.03886
|  | 757.1539 | 0.03949
|  | 757.3901 | 0.04121
|  | 757.6263 | 0.04271
|  | 757.8624 | 0.04295
|  | 758.0987 | 0.04392
|  | 758.3349 | 0.04599
|  | 758.5711 | 0.04604
|  | 758.8073 | 0.04845
|  | 759.0436 | 0.04719
|  | 759.2798 | 0.05065
|  | 759.5161 | 0.05152
|  | 759.7523 | 0.05337
|  | 759.9886 | 0.05346
|  | 760.2249 | 0.05641
|  | 760.4612 | 0.05506
|  | 760.6975 | 0.05607
|  | 760.9338 | 0.05653
|  | 761.1701 | 0.06295
|  | 761.4064 | 0.06018
|  | 761.6428 | 0.06252
|  | 761.8791 | 0.06227
|  | 762.1155 | 0.06449
|  | 762.3518 | 0.06507
|  | 762.5882 | 0.06724
|  | 762.8246 | 0.06605
|  | 763.061 | 0.06792
|  | 763.2974 | 0.06949
|  | 763.5338 | 0.07473
|  | 763.7702 | 0.07477
|  | 764.0066 | 0.07654
|  | 764.243 | 0.07647
|  | 764.4795 | 0.07999
|  | 764.7159 | 0.0786
|  | 764.9524 | 0.08146
|  | 765.1889 | 0.08275
|  | 765.4253 | 0.08375
|  | 765.6618 | 0.08624
|  | 765.8983 | 0.08675
|  | 766.1348 | 0.09067
|  | 766.3713 | 0.09123
|  | 766.6078 | 0.09136
|  | 766.8443 | 0.09433
|  | 767.0809 | 0.09504
|  | 767.3174 | 0.1001
|  | 767.554 | 0.09854
|  | 767.7905 | 0.1027
|  | 768.0271 | 0.1034
|  | 768.2637 | 0.10801
|  | 768.5003 | 0.10484
|  | 768.7369 | 0.11046
|  | 768.9735 | 0.10758
|  | 769.2101 | 0.11298
|  | 769.4467 | 0.11278
|  | 769.6833 | 0.11661
|  | 769.9199 | 0.11702
|  | 770.1566 | 0.12055
|  | 770.3932 | 0.12103
|  | 770.6299 | 0.12275
|  | 770.8666 | 0.12655
|  | 771.1033 | 0.12814
|  | 771.34 | 0.13342
|  | 771.5766 | 0.13342
|  | 771.8134 | 0.13075
|  | 772.0501 | 0.13939
|  | 772.2868 | 0.13992
|  | 772.5235 | 0.14629
|  | 772.7603 | 0.14577
|  | 772.997 | 0.14691
|  | 773.2337 | 0.15346
|  | 773.4705 | 0.15226
|  | 773.7073 | 0.155
|  | 773.9441 | 0.1566
|  | 774.1809 | 0.15617
|  | 774.4176 | 0.16324
|  | 774.6545 | 0.16632
|  | 774.8913 | 0.16752
|  | 775.1281 | 0.16936
|  | 775.3649 | 0.17206
|  | 775.6018 | 0.17379
|  | 775.8386 | 0.17829
|  | 776.0755 | 0.18639
|  | 776.3123 | 0.18448
|  | 776.5492 | 0.1882
|  | 776.7861 | 0.19081
|  | 777.023 | 0.19385
|  | 777.2599 | 0.2011
|  | 777.4968 | 0.19697
|  | 777.7337 | 0.20516
|  | 777.9706 | 0.20475
|  | 778.2076 | 0.21594
|  | 778.4445 | 0.21405
|  | 778.6815 | 0.21987
|  | 778.9184 | 0.2179
|  | 779.1554 | 0.21992
|  | 779.3923 | 0.225
|  | 779.6293 | 0.2325
|  | 779.8663 | 0.23889
|  | 780.1033 | 0.23766
|  | 780.3403 | 0.24103
|  | 780.5773 | 0.24452
|  | 780.8144 | 0.24572
|  | 781.0514 | 0.25501
|  | 781.2884 | 0.25674
|  | 781.5255 | 0.26238
|  | 781.7626 | 0.26621
|  | 781.9996 | 0.26946
|  | 782.2367 | 0.26992
|  | 782.4738 | 0.27685
|  | 782.7109 | 0.28357
|  | 782.948 | 0.27979
|  | 783.1851 | 0.28735
|  | 783.4222 | 0.29728
|  | 783.6593 | 0.29878
|  | 783.8964 | 0.30782
|  | 784.1336 | 0.30383
|  | 784.3707 | 0.31242
|  | 784.6079 | 0.31569
|  | 784.8451 | 0.32167
|  | 785.0822 | 0.32173
|  | 785.3194 | 0.32914
|  | 785.5566 | 0.33091
|  | 785.7938 | 0.33983
|  | 786.031 | 0.34388
|  | 786.2682 | 0.34946
|  | 786.5054 | 0.35114
|  | 786.7427 | 0.35767
|  | 786.9799 | 0.35726
|  | 787.2172 | 0.36653
|  | 787.4544 | 0.36686
|  | 787.6917 | 0.37505
|  | 787.9289 | 0.37819
|  | 788.1662 | 0.38897
|  | 788.4035 | 0.39333
|  | 788.6408 | 0.39592
|  | 788.8781 | 0.40205
|  | 789.1154 | 0.41201
|  | 789.3528 | 0.41175
|  | 789.5901 | 0.41747
|  | 789.8274 | 0.4238
|  | 790.0648 | 0.42908
|  | 790.3021 | 0.43412
|  | 790.5395 | 0.44797
|  | 790.7769 | 0.44266
|  | 791.0142 | 0.45325
|  | 791.2516 | 0.45643
|  | 791.489 | 0.46797
|  | 791.7264 | 0.4757
|  | 791.9638 | 0.47455
|  | 792.2012 | 0.47775
|  | 792.4387 | 0.49452
|  | 792.6761 | 0.49324
|  | 792.9136 | 0.49579
|  | 793.151 | 0.50797
|  | 793.3885 | 0.51788
|  | 793.6259 | 0.52084
|  | 793.8634 | 0.5216
|  | 794.1009 | 0.53264
|  | 794.3384 | 0.54152
|  | 794.5759 | 0.54313
|  | 794.8134 | 0.55557
|  | 795.0509 | 0.56191
|  | 795.2885 | 0.56995
|  | 795.526 | 0.57198
|  | 795.7635 | 0.57942
|  | 796.0011 | 0.59826
|  | 796.2386 | 0.59927
|  | 796.4762 | 0.60645
|  | 796.7138 | 0.61504
|  | 796.9514 | 0.6172
|  | 797.1889 | 0.62462
|  | 797.4265 | 0.63234
|  | 797.6641 | 0.6465
|  | 797.9018 | 0.65333
|  | 798.1394 | 0.65883
|  | 798.377 | 0.66853
|  | 798.6146 | 0.6833
|  | 798.8523 | 0.67998
|  | 799.09 | 0.69918
|  | 799.3276 | 0.70218
|  | 799.5653 | 0.71376
|  | 799.803 | 0.71619
|  | 800.0407 | 0.72938
|  | 800.2783 | 0.74144
|  | 800.516 | 0.73823
|  | 800.7538 | 0.7456
|  | 800.9915 | 0.76613
|  | 801.2292 | 0.77538
|  | 801.4669 | 0.77632
|  | 801.7047 | 0.79133
|  | 801.9424 | 0.79936
|  | 802.1802 | 0.80224
|  | 802.418 | 0.8111
|  | 802.6557 | 0.81174
|  | 802.8935 | 0.82916
|  | 803.1313 | 0.84084
|  | 803.3691 | 0.85057
|  | 803.6069 | 0.85865
|  | 803.8447 | 0.85767
|  | 804.0825 | 0.86077
|  | 804.3204 | 0.87349
|  | 804.5582 | 0.88177
|  | 804.7961 | 0.88197
|  | 805.0339 | 0.89969
|  | 805.2718 | 0.90076
|  | 805.5096 | 0.89677
|  | 805.7475 | 0.91138
|  | 805.9854 | 0.9223
|  | 806.2233 | 0.91881
|  | 806.4612 | 0.92977
|  | 806.6991 | 0.93723
|  | 806.937 | 0.94
|  | 807.1749 | 0.95342
|  | 807.4129 | 0.94958
|  | 807.6508 | 0.96651
|  | 807.8888 | 0.95764
|  | 808.1267 | 0.96037
|  | 808.3647 | 0.97138
|  | 808.6027 | 0.97195
|  | 808.8406 | 0.97947
|  | 809.0786 | 0.97566
|  | 809.3166 | 0.98386
|  | 809.5546 | 0.98659
|  | 809.7926 | 0.98874
|  | 810.0307 | 0.98771
|  | 810.2687 | 0.98936
|  | 810.5067 | 0.98538
|  | 810.7448 | 0.99329
|  | 810.9828 | 0.99144
|  | 811.2209 | 1
|  | 811.4589 | 0.99208
|  | 811.697 | 0.9979
|  | 811.9351 | 0.99573
|  | 812.1732 | 0.99805
|  | 812.4113 | 0.998
|  | 812.6494 | 0.98994
|  | 812.8875 | 0.99059
|  | 813.1256 | 0.99582
|  | 813.3638 | 0.99462
|  | 813.6019 | 0.98948
|  | 813.84 | 0.98093
|  | 814.0782 | 0.98893
|  | 814.3164 | 0.97267
|  | 814.5545 | 0.97625
|  | 814.7927 | 0.97038
|  | 815.0309 | 0.96784
|  | 815.2691 | 0.95894
|  | 815.5073 | 0.95338
|  | 815.7455 | 0.95284
|  | 815.9837 | 0.94791
|  | 816.2219 | 0.93917
|  | 816.4601 | 0.92909
|  | 816.6984 | 0.92525
|  | 816.9366 | 0.91649
|  | 817.1749 | 0.90478
|  | 817.4131 | 0.8927
|  | 817.6514 | 0.88733
|  | 817.8897 | 0.87697
|  | 818.128 | 0.86512
|  | 818.3663 | 0.86557
|  | 818.6046 | 0.85665
|  | 818.8429 | 0.83975
|  | 819.0812 | 0.82759
|  | 819.3195 | 0.80429
|  | 819.5578 | 0.79645
|  | 819.7962 | 0.77089
|  | 820.0345 | 0.76224
|  | 820.2729 | 0.74626
|  | 820.5112 | 0.73308
|  | 820.7496 | 0.71798
|  | 820.988 | 0.70962
|  | 821.2264 | 0.6863
|  | 821.4647 | 0.67706
|  | 821.7032 | 0.65488
|  | 821.9416 | 0.63669
|  | 822.18 | 0.62058
|  | 822.4184 | 0.61512
|  | 822.6568 | 0.59511
|  | 822.8953 | 0.58244
|  | 823.1337 | 0.56754
|  | 823.3722 | 0.55203
|  | 823.6106 | 0.54314
|  | 823.8491 | 0.52277
|  | 824.0876 | 0.50001
|  | 824.326 | 0.48759
|  | 824.5645 | 0.4712
|  | 824.803 | 0.46379
|  | 825.0415 | 0.44288
|  | 825.28 | 0.42915
|  | 825.5186 | 0.41594
|  | 825.7571 | 0.40587
|  | 825.9956 | 0.3941
|  | 826.2342 | 0.3839
|  | 826.4727 | 0.36968
|  | 826.7113 | 0.36229
|  | 826.9499 | 0.33888
|  | 827.1884 | 0.33269
|  | 827.427 | 0.32439
|  | 827.6656 | 0.31118
|  | 827.9042 | 0.3015
|  | 828.1428 | 0.29068
|  | 828.3814 | 0.28176
|  | 828.62 | 0.2702
|  | 828.8587 | 0.26178
|  | 829.0973 | 0.25213
|  | 829.3359 | 0.2406
|  | 829.5746 | 0.22822
|  | 829.8132 | 0.22173
|  | 830.0519 | 0.21667
|  | 830.2906 | 0.21391
|  | 830.5293 | 0.19968
|  | 830.768 | 0.19964
|  | 831.0066 | 0.19113
|  | 831.2453 | 0.18381
|  | 831.4841 | 0.17796
|  | 831.7228 | 0.17158
|  | 831.9615 | 0.16252
|  | 832.2002 | 0.16122
|  | 832.439 | 0.1543
|  | 832.6777 | 0.15059
|  | 832.9165 | 0.14288
|  | 833.1552 | 0.13991
|  | 833.394 | 0.13118
|  | 833.6328 | 0.13046
|  | 833.8716 | 0.12565
|  | 834.1104 | 0.12129
|  | 834.3492 | 0.11259
|  | 834.588 | 0.11324
|  | 834.8268 | 0.10484
|  | 835.0656 | 0.1053
|  | 835.3044 | 0.10285
|  | 835.5433 | 0.09822
|  | 835.7821 | 0.09378
|  | 836.0209 | 0.09355
|  | 836.2598 | 0.08646
|  | 836.4987 | 0.08509
|  | 836.7376 | 0.08056
|  | 836.9764 | 0.08114
|  | 837.2153 | 0.07593
|  | 837.4542 | 0.07388
|  | 837.6931 | 0.07182
|  | 837.932 | 0.07067
|  | 838.1709 | 0.06481
|  | 838.4099 | 0.06616
|  | 838.6488 | 0.06257
|  | 838.8877 | 0.05942
|  | 839.1267 | 0.06158
|  | 839.3656 | 0.05941
|  | 839.6046 | 0.05645
|  | 839.8436 | 0.05544
|  | 840.0825 | 0.04829
|  | 840.3215 | 0.0525
|  | 840.5605 | 0.04804
|  | 840.7995 | 0.04633
|  | 841.0385 | 0.04522
|  | 841.2775 | 0.04499
|  | 841.5166 | 0.04277
|  | 841.7556 | 0.0438
|  | 841.9946 | 0.04166
|  | 842.2337 | 0.03991
|  | 842.4727 | 0.04021
|  | 842.7118 | 0.039
|  | 842.9508 | 0.0362
|  | 843.1899 | 0.03595
|  | 843.429 | 0.03531
|  | 843.6681 | 0.03394
|  | 843.9072 | 0.03171
|  | 844.1463 | 0.03142
|  | 844.3854 | 0.0311
|  | 844.6245 | 0.03173
|  | 844.8636 | 0.02913
|  | 845.1027 | 0.02818
|  | 845.3419 | 0.02844
|  | 845.581 | 0.02801
|  | 845.8202 | 0.02591
|  | 846.0593 | 0.02508
|  | 846.2985 | 0.02457
|  | 846.5377 | 0.02301
|  | 846.7768 | 0.02263
|  | 847.016 | 0.02213
|  | 847.2552 | 0.01991
|  | 847.4944 | 0.02216
|  | 847.7337 | 0.02094
|  | 847.9729 | 0.0197
|  | 848.2121 | 0.02131
|  | 848.4513 | 0.02032
|  | 848.6906 | 0.0205
|  | 848.9298 | 0.01625
|  | 849.1691 | 0.01492
|  | 849.4083 | 0.01864
|  | 849.6476 | 0.01845
|  | 849.8869 | 0.01663
|  | 850.1261 | 0.01384
|  | 850.3654 | 0.01353
|  | 850.6047 | 0.01496
|  | 850.844 | 0.01362
|  | 851.0833 | 0.01227
|  | 851.3226 | 0.01185
|  | 851.562 | 0.01437
|  | 851.8013 | 0.01595
|  | 852.0407 | 0.01241
|  | 852.28 | 0.01422
|  | 852.5194 | 0.0093
|  | 852.7587 | 0.01144
|  | 852.9981 | 0.01414
|  | 853.2374 | 0.01332
|  | 853.4768 | 0.01098
|  | 853.7162 | 0.01103
|  | 853.9556 | 0.00855
|  | 854.195 | 0.00997
|  | 854.4344 | 0.00879
|  | 854.6738 | 0.01062
|  | 854.9133 | 0.00933
|  | 855.1527 | 0.01051
|  | 855.3921 | 0.0084
|  | 855.6316 | 0.0102
|  | 855.871 | 0.00876
|  | 856.1105 | 0.00829
|  | 856.35 | 0.00745
|  | 856.5894 | 0.00521
|  | 856.8289 | 0.00596
|  | 857.0684 | 0.00552
|  | 857.3079 | 0.00609
|  | 857.5474 | 0.00869
|  | 857.7869 | 0.00675
|  | 858.0264 | 0.00945
|  | 858.2659 | 0.00527
|  | 858.5055 | 0.00804
|  | 858.745 | 0.00545
|  | 858.9846 | 0.00661
|  | 859.2241 | 0.00677
|  | 859.4637 | 0.00631
|  | 859.7032 | 0.0068
|  | 859.9428 | 0.00748
|  | 860.1824 | 0.00567
|  | 860.422 | 0.0085
|  | 860.6616 | 0.00355
|  | 860.9012 | 0.00934
|  | 861.1408 | 0.00674
|  | 861.3804 | 0.00766
|  | 861.62 | 0.00284
|  | 861.8596 | 0.00669
|  | 862.0993 | 0.00454
|  | 862.3389 | 0.00812
|  | 862.5786 | 0.00080273
|  | 862.8182 | 0.00732
|  | 863.0579 | 0.0027
|  | 863.2976 | 0.00726
|  | 863.5372 | 0.0016
|  | 863.7769 | 0.00509
|  | 864.0166 | 0.00384
|  | 864.2563 | 0.00468
|  | 864.496 | 0.00273
|  | 864.7357 | 0.00453
|  | 864.9754 | -5.1067e-05
|  | 865.2152 | 0.00343
|  | 865.4549 | 0.00208
|  | 865.6946 | 0.00551
|  | 865.9344 | 0.00286
|  | 866.1741 | 0.00528
|  | 866.4139 | 0.00222
|  | 866.6537 | 0.00423
|  | 866.8934 | 0.00125
|  | 867.1332 | 0.0039
|  | 867.373 | 0.00414
|  | 867.6128 | 0.00444
|  | 867.8526 | 0.00155
|  | 868.0924 | 0.00311
|  | 868.3322 | 0.00137
|  | 868.572 | 0.0064
|  | 868.8119 | 0.00425
|  | 869.0517 | 0.00505
|  | 869.2916 | 0.00151
|  | 869.5314 | 0.00475
|  | 869.7713 | 0.00192
|  | 870.0111 | 0.00174
|  | 870.251 | 0.00452
|  | 870.4909 | 0.00211
|  | 870.7307 | -0.00053511
|  | 870.9706 | 0.00669
|  | 871.2105 | 0.00171
|  | 871.4504 | 0.00031344
|  | 871.6903 | 0.00020517
|  | 871.9303 | 0.00293
|  | 872.1702 | -0.00168
|  | 872.4101 | 0.00443
|  | 872.6501 | 0.00135
|  | 872.89 | 0.00338
|  | 873.13 | -0.00258
|  | 873.3699 | 0.00269
|  | 873.6099 | -0.00171
|  | 873.8499 | 0.00309
|  | 874.0898 | -5.757e-05
|  | 874.3298 | 0.00257
|  | 874.5698 | 0.00241
|  | 874.8098 | -0.00191
|  | 875.0498 | 0.00244
|  | 875.2898 | 0.00067762
|  | 875.5299 | -0.00452
|  | 875.7699 | 0.00501
|  | 876.0099 | 0.0003228
|  | 876.25 | -1.7802e-05
|  | 876.49 | -0.00113
|  | 876.7301 | 0.00122
|  | 876.9701 | 0.00039891
|  | 877.2102 | 0.00352
|  | 877.4502 | -0.00142
|  | 877.6903 | 0.00578
|  | 877.9304 | -0.00257
|  | 878.1705 | 0.00226
|  | 878.4106 | -0.00092623
|  | 878.6507 | 0.00243
|  | 878.8908 | 0.00039444
|  | 879.131 | 0.00219
|  | 879.3711 | -0.00375
|  | 879.6112 | 0.00539
|  | 879.8514 | 0.00105
|  | 880.0915 | 0.00408
|  | 880.3317 | 0.00032559
|  | 880.5718 | 0.00042818
|  | 880.812 | 0.00232
|  | 881.0522 | 0.00226
|  | 881.2923 | 0.00047371
|  | 881.5325 | 0.00010264
|  | 881.7727 | -0.00124
|  | 882.0129 | -0.00273
|  | 882.2531 | 0.0055
|  | 882.4933 | -0.00487
|  | 882.7336 | -0.00109
|  | 882.9738 | -0.00033517
|  | 883.214 | 0.00107
|  | 883.4543 | 0.00023359
|  | 883.6945 | 0.00234
|  | 883.9348 | 6.1582e-05
|  | 884.175 | 0.00337
|  | 884.4153 | -0.00235
|  | 884.6556 | 0.00237
|  | 884.8958 | -0.00065226
|  | 885.1361 | -0.00185
|  | 885.3764 | -0.00086458
|  | 885.6167 | 0.00226
|  | 885.857 | -0.00098755
|  | 886.0973 | 0.00037473
|  | 886.3377 | -0.00411
|  | 886.578 | -0.00049813
|  | 886.8183 | -0.00254
|  | 887.0587 | 0.0012
|  | 887.299 | -0.0045
|  | 887.5394 | 0.0045
|  | 887.7797 | -0.0038
|  | 888.0201 | 0.00311
|  | 888.2604 | 0.00112
|  | 888.5008 | 0.00584
|  | 888.7412 | -0.00205
|  | 888.9816 | 0.00157
|  | 889.222 | -0.00121
|  | 889.4624 | 0.00058976
|  | 889.7028 | 0.00121
|  | 889.9432 | 0.00061538
|  | 890.1837 | 0.00022973
|  | 890.4241 | 0.00040516
|  | 890.6645 | 0.00087346
|  | 890.905 | 0.00305
|  | 891.1454 | 0.00483
|  | 891.3859 | -0.00059254
|  | 891.6263 | -0.00505
|  | 891.8668 | 0.00555
|  | 892.1073 | -0.00448
|  | 892.3478 | 0.00413
|  | 892.5883 | 0.00295
|  | 892.8288 | 0.00102
|  | 893.0693 | -0.00155
|  | 893.3098 | 0.00437
|  | 893.5503 | -0.00452
|  | 893.7908 | 0.00010096
|  | 894.0313 | -0.001
|  | 894.2719 | 0.00339
|  | 894.5124 | 0.00052408
|  | 894.753 | 0.00631
|  | 894.9935 | 0.00068225
|  | 895.2341 | 0.00434
|  | 895.4746 | -0.00228
|  | 895.7152 | 0.00554
|  | 895.9558 | 0.0057
|  | 896.1964 | 0.00473
|  | 896.437 | -0.00227
|  | 896.6776 | 0.00527
|  | 896.9182 | -0.00154
|  | 897.1588 | 0.00186
|  | 897.3994 | 0.00016329
|  | 897.64 | 0.00136
|  | 897.8806 | -0.00204
|  | 898.1213 | -0.00018132
|  | 898.3619 | 0.00164
|  | 898.6026 | 0.00344
|  | 898.8432 | -0.00139
|  | 899.0839 | -0.0021
|  | 899.3246 | 0.00223
|  | 899.5652 | 0.00323
|  | 899.8059 | 0.00040281
|  | 900.0466 | 0.00078331
|  | 900.2873 | -0.00351
|  | 900.528 | 0.00344
|  | 900.7687 | -0.00683
|  | 901.0094 | 0.00446
|  | 901.2501 | 0.00182
|  | 901.4909 | -0.0024
|  | 901.7316 | -0.00138
|  | 901.9723 | -0.00238
|  | 902.2131 | 6.8193e-05
|  | 902.4538 | 0.00101
|  | 902.6946 | -0.00419
|  | 902.9353 | 0.00154
|  | 903.1761 | 0.00159
|  | 903.4169 | 0.0032
|  | 903.6577 | 0.00167
|  | 903.8985 | 0.00675
|  | 904.1393 | -0.00208
|  | 904.3801 | 0.0011
|  | 904.6209 | -0.00214
|  | 904.8617 | -0.00034904
|  | 905.1025 | -0.00212
|  | 905.3433 | 0.00406
|  | 905.5842 | -0.00806
|  | 905.825 | -0.00486
|  | 906.0658 | -0.00068839
|  | 906.3067 | -0.00036837
|  | 906.5476 | -0.00623
|  | 906.7884 | 0.00324
|  | 907.0293 | -0.00553
|  | 907.2702 | 0.00302
|  | 907.511 | -0.0044
|  | 907.7519 | 2.4343e-05
|  | 907.9928 | 0.00241
|  | 908.2337 | 0.00391
|  | 908.4746 | -0.00191
|  | 908.7156 | 0.00391
|  | 908.9565 | -0.00468
|  | 909.1974 | 0.00462
|  | 909.4383 | -0.00486
|  | 909.6793 | 0.0022
|  | 909.9202 | -0.00719
|  | 910.1612 | 0.00148
|  | 910.4021 | 0.00283
|  | 910.6431 | 0.00574
|  | 910.8841 | -0.00748
|  | 911.125 | 0.00454
|  | 911.366 | -0.00358
|  | 911.607 | 0.0019
|  | 911.848 | 0.00017119
|  | 912.089 | 0.00097142
|  | 912.33 | 0.00023949
|  | 912.571 | 0.0048
|  | 912.812 | -0.00285
|  | 913.053 | -0.00128
|  | 913.2941 | -0.00482
|  | 913.5351 | -0.00326
|  | 913.7762 | -0.00537
|  | 914.0172 | 0.00127
|  | 914.2583 | -0.00162
|  | 914.4993 | 0.00887
|  | 914.7404 | 0.00078964
|  | 914.9815 | 0.00234
|  | 915.2225 | 0.00020328
|  | 915.4636 | 0.00354
|  | 915.7047 | 0.00281
|  | 915.9458 | 0.00509
|  | 916.1869 | 0.0034
|  | 916.428 | 0.00029055
|  | 916.6691 | -0.00449
|  | 916.9103 | 0.00281
|  | 917.1514 | 0.00050387
|  | 917.3925 | 0.00593
|  | 917.6337 | -0.0032
|  | 917.8748 | -0.00512
|  | 918.116 | -0.00382
|  | 918.3571 | 0.00351
|  | 918.5983 | -0.00461
|  | 918.8395 | 0.00052463
|  | 919.0806 | -0.00489
|  | 919.3218 | -0.00046627
|  | 919.563 | 0.00452
|  | 919.8042 | 0.00231
|  | 920.0454 | 4.0296e-05
|  | 920.2866 | 0.0057
|  | 920.5278 | 0.00070238
|  | 920.769 | 0.00508
|  | 921.0103 | 0.00113
|  | 921.2515 | 0.00434
|  | 921.4927 | 0.0013
|  | 921.734 | 0.00769
|  | 921.9752 | -0.00483
|  | 922.2165 | 0.00078053
|  | 922.4577 | -0.0036
|  | 922.699 | 0.00161
|  | 922.9403 | -0.00451
|  | 923.1816 | 0.00596
|  | 923.4229 | -0.00208
|  | 923.6641 | 0.00146
|  | 923.9054 | -0.00096797
|  | 924.1467 | 0.00231
|  | 924.388 | 0.00104
|  | 924.6294 | -0.00073454
|  | 924.8707 | -0.00217
|  | 925.112 | 0.00444
|  | 925.3533 | -0.007
|  | 925.5947 | 0.00273
|  | 925.836 | -0.00258
|  | 926.0774 | 0.00523
|  | 926.3187 | 0.00497
|  | 926.5601 | 0.00706
|  | 926.8015 | -0.00237
|  | 927.0428 | 0.0034
|  | 927.2842 | 0.00121
|  | 927.5256 | 0.00030912
|  | 927.767 | -9.9719e-05
|  | 928.0084 | 0.00576
|  | 928.2498 | -0.00122
|  | 928.4912 | 0.00434
|  | 928.7326 | 0.00068328
|  | 928.974 | -0.00070003
|  | 929.2155 | -0.00314
|  | 929.4569 | -0.00404
|  | 929.6983 | 0.00397
|  | 929.9398 | 0.00063252
|  | 930.1812 | -0.00079161
|  | 930.4227 | -0.00509
|  | 930.6641 | 0.0027
|  | 930.9056 | 0.00353
|  | 931.1471 | -0.00157
|  | 931.3886 | 0.00947
|  | 931.63 | -0.00173
|  | 931.8715 | 0.00452
|  | 932.113 | -0.00126
|  | 932.3545 | 0.00209
|  | 932.596 | -5.7957e-05
|  | 932.8375 | 0.00639
|  | 933.0791 | 0.00213
|  | 933.3206 | 0.00336
|  | 933.5621 | -0.01046
|  | 933.8036 | -0.0016
|  | 934.0452 | -0.00878
|  | 934.2867 | -0.00598
|  | 934.5283 | -0.00532
|  | 934.7699 | 0.00485
|  | 935.0114 | -0.00675
|  | 935.253 | 0.00842
|  | 935.4946 | -0.00282
|  | 935.7362 | 0.00407
|  | 935.9777 | -0.0032
|  | 936.2193 | 0.00488
|  | 936.4609 | 0.00107
|  | 936.7025 | 0.00741
|  | 936.9442 | -0.00042075
|  | 937.1858 | -0.00207
|  | 937.4274 | -0.00040153
|  | 937.669 | 1.0121e-06
|  | 937.9107 | -0.00476
|  | 938.1523 | -0.00416
|  | 938.394 | -0.00603
|  | 938.6356 | 0.00224
|  | 938.8773 | -0.00512
|  | 939.1189 | 0.00837
|  | 939.3606 | -0.00675
|  | 939.6023 | 0.00146
|  | 939.8439 | -0.00293
|  | 940.0856 | 0.0001675
|  | 940.3273 | 0.00066201
|  | 940.569 | 0.00476
|  | 940.8107 | -0.00723
|  | 941.0524 | -0.00433
|  | 941.2941 | -0.00788
|  | 941.5359 | 0.00807
|  | 941.7776 | -5.6592e-05
|  | 942.0193 | 0.00922
|  | 942.2611 | 0.00586
|  | 942.5028 | -0.00609
|  | 942.7446 | 0.00257
|  | 942.9863 | 0.00084775
|  | 943.2281 | 0.00331
|  | 943.4698 | -0.00755
|  | 943.7116 | -0.00108
|  | 943.9534 | -0.00572
|  | 944.1952 | 0.00287
|  | 944.4369 | -0.00454
|  | 944.6787 | 0.00113
|  | 944.9205 | -0.00104
|  | 945.1623 | 0.01369
|  | 945.4041 | -0.00838
|  | 945.646 | 0.00681
|  | 945.8878 | -0.00963
|  | 946.1296 | 0.00136
|  | 946.3714 | -0.00333
|  | 946.6133 | -0.00315
|  | 946.8551 | -0.00821
|  | 947.097 | 0.00142
|  | 947.3388 | 0.00424
|  | 947.5807 | -0.00171
|  | 947.8226 | -0.00411
|  | 948.0644 | 0.00203
|  | 948.3063 | -0.00744
|  | 948.5482 | -0.01114
|  | 948.7901 | -0.00249
|  | 949.032 | 0.01009
|  | 949.2739 | -0.0035
|  | 949.5158 | 0.00713
|  | 949.7577 | -0.0048
|  | 949.9996 | 0.0026
|  | 950.2415 | 0.00531
|  | 950.4834 | 0.00448
|  | 950.7254 | -0.0026
|  | 950.9673 | -3.1006e-05
|  | 951.2093 | -0.01036
|  | 951.4512 | 0.00469
|  | 951.6932 | -0.0042
|  | 951.9351 | 0.0033
|  | 952.1771 | 0.00203
|  | 952.4191 | 0.01237
|  | 952.661 | -0.00342
|  | 952.903 | -0.0003014
|  | 953.145 | -0.00081462
|  | 953.387 | 0.00525
|  | 953.629 | -0.00734
|  | 953.871 | -0.00394
|  | 954.113 | -0.00957
|  | 954.355 | 0.00657
|  | 954.597 | -0.00639
|  | 954.8391 | -0.00091217
|  | 955.0811 | -0.01338
|  | 955.3231 | 0.00683
|  | 955.5652 | -0.00171
|  | 955.8072 | 0.00276
|  | 956.0493 | 0.00029116
|  | 956.2913 | -0.00059488
|  | 956.5334 | -0.00193
|  | 956.7755 | 0.00289
|  | 957.0175 | -0.00161
|  | 957.2596 | 0.00233
|  | 957.5017 | -0.00145
|  | 957.7438 | 0.00223
|  | 957.9859 | -0.00801
|  | 958.228 | 0.00862
|  | 958.4701 | -0.00619
|  | 958.7122 | 0.00432
|  | 958.9543 | -0.00784
|  | 959.1964 | 0.00040507
|  | 959.4386 | -0.00805
|  | 959.6807 | 0.00804
|  | 959.9228 | -0.00328
|  | 960.165 | -0.00693
|  | 960.4071 | 0.00316
|  | 960.6493 | 0.0155
|  | 960.8914 | 0.00105
|  | 961.1336 | 0.003
|  | 961.3758 | -0.00508
|  | 961.618 | 0.00902
|  | 961.8601 | -0.00083156
|  | 962.1023 | 0.00265
|  | 962.3445 | -0.00142
|  | 962.5867 | 0.00679
|  | 962.8289 | -0.00233
|  | 963.0711 | -0.00125
|  | 963.3133 | -0.00192
|  | 963.5556 | -0.00239
|  | 963.7978 | -0.00269
|  | 964.04 | 0.00133
|  | 964.2822 | -0.00362
|  | 964.5245 | -0.00137
|  | 964.7667 | -0.00163
|  | 965.009 | 0.00151
|  | 965.2512 | -0.0044
|  | 965.4935 | 0.00498
|  | 965.7358 | -0.01018
|  | 965.978 | 0.00326
|  | 966.2203 | -0.01139
|  | 966.4626 | 0.0092
|  | 966.7049 | -0.00451
|  | 966.9472 | 0.0007417
|  | 967.1895 | -2.7707e-05
|  | 967.4318 | 0.00832
|  | 967.6741 | -0.0013
|  | 967.9164 | 9.7496e-05
|  | 968.1587 | -0.00217
|  | 968.401 | 0.00133
|  | 968.6434 | -0.00062537
|  | 968.8857 | -0.00599
|  | 969.128 | -0.00093064
|  | 969.3704 | 0.00376
|  | 969.6127 | 0.0018
|  | 969.8551 | 0.00331
|  | 970.0974 | -0.00043451
|  | 970.3398 | 0.00898
|  | 970.5822 | -0.00418
|  | 970.8246 | -0.00356
|  | 971.0669 | -0.00072203
|  | 971.3093 | -0.00358
|  | 971.5517 | -0.00515
|  | 971.7941 | 0.00874
|  | 972.0365 | -0.0017
|  | 972.2789 | 0.00122
|  | 972.5213 | 0.00098873
|  | 972.7637 | 0.00951
|  | 973.0062 | -0.01218
|  | 973.2486 | -0.00674
|  | 973.491 | -0.00252
|  | 973.7335 | 0.01836
|  | 973.9759 | -0.00067841
|  | 974.2183 | 0.007
|  | 974.4608 | -0.00492
|  | 974.7033 | 0.00085825
|  | 974.9457 | -0.00885
|  | 975.1882 | -0.00010499
|  | 975.4307 | -0.00493
|  | 975.6731 | 0.00044534
|  | 975.9156 | -0.00402
|  | 976.1581 | 0.00306
|  | 976.4006 | 0.00149
|  | 976.6431 | 0.0064
|  | 976.8856 | 0.00274
|  | 977.1281 | 0.00806
|  | 977.3706 | 0.00235
|  | 977.6132 | 0.00483
|  | 977.8557 | -0.00056706
|  | 978.0982 | 0.00908
|  | 978.3407 | -0.00528
|  | 978.5833 | 0.00549
|  | 978.8258 | -0.00307
|  | 979.0684 | 0.00706
|  | 979.3109 | 0.00107
|  | 979.5535 | 0.00656
|  | 979.796 | 0.00669
|  | 980.0386 | 0.0123
|  | 980.2812 | 0.00054935
|  | 980.5238 | 0.00982
|  | 980.7663 | -0.00258
|  | 981.0089 | 0.00687
|  | 981.2515 | 0.00257
|  | 981.4941 | -0.00032869
|  | 981.7367 | 0.00498
|  | 981.9793 | 0.00776
|  | 982.222 | -0.00155
|  | 982.4646 | 0.00364
|  | 982.7072 | -0.00993
|  | 982.9498 | 0.00605
|  | 983.1925 | -0.00606
|  | 983.4351 | 0.00399
|  | 983.6777 | -0.00034387
|  | 983.9204 | 0.004
|  | 984.1631 | -0.0021
|  | 984.4057 | 0.00437
|  | 984.6484 | -0.0016
|  | 984.891 | 0.00978
|  | 985.1337 | -0.00253
|  | 985.3764 | 0.00686
|  | 985.6191 | -0.01017
|  | 985.8618 | 0.00557
|  | 986.1045 | 0.0024
|  | 986.3472 | 0.00823
|  | 986.5899 | -0.02515
|  | 986.8326 | -0.00214
|  | 987.0753 | -0.00442
|  | 987.318 | 0.00412
|  | 987.5607 | 0.00485
|  | 987.8035 | 0.00059782
|  | 988.0462 | 0.00047361
|  | 988.2889 | 0.00754
|  | 988.5317 | -0.00936
|  | 988.7744 | -0.00053816
|  | 989.0172 | 0.00037768
|  | 989.2599 | 0.00742
|  | 989.5027 | -0.00549
|  | 989.7455 | 0.01039
|  | 989.9882 | -0.0103
|  | 990.231 | 0.01296
|  | 990.4738 | -0.00731
|  | 990.7166 | 0.005
|  | 990.9594 | -0.00526
|  | 991.2022 | 0.00485
|  | 991.445 | -0.00095816
|  | 991.6878 | 0.01254
|  | 991.9306 | -0.01847
|  | 992.1734 | 0.02403
|  | 992.4162 | 0.00294
|  | 992.659 | 0.00582
|  | 992.9019 | -0.01475
|  | 993.1447 | 0.00383
|  | 993.3875 | 0.00066907
|  | 993.6304 | 0.01022
|  | 993.8732 | 0.00173
|  | 994.1161 | -0.00402
|  | 994.359 | -0.00664
|  | 994.6018 | 0.00635
|  | 994.8447 | -0.00428
|  | 995.0875 | -0.00633
|  | 995.3304 | -0.00439
|  | 995.5733 | 0.00054128
|  | 995.8162 | -0.00813
|  | 996.0591 | -0.00195
|  | 996.302 | -0.00567
|  | 996.5449 | 0.00352
|  | 996.7878 | 0.00156
|  | 997.0307 | 0.00758
|  | 997.2736 | -0.01179
|  | 997.5166 | 0.00965
|  | 997.7595 | 0.00434
|  | 998.0024 | -0.00992
|  | 998.2453 | -0.00608
|  | 998.4883 | 0.00868
|  | 998.7312 | -0.00037502
|  | 998.9742 | 0.00325
|  | 999.2171 | 0.01386
|  | 999.4601 | 0.01288
|  | 999.703 | -0.00125
|  | 999.946 | 0.0027
|  | 1000.189 | -0.00053767
|  | 1000.432 | 0.00522
|  | 1000.6749 | -0.00234
|  | 1000.9179 | 0.00767
|  | 1001.1609 | 0.01425
|  | 1001.4039 | -0.00222
|  | 1001.6469 | -0.00798
|  | 1001.8899 | 0.00501
|  | 1002.1329 | -0.01014
|  | 1002.3759 | 0.01501
|  | 1002.619 | -0.01979
|  | 1002.862 | 0.01238
|  | 1003.105 | 0.00997
|  | 1003.348 | 0.01233
|  | 1003.5911 | -0.01224
|  | 1003.8341 | 0.0243
|  | 1004.0772 | -0.0117
|  | 1004.3202 | -0.01599
|  | 1004.5633 | 0.0068
|  | 1004.8063 | 0.01072
|  | 1005.0494 | 0.00051828
|  | 1005.2925 | -0.01902
|  | 1005.5356 | 0.0101
|  | 1005.7786 | -0.01244
|  | 1006.0217 | 0.01535
|  | 1006.2648 | 6.4433e-05
|  | 1006.5079 | 0.00447
|  | 1006.751 | 0.01193
|  | 1006.9941 | 0.01183
|  | 1007.2372 | -0.01656
|  | 1007.4803 | -0.00764
|  | 1007.7234 | 0.00843
|  | 1007.9666 | 0.02343
|  | 1008.2097 | 0.00026522
|  | 1008.4528 | -0.00723
|  | 1008.696 | -0.00795
|  | 1008.9391 | -0.00632
|  | 1009.1822 | 0.00743
|  | 1009.4254 | 0.01609
|  | 1009.6685 | -0.00724
|  | 1009.9117 | -0.00226
|  | 1010.1549 | -0.0052
|  | 1010.398 | -0.00646
|  | 1010.6412 | 0.00496
|  | 1010.8844 | 0.0172
|  | 1011.1275 | 0.01317
|  | 1011.3707 | 0.01549
|  | 1011.6139 | -0.02175
|  | 1011.8571 | 0.00679
|  | 1012.1003 | -0.01877
|  | 1012.3435 | 0.01312
|  | 1012.5867 | -0.04032
|  | 1012.8299 | 0.01836
|  | 1013.0731 | -0.00139
|  | 1013.3164 | 0.00693
|  | 1013.5596 | -0.00977
|  | 1013.8028 | -0.00414
|  | 1014.046 | -0.00466
|  | 1014.2893 | 0.00674
|  | 1014.5325 | -0.02345
|  | 1014.7758 | 0.025
|  | 1015.019 | -0.01496
|  | 1015.2623 | -0.00579
|  | 1015.5055 | -0.01277
|  | 1015.7488 | 0.0298
|  | 1015.9921 | -0.03442
|  | 1016.2354 | 0.02741
|  | 1016.4786 | -0.01441
|  | 1016.7219 | 0.01615
|  | 1016.9652 | -0.00543
|  | 1017.2085 | 0.00599
|  | 1017.4518 | -0.03505
|  | 1017.6951 | 0.00231
|  | 1017.9384 | -0.01005
|  | 1018.1817 | 0.01693
|  | 1018.425 | -0.00399
|  | 1018.6683 | 0.02884
|  | 1018.9116 | 0.01121
|  | 1019.155 | 0.00454
|  | 1019.3983 | 0.00607
|  | 1019.6416 | 0.01691
|  | 1019.885 | -0.02195
|  | 1020.1283 | 0.01584
|  | 1020.3717 | -0.03813
|  | 1020.615 | 0.004
|  | 1020.8584 | -0.03366
|  | 1021.1017 | 0.01366
|  | 1021.3451 | 0.00541
|  | 1021.5885 | 0.00648
|  | 1021.8319 | 0.01777
|  | 1022.0752 | 0.00017141
|  | 1022.3186 | -0.02652
|  | 1022.562 | -0.01522
|  | 1022.8054 | 0.00098689
|  | 1023.0488 | -0.00758
|  | 1023.2922 | -0.01871
|  | 1023.5356 | 0.01656
|  | 1023.779 | 0
|  | 1024.0224 | 0
|  | 1024.2658 | 0
|  | 1024.5093 | 0
|  | 1024.7527 | 0
|  | 1024.9961 | 0
|  | 1025.2395 | 0
|  | 1025.483 | 0
|  | 1025.7264 | 0
|  | 1025.9699 | 0
|  | 1026.2133 | 0
|  | 1026.4568 | 0
|  | 1026.7002 | 0
|  | 1026.9437 | 0
|  | 1027.1872 | 0
|  | 1027.4306 | 0