## M850L3
M850L3 Spectrum
|  | Wavelength (nm) | Normalized Intensity
|  | 497.0538 | 6.6672e-06
|  | 497.2087 | 3.0002e-05
|  | 497.3636 | 0
|  | 497.5186 | 0
Product Raw Data |  | 497.6735 | 0
IR (850 nm) Collimated High-Power LED, 1000 mA |  | 497.8284 | 3.0002e-05
|  | 497.9833 | 0
Item # | M850L3-C1 M850L3-C2 M850L3-C3 M850L3-C4 | 498.1383 | 3.0002e-05
|  | 498.2932 | 0
|  | 498.4482 | 1.0001e-05
|  | 498.6032 | 6.6672e-06
DISCLAIMER: The data presented here are typical. Slight variations in performance data will occur from lot to lot. Please contact Technical Support with any questions regarding the use or reliability of this data. |  | 498.7581 | 5.0004e-05
|  | 498.9131 | 0
|  | 499.0681 | 3.0002e-05
|  | 499.2231 | 0
|  | 499.3781 | 1.0001e-05
|  | 499.5331 | 0
|  | 499.6881 | 1.0001e-05
Additional Information: |  | 499.8432 | 6.6672e-06
The M850L3-C Collimated LEDs use an M850L3 Mounted High-Power LED attached to a microscope-port-compatible collimation package. The spectrum shown here is for the bare (uncollimated) LED. |  | 499.9982 | 1.0001e-05
|  | 500.1532 | 6.6672e-06
|  | 500.3083 | 3.0002e-05
|  | 500.4633 | 0
|  | 500.6184 | 3.0002e-05
|  | 500.7735 | 0
Due to variations in the manufacturing process and operating parameters such as temperature and current, the actual spectral output of any given LED will vary. Output plots are only intended to be used as a guideline. |  | 500.9286 | 3.0002e-05
|  | 501.0836 | 0
|  | 501.2387 | 0
|  | 501.3938 | 0
|  | 501.5489 | 3.0002e-05
|  | 501.7041 | 0
|  | 501.8592 | 1.0001e-05
|  | 502.0143 | 6.6672e-06
|  | 502.1695 | 3.0002e-05
|  | 502.3246 | 0
|  | 502.4798 | 1.0001e-05
|  | 502.6349 | 6.6672e-06
|  | 502.7901 | 1.0001e-05
|  | 502.9453 | 2.6669e-05
|  | 503.1005 | 3.0002e-05
|  | 503.2557 | 6.6672e-05
|  | 503.4109 | 3.0002e-05
|  | 503.5661 | 6.6672e-06
|  | 503.7213 | 0
|  | 503.8765 | 6.6672e-06
|  | 504.0317 | 3.0002e-05
|  | 504.187 | 0
|  | 504.3422 | 0
|  | 504.4975 | 2.6669e-05
|  | 504.6527 | 1.0001e-05
|  | 504.808 | 0
|  | 504.9633 | 3.0002e-05
|  | 505.1186 | 0
|  | 505.2739 | 1.0001e-05
|  | 505.4292 | 0
|  | 505.5845 | 1.0001e-05
|  | 505.7398 | 6.6672e-06
|  | 505.8951 | 0
|  | 506.0504 | 0
|  | 506.2058 | 1.0001e-05
|  | 506.3611 | 6.6672e-06
|  | 506.5165 | 1.0001e-05
|  | 506.6718 | 6.6672e-06
|  | 506.8272 | 3.0002e-05
|  | 506.9826 | 0
|  | 507.1379 | 5.0004e-05
|  | 507.2933 | 0
|  | 507.4487 | 1.0001e-05
|  | 507.6041 | 6.6672e-06
|  | 507.7595 | 3.0002e-05
|  | 507.915 | 0
|  | 508.0704 | 0
|  | 508.2258 | 6.6672e-06
|  | 508.3813 | 1.0001e-05
|  | 508.5367 | 0
|  | 508.6922 | 0
|  | 508.8476 | 6.6672e-06
|  | 509.0031 | 1.0001e-05
|  | 509.1586 | 6.6672e-06
|  | 509.3141 | 3.0002e-05
|  | 509.4696 | 0
|  | 509.6251 | 5.0004e-05
|  | 509.7806 | 6.6672e-06
|  | 509.9361 | 0
|  | 510.0916 | 2.6669e-05
|  | 510.2471 | 3.0002e-05
|  | 510.4027 | 0
|  | 510.5582 | 0
|  | 510.7138 | 2.6669e-05
|  | 510.8693 | 1.0001e-05
|  | 511.0249 | 6.6672e-06
|  | 511.1805 | 1.0001e-05
|  | 511.3361 | 0
|  | 511.4917 | 1.0001e-05
|  | 511.6473 | 0
|  | 511.8029 | 0
|  | 511.9585 | 0
|  | 512.1141 | 1.0001e-05
|  | 512.2697 | 4.6671e-05
|  | 512.4254 | 1.0001e-05
|  | 512.581 | 6.6672e-06
|  | 512.7367 | 1.0001e-05
|  | 512.8923 | 6.6672e-06
|  | 513.048 | 0
|  | 513.2036 | 6.6672e-06
|  | 513.3593 | 1.0001e-05
|  | 513.515 | 6.6672e-06
|  | 513.6707 | 3.0002e-05
|  | 513.8264 | 6.6672e-06
|  | 513.9821 | 3.0002e-05
|  | 514.1378 | 0
|  | 514.2936 | 1.0001e-05
|  | 514.4493 | 6.6672e-06
|  | 514.605 | 3.0002e-05
|  | 514.7608 | 0
|  | 514.9165 | 3.0002e-05
|  | 515.0723 | 0
|  | 515.2281 | 3.0002e-05
|  | 515.3838 | 0
|  | 515.5396 | 1.0001e-05
|  | 515.6954 | 0
|  | 515.8512 | 3.0002e-05
|  | 516.007 | 0
|  | 516.1628 | 3.0002e-05
|  | 516.3187 | 0
|  | 516.4745 | 3.0002e-05
|  | 516.6303 | 0
|  | 516.7862 | 1.0001e-05
|  | 516.942 | 6.6672e-06
|  | 517.0979 | 1.0001e-05
|  | 517.2537 | 0
|  | 517.4096 | 0
|  | 517.5655 | 0
|  | 517.7214 | 0
|  | 517.8773 | 6.6672e-06
|  | 518.0332 | 0
|  | 518.1891 | 6.6672e-06
|  | 518.345 | 0
|  | 518.5009 | 6.6672e-06
|  | 518.6569 | 1.0001e-05
|  | 518.8128 | 6.6672e-06
|  | 518.9688 | 0
|  | 519.1247 | 6.6672e-06
|  | 519.2807 | 3.0002e-05
|  | 519.4366 | 0
|  | 519.5926 | 3.0002e-05
|  | 519.7486 | 0
|  | 519.9046 | 0
|  | 520.0606 | 0
|  | 520.2166 | 1.0001e-05
|  | 520.3726 | 0
|  | 520.5286 | 1.0001e-05
|  | 520.6847 | 6.6672e-06
|  | 520.8407 | 1.0001e-05
|  | 520.9967 | 0
|  | 521.1528 | 3.0002e-05
|  | 521.3088 | 0
|  | 521.4649 | 3.0002e-05
|  | 521.621 | 0
|  | 521.7771 | 3.0002e-05
|  | 521.9331 | 0
|  | 522.0892 | 3.0002e-05
|  | 522.2453 | 0
|  | 522.4015 | 1.0001e-05
|  | 522.5576 | 0
|  | 522.7137 | 0
|  | 522.8698 | 6.6672e-06
|  | 523.026 | 1.0001e-05
|  | 523.1821 | 6.6672e-06
|  | 523.3383 | 3.0002e-05
|  | 523.4944 | 6.6672e-06
|  | 523.6506 | 3.0002e-05
|  | 523.8068 | 6.6672e-06
|  | 523.9629 | 1.0001e-05
|  | 524.1191 | 0
|  | 524.2753 | 1.0001e-05
|  | 524.4315 | 2.6669e-05
|  | 524.5877 | 1.0001e-05
|  | 524.744 | 6.6672e-06
|  | 524.9002 | 3.0002e-05
|  | 525.0564 | 0
|  | 525.2127 | 3.0002e-05
|  | 525.3689 | 6.6672e-06
|  | 525.5252 | 0
|  | 525.6814 | 6.6672e-06
|  | 525.8377 | 0
|  | 525.994 | 6.6672e-06
|  | 526.1503 | 3.0002e-05
|  | 526.3065 | 6.6672e-06
|  | 526.4628 | 1.0001e-05
|  | 526.6191 | 0
|  | 526.7755 | 0
|  | 526.9318 | 6.6672e-06
|  | 527.0881 | 5.0004e-05
|  | 527.2444 | 0
|  | 527.4008 | 1.0001e-05
|  | 527.5571 | 6.6672e-06
|  | 527.7135 | 0
|  | 527.8699 | 6.6672e-06
|  | 528.0262 | 3.0002e-05
|  | 528.1826 | 0
|  | 528.339 | 0
|  | 528.4954 | 0
|  | 528.6518 | 1.0001e-05
|  | 528.8082 | 6.6672e-06
|  | 528.9646 | 0
|  | 529.121 | 0
|  | 529.2775 | 1.0001e-05
|  | 529.4339 | 6.6672e-06
|  | 529.5903 | 3.0002e-05
|  | 529.7468 | 6.6672e-06
|  | 529.9033 | 1.0001e-05
|  | 530.0597 | 0
|  | 530.2162 | 3.0002e-05
|  | 530.3727 | 0
|  | 530.5292 | 3.0002e-05
|  | 530.6857 | 6.6672e-06
|  | 530.8422 | 1.0001e-05
|  | 530.9987 | 0
|  | 531.1552 | 3.0002e-05
|  | 531.3117 | 0
|  | 531.4682 | 1.0001e-05
|  | 531.6248 | 0
|  | 531.7813 | 1.0001e-05
|  | 531.9379 | 0
|  | 532.0944 | 0
|  | 532.251 | 0
|  | 532.4076 | 1.0001e-05
|  | 532.5642 | 0
|  | 532.7207 | 1.0001e-05
|  | 532.8773 | 2.6669e-05
|  | 533.0339 | 1.0001e-05
|  | 533.1905 | 0
|  | 533.3472 | 3.0002e-05
|  | 533.5038 | 2.6669e-05
|  | 533.6604 | 3.0002e-05
|  | 533.8171 | 6.6672e-06
|  | 533.9737 | 3.0002e-05
|  | 534.1304 | 6.6672e-06
|  | 534.287 | 0
|  | 534.4437 | 6.6672e-06
|  | 534.6004 | 1.0001e-05
|  | 534.757 | 6.6672e-06
|  | 534.9137 | 1.0001e-05
|  | 535.0704 | 6.6672e-06
|  | 535.2271 | 1.0001e-05
|  | 535.3838 | 0
|  | 535.5406 | 0
|  | 535.6973 | 6.6672e-06
|  | 535.854 | 1.0001e-05
|  | 536.0108 | 6.6672e-06
|  | 536.1675 | 3.0002e-05
|  | 536.3243 | 6.6672e-06
|  | 536.481 | 1.0001e-05
|  | 536.6378 | 0
|  | 536.7946 | 3.0002e-05
|  | 536.9513 | 0
|  | 537.1081 | 3.0002e-05
|  | 537.2649 | 6.6672e-06
|  | 537.4217 | 3.0002e-05
|  | 537.5785 | 2.6669e-05
|  | 537.7354 | 1.0001e-05
|  | 537.8922 | 2.6669e-05
|  | 538.049 | 3.0002e-05
|  | 538.2059 | 0
|  | 538.3627 | 1.0001e-05
|  | 538.5196 | 6.6672e-06
|  | 538.6764 | 1.0001e-05
|  | 538.8333 | 6.6672e-06
|  | 538.9902 | 1.0001e-05
|  | 539.1471 | 6.6672e-06
|  | 539.3039 | 1.0001e-05
|  | 539.4608 | 0
|  | 539.6177 | 3.0002e-05
|  | 539.7747 | 0
|  | 539.9316 | 3.0002e-05
|  | 540.0885 | 0
|  | 540.2454 | 3.0002e-05
|  | 540.4024 | 2.6669e-05
|  | 540.5593 | 1.0001e-05
|  | 540.7163 | 0
|  | 540.8732 | 0
|  | 541.0302 | 2.6669e-05
|  | 541.1872 | 0
|  | 541.3442 | 6.6672e-06
|  | 541.5011 | 1.0001e-05
|  | 541.6581 | 4.6671e-05
|  | 541.8151 | 0
|  | 541.9722 | 0
|  | 542.1292 | 0
|  | 542.2862 | 2.6669e-05
|  | 542.4432 | 1.0001e-05
|  | 542.6003 | 0
|  | 542.7573 | 1.0001e-05
|  | 542.9144 | 0
|  | 543.0714 | 0
|  | 543.2285 | 2.6669e-05
|  | 543.3856 | 1.0001e-05
|  | 543.5427 | 6.6672e-06
|  | 543.6997 | 1.0001e-05
|  | 543.8568 | 6.6672e-06
|  | 544.0139 | 0
|  | 544.1711 | 0
|  | 544.3282 | 1.0001e-05
|  | 544.4853 | 0
|  | 544.6424 | 1.0001e-05
|  | 544.7996 | 6.6672e-06
|  | 544.9567 | 0
|  | 545.1139 | 6.6672e-06
|  | 545.271 | 3.0002e-05
|  | 545.4282 | 0
|  | 545.5854 | 3.0002e-05
|  | 545.7425 | 0
|  | 545.8997 | 3.0002e-05
|  | 546.0569 | 4.6671e-05
|  | 546.2141 | 3.0002e-05
|  | 546.3713 | 0
|  | 546.5286 | 0
|  | 546.6858 | 6.6672e-06
|  | 546.843 | 3.0002e-05
|  | 547.0002 | 2.6669e-05
|  | 547.1575 | 5.0004e-05
|  | 547.3147 | 6.6672e-06
|  | 547.472 | 1.0001e-05
|  | 547.6293 | 0
|  | 547.7865 | 3.0002e-05
|  | 547.9438 | 6.6672e-06
|  | 548.1011 | 1.0001e-05
|  | 548.2584 | 0
|  | 548.4157 | 1.0001e-05
|  | 548.573 | 6.6672e-06
|  | 548.7303 | 0
|  | 548.8876 | 6.6672e-06
|  | 549.045 | 0
|  | 549.2023 | 6.6672e-06
|  | 549.3596 | 3.0002e-05
|  | 549.517 | 0
|  | 549.6744 | 0
|  | 549.8317 | 6.6672e-06
|  | 549.9891 | 1.0001e-05
|  | 550.1465 | 6.6672e-06
|  | 550.3039 | 1.0001e-05
|  | 550.4612 | 6.6672e-06
|  | 550.6186 | 1.0001e-05
|  | 550.776 | 0
|  | 550.9335 | 0
|  | 551.0909 | 0
|  | 551.2483 | 1.0001e-05
|  | 551.4057 | 0
|  | 551.5632 | 5.0004e-05
|  | 551.7206 | 6.6672e-06
|  | 551.8781 | 3.0002e-05
|  | 552.0355 | 0
|  | 552.193 | 0
|  | 552.3505 | 0
|  | 552.508 | 1.0001e-05
|  | 552.6655 | 0
|  | 552.823 | 3.0002e-05
|  | 552.9805 | 6.6672e-06
|  | 553.138 | 1.0001e-05
|  | 553.2955 | 0
|  | 553.453 | 1.0001e-05
|  | 553.6105 | 6.6672e-06
|  | 553.7681 | 3.0002e-05
|  | 553.9256 | 0
|  | 554.0832 | 1.0001e-05
|  | 554.2407 | 6.6672e-06
|  | 554.3983 | 1.0001e-05
|  | 554.5559 | 6.6672e-06
|  | 554.7135 | 3.0002e-05
|  | 554.871 | 6.6672e-06
|  | 555.0286 | 0
|  | 555.1862 | 0
|  | 555.3439 | 3.0002e-05
|  | 555.5015 | 6.6672e-06
|  | 555.6591 | 3.0002e-05
|  | 555.8167 | 0
|  | 555.9744 | 1.0001e-05
|  | 556.132 | 6.6672e-06
|  | 556.2896 | 1.0001e-05
|  | 556.4473 | 6.6672e-06
|  | 556.605 | 0
|  | 556.7626 | 6.6672e-06
|  | 556.9203 | 3.0002e-05
|  | 557.078 | 6.6672e-06
|  | 557.2357 | 1.0001e-05
|  | 557.3934 | 0
|  | 557.5511 | 3.0002e-05
|  | 557.7088 | 6.6672e-06
|  | 557.8665 | 0
|  | 558.0242 | 0
|  | 558.182 | 3.0002e-05
|  | 558.3397 | 6.6672e-06
|  | 558.4975 | 0
|  | 558.6552 | 0
|  | 558.813 | 1.0001e-05
|  | 558.9707 | 0
|  | 559.1285 | 0
|  | 559.2863 | 6.6672e-06
|  | 559.4441 | 3.0002e-05
|  | 559.6019 | 6.6672e-06
|  | 559.7597 | 3.0002e-05
|  | 559.9175 | 6.6672e-06
|  | 560.0753 | 5.0004e-05
|  | 560.2331 | 0
|  | 560.391 | 1.0001e-05
|  | 560.5488 | 0
|  | 560.7066 | 3.0002e-05
|  | 560.8645 | 0
|  | 561.0224 | 3.0002e-05
|  | 561.1802 | 2.6669e-05
|  | 561.3381 | 0
|  | 561.496 | 6.6672e-06
|  | 561.6539 | 1.0001e-05
|  | 561.8117 | 0
|  | 561.9696 | 1.0001e-05
|  | 562.1275 | 6.6672e-06
|  | 562.2855 | 1.0001e-05
|  | 562.4434 | 0
|  | 562.6013 | 1.0001e-05
|  | 562.7592 | 0
|  | 562.9172 | 0
|  | 563.0751 | 6.6672e-06
|  | 563.2331 | 0
|  | 563.391 | 6.6672e-06
|  | 563.549 | 5.0004e-05
|  | 563.707 | 0
|  | 563.865 | 1.0001e-05
|  | 564.0229 | 6.6672e-06
|  | 564.1809 | 0
|  | 564.3389 | 6.6672e-06
|  | 564.4969 | 3.0002e-05
|  | 564.655 | 6.6672e-06
|  | 564.813 | 3.0002e-05
|  | 564.971 | 0
|  | 565.129 | 3.0002e-05
|  | 565.2871 | 0
|  | 565.4451 | 0
|  | 565.6032 | 0
|  | 565.7613 | 3.0002e-05
|  | 565.9193 | 6.6672e-06
|  | 566.0774 | 3.0002e-05
|  | 566.2355 | 0
|  | 566.3936 | 1.0001e-05
|  | 566.5517 | 6.6672e-06
|  | 566.7098 | 3.0002e-05
|  | 566.8679 | 0
|  | 567.026 | 5.0004e-05
|  | 567.1841 | 0
|  | 567.3423 | 1.0001e-05
|  | 567.5004 | 0
|  | 567.6585 | 3.0002e-05
|  | 567.8167 | 4.6671e-05
|  | 567.9748 | 1.0001e-05
|  | 568.133 | 6.6672e-06
|  | 568.2912 | 1.0001e-05
|  | 568.4494 | 0
|  | 568.6076 | 3.0002e-05
|  | 568.7657 | 0
|  | 568.9239 | 1.0001e-05
|  | 569.0821 | 0
|  | 569.2404 | 0
|  | 569.3986 | 6.6672e-06
|  | 569.5568 | 1.0001e-05
|  | 569.715 | 6.6672e-06
|  | 569.8733 | 1.0001e-05
|  | 570.0315 | 0
|  | 570.1898 | 0
|  | 570.348 | 2.6669e-05
|  | 570.5063 | 1.0001e-05
|  | 570.6646 | 6.6672e-06
|  | 570.8229 | 1.0001e-05
|  | 570.9811 | 0
|  | 571.1394 | 1.0001e-05
|  | 571.2977 | 0
|  | 571.456 | 1.0001e-05
|  | 571.6144 | 0
|  | 571.7727 | 0
|  | 571.931 | 2.6669e-05
|  | 572.0893 | 1.0001e-05
|  | 572.2477 | 6.6672e-06
|  | 572.406 | 1.0001e-05
|  | 572.5644 | 0
|  | 572.7227 | 3.0002e-05
|  | 572.8811 | 6.6672e-06
|  | 573.0395 | 0
|  | 573.1979 | 2.6669e-05
|  | 573.3563 | 1.0001e-05
|  | 573.5147 | 6.6672e-06
|  | 573.6731 | 0
|  | 573.8315 | 0
|  | 573.9899 | 3.0002e-05
|  | 574.1483 | 6.6672e-06
|  | 574.3067 | 1.0001e-05
|  | 574.4652 | 0
|  | 574.6236 | 3.0002e-05
|  | 574.7821 | 6.6672e-06
|  | 574.9405 | 3.0002e-05
|  | 575.099 | 6.6672e-06
|  | 575.2574 | 3.0002e-05
|  | 575.4159 | 0
|  | 575.5744 | 3.0002e-05
|  | 575.7329 | 0
|  | 575.8914 | 3.0002e-05
|  | 576.0499 | 0
|  | 576.2084 | 0
|  | 576.3669 | 0
|  | 576.5254 | 3.0002e-05
|  | 576.684 | 6.6672e-06
|  | 576.8425 | 1.0001e-05
|  | 577.0011 | 0
|  | 577.1596 | 3.0002e-05
|  | 577.3182 | 0
|  | 577.4767 | 0
|  | 577.6353 | 0
|  | 577.7939 | 1.0001e-05
|  | 577.9525 | 0
|  | 578.111 | 3.0002e-05
|  | 578.2696 | 0
|  | 578.4282 | 1.0001e-05
|  | 578.5868 | 2.6669e-05
|  | 578.7455 | 1.0001e-05
|  | 578.9041 | 6.6672e-06
|  | 579.0627 | 1.0001e-05
|  | 579.2214 | 6.6672e-06
|  | 579.38 | 1.0001e-05
|  | 579.5386 | 6.6672e-06
|  | 579.6973 | 0
|  | 579.856 | 6.6672e-06
|  | 580.0146 | 1.0001e-05
|  | 580.1733 | 0
|  | 580.332 | 1.0001e-05
|  | 580.4907 | 6.6672e-06
|  | 580.6494 | 1.0001e-05
|  | 580.8081 | 0
|  | 580.9668 | 0
|  | 581.1255 | 0
|  | 581.2842 | 0
|  | 581.443 | 0
|  | 581.6017 | 3.0002e-05
|  | 581.7604 | 6.6672e-06
|  | 581.9192 | 3.0002e-05
|  | 582.078 | 0
|  | 582.2367 | 6.9993e-05
|  | 582.3955 | 0
|  | 582.5543 | 1.0001e-05
|  | 582.713 | 0
|  | 582.8718 | 0
|  | 583.0306 | 0
|  | 583.1894 | 5.0004e-05
|  | 583.3482 | 0
|  | 583.5071 | 1.0001e-05
|  | 583.6659 | 6.6672e-06
|  | 583.8247 | 3.0002e-05
|  | 583.9835 | 0
|  | 584.1424 | 3.0002e-05
|  | 584.3012 | 6.6672e-06
|  | 584.4601 | 1.0001e-05
|  | 584.619 | 0
|  | 584.7778 | 1.0001e-05
|  | 584.9367 | 6.6672e-06
|  | 585.0956 | 1.0001e-05
|  | 585.2545 | 6.6672e-06
|  | 585.4134 | 0
|  | 585.5723 | 0
|  | 585.7312 | 3.0002e-05
|  | 585.8901 | 2.6669e-05
|  | 586.049 | 0
|  | 586.2079 | 2.6669e-05
|  | 586.3669 | 1.0001e-05
|  | 586.5258 | 6.6672e-06
|  | 586.6848 | 0
|  | 586.8437 | 2.6669e-05
|  | 587.0027 | 1.0001e-05
|  | 587.1617 | 2.6669e-05
|  | 587.3206 | 1.0001e-05
|  | 587.4796 | 0
|  | 587.6386 | 0
|  | 587.7976 | 6.6672e-06
|  | 587.9566 | 0
|  | 588.1156 | 6.6672e-06
|  | 588.2746 | 3.0002e-05
|  | 588.4336 | 6.6672e-06
|  | 588.5927 | 3.0002e-05
|  | 588.7517 | 0
|  | 588.9107 | 3.0002e-05
|  | 589.0698 | 0
|  | 589.2288 | 3.0002e-05
|  | 589.3879 | 0
|  | 589.547 | 1.0001e-05
|  | 589.706 | 0
|  | 589.8651 | 0
|  | 590.0242 | 6.6672e-06
|  | 590.1833 | 1.0001e-05
|  | 590.3424 | 0
|  | 590.5015 | 1.0001e-05
|  | 590.6606 | 6.6672e-06
|  | 590.8197 | 3.0002e-05
|  | 590.9789 | 2.6669e-05
|  | 591.138 | 1.0001e-05
|  | 591.2971 | 6.6672e-06
|  | 591.4563 | 3.0002e-05
|  | 591.6154 | 6.6672e-06
|  | 591.7746 | 0
|  | 591.9337 | 0
|  | 592.0929 | 0
|  | 592.2521 | 0
|  | 592.4113 | 1.0001e-05
|  | 592.5705 | 0
|  | 592.7297 | 1.0001e-05
|  | 592.8889 | 0
|  | 593.0481 | 0
|  | 593.2073 | 0
|  | 593.3665 | 1.0001e-05
|  | 593.5258 | 6.6672e-06
|  | 593.685 | 0
|  | 593.8442 | 0
|  | 594.0035 | 1.0001e-05
|  | 594.1627 | 6.6672e-06
|  | 594.322 | 0
|  | 594.4813 | 2.6669e-05
|  | 594.6405 | 5.0004e-05
|  | 594.7998 | 0
|  | 594.9591 | 3.0002e-05
|  | 595.1184 | 0
|  | 595.2777 | 0
|  | 595.437 | 0
|  | 595.5963 | 0
|  | 595.7557 | 6.6672e-06
|  | 595.915 | 0
|  | 596.0743 | 6.6672e-06
|  | 596.2337 | 1.0001e-05
|  | 596.393 | 6.6672e-06
|  | 596.5524 | 1.0001e-05
|  | 596.7117 | 6.6672e-06
|  | 596.8711 | 3.0002e-05
|  | 597.0305 | 0
|  | 597.1898 | 1.0001e-05
|  | 597.3492 | 6.6672e-06
|  | 597.5086 | 3.0002e-05
|  | 597.668 | 0
|  | 597.8274 | 0
|  | 597.9868 | 0
|  | 598.1462 | 1.0001e-05
|  | 598.3057 | 0
|  | 598.4651 | 3.0002e-05
|  | 598.6245 | 0
|  | 598.784 | 3.0002e-05
|  | 598.9434 | 6.6672e-06
|  | 599.1029 | 1.0001e-05
|  | 599.2624 | 6.6672e-06
|  | 599.4218 | 0
|  | 599.5813 | 6.6672e-06
|  | 599.7408 | 3.0002e-05
|  | 599.9003 | 6.6672e-06
|  | 600.0598 | 1.0001e-05
|  | 600.2193 | 0
|  | 600.3788 | 0
|  | 600.5383 | 0
|  | 600.6978 | 1.0001e-05
|  | 600.8573 | 0
|  | 601.0169 | 1.0001e-05
|  | 601.1764 | 6.6672e-06
|  | 601.336 | 1.0001e-05
|  | 601.4955 | 4.6671e-05
|  | 601.6551 | 0
|  | 601.8146 | 6.6672e-06
|  | 601.9742 | 0
|  | 602.1338 | 6.6672e-06
|  | 602.2934 | 0
|  | 602.453 | 0
|  | 602.6126 | 0
|  | 602.7722 | 6.6672e-06
|  | 602.9318 | 3.0002e-05
|  | 603.0914 | 0
|  | 603.251 | 1.0001e-05
|  | 603.4106 | 0
|  | 603.5703 | 1.0001e-05
|  | 603.7299 | 0
|  | 603.8896 | 1.0001e-05
|  | 604.0492 | 0
|  | 604.2089 | 3.0002e-05
|  | 604.3686 | 0
|  | 604.5282 | 3.0002e-05
|  | 604.6879 | 0
|  | 604.8476 | 1.0001e-05
|  | 605.0073 | 6.6672e-06
|  | 605.167 | 5.0004e-05
|  | 605.3267 | 0
|  | 605.4864 | 3.0002e-05
|  | 605.6461 | 6.6672e-06
|  | 605.8059 | 3.0002e-05
|  | 605.9656 | 0
|  | 606.1253 | 0
|  | 606.2851 | 0
|  | 606.4448 | 1.0001e-05
|  | 606.6046 | 0
|  | 606.7644 | 5.0004e-05
|  | 606.9241 | 0
|  | 607.0839 | 1.0001e-05
|  | 607.2437 | 6.6672e-06
|  | 607.4035 | 1.0001e-05
|  | 607.5633 | 0
|  | 607.7231 | 1.0001e-05
|  | 607.8829 | 6.6672e-06
|  | 608.0427 | 5.0004e-05
|  | 608.2025 | 6.6672e-06
|  | 608.3623 | 0
|  | 608.5222 | 2.6669e-05
|  | 608.682 | 3.0002e-05
|  | 608.8419 | 6.6672e-06
|  | 609.0017 | 1.0001e-05
|  | 609.1616 | 0
|  | 609.3214 | 1.0001e-05
|  | 609.4813 | 6.6672e-06
|  | 609.6412 | 3.0002e-05
|  | 609.8011 | 6.6672e-06
|  | 609.961 | 1.0001e-05
|  | 610.1209 | 0
|  | 610.2808 | 0
|  | 610.4407 | 6.6672e-06
|  | 610.6006 | 0
|  | 610.7605 | 0
|  | 610.9204 | 0
|  | 611.0804 | 6.6672e-06
|  | 611.2403 | 3.0002e-05
|  | 611.4003 | 6.6672e-06
|  | 611.5602 | 0
|  | 611.7202 | 6.6672e-06
|  | 611.8802 | 1.0001e-05
|  | 612.0401 | 6.6672e-06
|  | 612.2001 | 3.0002e-05
|  | 612.3601 | 6.6672e-06
|  | 612.5201 | 1.0001e-05
|  | 612.6801 | 0
|  | 612.8401 | 1.0001e-05
|  | 613.0001 | 6.6672e-06
|  | 613.1601 | 3.0002e-05
|  | 613.3201 | 6.6672e-06
|  | 613.4802 | 1.0001e-05
|  | 613.6402 | 0
|  | 613.8002 | 3.0002e-05
|  | 613.9603 | 0
|  | 614.1203 | 3.0002e-05
|  | 614.2804 | 4.6671e-05
|  | 614.4405 | 3.0002e-05
|  | 614.6005 | 0
|  | 614.7606 | 1.0001e-05
|  | 614.9207 | 6.6672e-06
|  | 615.0808 | 3.0002e-05
|  | 615.2409 | 2.6669e-05
|  | 615.401 | 0
|  | 615.5611 | 2.6669e-05
|  | 615.7212 | 1.0001e-05
|  | 615.8814 | 2.6669e-05
|  | 616.0415 | 1.0001e-05
|  | 616.2016 | 2.6669e-05
|  | 616.3618 | 0
|  | 616.5219 | 6.6672e-06
|  | 616.6821 | 1.0001e-05
|  | 616.8422 | 2.6669e-05
|  | 617.0024 | 0
|  | 617.1626 | 6.6672e-06
|  | 617.3228 | 3.0002e-05
|  | 617.4829 | 0
|  | 617.6431 | 0
|  | 617.8033 | 0
|  | 617.9635 | 1.0001e-05
|  | 618.1237 | 0
|  | 618.284 | 3.0002e-05
|  | 618.4442 | 0
|  | 618.6044 | 3.0002e-05
|  | 618.7647 | 6.6672e-06
|  | 618.9249 | 1.0001e-05
|  | 619.0851 | 0
|  | 619.2454 | 5.0004e-05
|  | 619.4057 | 6.6672e-06
|  | 619.5659 | 1.0001e-05
|  | 619.7262 | 0
|  | 619.8865 | 1.0001e-05
|  | 620.0468 | 6.6672e-06
|  | 620.2071 | 1.0001e-05
|  | 620.3674 | 0
|  | 620.5277 | 1.0001e-05
|  | 620.688 | 0
|  | 620.8483 | 3.0002e-05
|  | 621.0086 | 0
|  | 621.1689 | 3.0002e-05
|  | 621.3293 | 6.6672e-06
|  | 621.4896 | 5.0004e-05
|  | 621.65 | 6.6672e-06
|  | 621.8103 | 1.0001e-05
|  | 621.9707 | 0
|  | 622.131 | 1.0001e-05
|  | 622.2914 | 6.6672e-06
|  | 622.4518 | 1.0001e-05
|  | 622.6122 | 0
|  | 622.7726 | 1.0001e-05
|  | 622.933 | 6.6672e-06
|  | 623.0934 | 0
|  | 623.2538 | 0
|  | 623.4142 | 1.0001e-05
|  | 623.5746 | 2.6669e-05
|  | 623.735 | 1.0001e-05
|  | 623.8955 | 0
|  | 624.0559 | 0
|  | 624.2164 | 6.6672e-06
|  | 624.3768 | 3.0002e-05
|  | 624.5373 | 6.6672e-06
|  | 624.6977 | 3.0002e-05
|  | 624.8582 | 2.6669e-05
|  | 625.0187 | 3.0002e-05
|  | 625.1792 | 0
|  | 625.3397 | 1.0001e-05
|  | 625.5002 | 6.6672e-06
|  | 625.6607 | 3.0002e-05
|  | 625.8212 | 6.6672e-06
|  | 625.9817 | 1.0001e-05
|  | 626.1422 | 0
|  | 626.3027 | 1.0001e-05
|  | 626.4633 | 0
|  | 626.6238 | 5.0004e-05
|  | 626.7843 | 0
|  | 626.9449 | 0
|  | 627.1054 | 0
|  | 627.266 | 3.0002e-05
|  | 627.4266 | 0
|  | 627.5872 | 5.0004e-05
|  | 627.7477 | 6.6672e-06
|  | 627.9083 | 1.0001e-05
|  | 628.0689 | 0
|  | 628.2295 | 1.0001e-05
|  | 628.3901 | 6.6672e-06
|  | 628.5507 | 1.0001e-05
|  | 628.7114 | 0
|  | 628.872 | 1.0001e-05
|  | 629.0326 | 6.6672e-06
|  | 629.1932 | 5.0004e-05
|  | 629.3539 | 0
|  | 629.5145 | 1.0001e-05
|  | 629.6752 | 6.6672e-06
|  | 629.8359 | 0
|  | 629.9965 | 6.6672e-06
|  | 630.1572 | 3.0002e-05
|  | 630.3179 | 6.6672e-06
|  | 630.4786 | 0
|  | 630.6392 | 6.6672e-06
|  | 630.7999 | 0
|  | 630.9606 | 6.6672e-06
|  | 631.1214 | 3.0002e-05
|  | 631.2821 | 2.6669e-05
|  | 631.4428 | 1.0001e-05
|  | 631.6035 | 0
|  | 631.7643 | 1.0001e-05
|  | 631.925 | 0
|  | 632.0857 | 1.0001e-05
|  | 632.2465 | 0
|  | 632.4073 | 1.0001e-05
|  | 632.568 | 6.6672e-06
|  | 632.7288 | 1.0001e-05
|  | 632.8896 | 6.6672e-06
|  | 633.0503 | 3.0002e-05
|  | 633.2111 | 0
|  | 633.3719 | 0
|  | 633.5327 | 6.6672e-06
|  | 633.6935 | 1.0001e-05
|  | 633.8543 | 0
|  | 634.0152 | 1.0001e-05
|  | 634.176 | 0
|  | 634.3368 | 1.0001e-05
|  | 634.4977 | 0
|  | 634.6585 | 3.0002e-05
|  | 634.8194 | 6.6672e-06
|  | 634.9802 | 3.0002e-05
|  | 635.1411 | 6.6672e-06
|  | 635.3019 | 3.0002e-05
|  | 635.4628 | 0
|  | 635.6237 | 1.0001e-05
|  | 635.7846 | 0
|  | 635.9455 | 3.0002e-05
|  | 636.1064 | 0
|  | 636.2673 | 1.0001e-05
|  | 636.4282 | 6.6672e-06
|  | 636.5891 | 1.0001e-05
|  | 636.75 | 6.6672e-06
|  | 636.9109 | 0
|  | 637.0719 | 0
|  | 637.2328 | 1.0001e-05
|  | 637.3938 | 0
|  | 637.5547 | 3.0002e-05
|  | 637.7157 | 2.6669e-05
|  | 637.8766 | 5.0004e-05
|  | 638.0376 | 6.6672e-06
|  | 638.1986 | 1.0001e-05
|  | 638.3596 | 0
|  | 638.5205 | 1.0001e-05
|  | 638.6815 | 6.6672e-06
|  | 638.8425 | 0
|  | 639.0035 | 0
|  | 639.1646 | 1.0001e-05
|  | 639.3256 | 0
|  | 639.4866 | 1.0001e-05
|  | 639.6476 | 0
|  | 639.8087 | 0
|  | 639.9697 | 6.6672e-06
|  | 640.1307 | 0
|  | 640.2918 | 6.6672e-06
|  | 640.4529 | 3.0002e-05
|  | 640.6139 | 0
|  | 640.775 | 3.0002e-05
|  | 640.9361 | 6.6672e-06
|  | 641.0972 | 1.0001e-05
|  | 641.2582 | 6.6672e-06
|  | 641.4193 | 1.0001e-05
|  | 641.5804 | 0
|  | 641.7416 | 0
|  | 641.9027 | 0
|  | 642.0638 | 3.0002e-05
|  | 642.2249 | 0
|  | 642.386 | 0
|  | 642.5472 | 0
|  | 642.7083 | 1.0001e-05
|  | 642.8695 | 0
|  | 643.0306 | 3.0002e-05
|  | 643.1918 | 0
|  | 643.353 | 1.0001e-05
|  | 643.5141 | 6.6672e-06
|  | 643.6753 | 3.0002e-05
|  | 643.8365 | 2.6669e-05
|  | 643.9977 | 3.0002e-05
|  | 644.1589 | 0
|  | 644.3201 | 0
|  | 644.4813 | 0
|  | 644.6425 | 1.0001e-05
|  | 644.8037 | 0
|  | 644.9649 | 0
|  | 645.1262 | 0
|  | 645.2874 | 3.0002e-05
|  | 645.4487 | 2.6669e-05
|  | 645.6099 | 1.0001e-05
|  | 645.7712 | 6.6672e-06
|  | 645.9324 | 1.0001e-05
|  | 646.0937 | 6.6672e-06
|  | 646.255 | 1.0001e-05
|  | 646.4162 | 6.6672e-06
|  | 646.5775 | 5.0004e-05
|  | 646.7388 | 6.6672e-06
|  | 646.9001 | 3.0002e-05
|  | 647.0614 | 6.6672e-06
|  | 647.2227 | 1.0001e-05
|  | 647.384 | 6.6672e-06
|  | 647.5454 | 0
|  | 647.7067 | 6.6672e-06
|  | 647.868 | 1.0001e-05
|  | 648.0294 | 6.6672e-06
|  | 648.1907 | 0
|  | 648.3521 | 6.6672e-06
|  | 648.5134 | 0
|  | 648.6748 | 6.6672e-06
|  | 648.8361 | 3.0002e-05
|  | 648.9975 | 0
|  | 649.1589 | 0
|  | 649.3203 | 0
|  | 649.4817 | 1.0001e-05
|  | 649.6431 | 6.6672e-06
|  | 649.8045 | 1.0001e-05
|  | 649.9659 | 0
|  | 650.1273 | 3.0002e-05
|  | 650.2887 | 0
|  | 650.4501 | 1.0001e-05
|  | 650.6116 | 0
|  | 650.773 | 1.0001e-05
|  | 650.9345 | 6.6672e-06
|  | 651.0959 | 1.0001e-05
|  | 651.2574 | 0
|  | 651.4188 | 1.0001e-05
|  | 651.5803 | 2.6669e-05
|  | 651.7418 | 1.0001e-05
|  | 651.9032 | 6.6672e-06
|  | 652.0647 | 3.0002e-05
|  | 652.2262 | 0
|  | 652.3877 | 1.0001e-05
|  | 652.5492 | 0
|  | 652.7107 | 3.0002e-05
|  | 652.8722 | 6.6672e-06
|  | 653.0338 | 3.0002e-05
|  | 653.1953 | 2.6669e-05
|  | 653.3568 | 1.0001e-05
|  | 653.5184 | 4.6671e-05
|  | 653.6799 | 3.0002e-05
|  | 653.8414 | 6.6672e-06
|  | 654.003 | 3.0002e-05
|  | 654.1646 | 0
|  | 654.3261 | 6.9993e-05
|  | 654.4877 | 0
|  | 654.6493 | 6.9993e-05
|  | 654.8109 | 0
|  | 654.9725 | 6.9993e-05
|  | 655.1341 | 0
|  | 655.2957 | 6.9993e-05
|  | 655.4573 | 0
|  | 655.6189 | 5.0004e-05
|  | 655.7805 | 0
|  | 655.9421 | 5.0004e-05
|  | 656.1037 | 0
|  | 656.2654 | 5.0004e-05
|  | 656.427 | 0
|  | 656.5887 | 5.0004e-05
|  | 656.7503 | 0
|  | 656.912 | 6.9993e-05
|  | 657.0737 | 0
|  | 657.2353 | 3.0002e-05
|  | 657.397 | 0
|  | 657.5587 | 6.9993e-05
|  | 657.7204 | 0
|  | 657.8821 | 6.9993e-05
|  | 658.0438 | 0
|  | 658.2055 | 5.0004e-05
|  | 658.3672 | 0
|  | 658.5289 | 6.9993e-05
|  | 658.6906 | 0
|  | 658.8524 | 5.0004e-05
|  | 659.0141 | 0
|  | 659.1758 | 6.9993e-05
|  | 659.3376 | 0
|  | 659.4993 | 6.9993e-05
|  | 659.6611 | 0
|  | 659.8228 | 6.9993e-05
|  | 659.9846 | 0
|  | 660.1464 | 6.9993e-05
|  | 660.3082 | 0
|  | 660.47 | 5.0004e-05
|  | 660.6318 | 0
|  | 660.7936 | 6.9993e-05
|  | 660.9554 | 0
|  | 661.1172 | 3.0002e-05
|  | 661.279 | 0
|  | 661.4408 | 6.9993e-05
|  | 661.6026 | 0
|  | 661.7645 | 5.0004e-05
|  | 661.9263 | 0
|  | 662.0881 | 5.0004e-05
|  | 662.25 | 0
|  | 662.4118 | 8.9995e-05
|  | 662.5737 | 0
|  | 662.7356 | 6.9993e-05
|  | 662.8974 | 0
|  | 663.0593 | 5.0004e-05
|  | 663.2212 | 0
|  | 663.3831 | 6.9993e-05
|  | 663.545 | 0
|  | 663.7069 | 5.0004e-05
|  | 663.8688 | 0
|  | 664.0307 | 5.0004e-05
|  | 664.1926 | 0
|  | 664.3546 | 5.0004e-05
|  | 664.5165 | 0
|  | 664.6784 | 6.9993e-05
|  | 664.8404 | 0
|  | 665.0023 | 6.9993e-05
|  | 665.1643 | 0
|  | 665.3262 | 6.9993e-05
|  | 665.4882 | 0
|  | 665.6502 | 5.0004e-05
|  | 665.8121 | 0
|  | 665.9741 | 6.9993e-05
|  | 666.1361 | 0
|  | 666.2981 | 8.9995e-05
|  | 666.4601 | 0
|  | 666.6221 | 6.9993e-05
|  | 666.7841 | 0
|  | 666.9461 | 5.0004e-05
|  | 667.1081 | 6.6672e-06
|  | 667.2702 | 6.9993e-05
|  | 667.4322 | 0
|  | 667.5942 | 6.9993e-05
|  | 667.7563 | 0
|  | 667.9183 | 6.9993e-05
|  | 668.0804 | 0
|  | 668.2424 | 5.0004e-05
|  | 668.4045 | 0
|  | 668.5666 | 0.00011
|  | 668.7287 | 0
|  | 668.8907 | 8.9995e-05
|  | 669.0528 | 0
|  | 669.2149 | 8.9995e-05
|  | 669.377 | 0
|  | 669.5391 | 5.0004e-05
|  | 669.7012 | 0
|  | 669.8634 | 5.0004e-05
|  | 670.0255 | 0
|  | 670.1876 | 6.9993e-05
|  | 670.3497 | 0
|  | 670.5119 | 6.9993e-05
|  | 670.674 | 0
|  | 670.8362 | 5.0004e-05
|  | 670.9983 | 0
|  | 671.1605 | 6.9993e-05
|  | 671.3227 | 0
|  | 671.4848 | 5.0004e-05
|  | 671.647 | 0
|  | 671.8092 | 6.9993e-05
|  | 671.9714 | 0
|  | 672.1336 | 6.9993e-05
|  | 672.2958 | 0
|  | 672.458 | 5.0004e-05
|  | 672.6202 | 0
|  | 672.7824 | 6.9993e-05
|  | 672.9447 | 0
|  | 673.1069 | 6.9993e-05
|  | 673.2691 | 0
|  | 673.4314 | 5.0004e-05
|  | 673.5936 | 0
|  | 673.7559 | 6.9993e-05
|  | 673.9181 | 0
|  | 674.0804 | 6.9993e-05
|  | 674.2427 | 0
|  | 674.4049 | 5.0004e-05
|  | 674.5672 | 0
|  | 674.7295 | 6.9993e-05
|  | 674.8918 | 0
|  | 675.0541 | 5.0004e-05
|  | 675.2164 | 0
|  | 675.3787 | 5.0004e-05
|  | 675.541 | 0
|  | 675.7033 | 6.9993e-05
|  | 675.8656 | 0
|  | 676.028 | 5.0004e-05
|  | 676.1903 | 0
|  | 676.3527 | 5.0004e-05
|  | 676.515 | 0
|  | 676.6774 | 5.0004e-05
|  | 676.8397 | 0
|  | 677.0021 | 5.0004e-05
|  | 677.1644 | 0
|  | 677.3268 | 8.9995e-05
|  | 677.4892 | 0
|  | 677.6516 | 6.9993e-05
|  | 677.814 | 0
|  | 677.9764 | 6.9993e-05
|  | 678.1388 | 0
|  | 678.3012 | 8.9995e-05
|  | 678.4636 | 0
|  | 678.626 | 6.9993e-05
|  | 678.7884 | 0
|  | 678.9509 | 6.9993e-05
|  | 679.1133 | 0
|  | 679.2758 | 6.9993e-05
|  | 679.4382 | 0
|  | 679.6007 | 8.9995e-05
|  | 679.7631 | 0
|  | 679.9256 | 3.0002e-05
|  | 680.088 | 0
|  | 680.2505 | 3.0002e-05
|  | 680.413 | 0
|  | 680.5755 | 5.0004e-05
|  | 680.738 | 0
|  | 680.9005 | 5.0004e-05
|  | 681.063 | 0
|  | 681.2255 | 6.9993e-05
|  | 681.388 | 0
|  | 681.5505 | 5.0004e-05
|  | 681.713 | 0
|  | 681.8756 | 3.0002e-05
|  | 682.0381 | 0
|  | 682.2006 | 6.9993e-05
|  | 682.3632 | 0
|  | 682.5257 | 8.9995e-05
|  | 682.6883 | 0
|  | 682.8509 | 8.9995e-05
|  | 683.0134 | 0
|  | 683.176 | 6.9993e-05
|  | 683.3386 | 0
|  | 683.5012 | 3.0002e-05
|  | 683.6638 | 0
|  | 683.8264 | 6.9993e-05
|  | 683.989 | 0
|  | 684.1516 | 5.0004e-05
|  | 684.3142 | 0
|  | 684.4768 | 6.9993e-05
|  | 684.6394 | 0
|  | 684.802 | 6.9993e-05
|  | 684.9647 | 0
|  | 685.1273 | 8.9995e-05
|  | 685.29 | 0
|  | 685.4526 | 6.9993e-05
|  | 685.6153 | 0
|  | 685.7779 | 6.9993e-05
|  | 685.9406 | 0
|  | 686.1033 | 5.0004e-05
|  | 686.266 | 0
|  | 686.4286 | 8.9995e-05
|  | 686.5913 | 0
|  | 686.754 | 6.9993e-05
|  | 686.9167 | 0
|  | 687.0794 | 3.0002e-05
|  | 687.2421 | 0
|  | 687.4049 | 8.9995e-05
|  | 687.5676 | 0
|  | 687.7303 | 5.0004e-05
|  | 687.893 | 0
|  | 688.0558 | 3.0002e-05
|  | 688.2185 | 0
|  | 688.3813 | 6.9993e-05
|  | 688.544 | 0
|  | 688.7068 | 6.9993e-05
|  | 688.8695 | 0
|  | 689.0323 | 5.0004e-05
|  | 689.1951 | 0
|  | 689.3579 | 3.0002e-05
|  | 689.5207 | 0
|  | 689.6835 | 8.9995e-05
|  | 689.8463 | 0
|  | 690.0091 | 3.0002e-05
|  | 690.1719 | 0
|  | 690.3347 | 6.9993e-05
|  | 690.4975 | 0
|  | 690.6603 | 8.9995e-05
|  | 690.8232 | 0
|  | 690.986 | 3.0002e-05
|  | 691.1488 | 0
|  | 691.3117 | 6.9993e-05
|  | 691.4745 | 0
|  | 691.6374 | 6.9993e-05
|  | 691.8002 | 0
|  | 691.9631 | 3.0002e-05
|  | 692.126 | 0
|  | 692.2889 | 6.9993e-05
|  | 692.4518 | 0
|  | 692.6146 | 0.00011
|  | 692.7775 | 0
|  | 692.9404 | 8.9995e-05
|  | 693.1033 | 0
|  | 693.2663 | 6.9993e-05
|  | 693.4292 | 0
|  | 693.5921 | 6.9993e-05
|  | 693.755 | 0
|  | 693.918 | 6.9993e-05
|  | 694.0809 | 0
|  | 694.2438 | 5.0004e-05
|  | 694.4068 | 0
|  | 694.5697 | 6.9993e-05
|  | 694.7327 | 0
|  | 694.8957 | 3.0002e-05
|  | 695.0586 | 0
|  | 695.2216 | 6.9993e-05
|  | 695.3846 | 0
|  | 695.5476 | 3.0002e-05
|  | 695.7106 | 0
|  | 695.8736 | 1.0001e-05
|  | 696.0366 | 6.6672e-06
|  | 696.1996 | 3.0002e-05
|  | 696.3626 | 0
|  | 696.5256 | 3.0002e-05
|  | 696.6886 | 0
|  | 696.8517 | 1.0001e-05
|  | 697.0147 | 0
|  | 697.1777 | 3.0002e-05
|  | 697.3408 | 6.6672e-06
|  | 697.5038 | 3.0002e-05
|  | 697.6669 | 6.6672e-06
|  | 697.8299 | 1.0001e-05
|  | 697.993 | 6.6672e-06
|  | 698.1561 | 1.0001e-05
|  | 698.3192 | 0
|  | 698.4822 | 1.0001e-05
|  | 698.6453 | 0
|  | 698.8084 | 0
|  | 698.9715 | 6.6672e-06
|  | 699.1346 | 1.0001e-05
|  | 699.2977 | 6.6672e-06
|  | 699.4609 | 1.0001e-05
|  | 699.624 | 6.6672e-06
|  | 699.7871 | 3.0002e-05
|  | 699.9502 | 6.6672e-06
|  | 700.1134 | 1.0001e-05
|  | 700.2765 | 4.6671e-05
|  | 700.4397 | 1.0001e-05
|  | 700.6028 | 0
|  | 700.766 | 3.0002e-05
|  | 700.9291 | 6.6672e-06
|  | 701.0923 | 1.0001e-05
|  | 701.2555 | 0
|  | 701.4186 | 0
|  | 701.5818 | 0
|  | 701.745 | 1.0001e-05
|  | 701.9082 | 6.6672e-06
|  | 702.0714 | 1.0001e-05
|  | 702.2346 | 0
|  | 702.3978 | 1.0001e-05
|  | 702.561 | 0
|  | 702.7243 | 1.0001e-05
|  | 702.8875 | 0
|  | 703.0507 | 1.0001e-05
|  | 703.214 | 6.6672e-06
|  | 703.3772 | 3.0002e-05
|  | 703.5404 | 0
|  | 703.7037 | 3.0002e-05
|  | 703.8669 | 0
|  | 704.0302 | 1.0001e-05
|  | 704.1935 | 0
|  | 704.3568 | 3.0002e-05
|  | 704.52 | 0
|  | 704.6833 | 3.0002e-05
|  | 704.8466 | 0
|  | 705.0099 | 1.0001e-05
|  | 705.1732 | 0
|  | 705.3365 | 3.0002e-05
|  | 705.4998 | 6.6672e-06
|  | 705.6631 | 3.0002e-05
|  | 705.8264 | 0
|  | 705.9898 | 1.0001e-05
|  | 706.1531 | 0
|  | 706.3164 | 1.0001e-05
|  | 706.4798 | 0
|  | 706.6431 | 1.0001e-05
|  | 706.8065 | 0
|  | 706.9698 | 0
|  | 707.1332 | 0
|  | 707.2966 | 1.0001e-05
|  | 707.4599 | 2.6669e-05
|  | 707.6233 | 0
|  | 707.7867 | 6.6672e-06
|  | 707.9501 | 5.0004e-05
|  | 708.1135 | 0
|  | 708.2769 | 0
|  | 708.4403 | 6.6672e-06
|  | 708.6037 | 1.0001e-05
|  | 708.7671 | 0
|  | 708.9305 | 3.0002e-05
|  | 709.094 | 2.6669e-05
|  | 709.2574 | 3.0002e-05
|  | 709.4208 | 6.6672e-06
|  | 709.5843 | 1.0001e-05
|  | 709.7477 | 0
|  | 709.9112 | 0
|  | 710.0746 | 6.6672e-06
|  | 710.2381 | 0
|  | 710.4015 | 0
|  | 710.565 | 3.0002e-05
|  | 710.7285 | 0
|  | 710.892 | 1.0001e-05
|  | 711.0555 | 0
|  | 711.219 | 1.0001e-05
|  | 711.3825 | 0
|  | 711.546 | 3.0002e-05
|  | 711.7095 | 6.6672e-06
|  | 711.873 | 1.0001e-05
|  | 712.0365 | 0
|  | 712.2 | 1.0001e-05
|  | 712.3635 | 0
|  | 712.5271 | 3.0002e-05
|  | 712.6906 | 6.6672e-06
|  | 712.8542 | 1.0001e-05
|  | 713.0177 | 6.6672e-06
|  | 713.1813 | 1.0001e-05
|  | 713.3448 | 2.6669e-05
|  | 713.5084 | 0
|  | 713.672 | 6.6672e-06
|  | 713.8355 | 1.0001e-05
|  | 713.9991 | 0
|  | 714.1627 | 0
|  | 714.3263 | 0
|  | 714.4899 | 1.0001e-05
|  | 714.6535 | 6.6672e-06
|  | 714.8171 | 3.0002e-05
|  | 714.9807 | 6.6672e-06
|  | 715.1443 | 0
|  | 715.3079 | 2.6669e-05
|  | 715.4716 | 3.0002e-05
|  | 715.6352 | 2.6669e-05
|  | 715.7988 | 0
|  | 715.9625 | 2.6669e-05
|  | 716.1261 | 0
|  | 716.2898 | 6.6672e-06
|  | 716.4534 | 1.0001e-05
|  | 716.6171 | 0
|  | 716.7808 | 3.0002e-05
|  | 716.9444 | 6.6672e-06
|  | 717.1081 | 1.0001e-05
|  | 717.2718 | 2.6669e-05
|  | 717.4355 | 3.0002e-05
|  | 717.5992 | 6.6672e-06
|  | 717.7629 | 1.0001e-05
|  | 717.9266 | 6.6672e-06
|  | 718.0903 | 1.0001e-05
|  | 718.254 | 0
|  | 718.4177 | 0
|  | 718.5815 | 0
|  | 718.7452 | 3.0002e-05
|  | 718.9089 | 0
|  | 719.0727 | 1.0001e-05
|  | 719.2364 | 0
|  | 719.4001 | 3.0002e-05
|  | 719.5639 | 6.6672e-06
|  | 719.7277 | 5.0004e-05
|  | 719.8914 | 0
|  | 720.0552 | 3.0002e-05
|  | 720.219 | 0
|  | 720.3828 | 3.0002e-05
|  | 720.5465 | 6.6672e-06
|  | 720.7103 | 1.0001e-05
|  | 720.8741 | 0
|  | 721.0379 | 3.0002e-05
|  | 721.2017 | 6.6672e-06
|  | 721.3655 | 3.0002e-05
|  | 721.5294 | 6.6672e-06
|  | 721.6932 | 3.0002e-05
|  | 721.857 | 6.6672e-06
|  | 722.0208 | 3.0002e-05
|  | 722.1847 | 0
|  | 722.3485 | 1.0001e-05
|  | 722.5124 | 6.6672e-06
|  | 722.6762 | 0
|  | 722.8401 | 2.6669e-05
|  | 723.0039 | 0
|  | 723.1678 | 6.6672e-06
|  | 723.3317 | 1.0001e-05
|  | 723.4955 | 2.6669e-05
|  | 723.6594 | 0
|  | 723.8233 | 0
|  | 723.9872 | 1.0001e-05
|  | 724.1511 | 0
|  | 724.315 | 3.0002e-05
|  | 724.4789 | 6.6672e-06
|  | 724.6428 | 1.0001e-05
|  | 724.8067 | 6.6672e-06
|  | 724.9706 | 0
|  | 725.1346 | 6.6672e-06
|  | 725.2985 | 1.0001e-05
|  | 725.4624 | 0
|  | 725.6264 | 0
|  | 725.7903 | 6.6672e-06
|  | 725.9543 | 3.0002e-05
|  | 726.1182 | 6.6672e-06
|  | 726.2822 | 0
|  | 726.4462 | 2.6669e-05
|  | 726.6101 | 0
|  | 726.7741 | 0
|  | 726.9381 | 1.0001e-05
|  | 727.1021 | 6.6672e-06
|  | 727.2661 | 1.0001e-05
|  | 727.4301 | 0
|  | 727.5941 | 1.0001e-05
|  | 727.7581 | 0
|  | 727.9221 | 3.0002e-05
|  | 728.0861 | 0
|  | 728.2501 | 6.9993e-05
|  | 728.4142 | 0
|  | 728.5782 | 5.0004e-05
|  | 728.7422 | 0
|  | 728.9063 | 1.0001e-05
|  | 729.0703 | 0
|  | 729.2344 | 0
|  | 729.3984 | 0
|  | 729.5625 | 5.0004e-05
|  | 729.7266 | 0
|  | 729.8906 | 1.0001e-05
|  | 730.0547 | 0
|  | 730.2188 | 1.0001e-05
|  | 730.3829 | 0
|  | 730.547 | 3.0002e-05
|  | 730.7111 | 0
|  | 730.8752 | 1.0001e-05
|  | 731.0393 | 6.6672e-06
|  | 731.2034 | 1.0001e-05
|  | 731.3675 | 0
|  | 731.5316 | 3.0002e-05
|  | 731.6957 | 6.6672e-06
|  | 731.8599 | 0
|  | 732.024 | 6.6672e-06
|  | 732.1881 | 0
|  | 732.3523 | 0
|  | 732.5164 | 3.0002e-05
|  | 732.6806 | 0
|  | 732.8448 | 0
|  | 733.0089 | 0
|  | 733.1731 | 3.0002e-05
|  | 733.3373 | 0
|  | 733.5015 | 1.0001e-05
|  | 733.6656 | 6.6672e-06
|  | 733.8298 | 1.0001e-05
|  | 733.994 | 0
|  | 734.1582 | 1.0001e-05
|  | 734.3224 | 6.6672e-06
|  | 734.4866 | 0
|  | 734.6509 | 0
|  | 734.8151 | 0
|  | 734.9793 | 6.6672e-06
|  | 735.1435 | 1.0001e-05
|  | 735.3078 | 0
|  | 735.472 | 5.0004e-05
|  | 735.6363 | 0
|  | 735.8005 | 3.0002e-05
|  | 735.9648 | 0
|  | 736.129 | 3.0002e-05
|  | 736.2933 | 2.6669e-05
|  | 736.4575 | 1.0001e-05
|  | 736.6218 | 0
|  | 736.7861 | 3.0002e-05
|  | 736.9504 | 6.6672e-06
|  | 737.1147 | 1.0001e-05
|  | 737.279 | 6.6672e-06
|  | 737.4433 | 3.0002e-05
|  | 737.6076 | 0
|  | 737.7719 | 6.9993e-05
|  | 737.9362 | 0
|  | 738.1005 | 6.9993e-05
|  | 738.2648 | 0
|  | 738.4292 | 8.9995e-05
|  | 738.5935 | 0
|  | 738.7578 | 6.9993e-05
|  | 738.9222 | 0
|  | 739.0865 | 5.0004e-05
|  | 739.2509 | 0
|  | 739.4152 | 6.9993e-05
|  | 739.5796 | 0
|  | 739.744 | 5.0004e-05
|  | 739.9083 | 0
|  | 740.0727 | 6.9993e-05
|  | 740.2371 | 0
|  | 740.4015 | 5.0004e-05
|  | 740.5659 | 0
|  | 740.7303 | 5.0004e-05
|  | 740.8947 | 0
|  | 741.0591 | 3.0002e-05
|  | 741.2235 | 0
|  | 741.3879 | 6.9993e-05
|  | 741.5523 | 0
|  | 741.7167 | 5.0004e-05
|  | 741.8812 | 0
|  | 742.0456 | 8.9995e-05
|  | 742.21 | 0
|  | 742.3745 | 6.9993e-05
|  | 742.5389 | 0
|  | 742.7034 | 5.0004e-05
|  | 742.8679 | 0
|  | 743.0323 | 6.9993e-05
|  | 743.1968 | 0
|  | 743.3613 | 3.0002e-05
|  | 743.5257 | 0
|  | 743.6902 | 6.9993e-05
|  | 743.8547 | 0
|  | 744.0192 | 6.9993e-05
|  | 744.1837 | 0
|  | 744.3482 | 5.0004e-05
|  | 744.5127 | 0
|  | 744.6772 | 6.9993e-05
|  | 744.8417 | 0
|  | 745.0063 | 8.9995e-05
|  | 745.1708 | 0
|  | 745.3353 | 5.0004e-05
|  | 745.4999 | 0
|  | 745.6644 | 6.9993e-05
|  | 745.8289 | 0
|  | 745.9935 | 6.9993e-05
|  | 746.1581 | 0
|  | 746.3226 | 6.9993e-05
|  | 746.4872 | 0
|  | 746.6517 | 8.9995e-05
|  | 746.8163 | 0
|  | 746.9809 | 0.00011
|  | 747.1455 | 0
|  | 747.3101 | 8.9995e-05
|  | 747.4747 | 0
|  | 747.6393 | 8.9995e-05
|  | 747.8039 | 0
|  | 747.9685 | 6.9993e-05
|  | 748.1331 | 0
|  | 748.2977 | 3.0002e-05
|  | 748.4623 | 0
|  | 748.627 | 6.9993e-05
|  | 748.7916 | 0
|  | 748.9562 | 6.9993e-05
|  | 749.1209 | 0
|  | 749.2855 | 3.0002e-05
|  | 749.4502 | 0
|  | 749.6148 | 3.0002e-05
|  | 749.7795 | 0
|  | 749.9441 | 6.9993e-05
|  | 750.1088 | 0
|  | 750.2735 | 3.0002e-05
|  | 750.4382 | 0
|  | 750.6029 | 5.0004e-05
|  | 750.7675 | 0
|  | 750.9322 | 5.0004e-05
|  | 751.0969 | 0
|  | 751.2616 | 3.0002e-05
|  | 751.4263 | 0
|  | 751.5911 | 6.9993e-05
|  | 751.7558 | 0
|  | 751.9205 | 5.0004e-05
|  | 752.0852 | 0
|  | 752.25 | 5.0004e-05
|  | 752.4147 | 0
|  | 752.5794 | 3.0002e-05
|  | 752.7442 | 0
|  | 752.9089 | 3.0002e-05
|  | 753.0737 | 0
|  | 753.2384 | 6.9993e-05
|  | 753.4032 | 0
|  | 753.568 | 6.9993e-05
|  | 753.7328 | 0
|  | 753.8975 | 0.00011
|  | 754.0623 | 0
|  | 754.2271 | 6.9993e-05
|  | 754.3919 | 0
|  | 754.5567 | 6.9993e-05
|  | 754.7215 | 0
|  | 754.8863 | 6.9993e-05
|  | 755.0511 | 0
|  | 755.2159 | 6.9993e-05
|  | 755.3808 | 0
|  | 755.5456 | 5.0004e-05
|  | 755.7104 | 0
|  | 755.8752 | 5.0004e-05
|  | 756.0401 | 0
|  | 756.2049 | 5.0004e-05
|  | 756.3698 | 0
|  | 756.5346 | 3.0002e-05
|  | 756.6995 | 0
|  | 756.8644 | 8.9995e-05
|  | 757.0292 | 0
|  | 757.1941 | 1.0001e-05
|  | 757.359 | 0
|  | 757.5239 | 5.0004e-05
|  | 757.6887 | 0
|  | 757.8536 | 3.0002e-05
|  | 758.0185 | 0
|  | 758.1834 | 6.9993e-05
|  | 758.3483 | 0
|  | 758.5132 | 5.0004e-05
|  | 758.6782 | 0
|  | 758.8431 | 6.9993e-05
|  | 759.008 | 0
|  | 759.1729 | 3.0002e-05
|  | 759.3379 | 0
|  | 759.5028 | 6.9993e-05
|  | 759.6677 | 0
|  | 759.8327 | 5.0004e-05
|  | 759.9976 | 0
|  | 760.1626 | 5.0004e-05
|  | 760.3276 | 0
|  | 760.4925 | 5.0004e-05
|  | 760.6575 | 0
|  | 760.8225 | 5.0004e-05
|  | 760.9875 | 0
|  | 761.1524 | 6.9993e-05
|  | 761.3174 | 0
|  | 761.4824 | 6.9993e-05
|  | 761.6474 | 0
|  | 761.8124 | 6.9993e-05
|  | 761.9774 | 0
|  | 762.1424 | 3.0002e-05
|  | 762.3075 | 0
|  | 762.4725 | 6.9993e-05
|  | 762.6375 | 0
|  | 762.8025 | 5.0004e-05
|  | 762.9676 | 0
|  | 763.1326 | 6.9993e-05
|  | 763.2977 | 0
|  | 763.4627 | 3.0002e-05
|  | 763.6278 | 0
|  | 763.7928 | 6.9993e-05
|  | 763.9579 | 0
|  | 764.1229 | 8.9995e-05
|  | 764.288 | 0
|  | 764.4531 | 6.9993e-05
|  | 764.6182 | 0
|  | 764.7833 | 3.0002e-05
|  | 764.9483 | 0
|  | 765.1134 | 5.0004e-05
|  | 765.2785 | 0
|  | 765.4436 | 6.9993e-05
|  | 765.6088 | 0
|  | 765.7739 | 5.0004e-05
|  | 765.939 | 0
|  | 766.1041 | 5.0004e-05
|  | 766.2692 | 0
|  | 766.4344 | 6.9993e-05
|  | 766.5995 | 0
|  | 766.7646 | 5.0004e-05
|  | 766.9298 | 0
|  | 767.0949 | 6.9993e-05
|  | 767.2601 | 0
|  | 767.4253 | 5.0004e-05
|  | 767.5904 | 0
|  | 767.7556 | 5.0004e-05
|  | 767.9208 | 0
|  | 768.0859 | 3.0002e-05
|  | 768.2511 | 0
|  | 768.4163 | 5.0004e-05
|  | 768.5815 | 0
|  | 768.7467 | 5.0004e-05
|  | 768.9119 | 0
|  | 769.0771 | 3.0002e-05
|  | 769.2423 | 0
|  | 769.4075 | 6.9993e-05
|  | 769.5727 | 0
|  | 769.738 | 5.0004e-05
|  | 769.9032 | 0
|  | 770.0684 | 5.0004e-05
|  | 770.2337 | 0
|  | 770.3989 | 5.0004e-05
|  | 770.5641 | 0
|  | 770.7294 | 6.9993e-05
|  | 770.8946 | 0
|  | 771.0599 | 6.9993e-05
|  | 771.2252 | 0
|  | 771.3904 | 5.0004e-05
|  | 771.5557 | 0
|  | 771.721 | 8.9995e-05
|  | 771.8863 | 0
|  | 772.0515 | 1.0001e-05
|  | 772.2168 | 0
|  | 772.3821 | 6.9993e-05
|  | 772.5474 | 0
|  | 772.7127 | 5.0004e-05
|  | 772.878 | 0
|  | 773.0434 | 5.0004e-05
|  | 773.2087 | 0
|  | 773.374 | 6.9993e-05
|  | 773.5393 | 0
|  | 773.7047 | 5.0004e-05
|  | 773.87 | 0
|  | 774.0353 | 3.0002e-05
|  | 774.2007 | 0
|  | 774.366 | 1.0001e-05
|  | 774.5314 | 0
|  | 774.6967 | 5.0004e-05
|  | 774.8621 | 0
|  | 775.0275 | 6.9993e-05
|  | 775.1928 | 0
|  | 775.3582 | 5.0004e-05
|  | 775.5236 | 0
|  | 775.689 | 3.0002e-05
|  | 775.8544 | 0
|  | 776.0198 | 1.0001e-05
|  | 776.1852 | 0
|  | 776.3506 | 5.0004e-05
|  | 776.516 | 0
|  | 776.6814 | 5.0004e-05
|  | 776.8468 | 0
|  | 777.0122 | 6.9993e-05
|  | 777.1776 | 0
|  | 777.3431 | 5.0004e-05
|  | 777.5085 | 0
|  | 777.6739 | 8.9995e-05
|  | 777.8394 | 0
|  | 778.0048 | 5.0004e-05
|  | 778.1703 | 0
|  | 778.3357 | 5.0004e-05
|  | 778.5012 | 0
|  | 778.6667 | 3.0002e-05
|  | 778.8321 | 0
|  | 778.9976 | 6.9993e-05
|  | 779.1631 | 0
|  | 779.3286 | 1.0001e-05
|  | 779.4941 | 0
|  | 779.6595 | 1.0001e-05
|  | 779.825 | 0
|  | 779.9905 | 0
|  | 780.1561 | 0
|  | 780.3216 | 0
|  | 780.4871 | 0
|  | 780.6526 | 0
|  | 780.8181 | 0
|  | 780.9836 | 0
|  | 781.1492 | 0
|  | 781.3147 | 0
|  | 781.4802 | 0
|  | 781.6458 | 0
|  | 781.8113 | 0
|  | 781.9769 | 0
|  | 782.1425 | 0
|  | 782.308 | 0
|  | 782.4736 | 0
|  | 782.6392 | 0
|  | 782.8047 | 0
|  | 782.9703 | 0
|  | 783.1359 | 0
|  | 783.3015 | 0
|  | 783.4671 | 0
|  | 783.6327 | 0
|  | 783.7983 | 0
|  | 783.9639 | 0
|  | 784.1295 | 0
|  | 784.2951 | 0
|  | 784.4607 | 0
|  | 784.6263 | 0
|  | 784.792 | 0
|  | 784.9576 | 0
|  | 785.1232 | 0
|  | 785.2889 | 0
|  | 785.4545 | 0
|  | 785.6202 | 0
|  | 785.7858 | 0
|  | 785.9515 | 0
|  | 786.1172 | 0
|  | 786.2828 | 0
|  | 786.4485 | 0
|  | 786.6142 | 0
|  | 786.7798 | 0
|  | 786.9455 | 0
|  | 787.1112 | 0
|  | 787.2769 | 0
|  | 787.4426 | 0
|  | 787.6083 | 0
|  | 787.774 | 0
|  | 787.9397 | 0
|  | 788.1054 | 0
|  | 788.2712 | 0
|  | 788.4369 | 0
|  | 788.6026 | 0
|  | 788.7683 | 0
|  | 788.9341 | 0
|  | 789.0998 | 0
|  | 789.2656 | 0
|  | 789.4313 | 0
|  | 789.5971 | 0
|  | 789.7628 | 0
|  | 789.9286 | 0
|  | 790.0944 | 0
|  | 790.2601 | 0
|  | 790.4259 | 0
|  | 790.5917 | 0
|  | 790.7575 | 0
|  | 790.9233 | 0
|  | 791.0891 | 0.0017667
|  | 791.2549 | 0
|  | 791.4207 | 0.0046468
|  | 791.5865 | 0.00056998
|  | 791.7523 | 0.0064668
|  | 791.9181 | 0.0049899
|  | 792.0839 | 0.0096869
|  | 792.2497 | 0.0051698
|  | 792.4155 | 0.0070268
|  | 792.5814 | 0.0078098
|  | 792.7472 | 0.010527
|  | 792.9131 | 0.0091497
|  | 793.0789 | 0.010707
|  | 793.2447 | 0.01277
|  | 793.4106 | 0.012427
|  | 793.5765 | 0.01325
|  | 793.7423 | 0.015707
|  | 793.9082 | 0.01197
|  | 794.0741 | 0.018007
|  | 794.2399 | 0.016709
|  | 794.4058 | 0.020367
|  | 794.5717 | 0.017469
|  | 794.7376 | 0.021647
|  | 794.9035 | 0.022669
|  | 795.0694 | 0.022827
|  | 795.2353 | 0.024749
|  | 795.4012 | 0.022327
|  | 795.5671 | 0.026109
|  | 795.733 | 0.025967
|  | 795.8989 | 0.025509
|  | 796.0648 | 0.023127
|  | 796.2308 | 0.027189
|  | 796.3967 | 0.027947
|  | 796.5626 | 0.022749
|  | 796.7286 | 0.030107
|  | 796.8945 | 0.026289
|  | 797.0604 | 0.029767
|  | 797.2264 | 0.024589
|  | 797.3923 | 0.025687
|  | 797.5583 | 0.023449
|  | 797.7243 | 0.025327
|  | 797.8902 | 0.027049
|  | 798.0562 | 0.039947
|  | 798.2222 | 0.029749
|  | 798.3882 | 0.038587
|  | 798.5541 | 0.033129
|  | 798.7201 | 0.034427
|  | 798.8861 | 0.034149
|  | 799.0521 | 0.046248
|  | 799.2181 | 0.047109
|  | 799.3841 | 0.053848
|  | 799.5501 | 0.053608
|  | 799.7162 | 0.050608
|  | 799.8822 | 0.050508
|  | 800.0482 | 0.052168
|  | 800.2142 | 0.049209
|  | 800.3803 | 0.055888
|  | 800.5463 | 0.050328
|  | 800.7123 | 0.055228
|  | 800.8784 | 0.056488
|  | 801.0444 | 0.060868
|  | 801.2105 | 0.060348
|  | 801.3765 | 0.063308
|  | 801.5426 | 0.067988
|  | 801.7086 | 0.071228
|  | 801.8747 | 0.070848
|  | 802.0408 | 0.072528
|  | 802.2069 | 0.074168
|  | 802.3729 | 0.075288
|  | 802.539 | 0.074808
|  | 802.7051 | 0.080688
|  | 802.8712 | 0.078588
|  | 803.0373 | 0.082048
|  | 803.2034 | 0.083008
|  | 803.3695 | 0.086948
|  | 803.5356 | 0.082908
|  | 803.7017 | 0.090888
|  | 803.8679 | 0.088307
|  | 804.034 | 0.093269
|  | 804.2001 | 0.093667
|  | 804.3662 | 0.095189
|  | 804.5324 | 0.095807
|  | 804.6985 | 0.10115
|  | 804.8647 | 0.099887
|  | 805.0308 | 0.10203
|  | 805.197 | 0.10163
|  | 805.3631 | 0.10763
|  | 805.5293 | 0.10645
|  | 805.6954 | 0.11133
|  | 805.8616 | 0.10515
|  | 806.0278 | 0.11267
|  | 806.194 | 0.10995
|  | 806.3601 | 0.11545
|  | 806.5263 | 0.11509
|  | 806.6925 | 0.11819
|  | 806.8587 | 0.11995
|  | 807.0249 | 0.12329
|  | 807.1911 | 0.12139
|  | 807.3573 | 0.12523
|  | 807.5235 | 0.12301
|  | 807.6897 | 0.12981
|  | 807.856 | 0.13203
|  | 808.0222 | 0.13537
|  | 808.1884 | 0.13115
|  | 808.3546 | 0.13811
|  | 808.5209 | 0.13721
|  | 808.6871 | 0.14131
|  | 808.8533 | 0.14071
|  | 809.0196 | 0.14443
|  | 809.1858 | 0.14147
|  | 809.3521 | 0.14995
|  | 809.5184 | 0.15057
|  | 809.6846 | 0.15529
|  | 809.8509 | 0.15197
|  | 810.0172 | 0.15685
|  | 810.1834 | 0.16107
|  | 810.3497 | 0.16257
|  | 810.516 | 0.16365
|  | 810.6823 | 0.16973
|  | 810.8486 | 0.16541
|  | 811.0149 | 0.17067
|  | 811.1812 | 0.1749
|  | 811.3475 | 0.17631
|  | 811.5138 | 0.17542
|  | 811.6801 | 0.17979
|  | 811.8464 | 0.1833
|  | 812.0127 | 0.19055
|  | 812.1791 | 0.18878
|  | 812.3454 | 0.19295
|  | 812.5117 | 0.19628
|  | 812.6781 | 0.19811
|  | 812.8444 | 0.19646
|  | 813.0107 | 0.20303
|  | 813.1771 | 0.20248
|  | 813.3434 | 0.20905
|  | 813.5098 | 0.20754
|  | 813.6762 | 0.21261
|  | 813.8425 | 0.21748
|  | 814.0089 | 0.22169
|  | 814.1753 | 0.2233
|  | 814.3416 | 0.22739
|  | 814.508 | 0.22782
|  | 814.6744 | 0.23269
|  | 814.8408 | 0.23152
|  | 815.0072 | 0.23099
|  | 815.1736 | 0.23394
|  | 815.34 | 0.23825
|  | 815.5064 | 0.2424
|  | 815.6728 | 0.24965
|  | 815.8392 | 0.24678
|  | 816.0056 | 0.25305
|  | 816.1721 | 0.2527
|  | 816.3385 | 0.25361
|  | 816.5049 | 0.2529
|  | 816.6713 | 0.25673
|  | 816.8378 | 0.25714
|  | 817.0042 | 0.26453
|  | 817.1707 | 0.2633
|  | 817.3371 | 0.26245
|  | 817.5036 | 0.26982
|  | 817.67 | 0.27547
|  | 817.8365 | 0.27314
|  | 818.003 | 0.27401
|  | 818.1694 | 0.27756
|  | 818.3359 | 0.28007
|  | 818.5024 | 0.28302
|  | 818.6689 | 0.28695
|  | 818.8353 | 0.28054
|  | 819.0018 | 0.28949
|  | 819.1683 | 0.29118
|  | 819.3348 | 0.29395
|  | 819.5013 | 0.29362
|  | 819.6678 | 0.29747
|  | 819.8343 | 0.29898
|  | 820.0009 | 0.30621
|  | 820.1674 | 0.30616
|  | 820.3339 | 0.31381
|  | 820.5004 | 0.30506
|  | 820.6669 | 0.31829
|  | 820.8335 | 0.31174
|  | 821 | 0.31941
|  | 821.1666 | 0.32264
|  | 821.3331 | 0.32701
|  | 821.4997 | 0.32694
|  | 821.6662 | 0.33389
|  | 821.8328 | 0.33736
|  | 821.9993 | 0.34411
|  | 822.1659 | 0.33906
|  | 822.3325 | 0.34863
|  | 822.499 | 0.35914
|  | 822.6656 | 0.36333
|  | 822.8322 | 0.36674
|  | 822.9988 | 0.37159
|  | 823.1654 | 0.37162
|  | 823.332 | 0.37525
|  | 823.4986 | 0.37986
|  | 823.6652 | 0.38629
|  | 823.8318 | 0.39304
|  | 823.9984 | 0.39457
|  | 824.165 | 0.39878
|  | 824.3316 | 0.40541
|  | 824.4982 | 0.41194
|  | 824.6648 | 0.41227
|  | 824.8315 | 0.41752
|  | 824.9981 | 0.42284
|  | 825.1647 | 0.43358
|  | 825.3314 | 0.42946
|  | 825.498 | 0.44012
|  | 825.6647 | 0.44136
|  | 825.8313 | 0.44878
|  | 825.998 | 0.44968
|  | 826.1646 | 0.45524
|  | 826.3313 | 0.4619
|  | 826.498 | 0.46544
|  | 826.6646 | 0.4683
|  | 826.8313 | 0.47208
|  | 826.998 | 0.48502
|  | 827.1647 | 0.47874
|  | 827.3314 | 0.48252
|  | 827.4981 | 0.48708
|  | 827.6648 | 0.48658
|  | 827.8314 | 0.49284
|  | 827.9982 | 0.49818
|  | 828.1649 | 0.50217
|  | 828.3316 | 0.49954
|  | 828.4983 | 0.50523
|  | 828.665 | 0.50808
|  | 828.8317 | 0.51567
|  | 828.9984 | 0.5099
|  | 829.1652 | 0.51751
|  | 829.3319 | 0.5226
|  | 829.4987 | 0.52507
|  | 829.6654 | 0.51826
|  | 829.8321 | 0.52657
|  | 829.9989 | 0.52058
|  | 830.1656 | 0.53017
|  | 830.3324 | 0.5262
|  | 830.4992 | 0.52385
|  | 830.6659 | 0.53182
|  | 830.8327 | 0.53105
|  | 830.9995 | 0.53036
|  | 831.1662 | 0.53247
|  | 831.333 | 0.53004
|  | 831.4998 | 0.53431
|  | 831.6666 | 0.53584
|  | 831.8334 | 0.53847
|  | 832.0002 | 0.53826
|  | 832.167 | 0.53909
|  | 832.3338 | 0.54312
|  | 832.5006 | 0.54621
|  | 832.6674 | 0.54554
|  | 832.8342 | 0.55501
|  | 833.001 | 0.553
|  | 833.1679 | 0.55153
|  | 833.3347 | 0.548
|  | 833.5015 | 0.55291
|  | 833.6684 | 0.55474
|  | 833.8352 | 0.55789
|  | 834.002 | 0.5574
|  | 834.1689 | 0.56507
|  | 834.3357 | 0.55534
|  | 834.5026 | 0.56853
|  | 834.6694 | 0.56712
|  | 834.8363 | 0.56971
|  | 835.0032 | 0.57304
|  | 835.17 | 0.57229
|  | 835.3369 | 0.5684
|  | 835.5038 | 0.58139
|  | 835.6707 | 0.57368
|  | 835.8375 | 0.57701
|  | 836.0044 | 0.57576
|  | 836.1713 | 0.58569
|  | 836.3382 | 0.5826
|  | 836.5051 | 0.59055
|  | 836.672 | 0.58538
|  | 836.8389 | 0.58767
|  | 837.0058 | 0.59276
|  | 837.1728 | 0.59521
|  | 837.3397 | 0.59596
|  | 837.5066 | 0.59945
|  | 837.6735 | 0.59762
|  | 837.8404 | 0.60407
|  | 838.0074 | 0.6029
|  | 838.1743 | 0.60899
|  | 838.3413 | 0.6064
|  | 838.5082 | 0.61431
|  | 838.6751 | 0.60778
|  | 838.8421 | 0.61541
|  | 839.0091 | 0.61412
|  | 839.176 | 0.62651
|  | 839.343 | 0.62168
|  | 839.5099 | 0.62719
|  | 839.6769 | 0.6239
|  | 839.8439 | 0.62893
|  | 840.0109 | 0.63224
|  | 840.1779 | 0.63461
|  | 840.3448 | 0.63102
|  | 840.5118 | 0.64017
|  | 840.6788 | 0.63462
|  | 840.8458 | 0.64675
|  | 841.0128 | 0.64502
|  | 841.1798 | 0.64475
|  | 841.3468 | 0.65002
|  | 841.5138 | 0.65685
|  | 841.6809 | 0.65842
|  | 841.8479 | 0.65265
|  | 842.0149 | 0.66496
|  | 842.1819 | 0.66385
|  | 842.349 | 0.66498
|  | 842.516 | 0.67271
|  | 842.683 | 0.6696
|  | 842.8501 | 0.66779
|  | 843.0171 | 0.67418
|  | 843.1842 | 0.68239
|  | 843.3512 | 0.6824
|  | 843.5183 | 0.68809
|  | 843.6854 | 0.69326
|  | 843.8524 | 0.69873
|  | 844.0195 | 0.70286
|  | 844.1866 | 0.71195
|  | 844.3536 | 0.70442
|  | 844.5207 | 0.71547
|  | 844.6878 | 0.71458
|  | 844.8549 | 0.72345
|  | 845.022 | 0.72186
|  | 845.1891 | 0.72727
|  | 845.3562 | 0.7311
|  | 845.5233 | 0.73579
|  | 845.6904 | 0.7431
|  | 845.8575 | 0.74985
|  | 846.0246 | 0.7543
|  | 846.1917 | 0.76455
|  | 846.3588 | 0.76568
|  | 846.526 | 0.77919
|  | 846.6931 | 0.7815
|  | 846.8602 | 0.78731
|  | 847.0274 | 0.79188
|  | 847.1945 | 0.80245
|  | 847.3616 | 0.80708
|  | 847.5288 | 0.81689
|  | 847.6959 | 0.82128
|  | 847.8631 | 0.82801
|  | 848.0302 | 0.83706
|  | 848.1974 | 0.84912
|  | 848.3646 | 0.8482
|  | 848.5317 | 0.85928
|  | 848.6989 | 0.85984
|  | 848.8661 | 0.87136
|  | 849.0333 | 0.8803
|  | 849.2004 | 0.88452
|  | 849.3676 | 0.88854
|  | 849.5348 | 0.90236
|  | 849.702 | 0.90352
|  | 849.8692 | 0.91398
|  | 850.0364 | 0.92067
|  | 850.2036 | 0.9269
|  | 850.3708 | 0.93585
|  | 850.538 | 0.93966
|  | 850.7053 | 0.94515
|  | 850.8725 | 0.95194
|  | 851.0397 | 0.95555
|  | 851.2069 | 0.95888
|  | 851.3742 | 0.96213
|  | 851.5414 | 0.96914
|  | 851.7086 | 0.96827
|  | 851.8759 | 0.98164
|  | 852.0431 | 0.97629
|  | 852.2104 | 0.98368
|  | 852.3776 | 0.98855
|  | 852.5449 | 0.9891
|  | 852.7121 | 0.99259
|  | 852.8794 | 0.9943
|  | 853.0467 | 0.98749
|  | 853.2139 | 1
|  | 853.3812 | 0.98749
|  | 853.5485 | 0.99604
|  | 853.7158 | 0.99737
|  | 853.883 | 0.99932
|  | 854.0503 | 0.99373
|  | 854.2176 | 0.99946
|  | 854.3849 | 0.99519
|  | 854.5522 | 0.9904
|  | 854.7195 | 0.98943
|  | 854.8868 | 0.99016
|  | 855.0541 | 0.98371
|  | 855.2215 | 0.98182
|  | 855.3888 | 0.97403
|  | 855.5561 | 0.97484
|  | 855.7234 | 0.97075
|  | 855.8907 | 0.97376
|  | 856.0581 | 0.96157
|  | 856.2254 | 0.95188
|  | 856.3928 | 0.94765
|  | 856.5601 | 0.94398
|  | 856.7274 | 0.93235
|  | 856.8948 | 0.9317
|  | 857.0621 | 0.92715
|  | 857.2295 | 0.91324
|  | 857.3969 | 0.90116
|  | 857.5642 | 0.9024
|  | 857.7316 | 0.88704
|  | 857.899 | 0.87472
|  | 858.0663 | 0.86726
|  | 858.2337 | 0.8528
|  | 858.4011 | 0.84916
|  | 858.5685 | 0.83794
|  | 858.7359 | 0.81722
|  | 858.9033 | 0.82021
|  | 859.0707 | 0.79742
|  | 859.2381 | 0.78829
|  | 859.4055 | 0.77262
|  | 859.5729 | 0.76811
|  | 859.7403 | 0.74248
|  | 859.9077 | 0.73797
|  | 860.0751 | 0.71924
|  | 860.2425 | 0.71429
|  | 860.41 | 0.70052
|  | 860.5774 | 0.68885
|  | 860.7448 | 0.66786
|  | 860.9123 | 0.65977
|  | 861.0797 | 0.64346
|  | 861.2471 | 0.63259
|  | 861.4146 | 0.61478
|  | 861.582 | 0.60939
|  | 861.7495 | 0.59508
|  | 861.9169 | 0.57817
|  | 862.0844 | 0.56298
|  | 862.2519 | 0.54893
|  | 862.4193 | 0.53288
|  | 862.5868 | 0.52295
|  | 862.7543 | 0.50628
|  | 862.9218 | 0.49798
|  | 863.0892 | 0.48026
|  | 863.2567 | 0.47548
|  | 863.4242 | 0.45902
|  | 863.5917 | 0.4556
|  | 863.7592 | 0.4305
|  | 863.9267 | 0.42748
|  | 864.0942 | 0.40851
|  | 864.2617 | 0.39932
|  | 864.4292 | 0.38791
|  | 864.5967 | 0.37574
|  | 864.7642 | 0.36413
|  | 864.9318 | 0.35798
|  | 865.0993 | 0.33793
|  | 865.2668 | 0.32422
|  | 865.4343 | 0.32105
|  | 865.6019 | 0.30574
|  | 865.7694 | 0.29341
|  | 865.9369 | 0.2901
|  | 866.1045 | 0.28181
|  | 866.272 | 0.27476
|  | 866.4396 | 0.26509
|  | 866.6071 | 0.2515
|  | 866.7747 | 0.24723
|  | 866.9423 | 0.24194
|  | 867.1098 | 0.23397
|  | 867.2774 | 0.22318
|  | 867.445 | 0.22131
|  | 867.6125 | 0.2137
|  | 867.7801 | 0.20441
|  | 867.9477 | 0.19448
|  | 868.1153 | 0.19013
|  | 868.2829 | 0.1838
|  | 868.4505 | 0.18113
|  | 868.6181 | 0.17004
|  | 868.7857 | 0.17197
|  | 868.9533 | 0.16435
|  | 869.1209 | 0.15933
|  | 869.2885 | 0.15307
|  | 869.4561 | 0.14671
|  | 869.6237 | 0.13989
|  | 869.7913 | 0.14103
|  | 869.959 | 0.13013
|  | 870.1266 | 0.12689
|  | 870.2942 | 0.12339
|  | 870.4619 | 0.12269
|  | 870.6295 | 0.11559
|  | 870.7971 | 0.11117
|  | 870.9648 | 0.10473
|  | 871.1324 | 0.10555
|  | 871.3001 | 0.099027
|  | 871.4677 | 0.10055
|  | 871.6354 | 0.089847
|  | 871.803 | 0.091148
|  | 871.9707 | 0.082728
|  | 872.1384 | 0.084788
|  | 872.3061 | 0.079188
|  | 872.4737 | 0.078428
|  | 872.6414 | 0.072468
|  | 872.8091 | 0.073328
|  | 872.9768 | 0.068128
|  | 873.1445 | 0.061908
|  | 873.3122 | 0.064728
|  | 873.4798 | 0.059668
|  | 873.6475 | 0.050428
|  | 873.8152 | 0.055208
|  | 873.983 | 0.048769
|  | 874.1507 | 0.052048
|  | 874.3184 | 0.053608
|  | 874.4861 | 0.053508
|  | 874.6538 | 0.051508
|  | 874.8215 | 0.047148
|  | 874.9893 | 0.040889
|  | 875.157 | 0.034787
|  | 875.3247 | 0.028689
|  | 875.4925 | 0.040887
|  | 875.6602 | 0.026049
|  | 875.8279 | 0.026867
|  | 875.9957 | 0.022869
|  | 876.1634 | 0.028347
|  | 876.3312 | 0.029049
|  | 876.4989 | 0.030247
|  | 876.6667 | 0.027869
|  | 876.8345 | 0.023887
|  | 877.0022 | 0.029529
|  | 877.17 | 0.022967
|  | 877.3378 | 0.022969
|  | 877.5056 | 0.021787
|  | 877.6733 | 0.018289
|  | 877.8411 | 0.017347
|  | 878.0089 | 0.01431
|  | 878.1767 | 0.014747
|  | 878.3445 | 0.01027
|  | 878.5123 | 0.010727
|  | 878.6801 | 0.01109
|  | 878.8479 | 0.011227
|  | 879.0157 | 0.0054698
|  | 879.1835 | 0.0071468
|  | 879.3513 | 0.0045899
|  | 879.5191 | 0.0064268
|  | 879.687 | 0.0028699
|  | 879.8548 | 0.0036467
|  | 880.0226 | 0
|  | 880.1904 | 0.0035267
|  | 880.3583 | 0.00034999
|  | 880.5261 | 2.6669e-05
|  | 880.6939 | 0
|  | 880.8618 | 0
|  | 881.0296 | 0
|  | 881.1975 | 0
|  | 881.3653 | 0
|  | 881.5332 | 0
|  | 881.7011 | 0
|  | 881.8689 | 0
|  | 882.0368 | 0
|  | 882.2047 | 0
|  | 882.3725 | 0
|  | 882.5404 | 0
|  | 882.7083 | 0
|  | 882.8762 | 0
|  | 883.0441 | 0
|  | 883.2119 | 0
|  | 883.3798 | 0
|  | 883.5477 | 0
|  | 883.7156 | 0
|  | 883.8835 | 0
|  | 884.0514 | 0
|  | 884.2194 | 0
|  | 884.3873 | 0
|  | 884.5552 | 0
|  | 884.7231 | 0
|  | 884.891 | 0
|  | 885.0589 | 0
|  | 885.2269 | 0
|  | 885.3948 | 0
|  | 885.5627 | 0
|  | 885.7307 | 0
|  | 885.8986 | 0
|  | 886.0666 | 0
|  | 886.2345 | 0
|  | 886.4025 | 0
|  | 886.5704 | 0
|  | 886.7384 | 0
|  | 886.9063 | 0
|  | 887.0743 | 0
|  | 887.2423 | 0
|  | 887.4103 | 0
|  | 887.5782 | 0
|  | 887.7462 | 0
|  | 887.9142 | 0
|  | 888.0822 | 0
|  | 888.2502 | 0
|  | 888.4182 | 0
|  | 888.5861 | 0
|  | 888.7541 | 0
|  | 888.9221 | 0
|  | 889.0901 | 0
|  | 889.2582 | 0
|  | 889.4262 | 0
|  | 889.5942 | 0
|  | 889.7622 | 0
|  | 889.9302 | 0
|  | 890.0982 | 0
|  | 890.2663 | 0
|  | 890.4343 | 0
|  | 890.6023 | 0
|  | 890.7704 | 0
|  | 890.9384 | 0
|  | 891.1064 | 0
|  | 891.2745 | 0
|  | 891.4425 | 0
|  | 891.6106 | 0
|  | 891.7786 | 0
|  | 891.9467 | 0
|  | 892.1148 | 1.0001e-05
|  | 892.2828 | 0
|  | 892.4509 | 1.0001e-05
|  | 892.619 | 0
|  | 892.787 | 0
|  | 892.9551 | 0
|  | 893.1232 | 0
|  | 893.2913 | 0
|  | 893.4594 | 1.0001e-05
|  | 893.6275 | 0
|  | 893.7956 | 0
|  | 893.9637 | 0
|  | 894.1318 | 0
|  | 894.2999 | 0
|  | 894.468 | 3.0002e-05
|  | 894.6361 | 0
|  | 894.8042 | 0
|  | 894.9723 | 0
|  | 895.1404 | 0
|  | 895.3086 | 0
|  | 895.4767 | 0
|  | 895.6448 | 0
|  | 895.8129 | 0
|  | 895.9811 | 0
|  | 896.1492 | 0
|  | 896.3174 | 6.6672e-06
|  | 896.4855 | 1.0001e-05
|  | 896.6536 | 6.6672e-06
|  | 896.8218 | 0
|  | 896.9899 | 6.6672e-06
|  | 897.1581 | 0
|  | 897.3263 | 6.6672e-06
|  | 897.4944 | 0
|  | 897.6626 | 6.6672e-06
|  | 897.8308 | 1.0001e-05
|  | 897.9989 | 0
|  | 898.1671 | 0
|  | 898.3353 | 0
|  | 898.5035 | 1.0001e-05
|  | 898.6717 | 0
|  | 898.8398 | 1.0001e-05
|  | 899.008 | 0
|  | 899.1762 | 0
|  | 899.3444 | 0
|  | 899.5126 | 0
|  | 899.6808 | 2.6669e-05
|  | 899.849 | 3.0002e-05
|  | 900.0173 | 0
|  | 900.1855 | 1.0001e-05
|  | 900.3537 | 0
|  | 900.5219 | 3.0002e-05
|  | 900.6901 | 0
|  | 900.8584 | 0
|  | 901.0266 | 6.6672e-06
|  | 901.1948 | 0
|  | 901.3631 | 0
|  | 901.5313 | 1.0001e-05
|  | 901.6995 | 0
|  | 901.8678 | 1.0001e-05
|  | 902.036 | 0
|  | 902.2043 | 3.0002e-05
|  | 902.3725 | 0
|  | 902.5408 | 0
|  | 902.709 | 0
|  | 902.8773 | 1.0001e-05
|  | 903.0456 | 0
|  | 903.2138 | 3.0002e-05
|  | 903.3821 | 6.6672e-06
|  | 903.5504 | 1.0001e-05
|  | 903.7187 | 0
|  | 903.8869 | 0
|  | 904.0552 | 0
|  | 904.2235 | 1.0001e-05
|  | 904.3918 | 6.6672e-06
|  | 904.5601 | 0
|  | 904.7284 | 6.6672e-06
|  | 904.8967 | 1.0001e-05
|  | 905.065 | 0
|  | 905.2333 | 0
|  | 905.4016 | 2.6669e-05
|  | 905.5699 | 1.0001e-05
|  | 905.7382 | 0
|  | 905.9066 | 0
|  | 906.0749 | 0
|  | 906.2432 | 3.0002e-05
|  | 906.4115 | 6.6672e-06
|  | 906.5799 | 1.0001e-05
|  | 906.7482 | 0
|  | 906.9165 | 3.0002e-05
|  | 907.0849 | 0
|  | 907.2532 | 3.0002e-05
|  | 907.4216 | 0
|  | 907.5899 | 3.0002e-05
|  | 907.7583 | 0
|  | 907.9266 | 1.0001e-05
|  | 908.095 | 0
|  | 908.2633 | 3.0002e-05
|  | 908.4317 | 0
|  | 908.6001 | 3.0002e-05
|  | 908.7684 | 0
|  | 908.9368 | 5.0004e-05
|  | 909.1052 | 0
|  | 909.2736 | 3.0002e-05
|  | 909.4419 | 0
|  | 909.6103 | 6.9993e-05
|  | 909.7787 | 0
|  | 909.9471 | 5.0004e-05
|  | 910.1155 | 0
|  | 910.2839 | 6.9993e-05
|  | 910.4523 | 0
|  | 910.6207 | 3.0002e-05
|  | 910.7891 | 0
|  | 910.9575 | 5.0004e-05
|  | 911.1259 | 0
|  | 911.2943 | 6.9993e-05
|  | 911.4628 | 0
|  | 911.6312 | 6.9993e-05
|  | 911.7996 | 0
|  | 911.968 | 6.9993e-05
|  | 912.1365 | 0
|  | 912.3049 | 6.9993e-05
|  | 912.4733 | 0
|  | 912.6418 | 5.0004e-05
|  | 912.8102 | 0
|  | 912.9787 | 6.9993e-05
|  | 913.1471 | 0
|  | 913.3156 | 6.9993e-05
|  | 913.484 | 0
|  | 913.6525 | 5.0004e-05
|  | 913.8209 | 0
|  | 913.9894 | 5.0004e-05
|  | 914.1579 | 0
|  | 914.3263 | 5.0004e-05
|  | 914.4948 | 0
|  | 914.6633 | 5.0004e-05
|  | 914.8317 | 0
|  | 915.0002 | 1.0001e-05
|  | 915.1687 | 0
|  | 915.3372 | 6.9993e-05
|  | 915.5057 | 0
|  | 915.6742 | 5.0004e-05
|  | 915.8427 | 0
|  | 916.0112 | 1.0001e-05
|  | 916.1797 | 0
|  | 916.3482 | 5.0004e-05
|  | 916.5167 | 0
|  | 916.6852 | 6.9993e-05
|  | 916.8537 | 0
|  | 917.0222 | 5.0004e-05
|  | 917.1907 | 0
|  | 917.3593 | 6.9993e-05
|  | 917.5278 | 0
|  | 917.6963 | 5.0004e-05
|  | 917.8648 | 0
|  | 918.0334 | 6.9993e-05
|  | 918.2019 | 0
|  | 918.3705 | 5.0004e-05
|  | 918.539 | 0
|  | 918.7075 | 6.9993e-05
|  | 918.8761 | 0
|  | 919.0446 | 6.9993e-05
|  | 919.2132 | 0
|  | 919.3817 | 5.0004e-05
|  | 919.5503 | 0
|  | 919.7189 | 5.0004e-05
|  | 919.8874 | 0
|  | 920.056 | 5.0004e-05
|  | 920.2246 | 0
|  | 920.3931 | 8.9995e-05
|  | 920.5617 | 0
|  | 920.7303 | 6.9993e-05
|  | 920.8989 | 0
|  | 921.0675 | 3.0002e-05
|  | 921.2361 | 0
|  | 921.4047 | 0.00011
|  | 921.5732 | 0
|  | 921.7418 | 3.0002e-05
|  | 921.9104 | 0
|  | 922.079 | 1.0001e-05
|  | 922.2477 | 0
|  | 922.4163 | 8.9995e-05
|  | 922.5849 | 0
|  | 922.7535 | 5.0004e-05
|  | 922.9221 | 0
|  | 923.0907 | 5.0004e-05
|  | 923.2593 | 0
|  | 923.428 | 5.0004e-05
|  | 923.5966 | 0
|  | 923.7652 | 6.9993e-05
|  | 923.9339 | 0
|  | 924.1025 | 5.0004e-05
|  | 924.2711 | 0
|  | 924.4398 | 5.0004e-05
|  | 924.6084 | 0
|  | 924.7771 | 8.9995e-05
|  | 924.9457 | 0
|  | 925.1144 | 6.9993e-05
|  | 925.283 | 0
|  | 925.4517 | 8.9995e-05
|  | 925.6204 | 0
|  | 925.789 | 6.9993e-05
|  | 925.9577 | 0
|  | 926.1264 | 6.9993e-05
|  | 926.295 | 0
|  | 926.4637 | 5.0004e-05
|  | 926.6324 | 0
|  | 926.8011 | 5.0004e-05
|  | 926.9698 | 0
|  | 927.1385 | 6.9993e-05
|  | 927.3071 | 0
|  | 927.4758 | 5.0004e-05
|  | 927.6445 | 0
|  | 927.8132 | 5.0004e-05
|  | 927.9819 | 0
|  | 928.1506 | 3.0002e-05
|  | 928.3194 | 0
|  | 928.4881 | 8.9995e-05
|  | 928.6568 | 0
|  | 928.8255 | 5.0004e-05
|  | 928.9942 | 0
|  | 929.1629 | 6.9993e-05
|  | 929.3317 | 0
|  | 929.5004 | 6.9993e-05
|  | 929.6691 | 0
|  | 929.8378 | 6.9993e-05
|  | 930.0066 | 0
|  | 930.1753 | 3.0002e-05
|  | 930.3441 | 0
|  | 930.5128 | 6.9993e-05
|  | 930.6816 | 0
|  | 930.8503 | 6.9993e-05
|  | 931.0191 | 0
|  | 931.1878 | 5.0004e-05
|  | 931.3566 | 0
|  | 931.5253 | 3.0002e-05
|  | 931.6941 | 0
|  | 931.8629 | 6.9993e-05
|  | 932.0316 | 0
|  | 932.2004 | 0.00011
|  | 932.3692 | 0
|  | 932.538 | 6.9993e-05
|  | 932.7067 | 0
|  | 932.8755 | 5.0004e-05
|  | 933.0443 | 0
|  | 933.2131 | 5.0004e-05
|  | 933.3819 | 0
|  | 933.5507 | 6.9993e-05
|  | 933.7195 | 0
|  | 933.8883 | 6.9993e-05
|  | 934.0571 | 0
|  | 934.2259 | 3.0002e-05
|  | 934.3947 | 0
|  | 934.5635 | 6.9993e-05
|  | 934.7323 | 0
|  | 934.9011 | 6.9993e-05
|  | 935.07 | 0
|  | 935.2388 | 6.9993e-05
|  | 935.4076 | 0
|  | 935.5764 | 6.9993e-05
|  | 935.7453 | 0
|  | 935.9141 | 5.0004e-05
|  | 936.0829 | 0
|  | 936.2518 | 5.0004e-05
|  | 936.4206 | 0
|  | 936.5894 | 5.0004e-05
|  | 936.7583 | 0
|  | 936.9271 | 6.9993e-05
|  | 937.096 | 0
|  | 937.2648 | 6.9993e-05
|  | 937.4337 | 0
|  | 937.6026 | 3.0002e-05
|  | 937.7714 | 0
|  | 937.9403 | 6.9993e-05
|  | 938.1092 | 0
|  | 938.278 | 6.9993e-05
|  | 938.4469 | 0
|  | 938.6158 | 8.9995e-05
|  | 938.7847 | 0
|  | 938.9535 | 6.9993e-05
|  | 939.1224 | 0
|  | 939.2913 | 6.9993e-05
|  | 939.4602 | 0
|  | 939.6291 | 5.0004e-05
|  | 939.798 | 0
|  | 939.9669 | 6.9993e-05
|  | 940.1358 | 0
|  | 940.3047 | 5.0004e-05
|  | 940.4736 | 0
|  | 940.6425 | 8.9995e-05
|  | 940.8114 | 0
|  | 940.9803 | 5.0004e-05
|  | 941.1492 | 0
|  | 941.3182 | 5.0004e-05
|  | 941.4871 | 0
|  | 941.656 | 8.9995e-05
|  | 941.8249 | 0
|  | 941.9939 | 6.9993e-05
|  | 942.1628 | 0
|  | 942.3317 | 5.0004e-05
|  | 942.5007 | 0
|  | 942.6696 | 5.0004e-05
|  | 942.8385 | 0
|  | 943.0075 | 6.9993e-05
|  | 943.1764 | 0
|  | 943.3454 | 5.0004e-05
|  | 943.5143 | 0
|  | 943.6833 | 6.9993e-05
|  | 943.8523 | 0
|  | 944.0212 | 0.00011
|  | 944.1902 | 0
|  | 944.3591 | 8.9995e-05
|  | 944.5281 | 0
|  | 944.6971 | 5.0004e-05
|  | 944.8661 | 0
|  | 945.035 | 5.0004e-05
|  | 945.204 | 0
|  | 945.373 | 6.9993e-05
|  | 945.542 | 0
|  | 945.711 | 8.9995e-05
|  | 945.88 | 0
|  | 946.049 | 5.0004e-05
|  | 946.218 | 0
|  | 946.387 | 6.9993e-05
|  | 946.556 | 0
|  | 946.725 | 6.9993e-05
|  | 946.894 | 0
|  | 947.063 | 6.9993e-05
|  | 947.232 | 0
|  | 947.401 | 6.9993e-05
|  | 947.57 | 0
|  | 947.739 | 6.9993e-05
|  | 947.9081 | 0
|  | 948.0771 | 5.0004e-05
|  | 948.2461 | 0
|  | 948.4151 | 6.9993e-05
|  | 948.5842 | 0
|  | 948.7532 | 6.9993e-05
|  | 948.9222 | 0
|  | 949.0913 | 6.9993e-05
|  | 949.2603 | 0
|  | 949.4294 | 6.9993e-05
|  | 949.5984 | 0
|  | 949.7675 | 5.0004e-05
|  | 949.9365 | 0
|  | 950.1056 | 3.0002e-05
|  | 950.2746 | 0
|  | 950.4437 | 6.9993e-05
|  | 950.6127 | 0
|  | 950.7818 | 6.9993e-05
|  | 950.9509 | 0
|  | 951.12 | 6.9993e-05
|  | 951.289 | 2.6669e-05
|  | 951.4581 | 0
|  | 951.6272 | 2.6669e-05
|  | 951.7963 | 1.0001e-05
|  | 951.9653 | 6.6672e-06
|  | 952.1344 | 1.0001e-05
|  | 952.3035 | 2.6669e-05
|  | 952.4726 | 3.0002e-05
|  | 952.6417 | 6.6672e-06
|  | 952.8108 | 3.0002e-05
|  | 952.9799 | 0
|  | 953.149 | 1.0001e-05
|  | 953.3181 | 4.6671e-05
|  | 953.4872 | 3.0002e-05
|  | 953.6563 | 0
|  | 953.8254 | 1.0001e-05
|  | 953.9945 | 6.6672e-06
|  | 954.1637 | 3.0002e-05
|  | 954.3328 | 0
|  | 954.5019 | 1.0001e-05
|  | 954.671 | 6.6672e-06
|  | 954.8401 | 3.0002e-05
|  | 955.0093 | 0
|  | 955.1784 | 1.0001e-05
|  | 955.3475 | 6.6672e-06
|  | 955.5167 | 3.0002e-05
|  | 955.6858 | 0
|  | 955.855 | 1.0001e-05
|  | 956.0241 | 6.6672e-06
|  | 956.1933 | 0
|  | 956.3624 | 0
|  | 956.5316 | 3.0002e-05
|  | 956.7007 | 2.6669e-05
|  | 956.8699 | 0
|  | 957.039 | 2.6669e-05
|  | 957.2082 | 1.0001e-05
|  | 957.3773 | 6.6672e-06
|  | 957.5465 | 0
|  | 957.7157 | 0
|  | 957.8849 | 0
|  | 958.054 | 0
|  | 958.2232 | 1.0001e-05
|  | 958.3924 | 0
|  | 958.5616 | 3.0002e-05
|  | 958.7308 | 6.6672e-06
|  | 958.8999 | 3.0002e-05
|  | 959.0691 | 2.6669e-05
|  | 959.2383 | 1.0001e-05
|  | 959.4075 | 6.6672e-06
|  | 959.5767 | 1.0001e-05
|  | 959.7459 | 6.6672e-06
|  | 959.9151 | 1.0001e-05
|  | 960.0843 | 6.6672e-06
|  | 960.2535 | 0
|  | 960.4227 | 2.6669e-05
|  | 960.5919 | 3.0002e-05
|  | 960.7612 | 0
|  | 960.9304 | 1.0001e-05
|  | 961.0996 | 6.6672e-06
|  | 961.2688 | 1.0001e-05
|  | 961.438 | 6.6672e-06
|  | 961.6073 | 1.0001e-05
|  | 961.7765 | 0
|  | 961.9457 | 0
|  | 962.1149 | 0
|  | 962.2842 | 3.0002e-05
|  | 962.4534 | 0
|  | 962.6227 | 0
|  | 962.7919 | 0
|  | 962.9612 | 1.0001e-05
|  | 963.1304 | 0
|  | 963.2997 | 1.0001e-05
|  | 963.4689 | 6.6672e-06
|  | 963.6382 | 3.0002e-05
|  | 963.8074 | 0
|  | 963.9767 | 1.0001e-05
|  | 964.1459 | 0
|  | 964.3152 | 3.0002e-05
|  | 964.4845 | 0
|  | 964.6537 | 1.0001e-05
|  | 964.823 | 6.6672e-06
|  | 964.9923 | 1.0001e-05
|  | 965.1616 | 6.6672e-06
|  | 965.3308 | 1.0001e-05
|  | 965.5001 | 0
|  | 965.6694 | 1.0001e-05
|  | 965.8387 | 0
|  | 966.008 | 1.0001e-05
|  | 966.1773 | 6.6672e-06
|  | 966.3466 | 3.0002e-05
|  | 966.5159 | 0
|  | 966.6852 | 0
|  | 966.8545 | 0
|  | 967.0238 | 3.0002e-05
|  | 967.1931 | 2.6669e-05
|  | 967.3624 | 3.0002e-05
|  | 967.5317 | 6.6672e-06
|  | 967.701 | 0
|  | 967.8703 | 0
|  | 968.0396 | 3.0002e-05
|  | 968.209 | 6.6672e-06
|  | 968.3783 | 1.0001e-05
|  | 968.5476 | 0
|  | 968.7169 | 1.0001e-05
|  | 968.8863 | 0
|  | 969.0556 | 3.0002e-05
|  | 969.2249 | 2.6669e-05
|  | 969.3943 | 1.0001e-05
|  | 969.5636 | 6.6672e-06
|  | 969.733 | 1.0001e-05
|  | 969.9023 | 6.6672e-06
|  | 970.0716 | 1.0001e-05
|  | 970.241 | 6.6672e-06
|  | 970.4103 | 3.0002e-05
|  | 970.5797 | 6.6672e-06
|  | 970.749 | 3.0002e-05
|  | 970.9184 | 0
|  | 971.0878 | 3.0002e-05
|  | 971.2571 | 0
|  | 971.4265 | 5.0004e-05
|  | 971.5959 | 6.6672e-06
|  | 971.7652 | 1.0001e-05
|  | 971.9346 | 0
|  | 972.104 | 1.0001e-05
|  | 972.2734 | 6.6672e-06
|  | 972.4427 | 3.0002e-05
|  | 972.6121 | 0
|  | 972.7815 | 3.0002e-05
|  | 972.9509 | 0
|  | 973.1203 | 3.0002e-05
|  | 973.2897 | 6.6672e-06
|  | 973.4591 | 3.0002e-05
|  | 973.6285 | 0
|  | 973.7979 | 3.0002e-05
|  | 973.9673 | 6.6672e-06
|  | 974.1367 | 0
|  | 974.3061 | 0
|  | 974.4755 | 3.0002e-05
|  | 974.6449 | 6.6672e-06
|  | 974.8143 | 3.0002e-05
|  | 974.9837 | 6.6672e-06
|  | 975.1531 | 3.0002e-05
|  | 975.3225 | 2.6669e-05
|  | 975.492 | 0
|  | 975.6614 | 6.6672e-06
|  | 975.8308 | 1.0001e-05
|  | 976.0002 | 0
|  | 976.1697 | 0
|  | 976.3391 | 2.6669e-05
|  | 976.5085 | 1.0001e-05
|  | 976.678 | 0
|  | 976.8474 | 0
|  | 977.0168 | 0
|  | 977.1863 | 3.0002e-05
|  | 977.3557 | 0
|  | 977.5252 | 1.0001e-05
|  | 977.6946 | 2.6669e-05
|  | 977.8641 | 1.0001e-05
|  | 978.0335 | 6.6672e-06
|  | 978.203 | 3.0002e-05
|  | 978.3725 | 0
|  | 978.5419 | 1.0001e-05
|  | 978.7114 | 0
|  | 978.8809 | 1.0001e-05
|  | 979.0503 | 0
|  | 979.2198 | 3.0002e-05
|  | 979.3893 | 0
|  | 979.5587 | 0
|  | 979.7282 | 0
|  | 979.8977 | 1.0001e-05
|  | 980.0672 | 0
|  | 980.2367 | 3.0002e-05
|  | 980.4062 | 0
|  | 980.5756 | 1.0001e-05
|  | 980.7451 | 6.6672e-06
|  | 980.9146 | 1.0001e-05
|  | 981.0841 | 2.6669e-05
|  | 981.2536 | 3.0002e-05
|  | 981.4231 | 6.6672e-06
|  | 981.5926 | 5.0004e-05
|  | 981.7621 | 6.6672e-06
|  | 981.9316 | 1.0001e-05
|  | 982.1011 | 0
|  | 982.2707 | 1.0001e-05
|  | 982.4402 | 6.6672e-06
|  | 982.6097 | 1.0001e-05
|  | 982.7792 | 6.6672e-06
|  | 982.9487 | 1.0001e-05
|  | 983.1182 | 2.6669e-05
|  | 983.2878 | 1.0001e-05
|  | 983.4573 | 6.6672e-06
|  | 983.6268 | 1.0001e-05
|  | 983.7964 | 6.6672e-06
|  | 983.9659 | 3.0002e-05
|  | 984.1354 | 6.6672e-06
|  | 984.305 | 3.0002e-05
|  | 984.4745 | 6.6672e-06
|  | 984.644 | 3.0002e-05
|  | 984.8136 | 6.6672e-06
|  | 984.9831 | 1.0001e-05
|  | 985.1527 | 6.6672e-06
|  | 985.3222 | 3.0002e-05
|  | 985.4918 | 6.6672e-06
|  | 985.6613 | 1.0001e-05
|  | 985.8309 | 6.6672e-06
|  | 986.0005 | 3.0002e-05
|  | 986.17 | 0
|  | 986.3396 | 1.0001e-05
|  | 986.5092 | 6.6672e-06
|  | 986.6787 | 3.0002e-05
|  | 986.8483 | 0
|  | 987.0179 | 3.0002e-05
|  | 987.1874 | 0
|  | 987.357 | 3.0002e-05
|  | 987.5266 | 2.6669e-05
|  | 987.6962 | 5.0004e-05
|  | 987.8658 | 0
|  | 988.0354 | 3.0002e-05
|  | 988.2049 | 0
|  | 988.3745 | 1.0001e-05
|  | 988.5441 | 6.6672e-06
|  | 988.7137 | 3.0002e-05
|  | 988.8833 | 2.6669e-05
|  | 989.0529 | 3.0002e-05
|  | 989.2225 | 0
|  | 989.3921 | 3.0002e-05
|  | 989.5617 | 6.6672e-06
|  | 989.7313 | 0
|  | 989.9009 | 0
|  | 990.0706 | 1.0001e-05
|  | 990.2402 | 6.6672e-06
|  | 990.4098 | 3.0002e-05
|  | 990.5794 | 0
|  | 990.749 | 1.0001e-05
|  | 990.9187 | 6.6672e-06
|  | 991.0883 | 1.0001e-05
|  | 991.2579 | 6.6672e-06
|  | 991.4275 | 3.0002e-05
|  | 991.5972 | 6.6672e-06
|  | 991.7668 | 1.0001e-05
|  | 991.9364 | 6.6672e-06
|  | 992.1061 | 3.0002e-05
|  | 992.2757 | 0
|  | 992.4454 | 3.0002e-05
|  | 992.615 | 6.6672e-06
|  | 992.7846 | 5.0004e-05
|  | 992.9543 | 6.6672e-06
|  | 993.1239 | 0
|  | 993.2936 | 6.6672e-06
|  | 993.4632 | 1.0001e-05
|  | 993.6329 | 6.6672e-06
|  | 993.8026 | 1.0001e-05
|  | 993.9722 | 6.6672e-06
|  | 994.1419 | 1.0001e-05
|  | 994.3115 | 0
|  | 994.4812 | 1.0001e-05
|  | 994.6509 | 0
|  | 994.8206 | 5.0004e-05
|  | 994.9902 | 0
|  | 995.1599 | 5.0004e-05
|  | 995.3296 | 0
|  | 995.4993 | 5.0004e-05
|  | 995.6689 | 0
|  | 995.8386 | 6.9993e-05
|  | 996.0083 | 0
|  | 996.178 | 3.0002e-05
|  | 996.3477 | 0
|  | 996.5174 | 6.9993e-05
|  | 996.6871 | 0
|  | 996.8568 | 5.0004e-05
|  | 997.0265 | 0
|  | 997.1962 | 6.9993e-05
|  | 997.3659 | 0
|  | 997.5356 | 5.0004e-05
|  | 997.7053 | 0
|  | 997.875 | 6.9993e-05
|  | 998.0447 | 0
|  | 998.2144 | 8.9995e-05
|  | 998.3841 | 0
|  | 998.5539 | 6.9993e-05
|  | 998.7236 | 0
|  | 998.8933 | 3.0002e-05
|  | 999.063 | 0
|  | 999.2327 | 6.9993e-05
|  | 999.4025 | 0
|  | 999.5722 | 6.9993e-05
|  | 999.7419 | 0
|  | 999.9117 | 6.9993e-05
|  | 1000.0814 | 0
|  | 1000.2511 | 8.9995e-05
|  | 1000.4209 | 0
|  | 1000.5906 | 5.0004e-05
|  | 1000.7604 | 0
|  | 1000.9301 | 5.0004e-05
|  | 1001.0999 | 0
|  | 1001.2696 | 5.0004e-05
|  | 1001.4394 | 0
|  | 1001.6091 | 8.9995e-05
|  | 1001.7789 | 0
|  | 1001.9486 | 6.9993e-05
|  | 1002.1184 | 0
|  | 1002.2881 | 3.0002e-05
|  | 1002.4579 | 0
|  | 1002.6277 | 5.0004e-05
|  | 1002.7974 | 0
|  | 1002.9672 | 5.0004e-05
|  | 1003.137 | 0
|  | 1003.3068 | 5.0004e-05
|  | 1003.4765 | 0
|  | 1003.6463 | 6.9993e-05
|  | 1003.8161 | 0
|  | 1003.9859 | 6.9993e-05
|  | 1004.1557 | 0
|  | 1004.3254 | 6.9993e-05
|  | 1004.4952 | 0
|  | 1004.665 | 5.0004e-05
|  | 1004.8348 | 0
|  | 1005.0046 | 5.0004e-05
|  | 1005.1744 | 6.6672e-06
|  | 1005.3442 | 5.0004e-05
|  | 1005.514 | 0
|  | 1005.6838 | 1.0001e-05
|  | 1005.8536 | 0
|  | 1006.0234 | 3.0002e-05
|  | 1006.1932 | 0
|  | 1006.363 | 6.9993e-05
|  | 1006.5328 | 0
|  | 1006.7026 | 5.0004e-05
|  | 1006.8725 | 0
|  | 1007.0423 | 5.0004e-05
|  | 1007.2121 | 0
|  | 1007.3819 | 5.0004e-05
|  | 1007.5517 | 0
|  | 1007.7216 | 5.0004e-05
|  | 1007.8914 | 0
|  | 1008.0612 | 5.0004e-05
|  | 1008.2311 | 0
|  | 1008.4009 | 6.9993e-05
|  | 1008.5707 | 0
|  | 1008.7406 | 6.9993e-05
|  | 1008.9104 | 0
|  | 1009.0802 | 5.0004e-05
|  | 1009.2501 | 0
|  | 1009.4199 | 6.9993e-05
|  | 1009.5898 | 0
|  | 1009.7596 | 5.0004e-05
|  | 1009.9295 | 0
|  | 1010.0993 | 5.0004e-05
|  | 1010.2692 | 0
|  | 1010.439 | 6.9993e-05
|  | 1010.6089 | 0
|  | 1010.7788 | 5.0004e-05
|  | 1010.9486 | 0
|  | 1011.1185 | 5.0004e-05
|  | 1011.2883 | 0
|  | 1011.4582 | 3.0002e-05
|  | 1011.6281 | 0
|  | 1011.798 | 3.0002e-05
|  | 1011.9678 | 0
|  | 1012.1377 | 5.0004e-05
|  | 1012.3076 | 0
|  | 1012.4775 | 5.0004e-05
|  | 1012.6473 | 0
|  | 1012.8172 | 8.9995e-05
|  | 1012.9871 | 0
|  | 1013.157 | 6.9993e-05
|  | 1013.3269 | 0
|  | 1013.4968 | 5.0004e-05
|  | 1013.6667 | 0
|  | 1013.8366 | 3.0002e-05
|  | 1014.0065 | 0
|  | 1014.1764 | 6.9993e-05
|  | 1014.3463 | 0
|  | 1014.5162 | 6.9993e-05
|  | 1014.6861 | 0
|  | 1014.856 | 6.9993e-05
|  | 1015.0259 | 0
|  | 1015.1958 | 6.9993e-05
|  | 1015.3657 | 0
|  | 1015.5356 | 5.0004e-05
|  | 1015.7055 | 0
|  | 1015.8754 | 6.9993e-05
|  | 1016.0454 | 0
|  | 1016.2153 | 6.9993e-05
|  | 1016.3852 | 0
|  | 1016.5551 | 6.9993e-05
|  | 1016.7251 | 0
|  | 1016.895 | 8.9995e-05
|  | 1017.0649 | 0
|  | 1017.2348 | 8.9995e-05
|  | 1017.4048 | 0
|  | 1017.5747 | 3.0002e-05
|  | 1017.7447 | 0
|  | 1017.9146 | 5.0004e-05
|  | 1018.0845 | 0
|  | 1018.2545 | 6.9993e-05
|  | 1018.4244 | 0
|  | 1018.5944 | 5.0004e-05
|  | 1018.7643 | 0
|  | 1018.9343 | 5.0004e-05
|  | 1019.1042 | 0
|  | 1019.2742 | 5.0004e-05
|  | 1019.4441 | 0
|  | 1019.6141 | 5.0004e-05
|  | 1019.784 | 0
|  | 1019.954 | 6.9993e-05
|  | 1020.124 | 0
|  | 1020.2939 | 0.00011
|  | 1020.4639 | 0
|  | 1020.6339 | 3.0002e-05
|  | 1020.8038 | 0
|  | 1020.9738 | 8.9995e-05
|  | 1021.1438 | 0
|  | 1021.3138 | 5.0004e-05
|  | 1021.4837 | 0
|  | 1021.6537 | 6.9993e-05
|  | 1021.8237 | 0
|  | 1021.9937 | 5.0004e-05
|  | 1022.1637 | 0
|  | 1022.3337 | 5.0004e-05
|  | 1022.5036 | 0
|  | 1022.6736 | 6.9993e-05
|  | 1022.8436 | 0
|  | 1023.0136 | 6.9993e-05
|  | 1023.1836 | 0
|  | 1023.3536 | 6.9993e-05
|  | 1023.5236 | 0
|  | 1023.6936 | 6.9993e-05
|  | 1023.8636 | 0
|  | 1024.0336 | 6.9993e-05
|  | 1024.2036 | 0
|  | 1024.3736 | 6.9993e-05
|  | 1024.5436 | 0
|  | 1024.7137 | 6.9993e-05
|  | 1024.8837 | 0
|  | 1025.0537 | 3.0002e-05
|  | 1025.2237 | 0
|  | 1025.3937 | 8.9995e-05
|  | 1025.5637 | 0
|  | 1025.7338 | 5.0004e-05
|  | 1025.9038 | 0
|  | 1026.0738 | 5.0004e-05
|  | 1026.2438 | 0
|  | 1026.4139 | 1.0001e-05
|  | 1026.5839 | 0
|  | 1026.7539 | 5.0004e-05
|  | 1026.924 | 0
|  | 1027.094 | 5.0004e-05
|  | 1027.264 | 0
|  | 1027.4341 | 5.0004e-05
|  | 1027.6041 | 0
|  | 1027.7742 | 5.0004e-05
|  | 1027.9442 | 0
|  | 1028.1143 | 5.0004e-05
|  | 1028.2843 | 0
|  | 1028.4544 | 5.0004e-05
|  | 1028.6244 | 0
|  | 1028.7945 | 6.9993e-05
|  | 1028.9645 | 0
|  | 1029.1346 | 8.9995e-05
|  | 1029.3046 | 0
|  | 1029.4747 | 6.9993e-05
|  | 1029.6448 | 0
|  | 1029.8148 | 8.9995e-05
|  | 1029.9849 | 0
|  | 1030.155 | 3.0002e-05
|  | 1030.325 | 0
|  | 1030.4951 | 3.0002e-05
|  | 1030.6652 | 0
|  | 1030.8352 | 5.0004e-05
|  | 1031.0053 | 0
|  | 1031.1754 | 5.0004e-05
|  | 1031.3455 | 0
|  | 1031.5156 | 6.9993e-05
|  | 1031.6856 | 0
|  | 1031.8557 | 8.9995e-05
|  | 1032.0258 | 0
|  | 1032.1959 | 8.9995e-05
|  | 1032.366 | 0
|  | 1032.5361 | 8.9995e-05
|  | 1032.7062 | 0
|  | 1032.8763 | 6.9993e-05
|  | 1033.0464 | 0
|  | 1033.2165 | 5.0004e-05
|  | 1033.3866 | 0
|  | 1033.5567 | 6.9993e-05
|  | 1033.7268 | 0
|  | 1033.8969 | 6.9993e-05
|  | 1034.067 | 0
|  | 1034.2371 | 8.9995e-05
|  | 1034.4072 | 0
|  | 1034.5773 | 5.0004e-05
|  | 1034.7474 | 0
|  | 1034.9175 | 5.0004e-05
|  | 1035.0877 | 0
|  | 1035.2578 | 6.9993e-05
|  | 1035.4279 | 0
|  | 1035.598 | 6.9993e-05
|  | 1035.7681 | 0
|  | 1035.9383 | 6.9993e-05
|  | 1036.1084 | 0
|  | 1036.2785 | 3.0002e-05
|  | 1036.4486 | 0
|  | 1036.6188 | 3.0002e-05
|  | 1036.7889 | 0
|  | 1036.959 | 8.9995e-05
|  | 1037.1292 | 0
|  | 1037.2993 | 5.0004e-05
|  | 1037.4695 | 0
|  | 1037.6396 | 8.9995e-05
|  | 1037.8097 | 0
|  | 1037.9799 | 5.0004e-05
|  | 1038.15 | 0
|  | 1038.3202 | 1.0001e-05
|  | 1038.4903 | 0
|  | 1038.6605 | 1.0001e-05
|  | 1038.8306 | 6.6672e-06
|  | 1039.0008 | 1.0001e-05
|  | 1039.1709 | 6.6672e-06
|  | 1039.3411 | 0
|  | 1039.5113 | 2.6669e-05
|  | 1039.6814 | 3.0002e-05
|  | 1039.8516 | 6.6672e-06
|  | 1040.0217 | 1.0001e-05
|  | 1040.1919 | 0
|  | 1040.3621 | 3.0002e-05
|  | 1040.5322 | 6.6672e-06
|  | 1040.7024 | 3.0002e-05
|  | 1040.8726 | 0
|  | 1041.0428 | 0
|  | 1041.2129 | 0
|  | 1041.3831 | 0
|  | 1041.5533 | 6.6672e-06
|  | 1041.7235 | 0
|  | 1041.8937 | 0
|  | 1042.0638 | 0
|  | 1042.234 | 0
|  | 1042.4042 | 5.0004e-05
|  | 1042.5744 | 0
|  | 1042.7446 | 0
|  | 1042.9148 | 0
|  | 1043.085 | 1.0001e-05
|  | 1043.2552 | 0
|  | 1043.4254 | 1.0001e-05
|  | 1043.5956 | 0
|  | 1043.7658 | 0
|  | 1043.936 | 0
|  | 1044.1062 | 1.0001e-05
|  | 1044.2764 | 0
|  | 1044.4466 | 1.0001e-05
|  | 1044.6168 | 0
|  | 1044.787 | 0
|  | 1044.9572 | 0
|  | 1045.1274 | 0
|  | 1045.2976 | 0
|  | 1045.4678 | 0
|  | 1045.638 | 0
|  | 1045.8083 | 0
|  | 1045.9785 | 0
|  | 1046.1487 | 0
|  | 1046.3189 | 0
|  | 1046.4892 | 0
|  | 1046.6594 | 0
|  | 1046.8296 | 0
|  | 1046.9998 | 0
|  | 1047.1701 | 0
|  | 1047.3403 | 0
|  | 1047.5105 | 1.0001e-05
|  | 1047.6808 | 0
|  | 1047.851 | 0
|  | 1048.0212 | 0
|  | 1048.1915 | 0
|  | 1048.3617 | 0
|  | 1048.532 | 0
|  | 1048.7022 | 0
|  | 1048.8724 | 0
|  | 1049.0427 | 6.6672e-06
|  | 1049.2129 | 0
|  | 1049.3832 | 0
|  | 1049.5534 | 0
|  | 1049.7237 | 0
|  | 1049.8939 | 0
|  | 1050.0642 | 0
|  | 1050.2345 | 0
|  | 1050.4047 | 0
|  | 1050.575 | 0
|  | 1050.7452 | 0
|  | 1050.9155 | 1.0001e-05
|  | 1051.0858 | 0
|  | 1051.256 | 0
|  | 1051.4263 | 0
|  | 1051.5966 | 0
|  | 1051.7668 | 0
|  | 1051.9371 | 3.0002e-05
|  | 1052.1074 | 0
|  | 1052.2777 | 0
|  | 1052.4479 | 0
|  | 1052.6182 | 1.0001e-05
|  | 1052.7885 | 0
|  | 1052.9588 | 0
|  | 1053.1291 | 0
|  | 1053.2993 | 0
|  | 1053.4696 | 6.6672e-06
|  | 1053.6399 | 0
|  | 1053.8102 | 0
|  | 1053.9805 | 3.0002e-05
|  | 1054.1508 | 0
|  | 1054.3211 | 0
|  | 1054.4914 | 0
|  | 1054.6617 | 0
|  | 1054.832 | 0
|  | 1055.0023 | 0
|  | 1055.1726 | 0
|  | 1055.3429 | 0
|  | 1055.5132 | 0
|  | 1055.6835 | 0
|  | 1055.8538 | 0
|  | 1056.0241 | 0
|  | 1056.1944 | 0
|  | 1056.3647 | 1.0001e-05
|  | 1056.535 | 0
|  | 1056.7053 | 0
|  | 1056.8756 | 0
|  | 1057.046 | 0
|  | 1057.2163 | 0
|  | 1057.3866 | 0
|  | 1057.5569 | 0
|  | 1057.7272 | 0
|  | 1057.8976 | 0
|  | 1058.0679 | 0
|  | 1058.2382 | 0
|  | 1058.4085 | 0
|  | 1058.5789 | 0
|  | 1058.7492 | 1.0001e-05
|  | 1058.9195 | 0
|  | 1059.0899 | 0
|  | 1059.2602 | 0
|  | 1059.4305 | 0
|  | 1059.6009 | 0
|  | 1059.7712 | 1.0001e-05
|  | 1059.9415 | 0
|  | 1060.1119 | 0
|  | 1060.2822 | 0
|  | 1060.4526 | 0
|  | 1060.6229 | 0
|  | 1060.7933 | 0
|  | 1060.9636 | 0
|  | 1061.134 | 1.0001e-05
|  | 1061.3043 | 6.6672e-06
|  | 1061.4747 | 1.0001e-05
|  | 1061.645 | 0
|  | 1061.8154 | 0
|  | 1061.9857 | 0
|  | 1062.1561 | 0
|  | 1062.3265 | 0
|  | 1062.4968 | 0
|  | 1062.6672 | 0
|  | 1062.8375 | 0
|  | 1063.0079 | 6.6672e-06
|  | 1063.1783 | 0
|  | 1063.3486 | 0
|  | 1063.519 | 0
|  | 1063.6894 | 0
|  | 1063.8597 | 0
|  | 1064.0301 | 6.6672e-06
|  | 1064.2005 | 0
|  | 1064.3709 | 0
|  | 1064.5412 | 0
|  | 1064.7116 | 0
|  | 1064.882 | 0
|  | 1065.0524 | 6.6672e-06
|  | 1065.2228 | 0
|  | 1065.3931 | 0
|  | 1065.5635 | 0
|  | 1065.7339 | 0
|  | 1065.9043 | 0
|  | 1066.0747 | 6.6672e-06
|  | 1066.2451 | 3.0002e-05
|  | 1066.4155 | 0
|  | 1066.5859 | 0
|  | 1066.7563 | 0
|  | 1066.9267 | 0
|  | 1067.0971 | 0
|  | 1067.2675 | 1.0001e-05
|  | 1067.4379 | 0
|  | 1067.6083 | 0
|  | 1067.7787 | 0
|  | 1067.9491 | 0
|  | 1068.1195 | 0
|  | 1068.2899 | 1.0001e-05
|  | 1068.4603 | 0
|  | 1068.6307 | 0
|  | 1068.8011 | 0
|  | 1068.9715 | 1.0001e-05
|  | 1069.1419 | 0
|  | 1069.3123 | 0
|  | 1069.4828 | 0
|  | 1069.6532 | 0
|  | 1069.8236 | 0
|  | 1069.994 | 1.0001e-05
|  | 1070.1644 | 0
|  | 1070.3348 | 0
|  | 1070.5053 | 0
|  | 1070.6757 | 0
|  | 1070.8461 | 6.6672e-06
|  | 1071.0165 | 0
|  | 1071.187 | 0
|  | 1071.3574 | 0
|  | 1071.5278 | 0
|  | 1071.6983 | 0
|  | 1071.8687 | 0
|  | 1072.0391 | 0
|  | 1072.2096 | 6.6672e-06
|  | 1072.38 | 0
|  | 1072.5504 | 0
|  | 1072.7209 | 0
|  | 1072.8913 | 6.6672e-06
|  | 1073.0618 | 1.0001e-05
|  | 1073.2322 | 0
|  | 1073.4027 | 1.0001e-05
|  | 1073.5731 | 0
|  | 1073.7435 | 0
|  | 1073.914 | 6.6672e-06
|  | 1074.0844 | 0
|  | 1074.2549 | 0
|  | 1074.4253 | 1.0001e-05
|  | 1074.5958 | 0
|  | 1074.7663 | 0
|  | 1074.9367 | 0
|  | 1075.1072 | 1.0001e-05
|  | 1075.2776 | 0
|  | 1075.4481 | 3.0002e-05
|  | 1075.6185 | 0
|  | 1075.789 | 1.0001e-05
|  | 1075.9595 | 0
|  | 1076.1299 | 0
|  | 1076.3004 | 0
|  | 1076.4709 | 0
|  | 1076.6413 | 0
|  | 1076.8118 | 0
|  | 1076.9823 | 0
|  | 1077.1527 | 0
|  | 1077.3232 | 0
|  | 1077.4937 | 1.0001e-05
|  | 1077.6642 | 0
|  | 1077.8346 | 1.0001e-05
|  | 1078.0051 | 0
|  | 1078.1756 | 1.0001e-05
|  | 1078.3461 | 0
|  | 1078.5166 | 1.0001e-05
|  | 1078.687 | 0
|  | 1078.8575 | 1.0001e-05
|  | 1079.028 | 0
|  | 1079.1985 | 0
|  | 1079.369 | 6.6672e-06
|  | 1079.5395 | 1.0001e-05
|  | 1079.71 | 0
|  | 1079.8805 | 1.0001e-05
|  | 1080.051 | 0
|  | 1080.2214 | 0
|  | 1080.3919 | 0
|  | 1080.5624 | 0
|  | 1080.7329 | 0
|  | 1080.9034 | 0
|  | 1081.0739 | 6.6672e-06
|  | 1081.2444 | 0
|  | 1081.4149 | 0
|  | 1081.5854 | 0
|  | 1081.7559 | 0
|  | 1081.9264 | 5.0004e-05
|  | 1082.0969 | 0
|  | 1082.2675 | 3.0002e-05
|  | 1082.438 | 0
|  | 1082.6085 | 5.0004e-05
|  | 1082.779 | 0
|  | 1082.9495 | 1.0001e-05
|  | 1083.12 | 0
|  | 1083.2905 | 3.0002e-05
|  | 1083.461 | 0
|  | 1083.6316 | 5.0004e-05
|  | 1083.8021 | 0
|  | 1083.9726 | 1.0001e-05
|  | 1084.1431 | 0
|  | 1084.3136 | 3.0002e-05
|  | 1084.4842 | 0
|  | 1084.6547 | 1.0001e-05
|  | 1084.8252 | 0
|  | 1084.9957 | 6.9993e-05
|  | 1085.1663 | 0
|  | 1085.3368 | 3.0002e-05
|  | 1085.5073 | 0
|  | 1085.6778 | 5.0004e-05
|  | 1085.8484 | 0
|  | 1086.0189 | 1.0001e-05
|  | 1086.1894 | 0
|  | 1086.36 | 3.0002e-05
|  | 1086.5305 | 0
|  | 1086.701 | 5.0004e-05
|  | 1086.8716 | 0
|  | 1087.0421 | 6.9993e-05
|  | 1087.2127 | 0
|  | 1087.3832 | 5.0004e-05
|  | 1087.5537 | 0
|  | 1087.7243 | 1.0001e-05
|  | 1087.8948 | 0
|  | 1088.0654 | 3.0002e-05
|  | 1088.2359 | 0
|  | 1088.4065 | 6.9993e-05
|  | 1088.577 | 0
|  | 1088.7476 | 3.0002e-05
|  | 1088.9181 | 0
|  | 1089.0887 | 3.0002e-05
|  | 1089.2592 | 0
|  | 1089.4298 | 3.0002e-05
|  | 1089.6003 | 0
|  | 1089.7709 | 3.0002e-05
|  | 1089.9414 | 0
|  | 1090.112 | 3.0002e-05
|  | 1090.2826 | 0
|  | 1090.4531 | 3.0002e-05
|  | 1090.6237 | 0
|  | 1090.7943 | 3.0002e-05
|  | 1090.9648 | 0
|  | 1091.1354 | 3.0002e-05
|  | 1091.3059 | 0
|  | 1091.4765 | 3.0002e-05
|  | 1091.6471 | 0
|  | 1091.8177 | 1.0001e-05
|  | 1091.9882 | 0
|  | 1092.1588 | 1.0001e-05
|  | 1092.3294 | 0
|  | 1092.4999 | 5.0004e-05
|  | 1092.6705 | 0
|  | 1092.8411 | 3.0002e-05
|  | 1093.0117 | 0
|  | 1093.1822 | 5.0004e-05
|  | 1093.3528 | 0
|  | 1093.5234 | 5.0004e-05
|  | 1093.694 | 0
|  | 1093.8646 | 5.0004e-05
|  | 1094.0351 | 0
|  | 1094.2057 | 3.0002e-05
|  | 1094.3763 | 0
|  | 1094.5469 | 6.9993e-05
|  | 1094.7175 | 0
|  | 1094.8881 | 5.0004e-05
|  | 1095.0587 | 0
|  | 1095.2293 | 1.0001e-05
|  | 1095.3998 | 0
|  | 1095.5704 | 5.0004e-05
|  | 1095.741 | 0
|  | 1095.9116 | 5.0004e-05
|  | 1096.0822 | 0
|  | 1096.2528 | 6.9993e-05
|  | 1096.4234 | 0
|  | 1096.594 | 5.0004e-05
|  | 1096.7646 | 0
|  | 1096.9352 | 3.0002e-05
|  | 1097.1058 | 0
|  | 1097.2764 | 6.9993e-05
|  | 1097.447 | 0
|  | 1097.6176 | 6.9993e-05
|  | 1097.7882 | 0
|  | 1097.9588 | 6.9993e-05