| Area Under Normalized Curve |  | Area Under Normalized Curve |  | Area Under Normalized Curve |  | Area Under Normalized Curve |  | Area Under Normalized Curve |  | Area Under Normalized Curve |  | Area Under Normalized Curve |  | Area Under Normalized Curve |  | Area Under Normalized Curve |  | Area Under Normalized Curve |  | Area Under Normalized Curve |  | Area Under Normalized Curve |  | Area Under Normalized Curve |  | Area Under Normalized Curve |  | Area Under Normalized Curve |  | Area Under Normalized Curve |  | Area Under Normalized Curve |  | Area Under Normalized Curve |  | Area Under Normalized Curve |  | Area Under Normalized Curve |  | Area Under Normalized Curve |  | Area Under Normalized Curve |  | Area Under Normalized Curve |  | Area Under Normalized Curve |  | Area Under Normalized Curve |  | Area Under Normalized Curve |  | Area Under Normalized Curve
| Total | 9.7188 | Total | 12.0411 | Total | 13.4132 | Total | 12.562 | Total | 13.4332 | Total | 22.9624 | Total | 16.3791 | Total | 22.729 | Total | 24.0532 | Total | #REF! | Total | 30.4759 | Total | 38.2839 | Total | 40.986 | Total | #REF! | Total | 41.3202 | Total | 14.8711 | Total | 19.7106 | Total | 18.4367 | Total | 20.7268 | Total | 25.537 | Total | 25.537 | Total | 37.4574 | Total | 36.3782 | Total | 34.5024 | Total | 73.1931 | Total | 53.2517 | Total | 91.1104
Integration
| 1.7494e-05 |  | 0.0001666 |  | -0.0001475 |  | 1.9878e-06 |  | 0 |  | 0 |  | 0 |  | 0 |  | 1.235e-06 |  | #REF! |  | 0 |  | 0.00017281 |  | 0 |  | #REF! |  | 1.0495e-06 |  | 1.5172e-05 |  | 0 |  | 1.2765e-06 |  | 0 |  | 0 |  | 0 |  | 0.00027559 |  | 0 |  | 2.8399e-06 |  | 0.00060798 |  | 0 |  | 0
| 1.029e-05 |  | 5.0945e-05 |  | -4.1043e-05 |  | 0 |  | 0 |  | 0 |  | 0 |  | 0 |  | 1.1579e-06 |  | #REF! |  | 0 |  | 0.00019039 |  | 0 |  | #REF! |  | 1.3389e-06 |  | -2.8445e-05 |  | 0 |  | 1.2004e-06 |  | 0 |  | 0 |  | 0 |  | 0.00029017 |  | 0 |  | 2.3238e-06 |  | 0.00059263 |  | 0 |  | 0
| 2.0389e-05 |  | 6.3786e-05 |  | -3.2511e-06 |  | 4.9567e-05 |  | 0 |  | 0 |  | 0 |  | 0 |  | 1.0312e-06 |  | #REF! |  | 0 |  | 0.00010929 |  | 0 |  | #REF! |  | 1.3391e-06 |  | -1.0844e-06 |  | 0 |  | 1.1825e-06 |  | 0 |  | 0 |  | 0 |  | 0.00028482 |  | 0 |  | 0 |  | 0.0005919 |  | 0 |  | 0
| 4.1999e-05 |  | 9.0717e-05 |  | 7.1318e-05 |  | 4.9571e-05 |  | 0 |  | 0 |  | 0 |  | 0 |  | 9.3943e-07 |  | #REF! |  | 0 |  | 6.7352e-05 |  | 0 |  | #REF! |  | 1.6588e-06 |  | -0.00015713 |  | 0 |  | 1.1139e-06 |  | 0 |  | 0 |  | 0 |  | 0.00029405 |  | 0 |  | 0 |  | 0.00059654 |  | 0 |  | 0
| 4.0968e-05 |  | 7.5787e-05 |  | 0.00010229 |  | 2.1809e-05 |  | 0 |  | 0 |  | 0 |  | 0 |  | 8.8585e-07 |  | #REF! |  | 0 |  | 0.00011299 |  | 0 |  | #REF! |  | 1.6589e-06 |  | -2.384e-05 |  | 0 |  | 9.5417e-07 |  | 0 |  | 0 |  | 0 |  | 0.00019682 |  | 0 |  | 2.3241e-06 |  | 0.00059658 |  | 0 |  | 0
| 9.0727e-06 |  | 8.7614e-06 |  | 7.1956e-05 |  | 2.1808e-05 |  | 0 |  | 0 |  | 0 |  | 0 |  | 9.1029e-07 |  | #REF! |  | 0 |  | 9.5128e-05 |  | 0 |  | #REF! |  | 1.2778e-06 |  | 9.1018e-06 |  | 0 |  | 8.3331e-07 |  | 0 |  | 0 |  | 0 |  | 0.0001569 |  | 0 |  | 2.3241e-06 |  | 0.00059124 |  | 0 |  | 0
| 0 |  | 5.3767e-06 |  | -1.0674e-05 |  | 1.8834e-05 |  | 0 |  | 0 |  | 0 |  | 0 |  | 9.1577e-07 |  | #REF! |  | 0 |  | 3.6509e-05 |  | 0 |  | #REF! |  | 1.2779e-06 |  | -0.00017338 |  | 0 |  | 8.1866e-07 |  | 0 |  | 0 |  | 0 |  | 0.00020273 |  | 0 |  | 2.3244e-06 |  | 0.00058744 |  | 0 |  | 0
| 1.3374e-05 |  | 0.00016531 |  | 2.1699e-05 |  | 1.8834e-05 |  | 0 |  | 0 |  | 0 |  | 0 |  | 8.9819e-07 |  | #REF! |  | 0 |  | 8.5196e-05 |  | 0 |  | #REF! |  | 1.819e-06 |  | 2.8175e-05 |  | 0 |  | 8.4484e-07 |  | 0 |  | 0 |  | 0 |  | 0.00026955 |  | 0 |  | 2.3244e-06 |  | 0.00058748 |  | 0 |  | 0
| 1.3373e-05 |  | 0.00012151 |  | 4.0407e-05 |  | 0 |  | 0 |  | 0 |  | 0 |  | 0 |  | 8.928e-07 |  | #REF! |  | 0 |  | 0.00014209 |  | 0 |  | #REF! |  | 1.8193e-06 |  | -0.00012787 |  | 0 |  | 8.22e-07 |  | 0 |  | 0 |  | 0 |  | 0.00031181 |  | 0 |  | 7.7481e-07 |  | 0.00059059 |  | 0 |  | 0
| 0 |  | 0.00012679 |  | 0.00018438 |  | 7.948e-06 |  | 0 |  | 0 |  | 0 |  | 0 |  | 9.0193e-07 |  | #REF! |  | 0 |  | 0.00010801 |  | 0 |  | #REF! |  | 2.9683e-06 |  | -0.0002384 |  | 0 |  | 8.4619e-07 |  | 0 |  | 0 |  | 0 |  | 0.00022042 |  | 0 |  | 1.2915e-06 |  | 0.00059443 |  | 0 |  | 0
| 7.0878e-05 |  | 0.00011238 |  | 0.00020674 |  | 3.3718e-05 |  | 0 |  | 0 |  | 0 |  | 0 |  | 9.075e-07 |  | #REF! |  | 0 |  | 0.00013373 |  | 0 |  | #REF! |  | 2.9685e-06 |  | -0.00015133 |  | 0 |  | 8.4946e-07 |  | 0 |  | 0 |  | 0 |  | 0.00016053 |  | 0 |  | 4.3912e-06 |  | 0.00060219 |  | 0 |  | 0
| 7.4987e-05 |  | 0.00011972 |  | 2.0376e-05 |  | 4.1662e-05 |  | 0 |  | 0 |  | 0 |  | 0 |  | 8.5641e-07 |  | #REF! |  | 0 |  | 0.00019547 |  | 0 |  | #REF! |  | 1.5733e-06 |  | 2.1674e-05 |  | 0 |  | 8.1069e-07 |  | 0 |  | 0 |  | 0 |  | 0.00023043 |  | 0 |  | 3.8748e-06 |  | 0.00060834 |  | 0 |  | 0
| 4.1144e-06 |  | 0.0001425 |  | -7.1375e-06 |  | 1.5894e-05 |  | 0 |  | 0 |  | 0 |  | 0 |  | 8.4849e-07 |  | #REF! |  | 0 |  | 8.2303e-05 |  | 0 |  | #REF! |  | 1.5733e-06 |  | -6.2857e-05 |  | 0 |  | 7.8585e-07 |  | 0 |  | 0 |  | 0 |  | 0.00026042 |  | 0 |  | 2.325e-06 |  | 0.00061226 |  | 0 |  | 0
| 1.5429e-05 |  | 6.8086e-05 |  | -5.7102e-06 |  | 0 |  | 0 |  | 0 |  | 0 |  | 0 |  | 8.967e-07 |  | #REF! |  | 0 |  | 3.8403e-05 |  | 0 |  | #REF! |  | 2.0019e-06 |  | -0.00029042 |  | 0 |  | 8.528e-07 |  | 0 |  | 0 |  | 0 |  | 0.00027962 |  | 0 |  | 2.3252e-06 |  | 0.00060918 |  | 0 |  | 0
| 1.5428e-05 |  | 4.613e-05 |  | 8.4069e-07 |  | 1.8829e-05 |  | 0 |  | 0 |  | 0 |  | 0 |  | 9.6432e-07 |  | #REF! |  | 0 |  | 0.00010927 |  | 0 |  | #REF! |  | 2.0019e-06 |  | -0.0003732 |  | 0 |  | 9.7699e-07 |  | 0 |  | 0 |  | 0 |  | 0.000315 |  | 0 |  | 7.7506e-07 |  | 0.00060542 |  | 0 |  | 0
| 0 |  | 4.8429e-05 |  | -4.0304e-05 |  | 1.8829e-05 |  | 0 |  | 0 |  | 0 |  | 0 |  | 1.0058e-06 |  | #REF! |  | 0 |  | 0.00010602 |  | 0 |  | #REF! |  | 1.1761e-06 |  | -0.00039769 |  | 0 |  | 1.065e-06 |  | 0 |  | 0 |  | 0 |  | 0.00039567 |  | 0 |  | 7.7511e-07 |  | 0.00060926 |  | 0 |  | 0
| 0 |  | 0.00013977 |  | -6.8586e-05 |  | 1.2882e-05 |  | 0 |  | 0 |  | 0 |  | 0 |  | 1.0145e-06 |  | #REF! |  | 0 |  | 0.00015173 |  | 0 |  | #REF! |  | 1.1762e-06 |  | -8.5607e-05 |  | 0 |  | 1.1052e-06 |  | 0 |  | 0 |  | 0 |  | 0.00038033 |  | 0 |  | 7.7516e-07 |  | 0.00061699 |  | 0 |  | 0
| 0 |  | 0.00017182 |  | -4.6354e-05 |  | 1.2882e-05 |  | 0 |  | 0 |  | 0 |  | 0 |  | 1.0041e-06 |  | #REF! |  | 0 |  | 0.00022629 |  | 0 |  | #REF! |  | 1.8228e-06 |  | -7.9105e-05 |  | 0 |  | 1.102e-06 |  | 0 |  | 0 |  | 0 |  | 0.00030198 |  | 0 |  | 1.292e-06 |  | 0.00062548 |  | 0 |  | 0
| 0 |  | 6.5632e-05 |  | 3.7539e-05 |  | 1.7836e-05 |  | 0 |  | 0 |  | 0 |  | 0 |  | 1.0212e-06 |  | #REF! |  | 0 |  | 0.00017601 |  | 0 |  | #REF! |  | 1.823e-06 |  | -4.8926e-05 |  | 0 |  | 1.1333e-06 |  | 0 |  | 0 |  | 0 |  | 0.00031199 |  | 0 |  | 1.292e-06 |  | 0.00063167 |  | 0 |  | 0
| 7.1983e-06 |  | 7.8625e-05 |  | 5.8281e-05 |  | 1.7834e-05 |  | 0 |  | 0 |  | 0 |  | 0 |  | 1.0877e-06 |  | #REF! |  | 0 |  | 0.00017428 |  | 0 |  | #REF! |  | 1.8683e-06 |  | 0.00018422 |  | 0 |  | 1.1091e-06 |  | 0 |  | 0 |  | 0 |  | 0.00032738 |  | 0 |  | 1.2921e-06 |  | 0.00063709 |  | 0 |  | 1.6962e-06
| 7.1767e-05 |  | 8.7584e-05 |  | -9.1381e-06 |  | 7.3139e-05 |  | 0 |  | 0 |  | 0 |  | 0 |  | 1.1645e-06 |  | #REF! |  | 0 |  | 0.00010799 |  | 0 |  | #REF! |  | 1.8685e-06 |  | 8.9943e-05 |  | 0 |  | 1.0755e-06 |  | 0 |  | 0 |  | 0 |  | 0.00032202 |  | 0 |  | 2.8428e-06 |  | 0.00063713 |  | 0 |  | 2.0668e-06
| 6.4568e-05 |  | 7.9336e-05 |  | -6.5704e-05 |  | 0.00010095 |  | 0 |  | 0 |  | 0 |  | 0 |  | 1.1604e-06 |  | #REF! |  | 0 |  | 0 |  | 0 |  | #REF! |  | 1.1001e-06 |  | 8.6694e-05 |  | 0 |  | 1.045e-06 |  | 0 |  | 0 |  | 0 |  | 0.00036276 |  | 0 |  | 2.3261e-06 |  | 0.00062791 |  | 0 |  | 1.956e-06
| 8.5527e-07 |  | 0.00011883 |  | -3.2418e-05 |  | 2.7805e-05 |  | 0 |  | 0 |  | 0 |  | 0 |  | 1.0812e-06 |  | #REF! |  | 0 |  | 7.9418e-05 |  | 0 |  | #REF! |  | 1.1002e-06 |  | 0.00014846 |  | 0 |  | 1.0297e-06 |  | 0 |  | 0 |  | 0 |  | 0.00032975 |  | 0 |  | 2.3261e-06 |  | 0.00061415 |  | 0 |  | 2.2234e-06
| 1.4222e-05 |  | 0.00011514 |  | 6.3259e-05 |  | 4.3693e-05 |  | 0 |  | 0 |  | 0 |  | 0 |  | 1.0075e-06 |  | #REF! |  | 0 |  | 0.00012105 |  | 0 |  | #REF! |  | 2.9071e-06 |  | -6.5994e-05 |  | 0 |  | 1.061e-06 |  | 0 |  | 0 |  | 0 |  | 0.00025213 |  | 0 |  | 2.3264e-06 |  | 0.00060497 |  | 0 |  | 2.4071e-06
| 1.3367e-05 |  | 6.9744e-05 |  | 1.9709e-05 |  | 7.3415e-05 |  | 0 |  | 0 |  | 0 |  | 0 |  | 9.1068e-07 |  | #REF! |  | 0 |  | 0.00010962 |  | 0 |  | #REF! |  | 2.9076e-06 |  | -0.00030016 |  | 0 |  | 1.0139e-06 |  | 0 |  | 0 |  | 0 |  | 0.0003144 |  | 0 |  | 2.3264e-06 |  | 0.00061035 |  | 0 |  | 2.1367e-06
| 0 |  | -5.2742e-06 |  | -6.2244e-06 |  | 2.9719e-05 |  | 0 |  | 0 |  | 0 |  | 0 |  | 8.034e-07 |  | #REF! |  | 0 |  | 0.00018739 |  | 0 |  | #REF! |  | 1.5971e-06 |  | -0.00015062 |  | 0 |  | 9.3683e-07 |  | 0 |  | 0 |  | 0 |  | 0.00035286 |  | 0 |  | 2.3264e-06 |  | 0.000615 |  | 0 |  | 2.1448e-06
| 1.7278e-05 |  | 6.7148e-05 |  | 4.1539e-05 |  | 2.3774e-05 |  | 0 |  | 0 |  | 0 |  | 0 |  | 6.8826e-07 |  | #REF! |  | 0 |  | 0.00013047 |  | 0 |  | #REF! |  | 1.5972e-06 |  | -8.886e-05 |  | 0 |  | 8.3685e-07 |  | 0 |  | 0 |  | 0 |  | 0.00026833 |  | 0 |  | 0 |  | 0.00061354 |  | 0 |  | 2.3084e-06
| 1.7279e-05 |  | 0.00012497 |  | -6.4056e-05 |  | 2.3776e-05 |  | 0 |  | 0 |  | 0 |  | 0 |  | 6.3711e-07 |  | #REF! |  | 0 |  | 0.00013048 |  | 0 |  | #REF! |  | 1.2224e-06 |  | -0.00026739 |  | 0 |  | 7.2538e-07 |  | 0 |  | 0 |  | 0 |  | 0.00031907 |  | 0 |  | 0 |  | 0.0006097 |  | 0 |  | 2.2135e-06
| 0 |  | 9.0259e-05 |  | -5.4394e-05 |  | 0 |  | 0 |  | 0 |  | 0 |  | 0 |  | 6.9442e-07 |  | #REF! |  | 0 |  | 0.00020965 |  | 0 |  | #REF! |  | 1.2225e-06 |  | -0.00021564 |  | 0 |  | 6.6801e-07 |  | 0 |  | 0 |  | 0 |  | 0.00035369 |  | 0 |  | 2.3268e-06 |  | 0.00060974 |  | 0 |  | 2.0977e-06
| 2.1589e-05 |  | 6.9209e-05 |  | 0.00013896 |  | 0 |  | 0 |  | 0 |  | 0 |  | 0 |  | 7.5538e-07 |  | #REF! |  | 0 |  | 0.0001254 |  | 0 |  | #REF! |  | 2.5407e-06 |  | -0.00011811 |  | 0 |  | 7.0243e-07 |  | 0 |  | 0 |  | 0 |  | 0.00026067 |  | 0 |  | 2.327e-06 |  | 0.00061362 |  | 0 |  | 2.1638e-06
| 2.1587e-05 |  | 6.371e-05 |  | 0.00016817 |  | 7.9968e-05 |  | 0 |  | 0 |  | 0 |  | 0 |  | 7.8357e-07 |  | #REF! |  | 0 |  | 7.8639e-05 |  | 0 |  | #REF! |  | 2.5407e-06 |  | -1.1372e-06 |  | 0 |  | 8.492e-07 |  | 0 |  | 0 |  | 0 |  | 0.00022993 |  | 0 |  | 7.7566e-07 |  | 0.00060828 |  | 0 |  | 2.2843e-06
| 0 |  | 0.00011165 |  | 5.8982e-05 |  | 9.8831e-05 |  | 0 |  | 0 |  | 0 |  | 0 |  | 8.3723e-07 |  | #REF! |  | 0 |  | 4.3504e-05 |  | 0 |  | #REF! |  | 1.0824e-06 |  | -0.00014087 |  | 0 |  | 9.5375e-07 |  | 0 |  | 0 |  | 0 |  | 0.0002261 |  | 0 |  | 1.2929e-06 |  | 0.0006014 |  | 0 |  | 2.1573e-06
| 0 |  | 2.3547e-05 |  | 4.7147e-05 |  | 4.1644e-05 |  | 0 |  | 0 |  | 0 |  | 0 |  | 8.6711e-07 |  | #REF! |  | 0 |  | 3.2155e-05 |  | 0 |  | #REF! |  | 1.0824e-06 |  | -0.00022215 |  | 0 |  | 9.1231e-07 |  | 0 |  | 0 |  | 0 |  | 0.00022304 |  | 0 |  | 2.8447e-06 |  | 0.00060374 |  | 0 |  | 2.1003e-06
| 0 |  | -1.5596e-05 |  | 0.00010698 |  | 2.2779e-05 |  | 0 |  | 0 |  | 0 |  | 0 |  | 8.1658e-07 |  | #REF! |  | 0 |  | 7.7014e-05 |  | 0 |  | #REF! |  | 1.717e-06 |  | 0.00017122 |  | 0 |  | 8.5183e-07 |  | 0 |  | 0 |  | 0 |  | 0.00026766 |  | 0 |  | 2.3273e-06 |  | 0.00061301 |  | 0 |  | 2.1596e-06
| 1.9327e-05 |  | 5.8825e-05 |  | 9.9744e-05 |  | 2.4759e-05 |  | 0 |  | 0 |  | 0 |  | 0 |  | 7.5261e-07 |  | #REF! |  | 0 |  | 5.756e-05 |  | 0 |  | #REF! |  | 1.7171e-06 |  | 0.00045286 |  | 0 |  | 8.9973e-07 |  | 0 |  | 0 |  | 0 |  | 0.00030537 |  | 0 |  | 7.7586e-07 |  | 0.00061921 |  | 0 |  | 2.1626e-06
| 4.1936e-05 |  | 0.00011373 |  | 4.3604e-05 |  | 2.4757e-05 |  | 0 |  | 0 |  | 0 |  | 0 |  | 7.722e-07 |  | #REF! |  | 0 |  | 1.2698e-05 |  | 0 |  | #REF! |  | 1.2144e-06 |  | 0.00019722 |  | 0 |  | 1.0274e-06 |  | 0 |  | 0 |  | 0 |  | 0.00034152 |  | 0 |  | 1.2931e-06 |  | 0.00061459 |  | 0 |  | 1.9409e-06
| 2.2611e-05 |  | 0.00010212 |  | -3.7878e-05 |  | 6.4534e-05 |  | 0 |  | 0 |  | 0 |  | 0 |  | 8.5759e-07 |  | #REF! |  | 0 |  | 9.7087e-05 |  | 0 |  | #REF! |  | 1.2145e-06 |  | -0.00014412 |  | 0 |  | 1.116e-06 |  | 0 |  | 0 |  | 0 |  | 0.0003108 |  | 0 |  | 1.2932e-06 |  | 0.00060698 |  | 0 |  | 1.9418e-06
| 0 |  | 1.5081e-05 |  | -0.00011274 |  | 6.4534e-05 |  | 0 |  | 0 |  | 0 |  | 0 |  | 9.2042e-07 |  | #REF! |  | 0 |  | 0.00018389 |  | 0 |  | #REF! |  | 9.0731e-07 |  | 7.3687e-05 |  | 0 |  | 1.1492e-06 |  | 0 |  | 0 |  | 0 |  | 0.00024464 |  | 0 |  | 2.8452e-06 |  | 0.00061082 |  | 0 |  | 1.9866e-06
| 0 |  | 0.00010908 |  | -5.2623e-05 |  | 1.9806e-05 |  | 0 |  | 0 |  | 0 |  | 0 |  | 9.6992e-07 |  | #REF! |  | 0 |  | 0.00017076 |  | 0 |  | #REF! |  | 9.0745e-07 |  | 0.00031973 |  | 0 |  | 1.2283e-06 |  | 0 |  | 0 |  | 0 |  | 0.00033007 |  | 0 |  | 4.3971e-06 |  | 0.00062014 |  | 0 |  | 1.9702e-06
| 7.1939e-06 |  | 0.00019663 |  | -2.8404e-06 |  | 1.9804e-05 |  | 0 |  | 0 |  | 0 |  | 0 |  | 1.017e-06 |  | #REF! |  | 0 |  | 0.0001776 |  | 0 |  | #REF! |  | 1.0207e-06 |  | 0.0001127 |  | 0 |  | 1.2623e-06 |  | 0 |  | 0 |  | 0 |  | 0.00029776 |  | 0 |  | 7.502e-06 |  | 0.00062552 |  | 0 |  | 2.0555e-06
| 7.1933e-06 |  | 0.00016834 |  | -1.6334e-05 |  | 1.6832e-05 |  | 0 |  | 0 |  | 0 |  | 0 |  | 1.0305e-06 |  | #REF! |  | 0 |  | 0.00012255 |  | 0 |  | #REF! |  | 1.0209e-06 |  | 8.3441e-05 |  | 0 |  | 1.2656e-06 |  | 0 |  | 0 |  | 0 |  | 0.00020313 |  | 0 |  | 7.502e-06 |  | 0.00062479 |  | 0 |  | 2.0967e-06
| 0 |  | 7.7217e-05 |  | -2.9479e-05 |  | 1.6834e-05 |  | 0 |  | 0 |  | 0 |  | 0 |  | 9.4081e-07 |  | #REF! |  | 0 |  | 5.2682e-05 |  | 0 |  | #REF! |  | 1.9236e-06 |  | -6.258e-05 |  | 0 |  | 1.242e-06 |  | 0 |  | 0 |  | 0 |  | 0.00031011 |  | 0 |  | 2.8458e-06 |  | 0.00062329 |  | 0 |  | 2.0753e-06
| 0 |  | -1.7055e-05 |  | -7.821e-05 |  | 4.9504e-06 |  | 0 |  | 0 |  | 0 |  | 0 |  | 8.6218e-07 |  | #REF! |  | 0 |  | 6.2402e-05 |  | 0 |  | #REF! |  | 1.9237e-06 |  | -0.00016363 |  | 0 |  | 1.2153e-06 |  | 0 |  | 0 |  | 0 |  | 0.00041402 |  | 0 |  | 5.1741e-07 |  | 0.00062411 |  | 0 |  | 2.0654e-06
| 0 |  | 2.1766e-05 |  | -3.5454e-05 |  | 2.8769e-05 |  | 0 |  | 0 |  | 0 |  | 0 |  | 8.335e-07 |  | #REF! |  | 0 |  | 8.0235e-05 |  | 0 |  | #REF! |  | 1.4185e-06 |  | -4.3346e-05 |  | 0 |  | 1.1828e-06 |  | 0 |  | 0 |  | 0 |  | 0.00038403 |  | 0 |  | 5.1748e-07 |  | 0.00062645 |  | 0 |  | 2.0968e-06
| 0 |  | 0.00012143 |  | -2.9419e-05 |  | 6.2427e-05 |  | 0 |  | 0 |  | 0 |  | 0 |  | 8.9338e-07 |  | #REF! |  | 0 |  | 0.00010612 |  | 0 |  | #REF! |  | 1.4186e-06 |  | -4.3346e-05 |  | 0 |  | 1.1675e-06 |  | 0 |  | 0 |  | 0 |  | 0.00031248 |  | 0 |  | 2.8461e-06 |  | 0.00062419 |  | 0 |  | 2.0338e-06
| 0 |  | 0.00014513 |  | -8.711e-05 |  | 5.4488e-05 |  | 0 |  | 0 |  | 0 |  | 0 |  | 9.3374e-07 |  | #REF! |  | 0 |  | 7.3703e-05 |  | 0 |  | #REF! |  | 1.9675e-06 |  | -0.00023325 |  | 0 |  | 1.1523e-06 |  | 0 |  | 0 |  | 0 |  | 0.00032327 |  | 0 |  | 2.3288e-06 |  | 0.00062346 |  | 0 |  | 2.2701e-06
| 0 |  | 9.5969e-05 |  | -0.00014122 |  | 5.9434e-05 |  | 0 |  | 0 |  | 0 |  | 0 |  | 9.4656e-07 |  | #REF! |  | 0 |  | 0.00010624 |  | 0 |  | #REF! |  | 1.9677e-06 |  | -0.00031642 |  | 0 |  | 1.0739e-06 |  | 0 |  | 0 |  | 0 |  | 0.000341 |  | 0 |  | 0 |  | 0.00062735 |  | 0 |  | 2.4544e-06
| 0 |  | 6.1875e-05 |  | -6.1063e-05 |  | 4.3562e-05 |  | 0 |  | 0 |  | 0 |  | 0 |  | 1.0077e-06 |  | #REF! |  | 0 |  | 0.00012732 |  | 0 |  | #REF! |  | 1.7594e-06 |  | -0.00029042 |  | 0 |  | 9.374e-07 |  | 0 |  | 0 |  | 0 |  | 0.00023169 |  | 0 |  | 2.0702e-06 |  | 0.00063196 |  | 0 |  | 2.3463e-06
| 2.9065e-06 |  | -1.7739e-05 |  | -3.4211e-05 |  | 3.9595e-06 |  | 0 |  | 0 |  | 0 |  | 0 |  | 1.0406e-06 |  | #REF! |  | 0 |  | 3.1606e-05 |  | 0 |  | #REF! |  | 1.7594e-06 |  | -0.00017523 |  | 0 |  | 8.0084e-07 |  | 0 |  | 0 |  | 0 |  | 0.00028407 |  | 0 |  | 2.8469e-06 |  | 0.00063051 |  | 0 |  | 2.0553e-06
| 2.2426e-05 |  | -2.4766e-05 |  | 2.2324e-05 |  | 3.9592e-06 |  | 0 |  | 0 |  | 0 |  | 0 |  | 1.0059e-06 |  | #REF! |  | 0 |  | 1.3505e-06 |  | 0 |  | #REF! |  | 1.9251e-06 |  | 7.3688e-05 |  | 0 |  | 7.5241e-07 |  | 0 |  | 0 |  | 0 |  | 0.00040725 |  | 0 |  | 7.7636e-07 |  | 0.00062281 |  | 0 |  | 2.0157e-06
| 2.6528e-05 |  | 5.1247e-05 |  | 6.7927e-05 |  | 9.8989e-06 |  | 0 |  | 0 |  | 0 |  | 0 |  | 8.5647e-07 |  | #REF! |  | 0 |  | 8.049e-05 |  | 0 |  | #REF! |  | 1.9252e-06 |  | 7.0438e-05 |  | 0 |  | 6.9696e-07 |  | 0 |  | 0 |  | 0 |  | 0.0003018 |  | 0 |  | 2.3294e-06 |  | 0.00062285 |  | 0 |  | 2.141e-06
| 2.6528e-05 |  | 6.3976e-05 |  | 3.9795e-05 |  | 9.8989e-06 |  | 0 |  | 0 |  | 0 |  | 0 |  | 6.9897e-07 |  | #REF! |  | 0 |  | 0.00018039 |  | 0 |  | #REF! |  | 2.1895e-06 |  | -0.00014087 |  | 0 |  | 6.8802e-07 |  | 0 |  | 0 |  | 0 |  | 0.00014333 |  | 0 |  | 2.3294e-06 |  | 0.00062986 |  | 0 |  | 2.1513e-06
| 1.9519e-05 |  | 0.00010936 |  | 0.00011072 |  | 3.1675e-05 |  | 0 |  | 0 |  | 0 |  | 0 |  | 6.0563e-07 |  | #REF! |  | 0 |  | 0.00011907 |  | 0 |  | #REF! |  | 2.1897e-06 |  | -0.00028445 |  | 0 |  | 7.3915e-07 |  | 0 |  | 0 |  | 0 |  | 0.00018414 |  | 0 |  | 7.7651e-07 |  | 0.00063525 |  | 0 |  | 2.4018e-06
| 2.0545e-05 |  | 9.9933e-05 |  | 0.00015851 |  | 3.1673e-05 |  | 0 |  | 0 |  | 0 |  | 0 |  | 5.9403e-07 |  | #REF! |  | 0 |  | 2.0252e-05 |  | 0 |  | #REF! |  | 2.2845e-06 |  | -0.00026115 |  | 0 |  | 8.5595e-07 |  | 0 |  | 0 |  | 0 |  | 0.00031572 |  | 0 |  | 7.7656e-07 |  | 0.00063144 |  | 0 |  | 2.4235e-06
| 2.2425e-05 |  | 2.9881e-05 |  | 3.3635e-05 |  | 6.5071e-05 |  | 0 |  | 0 |  | 0 |  | 0 |  | 6.7596e-07 |  | #REF! |  | 0 |  | 9.0125e-05 |  | 0 |  | #REF! |  | 2.2847e-06 |  | -0.0004172 |  | 0 |  | 1.0361e-06 |  | 0 |  | 0 |  | 0 |  | 0.00021552 |  | 0 |  | 7.7661e-07 |  | 0.00063071 |  | 0 |  | 2.0726e-06
| 1.8803e-06 |  | 0.00013159 |  | -7.4072e-05 |  | 6.5065e-05 |  | 0 |  | 0 |  | 0 |  | 0 |  | 7.7298e-07 |  | #REF! |  | 0 |  | 8.9037e-05 |  | 0 |  | #REF! |  | 1.275e-06 |  | -0.00030153 |  | 0 |  | 1.1152e-06 |  | 0 |  | 0 |  | 0 |  | 0.00014468 |  | 0 |  | 1.2944e-06 |  | 0.00064076 |  | 0 |  | 2.1073e-06
| 0 |  | 0.0001821 |  | -2.4065e-05 |  | 0 |  | 0 |  | 0 |  | 0 |  | 0 |  | 9.1419e-07 |  | #REF! |  | 0 |  | 1.431e-05 |  | 0 |  | #REF! |  | 1.2752e-06 |  | -4.0094e-05 |  | 0 |  | 1.0745e-06 |  | 0 |  | 0 |  | 0 |  | 0.00028266 |  | 0 |  | 5.1778e-07 |  | 0.00064774 |  | 0 |  | 2.2786e-06
| 0 |  | 0.00010025 |  | -3.737e-05 |  | 0 |  | 0 |  | 0 |  | 0 |  | 0 |  | 1.051e-06 |  | #REF! |  | 0 |  | 5.914e-05 |  | 0 |  | #REF! |  | 8.8328e-07 |  | 3.1427e-05 |  | 0 |  | 1.042e-06 |  | 0 |  | 0 |  | 0 |  | 0.00034813 |  | 0 |  | 0 |  | 0.00064389 |  | 0 |  | 2.0146e-06
| 0 |  | 0.0001484 |  | 5.5352e-05 |  | 2.7709e-05 |  | 0 |  | 0 |  | 0 |  | 0 |  | 1.1432e-06 |  | #REF! |  | 0 |  | 0.00011274 |  | 0 |  | #REF! |  | 9.0788e-07 |  | 5.686e-06 |  | 0 |  | 1.1148e-06 |  | 0 |  | 0 |  | 0 |  | 0.00038746 |  | 0 |  | 7.7676e-07 |  | 0.00063781 |  | 0 |  | 2.1361e-06
| 0 |  | 0.00011818 |  | 4.614e-05 |  | 2.7709e-05 |  | 0 |  | 0 |  | 0 |  | 0 |  | 1.122e-06 |  | #REF! |  | 0 |  | 6.7913e-05 |  | 0 |  | #REF! |  | 1.001e-06 |  | -4.9851e-05 |  | 0 |  | 1.2101e-06 |  | 0 |  | 0 |  | 0 |  | 0.00028426 |  | 0 |  | 1.2946e-06 |  | 0.00064478 |  | 0 |  | 2.0884e-06
| 0 |  | 2.6991e-05 |  | -3.935e-05 |  | 0 |  | 0 |  | 0 |  | 0 |  | 0 |  | 1.0438e-06 |  | #REF! |  | 0 |  | 9.8731e-05 |  | 0 |  | #REF! |  | 9.7661e-07 |  | -1.0831e-06 |  | 0 |  | 1.2356e-06 |  | 0 |  | 0 |  | 0 |  | 0.00018951 |  | 0 |  | 1.2948e-06 |  | 0.00064941 |  | 0 |  | 1.9735e-06
| 0 |  | 1.5498e-05 |  | -5.5678e-05 |  | 0 |  | 0 |  | 0 |  | 0 |  | 0 |  | 9.4254e-07 |  | #REF! |  | 0 |  | 0.00016777 |  | 0 |  | #REF! |  | 1.0361e-06 |  | -0.00020253 |  | 0 |  | 1.2371e-06 |  | 0 |  | 0 |  | 0 |  | 0.0002342 |  | 0 |  | 1.2947e-06 |  | 0.00064251 |  | 0 |  | 1.9998e-06
| 1.5209e-05 |  | -2.804e-06 |  | -9.1554e-06 |  | 1.6822e-05 |  | 0 |  | 0 |  | 0 |  | 0 |  | 8.4603e-07 |  | #REF! |  | 0 |  | 0.00015636 |  | 0 |  | #REF! |  | 1.0362e-06 |  | -0.00024166 |  | 0 |  | 1.246e-06 |  | 0 |  | 0 |  | 0 |  | 0.00031282 |  | 0 |  | 2.8487e-06 |  | 0.00063566 |  | 0 |  | 1.9058e-06
| 1.5209e-05 |  | -9.0286e-06 |  | -0.00012654 |  | 1.6822e-05 |  | 0 |  | 0 |  | 0 |  | 0 |  | 8.6077e-07 |  | #REF! |  | 0 |  | 8.7309e-05 |  | 0 |  | #REF! |  | 5.8628e-07 |  | -0.0004172 |  | 0 |  | 1.1982e-06 |  | 0 |  | 0 |  | 0 |  | 0.00035905 |  | 0 |  | 2.3307e-06 |  | 0.00063874 |  | 0 |  | 2.131e-06
| 9.056e-06 |  | 4.2804e-05 |  | -0.00016223 |  | 1.7809e-05 |  | 0 |  | 0 |  | 0 |  | 0 |  | 9.0597e-07 |  | #REF! |  | 0 |  | 1.2687e-05 |  | 0 |  | #REF! |  | 5.8637e-07 |  | -0.00042781 |  | 0 |  | 1.1458e-06 |  | 0 |  | 0 |  | 0 |  | 0.00027894 |  | 0 |  | 3.8851e-06 |  | 0.00063879 |  | 0 |  | 2.1826e-06
| 9.056e-06 |  | 9.3867e-05 |  | 0.00019257 |  | 2.4752e-05 |  | 0 |  | 0 |  | 0 |  | 0 |  | 9.2133e-07 |  | #REF! |  | 0 |  | 9.143e-05 |  | 0 |  | #REF! |  | 2.7089e-06 |  | -0.00014738 |  | 0 |  | 1.0597e-06 |  | 0 |  | 0 |  | 0 |  | 0.00027742 |  | 0 |  | 3.8848e-06 |  | 0.00062573 |  | 0 |  | 2.1223e-06
| 0 |  | 9.0453e-05 |  | 0.000173 |  | 6.4573e-05 |  | 0 |  | 0 |  | 0 |  | 0 |  | 8.9628e-07 |  | #REF! |  | 0 |  | 0.00017746 |  | 0 |  | #REF! |  | 2.7093e-06 |  | -0.00021239 |  | 0 |  | 9.6964e-07 |  | 0 |  | 0 |  | 0 |  | 0.00025197 |  | 0 |  | 7.7706e-07 |  | 0.00061806 |  | 0 |  | 2.1523e-06
| 0 |  | 5.7913e-05 |  | -4.1836e-05 |  | 9.63e-05 |  | 0 |  | 0 |  | 0 |  | 0 |  | 8.9942e-07 |  | #REF! |  | 0 |  | 0.00015324 |  | 0 |  | #REF! |  | 6.562e-07 |  | -0.00019614 |  | 0 |  | 9.3396e-07 |  | 0 |  | 0 |  | 0 |  | 0.00021422 |  | 0 |  | 1.2951e-06 |  | 0.00062273 |  | 0 |  | 1.9487e-06
| 1.2131e-05 |  | 7.362e-05 |  | -3.171e-05 |  | 5.3514e-05 |  | 0 |  | 0 |  | 0 |  | 0 |  | 9.1905e-07 |  | #REF! |  | 0 |  | 5.4533e-05 |  | 0 |  | #REF! |  | 6.563e-07 |  | -0.00010696 |  | 0 |  | 9.8579e-07 |  | 0 |  | 0 |  | 0 |  | 0.00031986 |  | 0 |  | 2.8496e-06 |  | 0.00063124 |  | 0 |  | 1.8282e-06
| 1.2131e-05 |  | 8.3057e-05 |  | 6.7664e-05 |  | 1.484e-05 |  | 0 |  | 0 |  | 0 |  | 0 |  | 9.16e-07 |  | #REF! |  | 0 |  | 1.5658e-05 |  | 0 |  | #REF! |  | 1.6392e-06 |  | -0.00020264 |  | 0 |  | 1.0427e-06 |  | 0 |  | 0 |  | 0 |  | 0.00034298 |  | 0 |  | 2.3315e-06 |  | 0.00062893 |  | 0 |  | 2.2794e-06
| 0 |  | 1.3689e-05 |  | 0.00014307 |  | 4.5505e-05 |  | 0 |  | 0 |  | 0 |  | 0 |  | 8.9103e-07 |  | #REF! |  | 0 |  | 0.00013375 |  | 0 |  | #REF! |  | 1.6393e-06 |  | -0.00031967 |  | 0 |  | 1.0281e-06 |  | 0 |  | 0 |  | 0 |  | 0.00034072 |  | 0 |  | 0 |  | 0.00061976 |  | 0 |  | 2.3753e-06
| 0 |  | 2.9295e-05 |  | 4.6778e-05 |  | 6.2362e-05 |  | 0 |  | 0 |  | 0 |  | 0 |  | 9.0272e-07 |  | #REF! |  | 0 |  | 0.00015805 |  | 0 |  | #REF! |  | 1.0154e-06 |  | -0.00010696 |  | 0 |  | 1.0179e-06 |  | 0 |  | 0 |  | 0 |  | 0.00034688 |  | 0 |  | 5.1818e-07 |  | 0.00060974 |  | 0 |  | 2.2371e-06
| 0 |  | -1.5753e-05 |  | -7.0731e-05 |  | 3.466e-05 |  | 0 |  | 0 |  | 0 |  | 0 |  | 9.1372e-07 |  | #REF! |  | 0 |  | 0.00013692 |  | 0 |  | #REF! |  | 1.0154e-06 |  | 8.9942e-05 |  | 0 |  | 1.0205e-06 |  | 0 |  | 0 |  | 0 |  | 0.00036929 |  | 0 |  | 1.2954e-06 |  | 0.00060597 |  | 0 |  | 2.1326e-06
| 0 |  | -3.3953e-05 |  | -5.5256e-05 |  | 2.673e-05 |  | 0 |  | 0 |  | 0 |  | 0 |  | 9.1381e-07 |  | #REF! |  | 0 |  | 9.6985e-05 |  | 0 |  | #REF! |  | 9.9974e-07 |  | -4.5516e-06 |  | 0 |  | 1.0321e-06 |  | 0 |  | 0 |  | 0 |  | 0.00041708 |  | 0 |  | 7.7731e-07 |  | 0.00061368 |  | 0 |  | 2.095e-06
| 5.9787e-06 |  | 0.00011248 |  | -8.1724e-05 |  | 8.9222e-06 |  | 0 |  | 0 |  | 0 |  | 0 |  | 9.1075e-07 |  | #REF! |  | 0 |  | 6.1033e-05 |  | 0 |  | #REF! |  | 9.9974e-07 |  | -5.3099e-05 |  | 0 |  | 1.0564e-06 |  | 0 |  | 0 |  | 0 |  | 0.00042713 |  | 0 |  | 0 |  | 0.00062991 |  | 0 |  | 2.426e-06
| 1.5219e-05 |  | 0.00013654 |  | -0.00012235 |  | 2.8753e-05 |  | 0 |  | 0 |  | 0 |  | 0 |  | 9.3895e-07 |  | #REF! |  | 0 |  | 0.00013976 |  | 0 |  | #REF! |  | 1.11e-06 |  | 0.00015171 |  | 0 |  | 1.1664e-06 |  | 0 |  | 0 |  | 0 |  | 0.00039169 |  | 0 |  | 5.1828e-07 |  | 0.00064306 |  | 0 |  | 2.2137e-06
| 6.9701e-05 |  | 1.0931e-05 |  | -2.431e-05 |  | 6.6336e-05 |  | 0 |  | 0 |  | 0 |  | 0 |  | 9.9162e-07 |  | #REF! |  | 0 |  | 0.00017739 |  | 0 |  | #REF! |  | 1.11e-06 |  | 0.00023097 |  | 0 |  | 1.2649e-06 |  | 0 |  | 0 |  | 0 |  | 0.00036473 |  | 0 |  | 1.2957e-06 |  | 0.00064927 |  | 0 |  | 1.7368e-06
| 6.0462e-05 |  | 7.8543e-06 |  | -2.0313e-05 |  | 3.7585e-05 |  | 0 |  | 0 |  | 0 |  | 0 |  | 1.0142e-06 |  | #REF! |  | 0 |  | 0.00014024 |  | 0 |  | #REF! |  | 6.4989e-07 |  | -0.00022215 |  | 0 |  | 1.2739e-06 |  | 0 |  | 0 |  | 0 |  | 0.00018199 |  | 0 |  | 1.2958e-06 |  | 0.00065008 |  | 0 |  | 1.9021e-06
| 0 |  | 7.6339e-05 |  | -4.279e-05 |  | 2.0769e-05 |  | 0 |  | 0 |  | 0 |  | 0 |  | 1.0076e-06 |  | #REF! |  | 0 |  | 0.000114 |  | 0 |  | #REF! |  | 6.4994e-07 |  | -0.00016688 |  | 0 |  | 1.2113e-06 |  | 0 |  | 0 |  | 0 |  | 0.00010411 |  | 0 |  | 2.8507e-06 |  | 0.00065321 |  | 0 |  | 1.9356e-06
| 0 |  | 1.6347e-05 |  | -3.9643e-05 |  | 6.1418e-05 |  | 0 |  | 0 |  | 0 |  | 0 |  | 1.0279e-06 |  | #REF! |  | 0 |  | 0.00016085 |  | 0 |  | #REF! |  | 1.1823e-06 |  | 0.00011833 |  | 0 |  | 1.1654e-06 |  | 0 |  | 0 |  | 0 |  | 0.00026377 |  | 0 |  | 2.3327e-06 |  | 0.0006571 |  | 0 |  | 1.9067e-06
| 0 |  | 5.5445e-05 |  | 1.511e-05 |  | 7.1296e-05 |  | 0 |  | 0 |  | 0 |  | 0 |  | 1.0743e-06 |  | #REF! |  | 0 |  | 8.8397e-05 |  | 0 |  | #REF! |  | 1.1824e-06 |  | -0.00015388 |  | 0 |  | 1.1993e-06 |  | 0 |  | 0 |  | 0 |  | 0.00030619 |  | 0 |  | 3.8878e-06 |  | 0.00066482 |  | 0 |  | 2.2308e-06
| 8.2115e-06 |  | 5.9058e-05 |  | 2.7068e-05 |  | 3.0659e-05 |  | 0 |  | 0 |  | 0 |  | 0 |  | 1.0945e-06 |  | #REF! |  | 0 |  | 8.0419e-05 |  | 0 |  | #REF! |  | 1.3989e-06 |  | -6.2857e-05 |  | 0 |  | 1.2204e-06 |  | 0 |  | 0 |  | 0 |  | 0.0003286 |  | 0 |  | 4.4065e-06 |  | 0.00066876 |  | 0 |  | 2.0798e-06
| 8.2108e-06 |  | 3.3131e-05 |  | -5.0434e-05 |  | 0 |  | 0 |  | 0 |  | 0 |  | 0 |  | 1.0207e-06 |  | #REF! |  | 0 |  | 0.00013356 |  | 0 |  | #REF! |  | 1.399e-06 |  | 5.0059e-05 |  | 0 |  | 1.1407e-06 |  | 0 |  | 0 |  | 0 |  | 0.00031934 |  | 0 |  | 5.1841e-07 |  | 0.00066182 |  | 0 |  | 1.8992e-06
| 3.2843e-05 |  | 0.00016226 |  | -4.1854e-05 |  | 0 |  | 0 |  | 0 |  | 0 |  | 0 |  | 9.1492e-07 |  | #REF! |  | 0 |  | 0.00014326 |  | 0 |  | #REF! |  | 1.6534e-06 |  | 6.3934e-05 |  | 0 |  | 1.0422e-06 |  | 0 |  | 0 |  | 0 |  | 0.00026229 |  | 0 |  | 2.0739e-06 |  | 0.00064879 |  | 0 |  | 1.9984e-06
| 3.284e-05 |  | 9.262e-05 |  | 3.1062e-05 |  | 5.8166e-05 |  | 0 |  | 0 |  | 0 |  | 0 |  | 8.8679e-07 |  | #REF! |  | 0 |  | 0.00017222 |  | 0 |  | #REF! |  | 1.6534e-06 |  | 0.00020372 |  | 0 |  | 1.0314e-06 |  | 0 |  | 0 |  | 0 |  | 0.00017652 |  | 0 |  | 4.4071e-06 |  | 0.00063722 |  | 0 |  | 1.8306e-06
| 0 |  | 1.8137e-05 |  | 8.6177e-05 |  | 6.1139e-05 |  | 0 |  | 0 |  | 0 |  | 0 |  | 8.9727e-07 |  | #REF! |  | 0 |  | 0.00011396 |  | 0 |  | #REF! |  | 1.4224e-06 |  | 2.9584e-05 |  | 0 |  | 1.1178e-06 |  | 0 |  | 0 |  | 0 |  | 0.00020045 |  | 0 |  | 2.3333e-06 |  | 0.00063957 |  | 0 |  | 1.7936e-06
| 5.3108e-05 |  | 0.00011563 |  | 1.3278e-06 |  | 2.9671e-05 |  | 0 |  | 0 |  | 0 |  | 0 |  | 9.1998e-07 |  | #REF! |  | 0 |  | 0.00011567 |  | 0 |  | #REF! |  | 1.4224e-06 |  | -5.6349e-05 |  | 0 |  | 1.201e-06 |  | 0 |  | 0 |  | 0 |  | 0.00014891 |  | 0 |  | 0 |  | 0.00063961 |  | 0 |  | 1.9694e-06
| 5.3108e-05 |  | 0.00012825 |  | 8.4566e-06 |  | 2.6698e-05 |  | 0 |  | 0 |  | 0 |  | 0 |  | 9.0163e-07 |  | #REF! |  | 0 |  | 0.00018362 |  | 0 |  | #REF! |  | 1.4644e-06 |  | 3.1426e-05 |  | 0 |  | 1.1863e-06 |  | 0 |  | 0 |  | 0 |  | 0.00012191 |  | 0 |  | 2.0743e-06 |  | 0.00063426 |  | 0 |  | 1.714e-06
| 1.827e-05 |  | 0.00011865 |  | 5.5119e-06 |  | 9.8876e-06 |  | 0 |  | 0 |  | 0 |  | 0 |  | 9.1762e-07 |  | #REF! |  | 0 |  | 0.00020014 |  | 0 |  | #REF! |  | 1.4645e-06 |  | -7.9654e-05 |  | 0 |  | 1.1276e-06 |  | 0 |  | 0 |  | 0 |  | 0.00025233 |  | 0 |  | 2.8522e-06 |  | 0.00062967 |  | 0 |  | 1.4775e-06
| 1.827e-05 |  | 2.4493e-05 |  | -6.5463e-05 |  | 9.8876e-06 |  | 0 |  | 0 |  | 0 |  | 0 |  | 8.8895e-07 |  | #REF! |  | 0 |  | 0.00010036 |  | 0 |  | #REF! |  | 1.038e-06 |  | -1.0844e-05 |  | 0 |  | 1.0695e-06 |  | 0 |  | 0 |  | 0 |  | 0.0003573 |  | 0 |  | 1.2965e-06 |  | 0.00063202 |  | 0 |  | 1.8797e-06
| 0 |  | 1.5792e-05 |  | -9.1529e-05 |  | 0 |  | 0 |  | 0 |  | 0 |  | 0 |  | 8.192e-07 |  | #REF! |  | 0 |  | 9.0084e-05 |  | 0 |  | #REF! |  | 1.0381e-06 |  | 2.9583e-05 |  | 0 |  | 1.0362e-06 |  | 0 |  | 0 |  | 0 |  | 0.00038662 |  | 0 |  | 1.2965e-06 |  | 0.0006382 |  | 0 |  | 1.866e-06
| 4.8225e-05 |  | 8.228e-05 |  | -8.966e-05 |  | 0 |  | 0 |  | 0 |  | 0 |  | 0 |  | 7.9909e-07 |  | #REF! |  | 0 |  | 0.00023205 |  | 0 |  | #REF! |  | 1.6488e-06 |  | -8.8859e-05 |  | 0 |  | 1.0274e-06 |  | 0 |  | 0 |  | 0 |  | 0.00039207 |  | 0 |  | 7.7801e-07 |  | 0.00064368 |  | 0 |  | 1.492e-06
| 6.7519e-05 |  | 5.8136e-05 |  | -2.6269e-05 |  | 2.0762e-05 |  | 0 |  | 0 |  | 0 |  | 0 |  | 7.9358e-07 |  | #REF! |  | 0 |  | 0.00014817 |  | 0 |  | #REF! |  | 1.6491e-06 |  | -6.9354e-05 |  | 0 |  | 1.051e-06 |  | 0 |  | 0 |  | 0 |  | 0.00043298 |  | 0 |  | 7.7801e-07 |  | 0.00064522 |  | 0 |  | 1.75e-06
| 1.9292e-05 |  | 0.00014811 |  | -2.2175e-05 |  | 2.076e-05 |  | 0 |  | 0 |  | 0 |  | 0 |  | 8.0222e-07 |  | #REF! |  | 0 |  | 6.3783e-05 |  | 0 |  | #REF! |  | 1.4727e-06 |  | -0.00015474 |  | 0 |  | 1.0838e-06 |  | 0 |  | 0 |  | 0 |  | 0.00050173 |  | 0 |  | 7.7806e-07 |  | 0.00063836 |  | 0 |  | 1.7057e-06
| 3.3632e-05 |  | 0.00018298 |  | -0.0001288 |  | 4.3497e-05 |  | 0 |  | 0 |  | 0 |  | 0 |  | 8.2371e-07 |  | #REF! |  | 0 |  | 0.000122 |  | 0 |  | #REF! |  | 1.4729e-06 |  | -0.00017013 |  | 0 |  | 1.0768e-06 |  | 0 |  | 0 |  | 0 |  | 0.00039753 |  | 0 |  | 0 |  | 0.00063605 |  | 0 |  | 1.8304e-06
| 3.3632e-05 |  | 0.00010423 |  | -7.8683e-05 |  | 4.3497e-05 |  | 0 |  | 0 |  | 0 |  | 0 |  | 8.8124e-07 |  | #REF! |  | 0 |  | 0.00012998 |  | 0 |  | #REF! |  | 1.9479e-06 |  | -0.00015063 |  | 0 |  | 1.032e-06 |  | 0 |  | 0 |  | 0 |  | 0.00026169 |  | 0 |  | 0 |  | 0.00063531 |  | 0 |  | 2.2505e-06
| 0 |  | 3.9404e-05 |  | 2.5417e-06 |  | 4.9428e-05 |  | 0 |  | 0 |  | 0 |  | 0 |  | 9.7924e-07 |  | #REF! |  | 0 |  | 0.00014481 |  | 0 |  | #REF! |  | 1.9482e-06 |  | -8.3062e-05 |  | 0 |  | 9.8605e-07 |  | 0 |  | 0 |  | 0 |  | 0.00032656 |  | 0 |  | 7.7821e-07 |  | 0.00063844 |  | 0 |  | 2.1362e-06
| 5.1295e-06 |  | 4.5418e-05 |  | -6.1868e-05 |  | 9.0046e-05 |  | 0 |  | 0 |  | 0 |  | 0 |  | 1.0883e-06 |  | #REF! |  | 0 |  | 7.9237e-05 |  | 0 |  | #REF! |  | 9.4612e-07 |  | -0.00017338 |  | 0 |  | 9.8806e-07 |  | 0 |  | 0 |  | 0 |  | 0.0002957 |  | 0 |  | 4.4096e-06 |  | 0.00063617 |  | 0 |  | 2.1666e-06
| 5.1295e-06 |  | 9.9566e-05 |  | 1.4142e-05 |  | 5.7426e-05 |  | 0 |  | 0 |  | 0 |  | 0 |  | 1.1752e-06 |  | #REF! |  | 0 |  | 4.018e-05 |  | 0 |  | #REF! |  | 9.4619e-07 |  | -0.00027763 |  | 0 |  | 1.0501e-06 |  | 0 |  | 0 |  | 0 |  | 0.00030035 |  | 0 |  | 4.4102e-06 |  | 0.00062926 |  | 0 |  | 2.1528e-06
| 5.2316e-05 |  | 5.1023e-05 |  | 1.9107e-05 |  | 2.3738e-05 |  | 0 |  | 0 |  | 0 |  | 0 |  | 1.1899e-06 |  | #REF! |  | 0 |  | 5.2583e-05 |  | 0 |  | #REF! |  | 5.7534e-07 |  | -0.0002384 |  | 0 |  | 1.1071e-06 |  | 0 |  | 0 |  | 0 |  | 0.00033048 |  | 0 |  | 1.2971e-06 |  | 0.00063007 |  | 0 |  | 1.8919e-06
| 5.2316e-05 |  | 6.4306e-05 |  | -6.5958e-05 |  | 2.2749e-05 |  | 0 |  | 0 |  | 0 |  | 0 |  | 1.1179e-06 |  | #REF! |  | 0 |  | 2.508e-05 |  | 0 |  | #REF! |  | 5.7538e-07 |  | -4.3348e-06 |  | 0 |  | 1.1002e-06 |  | 0 |  | 0 |  | 0 |  | 0.00032585 |  | 0 |  | 1.2972e-06 |  | 0.00063162 |  | 0 |  | 1.688e-06
| 4.4109e-05 |  | 0.00010548 |  | -3.0144e-05 |  | 1.5814e-05 |  | 0 |  | 0 |  | 0 |  | 0 |  | 1.0395e-06 |  | #REF! |  | 0 |  | 8.7913e-05 |  | 0 |  | #REF! |  | 1.0448e-06 |  | -5.5754e-05 |  | 0 |  | 1.0503e-06 |  | 0 |  | 0 |  | 0 |  | 0.00032666 |  | 0 |  | 1.2973e-06 |  | 0.00063633 |  | 0 |  | 1.5884e-06
| 4.4105e-05 |  | 0.00013422 |  | -6.9695e-05 |  | 2.9652e-06 |  | 0 |  | 0 |  | 0 |  | 0 |  | 9.9788e-07 |  | #REF! |  | 0 |  | 7.5233e-05 |  | 0 |  | #REF! |  | 1.0449e-06 |  | -0.00036844 |  | 0 |  | 9.9784e-07 |  | 0 |  | 0 |  | 0 |  | 0.00024131 |  | 0 |  | 5.1894e-07 |  | 0.00063556 |  | 0 |  | 1.7288e-06
| 2.4619e-05 |  | 0.0001499 |  | -7.0057e-05 |  | 6.928e-06 |  | 0 |  | 0 |  | 0 |  | 0 |  | 9.6491e-07 |  | #REF! |  | 0 |  | 0 |  | 0 |  | #REF! |  | 1.623e-06 |  | -0.00029128 |  | 0 |  | 9.8193e-07 |  | 0 |  | 0 |  | 0 |  | 0.00024288 |  | 0 |  | 5.1894e-07 |  | 0.00063564 |  | 0 |  | 1.7867e-06
| 3.0588e-05 |  | 6.3955e-05 |  | -5.8782e-06 |  | 3.9619e-06 |  | 0 |  | 0 |  | 0 |  | 0 |  | 9.4785e-07 |  | #REF! |  | 0 |  | 4.5023e-05 |  | 0 |  | #REF! |  | 1.6232e-06 |  | -6.9352e-05 |  | 0 |  | 9.3785e-07 |  | 0 |  | 0 |  | 0 |  | 0.00029427 |  | 0 |  | 1.2974e-06 |  | 0.00063642 |  | 0 |  | 1.8986e-06
| 4.1874e-05 |  | 7.3717e-05 |  | 7.1186e-05 |  | 0 |  | 0 |  | 0 |  | 0 |  | 0 |  | 8.6519e-07 |  | #REF! |  | 0 |  | 0.00010259 |  | 0 |  | #REF! |  | 1.1677e-06 |  | -2.0589e-05 |  | 0 |  | 9.769e-07 |  | 0 |  | 0 |  | 0 |  | 0.00039392 |  | 0 |  | 1.2975e-06 |  | 0.00063337 |  | 0 |  | 2.1027e-06
| 5.0061e-05 |  | 1.7801e-05 |  | 0.00010313 |  | 1.3835e-05 |  | 0 |  | 0 |  | 0 |  | 0 |  | 7.9423e-07 |  | #REF! |  | 0 |  | 9.6112e-05 |  | 0 |  | #REF! |  | 1.1679e-06 |  | 3.641e-05 |  | 0 |  | 1.032e-06 |  | 0 |  | 0 |  | 0 |  | 0.0003646 |  | 0 |  | 2.8546e-06 |  | 0.00063573 |  | 0 |  | 2.0085e-06
| 1.4165e-05 |  | 8.2116e-05 |  | 3.2162e-05 |  | 6.1379e-05 |  | 0 |  | 0 |  | 0 |  | 0 |  | 8.0717e-07 |  | #REF! |  | 0 |  | 4.7721e-05 |  | 0 |  | #REF! |  | 1.6329e-06 |  | 0.00037602 |  | 0 |  | 9.886e-07 |  | 0 |  | 0 |  | 0 |  | 0.00023948 |  | 0 |  | 2.8547e-06 |  | 0.00063886 |  | 0 |  | 2.0255e-06
| 2.3378e-05 |  | 0.00017022 |  | 3.0834e-05 |  | 0.00012162 |  | 0 |  | 0 |  | 0 |  | 0 |  | 8.6106e-07 |  | #REF! |  | 0 |  | 7.698e-05 |  | 0 |  | #REF! |  | 1.6331e-06 |  | 0.00022074 |  | 0 |  | 9.4826e-07 |  | 0 |  | 0 |  | 0 |  | 0.00024876 |  | 0 |  | 2.8549e-06 |  | 0.00063581 |  | 0 |  | 1.838e-06
| 2.338e-05 |  | 8.0516e-05 |  | 4.5682e-05 |  | 7.4087e-05 |  | 0 |  | 0 |  | 0 |  | 0 |  | 8.7951e-07 |  | #REF! |  | 0 |  | 7.3751e-05 |  | 0 |  | #REF! |  | 1.1188e-06 |  | -8.2357e-05 |  | 0 |  | 9.2466e-07 |  | 0 |  | 0 |  | 0 |  | 0.0002565 |  | 0 |  | 2.336e-06 |  | 0.00062272 |  | 0 |  | 1.4198e-06
| 1.3139e-05 |  | 4.0829e-05 |  | 4.8498e-05 |  | 6.6097e-05 |  | 0 |  | 0 |  | 0 |  | 0 |  | 8.3664e-07 |  | #REF! |  | 0 |  | 0.00011875 |  | 0 |  | #REF! |  | 1.1189e-06 |  | -4.3346e-05 |  | 0 |  | 9.3811e-07 |  | 0 |  | 0 |  | 0 |  | 0.00031754 |  | 0 |  | 7.7871e-07 |  | 0.00061267 |  | 0 |  | 1.6993e-06
| 1.314e-05 |  | 2.8625e-05 |  | 8.4845e-05 |  | 6.6103e-05 |  | 0 |  | 0 |  | 0 |  | 0 |  | 8.1528e-07 |  | #REF! |  | 0 |  | 0.00012847 |  | 0 |  | #REF! |  | 1.471e-06 |  | -0.00028104 |  | 0 |  | 9.2026e-07 |  | 0 |  | 0 |  | 0 |  | 0.00039099 |  | 0 |  | 1.2979e-06 |  | 0.00061661 |  | 0 |  | 1.9559e-06
| 1.1091e-05 |  | 1.0483e-05 |  | 0.00012435 |  | 0 |  | 0 |  | 0 |  | 0 |  | 0 |  | 8.6068e-07 |  | #REF! |  | 0 |  | 1.5638e-05 |  | 0 |  | #REF! |  | 1.5837e-06 |  | -0.00036192 |  | 0 |  | 9.3059e-07 |  | 0 |  | 0 |  | 0 |  | 0.00039408 |  | 0 |  | 2.8555e-06 |  | 0.00062434 |  | 0 |  | 2.1301e-06
| 3.6727e-05 |  | 2.335e-05 |  | 3.9026e-05 |  | 0 |  | 0 |  | 0 |  | 0 |  | 0 |  | 9.3971e-07 |  | #REF! |  | 0 |  | 9.6296e-05 |  | 0 |  | #REF! |  | 1.1662e-06 |  | -0.00021277 |  | 0 |  | 9.8375e-07 |  | 0 |  | 0 |  | 0 |  | 0.00038795 |  | 0 |  | 2.3364e-06 |  | 0.00062674 |  | 0 |  | 1.9564e-06
| 2.5633e-05 |  | 6.3181e-05 |  | -4.5416e-05 |  | 2.9641e-06 |  | 0 |  | 0 |  | 0 |  | 0 |  | 9.7287e-07 |  | #REF! |  | 0 |  | 0.00018346 |  | 0 |  | #REF! |  | 1.0538e-06 |  | -0.00015713 |  | 0 |  | 1.0005e-06 |  | 0 |  | 0 |  | 0 |  | 0.00035781 |  | 0 |  | 2.3364e-06 |  | 0.0006306 |  | 0 |  | 1.5563e-06
| 0 |  | -1.987e-05 |  | -5.9263e-05 |  | 2.9644e-06 |  | 0 |  | 0 |  | 0 |  | 0 |  | 9.5388e-07 |  | #REF! |  | 0 |  | 0.00012223 |  | 0 |  | #REF! |  | 5.2504e-07 |  | -9.2115e-05 |  | 0 |  | 9.7295e-07 |  | 0 |  | 0 |  | 0 |  | 0.0003586 |  | 0 |  | 2.3366e-06 |  | 0.00063528 |  | 0 |  | 1.7871e-06
| 2.9006e-06 |  | 4.1401e-05 |  | 1.8264e-05 |  | 7.6346e-05 |  | 0 |  | 0 |  | 0 |  | 0 |  | 9.0434e-07 |  | #REF! |  | 0 |  | 8.0057e-05 |  | 0 |  | #REF! |  | 5.2512e-07 |  | 5.6888e-06 |  | 0 |  | 1.0102e-06 |  | 0 |  | 0 |  | 0 |  | 0.00045601 |  | 0 |  | 2.3367e-06 |  | 0.00064537 |  | 0 |  | 1.7986e-06
| 2.033e-05 |  | 0.00010661 |  | 4.9124e-05 |  | 7.634e-05 |  | 0 |  | 0 |  | 0 |  | 0 |  | 9.1729e-07 |  | #REF! |  | 0 |  | 7.6816e-05 |  | 0 |  | #REF! |  | 1.7179e-06 |  | 4.4429e-05 |  | 0 |  | 1.0916e-06 |  | 0 |  | 0 |  | 0 |  | 0.00042667 |  | 0 |  | 2.3369e-06 |  | 0.00065082 |  | 0 |  | 1.7038e-06
| 1.743e-05 |  | 1.0291e-05 |  | -0.00010546 |  | 2.4696e-05 |  | 0 |  | 0 |  | 0 |  | 0 |  | 9.2526e-07 |  | #REF! |  | 0 |  | 0.00013208 |  | 0 |  | #REF! |  | 1.718e-06 |  | -4.2099e-05 |  | 0 |  | 1.1769e-06 |  | 0 |  | 0 |  | 0 |  | 0.00035249 |  | 0 |  | 7.7896e-07 |  | 0.00065396 |  | 0 |  | 1.9818e-06
| 1.5379e-05 |  | 3.8397e-05 |  | -0.00015451 |  | 4.252e-05 |  | 0 |  | 0 |  | 0 |  | 0 |  | 9.5537e-07 |  | #REF! |  | 0 |  | 0.00010027 |  | 0 |  | #REF! |  | 5.8605e-07 |  | -0.00012462 |  | 0 |  | 1.2263e-06 |  | 0 |  | 0 |  | 0 |  | 0.0003293 |  | 0 |  | 7.7906e-07 |  | 0.00065087 |  | 0 |  | 1.8691e-06
| 1.5379e-05 |  | 2.3691e-05 |  | 1.6935e-05 |  | 1.7823e-05 |  | 0 |  | 0 |  | 0 |  | 0 |  | 9.8724e-07 |  | #REF! |  | 0 |  | 6.1985e-06 |  | 0 |  | #REF! |  | 5.861e-07 |  | 0.00017977 |  | 0 |  | 1.184e-06 |  | 0 |  | 0 |  | 0 |  | 0.0002845 |  | 0 |  | 2.337e-06 |  | 0.00064322 |  | 0 |  | 1.6005e-06
| 2.5629e-05 |  | -1.3981e-05 |  | 3.3528e-06 |  | 0 |  | 0 |  | 0 |  | 0 |  | 0 |  | 9.8181e-07 |  | #REF! |  | 0 |  | 6.198e-06 |  | 0 |  | #REF! |  | 9.1594e-07 |  | 0.00011595 |  | 0 |  | 1.1514e-06 |  | 0 |  | 0 |  | 0 |  | 0.00023117 |  | 0 |  | 2.3373e-06 |  | 0.00064326 |  | 0 |  | 1.6938e-06
| 2.5629e-05 |  | 4.8146e-05 |  | -8.1001e-05 |  | 7.6333e-05 |  | 0 |  | 0 |  | 0 |  | 0 |  | 9.9355e-07 |  | #REF! |  | 0 |  | 3.0451e-05 |  | 0 |  | #REF! |  | 9.1607e-07 |  | 2.1673e-05 |  | 0 |  | 1.1253e-06 |  | 0 |  | 0 |  | 0 |  | 0.00020102 |  | 0 |  | 2.3373e-06 |  | 0.0006479 |  | 0 |  | 1.8154e-06
| 0 |  | 7.3601e-05 |  | 7.4356e-06 |  | 0.0001464 |  | 0 |  | 0 |  | 0 |  | 0 |  | 9.8619e-07 |  | #REF! |  | 0 |  | 9.9379e-05 |  | 0 |  | #REF! |  | 1.6368e-06 |  | -1.1372e-06 |  | 0 |  | 1.1509e-06 |  | 0 |  | 0 |  | 0 |  | 0.00020954 |  | 0 |  | 2.3376e-06 |  | 0.00065877 |  | 0 |  | 1.9384e-06
| 1.8765e-06 |  | -3.0361e-07 |  | -7.7346e-05 |  | 0.00012142 |  | 0 |  | 0 |  | 0 |  | 0 |  | 1.0304e-06 |  | #REF! |  | 0 |  | 6.8922e-05 |  | 0 |  | #REF! |  | 1.637e-06 |  | -0.00030342 |  | 0 |  | 1.1818e-06 |  | 0 |  | 0 |  | 0 |  | 0.00031549 |  | 0 |  | 2.3375e-06 |  | 0.00065726 |  | 0 |  | 1.6777e-06
| 1.9303e-05 |  | -5.149e-05 |  | -0.00013154 |  | 5.136e-05 |  | 0 |  | 0 |  | 0 |  | 0 |  | 1.0623e-06 |  | #REF! |  | 0 |  | 3.5037e-05 |  | 0 |  | #REF! |  | 9.2287e-07 |  | -0.0002708 |  | 0 |  | 1.1395e-06 |  | 0 |  | 0 |  | 0 |  | 0.00027297 |  | 0 |  | 2.3378e-06 |  | 0.00065035 |  | 0 |  | 1.6772e-06
| 1.7427e-05 |  | 2.8838e-05 |  | -3.8467e-05 |  | 2.568e-05 |  | 0 |  | 0 |  | 0 |  | 0 |  | 1.0164e-06 |  | #REF! |  | 0 |  | 0.00015294 |  | 0 |  | #REF! |  | 9.23e-07 |  | -0.00014737 |  | 0 |  | 1.0216e-06 |  | 0 |  | 0 |  | 0 |  | 0.00021886 |  | 0 |  | 7.7926e-07 |  | 0.00064265 |  | 0 |  | 1.9506e-06
| 1.9475e-05 |  | 0.00013093 |  | 1.293e-05 |  | 5.3395e-05 |  | 0 |  | 0 |  | 0 |  | 0 |  | 9.3619e-07 |  | #REF! |  | 0 |  | 0.00012221 |  | 0 |  | #REF! |  | 1.689e-06 |  | 8.42e-05 |  | 0 |  | 9.4866e-07 |  | 0 |  | 0 |  | 0 |  | 0.00030163 |  | 0 |  | 1.2989e-06 |  | 0.00063264 |  | 0 |  | 2.1331e-06
| 1.9475e-05 |  | 0.00016995 |  | -1.7513e-05 |  | 7.7098e-05 |  | 0 |  | 0 |  | 0 |  | 0 |  | 8.804e-07 |  | #REF! |  | 0 |  | 7.6645e-05 |  | 0 |  | #REF! |  | 1.6891e-06 |  | 5.7428e-05 |  | 0 |  | 1.0057e-06 |  | 0 |  | 0 |  | 0 |  | 0.00025911 |  | 0 |  | 1.2989e-06 |  | 0.00062572 |  | 0 |  | 2.1874e-06
| 2.1525e-05 |  | 0.00020502 |  | -1.2395e-06 |  | 4.938e-05 |  | 0 |  | 0 |  | 0 |  | 0 |  | 8.8661e-07 |  | #REF! |  | 0 |  | 0.00010737 |  | 0 |  | #REF! |  | 1.4417e-06 |  | -0.00017339 |  | 0 |  | 1.1193e-06 |  | 0 |  | 0 |  | 0 |  | 0.00026918 |  | 0 |  | 7.7941e-07 |  | 0.00062344 |  | 0 |  | 1.9763e-06
| 7.2515e-05 |  | 0.00023323 |  | 6.3266e-05 |  | 3.4563e-05 |  | 0 |  | 0 |  | 0 |  | 0 |  | 8.5726e-07 |  | #REF! |  | 0 |  | 0.00013185 |  | 0 |  | #REF! |  | 1.4418e-06 |  | -0.00015474 |  | 0 |  | 1.2104e-06 |  | 0 |  | 0 |  | 0 |  | 0.00022322 |  | 0 |  | 0 |  | 0.00062808 |  | 0 |  | 1.9341e-06
| 5.0997e-05 |  | 9.9128e-05 |  | 9.1105e-05 |  | 3.4566e-05 |  | 0 |  | 0 |  | 0 |  | 0 |  | 8.1801e-07 |  | #REF! |  | 0 |  | 0.00020162 |  | 0 |  | #REF! |  | 1.364e-06 |  | -0.00021564 |  | 0 |  | 1.1719e-06 |  | 0 |  | 0 |  | 0 |  | 0.00014123 |  | 0 |  | 0 |  | 0.00063663 |  | 0 |  | 1.8708e-06
| 0 |  | -3.7352e-05 |  | 4.9025e-05 |  | 5.9245e-06 |  | 0 |  | 0 |  | 0 |  | 0 |  | 8.266e-07 |  | #REF! |  | 0 |  | 0.00010478 |  | 0 |  | #REF! |  | 1.3641e-06 |  | -0.00028446 |  | 0 |  | 1.0835e-06 |  | 0 |  | 0 |  | 0 |  | 0.0002731 |  | 0 |  | 0 |  | 0.00063981 |  | 0 |  | 1.7283e-06
| 2.9722e-05 |  | 1.155e-05 |  | -6.2036e-05 |  | 5.925e-06 |  | 0 |  | 0 |  | 0 |  | 0 |  | 8.844e-07 |  | #REF! |  | 0 |  | 3.6648e-05 |  | 0 |  | #REF! |  | 1.1186e-06 |  | -0.00015388 |  | 0 |  | 9.8364e-07 |  | 0 |  | 0 |  | 0 |  | 0.00042938 |  | 0 |  | 5.1971e-07 |  | 0.00063826 |  | 0 |  | 1.68e-06
| 4.5919e-05 |  | 4.7253e-06 |  | -3.6792e-05 |  | 4.5422e-05 |  | 0 |  | 0 |  | 0 |  | 0 |  | 8.9666e-07 |  | #REF! |  | 0 |  | 0.00010099 |  | 0 |  | #REF! |  | 1.1186e-06 |  | -5.234e-05 |  | 0 |  | 1.0003e-06 |  | 0 |  | 0 |  | 0 |  | 0.00030979 |  | 0 |  | 5.1971e-07 |  | 0.00062979 |  | 0 |  | 1.9954e-06
| 1.62e-05 |  | 4.3802e-06 |  | 3.1125e-05 |  | 4.5422e-05 |  | 0 |  | 0 |  | 0 |  | 0 |  | 8.2675e-07 |  | #REF! |  | 0 |  | 0.00013838 |  | 0 |  | #REF! |  | 9.5911e-07 |  | -0.00012787 |  | 0 |  | 1.0535e-06 |  | 0 |  | 0 |  | 0 |  | 0.00031987 |  | 0 |  | 5.1974e-07 |  | 0.00062055 |  | 0 |  | 2.2123e-06
| 2.2337e-05 |  | 0.00010909 |  | 3.047e-05 |  | 2.6658e-05 |  | 0 |  | 0 |  | 0 |  | 0 |  | 7.5996e-07 |  | #REF! |  | 0 |  | 7.4022e-05 |  | 0 |  | #REF! |  | 9.5911e-07 |  | -0.00035614 |  | 0 |  | 1.0581e-06 |  | 0 |  | 0 |  | 0 |  | 0.00040392 |  | 0 |  | 5.1978e-07 |  | 0.00062523 |  | 0 |  | 1.9443e-06
| 2.2337e-05 |  | 0.00020009 |  | 9.2877e-05 |  | 4.5462e-05 |  | 0 |  | 0 |  | 0 |  | 0 |  | 7.9377e-07 |  | #REF! |  | 0 |  | 1.886e-05 |  | 0 |  | #REF! |  | 1.5986e-06 |  | -0.00029691 |  | 0 |  | 1.0364e-06 |  | 0 |  | 0 |  | 0 |  | 0.00047979 |  | 0 |  | 5.1978e-07 |  | 0.00063765 |  | 0 |  | 1.9376e-06
| 0 |  | 0.00015778 |  | 0.0001059 |  | 1.8803e-05 |  | 0 |  | 0 |  | 0 |  | 0 |  | 8.9253e-07 |  | #REF! |  | 0 |  | 6.5459e-05 |  | 0 |  | #REF! |  | 1.5987e-06 |  | -9.6715e-05 |  | 0 |  | 1.0377e-06 |  | 0 |  | 0 |  | 0 |  | 0.00055872 |  | 0 |  | 1.2995e-06 |  | 0.00064771 |  | 0 |  | 1.8415e-06
| 1.3322e-05 |  | 0.00015083 |  | -2.0886e-05 |  | 3.1668e-05 |  | 0 |  | 0 |  | 0 |  | 0 |  | 9.147e-07 |  | #REF! |  | 0 |  | 8.4857e-05 |  | 0 |  | #REF! |  | 8.3192e-07 |  | -0.00027742 |  | 0 |  | 1.0885e-06 |  | 0 |  | 0 |  | 0 |  | 0.00027866 |  | 0 |  | 1.2996e-06 |  | 0.00064315 |  | 0 |  | 1.5626e-06
| 1.332e-05 |  | 0.00014523 |  | -2.6642e-05 |  | 0.0001313 |  | 0 |  | 0 |  | 0 |  | 0 |  | 8.9147e-07 |  | #REF! |  | 0 |  | 0.00018173 |  | 0 |  | #REF! |  | 8.3198e-07 |  | -0.00030993 |  | 0 |  | 1.0796e-06 |  | 0 |  | 0 |  | 0 |  | 0.00012111 |  | 0 |  | 5.1988e-07 |  | 0.00063928 |  | 0 |  | 1.9002e-06
| 0 |  | 7.1925e-05 |  | 2.8502e-05 |  | 0.0001313 |  | 0 |  | 0 |  | 0 |  | 0 |  | 8.9822e-07 |  | #REF! |  | 0 |  | 0.00029492 |  | 0 |  | #REF! |  | 1.3953e-06 |  | -8.9888e-05 |  | 0 |  | 1.0783e-06 |  | 0 |  | 0 |  | 0 |  | 0.00023641 |  | 0 |  | 5.1988e-07 |  | 0.00064706 |  | 0 |  | 1.9262e-06
| 6.9905e-06 |  | 0.00011831 |  | 8.0601e-05 |  | 5.536e-05 |  | 0 |  | 0 |  | 0 |  | 0 |  | 9.2583e-07 |  | #REF! |  | 0 |  | 0.00023059 |  | 0 |  | #REF! |  | 1.3954e-06 |  | -0.00016363 |  | 0 |  | 1.0969e-06 |  | 0 |  | 0 |  | 0 |  | 0.00045594 |  | 0 |  | 2.8597e-06 |  | 0.00065179 |  | 0 |  | 1.8667e-06
| 1.6211e-05 |  | 0.00010836 |  | 9.2016e-05 |  | 2.3692e-05 |  | 0 |  | 0 |  | 0 |  | 0 |  | 8.72e-07 |  | #REF! |  | 0 |  | 0.00014005 |  | 0 |  | #REF! |  | 1.4628e-06 |  | -0.00011719 |  | 0 |  | 1.1016e-06 |  | 0 |  | 0 |  | 0 |  | 0.00055426 |  | 0 |  | 2.3396e-06 |  | 0.00064715 |  | 0 |  | 2.0939e-06
| 9.221e-06 |  | 8.7001e-05 |  | -8.7324e-06 |  | 0 |  | 0 |  | 0 |  | 0 |  | 0 |  | 8.2781e-07 |  | #REF! |  | 0 |  | 0.00015599 |  | 0 |  | #REF! |  | 1.4628e-06 |  | 2.8174e-05 |  | 0 |  | 1.0952e-06 |  | 0 |  | 0 |  | 0 |  | 0.00037856 |  | 0 |  | 2.3399e-06 |  | 0.00063558 |  | 0 |  | 1.8708e-06
| 2.7662e-05 |  | 0.00016437 |  | -5.8917e-05 |  | 1.3852e-05 |  | 0 |  | 0 |  | 0 |  | 0 |  | 8.5481e-07 |  | #REF! |  | 0 |  | 9.5073e-05 |  | 0 |  | #REF! |  | 8.7344e-07 |  | 9.1025e-05 |  | 0 |  | 1.0605e-06 |  | 0 |  | 0 |  | 0 |  | 0.00032437 |  | 0 |  | 2.3399e-06 |  | 0.00062938 |  | 0 |  | 1.7059e-06
| 4.4877e-05 |  | 0.00016682 |  | -7.3545e-05 |  | 4.9386e-05 |  | 0 |  | 0 |  | 0 |  | 0 |  | 8.5305e-07 |  | #REF! |  | 0 |  | 2.0735e-05 |  | 0 |  | #REF! |  | 8.7344e-07 |  | 8.0189e-05 |  | 0 |  | 1.0773e-06 |  | 0 |  | 0 |  | 0 |  | 0.00037319 |  | 0 |  | 0 |  | 0.00063179 |  | 0 |  | 1.8282e-06
| 4.6926e-05 |  | 5.5416e-05 |  | -7.5182e-05 |  | 3.5535e-05 |  | 0 |  | 0 |  | 0 |  | 0 |  | 8.2183e-07 |  | #REF! |  | 0 |  | 6.06e-05 |  | 0 |  | #REF! |  | 1.3411e-06 |  | -0.00030152 |  | 0 |  | 1.0607e-06 |  | 0 |  | 0 |  | 0 |  | 0.00038405 |  | 0 |  | 0 |  | 0.00063802 |  | 0 |  | 1.9567e-06
| 2.9709e-05 |  | 6.0544e-05 |  | -0.00015284 |  | 8.7665e-05 |  | 0 |  | 0 |  | 0 |  | 0 |  | 8.3042e-07 |  | #REF! |  | 0 |  | 0.00016738 |  | 0 |  | #REF! |  | 1.3412e-06 |  | -0.00029692 |  | 0 |  | 9.574e-07 |  | 0 |  | 0 |  | 0 |  | 0.0003647 |  | 0 |  | 7.8011e-07 |  | 0.00064344 |  | 0 |  | 1.9505e-06
| 4.5076e-05 |  | 0.00013513 |  | -0.00012987 |  | 0.00012229 |  | 0 |  | 0 |  | 0 |  | 0 |  | 8.9924e-07 |  | #REF! |  | 0 |  | 0.0001981 |  | 0 |  | #REF! |  | 9.1542e-07 |  | -0.00031859 |  | 0 |  | 9.2027e-07 |  | 0 |  | 0 |  | 0 |  | 0.00030047 |  | 0 |  | 7.8011e-07 |  | 0.0006443 |  | 0 |  | 2.0518e-06
| 5.206e-05 |  | 0.00018079 |  | 3.8618e-05 |  | 0.00010293 |  | 0 |  | 0 |  | 0 |  | 0 |  | 9.5519e-07 |  | #REF! |  | 0 |  | 7.0581e-05 |  | 0 |  | #REF! |  | 9.1548e-07 |  | -0.00040745 |  | 0 |  | 9.5309e-07 |  | 0 |  | 0 |  | 0 |  | 0.00031131 |  | 0 |  | 7.8016e-07 |  | 0.00063811 |  | 0 |  | 2.0098e-06
| 1.6208e-05 |  | 0.00016272 |  | 6.2302e-05 |  | 6.8304e-05 |  | 0 |  | 0 |  | 0 |  | 0 |  | 9.3063e-07 |  | #REF! |  | 0 |  | 0 |  | 0 |  | #REF! |  | 1.3667e-06 |  | -0.00021278 |  | 0 |  | 1.0128e-06 |  | 0 |  | 0 |  | 0 |  | 0.00033224 |  | 0 |  | 1.3004e-06 |  | 0.00063505 |  | 0 |  | 2.0476e-06
| 9.2185e-06 |  | 0.00010747 |  | 2.0734e-06 |  | 2.0725e-05 |  | 0 |  | 0 |  | 0 |  | 0 |  | 8.2881e-07 |  | #REF! |  | 0 |  | 9.5048e-05 |  | 0 |  | #REF! |  | 1.3668e-06 |  | -0.00014737 |  | 0 |  | 1.0321e-06 |  | 0 |  | 0 |  | 0 |  | 0.00027959 |  | 0 |  | 1.3004e-06 |  | 0.00063122 |  | 0 |  | 1.9197e-06
| 0 |  | 0.00015044 |  | -0.00012018 |  | 5.9304e-05 |  | 0 |  | 0 |  | 0 |  | 0 |  | 7.7969e-07 |  | #REF! |  | 0 |  | 0.00011875 |  | 0 |  | #REF! |  | 2.0644e-07 |  | 9.1032e-06 |  | 0 |  | 1.0726e-06 |  | 0 |  | 0 |  | 0 |  | 0.0002099 |  | 0 |  | 7.8026e-07 |  | 0.00062893 |  | 0 |  | 1.8109e-06
| 0 |  | 0.00013609 |  | -5.6762e-05 |  | 0.00011143 |  | 0 |  | 0 |  | 0 |  | 0 |  | 8.1415e-07 |  | #REF! |  | 0 |  | 0.00012671 |  | 0 |  | #REF! |  | 2.0646e-07 |  | 8.6697e-06 |  | 0 |  | 1.1523e-06 |  | 0 |  | 0 |  | 0 |  | 0.00036484 |  | 0 |  | 2.3409e-06 |  | 0.00062975 |  | 0 |  | 1.9744e-06
| 0 |  | 4.4216e-05 |  | -3.2498e-05 |  | 7.8787e-05 |  | 0 |  | 0 |  | 0 |  | 0 |  | 8.7501e-07 |  | #REF! |  | 0 |  | 0.00022197 |  | 0 |  | #REF! |  | 1.1748e-06 |  | -0.00010695 |  | 0 |  | 1.2467e-06 |  | 0 |  | 0 |  | 0 |  | 0.00040047 |  | 0 |  | 2.3411e-06 |  | 0.00063207 |  | 0 |  | 1.8733e-06
| 0 |  | 4.8465e-05 |  | -8.9966e-05 |  | 5.0342e-05 |  | 0 |  | 0 |  | 0 |  | 0 |  | 9.1554e-07 |  | #REF! |  | 0 |  | 0.00020772 |  | 0 |  | #REF! |  | 1.1748e-06 |  | -6.6103e-05 |  | 0 |  | 1.2422e-06 |  | 0 |  | 0 |  | 0 |  | 0.00033157 |  | 0 |  | 2.3411e-06 |  | 0.00063448 |  | 0 |  | 1.8863e-06
| 0 |  | 0.00016275 |  | 3.1045e-06 |  | 4.4407e-05 |  | 0 |  | 0 |  | 0 |  | 0 |  | 9.2659e-07 |  | #REF! |  | 0 |  | 9.3088e-05 |  | 0 |  | #REF! |  | 9.782e-07 |  | -9.6715e-05 |  | 0 |  | 1.1954e-06 |  | 0 |  | 0 |  | 0 |  | 0.0003827 |  | 0 |  | 2.3412e-06 |  | 0.00063138 |  | 0 |  | 2.0193e-06
| 5.6069e-05 |  | 0.0001251 |  | -2.591e-05 |  | 2.2697e-05 |  | 0 |  | 0 |  | 0 |  | 0 |  | 9.5624e-07 |  | #REF! |  | 0 |  | 9.1381e-05 |  | 0 |  | #REF! |  | 9.7827e-07 |  | 8.0189e-05 |  | 0 |  | 1.1449e-06 |  | 0 |  | 0 |  | 0 |  | 0.0003719 |  | 0 |  | 2.3414e-06 |  | 0.00063069 |  | 0 |  | 1.7238e-06
| 8.7811e-05 |  | -2.3339e-05 |  | -0.00011413 |  | 4.0498e-05 |  | 0 |  | 0 |  | 0 |  | 0 |  | 9.7589e-07 |  | #REF! |  | 0 |  | 0.00010268 |  | 0 |  | #REF! |  | 6.6207e-07 |  | -0.00012061 |  | 0 |  | 1.1468e-06 |  | 0 |  | 0 |  | 0 |  | 0.00044009 |  | 0 |  | 2.3415e-06 |  | 0.00062991 |  | 0 |  | 1.5395e-06
| 3.1747e-05 |  | -1.5983e-05 |  | -7.6893e-05 |  | 4.9378e-05 |  | 0 |  | 0 |  | 0 |  | 0 |  | 9.372e-07 |  | #REF! |  | 0 |  | 6.5418e-05 |  | 0 |  | #REF! |  | 6.6207e-07 |  | -0.00031967 |  | 0 |  | 1.175e-06 |  | 0 |  | 0 |  | 0 |  | 0.00042772 |  | 0 |  | 2.3415e-06 |  | 0.0006315 |  | 0 |  | 1.7674e-06
| 1.6386e-05 |  | 0.00012526 |  | 2.6837e-05 |  | 3.1575e-05 |  | 0 |  | 0 |  | 0 |  | 0 |  | 9.4465e-07 |  | #REF! |  | 0 |  | 9.1267e-05 |  | 0 |  | #REF! |  | 1.588e-06 |  | -0.00027763 |  | 0 |  | 1.1874e-06 |  | 0 |  | 0 |  | 0 |  | 0.00032856 |  | 0 |  | 2.3417e-06 |  | 0.00063542 |  | 0 |  | 1.5865e-06
| 1.6386e-05 |  | 0.00016417 |  | 4.212e-06 |  | 0 |  | 0 |  | 0 |  | 0 |  | 0 |  | 1.0252e-06 |  | #REF! |  | 0 |  | 8.3191e-05 |  | 0 |  | #REF! |  | 1.5881e-06 |  | -0.00022865 |  | 0 |  | 1.1579e-06 |  | 0 |  | 0 |  | 0 |  | 0.00040452 |  | 0 |  | 7.8061e-07 |  | 0.00063778 |  | 0 |  | 1.3889e-06
| 0 |  | 6.715e-05 |  | -6.3927e-05 |  | 3.758e-05 |  | 0 |  | 0 |  | 0 |  | 0 |  | 1.1438e-06 |  | #REF! |  | 0 |  | 7.8337e-05 |  | 0 |  | #REF! |  | 5.6812e-07 |  | -0.00024008 |  | 0 |  | 1.0918e-06 |  | 0 |  | 0 |  | 0 |  | 0.00049677 |  | 0 |  | 7.8066e-07 |  | 0.00063085 |  | 0 |  | 1.423e-06
| 0 |  | 4.7398e-05 |  | -3.0268e-05 |  | 3.9553e-05 |  | 0 |  | 0 |  | 0 |  | 0 |  | 1.1396e-06 |  | #REF! |  | 0 |  | 6.8647e-05 |  | 0 |  | #REF! |  | 5.6812e-07 |  | -0.0002319 |  | 0 |  | 1.0334e-06 |  | 0 |  | 0 |  | 0 |  | 0.00042237 |  | 0 |  | 0 |  | 0.00062697 |  | 0 |  | 1.5025e-06
| 1.1263e-05 |  | 6.9791e-05 |  | 4.1435e-06 |  | 1.9733e-06 |  | 0 |  | 0 |  | 0 |  | 0 |  | 9.7256e-07 |  | #REF! |  | 0 |  | 0.00020613 |  | 0 |  | #REF! |  | 1.4733e-06 |  | -3.5273e-05 |  | 0 |  | 1.029e-06 |  | 0 |  | 0 |  | 0 |  | 0.000355 |  | 0 |  | 5.2048e-07 |  | 0.00062783 |  | 0 |  | 1.732e-06
| 1.1264e-05 |  | 0.00011597 |  | -7.0024e-06 |  | 3.8479e-05 |  | 0 |  | 0 |  | 0 |  | 0 |  | 9.2218e-07 |  | #REF! |  | 0 |  | 0.00024979 |  | 0 |  | #REF! |  | 1.4735e-06 |  | 1.192e-05 |  | 0 |  | 1.065e-06 |  | 0 |  | 0 |  | 0 |  | 0.00031779 |  | 0 |  | 1.3013e-06 |  | 0.00063093 |  | 0 |  | 1.7838e-06
| 0 |  | 0.0001655 |  | -3.6587e-05 |  | 8.4952e-05 |  | 0 |  | 0 |  | 0 |  | 0 |  | 9.8494e-07 |  | #REF! |  | 0 |  | 8.9669e-05 |  | 0 |  | #REF! |  | 1.1604e-06 |  | -0.00010013 |  | 0 |  | 1.0233e-06 |  | 0 |  | 0 |  | 0 |  | 0.00037365 |  | 0 |  | 1.3013e-06 |  | 0.00062791 |  | 0 |  | 1.7592e-06
| 0 |  | 0.0001218 |  | -2.6258e-05 |  | 6.3243e-05 |  | 0 |  | 0 |  | 0 |  | 0 |  | 1.0212e-06 |  | #REF! |  | 0 |  | 7.0244e-05 |  | 0 |  | #REF! |  | 1.1606e-06 |  | -0.00010836 |  | 0 |  | 9.9571e-07 |  | 0 |  | 0 |  | 0 |  | 0.00037132 |  | 0 |  | 2.8632e-06 |  | 0.00062171 |  | 0 |  | 1.6623e-06
| 6.1435e-06 |  | 8.1834e-05 |  | -3.3762e-05 |  | 1.6772e-05 |  | 0 |  | 0 |  | 0 |  | 0 |  | 9.2173e-07 |  | #REF! |  | 0 |  | 0.00025595 |  | 0 |  | #REF! |  | 6.2799e-07 |  | 4.3237e-05 |  | 0 |  | 1.0106e-06 |  | 0 |  | 0 |  | 0 |  | 0.00037522 |  | 0 |  | 2.8632e-06 |  | 0.00062408 |  | 0 |  | 1.6416e-06
| 4.9926e-05 |  | 3.6334e-05 |  | -5.6023e-05 |  | 5.5243e-05 |  | 0 |  | 0 |  | 0 |  | 0 |  | 8.6827e-07 |  | #REF! |  | 0 |  | 0.00026397 |  | 0 |  | #REF! |  | 6.2808e-07 |  | -0.00022865 |  | 0 |  | 1.0511e-06 |  | 0 |  | 0 |  | 0 |  | 0.00036904 |  | 0 |  | 2.8632e-06 |  | 0.00062412 |  | 0 |  | 1.8992e-06
| 5.5045e-05 |  | -7.2003e-05 |  | -0.00013809 |  | 5.5243e-05 |  | 0 |  | 0 |  | 0 |  | 0 |  | 9.421e-07 |  | #REF! |  | 0 |  | 0.00010897 |  | 0 |  | #REF! |  | 9.6213e-07 |  | -0.00038345 |  | 0 |  | 1.0826e-06 |  | 0 |  | 0 |  | 0 |  | 0.00033648 |  | 0 |  | 2.8635e-06 |  | 0.00062024 |  | 0 |  | 1.9127e-06
| 1.1261e-05 |  | -5.6931e-05 |  | -0.00014505 |  | 2.3674e-05 |  | 0 |  | 0 |  | 0 |  | 0 |  | 1.0172e-06 |  | #REF! |  | 0 |  | 5.7329e-05 |  | 0 |  | #REF! |  | 9.6221e-07 |  | 6.3934e-05 |  | 0 |  | 1.0814e-06 |  | 0 |  | 0 |  | 0 |  | 0.00024147 |  | 0 |  | 1.3016e-06 |  | 0.00061334 |  | 0 |  | 1.749e-06
| 0 |  | 8.0053e-06 |  | 0.00010289 |  | 2.3674e-05 |  | 0 |  | 0 |  | 0 |  | 0 |  | 1.019e-06 |  | #REF! |  | 0 |  | 3.149e-05 |  | 0 |  | #REF! |  | 2.2164e-06 |  | 0.00020026 |  | 0 |  | 1.0564e-06 |  | 0 |  | 0 |  | 0 |  | 0.0002756 |  | 0 |  | 7.8101e-07 |  | 0.00061183 |  | 0 |  | 1.7831e-06
| 0 |  | 2.071e-05 |  | 0.00016586 |  | 6.9048e-06 |  | 0 |  | 0 |  | 0 |  | 0 |  | 9.6132e-07 |  | #REF! |  | 0 |  | 3.6333e-05 |  | 0 |  | #REF! |  | 2.2166e-06 |  | 6.0684e-05 |  | 0 |  | 1.0713e-06 |  | 0 |  | 0 |  | 0 |  | 0.00046527 |  | 0 |  | 7.8106e-07 |  | 0.00061028 |  | 0 |  | 2.0747e-06
| 2.3545e-05 |  | 3.8705e-05 |  | 2.4843e-05 |  | 6.9048e-06 |  | 0 |  | 0 |  | 0 |  | 0 |  | 9.7678e-07 |  | #REF! |  | 0 |  | 2.6643e-05 |  | 0 |  | #REF! |  | 9.2443e-07 |  | 5.6892e-06 |  | 0 |  | 1.0527e-06 |  | 0 |  | 0 |  | 0 |  | 0.00041877 |  | 0 |  | 2.8639e-06 |  | 0.00060799 |  | 0 |  | 2.0416e-06
| 4.7901e-05 |  | 6.7522e-05 |  | 7.3054e-05 |  | 3.1562e-05 |  | 0 |  | 0 |  | 0 |  | 0 |  | 1.0143e-06 |  | #REF! |  | 0 |  | 0.00013827 |  | 0 |  | #REF! |  | 9.2456e-07 |  | -0.00012136 |  | 0 |  | 1.0142e-06 |  | 0 |  | 0 |  | 0 |  | 0.00040484 |  | 0 |  | 2.8641e-06 |  | 0.00061036 |  | 0 |  | 1.6166e-06
| 7.2469e-05 |  | 0.0001285 |  | 3.3235e-05 |  | 3.1562e-05 |  | 0 |  | 0 |  | 0 |  | 0 |  | 9.8609e-07 |  | #REF! |  | 0 |  | 0.00023833 |  | 0 |  | #REF! |  | 4.9819e-07 |  | -0.00017863 |  | 0 |  | 1.0143e-06 |  | 0 |  | 0 |  | 0 |  | 0.00042816 |  | 0 |  | 1.3019e-06 |  | 0.00062052 |  | 0 |  | 1.6777e-06
| 4.8111e-05 |  | 0.00010368 |  | -6.2311e-06 |  | 7.2806e-05 |  | 0 |  | 0 |  | 0 |  | 0 |  | 9.3875e-07 |  | #REF! |  | 0 |  | 0.00017348 |  | 0 |  | #REF! |  | 4.9823e-07 |  | -5.9601e-05 |  | 0 |  | 1.0798e-06 |  | 0 |  | 0 |  | 0 |  | 0.00048553 |  | 0 |  | 2.8645e-06 |  | 0.00063289 |  | 0 |  | 1.8075e-06
| 1.433e-05 |  | 5.8065e-06 |  | 4.3646e-05 |  | 7.28e-05 |  | 0 |  | 0 |  | 0 |  | 0 |  | 9.5913e-07 |  | #REF! |  | 0 |  | 9.9254e-05 |  | 0 |  | #REF! |  | 5.9532e-07 |  | 9.4439e-05 |  | 0 |  | 1.1699e-06 |  | 0 |  | 0 |  | 0 |  | 0.00041578 |  | 0 |  | 2.3436e-06 |  | 0.00063685 |  | 0 |  | 1.7937e-06
| 1.433e-05 |  | -3.0581e-05 |  | -5.9599e-05 |  | 0 |  | 0 |  | 0 |  | 0 |  | 0 |  | 1.0366e-06 |  | #REF! |  | 0 |  | 0.00015272 |  | 0 |  | #REF! |  | 5.9536e-07 |  | 0.00029149 |  | 0 |  | 1.1847e-06 |  | 0 |  | 0 |  | 0 |  | 0.00026453 |  | 0 |  | 2.3438e-06 |  | 0.00063146 |  | 0 |  | 1.8386e-06
| 0 |  | 9.7934e-06 |  | -1.7975e-05 |  | 0 |  | 0 |  | 0 |  | 0 |  | 0 |  | 1.0422e-06 |  | #REF! |  | 0 |  | 0.00011773 |  | 0 |  | #REF! |  | 9.2872e-07 |  | 0.00026169 |  | 0 |  | 1.1128e-06 |  | 0 |  | 0 |  | 0 |  | 0.00031653 |  | 0 |  | 2.8648e-06 |  | 0.00062607 |  | 0 |  | 1.8123e-06
| 0 |  | 1.5422e-05 |  | 1.0873e-05 |  | 5.2269e-05 |  | 0 |  | 0 |  | 0 |  | 0 |  | 9.9927e-07 |  | #REF! |  | 0 |  | 4.0088e-05 |  | 0 |  | #REF! |  | 9.2885e-07 |  | -1.7338e-05 |  | 0 |  | 1.0312e-06 |  | 0 |  | 0 |  | 0 |  | 0.00022779 |  | 0 |  | 5.2088e-07 |  | 0.00062064 |  | 0 |  | 1.9809e-06
| 2.2516e-05 |  | 5.1104e-05 |  | -5.7774e-05 |  | 5.4242e-05 |  | 0 |  | 0 |  | 0 |  | 0 |  | 9.6914e-07 |  | #REF! |  | 0 |  | 4.762e-05 |  | 0 |  | #REF! |  | 7.1962e-07 |  | -2.8445e-05 |  | 0 |  | 9.6245e-07 |  | 0 |  | 0 |  | 0 |  | 0.00025496 |  | 0 |  | 5.2091e-07 |  | 0.00061913 |  | 0 |  | 2.0976e-06
| 4.8913e-05 |  | 0.00014244 |  | -7.6933e-06 |  | 5.0298e-05 |  | 0 |  | 0 |  | 0 |  | 0 |  | 9.4525e-07 |  | #REF! |  | 0 |  | 3.1478e-05 |  | 0 |  | #REF! |  | 7.1968e-07 |  | -2.5031e-05 |  | 0 |  | 9.0853e-07 |  | 0 |  | 0 |  | 0 |  | 0.00041743 |  | 0 |  | 5.2094e-07 |  | 0.00061917 |  | 0 |  | 1.8665e-06
| 2.7418e-05 |  | 0.00019837 |  | -1.0218e-05 |  | 4.8316e-05 |  | 0 |  | 0 |  | 0 |  | 0 |  | 9.2134e-07 |  | #REF! |  | 0 |  | 0.00012687 |  | 0 |  | #REF! |  | 1.3611e-06 |  | -0.00016688 |  | 0 |  | 8.8804e-07 |  | 0 |  | 0 |  | 0 |  | 0.00037791 |  | 0 |  | 5.2098e-07 |  | 0.00062158 |  | 0 |  | 1.7076e-06
| 6.2443e-05 |  | 0.00015631 |  | 2.9474e-05 |  | 0 |  | 0 |  | 0 |  | 0 |  | 0 |  | 8.5123e-07 |  | #REF! |  | 0 |  | 0.00020132 |  | 0 |  | #REF! |  | 1.3612e-06 |  | -0.00027421 |  | 0 |  | 9.2983e-07 |  | 0 |  | 0 |  | 0 |  | 0.00034064 |  | 0 |  | 2.8654e-06 |  | 0.0006161 |  | 0 |  | 1.9625e-06
| 7.0625e-05 |  | 0.00015915 |  | 4.1208e-05 |  | 0 |  | 0 |  | 0 |  | 0 |  | 0 |  | 8.254e-07 |  | #REF! |  | 0 |  | 0.0002593 |  | 0 |  | #REF! |  | 8.5931e-07 |  | -0.00029366 |  | 0 |  | 1.0662e-06 |  | 0 |  | 0 |  | 0 |  | 0.00033681 |  | 0 |  | 2.8656e-06 |  | 0.00060532 |  | 0 |  | 1.8985e-06
| 2.6409e-05 |  | 0.00015067 |  | -2.9464e-05 |  | 8.3023e-05 |  | 0 |  | 0 |  | 0 |  | 0 |  | 8.7538e-07 |  | #REF! |  | 0 |  | 0.00020585 |  | 0 |  | #REF! |  | 8.5944e-07 |  | -0.0005234 |  | 0 |  | 1.1654e-06 |  | 0 |  | 0 |  | 0 |  | 0.00026753 |  | 0 |  | 1.3026e-06 |  | 0.00059915 |  | 0 |  | 1.8007e-06
| 1.7197e-05 |  | 0.00010373 |  | -3.9032e-05 |  | 8.3016e-05 |  | 0 |  | 0 |  | 0 |  | 0 |  | 9.5526e-07 |  | #REF! |  | 0 |  | 0.00011201 |  | 0 |  | #REF! |  | 7.7852e-07 |  | -0.00042046 |  | 0 |  | 1.1293e-06 |  | 0 |  | 0 |  | 0 |  | 0.00020778 |  | 0 |  | 7.8161e-07 |  | 0.00059919 |  | 0 |  | 2.0134e-06
| 0 |  | 0.00021643 |  | 0.00011605 |  | 5.2256e-05 |  | 0 |  | 0 |  | 0 |  | 0 |  | 9.8435e-07 |  | #REF! |  | 0 |  | 0.0001376 |  | 0 |  | #REF! |  | 1.2699e-06 |  | -0.00026057 |  | 0 |  | 1.1276e-06 |  | 0 |  | 0 |  | 0 |  | 0.00023517 |  | 0 |  | 0 |  | 0.00060773 |  | 0 |  | 2.1605e-06
| 3.1721e-05 |  | 0.00023224 |  | 0.00015023 |  | 5.2256e-05 |  | 0 |  | 0 |  | 0 |  | 0 |  | 9.499e-07 |  | #REF! |  | 0 |  | 8.7725e-05 |  | 0 |  | #REF! |  | 1.6166e-06 |  | 8.9933e-05 |  | 0 |  | 1.1661e-06 |  | 0 |  | 0 |  | 0 |  | 0.00034929 |  | 0 |  | 5.2111e-07 |  | 0.00061242 |  | 0 |  | 2.0819e-06
| 3.1721e-05 |  | 0.00010144 |  | -2.032e-05 |  | 1.3803e-05 |  | 0 |  | 0 |  | 0 |  | 0 |  | 9.4814e-07 |  | #REF! |  | 0 |  | 0.00011218 |  | 0 |  | #REF! |  | 1.1255e-06 |  | 0.00034703 |  | 0 |  | 1.1379e-06 |  | 0 |  | 0 |  | 0 |  | 0.00038502 |  | 0 |  | 4.4297e-06 |  | 0.00061169 |  | 0 |  | 2.1669e-06
| 2.7626e-05 |  | 1.1004e-05 |  | -3.4655e-05 |  | 1.3802e-05 |  | 0 |  | 0 |  | 0 |  | 0 |  | 9.6413e-07 |  | #REF! |  | 0 |  | 0.00019274 |  | 0 |  | #REF! |  | 1.217e-06 |  | 0.00018746 |  | 0 |  | 1.0305e-06 |  | 0 |  | 0 |  | 0 |  | 0.00043007 |  | 0 |  | 3.9088e-06 |  | 0.00060551 |  | 0 |  | 2.1689e-06
| 2.7626e-05 |  | 9.6502e-05 |  | 4.4332e-06 |  | 3.7463e-05 |  | 0 |  | 0 |  | 0 |  | 0 |  | 9.7284e-07 |  | #REF! |  | 0 |  | 0.00022685 |  | 0 |  | #REF! |  | 1.217e-06 |  | -0.00012061 |  | 0 |  | 9.5856e-07 |  | 0 |  | 0 |  | 0 |  | 0.00045882 |  | 0 |  | 7.8176e-07 |  | 0.00059934 |  | 0 |  | 1.9418e-06
| 0 |  | 0.00019279 |  | 1.9171e-05 |  | 5.3274e-05 |  | 0 |  | 0 |  | 0 |  | 0 |  | 9.7653e-07 |  | #REF! |  | 0 |  | 0.00012906 |  | 0 |  | #REF! |  | 9.9081e-07 |  | -0.00024691 |  | 0 |  | 1.0647e-06 |  | 0 |  | 0 |  | 0 |  | 0.00037811 |  | 0 |  | 1.303e-06 |  | 0.00060016 |  | 0 |  | 1.9926e-06
| 2.8431e-05 |  | 0.00018125 |  | -5.2873e-05 |  | 1.5809e-05 |  | 0 |  | 0 |  | 0 |  | 0 |  | 9.5385e-07 |  | #REF! |  | 0 |  | 0.000166 |  | 0 |  | #REF! |  | 9.9088e-07 |  | 5.7432e-05 |  | 0 |  | 1.1999e-06 |  | 0 |  | 0 |  | 0 |  | 0.00024123 |  | 0 |  | 5.2121e-07 |  | 0.0006002 |  | 0 |  | 1.9339e-06
| 2.8433e-05 |  | 5.9764e-05 |  | -5.7211e-05 |  | 0 |  | 0 |  | 0 |  | 0 |  | 0 |  | 9.4716e-07 |  | #REF! |  | 0 |  | 0.00019453 |  | 0 |  | #REF! |  | 7.9949e-07 |  | 0.00012175 |  | 0 |  | 1.2554e-06 |  | 0 |  | 0 |  | 0 |  | 0.0002785 |  | 0 |  | 5.2128e-07 |  | 0.00059787 |  | 0 |  | 1.9437e-06
| 0 |  | 4.1791e-05 |  | 3.8134e-05 |  | 2.9571e-05 |  | 0 |  | 0 |  | 0 |  | 0 |  | 9.6009e-07 |  | #REF! |  | 0 |  | 9.1041e-05 |  | 0 |  | #REF! |  | 7.9955e-07 |  | 9.6444e-05 |  | 0 |  | 1.1955e-06 |  | 0 |  | 0 |  | 0 |  | 0.0003906 |  | 0 |  | 2.867e-06 |  | 0.00059484 |  | 0 |  | 2.0979e-06
| 0 |  | 0.0001411 |  | 3.6289e-05 |  | 2.9574e-05 |  | 0 |  | 0 |  | 0 |  | 0 |  | 9.9034e-07 |  | #REF! |  | 0 |  | 0.00012678 |  | 0 |  | #REF! |  | 1.1299e-06 |  | -1.4791e-05 |  | 0 |  | 1.101e-06 |  | 0 |  | 0 |  | 0 |  | 0.00030829 |  | 0 |  | 2.3459e-06 |  | 0.00059484 |  | 0 |  | 1.8254e-06
| 0 |  | 0.00011721 |  | -7.1208e-05 |  | 0 |  | 0 |  | 0 |  | 0 |  | 0 |  | 9.5279e-07 |  | #REF! |  | 0 |  | 0.00012847 |  | 0 |  | #REF! |  | 1.1299e-06 |  | -4.9847e-05 |  | 0 |  | 1.0547e-06 |  | 0 |  | 0 |  | 0 |  | 0.00038908 |  | 0 |  | 0 |  | 0.00059876 |  | 0 |  | 1.1333e-06
| 7.1612e-06 |  | 9.5405e-05 |  | -5.2652e-05 |  | 0 |  | 0 |  | 0 |  | 0 |  | 0 |  | 8.9009e-07 |  | #REF! |  | 0 |  | 0.00016997 |  | 0 |  | #REF! |  | 1.0688e-06 |  | 3.2997e-05 |  | 0 |  | 1.0149e-06 |  | 0 |  | 0 |  | 0 |  | 0.00044657 |  | 0 |  | 0 |  | 0.00060501 |  | 0 |  | 1.4848e-06
| 7.1612e-06 |  | 9.0599e-05 |  | -2.1768e-05 |  | 1.0842e-05 |  | 0 |  | 0 |  | 0 |  | 0 |  | 8.6916e-07 |  | #REF! |  | 0 |  | 0.00019725 |  | 0 |  | #REF! |  | 1.0689e-06 |  | -1.4792e-05 |  | 0 |  | 9.3639e-07 |  | 0 |  | 0 |  | 0 |  | 0.0003099 |  | 0 |  | 7.8206e-07 |  | 0.00061049 |  | 0 |  | 2.0433e-06
| 0 |  | 0.00011434 |  | 9.9799e-07 |  | 2.3684e-05 |  | 0 |  | 0 |  | 0 |  | 0 |  | 8.9518e-07 |  | #REF! |  | 0 |  | 0.00012809 |  | 0 |  | #REF! |  | 1.1884e-06 |  | 0.00013871 |  | 0 |  | 8.767e-07 |  | 0 |  | 0 |  | 0 |  | 0.00037129 |  | 0 |  | 1.3034e-06 |  | 0.00061208 |  | 0 |  | 1.8013e-06
| 0 |  | 0.0001279 |  | 9.1953e-06 |  | 1.9744e-05 |  | 0 |  | 0 |  | 0 |  | 0 |  | 8.9202e-07 |  | #REF! |  | 0 |  | 3.658e-05 |  | 0 |  | #REF! |  | 1.1886e-06 |  | -6.5999e-05 |  | 0 |  | 9.2489e-07 |  | 0 |  | 0 |  | 0 |  | 0.00037364 |  | 0 |  | 5.2144e-07 |  | 0.00061056 |  | 0 |  | 1.8112e-06
| 0 |  | 6.2782e-05 |  | 9.6461e-06 |  | 6.8993e-06 |  | 0 |  | 0 |  | 0 |  | 0 |  | 8.5893e-07 |  | #REF! |  | 0 |  | 9.4923e-05 |  | 0 |  | #REF! |  | 1.3965e-06 |  | -0.00035544 |  | 0 |  | 1.0892e-06 |  | 0 |  | 0 |  | 0 |  | 0.000355 |  | 0 |  | 0 |  | 0.00060823 |  | 0 |  | 2.3378e-06
| 0 |  | 3.3289e-05 |  | 1.63e-05 |  | 2.6609e-05 |  | 0 |  | 0 |  | 0 |  | 0 |  | 8.5339e-07 |  | #REF! |  | 0 |  | 0.00019779 |  | 0 |  | #REF! |  | 1.3965e-06 |  | -9.6715e-05 |  | 0 |  | 1.1851e-06 |  | 0 |  | 0 |  | 0 |  | 0.00035269 |  | 0 |  | 7.8221e-07 |  | 0.00060905 |  | 0 |  | 2.395e-06
| 0 |  | 0.00013122 |  | 1.8513e-05 |  | 2.6609e-05 |  | 0 |  | 0 |  | 0 |  | 0 |  | 9.3343e-07 |  | #REF! |  | 0 |  | 0.00016539 |  | 0 |  | #REF! |  | 9.1974e-07 |  | 2.8174e-05 |  | 0 |  | 1.1253e-06 |  | 0 |  | 0 |  | 0 |  | 0.00023075 |  | 0 |  | 1.3038e-06 |  | 0.0006068 |  | 0 |  | 2.1737e-06
| 0 |  | 0.00026645 |  | 3.7174e-05 |  | 7.8843e-06 |  | 0 |  | 0 |  | 0 |  | 0 |  | 1.0296e-06 |  | #REF! |  | 0 |  | 6.3863e-05 |  | 0 |  | #REF! |  | 9.1981e-07 |  | 2.2757e-05 |  | 0 |  | 1.0082e-06 |  | 0 |  | 0 |  | 0 |  | 0.00021282 |  | 0 |  | 2.8683e-06 |  | 0.00059825 |  | 0 |  | 2.3138e-06
| 0 |  | 0.00020215 |  | 5.3366e-05 |  | 7.8843e-06 |  | 0 |  | 0 |  | 0 |  | 0 |  | 1.034e-06 |  | #REF! |  | 0 |  | 2.8237e-05 |  | 0 |  | #REF! |  | 1.8338e-06 |  | -0.00010354 |  | 0 |  | 9.5355e-07 |  | 0 |  | 0 |  | 0 |  | 0.00030219 |  | 0 |  | 2.8685e-06 |  | 0.00059363 |  | 0 |  | 2.1859e-06
| 4.9356e-06 |  | 7.0593e-05 |  | 6.5703e-05 |  | 6.1382e-05 |  | 0 |  | 0 |  | 0 |  | 0 |  | 9.6378e-07 |  | #REF! |  | 0 |  | 9.2821e-05 |  | 0 |  | #REF! |  | 1.834e-06 |  | -0.00024165 |  | 0 |  | 9.6836e-07 |  | 0 |  | 0 |  | 0 |  | 0.00030494 |  | 0 |  | 1.3039e-06 |  | 0.00059677 |  | 0 |  | 2.0923e-06
| 1.8231e-05 |  | 4.2734e-05 |  | -1.1321e-05 |  | 6.1376e-05 |  | 0 |  | 0 |  | 0 |  | 0 |  | 9.1644e-07 |  | #REF! |  | 0 |  | 0.0001523 |  | 0 |  | #REF! |  | 1.064e-06 |  | -0.00032201 |  | 0 |  | 1.0328e-06 |  | 0 |  | 0 |  | 0 |  | 0.00030028 |  | 0 |  | 7.8241e-07 |  | 0.00060221 |  | 0 |  | 2.0695e-06
| 7.0126e-05 |  | 7.7724e-05 |  | -6.513e-05 |  | 1.5767e-05 |  | 0 |  | 0 |  | 0 |  | 0 |  | 9.387e-07 |  | #REF! |  | 0 |  | 0.00012805 |  | 0 |  | #REF! |  | 1.064e-06 |  | -0.00016038 |  | 0 |  | 1.1199e-06 |  | 0 |  | 0 |  | 0 |  | 0.00043676 |  | 0 |  | 2.3472e-06 |  | 0.00060695 |  | 0 |  | 1.989e-06
| 5.6825e-05 |  | 8.9921e-05 |  | -0.00013497 |  | 2.0704e-05 |  | 0 |  | 0 |  | 0 |  | 0 |  | 9.2885e-07 |  | #REF! |  | 0 |  | 6.3714e-05 |  | 0 |  | #REF! |  | 4.0345e-07 |  | -0.00012061 |  | 0 |  | 1.1328e-06 |  | 0 |  | 0 |  | 0 |  | 0.00043831 |  | 0 |  | 2.3474e-06 |  | 0.00060773 |  | 0 |  | 1.8534e-06
| 0 |  | 7.6205e-05 |  | -7.9641e-05 |  | 4.4356e-05 |  | 0 |  | 0 |  | 0 |  | 0 |  | 9.2761e-07 |  | #REF! |  | 0 |  | 2.205e-05 |  | 0 |  | #REF! |  | 4.0351e-07 |  | -0.00035955 |  | 0 |  | 1.0265e-06 |  | 0 |  | 0 |  | 0 |  | 0.00036764 |  | 0 |  | 2.3475e-06 |  | 0.00060548 |  | 0 |  | 1.6935e-06
| 0 |  | 5.6483e-05 |  | 1.1533e-05 |  | 3.9414e-05 |  | 0 |  | 0 |  | 0 |  | 0 |  | 9.2902e-07 |  | #REF! |  | 0 |  | 3.8181e-05 |  | 0 |  | #REF! |  | 5.2187e-07 |  | -0.00035543 |  | 0 |  | 8.9014e-07 |  | 0 |  | 0 |  | 0 |  | 0.00039251 |  | 0 |  | 2.8692e-06 |  | 0.00060237 |  | 0 |  | 1.679e-06
| 0 |  | 6.5086e-05 |  | -1.753e-05 |  | 1.5766e-05 |  | 0 |  | 0 |  | 0 |  | 0 |  | 9.4371e-07 |  | #REF! |  | 0 |  | 0.00014274 |  | 0 |  | #REF! |  | 5.2194e-07 |  | -0.00017523 |  | 0 |  | 9.1002e-07 |  | 0 |  | 0 |  | 0 |  | 0.00037855 |  | 0 |  | 1.3043e-06 |  | 0.00060085 |  | 0 |  | 2.0231e-06
| 0 |  | 0.0001728 |  | -0.00010342 |  | 2.4652e-05 |  | 0 |  | 0 |  | 0 |  | 0 |  | 9.3711e-07 |  | #REF! |  | 0 |  | 0.00016194 |  | 0 |  | #REF! |  | 5.0254e-07 |  | 8.0192e-05 |  | 0 |  | 1.0377e-06 |  | 0 |  | 0 |  | 0 |  | 0.00031249 |  | 0 |  | 7.8261e-07 |  | 0.00060167 |  | 0 |  | 1.8814e-06
| 0 |  | 0.00015782 |  | 1.4287e-05 |  | 2.8593e-05 |  | 0 |  | 0 |  | 0 |  | 0 |  | 9.4512e-07 |  | #REF! |  | 0 |  | 0.00021194 |  | 0 |  | #REF! |  | 5.0261e-07 |  | 0.00033679 |  | 0 |  | 1.1363e-06 |  | 0 |  | 0 |  | 0 |  | 0.00037937 |  | 0 |  | 2.348e-06 |  | 0.0005986 |  | 0 |  | 1.7556e-06
| 2.0451e-05 |  | 0.00013087 |  | 4.5412e-05 |  | 1.9705e-05 |  | 0 |  | 0 |  | 0 |  | 0 |  | 1.0198e-06 |  | #REF! |  | 0 |  | 0.00024433 |  | 0 |  | #REF! |  | 7.0427e-07 |  | 0.00028218 |  | 0 |  | 1.1918e-06 |  | 0 |  | 0 |  | 0 |  | 0.0004299 |  | 0 |  | 2.348e-06 |  | 0.00059082 |  | 0 |  | 2.1046e-06
| 2.0451e-05 |  | 0.00011427 |  | 1.1304e-05 |  | 3.744e-05 |  | 0 |  | 0 |  | 0 |  | 0 |  | 1.0204e-06 |  | #REF! |  | 0 |  | 0.00015057 |  | 0 |  | #REF! |  | 7.0432e-07 |  | 0.00015171 |  | 0 |  | 1.2118e-06 |  | 0 |  | 0 |  | 0 |  | 0.00040041 |  | 0 |  | 7.8271e-07 |  | 0.0005909 |  | 0 |  | 1.8329e-06
| 1.3292e-05 |  | 6.5475e-05 |  | 0.000136 |  | 3.7437e-05 |  | 0 |  | 0 |  | 0 |  | 0 |  | 9.4837e-07 |  | #REF! |  | 0 |  | 6.0792e-05 |  | 0 |  | #REF! |  | 1.7029e-06 |  | -9.3298e-05 |  | 0 |  | 1.2183e-06 |  | 0 |  | 0 |  | 0 |  | 0.00038875 |  | 0 |  | 7.8276e-07 |  | 0.00059479 |  | 0 |  | 1.6868e-06
| 1.3292e-05 |  | 8.5487e-06 |  | -4.2623e-05 |  | 6.8178e-05 |  | 0 |  | 0 |  | 0 |  | 0 |  | 9.3481e-07 |  | #REF! |  | 0 |  | 7.7268e-05 |  | 0 |  | #REF! |  | 1.703e-06 |  | -0.00024165 |  | 0 |  | 1.1371e-06 |  | 0 |  | 0 |  | 0 |  | 0.00034057 |  | 0 |  | 7.8281e-07 |  | 0.00059949 |  | 0 |  | 1.9211e-06
| 0 |  | 7.2101e-05 |  | -0.00016969 |  | 9.8789e-05 |  | 0 |  | 0 |  | 0 |  | 0 |  | 9.6818e-07 |  | #REF! |  | 0 |  | 0.00013976 |  | 0 |  | #REF! |  | 1.0693e-06 |  | -2.8445e-05 |  | 0 |  | 1.0277e-06 |  | 0 |  | 0 |  | 0 |  | 0.00038647 |  | 0 |  | 7.8281e-07 |  | 0.00060108 |  | 0 |  | 1.9766e-06
| 7.9965e-06 |  | 0.00017368 |  | -2.5212e-05 |  | 7.3959e-05 |  | 0 |  | 0 |  | 0 |  | 0 |  | 1.0199e-06 |  | #REF! |  | 0 |  | 0.00013636 |  | 0 |  | #REF! |  | 1.0694e-06 |  | -0.0001445 |  | 0 |  | 1.0245e-06 |  | 0 |  | 0 |  | 0 |  | 0.00038805 |  | 0 |  | 0 |  | 0.00060035 |  | 0 |  | 2.0307e-06
| 7.9958e-06 |  | 0.00016568 |  | -2.6271e-06 |  | 4.3344e-05 |  | 0 |  | 0 |  | 0 |  | 0 |  | 1.0288e-06 |  | #REF! |  | 0 |  | 0.0001217 |  | 0 |  | #REF! |  | 1.157e-06 |  | -0.00034243 |  | 0 |  | 1.1252e-06 |  | 0 |  | 0 |  | 0 |  | 0.0004114 |  | 0 |  | 0 |  | 0.00060116 |  | 0 |  | 2.1768e-06
| 2.8411e-05 |  | 0.00011937 |  | -5.9948e-06 |  | 3.7434e-05 |  | 0 |  | 0 |  | 0 |  | 0 |  | 9.9292e-07 |  | #REF! |  | 0 |  | 0.00010079 |  | 0 |  | #REF! |  | 1.1572e-06 |  | -0.00032883 |  | 0 |  | 1.176e-06 |  | 0 |  | 0 |  | 0 |  | 0.00043865 |  | 0 |  | 7.8291e-07 |  | 0.00060198 |  | 0 |  | 2.0579e-06
| 3.25e-05 |  | 1.894e-05 |  | -2.9589e-05 |  | 3.7434e-05 |  | 0 |  | 0 |  | 0 |  | 0 |  | 9.4687e-07 |  | #REF! |  | 0 |  | 0.00013645 |  | 0 |  | #REF! |  | 1.4553e-06 |  | -0.00028066 |  | 0 |  | 1.1582e-06 |  | 0 |  | 0 |  | 0 |  | 0.00036632 |  | 0 |  | 7.8296e-07 |  | 0.00060276 |  | 0 |  | 1.8759e-06
| 4.0892e-06 |  | 2.8609e-05 |  | -6.7132e-05 |  | 1.2805e-05 |  | 0 |  | 0 |  | 0 |  | 0 |  | 8.5378e-07 |  | #REF! |  | 0 |  | 0.00013805 |  | 0 |  | #REF! |  | 1.4556e-06 |  | -0.00018547 |  | 0 |  | 1.1569e-06 |  | 0 |  | 0 |  | 0 |  | 0.00043793 |  | 0 |  | 7.8301e-07 |  | 0.00059583 |  | 0 |  | 1.9479e-06
| 0 |  | 0.0001138 |  | -1.0832e-05 |  | 1.2806e-05 |  | 0 |  | 0 |  | 0 |  | 0 |  | 7.8351e-07 |  | #REF! |  | 0 |  | 5.4555e-05 |  | 0 |  | #REF! |  | 1.3944e-06 |  | -0.00014792 |  | 0 |  | 1.1595e-06 |  | 0 |  | 0 |  | 0 |  | 0.00043949 |  | 0 |  | 2.8711e-06 |  | 0.00058961 |  | 0 |  | 2.3582e-06
| 0 |  | 9.4488e-05 |  | -1.3511e-05 |  | 2.955e-06 |  | 0 |  | 0 |  | 0 |  | 0 |  | 7.5214e-07 |  | #REF! |  | 0 |  | 0.00010962 |  | 0 |  | #REF! |  | 1.3946e-06 |  | -0.00015713 |  | 0 |  | 1.1654e-06 |  | 0 |  | 0 |  | 0 |  | 0.00051341 |  | 0 |  | 2.8714e-06 |  | 0.00058809 |  | 0 |  | 2.2117e-06
| 0 |  | 0.00010297 |  | -2.3013e-05 |  | 3.7511e-05 |  | 0 |  | 0 |  | 0 |  | 0 |  | 7.8242e-07 |  | #REF! |  | 0 |  | 0.00020279 |  | 0 |  | #REF! |  | 1.699e-06 |  | -6.5994e-05 |  | 0 |  | 1.0881e-06 |  | 0 |  | 0 |  | 0 |  | 0.00043021 |  | 0 |  | 7.8311e-07 |  | 0.00059202 |  | 0 |  | 2.0163e-06
| 0 |  | 9.3927e-05 |  | 3.9599e-05 |  | 5.7206e-05 |  | 0 |  | 0 |  | 0 |  | 0 |  | 8.9525e-07 |  | #REF! |  | 0 |  | 0.0001219 |  | 0 |  | #REF! |  | 1.699e-06 |  | -7.6234e-05 |  | 0 |  | 1.0462e-06 |  | 0 |  | 0 |  | 0 |  | 0.00034388 |  | 0 |  | 2.3495e-06 |  | 0.00059361 |  | 0 |  | 2.6559e-06
| 5.1115e-06 |  | 7.9131e-05 |  | 8.5133e-05 |  | 2.2655e-05 |  | 0 |  | 0 |  | 0 |  | 0 |  | 9.9337e-07 |  | #REF! |  | 0 |  | 4.1117e-05 |  | 0 |  | #REF! |  | 1.6786e-06 |  | -0.00022215 |  | 0 |  | 1.1166e-06 |  | 0 |  | 0 |  | 0 |  | 0.00023826 |  | 0 |  | 4.4379e-06 |  | 0.0005921 |  | 0 |  | 2.5903e-06
| 8.002e-06 |  | 0.00014413 |  | 2.3111e-05 |  | 3.9393e-05 |  | 0 |  | 0 |  | 0 |  | 0 |  | 1.0138e-06 |  | #REF! |  | 0 |  | 7.0293e-05 |  | 0 |  | #REF! |  | 1.6787e-06 |  | -0.00020595 |  | 0 |  | 1.2115e-06 |  | 0 |  | 0 |  | 0 |  | 0.00017757 |  | 0 |  | 4.4382e-06 |  | 0.0005991 |  | 0 |  | 2.4016e-06
| 1.618e-05 |  | 0.00018348 |  | -6.5663e-05 |  | 3.9397e-05 |  | 0 |  | 0 |  | 0 |  | 0 |  | 9.4351e-07 |  | #REF! |  | 0 |  | 0.00016245 |  | 0 |  | #REF! |  | 1.7531e-07 |  | 5.7432e-05 |  | 0 |  | 1.2882e-06 |  | 0 |  | 0 |  | 0 |  | 0.00031749 |  | 0 |  | 2.872e-06 |  | 0.00060462 |  | 0 |  | 2.4184e-06
| 2.7404e-05 |  | 0.0001543 |  | -6.9507e-05 |  | 3.9393e-05 |  | 0 |  | 0 |  | 0 |  | 0 |  | 8.3744e-07 |  | #REF! |  | 0 |  | 0.00016066 |  | 0 |  | #REF! |  | 1.7532e-07 |  | -6.2586e-05 |  | 0 |  | 1.2443e-06 |  | 0 |  | 0 |  | 0 |  | 0.00024114 |  | 0 |  | 2.8722e-06 |  | 0.00060462 |  | 0 |  | 2.3763e-06
| 1.4116e-05 |  | 0.00013744 |  | -7.5451e-05 |  | 5.6174e-05 |  | 0 |  | 0 |  | 0 |  | 0 |  | 7.666e-07 |  | #REF! |  | 0 |  | 8.9476e-05 |  | 0 |  | #REF! |  | 1.2486e-06 |  | -0.00032542 |  | 0 |  | 1.1542e-06 |  | 0 |  | 0 |  | 0 |  | 0.00023104 |  | 0 |  | 2.8722e-06 |  | 0.00060077 |  | 0 |  | 2.2952e-06
| 0 |  | 9.6144e-05 |  | -4.7426e-05 |  | 2.072e-05 |  | 0 |  | 0 |  | 0 |  | 0 |  | 8.1848e-07 |  | #REF! |  | 0 |  | 0.00024119 |  | 0 |  | #REF! |  | 1.2486e-06 |  | -0.00034243 |  | 0 |  | 1.0885e-06 |  | 0 |  | 0 |  | 0 |  | 0.00033543 |  | 0 |  | 5.2224e-07 |  | 0.00059847 |  | 0 |  | 2.2808e-06
| 0 |  | 2.3716e-05 |  | -1.5514e-06 |  | 3.9387e-06 |  | 0 |  | 0 |  | 0 |  | 0 |  | 9.1786e-07 |  | #REF! |  | 0 |  | 0.00029133 |  | 0 |  | #REF! |  | 1.3057e-06 |  | -0.00016157 |  | 0 |  | 1.0319e-06 |  | 0 |  | 0 |  | 0 |  | 0.00041639 |  | 0 |  | 5.2228e-07 |  | 0.00060007 |  | 0 |  | 2.4613e-06
| 0 |  | 1.0956e-05 |  | 4.2678e-06 |  | 1.9697e-05 |  | 0 |  | 0 |  | 0 |  | 0 |  | 9.9126e-07 |  | #REF! |  | 0 |  | 0.00020105 |  | 0 |  | #REF! |  | 1.3059e-06 |  | -7.2814e-05 |  | 0 |  | 9.7898e-07 |  | 0 |  | 0 |  | 0 |  | 0.00041642 |  | 0 |  | 1.3057e-06 |  | 0.00060166 |  | 0 |  | 2.4564e-06
| 1.022e-06 |  | 4.0957e-05 |  | -3.1125e-05 |  | 1.9695e-05 |  | 0 |  | 0 |  | 0 |  | 0 |  | 9.9373e-07 |  | #REF! |  | 0 |  | 0.0001412 |  | 0 |  | #REF! |  | 1.0398e-06 |  | -1.0831e-05 |  | 0 |  | 9.2352e-07 |  | 0 |  | 0 |  | 0 |  | 0.0003604 |  | 0 |  | 1.3059e-06 |  | 0.00060404 |  | 0 |  | 2.4088e-06
| 1.0219e-06 |  | 0.00012747 |  | -0.00014901 |  | 0 |  | 0 |  | 0 |  | 0 |  | 0 |  | 9.5866e-07 |  | #REF! |  | 0 |  | 0.00014289 |  | 0 |  | #REF! |  | 1.04e-06 |  | 0.00019684 |  | 0 |  | 9.0618e-07 |  | 0 |  | 0 |  | 0 |  | 0.00036663 |  | 0 |  | 1.3058e-06 |  | 0.00060248 |  | 0 |  | 2.2267e-06
| 3.577e-05 |  | 2.7591e-05 |  | -0.00018015 |  | 0 |  | 0 |  | 0 |  | 0 |  | 0 |  | 9.3037e-07 |  | #REF! |  | 0 |  | 0.00013484 |  | 0 |  | #REF! |  | 8.8572e-07 |  | -5.9167e-05 |  | 0 |  | 9.6754e-07 |  | 0 |  | 0 |  | 0 |  | 0.00033473 |  | 0 |  | 1.3059e-06 |  | 0.00059551 |  | 0 |  | 2.1403e-06
| 3.5767e-05 |  | 2.3725e-05 |  | -7.1986e-05 |  | 7.3821e-05 |  | 0 |  | 0 |  | 0 |  | 0 |  | 8.9026e-07 |  | #REF! |  | 0 |  | 1.5584e-05 |  | 0 |  | #REF! |  | 8.8585e-07 |  | -0.00037168 |  | 0 |  | 1.0301e-06 |  | 0 |  | 0 |  | 0 |  | 0.00031142 |  | 0 |  | 1.3059e-06 |  | 0.00058781 |  | 0 |  | 2.3116e-06
| 0 |  | 0.00016157 |  | -2.4904e-05 |  | 7.382e-05 |  | 0 |  | 0 |  | 0 |  | 0 |  | 8.7307e-07 |  | #REF! |  | 0 |  | 0.00013515 |  | 0 |  | #REF! |  | 9.8576e-07 |  | -0.00043124 |  | 0 |  | 1.0708e-06 |  | 0 |  | 0 |  | 0 |  | 0.00042509 |  | 0 |  | 7.8366e-07 |  | 0.00058002 |  | 0 |  | 2.4224e-06
| 4.9308e-06 |  | 0.0001076 |  | -8.2395e-07 |  | 9.846e-06 |  | 0 |  | 0 |  | 0 |  | 0 |  | 8.6019e-07 |  | #REF! |  | 0 |  | 0.00022371 |  | 0 |  | #REF! |  | 9.8576e-07 |  | -0.00020936 |  | 0 |  | 1.1329e-06 |  | 0 |  | 0 |  | 0 |  | 0.00051543 |  | 0 |  | 0 |  | 0.0005785 |  | 0 |  | 2.1756e-06
| 4.9312e-06 |  | 7.8854e-05 |  | -1.5273e-05 |  | 9.8469e-06 |  | 0 |  | 0 |  | 0 |  | 0 |  | 8.6574e-07 |  | #REF! |  | 0 |  | 0.00012351 |  | 0 |  | #REF! |  | 8.5409e-07 |  | 1.5171e-05 |  | 0 |  | 1.1774e-06 |  | 0 |  | 0 |  | 0 |  | 0.00045937 |  | 0 |  | 5.2248e-07 |  | 0.00058395 |  | 0 |  | 2.1244e-06
| 4.9819e-05 |  | 0.00017809 |  | -7.31e-05 |  | 8.8613e-06 |  | 0 |  | 0 |  | 0 |  | 0 |  | 9.1026e-07 |  | #REF! |  | 0 |  | 9.5681e-05 |  | 0 |  | #REF! |  | 8.5416e-07 |  | 2.2758e-06 |  | 0 |  | 1.1698e-06 |  | 0 |  | 0 |  | 0 |  | 0.00039947 |  | 0 |  | 1.3062e-06 |  | 0.00059103 |  | 0 |  | 2.2906e-06
| 4.9819e-05 |  | 0.00017369 |  | -4.9064e-05 |  | 8.8613e-06 |  | 0 |  | 0 |  | 0 |  | 0 |  | 9.6333e-07 |  | #REF! |  | 0 |  | 6.0755e-05 |  | 0 |  | #REF! |  | 6.2726e-07 |  | 1.5171e-05 |  | 0 |  | 1.0691e-06 |  | 0 |  | 0 |  | 0 |  | 0.00041583 |  | 0 |  | 1.3063e-06 |  | 0.00059337 |  | 0 |  | 1.9501e-06
| 0 |  | 6.6167e-05 |  | 5.9859e-05 |  | 4.9223e-06 |  | 0 |  | 0 |  | 0 |  | 0 |  | 1.0072e-06 |  | #REF! |  | 0 |  | 7.2104e-05 |  | 0 |  | #REF! |  | 6.2735e-07 |  | -0.00018888 |  | 0 |  | 1.0124e-06 |  | 0 |  | 0 |  | 0 |  | 0.00038317 |  | 0 |  | 2.874e-06 |  | 0.00058566 |  | 0 |  | 1.9151e-06
| 0 |  | 5.2722e-05 |  | -2.4557e-05 |  | 1.5777e-05 |  | 0 |  | 0 |  | 0 |  | 0 |  | 1.0165e-06 |  | #REF! |  | 0 |  | 0.00012637 |  | 0 |  | #REF! |  | 1.9993e-07 |  | -0.00056777 |  | 0 |  | 1.0486e-06 |  | 0 |  | 0 |  | 0 |  | 0.00036993 |  | 0 |  | 2.874e-06 |  | 0.00057709 |  | 0 |  | 2.1921e-06
| 0 |  | 2.2102e-05 |  | -8.1058e-05 |  | 1.4792e-05 |  | 0 |  | 0 |  | 0 |  | 0 |  | 9.6906e-07 |  | #REF! |  | 0 |  | 0.00010073 |  | 0 |  | #REF! |  | 1.9995e-07 |  | -0.00061225 |  | 0 |  | 1.1474e-06 |  | 0 |  | 0 |  | 0 |  | 0.00038319 |  | 0 |  | 1.3064e-06 |  | 0.0005709 |  | 0 |  | 2.2926e-06
| 4.5979e-05 |  | -3.7271e-05 |  | 6.9723e-05 |  | 2.0713e-05 |  | 0 |  | 0 |  | 0 |  | 0 |  | 9.3766e-07 |  | #REF! |  | 0 |  | 0.00011346 |  | 0 |  | #REF! |  | 1.6584e-06 |  | -0.00039027 |  | 0 |  | 1.2256e-06 |  | 0 |  | 0 |  | 0 |  | 0.00047513 |  | 0 |  | 7.8391e-07 |  | 0.00057015 |  | 0 |  | 2.3643e-06
| 6.7231e-05 |  | 3.7075e-05 |  | 2.5137e-05 |  | 6.8953e-05 |  | 0 |  | 0 |  | 0 |  | 0 |  | 1.0167e-06 |  | #REF! |  | 0 |  | 0.00017487 |  | 0 |  | #REF! |  | 1.6586e-06 |  | -4.8926e-05 |  | 0 |  | 1.1804e-06 |  | 0 |  | 0 |  | 0 |  | 0.00044945 |  | 0 |  | 2.3519e-06 |  | 0.00056941 |  | 0 |  | 2.4299e-06
| 2.125e-05 |  | 0.00010828 |  | 1.7417e-05 |  | 8.572e-05 |  | 0 |  | 0 |  | 0 |  | 0 |  | 1.1415e-06 |  | #REF! |  | 0 |  | 0.00017315 |  | 0 |  | #REF! |  | 1.4308e-06 |  | -5.3098e-05 |  | 0 |  | 1.0843e-06 |  | 0 |  | 0 |  | 0 |  | 0.0003996 |  | 0 |  | 2.3519e-06 |  | 0.00056785 |  | 0 |  | 2.52e-06
| 0 |  | 3.6397e-05 |  | 9.5765e-05 |  | 3.3547e-05 |  | 0 |  | 0 |  | 0 |  | 0 |  | 1.1655e-06 |  | #REF! |  | 0 |  | 9.7243e-05 |  | 0 |  | #REF! |  | 1.431e-06 |  | -0.00021619 |  | 0 |  | 1.0062e-06 |  | 0 |  | 0 |  | 0 |  | 0.00031341 |  | 0 |  | 2.352e-06 |  | 0.00057338 |  | 0 |  | 2.3456e-06
| 0 |  | 4.8924e-05 |  | 7.692e-05 |  | 1.8747e-05 |  | 0 |  | 0 |  | 0 |  | 0 |  | 1.0737e-06 |  | #REF! |  | 0 |  | 3.1958e-05 |  | 0 |  | #REF! |  | 9.5752e-07 |  | -4.5513e-05 |  | 0 |  | 9.9794e-07 |  | 0 |  | 0 |  | 0 |  | 0.00031341 |  | 0 |  | 2.8747e-06 |  | 0.00057806 |  | 0 |  | 2.2301e-06
| 0 |  | 0.00017586 |  | 4.2543e-05 |  | 2.2683e-05 |  | 0 |  | 0 |  | 0 |  | 0 |  | 9.6191e-07 |  | #REF! |  | 0 |  | 4.4845e-05 |  | 0 |  | #REF! |  | 9.5766e-07 |  | -0.00030017 |  | 0 |  | 1.0205e-06 |  | 0 |  | 0 |  | 0 |  | 0.00035994 |  | 0 |  | 2.8751e-06 |  | 0.0005742 |  | 0 |  | 2.02e-06
| 0 |  | 0.00016836 |  | 4.8792e-05 |  | 3.937e-06 |  | 0 |  | 0 |  | 0 |  | 0 |  | 9.231e-07 |  | #REF! |  | 0 |  | 4.4845e-05 |  | 0 |  | #REF! |  | 1.3719e-06 |  | -0.00028446 |  | 0 |  | 1.0084e-06 |  | 0 |  | 0 |  | 0 |  | 0.00042464 |  | 0 |  | 4.4433e-06 |  | 0.00056566 |  | 0 |  | 2.052e-06
| 3.2468e-05 |  | 5.8005e-05 |  | 8.1324e-05 |  | 0 |  | 0 |  | 0 |  | 0 |  | 0 |  | 9.2442e-07 |  | #REF! |  | 0 |  | 0.00010274 |  | 0 |  | #REF! |  | 1.372e-06 |  | 0.00011833 |  | 0 |  | 9.6778e-07 |  | 0 |  | 0 |  | 0 |  | 0.00045895 |  | 0 |  | 2.8753e-06 |  | 0.00056258 |  | 0 |  | 2.2892e-06
| 3.2468e-05 |  | 4.1245e-05 |  | -1.1007e-05 |  | 1.5786e-05 |  | 0 |  | 0 |  | 0 |  | 0 |  | 9.7444e-07 |  | #REF! |  | 0 |  | 0.00017143 |  | 0 |  | #REF! |  | 4.9943e-07 |  | -8.8859e-05 |  | 0 |  | 9.723e-07 |  | 0 |  | 0 |  | 0 |  | 0.00039976 |  | 0 |  | 2.8753e-06 |  | 0.00057119 |  | 0 |  | 2.1653e-06
| 0 |  | 4.8586e-05 |  | -8.5444e-05 |  | 4.8263e-05 |  | 0 |  | 0 |  | 0 |  | 0 |  | 9.5847e-07 |  | #REF! |  | 0 |  | 6.868e-05 |  | 0 |  | #REF! |  | 4.9951e-07 |  | -7.2821e-05 |  | 0 |  | 1.0311e-06 |  | 0 |  | 0 |  | 0 |  | 0.00046287 |  | 0 |  | 4.4442e-06 |  | 0.00057353 |  | 0 |  | 2.0396e-06
| 1.7365e-05 |  | 0.00011155 |  | 1.423e-05 |  | 5.8128e-05 |  | 0 |  | 0 |  | 0 |  | 0 |  | 8.6406e-07 |  | #REF! |  | 0 |  | 5.7328e-05 |  | 0 |  | #REF! |  | 1.2862e-06 |  | 6.3719e-05 |  | 0 |  | 1.0564e-06 |  | 0 |  | 0 |  | 0 |  | 0.00050814 |  | 0 |  | 2.3528e-06 |  | 0.00057126 |  | 0 |  | 2.2461e-06
| 1.7365e-05 |  | 0.0002081 |  | 2.8755e-05 |  | 4.9271e-05 |  | 0 |  | 0 |  | 0 |  | 0 |  | 7.9056e-07 |  | #REF! |  | 0 |  | 7.6392e-05 |  | 0 |  | #REF! |  | 1.2864e-06 |  | -0.00012061 |  | 0 |  | 1.0519e-06 |  | 0 |  | 0 |  | 0 |  | 0.00048476 |  | 0 |  | 7.8426e-07 |  | 0.00057282 |  | 0 |  | 2.0908e-06
| 8.1719e-06 |  | 0.00015764 |  | 3.5938e-05 |  | 2.3622e-05 |  | 0 |  | 0 |  | 0 |  | 0 |  | 8.0662e-07 |  | #REF! |  | 0 |  | 1.9064e-05 |  | 0 |  | #REF! |  | 1.1423e-06 |  | 2.4923e-05 |  | 0 |  | 1.0584e-06 |  | 0 |  | 0 |  | 0 |  | 0.00037255 |  | 0 |  | 1.3073e-06 |  | 0.0005752 |  | 0 |  | 1.8261e-06
| 6.8331e-05 |  | 0.00013305 |  | 7.0796e-05 |  | 3.6413e-05 |  | 0 |  | 0 |  | 0 |  | 0 |  | 8.7225e-07 |  | #REF! |  | 0 |  | 5.6113e-05 |  | 0 |  | #REF! |  | 1.1424e-06 |  | 5.686e-06 |  | 0 |  | 1.0934e-06 |  | 0 |  | 0 |  | 0 |  | 0.0003149 |  | 0 |  | 1.3073e-06 |  | 0.00057835 |  | 0 |  | 1.7694e-06
| 6.0166e-05 |  | 0.00010826 |  | -0.00011763 |  | 3.6417e-05 |  | 0 |  | 0 |  | 0 |  | 0 |  | 9.0058e-07 |  | #REF! |  | 0 |  | 5.6118e-05 |  | 0 |  | #REF! |  | 1.2837e-06 |  | -0.00015816 |  | 0 |  | 1.0991e-06 |  | 0 |  | 0 |  | 0 |  | 0.00032739 |  | 0 |  | 1.3074e-06 |  | 0.00057605 |  | 0 |  | 1.9465e-06
| 1.4105e-05 |  | 4.1438e-05 |  | -0.00017056 |  | 0 |  | 0 |  | 0 |  | 0 |  | 0 |  | 9.3163e-07 |  | #REF! |  | 0 |  | 2.8725e-05 |  | 0 |  | #REF! |  | 1.2839e-06 |  | 3.7928e-05 |  | 0 |  | 1.08e-06 |  | 0 |  | 0 |  | 0 |  | 0.00025354 |  | 0 |  | 1.3074e-06 |  | 0.00057531 |  | 0 |  | 2.2618e-06
| 2.432e-05 |  | 6.0611e-05 |  | -2.7522e-05 |  | 0 |  | 0 |  | 0 |  | 0 |  | 0 |  | 9.3905e-07 |  | #REF! |  | 0 |  | 0.0001831 |  | 0 |  | #REF! |  | 6.4216e-07 |  | 3.2997e-05 |  | 0 |  | 1.0664e-06 |  | 0 |  | 0 |  | 0 |  | 0.00035488 |  | 0 |  | 1.3074e-06 |  | 0.00057297 |  | 0 |  | 2.0606e-06
| 1.0213e-05 |  | 9.744e-05 |  | 9.7808e-06 |  | 0 |  | 0 |  | 0 |  | 0 |  | 0 |  | 9.2484e-07 |  | #REF! |  | 0 |  | 0.00019275 |  | 0 |  | #REF! |  | 6.4225e-07 |  | -7.6234e-05 |  | 0 |  | 1.0748e-06 |  | 0 |  | 0 |  | 0 |  | 0.00050054 |  | 0 |  | 1.3075e-06 |  | 0.00056836 |  | 0 |  | 2.1012e-06
| 0 |  | 9.8287e-05 |  | -9.8299e-06 |  | 0 |  | 0 |  | 0 |  | 0 |  | 0 |  | 8.9774e-07 |  | #REF! |  | 0 |  | 5.3969e-05 |  | 0 |  | #REF! |  | 7.5748e-07 |  | -4.6596e-05 |  | 0 |  | 1.104e-06 |  | 0 |  | 0 |  | 0 |  | 0.00034461 |  | 0 |  | 7.8456e-07 |  | 0.00056369 |  | 0 |  | 2.243e-06
| 3.5515e-05 |  | 0.00013906 |  | 2.4811e-05 |  | 1.0823e-05 |  | 0 |  | 0 |  | 0 |  | 0 |  | 9.2253e-07 |  | #REF! |  | 0 |  | 3.1411e-05 |  | 0 |  | #REF! |  | 7.5754e-07 |  | -0.00013768 |  | 0 |  | 1.1357e-06 |  | 0 |  | 0 |  | 0 |  | 0.0002994 |  | 0 |  | 2.3538e-06 |  | 0.00056372 |  | 0 |  | 2.0768e-06
| 3.5518e-05 |  | 7.7673e-05 |  | 0.00015167 |  | 1.0824e-05 |  | 0 |  | 0 |  | 0 |  | 0 |  | 9.7073e-07 |  | #REF! |  | 0 |  | 0.00016055 |  | 0 |  | #REF! |  | 2.0725e-06 |  | -0.00021619 |  | 0 |  | 1.1189e-06 |  | 0 |  | 0 |  | 0 |  | 0.0003197 |  | 0 |  | 2.3538e-06 |  | 0.00057156 |  | 0 |  | 1.8563e-06
| 1.7163e-05 |  | 5.2346e-05 |  | 7.1785e-05 |  | 5.9015e-05 |  | 0 |  | 0 |  | 0 |  | 0 |  | 9.8812e-07 |  | #REF! |  | 0 |  | 0.00017825 |  | 0 |  | #REF! |  | 2.0728e-06 |  | -0.00024165 |  | 0 |  | 1.0544e-06 |  | 0 |  | 0 |  | 0 |  | 0.00039224 |  | 0 |  | 2.3538e-06 |  | 0.00057627 |  | 0 |  | 1.8665e-06
| 7.0266e-05 |  | 9.0519e-05 |  | -9.241e-05 |  | 5.9015e-05 |  | 0 |  | 0 |  | 0 |  | 0 |  | 9.8441e-07 |  | #REF! |  | 0 |  | 9.7677e-05 |  | 0 |  | #REF! |  | 6.5752e-07 |  | -0.00014791 |  | 0 |  | 9.9561e-07 |  | 0 |  | 0 |  | 0 |  | 0.00050999 |  | 0 |  | 2.3541e-06 |  | 0.00057393 |  | 0 |  | 2.0903e-06
| 7.7403e-05 |  | 2.584e-05 |  | -3.0287e-05 |  | 0 |  | 0 |  | 0 |  | 0 |  | 0 |  | 9.5669e-07 |  | #REF! |  | 0 |  | 0.00015378 |  | 0 |  | #REF! |  | 6.5752e-07 |  | -8.3062e-05 |  | 0 |  | 1.0015e-06 |  | 0 |  | 0 |  | 0 |  | 0.00050304 |  | 0 |  | 2.3541e-06 |  | 0.00057011 |  | 0 |  | 2.2708e-06
| 6.2084e-05 |  | 5.4699e-05 |  | 6.2146e-05 |  | 0 |  | 0 |  | 0 |  | 0 |  | 0 |  | 9.1784e-07 |  | #REF! |  | 0 |  | 0.00012295 |  | 0 |  | #REF! |  | 1.0361e-06 |  | -0.00032201 |  | 0 |  | 1.1024e-06 |  | 0 |  | 0 |  | 0 |  | 0.00046092 |  | 0 |  | 4.447e-06 |  | 0.00056933 |  | 0 |  | 2.4047e-06
| 9.906e-05 |  | 0.00017745 |  | 2.3213e-05 |  | 3.2468e-05 |  | 0 |  | 0 |  | 0 |  | 0 |  | 8.9559e-07 |  | #REF! |  | 0 |  | 3.3291e-05 |  | 0 |  | #REF! |  | 1.0361e-06 |  | -0.00032293 |  | 0 |  | 1.2517e-06 |  | 0 |  | 0 |  | 0 |  | 0.00052569 |  | 0 |  | 2.8777e-06 |  | 0.00057092 |  | 0 |  | 2.4209e-06
| 6.1279e-05 |  | 0.00016855 |  | -4.3034e-05 |  | 3.2468e-05 |  | 0 |  | 0 |  | 0 |  | 0 |  | 9.3152e-07 |  | #REF! |  | 0 |  | 1.5572e-05 |  | 0 |  | #REF! |  | 1.7367e-06 |  | 1.2509e-05 |  | 0 |  | 1.3255e-06 |  | 0 |  | 0 |  | 0 |  | 0.00047346 |  | 0 |  | 7.8481e-07 |  | 0.00057096 |  | 0 |  | 2.2778e-06
| 1.92e-05 |  | 8.6334e-05 |  | -9.7327e-05 |  | 1.8694e-05 |  | 0 |  | 0 |  | 0 |  | 0 |  | 9.4698e-07 |  | #REF! |  | 0 |  | 0.00010863 |  | 0 |  | #REF! |  | 1.737e-06 |  | 0.00016953 |  | 0 |  | 1.2744e-06 |  | 0 |  | 0 |  | 0 |  | 0.00034556 |  | 0 |  | 0 |  | 0.0005749 |  | 0 |  | 2.2826e-06
| 5.9024e-05 |  | 0.00013045 |  | -9.5775e-05 |  | 2.6583e-05 |  | 0 |  | 0 |  | 0 |  | 0 |  | 9.1801e-07 |  | #REF! |  | 0 |  | 0.0001199 |  | 0 |  | #REF! |  | 9.342e-07 |  | 0.0001452 |  | 0 |  | 1.1485e-06 |  | 0 |  | 0 |  | 0 |  | 0.00046182 |  | 0 |  | 2.0931e-06 |  | 0.00057805 |  | 0 |  | 2.3938e-06
| 6.5135e-05 |  | 0.00015548 |  | 1.4617e-05 |  | 5.7079e-05 |  | 0 |  | 0 |  | 0 |  | 0 |  | 8.8532e-07 |  | #REF! |  | 0 |  | 6.3614e-05 |  | 0 |  | #REF! |  | 9.3433e-07 |  | 6.7126e-05 |  | 0 |  | 1.0775e-06 |  | 0 |  | 0 |  | 0 |  | 0.00053752 |  | 0 |  | 2.0932e-06 |  | 0.00057107 |  | 0 |  | 2.1816e-06
| 8.1472e-05 |  | 0.00015361 |  | -6.6444e-05 |  | 0.00013032 |  | 0 |  | 0 |  | 0 |  | 0 |  | 9.1129e-07 |  | #REF! |  | 0 |  | 0.00016499 |  | 0 |  | #REF! |  | 6.9553e-07 |  | 8.7609e-05 |  | 0 |  | 1.095e-06 |  | 0 |  | 0 |  | 0 |  | 0.00038539 |  | 0 |  | 5.2331e-07 |  | 0.00055859 |  | 0 |  | 2.0789e-06
| 0.00010696 |  | 0.00015786 |  | -3.0034e-05 |  | 0.00010474 |  | 0 |  | 0 |  | 0 |  | 0 |  | 9.7991e-07 |  | #REF! |  | 0 |  | 0.00016499 |  | 0 |  | #REF! |  | 6.9563e-07 |  | 0.00033679 |  | 0 |  | 1.1525e-06 |  | 0 |  | 0 |  | 0 |  | 0.00029336 |  | 0 |  | 1.3084e-06 |  | 0.00054536 |  | 0 |  | 2.4761e-06
| 8.3465e-05 |  | 9.2384e-05 |  | 1.3458e-05 |  | 2.3609e-05 |  | 0 |  | 0 |  | 0 |  | 0 |  | 1.0178e-06 |  | #REF! |  | 0 |  | 9.0988e-05 |  | 0 |  | #REF! |  | 7.9187e-07 |  | 0.00013871 |  | 0 |  | 1.1469e-06 |  | 0 |  | 0 |  | 0 |  | 0.00029103 |  | 0 |  | 4.4487e-06 |  | 0.00054305 |  | 0 |  | 2.3326e-06
| 8.0414e-05 |  | 0.00013318 |  | -3.6491e-05 |  | 0 |  | 0 |  | 0 |  | 0 |  | 0 |  | 9.8928e-07 |  | #REF! |  | 0 |  | 8.1335e-05 |  | 0 |  | #REF! |  | 7.9199e-07 |  | 4.665e-05 |  | 0 |  | 1.0854e-06 |  | 0 |  | 0 |  | 0 |  | 0.00029417 |  | 0 |  | 3.6636e-06 |  | 0.00055089 |  | 0 |  | 2.2797e-06
| 7.9386e-05 |  | 0.00021664 |  | 1.4401e-05 |  | 1.0846e-05 |  | 0 |  | 0 |  | 0 |  | 0 |  | 8.6948e-07 |  | #REF! |  | 0 |  | 9.2345e-05 |  | 0 |  | #REF! |  | 7.3119e-07 |  | 9.1018e-06 |  | 0 |  | 1.1037e-06 |  | 0 |  | 0 |  | 0 |  | 0.0003574 |  | 0 |  | 0 |  | 0.00056263 |  | 0 |  | 2.482e-06
| 6.7154e-05 |  | 0.00021726 |  | -2.5794e-05 |  | 3.2488e-05 |  | 0 |  | 0 |  | 0 |  | 0 |  | 7.7116e-07 |  | #REF! |  | 0 |  | 0.00013445 |  | 0 |  | #REF! |  | 7.3129e-07 |  | -0.00017989 |  | 0 |  | 1.0985e-06 |  | 0 |  | 0 |  | 0 |  | 0.00045888 |  | 0 |  | 0 |  | 0.00057281 |  | 0 |  | 2.2921e-06
| 6.5107e-05 |  | 0.00015526 |  | -3.0073e-05 |  | 2.164e-05 |  | 0 |  | 0 |  | 0 |  | 0 |  | 8.0208e-07 |  | #REF! |  | 0 |  | 6.9205e-05 |  | 0 |  | #REF! |  | 1.3494e-06 |  | -0.00012403 |  | 0 |  | 1.0823e-06 |  | 0 |  | 0 |  | 0 |  | 0.00058764 |  | 0 |  | 2.0938e-06 |  | 0.00057281 |  | 0 |  | 1.9773e-06
| 8.346e-05 |  | 0.0001261 |  | 5.4507e-05 |  | 0 |  | 0 |  | 0 |  | 0 |  | 0 |  | 9.018e-07 |  | #REF! |  | 0 |  | 3.1935e-05 |  | 0 |  | #REF! |  | 1.3496e-06 |  | -0.00012744 |  | 0 |  | 1.0495e-06 |  | 0 |  | 0 |  | 0 |  | 0.00053542 |  | 0 |  | 2.8793e-06 |  | 0.00056508 |  | 0 |  | 2.1153e-06
| 0.00012135 |  | 0.00012979 |  | 4.7327e-05 |  | 2.0704e-05 |  | 0 |  | 0 |  | 0 |  | 0 |  | 1.0211e-06 |  | #REF! |  | 0 |  | 4.1059e-05 |  | 0 |  | #REF! |  | 1.3234e-06 |  | -0.00023326 |  | 0 |  | 1.0766e-06 |  | 0 |  | 0 |  | 0 |  | 0.00037074 |  | 0 |  | 7.8521e-07 |  | 0.00055884 |  | 0 |  | 2.475e-06
| 0.00013047 |  | 7.3645e-05 |  | -2.8133e-05 |  | 3.4475e-05 |  | 0 |  | 0 |  | 0 |  | 0 |  | 1.067e-06 |  | #REF! |  | 0 |  | 1.2078e-05 |  | 0 |  | #REF! |  | 1.3234e-06 |  | -0.00027091 |  | 0 |  | 1.0587e-06 |  | 0 |  | 0 |  | 0 |  | 0.00041994 |  | 0 |  | 7.8531e-07 |  | 0.00055809 |  | 0 |  | 2.3159e-06
| 0.00020476 |  | 0.00011922 |  | -6.4249e-05 |  | 6.5032e-05 |  | 0 |  | 0 |  | 0 |  | 0 |  | 1.0465e-06 |  | #REF! |  | 0 |  | 3.7841e-05 |  | 0 |  | #REF! |  | 7.3489e-07 |  | -0.00028787 |  | 0 |  | 9.4543e-07 |  | 0 |  | 0 |  | 0 |  | 0.00044338 |  | 0 |  | 7.8531e-07 |  | 0.00056203 |  | 0 |  | 2.3697e-06
| 0.00025356 |  | 0.0001736 |  | -6.97e-05 |  | 8.0776e-05 |  | 0 |  | 0 |  | 0 |  | 0 |  | 1.0424e-06 |  | #REF! |  | 0 |  | 5.0725e-05 |  | 0 |  | #REF! |  | 7.35e-07 |  | -6.5994e-05 |  | 0 |  | 9.1003e-07 |  | 0 |  | 0 |  | 0 |  | 0.00042702 |  | 0 |  | 0 |  | 0.00056051 |  | 0 |  | 2.3325e-06
| 0.00022688 |  | 0.00011697 |  | 7.8682e-06 |  | 2.9506e-05 |  | 0 |  | 0 |  | 0 |  | 0 |  | 1.0436e-06 |  | #REF! |  | 0 |  | 7.3118e-05 |  | 0 |  | #REF! |  | 9.8774e-07 |  | 0.00017295 |  | 0 |  | 9.4625e-07 |  | 0 |  | 0 |  | 0 |  | 0.00054645 |  | 0 |  | 2.0944e-06 |  | 0.00055582 |  | 0 |  | 2.3367e-06
| 0.00029324 |  | 2.5605e-05 |  | -6.6575e-06 |  | 4.9175e-06 |  | 0 |  | 0 |  | 0 |  | 0 |  | 1.0393e-06 |  | #REF! |  | 0 |  | 0.00013272 |  | 0 |  | #REF! |  | 9.8774e-07 |  | 6.3937e-05 |  | 0 |  | 1.0795e-06 |  | 0 |  | 0 |  | 0 |  | 0.00054418 |  | 0 |  | 2.88e-06 |  | 0.00055355 |  | 0 |  | 2.2432e-06
| 0.00037489 |  | 3.6391e-05 |  | 2.8229e-05 |  | 3.9418e-05 |  | 0 |  | 0 |  | 0 |  | 0 |  | 9.968e-07 |  | #REF! |  | 0 |  | 9.2606e-05 |  | 0 |  | #REF! |  | 1.2807e-06 |  | -1.1372e-06 |  | 0 |  | 1.1198e-06 |  | 0 |  | 0 |  | 0 |  | 0.00045049 |  | 0 |  | 1.3091e-06 |  | 0.00055511 |  | 0 |  | 2.0287e-06
| 0.00041179 |  | 3.4426e-05 |  | 1.0982e-05 |  | 8.6631e-05 |  | 0 |  | 0 |  | 0 |  | 0 |  | 9.6083e-07 |  | #REF! |  | 0 |  | 0.00016181 |  | 0 |  | #REF! |  | 1.2809e-06 |  | -7.282e-05 |  | 0 |  | 1.0854e-06 |  | 0 |  | 0 |  | 0 |  | 0.00047629 |  | 0 |  | 1.3092e-06 |  | 0.00055827 |  | 0 |  | 1.9975e-06
| 0.00045485 |  | 2.3567e-05 |  | 7.6136e-05 |  | 5.2122e-05 |  | 0 |  | 0 |  | 0 |  | 0 |  | 9.4058e-07 |  | #REF! |  | 0 |  | 0.00016985 |  | 0 |  | #REF! |  | 1.9803e-06 |  | -0.00023515 |  | 0 |  | 1.0455e-06 |  | 0 |  | 0 |  | 0 |  | 0.00047085 |  | 0 |  | 1.3092e-06 |  | 0.00055284 |  | 0 |  | 2.0243e-06
| 0.00043444 |  | 9.9816e-05 |  | 0.00014525 |  | 6.8841e-06 |  | 0 |  | 0 |  | 0 |  | 0 |  | 8.9293e-07 |  | #REF! |  | 0 |  | 0.00011994 |  | 0 |  | #REF! |  | 1.9803e-06 |  | 0.00012858 |  | 0 |  | 1.0604e-06 |  | 0 |  | 0 |  | 0 |  | 0.00048884 |  | 0 |  | 5.2374e-07 |  | 0.00054975 |  | 0 |  | 2.0749e-06
| 0.00045084 |  | 7.646e-05 |  | 1.168e-05 |  | 6.8835e-06 |  | 0 |  | 0 |  | 0 |  | 0 |  | 8.4095e-07 |  | #REF! |  | 0 |  | 0.00015992 |  | 0 |  | #REF! |  | 1.262e-06 |  | 0.00022074 |  | 0 |  | 1.1011e-06 |  | 0 |  | 0 |  | 0 |  | 0.00051227 |  | 0 |  | 0 |  | 0.00054585 |  | 0 |  | 2.2662e-06
| 0.00054673 |  | 8.6452e-05 |  | 5.1844e-05 |  | 3.2454e-05 |  | 0 |  | 0 |  | 0 |  | 0 |  | 8.0266e-07 |  | #REF! |  | 0 |  | 0.00013101 |  | 0 |  | #REF! |  | 1.262e-06 |  | -3.1858e-05 |  | 0 |  | 1.0973e-06 |  | 0 |  | 0 |  | 0 |  | 0.00040222 |  | 0 |  | 7.8561e-07 |  | 0.0005467 |  | 0 |  | 2.5352e-06
| 0.00064763 |  | 8.8337e-05 |  | 9.0585e-05 |  | 3.2451e-05 |  | 0 |  | 0 |  | 0 |  | 0 |  | 8.4172e-07 |  | #REF! |  | 0 |  | 8.2957e-05 |  | 0 |  | #REF! |  | 7.578e-07 |  | 0.00010294 |  | 0 |  | 1.1136e-06 |  | 0 |  | 0 |  | 0 |  | 0.00047485 |  | 0 |  | 7.8571e-07 |  | 0.00054982 |  | 0 |  | 2.3734e-06
| 0.00078203 |  | 9.3049e-05 |  | 5.5126e-05 |  | 3.8351e-05 |  | 0 |  | 0 |  | 0 |  | 0 |  | 9.686e-07 |  | #REF! |  | 0 |  | 6.3584e-05 |  | 0 |  | #REF! |  | 7.5791e-07 |  | 0.00016612 |  | 0 |  | 1.1537e-06 |  | 0 |  | 0 |  | 0 |  | 0.00053658 |  | 0 |  | 7.8571e-07 |  | 0.00055142 |  | 0 |  | 2.1667e-06
| 0.00081152 |  | 0.00015581 |  | -1.3381e-05 |  | 5.7078e-05 |  | 0 |  | 0 |  | 0 |  | 0 |  | 1.1216e-06 |  | #REF! |  | 0 |  | 0.00018138 |  | 0 |  | #REF! |  | 6.5463e-07 |  | 0.00010809 |  | 0 |  | 1.214e-06 |  | 0 |  | 0 |  | 0 |  | 0.00031713 |  | 0 |  | 1.3096e-06 |  | 0.00054911 |  | 0 |  | 2.288e-06
| 0.00096512 |  | 0.00014316 |  | -8.0334e-05 |  | 7.2806e-05 |  | 0 |  | 0 |  | 0 |  | 0 |  | 1.1315e-06 |  | #REF! |  | 0 |  | 0.00020244 |  | 0 |  | #REF! |  | 6.5482e-07 |  | 0.00021391 |  | 0 |  | 1.1642e-06 |  | 0 |  | 0 |  | 0 |  | 0.0002609 |  | 0 |  | 5.2384e-07 |  | 0.00053821 |  | 0 |  | 2.2977e-06
| 0.0012634 |  | 9.006e-05 |  | -5.3635e-06 |  | 5.408e-05 |  | 0 |  | 0 |  | 0 |  | 0 |  | 9.7001e-07 |  | #REF! |  | 0 |  | 6.7479e-05 |  | 0 |  | #REF! |  | 9.5706e-07 |  | 0.00019722 |  | 0 |  | 1.0666e-06 |  | 0 |  | 0 |  | 0 |  | 0.00031014 |  | 0 |  | 5.2388e-07 |  | 0.00053278 |  | 0 |  | 2.3193e-06
| 0.0014692 |  | 8.5771e-05 |  | 0.00010655 |  | 0 |  | 0 |  | 0 |  | 0 |  | 0 |  | 8.3576e-07 |  | #REF! |  | 0 |  | 0 |  | 0 |  | #REF! |  | 9.5706e-07 |  | -2.8445e-05 |  | 0 |  | 9.8447e-07 |  | 0 |  | 0 |  | 0 |  | 0.00035857 |  | 0 |  | 2.8815e-06 |  | 0.00053278 |  | 0 |  | 2.4569e-06
| 0.0015872 |  | 9.5868e-05 |  | 6.3014e-05 |  | 0 |  | 0 |  | 0 |  | 0 |  | 0 |  | 8.3328e-07 |  | #REF! |  | 0 |  | 0 |  | 0 |  | #REF! |  | 1.0394e-06 |  | 1.2523e-05 |  | 0 |  | 9.9483e-07 |  | 0 |  | 0 |  | 0 |  | 0.00044378 |  | 0 |  | 2.3577e-06 |  | 0.00054222 |  | 0 |  | 2.0289e-06
| 0.0017034 |  | 0.00011966 |  | 1.7076e-05 |  | 3.1464e-05 |  | 0 |  | 0 |  | 0 |  | 0 |  | 9.2128e-07 |  | #REF! |  | 0 |  | 1.4217e-05 |  | 0 |  | #REF! |  | 1.0395e-06 |  | 8.0791e-05 |  | 0 |  | 1.0758e-06 |  | 0 |  | 0 |  | 0 |  | 0.00048597 |  | 0 |  | 2.3577e-06 |  | 0.00055472 |  | 0 |  | 2.0251e-06
| 0.0019465 |  | 0.00012651 |  | 0.0001656 |  | 3.4418e-05 |  | 0 |  | 0 |  | 0 |  | 0 |  | 9.4976e-07 |  | #REF! |  | 0 |  | 4.4264e-05 |  | 0 |  | #REF! |  | 1.4561e-06 |  | -0.00015133 |  | 0 |  | 1.1516e-06 |  | 0 |  | 0 |  | 0 |  | 0.00050553 |  | 0 |  | 2.358e-06 |  | 0.00056101 |  | 0 |  | 2.3841e-06
| 0.0023854 |  | 0.00010078 |  | 0.00020634 |  | 1.8687e-05 |  | 0 |  | 0 |  | 0 |  | 0 |  | 8.7492e-07 |  | #REF! |  | 0 |  | 3.0049e-05 |  | 0 |  | #REF! |  | 1.4561e-06 |  | -5.635e-05 |  | 0 |  | 1.2151e-06 |  | 0 |  | 0 |  | 0 |  | 0.00042977 |  | 0 |  | 2.3579e-06 |  | 0.00055714 |  | 0 |  | 2.3966e-06
| 0.0027443 |  | 6.1948e-05 |  | 0.00014027 |  | 1.5731e-05 |  | 0 |  | 0 |  | 0 |  | 0 |  | 8.3591e-07 |  | #REF! |  | 0 |  | 9.9225e-05 |  | 0 |  | #REF! |  | 1.6355e-06 |  | -2.8447e-05 |  | 0 |  | 1.1802e-06 |  | 0 |  | 0 |  | 0 |  | 0.00045712 |  | 0 |  | 6.0265e-06 |  | 0.00054698 |  | 0 |  | 2.2789e-06
| 0.0031092 |  | 8.9477e-05 |  | 2.8533e-05 |  | 2.4577e-05 |  | 0 |  | 0 |  | 0 |  | 0 |  | 8.8243e-07 |  | #REF! |  | 0 |  | 0.0001956 |  | 0 |  | #REF! |  | 1.6357e-06 |  | -1.4792e-05 |  | 0 |  | 1.144e-06 |  | 0 |  | 0 |  | 0 |  | 0.00052204 |  | 0 |  | 6.0265e-06 |  | 0.0005408 |  | 0 |  | 2.3083e-06
| 0.0034933 |  | 0.00014446 |  | -8.1338e-06 |  | 2.4579e-05 |  | 0 |  | 0 |  | 0 |  | 0 |  | 9.5187e-07 |  | #REF! |  | 0 |  | 0.00012483 |  | 0 |  | #REF! |  | 1.8429e-06 |  | 0.00023781 |  | 0 |  | 1.1079e-06 |  | 0 |  | 0 |  | 0 |  | 0.00052751 |  | 0 |  | 2.3583e-06 |  | 0.00053845 |  | 0 |  | 2.4893e-06
| 0.0037895 |  | 0.00013783 |  | -5.9611e-05 |  | 7.8806e-05 |  | 0 |  | 0 |  | 0 |  | 0 |  | 9.6054e-07 |  | #REF! |  | 0 |  | 0.00011348 |  | 0 |  | #REF! |  | 1.8432e-06 |  | 0.0001127 |  | 0 |  | 1.1338e-06 |  | 0 |  | 0 |  | 0 |  | 0.00055646 |  | 0 |  | 0 |  | 0.00054083 |  | 0 |  | 2.3748e-06
| 0.0043508 |  | 0.0001135 |  | -9.5758e-05 |  | 8.4718e-05 |  | 0 |  | 0 |  | 0 |  | 0 |  | 9.4143e-07 |  | #REF! |  | 0 |  | 0.00015988 |  | 0 |  | #REF! |  | 1.043e-06 |  | -0.00028104 |  | 0 |  | 1.1533e-06 |  | 0 |  | 0 |  | 0 |  | 0.00050573 |  | 0 |  | 5.2411e-07 |  | 0.00054012 |  | 0 |  | 2.0984e-06
| 0.0048005 |  | 0.00014333 |  | -9.8565e-05 |  | 5.5063e-05 |  | 0 |  | 0 |  | 0 |  | 0 |  | 9.6744e-07 |  | #REF! |  | 0 |  | 7.4831e-05 |  | 0 |  | #REF! |  | 1.0431e-06 |  | -0.00041758 |  | 0 |  | 1.1261e-06 |  | 0 |  | 0 |  | 0 |  | 0.00039862 |  | 0 |  | 2.8828e-06 |  | 0.00053305 |  | 0 |  | 2.1246e-06
| 0.0051575 |  | 0.00018724 |  | -8.8239e-05 |  | 7.1819e-05 |  | 0 |  | 0 |  | 0 |  | 0 |  | 1.0066e-06 |  | #REF! |  | 0 |  | 0 |  | 0 |  | #REF! |  | 5.554e-07 |  | -0.00023666 |  | 0 |  | 1.0964e-06 |  | 0 |  | 0 |  | 0 |  | 0.00036974 |  | 0 |  | 4.4555e-06 |  | 0.00052608 |  | 0 |  | 2.5511e-06
| 0.005771 |  | 0.00017915 |  | -2.5672e-05 |  | 5.1169e-05 |  | 0 |  | 0 |  | 0 |  | 0 |  | 1.0189e-06 |  | #REF! |  | 0 |  | 6.7461e-05 |  | 0 |  | #REF! |  | 5.5548e-07 |  | -5.6349e-05 |  | 0 |  | 1.0265e-06 |  | 0 |  | 0 |  | 0 |  | 0.00038775 |  | 0 |  | 6.028e-06 |  | 0.00052924 |  | 0 |  | 2.3608e-06
| 0.0063663 |  | 0.00020384 |  | -6.2504e-05 |  | 2.8507e-05 |  | 0 |  | 0 |  | 0 |  | 0 |  | 9.8001e-07 |  | #REF! |  | 0 |  | 0.00016667 |  | 0 |  | #REF! |  | 1.5497e-06 |  | -0.00020595 |  | 0 |  | 1.09e-06 |  | 0 |  | 0 |  | 0 |  | 0.0004839 |  | 0 |  | 4.4558e-06 |  | 0.00054097 |  | 0 |  | 2.0718e-06
| 0.0067954 |  | 0.00020941 |  | -3.7305e-05 |  | 5.7252e-05 |  | 0 |  | 0 |  | 0 |  | 0 |  | 9.5284e-07 |  | #REF! |  | 0 |  | 9.9199e-05 |  | 0 |  | #REF! |  | 1.5499e-06 |  | -0.00022643 |  | 0 |  | 1.1827e-06 |  | 0 |  | 0 |  | 0 |  | 0.0004855 |  | 0 |  | 1.3106e-06 |  | 0.00054726 |  | 0 |  | 2.057e-06
| 0.007262 |  | 0.00012576 |  | -3.0078e-05 |  | 5.7257e-05 |  | 0 |  | 0 |  | 0 |  | 0 |  | 9.3611e-07 |  | #REF! |  | 0 |  | 5.8958e-05 |  | 0 |  | #REF! |  | 1.0436e-06 |  | -5.5753e-05 |  | 0 |  | 1.1963e-06 |  | 0 |  | 0 |  | 0 |  | 0.00032447 |  | 0 |  | 7.8636e-07 |  | 0.00054886 |  | 0 |  | 2.1956e-06
| 0.0078684 |  | 9.8457e-05 |  | 2.8962e-05 |  | 6.4621e-05 |  | 0 |  | 0 |  | 0 |  | 0 |  | 9.1327e-07 |  | #REF! |  | 0 |  | 9.2472e-05 |  | 0 |  | #REF! |  | 1.0438e-06 |  | -8.6475e-05 |  | 0 |  | 1.1045e-06 |  | 0 |  | 0 |  | 0 |  | 0.00033778 |  | 0 |  | 2.3594e-06 |  | 0.00054577 |  | 0 |  | 2.476e-06
| 0.0083622 |  | 0.0001063 |  | 6.443e-05 |  | 8.4325e-05 |  | 0 |  | 0 |  | 0 |  | 0 |  | 9.2194e-07 |  | #REF! |  | 0 |  | 6.6778e-05 |  | 0 |  | #REF! |  | 5.9295e-07 |  | -0.00017013 |  | 0 |  | 1.0138e-06 |  | 0 |  | 0 |  | 0 |  | 0.00035579 |  | 0 |  | 2.8837e-06 |  | 0.00053955 |  | 0 |  | 2.4664e-06
| 0.0089075 |  | 0.00010515 |  | -6.9748e-05 |  | 6.5901e-05 |  | 0 |  | 0 |  | 0 |  | 0 |  | 9.9391e-07 |  | #REF! |  | 0 |  | 9.9013e-05 |  | 0 |  | #REF! |  | 5.9295e-07 |  | -0.00028445 |  | 0 |  | 9.8666e-07 |  | 0 |  | 0 |  | 0 |  | 0.00042463 |  | 0 |  | 1.3108e-06 |  | 0.00053332 |  | 0 |  | 2.3212e-06
| 0.0095064 |  | 0.00010965 |  | -0.00010901 |  | 4.6193e-05 |  | 0 |  | 0 |  | 0 |  | 0 |  | 1.0676e-06 |  | #REF! |  | 0 |  | 0.00014567 |  | 0 |  | #REF! |  | 5.7791e-07 |  | -8.6468e-05 |  | 0 |  | 1.008e-06 |  | 0 |  | 0 |  | 0 |  | 0.0004911 |  | 0 |  | 7.8656e-07 |  | 0.0005302 |  | 0 |  | 2.1491e-06
| 0.0099783 |  | 0.00011488 |  | 1.3582e-05 |  | 3.7351e-05 |  | 0 |  | 0 |  | 0 |  | 0 |  | 1.0808e-06 |  | #REF! |  | 0 |  | 0.00013945 |  | 0 |  | #REF! |  | 5.78e-07 |  | -0.00010354 |  | 0 |  | 1.1571e-06 |  | 0 |  | 0 |  | 0 |  | 0.00052163 |  | 0 |  | 7.8656e-07 |  | 0.00053258 |  | 0 |  | 2.2235e-06
| 0.010426 |  | 0.00015525 |  | 6.2349e-05 |  | 6.7887e-05 |  | 0 |  | 0 |  | 0 |  | 0 |  | 1.0257e-06 |  | #REF! |  | 0 |  | 5.9514e-05 |  | 0 |  | #REF! |  | 1.0299e-06 |  | -0.00018205 |  | 0 |  | 1.2402e-06 |  | 0 |  | 0 |  | 0 |  | 0.00056546 |  | 0 |  | 1.3109e-06 |  | 0.00053496 |  | 0 |  | 2.4671e-06
| 0.010895 |  | 0.00014842 |  | 2.2384e-05 |  | 6.0024e-05 |  | 0 |  | 0 |  | 0 |  | 0 |  | 1.0319e-06 |  | #REF! |  | 0 |  | 2.5472e-05 |  | 0 |  | #REF! |  | 1.0299e-06 |  | 9.3194e-05 |  | 0 |  | 1.1877e-06 |  | 0 |  | 0 |  | 0 |  | 0.00049275 |  | 0 |  | 5.2444e-07 |  | 0.00053734 |  | 0 |  | 2.2538e-06
| 0.011695 |  | 9.7156e-05 |  | 1.3943e-05 |  | 2.9483e-05 |  | 0 |  | 0 |  | 0 |  | 0 |  | 1.0438e-06 |  | #REF! |  | 0 |  | 8.1249e-05 |  | 0 |  | #REF! |  | 1.4683e-06 |  | 8.42e-05 |  | 0 |  | 1.0291e-06 |  | 0 |  | 0 |  | 0 |  | 0.00044194 |  | 0 |  | 5.2444e-07 |  | 0.00053972 |  | 0 |  | 1.9821e-06
| 0.012287 |  | 7.6222e-05 |  | -4.5722e-05 |  | 0.00010202 |  | 0 |  | 0 |  | 0 |  | 0 |  | 1.0208e-06 |  | #REF! |  | 0 |  | 5.5784e-05 |  | 0 |  | #REF! |  | 1.4688e-06 |  | -0.00023667 |  | 0 |  | 9.636e-07 |  | 0 |  | 0 |  | 0 |  | 0.00048265 |  | 0 |  | 5.2448e-07 |  | 0.0005421 |  | 0 |  | 1.8352e-06
| 0.012805 |  | 9.0277e-05 |  | 4.5728e-05 |  | 0.00010201 |  | 0 |  | 0 |  | 0 |  | 0 |  | 9.8621e-07 |  | #REF! |  | 0 |  | 0.00010712 |  | 0 |  | #REF! |  | 1.4771e-06 |  | -0.00026739 |  | 0 |  | 1.0123e-06 |  | 0 |  | 0 |  | 0 |  | 0.00050299 |  | 0 |  | 5.2448e-07 |  | 0.00054053 |  | 0 |  | 1.8986e-06
| 0.013384 |  | 5.2121e-05 |  | 0.00012153 |  | 0 |  | 0 |  | 0 |  | 0 |  | 0 |  | 9.212e-07 |  | #REF! |  | 0 |  | 0.00010712 |  | 0 |  | #REF! |  | 1.4773e-06 |  | -0.00020594 |  | 0 |  | 1.0215e-06 |  | 0 |  | 0 |  | 0 |  | 0.00050849 |  | 0 |  | 2.885e-06 |  | 0.00053431 |  | 0 |  | 2.2091e-06
| 0.014024 |  | 0.00012767 |  | 3.8107e-05 |  | 0 |  | 0 |  | 0 |  | 0 |  | 0 |  | 8.8525e-07 |  | #REF! |  | 0 |  | 7.9905e-05 |  | 0 |  | #REF! |  | 1.1439e-06 |  | -0.00021889 |  | 0 |  | 1.059e-06 |  | 0 |  | 0 |  | 0 |  | 0.00057737 |  | 0 |  | 2.3604e-06 |  | 0.00052887 |  | 0 |  | 2.4145e-06
| 0.014782 |  | 7.8339e-05 |  | -2.7686e-05 |  | 5.4051e-05 |  | 0 |  | 0 |  | 0 |  | 0 |  | 8.6913e-07 |  | #REF! |  | 0 |  | 0.00016322 |  | 0 |  | #REF! |  | 1.1439e-06 |  | -0.00019571 |  | 0 |  | 1.0908e-06 |  | 0 |  | 0 |  | 0 |  | 0.00056802 |  | 0 |  | 0 |  | 0.00052656 |  | 0 |  | 2.391e-06
| 0.015561 |  | -1.6672e-05 |  | -5.1383e-05 |  | 5.6017e-05 |  | 0 |  | 0 |  | 0 |  | 0 |  | 8.7293e-07 |  | #REF! |  | 0 |  | 8.3305e-05 |  | 0 |  | #REF! |  | 1.1899e-06 |  | 0.00010809 |  | 0 |  | 1.1875e-06 |  | 0 |  | 0 |  | 0 |  | 0.00052581 |  | 0 |  | 5.2461e-07 |  | 0.00052894 |  | 0 |  | 2.2286e-06
| 0.016343 |  | 0.00011797 |  | -2.7091e-05 |  | 1.9701e-06 |  | 0 |  | 0 |  | 0 |  | 0 |  | 8.6991e-07 |  | #REF! |  | 0 |  | 0 |  | 0 |  | #REF! |  | 1.1899e-06 |  | 0.00017636 |  | 0 |  | 1.2796e-06 |  | 0 |  | 0 |  | 0 |  | 0.00043194 |  | 0 |  | 1.3115e-06 |  | 0.00053445 |  | 0 |  | 2.4414e-06
| 0.016871 |  | 0.0001227 |  | 8.8231e-05 |  | 2.3639e-05 |  | 0 |  | 0 |  | 0 |  | 0 |  | 8.7487e-07 |  | #REF! |  | 0 |  | 0.00011221 |  | 0 |  | #REF! |  | 1.7724e-06 |  | -7.6234e-05 |  | 0 |  | 1.3036e-06 |  | 0 |  | 0 |  | 0 |  | 0.00043429 |  | 0 |  | 1.3116e-06 |  | 0.00053993 |  | 0 |  | 2.4966e-06
| 0.017637 |  | 3.0088e-05 |  | 0.00013262 |  | 6.2945e-05 |  | 0 |  | 0 |  | 0 |  | 0 |  | 9.2021e-07 |  | #REF! |  | 0 |  | 0.00011221 |  | 0 |  | #REF! |  | 1.7727e-06 |  | 2.1673e-06 |  | 0 |  | 1.2603e-06 |  | 0 |  | 0 |  | 0 |  | 0.00050631 |  | 0 |  | 1.3116e-06 |  | 0.00054387 |  | 0 |  | 2.1915e-06
| 0.018578 |  | 3.5458e-05 |  | -2.7537e-05 |  | 3.9303e-05 |  | 0 |  | 0 |  | 0 |  | 0 |  | 9.5751e-07 |  | #REF! |  | 0 |  | 5.8989e-06 |  | 0 |  | #REF! |  | 1.0258e-06 |  | 8.0786e-05 |  | 0 |  | 1.1924e-06 |  | 0 |  | 0 |  | 0 |  | 0.00050086 |  | 0 |  | 1.3117e-06 |  | 0.00054312 |  | 0 |  | 2.3058e-06
| 0.019366 |  | 0.0001243 |  | -2.5214e-05 |  | 2.0634e-05 |  | 0 |  | 0 |  | 0 |  | 0 |  | 8.7503e-07 |  | #REF! |  | 0 |  | 0.00011186 |  | 0 |  | #REF! |  | 1.0261e-06 |  | 5.0065e-05 |  | 0 |  | 1.147e-06 |  | 0 |  | 0 |  | 0 |  | 0.00055725 |  | 0 |  | 1.3118e-06 |  | 0.00053768 |  | 0 |  | 2.4668e-06
| 0.020055 |  | 0.00013378 |  | 9.6551e-05 |  | 5.9044e-05 |  | 0 |  | 0 |  | 0 |  | 0 |  | 8.1115e-07 |  | #REF! |  | 0 |  | 0.00021816 |  | 0 |  | #REF! |  | 8.4516e-07 |  | -8.6475e-05 |  | 0 |  | 1.0925e-06 |  | 0 |  | 0 |  | 0 |  | 0.00059016 |  | 0 |  | 7.8711e-07 |  | 0.00053615 |  | 0 |  | 2.2376e-06
| 0.020822 |  | 0.00013283 |  | 0.00012826 |  | 6.0027e-05 |  | 0 |  | 0 |  | 0 |  | 0 |  | 8.4913e-07 |  | #REF! |  | 0 |  | 0.00017453 |  | 0 |  | #REF! |  | 8.4516e-07 |  | 6.7131e-05 |  | 0 |  | 1.0155e-06 |  | 0 |  | 0 |  | 0 |  | 0.00051971 |  | 0 |  | 0 |  | 0.00053537 |  | 0 |  | 2.2766e-06
| 0.021853 |  | 0.00013267 |  | 3.509e-05 |  | 2.1615e-05 |  | 0 |  | 0 |  | 0 |  | 0 |  | 9.2844e-07 |  | #REF! |  | 0 |  | 6.2326e-05 |  | 0 |  | #REF! |  | 9.3921e-07 |  | 0.00034021 |  | 0 |  | 1.0018e-06 |  | 0 |  | 0 |  | 0 |  | 0.00048455 |  | 0 |  | 0 |  | 0.00053152 |  | 0 |  | 2.2619e-06
| 0.023137 |  | 0.00013444 |  | -7.3677e-05 |  | 3.6352e-05 |  | 0 |  | 0 |  | 0 |  | 0 |  | 9.2861e-07 |  | #REF! |  | 0 |  | 0.00010765 |  | 0 |  | #REF! |  | 9.3935e-07 |  | 0.00024274 |  | 0 |  | 1.0941e-06 |  | 0 |  | 0 |  | 0 |  | 0.00035852 |  | 0 |  | 7.8721e-07 |  | 0.00052056 |  | 0 |  | 2.21e-06
| 0.024271 |  | 0.00018664 |  | -6.0385e-05 |  | 5.3094e-05 |  | 0 |  | 0 |  | 0 |  | 0 |  | 8.8891e-07 |  | #REF! |  | 0 |  | 0.00011516 |  | 0 |  | #REF! |  | 1.0604e-06 |  | -8.6475e-05 |  | 0 |  | 1.1382e-06 |  | 0 |  | 0 |  | 0 |  | 0.000274 |  | 0 |  | 7.8721e-07 |  | 0.00050964 |  | 0 |  | 2.0885e-06
| 0.025074 |  | 0.00016645 |  | -3.4616e-05 |  | 2.9514e-05 |  | 0 |  | 0 |  | 0 |  | 0 |  | 9.6645e-07 |  | #REF! |  | 0 |  | 7.5071e-06 |  | 0 |  | #REF! |  | 1.0604e-06 |  | -0.00028446 |  | 0 |  | 1.111e-06 |  | 0 |  | 0 |  | 0 |  | 0.00042355 |  | 0 |  | 3.9363e-06 |  | 0.00051123 |  | 0 |  | 2.249e-06
| 0.026117 |  | 0.00010525 |  | -5.4772e-05 |  | 1.2772e-05 |  | 0 |  | 0 |  | 0 |  | 0 |  | 1.1136e-06 |  | #REF! |  | 0 |  | 5.0939e-05 |  | 0 |  | #REF! |  | 1.3257e-06 |  | -0.00015475 |  | 0 |  | 1.0066e-06 |  | 0 |  | 0 |  | 0 |  | 0.00041966 |  | 0 |  | 4.4614e-06 |  | 0.00051753 |  | 0 |  | 2.4742e-06
| 0.027403 |  | 5.5695e-05 |  | -0.00014162 |  | 6.402e-05 |  | 0 |  | 0 |  | 0 |  | 0 |  | 1.1583e-06 |  | #REF! |  | 0 |  | 0.00011835 |  | 0 |  | #REF! |  | 1.3259e-06 |  | 9.7853e-05 |  | 0 |  | 9.3342e-07 |  | 0 |  | 0 |  | 0 |  | 0.00039539 |  | 0 |  | 2.8868e-06 |  | 0.00052379 |  | 0 |  | 2.3496e-06
| 0.02845 |  | 1.1996e-05 |  | -0.00016876 |  | 6.402e-05 |  | 0 |  | 0 |  | 0 |  | 0 |  | 1.0789e-06 |  | #REF! |  | 0 |  | 9.9053e-05 |  | 0 |  | #REF! |  | 6.094e-07 |  | 9.6444e-05 |  | 0 |  | 9.5029e-07 |  | 0 |  | 0 |  | 0 |  | 0.00054579 |  | 0 |  | 2.3621e-06 |  | 0.00052464 |  | 0 |  | 2.3702e-06
| 0.02988 |  | 3.0673e-05 |  | -6.915e-05 |  | 5.4032e-05 |  | 0 |  | 0 |  | 0 |  | 0 |  | 1.0039e-06 |  | #REF! |  | 0 |  | 9.2254e-05 |  | 0 |  | #REF! |  | 6.0949e-07 |  | -0.00031518 |  | 0 |  | 1.0062e-06 |  | 0 |  | 0 |  | 0 |  | 0.0007024 |  | 0 |  | 0 |  | 0.00051916 |  | 0 |  | 2.1512e-06
| 0.031405 |  | 0.00012099 |  | 2.5168e-05 |  | 6.8802e-05 |  | 0 |  | 0 |  | 0 |  | 0 |  | 1.0312e-06 |  | #REF! |  | 0 |  | 0.00015523 |  | 0 |  | #REF! |  | 9.0586e-07 |  | -0.00033907 |  | 0 |  | 1.097e-06 |  | 0 |  | 0 |  | 0 |  | 0.00070244 |  | 0 |  | 0 |  | 0.00051136 |  | 0 |  | 2.2078e-06
| 0.032564 |  | 0.00012975 |  | 5.6984e-05 |  | 2.5576e-05 |  | 0 |  | 0 |  | 0 |  | 0 |  | 1.0562e-06 |  | #REF! |  | 0 |  | 0.00029064 |  | 0 |  | #REF! |  | 9.0599e-07 |  | 9.1023e-06 |  | 0 |  | 1.1211e-06 |  | 0 |  | 0 |  | 0 |  | 0.00043543 |  | 0 |  | 7.8746e-07 |  | 0.00051061 |  | 0 |  | 2.5096e-06
| 0.034134 |  | 8.608e-05 |  | 1.7392e-05 |  | 1.7698e-05 |  | 0 |  | 0 |  | 0 |  | 0 |  | 9.91e-07 |  | #REF! |  | 0 |  | 0.00019869 |  | 0 |  | #REF! |  | 1.1983e-06 |  | 2.2758e-06 |  | 0 |  | 1.1165e-06 |  | 0 |  | 0 |  | 0 |  | 0.00033597 |  | 0 |  | 7.8751e-07 |  | 0.00051766 |  | 0 |  | 2.2899e-06
| 0.035926 |  | 1.8691e-05 |  | -6.2836e-05 |  | 6.092e-05 |  | 0 |  | 0 |  | 0 |  | 0 |  | 9.7806e-07 |  | #REF! |  | 0 |  | 0.00014544 |  | 0 |  | #REF! |  | 1.1985e-06 |  | -0.00014792 |  | 0 |  | 1.1063e-06 |  | 0 |  | 0 |  | 0 |  | 0.0004723 |  | 0 |  | 2.3627e-06 |  | 0.00052243 |  | 0 |  | 2.3105e-06
| 0.037468 |  | 1.3419e-05 |  | -4.7682e-05 |  | 5.4027e-05 |  | 0 |  | 0 |  | 0 |  | 0 |  | 1.0129e-06 |  | #REF! |  | 0 |  | 0.0001567 |  | 0 |  | #REF! |  | 1.4555e-06 |  | -0.00015816 |  | 0 |  | 1.07e-06 |  | 0 |  | 0 |  | 0 |  | 0.00049736 |  | 0 |  | 2.8877e-06 |  | 0.00052008 |  | 0 |  | 2.4654e-06
| 0.039026 |  | 0.00014229 |  | 6.3272e-05 |  | 0 |  | 0 |  | 0 |  | 0 |  | 0 |  | 1.0371e-06 |  | #REF! |  | 0 |  | 7.1715e-05 |  | 0 |  | #REF! |  | 1.4557e-06 |  | -0.00025465 |  | 0 |  | 1.07e-06 |  | 0 |  | 0 |  | 0 |  | 0.00053734 |  | 0 |  | 1.3127e-06 |  | 0.00051384 |  | 0 |  | 2.5614e-06
| 0.040678 |  | 0.00025242 |  | 0.00011547 |  | 0 |  | 0 |  | 0 |  | 0 |  | 0 |  | 9.5775e-07 |  | #REF! |  | 0 |  | 0.000115 |  | 0 |  | #REF! |  | 1.3554e-06 |  | -0.00025373 |  | 0 |  | 1.1052e-06 |  | 0 |  | 0 |  | 0 |  | 0.00058438 |  | 0 |  | 7.8766e-07 |  | 0.00051466 |  | 0 |  | 2.4244e-06
| 0.042746 |  | 0.00011957 |  | 1.8661e-05 |  | 0 |  | 0 |  | 0 |  | 0 |  | 0 |  | 8.9133e-07 |  | #REF! |  | 0 |  | 9.3922e-05 |  | 0 |  | #REF! |  | 1.3556e-06 |  | -0.00010013 |  | 0 |  | 1.2246e-06 |  | 0 |  | 0 |  | 0 |  | 0.00044105 |  | 0 |  | 7.8766e-07 |  | 0.00052096 |  | 0 |  | 2.2499e-06
| 0.044885 |  | 0.0001164 |  | -1.9442e-05 |  | 0 |  | 0 |  | 0 |  | 0 |  | 0 |  | 9.0569e-07 |  | #REF! |  | 0 |  | 0.00010695 |  | 0 |  | #REF! |  | 1.0457e-06 |  | 2.2757e-05 |  | 0 |  | 1.2876e-06 |  | 0 |  | 0 |  | 0 |  | 0.00033297 |  | 0 |  | 1.3129e-06 |  | 0.00052413 |  | 0 |  | 2.5189e-06
| 0.046449 |  | 0.00024195 |  | -2.7226e-06 |  | 1.1787e-05 |  | 0 |  | 0 |  | 0 |  | 0 |  | 9.4178e-07 |  | #REF! |  | 0 |  | 0.00020166 |  | 0 |  | #REF! |  | 1.0459e-06 |  | 1.5929e-05 |  | 0 |  | 1.2605e-06 |  | 0 |  | 0 |  | 0 |  | 0.00047634 |  | 0 |  | 2.8883e-06 |  | 0.00051786 |  | 0 |  | 2.4756e-06
| 0.048341 |  | 0.00015865 |  | 5.1783e-05 |  | 3.5412e-05 |  | 0 |  | 0 |  | 0 |  | 0 |  | 1.0361e-06 |  | #REF! |  | 0 |  | 0.00014052 |  | 0 |  | #REF! |  | 2.4835e-06 |  | 8.4199e-05 |  | 0 |  | 1.2014e-06 |  | 0 |  | 0 |  | 0 |  | 0.00048655 |  | 0 |  | 2.3634e-06 |  | 0.00050692 |  | 0 |  | 2.2729e-06
| 0.050697 |  | 0.00020586 |  | 7.5273e-05 |  | 2.3629e-05 |  | 0 |  | 0 |  | 0 |  | 0 |  | 1.1591e-06 |  | #REF! |  | 0 |  | 4.904e-05 |  | 0 |  | #REF! |  | 2.4835e-06 |  | 2.8173e-05 |  | 0 |  | 1.1644e-06 |  | 0 |  | 0 |  | 0 |  | 0.00040353 |  | 0 |  | 7.8781e-07 |  | 0.00050226 |  | 0 |  | 2.3486e-06
| 0.052508 |  | 0.00022386 |  | 3.0796e-06 |  | 0 |  | 0 |  | 0 |  | 0 |  | 0 |  | 1.2473e-06 |  | #REF! |  | 0 |  | 0.00011186 |  | 0 |  | #REF! |  | 1.2945e-06 |  | -7.9604e-06 |  | 0 |  | 1.1619e-06 |  | 0 |  | 0 |  | 0 |  | 0.00058535 |  | 0 |  | 1.3131e-06 |  | 0.00050621 |  | 0 |  | 2.5364e-06
| 0.053924 |  | 0.00010485 |  | 2.4363e-05 |  | 0 |  | 0 |  | 0 |  | 0 |  | 0 |  | 1.1909e-06 |  | #REF! |  | 0 |  | 0.00012472 |  | 0 |  | #REF! |  | 1.2947e-06 |  | -1.1372e-06 |  | 0 |  | 1.1335e-06 |  | 0 |  | 0 |  | 0 |  | 0.00061438 |  | 0 |  | 1.3132e-06 |  | 0.00051251 |  | 0 |  | 2.7761e-06
| 0.055668 |  | 8.1469e-05 |  | 7.6506e-05 |  | 0 |  | 0 |  | 0 |  | 0 |  | 0 |  | 1.0537e-06 |  | #REF! |  | 0 |  | 0.00014566 |  | 0 |  | #REF! |  | 1.0226e-06 |  | -3.8691e-05 |  | 0 |  | 1.0997e-06 |  | 0 |  | 0 |  | 0 |  | 0.00051646 |  | 0 |  | 1.3132e-06 |  | 0.00051176 |  | 0 |  | 2.6911e-06
| 0.057155 |  | 7.1949e-05 |  | -7.8497e-05 |  | 2.9467e-06 |  | 0 |  | 0 |  | 0 |  | 0 |  | 9.5011e-07 |  | #REF! |  | 0 |  | 0.0001087 |  | 0 |  | #REF! |  | 1.0226e-06 |  | -1.4791e-05 |  | 0 |  | 1.0836e-06 |  | 0 |  | 0 |  | 0 |  | 0.00037203 |  | 0 |  | 2.8892e-06 |  | 0.00050549 |  | 0 |  | 2.4152e-06
| 0.058318 |  | 7.9513e-05 |  | -0.00011612 |  | 2.9464e-06 |  | 0 |  | 0 |  | 0 |  | 0 |  | 9.1658e-07 |  | #REF! |  | 0 |  | 0.00013587 |  | 0 |  | #REF! |  | 1.1604e-06 |  | -0.0002708 |  | 0 |  | 1.1173e-06 |  | 0 |  | 0 |  | 0 |  | 0.00031798 |  | 0 |  | 2.8894e-06 |  | 0.00049846 |  | 0 |  | 2.2396e-06
| 0.060239 |  | 2.5103e-05 |  | -3.9363e-06 |  | 3.0444e-05 |  | 0 |  | 0 |  | 0 |  | 0 |  | 9.6696e-07 |  | #REF! |  | 0 |  | 0.00016159 |  | 0 |  | #REF! |  | 1.1606e-06 |  | -0.000421 |  | 0 |  | 1.1882e-06 |  | 0 |  | 0 |  | 0 |  | 0.00058942 |  | 0 |  | 5.2534e-07 |  | 0.00049536 |  | 0 |  | 2.0982e-06
| 0.062151 |  | -3.347e-05 |  | -4.5472e-05 |  | 5.5052e-05 |  | 0 |  | 0 |  | 0 |  | 0 |  | 1.0093e-06 |  | #REF! |  | 0 |  | 0.00011175 |  | 0 |  | #REF! |  | 5.3289e-07 |  | -0.00011812 |  | 0 |  | 1.2831e-06 |  | 0 |  | 0 |  | 0 |  | 0.00066862 |  | 0 |  | 0 |  | 0.00050166 |  | 0 |  | 2.1342e-06
| 0.063599 |  | 4.8705e-05 |  | -2.2817e-05 |  | 2.4608e-05 |  | 0 |  | 0 |  | 0 |  | 0 |  | 1.0298e-06 |  | #REF! |  | 0 |  | 0.00014045 |  | 0 |  | #REF! |  | 5.3289e-07 |  | -1.1372e-06 |  | 0 |  | 1.2091e-06 |  | 0 |  | 0 |  | 0 |  | 0.0005793 |  | 0 |  | 2.3643e-06 |  | 0.00050953 |  | 0 |  | 2.1573e-06
| 0.06545 |  | 0.00013064 |  | 6.4142e-05 |  | 0 |  | 0 |  | 0 |  | 0 |  | 0 |  | 1.0398e-06 |  | #REF! |  | 0 |  | 0.00011953 |  | 0 |  | #REF! |  | 1.1632e-06 |  | -0.00028105 |  | 0 |  | 1.0495e-06 |  | 0 |  | 0 |  | 0 |  | 0.0004672 |  | 0 |  | 2.8899e-06 |  | 0.00051267 |  | 0 |  | 2.4363e-06
| 0.067689 |  | 7.4577e-05 |  | 4.6547e-05 |  | 5.1062e-05 |  | 0 |  | 0 |  | 0 |  | 0 |  | 1.0373e-06 |  | #REF! |  | 0 |  | 6.8325e-05 |  | 0 |  | #REF! |  | 1.1632e-06 |  | -0.00020936 |  | 0 |  | 9.527e-07 |  | 0 |  | 0 |  | 0 |  | 0.00037159 |  | 0 |  | 2.8899e-06 |  | 0.00051349 |  | 0 |  | 2.5164e-06
| 0.069629 |  | 7.2164e-05 |  | 3.4967e-05 |  | 5.1062e-05 |  | 0 |  | 0 |  | 0 |  | 0 |  | 1.0548e-06 |  | #REF! |  | 0 |  | 1.9021e-05 |  | 0 |  | #REF! |  | 1.1287e-06 |  | -0.00013768 |  | 0 |  | 9.333e-07 |  | 0 |  | 0 |  | 0 |  | 0.00044769 |  | 0 |  | 2.3646e-06 |  | 0.00051355 |  | 0 |  | 2.3732e-06
| 0.071408 |  | 0.00016749 |  | 6.0023e-05 |  | 0 |  | 0 |  | 0 |  | 0 |  | 0 |  | 1.0498e-06 |  | #REF! |  | 0 |  | 3.9916e-05 |  | 0 |  | #REF! |  | 1.1287e-06 |  | -4.5513e-05 |  | 0 |  | 9.3915e-07 |  | 0 |  | 0 |  | 0 |  | 0.00042496 |  | 0 |  | 7.8821e-07 |  | 0.00051826 |  | 0 |  | 2.4556e-06
| 0.073344 |  | 0.00019315 |  | 2.3864e-05 |  | 0 |  | 0 |  | 0 |  | 0 |  | 0 |  | 1.086e-06 |  | #REF! |  | 0 |  | 0.00010674 |  | 0 |  | #REF! |  | 1.032e-06 |  | 2.2756e-05 |  | 0 |  | 9.6911e-07 |  | 0 |  | 0 |  | 0 |  | 0.00036537 |  | 0 |  | 1.3139e-06 |  | 0.00051983 |  | 0 |  | 2.3879e-06
| 0.075128 |  | 0.00018349 |  | 7.2544e-06 |  | 5.204e-05 |  | 0 |  | 0 |  | 0 |  | 0 |  | 1.1352e-06 |  | #REF! |  | 0 |  | 6.9764e-05 |  | 0 |  | #REF! |  | 1.032e-06 |  | 3.2997e-05 |  | 0 |  | 1.1524e-06 |  | 0 |  | 0 |  | 0 |  | 0.0004352 |  | 0 |  | 1.3139e-06 |  | 0.0005144 |  | 0 |  | 2.3223e-06
| 0.07691 |  | 0.00012413 |  | 1.8664e-05 |  | 5.204e-05 |  | 0 |  | 0 |  | 0 |  | 0 |  | 1.1221e-06 |  | #REF! |  | 0 |  | 2.8132e-05 |  | 0 |  | #REF! |  | 1.1615e-06 |  | 0.00017771 |  | 0 |  | 1.3018e-06 |  | 0 |  | 0 |  | 0 |  | 0.00057635 |  | 0 |  | 1.3139e-06 |  | 0.00050735 |  | 0 |  | 2.2833e-06
| 0.078849 |  | 0.00014366 |  | 2.0953e-07 |  | 3.3384e-05 |  | 0 |  | 0 |  | 0 |  | 0 |  | 1.0401e-06 |  | #REF! |  | 0 |  | 3.2953e-05 |  | 0 |  | #REF! |  | 1.1615e-06 |  | 6.3715e-05 |  | 0 |  | 1.2713e-06 |  | 0 |  | 0 |  | 0 |  | 0.00053564 |  | 0 |  | 5.2561e-07 |  | 0.00049957 |  | 0 |  | 2.2056e-06
| 0.080361 |  | 0.00015183 |  | 1.0325e-05 |  | 6.3893e-05 |  | 0 |  | 0 |  | 0 |  | 0 |  | 9.4209e-07 |  | #REF! |  | 0 |  | 7.7678e-06 |  | 0 |  | #REF! |  | 7.6192e-07 |  | 9.1032e-06 |  | 0 |  | 1.137e-06 |  | 0 |  | 0 |  | 0 |  | 0.00043447 |  | 0 |  | 5.2561e-07 |  | 0.000498 |  | 0 |  | 2.2884e-06
| 0.081793 |  | 0.00010458 |  | 5.0014e-05 |  | 5.1129e-05 |  | 0 |  | 0 |  | 0 |  | 0 |  | 9.3207e-07 |  | #REF! |  | 0 |  | 7.1914e-05 |  | 0 |  | #REF! |  | 7.6192e-07 |  | 3.6411e-05 |  | 0 |  | 1.0433e-06 |  | 0 |  | 0 |  | 0 |  | 0.00052548 |  | 0 |  | 2.8909e-06 |  | 0.00049332 |  | 0 |  | 2.2594e-06
| 0.083317 |  | 0.00019945 |  | -5.7095e-05 |  | 3.5379e-05 |  | 0 |  | 0 |  | 0 |  | 0 |  | 9.7698e-07 |  | #REF! |  | 0 |  | 0.00011156 |  | 0 |  | #REF! |  | 6.4683e-07 |  | -0.00023326 |  | 0 |  | 1.0422e-06 |  | 0 |  | 0 |  | 0 |  | 0.00064156 |  | 0 |  | 2.8912e-06 |  | 0.00049411 |  | 0 |  | 2.3378e-06
| 0.084981 |  | 0.00021674 |  | -9.8791e-05 |  | 1.5743e-05 |  | 0 |  | 0 |  | 0 |  | 0 |  | 1.0286e-06 |  | #REF! |  | 0 |  | 0.00011949 |  | 0 |  | #REF! |  | 6.4692e-07 |  | -0.00017182 |  | 0 |  | 1.1267e-06 |  | 0 |  | 0 |  | 0 |  | 0.00056555 |  | 0 |  | 1.3142e-06 |  | 0.00049888 |  | 0 |  | 2.4921e-06
| 0.086674 |  | 6.4941e-05 |  | -1.652e-05 |  | 4.1329e-05 |  | 0 |  | 0 |  | 0 |  | 0 |  | 1.0404e-06 |  | #REF! |  | 0 |  | 0.00011788 |  | 0 |  | #REF! |  | 1.3396e-06 |  | 0.00010809 |  | 0 |  | 1.1845e-06 |  | 0 |  | 0 |  | 0 |  | 0.00042907 |  | 0 |  | 7.8856e-07 |  | 0.00050358 |  | 0 |  | 2.3219e-06
| 0.088347 |  | 4.0048e-05 |  | 3.5659e-05 |  | 7.3729e-05 |  | 0 |  | 0 |  | 0 |  | 0 |  | 1.0262e-06 |  | #REF! |  | 0 |  | 0.0001275 |  | 0 |  | #REF! |  | 1.34e-06 |  | 9.4439e-05 |  | 0 |  | 1.158e-06 |  | 0 |  | 0 |  | 0 |  | 0.00043066 |  | 0 |  | 2.3657e-06 |  | 0.00050205 |  | 0 |  | 2.4035e-06
| 0.09041 |  | 0.00014941 |  | -2.5134e-05 |  | 3.3378e-05 |  | 0 |  | 0 |  | 0 |  | 0 |  | 9.467e-07 |  | #REF! |  | 0 |  | 0.00014517 |  | 0 |  | #REF! |  | 7.7982e-07 |  | -4.8928e-05 |  | 0 |  | 1.0879e-06 |  | 0 |  | 0 |  | 0 |  | 0.00044167 |  | 0 |  | 2.8916e-06 |  | 0.00049659 |  | 0 |  | 2.4973e-06
| 0.092289 |  | 0.00018937 |  | -2.6605e-05 |  | 2.2582e-05 |  | 0 |  | 0 |  | 0 |  | 0 |  | 8.6403e-07 |  | #REF! |  | 0 |  | 0.00014518 |  | 0 |  | #REF! |  | 7.7982e-07 |  | -0.00020914 |  | 0 |  | 1.0275e-06 |  | 0 |  | 0 |  | 0 |  | 0.00047308 |  | 0 |  | 5.2578e-07 |  | 0.00049976 |  | 0 |  | 2.6476e-06
| 0.094015 |  | 0.00010492 |  | 1.0368e-05 |  | 4.3243e-05 |  | 0 |  | 0 |  | 0 |  | 0 |  | 8.554e-07 |  | #REF! |  | 0 |  | 0.00010017 |  | 0 |  | #REF! |  | 1.0645e-06 |  | -0.00012743 |  | 0 |  | 1.0068e-06 |  | 0 |  | 0 |  | 0 |  | 0.00052722 |  | 0 |  | 0 |  | 0.00050917 |  | 0 |  | 2.7201e-06
| 0.096142 |  | 5.4201e-05 |  | -4.2895e-05 |  | 5.0115e-05 |  | 0 |  | 0 |  | 0 |  | 0 |  | 9.3249e-07 |  | #REF! |  | 0 |  | 3.2944e-05 |  | 0 |  | #REF! |  | 1.0647e-06 |  | -1.1378e-05 |  | 0 |  | 9.6582e-07 |  | 0 |  | 0 |  | 0 |  | 0.00059947 |  | 0 |  | 2.3661e-06 |  | 0.00051708 |  | 0 |  | 2.1912e-06
| 0.098185 |  | 0.00010625 |  | -2.8403e-05 |  | 3.5356e-05 |  | 0 |  | 0 |  | 0 |  | 0 |  | 1.0513e-06 |  | #REF! |  | 0 |  | 0.00010828 |  | 0 |  | #REF! |  | 1.0308e-06 |  | -0.00017523 |  | 0 |  | 1.0023e-06 |  | 0 |  | 0 |  | 0 |  | 0.00065597 |  | 0 |  | 2.8921e-06 |  | 0.00051316 |  | 0 |  | 2.1506e-06
| 0.099619 |  | 3.1646e-05 |  | -8.8146e-05 |  | 9.8298e-06 |  | 0 |  | 0 |  | 0 |  | 0 |  | 1.0743e-06 |  | #REF! |  | 0 |  | 0.00012434 |  | 0 |  | #REF! |  | 1.031e-06 |  | -4.21e-05 |  | 0 |  | 1.0582e-06 |  | 0 |  | 0 |  | 0 |  | 0.00060186 |  | 0 |  | 5.2588e-07 |  | 0.0005077 |  | 0 |  | 2.1425e-06
| 0.10152 |  | 6.0987e-05 |  | -5.4585e-05 |  | 3.9263e-06 |  | 0 |  | 0 |  | 0 |  | 0 |  | 1.0508e-06 |  | #REF! |  | 0 |  | 7.7939e-05 |  | 0 |  | #REF! |  | 1.3066e-06 |  | -6.5994e-05 |  | 0 |  | 1.0486e-06 |  | 0 |  | 0 |  | 0 |  | 0.00046928 |  | 0 |  | 0 |  | 0.00049989 |  | 0 |  | 2.3245e-06
| 0.10353 |  | 0.00016233 |  | 8.1635e-05 |  | 0 |  | 0 |  | 0 |  | 0 |  | 0 |  | 1.0092e-06 |  | #REF! |  | 0 |  | 8.2766e-05 |  | 0 |  | #REF! |  | 1.3066e-06 |  | -0.00037321 |  | 0 |  | 1.035e-06 |  | 0 |  | 0 |  | 0 |  | 0.00046225 |  | 0 |  | 7.8886e-07 |  | 0.00049364 |  | 0 |  | 2.4611e-06
| 0.10483 |  | 0.0001534 |  | 7.0861e-05 |  | 0 |  | 0 |  | 0 |  | 0 |  | 0 |  | 9.3709e-07 |  | #REF! |  | 0 |  | 7.1502e-05 |  | 0 |  | #REF! |  | 8.5327e-07 |  | -0.00022302 |  | 0 |  | 1.0213e-06 |  | 0 |  | 0 |  | 0 |  | 0.00055328 |  | 0 |  | 7.8891e-07 |  | 0.00048972 |  | 0 |  | 2.508e-06
| 0.10627 |  | 0.00015317 |  | 9.8264e-05 |  | 1.0798e-05 |  | 0 |  | 0 |  | 0 |  | 0 |  | 8.4444e-07 |  | #REF! |  | 0 |  | 0.00010821 |  | 0 |  | #REF! |  | 8.5339e-07 |  | -0.00021961 |  | 0 |  | 1.0513e-06 |  | 0 |  | 0 |  | 0 |  | 0.00042382 |  | 0 |  | 0 |  | 0.00049446 |  | 0 |  | 2.6642e-06
| 0.10799 |  | 8.9091e-05 |  | 0.00010006 |  | 1.0798e-05 |  | 0 |  | 0 |  | 0 |  | 0 |  | 8.2842e-07 |  | #REF! |  | 0 |  | 0.00019814 |  | 0 |  | #REF! |  | 1.1968e-06 |  | -0.00032884 |  | 0 |  | 9.9162e-07 |  | 0 |  | 0 |  | 0 |  | 0.00037128 |  | 0 |  | 5.2601e-07 |  | 0.00050237 |  | 0 |  | 2.0729e-06
| 0.10944 |  | 4.4947e-05 |  | 8.289e-05 |  | 1.4723e-05 |  | 0 |  | 0 |  | 0 |  | 0 |  | 9.4277e-07 |  | #REF! |  | 0 |  | 0.00012768 |  | 0 |  | #REF! |  | 1.3555e-06 |  | -0.00024008 |  | 0 |  | 9.5577e-07 |  | 0 |  | 0 |  | 0 |  | 0.00037128 |  | 0 |  | 2.8929e-06 |  | 0.00050629 |  | 0 |  | 2.0484e-06
| 0.11059 |  | -1.9608e-05 |  | 7.3229e-05 |  | 4.9157e-05 |  | 0 |  | 0 |  | 0 |  | 0 |  | 1.0288e-06 |  | #REF! |  | 0 |  | 9.3721e-06 |  | 0 |  | #REF! |  | 9.9696e-07 |  | -0.00017338 |  | 0 |  | 9.8e-07 |  | 0 |  | 0 |  | 0 |  | 0.00031869 |  | 0 |  | 2.8932e-06 |  | 0.00050394 |  | 0 |  | 2.2972e-06
| 0.11159 |  | 3.6654e-05 |  | -8.379e-05 |  | 6.7806e-05 |  | 0 |  | 0 |  | 0 |  | 0 |  | 9.8337e-07 |  | #REF! |  | 0 |  | 7.3587e-05 |  | 0 |  | #REF! |  | 8.3853e-07 |  | -0.00014109 |  | 0 |  | 1.0268e-06 |  | 0 |  | 0 |  | 0 |  | 0.00041529 |  | 0 |  | 2.8932e-06 |  | 0.00049851 |  | 0 |  | 2.0798e-06
| 0.11221 |  | 6.7395e-05 |  | -0.00013764 |  | 3.3372e-05 |  | 0 |  | 0 |  | 0 |  | 0 |  | 8.8634e-07 |  | #REF! |  | 0 |  | 0.00016302 |  | 0 |  | #REF! |  | 8.0944e-07 |  | -0.0002196 |  | 0 |  | 1.0899e-06 |  | 0 |  | 0 |  | 0 |  | 0.00053148 |  | 0 |  | 2.8934e-06 |  | 0.00049615 |  | 0 |  | 1.8898e-06
| 0.11279 |  | 4.2202e-05 |  | -9.4065e-05 |  | 7.8674e-05 |  | 0 |  | 0 |  | 0 |  | 0 |  | 8.7771e-07 |  | #REF! |  | 0 |  | 0.00020489 |  | 0 |  | #REF! |  | 8.0956e-07 |  | -0.00021277 |  | 0 |  | 1.1505e-06 |  | 0 |  | 0 |  | 0 |  | 0.00054093 |  | 0 |  | 4.4717e-06 |  | 0.00049226 |  | 0 |  | 2.0362e-06
| 0.11308 |  | 0.00011302 |  | -2.0972e-06 |  | 0.00010032 |  | 0 |  | 0 |  | 0 |  | 0 |  | 9.4125e-07 |  | #REF! |  | 0 |  | 0.00011815 |  | 0 |  | #REF! |  | 1.5736e-06 |  | -0.00028446 |  | 0 |  | 1.2507e-06 |  | 0 |  | 0 |  | 0 |  | 0.00046952 |  | 0 |  | 3.9461e-06 |  | 0.0004915 |  | 0 |  | 2.3107e-06
| 0.11271 |  | 0.00014734 |  | 7.2201e-05 |  | 4.716e-05 |  | 0 |  | 0 |  | 0 |  | 0 |  | 9.5431e-07 |  | #REF! |  | 0 |  | 4.5786e-05 |  | 0 |  | #REF! |  | 1.5738e-06 |  | -0.0003698 |  | 0 |  | 1.2553e-06 |  | 0 |  | 0 |  | 0 |  | 0.00051666 |  | 0 |  | 7.8921e-07 |  | 0.00049154 |  | 0 |  | 2.3987e-06
| 0.11247 |  | 0.0001658 |  | 8.7359e-05 |  | 2.5518e-05 |  | 0 |  | 0 |  | 0 |  | 0 |  | 9.1396e-07 |  | #REF! |  | 0 |  | 6.8282e-05 |  | 0 |  | #REF! |  | 1.3183e-06 |  | -0.0001172 |  | 0 |  | 1.2248e-06 |  | 0 |  | 0 |  | 0 |  | 0.00049392 |  | 0 |  | 7.8921e-07 |  | 0.00049549 |  | 0 |  | 2.3014e-06
| 0.11268 |  | 0.0001422 |  | 5.889e-05 |  | 8.5466e-05 |  | 0 |  | 0 |  | 0 |  | 0 |  | 8.9654e-07 |  | #REF! |  | 0 |  | 0.00018252 |  | 0 |  | #REF! |  | 1.3185e-06 |  | 0.00024464 |  | 0 |  | 1.1448e-06 |  | 0 |  | 0 |  | 0 |  | 0.00047194 |  | 0 |  | 2.3679e-06 |  | 0.00049706 |  | 0 |  | 2.4765e-06
| 0.11201 |  | 0.00012263 |  | 6.4308e-05 |  | 8.5458e-05 |  | 0 |  | 0 |  | 0 |  | 0 |  | 8.7608e-07 |  | #REF! |  | 0 |  | 0.00024053 |  | 0 |  | #REF! |  | 1.7135e-06 |  | 0.00022416 |  | 0 |  | 1.1001e-06 |  | 0 |  | 0 |  | 0 |  | 0.0005772 |  | 0 |  | 2.3679e-06 |  | 0.00049238 |  | 0 |  | 2.6999e-06
| 0.11058 |  | 8.176e-05 |  | 0.00010336 |  | 1.5703e-05 |  | 0 |  | 0 |  | 0 |  | 0 |  | 8.1262e-07 |  | #REF! |  | 0 |  | 0.00015508 |  | 0 |  | #REF! |  | 1.7135e-06 |  | 6.0305e-05 |  | 0 |  | 1.0799e-06 |  | 0 |  | 0 |  | 0 |  | 0.00047752 |  | 0 |  | 2.3679e-06 |  | 0.00048302 |  | 0 |  | 2.5009e-06
| 0.10961 |  | 0.00014834 |  | -1.3296e-05 |  | 3.931e-05 |  | 0 |  | 0 |  | 0 |  | 0 |  | 7.4611e-07 |  | #REF! |  | 0 |  | 0.00010348 |  | 0 |  | #REF! |  | 8.5423e-07 |  | 5.689e-05 |  | 0 |  | 1.0559e-06 |  | 0 |  | 0 |  | 0 |  | 0.00046257 |  | 0 |  | 4.4734e-06 |  | 0.00047906 |  | 0 |  | 2.2651e-06
| 0.1085 |  | 0.00018153 |  | -5.176e-05 |  | 5.3049e-05 |  | 0 |  | 0 |  | 0 |  | 0 |  | 8.1276e-07 |  | #REF! |  | 0 |  | 4.7396e-05 |  | 0 |  | #REF! |  | 8.5435e-07 |  | 0.00015588 |  | 0 |  | 1.0456e-06 |  | 0 |  | 0 |  | 0 |  | 0.00053882 |  | 0 |  | 2.1051e-06 |  | 0.00047991 |  | 0 |  | 2.454e-06
| 0.1068 |  | 0.00011113 |  | -0.0001842 |  | 2.9441e-05 |  | 0 |  | 0 |  | 0 |  | 0 |  | 9.5341e-07 |  | #REF! |  | 0 |  | 4.7396e-05 |  | 0 |  | #REF! |  | 1.1076e-06 |  | 0.00022757 |  | 0 |  | 1.0241e-06 |  | 0 |  | 0 |  | 0 |  | 0.00038568 |  | 0 |  | 5.2631e-07 |  | 0.00047916 |  | 0 |  | 2.4621e-06
| 0.10446 |  | 0.00013538 |  | -0.00014463 |  | 7.866e-05 |  | 0 |  | 0 |  | 0 |  | 0 |  | 9.9831e-07 |  | #REF! |  | 0 |  | 0.0001295 |  | 0 |  | #REF! |  | 1.1077e-06 |  | 3.4677e-05 |  | 0 |  | 1.0639e-06 |  | 0 |  | 0 |  | 0 |  | 0.00038411 |  | 0 |  | 1.3158e-06 |  | 0.00047994 |  | 0 |  | 2.1714e-06
| 0.10213 |  | 0.00016727 |  | 7.0991e-06 |  | 7.8667e-05 |  | 0 |  | 0 |  | 0 |  | 0 |  | 9.591e-07 |  | #REF! |  | 0 |  | 0.00019865 |  | 0 |  | #REF! |  | 8.573e-07 |  | 5.3485e-05 |  | 0 |  | 1.1244e-06 |  | 0 |  | 0 |  | 0 |  | 0.00052475 |  | 0 |  | 7.8951e-07 |  | 0.00047997 |  | 0 |  | 2.3831e-06
| 0.099622 |  | 0.00014668 |  | -7.298e-05 |  | 1.2757e-05 |  | 0 |  | 0 |  | 0 |  | 0 |  | 9.4051e-07 |  | #REF! |  | 0 |  | 0.00018392 |  | 0 |  | #REF! |  | 8.573e-07 |  | 0.00039824 |  | 0 |  | 1.1453e-06 |  | 0 |  | 0 |  | 0 |  | 0.00049179 |  | 0 |  | 7.8956e-07 |  | 0.00048236 |  | 0 |  | 2.5386e-06
| 0.097131 |  | 0.00012509 |  | -2.9088e-05 |  | 1.2757e-05 |  | 0 |  | 0 |  | 0 |  | 0 |  | 9.5669e-07 |  | #REF! |  | 0 |  | 8.3187e-05 |  | 0 |  | #REF! |  | 1.3972e-06 |  | 0.00032997 |  | 0 |  | 1.0985e-06 |  | 0 |  | 0 |  | 0 |  | 0.00050989 |  | 0 |  | 1.316e-06 |  | 0.00048475 |  | 0 |  | 2.2248e-06
| 0.094773 |  | 0.00017552 |  | 2.8761e-05 |  | 0 |  | 0 |  | 0 |  | 0 |  | 0 |  | 9.3064e-07 |  | #REF! |  | 0 |  | 4.6313e-05 |  | 0 |  | #REF! |  | 1.3972e-06 |  | -0.00013426 |  | 0 |  | 1.07e-06 |  | 0 |  | 0 |  | 0 |  | 0.0005586 |  | 0 |  | 1.316e-06 |  | 0.00048239 |  | 0 |  | 2.1243e-06
| 0.09221 |  | 0.00028467 |  | -4.0578e-05 |  | 2.0653e-05 |  | 0 |  | 0 |  | 0 |  | 0 |  | 8.771e-07 |  | #REF! |  | 0 |  | 0.00011025 |  | 0 |  | #REF! |  | 6.4605e-07 |  | -0.00012743 |  | 0 |  | 1.0635e-06 |  | 0 |  | 0 |  | 0 |  | 0.00048399 |  | 0 |  | 7.8966e-07 |  | 0.00047928 |  | 0 |  | 2.2066e-06
| 0.089522 |  | 0.00029173 |  | 2.5267e-07 |  | 8.5167e-05 |  | 0 |  | 0 |  | 0 |  | 0 |  | 8.28e-07 |  | #REF! |  | 0 |  | 0.00010383 |  | 0 |  | #REF! |  | 6.4614e-07 |  | 0.00015588 |  | 0 |  | 1.0616e-06 |  | 0 |  | 0 |  | 0 |  | 0.00050448 |  | 0 |  | 7.8966e-07 |  | 0.00046991 |  | 0 |  | 2.2104e-06
| 0.086775 |  | 0.00021593 |  | 3.5448e-05 |  | 7.3358e-05 |  | 0 |  | 0 |  | 0 |  | 0 |  | 8.3492e-07 |  | #REF! |  | 0 |  | 0.00016437 |  | 0 |  | #REF! |  | 7.1363e-07 |  | 0.00021733 |  | 0 |  | 1.1183e-06 |  | 0 |  | 0 |  | 0 |  | 0.00064278 |  | 0 |  | 7.8971e-07 |  | 0.00046519 |  | 0 |  | 2.1888e-06
| 0.084419 |  | 0.00017989 |  | -8.0352e-06 |  | 1.3757e-05 |  | 0 |  | 0 |  | 0 |  | 0 |  | 8.5235e-07 |  | #REF! |  | 0 |  | 0.00024162 |  | 0 |  | #REF! |  | 7.1363e-07 |  | 0.00024122 |  | 0 |  | 1.1795e-06 |  | 0 |  | 0 |  | 0 |  | 0.00065693 |  | 0 |  | 0 |  | 0.00046991 |  | 0 |  | 2.3193e-06
| 0.081403 |  | 0.00018151 |  | -3.3701e-07 |  | 5.1129e-05 |  | 0 |  | 0 |  | 0 |  | 0 |  | 8.5866e-07 |  | #REF! |  | 0 |  | 0.00014069 |  | 0 |  | #REF! |  | 6.3888e-07 |  | 3.9823e-05 |  | 0 |  | 1.1933e-06 |  | 0 |  | 0 |  | 0 |  | 0.00054227 |  | 0 |  | 5.2654e-07 |  | 0.00047783 |  | 0 |  | 2.7456e-06
| 0.078117 |  | 0.00017463 |  | 6.2927e-05 |  | 4.6223e-05 |  | 0 |  | 0 |  | 0 |  | 0 |  | 8.9228e-07 |  | #REF! |  | 0 |  | 2.3561e-05 |  | 0 |  | #REF! |  | 6.3888e-07 |  | -0.00012402 |  | 0 |  | 1.0325e-06 |  | 0 |  | 0 |  | 0 |  | 0.00059964 |  | 0 |  | 5.2654e-07 |  | 0.00048097 |  | 0 |  | 2.7666e-06
| 0.076261 |  | 0.00011947 |  | -5.3662e-06 |  | 1.5734e-05 |  | 0 |  | 0 |  | 0 |  | 0 |  | 9.3533e-07 |  | #REF! |  | 0 |  | 0.00012334 |  | 0 |  | #REF! |  | 4.0346e-07 |  | 0.0001354 |  | 0 |  | 8.9456e-07 |  | 0 |  | 0 |  | 0 |  | 0.00072543 |  | 0 |  | 5.2658e-07 |  | 0.00047629 |  | 0 |  | 2.3528e-06
| 0.074432 |  | 0.00020408 |  | 8.3986e-06 |  | 4.9092e-05 |  | 0 |  | 0 |  | 0 |  | 0 |  | 9.6833e-07 |  | #REF! |  | 0 |  | 0.00014395 |  | 0 |  | #REF! |  | 4.0357e-07 |  | -0.00025715 |  | 0 |  | 8.5159e-07 |  | 0 |  | 0 |  | 0 |  | 0.00067596 |  | 0 |  | 4.4762e-06 |  | 0.0004771 |  | 0 |  | 2.1026e-06
| 0.071951 |  | 0.00020394 |  | 9.6669e-05 |  | 5.598e-05 |  | 0 |  | 0 |  | 0 |  | 0 |  | 9.2545e-07 |  | #REF! |  | 0 |  | 2.0611e-05 |  | 0 |  | #REF! |  | 1.1549e-06 |  | -0.00048244 |  | 0 |  | 8.6208e-07 |  | 0 |  | 0 |  | 0 |  | 0.00053609 |  | 0 |  | 3.9496e-06 |  | 0.00048263 |  | 0 |  | 2.2492e-06
| 0.069643 |  | 0.00014078 |  | 0.00010582 |  | 2.2618e-05 |  | 0 |  | 0 |  | 0 |  | 0 |  | 9.1673e-07 |  | #REF! |  | 0 |  | 8.3173e-05 |  | 0 |  | #REF! |  | 1.1553e-06 |  | 4.3237e-05 |  | 0 |  | 9.324e-07 |  | 0 |  | 0 |  | 0 |  | 0.00051097 |  | 0 |  | 7.8996e-07 |  | 0.00048424 |  | 0 |  | 2.4416e-06
| 0.067367 |  | 0.00016484 |  | 0.00010902 |  | 0 |  | 0 |  | 0 |  | 0 |  | 0 |  | 9.2927e-07 |  | #REF! |  | 0 |  | 0.00023026 |  | 0 |  | #REF! |  | 1.4366e-06 |  | 3.9823e-05 |  | 0 |  | 1.0204e-06 |  | 0 |  | 0 |  | 0 |  | 0.00054241 |  | 0 |  | 1.3167e-06 |  | 0.00048109 |  | 0 |  | 2.232e-06
| 0.065349 |  | 9.325e-05 |  | 1.9847e-05 |  | 1.5698e-05 |  | 0 |  | 0 |  | 0 |  | 0 |  | 9.5801e-07 |  | #REF! |  | 0 |  | 0.00015166 |  | 0 |  | #REF! |  | 1.437e-06 |  | -0.00010013 |  | 0 |  | 1.1429e-06 |  | 0 |  | 0 |  | 0 |  | 0.00053697 |  | 0 |  | 5.2671e-07 |  | 0.00047486 |  | 0 |  | 2.4158e-06
| 0.06384 |  | 9.3213e-05 |  | 5.5949e-05 |  | 1.5696e-05 |  | 0 |  | 0 |  | 0 |  | 0 |  | 9.6548e-07 |  | #REF! |  | 0 |  | 1.6864e-05 |  | 0 |  | #REF! |  | 1.6875e-06 |  | 6.0304e-05 |  | 0 |  | 1.1156e-06 |  | 0 |  | 0 |  | 0 |  | 0.00048587 |  | 0 |  | 5.2671e-07 |  | 0.00046779 |  | 0 |  | 2.4373e-06
| 0.06251 |  | 0.00018495 |  | 8.8445e-05 |  | 4.1203e-05 |  | 0 |  | 0 |  | 0 |  | 0 |  | 9.5249e-07 |  | #REF! |  | 0 |  | 0.00016111 |  | 0 |  | #REF! |  | 1.688e-06 |  | -2.8443e-05 |  | 0 |  | 1.0961e-06 |  | 0 |  | 0 |  | 0 |  | 0.00041669 |  | 0 |  | 2.8971e-06 |  | 0.000467 |  | 0 |  | 2.2829e-06
| 0.060851 |  | 0.00012513 |  | 5.1393e-05 |  | 4.1206e-05 |  | 0 |  | 0 |  | 0 |  | 0 |  | 1.0148e-06 |  | #REF! |  | 0 |  | 0.00023481 |  | 0 |  | #REF! |  | 9.8337e-07 |  | -0.00012402 |  | 0 |  | 1.1508e-06 |  | 0 |  | 0 |  | 0 |  | 0.0005913 |  | 0 |  | 2.8971e-06 |  | 0.00047257 |  | 0 |  | 2.5629e-06
| 0.059048 |  | 0.00013 |  | -0.00011656 |  | 8.2592e-05 |  | 0 |  | 0 |  | 0 |  | 0 |  | 1.0373e-06 |  | #REF! |  | 0 |  | 0.00018216 |  | 0 |  | #REF! |  | 9.8337e-07 |  | 5.6891e-05 |  | 0 |  | 1.192e-06 |  | 0 |  | 0 |  | 0 |  | 0.00055434 |  | 0 |  | 2.8973e-06 |  | 0.00047886 |  | 0 |  | 2.201e-06
| 0.057714 |  | 0.00021746 |  | -0.000186 |  | 9.0466e-05 |  | 0 |  | 0 |  | 0 |  | 0 |  | 1.0304e-06 |  | #REF! |  | 0 |  | 0.00018557 |  | 0 |  | #REF! |  | 9.5959e-07 |  | 0.00022074 |  | 0 |  | 1.1496e-06 |  | 0 |  | 0 |  | 0 |  | 0.00037904 |  | 0 |  | 2.3706e-06 |  | 0.00047892 |  | 0 |  | 2.0748e-06
| 0.056897 |  | 0.00017879 |  | 0.0001153 |  | 4.9069e-05 |  | 0 |  | 0 |  | 0 |  | 0 |  | 9.7633e-07 |  | #REF! |  | 0 |  | 0.0001389 |  | 0 |  | #REF! |  | 1.0175e-06 |  | -6.2843e-05 |  | 0 |  | 1.0266e-06 |  | 0 |  | 0 |  | 0 |  | 0.00045768 |  | 0 |  | 2.3708e-06 |  | 0.00047341 |  | 0 |  | 2.4832e-06
| 0.056047 |  | 0.00015623 |  | 0.00019304 |  | 6.8729e-05 |  | 0 |  | 0 |  | 0 |  | 0 |  | 9.2657e-07 |  | #REF! |  | 0 |  | 0.00015812 |  | 0 |  | #REF! |  | 9.1689e-07 |  | -0.00038003 |  | 0 |  | 9.9349e-07 |  | 0 |  | 0 |  | 0 |  | 0.00051434 |  | 0 |  | 2.3708e-06 |  | 0.00046794 |  | 0 |  | 2.5026e-06
| 0.05495 |  | 0.00017194 |  | -1.1786e-06 |  | 5.5977e-05 |  | 0 |  | 0 |  | 0 |  | 0 |  | 9.1224e-07 |  | #REF! |  | 0 |  | 0.00015491 |  | 0 |  | #REF! |  | 8.5901e-07 |  | -0.00023325 |  | 0 |  | 1.088e-06 |  | 0 |  | 0 |  | 0 |  | 0.00046479 |  | 0 |  | 0 |  | 0.00046558 |  | 0 |  | 2.188e-06
| 0.053932 |  | 0.00018246 |  | -4.4815e-05 |  | 8.2524e-05 |  | 0 |  | 0 |  | 0 |  | 0 |  | 8.5624e-07 |  | #REF! |  | 0 |  | 8.4306e-05 |  | 0 |  | #REF! |  | 5.079e-07 |  | -0.00012061 |  | 0 |  | 1.2275e-06 |  | 0 |  | 0 |  | 0 |  | 0.00045069 |  | 0 |  | 0 |  | 0.00046721 |  | 0 |  | 2.0632e-06
| 0.052994 |  | 0.00022847 |  | -8.3702e-07 |  | 0.00014459 |  | 0 |  | 0 |  | 0 |  | 0 |  | 8.1261e-07 |  | #REF! |  | 0 |  | 8.5912e-05 |  | 0 |  | #REF! |  | 5.0797e-07 |  | 1.2516e-05 |  | 0 |  | 1.2848e-06 |  | 0 |  | 0 |  | 0 |  | 0.00053092 |  | 0 |  | 2.3712e-06 |  | 0.00047665 |  | 0 |  | 2.0959e-06
| 0.052051 |  | 0.00023006 |  | 2.6422e-05 |  | 0.00014877 |  | 0 |  | 0 |  | 0 |  | 0 |  | 7.9454e-07 |  | #REF! |  | 0 |  | 0.00010842 |  | 0 |  | #REF! |  | 1.9894e-06 |  | -6.258e-05 |  | 0 |  | 1.2314e-06 |  | 0 |  | 0 |  | 0 |  | 0.00056714 |  | 0 |  | 2.8982e-06 |  | 0.00048219 |  | 0 |  | 2.2529e-06
| 0.051393 |  | 0.00022022 |  | 0.00015723 |  | 5.8267e-05 |  | 0 |  | 0 |  | 0 |  | 0 |  | 8.165e-07 |  | #REF! |  | 0 |  | 0.00014878 |  | 0 |  | #REF! |  | 2.3507e-06 |  | -0.0001684 |  | 0 |  | 1.2238e-06 |  | 0 |  | 0 |  | 0 |  | 0.00058369 |  | 0 |  | 2.8982e-06 |  | 0.000483 |  | 0 |  | 2.357e-06
| 0.050741 |  | 0.00024658 |  | 0.00013745 |  | 3.2443e-05 |  | 0 |  | 0 |  | 0 |  | 0 |  | 8.2149e-07 |  | #REF! |  | 0 |  | 0.00014537 |  | 0 |  | #REF! |  | 8.2417e-07 |  | 0.00013881 |  | 0 |  | 1.2785e-06 |  | 0 |  | 0 |  | 0 |  | 0.0005916 |  | 0 |  | 2.3715e-06 |  | 0.00047359 |  | 0 |  | 2.2293e-06
| 0.04991 |  | 0.00014868 |  | -3.339e-05 |  | 5.1079e-05 |  | 0 |  | 0 |  | 0 |  | 0 |  | 8.0715e-07 |  | #REF! |  | 0 |  | 8.8973e-05 |  | 0 |  | #REF! |  | 4.629e-07 |  | 6.03e-05 |  | 0 |  | 1.2375e-06 |  | 0 |  | 0 |  | 0 |  | 0.00049326 |  | 0 |  | 7.9051e-07 |  | 0.00046179 |  | 0 |  | 2.2991e-06
| 0.049313 |  | 6.7465e-05 |  | 5.6644e-05 |  | 4.2231e-05 |  | 0 |  | 0 |  | 0 |  | 0 |  | 8.3153e-07 |  | #REF! |  | 0 |  | 3.1842e-05 |  | 0 |  | #REF! |  | 1.3339e-06 |  | -0.00020254 |  | 0 |  | 1.1014e-06 |  | 0 |  | 0 |  | 0 |  | 0.00045868 |  | 0 |  | 1.3175e-06 |  | 0.00046025 |  | 0 |  | 2.464e-06
| 0.04885 |  | 8.3629e-05 |  | 0.00011502 |  | 7.5573e-05 |  | 0 |  | 0 |  | 0 |  | 0 |  | 8.8763e-07 |  | #REF! |  | 0 |  | 0.00010916 |  | 0 |  | #REF! |  | 1.3339e-06 |  | -0.00022301 |  | 0 |  | 9.6518e-07 |  | 0 |  | 0 |  | 0 |  | 0.00047995 |  | 0 |  | 2.8989e-06 |  | 0.00046579 |  | 0 |  | 2.5861e-06
| 0.048488 |  | 0.00013758 |  | 2.3046e-05 |  | 8.9343e-05 |  | 0 |  | 0 |  | 0 |  | 0 |  | 9.3455e-07 |  | #REF! |  | 0 |  | 0.000224 |  | 0 |  | #REF! |  | 7.3867e-07 |  | -0.00020594 |  | 0 |  | 9.0929e-07 |  | 0 |  | 0 |  | 0 |  | 0.00046267 |  | 0 |  | 2.3718e-06 |  | 0.00046975 |  | 0 |  | 2.7231e-06
| 0.04782 |  | 9.3104e-05 |  | -0.00010313 |  | 0.00010975 |  | 0 |  | 0 |  | 0 |  | 0 |  | 9.3322e-07 |  | #REF! |  | 0 |  | 0.00020418 |  | 0 |  | #REF! |  | 7.3878e-07 |  | -2.1618e-05 |  | 0 |  | 9.0465e-07 |  | 0 |  | 0 |  | 0 |  | 0.00050834 |  | 0 |  | 3.9531e-06 |  | 0.00046899 |  | 0 |  | 2.5852e-06
| 0.047166 |  | 5.9784e-05 |  | -0.00010178 |  | 0.00010484 |  | 0 |  | 0 |  | 0 |  | 0 |  | 9.358e-07 |  | #REF! |  | 0 |  | 0.00010168 |  | 0 |  | #REF! |  | 1.1949e-06 |  | 7.0545e-05 |  | 0 |  | 8.9495e-07 |  | 0 |  | 0 |  | 0 |  | 0.00053745 |  | 0 |  | 3.9536e-06 |  | 0.00046584 |  | 0 |  | 2.4147e-06
| 0.04656 |  | 0.00013309 |  | -7.2286e-06 |  | 9.2394e-05 |  | 0 |  | 0 |  | 0 |  | 0 |  | 1.0144e-06 |  | #REF! |  | 0 |  | 1.2311e-05 |  | 0 |  | #REF! |  | 1.1951e-06 |  | -1.1372e-06 |  | 0 |  | 9.1198e-07 |  | 0 |  | 0 |  | 0 |  | 0.00059104 |  | 0 |  | 7.9071e-07 |  | 0.00046197 |  | 0 |  | 2.4001e-06
| 0.04559 |  | 0.0001003 |  | 9.3475e-05 |  | 8.2564e-05 |  | 0 |  | 0 |  | 0 |  | 0 |  | 1.0861e-06 |  | #REF! |  | 0 |  | 3.8003e-05 |  | 0 |  | #REF! |  | 1.3017e-06 |  | -0.00015133 |  | 0 |  | 9.1524e-07 |  | 0 |  | 0 |  | 0 |  | 0.00050604 |  | 0 |  | 7.9076e-07 |  | 0.00046197 |  | 0 |  | 2.6137e-06
| 0.045137 |  | 0.00014555 |  | 6.7307e-05 |  | 0.00011197 |  | 0 |  | 0 |  | 0 |  | 0 |  | 1.0501e-06 |  | #REF! |  | 0 |  | 3.8003e-05 |  | 0 |  | #REF! |  | 1.3017e-06 |  | -0.00024691 |  | 0 |  | 9.5444e-07 |  | 0 |  | 0 |  | 0 |  | 0.00049112 |  | 0 |  | 2.3723e-06 |  | 0.00046279 |  | 0 |  | 2.4233e-06
| 0.044768 |  | 0.00016136 |  | -3.1891e-05 |  | 0.00015213 |  | 0 |  | 0 |  | 0 |  | 0 |  | 9.8345e-07 |  | #REF! |  | 0 |  | 9.5578e-05 |  | 0 |  | #REF! |  | 6.8115e-07 |  | -0.00025032 |  | 0 |  | 1.0621e-06 |  | 0 |  | 0 |  | 0 |  | 0.00064223 |  | 0 |  | 6.0629e-06 |  | 0.00046672 |  | 0 |  | 2.3365e-06
| 0.044047 |  | 0.00015874 |  | 0.00012429 |  | 0.00016853 |  | 0 |  | 0 |  | 0 |  | 0 |  | 9.3659e-07 |  | #REF! |  | 0 |  | 0.00012581 |  | 0 |  | #REF! |  | 6.8105e-07 |  | -0.00030153 |  | 0 |  | 1.2015e-06 |  | 0 |  | 0 |  | 0 |  | 0.00053841 |  | 0 |  | 4.4816e-06 |  | 0.00046127 |  | 0 |  | 2.4329e-06
| 0.043355 |  | 0.00026329 |  | 0.00022512 |  | 0.00019625 |  | 0 |  | 0 |  | 0 |  | 0 |  | 9.5921e-07 |  | #REF! |  | 0 |  | 0.00015635 |  | 0 |  | #REF! |  | 1.635e-06 |  | -0.00019571 |  | 0 |  | 1.222e-06 |  | 0 |  | 0 |  | 0 |  | 0.00049118 |  | 0 |  | 1.3181e-06 |  | 0.00045812 |  | 0 |  | 2.2142e-06
| 0.042705 |  | 0.00022268 |  | 0.00016899 |  | 0.00019851 |  | 0 |  | 0 |  | 0 |  | 0 |  | 9.8728e-07 |  | #REF! |  | 0 |  | 0.00023188 |  | 0 |  | #REF! |  | 1.649e-06 |  | -4.5513e-05 |  | 0 |  | 1.0792e-06 |  | 0 |  | 0 |  | 0 |  | 0.00061559 |  | 0 |  | 1.3183e-06 |  | 0.00046209 |  | 0 |  | 2.2655e-06
| 0.042078 |  | 5.2171e-05 |  | -6.2808e-06 |  | 0.00021321 |  | 0 |  | 0 |  | 0 |  | 0 |  | 9.5867e-07 |  | #REF! |  | 0 |  | 0.00021095 |  | 0 |  | #REF! |  | 1.0419e-06 |  | -4.5513e-05 |  | 0 |  | 9.6513e-07 |  | 0 |  | 0 |  | 0 |  | 0.00054556 |  | 0 |  | 7.9096e-07 |  | 0.00046684 |  | 0 |  | 2.3659e-06
| 0.041149 |  | 6.7711e-05 |  | -4.5962e-05 |  | 0.00017589 |  | 0 |  | 0 |  | 0 |  | 0 |  | 8.5701e-07 |  | #REF! |  | 0 |  | 0.00022848 |  | 0 |  | #REF! |  | 1.0283e-06 |  | 0.00016271 |  | 0 |  | 9.6057e-07 |  | 0 |  | 0 |  | 0 |  | 0.00048891 |  | 0 |  | 2.3729e-06 |  | 0.00047317 |  | 0 |  | 2.49e-06
| 0.040113 |  | 0.00015434 |  | 5.6572e-05 |  | 0.000177 |  | 0 |  | 0 |  | 0 |  | 0 |  | 7.947e-07 |  | #REF! |  | 0 |  | 0.00017251 |  | 0 |  | #REF! |  | 1.0605e-06 |  | 1.2516e-05 |  | 0 |  | 1.0637e-06 |  | 0 |  | 0 |  | 0 |  | 0.00061567 |  | 0 |  | 2.373e-06 |  | 0.0004771 |  | 0 |  | 2.6317e-06
| 0.039211 |  | 8.7675e-05 |  | 8.0945e-05 |  | 0.00024373 |  | 0 |  | 0 |  | 0 |  | 0 |  | 8.34e-07 |  | #REF! |  | 0 |  | 7.4648e-05 |  | 0 |  | #REF! |  | 1.0606e-06 |  | -0.00028104 |  | 0 |  | 1.0291e-06 |  | 0 |  | 0 |  | 0 |  | 0.00052831 |  | 0 |  | 7.9106e-07 |  | 0.00048107 |  | 0 |  | 2.2585e-06
| 0.038333 |  | 9.5624e-05 |  | 9.9045e-05 |  | 0.00026805 |  | 0 |  | 0 |  | 0 |  | 0 |  | 9.4263e-07 |  | #REF! |  | 0 |  | 4.0933e-05 |  | 0 |  | #REF! |  | 1.1381e-06 |  | -6.2577e-05 |  | 0 |  | 9.7183e-07 |  | 0 |  | 0 |  | 0 |  | 0.00043543 |  | 0 |  | 7.9111e-07 |  | 0.00047638 |  | 0 |  | 2.0211e-06
| 0.037843 |  | 0.00012724 |  | 2.4175e-05 |  | 0.00032007 |  | 0 |  | 0 |  | 0 |  | 0 |  | 1.0225e-06 |  | #REF! |  | 0 |  | 3.6118e-05 |  | 0 |  | #REF! |  | 1.1383e-06 |  | 2.2758e-06 |  | 0 |  | 9.3856e-07 |  | 0 |  | 0 |  | 0 |  | 0.00050948 |  | 0 |  | 0 |  | 0.00046538 |  | 0 |  | 2.1771e-06
| 0.036955 |  | 0.00010388 |  | -2.6249e-05 |  | 0.00033025 |  | 0 |  | 0 |  | 0 |  | 0 |  | 1.0301e-06 |  | #REF! |  | 0 |  | 7.9411e-05 |  | 0 |  | #REF! |  | 1.3862e-06 |  | -1.4792e-05 |  | 0 |  | 9.9605e-07 |  | 0 |  | 0 |  | 0 |  | 0.00052133 |  | 0 |  | 5.2744e-07 |  | 0.00045439 |  | 0 |  | 2.3072e-06
| 0.035716 |  | 0.0001861 |  | 6.4458e-05 |  | 0.000324 |  | 0 |  | 0 |  | 0 |  | 0 |  | 9.9886e-07 |  | #REF! |  | 0 |  | 0.00019169 |  | 0 |  | #REF! |  | 1.3864e-06 |  | -3.5273e-05 |  | 0 |  | 1.2022e-06 |  | 0 |  | 0 |  | 0 |  | 0.00054731 |  | 0 |  | 1.3187e-06 |  | 0.0004536 |  | 0 |  | 2.6933e-06
| 0.034954 |  | 0.00029906 |  | 7.5262e-05 |  | 0.00033534 |  | 0 |  | 0 |  | 0 |  | 0 |  | 9.2221e-07 |  | #REF! |  | 0 |  | 0.00013289 |  | 0 |  | #REF! |  | 6.7334e-07 |  | -0.00022301 |  | 0 |  | 1.2923e-06 |  | 0 |  | 0 |  | 0 |  | 0.00065922 |  | 0 |  | 1.3187e-06 |  | 0.0004576 |  | 0 |  | 2.6514e-06
| 0.034096 |  | 0.00019117 |  | 3.2811e-05 |  | 0.0004009 |  | 0 |  | 0 |  | 0 |  | 0 |  | 8.8797e-07 |  | #REF! |  | 0 |  | 6.3896e-05 |  | 0 |  | #REF! |  | 6.7343e-07 |  | -0.00018888 |  | 0 |  | 1.2246e-06 |  | 0 |  | 0 |  | 0 |  | 0.00055368 |  | 0 |  | 1.3188e-06 |  | 0.00045523 |  | 0 |  | 2.3175e-06
| 0.033273 |  | 0.00011149 |  | 6.476e-05 |  | 0.00047272 |  | 0 |  | 0 |  | 0 |  | 0 |  | 9.4475e-07 |  | #REF! |  | 0 |  | 8.744e-05 |  | 0 |  | #REF! |  | 1.3536e-06 |  | -0.00017864 |  | 0 |  | 1.0099e-06 |  | 0 |  | 0 |  | 0 |  | 0.00042215 |  | 0 |  | 7.9126e-07 |  | 0.00045602 |  | 0 |  | 2.4917e-06
| 0.032723 |  | 0.00014293 |  | 7.7104e-05 |  | 0.00046706 |  | 0 |  | 0 |  | 0 |  | 0 |  | 1.0303e-06 |  | #REF! |  | 0 |  | 0.00015303 |  | 0 |  | #REF! |  | 1.3534e-06 |  | -0.00018714 |  | 0 |  | 8.9127e-07 |  | 0 |  | 0 |  | 0 |  | 0.00060968 |  | 0 |  | 0 |  | 0.00045923 |  | 0 |  | 2.4715e-06
| 0.0319 |  | 0.00017816 |  | 8.6653e-07 |  | 0.00054114 |  | 0 |  | 0 |  | 0 |  | 0 |  | 1.0952e-06 |  | #REF! |  | 0 |  | 0.00020413 |  | 0 |  | #REF! |  | 5.1703e-07 |  | -1.1379e-05 |  | 0 |  | 9.6174e-07 |  | 0 |  | 0 |  | 0 |  | 0.00064828 |  | 0 |  | 2.1103e-06 |  | 0.0004608 |  | 0 |  | 2.0749e-06
| 0.031099 |  | 0.00017085 |  | -8.3946e-05 |  | 0.00063212 |  | 0 |  | 0 |  | 0 |  | 0 |  | 1.159e-06 |  | #REF! |  | 0 |  | 9.0414e-05 |  | 0 |  | #REF! |  | 5.1703e-07 |  | -3.5273e-05 |  | 0 |  | 1.0623e-06 |  | 0 |  | 0 |  | 0 |  | 0.00056485 |  | 0 |  | 2.9017e-06 |  | 0.00045062 |  | 0 |  | 2.0949e-06
| 0.03042 |  | 0.00010487 |  | -7.6847e-05 |  | 0.00070455 |  | 0 |  | 0 |  | 0 |  | 0 |  | 1.1871e-06 |  | #REF! |  | 0 |  | 6.3407e-05 |  | 0 |  | #REF! |  | 8.5369e-07 |  | -0.00025032 |  | 0 |  | 1.1928e-06 |  | 0 |  | 0 |  | 0 |  | 0.00054122 |  | 0 |  | 1.3191e-06 |  | 0.00044196 |  | 0 |  | 2.4775e-06
| 0.029819 |  | 0.00013107 |  | -2.9831e-05 |  | 0.00077234 |  | 0 |  | 0 |  | 0 |  | 0 |  | 1.0886e-06 |  | #REF! |  | 0 |  | 0.00011151 |  | 0 |  | #REF! |  | 8.5382e-07 |  | -0.0001923 |  | 0 |  | 1.2706e-06 |  | 0 |  | 0 |  | 0 |  | 0.00047662 |  | 0 |  | 1.3191e-06 |  | 0.00044905 |  | 0 |  | 2.4744e-06
| 0.029119 |  | 0.00014364 |  | -3.1514e-05 |  | 0.00084697 |  | 0 |  | 0 |  | 0 |  | 0 |  | 9.3011e-07 |  | #REF! |  | 0 |  | 0.00018206 |  | 0 |  | #REF! |  | 5.9414e-07 |  | -5.2339e-05 |  | 0 |  | 1.3118e-06 |  | 0 |  | 0 |  | 0 |  | 0.00048771 |  | 0 |  | 7.9146e-07 |  | 0.00045777 |  | 0 |  | 2.315e-06
| 0.028433 |  | 7.4781e-05 |  | -1.5742e-05 |  | 0.00097136 |  | 0 |  | 0 |  | 0 |  | 0 |  | 8.1712e-07 |  | #REF! |  | 0 |  | 0.00015321 |  | 0 |  | #REF! |  | 5.9423e-07 |  | -0.00016498 |  | 0 |  | 1.2824e-06 |  | 0 |  | 0 |  | 0 |  | 0.00055783 |  | 0 |  | 7.9156e-07 |  | 0.00045619 |  | 0 |  | 2.4616e-06
| 0.028079 |  | 4.6094e-05 |  | 9.3649e-05 |  | 0.0010069 |  | 0 |  | 0 |  | 0 |  | 0 |  | 7.9215e-07 |  | #REF! |  | 0 |  | 5.5366e-05 |  | 0 |  | #REF! |  | 1.5156e-06 |  | -0.00013767 |  | 0 |  | 1.2257e-06 |  | 0 |  | 0 |  | 0 |  | 0.00059573 |  | 0 |  | 7.9156e-07 |  | 0.0004468 |  | 0 |  | 2.3993e-06
| 0.027435 |  | 0.00015242 |  | 7.7564e-05 |  | 0.0011393 |  | 0 |  | 0 |  | 0 |  | 0 |  | 8.3593e-07 |  | #REF! |  | 0 |  | 0.00011475 |  | 0 |  | #REF! |  | 1.5156e-06 |  | -0.00013085 |  | 0 |  | 1.1409e-06 |  | 0 |  | 0 |  | 0 |  | 0.00049329 |  | 0 |  | 7.9161e-07 |  | 0.00044758 |  | 0 |  | 2.4117e-06
| 0.026679 |  | 0.00017368 |  | -1.2062e-05 |  | 0.0012873 |  | 0 |  | 0 |  | 0 |  | 0 |  | 8.9968e-07 |  | #REF! |  | 0 |  | 0.00019505 |  | 0 |  | #REF! |  | 1.5328e-06 |  | -0.0001684 |  | 0 |  | 1.0392e-06 |  | 0 |  | 0 |  | 0 |  | 0.00048462 |  | 0 |  | 7.9161e-07 |  | 0.00045783 |  | 0 |  | 2.2977e-06
| 0.026145 |  | 6.849e-05 |  | -3.0006e-06 |  | 0.0014032 |  | 0 |  | 0 |  | 0 |  | 0 |  | 9.821e-07 |  | #REF! |  | 0 |  | 0.00010063 |  | 0 |  | #REF! |  | 1.533e-06 |  | -3.8686e-05 |  | 0 |  | 9.589e-07 |  | 0 |  | 0 |  | 0 |  | 0.00058477 |  | 0 |  | 0 |  | 0.00046498 |  | 0 |  | 2.2313e-06
| 0.025604 |  | 8.5356e-05 |  | 7.5324e-06 |  | 0.0015785 |  | 0 |  | 0 |  | 0 |  | 0 |  | 1.0015e-06 |  | #REF! |  | 0 |  | 0.00010855 |  | 0 |  | #REF! |  | 9.4529e-07 |  | 0.00016612 |  | 0 |  | 9.3353e-07 |  | 0 |  | 0 |  | 0 |  | 0.00052015 |  | 0 |  | 2.1112e-06 |  | 0.00046025 |  | 0 |  | 2.0987e-06
| 0.025125 |  | 0.00011706 |  | -1.3714e-05 |  | 0.001808 |  | 0 |  | 0 |  | 0 |  | 0 |  | 9.722e-07 |  | #REF! |  | 0 |  | 0.0002431 |  | 0 |  | #REF! |  | 9.4529e-07 |  | 0.00017294 |  | 0 |  | 1.0243e-06 |  | 0 |  | 0 |  | 0 |  | 0.00047525 |  | 0 |  | 2.903e-06 |  | 0.00045476 |  | 0 |  | 1.9179e-06
| 0.02461 |  | 0.00011415 |  | 1.0357e-06 |  | 0.0021314 |  | 0 |  | 0 |  | 0 |  | 0 |  | 9.3044e-07 |  | #REF! |  | 0 |  | 0.00017254 |  | 0 |  | #REF! |  | 1.0071e-06 |  | -0.00032883 |  | 0 |  | 1.0289e-06 |  | 0 |  | 0 |  | 0 |  | 0.00045952 |  | 0 |  | 1.3196e-06 |  | 0.00045558 |  | 0 |  | 2.1567e-06
| 0.024118 |  | 0.00014575 |  | 0.00012152 |  | 0.00234 |  | 0 |  | 0 |  | 0 |  | 0 |  | 8.68e-07 |  | #REF! |  | 0 |  | 0.00012109 |  | 0 |  | #REF! |  | 1.0072e-06 |  | -0.00044489 |  | 0 |  | 1.0446e-06 |  | 0 |  | 0 |  | 0 |  | 0.00042408 |  | 0 |  | 1.3197e-06 |  | 0.00045403 |  | 0 |  | 2.4655e-06
| 0.023865 |  | 0.00015762 |  | 8.4013e-05 |  | 0.0025891 |  | 0 |  | 0 |  | 0 |  | 0 |  | 8.4185e-07 |  | #REF! |  | 0 |  | 0.00022725 |  | 0 |  | #REF! |  | 8.6339e-07 |  | -0.00038686 |  | 0 |  | 1.0427e-06 |  | 0 |  | 0 |  | 0 |  | 0.00040361 |  | 0 |  | 7.9186e-07 |  | 0.00045012 |  | 0 |  | 2.5166e-06
| 0.023315 |  | 0.00014402 |  | -6.9622e-05 |  | 0.0030046 |  | 0 |  | 0 |  | 0 |  | 0 |  | 8.9626e-07 |  | #REF! |  | 0 |  | 0.00023856 |  | 0 |  | #REF! |  | 8.6339e-07 |  | -0.00023667 |  | 0 |  | 1.0729e-06 |  | 0 |  | 0 |  | 0 |  | 0.00055969 |  | 0 |  | 2.3756e-06 |  | 0.00044145 |  | 0 |  | 2.2879e-06
| 0.022782 |  | 2.7954e-05 |  | -3.1605e-05 |  | 0.0032443 |  | 0 |  | 0 |  | 0 |  | 0 |  | 1.0287e-06 |  | #REF! |  | 0 |  | 0.0001515 |  | 0 |  | #REF! |  | 1.5241e-06 |  | 0.00015588 |  | 0 |  | 1.0774e-06 |  | 0 |  | 0 |  | 0 |  | 0.00058023 |  | 0 |  | 2.9037e-06 |  | 0.00043675 |  | 0 |  | 2.3594e-06
| 0.022565 |  | -5.6794e-08 |  | -0.00010121 |  | 0.0036784 |  | 0 |  | 0 |  | 0 |  | 0 |  | 1.0912e-06 |  | #REF! |  | 0 |  | 0.00016111 |  | 0 |  | #REF! |  | 1.5241e-06 |  | -0.00019229 |  | 0 |  | 1.0364e-06 |  | 0 |  | 0 |  | 0 |  | 0.00048487 |  | 0 |  | 5.2794e-07 |  | 0.00044308 |  | 0 |  | 2.3172e-06
| 0.022036 |  | 0.00013835 |  | 5.2605e-07 |  | 0.004199 |  | 0 |  | 0 |  | 0 |  | 0 |  | 1.0469e-06 |  | #REF! |  | 0 |  | 0.00016902 |  | 0 |  | #REF! |  | 1.6851e-06 |  | -0.0003459 |  | 0 |  | 1.0384e-06 |  | 0 |  | 0 |  | 0 |  | 0.00049196 |  | 0 |  | 2.1119e-06 |  | 0.00045333 |  | 0 |  | 2.1446e-06
| 0.021453 |  | 0.00022868 |  | 0.0001694 |  | 0.0044265 |  | 0 |  | 0 |  | 0 |  | 0 |  | 8.9946e-07 |  | #REF! |  | 0 |  | 0.00021875 |  | 0 |  | #REF! |  | 1.6853e-06 |  | 4.6652e-05 |  | 0 |  | 1.0312e-06 |  | 0 |  | 0 |  | 0 |  | 0.00045575 |  | 0 |  | 2.9041e-06 |  | 0.00045812 |  | 0 |  | 2.5126e-06
| 0.020897 |  | 0.00020283 |  | 0.0001397 |  | 0.0047073 |  | 0 |  | 0 |  | 0 |  | 0 |  | 7.6655e-07 |  | #REF! |  | 0 |  | 0.00030413 |  | 0 |  | #REF! |  | 9.9668e-07 |  | 0.0002344 |  | 0 |  | 1.0235e-06 |  | 0 |  | 0 |  | 0 |  | 0.00050858 |  | 0 |  | 1.3201e-06 |  | 0.00044944 |  | 0 |  | 2.9594e-06
| 0.020257 |  | 0.00022245 |  | 0.00011956 |  | 0.0052438 |  | 0 |  | 0 |  | 0 |  | 0 |  | 7.6086e-07 |  | #REF! |  | 0 |  | 0.00015036 |  | 0 |  | #REF! |  | 9.9668e-07 |  | -6.198e-05 |  | 0 |  | 9.8816e-07 |  | 0 |  | 0 |  | 0 |  | 0.00067263 |  | 0 |  | 5.2804e-07 |  | 0.00043449 |  | 0 |  | 2.6366e-06
| 0.019731 |  | 0.00025258 |  | 6.3071e-05 |  | 0.0058176 |  | 0 |  | 0 |  | 0 |  | 0 |  | 8.5409e-07 |  | #REF! |  | 0 |  | 3.6375e-05 |  | 0 |  | #REF! |  | 8.6008e-07 |  | -0.0002708 |  | 0 |  | 9.4326e-07 |  | 0 |  | 0 |  | 0 |  | 0.00068529 |  | 0 |  | 0 |  | 0.00042427 |  | 0 |  | 2.3134e-06
| 0.019519 |  | 0.00016869 |  | 0.00014348 |  | 0.0061584 |  | 0 |  | 0 |  | 0 |  | 0 |  | 9.6218e-07 |  | #REF! |  | 0 |  | 6.1777e-05 |  | 0 |  | #REF! |  | 1.1092e-06 |  | -9.6715e-05 |  | 0 |  | 8.8512e-07 |  | 0 |  | 0 |  | 0 |  | 0.00055048 |  | 0 |  | 2.3763e-06 |  | 0.00042351 |  | 0 |  | 2.4042e-06
| 0.019096 |  | 0.00018668 |  | 0.00013155 |  | 0.006666 |  | 0 |  | 0 |  | 0 |  | 0 |  | 1.0347e-06 |  | #REF! |  | 0 |  | 0.00014863 |  | 0 |  | #REF! |  | 1.2649e-06 |  | 5.0065e-05 |  | 0 |  | 8.9884e-07 |  | 0 |  | 0 |  | 0 |  | 0.0004795 |  | 0 |  | 2.9046e-06 |  | 0.00043218 |  | 0 |  | 2.263e-06
| 0.01845 |  | 0.00016902 |  | 2.6118e-05 |  | 0.0071758 |  | 0 |  | 0 |  | 0 |  | 0 |  | 1.0785e-06 |  | #REF! |  | 0 |  | 0.00019501 |  | 0 |  | #REF! |  | 1.0157e-06 |  | 0.00031972 |  | 0 |  | 9.7078e-07 |  | 0 |  | 0 |  | 0 |  | 0.0004535 |  | 0 |  | 1.3204e-06 |  | 0.00044009 |  | 0 |  | 2.5051e-06
| 0.018178 |  | 6.2225e-05 |  | 3.1259e-05 |  | 0.0078472 |  | 0 |  | 0 |  | 0 |  | 0 |  | 1.113e-06 |  | #REF! |  | 0 |  | 0.00015769 |  | 0 |  | #REF! |  | 5.5395e-07 |  | 4.3228e-05 |  | 0 |  | 1.0421e-06 |  | 0 |  | 0 |  | 0 |  | 0.00038175 |  | 0 |  | 7.9226e-07 |  | 0.0004417 |  | 0 |  | 2.8369e-06
| 0.017947 |  | 0.00010698 |  | 7.8106e-05 |  | 0.008595 |  | 0 |  | 0 |  | 0 |  | 0 |  | 1.1405e-06 |  | #REF! |  | 0 |  | 0.00010971 |  | 0 |  | #REF! |  | 5.5411e-07 |  | 3.9816e-05 |  | 0 |  | 1.065e-06 |  | 0 |  | 0 |  | 0 |  | 0.00051903 |  | 0 |  | 2.3768e-06 |  | 0.00044646 |  | 0 |  | 2.4602e-06
| 0.017383 |  | 0.00015192 |  | 7.5725e-05 |  | 0.0091723 |  | 0 |  | 0 |  | 0 |  | 0 |  | 1.1217e-06 |  | #REF! |  | 0 |  | 0.00015154 |  | 0 |  | #REF! |  | 8.0637e-07 |  | 0.00040848 |  | 0 |  | 1.0708e-06 |  | 0 |  | 0 |  | 0 |  | 0.00060501 |  | 0 |  | 2.9052e-06 |  | 0.00045119 |  | 0 |  | 2.1868e-06
| 0.016737 |  | 0.00013491 |  | 3.6151e-05 |  | 0.010001 |  | 0 |  | 0 |  | 0 |  | 0 |  | 1.0607e-06 |  | #REF! |  | 0 |  | 0.00020912 |  | 0 |  | #REF! |  | 8.0661e-07 |  | 0.00013882 |  | 0 |  | 1.1057e-06 |  | 0 |  | 0 |  | 0 |  | 0.00052462 |  | 0 |  | 2.9053e-06 |  | 0.00044731 |  | 0 |  | 2.3671e-06
| 0.016268 |  | 0.00019308 |  | 0.00011608 |  | 0.010546 |  | 0 |  | 0 |  | 0 |  | 0 |  | 1.0056e-06 |  | #REF! |  | 0 |  | 0.00018199 |  | 0 |  | #REF! |  | 1.1497e-06 |  | 7.7371e-05 |  | 0 |  | 1.0722e-06 |  | 0 |  | 0 |  | 0 |  | 0.00040076 |  | 0 |  | 2.9053e-06 |  | 0.00044178 |  | 0 |  | 2.3943e-06
| 0.015888 |  | 0.00023177 |  | 9.9455e-05 |  | 0.010871 |  | 0 |  | 0 |  | 0 |  | 0 |  | 9.9949e-07 |  | #REF! |  | 0 |  | 0.00023849 |  | 0 |  | #REF! |  | 1.1501e-06 |  | -5.5759e-05 |  | 0 |  | 1.0411e-06 |  | 0 |  | 0 |  | 0 |  | 0.00038816 |  | 0 |  | 2.9055e-06 |  | 0.00044339 |  | 0 |  | 2.4648e-06
| 0.015302 |  | 0.00015471 |  | -5.216e-05 |  | 0.011305 |  | 0 |  | 0 |  | 0 |  | 0 |  | 9.6878e-07 |  | #REF! |  | 0 |  | 0.00023343 |  | 0 |  | #REF! |  | 2.0366e-07 |  | -0.0001411 |  | 0 |  | 1.0305e-06 |  | 0 |  | 0 |  | 0 |  | 0.00051282 |  | 0 |  | 2.3772e-06 |  | 0.00045049 |  | 0 |  | 2.6971e-06
| 0.014724 |  | 5.5042e-05 |  | -8.0283e-05 |  | 0.012052 |  | 0 |  | 0 |  | 0 |  | 0 |  | 9.0269e-07 |  | #REF! |  | 0 |  | 0.0001161 |  | 0 |  | #REF! |  | 2.0372e-07 |  | 0.00011833 |  | 0 |  | 1.0954e-06 |  | 0 |  | 0 |  | 0 |  | 0.00047106 |  | 0 |  | 2.3775e-06 |  | 0.00044345 |  | 0 |  | 2.5099e-06
| 0.014447 |  | 1.0148e-05 |  | 3.1319e-05 |  | 0.012948 |  | 0 |  | 0 |  | 0 |  | 0 |  | 8.9831e-07 |  | #REF! |  | 0 |  | 2.0586e-05 |  | 0 |  | #REF! |  | 9.6589e-07 |  | -3.1858e-05 |  | 0 |  | 1.1895e-06 |  | 0 |  | 0 |  | 0 |  | 0.00032588 |  | 0 |  | 2.3775e-06 |  | 0.00042451 |  | 0 |  | 2.3284e-06
| 0.014042 |  | 0.00012393 |  | 1.8912e-05 |  | 0.01357 |  | 0 |  | 0 |  | 0 |  | 0 |  | 9.7333e-07 |  | #REF! |  | 0 |  | 0.00014072 |  | 0 |  | #REF! |  | 9.6617e-07 |  | -0.00027296 |  | 0 |  | 1.264e-06 |  | 0 |  | 0 |  | 0 |  | 0.00038745 |  | 0 |  | 2.3775e-06 |  | 0.00041428 |  | 0 |  | 2.3941e-06
| 0.01347 |  | 0.00025731 |  | -0.00012919 |  | 0.01411 |  | 0 |  | 0 |  | 0 |  | 0 |  | 1.0284e-06 |  | #REF! |  | 0 |  | 0.00027523 |  | 0 |  | #REF! |  | 1.202e-06 |  | -0.00045854 |  | 0 |  | 1.3315e-06 |  | 0 |  | 0 |  | 0 |  | 0.00054136 |  | 0 |  | 2.3777e-06 |  | 0.00041904 |  | 0 |  | 2.4639e-06
| 0.012983 |  | 0.00017881 |  | -4.133e-05 |  | 0.014759 |  | 0 |  | 0 |  | 0 |  | 0 |  | 9.9351e-07 |  | #REF! |  | 0 |  | 0.00015509 |  | 0 |  | #REF! |  | 1.2024e-06 |  | -0.00018206 |  | 0 |  | 1.2819e-06 |  | 0 |  | 0 |  | 0 |  | 0.00059269 |  | 0 |  | 0 |  | 0.00042696 |  | 0 |  | 2.5406e-06
| 0.01248 |  | 0.0001639 |  | 0.00025042 |  | 0.015499 |  | 0 |  | 0 |  | 0 |  | 0 |  | 9.0973e-07 |  | #REF! |  | 0 |  | 6.1768e-05 |  | 0 |  | #REF! |  | 2.5867e-06 |  | 0.00021391 |  | 0 |  | 1.2204e-06 |  | 0 |  | 0 |  | 0 |  | 0.00058401 |  | 0 |  | 0 |  | 0.00042617 |  | 0 |  | 2.5503e-06
| 0.011881 |  | 0.00019339 |  | 0.00015203 |  | 0.016009 |  | 0 |  | 0 |  | 0 |  | 0 |  | 8.304e-07 |  | #REF! |  | 0 |  | 0.00012594 |  | 0 |  | #REF! |  | 2.5867e-06 |  | 0.00024122 |  | 0 |  | 1.199e-06 |  | 0 |  | 0 |  | 0 |  | 0.00053432 |  | 0 |  | 2.378e-06 |  | 0.00042067 |  | 0 |  | 2.7877e-06
| 0.011439 |  | 0.00018786 |  | -6.4883e-05 |  | 0.016562 |  | 0 |  | 0 |  | 0 |  | 0 |  | 7.935e-07 |  | #REF! |  | 0 |  | 0.0002221 |  | 0 |  | #REF! |  | 9.4243e-07 |  | 8.0791e-05 |  | 0 |  | 1.1506e-06 |  | 0 |  | 0 |  | 0 |  | 0.00060855 |  | 0 |  | 2.9066e-06 |  | 0.0004207 |  | 0 |  | 2.6386e-06
| 0.011011 |  | 0.00022734 |  | -2.5068e-05 |  | 0.017335 |  | 0 |  | 0 |  | 0 |  | 0 |  | 7.9288e-07 |  | #REF! |  | 0 |  | 0.00028481 |  | 0 |  | #REF! |  | 9.4243e-07 |  | 1.5929e-05 |  | 0 |  | 1.0316e-06 |  | 0 |  | 0 |  | 0 |  | 0.00059122 |  | 0 |  | 1.3213e-06 |  | 0.00042309 |  | 0 |  | 2.5056e-06
| 0.010262 |  | 0.00021411 |  | 4.762e-05 |  | 0.018219 |  | 0 |  | 0 |  | 0 |  | 0 |  | 8.3993e-07 |  | #REF! |  | 0 |  | 0.00015658 |  | 0 |  | #REF! |  | 1.3662e-06 |  | 0.00041189 |  | 0 |  | 9.115e-07 |  | 0 |  | 0 |  | 0 |  | 0.00052571 |  | 0 |  | 7.9276e-07 |  | 0.00042546 |  | 0 |  | 2.8406e-06
| 0.0097881 |  | 0.00018307 |  | -7.6341e-06 |  | 0.018892 |  | 0 |  | 0 |  | 0 |  | 0 |  | 9.5563e-07 |  | #REF! |  | 0 |  | 2.8072e-05 |  | 0 |  | #REF! |  | 1.3662e-06 |  | 0.00025828 |  | 0 |  | 8.9188e-07 |  | 0 |  | 0 |  | 0 |  | 0.00054393 |  | 0 |  | 2.3784e-06 |  | 0.00042393 |  | 0 |  | 2.7868e-06
| 0.009629 |  | 0.0001413 |  | -4.0282e-05 |  | 0.01959 |  | 0 |  | 0 |  | 0 |  | 0 |  | 1.0882e-06 |  | #REF! |  | 0 |  | 0.00010995 |  | 0 |  | #REF! |  | 1.0249e-06 |  | -0.00012744 |  | 0 |  | 1.0246e-06 |  | 0 |  | 0 |  | 0 |  | 0.00050209 |  | 0 |  | 2.3786e-06 |  | 0.00042393 |  | 0 |  | 2.4479e-06
| 0.0093174 |  | 8.668e-05 |  | 4.2621e-05 |  | 0.020367 |  | 0 |  | 0 |  | 0 |  | 0 |  | 1.2178e-06 |  | #REF! |  | 0 |  | 0.00022547 |  | 0 |  | #REF! |  | 1.0249e-06 |  | -0.00030874 |  | 0 |  | 1.1771e-06 |  | 0 |  | 0 |  | 0 |  | 0.0004437 |  | 0 |  | 0 |  | 0.00043107 |  | 0 |  | 2.2586e-06
| 0.0089727 |  | 6.591e-05 |  | -4.6022e-05 |  | 0.021128 |  | 0 |  | 0 |  | 0 |  | 0 |  | 1.2378e-06 |  | #REF! |  | 0 |  | 0.00016123 |  | 0 |  | #REF! |  | 8.5558e-07 |  | -0.00017523 |  | 0 |  | 1.2189e-06 |  | 0 |  | 0 |  | 0 |  | 0.00049502 |  | 0 |  | 0 |  | 0.00043817 |  | 0 |  | 2.2545e-06
| 0.0086142 |  | 0.0001275 |  | -3.9078e-05 |  | 0.021983 |  | 0 |  | 0 |  | 0 |  | 0 |  | 1.1822e-06 |  | #REF! |  | 0 |  | 8.6067e-05 |  | 0 |  | #REF! |  | 8.557e-07 |  | -0.0001445 |  | 0 |  | 1.1373e-06 |  | 0 |  | 0 |  | 0 |  | 0.0005693 |  | 0 |  | 7.9296e-07 |  | 0.00044612 |  | 0 |  | 2.4046e-06
| 0.0083322 |  | 0.00016323 |  | 6.1366e-05 |  | 0.023082 |  | 0 |  | 0 |  | 0 |  | 0 |  | 1.1066e-06 |  | #REF! |  | 0 |  | 0.00014861 |  | 0 |  | #REF! |  | 9.1118e-07 |  | -0.00013767 |  | 0 |  | 9.8696e-07 |  | 0 |  | 0 |  | 0 |  | 0.00059694 |  | 0 |  | 7.9296e-07 |  | 0.00044612 |  | 0 |  | 2.3589e-06
| 0.0080582 |  | 0.00012398 |  | 4.5981e-05 |  | 0.023917 |  | 0 |  | 0 |  | 0 |  | 0 |  | 1.0735e-06 |  | #REF! |  | 0 |  | 0.00016273 |  | 0 |  | #REF! |  | 9.1118e-07 |  | 0.00012857 |  | 0 |  | 9.6537e-07 |  | 0 |  | 0 |  | 0 |  | 0.00059698 |  | 0 |  | 2.379e-06 |  | 0.00043826 |  | 0 |  | 2.3203e-06
| 0.0077898 |  | 2.8495e-05 |  | 8.2474e-05 |  | 0.024641 |  | 0 |  | 0 |  | 0 |  | 0 |  | 1.0792e-06 |  | #REF! |  | 0 |  | 8.8964e-05 |  | 0 |  | #REF! |  | 1.1515e-06 |  | 0.00017295 |  | 0 |  | 1.0675e-06 |  | 0 |  | 0 |  | 0 |  | 0.0005599 |  | 0 |  | 2.3792e-06 |  | 0.00043039 |  | 0 |  | 2.6463e-06
| 0.0075044 |  | 3.3993e-05 |  | 0.00012679 |  | 0.02559 |  | 0 |  | 0 |  | 0 |  | 0 |  | 1.0554e-06 |  | #REF! |  | 0 |  | 0.00011326 |  | 0 |  | #REF! |  | 1.1515e-06 |  | 9.1025e-05 |  | 0 |  | 1.1192e-06 |  | 0 |  | 0 |  | 0 |  | 0.00051962 |  | 0 |  | 7.9306e-07 |  | 0.00042012 |  | 0 |  | 2.6305e-06
| 0.0071653 |  | 6.0842e-06 |  | 3.9624e-05 |  | 0.026692 |  | 0 |  | 0 |  | 0 |  | 0 |  | 1.0167e-06 |  | #REF! |  | 0 |  | 0.00026103 |  | 0 |  | #REF! |  | 5.4645e-07 |  | -2.5033e-05 |  | 0 |  | 1.1088e-06 |  | 0 |  | 0 |  | 0 |  | 0.00058366 |  | 0 |  | 2.9081e-06 |  | 0.00041701 |  | 0 |  | 2.4103e-06
| 0.0068834 |  | 2.9495e-05 |  | 2.4094e-05 |  | 0.028168 |  | 0 |  | 0 |  | 0 |  | 0 |  | 9.6607e-07 |  | #REF! |  | 0 |  | 0.00024295 |  | 0 |  | #REF! |  | 5.4653e-07 |  | -8.9888e-05 |  | 0 |  | 1.0787e-06 |  | 0 |  | 0 |  | 0 |  | 0.00065001 |  | 0 |  | 2.9083e-06 |  | 0.00041543 |  | 0 |  | 1.9102e-06
| 0.0066772 |  | 8.9159e-05 |  | 3.4016e-05 |  | 0.029235 |  | 0 |  | 0 |  | 0 |  | 0 |  | 9.2548e-07 |  | #REF! |  | 0 |  | 0.00012245 |  | 0 |  | #REF! |  | 8.2337e-07 |  | -7.6289e-05 |  | 0 |  | 1.1593e-06 |  | 0 |  | 0 |  | 0 |  | 0.00070376 |  | 0 |  | 1.3219e-06 |  | 0.00041862 |  | 0 |  | 1.698e-06
| 0.0064839 |  | 0.00012315 |  | 5.5933e-05 |  | 0.030284 |  | 0 |  | 0 |  | 0 |  | 0 |  | 9.5927e-07 |  | #REF! |  | 0 |  | 4.2775e-05 |  | 0 |  | #REF! |  | 8.2337e-07 |  | -1.8206e-05 |  | 0 |  | 1.2797e-06 |  | 0 |  | 0 |  | 0 |  | 0.00068717 |  | 0 |  | 1.322e-06 |  | 0.0004281 |  | 0 |  | 2.2942e-06
| 0.0061568 |  | 0.00023065 |  | 4.792e-05 |  | 0.031242 |  | 0 |  | 0 |  | 0 |  | 0 |  | 1.0432e-06 |  | #REF! |  | 0 |  | 7.458e-05 |  | 0 |  | #REF! |  | 8.6127e-07 |  | -0.00018206 |  | 0 |  | 1.268e-06 |  | 0 |  | 0 |  | 0 |  | 0.00069279 |  | 0 |  | 1.3221e-06 |  | 0.0004321 |  | 0 |  | 2.4465e-06
| 0.0059071 |  | 0.000195 |  | -8.021e-06 |  | 0.032164 |  | 0 |  | 0 |  | 0 |  | 0 |  | 1.0733e-06 |  | #REF! |  | 0 |  | 0.00018362 |  | 0 |  | #REF! |  | 8.614e-07 |  | -0.00020936 |  | 0 |  | 1.1502e-06 |  | 0 |  | 0 |  | 0 |  | 0.0006288 |  | 0 |  | 1.3221e-06 |  | 0.00043052 |  | 0 |  | 2.5294e-06
| 0.0058071 |  | 0.0001904 |  | -4.1646e-05 |  | 0.033354 |  | 0 |  | 0 |  | 0 |  | 0 |  | 1.0026e-06 |  | #REF! |  | 0 |  | 0.00016303 |  | 0 |  | #REF! |  | 6.7727e-07 |  | -0.00010354 |  | 0 |  | 1.024e-06 |  | 0 |  | 0 |  | 0 |  | 0.00058618 |  | 0 |  | 1.3222e-06 |  | 0.00042423 |  | 0 |  | 2.5489e-06
| 0.0054754 |  | 0.00023276 |  | -1.506e-05 |  | 0.03479 |  | 0 |  | 0 |  | 0 |  | 0 |  | 9.6954e-07 |  | #REF! |  | 0 |  | 9.5431e-05 |  | 0 |  | #REF! |  | 6.7727e-07 |  | -0.00018547 |  | 0 |  | 9.7113e-07 |  | 0 |  | 0 |  | 0 |  | 0.00063915 |  | 0 |  | 5.2891e-07 |  | 0.00042347 |  | 0 |  | 2.3838e-06
| 0.0051151 |  | 0.00014993 |  | 1.9936e-05 |  | 0.036448 |  | 0 |  | 0 |  | 0 |  | 0 |  | 9.6766e-07 |  | #REF! |  | 0 |  | 4.1425e-05 |  | 0 |  | #REF! |  | 9.6488e-07 |  | -0.00014792 |  | 0 |  | 9.8618e-07 |  | 0 |  | 0 |  | 0 |  | 0.00058464 |  | 0 |  | 5.2891e-07 |  | 0.00042505 |  | 0 |  | 2.5645e-06
| 0.0050291 |  | 9.2784e-05 |  | 8.6528e-05 |  | 0.037935 |  | 0 |  | 0 |  | 0 |  | 0 |  | 9.9717e-07 |  | #REF! |  | 0 |  | 0.00010735 |  | 0 |  | #REF! |  | 9.6502e-07 |  | 8.7612e-05 |  | 0 |  | 9.5682e-07 |  | 0 |  | 0 |  | 0 |  | 0.00060684 |  | 0 |  | 1.3224e-06 |  | 0.00042115 |  | 0 |  | 2.8805e-06
| 0.0048817 |  | 0.00015252 |  | 8.4084e-05 |  | 0.039429 |  | 0 |  | 0 |  | 0 |  | 0 |  | 1.0178e-06 |  | #REF! |  | 0 |  | 0.00012445 |  | 0 |  | #REF! |  | 2.8139e-07 |  | 0.00038502 |  | 0 |  | 9.7645e-07 |  | 0 |  | 0 |  | 0 |  | 0.00063607 |  | 0 |  | 7.9346e-07 |  | 0.00041167 |  | 0 |  | 2.4626e-06
| 0.0047286 |  | 0.00022101 |  | -2.9582e-05 |  | 0.040759 |  | 0 |  | 0 |  | 0 |  | 0 |  | 9.8975e-07 |  | #REF! |  | 0 |  | 0.00011315 |  | 0 |  | #REF! |  | 2.8139e-07 |  | 9.1032e-05 |  | 0 |  | 1.0682e-06 |  | 0 |  | 0 |  | 0 |  | 0.00059186 |  | 0 |  | 7.9346e-07 |  | 0.00040616 |  | 0 |  | 1.949e-06
| 0.0045823 |  | 0.00020348 |  | -3.3129e-05 |  | 0.042467 |  | 0 |  | 0 |  | 0 |  | 0 |  | 9.9413e-07 |  | #REF! |  | 0 |  | 9.8715e-05 |  | 0 |  | #REF! |  | 6.4271e-07 |  | -1.1372e-05 |  | 0 |  | 1.0957e-06 |  | 0 |  | 0 |  | 0 |  | 0.00065745 |  | 0 |  | 1.3225e-06 |  | 0.00040932 |  | 0 |  | 2.2917e-06
| 0.0042876 |  | 0.00014737 |  | 6.3641e-05 |  | 0.044328 |  | 0 |  | 0 |  | 0 |  | 0 |  | 1.013e-06 |  | #REF! |  | 0 |  | 7.4415e-05 |  | 0 |  | #REF! |  | 6.428e-07 |  | 0.00027535 |  | 0 |  | 1.0977e-06 |  | 0 |  | 0 |  | 0 |  | 0.00068677 |  | 0 |  | 1.3226e-06 |  | 0.00041175 |  | 0 |  | 2.6519e-06
| 0.0040716 |  | 6.4035e-05 |  | 0.00014741 |  | 0.046297 |  | 0 |  | 0 |  | 0 |  | 0 |  | 1.0681e-06 |  | #REF! |  | 0 |  | 0.00019773 |  | 0 |  | #REF! |  | 1.1538e-06 |  | -4.893e-05 |  | 0 |  | 1.0958e-06 |  | 0 |  | 0 |  | 0 |  | 0.00059352 |  | 0 |  | 7.9356e-07 |  | 0.00041254 |  | 0 |  | 2.4138e-06
| 0.0038537 |  | 0.00010139 |  | 2.6701e-05 |  | 0.048036 |  | 0 |  | 0 |  | 0 |  | 0 |  | 1.045e-06 |  | #REF! |  | 0 |  | 0.00029544 |  | 0 |  | #REF! |  | 1.1538e-06 |  | -0.00037321 |  | 0 |  | 1.1888e-06 |  | 0 |  | 0 |  | 0 |  | 0.00060304 |  | 0 |  | 0 |  | 0.00041572 |  | 0 |  | 2.2145e-06
| 0.0037349 |  | 0.00013316 |  | -7.2073e-05 |  | 0.049428 |  | 0 |  | 0 |  | 0 |  | 0 |  | 9.6801e-07 |  | #REF! |  | 0 |  | 0.00031807 |  | 0 |  | #REF! |  | 1.1956e-07 |  | -0.00010696 |  | 0 |  | 1.2242e-06 |  | 0 |  | 0 |  | 0 |  | 0.00067421 |  | 0 |  | 0 |  | 0.00042049 |  | 0 |  | 2.4025e-06
| 0.0037278 |  | 8.0063e-05 |  | -7.8632e-05 |  | 0.051234 |  | 0 |  | 0 |  | 0 |  | 0 |  | 9.5056e-07 |  | #REF! |  | 0 |  | 0.00025759 |  | 0 |  | #REF! |  | 1.1958e-07 |  | 1.5929e-05 |  | 0 |  | 1.1889e-06 |  | 0 |  | 0 |  | 0 |  | 0.00072164 |  | 0 |  | 0 |  | 0.00042207 |  | 0 |  | 2.5379e-06
| 0.0036131 |  | 0.00012672 |  | -9.4192e-05 |  | 0.05324 |  | 0 |  | 0 |  | 0 |  | 0 |  | 9.7695e-07 |  | #REF! |  | 0 |  | 0.00016947 |  | 0 |  | #REF! |  | 5.6527e-07 |  | -1.9072e-05 |  | 0 |  | 1.1628e-06 |  | 0 |  | 0 |  | 0 |  | 0.00066007 |  | 0 |  | 0 |  | 0.00041897 |  | 0 |  | 2.4463e-06
| 0.0034504 |  | 0.00017728 |  | -9.0341e-05 |  | 0.055235 |  | 0 |  | 0 |  | 0 |  | 0 |  | 9.7883e-07 |  | #REF! |  | 0 |  | 0.00019659 |  | 0 |  | #REF! |  | 5.6527e-07 |  | -0.00025373 |  | 0 |  | 1.0633e-06 |  | 0 |  | 0 |  | 0 |  | 0.00067904 |  | 0 |  | 2.3811e-06 |  | 0.0004158 |  | 0 |  | 2.4796e-06
| 0.0033007 |  | 0.00015341 |  | 2.3577e-05 |  | 0.057135 |  | 0 |  | 0 |  | 0 |  | 0 |  | 9.5378e-07 |  | #REF! |  | 0 |  | 0.0001757 |  | 0 |  | #REF! |  | 1.1635e-06 |  | -0.00031517 |  | 0 |  | 9.7361e-07 |  | 0 |  | 0 |  | 0 |  | 0.00057947 |  | 0 |  | 2.9107e-06 |  | 0.00041425 |  | 0 |  | 2.6094e-06
| 0.0031027 |  | 7.3149e-05 |  | 9.4561e-05 |  | 0.05927 |  | 0 |  | 0 |  | 0 |  | 0 |  | 9.408e-07 |  | #REF! |  | 0 |  | 8.0973e-05 |  | 0 |  | #REF! |  | 1.1633e-06 |  | -8.6475e-05 |  | 0 |  | 9.2729e-07 |  | 0 |  | 0 |  | 0 |  | 0.00045061 |  | 0 |  | 2.9107e-06 |  | 0.00041425 |  | 0 |  | 2.2183e-06
| 0.0031182 |  | 9.2728e-05 |  | 7.1009e-05 |  | 0.061674 |  | 0 |  | 0 |  | 0 |  | 0 |  | 1.0021e-06 |  | #REF! |  | 0 |  | 0.00017248 |  | 0 |  | #REF! |  | 9.8519e-07 |  | -0.00018547 |  | 0 |  | 9.4096e-07 |  | 0 |  | 0 |  | 0 |  | 0.00064517 |  | 0 |  | 2.3814e-06 |  | 0.0004143 |  | 0 |  | 2.3774e-06
| 0.0031253 |  | 0.00012824 |  | 0.00010318 |  | 0.064101 |  | 0 |  | 0 |  | 0 |  | 0 |  | 1.0792e-06 |  | #REF! |  | 0 |  | 0.00015322 |  | 0 |  | #REF! |  | 9.8533e-07 |  | -0.00010354 |  | 0 |  | 9.5872e-07 |  | 0 |  | 0 |  | 0 |  | 0.00064675 |  | 0 |  | 5.5564e-06 |  | 0.00041272 |  | 0 |  | 2.6095e-06
| 0.0029446 |  | 0.00010617 |  | 3.9255e-05 |  | 0.06609 |  | 0 |  | 0 |  | 0 |  | 0 |  | 1.0806e-06 |  | #REF! |  | 0 |  | 3.1265e-05 |  | 0 |  | #REF! |  | 1.1107e-06 |  | 4.5296e-05 |  | 0 |  | 1.0243e-06 |  | 0 |  | 0 |  | 0 |  | 0.00053689 |  | 0 |  | 5.5564e-06 |  | 0.00040721 |  | 0 |  | 2.2116e-06
| 0.0029604 |  | 2.4453e-05 |  | -1.25e-05 |  | 0.068098 |  | 0 |  | 0 |  | 0 |  | 0 |  | 1.0104e-06 |  | #REF! |  | 0 |  | 0.00010342 |  | 0 |  | #REF! |  | 1.1109e-06 |  | -5.2339e-05 |  | 0 |  | 1.1435e-06 |  | 0 |  | 0 |  | 0 |  | 0.00064525 |  | 0 |  | 7.9391e-07 |  | 0.00039933 |  | 0 |  | 2.3288e-06
| 0.0028576 |  | -6.9006e-05 |  | 2.2487e-05 |  | 0.070333 |  | 0 |  | 0 |  | 0 |  | 0 |  | 9.04e-07 |  | #REF! |  | 0 |  | 0.00021069 |  | 0 |  | #REF! |  | 9.788e-07 |  | 5.3478e-05 |  | 0 |  | 1.2045e-06 |  | 0 |  | 0 |  | 0 |  | 0.00059385 |  | 0 |  | 7.9401e-07 |  | 0.00039854 |  | 0 |  | 2.6178e-06
| 0.0026119 |  | 5.1941e-05 |  | -7.1008e-05 |  | 0.072662 |  | 0 |  | 0 |  | 0 |  | 0 |  | 8.5584e-07 |  | #REF! |  | 0 |  | 0.00028468 |  | 0 |  | #REF! |  | 9.788e-07 |  | -0.00018205 |  | 0 |  | 1.1509e-06 |  | 0 |  | 0 |  | 0 |  | 0.00056305 |  | 0 |  | 0 |  | 0.00040489 |  | 0 |  | 2.1939e-06
| 0.0025712 |  | 0.00017813 |  | -9.6325e-05 |  | 0.074713 |  | 0 |  | 0 |  | 0 |  | 0 |  | 8.4832e-07 |  | #REF! |  | 0 |  | 0.00028017 |  | 0 |  | #REF! |  | 1.0249e-06 |  | -0.00041417 |  | 0 |  | 1.0671e-06 |  | 0 |  | 0 |  | 0 |  | 0.00055043 |  | 0 |  | 0 |  | 0.00040966 |  | 0 |  | 1.9971e-06
| 0.002419 |  | 0.00015749 |  | 2.3056e-05 |  | 0.076546 |  | 0 |  | 0 |  | 0 |  | 0 |  | 8.9845e-07 |  | #REF! |  | 0 |  | 0.00018074 |  | 0 |  | #REF! |  | 1.025e-06 |  | -2.1619e-05 |  | 0 |  | 1.069e-06 |  | 0 |  | 0 |  | 0 |  | 0.000435 |  | 0 |  | 3.9703e-06 |  | 0.00040652 |  | 0 |  | 2.5303e-06
| 0.0023402 |  | 0.00012395 |  | 9.573e-05 |  | 0.078052 |  | 0 |  | 0 |  | 0 |  | 0 |  | 9.2985e-07 |  | #REF! |  | 0 |  | 6.8912e-05 |  | 0 |  | #REF! |  | 9.341e-07 |  | 3.2996e-05 |  | 0 |  | 1.0816e-06 |  | 0 |  | 0 |  | 0 |  | 0.00052519 |  | 0 |  | 3.9706e-06 |  | 0.0004018 |  | 0 |  | 2.5218e-06
| 0.0023134 |  | 7.0309e-05 |  | 4.5418e-05 |  | 0.079831 |  | 0 |  | 0 |  | 0 |  | 0 |  | 9.1356e-07 |  | #REF! |  | 0 |  | 6.3822e-05 |  | 0 |  | #REF! |  | 9.3424e-07 |  | -5.1257e-05 |  | 0 |  | 1.0541e-06 |  | 0 |  | 0 |  | 0 |  | 0.00053231 |  | 0 |  | 7.9416e-07 |  | 0.00040259 |  | 0 |  | 2.4736e-06
| 0.0021468 |  | 0.00013161 |  | 1.835e-05 |  | 0.082011 |  | 0 |  | 0 |  | 0 |  | 0 |  | 8.9618e-07 |  | #REF! |  | 0 |  | 0.00010819 |  | 0 |  | #REF! |  | 6.463e-07 |  | -0.00021961 |  | 0 |  | 9.7627e-07 |  | 0 |  | 0 |  | 0 |  | 0.00043821 |  | 0 |  | 1.3236e-06 |  | 0.00040816 |  | 0 |  | 2.5202e-06
| 0.0021287 |  | 8.3903e-05 |  | 0.00011427 |  | 0.083791 |  | 0 |  | 0 |  | 0 |  | 0 |  | 8.2717e-07 |  | #REF! |  | 0 |  | 0.00023301 |  | 0 |  | #REF! |  | 6.4639e-07 |  | -0.00015816 |  | 0 |  | 9.6046e-07 |  | 0 |  | 0 |  | 0 |  | 0.00051735 |  | 0 |  | 2.9121e-06 |  | 0.00041767 |  | 0 |  | 2.5168e-06
| 0.002018 |  | -1.9955e-06 |  | 3.6197e-05 |  | 0.08522 |  | 0 |  | 0 |  | 0 |  | 0 |  | 7.8149e-07 |  | #REF! |  | 0 |  | 0.00020735 |  | 0 |  | #REF! |  | 0 |  | 5.6892e-06 |  | 0 |  | 1.0857e-06 |  | 0 |  | 0 |  | 0 |  | 0.00059965 |  | 0 |  | 2.3828e-06 |  | 0.00042087 |  | 0 |  | 2.9212e-06
| 0.0018904 |  | 5.6613e-05 |  | -6.9535e-05 |  | 0.086832 |  | 0 |  | 0 |  | 0 |  | 0 |  | 7.8595e-07 |  | #REF! |  | 0 |  | 1.8708e-05 |  | 0 |  | #REF! |  | 0 |  | -8.3061e-05 |  | 0 |  | 1.1487e-06 |  | 0 |  | 0 |  | 0 |  | 0.00055377 |  | 0 |  | 2.3828e-06 |  | 0.00041612 |  | 0 |  | 2.7787e-06
| 0.0018524 |  | 0.00017768 |  | 1.3751e-05 |  | 0.088772 |  | 0 |  | 0 |  | 0 |  | 0 |  | 8.6618e-07 |  | #REF! |  | 0 |  | 8.3018e-05 |  | 0 |  | #REF! |  | 1.1548e-06 |  | -8.344e-05 |  | 0 |  | 1.1395e-06 |  | 0 |  | 0 |  | 0 |  | 0.00056567 |  | 0 |  | 2.9125e-06 |  | 0.00040349 |  | 0 |  | 2.5299e-06
| 0.0017142 |  | 0.00011435 |  | 0.00011911 |  | 0.090598 |  | 0 |  | 0 |  | 0 |  | 0 |  | 9.7156e-07 |  | #REF! |  | 0 |  | 0.00011161 |  | 0 |  | #REF! |  | 1.155e-06 |  | -1.1378e-06 |  | 0 |  | 1.0616e-06 |  | 0 |  | 0 |  | 0 |  | 0.0005309 |  | 0 |  | 1.3239e-06 |  | 0.00039164 |  | 0 |  | 2.5305e-06
| 0.0014164 |  | 4.8996e-05 |  | 6.7641e-05 |  | 0.091908 |  | 0 |  | 0 |  | 0 |  | 0 |  | 9.7594e-07 |  | #REF! |  | 0 |  | 0.00012911 |  | 0 |  | #REF! |  | 5.8647e-07 |  | -1.1378e-06 |  | 0 |  | 1.0479e-06 |  | 0 |  | 0 |  | 0 |  | 0.00041461 |  | 0 |  | 7.9436e-07 |  | 0.00038929 |  | 0 |  | 2.2968e-06
| 0.0013719 |  | 0.00030205 |  | -5.8296e-05 |  | 0.093097 |  | 0 |  | 0 |  | 0 |  | 0 |  | 9.4845e-07 |  | #REF! |  | 0 |  | 0.00010053 |  | 0 |  | #REF! |  | 5.8655e-07 |  | -0.00027422 |  | 0 |  | 1.0683e-06 |  | 0 |  | 0 |  | 0 |  | 0.00048428 |  | 0 |  | 7.9441e-07 |  | 0.00039248 |  | 0 |  | 2.154e-06
| 0.0014113 |  | 0.00035469 |  | 1.1607e-05 |  | 0.09444 |  | 0 |  | 0 |  | 0 |  | 0 |  | 9.3842e-07 |  | #REF! |  | 0 |  | 6.3817e-05 |  | 0 |  | #REF! |  | 1.1621e-06 |  | -0.00035273 |  | 0 |  | 1.0152e-06 |  | 0 |  | 0 |  | 0 |  | 0.0006639 |  | 0 |  | 1.324e-06 |  | 0.00040435 |  | 0 |  | 2.2784e-06
| 0.0012916 |  | 0.0001881 |  | 0.00013604 |  | 0.095539 |  | 0 |  | 0 |  | 0 |  | 0 |  | 9.8552e-07 |  | #REF! |  | 0 |  | 0.00015474 |  | 0 |  | #REF! |  | 1.1623e-06 |  | -1.1379e-05 |  | 0 |  | 9.3533e-07 |  | 0 |  | 0 |  | 0 |  | 0.00065286 |  | 0 |  | 1.3242e-06 |  | 0.00041071 |  | 0 |  | 2.5412e-06
| 0.0011837 |  | 0.0001033 |  | -3.9925e-05 |  | 0.097218 |  | 0 |  | 0 |  | 0 |  | 0 |  | 1.0439e-06 |  | #REF! |  | 0 |  | 0.00018524 |  | 0 |  | #REF! |  | 1.1649e-06 |  | 0.00013827 |  | 0 |  | 8.8756e-07 |  | 0 |  | 0 |  | 0 |  | 0.00049146 |  | 0 |  | 1.3241e-06 |  | 0.00041074 |  | 0 |  | 2.4798e-06
| 0.0010407 |  | 0.0001129 |  | -0.00021532 |  | 0.098745 |  | 0 |  | 0 |  | 0 |  | 0 |  | 1.0891e-06 |  | #REF! |  | 0 |  | 0.00014212 |  | 0 |  | #REF! |  | 1.1651e-06 |  | -0.00011719 |  | 0 |  | 1.0514e-06 |  | 0 |  | 0 |  | 0 |  | 0.00053578 |  | 0 |  | 5.2971e-07 |  | 0.00040045 |  | 0 |  | 2.3768e-06
| 0.00093127 |  | 0.00017045 |  | -0.00011118 |  | 0.09978 |  | 0 |  | 0 |  | 0 |  | 0 |  | 1.1386e-06 |  | #REF! |  | 0 |  | 0.00016924 |  | 0 |  | #REF! |  | 4.9378e-07 |  | -0.00011719 |  | 0 |  | 1.2055e-06 |  | 0 |  | 0 |  | 0 |  | 0.00064428 |  | 0 |  | 0 |  | 0.00039021 |  | 0 |  | 2.4856e-06
| 0.00094023 |  | 0.00019039 |  | -4.7269e-06 |  | 0.10096 |  | 0 |  | 0 |  | 0 |  | 0 |  | 1.1299e-06 |  | #REF! |  | 0 |  | 0.00016121 |  | 0 |  | #REF! |  | 4.9385e-07 |  | 0.00020026 |  | 0 |  | 1.2161e-06 |  | 0 |  | 0 |  | 0 |  | 0.00069177 |  | 0 |  | 2.3838e-06 |  | 0.00039338 |  | 0 |  | 2.3259e-06
| 0.00088101 |  | 0.0001306 |  | 2.6403e-05 |  | 0.10203 |  | 0 |  | 0 |  | 0 |  | 0 |  | 1.0704e-06 |  | #REF! |  | 0 |  | 6.0116e-05 |  | 0 |  | #REF! |  | 9.3131e-07 |  | 0.00035728 |  | 0 |  | 1.07e-06 |  | 0 |  | 0 |  | 0 |  | 0.00065303 |  | 0 |  | 4.5031e-06 |  | 0.00039894 |  | 0 |  | 2.2898e-06
| 0.00076291 |  | 3.552e-05 |  | -3.5361e-05 |  | 0.1025 |  | 0 |  | 0 |  | 0 |  | 0 |  | 1.0265e-06 |  | #REF! |  | 0 |  | 3.9275e-05 |  | 0 |  | #REF! |  | 9.3131e-07 |  | -3.6947e-05 |  | 0 |  | 9.6115e-07 |  | 0 |  | 0 |  | 0 |  | 0.00053746 |  | 0 |  | 2.1191e-06 |  | 0.00039973 |  | 0 |  | 2.3349e-06
| 0.00079792 |  | 3.4468e-05 |  | -3.653e-05 |  | 0.10321 |  | 0 |  | 0 |  | 0 |  | 0 |  | 1.0034e-06 |  | #REF! |  | 0 |  | 4.729e-05 |  | 0 |  | #REF! |  | 5.8589e-07 |  | -0.00017181 |  | 0 |  | 9.5075e-07 |  | 0 |  | 0 |  | 0 |  | 0.00062461 |  | 0 |  | 2.1192e-06 |  | 0.00039345 |  | 0 |  | 2.53e-06
| 0.00076686 |  | 8.8707e-05 |  | -0.00012242 |  | 0.10356 |  | 0 |  | 0 |  | 0 |  | 0 |  | 9.8399e-07 |  | #REF! |  | 0 |  | 0.00010795 |  | 0 |  | #REF! |  | 5.8581e-07 |  | 0.00026852 |  | 0 |  | 9.4025e-07 |  | 0 |  | 0 |  | 0 |  | 0.00079877 |  | 0 |  | 2.914e-06 |  | 0.00039187 |  | 0 |  | 2.2952e-06
| 0.00069966 |  | 0.00018254 |  | -0.00010019 |  | 0.10419 |  | 0 |  | 0 |  | 0 |  | 0 |  | 9.6903e-07 |  | #REF! |  | 0 |  | 0.00020555 |  | 0 |  | #REF! |  | 6.6043e-07 |  | 0.00012857 |  | 0 |  | 9.646e-07 |  | 0 |  | 0 |  | 0 |  | 0.00074895 |  | 0 |  | 1.3246e-06 |  | 0.00039743 |  | 0 |  | 2.1268e-06
| 0.00058616 |  | 0.00020117 |  | 0.00013986 |  | 0.10495 |  | 0 |  | 0 |  | 0 |  | 0 |  | 9.8847e-07 |  | #REF! |  | 0 |  | 0.00032131 |  | 0 |  | #REF! |  | 6.6034e-07 |  | -0.00013085 |  | 0 |  | 9.5608e-07 |  | 0 |  | 0 |  | 0 |  | 0.00071257 |  | 0 |  | 5.2988e-07 |  | 0.00040142 |  | 0 |  | 2.6399e-06
| 0.0005686 |  | 0.00010126 |  | 5.734e-05 |  | 0.10529 |  | 0 |  | 0 |  | 0 |  | 0 |  | 1.0036e-06 |  | #REF! |  | 0 |  | 0.00033935 |  | 0 |  | #REF! |  | 4.4465e-07 |  | -5.8408e-05 |  | 0 |  | 9.883e-07 |  | 0 |  | 0 |  | 0 |  | 0.00080046 |  | 0 |  | 2.1196e-06 |  | 0.000403 |  | 0 |  | 2.6284e-06
| 0.00061101 |  | 9.0181e-05 |  | -1.9421e-07 |  | 0.10588 |  | 0 |  | 0 |  | 0 |  | 0 |  | 9.8041e-07 |  | #REF! |  | 0 |  | 0.00021289 |  | 0 |  | #REF! |  | 4.4458e-07 |  | -2.5032e-05 |  | 0 |  | 1.084e-06 |  | 0 |  | 0 |  | 0 |  | 0.00067382 |  | 0 |  | 2.9145e-06 |  | 0.00039748 |  | 0 |  | 2.3565e-06
| 0.0005127 |  | 0.0001407 |  | 5.3453e-06 |  | 0.10609 |  | 0 |  | 0 |  | 0 |  | 0 |  | 9.7861e-07 |  | #REF! |  | 0 |  | 0.0001581 |  | 0 |  | #REF! |  | 9.9775e-07 |  | 7.0545e-05 |  | 0 |  | 1.2107e-06 |  | 0 |  | 0 |  | 0 |  | 0.00052341 |  | 0 |  | 2.9147e-06 |  | 0.00039117 |  | 0 |  | 2.2221e-06
| 0.00042522 |  | 0.00018139 |  | -5.7009e-06 |  | 0.10691 |  | 0 |  | 0 |  | 0 |  | 0 |  | 9.9116e-07 |  | #REF! |  | 0 |  | 0.00018183 |  | 0 |  | #REF! |  | 9.9789e-07 |  | -2.1618e-05 |  | 0 |  | 1.2048e-06 |  | 0 |  | 0 |  | 0 |  | 0.00058917 |  | 0 |  | 2.9147e-06 |  | 0.00038724 |  | 0 |  | 2.4344e-06
| 0.00041784 |  | 0.00020107 |  | 2.3212e-05 |  | 0.1077 |  | 0 |  | 0 |  | 0 |  | 0 |  | 9.9313e-07 |  | #REF! |  | 0 |  | 0.00011131 |  | 0 |  | #REF! |  | 4.753e-07 |  | 0.00012857 |  | 0 |  | 1.06e-06 |  | 0 |  | 0 |  | 0 |  | 0.00066682 |  | 0 |  | 7.9496e-07 |  | 0.00038726 |  | 0 |  | 2.8292e-06
| 0.00048221 |  | 0.00020422 |  | -1.8578e-05 |  | 0.10809 |  | 0 |  | 0 |  | 0 |  | 0 |  | 1.0108e-06 |  | #REF! |  | 0 |  | 8.0814e-05 |  | 0 |  | #REF! |  | 4.7537e-07 |  | 0.00022409 |  | 0 |  | 9.8069e-07 |  | 0 |  | 0 |  | 0 |  | 0.0006193 |  | 0 |  | 0 |  | 0.00039281 |  | 0 |  | 2.7655e-06
| 0.00044043 |  | 0.00019901 |  | 3.011e-05 |  | 0.10773 |  | 0 |  | 0 |  | 0 |  | 0 |  | 1.076e-06 |  | #REF! |  | 0 |  | 8.7226e-05 |  | 0 |  | #REF! |  | 1.3469e-06 |  | 0.00019344 |  | 0 |  | 1.0384e-06 |  | 0 |  | 0 |  | 0 |  | 0.00053222 |  | 0 |  | 5.3001e-07 |  | 0.00039917 |  | 0 |  | 2.8104e-06
| 0.00039127 |  | 0.00012833 |  | 1.9522e-05 |  | 0.1077 |  | 0 |  | 0 |  | 0 |  | 0 |  | 1.0679e-06 |  | #REF! |  | 0 |  | 6.9716e-05 |  | 0 |  | #REF! |  | 1.3471e-06 |  | 0.00013882 |  | 0 |  | 1.1499e-06 |  | 0 |  | 0 |  | 0 |  | 0.00056156 |  | 0 |  | 5.3004e-07 |  | 0.00039919 |  | 0 |  | 2.5947e-06
| 0.00037549 |  | 5.7291e-05 |  | -5.3874e-05 |  | 0.10823 |  | 0 |  | 0 |  | 0 |  | 0 |  | 9.6641e-07 |  | #REF! |  | 0 |  | 0.00010954 |  | 0 |  | #REF! |  | 9.1785e-07 |  | -0.0001684 |  | 0 |  | 1.1639e-06 |  | 0 |  | 0 |  | 0 |  | 0.00049028 |  | 0 |  | 5.3008e-07 |  | 0.00039523 |  | 0 |  | 2.3824e-06
| 0.00033314 |  | 2.6966e-05 |  | -2.8352e-05 |  | 0.10836 |  | 0 |  | 0 |  | 0 |  | 0 |  | 8.2828e-07 |  | #REF! |  | 0 |  | 9.9926e-05 |  | 0 |  | #REF! |  | 9.1799e-07 |  | -0.00028787 |  | 0 |  | 1.1586e-06 |  | 0 |  | 0 |  | 0 |  | 0.00053787 |  | 0 |  | 2.9156e-06 |  | 0.00039449 |  | 0 |  | 2.5592e-06
| 0.00034384 |  | 0.00010353 |  | 3.9763e-06 |  | 0.1087 |  | 0 |  | 0 |  | 0 |  | 0 |  | 7.7125e-07 |  | #REF! |  | 0 |  | 0.0001592 |  | 0 |  | #REF! |  | 4.1606e-07 |  | -0.00024079 |  | 0 |  | 1.1501e-06 |  | 0 |  | 0 |  | 0 |  | 0.00070897 |  | 0 |  | 2.9156e-06 |  | 0.00040162 |  | 0 |  | 2.4088e-06
| 0.00032464 |  | 0.00018295 |  | -5.2751e-05 |  | 0.10906 |  | 0 |  | 0 |  | 0 |  | 0 |  | 8.46e-07 |  | #REF! |  | 0 |  | 0.00020551 |  | 0 |  | #REF! |  | 4.1612e-07 |  | -7.282e-05 |  | 0 |  | 1.1568e-06 |  | 0 |  | 0 |  | 0 |  | 0.00062505 |  | 0 |  | 2.9156e-06 |  | 0.00040481 |  | 0 |  | 2.3329e-06
| 0.00027837 |  | 0.00010752 |  | -2.852e-08 |  | 0.10942 |  | 0 |  | 0 |  | 0 |  | 0 |  | 9.2005e-07 |  | #REF! |  | 0 |  | 0.00013834 |  | 0 |  | #REF! |  | 8.5524e-07 |  | -2.5032e-05 |  | 0 |  | 1.1581e-06 |  | 0 |  | 0 |  | 0 |  | 0.00053632 |  | 0 |  | 2.3858e-06 |  | 0.00040165 |  | 0 |  | 2.5692e-06
| 0.00023883 |  | 6.187e-05 |  | 0.00014347 |  | 0.1096 |  | 0 |  | 0 |  | 0 |  | 0 |  | 9.352e-07 |  | #REF! |  | 0 |  | 0.0002106 |  | 0 |  | #REF! |  | 8.5536e-07 |  | 3.9823e-05 |  | 0 |  | 1.1654e-06 |  | 0 |  | 0 |  | 0 |  | 0.00055857 |  | 0 |  | 2.3858e-06 |  | 0.00039773 |  | 0 |  | 2.7169e-06
| 0.00019479 |  | 7.6332e-06 |  | 0.00012071 |  | 0.1093 |  | 0 |  | 0 |  | 0 |  | 0 |  | 9.3959e-07 |  | #REF! |  | 0 |  | 0.00016265 |  | 0 |  | #REF! |  | 1.0511e-06 |  | 2.2757e-06 |  | 0 |  | 1.1713e-06 |  | 0 |  | 0 |  | 0 |  | 0.00052213 |  | 0 |  | 2.3859e-06 |  | 0.0003906 |  | 0 |  | 2.4896e-06
| 0.00016598 |  | 6.628e-05 |  | 2.2139e-05 |  | 0.10951 |  | 0 |  | 0 |  | 0 |  | 0 |  | 9.1331e-07 |  | #REF! |  | 0 |  | 8.0781e-05 |  | 0 |  | #REF! |  | 1.0513e-06 |  | -0.00023363 |  | 0 |  | 1.2043e-06 |  | 0 |  | 0 |  | 0 |  | 0.00046511 |  | 0 |  | 2.3859e-06 |  | 0.00038587 |  | 0 |  | 2.4381e-06
| 0.00017446 |  | 0.00018854 |  | -1.1069e-05 |  | 0.11012 |  | 0 |  | 0 |  | 0 |  | 0 |  | 8.977e-07 |  | #REF! |  | 0 |  | 0.00016712 |  | 0 |  | #REF! |  | 1.0274e-06 |  | -0.00040052 |  | 0 |  | 1.2838e-06 |  | 0 |  | 0 |  | 0 |  | 0.00064739 |  | 0 |  | 2.3861e-06 |  | 0.00038194 |  | 0 |  | 2.7337e-06
| 0.00015639 |  | 0.00021374 |  | 4.7561e-05 |  | 0.11027 |  | 0 |  | 0 |  | 0 |  | 0 |  | 8.9762e-07 |  | #REF! |  | 0 |  | 0.00022471 |  | 0 |  | #REF! |  | 1.0275e-06 |  | -0.00020936 |  | 0 |  | 1.2712e-06 |  | 0 |  | 0 |  | 0 |  | 0.0006252 |  | 0 |  | 7.9541e-07 |  | 0.00038352 |  | 0 |  | 2.6269e-06
| 0.00020775 |  | 0.00023476 |  | 2.058e-05 |  | 0.11066 |  | 0 |  | 0 |  | 0 |  | 0 |  | 9.8065e-07 |  | #REF! |  | 0 |  | 0.00018484 |  | 0 |  | #REF! |  | 4.3521e-07 |  | 4.6652e-05 |  | 0 |  | 1.1841e-06 |  | 0 |  | 0 |  | 0 |  | 0.00043981 |  | 0 |  | 7.9541e-07 |  | 0.00038513 |  | 0 |  | 2.3861e-06
| 0.00024447 |  | 0.00020729 |  | -8.5831e-05 |  | 0.11131 |  | 0 |  | 0 |  | 0 |  | 0 |  | 1.0202e-06 |  | #REF! |  | 0 |  | 0.00022834 |  | 0 |  | #REF! |  | 4.3527e-07 |  | -1.9072e-05 |  | 0 |  | 1.1014e-06 |  | 0 |  | 0 |  | 0 |  | 0.00051275 |  | 0 |  | 0 |  | 0.00038199 |  | 0 |  | 2.2891e-06
| 0.00020493 |  | 0.00013148 |  | -9.9289e-06 |  | 0.11159 |  | 0 |  | 0 |  | 0 |  | 0 |  | 9.3608e-07 |  | #REF! |  | 0 |  | 0.00022351 |  | 0 |  | #REF! |  | 8.0948e-07 |  | -0.00018888 |  | 0 |  | 1.1356e-06 |  | 0 |  | 0 |  | 0 |  | 0.00059679 |  | 0 |  | 5.3031e-07 |  | 0.00038042 |  | 0 |  | 2.499e-06
| 0.000223 |  | 0.00013682 |  | -1.3102e-05 |  | 0.11191 |  | 0 |  | 0 |  | 0 |  | 0 |  | 8.6584e-07 |  | #REF! |  | 0 |  | 0.00022181 |  | 0 |  | #REF! |  | 8.096e-07 |  | -6.5994e-05 |  | 0 |  | 1.1862e-06 |  | 0 |  | 0 |  | 0 |  | 0.00057539 |  | 0 |  | 1.3259e-06 |  | 0.00037884 |  | 0 |  | 2.6486e-06
| 0.0001601 |  | 0.00016521 |  | -2.8275e-05 |  | 0.11218 |  | 0 |  | 0 |  | 0 |  | 0 |  | 9.4566e-07 |  | #REF! |  | 0 |  | 0.00026647 |  | 0 |  | #REF! |  | 6.6998e-07 |  | -1.8206e-05 |  | 0 |  | 1.1298e-06 |  | 0 |  | 0 |  | 0 |  | 0.00061747 |  | 0 |  | 7.9556e-07 |  | 0.00038285 |  | 0 |  | 2.5198e-06
| 0.00013187 |  | 9.2171e-05 |  | 3.4843e-05 |  | 0.11238 |  | 0 |  | 0 |  | 0 |  | 0 |  | 1.0945e-06 |  | #REF! |  | 0 |  | 0.00020267 |  | 0 |  | #REF! |  | 6.7008e-07 |  | 8.8208e-05 |  | 0 |  | 1.0563e-06 |  | 0 |  | 0 |  | 0 |  | 0.00063016 |  | 0 |  | 7.9556e-07 |  | 0.00038681 |  | 0 |  | 2.7115e-06
| 0.00013289 |  | 0.00020663 |  | 5.2354e-05 |  | 0.1128 |  | 0 |  | 0 |  | 0 |  | 0 |  | 1.131e-06 |  | #REF! |  | 0 |  | 0.00019477 |  | 0 |  | #REF! |  | 9.227e-07 |  | 7.3958e-05 |  | 0 |  | 1.0328e-06 |  | 0 |  | 0 |  | 0 |  | 0.00041773 |  | 0 |  | 1.326e-06 |  | 0.00038523 |  | 0 |  | 2.816e-06
| 0.00012555 |  | 0.00030915 |  | 0.0001401 |  | 0.11223 |  | 0 |  | 0 |  | 0 |  | 0 |  | 1.1178e-06 |  | #REF! |  | 0 |  | 0.0001592 |  | 0 |  | #REF! |  | 9.2283e-07 |  | -8.6475e-05 |  | 0 |  | 1.0439e-06 |  | 0 |  | 0 |  | 0 |  | 0.00045425 |  | 0 |  | 2.9174e-06 |  | 0.00037656 |  | 0 |  | 2.7957e-06
| 0.0001235 |  | 0.00023018 |  | 6.0894e-05 |  | 0.11143 |  | 0 |  | 0 |  | 0 |  | 0 |  | 1.1085e-06 |  | #REF! |  | 0 |  | 0.00015467 |  | 0 |  | #REF! |  | 5.691e-07 |  | -0.00023326 |  | 0 |  | 1.0749e-06 |  | 0 |  | 0 |  | 0 |  | 0.00071823 |  | 0 |  | 4.5091e-06 |  | 0.00036308 |  | 0 |  | 2.6822e-06
| 8.5112e-05 |  | 0.00019603 |  | -7.557e-05 |  | 0.1113 |  | 0 |  | 0 |  | 0 |  | 0 |  | 1.1248e-06 |  | #REF! |  | 0 |  | 0.00015469 |  | 0 |  | #REF! |  | 5.6918e-07 |  | -0.00059123 |  | 0 |  | 1.1235e-06 |  | 0 |  | 0 |  | 0 |  | 0.00071352 |  | 0 |  | 2.9176e-06 |  | 0.00035914 |  | 0 |  | 2.6575e-06
| 3.8373e-05 |  | 0.00023217 |  | -6.9433e-05 |  | 0.11081 |  | 0 |  | 0 |  | 0 |  | 0 |  | 1.1086e-06 |  | #REF! |  | 0 |  | 0.00011924 |  | 0 |  | #REF! |  | 2.3666e-07 |  | -0.00041758 |  | 0 |  | 1.1669e-06 |  | 0 |  | 0 |  | 0 |  | 0.00065648 |  | 0 |  | 1.3263e-06 |  | 0.00036233 |  | 0 |  | 2.7249e-06
| 5.8708e-05 |  | 0.00021512 |  | -3.8217e-06 |  | 0.11002 |  | 0 |  | 0 |  | 0 |  | 0 |  | 1.0533e-06 |  | #REF! |  | 0 |  | 0.00015311 |  | 0 |  | #REF! |  | 2.3669e-07 |  | -0.00021961 |  | 0 |  | 1.2175e-06 |  | 0 |  | 0 |  | 0 |  | 0.00054707 |  | 0 |  | 2.9178e-06 |  | 0.00036233 |  | 0 |  | 2.7881e-06
| 0.00015751 |  | 0.00022744 |  | 3.3333e-05 |  | 0.10934 |  | 0 |  | 0 |  | 0 |  | 0 |  | 9.8055e-07 |  | #REF! |  | 0 |  | 0.00018517 |  | 0 |  | #REF! |  | 8.4649e-07 |  | -0.00017182 |  | 0 |  | 1.211e-06 |  | 0 |  | 0 |  | 0 |  | 0.00052335 |  | 0 |  | 2.9182e-06 |  | 0.00035762 |  | 0 |  | 2.5073e-06
| 0.00013615 |  | 0.00020213 |  | 5.7901e-05 |  | 0.1078 |  | 0 |  | 0 |  | 0 |  | 0 |  | 8.6183e-07 |  | #REF! |  | 0 |  | 8.8941e-05 |  | 0 |  | #REF! |  | 8.4661e-07 |  | 0.00010809 |  | 0 |  | 1.1926e-06 |  | 0 |  | 0 |  | 0 |  | 0.00060264 |  | 0 |  | 5.3054e-07 |  | 0.00035366 |  | 0 |  | 2.7306e-06
| 7.7995e-05 |  | 0.00024084 |  | 5.4801e-05 |  | 0.10638 |  | 5.225e-06 |  | 0 |  | 0 |  | 0 |  | 7.884e-07 |  | #REF! |  | 0 |  | 6.9748e-05 |  | 0 |  | #REF! |  | 5.9951e-07 |  | 0.00032065 |  | 0 |  | 1.1547e-06 |  | 0 |  | 0 |  | 0 |  | 0.00049959 |  | 0 |  | 0 |  | 0.00035685 |  | 0 |  | 2.9287e-06
| 9.9335e-05 |  | 0.00028792 |  | 5.3266e-05 |  | 0.10548 |  | 9.0482e-05 |  | 0 |  | 0 |  | 0 |  | 7.8652e-07 |  | #REF! |  | 0 |  | 0.00011797 |  | 0 |  | #REF! |  | 5.996e-07 |  | 1.2523e-05 |  | 0 |  | 1.1054e-06 |  | 0 |  | 0 |  | 0 |  | 0.0006685 |  | 0 |  | 0 |  | 0.00036161 |  | 0 |  | 2.6879e-06
| 5.8708e-05 |  | 9.7695e-05 |  | 0.00015149 |  | 0.10372 |  | 6.0771e-05 |  | 0 |  | 0 |  | 0 |  | 8.7455e-07 |  | #REF! |  | 0 |  | 0.00010512 |  | 0 |  | #REF! |  | 1.8196e-06 |  | -0.00011719 |  | 0 |  | 1.0996e-06 |  | 0 |  | 0 |  | 0 |  | 0.00074626 |  | 0 |  | 0 |  | 0.00036322 |  | 0 |  | 2.8798e-06
| 2.5188e-05 |  | 6.976e-05 |  | 4.8467e-05 |  | 0.10176 |  | 7.9749e-05 |  | 0 |  | 0 |  | 0 |  | 9.9903e-07 |  | #REF! |  | 0 |  | 0.00010682 |  | 0 |  | #REF! |  | 1.8199e-06 |  | 0.00027774 |  | 0 |  | 1.0741e-06 |  | 0 |  | 0 |  | 0 |  | 0.00064955 |  | 0 |  | 7.9596e-07 |  | 0.00036483 |  | 0 |  | 2.9813e-06
| 5.8707e-05 |  | 0.00014765 |  | -1.7038e-05 |  | 0.099737 |  | 5.2628e-05 |  | 0 |  | 0 |  | 0 |  | 1.0939e-06 |  | #REF! |  | 0 |  | 0.00017272 |  | 0 |  | #REF! |  | 7.0054e-07 |  | 0.00030608 |  | 0 |  | 1.0366e-06 |  | 0 |  | 0 |  | 0 |  | 0.00065673 |  | 0 |  | 7.9601e-07 |  | 0.00036881 |  | 0 |  | 2.9193e-06
| 4.147e-05 |  | 1.9211e-05 |  | 4.9674e-05 |  | 0.098081 |  | 4.4467e-05 |  | 0 |  | 0 |  | 0 |  | 1.1655e-06 |  | #REF! |  | 0 |  | 0.00026193 |  | 0 |  | #REF! |  | 7.0064e-07 |  | 9.1026e-05 |  | 0 |  | 9.4793e-07 |  | 0 |  | 0 |  | 0 |  | 0.00059411 |  | 0 |  | 7.9606e-07 |  | 0.00037122 |  | 0 |  | 2.8175e-06
| 2.0134e-05 |  | -3.7566e-05 |  | -1.1949e-05 |  | 0.096059 |  | 7.7794e-05 |  | 0 |  | 0 |  | 0 |  | 1.1103e-06 |  | #REF! |  | 0 |  | 0.00022183 |  | 0 |  | #REF! |  | 7.5833e-07 |  | -4.5513e-05 |  | 0 |  | 9.1188e-07 |  | 0 |  | 0 |  | 0 |  | 0.00063059 |  | 0 |  | 7.9606e-07 |  | 0.00036804 |  | 0 |  | 2.8633e-06
| 8.2182e-05 |  | 0.0001239 |  | 3.3858e-05 |  | 0.09361 |  | 2.9578e-05 |  | 0 |  | 0 |  | 0 |  | 1.074e-06 |  | #REF! |  | 0 |  | 0.0002461 |  | 0 |  | #REF! |  | 7.5844e-07 |  | 4.5296e-05 |  | 0 |  | 9.481e-07 |  | 0 |  | 0 |  | 0 |  | 0.00057352 |  | 0 |  | 0 |  | 0.00036172 |  | 0 |  | 3.1175e-06
| 0.00010554 |  | 0.00018663 |  | 8.4397e-05 |  | 0.091794 |  | 2.5945e-06 |  | 0 |  | 0 |  | 0 |  | 1.025e-06 |  | #REF! |  | 0 |  | 0.00025231 |  | 0 |  | #REF! |  | 1.5327e-06 |  | 5.6892e-05 |  | 0 |  | 1.0447e-06 |  | 0 |  | 0 |  | 0 |  | 0.00051485 |  | 0 |  | 0 |  | 0.00036016 |  | 0 |  | 3.01e-06
| 4.2484e-05 |  | 0.00014611 |  | 1.6533e-05 |  | 0.089701 |  | 5.5863e-05 |  | 0 |  | 0 |  | 0 |  | 9.7542e-07 |  | #REF! |  | 0 |  | 0.00022014 |  | 0 |  | #REF! |  | 1.533e-06 |  | -0.00033908 |  | 0 |  | 1.2071e-06 |  | 0 |  | 0 |  | 0 |  | 0.00061802 |  | 0 |  | 7.9621e-07 |  | 0.00036177 |  | 0 |  | 2.7636e-06
| 4.7563e-05 |  | 0.00021373 |  | -1.3859e-05 |  | 0.087258 |  | 3.868e-05 |  | 0 |  | 0 |  | 0 |  | 9.2451e-07 |  | #REF! |  | 0 |  | 0.00016245 |  | 0 |  | #REF! |  | 7.0534e-07 |  | -0.0003459 |  | 0 |  | 1.3043e-06 |  | 0 |  | 0 |  | 0 |  | 0.00072116 |  | 0 |  | 1.327e-06 |  | 0.00036256 |  | 0 |  | 2.7765e-06
| 6.1761e-05 |  | 0.00019692 |  | 6.9141e-05 |  | 0.085054 |  | -1.9222e-05 |  | 0 |  | 0 |  | 0 |  | 9.1014e-07 |  | #REF! |  | 0 |  | 0.00013874 |  | 0 |  | #REF! |  | 7.0544e-07 |  | -0.00052329 |  | 0 |  | 1.334e-06 |  | 0 |  | 0 |  | 0 |  | 0.00069899 |  | 0 |  | 5.3081e-07 |  | 0.00036258 |  | 0 |  | 2.7628e-06
| 2.9255e-05 |  | 8.327e-05 |  | 2.2287e-05 |  | 0.08319 |  | 4.6801e-05 |  | 0 |  | 0 |  | 0 |  | 9.4219e-07 |  | #REF! |  | 0 |  | 0.00018345 |  | 0 |  | #REF! |  | 7.118e-07 |  | -0.0005234 |  | 0 |  | 1.2256e-06 |  | 0 |  | 0 |  | 0 |  | 0.00061096 |  | 0 |  | 0 |  | 0.00035785 |  | 0 |  | 2.9448e-06
| 8.1258e-06 |  | 0.00014959 |  | -7.9703e-05 |  | 0.081007 |  | 0.00013523 |  | 0 |  | 0 |  | 0 |  | 9.7748e-07 |  | #REF! |  | 0 |  | 0.0002331 |  | 0 |  | #REF! |  | 7.119e-07 |  | -0.00014109 |  | 0 |  | 1.1291e-06 |  | 0 |  | 0 |  | 0 |  | 0.00060703 |  | 0 |  | 7.9631e-07 |  | 0.00035866 |  | 0 |  | 3.0366e-06
| 0 |  | 0.00021382 |  | -3.0039e-05 |  | 0.078947 |  | 8.077e-06 |  | 0 |  | 0 |  | 0 |  | 1.0422e-06 |  | #REF! |  | 0 |  | 0.00029069 |  | 0 |  | #REF! |  | 6.7761e-07 |  | -5.2341e-05 |  | 0 |  | 1.1035e-06 |  | 0 |  | 0 |  | 0 |  | 0.0006475 |  | 0 |  | 1.3273e-06 |  | 0.00036263 |  | 0 |  | 2.8979e-06
| 0 |  | 0.00022926 |  | -1.3593e-05 |  | 0.076653 |  | -1.6107e-05 |  | 0 |  | 0 |  | 0 |  | 1.0379e-06 |  | #REF! |  | 0 |  | 0.00024551 |  | 0 |  | #REF! |  | 6.7771e-07 |  | -0.00024079 |  | 0 |  | 1.12e-06 |  | 0 |  | 0 |  | 0 |  | 0.00063881 |  | 0 |  | 5.3091e-07 |  | 0.000369 |  | 0 |  | 2.809e-06
| 3.5553e-05 |  | 0.00023953 |  | -6.1744e-05 |  | 0.074177 |  | 8.8191e-05 |  | 0 |  | 0 |  | 0 |  | 9.6436e-07 |  | #REF! |  | 0 |  | 0.00015447 |  | 0 |  | #REF! |  | 1.2811e-06 |  | -0.00031177 |  | 0 |  | 1.1469e-06 |  | 0 |  | 0 |  | 0 |  | 0.00064044 |  | 0 |  | 2.1238e-06 |  | 0.00036664 |  | 0 |  | 2.8043e-06
| 3.555e-05 |  | 0.00017999 |  | -5.8061e-05 |  | 0.072021 |  | 9.2713e-06 |  | 0 |  | 0 |  | 0 |  | 8.6511e-07 |  | #REF! |  | 0 |  | 3.3115e-05 |  | 0 |  | #REF! |  | 1.2813e-06 |  | -0.00012061 |  | 0 |  | 1.1096e-06 |  | 0 |  | 0 |  | 0 |  | 0.00057933 |  | 0 |  | 6.1062e-06 |  | 0.00035633 |  | 0 |  | 2.9295e-06
| 6.2084e-05 |  | 0.00021188 |  | -1.7063e-05 |  | 0.069819 |  | -2.7052e-05 |  | 0 |  | 0 |  | 0 |  | 8.6134e-07 |  | #REF! |  | 0 |  | 5.7004e-05 |  | 0 |  | #REF! |  | 6.4629e-07 |  | 7.0331e-05 |  | 0 |  | 1.1221e-06 |  | 0 |  | 0 |  | 0 |  | 0.00049289 |  | 0 |  | 3.9823e-06 |  | 0.00035161 |  | 0 |  | 2.9469e-06
| 6.3943e-05 |  | 0.00020226 |  | -4.9772e-05 |  | 0.068158 |  | 5.0046e-05 |  | 0 |  | 0 |  | 0 |  | 9.4441e-07 |  | #REF! |  | 0 |  | 0.00020431 |  | 0 |  | #REF! |  | 6.4638e-07 |  | 1.5932e-05 |  | 0 |  | 1.113e-06 |  | 0 |  | 0 |  | 0 |  | 0.00056829 |  | 0 |  | 2.3895e-06 |  | 0.00035082 |  | 0 |  | 2.5715e-06
| 1.8594e-06 |  | 0.00011269 |  | -3.9583e-05 |  | 0.065956 |  | 7.5927e-05 |  | 0 |  | 0 |  | 0 |  | 9.8097e-07 |  | #REF! |  | 0 |  | 0.00022068 |  | 0 |  | #REF! |  | 1.1801e-06 |  | -0.00018888 |  | 0 |  | 1.092e-06 |  | 0 |  | 0 |  | 0 |  | 0.00069532 |  | 0 |  | 2.3895e-06 |  | 0.00035719 |  | 0 |  | 2.7151e-06
| 6.5465e-05 |  | 9.0487e-05 |  | 6.9226e-05 |  | 0.06358 |  | 3.39e-05 |  | 0 |  | 0 |  | 0 |  | 9.4576e-07 |  | #REF! |  | 0 |  | 0.00012436 |  | 0 |  | #REF! |  | 1.1803e-06 |  | -0.0001684 |  | 0 |  | 1.023e-06 |  | 0 |  | 0 |  | 0 |  | 0.00071993 |  | 0 |  | 0 |  | 0.00036036 |  | 0 |  | 3.004e-06
| 0.00010915 |  | 8.3764e-05 |  | 6.6381e-05 |  | 0.061401 |  | 2.0769e-05 |  | 0 |  | 0 |  | 0 |  | 9.0488e-07 |  | #REF! |  | 0 |  | 0.00019943 |  | 0 |  | #REF! |  | 6.5999e-07 |  | 7.3902e-05 |  | 0 |  | 1.0059e-06 |  | 0 |  | 0 |  | 0 |  | 0.0007224 |  | 0 |  | 0 |  | 0.0003612 |  | 0 |  | 2.5515e-06
| 5.4662e-05 |  | 0.00019073 |  | -3.084e-05 |  | 0.05979 |  | -1.2276e-05 |  | 0 |  | 0 |  | 0 |  | 9.4773e-07 |  | #REF! |  | 0 |  | 0.00030816 |  | 0 |  | #REF! |  | 6.6008e-07 |  | -3.5281e-05 |  | 0 |  | 1.0592e-06 |  | 0 |  | 0 |  | 0 |  | 0.00073114 |  | 0 |  | 0 |  | 0.00035961 |  | 0 |  | 2.621e-06
| 2.4189e-05 |  | 0.0002379 |  | -0.00010107 |  | 0.058259 |  | -5.3375e-05 |  | 0 |  | 0 |  | 0 |  | 1.0749e-06 |  | #REF! |  | 0 |  | 0.0003736 |  | 0 |  | #REF! |  | 9.5643e-07 |  | -0.00022643 |  | 0 |  | 1.1218e-06 |  | 0 |  | 0 |  | 0 |  | 0.00070498 |  | 0 |  | 5.3111e-07 |  | 0.00035884 |  | 0 |  | 3.0103e-06
| 1.3205e-05 |  | 0.00017728 |  | -5.7256e-05 |  | 0.056031 |  | -4.1992e-06 |  | 0 |  | 0 |  | 0 |  | 1.1315e-06 |  | #REF! |  | 0 |  | 0.00037081 |  | 0 |  | #REF! |  | 9.5657e-07 |  | -0.00028369 |  | 0 |  | 1.1514e-06 |  | 0 |  | 0 |  | 0 |  | 0.00062242 |  | 0 |  | 5.3111e-07 |  | 0.00035487 |  | 0 |  | 2.9959e-06
| 4.3672e-05 |  | 0.00014907 |  | 3.3782e-05 |  | 0.054503 |  | -1.814e-06 |  | 0 |  | 0 |  | 0 |  | 1.0466e-06 |  | #REF! |  | 0 |  | 0.00021389 |  | 0 |  | #REF! |  | 6.6293e-07 |  | -0.00038344 |  | 0 |  | 1.1212e-06 |  | 0 |  | 0 |  | 0 |  | 0.00058756 |  | 0 |  | 5.3118e-07 |  | 0.00035015 |  | 0 |  | 2.9665e-06
| 5.9727e-05 |  | 0.00015502 |  | 1.1996e-05 |  | 0.0529 |  | 4.0168e-05 |  | 0 |  | 0 |  | 0 |  | 9.6048e-07 |  | #REF! |  | 0 |  | 0.00013375 |  | 0 |  | #REF! |  | 6.6302e-07 |  | -0.00031176 |  | 0 |  | 1.1041e-06 |  | 0 |  | 0 |  | 0 |  | 0.00063679 |  | 0 |  | 1.3279e-06 |  | 0.00035174 |  | 0 |  | 2.8901e-06
| 3.0274e-05 |  | 0.00024124 |  | -0.00010648 |  | 0.051544 |  | 4.5298e-05 |  | 0 |  | 0 |  | 0 |  | 9.6496e-07 |  | #REF! |  | 0 |  | 0.00022348 |  | 0 |  | #REF! |  | 6.9121e-07 |  | -0.00018205 |  | 0 |  | 1.1102e-06 |  | 0 |  | 0 |  | 0 |  | 0.00052086 |  | 0 |  | 1.3279e-06 |  | 0.00035651 |  | 0 |  | 2.5414e-06
| 4.447e-05 |  | 0.00025794 |  | -8.933e-05 |  | 0.050485 |  | -7.7354e-06 |  | 0 |  | 0 |  | 0 |  | 1.0014e-06 |  | #REF! |  | 0 |  | 0.00019772 |  | 0 |  | #REF! |  | 6.9131e-07 |  | -5.1256e-05 |  | 0 |  | 1.1036e-06 |  | 0 |  | 0 |  | 0 |  | 0.00057413 |  | 0 |  | 1.3281e-06 |  | 0.00035893 |  | 0 |  | 2.8541e-06
| 6.072e-05 |  | 0.00019659 |  | 9.5137e-05 |  | 0.049126 |  | 3.3277e-05 |  | 0 |  | 0 |  | 0 |  | 9.9084e-07 |  | #REF! |  | 0 |  | 0.00029423 |  | 0 |  | #REF! |  | 1.3158e-06 |  | -0.00012402 |  | 0 |  | 9.9976e-07 |  | 0 |  | 0 |  | 0 |  | 0.00072184 |  | 0 |  | 1.3281e-06 |  | 0.00035337 |  | 0 |  | 3.0766e-06
| 3.0469e-05 |  | 0.0001507 |  | 7.6036e-05 |  | 0.048002 |  | 5.968e-05 |  | 0 |  | 0 |  | 0 |  | 9.5436e-07 |  | #REF! |  | 0 |  | 0.00029743 |  | 0 |  | #REF! |  | 1.3158e-06 |  | -0.00038344 |  | 0 |  | 8.7413e-07 |  | 0 |  | 0 |  | 0 |  | 0.00062976 |  | 0 |  | 2.9218e-06 |  | 0.0003526 |  | 0 |  | 2.8222e-06
| 2.3359e-05 |  | 7.6914e-05 |  | 2.7063e-05 |  | 0.047097 |  | -1.8122e-05 |  | 0 |  | 0 |  | 0 |  | 9.9471e-07 |  | #REF! |  | 0 |  | 0.00015465 |  | 0 |  | #REF! |  | 8.0083e-07 |  | -0.00025508 |  | 0 |  | 8.65e-07 |  | 0 |  | 0 |  | 0 |  | 0.0006441 |  | 0 |  | 2.3909e-06 |  | 0.00035501 |  | 0 |  | 2.568e-06
| 8.8816e-05 |  | 9.0868e-05 |  | 0.0001291 |  | 0.045927 |  | -1.4256e-05 |  | 0 |  | 0 |  | 0 |  | 1.0331e-06 |  | #REF! |  | 0 |  | 0.00025055 |  | 0 |  | #REF! |  | 8.0072e-07 |  | 4.6652e-05 |  | 0 |  | 9.3144e-07 |  | 0 |  | 0 |  | 0 |  | 0.00074024 |  | 0 |  | 7.9696e-07 |  | 0.00035741 |  | 0 |  | 2.5656e-06
| 6.5465e-05 |  | 0.00018584 |  | 0.0001515 |  | 0.044726 |  | 0.00010057 |  | 0 |  | 0 |  | 0 |  | 9.6837e-07 |  | #REF! |  | 0 |  | 0.00029233 |  | 0 |  | #REF! |  | 6.6206e-07 |  | -6.9407e-05 |  | 0 |  | 1.0841e-06 |  | 0 |  | 0 |  | 0 |  | 0.00076645 |  | 0 |  | 1.3283e-06 |  | 0.00035821 |  | 0 |  | 2.7347e-06
| 2.1123e-05 |  | 0.00020777 |  | 0.00011134 |  | 0.043706 |  | 0.00010117 |  | 0 |  | 0 |  | 0 |  | 8.7776e-07 |  | #REF! |  | 0 |  | 0.00023983 |  | 0 |  | #REF! |  | 6.6215e-07 |  | -0.00048395 |  | 0 |  | 1.2098e-06 |  | 0 |  | 0 |  | 0 |  | 0.00073711 |  | 0 |  | 2.9224e-06 |  | 0.00035187 |  | 0 |  | 2.8667e-06
| 2.1125e-05 |  | 0.00019154 |  | 0.00011266 |  | 0.042998 |  | 3.3704e-05 |  | 0 |  | 0 |  | 0 |  | 8.9294e-07 |  | #REF! |  | 0 |  | 0.00015157 |  | 0 |  | #REF! |  | 9.084e-07 |  | -0.00034931 |  | 0 |  | 1.2237e-06 |  | 0 |  | 0 |  | 0 |  | 0.00058067 |  | 0 |  | 2.3912e-06 |  | 0.00034634 |  | 0 |  | 2.8846e-06
| 1.4026e-05 |  | 0.00011363 |  | 0.00013597 |  | 0.042319 |  | -2.0759e-05 |  | 0 |  | 0 |  | 0 |  | 9.8607e-07 |  | #REF! |  | 0 |  | 5.3936e-05 |  | 0 |  | #REF! |  | 9.0853e-07 |  | -9.6722e-05 |  | 0 |  | 1.181e-06 |  | 0 |  | 0 |  | 0 |  | 0.00058468 |  | 0 |  | 0 |  | 0.00034 |  | 0 |  | 2.3064e-06
| 6.4803e-05 |  | 4.9892e-05 |  | 0.0001193 |  | 0.041329 |  | 6.8053e-06 |  | 0 |  | 0 |  | 0 |  | 1.0516e-06 |  | #REF! |  | 0 |  | 4.112e-05 |  | 0 |  | #REF! |  | 9.6462e-07 |  | -0.00011379 |  | 0 |  | 1.062e-06 |  | 0 |  | 0 |  | 0 |  | 0.00067127 |  | 0 |  | 0 |  | 0.00033841 |  | 0 |  | 2.3437e-06
| 5.0777e-05 |  | 0.00017271 |  | 5.122e-05 |  | 0.040706 |  | 2.8947e-05 |  | 0 |  | 0 |  | 0 |  | 9.6989e-07 |  | #REF! |  | 0 |  | 9.8679e-05 |  | 0 |  | #REF! |  | 9.6476e-07 |  | -5.8408e-05 |  | 0 |  | 1.0496e-06 |  | 0 |  | 0 |  | 0 |  | 0.00063079 |  | 0 |  | 7.9716e-07 |  | 0.00034241 |  | 0 |  | 2.5639e-06
| 1.1171e-05 |  | 0.00021885 |  | -1.018e-06 |  | 0.040578 |  | 2.1589e-05 |  | 0 |  | 0 |  | 0 |  | 8.6604e-07 |  | #REF! |  | 0 |  | 0.00012753 |  | 0 |  | #REF! |  | 8.7291e-07 |  | 2.2758e-06 |  | 0 |  | 1.0298e-06 |  | 0 |  | 0 |  | 0 |  | 0.00069439 |  | 0 |  | 7.9716e-07 |  | 0.00034958 |  | 0 |  | 2.5193e-06
| 3.8377e-05 |  | 0.00011989 |  | 6.2601e-06 |  | 0.040069 |  | 3.076e-05 |  | 0 |  | 0 |  | 0 |  | 8.3394e-07 |  | #REF! |  | 0 |  | 0.00024886 |  | 0 |  | #REF! |  | 8.7303e-07 |  | 6.3718e-05 |  | 0 |  | 1.0278e-06 |  | 0 |  | 0 |  | 0 |  | 0.00069201 |  | 0 |  | 2.3916e-06 |  | 0.00035117 |  | 0 |  | 2.6609e-06
| 7.0874e-05 |  | 0.00019054 |  | 5.447e-05 |  | 0.039516 |  | 3.8864e-05 |  | 0 |  | 0 |  | 0 |  | 8.7681e-07 |  | #REF! |  | 0 |  | 0.00025845 |  | 0 |  | #REF! |  | 1.0563e-06 |  | -0.00019429 |  | 0 |  | 1.0964e-06 |  | 0 |  | 0 |  | 0 |  | 0.00057128 |  | 0 |  | 2.3918e-06 |  | 0.00034245 |  | 0 |  | 3.1614e-06
| 6.5805e-05 |  | 0.0002215 |  | -2.3743e-05 |  | 0.039297 |  | 3.7461e-05 |  | 0 |  | 0 |  | 0 |  | 9.3544e-07 |  | #REF! |  | 0 |  | 0.00020089 |  | 0 |  | #REF! |  | 1.0563e-06 |  | -0.00021277 |  | 0 |  | 1.2314e-06 |  | 0 |  | 0 |  | 0 |  | 0.00051096 |  | 0 |  | 2.3918e-06 |  | 0.00033534 |  | 0 |  | 3.0611e-06
| 4.549e-05 |  | 0.0002298 |  | -0.00018554 |  | 0.038981 |  | 2.4105e-05 |  | 0 |  | 0 |  | 0 |  | 1.0009e-06 |  | #REF! |  | 0 |  | 0.00024093 |  | 0 |  | #REF! |  | 2.3138e-07 |  | -1.1372e-06 |  | 0 |  | 1.3558e-06 |  | 0 |  | 0 |  | 0 |  | 0.00062297 |  | 0 |  | 2.9235e-06 |  | 0.00033929 |  | 0 |  | 2.6599e-06
| 3.8397e-05 |  | 0.0001699 |  | -2.8968e-05 |  | 0.038458 |  | -5.3426e-06 |  | 0 |  | 0 |  | 0 |  | 1.0835e-06 |  | #REF! |  | 0 |  | 0.00024603 |  | 0 |  | #REF! |  | 2.3142e-07 |  | -7.6292e-05 |  | 0 |  | 1.3151e-06 |  | 0 |  | 0 |  | 0 |  | 0.00061192 |  | 0 |  | 1.3289e-06 |  | 0.00035126 |  | 0 |  | 3.0081e-06
| 1.6054e-05 |  | 4.4399e-05 |  | 0.00013651 |  | 0.037773 |  | 5.7069e-05 |  | 0 |  | 0 |  | 0 |  | 1.1219e-06 |  | #REF! |  | 0 |  | 0.00019974 |  | 0 |  | #REF! |  | 1.2074e-06 |  | -0.00029129 |  | 0 |  | 1.1604e-06 |  | 0 |  | 0 |  | 0 |  | 0.00060795 |  | 0 |  | 1.3289e-06 |  | 0.00035841 |  | 0 |  | 3.2299e-06
| 1.0156e-06 |  | 0.00014079 |  | 8.2765e-05 |  | 0.0378 |  | 9.6494e-05 |  | 0 |  | 0 |  | 0 |  | 1.0817e-06 |  | #REF! |  | 0 |  | 0.00025901 |  | 0 |  | #REF! |  | 1.2076e-06 |  | -0.0002947 |  | 0 |  | 1.0315e-06 |  | 0 |  | 0 |  | 0 |  | 0.00081065 |  | 0 |  | 5.3161e-07 |  | 0.00036241 |  | 0 |  | 3.2456e-06
| 5.1788e-05 |  | 0.00019688 |  | 0.00027323 |  | 0.037687 |  | 3.6453e-05 |  | 0 |  | 0 |  | 0 |  | 1.0389e-06 |  | #REF! |  | 0 |  | 0.00029228 |  | 0 |  | #REF! |  | 2.8791e-06 |  | 7.3908e-05 |  | 0 |  | 1.0328e-06 |  | 0 |  | 0 |  | 0 |  | 0.00079401 |  | 0 |  | 5.3164e-07 |  | 0.00036402 |  | 0 |  | 3.0534e-06
| 5.7702e-05 |  | 0.0001795 |  | 0.00030851 |  | 0.036955 |  | 0.00016888 |  | 0 |  | 0 |  | 0 |  | 1.0376e-06 |  | #REF! |  | 0 |  | 0.00018338 |  | 0 |  | #REF! |  | 2.8795e-06 |  | 0.00017978 |  | 0 |  | 1.0868e-06 |  | 0 |  | 0 |  | 0 |  | 0.00065571 |  | 0 |  | 2.924e-06 |  | 0.00036402 |  | 0 |  | 2.8736e-06
| 2.9269e-05 |  | 0.00017388 |  | 7.4102e-05 |  | 0.036347 |  | 0.00021585 |  | 0 |  | 0 |  | 0 |  | 1.0126e-06 |  | #REF! |  | 0 |  | 0.0001721 |  | 0 |  | #REF! |  | 7.3912e-07 |  | -0.00010013 |  | 0 |  | 1.193e-06 |  | 0 |  | 0 |  | 0 |  | 0.00050314 |  | 0 |  | 2.9242e-06 |  | 0.00035848 |  | 0 |  | 2.7453e-06
| 6.678e-05 |  | 0.000135 |  | 3.217e-05 |  | 0.036078 |  | 3.3853e-05 |  | 0 |  | 0 |  | 0 |  | 9.8606e-07 |  | #REF! |  | 0 |  | 9.5358e-05 |  | 0 |  | #REF! |  | 7.3912e-07 |  | 0.00012754 |  | 0 |  | 1.2047e-06 |  | 0 |  | 0 |  | 0 |  | 0.00052384 |  | 0 |  | 1.3292e-06 |  | 0.00035135 |  | 0 |  | 2.7028e-06
| 4.3425e-05 |  | 0.00018279 |  | 8.3385e-05 |  | 0.035988 |  | -2.2406e-05 |  | 0 |  | 0 |  | 0 |  | 9.8497e-07 |  | #REF! |  | 0 |  | 6.8274e-05 |  | 0 |  | #REF! |  | 7.5611e-07 |  | 0.00022074 |  | 0 |  | 1.1621e-06 |  | 0 |  | 0 |  | 0 |  | 0.0007083 |  | 0 |  | 7.9761e-07 |  | 0.00034819 |  | 0 |  | 2.6828e-06
| 0 |  | 0.00020602 |  | 0.00012056 |  | 0.03563 |  | -1.1049e-05 |  | 0 |  | 0 |  | 0 |  | 1.007e-06 |  | #REF! |  | 0 |  | 0.00024263 |  | 0 |  | #REF! |  | 7.5622e-07 |  | -4.21e-05 |  | 0 |  | 1.1529e-06 |  | 0 |  | 0 |  | 0 |  | 0.0006988 |  | 0 |  | 0 |  | 0.00034423 |  | 0 |  | 2.743e-06
| 0 |  | 0.00024987 |  | 0.0001314 |  | 0.034991 |  | 2.0028e-07 |  | 0 |  | 0 |  | 0 |  | 9.6923e-07 |  | #REF! |  | 0 |  | 0.00019304 |  | 0 |  | #REF! |  | 1.0015e-06 |  | -2.9801e-05 |  | 0 |  | 1.1911e-06 |  | 0 |  | 0 |  | 0 |  | 0.00061215 |  | 0 |  | 0 |  | 0.00033946 |  | 0 |  | 2.9695e-06
| 0 |  | 0.00024901 |  | 0.00011748 |  | 0.034503 |  | 9.3717e-05 |  | 0 |  | 0 |  | 0 |  | 9.4727e-07 |  | #REF! |  | 0 |  | 9.2042e-05 |  | 0 |  | #REF! |  | 1.0017e-06 |  | 0.00016612 |  | 0 |  | 1.1958e-06 |  | 0 |  | 0 |  | 0 |  | 0.0006583 |  | 0 |  | 7.9766e-07 |  | 0.00033631 |  | 0 |  | 2.8911e-06
| 0 |  | 0.00026918 |  | 6.9679e-05 |  | 0.034036 |  | 0.0001424 |  | 0 |  | 0 |  | 0 |  | 9.605e-07 |  | #REF! |  | 0 |  | 0.00018506 |  | 0 |  | #REF! |  | 9.308e-07 |  | 5.6902e-06 |  | 0 |  | 1.0918e-06 |  | 0 |  | 0 |  | 0 |  | 0.00070282 |  | 0 |  | 7.9771e-07 |  | 0.0003379 |  | 0 |  | 2.9042e-06
| 3.4301e-05 |  | 0.00031363 |  | 7.0964e-05 |  | 0.033285 |  | 7.2921e-05 |  | 0 |  | 0 |  | 0 |  | 1.0488e-06 |  | #REF! |  | 0 |  | 0.00018846 |  | 0 |  | #REF! |  | 9.3081e-07 |  | -0.00020145 |  | 0 |  | 1.0043e-06 |  | 0 |  | 0 |  | 0 |  | 0.00058444 |  | 0 |  | 7.9771e-07 |  | 0.00034032 |  | 0 |  | 2.7475e-06
| 3.4298e-05 |  | 0.00028409 |  | 0.00015408 |  | 0.032656 |  | 3.878e-05 |  | 0 |  | 0 |  | 0 |  | 1.0752e-06 |  | #REF! |  | 0 |  | 0.00019014 |  | 0 |  | #REF! |  | 1.0701e-06 |  | 7.7367e-05 |  | 0 |  | 9.8981e-07 |  | 0 |  | 0 |  | 0 |  | 0.00053991 |  | 0 |  | 1.3296e-06 |  | 0.00034032 |  | 0 |  | 2.7045e-06
| 0 |  | 0.00032554 |  | 0.0001821 |  | 0.032162 |  | 3.839e-05 |  | 0 |  | 0 |  | 0 |  | 9.9784e-07 |  | #REF! |  | 0 |  | 0.00022514 |  | 0 |  | #REF! |  | 1.0702e-06 |  | 0.00032997 |  | 0 |  | 1.0637e-06 |  | 0 |  | 0 |  | 0 |  | 0.00068944 |  | 0 |  | 1.3297e-06 |  | 0.00033716 |  | 0 |  | 2.8295e-06
| 1.8277e-05 |  | 0.00034389 |  | 0.00015171 |  | 0.031698 |  | 0.00010114 |  | 0 |  | 0 |  | 0 |  | 9.4312e-07 |  | #REF! |  | 0 |  | 0.0002522 |  | 0 |  | #REF! |  | 1.1017e-06 |  | 0.00015258 |  | 0 |  | 1.1283e-06 |  | 0 |  | 0 |  | 0 |  | 0.00088824 |  | 0 |  | 4.521e-06 |  | 0.00033319 |  | 0 |  | 2.685e-06
| 1.8277e-05 |  | 0.00026606 |  | 0.00011638 |  | 0.031187 |  | 0.00014249 |  | 0 |  | 0 |  | 0 |  | 9.5887e-07 |  | #REF! |  | 0 |  | 0.00024599 |  | 0 |  | #REF! |  | 1.1017e-06 |  | -0.00013426 |  | 0 |  | 1.1026e-06 |  | 0 |  | 0 |  | 0 |  | 0.00070066 |  | 0 |  | 3.7234e-06 |  | 0.00033721 |  | 0 |  | 2.756e-06
| 1.1169e-05 |  | 0.00021031 |  | 0.00010259 |  | 0.030379 |  | 4.4385e-05 |  | 0 |  | 0 |  | 0 |  | 1.013e-06 |  | #REF! |  | 0 |  | 0.00020593 |  | 0 |  | #REF! |  | 4.1813e-07 |  | 7.0543e-05 |  | 0 |  | 9.9591e-07 |  | 0 |  | 0 |  | 0 |  | 0.00055751 |  | 0 |  | 5.3194e-07 |  | 0.00034436 |  | 0 |  | 2.8614e-06
| 1.1169e-05 |  | 0.00022456 |  | 0.00017254 |  | 0.02973 |  | -1.7475e-05 |  | 0 |  | 0 |  | 0 |  | 9.8793e-07 |  | #REF! |  | 0 |  | 0.00026687 |  | 0 |  | #REF! |  | 4.1819e-07 |  | -7.2716e-05 |  | 0 |  | 9.0971e-07 |  | 0 |  | 0 |  | 0 |  | 0.0007699 |  | 0 |  | 5.3194e-07 |  | 0.00034757 |  | 0 |  | 2.8565e-06
| 0 |  | 0.0001276 |  | 0.00022332 |  | 0.029201 |  | 1.6489e-05 |  | 0 |  | 0 |  | 0 |  | 9.5715e-07 |  | #REF! |  | 0 |  | 0.00023809 |  | 0 |  | #REF! |  | 1.4888e-06 |  | -0.00022984 |  | 0 |  | 9.4668e-07 |  | 0 |  | 0 |  | 0 |  | 0.00092022 |  | 0 |  | 5.3198e-07 |  | 0.00034121 |  | 0 |  | 2.9639e-06
| 3.8859e-06 |  | 0.00022773 |  | 0.00023695 |  | 0.028603 |  | 9.2376e-05 |  | 0 |  | 0 |  | 0 |  | 9.8802e-07 |  | #REF! |  | 0 |  | 0.00017095 |  | 0 |  | #REF! |  | 1.4888e-06 |  | 0.00011682 |  | 0 |  | 1.0126e-06 |  | 0 |  | 0 |  | 0 |  | 0.00081131 |  | 0 |  | 5.3198e-07 |  | 0.00033566 |  | 0 |  | 2.8494e-06
| 3.8859e-06 |  | 0.00030258 |  | 0.00022771 |  | 0.02801 |  | 0.00011497 |  | 0 |  | 0 |  | 0 |  | 1.0108e-06 |  | #REF! |  | 0 |  | 0.00019973 |  | 0 |  | #REF! |  | 4.9581e-07 |  | 0.00011833 |  | 0 |  | 1.0548e-06 |  | 0 |  | 0 |  | 0 |  | 0.00070875 |  | 0 |  | 0 |  | 0.00033886 |  | 0 |  | 3.1341e-06
| 0 |  | 0.00023645 |  | 7.0101e-05 |  | 0.02722 |  | 8.3703e-05 |  | 0 |  | 0 |  | 0 |  | 1.0026e-06 |  | #REF! |  | 0 |  | 0.00016757 |  | 0 |  | #REF! |  | 4.9588e-07 |  | 5.6888e-06 |  | 0 |  | 1.0423e-06 |  | 0 |  | 0 |  | 0 |  | 0.00066822 |  | 0 |  | 0 |  | 0.00034604 |  | 0 |  | 3.0771e-06
| 0 |  | 0.00027291 |  | -4.0404e-05 |  | 0.0267 |  | -2.8212e-05 |  | 0 |  | 0 |  | 0 |  | 9.5093e-07 |  | #REF! |  | 0 |  | 0.00018053 |  | 0 |  | #REF! |  | 1.7615e-07 |  | 0.00010251 |  | 0 |  | 1.0239e-06 |  | 0 |  | 0 |  | 0 |  | 0.00064917 |  | 0 |  | 5.3208e-07 |  | 0.00035163 |  | 0 |  | 2.7284e-06
| 2.2133e-05 |  | 0.00021107 |  | 0.00016796 |  | 0.0263 |  | -7.245e-05 |  | 0 |  | 0 |  | 0 |  | 9.5669e-07 |  | #REF! |  | 0 |  | 0.00024938 |  | 0 |  | #REF! |  | 1.7615e-07 |  | 2.617e-05 |  | 0 |  | 1.0839e-06 |  | 0 |  | 0 |  | 0 |  | 0.00068258 |  | 0 |  | 2.9264e-06 |  | 0.00035163 |  | 0 |  | 2.9159e-06
| 3.6348e-05 |  | 0.00016387 |  | 0.00022589 |  | 0.025577 |  | 3.9657e-05 |  | 0 |  | 0 |  | 0 |  | 1.0362e-06 |  | #REF! |  | 0 |  | 0.00026687 |  | 0 |  | #REF! |  | 6.184e-07 |  | -0.0001172 |  | 0 |  | 1.14e-06 |  | 0 |  | 0 |  | 0 |  | 0.00058874 |  | 0 |  | 2.3945e-06 |  | 0.00034768 |  | 0 |  | 2.8359e-06
| 1.4214e-05 |  | 0.00020691 |  | 0.00016533 |  | 0.024863 |  | 3.8988e-05 |  | 0 |  | 0 |  | 0 |  | 1.0406e-06 |  | #REF! |  | 0 |  | 0.00023017 |  | 0 |  | #REF! |  | 6.1848e-07 |  | -0.00030516 |  | 0 |  | 1.1407e-06 |  | 0 |  | 0 |  | 0 |  | 0.00057525 |  | 0 |  | 7.9816e-07 |  | 0.00034611 |  | 0 |  | 2.5653e-06
| 0 |  | 0.00022122 |  | 0.00016481 |  | 0.024217 |  | 6.2985e-05 |  | 0 |  | 0 |  | 0 |  | 9.6883e-07 |  | #REF! |  | 0 |  | 0.00015965 |  | 0 |  | #REF! |  | 6.716e-07 |  | -0.00013427 |  | 0 |  | 1.0913e-06 |  | 0 |  | 0 |  | 0 |  | 0.00063493 |  | 0 |  | 7.9821e-07 |  | 0.00034611 |  | 0 |  | 2.7531e-06
| 5.3558e-05 |  | 0.0001956 |  | 0.00014475 |  | 0.023751 |  | 0.00012867 |  | 0 |  | 0 |  | 0 |  | 8.8374e-07 |  | #REF! |  | 0 |  | 9.213e-05 |  | 0 |  | #REF! |  | 6.716e-07 |  | -0.0001172 |  | 0 |  | 1.0729e-06 |  | 0 |  | 0 |  | 0 |  | 0.00069465 |  | 0 |  | 7.9826e-07 |  | 0.00034772 |  | 0 |  | 3.1475e-06
| 7.4875e-05 |  | 0.00023116 |  | 0.00020838 |  | 0.023001 |  | 9.592e-05 |  | 0 |  | 0 |  | 0 |  | 8.6427e-07 |  | #REF! |  | 0 |  | 0.00018521 |  | 0 |  | #REF! |  | 9.5901e-07 |  | -0.00032661 |  | 0 |  | 1.1224e-06 |  | 0 |  | 0 |  | 0 |  | 0.00075517 |  | 0 |  | 7.9826e-07 |  | 0.00034615 |  | 0 |  | 3.1077e-06
| 2.1321e-05 |  | 0.00026746 |  | 0.00014386 |  | 0.022228 |  | 4.4886e-05 |  | 0 |  | 0 |  | 0 |  | 8.6238e-07 |  | #REF! |  | 0 |  | 0.00031987 |  | 0 |  | #REF! |  | 9.5915e-07 |  | -0.00029469 |  | 0 |  | 1.1514e-06 |  | 0 |  | 0 |  | 0 |  | 0.0007958 |  | 0 |  | 7.9831e-07 |  | 0.00033503 |  | 0 |  | 2.9625e-06
| 0 |  | 0.00026377 |  | 0.0001091 |  | 0.021741 |  | 1.7671e-05 |  | 0 |  | 0 |  | 0 |  | 8.5111e-07 |  | #REF! |  | 0 |  | 0.00028095 |  | 0 |  | #REF! |  | 5.9329e-07 |  | -0.00023721 |  | 0 |  | 1.1515e-06 |  | 0 |  | 0 |  | 0 |  | 0.00086026 |  | 0 |  | 7.9831e-07 |  | 0.00032787 |  | 0 |  | 2.8766e-06
| 0 |  | 0.00023734 |  | 8.3868e-05 |  | 0.021293 |  | 8.5514e-06 |  | 0 |  | 0 |  | 0 |  | 9.337e-07 |  | #REF! |  | 0 |  | 0.00014948 |  | 0 |  | #REF! |  | 5.9346e-07 |  | -7.2821e-05 |  | 0 |  | 1.1482e-06 |  | 0 |  | 0 |  | 0 |  | 0.00075606 |  | 0 |  | 2.3952e-06 |  | 0.00032709 |  | 0 |  | 2.6404e-06
| 0 |  | 0.00011192 |  | -2.6105e-05 |  | 0.020822 |  | 1.4967e-05 |  | 0 |  | 0 |  | 0 |  | 1.0895e-06 |  | #REF! |  | 0 |  | 0.00013989 |  | 0 |  | #REF! |  | 1.0801e-06 |  | -4.5516e-06 |  | 0 |  | 1.1464e-06 |  | 0 |  | 0 |  | 0 |  | 0.00071711 |  | 0 |  | 2.3951e-06 |  | 0.00033746 |  | 0 |  | 2.5143e-06
| 0 |  | 0.00012566 |  | 2.5956e-05 |  | 0.020324 |  | 3.7858e-05 |  | 0 |  | 0 |  | 0 |  | 1.1779e-06 |  | #REF! |  | 0 |  | 0.00036106 |  | 0 |  | #REF! |  | 1.0801e-06 |  | -1.1914e-06 |  | 0 |  | 1.1465e-06 |  | 0 |  | 0 |  | 0 |  | 0.00079197 |  | 0 |  | 2.3954e-06 |  | 0.00034624 |  | 0 |  | 2.592e-06
| 0 |  | 0.00018442 |  | 5.6832e-05 |  | 0.019937 |  | 3.0369e-05 |  | 0 |  | 0 |  | 0 |  | 1.1627e-06 |  | #REF! |  | 0 |  | 0.00039318 |  | 0 |  | #REF! |  | 5.5554e-07 |  | -6.9407e-05 |  | 0 |  | 1.0956e-06 |  | 0 |  | 0 |  | 0 |  | 0.00077207 |  | 0 |  | 2.3954e-06 |  | 0.00034703 |  | 0 |  | 2.8328e-06
| 2.8721e-06 |  | 0.00026653 |  | 0.00011099 |  | 0.019517 |  | 6.4401e-05 |  | 0 |  | 0 |  | 0 |  | 1.0727e-06 |  | #REF! |  | 0 |  | 0.00022171 |  | 0 |  | #REF! |  | 5.5554e-07 |  | 0.00012175 |  | 0 |  | 1.0417e-06 |  | 0 |  | 0 |  | 0 |  | 0.00072914 |  | 0 |  | 7.9851e-07 |  | 0.00034228 |  | 0 |  | 3.2116e-06
| 2.8721e-06 |  | 0.00033802 |  | 0.0001851 |  | 0.01897 |  | 9.8122e-05 |  | 0 |  | 0 |  | 0 |  | 9.5728e-07 |  | #REF! |  | 0 |  | 0.00020591 |  | 0 |  | #REF! |  | 9.8841e-07 |  | -2.6217e-05 |  | 0 |  | 1.0345e-06 |  | 0 |  | 0 |  | 0 |  | 0.00069256 |  | 0 |  | 1.3309e-06 |  | 0.00033354 |  | 0 |  | 3.0416e-06
| 5.4563e-05 |  | 0.00028368 |  | 6.847e-05 |  | 0.018341 |  | 0.00010764 |  | 0 |  | 0 |  | 0 |  | 9.0494e-07 |  | #REF! |  | 0 |  | 0.0002042 |  | 0 |  | #REF! |  | 9.8855e-07 |  | -4.8921e-05 |  | 0 |  | 1.1241e-06 |  | 0 |  | 0 |  | 0 |  | 0.00069973 |  | 0 |  | 4.5252e-06 |  | 0.00033195 |  | 0 |  | 2.9783e-06
| 9.924e-05 |  | 0.00031592 |  | 6.2849e-05 |  | 0.017806 |  | 5.9611e-05 |  | 0 |  | 0 |  | 0 |  | 9.006e-07 |  | #REF! |  | 0 |  | 0.00015909 |  | 0 |  | #REF! |  | 4.753e-07 |  | 3.4568e-05 |  | 0 |  | 1.2726e-06 |  | 0 |  | 0 |  | 0 |  | 0.00060667 |  | 0 |  | 3.9931e-06 |  | 0.00033199 |  | 0 |  | 3.0255e-06
| 4.6526e-05 |  | 0.00024641 |  | 0.00012207 |  | 0.017527 |  | 6.9525e-05 |  | 0 |  | 0 |  | 0 |  | 9.0068e-07 |  | #REF! |  | 0 |  | 0.00018164 |  | 0 |  | #REF! |  | 4.753e-07 |  | -5.5753e-05 |  | 0 |  | 1.3611e-06 |  | 0 |  | 0 |  | 0 |  | 0.00067752 |  | 0 |  | 2.3958e-06 |  | 0.00033518 |  | 0 |  | 2.8208e-06
| 1.8584e-06 |  | 0.00024429 |  | 0.00016228 |  | 0.01716 |  | 8.7588e-05 |  | 0 |  | 0 |  | 0 |  | 8.887e-07 |  | #REF! |  | 0 |  | 0.00027302 |  | 0 |  | #REF! |  | 1.1602e-06 |  | 0.00012516 |  | 0 |  | 1.34e-06 |  | 0 |  | 0 |  | 0 |  | 0.00058517 |  | 0 |  | 2.9284e-06 |  | 0.00033518 |  | 0 |  | 2.7033e-06
| 0 |  | 0.00030144 |  | 0.00022523 |  | 0.016566 |  | 8.6778e-05 |  | 0 |  | 0 |  | 0 |  | 8.7419e-07 |  | #REF! |  | 0 |  | 0.00021212 |  | 0 |  | #REF! |  | 1.1602e-06 |  | 0.00014185 |  | 0 |  | 1.1824e-06 |  | 0 |  | 0 |  | 0 |  | 0.00059639 |  | 0 |  | 2.9286e-06 |  | 0.0003392 |  | 0 |  | 2.4683e-06
| 5.1774e-05 |  | 0.00024489 |  | 0.00023938 |  | 0.016014 |  | 0.00010402 |  | 0 |  | 0 |  | 0 |  | 8.6229e-07 |  | #REF! |  | 0 |  | 9.5279e-05 |  | 0 |  | #REF! |  | 1.4129e-06 |  | -0.00012061 |  | 0 |  | 1.0117e-06 |  | 0 |  | 0 |  | 0 |  | 0.0008273 |  | 0 |  | 2.3961e-06 |  | 0.00034079 |  | 0 |  | 2.5694e-06
| 0.00011721 |  | 0.00025581 |  | 0.00018453 |  | 0.015809 |  | 0.0001246 |  | 0 |  | 0 |  | 0 |  | 8.119e-07 |  | #REF! |  | 0 |  | 0.00014153 |  | 0 |  | #REF! |  | 1.4129e-06 |  | -0.00031946 |  | 0 |  | 9.2139e-07 |  | 0 |  | 0 |  | 0 |  | 0.00070154 |  | 0 |  | 0 |  | 0.00034161 |  | 0 |  | 2.7898e-06
| 6.9496e-05 |  | 0.00030308 |  | 0.00011759 |  | 0.015593 |  | 9.5181e-05 |  | 0 |  | 0 |  | 0 |  | 7.5638e-07 |  | #REF! |  | 0 |  | 0.00019913 |  | 0 |  | #REF! |  | 8.9271e-07 |  | -5.9169e-05 |  | 0 |  | 9.1744e-07 |  | 0 |  | 0 |  | 0 |  | 0.00063385 |  | 0 |  | 0 |  | 0.00033763 |  | 0 |  | 2.7327e-06
| 4.0608e-06 |  | 0.00031759 |  | 0.00014166 |  | 0.015129 |  | 6.9767e-06 |  | 0 |  | 0 |  | 0 |  | 8.447e-07 |  | #REF! |  | 0 |  | 0.00023128 |  | 0 |  | #REF! |  | 8.9271e-07 |  | 9.1026e-05 |  | 0 |  | 9.3129e-07 |  | 0 |  | 0 |  | 0 |  | 0.00069685 |  | 0 |  | 7.9881e-07 |  | 0.00032652 |  | 0 |  | 2.6885e-06
| 3.147e-05 |  | 0.0002991 |  | 0.00017947 |  | 0.014942 |  | 4.6857e-05 |  | 0 |  | 0 |  | 0 |  | 1.0296e-06 |  | #REF! |  | 0 |  | 0.00019292 |  | 0 |  | #REF! |  | 5.9407e-07 |  | -1.192e-05 |  | 0 |  | 9.2477e-07 |  | 0 |  | 0 |  | 0 |  | 0.00056146 |  | 0 |  | 7.9886e-07 |  | 0.00032175 |  | 0 |  | 2.7036e-06
| 3.147e-05 |  | 0.0002875 |  | 0.00012144 |  | 0.014601 |  | 4.7746e-05 |  | 0 |  | 0 |  | 0 |  | 1.1225e-06 |  | #REF! |  | 0 |  | 0.00010811 |  | 0 |  | #REF! |  | 5.9407e-07 |  | -0.00010013 |  | 0 |  | 9.6905e-07 |  | 0 |  | 0 |  | 0 |  | 0.00059813 |  | 0 |  | 3.9946e-06 |  | 0.00031938 |  | 0 |  | 2.6403e-06
| 1.9289e-05 |  | 0.00036586 |  | 0.00011641 |  | 0.014013 |  | 9.4989e-06 |  | 0 |  | 0 |  | 0 |  | 1.055e-06 |  | #REF! |  | 0 |  | 0.00011431 |  | 0 |  | #REF! |  | 9.4359e-07 |  | -6.1985e-05 |  | 0 |  | 1.0779e-06 |  | 0 |  | 0 |  | 0 |  | 0.00070167 |  | 0 |  | 3.9946e-06 |  | 0.00032177 |  | 0 |  | 2.8346e-06
| 1.9287e-05 |  | 0.00042798 |  | 0.00031745 |  | 0.013849 |  | 3.5463e-05 |  | 0 |  | 0 |  | 0 |  | 9.4336e-07 |  | #REF! |  | 0 |  | 0.00016414 |  | 0 |  | #REF! |  | 9.4359e-07 |  | -4.5513e-05 |  | 0 |  | 1.1519e-06 |  | 0 |  | 0 |  | 0 |  | 0.00062609 |  | 0 |  | 7.9891e-07 |  | 0.0003226 |  | 0 |  | 3.2289e-06
| 3.9592e-05 |  | 0.00029706 |  | 0.00042611 |  | 0.0137 |  | 0.00015529 |  | 0 |  | 0 |  | 0 |  | 9.0992e-07 |  | #REF! |  | 0 |  | 0.00017261 |  | 0 |  | #REF! |  | 1.0004e-06 |  | 0.00011833 |  | 0 |  | 1.1677e-06 |  | 0 |  | 0 |  | 0 |  | 0.00061892 |  | 0 |  | 1.3317e-06 |  | 0.00031623 |  | 0 |  | 3.1117e-06
| 6.8816e-05 |  | 0.00021714 |  | 0.00029637 |  | 0.013406 |  | 0.00023367 |  | 0 |  | 0 |  | 0 |  | 9.4778e-07 |  | #REF! |  | 0 |  | 0.00018502 |  | 0 |  | #REF! |  | 1.0004e-06 |  | 4.886e-05 |  | 0 |  | 1.138e-06 |  | 0 |  | 0 |  | 0 |  | 0.00056555 |  | 0 |  | 1.3317e-06 |  | 0.00030906 |  | 0 |  | 2.8858e-06
| 2.9222e-05 |  | 0.00025739 |  | 0.00024167 |  | 0.013166 |  | 0.00010932 |  | 0 |  | 0 |  | 0 |  | 9.8455e-07 |  | #REF! |  | 0 |  | 0.00021829 |  | 0 |  | #REF! |  | 6.7097e-07 |  | -0.00028105 |  | 0 |  | 1.0934e-06 |  | 0 |  | 0 |  | 0 |  | 0.00051225 |  | 0 |  | 7.9901e-07 |  | 0.00030273 |  | 0 |  | 2.5801e-06
| 8.9529e-06 |  | 0.00039 |  | 0.00015657 |  | 0.012945 |  | 1.5774e-05 |  | 0 |  | 0 |  | 0 |  | 1.0129e-06 |  | #REF! |  | 0 |  | 0.00012884 |  | 0 |  | #REF! |  | 6.7097e-07 |  | -0.00021218 |  | 0 |  | 1.0939e-06 |  | 0 |  | 0 |  | 0 |  | 0.00064688 |  | 0 |  | 7.9906e-07 |  | 0.00030352 |  | 0 |  | 2.6704e-06
| 3.5344e-05 |  | 0.00047194 |  | 0.00013111 |  | 0.0127 |  | -2.4128e-05 |  | 0 |  | 0 |  | 0 |  | 1.0344e-06 |  | #REF! |  | 0 |  | 0.00015928 |  | 0 |  | #REF! |  | 1.1729e-06 |  | -0.00029129 |  | 0 |  | 1.0835e-06 |  | 0 |  | 0 |  | 0 |  | 0.00074332 |  | 0 |  | 1.3319e-06 |  | 0.00031868 |  | 0 |  | 3.1635e-06
| 2.6392e-05 |  | 0.00041053 |  | 0.00027935 |  | 0.012432 |  | 1.9807e-06 |  | 0 |  | 0 |  | 0 |  | 9.9411e-07 |  | #REF! |  | 0 |  | 0.0001785 |  | 0 |  | #REF! |  | 1.1729e-06 |  | -0.00056777 |  | 0 |  | 1.0387e-06 |  | 0 |  | 0 |  | 0 |  | 0.00081502 |  | 0 |  | 4.5286e-06 |  | 0.00033063 |  | 0 |  | 3.145e-06
| 0 |  | 0.00037291 |  | 0.00030788 |  | 0.012205 |  | 8.1612e-05 |  | 0 |  | 0 |  | 0 |  | 9.5308e-07 |  | #REF! |  | 0 |  | 0.00019769 |  | 0 |  | #REF! |  | 1.4231e-06 |  | -0.00040885 |  | 0 |  | 1.0136e-06 |  | 0 |  | 0 |  | 0 |  | 0.00083505 |  | 0 |  | 4.5286e-06 |  | 0.00033466 |  | 0 |  | 2.9069e-06
| 3.3275e-05 |  | 0.00043351 |  | 0.00026905 |  | 0.012048 |  | 0.00018686 |  | 0 |  | 0 |  | 0 |  | 9.4496e-07 |  | #REF! |  | 0 |  | 0.00025213 |  | 0 |  | #REF! |  | 1.4231e-06 |  | -0.00011037 |  | 0 |  | 1.0817e-06 |  | 0 |  | 0 |  | 0 |  | 0.00079282 |  | 0 |  | 5.3281e-07 |  | 0.00033227 |  | 0 |  | 2.886e-06
| 3.3275e-05 |  | 0.00042234 |  | 0.00020422 |  | 0.011995 |  | 0.00016857 |  | 0 |  | 0 |  | 0 |  | 9.538e-07 |  | #REF! |  | 0 |  | 0.00018839 |  | 0 |  | #REF! |  | 1.148e-06 |  | -0.00017999 |  | 0 |  | 1.1741e-06 |  | 0 |  | 0 |  | 0 |  | 0.00082952 |  | 0 |  | 2.1312e-06 |  | 0.0003291 |  | 0 |  | 3.0265e-06
| 2.9222e-05 |  | 0.00046582 |  | 9.2077e-05 |  | 0.011986 |  | 0.00010492 |  | 0 |  | 0 |  | 0 |  | 9.1727e-07 |  | #REF! |  | 0 |  | 0.00020419 |  | 0 |  | #REF! |  | 1.1483e-06 |  | -0.00010354 |  | 0 |  | 1.1234e-06 |  | 0 |  | 0 |  | 0 |  | 0.00084944 |  | 0 |  | 4.5292e-06 |  | 0.0003283 |  | 0 |  | 2.8191e-06
| 2.9222e-05 |  | 0.00053588 |  | 0.00018838 |  | 0.011784 |  | 0.00012951 |  | 0 |  | 0 |  | 0 |  | 8.4096e-07 |  | #REF! |  | 0 |  | 0.00016245 |  | 0 |  | #REF! |  | 1.5064e-06 |  | -0.00013426 |  | 0 |  | 1.0284e-06 |  | 0 |  | 0 |  | 0 |  | 0.00089816 |  | 0 |  | 2.9308e-06 |  | 0.00032276 |  | 0 |  | 3.0094e-06
| 0 |  | 0.00036166 |  | 0.00030931 |  | 0.011474 |  | 0.00015903 |  | 0 |  | 0 |  | 0 |  | 8.6424e-07 |  | #REF! |  | 0 |  | 0.00030515 |  | 0 |  | #REF! |  | 1.5066e-06 |  | -0.0003874 |  | 0 |  | 1.0838e-06 |  | 0 |  | 0 |  | 0 |  | 0.00077623 |  | 0 |  | 1.3322e-06 |  | 0.0003148 |  | 0 |  | 3.042e-06
| 1.5227e-05 |  | 0.00031361 |  | 6.7183e-05 |  | 0.01133 |  | 0.00012451 |  | 0 |  | 0 |  | 0 |  | 9.4395e-07 |  | #REF! |  | 0 |  | 0.00044447 |  | 0 |  | #REF! |  | 1.2018e-06 |  | -0.00026398 |  | 0 |  | 1.1962e-06 |  | 0 |  | 0 |  | 0 |  | 0.00059452 |  | 0 |  | 7.9936e-07 |  | 0.00030523 |  | 0 |  | 2.7133e-06
| 9.0245e-05 |  | 0.00040299 |  | 4.4577e-05 |  | 0.011046 |  | 9.204e-06 |  | 0 |  | 0 |  | 0 |  | 9.7615e-07 |  | #REF! |  | 0 |  | 0.00032433 |  | 0 |  | #REF! |  | 1.2018e-06 |  | -1.1921e-06 |  | 0 |  | 1.2708e-06 |  | 0 |  | 0 |  | 0 |  | 0.00062489 |  | 0 |  | 7.9936e-07 |  | 0.0002965 |  | 0 |  | 2.9382e-06
| 0.00011358 |  | 0.00043783 |  | 0.00027417 |  | 0.010939 |  | 3.2885e-05 |  | 0 |  | 0 |  | 0 |  | 9.3827e-07 |  | #REF! |  | 0 |  | 0.00021206 |  | 0 |  | #REF! |  | 3.7551e-07 |  | 2.2757e-05 |  | 0 |  | 1.2292e-06 |  | 0 |  | 0 |  | 0 |  | 0.00074205 |  | 0 |  | 1.3324e-06 |  | 0.00029252 |  | 0 |  | 3.292e-06
| 3.8573e-05 |  | 0.00045747 |  | 0.00041688 |  | 0.010832 |  | 0.00011881 |  | 0 |  | 0 |  | 0 |  | 9.3077e-07 |  | #REF! |  | 0 |  | 0.00023747 |  | 0 |  | #REF! |  | 3.7551e-07 |  | 0.00011324 |  | 0 |  | 1.1309e-06 |  | 0 |  | 0 |  | 0 |  | 0.00070145 |  | 0 |  | 2.9312e-06 |  | 0.00029413 |  | 0 |  | 3.0163e-06
| 3.6543e-05 |  | 0.00041923 |  | 0.00037998 |  | 0.010417 |  | 7.7357e-05 |  | 0 |  | 0 |  | 0 |  | 9.6676e-07 |  | #REF! |  | 0 |  | 0.00031925 |  | 0 |  | #REF! |  | 1.365e-06 |  | 0.00016271 |  | 0 |  | 1.0127e-06 |  | 0 |  | 0 |  | 0 |  | 0.00070703 |  | 0 |  | 2.9316e-06 |  | 0.00029732 |  | 0 |  | 2.8201e-06
| 6.7785e-05 |  | 0.00041514 |  | 0.00030971 |  | 0.010167 |  | 7.7831e-05 |  | 0 |  | 0 |  | 0 |  | 1.0243e-06 |  | #REF! |  | 0 |  | 0.00032938 |  | 0 |  | #REF! |  | 1.3652e-06 |  | 0.00016271 |  | 0 |  | 9.1907e-07 |  | 0 |  | 0 |  | 0 |  | 0.00072147 |  | 0 |  | 1.3325e-06 |  | 0.00029417 |  | 0 |  | 2.6594e-06
| 6.8806e-05 |  | 0.00046088 |  | 0.00034333 |  | 0.010096 |  | 9.9312e-05 |  | 0 |  | 0 |  | 0 |  | 1.0161e-06 |  | #REF! |  | 0 |  | 0.00033561 |  | 0 |  | #REF! |  | 3.2849e-07 |  | 0.00024913 |  | 0 |  | 9.402e-07 |  | 0 |  | 0 |  | 0 |  | 0.00076133 |  | 0 |  | 7.9956e-07 |  | 0.00028859 |  | 0 |  | 2.5923e-06
| 5.8667e-05 |  | 0.00049122 |  | 0.00025568 |  | 0.010019 |  | 5.1528e-05 |  | 0 |  | 0 |  | 0 |  | 9.3851e-07 |  | #REF! |  | 0 |  | 0.00032092 |  | 0 |  | #REF! |  | 3.2849e-07 |  | -3.5267e-05 |  | 0 |  | 9.8387e-07 |  | 0 |  | 0 |  | 0 |  | 0.00077413 |  | 0 |  | 0 |  | 0.0002886 |  | 0 |  | 2.8807e-06
| 2.1114e-05 |  | 0.00050516 |  | 0.00018039 |  | 0.0097908 |  | 0.00010492 |  | 0 |  | 0 |  | 0 |  | 8.9312e-07 |  | #REF! |  | 0 |  | 0.00024593 |  | 0 |  | #REF! |  | 8.9144e-07 |  | -0.00034807 |  | 0 |  | 1.0348e-06 |  | 0 |  | 0 |  | 0 |  | 0.0006378 |  | 0 |  | 5.3308e-07 |  | 0.00030136 |  | 0 |  | 2.7841e-06
| 0 |  | 0.00049714 |  | 0.00035731 |  | 0.0094741 |  | 0.00014367 |  | 0 |  | 0 |  | 0 |  | 8.7986e-07 |  | #REF! |  | 0 |  | 0.00023124 |  | 0 |  | #REF! |  | 8.9157e-07 |  | -0.0003698 |  | 0 |  | 1.0698e-06 |  | 0 |  | 0 |  | 0 |  | 0.00071039 |  | 0 |  | 5.3311e-07 |  | 0.00031174 |  | 0 |  | 2.8612e-06
| 0 |  | 0.00055231 |  | 0.00035873 |  | 0.0092662 |  | 0.00015083 |  | 0 |  | 0 |  | 0 |  | 8.7228e-07 |  | #REF! |  | 0 |  | 0.00026454 |  | 0 |  | #REF! |  | 1.1612e-06 |  | -0.0002694 |  | 0 |  | 1.1378e-06 |  | 0 |  | 0 |  | 0 |  | 0.00068652 |  | 0 |  | 0 |  | 0.00031495 |  | 0 |  | 2.9361e-06
| 0 |  | 0.00065769 |  | 0.00029529 |  | 0.0090855 |  | 0.0001471 |  | 0 |  | 0 |  | 0 |  | 8.7235e-07 |  | #REF! |  | 0 |  | 0.00025831 |  | 0 |  | #REF! |  | 1.1612e-06 |  | -0.00015474 |  | 0 |  | 1.1399e-06 |  | 0 |  | 0 |  | 0 |  | 0.00058609 |  | 0 |  | 0 |  | 0.00031497 |  | 0 |  | 2.9807e-06
| 2.03e-05 |  | 0.00063733 |  | 0.00047513 |  | 0.0087736 |  | 9.502e-05 |  | 0 |  | 0 |  | 0 |  | 9.8994e-07 |  | #REF! |  | 0 |  | 0.00025549 |  | 0 |  | #REF! |  | 0 |  | 1.5929e-05 |  | 0 |  | 1.0938e-06 |  | 0 |  | 0 |  | 0 |  | 0.0006427 |  | 0 |  | 5.3314e-07 |  | 0.00031258 |  | 0 |  | 2.7764e-06
| 2.03e-05 |  | 0.00063724 |  | 0.00050855 |  | 0.0084487 |  | 5.8566e-05 |  | 0 |  | 0 |  | 0 |  | 1.1232e-06 |  | #REF! |  | 0 |  | 0.00022504 |  | 0 |  | #REF! |  | 0 |  | 0.00015258 |  | 0 |  | 1.0376e-06 |  | 0 |  | 0 |  | 0 |  | 0.00059729 |  | 0 |  | 2.9325e-06 |  | 0.0003134 |  | 0 |  | 2.8879e-06
| 1.624e-05 |  | 0.00066929 |  | 0.00066474 |  | 0.0082164 |  | 3.7844e-05 |  | 0 |  | 0 |  | 0 |  | 1.0999e-06 |  | #REF! |  | 0 |  | 0.0002679 |  | 0 |  | #REF! |  | 1.1327e-06 |  | 4.665e-05 |  | 0 |  | 9.6695e-07 |  | 0 |  | 0 |  | 0 |  | 0.00052396 |  | 0 |  | 2.9327e-06 |  | 0.00031102 |  | 0 |  | 3.1236e-06
| 1.624e-05 |  | 0.00066476 |  | 0.00087072 |  | 0.0079349 |  | 3.349e-05 |  | 0 |  | 0 |  | 0 |  | 9.6538e-07 |  | #REF! |  | 0 |  | 0.00031584 |  | 0 |  | #REF! |  | 1.1327e-06 |  | 5.9597e-06 |  | 0 |  | 9.5383e-07 |  | 0 |  | 0 |  | 0 |  | 0.00059896 |  | 0 |  | 5.3321e-07 |  | 0.00031104 |  | 0 |  | 3.2091e-06
| 1.9285e-05 |  | 0.0007223 |  | 0.00096626 |  | 0.0077076 |  | 0.00012256 |  | 0 |  | 0 |  | 0 |  | 8.7259e-07 |  | #REF! |  | 0 |  | 0.0002617 |  | 0 |  | #REF! |  | 1.3031e-06 |  | -0.00024691 |  | 0 |  | 9.6911e-07 |  | 0 |  | 0 |  | 0 |  | 0.00072497 |  | 0 |  | 5.3324e-07 |  | 0.00030865 |  | 0 |  | 3.1808e-06
| 1.9285e-05 |  | 0.00073899 |  | 0.0010183 |  | 0.0075824 |  | 0.00014401 |  | 0 |  | 0 |  | 0 |  | 8.5616e-07 |  | #REF! |  | 0 |  | 0.0002459 |  | 0 |  | #REF! |  | 1.3033e-06 |  | -0.00015496 |  | 0 |  | 1.0781e-06 |  | 0 |  | 0 |  | 0 |  | 0.00070508 |  | 0 |  | 1.3332e-06 |  | 0.00030468 |  | 0 |  | 2.7195e-06
| 3.248e-05 |  | 0.00078228 |  | 0.0011303 |  | 0.0073794 |  | 0.00010077 |  | 0 |  | 0 |  | 0 |  | 8.1825e-07 |  | #REF! |  | 0 |  | 0.00025888 |  | 0 |  | #REF! |  | 6.6804e-07 |  | 0.00015588 |  | 0 |  | 1.1336e-06 |  | 0 |  | 0 |  | 0 |  | 0.00073783 |  | 0 |  | 1.3332e-06 |  | 0.00030151 |  | 0 |  | 2.7443e-06
| 3.248e-05 |  | 0.0008807 |  | 0.0013419 |  | 0.007129 |  | 6.3217e-05 |  | 0 |  | 0 |  | 0 |  | 8.0631e-07 |  | #REF! |  | 0 |  | 0.00018679 |  | 0 |  | #REF! |  | 6.6814e-07 |  | 2.3842e-06 |  | 0 |  | 1.1106e-06 |  | 0 |  | 0 |  | 0 |  | 0.0008152 |  | 0 |  | 2.9332e-06 |  | 0.00029992 |  | 0 |  | 2.8923e-06
| 2.5375e-05 |  | 0.00092748 |  | 0.0015823 |  | 0.0068605 |  | 4.6081e-05 |  | 0 |  | 0 |  | 0 |  | 8.0891e-07 |  | #REF! |  | 0 |  | 0.00013039 |  | 0 |  | #REF! |  | 1.239e-06 |  | -0.00010354 |  | 0 |  | 1.04e-06 |  | 0 |  | 0 |  | 0 |  | 0.00069001 |  | 0 |  | 2.9334e-06 |  | 0.00030472 |  | 0 |  | 2.8135e-06
| 4.0407e-05 |  | 0.00099015 |  | 0.0017476 |  | 0.0065526 |  | 8.9887e-05 |  | 0 |  | 0 |  | 0 |  | 8.5441e-07 |  | #REF! |  | 0 |  | 0.00028877 |  | 0 |  | #REF! |  | 1.2392e-06 |  | -0.00026582 |  | 0 |  | 9.8448e-07 |  | 0 |  | 0 |  | 0 |  | 0.0005664 |  | 0 |  | 1.3334e-06 |  | 0.00031352 |  | 0 |  | 2.7491e-06
| 1.5031e-05 |  | 0.001194 |  | 0.001946 |  | 0.0063952 |  | 9.4341e-05 |  | 0 |  | 0 |  | 0 |  | 9.2717e-07 |  | #REF! |  | 0 |  | 0.00041845 |  | 0 |  | #REF! |  | 1.5318e-06 |  | 9.0976e-06 |  | 0 |  | 1.0077e-06 |  | 0 |  | 0 |  | 0 |  | 0.00057761 |  | 0 |  | 8.0006e-07 |  | 0.00032072 |  | 0 |  | 2.9234e-06
| 0 |  | 0.0012335 |  | 0.0021959 |  | 0.0061403 |  | 0.00012343 |  | 0 |  | 0 |  | 0 |  | 9.7015e-07 |  | #REF! |  | 0 |  | 0.00033558 |  | 0 |  | #REF! |  | 1.5315e-06 |  | -7.9743e-06 |  | 0 |  | 1.1128e-06 |  | 0 |  | 0 |  | 0 |  | 0.0007994 |  | 0 |  | 8.0006e-07 |  | 0.00032151 |  | 0 |  | 3.2461e-06
| 0 |  | 0.0013163 |  | 0.002372 |  | 0.0059547 |  | 0.00020169 |  | 0 |  | 0 |  | 0 |  | 9.8911e-07 |  | #REF! |  | 0 |  | 0.00025098 |  | 0 |  | #REF! |  | 1.2824e-06 |  | -0.00043747 |  | 0 |  | 1.2092e-06 |  | 0 |  | 0 |  | 0 |  | 0.00086407 |  | 0 |  | 1.3335e-06 |  | 0.00031276 |  | 0 |  | 3.2038e-06
| 4.0362e-05 |  | 0.0014767 |  | 0.0025144 |  | 0.0058143 |  | 0.00024835 |  | 0 |  | 0 |  | 0 |  | 9.3176e-07 |  | #REF! |  | 0 |  | 0.00034063 |  | 0 |  | #REF! |  | 1.2824e-06 |  | -0.00044831 |  | 0 |  | 1.1936e-06 |  | 0 |  | 0 |  | 0 |  | 0.0007963 |  | 0 |  | 2.9339e-06 |  | 0.00030959 |  | 0 |  | 3.0199e-06
| 4.0366e-05 |  | 0.0016279 |  | 0.0027123 |  | 0.0054494 |  | 0.00015738 |  | 0 |  | 0 |  | 0 |  | 8.4761e-07 |  | #REF! |  | 0 |  | 0.00040946 |  | 0 |  | #REF! |  | 7.8961e-07 |  | -0.00016211 |  | 0 |  | 1.1399e-06 |  | 0 |  | 0 |  | 0 |  | 0.00078114 |  | 0 |  | 2.9339e-06 |  | 0.00031437 |  | 0 |  | 2.8688e-06
| 0 |  | 0.0018395 |  | 0.0027182 |  | 0.005278 |  | 0.00013681 |  | 0 |  | 0 |  | 0 |  | 8.2999e-07 |  | #REF! |  | 0 |  | 0.0004506 |  | 0 |  | #REF! |  | 7.8972e-07 |  | -0.00013426 |  | 0 |  | 1.0991e-06 |  | 0 |  | 0 |  | 0 |  | 0.00073256 |  | 0 |  | 1.3337e-06 |  | 0.00030643 |  | 0 |  | 3.2374e-06
| 5.8651e-05 |  | 0.0020694 |  | 0.0027674 |  | 0.0051596 |  | 0.0001936 |  | 0 |  | 0 |  | 0 |  | 8.9644e-07 |  | #REF! |  | 0 |  | 0.00040379 |  | 0 |  | #REF! |  | 1.9053e-07 |  | -0.00028012 |  | 0 |  | 1.0793e-06 |  | 0 |  | 0 |  | 0 |  | 0.00071736 |  | 0 |  | 8.0026e-07 |  | 0.00029125 |  | 0 |  | 3.5063e-06
| 5.8656e-05 |  | 0.0023526 |  | 0.0033423 |  | 0.0049846 |  | 9.8843e-05 |  | 0 |  | 0 |  | 0 |  | 9.9696e-07 |  | #REF! |  | 0 |  | 0.00040721 |  | 0 |  | #REF! |  | 1.9056e-07 |  | -0.00015134 |  | 0 |  | 9.8813e-07 |  | 0 |  | 0 |  | 0 |  | 0.0007382 |  | 0 |  | 2.4008e-06 |  | 0.0002865 |  | 0 |  | 3.1504e-06
| 0 |  | 0.0027174 |  | 0.003925 |  | 0.0047987 |  | 8.0461e-05 |  | 0 |  | 0 |  | 0 |  | 1.0274e-06 |  | #REF! |  | 0 |  | 0.00037221 |  | 0 |  | #REF! |  | 6.5143e-07 |  | -6.199e-05 |  | 0 |  | 8.8179e-07 |  | 0 |  | 0 |  | 0 |  | 0.00070867 |  | 0 |  | 2.401e-06 |  | 0.00029608 |  | 0 |  | 2.7045e-06
| 4.2389e-05 |  | 0.0031598 |  | 0.0041904 |  | 0.0045488 |  | 0.0001246 |  | 0 |  | 0 |  | 0 |  | 1.0122e-06 |  | #REF! |  | 0 |  | 0.0003801 |  | 0 |  | #REF! |  | 6.5143e-07 |  | 9.1032e-06 |  | 0 |  | 8.1371e-07 |  | 0 |  | 0 |  | 0 |  | 0.00067679 |  | 0 |  | 2.401e-06 |  | 0.00030248 |  | 0 |  | 2.5452e-06
| 5.7618e-05 |  | 0.0036787 |  | 0.0044686 |  | 0.0042836 |  | 8.9854e-05 |  | 0 |  | 0 |  | 0 |  | 1.0054e-06 |  | #REF! |  | 0 |  | 0.00056118 |  | 0 |  | #REF! |  | 8.9458e-07 |  | 1.3112e-05 |  | 0 |  | 7.9858e-07 |  | 0 |  | 0 |  | 0 |  | 0.00074388 |  | 0 |  | 6.1365e-06 |  | 0.00029532 |  | 0 |  | 2.7719e-06
| 3.3294e-05 |  | 0.0042003 |  | 0.0050212 |  | 0.0041033 |  | 2.3569e-05 |  | 0 |  | 0 |  | 0 |  | 1.0395e-06 |  | #REF! |  | 0 |  | 0.00039476 |  | 0 |  | #REF! |  | 8.9445e-07 |  | -0.00016157 |  | 0 |  | 8.3097e-07 |  | 0 |  | 0 |  | 0 |  | 0.00069763 |  | 0 |  | 6.1361e-06 |  | 0.00029134 |  | 0 |  | 2.9567e-06
| 1.807e-05 |  | 0.004711 |  | 0.0055215 |  | 0.0039702 |  | 6.7416e-05 |  | 0 |  | 0 |  | 0 |  | 1.106e-06 |  | #REF! |  | 0 |  | 0.00032765 |  | 0 |  | #REF! |  | 5.7242e-07 |  | -0.00018715 |  | 0 |  | 8.9848e-07 |  | 0 |  | 0 |  | 0 |  | 0.00066969 |  | 0 |  | 2.4014e-06 |  | 0.00029533 |  | 0 |  | 3.3362e-06
| 0 |  | 0.0054204 |  | 0.0059104 |  | 0.0036871 |  | 0.000167 |  | 0 |  | 0 |  | 0 |  | 1.1148e-06 |  | #REF! |  | 0 |  | 0.00039307 |  | 0 |  | #REF! |  | 5.725e-07 |  | -0.00012744 |  | 0 |  | 1.0016e-06 |  | 0 |  | 0 |  | 0 |  | 0.00071124 |  | 0 |  | 8.0046e-07 |  | 0.00029376 |  | 0 |  | 3.3461e-06
| 4.0597e-06 |  | 0.0061025 |  | 0.0063303 |  | 0.0035331 |  | 0.00011037 |  | 0 |  | 0 |  | 0 |  | 1.0618e-06 |  | #REF! |  | 0 |  | 0.00030961 |  | 0 |  | #REF! |  | 2.8197e-07 |  | -0.00011205 |  | 0 |  | 1.048e-06 |  | 0 |  | 0 |  | 0 |  | 0.000819 |  | 0 |  | 1.3341e-06 |  | 0.00029136 |  | 0 |  | 2.9109e-06
| 1.7063e-05 |  | 0.0068558 |  | 0.0069643 |  | 0.0034925 |  | 3.1262e-05 |  | 0 |  | 0 |  | 0 |  | 1.0087e-06 |  | #REF! |  | 0 |  | 0.00033555 |  | 0 |  | #REF! |  | 2.8201e-07 |  | 0.00029242 |  | 0 |  | 1.0083e-06 |  | 0 |  | 0 |  | 0 |  | 0.00079276 |  | 0 |  | 2.9352e-06 |  | 0.00029619 |  | 0 |  | 2.9868e-06
| 1.6048e-05 |  | 0.0077528 |  | 0.0077486 |  | 0.0033933 |  | 8.9766e-05 |  | 0 |  | 0 |  | 0 |  | 1.0512e-06 |  | #REF! |  | 0 |  | 0.00039815 |  | 0 |  | #REF! |  | 1.3835e-06 |  | 0.00011324 |  | 0 |  | 9.2707e-07 |  | 0 |  | 0 |  | 0 |  | 0.00070734 |  | 0 |  | 4.5365e-06 |  | 0.00030577 |  | 0 |  | 3.1282e-06
| 3.0448e-06 |  | 0.0086901 |  | 0.0083529 |  | 0.00321 |  | 0.00025918 |  | 0 |  | 0 |  | 0 |  | 1.0935e-06 |  | #REF! |  | 0 |  | 0.00036149 |  | 0 |  | #REF! |  | 1.3835e-06 |  | -0.00020595 |  | 0 |  | 9.2707e-07 |  | 0 |  | 0 |  | 0 |  | 0.00070893 |  | 0 |  | 2.135e-06 |  | 0.00031934 |  | 0 |  | 3.2055e-06
| 1.4209e-05 |  | 0.0096996 |  | 0.0087799 |  | 0.0031198 |  | 0.0002819 |  | 0 |  | 0 |  | 0 |  | 1.0601e-06 |  | #REF! |  | 0 |  | 0.00020597 |  | 0 |  | #REF! |  | 1.2836e-06 |  | 0.0001354 |  | 0 |  | 9.8403e-07 |  | 0 |  | 0 |  | 0 |  | 0.00067709 |  | 0 |  | 2.135e-06 |  | 0.00032657 |  | 0 |  | 2.9175e-06
| 1.4209e-05 |  | 0.010666 |  | 0.0094997 |  | 0.0030346 |  | 0.00013852 |  | 0 |  | 0 |  | 0 |  | 9.3803e-07 |  | #REF! |  | 0 |  | 0.00016085 |  | 0 |  | #REF! |  | 1.2834e-06 |  | 8.463e-05 |  | 0 |  | 9.6683e-07 |  | 0 |  | 0 |  | 0 |  | 0.0006715 |  | 0 |  | 2.9358e-06 |  | 0.00032577 |  | 0 |  | 2.8398e-06
| 0 |  | 0.011799 |  | 0.010329 |  | 0.0029001 |  | 0.00014197 |  | 0 |  | 0 |  | 0 |  | 8.2931e-07 |  | #REF! |  | 0 |  | 0.00024417 |  | 0 |  | #REF! |  | 7.7574e-07 |  | -0.00023667 |  | 0 |  | 9.1136e-07 |  | 0 |  | 0 |  | 0 |  | 0.00066595 |  | 0 |  | 2.9358e-06 |  | 0.00031301 |  | 0 |  | 3.1795e-06
| 0 |  | 0.013257 |  | 0.011218 |  | 0.0027972 |  | 0.00014732 |  | 0 |  | 0 |  | 0 |  | 7.281e-07 |  | #REF! |  | 0 |  | 0.0003051 |  | 0 |  | #REF! |  | 7.7585e-07 |  | -9.0593e-05 |  | 0 |  | 9.3914e-07 |  | 0 |  | 0 |  | 0 |  | 0.00064363 |  | 0 |  | 2.936e-06 |  | 0.00029546 |  | 0 |  | 2.9152e-06
| 0 |  | 0.014581 |  | 0.01223 |  | 0.0026748 |  | 0.00013775 |  | 0 |  | 0 |  | 0 |  | 6.4213e-07 |  | #REF! |  | 0 |  | 0.00024419 |  | 0 |  | #REF! |  | 1.2973e-06 |  | -0.00012061 |  | 0 |  | 1.0503e-06 |  | 0 |  | 0 |  | 0 |  | 0.00083688 |  | 0 |  | 2.936e-06 |  | 0.00029307 |  | 0 |  | 2.7571e-06
| 2.7187e-05 |  | 0.015796 |  | 0.013238 |  | 0.0027338 |  | 0.00019091 |  | 0 |  | 0 |  | 0 |  | 6.9021e-07 |  | #REF! |  | 0 |  | 0.00026954 |  | 0 |  | #REF! |  | 1.2973e-06 |  | -0.00021218 |  | 0 |  | 1.092e-06 |  | 0 |  | 0 |  | 0 |  | 0.00084332 |  | 0 |  | 2.1355e-06 |  | 0.00029788 |  | 0 |  | 2.8137e-06
| 5.0532e-05 |  | 0.01736 |  | 0.014426 |  | 0.0025491 |  | 0.00015293 |  | 0 |  | 0 |  | 0 |  | 8.497e-07 |  | #REF! |  | 0 |  | 0.00042635 |  | 0 |  | #REF! |  | 8.2395e-07 |  | -8.9888e-05 |  | 0 |  | 1.0544e-06 |  | 0 |  | 0 |  | 0 |  | 0.00066368 |  | 0 |  | 5.3388e-07 |  | 0.00030029 |  | 0 |  | 2.8807e-06
| 2.3343e-05 |  | 0.019156 |  | 0.015573 |  | 0.0023037 |  | 0.00014495 |  | 0 |  | 0 |  | 0 |  | 1.0048e-06 |  | #REF! |  | 0 |  | 0.00033555 |  | 0 |  | #REF! |  | 8.2407e-07 |  | -0.00012993 |  | 0 |  | 9.8504e-07 |  | 0 |  | 0 |  | 0 |  | 0.00065409 |  | 0 |  | 1.3347e-06 |  | 0.0002955 |  | 0 |  | 2.9006e-06
| 4.4652e-05 |  | 0.020886 |  | 0.016821 |  | 0.0023035 |  | 0.00017893 |  | 0 |  | 0 |  | 0 |  | 1.0477e-06 |  | #REF! |  | 0 |  | 0.00014512 |  | 0 |  | #REF! |  | 4.7374e-07 |  | -0.00025715 |  | 0 |  | 9.5188e-07 |  | 0 |  | 0 |  | 0 |  | 0.00071484 |  | 0 |  | 2.9365e-06 |  | 0.00029312 |  | 0 |  | 2.8557e-06
| 4.4656e-05 |  | 0.022932 |  | 0.018363 |  | 0.002297 |  | 0.00010806 |  | 0 |  | 0 |  | 0 |  | 1.0258e-06 |  | #REF! |  | 0 |  | 0.0001801 |  | 0 |  | #REF! |  | 4.7387e-07 |  | -0.00027297 |  | 0 |  | 8.5876e-07 |  | 0 |  | 0 |  | 0 |  | 0.00072207 |  | 0 |  | 2.1358e-06 |  | 0.00029474 |  | 0 |  | 3.216e-06
| 0 |  | 0.025081 |  | 0.020117 |  | 0.0023419 |  | 0.00015878 |  | 0 |  | 0 |  | 0 |  | 9.973e-07 |  | #REF! |  | 0 |  | 0.00035131 |  | 0 |  | #REF! |  | 1.4665e-06 |  | -0.00020253 |  | 0 |  | 8.0715e-07 |  | 0 |  | 0 |  | 0 |  | 0.00072371 |  | 0 |  | 5.3394e-07 |  | 0.00029795 |  | 0 |  | 3.3523e-06
| 0 |  | 0.027376 |  | 0.021747 |  | 0.0022314 |  | 0.00035028 |  | 0 |  | 0 |  | 0 |  | 9.2832e-07 |  | #REF! |  | 0 |  | 0.00036879 |  | 0 |  | #REF! |  | 1.4665e-06 |  | -0.00018357 |  | 0 |  | 8.8654e-07 |  | 0 |  | 0 |  | 0 |  | 0.0007317 |  | 0 |  | 2.9369e-06 |  | 0.00030035 |  | 0 |  | 3.0423e-06
| 0 |  | 0.030345 |  | 0.02352 |  | 0.0021413 |  | 0.00033345 |  | 0 |  | 0 |  | 0 |  | 8.3537e-07 |  | #REF! |  | 0 |  | 0.00033217 |  | 0 |  | #REF! |  | 4.03e-07 |  | -0.00016498 |  | 0 |  | 9.5941e-07 |  | 0 |  | 0 |  | 0 |  | 0.00078207 |  | 0 |  | 2.4031e-06 |  | 0.00030276 |  | 0 |  | 3.0869e-06
| 0 |  | 0.033156 |  | 0.025677 |  | 0.002109 |  | 0.00032655 |  | 0 |  | 0 |  | 0 |  | 8.0816e-07 |  | #REF! |  | 0 |  | 0.00040432 |  | 0 |  | #REF! |  | 4.03e-07 |  | 3.8145e-05 |  | 0 |  | 1.0289e-06 |  | 0 |  | 0 |  | 0 |  | 0.00078532 |  | 0 |  | 0 |  | 0.00030518 |  | 0 |  | 3.2056e-06
| 0 |  | 0.036063 |  | 0.028006 |  | 0.0018362 |  | 0.00036864 |  | 0 |  | 0 |  | 0 |  | 8.1899e-07 |  | #REF! |  | 0 |  | 0.00038969 |  | 0 |  | #REF! |  | 1.4301e-06 |  | 6.7132e-05 |  | 0 |  | 9.7934e-07 |  | 0 |  | 0 |  | 0 |  | 0.00064072 |  | 0 |  | 0 |  | 0.00030518 |  | 0 |  | 3.2759e-06
| 3.2254e-05 |  | 0.039704 |  | 0.030247 |  | 0.0017199 |  | 0.00031702 |  | 0 |  | 0 |  | 0 |  | 8.1456e-07 |  | #REF! |  | 0 |  | 0.00038627 |  | 0 |  | #REF! |  | 1.4303e-06 |  | -0.00028728 |  | 0 |  | 8.9001e-07 |  | 0 |  | 0 |  | 0 |  | 0.00074222 |  | 0 |  | 8.0106e-07 |  | 0.0003068 |  | 0 |  | 0.00073482
| 5.9653e-05 |  | 0.043368 |  | 0.032784 |  | 0.0019359 |  | 0.00027708 |  | 0 |  | 0 |  | 0 |  | 8.0451e-07 |  | #REF! |  | 0 |  | 0.00033834 |  | 0 |  | #REF! |  | 1.806e-06 |  | -0.00020595 |  | 0 |  | 7.7759e-07 |  | 0 |  | 0 |  | 0 |  | 0.00072389 |  | 0 |  | 8.0111e-07 |  | 0.00030522 |  | 0 |  | 0.0021892
| 2.74e-05 |  | 0.046971 |  | 0.035707 |  | 0.0019218 |  | 0.00034282 |  | 0 |  | 0 |  | 0 |  | 8.1977e-07 |  | #REF! |  | 0 |  | 0.00031127 |  | 0 |  | #REF! |  | 1.8065e-06 |  | -0.00017999 |  | 0 |  | 7.0221e-07 |  | 0 |  | 0 |  | 0 |  | 0.0005889 |  | 0 |  | 2.4035e-06 |  | 0.00029725 |  | 0 |  | 0.0022097
| 0 |  | 0.051159 |  | 0.038614 |  | 0.0018372 |  | 0.00037903 |  | 0 |  | 0 |  | 0 |  | 9.0776e-07 |  | #REF! |  | 0 |  | 0.00034342 |  | 0 |  | #REF! |  | 8.3678e-07 |  | -0.00033565 |  | 0 |  | 7.6111e-07 |  | 0 |  | 0 |  | 0 |  | 0.00050021 |  | 0 |  | 2.4035e-06 |  | 0.00028686 |  | 0 |  | 0.0023352
| 3.2256e-05 |  | 0.056042 |  | 0.04179 |  | 0.0019355 |  | 0.00032318 |  | 0 |  | 0 |  | 0 |  | 9.1219e-07 |  | #REF! |  | 0 |  | 0.00038969 |  | 0 |  | #REF! |  | 8.3702e-07 |  | -1.9072e-05 |  | 0 |  | 7.7633e-07 |  | 0 |  | 0 |  | 0 |  | 0.00061691 |  | 0 |  | 2.4037e-06 |  | 0.00028288 |  | 0 |  | 0.0021602
| 3.2254e-05 |  | 0.06106 |  | 0.04507 |  | 0.0017966 |  | 0.00036356 |  | 0 |  | 0 |  | 0 |  | 8.0908e-07 |  | #REF! |  | 0 |  | 0.00054191 |  | 0 |  | #REF! |  | 4.9344e-07 |  | 2.384e-05 |  | 0 |  | 7.6118e-07 |  | 0 |  | 0 |  | 0 |  | 0.000756 |  | 0 |  | 2.938e-06 |  | 0.00029648 |  | 0 |  | 0.001961
| 3.3267e-05 |  | 0.066475 |  | 0.048841 |  | 0.0016167 |  | 0.00035322 |  | 0 |  | 0 |  | 0 |  | 7.1602e-07 |  | #REF! |  | 0 |  | 0.00059661 |  | 0 |  | #REF! |  | 4.9358e-07 |  | -0.00011037 |  | 0 |  | 7.7243e-07 |  | 0 |  | 0 |  | 0 |  | 0.00063612 |  | 0 |  | 1.3354e-06 |  | 0.00031007 |  | 0 |  | 0.0018791
| 3.3267e-05 |  | 0.072524 |  | 0.053219 |  | 0.0015586 |  | 0.00032901 |  | 0 |  | 0 |  | 0 |  | 7.7053e-07 |  | #REF! |  | 0 |  | 0.0004748 |  | 0 |  | #REF! |  | 1.2498e-06 |  | 4.8872e-05 |  | 0 |  | 7.95e-07 |  | 0 |  | 0 |  | 0 |  | 0.00046753 |  | 0 |  | 8.0131e-07 |  | 0.00031329 |  | 0 |  | 0.0019225
| 0 |  | 0.07918 |  | 0.057612 |  | 0.0015473 |  | 0.00040013 |  | 0 |  | 0 |  | 0 |  | 8.9281e-07 |  | #REF! |  | 0 |  | 0.00032424 |  | 0 |  | #REF! |  | 1.25e-06 |  | -0.0001923 |  | 0 |  | 7.1497e-07 |  | 0 |  | 0 |  | 0 |  | 0.00058985 |  | 0 |  | 4.0068e-06 |  | 0.00030851 |  | 0 |  | 0.0022517
| 0 |  | 0.085605 |  | 0.062251 |  | 0.0014103 |  | 0.00037878 |  | 0 |  | 0 |  | 0 |  | 9.3776e-07 |  | #REF! |  | 0 |  | 0.00036428 |  | 0 |  | #REF! |  | 1e-06 |  | -0.00021576 |  | 0 |  | 5.8588e-07 |  | 0 |  | 0 |  | 0 |  | 0.00071937 |  | 0 |  | 4.5411e-06 |  | 0.00029894 |  | 0 |  | 0.0022785
| 0 |  | 0.092296 |  | 0.067203 |  | 0.0013432 |  | 0.0003785 |  | 0 |  | 0 |  | 0 |  | 8.966e-07 |  | #REF! |  | 0 |  | 0.00038176 |  | 0 |  | #REF! |  | 1e-06 |  | 0.00012516 |  | 0 |  | 5.6139e-07 |  | 0 |  | 0 |  | 0 |  | 0.00073376 |  | 0 |  | 1.3356e-06 |  | 0.00028775 |  | 0 |  | 0.0019794
| 0 |  | 0.10003 |  | 0.072672 |  | 0.0013381 |  | 0.00045267 |  | 0 |  | 0 |  | 0 |  | 8.2133e-07 |  | #REF! |  | 0 |  | 0.00027913 |  | 0 |  | #REF! |  | 9.1332e-07 |  | -5.1256e-05 |  | 0 |  | 6.4022e-07 |  | 0 |  | 0 |  | 0 |  | 0.00075778 |  | 0 |  | 8.0146e-07 |  | 0.00027817 |  | 0 |  | 0.0019143
| 7.5563e-05 |  | 0.10813 |  | 0.078301 |  | 0.0013105 |  | 0.00052673 |  | 0 |  | 0 |  | 0 |  | 8.1373e-07 |  | #REF! |  | 0 |  | 0.00037556 |  | 0 |  | #REF! |  | 9.1332e-07 |  | -0.0002708 |  | 0 |  | 6.8259e-07 |  | 0 |  | 0 |  | 0 |  | 0.00070742 |  | 0 |  | 8.0146e-07 |  | 0.00027498 |  | 0 |  | 0.0018886
| 7.5556e-05 |  | 0.11635 |  | 0.084105 |  | 0.0012506 |  | 0.00051521 |  | 0 |  | 0 |  | 0 |  | 8.4863e-07 |  | #REF! |  | 0 |  | 0.00032116 |  | 0 |  | #REF! |  | 9.3666e-07 |  | -0.0001335 |  | 0 |  | 6.4822e-07 |  | 0 |  | 0 |  | 0 |  | 0.00069072 |  | 0 |  | 1.3358e-06 |  | 0.00027581 |  | 0 |  | 0.0018845
| 8.5149e-05 |  | 0.12429 |  | 0.09041 |  | 0.0012022 |  | 0.00050721 |  | 0 |  | 0 |  | 0 |  | 8.6834e-07 |  | #REF! |  | 0 |  | 0.00025521 |  | 0 |  | #REF! |  | 9.3666e-07 |  | -7.966e-06 |  | 0 |  | 6.2113e-07 |  | 0 |  | 0 |  | 0 |  | 0.00071711 |  | 0 |  | 1.3359e-06 |  | 0.00027741 |  | 0 |  | 0.0018186
| 8.5149e-05 |  | 0.13251 |  | 0.0971 |  | 0.0012259 |  | 0.00062064 |  | 0 |  | 0 |  | 0 |  | 8.3161e-07 |  | #REF! |  | 0 |  | 0.0004139 |  | 0 |  | #REF! |  | 8.1342e-07 |  | -4.0529e-05 |  | 0 |  | 6.304e-07 |  | 0 |  | 0 |  | 0 |  | 0.00078426 |  | 0 |  | 8.0156e-07 |  | 0.00027981 |  | 0 |  | 0.0014965
| 5.5557e-05 |  | 0.14201 |  | 0.10427 |  | 0.001125 |  | 0.00065878 |  | 0 |  | 0 |  | 0 |  | 7.7144e-07 |  | #REF! |  | 0 |  | 0.0003609 |  | 0 |  | #REF! |  | 8.1353e-07 |  | -9.3301e-05 |  | 0 |  | 6.5821e-07 |  | 0 |  | 0 |  | 0 |  | 0.00074038 |  | 0 |  | 8.0156e-07 |  | 0.00028624 |  | 0 |  | 0.001464
| 5.5552e-05 |  | 0.15106 |  | 0.11184 |  | 0.0010161 |  | 0.00076161 |  | 0 |  | 0 |  | 0 |  | 7.8164e-07 |  | #REF! |  | 0 |  | 0.00037496 |  | 0 |  | #REF! |  | 1.3165e-06 |  | -0.0001943 |  | 0 |  | 6.9602e-07 |  | 0 |  | 0 |  | 0 |  | 0.00078676 |  | 0 |  | 8.0166e-07 |  | 0.00029104 |  | 0 |  | 0.001711
| 4.2385e-05 |  | 0.15974 |  | 0.11962 |  | 0.00097611 |  | 0.00083283 |  | 0 |  | 0 |  | 0 |  | 7.5067e-07 |  | #REF! |  | 0 |  | 0.00035751 |  | 0 |  | #REF! |  | 1.3165e-06 |  | -0.00028446 |  | 0 |  | 7.4973e-07 |  | 0 |  | 0 |  | 0 |  | 0.00078441 |  | 0 |  | 2.4049e-06 |  | 0.00029345 |  | 0 |  | 0.0019201
| 4.2385e-05 |  | 0.16848 |  | 0.12742 |  | 0.00099585 |  | 0.00080342 |  | 0 |  | 0 |  | 0 |  | 7.1709e-07 |  | #REF! |  | 0 |  | 0.00033834 |  | 0 |  | #REF! |  | 1.2317e-06 |  | -0.00032661 |  | 0 |  | 7.6827e-07 |  | 0 |  | 0 |  | 0 |  | 0.00070605 |  | 0 |  | 2.405e-06 |  | 0.00028946 |  | 0 |  | 0.0018005
| 6.654e-05 |  | 0.1758 |  | 0.13527 |  | 0.00091183 |  | 0.00088929 |  | 0 |  | 0 |  | 0 |  | 7.2596e-07 |  | #REF! |  | 0 |  | 0.00049849 |  | 0 |  | #REF! |  | 1.2319e-06 |  | -0.00012402 |  | 0 |  | 8.0072e-07 |  | 0 |  | 0 |  | 0 |  | 0.00073173 |  | 0 |  | 2.4052e-06 |  | 0.00028469 |  | 0 |  | 0.0016592
| 6.6534e-05 |  | 0.18233 |  | 0.14286 |  | 0.0007206 |  | 0.00097571 |  | 0 |  | 0 |  | 0 |  | 7.6151e-07 |  | #REF! |  | 0 |  | 0.00046969 |  | 0 |  | #REF! |  | 1.1809e-06 |  | -0.00023721 |  | 0 |  | 8.5312e-07 |  | 0 |  | 0 |  | 0 |  | 0.00071173 |  | 0 |  | 2.9398e-06 |  | 0.00028869 |  | 0 |  | 0.0015567
| 2.6174e-05 |  | 0.18842 |  | 0.15027 |  | 0.00071446 |  | 0.0010039 |  | 0 |  | 0 |  | 0 |  | 7.9769e-07 |  | #REF! |  | 0 |  | 0.000353 |  | 0 |  | #REF! |  | 1.1807e-06 |  | -0.00031589 |  | 0 |  | 9.0752e-07 |  | 0 |  | 0 |  | 0 |  | 0.00072293 |  | 0 |  | 4.5433e-06 |  | 0.00029909 |  | 0 |  | 0.0016094
| 2.6172e-05 |  | 0.194 |  | 0.15799 |  | 0.00070312 |  | 0.00095116 |  | 0 |  | 0 |  | 0 |  | 7.4123e-07 |  | #REF! |  | 0 |  | 0.00034959 |  | 0 |  | #REF! |  | 8.255e-07 |  | -0.00012402 |  | 0 |  | 8.975e-07 |  | 0 |  | 0 |  | 0 |  | 0.00074381 |  | 0 |  | 4.5436e-06 |  | 0.00030552 |  | 0 |  | 0.0015548
| 6.4848e-05 |  | 0.1997 |  | 0.16571 |  | 0.00067217 |  | 0.00098111 |  | 0 |  | 0 |  | 0 |  | 6.8307e-07 |  | #REF! |  | 0 |  | 0.0003733 |  | 0 |  | #REF! |  | 8.255e-07 |  | -1.1928e-06 |  | 0 |  | 8.0955e-07 |  | 0 |  | 0 |  | 0 |  | 0.00070542 |  | 0 |  | 1.3364e-06 |  | 0.00030392 |  | 0 |  | 0.0014249
| 6.4843e-05 |  | 0.20443 |  | 0.17328 |  | 0.00071327 |  | 0.0010559 |  | 0 |  | 0 |  | 0 |  | 6.6849e-07 |  | #REF! |  | 0 |  | 0.00038793 |  | 0 |  | #REF! |  | 1.2206e-06 |  | -0.00031859 |  | 0 |  | 7.0223e-07 |  | 0 |  | 0 |  | 0 |  | 0.00063104 |  | 0 |  | 8.0186e-07 |  | 0.00029673 |  | 0 |  | 0.0014174
| 6.8796e-05 |  | 0.20774 |  | 0.1808 |  | 0.00070262 |  | 0.0011966 |  | 0 |  | 0 |  | 0 |  | 6.742e-07 |  | #REF! |  | 0 |  | 0.00041729 |  | 0 |  | #REF! |  | 1.2208e-06 |  | -0.00070209 |  | 0 |  | 5.9756e-07 |  | 0 |  | 0 |  | 0 |  | 0.00058473 |  | 0 |  | 8.0191e-07 |  | 0.00028796 |  | 0 |  | 0.0014375
| 6.879e-05 |  | 0.21095 |  | 0.1876 |  | 0.0005599 |  | 0.0013563 |  | 0 |  | 0 |  | 0 |  | 6.6982e-07 |  | #REF! |  | 0 |  | 0.00035297 |  | 0 |  | #REF! |  | 1.1855e-06 |  | -0.00030493 |  | 0 |  | 5.6779e-07 |  | 0 |  | 0 |  | 0 |  | 0.00065672 |  | 0 |  | 1.3365e-06 |  | 0.00028476 |  | 0 |  | 0.0013341
| 3.3267e-05 |  | 0.21328 |  | 0.19356 |  | 0.00043759 |  | 0.0014564 |  | 0 |  | 0 |  | 0 |  | 6.477e-07 |  | #REF! |  | 0 |  | 0.00030958 |  | 0 |  | #REF! |  | 1.1857e-06 |  | -0.00026939 |  | 0 |  | 5.6917e-07 |  | 0 |  | 0 |  | 0 |  | 0.00063836 |  | 0 |  | 1.3366e-06 |  | 0.00027998 |  | 0 |  | 0.0014237
| 3.3264e-05 |  | 0.21463 |  | 0.19923 |  | 0.00043078 |  | 0.0015802 |  | 0 |  | 0 |  | 0 |  | 6.5974e-07 |  | #REF! |  | 0 |  | 0.00036425 |  | 0 |  | #REF! |  | 1.2154e-06 |  | -0.00040393 |  | 0 |  | 5.5724e-07 |  | 0 |  | 0 |  | 0 |  | 0.0006704 |  | 0 |  | 8.0196e-07 |  | 0.0002792 |  | 0 |  | 0.0015195
| 4.2385e-05 |  | 0.21483 |  | 0.20429 |  | 0.00046296 |  | 0.0015375 |  | 0 |  | 0 |  | 0 |  | 6.8636e-07 |  | #REF! |  | 0 |  | 0.00041729 |  | 0 |  | #REF! |  | 1.2155e-06 |  | -0.00011205 |  | 0 |  | 5.8507e-07 |  | 0 |  | 0 |  | 0 |  | 0.0007168 |  | 0 |  | 8.0201e-07 |  | 0.000284 |  | 0 |  | 0.0014622
| 4.2382e-05 |  | 0.21448 |  | 0.20811 |  | 0.00045954 |  | 0.0016061 |  | 0 |  | 0 |  | 0 |  | 7.0733e-07 |  | #REF! |  | 0 |  | 0.00049901 |  | 0 |  | #REF! |  | 1.1095e-06 |  | 5.3478e-05 |  | 0 |  | 6.4476e-07 |  | 0 |  | 0 |  | 0 |  | 0.00070564 |  | 0 |  | 1.3368e-06 |  | 0.00029202 |  | 0 |  | 0.001481
| 0 |  | 0.21332 |  | 0.2112 |  | 0.00042965 |  | 0.0018377 |  | 0 |  | 0 |  | 0 |  | 7.4289e-07 |  | #REF! |  | 0 |  | 0.0005131 |  | 0 |  | #REF! |  | 1.1097e-06 |  | -6.9136e-05 |  | 0 |  | 7.0314e-07 |  | 0 |  | 0 |  | 0 |  | 0.00074565 |  | 0 |  | 5.3471e-07 |  | 0.00029602 |  | 0 |  | 0.0014746
| 0 |  | 0.21113 |  | 0.21303 |  | 0.00040939 |  | 0.0020719 |  | 0 |  | 0 |  | 0 |  | 7.8853e-07 |  | #REF! |  | 0 |  | 0.00051935 |  | 0 |  | #REF! |  | 7.2792e-07 |  | 2.0265e-05 |  | 0 |  | 6.753e-07 |  | 0 |  | 0 |  | 0 |  | 0.00083296 |  | 0 |  | 0 |  | 0.00028965 |  | 0 |  | 0.0013291
| 3.3264e-05 |  | 0.20828 |  | 0.21416 |  | 0.00039639 |  | 0.0021873 |  | 0 |  | 0 |  | 0 |  | 8.2783e-07 |  | #REF! |  | 0 |  | 0.0004539 |  | 0 |  | #REF! |  | 7.2802e-07 |  | 1.5931e-05 |  | 0 |  | 5.918e-07 |  | 0 |  | 0 |  | 0 |  | 0.00085216 |  | 0 |  | 8.0216e-07 |  | 0.00028805 |  | 0 |  | 0.0013649
| 3.3264e-05 |  | 0.20505 |  | 0.21504 |  | 0.00031594 |  | 0.0021735 |  | 0 |  | 0 |  | 0 |  | 8.203e-07 |  | #REF! |  | 0 |  | 0.00040259 |  | 0 |  | #REF! |  | 1.0317e-06 |  | -0.00021218 |  | 0 |  | 5.9716e-07 |  | 0 |  | 0 |  | 0 |  | 0.000785 |  | 0 |  | 2.9413e-06 |  | 0.00029527 |  | 0 |  | 0.0013482
| 2.8708e-06 |  | 0.20201 |  | 0.215 |  | 0.00028101 |  | 0.002297 |  | 0 |  | 0 |  | 0 |  | 7.6775e-07 |  | #REF! |  | 0 |  | 0.00040093 |  | 0 |  | #REF! |  | 1.0318e-06 |  | -0.00033907 |  | 0 |  | 6.4228e-07 |  | 0 |  | 0 |  | 0 |  | 0.00072898 |  | 0 |  | 2.9415e-06 |  | 0.00030168 |  | 0 |  | 0.0012937
| 2.8706e-06 |  | 0.19847 |  | 0.21418 |  | 0.00029546 |  | 0.0025688 |  | 0 |  | 0 |  | 0 |  | 7.4302e-07 |  | #REF! |  | 0 |  | 0.00037383 |  | 0 |  | #REF! |  | 1.3119e-06 |  | -0.00018 |  | 0 |  | 7.205e-07 |  | 0 |  | 0 |  | 0 |  | 0.00070902 |  | 0 |  | 8.0221e-07 |  | 0.00029449 |  | 0 |  | 0.0012705
| 0.00010037 |  | 0.19359 |  | 0.21284 |  | 0.00028136 |  | 0.0027702 |  | 0 |  | 0 |  | 0 |  | 7.7853e-07 |  | #REF! |  | 0 |  | 0.00038962 |  | 0 |  | #REF! |  | 1.3119e-06 |  | 6.3717e-05 |  | 0 |  | 7.4635e-07 |  | 0 |  | 0 |  | 0 |  | 0.00071147 |  | 0 |  | 0 |  | 0.00028331 |  | 0 |  | 0.0011141
| 0.00010037 |  | 0.18844 |  | 0.211 |  | 0.00030899 |  | 0.0029165 |  | 0 |  | 0 |  | 0 |  | 7.8557e-07 |  | #REF! |  | 0 |  | 0.00037834 |  | 0 |  | #REF! |  | 9.4301e-07 |  | -0.00013709 |  | 0 |  | 7.252e-07 |  | 0 |  | 0 |  | 0 |  | 0.00055384 |  | 0 |  | 5.3488e-07 |  | 0.00028092 |  | 0 |  | 0.0010958
| 0 |  | 0.18348 |  | 0.20799 |  | 0.00024755 |  | 0.0031563 |  | 0 |  | 0 |  | 0 |  | 7.1716e-07 |  | #REF! |  | 0 |  | 0.00040262 |  | 0 |  | #REF! |  | 9.4315e-07 |  | -8.3497e-06 |  | 0 |  | 6.7157e-07 |  | 0 |  | 0 |  | 0 |  | 0.00056105 |  | 0 |  | 2.9418e-06 |  | 0.00029053 |  | 0 |  | 0.0011761
| 2.3338e-05 |  | 0.17712 |  | 0.20375 |  | 0.00020445 |  | 0.0033075 |  | 0 |  | 0 |  | 0 |  | 6.3156e-07 |  | #REF! |  | 0 |  | 0.00041217 |  | 0 |  | #REF! |  | 7.5266e-07 |  | 0.00025146 |  | 0 |  | 5.708e-07 |  | 0 |  | 0 |  | 0 |  | 0.00076838 |  | 0 |  | 2.942e-06 |  | 0.00030015 |  | 0 |  | 0.0011991
| 4.8497e-05 |  | 0.17075 |  | 0.19879 |  | 0.00021629 |  | 0.003499 |  | 0 |  | 0 |  | 0 |  | 6.6706e-07 |  | #REF! |  | 0 |  | 0.00042007 |  | 0 |  | #REF! |  | 7.5266e-07 |  | 0.00017046 |  | 0 |  | 5.1975e-07 |  | 0 |  | 0 |  | 0 |  | 0.00078124 |  | 0 |  | 2.9422e-06 |  | 0.00029617 |  | 0 |  | 0.0011968
| 2.5159e-05 |  | 0.16453 |  | 0.19361 |  | 0.00022328 |  | 0.0037401 |  | 0 |  | 0 |  | 0 |  | 7.1025e-07 |  | #REF! |  | 0 |  | 0.00044544 |  | 0 |  | #REF! |  | 9.8914e-07 |  | -2.5032e-05 |  | 0 |  | 5.0786e-07 |  | 0 |  | 0 |  | 0 |  | 0.00074282 |  | 0 |  | 4.547e-06 |  | 0.00028736 |  | 0 |  | 0.0011487
| 2.0093e-05 |  | 0.15855 |  | 0.18919 |  | 0.00023682 |  | 0.0039631 |  | 0 |  | 0 |  | 0 |  | 6.6021e-07 |  | #REF! |  | 0 |  | 0.00043135 |  | 0 |  | #REF! |  | 9.8928e-07 |  | -0.00024078 |  | 0 |  | 5.4504e-07 |  | 0 |  | 0 |  | 0 |  | 0.00071725 |  | 0 |  | 4.547e-06 |  | 0.00028098 |  | 0 |  | 0.001136
| 2.0093e-05 |  | 0.15349 |  | 0.18557 |  | 0.00023287 |  | 0.0042978 |  | 0 |  | 0 |  | 0 |  | 5.5049e-07 |  | #REF! |  | 0 |  | 0.00035466 |  | 0 |  | #REF! |  | 5.5902e-07 |  | -0.00015474 |  | 0 |  | 5.7421e-07 |  | 0 |  | 0 |  | 0 |  | 0.00075252 |  | 0 |  | 2.4076e-06 |  | 0.00028179 |  | 0 |  | 0.0010788
| 0 |  | 0.14835 |  | 0.18156 |  | 0.00024642 |  | 0.0046309 |  | 0 |  | 0 |  | 0 |  | 4.9912e-07 |  | #REF! |  | 0 |  | 0.00035582 |  | 0 |  | #REF! |  | 5.5902e-07 |  | -0.00012278 |  | 0 |  | 5.9875e-07 |  | 0 |  | 0 |  | 0 |  | 0.00074131 |  | 0 |  | 8.0251e-07 |  | 0.00028179 |  | 0 |  | 0.0011463
| 0 |  | 0.14324 |  | 0.1772 |  | 0.00020415 |  | 0.0049909 |  | 0 |  | 0 |  | 0 |  | 5.3468e-07 |  | #REF! |  | 0 |  | 0.00035297 |  | 0 |  | #REF! |  | 1.1973e-06 |  | -0.00014423 |  | 0 |  | 6.1869e-07 |  | 0 |  | 0 |  | 0 |  | 0.0006669 |  | 0 |  | 1.3375e-06 |  | 0.00028021 |  | 0 |  | 0.0012244
| 2.3132e-05 |  | 0.1379 |  | 0.17214 |  | 0.0001489 |  | 0.0052722 |  | 0 |  | 0 |  | 0 |  | 6.0577e-07 |  | #REF! |  | 0 |  | 0.00032591 |  | 0 |  | #REF! |  | 1.1975e-06 |  | -0.00018547 |  | 0 |  | 6.0615e-07 |  | 0 |  | 0 |  | 0 |  | 0.00067415 |  | 0 |  | 2.9427e-06 |  | 0.00028743 |  | 0 |  | 0.0011865
| 2.3132e-05 |  | 0.13176 |  | 0.16594 |  | 0.0001489 |  | 0.0055395 |  | 0 |  | 0 |  | 0 |  | 6.3939e-07 |  | #REF! |  | 0 |  | 0.00043135 |  | 0 |  | #REF! |  | 1.4027e-06 |  | -0.00012636 |  | 0 |  | 5.7365e-07 |  | 0 |  | 0 |  | 0 |  | 0.00070382 |  | 0 |  | 2.9429e-06 |  | 0.00029546 |  | 0 |  | 0.0011421
| 4.8965e-06 |  | 0.12538 |  | 0.15967 |  | 0.00012634 |  | 0.005894 |  | 0 |  | 0 |  | 0 |  | 6.6984e-07 |  | #REF! |  | 0 |  | 0.00047927 |  | 0 |  | #REF! |  | 1.823e-06 |  | -0.00034932 |  | 0 |  | 5.4646e-07 |  | 0 |  | 0 |  | 0 |  | 0.00070221 |  | 0 |  | 1.3378e-06 |  | 0.00029546 |  | 0 |  | 0.001196
| 4.8965e-06 |  | 0.11934 |  | 0.15356 |  | 0.00011164 |  | 0.0063321 |  | 0 |  | 0 |  | 0 |  | 7.1176e-07 |  | #REF! |  | 0 |  | 0.00041499 |  | 0 |  | #REF! |  | 1.2167e-06 |  | -0.00035165 |  | 0 |  | 4.9544e-07 |  | 0 |  | 0 |  | 0 |  | 0.00076151 |  | 0 |  | 8.0266e-07 |  | 0.00028987 |  | 0 |  | 0.0012615
| 5.5552e-05 |  | 0.114 |  | 0.14793 |  | 0.00013758 |  | 0.0066631 |  | 0 |  | 0 |  | 0 |  | 6.7059e-07 |  | #REF! |  | 0 |  | 0.00042796 |  | 0 |  | #REF! |  | 7.967e-07 |  | -2.98e-05 |  | 0 |  | 4.663e-07 |  | 0 |  | 0 |  | 0 |  | 0.00080235 |  | 0 |  | 8.0266e-07 |  | 0.00028747 |  | 0 |  | 0.0012093
| 5.5552e-05 |  | 0.10916 |  | 0.14282 |  | 0.00016208 |  | 0.0069547 |  | 0 |  | 0 |  | 0 |  | 5.4307e-07 |  | #REF! |  | 0 |  | 0.00045672 |  | 0 |  | #REF! |  | 1.0442e-06 |  | 2.2758e-06 |  | 0 |  | 5.0212e-07 |  | 0 |  | 0 |  | 0 |  | 0.0008473 |  | 0 |  | 8.0271e-07 |  | 0.0002867 |  | 0 |  | 0.0010692
| 2.2119e-05 |  | 0.10466 |  | 0.13753 |  | 0.0001446 |  | 0.0074426 |  | 0 |  | 0 |  | 0 |  | 4.6313e-07 |  | #REF! |  | 0 |  | 0.00048096 |  | 0 |  | #REF! |  | 1.0442e-06 |  | 0.00016688 |  | 0 |  | 5.8702e-07 |  | 0 |  | 0 |  | 0 |  | 0.00068553 |  | 0 |  | 4.0138e-06 |  | 0.0002835 |  | 0 |  | 0.0012014
| 2.2119e-05 |  | 0.10035 |  | 0.13257 |  | 0.00012892 |  | 0.0079567 |  | 0 |  | 0 |  | 0 |  | 5.0759e-07 |  | #REF! |  | 0 |  | 0.0005007 |  | 0 |  | #REF! |  | 1.053e-06 |  | 5.6888e-06 |  | 0 |  | 6.9254e-07 |  | 0 |  | 0 |  | 0 |  | 0.00048451 |  | 0 |  | 4.0141e-06 |  | 0.0002811 |  | 0 |  | 0.0012201
| 8.1758e-05 |  | 0.096152 |  | 0.12793 |  | 0.00015147 |  | 0.0085062 |  | 0 |  | 0 |  | 0 |  | 5.5522e-07 |  | #REF! |  | 0 |  | 0.00047476 |  | 0 |  | #REF! |  | 1.053e-06 |  | -0.00019787 |  | 0 |  | 6.7536e-07 |  | 0 |  | 0 |  | 0 |  | 0.00056227 |  | 0 |  | 0 |  | 0.00028193 |  | 0 |  | 0.001102
| 8.1758e-05 |  | 0.091998 |  | 0.12312 |  | 0.00014265 |  | 0.0089872 |  | 0 |  | 0 |  | 0 |  | 5.5961e-07 |  | #REF! |  | 0 |  | 0.00043473 |  | 0 |  | #REF! |  | 5.3087e-07 |  | -2.2647e-05 |  | 0 |  | 5.7314e-07 |  | 0 |  | 0 |  | 0 |  | 0.00070323 |  | 0 |  | 0 |  | 0.00028193 |  | 0 |  | 0.001199
| 1.5028e-05 |  | 0.088043 |  | 0.11858 |  | 9.3599e-05 |  | 0.0094956 |  | 0 |  | 0 |  | 0 |  | 5.0958e-07 |  | #REF! |  | 0 |  | 0.00041894 |  | 0 |  | #REF! |  | 5.3102e-07 |  | 5.3478e-05 |  | 0 |  | 4.8832e-07 |  | 0 |  | 0 |  | 0 |  | 0.00066483 |  | 0 |  | 2.4086e-06 |  | 0.00028436 |  | 0 |  | 0.0011615
| 1.5028e-05 |  | 0.083931 |  | 0.11409 |  | 9.7519e-05 |  | 0.010128 |  | 0 |  | 0 |  | 0 |  | 4.5818e-07 |  | #REF! |  | 0 |  | 0.00046179 |  | 0 |  | #REF! |  | 1.6029e-06 |  | -7.9864e-05 |  | 0 |  | 5.0092e-07 |  | 0 |  | 0 |  | 0 |  | 0.00056631 |  | 0 |  | 2.4088e-06 |  | 0.00029477 |  | 0 |  | 0.0011424
| 1.7054e-05 |  | 0.080084 |  | 0.10962 |  | 0.00010767 |  | 0.010718 |  | 0 |  | 0 |  | 0 |  | 4.2581e-07 |  | #REF! |  | 0 |  | 0.00047589 |  | 0 |  | #REF! |  | 1.6031e-06 |  | -0.00031517 |  | 0 |  | 5.4538e-07 |  | 0 |  | 0 |  | 0 |  | 0.00074097 |  | 0 |  | 4.0146e-06 |  | 0.00029799 |  | 0 |  | 0.0012429
| 1.7054e-05 |  | 0.076939 |  | 0.10501 |  | 0.00010375 |  | 0.011468 |  | 0 |  | 0 |  | 0 |  | 3.9793e-07 |  | #REF! |  | 0 |  | 0.00046969 |  | 0 |  | #REF! |  | 1.1562e-06 |  | -0.00025866 |  | 0 |  | 5.3879e-07 |  | 0 |  | 0 |  | 0 |  | 0.00069696 |  | 0 |  | 4.5501e-06 |  | 0.0002916 |  | 0 |  | 0.0012253
| 0 |  | 0.073473 |  | 0.1006 |  | 0.00012123 |  | 0.012279 |  | 0 |  | 0 |  | 0 |  | 4.462e-07 |  | #REF! |  | 0 |  | 0.00039131 |  | 0 |  | #REF! |  | 1.1562e-06 |  | 2.0265e-05 |  | 0 |  | 5.8529e-07 |  | 0 |  | 0 |  | 0 |  | 0.00059125 |  | 0 |  | 1.3384e-06 |  | 0.0002804 |  | 0 |  | 0.001147
| 0 |  | 0.069941 |  | 0.09664 |  | 0.00012122 |  | 0.013063 |  | 0 |  | 0 |  | 0 |  | 4.6334e-07 |  | #REF! |  | 0 |  | 0.00040706 |  | 0 |  | #REF! |  | 4.6915e-07 |  | -8.9888e-05 |  | 0 |  | 6.5961e-07 |  | 0 |  | 0 |  | 0 |  | 0.00065294 |  | 0 |  | 8.0306e-07 |  | 0.00027479 |  | 0 |  | 0.0010241
| 7.8939e-05 |  | 0.066617 |  | 0.092369 |  | 0.0001201 |  | 0.013768 |  | 0 |  | 0 |  | 0 |  | 4.5318e-07 |  | #REF! |  | 0 |  | 0.00042458 |  | 0 |  | #REF! |  | 4.6922e-07 |  | -8.344e-05 |  | 0 |  | 6.8615e-07 |  | 0 |  | 0 |  | 0 |  | 0.00075072 |  | 0 |  | 8.0306e-07 |  | 0.00027161 |  | 0 |  | 0.0010617
| 7.8939e-05 |  | 0.063332 |  | 0.088582 |  | 0.0001201 |  | 0.014643 |  | 0 |  | 0 |  | 0 |  | 4.1831e-07 |  | #REF! |  | 0 |  | 0.00042176 |  | 0 |  | #REF! |  | 1.4233e-06 |  | 0.00022415 |  | 0 |  | 6.3976e-07 |  | 0 |  | 0 |  | 0 |  | 0.00076675 |  | 0 |  | 1.3384e-06 |  | 0.000266 |  | 0 |  | 0.0011855
| 1.8576e-06 |  | 0.060899 |  | 0.085389 |  | 7.4428e-05 |  | 0.015786 |  | 0 |  | 0 |  | 0 |  | 3.3709e-07 |  | #REF! |  | 0 |  | 0.00054186 |  | 0 |  | #REF! |  | 1.4233e-06 |  | 0.00028131 |  | 0 |  | 6.4446e-07 |  | 0 |  | 0 |  | 0 |  | 0.00072758 |  | 0 |  | 1.3385e-06 |  | 0.00027164 |  | 0 |  | 0.0011746
| 1.8576e-06 |  | 0.058244 |  | 0.08182 |  | 7.4428e-05 |  | 0.016791 |  | 0 |  | 0 |  | 0 |  | 3.0469e-07 |  | #REF! |  | 0 |  | 0.00051592 |  | 0 |  | #REF! |  | 9.4932e-07 |  | 4.172e-05 |  | 0 |  | 6.7095e-07 |  | 0 |  | 0 |  | 0 |  | 0.00064825 |  | 0 |  | 8.0316e-07 |  | 0.00028446 |  | 0 |  | 0.0012585
| 7.1609e-05 |  | 0.055353 |  | 0.078389 |  | 0.00016634 |  | 0.017808 |  | 0 |  | 0 |  | 0 |  | 2.8442e-07 |  | #REF! |  | 0 |  | 0.00041556 |  | 0 |  | #REF! |  | 9.4945e-07 |  | -1.1378e-05 |  | 0 |  | 6.631e-07 |  | 0 |  | 0 |  | 0 |  | 0.0005577 |  | 0 |  | 8.0321e-07 |  | 0.00029087 |  | 0 |  | 0.0011927
| 7.1609e-05 |  | 0.053037 |  | 0.075343 |  | 0.00016634 |  | 0.019024 |  | 0 |  | 0 |  | 0 |  | 3.149e-07 |  | #REF! |  | 0 |  | 0.00043473 |  | 0 |  | #REF! |  | 1.7406e-06 |  | 3.0991e-05 |  | 0 |  | 6.2925e-07 |  | 0 |  | 0 |  | 0 |  | 0.00061467 |  | 0 |  | 1.3387e-06 |  | 0.00029091 |  | 0 |  | 0.001094
| 8.0067e-05 |  | 0.050834 |  | 0.071999 |  | 9.5855e-05 |  | 0.020324 |  | 0 |  | 0 |  | 0 |  | 3.2379e-07 |  | #REF! |  | 0 |  | 0.00043304 |  | 0 |  | #REF! |  | 1.7406e-06 |  | 0.00035386 |  | 0 |  | 5.8146e-07 |  | 0 |  | 0 |  | 0 |  | 0.00075572 |  | 0 |  | 4.5516e-06 |  | 0.0002869 |  | 0 |  | 0.0011745
| 8.0067e-05 |  | 0.048658 |  | 0.068916 |  | 9.5854e-05 |  | 0.021581 |  | 0 |  | 0 |  | 0 |  | 2.9715e-07 |  | #REF! |  | 0 |  | 0.00039808 |  | 0 |  | #REF! |  | 1.0596e-06 |  | 0.00037072 |  | 0 |  | 6.3395e-07 |  | 0 |  | 0 |  | 0 |  | 0.00073012 |  | 0 |  | 4.0166e-06 |  | 0.00028852 |  | 0 |  | 0.0012026
| 1.8065e-05 |  | 0.046605 |  | 0.065983 |  | 0.00014377 |  | 0.022847 |  | 0 |  | 0 |  | 0 |  | 2.5653e-07 |  | #REF! |  | 0 |  | 0.00033039 |  | 0 |  | #REF! |  | 1.0598e-06 |  | -9.4175e-05 |  | 0 |  | 6.7119e-07 |  | 0 |  | 0 |  | 0 |  | 0.00062032 |  | 0 |  | 8.0326e-07 |  | 0.00029012 |  | 0 |  | 0.0011598
| 1.8067e-05 |  | 0.044513 |  | 0.063333 |  | 0.00014378 |  | 0.024377 |  | 0 |  | 0 |  | 0 |  | 2.4064e-07 |  | #REF! |  | 0 |  | 0.00044882 |  | 0 |  | #REF! |  | 1.4318e-06 |  | -0.00011038 |  | 0 |  | 6.7511e-07 |  | 0 |  | 0 |  | 0 |  | 0.00070933 |  | 0 |  | 1.3389e-06 |  | 0.00029014 |  | 0 |  | 0.0011027
| 3.8329e-05 |  | 0.042542 |  | 0.061201 |  | 5.864e-05 |  | 0.026115 |  | 0 |  | 0 |  | 0 |  | 2.6037e-07 |  | #REF! |  | 0 |  | 0.00056611 |  | 0 |  | #REF! |  | 1.432e-06 |  | -0.00017285 |  | 0 |  | 6.407e-07 |  | 0 |  | 0 |  | 0 |  | 0.00077991 |  | 0 |  | 5.3558e-07 |  | 0.00029016 |  | 0 |  | 0.0011826
| 3.8329e-05 |  | 0.041033 |  | 0.059009 |  | 5.864e-05 |  | 0.027924 |  | 0 |  | 0 |  | 0 |  | 2.5275e-07 |  | #REF! |  | 0 |  | 0.00053058 |  | 0 |  | #REF! |  | 1.192e-06 |  | -0.00023326 |  | 0 |  | 5.9622e-07 |  | 0 |  | 0 |  | 0 |  | 0.00067651 |  | 0 |  | 5.3561e-07 |  | 0.00028535 |  | 0 |  | 0.0011808
| 4.1369e-05 |  | 0.039416 |  | 0.056845 |  | 5.7513e-05 |  | 0.029803 |  | 0 |  | 0 |  | 0 |  | 2.4703e-07 |  | #REF! |  | 0 |  | 0.00053058 |  | 0 |  | #REF! |  | 1.1922e-06 |  | -0.00014781 |  | 0 |  | 5.8294e-07 |  | 0 |  | 0 |  | 0 |  | 0.00063411 |  | 0 |  | 2.9459e-06 |  | 0.00028218 |  | 0 |  | 0.0011603
| 4.1369e-05 |  | 0.03786 |  | 0.054408 |  | 5.7513e-05 |  | 0.031833 |  | 0 |  | 0 |  | 0 |  | 2.623e-07 |  | #REF! |  | 0 |  | 0.00046687 |  | 0 |  | #REF! |  | 1.3971e-06 |  | -4.0528e-05 |  | 0 |  | 5.3319e-07 |  | 0 |  | 0 |  | 0 |  | 0.0005836 |  | 0 |  | 2.946e-06 |  | 0.00028138 |  | 0 |  | 0.001071
| 6.879e-05 |  | 0.036582 |  | 0.052436 |  | 9.7546e-05 |  | 0.033894 |  | 0 |  | 0 |  | 0 |  | 2.6039e-07 |  | #REF! |  | 0 |  | 0.00047476 |  | 0 |  | #REF! |  | 1.3973e-06 |  | 0.00010809 |  | 0 |  | 5.405e-07 |  | 0 |  | 0 |  | 0 |  | 0.00061166 |  | 0 |  | 5.3564e-07 |  | 0.00028699 |  | 0 |  | 0.00096532
| 6.8784e-05 |  | 0.035097 |  | 0.050921 |  | 9.7537e-05 |  | 0.036075 |  | 0 |  | 0 |  | 0 |  | 2.2929e-07 |  | #REF! |  | 0 |  | 0.00050009 |  | 0 |  | #REF! |  | 1.5613e-06 |  | -6.1985e-05 |  | 0 |  | 6.0097e-07 |  | 0 |  | 0 |  | 0 |  | 0.00084259 |  | 0 |  | 5.3571e-07 |  | 0.00028701 |  | 0 |  | 0.00099799
| 2.3132e-05 |  | 0.033822 |  | 0.049187 |  | 9.7546e-05 |  | 0.038665 |  | 0 |  | 0 |  | 0 |  | 1.9437e-07 |  | #REF! |  | 0 |  | 0.00039751 |  | 0 |  | #REF! |  | 1.5613e-06 |  | -0.00029442 |  | 0 |  | 6.8803e-07 |  | 0 |  | 0 |  | 0 |  | 0.00089796 |  | 0 |  | 5.3568e-07 |  | 0.00028462 |  | 0 |  | 0.0010556
| 2.3132e-05 |  | 0.032407 |  | 0.047465 |  | 9.7546e-05 |  | 0.041217 |  | 0 |  | 0 |  | 0 |  | 1.9118e-07 |  | #REF! |  | 0 |  | 0.00036425 |  | 0 |  | #REF! |  | 1.6229e-06 |  | -7.9647e-05 |  | 0 |  | 6.8465e-07 |  | 0 |  | 0 |  | 0 |  | 0.00085632 |  | 0 |  | 5.3574e-07 |  | 0.00028063 |  | 0 |  | 0.0011011
| 8.2886e-05 |  | 0.031267 |  | 0.046022 |  | 7.2173e-05 |  | 0.04396 |  | 0 |  | 0 |  | 0 |  | 1.8804e-07 |  | #REF! |  | 0 |  | 0.00048435 |  | 0 |  | #REF! |  | 1.6231e-06 |  | -1.5496e-05 |  | 0 |  | 6.2233e-07 |  | 0 |  | 0 |  | 0 |  | 0.00082746 |  | 0 |  | 2.9466e-06 |  | 0.00028304 |  | 0 |  | 0.0010735
| 8.2886e-05 |  | 0.03053 |  | 0.044557 |  | 7.2173e-05 |  | 0.047075 |  | 0 |  | 0 |  | 0 |  | 1.423e-07 |  | #REF! |  | 0 |  | 0.00053227 |  | 0 |  | #REF! |  | 8.4291e-07 |  | -0.00012278 |  | 0 |  | 5.6986e-07 |  | 0 |  | 0 |  | 0 |  | 0.00078902 |  | 0 |  | 4.5538e-06 |  | 0.00028145 |  | 0 |  | 0.00099139
| 2.6172e-05 |  | 0.029671 |  | 0.043329 |  | 6.8226e-05 |  | 0.050037 |  | 0.0015443 |  | 0 |  | 0 |  | 1.1371e-07 |  | #REF! |  | 0 |  | 0.00052607 |  | 0 |  | #REF! |  | 8.4303e-07 |  | -0.0004995 |  | 0 |  | 5.2869e-07 |  | 0 |  | 0 |  | 0 |  | 0.00075699 |  | 0 |  | 2.9468e-06 |  | 0.00027746 |  | 0 |  | 0.00099596
| 2.6172e-05 |  | 0.028922 |  | 0.04212 |  | 6.8226e-05 |  | 0.053613 |  | 0.0048634 |  | 0 |  | 0.00051499 |  | 1.1055e-07 |  | #REF! |  | 0.0010662 |  | 0.0005131 |  | 0.00061089 |  | #REF! |  | 0.00062527 |  | -0.00060195 |  | 0.00046639 |  | 5.0548e-07 |  | 0.0004694 |  | 0 |  | 0 |  | 0.00081794 |  | 0 |  | 8.0371e-07 |  | 0.00027425 |  | 0 |  | 0.0010294
| 2.313e-05 |  | 0.027745 |  | 0.040586 |  | 6.4273e-05 |  | 0.05779 |  | 0.0053394 |  | 0 |  | 0.00051503 |  | 1.169e-07 |  | #REF! |  | 0.0012575 |  | 0.00044878 |  | 0.00061094 |  | #REF! |  | 0.00062527 |  | -0.00021961 |  | 0.00046642 |  | 4.9884e-07 |  | 0.00046943 |  | 0 |  | 0 |  | 0.0007402 |  | 0 |  | 8.0376e-07 |  | 0.00027427 |  | 0 |  | 0.0010445
| 2.3132e-05 |  | 0.02619 |  | 0.038976 |  | 6.4279e-05 |  | 0.060854 |  | 0.0052545 |  | 0 |  | 0.0004974 |  | 1.1119e-07 |  | #REF! |  | 0.0010903 |  | 0.0004601 |  | 0.00080298 |  | #REF! |  | 0.00044728 |  | 6.3171e-05 |  | 0.00016969 |  | 6.2111e-07 |  | 0.00037642 |  | 0 |  | 0 |  | 0.0006424 |  | 0 |  | 8.0376e-07 |  | 0.00027589 |  | 0 |  | 0.001121
| 2.8198e-05 |  | 0.025048 |  | 0.037191 |  | 5.6949e-05 |  | 0.063293 |  | 0.0051088 |  | 0 |  | 0.00049744 |  | 1.0484e-07 |  | #REF! |  | 0.00089909 |  | 0.00047927 |  | 0.00080303 |  | #REF! |  | 0.00044728 |  | -4.7683e-05 |  | 0.00016971 |  | 7.6062e-07 |  | 0.00037644 |  | 0 |  | 0 |  | 0.00068491 |  | 0 |  | 8.0376e-07 |  | 0.00026787 |  | 0 |  | 0.0010395
| 2.8198e-05 |  | 0.024448 |  | 0.036256 |  | 5.9889e-05 |  | 0.066347 |  | 0.0052258 |  | 0 |  | 0.00037141 |  | 1.0739e-07 |  | #REF! |  | 0.00097859 |  | 0.00049224 |  | 0.00082476 |  | #REF! |  | 0.00050872 |  | -0.00013427 |  | 0.00017464 |  | 8.2247e-07 |  | 0.000361 |  | 0 |  | 0 |  | 0.0007844 |  | 0 |  | 8.0381e-07 |  | 0.00026869 |  | 0 |  | 0.00097742
| 4.2382e-05 |  | 0.024065 |  | 0.03603 |  | 6.3836e-05 |  | 0.070398 |  | 0.0064674 |  | 0 |  | 0.00037144 |  | 1.1501e-07 |  | #REF! |  | 0.0010388 |  | 0.00051141 |  | 0.00082482 |  | #REF! |  | 0.00061234 |  | 0.00020264 |  | 0.00017465 |  | 7.8726e-07 |  | 0.00036102 |  | 0 |  | 0 |  | 0.00078044 |  | 0 |  | 8.0386e-07 |  | 0.00027271 |  | 0 |  | 0.0010054
| 4.2382e-05 |  | 0.023636 |  | 0.035621 |  | 6.0896e-05 |  | 0.075688 |  | 0.0067878 |  | 0 |  | 0.00041916 |  | 1.0803e-07 |  | #REF! |  | 0.0010269 |  | 0.0005272 |  | 0.00058542 |  | #REF! |  | 0.00044697 |  | 0.00013112 |  | 0.00021361 |  | 7.767e-07 |  | 0.00038757 |  | 0 |  | 0 |  | 0.00070268 |  | 0 |  | 1.3399e-06 |  | 0.00027915 |  | 0 |  | 0.00093124
| 3.3264e-05 |  | 0.023141 |  | 0.035083 |  | 7.7247e-05 |  | 0.081394 |  | 0.006956 |  | 0 |  | 0.00041919 |  | 7.8165e-08 |  | #REF! |  | 0.0011771 |  | 0.00056554 |  | 0.00058546 |  | #REF! |  | 0.00039654 |  | 9.1032e-06 |  | 0.00021363 |  | 7.4813e-07 |  | 0.00038759 |  | 0 |  | 0 |  | 0.00065696 |  | 0 |  | 1.3399e-06 |  | 0.00027995 |  | 0 |  | 0.0009172
| 3.3261e-05 |  | 0.022699 |  | 0.034377 |  | 7.7241e-05 |  | 0.086872 |  | 0.0072883 |  | 0 |  | 0.00050419 |  | 4.3853e-08 |  | #REF! |  | 0.00088836 |  | 0.00062131 |  | 0.00055734 |  | #REF! |  | 0.00028705 |  | 0.00013828 |  | 0.00046346 |  | 6.6912e-07 |  | 8.9172e-05 |  | 0 |  | 0 |  | 0.00062973 |  | 0 |  | 1.3399e-06 |  | 0.00027836 |  | 0 |  | 0.00078044
| 0.0001263 |  | 0.022276 |  | 0.033746 |  | 3.422e-05 |  | 0.092562 |  | 0.0070594 |  | 0 |  | 0.00050422 |  | 1.5889e-08 |  | #REF! |  | 0.00067807 |  | 0.00051761 |  | 0.00055737 |  | #REF! |  | 0.00023403 |  | 0.00011682 |  | 0.00046349 |  | 6.0733e-07 |  | 8.9178e-05 |  | 0 |  | 0 |  | 0.00071717 |  | 0 |  | 2.9481e-06 |  | 0.00027596 |  | 0 |  | 0.00082003
| 0.0001263 |  | 0.021853 |  | 0.033339 |  | 3.422e-05 |  | 0.098681 |  | 0.0072936 |  | 0 |  | 0.00042223 |  | 2.2246e-08 |  | #REF! |  | 0.00078265 |  | 0.00035635 |  | 0.00046594 |  | #REF! |  | 0.00052502 |  | -0.00016498 |  | 0.00035788 |  | 6.0738e-07 |  | 0.00048891 |  | 0 |  | 0 |  | 0.00072443 |  | 0 |  | 2.4119e-06 |  | 0.00027437 |  | 0 |  | 0.00097747
| 7.3864e-05 |  | 0.021263 |  | 0.032754 |  | 0.00011615 |  | 0.10475 |  | 0.0078438 |  | 0 |  | 0.00042226 |  | 2.6695e-08 |  | #REF! |  | 0.0007827 |  | 0.00048604 |  | 0.00046598 |  | #REF! |  | 0.00052517 |  | -0.00020145 |  | 0.0003579 |  | 7.2035e-07 |  | 0.00048894 |  | 0 |  | 0 |  | 0.0007686 |  | 0 |  | 0 |  | 0.00027519 |  | 0 |  | 0.0010187
| 7.3864e-05 |  | 0.020866 |  | 0.032113 |  | 0.00011615 |  | 0.11101 |  | 0.0082963 |  | 0 |  | 0.00037963 |  | 2.4791e-08 |  | #REF! |  | 0.00059643 |  | 0.00063659 |  | 0.00068805 |  | #REF! |  | 0.00018934 |  | 3.0993e-05 |  | 0.00010107 |  | 8.294e-07 |  | 0.00017357 |  | 0 |  | 0 |  | 0.00088339 |  | 0 |  | 5.3604e-07 |  | 0.00027842 |  | 0 |  | 0.00099421
| 3.9342e-05 |  | 0.020727 |  | 0.031643 |  | 8.7961e-05 |  | 0.1179 |  | 0.0084881 |  | 0 |  | 0.00037966 |  | 2.6062e-08 |  | #REF! |  | 0.00059647 |  | 0.00060783 |  | 0.00068809 |  | #REF! |  | 0.00018937 |  | -0.00012743 |  | 0.00010108 |  | 8.6795e-07 |  | 0.00017358 |  | 0 |  | 0 |  | 0.00088499 |  | 0 |  | 1.3402e-06 |  | 0.00027842 |  | 0 |  | 0.00092358
| 3.9342e-05 |  | 0.020411 |  | 0.031216 |  | 8.7961e-05 |  | 0.12543 |  | 0.0088956 |  | 0.0012928 |  | 0.00041837 |  | 2.9243e-08 |  | #REF! |  | 0.00071951 |  | 0.00057569 |  | 0.00099236 |  | #REF! |  | 0.0003019 |  | -0.00025151 |  | 0.00040384 |  | 7.7763e-07 |  | 0.00053077 |  | 0.00064977 |  | 0.00064977 |  | 0.00075907 |  | -0.00010968 |  | 8.0411e-07 |  | 0.00027522 |  | 0.00070815 |  | 0.00086795
| 4.3394e-05 |  | 0.020016 |  | 0.030729 |  | 6.3715e-05 |  | 0.13308 |  | 0.0092293 |  | 0.0017382 |  | 0.0004184 |  | 2.67e-08 |  | #REF! |  | 0.00071956 |  | 0.00039131 |  | 0.00099242 |  | #REF! |  | 0.0003019 |  | 2.3839e-05 |  | 0.00040387 |  | 6.6465e-07 |  | 0.00053081 |  | -0.00026922 |  | -0.00026922 |  | 0.00067245 |  | -7.4089e-05 |  | 8.0416e-07 |  | 0.00027283 |  | 0.00015353 |  | 0.0007971
| 4.3394e-05 |  | 0.019439 |  | 0.030376 |  | 6.3715e-05 |  | 0.13759 |  | 0.0094617 |  | 0.0017954 |  | 0.00026143 |  | 1.653e-08 |  | #REF! |  | 0.0004803 |  | 0.00036368 |  | 0.00051685 |  | #REF! |  | 0.00031723 |  | -6.5994e-05 |  | 0.00035899 |  | 6.0023e-07 |  | 0.00021893 |  | -0.00051145 |  | -0.00051145 |  | 0.00066122 |  | 0.0010193 |  | 8.0416e-07 |  | 0.00027685 |  | 0.0002487 |  | 0.0007605
| 8.9489e-06 |  | 0.01905 |  | 0.030215 |  | 9.5855e-05 |  | 0.13906 |  | 0.010119 |  | 0.001864 |  | 0.00026145 |  | 6.3577e-09 |  | #REF! |  | 0.00048034 |  | 0.00049055 |  | 0.00051688 |  | #REF! |  | 0.00031723 |  | -5.4831e-05 |  | 0.00035902 |  | 5.9425e-07 |  | 0.00021894 |  | -0.00010165 |  | -0.00010165 |  | 0.00067169 |  | 0.00031587 |  | 8.0421e-07 |  | 0.00028248 |  | 0.00055151 |  | 0.00074458
| 8.9489e-06 |  | 0.018975 |  | 0.030162 |  | 9.5855e-05 |  | 0.14368 |  | 0.010847 |  | 0.0020768 |  | 0.00050342 |  | 7.6299e-09 |  | #REF! |  | 0.00052321 |  | 0.00042514 |  | 0.00049652 |  | #REF! |  | 0.00027868 |  | 0.00011324 |  | 0.00023099 |  | 6.734e-07 |  | 0.00028469 |  | -7.5698e-05 |  | -7.5698e-05 |  | 0.00071984 |  | -0.0003236 |  | 8.0426e-07 |  | 0.00028489 |  | 0.00051366 |  | 0.0007506
| 2.4146e-05 |  | 0.018994 |  | 0.030152 |  | 1.7599e-05 |  | 0.1516 |  | 0.01186 |  | 0.002295 |  | 0.00050345 |  | 6.9941e-09 |  | #REF! |  | 0.00052324 |  | 0.00043755 |  | 0.00049655 |  | #REF! |  | 0.00027872 |  | -1.4791e-05 |  | 0.00023101 |  | 7.7445e-07 |  | 0.00028471 |  | -0.00016115 |  | -0.00016115 |  | 0.00062763 |  | -0.002098 |  | 2.4128e-06 |  | 0.00028492 |  | 0.00060675 |  | 0.00080469
| 2.4146e-05 |  | 0.019051 |  | 0.030176 |  | 1.7599e-05 |  | 0.15828 |  | 0.012677 |  | 0.0023933 |  | 0.00018564 |  | 5.0866e-09 |  | #REF! |  | 0.00076497 |  | 0.00050295 |  | 0.00051685 |  | #REF! |  | 0.00047446 |  | -0.00015496 |  | 0.00040714 |  | 8.4092e-07 |  | 0.00026783 |  | 0.00010383 |  | 0.00010383 |  | 0.0006469 |  | -0.00090945 |  | 2.9492e-06 |  | 0.0002793 |  | 0.00038829 |  | 0.0008313
| 8.4404e-07 |  | 0.018775 |  | 0.029835 |  | 6.146e-05 |  | 0.16242 |  | 0.013162 |  | 0.0025838 |  | 0.00018566 |  | 1.3991e-08 |  | #REF! |  | 0.00076502 |  | 0.000468 |  | 0.00051689 |  | #REF! |  | 0.00047445 |  | -0.00019787 |  | 0.00040717 |  | 8.3775e-07 |  | 0.00026785 |  | 0.00027041 |  | 0.00027041 |  | 0.00066857 |  | 0.0013751 |  | 2.9493e-06 |  | 0.00027369 |  | 0.00048304 |  | 0.00083457
| 8.4404e-07 |  | 0.018355 |  | 0.029243 |  | 6.146e-05 |  | 0.16352 |  | 0.013417 |  | 0.0026026 |  | 0.00027509 |  | 2.2892e-08 |  | #REF! |  | 0.00040632 |  | 0.00036086 |  | 0.00048953 |  | #REF! |  | 0.0002056 |  | 4.6653e-05 |  | 0.00020971 |  | 7.5191e-07 |  | 0.00022654 |  | -0.00016334 |  | -0.00016334 |  | 0.00057875 |  | -0.0006896 |  | 2.9493e-06 |  | 0.0002689 |  | 0.00033921 |  | 0.00080284
| 3.6303e-05 |  | 0.017947 |  | 0.028833 |  | 8.4014e-05 |  | 0.16709 |  | 0.014347 |  | 0.0028022 |  | 0.00027511 |  | 2.353e-08 |  | #REF! |  | 0.00040634 |  | 0.00034 |  | 0.00048957 |  | #REF! |  | 0.00020563 |  | 0.00034211 |  | 0.00020972 |  | 6.7485e-07 |  | 0.00022655 |  | -4.4356e-05 |  | -4.4356e-05 |  | 0.00067989 |  | -0.00084223 |  | 2.9495e-06 |  | 0.0002681 |  | 0.00023152 |  | 0.00080714
| 3.6303e-05 |  | 0.017532 |  | 0.028185 |  | 8.4014e-05 |  | 0.17093 |  | 0.015183 |  | 0.0028915 |  | 0.00026111 |  | 1.3356e-08 |  | #REF! |  | 0.00042809 |  | 0.00041048 |  | 0.00031285 |  | #REF! |  | 0.00018512 |  | 0.0001347 |  | 1.8123e-05 |  | 6.1972e-07 |  | 0.00023999 |  | 0.00011901 |  | 0.00011901 |  | 0.00069514 |  | 6.2013e-05 |  | 2.4133e-06 |  | 0.00027292 |  | 0.00014389 |  | 0.00077309
| 4.3394e-05 |  | 0.017081 |  | 0.027625 |  | 4.302e-05 |  | 0.17332 |  | 0.015746 |  | 0.0030226 |  | 0.00026113 |  | 2.544e-09 |  | #REF! |  | 0.00042812 |  | 0.00043755 |  | 0.00031625 |  | #REF! |  | 0.00018515 |  | 0.00010809 |  | 1.8124e-05 |  | 6.3635e-07 |  | 0.00024 |  | -0.00016662 |  | -0.00016662 |  | 0.00070165 |  | 0.00027839 |  | 8.0446e-07 |  | 0.00028098 |  | 0.00022763 |  | 0.0007775
| 4.3394e-05 |  | 0.016593 |  | 0.027194 |  | 4.302e-05 |  | 0.1772 |  | 0.016776 |  | 0.0031909 |  | 0.00035693 |  | 1.2721e-09 |  | #REF! |  | 0.00047974 |  | 0.00047758 |  | 9.4643e-05 |  | #REF! |  | 0.00031933 |  | 0.00018118 |  | 1.4106e-05 |  | 7.0556e-07 |  | 0.00026714 |  | -0.00028458 |  | -0.00028458 |  | 0.0006888 |  | 0.00076505 |  | 8.0446e-07 |  | 0.00028901 |  | 0.00020493 |  | 0.00070853
| 3.6303e-05 |  | 0.016098 |  | 0.026638 |  | 0.00016803 |  | 0.18287 |  | 0.01788 |  | 0.0033901 |  | 0.00035695 |  | 1.9082e-08 |  | #REF! |  | 0.00047977 |  | 0.00045052 |  | 9.1268e-05 |  | #REF! |  | 0.00031937 |  | -0.00024794 |  | 1.4107e-05 |  | 7.8935e-07 |  | 0.00026716 |  | -0.00016557 |  | -0.00016557 |  | 0.0006479 |  | 0.00066962 |  | 2.4137e-06 |  | 0.00028983 |  | 0.00014609 |  | 0.00065234
| 3.6303e-05 |  | 0.015755 |  | 0.026218 |  | 0.00016803 |  | 0.18846 |  | 0.019077 |  | 0.0036879 |  | 0.00028269 |  | 3.8163e-08 |  | #REF! |  | 0.00044484 |  | 0.00039921 |  | 0.00029065 |  | #REF! |  | 0.00035726 |  | -0.0002708 |  | 0.00025486 |  | 8.4189e-07 |  | 0.00031274 |  | -0.00025756 |  | -0.00025756 |  | 0.00066235 |  | 2.1862e-05 |  | 2.4136e-06 |  | 0.00028341 |  | 0.00027596 |  | 0.00070867
| 5.0486e-05 |  | 0.015519 |  | 0.025935 |  | 9.4727e-05 |  | 0.19435 |  | 0.02034 |  | 0.0039189 |  | 0.00028271 |  | 3.8167e-08 |  | #REF! |  | 0.00044487 |  | 0.00049675 |  | 0.00029067 |  | #REF! |  | 0.00035731 |  | -0.0001049 |  | 0.00025488 |  | 8.1403e-07 |  | 0.00031277 |  | -0.00024027 |  | -0.00024027 |  | 0.00071458 |  | 0.00016885 |  | 8.0461e-07 |  | 0.00027299 |  | -7.035e-05 |  | 0.00070072
| 5.0486e-05 |  | 0.015342 |  | 0.02548 |  | 9.4727e-05 |  | 0.19952 |  | 0.021515 |  | 0.0041827 |  | 0.0004549 |  | 1.9085e-08 |  | #REF! |  | 0.00043638 |  | 0.00058471 |  | 0.00046288 |  | #REF! |  | 0.00029605 |  | 5.9594e-05 |  | 7.5941e-05 |  | 7.1832e-07 |  | 0.00010488 |  | -0.00031821 |  | -0.00031821 |  | 0.00072587 |  | -0.00014849 |  | 1.341e-06 |  | 0.00026016 |  | -0.00017967 |  | 0.00065627
| 0 |  | 0.014898 |  | 0.025001 |  | 9.6982e-05 |  | 0.20286 |  | 0.023216 |  | 0.0045901 |  | 0.00045493 |  | 3.1808e-09 |  | #REF! |  | 0.00043641 |  | 0.00054299 |  | 0.00055008 |  | #REF! |  | 0.00040486 |  | 9.7847e-05 |  | 7.5946e-05 |  | 6.3917e-07 |  | 0.00010489 |  | -8.6596e-05 |  | -8.6596e-05 |  | 0.00067769 |  | -0.0015803 |  | 1.341e-06 |  | 0.00025855 |  | 0.00010933 |  | 0.00064868
| 0 |  | 0.01427 |  | 0.024527 |  | 9.6982e-05 |  | 0.20704 |  | 0.024403 |  | 0.0048099 |  | 0.00020691 |  | 6.3616e-09 |  | #REF! |  | 0.00061848 |  | 0.00060557 |  | 0.00032382 |  | #REF! |  | 0.00045126 |  | 0.00018118 |  | 0.00016776 |  | 6.1656e-07 |  | 0.00039101 |  | -8.4435e-05 |  | -8.4435e-05 |  | 0.00070584 |  | -0.00020745 |  | 1.3411e-06 |  | 0.00026499 |  | 0.00017428 |  | 0.00062502
| 4.8969e-06 |  | 0.013797 |  | 0.023563 |  | 0.00014943 |  | 0.20985 |  | 0.025146 |  | 0.0049094 |  | 0.00020693 |  | 8.9071e-09 |  | #REF! |  | 0.00062161 |  | 0.00054022 |  | 0.00023666 |  | #REF! |  | 0.00034254 |  | 0.00026343 |  | 0.00016777 |  | 6.5054e-07 |  | 0.00039104 |  | -0.00014399 |  | -0.00014399 |  | 0.00076531 |  | 0.00050269 |  | 5.3648e-07 |  | 0.00027063 |  | 0.00019379 |  | 0.00064461
| 4.8965e-06 |  | 0.013369 |  | 0.022985 |  | 0.00014942 |  | 0.21098 |  | 0.026316 |  | 0.0052754 |  | 0.00011817 |  | 8.2716e-09 |  | #REF! |  | 0.00044104 |  | 0.00043924 |  | 0.0003929 |  | #REF! |  | 0.0002116 |  | -6.258e-05 |  | 5.2179e-05 |  | 7.0315e-07 |  | 0.00032803 |  | -5.6298e-05 |  | -5.6298e-05 |  | 0.00079668 |  | -0.0011874 |  | 0 |  | 0.00026663 |  | 0.00033887 |  | 0.00061258
| 0 |  | 0.013191 |  | 0.022726 |  | 4.4975e-05 |  | 0.21159 |  | 0.027696 |  | 0.0056688 |  | 0.00011817 |  | 1.1453e-08 |  | #REF! |  | 0.00043798 |  | 0.00054299 |  | 0.00039292 |  | #REF! |  | 0.0002116 |  | -0.0001943 |  | 5.2183e-05 |  | 7.1246e-07 |  | 0.00032805 |  | -0.00017757 |  | -0.00017757 |  | 0.00071717 |  | -0.00093093 |  | 8.0476e-07 |  | 0.00026583 |  | -3.7896e-05 |  | 0.00061577
| 0 |  | 0.012868 |  | 0.022049 |  | 4.4975e-05 |  | 0.21274 |  | 0.029156 |  | 0.0060244 |  | 0.00047576 |  | 1.5907e-08 |  | #REF! |  | 0.00046329 |  | 0.00051761 |  | 0.00046895 |  | #REF! |  | 0.00035233 |  | -0.00011205 |  | 0.00010864 |  | 7.6302e-07 |  | 0.00038785 |  | -0.00011369 |  | -0.00011369 |  | 0.00070436 |  | -0.00025247 |  | 8.0481e-07 |  | 0.00027709 |  | -9.9618e-05 |  | 0.00064089
| 4.2382e-05 |  | 0.012524 |  | 0.021656 |  | 9.1908e-05 |  | 0.21479 |  | 0.030726 |  | 0.0063763 |  | 0.00047579 |  | 5.8606e-07 |  | #REF! |  | 0.00046332 |  | 0.00054017 |  | 0.00046898 |  | #REF! |  | 0.00035238 |  | 5.2448e-05 |  | 0.00010865 |  | 8.5623e-07 |  | 0.00038787 |  | 2.599e-05 |  | 2.599e-05 |  | 0.00077343 |  | -0.00039678 |  | 2.4145e-06 |  | 0.0002803 |  | -0.00092805 |  | 0.00061953
| 4.2385e-05 |  | 0.012264 |  | 0.021373 |  | 9.1916e-05 |  | 0.21386 |  | 0.031955 |  | 0.0065462 |  | 0.0002386 |  | 1.1512e-06 |  | #REF! |  | 0.00032708 |  | 0.00052894 |  | 0.00025266 |  | #REF! |  | 0.00025366 |  | 0.00038117 |  | 0.00020567 |  | 9.2284e-07 |  | 0.0003196 |  | -0.00014079 |  | -0.00014079 |  | 0.0007285 |  | -0.0004702 |  | 4.5609e-06 |  | 0.0002763 |  | 4.2237e-05 |  | 0.00056468
| 2.6172e-05 |  | 0.012037 |  | 0.020888 |  | 9.7546e-05 |  | 0.20998 |  | 0.033207 |  | 0.0069201 |  | 0.00023861 |  | 4.7385e-06 |  | #REF! |  | 0.0003271 |  | 0.0005131 |  | 0.00025268 |  | #REF! |  | 0.00025366 |  | 0.00056024 |  | 0.00020569 |  | 8.889e-07 |  | 0.00031962 |  | -0.00023286 |  | -0.00023286 |  | 0.00068678 |  | -0.00014551 |  | 6.1706e-06 |  | 0.0002715 |  | 0.0014755 |  | 0.00051552
| 2.6172e-05 |  | 0.011809 |  | 0.020474 |  | 9.7546e-05 |  | 0.20734 |  | 0.034687 |  | 0.0072242 |  | 0.00012964 |  | 7.7607e-06 |  | #REF! |  | 0.00040391 |  | 0.0005148 |  | 2.472e-05 |  | #REF! |  | 0.0001492 |  | 0.00010609 |  | 0 |  | 7.9975e-07 |  | 0.0001075 |  | -0.00023828 |  | -0.00023828 |  | 0.00078804 |  | -0.00040774 |  | 4.5612e-06 |  | 0.00027152 |  | 0.00041954 |  | 0.00057216
| 2.5161e-05 |  | 0.01149 |  | 0.020083 |  | 9.8683e-05 |  | 0.20604 |  | 0.035572 |  | 0.0073861 |  | 0.00012964 |  | 1.7736e-05 |  | #REF! |  | 0.00040394 |  | 0.00043138 |  | 2.4722e-05 |  | #REF! |  | 0.0001492 |  | -7.9646e-06 |  | 0 |  | 7.1332e-07 |  | 0.00010751 |  | 3.4377e-05 |  | 3.4377e-05 |  | 0.00086435 |  | -0.00065906 |  | 1.3416e-06 |  | 0.00026911 |  | 4.3328e-05 |  | 0.00062278
| 2.5159e-05 |  | 0.01109 |  | 0.019521 |  | 9.8674e-05 |  | 0.20112 |  | 0.037049 |  | 0.007743 |  | 0.00026823 |  | 2.7785e-05 |  | #REF! |  | 0.00037575 |  | 0.00048096 |  | 0.00048597 |  | #REF! |  | 0.00024442 |  | -7.2709e-05 |  | 7.6939e-05 |  | 6.8537e-07 |  | 0.00012025 |  | 0.00019688 |  | 0.00019688 |  | 0.00092546 |  | -9.8896e-05 |  | 8.0496e-07 |  | 0.0002635 |  | 0.00029466 |  | 0.00060902
| 2.9211e-05 |  | 0.010574 |  | 0.019055 |  | 1.5644e-05 |  | 0.195 |  | 0.039283 |  | 0.0082551 |  | 0.00026825 |  | 6.5778e-05 |  | #REF! |  | 0.00037577 |  | 0.00053058 |  | 0.00048601 |  | #REF! |  | 0.00024442 |  | -0.00036952 |  | 7.6944e-05 |  | 6.8543e-07 |  | 0.00012026 |  | 7.1501e-05 |  | 7.1501e-05 |  | 0.00076158 |  | -0.00034035 |  | 8.0496e-07 |  | 0.00026511 |  | 0.00050592 |  | 0.00064359
| 2.9214e-05 |  | 0.010286 |  | 0.018802 |  | 1.5645e-05 |  | 0.19206 |  | 0.041487 |  | 0.0088712 |  | 0.00030804 |  | 0.00011237 |  | #REF! |  | 0.0005134 |  | 0.00053514 |  | 0.00041484 |  | #REF! |  | 0.00034687 |  | -0.00019912 |  | 0.0002067 |  | 7.4865e-07 |  | 0.00027069 |  | -3.9002e-05 |  | -3.9002e-05 |  | 0.00060496 |  | -0.00092787 |  | 1.3418e-06 |  | 0.00026994 |  | 0.00017226 |  | 0.00066935
| 6.146e-05 |  | 0.010067 |  | 0.018481 |  | 1.1733e-05 |  | 0.19127 |  | 0.043155 |  | 0.0093382 |  | 0.00030806 |  | 0.00017731 |  | #REF! |  | 0.00051344 |  | 0.00057062 |  | 0.00041487 |  | #REF! |  | 0.00047484 |  | -0.00020861 |  | 0.00020672 |  | 8.1194e-07 |  | 0.00027071 |  | 1.1919e-05 |  | 1.1919e-05 |  | 0.00064999 |  | 0.00011331 |  | 5.3671e-07 |  | 0.00027799 |  | 8.668e-06 |  | 0.00068871
| 6.146e-05 |  | 0.0097244 |  | 0.018058 |  | 1.1733e-05 |  | 0.18778 |  | 0.044506 |  | 0.0096971 |  | 0.00024222 |  | 0.00022791 |  | #REF! |  | 0.0003746 |  | 0.00057231 |  | 0.0003257 |  | #REF! |  | 0.00043878 |  | -0.00039456 |  | 0.00022157 |  | 8.2732e-07 |  | 0.00021167 |  | 5.2013e-05 |  | 5.2013e-05 |  | 0.000781 |  | 0.0010697 |  | 0 |  | 0.0002756 |  | 0.00029907 |  | 0.00067547
| 3.124e-05 |  | 0.0095927 |  | 0.017489 |  | 6.654e-05 |  | 0.1831 |  | 0.046069 |  | 0.01021 |  | 0.00024223 |  | 0.00027392 |  | #REF! |  | 0.00037463 |  | 0.0005498 |  | 0.00032572 |  | #REF! |  | 0.00031079 |  | -0.00025866 |  | 0.00022159 |  | 8.4455e-07 |  | 0.00021168 |  | -0.00014413 |  | -0.00014413 |  | 0.000781 |  | 0.00081352 |  | 8.0511e-07 |  | 0.00027399 |  | 0.00043346 |  | 0.00059487
| 3.1237e-05 |  | 0.0093135 |  | 0.016959 |  | 6.6534e-05 |  | 0.17928 |  | 0.048183 |  | 0.010793 |  | 0.00032124 |  | 0.00031603 |  | #REF! |  | 0.00048064 |  | 0.000574 |  | 0.00024299 |  | #REF! |  | 0.00015832 |  | 2.617e-05 |  | 0.00018014 |  | 8.2207e-07 |  | 0.00025418 |  | -4.2266e-05 |  | -4.2266e-05 |  | 0.00065007 |  | 0.00031299 |  | 8.0516e-07 |  | 0.00027642 |  | 0.00040099 |  | 0.00056434
| 0 |  | 0.0088634 |  | 0.016511 |  | 8.2329e-05 |  | 0.17411 |  | 0.050501 |  | 0.011403 |  | 0.00032126 |  | 0.00036374 |  | #REF! |  | 0.00048068 |  | 0.00052781 |  | 0.00024301 |  | #REF! |  | 0.00015832 |  | 0.00015615 |  | 0.00018015 |  | 7.9204e-07 |  | 0.0002542 |  | 9.3207e-05 |  | 9.3207e-05 |  | 0.00063565 |  | -2.9414e-06 |  | 8.0521e-07 |  | 0.00027724 |  | 0.00046211 |  | 0.00058257
| 0 |  | 0.0085071 |  | 0.016111 |  | 8.2322e-05 |  | 0.1696 |  | 0.052894 |  | 0.011932 |  | 0.0002366 |  | 0.00041099 |  | #REF! |  | 0.0003937 |  | 0.00057907 |  | 0.00019022 |  | #REF! |  | 0.00020214 |  | 7.0328e-05 |  | 0.00019406 |  | 7.2228e-07 |  | 0.00014924 |  | -7.1537e-05 |  | -7.1537e-05 |  | 0.00049823 |  | -0.00061085 |  | 8.0516e-07 |  | 0.00027805 |  | 9.9044e-05 |  | 0.00057094
| 7.0487e-05 |  | 0.0081316 |  | 0.015762 |  | 7.8946e-05 |  | 0.16527 |  | 0.055568 |  | 0.012611 |  | 0.00023661 |  | 0.00045756 |  | #REF! |  | 0.00039372 |  | 0.00066709 |  | 0.00019023 |  | #REF! |  | 0.00020217 |  | 3.2997e-05 |  | 0.00019408 |  | 6.5433e-07 |  | 0.00014925 |  | -0.00027858 |  | -0.00027858 |  | 0.00043477 |  | -0.00048476 |  | 0 |  | 0.00027806 |  | 0.00010704 |  | 0.00055657
| 7.0481e-05 |  | 0.0080283 |  | 0.015638 |  | 7.8939e-05 |  | 0.16145 |  | 0.058624 |  | 0.013625 |  | 0.00041878 |  | 0.00050994 |  | #REF! |  | 0.00047811 |  | 0.00047645 |  | 0.00047887 |  | #REF! |  | 0.00038881 |  | -5.1256e-05 |  | 0.00032081 |  | 6.3114e-07 |  | 0.00022343 |  | -0.0001973 |  | -0.0001973 |  | 0.00053362 |  | -0.00019129 |  | 5.3684e-07 |  | 0.00028288 |  | 0.00035855 |  | 0.00057545
| 4.5425e-05 |  | 0.007847 |  | 0.015288 |  | 9.1916e-05 |  | 0.1593 |  | 0.061892 |  | 0.014655 |  | 0.0004188 |  | 0.0005747 |  | #REF! |  | 0.00049212 |  | 0.0004748 |  | 0.0004789 |  | #REF! |  | 0.00038881 |  | -0.00010132 |  | 0.00032083 |  | 6.9499e-07 |  | 0.00022345 |  | 3.9028e-05 |  | 3.9028e-05 |  | 0.00061885 |  | 7.8355e-05 |  | 5.3688e-07 |  | 0.0002829 |  | 0.00042459 |  | 0.00053416
| 4.5425e-05 |  | 0.0075646 |  | 0.014788 |  | 9.1916e-05 |  | 0.15734 |  | 0.065473 |  | 0.015688 |  | 0.00035381 |  | 0.00063905 |  | #REF! |  | 0.00049656 |  | 0.00060619 |  | 0.00031831 |  | #REF! |  | 0.00026788 |  | -0.00019072 |  | 0.00015527 |  | 7.4771e-07 |  | 0.00024758 |  | 6.6136e-05 |  | 6.6136e-05 |  | 0.00080455 |  | -0.00036138 |  | 5.3688e-07 |  | 0.00027247 |  | 9.3948e-05 |  | 0.00050055
| 7.0481e-05 |  | 0.0073613 |  | 0.01454 |  | 6.146e-05 |  | 0.15476 |  | 0.069258 |  | 0.016761 |  | 0.00035383 |  | 0.00071858 |  | #REF! |  | 0.0004826 |  | 0.00058358 |  | 0.00031833 |  | #REF! |  | 0.00026792 |  | -2.5028e-05 |  | 0.00015528 |  | 6.9572e-07 |  | 0.0002476 |  | -3.6865e-05 |  | -3.6865e-05 |  | 0.00080862 |  | -0.0003505 |  | 2.953e-06 |  | 0.00026525 |  | -8.2403e-05 |  | 0.00055753
| 7.0488e-05 |  | 0.0072304 |  | 0.014227 |  | 6.1465e-05 |  | 0.15168 |  | 0.072293 |  | 0.017626 |  | 0.00030823 |  | 0.00080457 |  | #REF! |  | 0.00021846 |  | 0.0006045 |  | 0.00030332 |  | #REF! |  | 0.0002024 |  | 0.00031349 |  | 0.00017837 |  | 6.3658e-07 |  | 0.00018512 |  | -0.00038815 |  | -0.00038815 |  | 0.00069529 |  | 0.00017611 |  | 2.4163e-06 |  | 0.00026606 |  | 0.0002353 |  | 0.00058592
| 0 |  | 0.0071587 |  | 0.013893 |  | 3.2268e-05 |  | 0.14684 |  | 0.075539 |  | 0.018524 |  | 0.00030825 |  | 0.00088239 |  | #REF! |  | 0.00021848 |  | 0.00064115 |  | 0.00030334 |  | #REF! |  | 0.00020237 |  | 0.00010251 |  | 0.00017838 |  | 5.999e-07 |  | 0.00018513 |  | -0.00039467 |  | -0.00039467 |  | 0.00076607 |  | -0.00040881 |  | 2.4163e-06 |  | 0.00027009 |  | 0.00047015 |  | 0.0005995
| 0 |  | 0.0069225 |  | 0.013536 |  | 3.2265e-05 |  | 0.14223 |  | 0.078728 |  | 0.019417 |  | 0.00029655 |  | 0.00094331 |  | #REF! |  | 0.00039792 |  | 0.00062813 |  | 0.00031904 |  | #REF! |  | 0.00013459 |  | -6.258e-05 |  | 3.6143e-05 |  | 6.3591e-07 |  | 0.00023362 |  | -0.00021834 |  | -0.00021834 |  | 0.00081998 |  | -0.00020898 |  | 2.9534e-06 |  | 0.0002685 |  | 0.00023702 |  | 0.00058806
| 8.4411e-07 |  | 0.0065886 |  | 0.013258 |  | 7.4435e-05 |  | 0.13786 |  | 0.081275 |  | 0.02022 |  | 0.00029657 |  | 0.0010071 |  | #REF! |  | 0.00039795 |  | 0.00053401 |  | 0.00031906 |  | #REF! |  | 0.00013459 |  | -0.0001335 |  | 3.6145e-05 |  | 6.1066e-07 |  | 0.00023363 |  | -0.0001934 |  | -0.0001934 |  | 0.00093172 |  | -0.00045962 |  | 1.3424e-06 |  | 0.00026689 |  | 0.00016892 |  | 0.0005675
| 8.4411e-07 |  | 0.0063236 |  | 0.012957 |  | 7.4435e-05 |  | 0.13155 |  | 0.084434 |  | 0.021122 |  | 0.00028776 |  | 0.0010901 |  | #REF! |  | 0.00035685 |  | 0.00046353 |  | 0.00027261 |  | #REF! |  | 0.00026671 |  | 0.00011323 |  | 0.00021437 |  | 6.5728e-07 |  | 0.00017925 |  | -0.00021541 |  | -0.00021541 |  | 0.00087068 |  | 0.00021281 |  | 1.3425e-06 |  | 0.00027013 |  | 0.00028065 |  | 0.00060437
| 5.7518e-05 |  | 0.0061655 |  | 0.012687 |  | 8.2893e-05 |  | 0.12601 |  | 0.087104 |  | 0.021962 |  | 0.00028778 |  | 0.0011664 |  | #REF! |  | 0.00035687 |  | 0.00050525 |  | 0.00027262 |  | #REF! |  | 0.00026675 |  | -1.5502e-05 |  | 0.00021438 |  | 8.0185e-07 |  | 0.00017927 |  | -0.00029245 |  | -0.00029245 |  | 0.00063271 |  | 0.00060371 |  | 1.3425e-06 |  | 0.00027254 |  | 0.0001638 |  | 0.0006038
| 5.7513e-05 |  | 0.0059793 |  | 0.012405 |  | 8.2886e-05 |  | 0.12111 |  | 0.089498 |  | 0.022914 |  | 0.00033065 |  | 0.001229 |  | #REF! |  | 0.00032906 |  | 0.00058358 |  | 0.00033877 |  | #REF! |  | 0.00024662 |  | -0.00013426 |  | 0.00018352 |  | 9.3639e-07 |  | 0.00018705 |  | -6.0749e-05 |  | -6.0749e-05 |  | 0.00062314 |  | -0.00038406 |  | 8.0556e-07 |  | 0.00027177 |  | 0.00030808 |  | 0.0006003
| 5.8646e-05 |  | 0.0057607 |  | 0.012073 |  | 6.4285e-05 |  | 0.11575 |  | 0.092232 |  | 0.024133 |  | 0.00033067 |  | 0.0012949 |  | #REF! |  | 0.00032908 |  | 0.0006107 |  | 0.0003388 |  | #REF! |  | 0.00024662 |  | 1.6688e-05 |  | 0.00018353 |  | 9.7967e-07 |  | 0.00018706 |  | 8.5703e-05 |  | 8.5703e-05 |  | 0.00070435 |  | -1.2693e-05 |  | 0 |  | 0.00026694 |  | 0.00036407 |  | 0.00059423
| 5.8646e-05 |  | 0.005704 |  | 0.011811 |  | 6.4285e-05 |  | 0.11138 |  | 0.09466 |  | 0.025501 |  | 0.0002109 |  | 0.0013684 |  | #REF! |  | 0.00025787 |  | 0.00060281 |  | 0.00031076 |  | #REF! |  | 0.00023342 |  | -0.0002229 |  | 8.0215e-05 |  | 9.5845e-07 |  | 0.00019977 |  | -3.5803e-05 |  | -3.5803e-05 |  | 0.0006561 |  | -2.8294e-05 |  | 0 |  | 0.00026534 |  | 0.00040208 |  | 0.00054475
| 4.7451e-05 |  | 0.0055413 |  | 0.011561 |  | 5.1824e-05 |  | 0.10729 |  | 0.096791 |  | 0.026703 |  | 0.00021092 |  | 0.0014601 |  | #REF! |  | 0.00025789 |  | 0.00055939 |  | 0.00031078 |  | #REF! |  | 0.00023339 |  | -4.7669e-06 |  | 8.022e-05 |  | 9.3522e-07 |  | 0.00019978 |  | -0.00015299 |  | -0.00015299 |  | 0.0007052 |  | -0.00048925 |  | 2.417e-06 |  | 0.00026696 |  | -0.00072156 |  | 0.00056602
| 4.7451e-05 |  | 0.0052662 |  | 0.011184 |  | 5.1824e-05 |  | 0.10299 |  | 0.098951 |  | 0.027705 |  | 0.00014775 |  | 0.0015688 |  | #REF! |  | 0.00037942 |  | 0.00049849 |  | 0.00028238 |  | #REF! |  | 0.000119 |  | 7.3958e-05 |  | 0.00014799 |  | 8.4329e-07 |  | 7.7219e-05 |  | -0.00016494 |  | -0.00016494 |  | 0.00073901 |  | -0.00016719 |  | 2.4172e-06 |  | 0.000271 |  | -5.317e-05 |  | 0.00058832
| 7.8946e-05 |  | 0.0051526 |  | 0.010834 |  | 9.0788e-05 |  | 0.098316 |  | 0.1016 |  | 0.02886 |  | 0.00014776 |  | 0.0016848 |  | #REF! |  | 0.00037944 |  | 0.00054022 |  | 0.0002824 |  | #REF! |  | 0.00011902 |  | -0.00018 |  | 0.000148 |  | 7.94e-07 |  | 7.7224e-05 |  | 7.5961e-06 |  | 7.5961e-06 |  | 0.00071815 |  | -0.00036736 |  | 0 |  | 0.00027664 |  | 0.0011572 |  | 0.00059361
| 0.00013872 |  | 0.0049762 |  | 0.010567 |  | 9.0788e-05 |  | 0.09431 |  | 0.10394 |  | 0.029968 |  | 0.00035827 |  | 0.0017993 |  | #REF! |  | 0.00031971 |  | 0.00068119 |  | 0.00028067 |  | #REF! |  | 0.00019433 |  | -6.5567e-05 |  | 0.00017341 |  | 8.3937e-07 |  | 0.00025697 |  | 0.00019209 |  | 0.00019209 |  | 0.00072298 |  | -0.00046943 |  | 0 |  | 0.00027906 |  | 0.00024789 |  | 0.00060885
| 5.9773e-05 |  | 0.0046937 |  | 0.010271 |  | 7.7254e-05 |  | 0.089776 |  | 0.10658 |  | 0.031116 |  | 0.00035829 |  | 0.0019041 |  | #REF! |  | 0.00031973 |  | 0.00064115 |  | 0.00028068 |  | #REF! |  | 0.00019433 |  | 0.00038144 |  | 0.00017342 |  | 9.6669e-07 |  | 0.00025699 |  | 2.3878e-05 |  | 2.3878e-05 |  | 0.00064662 |  | -0.00018837 |  | 8.0576e-07 |  | 0.0002847 |  | 0.00038964 |  | 0.00061085
| 0 |  | 0.0045132 |  | 0.010084 |  | 7.7254e-05 |  | 0.08542 |  | 0.10822 |  | 0.032292 |  | 0.00023633 |  | 0.0020298 |  | #REF! |  | 0.00024008 |  | 0.00061691 |  | 0.00026297 |  | #REF! |  | 0.00017224 |  | 0.00035386 |  | 0.00017754 |  | 1.036e-06 |  | 0.00013469 |  | -0.00025922 |  | -0.00025922 |  | 0.00052199 |  | 5.3028e-05 |  | 8.0581e-07 |  | 0.00028874 |  | 0.00061217 |  | 0.00060622
| 4.7451e-05 |  | 0.0045492 |  | 0.0099104 |  | 4.4979e-05 |  | 0.081896 |  | 0.10988 |  | 0.033671 |  | 0.00023635 |  | 0.0021669 |  | #REF! |  | 0.0002401 |  | 0.00067781 |  | 0.00026299 |  | #REF! |  | 0.00017227 |  | -4.0528e-05 |  | 0.00017756 |  | 1.064e-06 |  | 0.0001347 |  | -0.00020387 |  | -0.00020387 |  | 0.00052038 |  | -0.0001421 |  | 2.4175e-06 |  | 0.00028553 |  | 0.00049978 |  | 0.0006266
| 6.8769e-05 |  | 0.0045293 |  | 0.0097247 |  | 4.4983e-05 |  | 0.078422 |  | 0.11315 |  | 0.035305 |  | 0.00037972 |  | 0.0023071 |  | #REF! |  | 0.00044572 |  | 0.00055493 |  | 0.00052404 |  | #REF! |  | 0.00027822 |  | 5.9594e-05 |  | 0 |  | 1.0261e-06 |  | 0.00022602 |  | -0.00017729 |  | -0.00017729 |  | 0.0007215 |  | -0.000373 |  | 2.4176e-06 |  | 0.0002775 |  | 0.00035762 |  | 0.00059862
| 6.8763e-05 |  | 0.0042635 |  | 0.0094621 |  | 5.1824e-05 |  | 0.075014 |  | 0.11709 |  | 0.037028 |  | 0.00037975 |  | 0.002418 |  | #REF! |  | 0.00044575 |  | 0.00054022 |  | 0.00052408 |  | #REF! |  | 0.0002783 |  | 6.6745e-05 |  | 0 |  | 9.268e-07 |  | 0.00022604 |  | -0.00014148 |  | -0.00014148 |  | 0.00079228 |  | 0.00051764 |  | 8.0591e-07 |  | 0.00027107 |  | 0.00032197 |  | 0.00056505
| 4.7451e-05 |  | 0.0040098 |  | 0.0092304 |  | 5.1824e-05 |  | 0.072161 |  | 0.12168 |  | 0.038832 |  | 0.00032167 |  | 0.0025144 |  | #REF! |  | 0.00031228 |  | 0.00059097 |  | 0.00025132 |  | #REF! |  | 0.0002653 |  | 4.6653e-05 |  | 0.00010936 |  | 8.4759e-07 |  | 0.00017447 |  | 0.00013571 |  | 0.00013571 |  | 0.00077951 |  | 0.0009879 |  | 1.3432e-06 |  | 0.0002703 |  | 0.00014067 |  | 0.00057931
| 6.9236e-06 |  | 0.0039077 |  | 0.0090237 |  | 1.2711e-05 |  | 0.069942 |  | 0.12602 |  | 0.04087 |  | 0.00032169 |  | 0.0025602 |  | #REF! |  | 0.0003123 |  | 0.00060563 |  | 0.00025134 |  | #REF! |  | 0.00026538 |  | 0.00038144 |  | 0.00010937 |  | 8.2567e-07 |  | 0.00017448 |  | 4.1259e-05 |  | 4.1259e-05 |  | 0.00080606 |  | 0.0010681 |  | 2.9552e-06 |  | 0.0002703 |  | 0.00015663 |  | 0.00058116
| 6.9236e-06 |  | 0.0037923 |  | 0.0087742 |  | 1.2711e-05 |  | 0.067413 |  | 0.13033 |  | 0.043265 |  | 0.00019977 |  | 0.0026026 |  | #REF! |  | 0.00026683 |  | 0.00066033 |  | 0.000277 |  | #REF! |  | 0.00013268 |  | 5.2434e-05 |  | 0.00023075 |  | 8.7691e-07 |  | 8.1229e-05 |  | -0.00032187 |  | -0.00032187 |  | 0.00080204 |  | 0.0004578 |  | 4.5674e-06 |  | 0.0002719 |  | 0.0002761 |  | 0.00062375
| 4.5429e-05 |  | 0.0036645 |  | 0.0086714 |  | 9.1924e-05 |  | 0.065106 |  | 0.13418 |  | 0.045463 |  | 0.00019978 |  | 0.0025923 |  | #REF! |  | 0.00026684 |  | 0.000657 |  | 0.00037931 |  | #REF! |  | 0.00018952 |  | -0.00040529 |  | 0.00023077 |  | 9.717e-07 |  | 8.1234e-05 |  | -0.0002578 |  | -0.0002578 |  | 0.00074577 |  | -0.0005102 |  | 4.5674e-06 |  | 0.00027112 |  | 0.00026648 |  | 0.00067754
| 4.5425e-05 |  | 0.0035526 |  | 0.0084581 |  | 9.1916e-05 |  | 0.063144 |  | 0.13801 |  | 0.047529 |  | 0.00029659 |  | 0.0026057 |  | #REF! |  | 0.00033473 |  | 0.00070995 |  | 0.00036261 |  | #REF! |  | 0.00029394 |  | -8.6479e-05 |  | 3.932e-05 |  | 1.0456e-06 |  | 0.00016012 |  | -0.00012489 |  | -0.00012489 |  | 0.00067582 |  | -0.00043129 |  | 2.4181e-06 |  | 0.00026711 |  | 0.00052931 |  | 0.00068703
| 4.1376e-05 |  | 0.0034098 |  | 0.0081245 |  | 5.4762e-05 |  | 0.06075 |  | 0.14346 |  | 0.049927 |  | 0.00029661 |  | 0.0026027 |  | #REF! |  | 0.00033476 |  | 0.00071678 |  | 0.00026034 |  | #REF! |  | 0.00023718 |  | 0.00025628 |  | 3.9322e-05 |  | 1.0984e-06 |  | 0.00016013 |  | -0.00024763 |  | -0.00024763 |  | 0.00069437 |  | -0.00067409 |  | 0 |  | 0.0002615 |  | 0.00039208 |  | 0.00070632
| 4.1372e-05 |  | 0.0033334 |  | 0.0078747 |  | 5.4757e-05 |  | 0.059163 |  | 0.1485 |  | 0.052459 |  | 0.00022291 |  | 0.0026321 |  | #REF! |  | 0.00034802 |  | 0.00073758 |  | 0.00028339 |  | #REF! |  | 0.00023665 |  | 0.00027059 |  | 0.00032127 |  | 1.0317e-06 |  | 0.00011921 |  | -0.00032861 |  | -0.00032861 |  | 0.00067104 |  | -0.00071505 |  | 0 |  | 0.00026471 |  | 0.00040405 |  | 0.00069844
| 5.2517e-05 |  | 0.0031905 |  | 0.0076556 |  | 1.2711e-05 |  | 0.057467 |  | 0.1522 |  | 0.055098 |  | 0.00022292 |  | 0.0026547 |  | #REF! |  | 0.0003761 |  | 0.00076803 |  | 0.00028341 |  | #REF! |  | 0.00023665 |  | 0.00026344 |  | 0.00032129 |  | 9.6187e-07 |  | 0.00011922 |  | -9.9438e-05 |  | -9.9438e-05 |  | 0.00073625 |  | -0.00013855 |  | 8.0616e-07 |  | 0.00027197 |  | 0.00058829 |  | 0.00065708
| 5.2522e-05 |  | 0.003146 |  | 0.007592 |  | 1.2713e-05 |  | 0.055173 |  | 0.15774 |  | 0.057875 |  | 0.0003428 |  | 0.0026904 |  | #REF! |  | 0.00048273 |  | 0.00061753 |  | 0.00032853 |  | #REF! |  | 0.00020904 |  | 3.9824e-05 |  | 0.0001702 |  | 8.8247e-07 |  | 0.00010029 |  | 7.4955e-05 |  | 7.4955e-05 |  | 0.00073706 |  | 0.00040638 |  | 8.0616e-07 |  | 0.00027439 |  | 0.00046122 |  | 0.00068094
| 4.1376e-05 |  | 0.0030726 |  | 0.0074307 |  | 1.4669e-05 |  | 0.052921 |  | 0.16289 |  | 0.060896 |  | 0.00034282 |  | 0.00277 |  | #REF! |  | 0.0004547 |  | 0.00055154 |  | 0.00032855 |  | #REF! |  | 0.00020904 |  | -0.00011562 |  | 0.00017021 |  | 7.693e-07 |  | 0.00010029 |  | -9.4517e-05 |  | -9.4517e-05 |  | 0.00063334 |  | 0.00037424 |  | 0 |  | 0.00027281 |  | 0.00051053 |  | 0.00070033
| 4.1372e-05 |  | 0.0028799 |  | 0.0071748 |  | 1.4667e-05 |  | 0.051058 |  | 0.16593 |  | 0.063867 |  | 0.00027955 |  | 0.0028198 |  | #REF! |  | 0.00026693 |  | 0.00054473 |  | 0.00031879 |  | #REF! |  | 0.00021031 |  | -3.6952e-05 |  | 0 |  | 7.2924e-07 |  | 0.00026549 |  | -1.4124e-05 |  | -1.4124e-05 |  | 0.0005826 |  | -0.00022646 |  | 0 |  | 0.0002736 |  | 0.00050404 |  | 0.00072407
| 2.7189e-05 |  | 0.0028045 |  | 0.0071128 |  | 6.5418e-05 |  | 0.049781 |  | 0.16946 |  | 0.066846 |  | 0.00027957 |  | 0.0028724 |  | #REF! |  | 0.00026694 |  | 0.00060568 |  | 0.00031882 |  | #REF! |  | 0.00021034 |  | -0.00015496 |  | 0 |  | 7.373e-07 |  | 0.00026551 |  | -0.00023034 |  | -0.00023034 |  | 0.00074605 |  | -0.0001149 |  | 2.4187e-06 |  | 0.00027524 |  | 0.000326 |  | 0.00073571
| 2.7187e-05 |  | 0.0027384 |  | 0.0070566 |  | 6.5412e-05 |  | 0.048158 |  | 0.17383 |  | 0.070084 |  | 0.00031894 |  | 0.002814 |  | #REF! |  | 0.00047136 |  | 0.00064115 |  | 0.00023639 |  | #REF! |  | 0.00011858 |  | 0.00011152 |  | 9.725e-05 |  | 8.6137e-07 |  | 0.00024407 |  | -0.00041401 |  | -0.00041401 |  | 0.00082814 |  | 0.00045667 |  | 4.5691e-06 |  | 0.00027041 |  | 0.00033908 |  | 0.00073745
| 7.6697e-05 |  | 0.0027208 |  | 0.0069634 |  | 6.7674e-05 |  | 0.046512 |  | 0.17882 |  | 0.073485 |  | 0.00031896 |  | 0.00276 |  | #REF! |  | 0.00047139 |  | 0.00068294 |  | 0.00023641 |  | #REF! |  | 0.0001186 |  | 0.00012397 |  | 9.7256e-05 |  | 9.3471e-07 |  | 0.00024409 |  | -0.00012605 |  | -0.00012605 |  | 0.00068654 |  | 0.00014868 |  | 2.9565e-06 |  | 0.00027365 |  | 0.00040887 |  | 0.0007519
| 7.6697e-05 |  | 0.0026081 |  | 0.0068478 |  | 6.7674e-05 |  | 0.0454 |  | 0.18285 |  | 0.076879 |  | 0.00016357 |  | 0.0026782 |  | #REF! |  | 0.00042833 |  | 0.00071791 |  | 0.00030967 |  | #REF! |  | 0.00016718 |  | -0.00017999 |  | 8.4125e-05 |  | 9.2879e-07 |  | 0.00025191 |  | 5.108e-05 |  | 5.108e-05 |  | 0.00067527 |  | -0.0002747 |  | 1.3439e-06 |  | 0.00027928 |  | 0.00038175 |  | 0.00074724
| 7.0494e-05 |  | 0.0025054 |  | 0.0066474 |  | 4.7917e-05 |  | 0.043865 |  | 0.18538 |  | 0.080387 |  | 0.00016358 |  | 0.0026219 |  | #REF! |  | 0.00042836 |  | 0.00055944 |  | 0.00030969 |  | #REF! |  | 0.00016716 |  | -2.9801e-05 |  | 8.4131e-05 |  | 9.3946e-07 |  | 0.00025192 |  | -4.0212e-05 |  | -4.0212e-05 |  | 0.00073572 |  | -0.00014909 |  | 1.3439e-06 |  | 0.00028334 |  | 0.00027061 |  | 0.00072572
| 7.0488e-05 |  | 0.0024974 |  | 0.0065784 |  | 4.7913e-05 |  | 0.041819 |  | 0.18822 |  | 0.084067 |  | 0.00026932 |  | 0.0025843 |  | #REF! |  | 0.00029746 |  | 0.0006045 |  | 0.00025847 |  | #REF! |  | 0.000351 |  | 0.0002105 |  | 0.00016377 |  | 9.3812e-07 |  | 0.00016593 |  | -0.00016521 |  | -0.00016521 |  | 0.00068175 |  | 0.00048727 |  | 1.344e-06 |  | 0.0002785 |  | 0.00023151 |  | 0.00071334
| 3.1243e-05 |  | 0.0025371 |  | 0.0065426 |  | 9.6999e-05 |  | 0.040722 |  | 0.19106 |  | 0.087567 |  | 0.00026933 |  | 0.0026079 |  | #REF! |  | 0.00029748 |  | 0.00068125 |  | 0.00027403 |  | #REF! |  | 0.00035095 |  | 2.7416e-05 |  | 0.00016378 |  | 9.382e-07 |  | 0.00016594 |  | -2.9349e-05 |  | -2.9349e-05 |  | 0.00056752 |  | 0.00081551 |  | 1.344e-06 |  | 0.0002737 |  | 0.00028418 |  | 0.00077328
| 3.1243e-05 |  | 0.002382 |  | 0.0063399 |  | 9.6999e-05 |  | 0.039813 |  | 0.19384 |  | 0.091035 |  | 0.00032994 |  | 0.0026884 |  | #REF! |  | 0.00046403 |  | 0.00068407 |  | 0.00026454 |  | #REF! |  | 0.00029384 |  | -0.00013351 |  | 0.00022223 |  | 8.9894e-07 |  | 0.00017609 |  | 2.8263e-05 |  | 2.8263e-05 |  | 0.00058846 |  | 0.0003925 |  | 1.3441e-06 |  | 0.0002729 |  | 0.00058422 |  | 0.00080096
| 0.00012351 |  | 0.002183 |  | 0.006204 |  | 2.5425e-05 |  | 0.038005 |  | 0.19645 |  | 0.09447 |  | 0.00032996 |  | 0.0028313 |  | #REF! |  | 0.00046406 |  | 0.00081378 |  | 0.00024902 |  | #REF! |  | 0.0002938 |  | -3.3375e-05 |  | 0.00022225 |  | 8.6493e-07 |  | 0.0001761 |  | -8.5885e-05 |  | -8.5885e-05 |  | 0.00058447 |  | 0.0005052 |  | 4.5703e-06 |  | 0.00026728 |  | -0.0002283 |  | 0.00079591
| 0.00012351 |  | 0.0021408 |  | 0.0061247 |  | 2.5425e-05 |  | 0.035701 |  | 0.19847 |  | 0.098244 |  | 0.00027521 |  | 0.0029651 |  | #REF! |  | 0.00042251 |  | 0.00075964 |  | 0.00021106 |  | #REF! |  | 0.00024442 |  | -0.00023721 |  | 6.8777e-05 |  | 8.7627e-07 |  | 0.00024464 |  | -0.00020548 |  | -0.00020548 |  | 0.00053777 |  | -0.00026504 |  | 4.5703e-06 |  | 0.00026486 |  | 0.00070342 |  | 0.00082602
| 6.9242e-06 |  | 0.0020575 |  | 0.0058371 |  | 4.6939e-05 |  | 0.034311 |  | 0.20083 |  | 0.10221 |  | 0.00027523 |  | 0.0032143 |  | #REF! |  | 0.00042254 |  | 0.00071001 |  | 0.00021107 |  | #REF! |  | 0.00024445 |  | -0.00018546 |  | 6.8782e-05 |  | 9.1303e-07 |  | 0.00024466 |  | -9.3508e-05 |  | -9.3508e-05 |  | 0.00062959 |  | -0.0011222 |  | 2.9574e-06 |  | 0.00026407 |  | 0.001672 |  | 0.00084159
| 6.9242e-06 |  | 0.0020299 |  | 0.0056938 |  | 4.6939e-05 |  | 0.033121 |  | 0.20275 |  | 0.10586 |  | 0.00033113 |  | 0.0034982 |  | #REF! |  | 0.00027363 |  | 0.00075457 |  | 0.00022937 |  | #REF! |  | 0.00024944 |  | -0.00014066 |  | 0.00010398 |  | 9.2511e-07 |  | 0.00032896 |  | -0.00011427 |  | -0.00011427 |  | 0.00076731 |  | -0.00098939 |  | 2.9574e-06 |  | 0.00026731 |  | 0.00074453 |  | 0.00085194
| 6.1471e-05 |  | 0.0019076 |  | 0.0057574 |  | 7.6133e-05 |  | 0.031715 |  | 0.20193 |  | 0.10983 |  | 0.00033115 |  | 0.0037493 |  | #REF! |  | 0.00027365 |  | 0.00075005 |  | 0.00022938 |  | #REF! |  | 0.00024944 |  | -0.00029085 |  | 0.00010398 |  | 9.2044e-07 |  | 0.00032898 |  | -0.0002513 |  | -0.0002513 |  | 0.00078583 |  | -0.00039431 |  | 1.3444e-06 |  | 0.00027134 |  | 0.00079493 |  | 0.00084188
| 6.1476e-05 |  | 0.0017397 |  | 0.005648 |  | 7.614e-05 |  | 0.030658 |  | 0.20188 |  | 0.1143 |  | 0.0002139 |  | 0.0039419 |  | #REF! |  | 0.00031932 |  | 0.00076309 |  | 0.00023097 |  | #REF! |  | 0.00022678 |  | 0.00016688 |  | 0.00013289 |  | 8.991e-07 |  | 0.00017354 |  | -0.0002349 |  | -0.0002349 |  | 0.00077062 |  | -3.6229e-05 |  | 1.3444e-06 |  | 0.00027298 |  | 0.00058834 |  | 0.00079367
| 0 |  | 0.0017896 |  | 0.0055039 |  | 6.5418e-05 |  | 0.029817 |  | 0.20487 |  | 0.11874 |  | 0.00021391 |  | 0.0040174 |  | #REF! |  | 0.00031934 |  | 0.00079179 |  | 0.00023098 |  | #REF! |  | 0.00022681 |  | 0.00016954 |  | 0.0001329 |  | 9.0852e-07 |  | 0.00017355 |  | -0.00031975 |  | -0.00031975 |  | 0.00070213 |  | -0.00032399 |  | 5.3778e-07 |  | 0.00026813 |  | 0.00075262 |  | 0.00082196
| 0 |  | 0.0019322 |  | 0.0054545 |  | 6.5418e-05 |  | 0.028773 |  | 0.20725 |  | 0.12315 |  | 0.00019384 |  | 0.0041017 |  | #REF! |  | 0.00022927 |  | 0.00079799 |  | 0.00017807 |  | #REF! |  | 0.0001726 |  | 1.3119e-05 |  | 9.8306e-05 |  | 9.2252e-07 |  | 0.00019728 |  | -0.00020339 |  | -0.00020339 |  | 0.00063941 |  | -2.6361e-05 |  | 5.3781e-07 |  | 0.00026253 |  | 0.00086686 |  | 0.00088693
| 9.5872e-05 |  | 0.0018792 |  | 0.0054298 |  | 0.00011617 |  | 0.027404 |  | 0.20895 |  | 0.12764 |  | 0.00019385 |  | 0.0041493 |  | #REF! |  | 0.00022928 |  | 0.00073539 |  | 0.00017808 |  | #REF! |  | 0.0001726 |  | 0.00022052 |  | 9.8313e-05 |  | 8.9792e-07 |  | 0.00019729 |  | -0.00023495 |  | -0.00023495 |  | 0.00066276 |  | 0.00061121 |  | 1.3445e-06 |  | 0.00026172 |  | 0.00068093 |  | 0.00087258
| 9.588e-05 |  | 0.0017964 |  | 0.0054394 |  | 0.00011618 |  | 0.026817 |  | 0.20997 |  | 0.13222 |  | 0.00022304 |  | 0.0043835 |  | #REF! |  | 0.00034469 |  | 0.00074504 |  | 0.00022236 |  | #REF! |  | 0.00025179 |  | -0.00026581 |  | 0.00020009 |  | 9.1593e-07 |  | 0.00021461 |  | 6.6356e-05 |  | 6.6356e-05 |  | 0.0009728 |  | 0.00040331 |  | 1.3446e-06 |  | 0.00027219 |  | 0.00076037 |  | 0.00084618
| 1.4017e-05 |  | 0.00176 |  | 0.005429 |  | 4.1072e-05 |  | 0.026319 |  | 0.21204 |  | 0.13725 |  | 0.00022305 |  | 0.0047428 |  | #REF! |  | 0.00034471 |  | 0.00077205 |  | 0.00022238 |  | #REF! |  | 0.00025179 |  | -0.00053044 |  | 0.0002001 |  | 1.0027e-06 |  | 0.00021462 |  | 0.00042563 |  | 0.00042563 |  | 0.00099547 |  | 0.00042409 |  | 5.3788e-07 |  | 0.00028108 |  | 0.00080613 |  | 0.00088719
| 1.4018e-05 |  | 0.001724 |  | 0.0052546 |  | 4.1075e-05 |  | 0.025577 |  | 0.21451 |  | 0.1416 |  | 0.00024605 |  | 0.0051011 |  | #REF! |  | 0.00017137 |  | 0.00076422 |  | 0.00027428 |  | #REF! |  | 0.00028298 |  | -0.00021619 |  | 3.9261e-05 |  | 1.0841e-06 |  | 0.00016197 |  | 4.922e-05 |  | 4.922e-05 |  | 0.00075466 |  | 0.00016959 |  | 5.3788e-07 |  | 0.00028028 |  | 0.00059402 |  | 0.00090197
| 6.993e-05 |  | 0.0016938 |  | 0.0048784 |  | 7.4441e-05 |  | 0.024479 |  | 0.21486 |  | 0.14532 |  | 0.00027733 |  | 0.0053044 |  | #REF! |  | 0.00017138 |  | 0.00075795 |  | 0.0002743 |  | #REF! |  | 0.00028298 |  | -7.2712e-05 |  | 3.9264e-05 |  | 1.0769e-06 |  | 0.00016198 |  | 0.00010384 |  | 0.00010384 |  | 0.00080782 |  | -0.00046533 |  | 5.3788e-07 |  | 0.00027625 |  | 0.00052997 |  | 0.00087658
| 6.9936e-05 |  | 0.0016033 |  | 0.0046954 |  | 7.4448e-05 |  | 0.023467 |  | 0.21443 |  | 0.14868 |  | 0.00031818 |  | 0.0053636 |  | #REF! |  | 0.00032256 |  | 0.00079524 |  | 0.00021821 |  | #REF! |  | 0.00015372 |  | -4.7669e-06 |  | 0.00011494 |  | 1.0315e-06 |  | 0.0001394 |  | 6.2501e-05 |  | 6.2501e-05 |  | 0.00091988 |  | -0.00010138 |  | 5.3791e-07 |  | 0.00027145 |  | 0.00065295 |  | 0.00088347
| 1.807e-05 |  | 0.0015351 |  | 0.0048853 |  | 0.00010941 |  | 0.022426 |  | 0.21392 |  | 0.15284 |  | 0.00035515 |  | 0.0053533 |  | #REF! |  | 0.00032842 |  | 0.00091811 |  | 0.00021822 |  | #REF! |  | 0.00018627 |  | 2.3842e-06 |  | 0.00011495 |  | 9.6956e-07 |  | 0.00013941 |  | -0.00023723 |  | -0.00023723 |  | 0.00086188 |  | 0.00093567 |  | 2.9587e-06 |  | 0.00027226 |  | 0.00085424 |  | 0.00095036
| 1.8072e-05 |  | 0.0015376 |  | 0.0048299 |  | 0.00010942 |  | 0.02171 |  | 0.21304 |  | 0.15733 |  | 0.00029513 |  | 0.005302 |  | #REF! |  | 0.00031248 |  | 0.0008381 |  | 0.00022403 |  | #REF! |  | 0.00021179 |  | 2.3842e-06 |  | 0.00011458 |  | 9.7089e-07 |  | 0.0001805 |  | -4.353e-05 |  | -4.353e-05 |  | 0.00080711 |  | 0.0012404 |  | 2.4209e-06 |  | 0.00027145 |  | 0.0010055 |  | 0.00097652
| 0 |  | 0.0015671 |  | 0.0046265 |  | 4.6943e-05 |  | 0.021249 |  | 0.21206 |  | 0.16144 |  | 0.00022693 |  | 0.0052479 |  | #REF! |  | 0.00030665 |  | 0.00079016 |  | 0.00022404 |  | #REF! |  | 0.00020401 |  | 0.00014223 |  | 0.00011459 |  | 9.2685e-07 |  | 0.00018051 |  | 0.00014584 |  | 0.00014584 |  | 0.00069523 |  | 0.0002734 |  | 0 |  | 0.00027149 |  | 0.00083803 |  | 0.00097908
| 0 |  | 0.0014387 |  | 0.0044752 |  | 4.6943e-05 |  | 0.020213 |  | 0.21332 |  | 0.16649 |  | 0.0003834 |  | 0.0051998 |  | #REF! |  | 0.00022062 |  | 0.00083134 |  | 0.00025154 |  | #REF! |  | 0.00019637 |  | 0.00033496 |  | 0.00012796 |  | 8.3558e-07 |  | 0.00012429 |  | -4.3536e-05 |  | -4.3536e-05 |  | 0.00054378 |  | -0.00010259 |  | 0 |  | 0.00027793 |  | 0.00054093 |  | 0.0010038
| 6.7674e-05 |  | 0.0014241 |  | 0.0044288 |  | 6.5418e-05 |  | 0.019258 |  | 0.21628 |  | 0.1722 |  | 0.00038342 |  | 0.0052443 |  | #REF! |  | 0.00022064 |  | 0.00090965 |  | 0.00025156 |  | #REF! |  | 0.00017162 |  | 0.00020265 |  | 0.00012797 |  | 8.4018e-07 |  | 0.0001243 |  | -0.00023512 |  | -0.00023512 |  | 0.00065576 |  | -0.00017723 |  | 8.0701e-07 |  | 0.00028115 |  | 0.00081529 |  | 0.00098618
| 6.768e-05 |  | 0.0015745 |  | 0.0043897 |  | 6.5424e-05 |  | 0.018562 |  | 0.21743 |  | 0.17626 |  | 0.0003028 |  | 0.0053143 |  | #REF! |  | 0.00028901 |  | 0.00092778 |  | 0.00014677 |  | #REF! |  | 0.00018222 |  | -2.2647e-05 |  | 6.7612e-05 |  | 9.397e-07 |  | 8.8776e-05 |  | -0.00027004 |  | -0.00027004 |  | 0.00073636 |  | -4.306e-05 |  | 1.3451e-06 |  | 0.00028681 |  | 0.0010189 |  | 0.00098393
| 0 |  | 0.0014848 |  | 0.0043535 |  | 4.4009e-05 |  | 0.018205 |  | 0.21732 |  | 0.17924 |  | 0.00034216 |  | 0.0054322 |  | #REF! |  | 0.00028903 |  | 0.00085728 |  | 0.00028834 |  | #REF! |  | 0.00018222 |  | 4.8872e-05 |  | 6.7617e-05 |  | 1.0599e-06 |  | 8.8782e-05 |  | -0.00014052 |  | -0.00014052 |  | 0.0007066 |  | 5.8016e-05 |  | 1.3451e-06 |  | 0.00029247 |  | 0.00095692 |  | 0.0010726
| 0 |  | 0.0013595 |  | 0.0043256 |  | 4.4009e-05 |  | 0.017799 |  | 0.21605 |  | 0.18278 |  | 0.00041629 |  | 0.0055245 |  | #REF! |  | 0.00023835 |  | 0.00086969 |  | 0.00034454 |  | #REF! |  | 0.0002663 |  | 8.7612e-05 |  | 0.00010707 |  | 1.0199e-06 |  | 0.00015644 |  | -7.6209e-06 |  | -7.6209e-06 |  | 0.00088633 |  | -0.00013577 |  | 8.0711e-07 |  | 0.00029732 |  | 0.0011529 |  | 0.0010944
| 9.024e-05 |  | 0.0013858 |  | 0.0043821 |  | 8.9112e-05 |  | 0.017122 |  | 0.21545 |  | 0.18733 |  | 0.00037697 |  | 0.0056197 |  | #REF! |  | 0.00023837 |  | 0.00091481 |  | 0.0002586 |  | #REF! |  | 0.00028664 |  | 0.00012754 |  | 0.00010708 |  | 9.4645e-07 |  | 0.00015645 |  | 3.593e-05 |  | 3.593e-05 |  | 0.00090647 |  | 0.00050816 |  | 2.4214e-06 |  | 0.00028926 |  | 0.0012695 |  | 0.0010788
| 9.024e-05 |  | 0.0013486 |  | 0.0044247 |  | 8.9112e-05 |  | 0.016741 |  | 0.21584 |  | 0.19231 |  | 0.00038688 |  | 0.005757 |  | #REF! |  | 0.00033665 |  | 0.0009165 |  | 0.00025396 |  | #REF! |  | 0.00024995 |  | 3.4568e-05 |  | 0.00029934 |  | 8.9914e-07 |  | 0.00017606 |  | 8.7108e-05 |  | 8.7108e-05 |  | 0.00078727 |  | 0.00010384 |  | 2.4217e-06 |  | 0.00027317 |  | 0.0011999 |  | 0.0011288
| 1.8581e-06 |  | 0.0013095 |  | 0.0042281 |  | 7.05e-05 |  | 0.016476 |  | 0.21497 |  | 0.19551 |  | 0.00038691 |  | 0.0059343 |  | #REF! |  | 0.00033667 |  | 0.00089732 |  | 0.00019835 |  | #REF! |  | 0.00022968 |  | -0.00013707 |  | 0.00029936 |  | 8.9447e-07 |  | 0.00017607 |  | 3.3756e-05 |  | 3.3756e-05 |  | 0.00075342 |  | -0.00048691 |  | 8.0716e-07 |  | 0.00026994 |  | 0.0011825 |  | 0.0011367
| 1.8581e-06 |  | 0.0013396 |  | 0.0041646 |  | 7.05e-05 |  | 0.015734 |  | 0.21206 |  | 0.19887 |  | 0.00041101 |  | 0.006148 |  | #REF! |  | 0.00039679 |  | 0.00088322 |  | 0.00032754 |  | #REF! |  | 0.00019454 |  | 9.5454e-06 |  | 0.00018276 |  | 9.3727e-07 |  | 0.00018217 |  | -2.8315e-05 |  | -2.8315e-05 |  | 0.00078893 |  | 0.00023066 |  | 8.0721e-07 |  | 0.00027802 |  | 0.0013308 |  | 0.0011465
| 4.341e-05 |  | 0.0013827 |  | 0.0041571 |  | 8.0095e-05 |  | 0.01484 |  | 0.20831 |  | 0.20268 |  | 0.00041104 |  | 0.0063407 |  | #REF! |  | 0.00039682 |  | 0.00085284 |  | 0.00033561 |  | #REF! |  | 0.00019457 |  | -0.00028369 |  | 0.00018277 |  | 1.0615e-06 |  | 0.00018219 |  | -4.0295e-05 |  | -4.0295e-05 |  | 0.00076158 |  | 0.00024376 |  | 8.0726e-07 |  | 0.00028368 |  | 0.0014561 |  | 0.0011719
| 4.3406e-05 |  | 0.0014164 |  | 0.004141 |  | 8.0088e-05 |  | 0.014631 |  | 0.20562 |  | 0.20608 |  | 0.00025341 |  | 0.0065162 |  | #REF! |  | 0.00032601 |  | 0.00090071 |  | 0.00022207 |  | #REF! |  | 0.0001669 |  | -9.3292e-05 |  | 9.5136e-05 |  | 1.2198e-06 |  | 0.0001211 |  | 9.6934e-05 |  | 9.6934e-05 |  | 0.00075356 |  | -0.0001224 |  | 1.3455e-06 |  | 0.00027805 |  | 0.0015793 |  | 0.0012089
| 9.9645e-06 |  | 0.0013989 |  | 0.0041311 |  | 5.3789e-05 |  | 0.014591 |  | 0.20287 |  | 0.20867 |  | 0.00025343 |  | 0.006677 |  | #REF! |  | 0.00032603 |  | 0.00089112 |  | 0.00021404 |  | #REF! |  | 0.0001669 |  | 0.00053521 |  | 9.5142e-05 |  | 1.2171e-06 |  | 0.00012111 |  | 0.0001013 |  | 0.0001013 |  | 0.00090669 |  | 0.00052753 |  | 1.3455e-06 |  | 0.00027241 |  | 0.00088883 |  | 0.001253
| 9.9654e-06 |  | 0.0013537 |  | 0.0039767 |  | 5.3794e-05 |  | 0.014133 |  | 0.20088 |  | 0.20992 |  | 0.00037333 |  | 0.0068509 |  | #REF! |  | 0.0001797 |  | 0.00088161 |  | 0.00024247 |  | #REF! |  | 0.00016004 |  | 0.00011681 |  | 0.00010271 |  | 1.1317e-06 |  | 0.00015027 |  | -0.00011002 |  | -0.00011002 |  | 0.00076812 |  | 0.00038151 |  | 8.0731e-07 |  | 0.00027565 |  | 0.001696 |  | 0.0013043
| 7.2756e-05 |  | 0.0012808 |  | 0.0039016 |  | 7.896e-05 |  | 0.013431 |  | 0.20068 |  | 0.21274 |  | 0.00037336 |  | 0.0070322 |  | #REF! |  | 0.00017971 |  | 0.00086066 |  | 0.00024249 |  | #REF! |  | 0.00016002 |  | -4.768e-05 |  | 0.00010272 |  | 1.0256e-06 |  | 0.00015028 |  | -7.5169e-05 |  | -7.5169e-05 |  | 0.00062546 |  | -0.0002842 |  | 8.0736e-07 |  | 0.00027968 |  | 0.0023705 |  | 0.0013706
| 7.2762e-05 |  | 0.0013308 |  | 0.0039098 |  | 7.8967e-05 |  | 0.012785 |  | 0.19957 |  | 0.21507 |  | 0.00024447 |  | 0.007205 |  | #REF! |  | 0.0002489 |  | 0.00087653 |  | 0.00034169 |  | #REF! |  | 0.00016818 |  | 0.00011324 |  | 0.00010907 |  | 1.0176e-06 |  | 0.00020877 |  | -0.0001224 |  | -0.0001224 |  | 0.00054731 |  | 0.00023299 |  | 2.9605e-06 |  | 0.00028131 |  | 0.0017704 |  | 0.0014025
| 5.05e-05 |  | 0.0012564 |  | 0.0038374 |  | 3.1295e-05 |  | 0.012373 |  | 0.19633 |  | 0.21438 |  | 0.00030775 |  | 0.0073556 |  | #REF! |  | 0.00024892 |  | 0.00096275 |  | 0.00034171 |  | #REF! |  | 0.0001682 |  | 0.00011833 |  | 0.00010908 |  | 1.0183e-06 |  | 0.00020878 |  | -0.00013767 |  | -0.00013767 |  | 0.00054573 |  | 0.00058259 |  | 2.9605e-06 |  | 0.00027972 |  | 0.0019122 |  | 0.0014483
| 5.0504e-05 |  | 0.0011898 |  | 0.0037951 |  | 3.1298e-05 |  | 0.012269 |  | 0.19277 |  | 0.21419 |  | 0.00031995 |  | 0.0075016 |  | #REF! |  | 0.00023292 |  | 0.00091827 |  | 0.00018443 |  | #REF! |  | 0.00023397 |  | 5.9597e-06 |  | 2.2989e-05 |  | 9.8568e-07 |  | 0.00011608 |  | -7.0824e-05 |  | -7.0824e-05 |  | 0.00060054 |  | 0.00035748 |  | 1.3458e-06 |  | 0.00027004 |  | 0.0019972 |  | 0.0015117
| 2.7194e-05 |  | 0.0012682 |  | 0.0037344 |  | 6.0917e-05 |  | 0.011875 |  | 0.19059 |  | 0.216 |  | 0.00028026 |  | 0.0076796 |  | #REF! |  | 0.00023294 |  | 0.00082069 |  | 0.00018445 |  | #REF! |  | 0.00023404 |  | -7.9864e-05 |  | 2.2991e-05 |  | 1.0224e-06 |  | 0.00011609 |  | -0.00010679 |  | -0.00010679 |  | 0.00066427 |  | 6.031e-06 |  | 2.9609e-06 |  | 0.00025958 |  | 0.002176 |  | 0.0015256
| 2.7192e-05 |  | 0.0011854 |  | 0.0037194 |  | 6.0912e-05 |  | 0.011445 |  | 0.19015 |  | 0.21749 |  | 0.0003366 |  | 0.007874 |  | #REF! |  | 0.00028512 |  | 0.00088266 |  | 0.00018913 |  | #REF! |  | 0.00021425 |  | -1.5496e-05 |  | 0.0001008 |  | 1.1086e-06 |  | 5.1544e-05 |  | -0.00022668 |  | -0.00022668 |  | 0.00072558 |  | -0.00043099 |  | 2.4226e-06 |  | 0.00025395 |  | 0.0020618 |  | 0.0015538
| 6.3738e-05 |  | 0.001251 |  | 0.0036865 |  | 6.1481e-05 |  | 0.011356 |  | 0.18919 |  | 0.21696 |  | 0.00032111 |  | 0.0080156 |  | #REF! |  | 0.00028514 |  | 0.0009115 |  | 0.00018915 |  | #REF! |  | 0.00021425 |  | -0.0002086 |  | 0.00010081 |  | 1.1868e-06 |  | 5.1547e-05 |  | -0.00015586 |  | -0.00015586 |  | 0.00065786 |  | -0.00073319 |  | 8.0756e-07 |  | 0.00025879 |  | 0.0020849 |  | 0.0016134
| 6.3738e-05 |  | 0.0014154 |  | 0.0036615 |  | 6.1481e-05 |  | 0.011029 |  | 0.18652 |  | 0.21585 |  | 0.00040183 |  | 0.0081121 |  | #REF! |  | 0.00037789 |  | 0.00098878 |  | 0.00031817 |  | #REF! |  | 0.00017211 |  | -0.00021575 |  | 0.00015857 |  | 1.1214e-06 |  | 0.00019553 |  | 4.3596e-06 |  | 4.3596e-06 |  | 0.00058534 |  | -0.0001987 |  | 8.0756e-07 |  | 0.00026929 |  | 0.00211 |  | 0.0016885
| 7.3891e-05 |  | 0.0012827 |  | 0.0037525 |  | 0.00010096 |  | 0.010925 |  | 0.18439 |  | 0.21522 |  | 0.0003938 |  | 0.0082205 |  | #REF! |  | 0.00037791 |  | 0.0010367 |  | 0.00031819 |  | #REF! |  | 0.00017211 |  | -5.9168e-05 |  | 0.00015858 |  | 1.0346e-06 |  | 0.00019555 |  | 0.00011028 |  | 0.00011028 |  | 0.00059501 |  | 0.00038639 |  | 2.4229e-06 |  | 0.00028057 |  | 0.0020296 |  | 0.0017803
| 7.3891e-05 |  | 0.0010377 |  | 0.0037201 |  | 0.00010096 |  | 0.010675 |  | 0.18407 |  | 0.21473 |  | 0.00043639 |  | 0.008374 |  | #REF! |  | 0.00025983 |  | 0.00084777 |  | 0.00032497 |  | #REF! |  | 0.00020409 |  | 4.1719e-05 |  | 0.00010343 |  | 1.008e-06 |  | 0.00013257 |  | 0.00017787 |  | 0.00017787 |  | 0.00066605 |  | 0.00028276 |  | 2.9613e-06 |  | 0.00029029 |  | 0.0022117 |  | 0.0018306
| 2.4154e-05 |  | 0.00099878 |  | 0.00367 |  | 2.8364e-05 |  | 0.0099982 |  | 0.18309 |  | 0.21205 |  | 0.00043642 |  | 0.008544 |  | #REF! |  | 0.00025985 |  | 0.00098878 |  | 0.00032499 |  | #REF! |  | 0.00023412 |  | 0.00011324 |  | 0.00010344 |  | 9.8928e-07 |  | 0.00013258 |  | -1.3081e-05 |  | -1.3081e-05 |  | 0.00072249 |  | 4.7054e-06 |  | 2.9614e-06 |  | 0.0002919 |  | 0.0025966 |  | 0.0018754
| 2.4154e-05 |  | 0.0010761 |  | 0.0035284 |  | 2.8364e-05 |  | 0.0097965 |  | 0.18153 |  | 0.20773 |  | 0.00041662 |  | 0.0087134 |  | #REF! |  | 0.00031664 |  | 0.0010446 |  | 0.00025101 |  | #REF! |  | 0.00024416 |  | -0.00015138 |  | 0.00012149 |  | 9.7058e-07 |  | 0.0002003 |  | -7.9585e-05 |  | -7.9585e-05 |  | 0.00065314 |  | -0.00017442 |  | 4.5771e-06 |  | 0.00028625 |  | 0.0026198 |  | 0.0019365
| 1.4019e-05 |  | 0.0010843 |  | 0.0033827 |  | 9.5888e-05 |  | 0.009544 |  | 0.1796 |  | 0.20359 |  | 0.00054068 |  | 0.008907 |  | #REF! |  | 0.00031666 |  | 0.0009132 |  | 0.00025103 |  | #REF! |  | 0.00021418 |  | -0.00018714 |  | 0.0001215 |  | 9.4127e-07 |  | 0.00020032 |  | -3.9251e-05 |  | -3.9251e-05 |  | 0.00057254 |  | 0.00013546 |  | 2.9616e-06 |  | 0.00028385 |  | 0.0026331 |  | 0.0020167
| 1.4019e-05 |  | 0.0010302 |  | 0.0034245 |  | 9.5889e-05 |  | 0.0090327 |  | 0.17701 |  | 0.20021 |  | 0.00050535 |  | 0.0091204 |  | #REF! |  | 0.00033597 |  | 0.0009132 |  | 0.00024726 |  | #REF! |  | 0.00019911 |  | -2.2647e-05 |  | 0 |  | 1.0522e-06 |  | 0.00017467 |  | -0.00010358 |  | -0.00010358 |  | 0.000625 |  | 0.00019797 |  | 4.5773e-06 |  | 0.00027903 |  | 0.0028774 |  | 0.0020673
| 5.5576e-05 |  | 0.0011382 |  | 0.0034114 |  | 4.2061e-05 |  | 0.0088831 |  | 0.17419 |  | 0.19662 |  | 0.00044546 |  | 0.0093374 |  | #REF! |  | 0.00033599 |  | 0.0010289 |  | 0.00024727 |  | #REF! |  | 0.00019914 |  | -9.6715e-05 |  | 0 |  | 1.2133e-06 |  | 0.00017468 |  | -9.8136e-05 |  | -9.8136e-05 |  | 0.00080489 |  | 0.00049322 |  | 6.1929e-06 |  | 0.00027098 |  | 0.0029179 |  | 0.0021386
| 5.5572e-05 |  | 0.0011661 |  | 0.0032317 |  | 4.2057e-05 |  | 0.0086424 |  | 0.17091 |  | 0.19134 |  | 0.00038849 |  | 0.0095242 |  | #REF! |  | 0.00018236 |  | 0.0012324 |  | 0.00024926 |  | #REF! |  | 0.00022218 |  | -9.4169e-05 |  | 3.5729e-05 |  | 1.2688e-06 |  | 0.0001704 |  | -3.1624e-05 |  | -3.1624e-05 |  | 0.00083795 |  | 0.00032468 |  | 2.962e-06 |  | 0.00026453 |  | 0.0028724 |  | 0.0022313
| 5.7538e-05 |  | 0.0011384 |  | 0.0031881 |  | 3.717e-05 |  | 0.0081017 |  | 0.16855 |  | 0.18656 |  | 0.00037033 |  | 0.0096757 |  | #REF! |  | 0.00018237 |  | 0.0010577 |  | 0.00024928 |  | #REF! |  | 0.00022215 |  | 2.3827e-06 |  | 3.5731e-05 |  | 1.0015e-06 |  | 0.00017041 |  | -2.1812e-05 |  | -2.1812e-05 |  | 0.00073069 |  | -0.00015342 |  | 2.962e-06 |  | 0.00025969 |  | 0.0031071 |  | 0.0023369
| 5.7533e-05 |  | 0.0010751 |  | 0.0032905 |  | 3.7167e-05 |  | 0.0079155 |  | 0.16586 |  | 0.18105 |  | 0.00026328 |  | 0.0098919 |  | #REF! |  | 9.8424e-06 |  | 0.00088443 |  | 0 |  | #REF! |  | 1.8149e-05 |  | 0.00011324 |  | 0 |  | 1.3097e-06 |  | 0 |  | -0.00047225 |  | -0.00047225 |  | 0.00065093 |  | -0.00048407 |  | 2.4238e-06 |  | 0.0002694 |  | 0.0031291 |  | 0.0023824
| 5.3549e-05 |  | 0.001109 |  | 0.0033597 |  | 6.9384e-05 |  | 0.0074072 |  | 0.16429 |  | 0.17584 |  | 0.00067538 |  | 0.010142 |  | #REF! |  | 0.00025817 |  | 0.00094712 |  | 0.00016754 |  | #REF! |  | 0.00020657 |  | 0.00025628 |  | 6.1222e-05 |  | 1.7125e-06 |  | 0.00012123 |  | -0.00014615 |  | -0.00014615 |  | 0.00063399 |  | -0.00047165 |  | 5.654e-06 |  | 0.00027102 |  | 0.0038185 |  | 0.0026505
| 5.3544e-05 |  | 0.0011273 |  | 0.0032875 |  | 6.9378e-05 |  | 0.0073488 |  | 0.16135 |  | 0.17041 |  | 0.00052383 |  | 0.010426 |  | #REF! |  | 0.000304 |  | 0.00097919 |  | 0.00016755 |  | #REF! |  | 0.00018842 |  | 5.96e-05 |  | 6.1226e-05 |  | 2.3824e-06 |  | 0.00012124 |  | -1.1999e-05 |  | -1.1999e-05 |  | 0.00063161 |  | -0.00032661 |  | 5.6544e-06 |  | 0.00028313 |  | 0.0039683 |  | 0.0027307
| 5.3549e-05 |  | 0.0010628 |  | 0.0032031 |  | 6.6564e-05 |  | 0.0071227 |  | 0.15698 |  | 0.16453 |  | 0.00053225 |  | 0.010643 |  | #REF! |  | 0.0003984 |  | 0.0010464 |  | 0.00033276 |  | #REF! |  | 0.00017953 |  | -5.1257e-05 |  | 0.00013268 |  | 2.4336e-06 |  | 0.00013368 |  | -4.6915e-05 |  | -4.6915e-05 |  | 0.00071953 |  | 0.00028986 |  | 5.6547e-06 |  | 0.00028233 |  | 0.0041169 |  | 0.002846
| 5.3549e-05 |  | 0.0010726 |  | 0.0032016 |  | 6.6564e-05 |  | 0.0070011 |  | 0.15343 |  | 0.15978 |  | 0.00070741 |  | 0.010863 |  | #REF! |  | 0.00034277 |  | 0.0010492 |  | 0.00033278 |  | #REF! |  | 0.00017953 |  | 2.2756e-05 |  | 0.00013269 |  | 2.521e-06 |  | 0.00013369 |  | -0.00028911 |  | -0.00028911 |  | 0.00064697 |  | 8.4812e-05 |  | 5.6551e-06 |  | 0.00028073 |  | 0.0043813 |  | 0.0029568
| 6.4866e-05 |  | 0.0010723 |  | 0.0032041 |  | 8.5172e-05 |  | 0.0067133 |  | 0.15056 |  | 0.15491 |  | 0.00079336 |  | 0.011077 |  | #REF! |  | 0.00025006 |  | 0.0010847 |  | 0.00020939 |  | #REF! |  | 0.00023118 |  | -2.9801e-05 |  | 0.00016985 |  | 2.5568e-06 |  | 0.00010676 |  | -0.00023239 |  | -0.00023239 |  | 0.00063245 |  | -1.1796e-05 |  | 5.6551e-06 |  | 0.00028557 |  | 0.0044537 |  | 0.0030631
| 6.4871e-05 |  | 0.00096878 |  | 0.0031677 |  | 8.5179e-05 |  | 0.0064439 |  | 0.14719 |  | 0.14909 |  | 0.00077345 |  | 0.011296 |  | #REF! |  | 0.00025007 |  | 0.0010949 |  | 0.00020941 |  | #REF! |  | 0.00023118 |  | -0.00029085 |  | 0.00016986 |  | 2.5443e-06 |  | 0.00010676 |  | -0.00011892 |  | -0.00011892 |  | 0.00071482 |  | 0.00055975 |  | 5.6551e-06 |  | 0.00029206 |  | 0.0046304 |  | 0.0032184
| 3.7333e-05 |  | 0.0010352 |  | 0.0030835 |  | 3.8148e-05 |  | 0.006195 |  | 0.14306 |  | 0.14403 |  | 0.00069269 |  | 0.011509 |  | #REF! |  | 0.00020248 |  | 0.0010915 |  | 0.00020761 |  | #REF! |  | 0.00019841 |  | -0.00029443 |  | 0.00014472 |  | 2.4958e-06 |  | 9.1834e-05 |  | -0.00015446 |  | -0.00015446 |  | 0.00073499 |  | 0.00048106 |  | 5.6554e-06 |  | 0.00029529 |  | 0.0048711 |  | 0.0033639
| 3.7333e-05 |  | 0.001036 |  | 0.0030454 |  | 3.8148e-05 |  | 0.0060448 |  | 0.14017 |  | 0.14038 |  | 0.0006523 |  | 0.011735 |  | #REF! |  | 0.00020249 |  | 0.0012004 |  | 0.00020763 |  | #REF! |  | 0.00019844 |  | -9.7745e-05 |  | 0.00014473 |  | 2.4804e-06 |  | 9.184e-05 |  | -0.00012719 |  | -0.00012719 |  | 0.00060268 |  | -0.00026554 |  | 5.6558e-06 |  | 0.00028641 |  | 0.004437 |  | 0.0034905
| 2.3142e-05 |  | 0.00098642 |  | 0.0031171 |  | 5.5755e-05 |  | 0.0059577 |  | 0.13808 |  | 0.13701 |  | 0.00078484 |  | 0.011954 |  | #REF! |  | 0.00028999 |  | 0.0011525 |  | 0.00026167 |  | #REF! |  | 0.00019422 |  | -0.0001943 |  | 0.00016225 |  | 2.4978e-06 |  | 0.0001121 |  | -5.4565e-06 |  | -5.4565e-06 |  | 0.00052203 |  | -0.00037063 |  | 4.0406e-06 |  | 0.0002824 |  | 0.0049698 |  | 0.0036552
| 2.3142e-05 |  | 0.00094255 |  | 0.0030994 |  | 5.5755e-05 |  | 0.0058182 |  | 0.13605 |  | 0.13361 |  | 0.00090966 |  | 0.012147 |  | #REF! |  | 0.00029001 |  | 0.001122 |  | 0.00026168 |  | #REF! |  | 0.00019422 |  | -6.5564e-05 |  | 0.00016226 |  | 2.5943e-06 |  | 0.00011211 |  | 0.00010696 |  | 0.00010696 |  | 0.00087307 |  | 0.00027147 |  | 4.0408e-06 |  | 0.00028887 |  | 0.0058237 |  | 0.0038109
| 5.7543e-05 |  | 0.00096675 |  | 0.0029832 |  | 0.00012637 |  | 0.0057015 |  | 0.13339 |  | 0.12974 |  | 0.00082717 |  | 0.012318 |  | #REF! |  | 0.00025076 |  | 0.0011554 |  | 0.00018244 |  | #REF! |  | 0.00011854 |  | 0.00012857 |  | 2.8366e-05 |  | 2.6881e-06 |  | 0.00010351 |  | -5.9211e-05 |  | -5.9211e-05 |  | 0.00090378 |  | 0.00041251 |  | 4.0411e-06 |  | 0.00029292 |  | 0.0058382 |  | 0.0039689
| 5.7538e-05 |  | 0.00095559 |  | 0.0029987 |  | 0.00012636 |  | 0.0054693 |  | 0.13022 |  | 0.12481 |  | 0.00089536 |  | 0.012504 |  | #REF! |  | 0.00025078 |  | 0.0012461 |  | 0.00018245 |  | #REF! |  | 0.00011855 |  | -0.00016926 |  | 2.8368e-05 |  | 2.7115e-06 |  | 0.00010352 |  | -0.00022622 |  | -0.00022622 |  | 0.00063103 |  | -0.00023868 |  | 4.0411e-06 |  | 0.0002905 |  | 0.0059086 |  | 0.004098
| 3.1251e-05 |  | 0.00083212 |  | 0.0031077 |  | 7.7282e-05 |  | 0.0051462 |  | 0.12791 |  | 0.12079 |  | 0.00099247 |  | 0.012733 |  | #REF! |  | 0.00034678 |  | 0.0011903 |  | 0.00022298 |  | #REF! |  | 0.00024873 |  | -8.3395e-06 |  | 0.00017109 |  | 2.6413e-06 |  | 0.00021355 |  | -0.00012117 |  | -0.00012117 |  | 0.00068833 |  | -0.00024767 |  | 4.0413e-06 |  | 0.0002792 |  | 0.0061261 |  | 0.0042642
| 3.1254e-05 |  | 0.00081942 |  | 0.0030301 |  | 7.7289e-05 |  | 0.0050313 |  | 0.12565 |  | 0.11787 |  | 0.00096654 |  | 0.012997 |  | #REF! |  | 0.00037643 |  | 0.0011554 |  | 0.00022299 |  | #REF! |  | 0.00024876 |  | 0.00010251 |  | 0.0001711 |  | 2.4871e-06 |  | 0.00021356 |  | -1.965e-05 |  | -1.965e-05 |  | 0.00063434 |  | 0.00024988 |  | 4.0413e-06 |  | 0.00027117 |  | 0.0067071 |  | 0.0044931
| 2.3142e-05 |  | 0.00086077 |  | 0.0028877 |  | 0.00012692 |  | 0.005101 |  | 0.12277 |  | 0.11401 |  | 0.00098551 |  | 0.013281 |  | #REF! |  | 0.00028845 |  | 0.0012771 |  | 0.00022837 |  | #REF! |  | 0.00016081 |  | -0.00012635 |  | 6.2116e-05 |  | 2.4051e-06 |  | 0.00010801 |  | -0.00018799 |  | -0.00018799 |  | 0.00066501 |  | 0.00060098 |  | 4.0416e-06 |  | 0.00026713 |  | 0.0070214 |  | 0.0046557
| 2.3145e-05 |  | 0.00091679 |  | 0.0028966 |  | 0.00012693 |  | 0.0050144 |  | 0.11938 |  | 0.10928 |  | 0.00097794 |  | 0.013565 |  | #REF! |  | 0.00026607 |  | 0.0011717 |  | 0.00022838 |  | #REF! |  | 0.00018685 |  | -4.768e-05 |  | 6.212e-05 |  | 2.3788e-06 |  | 0.00010802 |  | -0.00025022 |  | -0.00025022 |  | 0.00071913 |  | 0.00048135 |  | 4.0416e-06 |  | 0.00026634 |  | 0.0072157 |  | 0.0048324
| 0.00013144 |  | 0.00091842 |  | 0.0028743 |  | 8.9128e-05 |  | 0.0047654 |  | 0.11675 |  | 0.10545 |  | 0.0010404 |  | 0.013835 |  | #REF! |  | 0.00020789 |  | 0.0011795 |  | 0.00019513 |  | #REF! |  | 0.00013727 |  | -6.9136e-05 |  | 1.4281e-06 |  | 2.4193e-06 |  | 0.00010272 |  | -4.3676e-06 |  | -4.3676e-06 |  | 0.0006481 |  | 1.7109e-05 |  | 5.6575e-06 |  | 0.00027038 |  | 0.0074053 |  | 0.0050258
| 0.00013145 |  | 0.00080948 |  | 0.0029024 |  | 8.9136e-05 |  | 0.004602 |  | 0.11524 |  | 0.10245 |  | 0.0011784 |  | 0.014073 |  | #REF! |  | 0.00024682 |  | 0.0011379 |  | 0.000236 |  | #REF! |  | 0.00011808 |  | 0.00014223 |  | 1.4282e-06 |  | 2.3643e-06 |  | 0.00010272 |  | 0.0001414 |  | 0.0001414 |  | 0.0007224 |  | 0.00022989 |  | 5.6575e-06 |  | 0.00027201 |  | 0.0075839 |  | 0.0052636
| 5.5581e-05 |  | 0.00083554 |  | 0.0029046 |  | 0.00010775 |  | 0.0044006 |  | 0.11252 |  | 0.098557 |  | 0.0012265 |  | 0.014319 |  | #REF! |  | 0.00037293 |  | 0.0011458 |  | 0.00029136 |  | #REF! |  | 0.0001625 |  | 0.00020264 |  | 0.00018165 |  | 2.2697e-06 |  | 0.00013608 |  | 1.5074e-05 |  | 1.5074e-05 |  | 0.00069818 |  | -0.00078658 |  | 2.4254e-06 |  | 0.0002712 |  | 0.0078366 |  | 0.0054994
| 5.5581e-05 |  | 0.00092419 |  | 0.0027818 |  | 0.00010775 |  | 0.0041489 |  | 0.10884 |  | 0.094386 |  | 0.0011988 |  | 0.01457 |  | #REF! |  | 0.00039013 |  | 0.0012129 |  | 0.00025051 |  | #REF! |  | 0.0001557 |  | -2.9801e-05 |  | 0.00018166 |  | 2.3397e-06 |  | 0.00013609 |  | -4.9889e-05 |  | -4.9889e-05 |  | 0.00063288 |  | -0.0010402 |  | 2.4253e-06 |  | 0.00027124 |  | 0.0081453 |  | 0.0056766
| 0 |  | 0.00084119 |  | 0.0027451 |  | 0.00014386 |  | 0.0040296 |  | 0.10651 |  | 0.091314 |  | 0.0013074 |  | 0.014808 |  | #REF! |  | 0.00027769 |  | 0.0011396 |  | 3.5932e-05 |  | #REF! |  | 0.00011582 |  | -8.3441e-05 |  | 0.000101 |  | 2.5031e-06 |  | 0.0001916 |  | -3.8227e-05 |  | -3.8227e-05 |  | 0.00063288 |  | -0.00017691 |  | 5.6586e-06 |  | 0.00027608 |  | 0.0084001 |  | 0.0058963
| 0 |  | 0.0008589 |  | 0.0027696 |  | 0.00014386 |  | 0.0040166 |  | 0.10463 |  | 0.088726 |  | 0.0015159 |  | 0.015034 |  | #REF! |  | 0.00031854 |  | 0.0011475 |  | 3.5934e-05 |  | #REF! |  | 0.00017471 |  | -0.00025509 |  | 0.000101 |  | 2.5562e-06 |  | 0.00019161 |  | -1.0922e-06 |  | -1.0922e-06 |  | 0.0005562 |  | -0.0003813 |  | 5.6582e-06 |  | 0.00028577 |  | 0.0086189 |  | 0.006186
| 2.4159e-05 |  | 0.00094459 |  | 0.0028 |  | 3.5217e-05 |  | 0.0040487 |  | 0.10241 |  | 0.086096 |  | 0.0016636 |  | 0.015277 |  | #REF! |  | 0.00042386 |  | 0.0012242 |  | 0.00014519 |  | #REF! |  | 0.00023779 |  | -0.00016211 |  | 0.00011413 |  | 2.4458e-06 |  | 0.00019048 |  | 3.714e-05 |  | 3.714e-05 |  | 0.00060467 |  | -0.00013655 |  | 5.6589e-06 |  | 0.00029224 |  | 0.0089027 |  | 0.0065014
| 2.4159e-05 |  | 0.00087184 |  | 0.0026781 |  | 3.5217e-05 |  | 0.0039289 |  | 0.099615 |  | 0.083464 |  | 0.0017031 |  | 0.015545 |  | #REF! |  | 0.00031972 |  | 0.0013478 |  | 0.0001452 |  | #REF! |  | 0.00017888 |  | 4.172e-05 |  | 0.00011414 |  | 2.3965e-06 |  | 0.00019049 |  | 6.5547e-06 |  | 6.5547e-06 |  | 0.00072258 |  | 0.00015704 |  | 5.6589e-06 |  | 0.0002971 |  | 0.0092716 |  | 0.0067572
| 0 |  | 0.00069491 |  | 0.0025899 |  | 0.00011339 |  | 0.0036971 |  | 0.096756 |  | 0.080738 |  | 0.0017818 |  | 0.015821 |  | #REF! |  | 0.00026689 |  | 0.0013139 |  | 0.00024504 |  | #REF! |  | 0.00013307 |  | 0.00010251 |  | 8.6539e-05 |  | 2.4601e-06 |  | 0.00015006 |  | -4.6531e-05 |  | -4.6531e-05 |  | 0.00071531 |  | -0.0001346 |  | 4.0428e-06 |  | 0.0002971 |  | 0.0097163 |  | 0.0070427
| 0 |  | 0.00068971 |  | 0.0026956 |  | 0.00011339 |  | 0.0036164 |  | 0.094852 |  | 0.078726 |  | 0.0017884 |  | 0.016107 |  | #REF! |  | 0.00034702 |  | 0.0012913 |  | 0.00024597 |  | #REF! |  | 0.00013599 |  | -0.00011204 |  | 8.6544e-05 |  | 2.5116e-06 |  | 0.00015007 |  | -9.1334e-05 |  | -9.1334e-05 |  | 0.00072182 |  | -0.00010915 |  | 4.0433e-06 |  | 0.00029309 |  | 0.010207 |  | 0.0074038
| 3.4298e-05 |  | 0.00077801 |  | 0.0027487 |  | 9.7042e-05 |  | 0.0037242 |  | 0.093017 |  | 0.077192 |  | 0.0017652 |  | 0.01643 |  | #REF! |  | 0.00036385 |  | 0.0013524 |  | 0.00022736 |  | #REF! |  | 0.00015874 |  | -0.00032541 |  | 8.036e-05 |  | 2.4998e-06 |  | 0.00015735 |  | -9.0902e-05 |  | -9.0902e-05 |  | 0.00068795 |  | 0.00029117 |  | 5.6593e-06 |  | 0.0002923 |  | 0.010652 |  | 0.0077671
| 4.5463e-05 |  | 0.00074455 |  | 0.0027281 |  | 9.7034e-05 |  | 0.0035699 |  | 0.090492 |  | 0.075071 |  | 0.0018686 |  | 0.016766 |  | #REF! |  | 0.00037076 |  | 0.0013105 |  | 0.00022645 |  | #REF! |  | 0.00017754 |  | -0.0001192 |  | 8.0365e-05 |  | 2.4839e-06 |  | 0.00015736 |  | -1.1139e-05 |  | -1.1139e-05 |  | 0.00056037 |  | 0.00013388 |  | 5.66e-06 |  | 0.00028987 |  | 0.011113 |  | 0.0080679
| 1.1169e-05 |  | 0.00073811 |  | 0.0026619 |  | 6.9397e-05 |  | 0.0032684 |  | 0.088373 |  | 0.072946 |  | 0.0020095 |  | 0.017065 |  | #REF! |  | 0.00037751 |  | 0.0012548 |  | 0.00020231 |  | #REF! |  | 0.00014293 |  | -8.7017e-05 |  | 0.00011955 |  | 2.479e-06 |  | 7.3227e-05 |  | 1.0928e-05 |  | 1.0928e-05 |  | 0.00052245 |  | -7.2637e-05 |  | 4.0436e-06 |  | 0.00028505 |  | 0.011443 |  | 0.0083912
| 0 |  | 0.00080852 |  | 0.002581 |  | 6.939e-05 |  | 0.0030212 |  | 0.086757 |  | 0.071657 |  | 0.0021738 |  | 0.017338 |  | #REF! |  | 0.0003376 |  | 0.0012163 |  | 0.00020232 |  | #REF! |  | 0.00012129 |  | 4.8872e-05 |  | 0.00011956 |  | 2.4841e-06 |  | 7.3231e-05 |  | 0 |  | 0 |  | 0.00056125 |  | -0.00018257 |  | 4.0436e-06 |  | 0.00027941 |  | 0.011927 |  | 0.0088465
| 8.5758e-05 |  | 0.00080313 |  | 0.002619 |  | 6.1498e-05 |  | 0.0029361 |  | 0.085113 |  | 0.070859 |  | 0.0023564 |  | 0.017594 |  | #REF! |  | 0.00042349 |  | 0.0012164 |  | 0.00022708 |  | #REF! |  | 0.00019034 |  | 0.00031708 |  | 0.00010255 |  | 2.4915e-06 |  | 0.00014351 |  | -2.2938e-05 |  | -2.2938e-05 |  | 0.0006307 |  | -0.00020279 |  | 5.6603e-06 |  | 0.00027457 |  | 0.0127 |  | 0.0092519
| 8.5758e-05 |  | 0.00073385 |  | 0.002655 |  | 6.1498e-05 |  | 0.0029496 |  | 0.082868 |  | 0.069316 |  | 0.0024507 |  | 0.017883 |  | #REF! |  | 0.00048329 |  | 0.0012824 |  | 0.00022709 |  | #REF! |  | 0.00019034 |  | 0.0002384 |  | 0.00010256 |  | 2.4514e-06 |  | 0.00014352 |  | -7.6496e-05 |  | -7.6496e-05 |  | 0.00070261 |  | -0.00017856 |  | 5.6607e-06 |  | 0.00027539 |  | 0.01299 |  | 0.0095624
| 1.5037e-05 |  | 0.00072883 |  | 0.0026234 |  | 4.5981e-05 |  | 0.0030372 |  | 0.080218 |  | 0.067461 |  | 0.002433 |  | 0.018215 |  | #REF! |  | 0.00046462 |  | 0.0012757 |  | 0.00015605 |  | #REF! |  | 0.00019268 |  | 0.00017761 |  | 7.0137e-05 |  | 2.4128e-06 |  | 0.00010599 |  | -7.4515e-05 |  | -7.4515e-05 |  | 0.00067681 |  | -0.00030188 |  | 5.6607e-06 |  | 0.0002746 |  | 0.01347 |  | 0.0099694
| 1.5036e-05 |  | 0.00070355 |  | 0.002599 |  | 4.5977e-05 |  | 0.0030386 |  | 0.078597 |  | 0.066511 |  | 0.0025859 |  | 0.018585 |  | #REF! |  | 0.00035778 |  | 0.0012338 |  | 0.00015606 |  | #REF! |  | 0.00019271 |  | 8.1056e-05 |  | 7.0142e-05 |  | 2.3987e-06 |  | 0.000106 |  | -1.8768e-05 |  | -1.8768e-05 |  | 0.0006655 |  | -3.969e-05 |  | 5.661e-06 |  | 0.00027945 |  | 0.014413 |  | 0.010464
| 2.5174e-05 |  | 0.00063943 |  | 0.0026558 |  | 6.7704e-05 |  | 0.0027873 |  | 0.077173 |  | 0.065639 |  | 0.0027284 |  | 0.018993 |  | #REF! |  | 0.0004191 |  | 0.001292 |  | 0.0002897 |  | #REF! |  | 0.0001954 |  | -6.5561e-05 |  | 0.00021346 |  | 2.4237e-06 |  | 0.00012722 |  | 8.9647e-05 |  | 8.9647e-05 |  | 0.00087878 |  | 2.8343e-05 |  | 5.661e-06 |  | 0.00028835 |  | 0.015014 |  | 0.010961
| 2.5174e-05 |  | 0.00071858 |  | 0.0026287 |  | 6.7704e-05 |  | 0.0027346 |  | 0.075309 |  | 0.064107 |  | 0.0027593 |  | 0.019394 |  | #REF! |  | 0.00049452 |  | 0.0014872 |  | 0.0002898 |  | #REF! |  | 0.0001954 |  | -3.1859e-05 |  | 0.00021347 |  | 2.5468e-06 |  | 0.00012723 |  | -5.4665e-06 |  | -5.4665e-06 |  | 0.0008707 |  | 5.5906e-05 |  | 5.6614e-06 |  | 0.00028835 |  | 0.014896 |  | 0.011466
| 2.8218e-05 |  | 0.00078611 |  | 0.0025764 |  | 8.9151e-05 |  | 0.0029417 |  | 0.073768 |  | 0.062815 |  | 0.0030147 |  | 0.019751 |  | #REF! |  | 0.00050709 |  | 0.001572 |  | 0.00017146 |  | #REF! |  | 0.00013512 |  | 2.384e-06 |  | 0.00012458 |  | 2.6452e-06 |  | 7.0755e-05 |  | -0.00012248 |  | -0.00012248 |  | 0.00063085 |  | -0.0003129 |  | 5.6614e-06 |  | 0.00028594 |  | 0.016064 |  | 0.012005
| 2.8216e-05 |  | 0.00067062 |  | 0.002615 |  | 8.9144e-05 |  | 0.0029233 |  | 0.072109 |  | 0.061737 |  | 0.0031777 |  | 0.02005 |  | #REF! |  | 0.00061344 |  | 0.0013829 |  | 0.00017139 |  | #REF! |  | 0.00013514 |  | -9.4169e-05 |  | 0.00012458 |  | 2.717e-06 |  | 7.076e-05 |  | -7.7653e-05 |  | -7.7653e-05 |  | 0.00070279 |  | -0.00065938 |  | 5.6621e-06 |  | 0.00028354 |  | 0.017388 |  | 0.012582
| 2.6188e-05 |  | 0.00058814 |  | 0.0026281 |  | 8.9144e-05 |  | 0.0027655 |  | 0.070794 |  | 0.060501 |  | 0.0034329 |  | 0.020322 |  | #REF! |  | 0.00057575 |  | 0.0012802 |  | 0.00024974 |  | #REF! |  | 0.00017484 |  | -3.6952e-05 |  | 8.7522e-05 |  | 2.6878e-06 |  | 0.00014113 |  | 4.9208e-05 |  | 4.9208e-05 |  | 0.00069713 |  | 7.0839e-06 |  | 4.0448e-06 |  | 0.00028838 |  | 0.017608 |  | 0.013149
| 2.619e-05 |  | 0.00063959 |  | 0.0025119 |  | 8.9151e-05 |  | 0.0027958 |  | 0.069541 |  | 0.058974 |  | 0.0036567 |  | 0.020637 |  | #REF! |  | 0.00052058 |  | 0.0013525 |  | 0.00024976 |  | #REF! |  | 0.00017487 |  | 0.00016688 |  | 8.7527e-05 |  | 2.6302e-06 |  | 0.00014114 |  | 4.3744e-06 |  | 4.3744e-06 |  | 0.00066163 |  | 0.00040071 |  | 4.0451e-06 |  | 0.00029406 |  | 0.018246 |  | 0.013682
| 3.3284e-05 |  | 0.0007102 |  | 0.0024711 |  | 0.00012638 |  | 0.0026564 |  | 0.067831 |  | 0.057079 |  | 0.0036816 |  | 0.021009 |  | #REF! |  | 0.00055917 |  | 0.0014133 |  | 0.00021898 |  | #REF! |  | 0.00011088 |  | 0.00017761 |  | 4.5681e-05 |  | 2.6068e-06 |  | 0.00014231 |  | -8.7496e-05 |  | -8.7496e-05 |  | 0.00070449 |  | 0.00016315 |  | 5.6624e-06 |  | 0.00029408 |  | 0.018653 |  | 0.014134
| 3.3287e-05 |  | 0.0007641 |  | 0.0025648 |  | 0.00012639 |  | 0.0022764 |  | 0.06622 |  | 0.055544 |  | 0.0038008 |  | 0.021425 |  | #REF! |  | 0.00057513 |  | 0.0013638 |  | 0.00021899 |  | #REF! |  | 0.00011088 |  | -8.7013e-05 |  | 4.5684e-05 |  | 2.5147e-06 |  | 0.00014232 |  | -6.2344e-05 |  | -6.2344e-05 |  | 0.00070772 |  | 0.00021557 |  | 5.6628e-06 |  | 0.00028842 |  | 0.019246 |  | 0.014686
| 7.8988e-05 |  | 0.00074545 |  | 0.0027131 |  | 5.0873e-05 |  | 0.0023494 |  | 0.064911 |  | 0.054472 |  | 0.0040172 |  | 0.021844 |  | #REF! |  | 0.00074067 |  | 0.0013332 |  | 0.0003357 |  | #REF! |  | 0.00025782 |  | -5.4829e-05 |  | 0.0002289 |  | 2.4453e-06 |  | 0.00019926 |  | 0.00012141 |  | 0.00012141 |  | 0.00071019 |  | 0.00026553 |  | 2.4274e-06 |  | 0.00028197 |  | 0.020118 |  | 0.015365
| 7.8995e-05 |  | 0.00069109 |  | 0.0027 |  | 5.0877e-05 |  | 0.002439 |  | 0.063242 |  | 0.053028 |  | 0.0042933 |  | 0.022256 |  | #REF! |  | 0.00073717 |  | 0.0013762 |  | 0.00033573 |  | #REF! |  | 0.00025786 |  | -0.00012278 |  | 0.00022891 |  | 2.3629e-06 |  | 0.00019927 |  | 0.00013236 |  | 0.00013236 |  | 0.00075867 |  | 0.00034749 |  | 2.4274e-06 |  | 0.00027955 |  | 0.020677 |  | 0.01591
| 3.2274e-05 |  | 0.00066986 |  | 0.0025186 |  | 5.6989e-05 |  | 0.0023733 |  | 0.061259 |  | 0.051512 |  | 0.0043954 |  | 0.022669 |  | #REF! |  | 0.00059697 |  | 0.0014276 |  | 0.00011156 |  | #REF! |  | 8.2002e-05 |  | -0.00018 |  | 8.4195e-05 |  | 2.3455e-06 |  | 0.00015804 |  | -0.00010456 |  | -0.00010456 |  | 0.00075063 |  | 8.2609e-05 |  | 5.6631e-06 |  | 0.00028038 |  | 0.021343 |  | 0.016498
| 3.2274e-05 |  | 0.00057413 |  | 0.0024682 |  | 5.6989e-05 |  | 0.0023047 |  | 0.059944 |  | 0.050123 |  | 0.0045467 |  | 0.023063 |  | #REF! |  | 0.0005634 |  | 0.0014761 |  | 0.00011157 |  | #REF! |  | 8.2002e-05 |  | -0.00011379 |  | 8.42e-05 |  | 2.3678e-06 |  | 0.00015805 |  | -0.00020085 |  | -0.00020085 |  | 0.00065775 |  | -0.00078535 |  | 5.6635e-06 |  | 0.00028201 |  | 0.022482 |  | 0.017204
| 4.1398e-05 |  | 0.00058057 |  | 0.0024443 |  | 2.5439e-05 |  | 0.0020831 |  | 0.058484 |  | 0.048614 |  | 0.0049666 |  | 0.023447 |  | #REF! |  | 0.00071451 |  | 0.0015449 |  | 0.00034315 |  | #REF! |  | 0.00025286 |  | -0.00015854 |  | 0.00021851 |  | 2.4207e-06 |  | 6.3037e-05 |  | -0.00012801 |  | -0.00012801 |  | 0.00056806 |  | -0.00038304 |  | 4.0461e-06 |  | 0.00028686 |  | 0.023462 |  | 0.01795
| 4.1398e-05 |  | 0.00059575 |  | 0.0024343 |  | 2.5439e-05 |  | 0.0021542 |  | 0.056971 |  | 0.04709 |  | 0.005302 |  | 0.023858 |  | #REF! |  | 0.00078836 |  | 0.0014292 |  | 0.00034317 |  | #REF! |  | 0.00025286 |  | -3.3375e-05 |  | 0.00021853 |  | 2.4892e-06 |  | 6.3041e-05 |  | -4.7051e-05 |  | -4.7051e-05 |  | 0.00065941 |  | 4.2763e-05 |  | 4.0463e-06 |  | 0.00028849 |  | 0.024111 |  | 0.018675
| 3.8356e-05 |  | 0.00056853 |  | 0.002429 |  | 0.00010156 |  | 0.0021205 |  | 0.055445 |  | 0.045317 |  | 0.0054 |  | 0.024301 |  | #REF! |  | 0.00072314 |  | 0.0013779 |  | 0.0002548 |  | #REF! |  | 0.000176 |  | -8.344e-05 |  | 3.0333e-05 |  | 2.506e-06 |  | 8.1462e-05 |  | -5.2524e-05 |  | -5.2524e-05 |  | 0.00064086 |  | -0.00019325 |  | 4.0463e-06 |  | 0.00028204 |  | 0.024639 |  | 0.019343
| 3.8356e-05 |  | 0.00054301 |  | 0.0024212 |  | 0.00010157 |  | 0.0019423 |  | 0.054017 |  | 0.043929 |  | 0.0055316 |  | 0.024739 |  | #REF! |  | 0.00063335 |  | 0.0013316 |  | 0.00025482 |  | #REF! |  | 0.000176 |  | -4.0528e-05 |  | 3.0335e-05 |  | 2.4546e-06 |  | 8.1468e-05 |  | 8.7548e-06 |  | 8.7548e-06 |  | 0.00067076 |  | -3.6383e-05 |  | 4.0466e-06 |  | 0.00027315 |  | 0.025423 |  | 0.020077
| 5.5591e-05 |  | 0.00055684 |  | 0.0024512 |  | 3.6202e-05 |  | 0.0020112 |  | 0.052947 |  | 0.042889 |  | 0.0058332 |  | 0.025187 |  | #REF! |  | 0.00075137 |  | 0.0012854 |  | 0.00036078 |  | #REF! |  | 0.00025732 |  | -0.00010847 |  | 9.6532e-05 |  | 2.385e-06 |  | 0.00010537 |  | 9.7402e-05 |  | 9.7402e-05 |  | 0.00086397 |  | -7.0486e-05 |  | 7.2833e-06 |  | 0.00027398 |  | 0.0265 |  | 0.020923
| 5.5596e-05 |  | 0.00058136 |  | 0.0024645 |  | 3.6205e-05 |  | 0.0019453 |  | 0.05135 |  | 0.041387 |  | 0.0061293 |  | 0.025672 |  | #REF! |  | 0.00091571 |  | 0.0013848 |  | 0.0003608 |  | #REF! |  | 0.00025732 |  | -6.9136e-05 |  | 9.6538e-05 |  | 2.3528e-06 |  | 0.00010537 |  | -2.4079e-05 |  | -2.4079e-05 |  | 0.00070479 |  | -0.00037412 |  | 7.2833e-06 |  | 0.00028208 |  | 0.027377 |  | 0.021706
| 2.0108e-05 |  | 0.00054778 |  | 0.0024188 |  | 3.9137e-05 |  | 0.0019383 |  | 0.049425 |  | 0.03962 |  | 0.0064095 |  | 0.026188 |  | #REF! |  | 0.00089064 |  | 0.0013158 |  | 0.00017731 |  | #REF! |  | 0.00021393 |  | -0.00023721 |  | 3.1096e-05 |  | 2.3792e-06 |  | 0.00014386 |  | -0.00020129 |  | -0.00020129 |  | 0.00055446 |  | -0.00018765 |  | 5.6649e-06 |  | 0.00028531 |  | 0.028092 |  | 0.022456
| 2.0109e-05 |  | 0.00055814 |  | 0.0024092 |  | 3.914e-05 |  | 0.00184 |  | 0.047784 |  | 0.038136 |  | 0.0066512 |  | 0.026699 |  | #REF! |  | 0.00086204 |  | 0.0012601 |  | 0.00017732 |  | #REF! |  | 0.00021393 |  | -0.00059123 |  | 3.1098e-05 |  | 2.5053e-06 |  | 0.00014387 |  | -0.00012359 |  | -0.00012359 |  | 0.00062805 |  | 1.373e-05 |  | 5.6649e-06 |  | 0.00028614 |  | 0.029068 |  | 0.023316
| 8.4081e-05 |  | 0.00050048 |  | 0.0022752 |  | 7.7309e-05 |  | 0.0016 |  | 0.046282 |  | 0.036861 |  | 0.0067587 |  | 0.027174 |  | #REF! |  | 0.00081676 |  | 0.0013707 |  | 0.00029128 |  | #REF! |  | 0.00016726 |  | -0.00043389 |  | 0.00013648 |  | 2.6071e-06 |  | 0.00024234 |  | -9.5377e-05 |  | -9.5377e-05 |  | 0.00069595 |  | -0.00026952 |  | 4.0473e-06 |  | 0.0002821 |  | 0.030052 |  | 0.024274
| 8.4073e-05 |  | 0.00054305 |  | 0.0022543 |  | 7.7302e-05 |  | 0.0016511 |  | 0.045045 |  | 0.035594 |  | 0.0070014 |  | 0.027638 |  | #REF! |  | 0.00093551 |  | 0.0014586 |  | 0.0002913 |  | #REF! |  | 0.00016728 |  | -0.00025509 |  | 0.00013649 |  | 2.6821e-06 |  | 0.00024235 |  | -0.00010524 |  | -0.00010524 |  | 0.00067659 |  | -0.00016075 |  | 4.0473e-06 |  | 0.00027969 |  | 0.030715 |  | 0.025189
| 2.8221e-05 |  | 0.00055657 |  | 0.0023083 |  | 0.0001106 |  | 0.001742 |  | 0.043555 |  | 0.034232 |  | 0.007262 |  | 0.028069 |  | #REF! |  | 0.00095902 |  | 0.0014813 |  | 0.00020767 |  | #REF! |  | 0.00019626 |  | -0.00012993 |  | 3.1122e-05 |  | 2.6682e-06 |  | 9.0081e-05 |  | -5.5835e-05 |  | -5.5835e-05 |  | 0.00080032 |  | -0.00027205 |  | 5.6656e-06 |  | 0.00027809 |  | 0.031594 |  | 0.026162
| 2.8221e-05 |  | 0.00050111 |  | 0.0022232 |  | 0.0001106 |  | 0.001572 |  | 0.041936 |  | 0.032949 |  | 0.0075578 |  | 0.028495 |  | #REF! |  | 0.00093572 |  | 0.0015276 |  | 0.00020768 |  | #REF! |  | 0.00019626 |  | -7.2713e-05 |  | 3.1124e-05 |  | 2.6383e-06 |  | 9.0087e-05 |  | -2.8469e-05 |  | -2.8469e-05 |  | 0.00083023 |  | -0.00031389 |  | 5.6659e-06 |  | 0.00028051 |  | 0.0328 |  | 0.027231
| 5.3568e-05 |  | 0.00051187 |  | 0.0022734 |  | 6.433e-05 |  | 0.0015137 |  | 0.041039 |  | 0.031864 |  | 0.0078311 |  | 0.028939 |  | #REF! |  | 0.0010005 |  | 0.0014503 |  | 0.0002733 |  | #REF! |  | 0.00020511 |  | -0.00015133 |  | 0.00013832 |  | 2.6227e-06 |  | 0.00024225 |  | -4.161e-05 |  | -4.161e-05 |  | 0.00078177 |  | -0.00037237 |  | 4.0478e-06 |  | 0.00028457 |  | 0.033874 |  | 0.028268
| 5.3568e-05 |  | 0.00051714 |  | 0.0023208 |  | 6.433e-05 |  | 0.0016781 |  | 0.040128 |  | 0.030801 |  | 0.0079828 |  | 0.029443 |  | #REF! |  | 0.0011633 |  | 0.001426 |  | 0.00027332 |  | #REF! |  | 0.00020514 |  | -0.00022291 |  | 0.00013833 |  | 2.5722e-06 |  | 0.00024226 |  | 5.1088e-05 |  | 5.1088e-05 |  | 0.00072199 |  | -0.00049767 |  | 4.0478e-06 |  | 0.00028297 |  | 0.035104 |  | 0.02928
| 2.8731e-06 |  | 0.00054595 |  | 0.0023328 |  | 4.6972e-05 |  | 0.0015532 |  | 0.039025 |  | 0.029788 |  | 0.0083527 |  | 0.029999 |  | #REF! |  | 0.0012296 |  | 0.0014086 |  | 0.00043669 |  | #REF! |  | 0.00017991 |  | -0.00029801 |  | 0.0001648 |  | 2.5405e-06 |  | 0.00022317 |  | 0.00021646 |  | 0.00021646 |  | 0.0005514 |  | -3.1864e-05 |  | 4.0483e-06 |  | 0.00028055 |  | 0.036389 |  | 0.030373
| 2.8729e-06 |  | 0.00050136 |  | 0.0023475 |  | 4.6968e-05 |  | 0.0014001 |  | 0.038028 |  | 0.02894 |  | 0.0087117 |  | 0.0306 |  | #REF! |  | 0.0011532 |  | 0.0013752 |  | 0.00043672 |  | #REF! |  | 0.00017993 |  | -0.00036595 |  | 0.00016481 |  | 2.6093e-06 |  | 0.00022318 |  | 0.00013909 |  | 0.00013909 |  | 0.00059509 |  | 5.9162e-05 |  | 4.0483e-06 |  | 0.00027733 |  | 0.037718 |  | 0.031608
| 7.0538e-05 |  | 0.00044529 |  | 0.0022985 |  | 6.9409e-05 |  | 0.0014648 |  | 0.036989 |  | 0.028027 |  | 0.0089155 |  | 0.031211 |  | #REF! |  | 0.0012427 |  | 0.0015005 |  | 0.00024352 |  | #REF! |  | 0.00015529 |  | -5.4831e-05 |  | 0.00015766 |  | 2.6975e-06 |  | 0.00016196 |  | 5.4765e-05 |  | 5.4765e-05 |  | 0.00067191 |  | 0.00028162 |  | 4.0483e-06 |  | 0.00028057 |  | 0.03927 |  | 0.032795
| 7.0544e-05 |  | 0.00049227 |  | 0.0023492 |  | 6.9415e-05 |  | 0.0015266 |  | 0.035964 |  | 0.027037 |  | 0.0093008 |  | 0.031792 |  | #REF! |  | 0.0013038 |  | 0.0014814 |  | 0.00024353 |  | #REF! |  | 0.00018891 |  | -7.2716e-05 |  | 0.00015767 |  | 2.7259e-06 |  | 0.00016197 |  | 2.1907e-05 |  | 2.1907e-05 |  | 0.00070914 |  | 0.0002285 |  | 4.0486e-06 |  | 0.00028867 |  | 0.039866 |  | 0.033951
| 3.7346e-05 |  | 0.00046922 |  | 0.0023718 |  | 5.186e-05 |  | 0.0015343 |  | 0.035043 |  | 0.026142 |  | 0.0097773 |  | 0.032321 |  | #REF! |  | 0.0012148 |  | 0.0013543 |  | 0.0002354 |  | #REF! |  | 0.00018084 |  | -0.00011563 |  | 0.00010044 |  | 2.6658e-06 |  | 0.00020165 |  | -5.6961e-05 |  | -5.6961e-05 |  | 0.0007763 |  | -0.00025617 |  | 5.6673e-06 |  | 0.00029273 |  | 0.041754 |  | 0.035173
| 3.7349e-05 |  | 0.00045424 |  | 0.0022699 |  | 5.1865e-05 |  | 0.0013869 |  | 0.034118 |  | 0.025364 |  | 0.010282 |  | 0.03282 |  | #REF! |  | 0.0013183 |  | 0.0013894 |  | 0.00023542 |  | #REF! |  | 0.00014725 |  | 0.00024913 |  | 0.00010045 |  | 2.5037e-06 |  | 0.00020166 |  | -4.7107e-05 |  | -4.7107e-05 |  | 0.00071646 |  | -8.0735e-06 |  | 5.6673e-06 |  | 0.00028788 |  | 0.043537 |  | 0.036537
| 8.8039e-05 |  | 0.00043864 |  | 0.0021751 |  | 9.3118e-05 |  | 0.0012947 |  | 0.033007 |  | 0.024628 |  | 0.010717 |  | 0.033352 |  | #REF! |  | 0.0012647 |  | 0.0013798 |  | 0.00012864 |  | #REF! |  | 0.00011501 |  | 0.00020979 |  | 1.483e-05 |  | 2.4007e-06 |  | 0.00017196 |  | -8.7648e-06 |  | -8.7648e-06 |  | 0.00073753 |  | -5.1145e-05 |  | 5.6673e-06 |  | 0.00027738 |  | 0.043935 |  | 0.037971
| 8.8039e-05 |  | 0.00043676 |  | 0.0022404 |  | 0.00011273 |  | 0.0012685 |  | 0.032447 |  | 0.023877 |  | 0.011234 |  | 0.033962 |  | #REF! |  | 0.0013825 |  | 0.0013962 |  | 0.00012865 |  | #REF! |  | 0.00011501 |  | 0.00011682 |  | 1.4831e-05 |  | 2.4523e-06 |  | 0.00017197 |  | 0.00010725 |  | 0.00010725 |  | 0.00071898 |  | -0.00044006 |  | 5.668e-06 |  | 0.00027174 |  | 0.045608 |  | 0.039384
| 6.3772e-05 |  | 0.00036584 |  | 0.002311 |  | 0.00011273 |  | 0.001251 |  | 0.032013 |  | 0.02304 |  | 0.011896 |  | 0.034612 |  | #REF! |  | 0.0016077 |  | 0.0014538 |  | 0.00029517 |  | #REF! |  | 0.00012584 |  | 0.00012754 |  | 0.00018675 |  | 2.6071e-06 |  | 0.00010504 |  | 4.2351e-05 |  | 4.2351e-05 |  | 0.00058958 |  | 0.00021082 |  | 5.6677e-06 |  | 0.00027093 |  | 0.047672 |  | 0.040763
| 6.3772e-05 |  | 0.00034576 |  | 0.002282 |  | 9.3118e-05 |  | 0.0012098 |  | 0.031202 |  | 0.022356 |  | 0.012269 |  | 0.03523 |  | #REF! |  | 0.0015953 |  | 0.0013928 |  | 0.00029519 |  | #REF! |  | 0.00012586 |  | -0.00012278 |  | 0.00018676 |  | 2.7568e-06 |  | 0.00010504 |  | -8.1352e-05 |  | -8.1352e-05 |  | 0.0006527 |  | 0.00057414 |  | 5.6684e-06 |  | 0.00027337 |  | 0.049659 |  | 0.042169
| 0.00014899 |  | 0.00042391 |  | 0.002284 |  | 9.3118e-05 |  | 0.0011848 |  | 0.030532 |  | 0.021831 |  | 0.012772 |  | 0.035772 |  | #REF! |  | 0.0016832 |  | 0.0014955 |  | 0.00026869 |  | #REF! |  | 0.00022077 |  | -0.00014423 |  | 0.00010886 |  | 2.7501e-06 |  | 0.00015074 |  | -0.00016429 |  | -0.00016429 |  | 0.00073277 |  | 0.00060584 |  | 4.0496e-06 |  | 0.00027984 |  | 0.051415 |  | 0.043671
| 0.00014899 |  | 0.00035595 |  | 0.0022195 |  | 9.3118e-05 |  | 0.001249 |  | 0.029911 |  | 0.021464 |  | 0.013571 |  | 0.036263 |  | #REF! |  | 0.0016994 |  | 0.001609 |  | 0.00026871 |  | #REF! |  | 0.00022083 |  | -0.00034448 |  | 0.00010887 |  | 2.6384e-06 |  | 0.00015075 |  | -0.00021909 |  | -0.00021909 |  | 0.00081937 |  | 0.00048516 |  | 4.0496e-06 |  | 0.00028957 |  | 0.053654 |  | 0.045222
| 5.2559e-05 |  | 0.00035379 |  | 0.0021913 |  | 8.2959e-05 |  | 0.0011681 |  | 0.029371 |  | 0.021146 |  | 0.014293 |  | 0.036722 |  | #REF! |  | 0.0018407 |  | 0.0015051 |  | 0.000221 |  | #REF! |  | 0.00022079 |  | -0.00052328 |  | 0.00013205 |  | 2.5325e-06 |  | 9.2248e-05 |  | -0.00010193 |  | -0.00010193 |  | 0.00074095 |  | -6.9095e-05 |  | 5.6687e-06 |  | 0.00029687 |  | 0.056498 |  | 0.046824
| 5.2564e-05 |  | 0.00039209 |  | 0.0022915 |  | 8.2967e-05 |  | 0.00118 |  | 0.028922 |  | 0.020604 |  | 0.015056 |  | 0.037169 |  | #REF! |  | 0.0020744 |  | 0.0014556 |  | 0.00022102 |  | #REF! |  | 0.00022082 |  | -0.00024436 |  | 0.00013206 |  | 2.5173e-06 |  | 9.2254e-05 |  | -2.1921e-05 |  | -2.1921e-05 |  | 0.0005274 |  | -0.00015313 |  | 5.6691e-06 |  | 0.00029363 |  | 0.058887 |  | 0.048461
| 0.00013149 |  | 0.00036155 |  | 0.002229 |  | 7.0544e-05 |  | 0.0012286 |  | 0.028376 |  | 0.019904 |  | 0.015621 |  | 0.037582 |  | #REF! |  | 0.0022845 |  | 0.0014871 |  | 0.00018925 |  | #REF! |  | 0.000169 |  | -0.00024436 |  | 0.00023578 |  | 2.6111e-06 |  | 0.00014838 |  | -7.8237e-05 |  | -7.8237e-05 |  | 0.00053472 |  | 0.00017711 |  | 7.2891e-06 |  | 0.00028475 |  | 0.060475 |  | 0.050181
| 0.00013151 |  | 0.00029271 |  | 0.0021761 |  | 7.055e-05 |  | 0.0012027 |  | 0.027578 |  | 0.01918 |  | 0.016088 |  | 0.038009 |  | #REF! |  | 0.0023826 |  | 0.0015307 |  | 0.00018926 |  | #REF! |  | 0.000169 |  | -0.00029085 |  | 0.0002358 |  | 2.6576e-06 |  | 0.00014839 |  | -0.00012648 |  | -0.00012648 |  | 0.00065125 |  | 0.00011815 |  | 7.2896e-06 |  | 0.00027911 |  | 0.062306 |  | 0.051869
| 4.9521e-05 |  | 0.00030477 |  | 0.0023007 |  | 5.8698e-05 |  | 0.0011623 |  | 0.026877 |  | 0.018631 |  | 0.016849 |  | 0.038505 |  | #REF! |  | 0.0023861 |  | 0.0015515 |  | 0.00014785 |  | #REF! |  | 0.00017176 |  | 0.0001347 |  | 0.00015507 |  | 2.6087e-06 |  | 0.0001586 |  | -5.7008e-05 |  | -5.7008e-05 |  | 0.00073538 |  | -0.00011125 |  | 5.6698e-06 |  | 0.00028072 |  | 0.063861 |  | 0.053607
| 4.9517e-05 |  | 0.00034755 |  | 0.0022646 |  | 5.8692e-05 |  | 0.001201 |  | 0.026161 |  | 0.018093 |  | 0.017609 |  | 0.039078 |  | #REF! |  | 0.0023682 |  | 0.0015435 |  | 0.00014786 |  | #REF! |  | 0.00017178 |  | 0.00024805 |  | 0.00015508 |  | 2.6578e-06 |  | 0.00015861 |  | -7.017e-05 |  | -7.017e-05 |  | 0.00070145 |  | 3.7041e-05 |  | 5.6698e-06 |  | 0.00027912 |  | 0.065064 |  | 0.055458
| 5.0536e-05 |  | 0.00037978 |  | 0.0020117 |  | 7.7323e-05 |  | 0.0011443 |  | 0.025106 |  | 0.017462 |  | 0.018239 |  | 0.039655 |  | #REF! |  | 0.0023581 |  | 0.0016622 |  | 0.00012363 |  | #REF! |  | 6.3392e-05 |  | -1.9072e-05 |  | 3.5874e-05 |  | 2.7517e-06 |  | 8.7526e-05 |  | -0.0001813 |  | -0.0001813 |  | 0.00079772 |  | -7.2598e-05 |  | 4.0506e-06 |  | 0.00027589 |  | 0.066599 |  | 0.057203
| 5.0536e-05 |  | 0.00047708 |  | 0.0019942 |  | 7.7323e-05 |  | 0.0010937 |  | 0.024319 |  | 0.016903 |  | 0.018871 |  | 0.040248 |  | #REF! |  | 0.0024312 |  | 0.0016622 |  | 0.00012364 |  | #REF! |  | 6.3392e-05 |  | -9.0593e-05 |  | 3.5876e-05 |  | 2.7403e-06 |  | 8.7532e-05 |  | -0.00011443 |  | -0.00011443 |  | 0.00081072 |  | -0.00013553 |  | 4.5909e-06 |  | 0.0002848 |  | 0.068429 |  | 0.059139
| 6.7728e-05 |  | 0.00052822 |  | 0.0022209 |  | 9.4819e-05 |  | 0.0010486 |  | 0.024053 |  | 0.016435 |  | 0.019725 |  | 0.040886 |  | #REF! |  | 0.0025455 |  | 0.001582 |  | 0.0002472 |  | #REF! |  | 0.00020046 |  | 4.5289e-05 |  | 7.9808e-05 |  | 2.6299e-06 |  | 0.00013004 |  | -6.7908e-05 |  | -6.7908e-05 |  | 0.00066755 |  | -4.6734e-05 |  | 6.2106e-06 |  | 0.00029615 |  | 0.07112 |  | 0.061117
| 6.7734e-05 |  | 0.00046076 |  | 0.0022608 |  | 9.4828e-05 |  | 0.00091951 |  | 0.023732 |  | 0.016085 |  | 0.020672 |  | 0.041584 |  | #REF! |  | 0.0026889 |  | 0.0016126 |  | 0.00024722 |  | #REF! |  | 0.00020048 |  | 0.00014899 |  | 7.9813e-05 |  | 2.3986e-06 |  | 0.00013004 |  | -7.1201e-05 |  | -7.1201e-05 |  | 0.00065217 |  | 0.00013668 |  | 5.6705e-06 |  | 0.00030019 |  | 0.073683 |  | 0.063091
| 3.3296e-05 |  | 0.00047228 |  | 0.0022194 |  | 0.00011457 |  | 0.0011516 |  | 0.023318 |  | 0.015787 |  | 0.021564 |  | 0.042403 |  | #REF! |  | 0.0030269 |  | 0.0016802 |  | 0.00019047 |  | #REF! |  | 0.00019005 |  | -1.192e-05 |  | 6.9263e-05 |  | 2.2735e-06 |  | 0.00022371 |  | 5.7031e-05 |  | 5.7031e-05 |  | 0.00056968 |  | -0.00022298 |  | 5.6708e-06 |  | 0.00029131 |  | 0.075953 |  | 0.065225
| 3.3296e-05 |  | 0.00034525 |  | 0.0021505 |  | 0.00011457 |  | 0.0012417 |  | 0.022566 |  | 0.015299 |  | 0.022406 |  | 0.043365 |  | #REF! |  | 0.0030917 |  | 0.0017203 |  | 0.00019049 |  | #REF! |  | 0.00019005 |  | -0.00018356 |  | 6.9267e-05 |  | 2.3226e-06 |  | 0.00022373 |  | -0.00014368 |  | -0.00014368 |  | 0.00055835 |  | -0.00028392 |  | 5.6708e-06 |  | 0.00028403 |  | 0.077963 |  | 0.067294
| 8.1845e-05 |  | 0.00022418 |  | 0.0021217 |  | 9.7085e-05 |  | 0.0010847 |  | 0.021728 |  | 0.014726 |  | 0.023547 |  | 0.044431 |  | #REF! |  | 0.0030828 |  | 0.0015855 |  | 0.00027239 |  | #REF! |  | 0.00015258 |  | 4.1727e-05 |  | 9.3594e-05 |  | 2.4974e-06 |  | 0.00021832 |  | -0.00011627 |  | -0.00011627 |  | 0.00065068 |  | -0.00039537 |  | 5.6712e-06 |  | 0.00028568 |  | 0.079487 |  | 0.069278
| 8.1845e-05 |  | 0.00037667 |  | 0.0022412 |  | 9.7085e-05 |  | 0.00092938 |  | 0.021502 |  | 0.014333 |  | 0.024743 |  | 0.045459 |  | #REF! |  | 0.0034247 |  | 0.0015167 |  | 0.00027241 |  | #REF! |  | 0.00021709 |  | 0.00015615 |  | 9.36e-05 |  | 2.6869e-06 |  | 0.00021833 |  | 9.5435e-05 |  | 9.5435e-05 |  | 0.00069191 |  | -9.7963e-05 |  | 5.6715e-06 |  | 0.00028405 |  | 0.081341 |  | 0.071379
| 1.5043e-05 |  | 0.00050311 |  | 0.002216 |  | 5.8698e-05 |  | 0.00084978 |  | 0.020841 |  | 0.013834 |  | 0.025557 |  | 0.046375 |  | #REF! |  | 0.0036061 |  | 0.0015871 |  | 0.00017349 |  | #REF! |  | 0.00022454 |  | -3.6952e-05 |  | 8.1071e-05 |  | 2.7242e-06 |  | 0.00029413 |  | -2.0844e-05 |  | -2.0844e-05 |  | 0.00091537 |  | 0.00095867 |  | 4.0518e-06 |  | 0.00027923 |  | 0.082747 |  | 0.073591
| 1.5044e-05 |  | 0.00049566 |  | 0.0020648 |  | 5.8703e-05 |  | 0.00091256 |  | 0.020068 |  | 0.013164 |  | 0.026174 |  | 0.047229 |  | #REF! |  | 0.0037094 |  | 0.0016589 |  | 0.0001735 |  | #REF! |  | 0.00016 |  | 0.00021336 |  | 8.1076e-05 |  | 2.7059e-06 |  | 0.00029415 |  | -8.4477e-05 |  | -8.4477e-05 |  | 0.00088948 |  | 0.00085362 |  | 4.0518e-06 |  | 0.00026628 |  | 0.083283 |  | 0.075826
| 3.4313e-05 |  | 0.00036291 |  | 0.0020501 |  | 7.3378e-05 |  | 0.00094032 |  | 0.019409 |  | 0.012699 |  | 0.027025 |  | 0.047999 |  | #REF! |  | 0.0038004 |  | 0.0016171 |  | 0.000204 |  | #REF! |  | 0.00017603 |  | 0.00021336 |  | 2.6517e-05 |  | 2.6514e-06 |  | 0.00013341 |  | -0.00013756 |  | -0.00013756 |  | 0.00068876 |  | 0.00027579 |  | 8.9135e-06 |  | 0.00025656 |  | 0.084742 |  | 0.078111
| 3.4313e-05 |  | 0.00043648 |  | 0.0020452 |  | 7.3378e-05 |  | 0.00090662 |  | 0.018714 |  | 0.012352 |  | 0.028147 |  | 0.048778 |  | #REF! |  | 0.0037644 |  | 0.0015934 |  | 0.00020401 |  | #REF! |  | 0.00017606 |  | 0.000149 |  | 2.6519e-05 |  | 2.6308e-06 |  | 0.00013341 |  | -0.00011014 |  | -0.00011014 |  | 0.0006856 |  | -0.00018344 |  | 8.9141e-06 |  | 0.00026469 |  | 0.086766 |  | 0.080389
| 5.8703e-05 |  | 0.00048378 |  | 0.0020553 |  | 3.5236e-05 |  | 0.00088654 |  | 0.018286 |  | 0.01204 |  | 0.029196 |  | 0.049616 |  | #REF! |  | 0.0040176 |  | 0.0017504 |  | 0.00030023 |  | #REF! |  | 0.00020012 |  | 0.00015973 |  | 0.00015982 |  | 2.6639e-06 |  | 0.00022838 |  | -3.0726e-05 |  | -3.0726e-05 |  | 0.00070418 |  | -0.00015826 |  | 7.2932e-06 |  | 0.00028086 |  | 0.088845 |  | 0.082823
| 5.8703e-05 |  | 0.00041926 |  | 0.002112 |  | 3.5236e-05 |  | 0.00090552 |  | 0.017874 |  | 0.011707 |  | 0.030017 |  | 0.050512 |  | #REF! |  | 0.0042342 |  | 0.0017921 |  | 0.00030025 |  | #REF! |  | 0.00020012 |  | 0.00011682 |  | 0.00015983 |  | 2.6472e-06 |  | 0.00022839 |  | -3.1823e-05 |  | -3.1823e-05 |  | 0.00078279 |  | 0.00026464 |  | 7.2936e-06 |  | 0.00029223 |  | 0.089883 |  | 0.085308
| 2.7216e-05 |  | 0.00040899 |  | 0.0021019 |  | 5.4816e-05 |  | 0.00081643 |  | 0.017261 |  | 0.011368 |  | 0.030879 |  | 0.051365 |  | #REF! |  | 0.0043049 |  | 0.0017031 |  | 0.00027984 |  | #REF! |  | 0.00015643 |  | 0.00046369 |  | 8.5946e-05 |  | 2.5747e-06 |  | 7.7761e-05 |  | -0.00014379 |  | -0.00014379 |  | 0.00061603 |  | 0.00035635 |  | 7.2941e-06 |  | 0.00029223 |  | 0.092436 |  | 0.087684
| 2.7214e-05 |  | 0.00053559 |  | 0.0020805 |  | 5.4811e-05 |  | 0.00075473 |  | 0.017048 |  | 0.011243 |  | 0.032419 |  | 0.052115 |  | #REF! |  | 0.0045828 |  | 0.0017588 |  | 0.00027986 |  | #REF! |  | 0.00015647 |  | 0.00035641 |  | 8.5951e-05 |  | 2.5468e-06 |  | 7.7766e-05 |  | -0.00014269 |  | -0.00014269 |  | 0.00052945 |  | 0.00055916 |  | 7.2941e-06 |  | 0.00028982 |  | 0.097037 |  | 0.090161
| 4.8516e-05 |  | 0.00051058 |  | 0.0020948 |  | 7.5643e-05 |  | 0.00082815 |  | 0.016819 |  | 0.011067 |  | 0.034028 |  | 0.052869 |  | #REF! |  | 0.0047129 |  | 0.0017138 |  | 0.0002886 |  | #REF! |  | 0.00015867 |  | 1.6688e-05 |  | 7.5232e-05 |  | 2.5957e-06 |  | 0.00013161 |  | -0.00012645 |  | -0.00012645 |  | 0.00064764 |  | 0.00038867 |  | 4.0528e-06 |  | 0.0002882 |  | 0.10027 |  | 0.092731
| 4.8511e-05 |  | 0.00032507 |  | 0.0020947 |  | 7.5636e-05 |  | 0.0009606 |  | 0.015954 |  | 0.01074 |  | 0.035105 |  | 0.053789 |  | #REF! |  | 0.0048733 |  | 0.0015822 |  | 0.00028862 |  | #REF! |  | 0.0001587 |  | 8.1056e-05 |  | 7.5237e-05 |  | 2.6805e-06 |  | 0.00013162 |  | -4.4147e-05 |  | -4.4147e-05 |  | 0.0006323 |  | -7.7744e-05 |  | 4.0533e-06 |  | 0.00029146 |  | 0.10301 |  | 0.095325
| 3.0259e-05 |  | 0.00036752 |  | 0.0020159 |  | 6.153e-05 |  | 0.0010528 |  | 0.01536 |  | 0.010448 |  | 0.036006 |  | 0.054882 |  | #REF! |  | 0.0051449 |  | 0.0015857 |  | 0.000279 |  | #REF! |  | 0.00015776 |  | -0.00012635 |  | 0.00020849 |  | 2.7181e-06 |  | 0.00018265 |  | 6.475e-05 |  | 6.475e-05 |  | 0.00062991 |  | -0.00027896 |  | 4.0531e-06 |  | 0.00029795 |  | 0.10595 |  | 0.097958
| 3.0259e-05 |  | 0.00032726 |  | 0.001986 |  | 6.1531e-05 |  | 0.00093368 |  | 0.015125 |  | 0.010256 |  | 0.036993 |  | 0.056037 |  | #REF! |  | 0.005331 |  | 0.0017618 |  | 0.00027902 |  | #REF! |  | 0.00015776 |  | -0.0001478 |  | 0.0002085 |  | 2.6646e-06 |  | 0.00018266 |  | 3.1838e-05 |  | 3.1838e-05 |  | 0.00069063 |  | -0.00060372 |  | 4.0536e-06 |  | 0.00030119 |  | 0.10868 |  | 0.1005
| 2.0116e-05 |  | 0.00034328 |  | 0.0019324 |  | 2.4471e-05 |  | 0.00067439 |  | 0.014722 |  | 0.010081 |  | 0.038241 |  | 0.057131 |  | #REF! |  | 0.005468 |  | 0.0018081 |  | 0.00033135 |  | #REF! |  | 0.00014978 |  | -7.2712e-05 |  | 0.00013385 |  | 2.5788e-06 |  | 0.00012265 |  | 5.5993e-05 |  | 5.5993e-05 |  | 0.0006591 |  | -0.00059568 |  | 5.6736e-06 |  | 0.00029878 |  | 0.11203 |  | 0.10313
| 2.0116e-05 |  | 0.00043721 |  | 0.0019444 |  | 2.4471e-05 |  | 0.00070334 |  | 0.014166 |  | 0.0099076 |  | 0.039548 |  | 0.058102 |  | #REF! |  | 0.005592 |  | 0.0018002 |  | 0.00033137 |  | #REF! |  | 0.0001498 |  | -8.3439e-06 |  | 0.00013386 |  | 2.3871e-06 |  | 0.00012266 |  | 7.6857e-06 |  | 7.6857e-06 |  | 0.00062671 |  | -0.00046962 |  | 5.6743e-06 |  | 0.00029554 |  | 0.11597 |  | 0.10576
| 1.7073e-05 |  | 0.00042454 |  | 0.0020301 |  | 6.6611e-05 |  | 0.00072919 |  | 0.013921 |  | 0.0097158 |  | 0.040776 |  | 0.058883 |  | #REF! |  | 0.0058321 |  | 0.0017957 |  | 0.00034913 |  | #REF! |  | 0.00012358 |  | 3.0991e-05 |  | 0.00010534 |  | 2.2744e-06 |  | 0.00013732 |  | -9.6613e-05 |  | -9.6613e-05 |  | 0.00057654 |  | -0.00040774 |  | 5.6743e-06 |  | 0.00029313 |  | 0.11924 |  | 0.10837
| 1.7075e-05 |  | 0.00043454 |  | 0.0020147 |  | 6.6617e-05 |  | 0.00073269 |  | 0.013602 |  | 0.0095114 |  | 0.042331 |  | 0.059519 |  | #REF! |  | 0.0061516 |  | 0.0018037 |  | 0.00034915 |  | #REF! |  | 0.0001236 |  | 4.1719e-05 |  | 0.00010535 |  | 2.3041e-06 |  | 0.00013733 |  | -0.00014493 |  | -0.00014493 |  | 0.00060654 |  | 2.4188e-05 |  | 5.6743e-06 |  | 0.00028667 |  | 0.12251 |  | 0.11119
| 1.7073e-05 |  | 0.00036989 |  | 0.0020872 |  | 7.8465e-05 |  | 0.00089433 |  | 0.013243 |  | 0.0093559 |  | 0.044476 |  | 0.060175 |  | #REF! |  | 0.0064568 |  | 0.0018595 |  | 0.0002787 |  | #REF! |  | 0.00018834 |  | 4.1719e-05 |  | 0.00010591 |  | 2.4464e-06 |  | 5.7288e-05 |  | -0.00010653 |  | -0.00010653 |  | 0.00064946 |  | 0.00013982 |  | 4.0541e-06 |  | 0.00028424 |  | 0.12688 |  | 0.11407
| 1.7075e-05 |  | 0.00031801 |  | 0.0021419 |  | 7.8472e-05 |  | 0.00081532 |  | 0.013324 |  | 0.0092314 |  | 0.046975 |  | 0.061037 |  | #REF! |  | 0.006826 |  | 0.0018856 |  | 0.00027871 |  | #REF! |  | 0.00018836 |  | -2.2649e-05 |  | 0.00010592 |  | 2.6295e-06 |  | 5.7292e-05 |  | -1.2081e-05 |  | -1.2081e-05 |  | 0.00053855 |  | 9.2911e-05 |  | 4.0543e-06 |  | 0.00029398 |  | 0.13216 |  | 0.11748
| 7.6772e-05 |  | 0.00040303 |  | 0.0021724 |  | 2.6429e-05 |  | 0.00075464 |  | 0.013111 |  | 0.0090746 |  | 0.049075 |  | 0.06215 |  | #REF! |  | 0.0072169 |  | 0.0018391 |  | 0.00026061 |  | #REF! |  | 0.00021703 |  | 0.00010966 |  | 0.00017592 |  | 2.6653e-06 |  | 0.00020857 |  | 1.4279e-05 |  | 1.4279e-05 |  | 0.00069971 |  | 0.0001372 |  | 5.675e-06 |  | 0.00030369 |  | 0.13692 |  | 0.12124
| 7.6779e-05 |  | 0.00046643 |  | 0.0021697 |  | 2.6431e-05 |  | 0.00067592 |  | 0.012797 |  | 0.0088876 |  | 0.050916 |  | 0.063425 |  | #REF! |  | 0.0075899 |  | 0.001876 |  | 0.00026063 |  | #REF! |  | 0.00021703 |  | 5.96e-05 |  | 0.00017593 |  | 2.7056e-06 |  | 0.00020859 |  | 2.6362e-05 |  | 2.6362e-05 |  | 0.00077512 |  | 0.00018771 |  | 5.6754e-06 |  | 0.00030211 |  | 0.14046 |  | 0.12482
| 6.7746e-05 |  | 0.00039698 |  | 0.0021525 |  | 3.0347e-05 |  | 0.00060635 |  | 0.012407 |  | 0.0085464 |  | 0.052507 |  | 0.064723 |  | #REF! |  | 0.0079181 |  | 0.0019364 |  | 0.00022931 |  | #REF! |  | 0.00020542 |  | -4.7683e-06 |  | 6.0259e-05 |  | 2.7139e-06 |  | 5.5177e-05 |  | -4.3126e-05 |  | -4.3126e-05 |  | 0.00066655 |  | 0.00039038 |  | 4.0546e-06 |  | 0.00029804 |  | 0.14225 |  | 0.12783
| 6.7746e-05 |  | 0.00035162 |  | 0.0021261 |  | 3.0347e-05 |  | 0.00065524 |  | 0.01184 |  | 0.0081652 |  | 0.053698 |  | 0.065846 |  | #REF! |  | 0.0082678 |  | 0.0018692 |  | 0.00022933 |  | #REF! |  | 0.00020545 |  | -6.5559e-05 |  | 6.0263e-05 |  | 2.7313e-06 |  | 5.5181e-05 |  | 1.4489e-05 |  | 1.4489e-05 |  | 0.00065043 |  | 0.0005436 |  | 4.0548e-06 |  | 0.00029646 |  | 0.14301 |  | 0.13006
| 7.0004e-05 |  | 0.0003701 |  | 0.0019685 |  | 3.72e-05 |  | 0.00064134 |  | 0.011436 |  | 0.0078606 |  | 0.055284 |  | 0.066712 |  | #REF! |  | 0.0085025 |  | 0.0019466 |  | 0.00021974 |  | #REF! |  | 0.00017473 |  | -0.00025867 |  | 4.9189e-05 |  | 2.7389e-06 |  | 9.5608e-05 |  | -1.5509e-05 |  | -1.5509e-05 |  | 0.00060507 |  | -3.1527e-06 |  | 5.6761e-06 |  | 0.00029565 |  | 0.14426 |  | 0.13185
| 7.0004e-05 |  | 0.00037541 |  | 0.0018889 |  | 3.72e-05 |  | 0.00071243 |  | 0.011124 |  | 0.0076287 |  | 0.057089 |  | 0.067403 |  | #REF! |  | 0.0087262 |  | 0.001889 |  | 0.00021975 |  | #REF! |  | 0.00017473 |  | -0.00026939 |  | 4.9192e-05 |  | 2.651e-06 |  | 9.5614e-05 |  | -0.00020058 |  | -0.00020058 |  | 0.00062694 |  | -0.0005786 |  | 5.6761e-06 |  | 0.00029565 |  | 0.14629 |  | 0.13387
| 3.3308e-05 |  | 0.00047025 |  | 0.0019537 |  | 9.7111e-05 |  | 0.00083588 |  | 0.010961 |  | 0.007451 |  | 0.058978 |  | 0.068202 |  | #REF! |  | 0.0090314 |  | 0.0018728 |  | 0.000189 |  | #REF! |  | 0.0001733 |  | 5.9611e-06 |  | 9.6421e-05 |  | 2.5613e-06 |  | 7.5617e-05 |  | 9.8892e-06 |  | 9.8892e-06 |  | 0.00067396 |  | -0.00038404 |  | 5.6761e-06 |  | 0.00030215 |  | 0.14893 |  | 0.13655
| 3.3305e-05 |  | 0.00038332 |  | 0.0020494 |  | 9.7103e-05 |  | 0.0008567 |  | 0.01065 |  | 0.0072599 |  | 0.061109 |  | 0.069216 |  | #REF! |  | 0.0094293 |  | 0.0018596 |  | 0.00020951 |  | #REF! |  | 0.0001733 |  | -4.7676e-05 |  | 9.6427e-05 |  | 2.5459e-06 |  | 7.5622e-05 |  | 0.00010548 |  | 0.00010548 |  | 0.00073233 |  | -5.137e-05 |  | 5.6768e-06 |  | 0.0003046 |  | 0.15272 |  | 0.13972
| 5.1568e-05 |  | 0.00039775 |  | 0.002041 |  | 0.00014171 |  | 0.00081975 |  | 0.010381 |  | 0.0070675 |  | 0.063534 |  | 0.070381 |  | #REF! |  | 0.0098711 |  | 0.001818 |  | 0.00027174 |  | #REF! |  | 7.9318e-05 |  | -0.0002229 |  | 5.8216e-05 |  | 2.6253e-06 |  | 4.8759e-06 |  | -0.00011858 |  | -0.00011858 |  | 0.00078909 |  | 8.1702e-05 |  | 4.0553e-06 |  | 0.0002957 |  | 0.15693 |  | 0.14325
| 5.1563e-05 |  | 0.00055019 |  | 0.0019818 |  | 0.0001417 |  | 0.00071439 |  | 0.010282 |  | 0.006925 |  | 0.066039 |  | 0.071495 |  | #REF! |  | 0.010316 |  | 0.0018308 |  | 0.00025125 |  | #REF! |  | 7.9318e-05 |  | -9.7745e-05 |  | 5.8219e-05 |  | 2.6562e-06 |  | 4.8762e-06 |  | -0.00023177 |  | -0.00023177 |  | 0.00067648 |  | 0.00032769 |  | 4.0558e-06 |  | 0.00028922 |  | 0.16047 |  | 0.14678
| 6.4929e-05 |  | 0.00048789 |  | 0.0020033 |  | 3.6224e-05 |  | 0.00057779 |  | 0.010048 |  | 0.0067659 |  | 0.068454 |  | 0.072412 |  | #REF! |  | 0.010793 |  | 0.0017881 |  | 0.00010875 |  | #REF! |  | 0.00011217 |  | -2.9801e-05 |  | 6.5812e-05 |  | 2.6079e-06 |  | 0.00010714 |  | -0.00013738 |  | -0.00013738 |  | 0.00065784 |  | 0.00056105 |  | 5.6768e-06 |  | 0.00029246 |  | 0.16391 |  | 0.15019
| 6.4929e-05 |  | 0.00040204 |  | 0.0020336 |  | 3.6224e-05 |  | 0.00060192 |  | 0.0099646 |  | 0.0065675 |  | 0.071097 |  | 0.073175 |  | #REF! |  | 0.011319 |  | 0.0017881 |  | 0.000222 |  | #REF! |  | 0.00011217 |  | -1.192e-05 |  | 6.5816e-05 |  | 2.5148e-06 |  | 0.00010715 |  | -2.4181e-05 |  | -2.4181e-05 |  | 0.00067652 |  | 0.0001093 |  | 5.6775e-06 |  | 0.00029572 |  | 0.16717 |  | 0.15327
| 3.0264e-05 |  | 0.00041541 |  | 0.0020294 |  | 4.4056e-05 |  | 0.00068099 |  | 0.0097901 |  | 0.006332 |  | 0.073287 |  | 0.073872 |  | #REF! |  | 0.011801 |  | 0.0019417 |  | 0.00030024 |  | #REF! |  | 0.00014052 |  | 2.3842e-06 |  | 0.0001415 |  | 2.4772e-06 |  | 0.00012725 |  | 5.3861e-05 |  | 5.3861e-05 |  | 0.00064415 |  | -0.00025564 |  | 5.6775e-06 |  | 0.0002925 |  | 0.17045 |  | 0.15614
| 3.0264e-05 |  | 0.00045355 |  | 0.0019709 |  | 4.4056e-05 |  | 0.00069424 |  | 0.0092352 |  | 0.0060915 |  | 0.07453 |  | 0.074657 |  | #REF! |  | 0.01225 |  | 0.0019366 |  | 0.000187 |  | #REF! |  | 0.00014054 |  | -8.3439e-06 |  | 0.00014151 |  | 2.5069e-06 |  | 0.00012725 |  | 5.6062e-05 |  | 5.6062e-05 |  | 0.00090511 |  | -0.00036745 |  | 5.6775e-06 |  | 0.00028847 |  | 0.17293 |  | 0.15884
| 5.0554e-05 |  | 0.00043657 |  | 0.0019767 |  | 6.6623e-05 |  | 0.00064605 |  | 0.0088459 |  | 0.0058696 |  | 0.075419 |  | 0.075607 |  | #REF! |  | 0.012384 |  | 0.0017621 |  | 0.00027421 |  | #REF! |  | 0.00014787 |  | -0.00014423 |  | 0.00013591 |  | 2.568e-06 |  | 0.00014148 |  | 7.6955e-05 |  | 7.6955e-05 |  | 0.00097803 |  | -0.00025291 |  | 4.0563e-06 |  | 0.00028766 |  | 0.17431 |  | 0.16151
| 5.0558e-05 |  | 0.00044404 |  | 0.0019977 |  | 6.6629e-05 |  | 0.00070796 |  | 0.0086814 |  | 0.0056448 |  | 0.07684 |  | 0.076712 |  | #REF! |  | 0.012582 |  | 0.0018808 |  | 0.00035163 |  | #REF! |  | 0.00014789 |  | -0.00015496 |  | 0.00013591 |  | 2.6072e-06 |  | 0.00014149 |  | 9.4548e-05 |  | 9.4548e-05 |  | 0.00082408 |  | 2.3863e-05 |  | 4.0566e-06 |  | 0.00028685 |  | 0.17499 |  | 0.16434
| 1.099e-05 |  | 0.00048118 |  | 0.0019911 |  | 5.2867e-05 |  | 0.00063463 |  | 0.0083953 |  | 0.0054466 |  | 0.07891 |  | 0.077892 |  | #REF! |  | 0.01312 |  | 0.0020088 |  | 0.00038154 |  | #REF! |  | 0.00017755 |  | -4.0528e-05 |  | 0.00014501 |  | 2.5897e-06 |  | 0.00013309 |  | -2.9507e-05 |  | -2.9507e-05 |  | 0.00071558 |  | 5.0021e-05 |  | 5.6782e-06 |  | 0.00029012 |  | 0.17805 |  | 0.16702
| 1.0991e-05 |  | 0.00038363 |  | 0.0019745 |  | 5.2872e-05 |  | 0.00053584 |  | 0.0081539 |  | 0.0053617 |  | 0.081739 |  | 0.079055 |  | #REF! |  | 0.0138 |  | 0.0020254 |  | 0.00041892 |  | #REF! |  | 0.00018771 |  | -0.0003266 |  | 0.00014502 |  | 2.6041e-06 |  | 0.0001331 |  | 3.7356e-05 |  | 3.7356e-05 |  | 0.00057457 |  | -0.0001698 |  | 5.6785e-06 |  | 0.00029742 |  | 0.18316 |  | 0.1698
| 5.5626e-05 |  | 0.00039246 |  | 0.0019455 |  | 9.7111e-05 |  | 0.0006362 |  | 0.0080421 |  | 0.0052861 |  | 0.084762 |  | 0.080098 |  | #REF! |  | 0.014414 |  | 0.0020766 |  | 0.00026238 |  | #REF! |  | 0.00012805 |  | -0.00023363 |  | 3.1515e-05 |  | 2.6343e-06 |  | 9.3283e-05 |  | 1.7738e-05 |  | 1.7738e-05 |  | 0.00060294 |  | -0.00012595 |  | 5.6785e-06 |  | 0.00030066 |  | 0.18791 |  | 0.17254
| 5.5631e-05 |  | 0.00052147 |  | 0.0019445 |  | 9.712e-05 |  | 0.00056051 |  | 0.0077812 |  | 0.005124 |  | 0.087359 |  | 0.081037 |  | #REF! |  | 0.014793 |  | 0.0020429 |  | 0.00014761 |  | #REF! |  | 0.00011793 |  | -7.9869e-05 |  | 3.1517e-05 |  | 2.7406e-06 |  | 9.3289e-05 |  | -0.00013381 |  | -0.00013381 |  | 0.00063296 |  | 0.00011416 |  | 5.6789e-06 |  | 0.00029662 |  | 0.19187 |  | 0.17521
| 4.9543e-05 |  | 0.00052647 |  | 0.0019866 |  | 8.9215e-05 |  | 0.0005369 |  | 0.0076045 |  | 0.0049687 |  | 0.089768 |  | 0.081914 |  | #REF! |  | 0.01546 |  | 0.0019339 |  | 0.00031347 |  | #REF! |  | 0.0001796 |  | -7.6293e-05 |  | 6.9941e-05 |  | 2.8185e-06 |  | 0.00013336 |  | -0.00012055 |  | -0.00012055 |  | 0.00066137 |  | 0.00042158 |  | 4.0573e-06 |  | 0.00029016 |  | 0.19432 |  | 0.17779
| 4.9543e-05 |  | 0.00045816 |  | 0.0019886 |  | 8.9215e-05 |  | 0.00052807 |  | 0.0074785 |  | 0.0048328 |  | 0.092386 |  | 0.082872 |  | #REF! |  | 0.016186 |  | 0.0019147 |  | 0.0003624 |  | #REF! |  | 0.00018315 |  | -4.4098e-05 |  | 6.9946e-05 |  | 2.8749e-06 |  | 0.00013337 |  | -8.7566e-05 |  | -8.7566e-05 |  | 0.00070514 |  | 0.00048887 |  | 4.0573e-06 |  | 0.00028286 |  | 0.19709 |  | 0.18045
| 4.65e-05 |  | 0.00040092 |  | 0.0019267 |  | 5.7594e-05 |  | 0.00042744 |  | 0.0074582 |  | 0.0046548 |  | 0.095204 |  | 0.083979 |  | #REF! |  | 0.016781 |  | 0.0019017 |  | 0.0002672 |  | #REF! |  | 0.00015715 |  | -4.7673e-05 |  | 8.0529e-05 |  | 2.849e-06 |  | 0.00012296 |  | -7.6056e-05 |  | -7.6056e-05 |  | 0.00069221 |  | 2.8866e-05 |  | 5.6792e-06 |  | 0.00027559 |  | 0.19971 |  | 0.18306
| 4.6504e-05 |  | 0.00045203 |  | 0.0019229 |  | 5.7599e-05 |  | 0.00049914 |  | 0.007408 |  | 0.004479 |  | 0.097675 |  | 0.085117 |  | #REF! |  | 0.017389 |  | 0.0019132 |  | 0.00029079 |  | #REF! |  | 0.00015361 |  | 0.00010609 |  | 8.0534e-05 |  | 2.7382e-06 |  | 0.00012297 |  | 4.5583e-05 |  | 4.5583e-05 |  | 0.00071657 |  | -0.00040917 |  | 5.6796e-06 |  | 0.00027479 |  | 0.20026 |  | 0.18556
| 5.0558e-05 |  | 0.00044607 |  | 0.0019242 |  | 7.7357e-05 |  | 0.00055832 |  | 0.0069182 |  | 0.004314 |  | 0.10024 |  | 0.086149 |  | #REF! |  | 0.018049 |  | 0.0018876 |  | 0.00035428 |  | #REF! |  | 0.00014427 |  | 0.00016331 |  | 7.5596e-05 |  | 2.6471e-06 |  | 0.00010237 |  | 8.7548e-05 |  | 8.7548e-05 |  | 0.00063146 |  | -0.00034136 |  | 4.0578e-06 |  | 0.00027398 |  | 0.20044 |  | 0.18808
| 5.0563e-05 |  | 0.0004098 |  | 0.0019428 |  | 7.7364e-05 |  | 0.00049212 |  | 0.006769 |  | 0.0041952 |  | 0.10319 |  | 0.087034 |  | #REF! |  | 0.018781 |  | 0.0018573 |  | 0.00033753 |  | #REF! |  | 0.00015094 |  | -6.5554e-05 |  | 7.5601e-05 |  | 2.5738e-06 |  | 0.00010237 |  | 5.9269e-05 |  | 5.9269e-05 |  | 0.00059826 |  | 2.7753e-05 |  | 4.0578e-06 |  | 0.00027238 |  | 0.20256 |  | 0.19061
| 9.9378e-05 |  | 0.00038177 |  | 0.0019385 |  | 3.4269e-05 |  | 0.00053225 |  | 0.006788 |  | 0.0041008 |  | 0.10571 |  | 0.087906 |  | #REF! |  | 0.019419 |  | 0.0021711 |  | 0.00039309 |  | #REF! |  | 9.9898e-05 |  | -0.00015496 |  | 5.2981e-05 |  | 2.5996e-06 |  | 0.00014573 |  | -3.5941e-06 |  | -3.5941e-06 |  | 0.00067689 |  | -2.9057e-05 |  | 4.0581e-06 |  | 0.00027562 |  | 0.20473 |  | 0.19305
| 9.9387e-05 |  | 0.00039312 |  | 0.0019008 |  | 3.4272e-05 |  | 0.00052971 |  | 0.0065213 |  | 0.0039405 |  | 0.10754 |  | 0.088809 |  | #REF! |  | 0.019917 |  | 0.0022114 |  | 0.00040882 |  | #REF! |  | 9.3222e-05 |  | -8.3439e-06 |  | 5.2984e-05 |  | 2.5855e-06 |  | 0.00014573 |  | -2.8761e-05 |  | -2.8761e-05 |  | 0.00067856 |  | -0.00015606 |  | 4.0581e-06 |  | 0.00028293 |  | 0.20566 |  | 0.19504
| 2.7226e-05 |  | 0.00039332 |  | 0.0019066 |  | 8.6399e-05 |  | 0.00055426 |  | 0.0062444 |  | 0.0038074 |  | 0.11036 |  | 0.089777 |  | #REF! |  | 0.020494 |  | 0.0020527 |  | 0.0003296 |  | #REF! |  | 0.0001389 |  | 2.0263e-05 |  | 0.0001354 |  | 2.5461e-06 |  | 0.00013897 |  | -5.4763e-05 |  | -5.4763e-05 |  | 0.00064292 |  | 3.3998e-05 |  | 5.6806e-06 |  | 0.00028944 |  | 0.20737 |  | 0.19717
| 2.7226e-05 |  | 0.00039779 |  | 0.00188 |  | 8.6399e-05 |  | 0.00068344 |  | 0.0060709 |  | 0.0037355 |  | 0.11384 |  | 0.090815 |  | #REF! |  | 0.02129 |  | 0.002038 |  | 0.00031624 |  | #REF! |  | 0.00013894 |  | 6.6752e-05 |  | 0.00013541 |  | 2.4493e-06 |  | 0.00013898 |  | -5.4768e-05 |  | -5.4768e-05 |  | 0.00074589 |  | 0.00011957 |  | 5.681e-06 |  | 0.00028538 |  | 0.21025 |  | 0.19943
| 3.1284e-05 |  | 0.00043308 |  | 0.0018771 |  | 2.2522e-05 |  | 0.00064695 |  | 0.006099 |  | 0.0036989 |  | 0.11717 |  | 0.091948 |  | #REF! |  | 0.022233 |  | 0.0020431 |  | 0.00050198 |  | #REF! |  | 0.0002244 |  | -5.1256e-05 |  | 0.00019739 |  | 2.3875e-06 |  | 0.00012875 |  | 3.7415e-05 |  | 3.7415e-05 |  | 0.00066729 |  | 0.00038581 |  | 4.0586e-06 |  | 0.00028297 |  | 0.2134 |  | 0.20117
| 3.1284e-05 |  | 0.00045772 |  | 0.0019152 |  | 2.2522e-05 |  | 0.00058639 |  | 0.0059804 |  | 0.0036563 |  | 0.12092 |  | 0.093087 |  | #REF! |  | 0.023338 |  | 0.0020928 |  | 0.00052235 |  | #REF! |  | 0.00023645 |  | -0.00010966 |  | 0.0001974 |  | 2.4872e-06 |  | 0.00012876 |  | 1.2106e-05 |  | 1.2106e-05 |  | 0.00063972 |  | 0.00037558 |  | 4.0586e-06 |  | 0.00028459 |  | 0.2167 |  | 0.20303
| 2.2155e-05 |  | 0.00050894 |  | 0.0019048 |  | 5.8756e-06 |  | 0.00047785 |  | 0.0058421 |  | 0.003509 |  | 0.12453 |  | 0.09407 |  | #REF! |  | 0.024358 |  | 0.0021325 |  | 0.00037432 |  | #REF! |  | 0.00014693 |  | -0.00026582 |  | 0.00011949 |  | 2.6466e-06 |  | 0.0001304 |  | -9.954e-05 |  | -9.954e-05 |  | 0.00082626 |  | 0.00018066 |  | 4.0591e-06 |  | 0.00028947 |  | 0.21902 |  | 0.20507
| 2.2153e-05 |  | 0.00048835 |  | 0.0018619 |  | 5.8751e-06 |  | 0.00032818 |  | 0.0057403 |  | 0.0033493 |  | 0.12782 |  | 0.094837 |  | #REF! |  | 0.025161 |  | 0.0021419 |  | 0.00029592 |  | #REF! |  | 0.00013492 |  | -0.00026939 |  | 0.0001195 |  | 2.8003e-06 |  | 0.00013041 |  | -6.7343e-05 |  | -6.7343e-05 |  | 0.00076225 |  | 0.00043069 |  | 4.0588e-06 |  | 0.00029598 |  | 0.21886 |  | 0.20698
| 9.2054e-05 |  | 0.00038493 |  | 0.0018754 |  | 0.00012029 |  | 0.00053549 |  | 0.0055931 |  | 0.0032715 |  | 0.13102 |  | 0.095511 |  | #REF! |  | 0.02619 |  | 0.0021071 |  | 0.00037866 |  | #REF! |  | 0.00018984 |  | 8.4627e-05 |  | 9.2624e-05 |  | 2.7974e-06 |  | 0.00011557 |  | 6.1923e-05 |  | 6.1923e-05 |  | 0.00066737 |  | 0.00041552 |  | 4.0593e-06 |  | 0.0002976 |  | 0.21887 |  | 0.20875
| 9.2054e-05 |  | 0.00035152 |  | 0.0018679 |  | 0.00012029 |  | 0.00065803 |  | 0.0053559 |  | 0.0031677 |  | 0.13368 |  | 0.096164 |  | #REF! |  | 0.027141 |  | 0.0020574 |  | 0.00047309 |  | #REF! |  | 0.00018981 |  | 0.00014184 |  | 9.263e-05 |  | 2.7777e-06 |  | 0.00011558 |  | 2.3118e-05 |  | 2.3118e-05 |  | 0.00058794 |  | 0.00019726 |  | 4.0591e-06 |  | 0.00029762 |  | 0.2195 |  | 0.21032
| 0 |  | 0.00034942 |  | 0.001832 |  | 0.00011747 |  | 0.00068633 |  | 0.0051878 |  | 0.0030448 |  | 0.13571 |  | 0.096923 |  | #REF! |  | 0.027812 |  | 0.0020557 |  | 0.00049982 |  | #REF! |  | 0.00020086 |  | 2.3842e-06 |  | 5.5362e-05 |  | 2.7613e-06 |  | 0.00011848 |  | -2.5322e-05 |  | -2.5322e-05 |  | 0.00060172 |  | 0.00016213 |  | 4.0596e-06 |  | 0.00029519 |  | 0.21819 |  | 0.21185
| 0 |  | 0.00037469 |  | 0.001831 |  | 0.00011747 |  | 0.00058365 |  | 0.0051627 |  | 0.0029563 |  | 0.13779 |  | 0.097697 |  | #REF! |  | 0.028556 |  | 0.0019885 |  | 0.0005098 |  | #REF! |  | 0.00020084 |  | -0.00030873 |  | 5.5365e-05 |  | 2.7409e-06 |  | 0.00011848 |  | 1.101e-05 |  | 1.101e-05 |  | 0.00063582 |  | 0.00014284 |  | 4.0596e-06 |  | 0.00029439 |  | 0.21591 |  | 0.21336
| 8.9632e-06 |  | 0.00046149 |  | 0.0017713 |  | 8.9231e-05 |  | 0.00052797 |  | 0.0048506 |  | 0.0028768 |  | 0.14068 |  | 0.098414 |  | #REF! |  | 0.029529 |  | 0.0020608 |  | 0.00050024 |  | #REF! |  | 0.00016291 |  | -0.00038383 |  | 0.00013235 |  | 2.7298e-06 |  | 9.5619e-05 |  | 6.6063e-06 |  | 6.6063e-06 |  | 0.00056611 |  | -7.5251e-05 |  | 7.3062e-06 |  | 0.00029117 |  | 0.21463 |  | 0.21481
| 8.9632e-06 |  | 0.00044105 |  | 0.0017719 |  | 8.923e-05 |  | 0.00048127 |  | 0.0046535 |  | 0.002823 |  | 0.14401 |  | 0.098936 |  | #REF! |  | 0.030619 |  | 0.0023669 |  | 0.00050054 |  | #REF! |  | 0.00016293 |  | -0.00021575 |  | 0.00013236 |  | 2.7502e-06 |  | 9.5624e-05 |  | 5.1286e-05 |  | 5.1286e-05 |  | 0.00054908 |  | -0.0001062 |  | 7.3067e-06 |  | 0.00028711 |  | 0.21441 |  | 0.21608
| 1.7083e-05 |  | 0.00039389 |  | 0.0018305 |  | 0.00013499 |  | 0.00042812 |  | 0.0046564 |  | 0.0027378 |  | 0.14654 |  | 0.099305 |  | #REF! |  | 0.031591 |  | 0.0022886 |  | 0.00055543 |  | #REF! |  | 0.00024191 |  | 5.9713e-06 |  | 9.5761e-05 |  | 2.7804e-06 |  | 0.00017514 |  | 0.00018343 |  | 0.00018343 |  | 0.00063347 |  | -0.00017307 |  | 5.6831e-06 |  | 0.00028632 |  | 0.21408 |  | 0.21714
| 1.7081e-05 |  | 0.00039681 |  | 0.0018101 |  | 0.00013498 |  | 0.00055882 |  | 0.0045144 |  | 0.0026751 |  | 0.14865 |  | 0.099744 |  | #REF! |  | 0.032417 |  | 0.0021026 |  | 0.00053971 |  | #REF! |  | 0.00024191 |  | -2.9798e-05 |  | 9.5767e-05 |  | 2.8248e-06 |  | 0.00017515 |  | 0.00016509 |  | 0.00016509 |  | 0.00068786 |  | 0.00025883 |  | 5.6831e-06 |  | 0.0002912 |  | 0.21309 |  | 0.21804
| 3.332e-05 |  | 0.0003962 |  | 0.0017959 |  | 0.0001604 |  | 0.00044806 |  | 0.0042616 |  | 0.0025935 |  | 0.15182 |  | 0.10043 |  | #REF! |  | 0.033513 |  | 0.0020898 |  | 0.00047868 |  | #REF! |  | 0.00015876 |  | -0.00024436 |  | 6.0363e-05 |  | 2.8391e-06 |  | 7.6855e-05 |  | 5.8272e-05 |  | 5.8272e-05 |  | 0.0006181 |  | 0.00025972 |  | 5.6834e-06 |  | 0.00029931 |  | 0.21144 |  | 0.2187
| 3.332e-05 |  | 0.00040756 |  | 0.0018153 |  | 0.0001604 |  | 0.00046611 |  | 0.0041959 |  | 0.0025849 |  | 0.15516 |  | 0.10133 |  | #REF! |  | 0.034802 |  | 0.0021954 |  | 0.00055084 |  | #REF! |  | 0.00021387 |  | 0.00019192 |  | 6.0367e-05 |  | 2.7706e-06 |  | 7.686e-05 |  | -4.4058e-06 |  | -4.4058e-06 |  | 0.00054915 |  | -0.00011113 |  | 5.6834e-06 |  | 0.00029769 |  | 0.20893 |  | 0.21906
| 4.7527e-05 |  | 0.00043104 |  | 0.0018124 |  | 2.6443e-05 |  | 0.0004989 |  | 0.0042148 |  | 0.0025247 |  | 0.15769 |  | 0.10236 |  | #REF! |  | 0.035834 |  | 0.0022502 |  | 0.00063112 |  | #REF! |  | 0.00024324 |  | 3.8152e-05 |  | 9.7802e-05 |  | 2.6861e-06 |  | 9.9708e-05 |  | -6.6802e-05 |  | -6.6802e-05 |  | 0.0005987 |  | 0.00016633 |  | 7.308e-06 |  | 0.00029367 |  | 0.2078 |  | 0.2195
| 4.7527e-05 |  | 0.00040098 |  | 0.0017869 |  | 2.6443e-05 |  | 0.00039786 |  | 0.0040939 |  | 0.002403 |  | 0.16074 |  | 0.10332 |  | #REF! |  | 0.036953 |  | 0.0022072 |  | 0.00065205 |  | #REF! |  | 0.00018812 |  | -0.00030873 |  | 9.7808e-05 |  | 2.4508e-06 |  | 9.9714e-05 |  | 3.8341e-05 |  | 3.8341e-05 |  | 0.00077875 |  | 0.00016037 |  | 7.308e-06 |  | 0.00028554 |  | 0.20789 |  | 0.2199
| 4.7527e-05 |  | 0.00046027 |  | 0.0017157 |  | 3.134e-05 |  | 0.00040539 |  | 0.0039432 |  | 0.0023601 |  | 0.16377 |  | 0.10417 |  | #REF! |  | 0.037921 |  | 0.0022197 |  | 0.00062381 |  | #REF! |  | 0.00013692 |  | -4.0528e-05 |  | 7.7945e-05 |  | 2.3005e-06 |  | 1.1581e-05 |  | 1.6258e-05 |  | 1.6258e-05 |  | 0.00067581 |  | -5.0337e-05 |  | 5.6841e-06 |  | 0.00028233 |  | 0.20578 |  | 0.22012
| 4.7527e-05 |  | 0.00048259 |  | 0.0017409 |  | 3.134e-05 |  | 0.00041695 |  | 0.0039171 |  | 0.0023066 |  | 0.16623 |  | 0.10491 |  | #REF! |  | 0.039058 |  | 0.0022225 |  | 0.00073216 |  | #REF! |  | 0.00017807 |  | -0.00036595 |  | 7.795e-05 |  | 2.3112e-06 |  | 1.1582e-05 |  | -0.00010984 |  | -0.00010984 |  | 0.00060604 |  | 5.8084e-05 |  | 5.6845e-06 |  | 0.00027909 |  | 0.20266 |  | 0.21976
| 5.362e-05 |  | 0.00044792 |  | 0.0018137 |  | 7.569e-05 |  | 0.00045351 |  | 0.0038061 |  | 0.0022781 |  | 0.16868 |  | 0.1057 |  | #REF! |  | 0.040455 |  | 0.0021973 |  | 0.00081712 |  | #REF! |  | 0.00026109 |  | -0.00052687 |  | 0.00011144 |  | 2.4889e-06 |  | 0.00010815 |  | -5.9149e-05 |  | -5.9149e-05 |  | 0.00060932 |  | 0.0003166 |  | 5.6845e-06 |  | 0.00028235 |  | 0.20067 |  | 0.21891
| 5.3615e-05 |  | 0.00048241 |  | 0.0017644 |  | 7.5683e-05 |  | 0.00049207 |  | 0.0036379 |  | 0.0022774 |  | 0.17212 |  | 0.10658 |  | #REF! |  | 0.04174 |  | 0.0021683 |  | 0.00081214 |  | #REF! |  | 0.00025113 |  | -0.00018714 |  | 0.00011144 |  | 2.6751e-06 |  | 0.00010816 |  | -0.00010102 |  | -0.00010102 |  | 0.00056795 |  | 0.00035012 |  | 5.6845e-06 |  | 0.0002929 |  | 0.19957 |  | 0.21803
| 7.2866e-05 |  | 0.00054472 |  | 0.0017448 |  | 5.5829e-05 |  | 0.00040399 |  | 0.0035885 |  | 0.0022219 |  | 0.17634 |  | 0.10749 |  | #REF! |  | 0.043183 |  | 0.0022374 |  | 0.00075669 |  | #REF! |  | 0.00019464 |  | -0.00025547 |  | 0.00010903 |  | 2.6872e-06 |  | 0.00014144 |  | -0.00012284 |  | -0.00012284 |  | 0.00064912 |  | -4.7914e-05 |  | 5.6848e-06 |  | 0.00029941 |  | 0.19868 |  | 0.21709
| 7.2866e-05 |  | 0.0005527 |  | 0.0018073 |  | 5.5829e-05 |  | 0.00039113 |  | 0.0034862 |  | 0.0021488 |  | 0.18049 |  | 0.10841 |  | #REF! |  | 0.044918 |  | 0.0022007 |  | 0.00080383 |  | #REF! |  | 0.00020962 |  | -0.00020145 |  | 0.00010904 |  | 2.711e-06 |  | 0.00014144 |  | -1.4515e-05 |  | -1.4515e-05 |  | 0.00070754 |  | -1.4234e-05 |  | 5.6852e-06 |  | 0.00030671 |  | 0.1976 |  | 0.21523
| 7.7949e-05 |  | 0.00047861 |  | 0.0017999 |  | 4.4075e-05 |  | 0.00045389 |  | 0.0033377 |  | 0.0020881 |  | 0.18366 |  | 0.10927 |  | #REF! |  | 0.046465 |  | 0.002212 |  | 0.0008892 |  | #REF! |  | 0.00012253 |  | 0.00013827 |  | 8.7139e-05 |  | 2.7254e-06 |  | 0.00015762 |  | -1.5036e-05 |  | -1.5036e-05 |  | 0.00074735 |  | 6.0203e-05 |  | 7.3098e-06 |  | 0.00030754 |  | 0.19504 |  | 0.21149
| 7.7949e-05 |  | 0.00046927 |  | 0.0017702 |  | 4.4075e-05 |  | 0.00043463 |  | 0.0031981 |  | 0.0020379 |  | 0.18483 |  | 0.11 |  | #REF! |  | 0.047359 |  | 0.0023018 |  | 0.00083942 |  | #REF! |  | 7.6383e-05 |  | 0.00016687 |  | 8.7144e-05 |  | 2.6532e-06 |  | 0.00015763 |  | -1.7745e-05 |  | -1.7745e-05 |  | 0.00066056 |  | -0.00034044 |  | 7.3103e-06 |  | 0.00030837 |  | 0.18934 |  | 0.20583
| 5.565e-05 |  | 0.0004261 |  | 0.0017246 |  | 6.6652e-05 |  | 0.00041694 |  | 0.0031102 |  | 0.002012 |  | 0.18467 |  | 0.11065 |  | #REF! |  | 0.047885 |  | 0.0022679 |  | 0.00076036 |  | #REF! |  | 0.0001332 |  | -0.00011205 |  | 2.7233e-05 |  | 2.5514e-06 |  | 0.00011205 |  | -5.3787e-05 |  | -5.3787e-05 |  | 0.00072223 |  | -0.00014693 |  | 2.4371e-06 |  | 0.00030756 |  | 0.18121 |  | 0.19947
| 5.5655e-05 |  | 0.00036459 |  | 0.0016993 |  | 6.6658e-05 |  | 0.00048211 |  | 0.0030441 |  | 0.0019385 |  | 0.18462 |  | 0.11112 |  | #REF! |  | 0.048653 |  | 0.0022201 |  | 0.00078648 |  | #REF! |  | 0.00018272 |  | -0.0001192 |  | 2.7235e-05 |  | 2.5203e-06 |  | 0.00011205 |  | -0.00015613 |  | -0.00015613 |  | 0.00062652 |  | 2.5068e-05 |  | 2.4373e-06 |  | 0.00030352 |  | 0.17394 |  | 0.19419
| 5.6485e-05 |  | 0.00031348 |  | 0.0017099 |  | 0.00011636 |  | 0.0004679 |  | 0.0029122 |  | 0.0018585 |  | 0.18462 |  | 0.1115 |  | #REF! |  | 0.049483 |  | 0.0021865 |  | 0.00090646 |  | #REF! |  | 0.00024288 |  | 3.8145e-05 |  | 0.00011432 |  | 2.6086e-06 |  | 5.6942e-05 |  | -4.4094e-05 |  | -4.4094e-05 |  | 0.00054702 |  | -0.00023659 |  | 2.4374e-06 |  | 0.00029867 |  | 0.16756 |  | 0.18859
| 5.649e-05 |  | 0.00030385 |  | 0.0016714 |  | 0.00011637 |  | 0.0002779 |  | 0.0029003 |  | 0.0017928 |  | 0.18462 |  | 0.11185 |  | #REF! |  | 0.050248 |  | 0.0021641 |  | 0.00095806 |  | #REF! |  | 0.00022001 |  | -2.2647e-05 |  | 0.00011433 |  | 2.6996e-06 |  | 5.6946e-05 |  | -2.2048e-05 |  | -2.2048e-05 |  | 0.00060221 |  | -0.00032889 |  | 2.4374e-06 |  | 0.00029542 |  | 0.16204 |  | 0.18258
| 9.2079e-05 |  | 0.00040226 |  | 0.0016451 |  | 3.6243e-05 |  | 0.0001816 |  | 0.0028585 |  | 0.0017455 |  | 0.18491 |  | 0.1123 |  | #REF! |  | 0.05122 |  | 0.002185 |  | 0.00096141 |  | #REF! |  | 0.00018931 |  | -1.5496e-05 |  | 6.4068e-05 |  | 2.701e-06 |  | 8.6744e-05 |  | -6.174e-05 |  | -6.174e-05 |  | 0.00056731 |  | -0.0002618 |  | 4.0623e-06 |  | 0.00029218 |  | 0.15886 |  | 0.17819
| 9.2071e-05 |  | 0.00037755 |  | 0.00168 |  | 3.624e-05 |  | 0.00023052 |  | 0.0026405 |  | 0.0017459 |  | 0.18717 |  | 0.11288 |  | #REF! |  | 0.052666 |  | 0.002321 |  | 0.0010592 |  | #REF! |  | 0.00024419 |  | -6.9141e-05 |  | 6.4072e-05 |  | 2.5976e-06 |  | 8.675e-05 |  | 2.1156e-05 |  | 2.1156e-05 |  | 0.00059092 |  | -2.1439e-05 |  | 4.0628e-06 |  | 0.00029465 |  | 0.15892 |  | 0.17566
| 4.1449e-05 |  | 0.00039167 |  | 0.0016392 |  | 4.3104e-05 |  | 0.00026174 |  | 0.0026848 |  | 0.0017 |  | 0.18995 |  | 0.11342 |  | #REF! |  | 0.05434 |  | 0.0023485 |  | 0.001045 |  | #REF! |  | 0.00027406 |  | -0.00031946 |  | 0.00015549 |  | 2.4927e-06 |  | 5.4578e-05 |  | -4.3983e-05 |  | -4.3983e-05 |  | 0.00063962 |  | 0.00014641 |  | 4.0626e-06 |  | 0.00029789 |  | 0.159 |  | 0.17368
| 4.1446e-05 |  | 0.00041764 |  | 0.0016077 |  | 4.31e-05 |  | 0.00024407 |  | 0.0026728 |  | 0.0016683 |  | 0.19138 |  | 0.11383 |  | #REF! |  | 0.055747 |  | 0.0021432 |  | 0.00095906 |  | #REF! |  | 0.00023544 |  | -0.00017999 |  | 0.0001555 |  | 2.4422e-06 |  | 5.4582e-05 |  | -0.00010815 |  | -0.00010815 |  | 0.00069806 |  | 0.0002019 |  | 4.0631e-06 |  | 0.00029546 |  | 0.15763 |  | 0.17105
| 1.0996e-05 |  | 0.00035717 |  | 0.0016434 |  | 9.4903e-05 |  | 0.00037812 |  | 0.0026278 |  | 0.001673 |  | 0.19358 |  | 0.11407 |  | #REF! |  | 0.057546 |  | 0.0021737 |  | 0.0010533 |  | #REF! |  | 0.00019119 |  | 7.748e-05 |  | 0.00011361 |  | 2.4815e-06 |  | 7.8864e-05 |  | -8.7391e-05 |  | -8.7391e-05 |  | 0.00060557 |  | 0.00029494 |  | 5.6869e-06 |  | 0.00028655 |  | 0.15715 |  | 0.16855
| 1.0997e-05 |  | 0.00038055 |  | 0.0015695 |  | 9.4912e-05 |  | 0.0004455 |  | 0.0026367 |  | 0.0016269 |  | 0.19711 |  | 0.1141 |  | #REF! |  | 0.059774 |  | 0.0023711 |  | 0.0011299 |  | #REF! |  | 0.00014832 |  | -0.00012836 |  | 0.00011362 |  | 2.5023e-06 |  | 7.8869e-05 |  | -4.6593e-05 |  | -4.6593e-05 |  | 0.00064782 |  | -1.2335e-05 |  | 5.6876e-06 |  | 0.00027926 |  | 0.15656 |  | 0.16661
| 2.4191e-05 |  | 0.00037932 |  | 0.0015802 |  | 7.7391e-05 |  | 0.0003433 |  | 0.0025532 |  | 0.0015992 |  | 0.20199 |  | 0.11404 |  | #REF! |  | 0.062118 |  | 0.0023404 |  | 0.0011497 |  | #REF! |  | 0.00017398 |  | -0.00039456 |  | 6.0511e-05 |  | 2.4837e-06 |  | 0.00012601 |  | 4.191e-05 |  | 4.191e-05 |  | 0.00075173 |  | -0.00011932 |  | 4.0633e-06 |  | 0.00028169 |  | 0.15385 |  | 0.16494
| 2.4193e-05 |  | 0.00035358 |  | 0.0016848 |  | 7.7398e-05 |  | 0.00029393 |  | 0.0025676 |  | 0.0016068 |  | 0.20713 |  | 0.11407 |  | #REF! |  | 0.064604 |  | 0.0022253 |  | 0.0012345 |  | #REF! |  | 0.00023116 |  | 7.0319e-05 |  | 6.0515e-05 |  | 2.4581e-06 |  | 0.00012602 |  | 0.000112 |  | 0.000112 |  | 0.00071524 |  | 0.00013381 |  | 4.0633e-06 |  | 0.00028739 |  | 0.15068 |  | 0.16314
| 0 |  | 0.00040568 |  | 0.0017065 |  | 8.4178e-05 |  | 0.0003499 |  | 0.0025392 |  | 0.0016116 |  | 0.21049 |  | 0.11424 |  | #REF! |  | 0.066815 |  | 0.0022943 |  | 0.0012164 |  | #REF! |  | 0.000242 |  | 0.00035283 |  | 0.00015334 |  | 2.4676e-06 |  | 9.5747e-05 |  | -1.3929e-05 |  | -1.3929e-05 |  | 0.00069413 |  | 0.00025954 |  | 2.4382e-06 |  | 0.00028821 |  | 0.1476 |  | 0.1608
| 0 |  | 0.00048596 |  | 0.001733 |  | 8.4178e-05 |  | 0.00047447 |  | 0.0025557 |  | 0.0015915 |  | 0.21333 |  | 0.11453 |  | #REF! |  | 0.069024 |  | 0.0024801 |  | 0.0012994 |  | #REF! |  | 0.00022582 |  | 7.748e-05 |  | 0.00015335 |  | 2.503e-06 |  | 9.5752e-05 |  | -0.00010498 |  | -0.00010498 |  | 0.00065683 |  | -9.1636e-05 |  | 2.4383e-06 |  | 0.00029147 |  | 0.14327 |  | 0.15803
| 3.7389e-05 |  | 0.0004943 |  | 0.0018021 |  | 0.00010847 |  | 0.00044881 |  | 0.002534 |  | 0.0015891 |  | 0.21745 |  | 0.11475 |  | #REF! |  | 0.071802 |  | 0.0024959 |  | 0.0015335 |  | #REF! |  | 0.00032502 |  | -6.1984e-05 |  | 0.00020427 |  | 2.527e-06 |  | 0.0001202 |  | 2.427e-05 |  | 2.427e-05 |  | 0.00057567 |  | -0.00014713 |  | 5.6883e-06 |  | 0.00029717 |  | 0.13899 |  | 0.15504
| 3.7389e-05 |  | 0.00034125 |  | 0.0017701 |  | 0.00010847 |  | 0.00052837 |  | 0.0023829 |  | 0.0015464 |  | 0.22026 |  | 0.11486 |  | #REF! |  | 0.074042 |  | 0.0024428 |  | 0.001586 |  | #REF! |  | 0.00030677 |  | -1.1919e-05 |  | 0.00020428 |  | 2.5427e-06 |  | 0.0001202 |  | 1.9858e-05 |  | 1.9858e-05 |  | 0.00049448 |  | 0.00014877 |  | 5.6883e-06 |  | 0.00029961 |  | 0.1348 |  | 0.1516
| 8.814e-05 |  | 0.00025052 |  | 0.0017029 |  | 7.8535e-05 |  | 0.00059984 |  | 0.0022949 |  | 0.0014867 |  | 0.21994 |  | 0.11479 |  | #REF! |  | 0.075377 |  | 0.0024125 |  | 0.0015677 |  | #REF! |  | 0.00025583 |  | 0.00015258 |  | 9.3414e-05 |  | 2.5333e-06 |  | 0.00014919 |  | -2.317e-05 |  | -2.317e-05 |  | 0.00047421 |  | 0.00031223 |  | 7.3143e-06 |  | 0.00029638 |  | 0.13063 |  | 0.14735
| 8.8132e-05 |  | 0.00033825 |  | 0.0017148 |  | 7.8528e-05 |  | 0.00041451 |  | 0.0023226 |  | 0.001435 |  | 0.21712 |  | 0.11462 |  | #REF! |  | 0.076251 |  | 0.002414 |  | 0.0016225 |  | #REF! |  | 0.00030154 |  | 1.6688e-05 |  | 9.342e-05 |  | 2.6075e-06 |  | 0.0001492 |  | 5.71e-05 |  | 5.71e-05 |  | 0.00054404 |  | 0.00035838 |  | 7.3148e-06 |  | 0.00028988 |  | 0.12477 |  | 0.14237
| 1.0998e-05 |  | 0.00038758 |  | 0.0015997 |  | 4.7026e-05 |  | 0.00038331 |  | 0.0022842 |  | 0.0013602 |  | 0.21381 |  | 0.11456 |  | #REF! |  | 0.076957 |  | 0.0024351 |  | 0.001671 |  | #REF! |  | 0.00028548 |  | 0.00014543 |  | 0.00010966 |  | 2.6795e-06 |  | 0.00012603 |  | 0.00011227 |  | 0.00011227 |  | 0.00068537 |  | 8.7021e-05 |  | 7.3152e-06 |  | 0.00028828 |  | 0.11914 |  | 0.13728
| 1.0998e-05 |  | 0.00040612 |  | 0.0015609 |  | 4.7026e-05 |  | 0.00033924 |  | 0.0021145 |  | 0.0013162 |  | 0.2114 |  | 0.1147 |  | #REF! |  | 0.077866 |  | 0.0024532 |  | 0.0016364 |  | #REF! |  | 0.00025661 |  | 0.0001204 |  | 0.00010967 |  | 2.7127e-06 |  | 0.00012604 |  | 9.6161e-05 |  | 9.6161e-05 |  | 0.00076987 |  | -0.00030401 |  | 7.3148e-06 |  | 0.00029073 |  | 0.11469 |  | 0.1323
| 0 |  | 0.00039229 |  | 0.0016585 |  | 8.4185e-05 |  | 0.00026122 |  | 0.0020076 |  | 0.0012996 |  | 0.21006 |  | 0.11485 |  | #REF! |  | 0.079031 |  | 0.0025222 |  | 0.0017289 |  | #REF! |  | 0.0002721 |  | -1.2455e-06 |  | 0.00011753 |  | 2.6824e-06 |  | 0.00011834 |  | 5.1071e-06 |  | 5.1071e-06 |  | 0.00075688 |  | -0.0003451 |  | 5.6897e-06 |  | 0.0002956 |  | 0.11003 |  | 0.12782
| 0 |  | 0.0003883 |  | 0.0016273 |  | 8.4185e-05 |  | 0.00031277 |  | 0.0019757 |  | 0.0013433 |  | 0.20954 |  | 0.1149 |  | #REF! |  | 0.080928 |  | 0.0026487 |  | 0.0018142 |  | #REF! |  | 0.00030031 |  | -0.0001049 |  | 0.00011754 |  | 2.7325e-06 |  | 0.00011834 |  | -4.0297e-05 |  | -4.0297e-05 |  | 0.00066678 |  | 0.00012495 |  | 5.6897e-06 |  | 0.00029887 |  | 0.10663 |  | 0.12388
| 2.8767e-06 |  | 0.0004355 |  | 0.0016019 |  | 9.8884e-05 |  | 0.00041041 |  | 0.0018975 |  | 0.0013279 |  | 0.21005 |  | 0.11479 |  | #REF! |  | 0.083469 |  | 0.0026812 |  | 0.0018731 |  | #REF! |  | 0.00025776 |  | -0.00014066 |  | 7.8646e-05 |  | 2.8146e-06 |  | 0.0001042 |  | 4.5254e-05 |  | 4.5254e-05 |  | 0.00061723 |  | 6.7186e-05 |  | 2.4389e-06 |  | 0.00029806 |  | 0.10448 |  | 0.12033
| 2.8764e-06 |  | 0.00041086 |  | 0.0016469 |  | 0.00010378 |  | 0.00034828 |  | 0.001891 |  | 0.0012562 |  | 0.21186 |  | 0.11463 |  | #REF! |  | 0.086386 |  | 0.0026775 |  | 0.0020592 |  | #REF! |  | 0.00027186 |  | 0.00015258 |  | 7.8651e-05 |  | 2.8051e-06 |  | 0.00010421 |  | 8.3473e-05 |  | 8.3473e-05 |  | 0.00064245 |  | -0.00033172 |  | 2.4391e-06 |  | 0.00030133 |  | 0.10235 |  | 0.11715
| 7.2891e-05 |  | 0.00035284 |  | 0.0017116 |  | 7.1586e-05 |  | 0.00022224 |  | 0.0019927 |  | 0.0012692 |  | 0.21213 |  | 0.11443 |  | #REF! |  | 0.088916 |  | 0.0027354 |  | 0.0021429 |  | #REF! |  | 0.00036043 |  | 0.00022052 |  | 6.9315e-05 |  | 2.7091e-06 |  | 0.00015564 |  | 1.7243e-05 |  | 1.7243e-05 |  | 0.00066767 |  | -6.266e-05 |  | 5.6904e-06 |  | 0.00030622 |  | 0.099745 |  | 0.11394
| 7.2885e-05 |  | 0.00034132 |  | 0.0017047 |  | 6.667e-05 |  | 0.00033715 |  | 0.0018714 |  | 0.0012663 |  | 0.21009 |  | 0.11421 |  | #REF! |  | 0.090645 |  | 0.0027193 |  | 0.0021914 |  | #REF! |  | 0.00034483 |  | 0.00038144 |  | 6.9319e-05 |  | 2.5088e-06 |  | 0.00015565 |  | 7.0779e-05 |  | 7.0779e-05 |  | 0.00050928 |  | 0.00017844 |  | 5.6904e-06 |  | 0.00031109 |  | 0.097426 |  | 0.11033
| 3.3334e-05 |  | 0.00033308 |  | 0.0016998 |  | 0.00010679 |  | 0.00045507 |  | 0.0017115 |  | 0.0012607 |  | 0.20813 |  | 0.114 |  | #REF! |  | 0.092455 |  | 0.0027552 |  | 0.0022422 |  | #REF! |  | 0.00037019 |  | 0.0004029 |  | 0.0002047 |  | 2.3928e-06 |  | 0.00015791 |  | 3.973e-05 |  | 3.973e-05 |  | 0.00060273 |  | -1.7622e-05 |  | 4.0656e-06 |  | 0.00031274 |  | 0.094652 |  | 0.10659
| 3.3334e-05 |  | 0.00040697 |  | 0.00165 |  | 0.00010679 |  | 0.00052736 |  | 0.0017282 |  | 0.0012345 |  | 0.20691 |  | 0.11392 |  | #REF! |  | 0.094639 |  | 0.0028738 |  | 0.0024192 |  | #REF! |  | 0.00038697 |  | 0.00011324 |  | 0.00020471 |  | 2.2942e-06 |  | 0.00015792 |  | -1.0518e-05 |  | -1.0518e-05 |  | 0.00076681 |  | -0.00030732 |  | 4.0656e-06 |  | 0.00031274 |  | 0.092199 |  | 0.10303
| 0.00010624 |  | 0.00048164 |  | 0.0015843 |  | 4.8995e-05 |  | 0.00045565 |  | 0.0016631 |  | 0.0011635 |  | 0.20567 |  | 0.11387 |  | #REF! |  | 0.096789 |  | 0.0028741 |  | 0.0024913 |  | #REF! |  | 0.00031895 |  | 2.384e-05 |  | 0.00013187 |  | 2.3082e-06 |  | 0.00012739 |  | -8.5428e-05 |  | -8.5428e-05 |  | 0.00071812 |  | -0.00034137 |  | 5.6911e-06 |  | 0.00031113 |  | 0.090349 |  | 0.099577
| 0.00010623 |  | 0.00044414 |  | 0.0016226 |  | 4.899e-05 |  | 0.00034897 |  | 0.0016103 |  | 0.0011166 |  | 0.20351 |  | 0.11381 |  | #REF! |  | 0.098889 |  | 0.0027857 |  | 0.0024705 |  | #REF! |  | 0.00030613 |  | 0.00022681 |  | 0.00013188 |  | 2.4715e-06 |  | 0.0001274 |  | -0.00020757 |  | -0.00020757 |  | 0.0007799 |  | -0.00014517 |  | 5.6911e-06 |  | 0.00029896 |  | 0.088295 |  | 0.096309
| 1.709e-05 |  | 0.00040342 |  | 0.0016245 |  | 4.997e-05 |  | 0.00036726 |  | 0.0015617 |  | 0.0010971 |  | 0.20088 |  | 0.11361 |  | #REF! |  | 0.10099 |  | 0.0026699 |  | 0.0025852 |  | #REF! |  | 0.00031018 |  | 0.00023125 |  | 9.1818e-06 |  | 2.6201e-06 |  | 0.00010178 |  | -2.54e-05 |  | -2.54e-05 |  | 0.00067835 |  | 0.00017831 |  | 5.6915e-06 |  | 0.00028515 |  | 0.08613 |  | 0.093373
| 1.7092e-05 |  | 0.00041765 |  | 0.0016504 |  | 4.9975e-05 |  | 0.000375 |  | 0.001552 |  | 0.0011038 |  | 0.1982 |  | 0.11335 |  | #REF! |  | 0.1032 |  | 0.002691 |  | 0.0027057 |  | #REF! |  | 0.0003397 |  | 0.0003278 |  | 9.1824e-06 |  | 2.7051e-06 |  | 0.00010178 |  | -7.6204e-05 |  | -7.6204e-05 |  | 0.00061661 |  | -3.507e-05 |  | 5.6915e-06 |  | 0.00027947 |  | 0.084409 |  | 0.090796
| 0 |  | 0.00038184 |  | 0.0016571 |  | 3.8216e-05 |  | 0.0005025 |  | 0.0015233 |  | 0.0011201 |  | 0.19597 |  | 0.11305 |  | #REF! |  | 0.1056 |  | 0.0026396 |  | 0.0027913 |  | #REF! |  | 0.00037101 |  | 0.00017046 |  | 0.00013594 |  | 2.6441e-06 |  | 0.00011857 |  | -0.00010382 |  | -0.00010382 |  | 0.0006955 |  | -0.0003188 |  | 7.3184e-06 |  | 0.00028763 |  | 0.083099 |  | 0.08833
| 0 |  | 0.0004115 |  | 0.0016145 |  | 3.8216e-05 |  | 0.00055869 |  | 0.0014583 |  | 0.0010616 |  | 0.19364 |  | 0.11277 |  | #REF! |  | 0.10761 |  | 0.0026492 |  | 0.0027197 |  | #REF! |  | 0.00034667 |  | -0.0001335 |  | 0.00013595 |  | 2.5404e-06 |  | 0.00011858 |  | -1.3254e-05 |  | -1.3254e-05 |  | 0.00075481 |  | 2.5038e-05 |  | 7.3188e-06 |  | 0.000299 |  | 0.081646 |  | 0.085947
| 2.7245e-05 |  | 0.00039705 |  | 0.0014352 |  | 8.1374e-05 |  | 0.00040145 |  | 0.0015114 |  | 0.0010546 |  | 0.19093 |  | 0.11251 |  | #REF! |  | 0.11002 |  | 0.0027441 |  | 0.0028341 |  | #REF! |  | 0.00039659 |  | -0.00016211 |  | 7.6482e-05 |  | 2.5027e-06 |  | 0.00011325 |  | -2.3198e-05 |  | -2.3198e-05 |  | 0.00077756 |  | 0.00015695 |  | 5.6922e-06 |  | 0.00030631 |  | 0.080579 |  | 0.083718
| 2.7245e-05 |  | 0.00028624 |  | 0.0012596 |  | 8.1374e-05 |  | 0.00038347 |  | 0.0015037 |  | 0.0010712 |  | 0.18831 |  | 0.11227 |  | #REF! |  | 0.11282 |  | 0.0025932 |  | 0.0030958 |  | #REF! |  | 0.00045588 |  | -0.0003588 |  | 7.6487e-05 |  | 2.4558e-06 |  | 0.00011326 |  | -6.6279e-05 |  | -6.6279e-05 |  | 0.00070854 |  | -6.5696e-05 |  | 5.6925e-06 |  | 0.00030308 |  | 0.079345 |  | 0.081697
| 1.5061e-05 |  | 0.00039674 |  | 0.0014293 |  | 3.6256e-05 |  | 0.00044538 |  | 0.0013868 |  | 0.0010449 |  | 0.18519 |  | 0.112 |  | #REF! |  | 0.1149 |  | 0.0025384 |  | 0.0032865 |  | #REF! |  | 0.00041293 |  | -0.00027297 |  | 0.0001601 |  | 2.4484e-06 |  | 0.00013602 |  | -8.3961e-05 |  | -8.3961e-05 |  | 0.00071102 |  | -0.00039601 |  | 5.6925e-06 |  | 0.00029254 |  | 0.077689 |  | 0.079719
| 2.4216e-05 |  | 0.00048399 |  | 0.0016264 |  | 3.6259e-05 |  | 0.00047534 |  | 0.0013913 |  | 0.0010453 |  | 0.18222 |  | 0.11163 |  | #REF! |  | 0.11713 |  | 0.0025641 |  | 0.0032541 |  | #REF! |  | 0.00038963 |  | -0.00014705 |  | 0.00016011 |  | 2.524e-06 |  | 0.00013603 |  | 5.8584e-05 |  | 5.8584e-05 |  | 0.00062814 |  | -0.00029718 |  | 5.6925e-06 |  | 0.0002836 |  | 0.076194 |  | 0.077723
| 7.0755e-05 |  | 0.00046317 |  | 0.0016878 |  | 7.3469e-05 |  | 0.00045248 |  | 0.0014698 |  | 0.0010358 |  | 0.17897 |  | 0.11118 |  | #REF! |  | 0.11949 |  | 0.0025641 |  | 0.0032518 |  | #REF! |  | 0.00048693 |  | -0.00020861 |  | 9.4211e-05 |  | 2.6068e-06 |  | 0.00014426 |  | 7.6267e-05 |  | 7.6267e-05 |  | 0.0005843 |  | -5.8548e-05 |  | 4.0673e-06 |  | 0.00028605 |  | 0.075062 |  | 0.075747
| 6.1596e-05 |  | 0.00047854 |  | 0.0017206 |  | 7.3463e-05 |  | 0.00025553 |  | 0.0014611 |  | 0.0010416 |  | 0.17507 |  | 0.11066 |  | #REF! |  | 0.1216 |  | 0.0026537 |  | 0.0034249 |  | #REF! |  | 0.00053474 |  | -8.7017e-05 |  | 9.4217e-05 |  | 2.5503e-06 |  | 0.00014427 |  | 2.0994e-05 |  | 2.0994e-05 |  | 0.00061436 |  | -4.1151e-05 |  | 4.0671e-06 |  | 0.00029906 |  | 0.073606 |  | 0.073974
| 5.4665e-05 |  | 0.00042121 |  | 0.0016826 |  | 0.00010173 |  | 0.00018464 |  | 0.0014578 |  | 0.00098358 |  | 0.1714 |  | 0.11018 |  | #REF! |  | 0.12385 |  | 0.0027551 |  | 0.0035672 |  | #REF! |  | 0.00043612 |  | -3.6953e-05 |  | 0.00021991 |  | 2.4205e-06 |  | 0.0001232 |  | -9.2356e-05 |  | -9.2356e-05 |  | 0.00053963 |  | -7.6785e-05 |  | 7.3206e-06 |  | 0.00031126 |  | 0.071674 |  | 0.07244
| 5.4669e-05 |  | 0.00038428 |  | 0.0016223 |  | 0.00010174 |  | 0.00033965 |  | 0.0014149 |  | 0.00092147 |  | 0.16762 |  | 0.10982 |  | #REF! |  | 0.12612 |  | 0.0027746 |  | 0.0036449 |  | #REF! |  | 0.00040866 |  | -6.1984e-05 |  | 0.00021993 |  | 2.3615e-06 |  | 0.00012321 |  | -7.0707e-05 |  | -7.0707e-05 |  | 0.00065995 |  | -0.00021222 |  | 7.3206e-06 |  | 0.00031616 |  | 0.069633 |  | 0.070808
| 2.1155e-05 |  | 0.00040235 |  | 0.0016158 |  | 8.8163e-05 |  | 0.00036878 |  | 0.0013508 |  | 0.00094606 |  | 0.16362 |  | 0.1095 |  | #REF! |  | 0.12836 |  | 0.0027218 |  | 0.0038387 |  | #REF! |  | 0.00046893 |  | 9.5365e-05 |  | 0.0001526 |  | 2.4308e-06 |  | 0.00013987 |  | 7.9126e-05 |  | 7.9126e-05 |  | 0.0007778 |  | -9.0839e-05 |  | 5.6936e-06 |  | 0.00030966 |  | 0.067669 |  | 0.069149
| 2.1155e-05 |  | 0.00040202 |  | 0.0016629 |  | 8.8163e-05 |  | 0.00034923 |  | 0.0012096 |  | 0.00095965 |  | 0.15898 |  | 0.10912 |  | #REF! |  | 0.12976 |  | 0.0027506 |  | 0.0041165 |  | #REF! |  | 0.00052733 |  | 0.00037786 |  | 0.00015261 |  | 2.5379e-06 |  | 0.00013988 |  | 0.00016898 |  | 0.00016898 |  | 0.00080223 |  | 0.00022656 |  | 5.6939e-06 |  | 0.00030805 |  | 0.065873 |  | 0.067635
| 4.553e-05 |  | 0.00033666 |  | 0.0016073 |  | 5.9911e-05 |  | 0.00034442 |  | 0.0011676 |  | 0.00091092 |  | 0.15383 |  | 0.10852 |  | #REF! |  | 0.13087 |  | 0.0028294 |  | 0.0040342 |  | #REF! |  | 0.00048106 |  | 0.00027058 |  | 2.7284e-05 |  | 2.5833e-06 |  | 0.00012682 |  | 0.00014799 |  | 0.00014799 |  | 0.00070632 |  | -0.00015965 |  | 2.4409e-06 |  | 0.0003113 |  | 0.063643 |  | 0.066241
| 4.553e-05 |  | 0.00037097 |  | 0.0013985 |  | 5.9911e-05 |  | 0.00030701 |  | 0.0011799 |  | 0.00087823 |  | 0.14939 |  | 0.10776 |  | #REF! |  | 0.13246 |  | 0.0026887 |  | 0.0040697 |  | #REF! |  | 0.00046142 |  | 9.2216e-05 |  | 2.7285e-05 |  | 2.6203e-06 |  | 0.00012683 |  | 3.7584e-05 |  | 3.7584e-05 |  | 0.00069499 |  | -0.00029189 |  | 2.4409e-06 |  | 0.00030888 |  | 0.061171 |  | 0.064843
| 9.0997e-05 |  | 0.00040537 |  | 0.0014405 |  | 6.2737e-05 |  | 0.00035743 |  | 0.0011435 |  | 0.0008929 |  | 0.14587 |  | 0.107 |  | #REF! |  | 0.13459 |  | 0.0025615 |  | 0.0043683 |  | #REF! |  | 0.00058846 |  | 0.00018834 |  | 0.00010517 |  | 2.5988e-06 |  | 0.00011443 |  | -5.5273e-06 |  | -5.5273e-06 |  | 0.00078038 |  | -0.00047085 |  | 7.3215e-06 |  | 0.00029996 |  | 0.060285 |  | 0.063434
| 9.0997e-05 |  | 0.00043213 |  | 0.0015529 |  | 6.2737e-05 |  | 0.00038217 |  | 0.0011668 |  | 0.0008756 |  | 0.14241 |  | 0.10635 |  | #REF! |  | 0.13698 |  | 0.0025293 |  | 0.0046488 |  | #REF! |  | 0.00062056 |  | 0.00010609 |  | 0.00010518 |  | 2.5911e-06 |  | 0.00011444 |  | 2.8917e-05 |  | 2.8917e-05 |  | 0.00076169 |  | -0.00049427 |  | 7.3224e-06 |  | 0.00029102 |  | 0.059592 |  | 0.062056
| 2.8774e-06 |  | 0.00040559 |  | 0.0015781 |  | 5.5864e-05 |  | 0.00041733 |  | 0.0011989 |  | 0.00087997 |  | 0.13909 |  | 0.10576 |  | #REF! |  | 0.1394 |  | 0.0025247 |  | 0.0048461 |  | #REF! |  | 0.00063173 |  | 6.6752e-05 |  | 0.00019189 |  | 2.603e-06 |  | 9.816e-05 |  | 7.3141e-05 |  | 7.3141e-05 |  | 0.00074868 |  | -9.9155e-05 |  | 4.0683e-06 |  | 0.0002959 |  | 0.057602 |  | 0.060815
| 2.8774e-06 |  | 0.00033115 |  | 0.0015776 |  | 5.5864e-05 |  | 0.00041588 |  | 0.0012 |  | 0.00085142 |  | 0.13558 |  | 0.10522 |  | #REF! |  | 0.1422 |  | 0.0025954 |  | 0.0048039 |  | #REF! |  | 0.00060194 |  | 0.00012397 |  | 0.00019191 |  | 2.6794e-06 |  | 9.8166e-05 |  | 1.2163e-05 |  | 1.2163e-05 |  | 0.00076015 |  | -0.00016477 |  | 4.0688e-06 |  | 0.00031057 |  | 0.056009 |  | 0.059638
| 3.4362e-05 |  | 0.00037505 |  | 0.0015714 |  | 8.2526e-05 |  | 0.0003368 |  | 0.0011604 |  | 0.0008174 |  | 0.13208 |  | 0.10478 |  | #REF! |  | 0.14472 |  | 0.0027126 |  | 0.0049972 |  | #REF! |  | 0.0006426 |  | 0.0001633 |  | 0.0001609 |  | 2.7346e-06 |  | 0.00016268 |  | 7.7399e-06 |  | 7.7399e-06 |  | 0.0007691 |  | 0.00011092 |  | 2.4412e-06 |  | 0.00032276 |  | 0.05451 |  | 0.058417
| 3.4359e-05 |  | 0.00032764 |  | 0.0016638 |  | 8.2519e-05 |  | 0.0003114 |  | 0.0012654 |  | 0.00084794 |  | 0.12886 |  | 0.10441 |  | #REF! |  | 0.14707 |  | 0.0026977 |  | 0.0053659 |  | #REF! |  | 0.00077928 |  | 0.00013827 |  | 0.00016091 |  | 2.7564e-06 |  | 0.00016269 |  | 0.00012323 |  | 0.00012323 |  | 0.00068292 |  | 0.00029078 |  | 2.4415e-06 |  | 0.00032926 |  | 0.053565 |  | 0.057287
| 4.9086e-06 |  | 0.00029862 |  | 0.0015595 |  | 9.3266e-05 |  | 0.00030146 |  | 0.0012445 |  | 0.0008164 |  | 0.12474 |  | 0.10398 |  | #REF! |  | 0.14873 |  | 0.0026465 |  | 0.0054822 |  | #REF! |  | 0.00071175 |  | 0.00011091 |  | 8.1765e-05 |  | 2.7214e-06 |  | 7.568e-05 |  | 7.3472e-05 |  | 7.3472e-05 |  | 0.00066182 |  | 0.00038072 |  | 5.6957e-06 |  | 0.00032522 |  | 0.052868 |  | 0.056232
| 4.9086e-06 |  | 0.00032435 |  | 0.0014524 |  | 9.3266e-05 |  | 0.00037505 |  | 0.0011385 |  | 0.00077877 |  | 0.1203 |  | 0.10327 |  | #REF! |  | 0.15014 |  | 0.0027222 |  | 0.0055062 |  | #REF! |  | 0.00063736 |  | -0.00013708 |  | 8.177e-05 |  | 2.665e-06 |  | 7.5684e-05 |  | 2.1865e-05 |  | 2.1865e-05 |  | 0.00069195 |  | 5.2161e-05 |  | 5.6957e-06 |  | 0.00031874 |  | 0.051275 |  | 0.055145
| 1.7096e-05 |  | 0.00034814 |  | 0.0014858 |  | 6.3873e-05 |  | 0.00040857 |  | 0.0010887 |  | 0.00076545 |  | 0.11707 |  | 0.10233 |  | #REF! |  | 0.15268 |  | 0.0028556 |  | 0.0055886 |  | #REF! |  | 0.00066063 |  | -0.00039097 |  | 0.0001041 |  | 2.6435e-06 |  | 0.00012939 |  | 5.2834e-05 |  | 5.2834e-05 |  | 0.00067569 |  | 9.6782e-05 |  | 5.696e-06 |  | 0.00030979 |  | 0.050123 |  | 0.054079
| 1.7098e-05 |  | 0.00037124 |  | 0.0014508 |  | 6.3879e-05 |  | 0.00042849 |  | 0.0011077 |  | 0.00077362 |  | 0.11464 |  | 0.10151 |  | #REF! |  | 0.15513 |  | 0.0029068 |  | 0.0058033 |  | #REF! |  | 0.00071624 |  | -0.00029086 |  | 0.00010411 |  | 2.6504e-06 |  | 0.0001294 |  | -1.6592e-05 |  | -1.6592e-05 |  | 0.00059197 |  | 0.00087288 |  | 5.6964e-06 |  | 0.00030249 |  | 0.049466 |  | 0.053074
| 7.0091e-05 |  | 0.00034658 |  | 0.0014568 |  | 8.5353e-05 |  | 0.00042972 |  | 0.001069 |  | 0.00071291 |  | 0.11199 |  | 0.10092 |  | #REF! |  | 0.15747 |  | 0.0027923 |  | 0.0059953 |  | #REF! |  | 0.00074579 |  | -0.00017285 |  | 0.00015773 |  | 2.6868e-06 |  | 0.00014612 |  | -0.00010644 |  | -0.00010644 |  | 0.00059685 |  | 0.00052297 |  | 4.0696e-06 |  | 0.00030412 |  | 0.048608 |  | 0.052075
| 7.0097e-05 |  | 0.00036136 |  | 0.0014922 |  | 8.536e-05 |  | 0.00033389 |  | 0.00097952 |  | 0.00066656 |  | 0.10871 |  | 0.10053 |  | #REF! |  | 0.15981 |  | 0.0026999 |  | 0.0062746 |  | #REF! |  | 0.00077309 |  | -0.0002837 |  | 0.00015774 |  | 2.6316e-06 |  | 0.00014613 |  | -8.5437e-05 |  | -8.5437e-05 |  | 0.0006408 |  | -0.000161 |  | 4.0696e-06 |  | 0.00030739 |  | 0.047477 |  | 0.051062
| 7.4054e-05 |  | 0.00039919 |  | 0.001493 |  | 4.8032e-05 |  | 0.00028656 |  | 0.00099177 |  | 0.0007126 |  | 0.10569 |  | 0.10009 |  | #REF! |  | 0.16185 |  | 0.0027304 |  | 0.0066557 |  | #REF! |  | 0.00079348 |  | -0.00024794 |  | 7.0922e-05 |  | 2.5449e-06 |  | 0.00015677 |  | 1.3275e-05 |  | 1.3275e-05 |  | 0.00065463 |  | 0.00016616 |  | 2.4419e-06 |  | 0.00030739 |  | 0.046139 |  | 0.050109
| 7.4054e-05 |  | 0.00029161 |  | 0.0015318 |  | 4.8032e-05 |  | 0.00017914 |  | 0.00097629 |  | 0.00073725 |  | 0.10359 |  | 0.099515 |  | #REF! |  | 0.16492 |  | 0.0026405 |  | 0.0068679 |  | #REF! |  | 0.00080311 |  | -2.3678e-05 |  | 7.0926e-05 |  | 2.5134e-06 |  | 0.00015678 |  | 6.2455e-05 |  | 6.2455e-05 |  | 0.00068155 |  | 0.00032611 |  | 2.4421e-06 |  | 0.00029767 |  | 0.045617 |  | 0.049283
| 7.8011e-05 |  | 0.0002971 |  | 0.0015157 |  | 8.2534e-05 |  | 0.00016055 |  | 0.00097417 |  | 0.00072963 |  | 0.10131 |  | 0.098722 |  | #REF! |  | 0.16785 |  | 0.0027722 |  | 0.0070212 |  | #REF! |  | 0.00078294 |  | 0.00022053 |  | 0.00014188 |  | 2.5684e-06 |  | 0.00010377 |  | -5.5476e-06 |  | -5.5476e-06 |  | 0.00066849 |  | 8.1864e-05 |  | 7.3251e-06 |  | 0.00029358 |  | 0.045191 |  | 0.048484
| 7.8011e-05 |  | 0.00042203 |  | 0.0014936 |  | 8.2534e-05 |  | 0.00032724 |  | 0.00082607 |  | 0.00071375 |  | 0.09884 |  | 0.097869 |  | #REF! |  | 0.17039 |  | 0.0029452 |  | 0.0071854 |  | #REF! |  | 0.00079031 |  | 0.00034569 |  | 0.00014189 |  | 2.6558e-06 |  | 0.00010378 |  | -0.0001001 |  | -0.0001001 |  | 0.00069785 |  | 0.00047803 |  | 7.3256e-06 |  | 0.00030175 |  | 0.044576 |  | 0.047629
| 5.57e-05 |  | 0.00043165 |  | 0.0015121 |  | 8.9325e-05 |  | 0.00035703 |  | 0.00085814 |  | 0.00067247 |  | 0.096459 |  | 0.096976 |  | #REF! |  | 0.17286 |  | 0.0028686 |  | 0.0074563 |  | #REF! |  | 0.00087002 |  | 0.00012754 |  | 0.00014314 |  | 2.6792e-06 |  | 0.00012365 |  | -5.4221e-05 |  | -5.4221e-05 |  | 0.00076694 |  | 0.00056673 |  | 2.4422e-06 |  | 0.00031149 |  | 0.044022 |  | 0.046737
| 5.5695e-05 |  | 0.00037709 |  | 0.0014735 |  | 8.9317e-05 |  | 0.00021388 |  | 0.00091573 |  | 0.00064104 |  | 0.093847 |  | 0.096177 |  | #REF! |  | 0.17437 |  | 0.0027191 |  | 0.0076961 |  | #REF! |  | 0.00088013 |  | -0.00026224 |  | 0.00014315 |  | 2.7435e-06 |  | 0.00012366 |  | 4.4266e-06 |  | 4.4266e-06 |  | 0.00085 |  | 8.9696e-06 |  | 2.4424e-06 |  | 0.00031723 |  | 0.043455 |  | 0.04586
| 1.5068e-05 |  | 0.00038038 |  | 0.0014137 |  | 5.9927e-05 |  | 0.00030591 |  | 0.00080959 |  | 0.00067282 |  | 0.090942 |  | 0.095526 |  | #REF! |  | 0.17533 |  | 0.0027595 |  | 0.0078555 |  | #REF! |  | 0.00084657 |  | -7.2716e-05 |  | 8.8288e-05 |  | 2.7842e-06 |  | 0.00015097 |  | -4.5487e-05 |  | -4.5487e-05 |  | 0.00087278 |  | -0.00051184 |  | 5.6981e-06 |  | 0.00030747 |  | 0.042613 |  | 0.045033
| 1.5068e-05 |  | 0.00037413 |  | 0.0014261 |  | 5.9927e-05 |  | 0.00046909 |  | 0.00091474 |  | 0.00068847 |  | 0.088317 |  | 0.094966 |  | #REF! |  | 0.17679 |  | 0.0029121 |  | 0.0080771 |  | #REF! |  | 0.00087102 |  | 4.7345e-05 |  | 8.8293e-05 |  | 2.7747e-06 |  | 0.00015098 |  | -2.505e-06 |  | -2.505e-06 |  | 0.00078661 |  | -0.00034473 |  | 5.6981e-06 |  | 0.00030098 |  | 0.041422 |  | 0.04416
| 1.3036e-05 |  | 0.00029877 |  | 0.0013751 |  | 1.9606e-05 |  | 0.00053505 |  | 0.00085174 |  | 0.00064997 |  | 0.085884 |  | 0.094414 |  | #REF! |  | 0.17832 |  | 0.0028511 |  | 0.0083369 |  | #REF! |  | 0.0009203 |  | -0.0002694 |  | 0.00011002 |  | 2.7248e-06 |  | 0.00010695 |  | -6.1805e-05 |  | -6.1805e-05 |  | 0.00070201 |  | -0.00024643 |  | 7.3265e-06 |  | 0.00030423 |  | 0.039885 |  | 0.043333
| 1.3036e-05 |  | 0.00032674 |  | 0.001357 |  | 1.9606e-05 |  | 0.00042248 |  | 0.00082523 |  | 0.00068067 |  | 0.08407 |  | 0.093772 |  | #REF! |  | 0.18066 |  | 0.0029749 |  | 0.0086118 |  | #REF! |  | 0.00090045 |  | -0.00023722 |  | 0.00011002 |  | 2.5882e-06 |  | 0.00010695 |  | -5.92e-05 |  | -5.92e-05 |  | 0.00070607 |  | -0.00026973 |  | 7.3269e-06 |  | 0.00031318 |  | 0.038802 |  | 0.042579
| 4.2498e-05 |  | 0.00036373 |  | 0.001319 |  | 0.00013739 |  | 0.00020774 |  | 0.00080317 |  | 0.00070333 |  | 0.08239 |  | 0.093043 |  | #REF! |  | 0.18363 |  | 0.0029288 |  | 0.0088164 |  | #REF! |  | 0.00090898 |  | -2.9806e-05 |  | 3.0674e-05 |  | 2.5093e-06 |  | 0.00012478 |  | -4.4798e-05 |  | -4.4798e-05 |  | 0.00070047 |  | 5.3989e-05 |  | 2.4428e-06 |  | 0.00031566 |  | 0.038232 |  | 0.041896
| 4.2494e-05 |  | 0.00032098 |  | 0.0013601 |  | 0.00013738 |  | 0.00013209 |  | 0.00086959 |  | 0.00068635 |  | 0.080628 |  | 0.092267 |  | #REF! |  | 0.18611 |  | 0.0028098 |  | 0.0092101 |  | #REF! |  | 0.0010524 |  | 2.384e-05 |  | 3.0676e-05 |  | 2.397e-06 |  | 0.00013666 |  | -0.00011476 |  | -0.00011476 |  | 0.00062481 |  | 0.00021691 |  | 2.4428e-06 |  | 0.00030752 |  | 0.037583 |  | 0.041208
| 4.1482e-05 |  | 0.00041416 |  | 0.0014964 |  | 6.7848e-05 |  | 0.00034203 |  | 0.00088733 |  | 0.00068504 |  | 0.079271 |  | 0.091471 |  | #REF! |  | 0.18916 |  | 0.0029028 |  | 0.0096737 |  | #REF! |  | 0.0010817 |  | -0.00017284 |  | 2.7607e-05 |  | 2.3612e-06 |  | 0.00014865 |  | 4.65e-05 |  | 4.65e-05 |  | 0.00064759 |  | 0.00016392 |  | 5.6988e-06 |  | 0.0003002 |  | 0.037221 |  | 0.040392
| 4.1482e-05 |  | 0.00050002 |  | 0.0015182 |  | 6.7848e-05 |  | 0.00035515 |  | 0.00071148 |  | 0.00067528 |  | 0.077845 |  | 0.090708 |  | #REF! |  | 0.19192 |  | 0.0027982 |  | 0.010019 |  | #REF! |  | 0.0010855 |  | -0.00026295 |  | 2.7609e-05 |  | 2.4666e-06 |  | 0.00013679 |  | 0.0001135 |  | 0.0001135 |  | 0.00074933 |  | -0.00014978 |  | 5.6995e-06 |  | 0.0002994 |  | 0.036831 |  | 0.039626
| 4.1482e-05 |  | 0.0004478 |  | 0.0015443 |  | 0.00013061 |  | 0.00023768 |  | 0.00079561 |  | 0.00067938 |  | 0.075945 |  | 0.089889 |  | #REF! |  | 0.19343 |  | 0.0026653 |  | 0.010345 |  | #REF! |  | 0.0011698 |  | -0.00031946 |  | 9.4469e-05 |  | 2.6143e-06 |  | 0.00012023 |  | -2.6372e-05 |  | -2.6372e-05 |  | 0.00083074 |  | 0.00026163 |  | 5.6992e-06 |  | 0.00030431 |  | 0.036266 |  | 0.038859
| 4.1482e-05 |  | 0.00037036 |  | 0.0015491 |  | 0.00013061 |  | 0.00044488 |  | 0.00083216 |  | 0.00068374 |  | 0.073716 |  | 0.088939 |  | #REF! |  | 0.19349 |  | 0.0027891 |  | 0.010599 |  | #REF! |  | 0.0012257 |  | -0.00032303 |  | 9.4475e-05 |  | 2.6689e-06 |  | 0.00012024 |  | -3.0147e-05 |  | -3.0147e-05 |  | 0.00087549 |  | 0.00059347 |  | 5.6999e-06 |  | 0.00030512 |  | 0.035161 |  | 0.038011
| 0 |  | 0.00044846 |  | 0.0015085 |  | 4.4122e-05 |  | 0.00047999 |  | 0.00076141 |  | 0.00065943 |  | 0.072021 |  | 0.087906 |  | #REF! |  | 0.19425 |  | 0.0028776 |  | 0.010902 |  | #REF! |  | 0.001255 |  | -0.00026225 |  | 7.4834e-05 |  | 2.568e-06 |  | 7.4298e-05 |  | -3.1852e-05 |  | -3.1852e-05 |  | 0.00084869 |  | 0.0002077 |  | 2.4431e-06 |  | 0.00030514 |  | 0.034801 |  | 0.037179
| 0 |  | 0.00047237 |  | 0.0014707 |  | 5.9841e-05 |  | 0.00033117 |  | 0.00072381 |  | 0.00063899 |  | 0.070758 |  | 0.08695 |  | #REF! |  | 0.19656 |  | 0.0028066 |  | 0.01108 |  | #REF! |  | 0.0012133 |  | -0.00021933 |  | 7.4838e-05 |  | 2.4689e-06 |  | 7.4302e-05 |  | -0.00011503 |  | -0.00011503 |  | 0.00093581 |  | -0.0002216 |  | 2.4434e-06 |  | 0.00030272 |  | 0.034493 |  | 0.036417
| 6.5592e-05 |  | 0.00037378 |  | 0.0014305 |  | 8.5275e-05 |  | 0.00023521 |  | 0.00070835 |  | 0.00068329 |  | 0.069177 |  | 0.086112 |  | #REF! |  | 0.19852 |  | 0.0028691 |  | 0.011383 |  | #REF! |  | 0.0011994 |  | -5.1256e-05 |  | 0.00012726 |  | 2.4832e-06 |  | 0.00012491 |  | -0.00011228 |  | -0.00011228 |  | 0.00095691 |  | -9.5751e-05 |  | 5.7002e-06 |  | 0.00030758 |  | 0.033457 |  | 0.035626
| 6.5592e-05 |  | 0.00037775 |  | 0.0014685 |  | 6.955e-05 |  | 0.00022601 |  | 0.00078258 |  | 0.00067061 |  | 0.068028 |  | 0.085308 |  | #REF! |  | 0.20129 |  | 0.0029025 |  | 0.011953 |  | #REF! |  | 0.0013198 |  | 0.00037634 |  | 0.00012727 |  | 2.5965e-06 |  | 0.00012492 |  | -5.801e-05 |  | -5.801e-05 |  | 0.0008195 |  | 0.0001473 |  | 5.7002e-06 |  | 0.00031738 |  | 0.032964 |  | 0.034871
| 8.5948e-05 |  | 0.00042075 |  | 0.0014739 |  | 9.2168e-05 |  | 0.00034053 |  | 0.00072395 |  | 0.00063201 |  | 0.067336 |  | 0.084579 |  | #REF! |  | 0.20425 |  | 0.0029172 |  | 0.012339 |  | #REF! |  | 0.0013572 |  | 0.00026343 |  | 4.4535e-05 |  | 2.6925e-06 |  | 5.3594e-05 |  | -2.6008e-05 |  | -2.6008e-05 |  | 0.0008374 |  | -6.5031e-05 |  | 8.9586e-06 |  | 0.0003182 |  | 0.032428 |  | 0.03418
| 8.5948e-05 |  | 0.00047405 |  | 0.0014594 |  | 9.2168e-05 |  | 0.00044524 |  | 0.00073062 |  | 0.00062434 |  | 0.066183 |  | 0.083923 |  | #REF! |  | 0.20621 |  | 0.002959 |  | 0.012817 |  | #REF! |  | 0.0013632 |  | -0.00011562 |  | 4.4537e-05 |  | 2.7458e-06 |  | 5.3597e-05 |  | 3.3895e-06 |  | 3.3895e-06 |  | 0.00081141 |  | 4.4711e-05 |  | 8.9592e-06 |  | 0.00031333 |  | 0.03184 |  | 0.033456
| 3.2345e-05 |  | 0.00031464 |  | 0.0014917 |  | 8.9349e-05 |  | 0.00050232 |  | 0.000817 |  | 0.00059961 |  | 0.065127 |  | 0.083231 |  | #REF! |  | 0.209 |  | 0.0029446 |  | 0.013229 |  | #REF! |  | 0.0014157 |  | -0.00012635 |  | 0 |  | 2.7148e-06 |  | 0.00010133 |  | 5.9315e-05 |  | 5.9315e-05 |  | 0.00085943 |  | 0.00015719 |  | 7.3301e-06 |  | 0.00030764 |  | 0.031568 |  | 0.03266
| 3.2342e-05 |  | 0.00027891 |  | 0.0013386 |  | 8.9341e-05 |  | 0.00043867 |  | 0.00067868 |  | 0.00066298 |  | 0.064526 |  | 0.08233 |  | #REF! |  | 0.21321 |  | 0.0030088 |  | 0.013742 |  | #REF! |  | 0.001493 |  | -0.00019429 |  | 0 |  | 2.6381e-06 |  | 0.00010134 |  | 8.8628e-06 |  | 8.8628e-06 |  | 0.00088227 |  | 6.0244e-05 |  | 7.3301e-06 |  | 0.0003101 |  | 0.031299 |  | 0.03191
| 5.3682e-05 |  | 0.00036939 |  | 0.001345 |  | 5.8812e-05 |  | 0.00034644 |  | 0.00066214 |  | 0.00071258 |  | 0.063635 |  | 0.081214 |  | #REF! |  | 0.21564 |  | 0.0029355 |  | 0.014241 |  | #REF! |  | 0.0015484 |  | 6.2427e-06 |  | 7.3881e-05 |  | 2.5878e-06 |  | 0.00013904 |  | 2.216e-06 |  | 2.216e-06 |  | 0.00074635 |  | 9.558e-05 |  | 5.7013e-06 |  | 0.00031172 |  | 0.030678 |  | 0.031239
| 5.3682e-05 |  | 0.00035139 |  | 0.0014938 |  | 5.8812e-05 |  | 0.00033935 |  | 0.00069425 |  | 0.0006754 |  | 0.062221 |  | 0.080034 |  | #REF! |  | 0.21573 |  | 0.002948 |  | 0.014554 |  | #REF! |  | 0.0015752 |  | 0.00017046 |  | 7.3885e-05 |  | 2.5641e-06 |  | 0.00013905 |  | 1.4404e-05 |  | 1.4404e-05 |  | 0.00084569 |  | 0.0002871 |  | 5.7016e-06 |  | 0.00030605 |  | 0.02998 |  | 0.030596
| 2.4216e-05 |  | 0.0003891 |  | 0.0014413 |  | 4.1185e-05 |  | 0.00037083 |  | 0.00061236 |  | 0.00064485 |  | 0.060473 |  | 0.078975 |  | #REF! |  | 0.21485 |  | 0.0030152 |  | 0.014807 |  | #REF! |  | 0.0016205 |  | 9.5361e-05 |  | 5.4935e-05 |  | 2.5911e-06 |  | 8.4394e-05 |  | -4.1062e-05 |  | -4.1062e-05 |  | 0.000779 |  | 7.1125e-05 |  | 5.7016e-06 |  | 0.00030606 |  | 0.028978 |  | 0.029938
| 4.9659e-05 |  | 0.00042774 |  | 0.0014068 |  | 4.1185e-05 |  | 0.00033215 |  | 0.00058914 |  | 0.0006369 |  | 0.058901 |  | 0.078168 |  | #REF! |  | 0.21391 |  | 0.0027732 |  | 0.015011 |  | #REF! |  | 0.0016075 |  | 9.1784e-05 |  | 5.4938e-05 |  | 2.6417e-06 |  | 8.4399e-05 |  | 4.0561e-05 |  | 4.0561e-05 |  | 0.00071469 |  | -8.8615e-05 |  | 5.702e-06 |  | 0.00030932 |  | 0.027929 |  | 0.029204
| 6.9986e-05 |  | 0.00040783 |  | 0.0014349 |  | 0.00010123 |  | 0.00029392 |  | 0.00056261 |  | 0.00060445 |  | 0.057501 |  | 0.077605 |  | #REF! |  | 0.21364 |  | 0.0028651 |  | 0.015531 |  | #REF! |  | 0.0016374 |  | -8.3441e-06 |  | 7.3235e-05 |  | 2.655e-06 |  | 9.2867e-05 |  | 0.00014702 |  | 0.00014702 |  | 0.00089627 |  | 6.3308e-05 |  | 5.702e-06 |  | 0.00031422 |  | 0.0271 |  | 0.02843
| 4.4537e-05 |  | 0.00035766 |  | 0.0014262 |  | 0.00010122 |  | 0.00036827 |  | 0.00058257 |  | 0.00056206 |  | 0.05624 |  | 0.077133 |  | #REF! |  | 0.21444 |  | 0.0030763 |  | 0.015953 |  | #REF! |  | 0.0016867 |  | 0.00035283 |  | 7.3239e-05 |  | 2.6339e-06 |  | 9.2872e-05 |  | 0.00011769 |  | 0.00011769 |  | 0.00091743 |  | 0.00021335 |  | 5.7023e-06 |  | 0.00032155 |  | 0.026294 |  | 0.02777
| 6.7866e-05 |  | 0.00041917 |  | 0.0014377 |  | 7.1825e-05 |  | 0.00042033 |  | 0.00065127 |  | 0.0005803 |  | 0.055408 |  | 0.07659 |  | #REF! |  | 0.21657 |  | 0.003033 |  | 0.016431 |  | #REF! |  | 0.0017722 |  | 0.00019316 |  | 5.7469e-05 |  | 2.5929e-06 |  | 0.00010055 |  | 7.4469e-05 |  | 7.4469e-05 |  | 0.00097041 |  | 0.00023055 |  | 4.0738e-06 |  | 0.00033215 |  | 0.025552 |  | 0.027207
| 6.7866e-05 |  | 0.00039974 |  | 0.0014331 |  | 7.1825e-05 |  | 0.00044091 |  | 0.0006768 |  | 0.00061834 |  | 0.054528 |  | 0.075845 |  | #REF! |  | 0.21815 |  | 0.0030879 |  | 0.017036 |  | #REF! |  | 0.0018471 |  | -0.00016211 |  | 5.7473e-05 |  | 2.5869e-06 |  | 0.00010055 |  | 0.0001363 |  | 0.0001363 |  | 0.0009493 |  | -0.00012171 |  | 4.0741e-06 |  | 0.00033706 |  | 0.02485 |  | 0.026643
| 0.00010632 |  | 0.00033419 |  | 0.0013975 |  | 6.8432e-05 |  | 0.00047266 |  | 0.0006469 |  | 0.00060008 |  | 0.053745 |  | 0.074933 |  | #REF! |  | 0.21998 |  | 0.0030704 |  | 0.017663 |  | #REF! |  | 0.0018731 |  | -0.00015854 |  | 5.5097e-05 |  | 2.633e-06 |  | 0.00011982 |  | 6.0544e-05 |  | 6.0544e-05 |  | 0.00082229 |  | -0.00013551 |  | 5.703e-06 |  | 0.00032566 |  | 0.024328 |  | 0.026154
| 0.00010633 |  | 0.00041213 |  | 0.0014274 |  | 6.8438e-05 |  | 0.00042892 |  | 0.00061596 |  | 0.00060923 |  | 0.053052 |  | 0.073959 |  | #REF! |  | 0.22118 |  | 0.003082 |  | 0.018389 |  | #REF! |  | 0.0019928 |  | -0.00034092 |  | 5.5101e-05 |  | 2.6883e-06 |  | 0.00011983 |  | -1.3404e-05 |  | -1.3404e-05 |  | 0.00088824 |  | 6.952e-05 |  | 5.703e-06 |  | 0.00031345 |  | 0.023996 |  | 0.02574
| 8.9759e-06 |  | 0.00044033 |  | 0.0014403 |  | 5.1975e-05 |  | 0.00031583 |  | 0.00058051 |  | 0.000611 |  | 0.051832 |  | 0.073061 |  | #REF! |  | 0.22025 |  | 0.0031139 |  | 0.01894 |  | #REF! |  | 0.0020445 |  | -0.00036952 |  | 0.00014298 |  | 2.7101e-06 |  | 0.00016786 |  | 5.9039e-05 |  | 5.9039e-05 |  | 0.00097948 |  | 0.00016556 |  | 2.4446e-06 |  | 0.00031347 |  | 0.023097 |  | 0.025279
| 8.9767e-06 |  | 0.00049253 |  | 0.0013953 |  | 5.198e-05 |  | 0.00024071 |  | 0.00064593 |  | 0.00059128 |  | 0.050218 |  | 0.072236 |  | #REF! |  | 0.2186 |  | 0.0030757 |  | 0.019227 |  | #REF! |  | 0.0020508 |  | -0.00013583 |  | 0.00014299 |  | 2.6312e-06 |  | 0.00016787 |  | 0.00013012 |  | 0.00013012 |  | 0.0010577 |  | 0.00039518 |  | 2.4448e-06 |  | 0.0003257 |  | 0.02204 |  | 0.024711
| 2.9302e-05 |  | 0.00051111 |  | 0.0013598 |  | 6.2782e-05 |  | 0.00036109 |  | 0.00068364 |  | 0.00054954 |  | 0.048713 |  | 0.071486 |  | #REF! |  | 0.21694 |  | 0.0031606 |  | 0.019459 |  | #REF! |  | 0.0020973 |  | 0.00016688 |  | 7.3347e-05 |  | 2.5308e-06 |  | 0.00016829 |  | 1.2651e-05 |  | 1.2651e-05 |  | 0.0011066 |  | -2.956e-05 |  | 5.7037e-06 |  | 0.00033223 |  | 0.021278 |  | 0.024075
| 2.9302e-05 |  | 0.00050661 |  | 0.0013363 |  | 6.2782e-05 |  | 0.00049951 |  | 0.00062054 |  | 0.00054299 |  | 0.047012 |  | 0.070747 |  | #REF! |  | 0.2143 |  | 0.0032409 |  | 0.019721 |  | #REF! |  | 0.0021143 |  | -0.00025508 |  | 7.3352e-05 |  | 2.5093e-06 |  | 0.0001683 |  | -1.087e-05 |  | -1.087e-05 |  | 0.00099339 |  | -0.0002676 |  | 5.7037e-06 |  | 0.00033221 |  | 0.020731 |  | 0.023401
| 4.3529e-05 |  | 0.00046717 |  | 0.0013069 |  | 0.0001086 |  | 0.00032006 |  | 0.00064938 |  | 0.00054432 |  | 0.045438 |  | 0.069965 |  | #REF! |  | 0.21144 |  | 0.0032154 |  | 0.02009 |  | #REF! |  | 0.0021379 |  | -0.00033018 |  | 5.1441e-05 |  | 2.8035e-06 |  | 0.000113 |  | 3.234e-05 |  | 3.234e-05 |  | 0.000965 |  | 0.00010264 |  | 2.4451e-06 |  | 0.00033958 |  | 0.020236 |  | 0.022785
| 4.3529e-05 |  | 0.00048452 |  | 0.0013258 |  | 0.0001086 |  | 0.00018597 |  | 0.00080788 |  | 0.00068241 |  | 0.044488 |  | 0.069047 |  | #REF! |  | 0.21158 |  | 0.0032924 |  | 0.021233 |  | #REF! |  | 0.0023362 |  | 8.8208e-05 |  | 8.3044e-05 |  | 2.3698e-06 |  | 0.00019183 |  | 0.00013043 |  | 0.00013043 |  | 0.0010888 |  | 5.4153e-05 |  | 2.4451e-06 |  | 0.00033551 |  | 0.020085 |  | 0.022319
| 0 |  | 0.00036754 |  | 0.0013797 |  | 3.5311e-05 |  | 0.00047426 |  | 0.00066384 |  | 0.00054816 |  | 0.043268 |  | 0.068082 |  | #REF! |  | 0.21282 |  | 0.0034046 |  | 0.022254 |  | #REF! |  | 0.0024047 |  | -0.00018444 |  | 3.1602e-05 |  | 1.8851e-06 |  | 7.8826e-05 |  | -6.1448e-05 |  | -6.1448e-05 |  | 0.0010001 |  | -0.00028271 |  | 8.1507e-07 |  | 0.00033553 |  | 0.019807 |  | 0.021806
| 0 |  | 0.00038382 |  | 0.0014224 |  | 3.5307e-05 |  | 0.00038696 |  | 0.0006905 |  | 0.00058699 |  | 0.042618 |  | 0.067074 |  | #REF! |  | 0.21403 |  | 0.0034332 |  | 0.023096 |  | #REF! |  | 0.0025393 |  | 3.4564e-05 |  | 5.6402e-05 |  | 1.1941e-06 |  | 0.00015747 |  | 1.1092e-06 |  | 1.1092e-06 |  | 0.00099845 |  | -0.00014062 |  | 1.3584e-06 |  | 0.00032332 |  | 0.019944 |  | 0.021504
| 1.3043e-05 |  | 0.0004485 |  | 0.0013869 |  | 4.9042e-05 |  | 0.000457 |  | 0.00061849 |  | 0.00055138 |  | 0.04191 |  | 0.066198 |  | #REF! |  | 0.21486 |  | 0.0033486 |  | 0.023821 |  | #REF! |  | 0.0025719 |  | 0.00027774 |  | 5.6405e-05 |  | 1.1759e-06 |  | 0.00015748 |  | 3.7547e-05 |  | 3.7547e-05 |  | 0.0010099 |  | -0.00016974 |  | 2.9888e-06 |  | 0.00032087 |  | 0.019583 |  | 0.021195
| 1.3043e-05 |  | 0.00040815 |  | 0.0013833 |  | 4.9042e-05 |  | 0.000459 |  | 0.00056309 |  | 0.00055923 |  | 0.041073 |  | 0.065458 |  | #REF! |  | 0.21501 |  | 0.0033215 |  | 0.0246 |  | #REF! |  | 0.0026622 |  | -8.7017e-05 |  | 4.6121e-05 |  | 1.1064e-06 |  | 6.3602e-05 |  | 7.0826e-05 |  | 7.0826e-05 |  | 0.0012087 |  | -0.00019604 |  | 2.4454e-06 |  | 0.0003201 |  | 0.019604 |  | 0.020881
| 4.4553e-05 |  | 0.00041808 |  | 0.0013476 |  | 8.2592e-05 |  | 0.00039773 |  | 0.00055871 |  | 0.00057451 |  | 0.04007 |  | 0.064848 |  | #REF! |  | 0.21406 |  | 0.0034457 |  | 0.025257 |  | #REF! |  | 0.0027656 |  | -0.00021434 |  | 4.6124e-05 |  | 1.018e-06 |  | 6.3606e-05 |  | 3.6609e-05 |  | 3.6609e-05 |  | 0.0013244 |  | -0.00021297 |  | 2.4455e-06 |  | 0.00031766 |  | 0.0197 |  | 0.02059
| 4.4549e-05 |  | 0.00044227 |  | 0.0013442 |  | 8.2585e-05 |  | 0.00037023 |  | 0.00063079 |  | 0.00055847 |  | 0.039097 |  | 0.064281 |  | #REF! |  | 0.21258 |  | 0.0034884 |  | 0.025938 |  | #REF! |  | 0.0028609 |  | -0.00015496 |  | 3.1533e-05 |  | 1.0572e-06 |  | 0.00010012 |  | 3.661e-05 |  | 3.661e-05 |  | 0.0011053 |  | -3.2874e-05 |  | 2.4455e-06 |  | 0.0003144 |  | 0.018969 |  | 0.0203
| 5.2685e-05 |  | 0.00027327 |  | 0.001383 |  | 5.1989e-05 |  | 0.00035882 |  | 0.0005987 |  | 0.0005174 |  | 0.038192 |  | 0.06368 |  | #REF! |  | 0.21091 |  | 0.0033699 |  | 0.026501 |  | #REF! |  | 0.0029001 |  | -1.1928e-06 |  | 3.1535e-05 |  | 1.1592e-06 |  | 0.00010012 |  | 5.8376e-05 |  | 5.8376e-05 |  | 0.00097094 |  | 0.0001662 |  | 8.1522e-07 |  | 0.00031279 |  | 0.018586 |  | 0.019974
| 5.2685e-05 |  | 0.00025974 |  | 0.0013686 |  | 5.1989e-05 |  | 0.00039403 |  | 0.00052774 |  | 0.00051597 |  | 0.037002 |  | 0.063025 |  | #REF! |  | 0.20838 |  | 0.0033444 |  | 0.027055 |  | #REF! |  | 0.0029332 |  | -5.8408e-05 |  | 3.4939e-06 |  | 1.2557e-06 |  | 7.6522e-05 |  | 3.7297e-05 |  | 3.7297e-05 |  | 0.0010899 |  | 7.6106e-05 |  | 8.1527e-07 |  | 0.00031362 |  | 0.018341 |  | 0.019676
| 1.9143e-05 |  | 0.00045584 |  | 0.0013867 |  | 0.00010861 |  | 0.00036335 |  | 0.00056219 |  | 0.0005571 |  | 0.03608 |  | 0.062327 |  | #REF! |  | 0.20679 |  | 0.0033455 |  | 0.027766 |  | #REF! |  | 0.0030048 |  | 5.96e-05 |  | 3.4942e-06 |  | 1.2437e-06 |  | 7.6527e-05 |  | 4.8203e-05 |  | 4.8203e-05 |  | 0.001169 |  | -0.00012994 |  | 2.4458e-06 |  | 0.00031688 |  | 0.018064 |  | 0.019465
| 1.9143e-05 |  | 0.00052552 |  | 0.0014115 |  | 0.00010861 |  | 0.00036269 |  | 0.00053447 |  | 0.00055639 |  | 0.035347 |  | 0.061612 |  | #REF! |  | 0.20624 |  | 0.0034225 |  | 0.028527 |  | #REF! |  | 0.0031176 |  | -0.00013957 |  | 8.6017e-05 |  | 1.1978e-06 |  | 0.0001211 |  | -4.8124e-05 |  | -4.8124e-05 |  | 0.0012366 |  | 1.4406e-05 |  | 2.9893e-06 |  | 0.00032016 |  | 0.017913 |  | 0.019273
| 0 |  | 0.00050206 |  | 0.0014286 |  | 4.7085e-05 |  | 0.00042151 |  | 0.00053895 |  | 0.00054922 |  | 0.034453 |  | 0.060898 |  | #REF! |  | 0.20537 |  | 0.0034915 |  | 0.029464 |  | #REF! |  | 0.0032816 |  | -0.00062341 |  | 8.6022e-05 |  | 1.127e-06 |  | 0.00012111 |  | 3.8715e-06 |  | 3.8715e-06 |  | 0.0012709 |  | 5.9512e-05 |  | 2.9895e-06 |  | 0.00032342 |  | 0.017804 |  | 0.019046
| 0 |  | 0.00049016 |  | 0.0014278 |  | 4.7089e-05 |  | 0.00044853 |  | 0.00061328 |  | 0.00054839 |  | 0.033431 |  | 0.060188 |  | #REF! |  | 0.20354 |  | 0.0035291 |  | 0.030311 |  | #REF! |  | 0.0033548 |  | -0.00029085 |  | 2.8795e-05 |  | 1.1162e-06 |  | 0.00015341 |  | 5.8852e-05 |  | 5.8852e-05 |  | 0.0012066 |  | -0.00035284 |  | 2.9897e-06 |  | 0.00032588 |  | 0.017387 |  | 0.018823
| 0 |  | 0.00050605 |  | 0.0013584 |  | 9.7866e-05 |  | 0.00040425 |  | 0.00056118 |  | 0.00054477 |  | 0.032381 |  | 0.059533 |  | #REF! |  | 0.20072 |  | 0.0035418 |  | 0.030933 |  | #REF! |  | 0.0033843 |  | 3.0992e-05 |  | 2.8797e-05 |  | 1.1493e-06 |  | 0.00015342 |  | -3.8033e-05 |  | -3.8033e-05 |  | 0.001222 |  | -0.00060832 |  | 1.3589e-06 |  | 0.00032018 |  | 0.0171 |  | 0.018655
| 0 |  | 0.00048196 |  | 0.0013659 |  | 9.7875e-05 |  | 0.0002715 |  | 0.00052352 |  | 0.00054095 |  | 0.0317 |  | 0.058947 |  | #REF! |  | 0.19899 |  | 0.0034924 |  | 0.031721 |  | #REF! |  | 0.0034517 |  | 6.9786e-05 |  | 6.3828e-05 |  | 1.1852e-06 |  | 0.0001 |  | -9.6928e-05 |  | -9.6928e-05 |  | 0.0014535 |  | -0.00026929 |  | 1.3589e-06 |  | 0.00030798 |  | 0.01692 |  | 0.018556
| 2.321e-05 |  | 0.00044733 |  | 0.0013883 |  | 8.9389e-05 |  | 0.00026599 |  | 0.0004314 |  | 0.00055168 |  | 0.031074 |  | 0.058348 |  | #REF! |  | 0.19844 |  | 0.0034426 |  | 0.032852 |  | #REF! |  | 0.0035439 |  | 0.00023125 |  | 6.3832e-05 |  | 1.2467e-06 |  | 0.00010001 |  | -9.5827e-05 |  | -9.5827e-05 |  | 0.001412 |  | -0.00016058 |  | 1.3591e-06 |  | 0.00030555 |  | 0.016632 |  | 0.018451
| 2.3212e-05 |  | 0.00049906 |  | 0.0013857 |  | 8.9396e-05 |  | 0.00040442 |  | 0.00038483 |  | 0.00055338 |  | 0.030332 |  | 0.05764 |  | #REF! |  | 0.19686 |  | 0.0033801 |  | 0.033811 |  | #REF! |  | 0.0036786 |  | 0.00042793 |  | 8.0989e-05 |  | 1.2041e-06 |  | 0.00010367 |  | 1.9982e-05 |  | 1.9982e-05 |  | 0.0012988 |  | -0.00028572 |  | 8.1542e-07 |  | 0.00031288 |  | 0.016272 |  | 0.018301
| 8.9791e-06 |  | 0.00050942 |  | 0.001414 |  | 9.3915e-05 |  | 0.00033842 |  | 0.00044261 |  | 0.00054419 |  | 0.029586 |  | 0.056865 |  | #REF! |  | 0.19535 |  | 0.0034443 |  | 0.034577 |  | #REF! |  | 0.0037994 |  | 5.9597e-05 |  | 8.0994e-05 |  | 1.2042e-06 |  | 0.00010368 |  | 3.1084e-05 |  | 3.1084e-05 |  | 0.0014252 |  | -0.00013698 |  | 8.1552e-07 |  | 0.00032757 |  | 0.016066 |  | 0.018118
| 1.4071e-05 |  | 0.00044279 |  | 0.0013959 |  | 9.3923e-05 |  | 0.00026777 |  | 0.00046373 |  | 0.00055977 |  | 0.028949 |  | 0.056076 |  | #REF! |  | 0.1949 |  | 0.0034751 |  | 0.035672 |  | #REF! |  | 0.0039201 |  | -0.00039098 |  | 0.00010959 |  | 1.2299e-06 |  | 0.00010673 |  | -4.2931e-05 |  | -4.2931e-05 |  | 0.0016158 |  | -0.00028184 |  | 8.1547e-07 |  | 0.00033816 |  | 0.016069 |  | 0.017984
| 3.9486e-05 |  | 0.00047303 |  | 0.0014039 |  | 6.3935e-05 |  | 0.00033186 |  | 0.00046155 |  | 0.00054953 |  | 0.028384 |  | 0.055332 |  | #REF! |  | 0.19382 |  | 0.0034559 |  | 0.036938 |  | #REF! |  | 0.0040926 |  | -0.00024426 |  | 0.00010959 |  | 1.3306e-06 |  | 0.00010674 |  | 6.6232e-05 |  | 6.6232e-05 |  | 0.0016893 |  | -0.00027722 |  | 0 |  | 0.00033737 |  | 0.015837 |  | 0.017854
| 3.4395e-05 |  | 0.00047254 |  | 0.0014149 |  | 6.3935e-05 |  | 0.00031949 |  | 0.00046044 |  | 0.0005421 |  | 0.027693 |  | 0.054713 |  | #REF! |  | 0.19157 |  | 0.003607 |  | 0.038085 |  | #REF! |  | 0.0042359 |  | -1.9073e-05 |  | 3.4193e-05 |  | 1.3664e-06 |  | 0.00015533 |  | 7.0171e-05 |  | 7.0171e-05 |  | 0.0016681 |  | -3.1802e-06 |  | 5.4371e-07 |  | 0.0003284 |  | 0.015601 |  | 0.017771
| 4.9644e-05 |  | 0.00044162 |  | 0.0012663 |  | 4.8074e-05 |  | 0.00035302 |  | 0.00039403 |  | 0.00054552 |  | 0.027094 |  | 0.054212 |  | #REF! |  | 0.18996 |  | 0.0035781 |  | 0.039074 |  | #REF! |  | 0.0043396 |  | 3.4567e-05 |  | 3.4195e-05 |  | 1.2577e-06 |  | 0.00015534 |  | 8.4614e-06 |  | 8.4614e-06 |  | 0.0016747 |  | -3.7359e-05 |  | 1.3593e-06 |  | 0.00032028 |  | 0.015465 |  | 0.017723
| 4.9644e-05 |  | 0.00043428 |  | 0.0012295 |  | 4.8074e-05 |  | 0.00045988 |  | 0.0004917 |  | 0.00052959 |  | 0.026566 |  | 0.053719 |  | #REF! |  | 0.18959 |  | 0.0034106 |  | 0.040403 |  | #REF! |  | 0.0044554 |  | 5.2448e-05 |  | 1.3402e-05 |  | 1.1349e-06 |  | 9.8304e-05 |  | 9.6036e-07 |  | 9.6036e-07 |  | 0.0016822 |  | -0.00014198 |  | 1.3594e-06 |  | 0.000326 |  | 0.015307 |  | 0.017646
| 0 |  | 0.0003543 |  | 0.0013072 |  | 0 |  | 0.00045624 |  | 0.00057818 |  | 0.00053065 |  | 0.025939 |  | 0.053124 |  | #REF! |  | 0.18851 |  | 0.0035105 |  | 0.041877 |  | #REF! |  | 0.0046032 |  | 0.00011839 |  | 1.3403e-05 |  | 1.0504e-06 |  | 9.831e-05 |  | -2.0376e-05 |  | -2.0376e-05 |  | 0.0015803 |  | -0.00019683 |  | 1.3594e-06 |  | 0.00033904 |  | 0.014984 |  | 0.017545
| 0 |  | 0.00034054 |  | 0.0013019 |  | 0 |  | 0.00038217 |  | 0.0004783 |  | 0.00051907 |  | 0.025358 |  | 0.052454 |  | #REF! |  | 0.18676 |  | 0.0035074 |  | 0.043153 |  | #REF! |  | 0.0047301 |  | 2.0263e-05 |  | 6.2799e-06 |  | 1.0999e-06 |  | 0.00010283 |  | -2.1266e-06 |  | -2.1266e-06 |  | 0.0015388 |  | -0.00023617 |  | 1.3594e-06 |  | 0.00034395 |  | 0.014698 |  | 0.017456
| 4.9648e-05 |  | 0.00048031 |  | 0.0012774 |  | 7.4692e-05 |  | 0.00038694 |  | 0.00045062 |  | 0.00052585 |  | 0.024937 |  | 0.051761 |  | #REF! |  | 0.18535 |  | 0.0034658 |  | 0.044453 |  | #REF! |  | 0.0048489 |  | -5.4833e-05 |  | 6.2803e-06 |  | 1.1464e-06 |  | 0.00010283 |  | -5.6559e-06 |  | -5.6559e-06 |  | 0.0019423 |  | -5.2117e-05 |  | 2.991e-06 |  | 0.00033825 |  | 0.014636 |  | 0.01744
| 4.9653e-05 |  | 0.00044531 |  | 0.0012973 |  | 7.4699e-05 |  | 0.00038885 |  | 0.00051277 |  | 0.00052628 |  | 0.024448 |  | 0.05114 |  | #REF! |  | 0.18398 |  | 0.0034192 |  | 0.045854 |  | #REF! |  | 0.0050947 |  | -0.00012993 |  | 0.00012891 |  | 1.2012e-06 |  | 8.9098e-05 |  | 2.261e-05 |  | 2.261e-05 |  | 0.0020369 |  | 0.00011741 |  | 2.991e-06 |  | 0.00032686 |  | 0.014325 |  | 0.017384
| 8.4703e-07 |  | 0.00043369 |  | 0.0013567 |  | 0.00011996 |  | 0.00040409 |  | 0.00050283 |  | 0.00052226 |  | 0.023849 |  | 0.050589 |  | #REF! |  | 0.18187 |  | 0.0032915 |  | 0.047233 |  | #REF! |  | 0.0052864 |  | -0.00031902 |  | 0.00012892 |  | 1.2047e-06 |  | 8.9104e-05 |  | 8.2503e-05 |  | 8.2503e-05 |  | 0.0020826 |  | -9.0178e-05 |  | 1.3596e-06 |  | 0.00031707 |  | 0.01409 |  | 0.017313
| 8.4703e-07 |  | 0.00048865 |  | 0.0013303 |  | 0.00011996 |  | 0.00037649 |  | 0.00042626 |  | 0.00049115 |  | 0.023257 |  | 0.050073 |  | #REF! |  | 0.17987 |  | 0.0031456 |  | 0.048528 |  | #REF! |  | 0.0053835 |  | 5.9568e-06 |  | 0.00010791 |  | 1.2107e-06 |  | 9.1732e-05 |  | 5.1516e-05 |  | 5.1516e-05 |  | 0.0019596 |  | -0.00018197 |  | 4.6227e-06 |  | 0.00031546 |  | 0.01414 |  | 0.017276
| 5.7722e-05 |  | 0.00042509 |  | 0.0012907 |  | 9.7335e-05 |  | 0.00028688 |  | 0.000484 |  | 0.00047954 |  | 0.022537 |  | 0.04956 |  | #REF! |  | 0.17679 |  | 0.0032488 |  | 0.049482 |  | #REF! |  | 0.0054695 |  | 8.1053e-05 |  | 0.00010792 |  | 1.2703e-06 |  | 9.1738e-05 |  | 2.0161e-05 |  | 2.0161e-05 |  | 0.0017501 |  | 8.8459e-05 |  | 4.6227e-06 |  | 0.00031709 |  | 0.013951 |  | 0.017248
| 5.7722e-05 |  | 0.00050153 |  | 0.0012724 |  | 9.7335e-05 |  | 0.00027382 |  | 0.00052734 |  | 0.00050218 |  | 0.02171 |  | 0.049019 |  | #REF! |  | 0.17261 |  | 0.0035284 |  | 0.050552 |  | #REF! |  | 0.005608 |  | -0.00025866 |  | 0.00010839 |  | 1.2676e-06 |  | 8.6558e-05 |  | -9.5461e-06 |  | -9.5461e-06 |  | 0.0020021 |  | 0.00031103 |  | 8.1582e-07 |  | 0.00031793 |  | 0.013637 |  | 0.017215
| 0 |  | 0.00051762 |  | 0.0012698 |  | 0.00012563 |  | 0.00036286 |  | 0.00050738 |  | 0.00050142 |  | 0.021104 |  | 0.048433 |  | #REF! |  | 0.16931 |  | 0.0036235 |  | 0.051678 |  | #REF! |  | 0.0057938 |  | -0.00022181 |  | 0.0001084 |  | 1.2034e-06 |  | 8.6563e-05 |  | 3.0401e-05 |  | 3.0401e-05 |  | 0.0021514 |  | 0.00031772 |  | 2.4476e-06 |  | 0.00032284 |  | 0.012923 |  | 0.017149
| 0 |  | 0.00043356 |  | 0.0012678 |  | 0.00012563 |  | 0.00045932 |  | 0.00046966 |  | 0.00049068 |  | 0.020489 |  | 0.047814 |  | #REF! |  | 0.16639 |  | 0.0035799 |  | 0.052766 |  | #REF! |  | 0.0059254 |  | 0.00013828 |  | 5.1422e-05 |  | 1.1278e-06 |  | 7.4502e-05 |  | 2.5663e-05 |  | 2.5663e-05 |  | 0.0021139 |  | 3.3076e-05 |  | 2.9915e-06 |  | 0.00033181 |  | 0.013117 |  | 0.017121
| 0 |  | 0.00046132 |  | 0.0012602 |  | 3.7292e-05 |  | 0.00043161 |  | 0.00041461 |  | 0.00048386 |  | 0.019821 |  | 0.047217 |  | #REF! |  | 0.16286 |  | 0.0034002 |  | 0.053852 |  | #REF! |  | 0.0060684 |  | 0.00024556 |  | 5.1425e-05 |  | 1.0961e-06 |  | 7.4506e-05 |  | -5.1861e-05 |  | -5.1861e-05 |  | 0.0021483 |  | -0.00016834 |  | 1.3599e-06 |  | 0.00033509 |  | 0.013384 |  | 0.017114
| 0 |  | 0.00045932 |  | 0.0012879 |  | 3.7289e-05 |  | 0.00032739 |  | 0.00040464 |  | 0.00048945 |  | 0.019444 |  | 0.046693 |  | #REF! |  | 0.15977 |  | 0.0035369 |  | 0.055264 |  | #REF! |  | 0.0062657 |  | -1.5496e-05 |  | 6.9446e-05 |  | 1.1401e-06 |  | 9.3495e-05 |  | 1.5812e-05 |  | 1.5812e-05 |  | 0.0021842 |  | 3.1243e-05 |  | 8.1592e-07 |  | 0.00033101 |  | 0.012792 |  | 0.017037
| 6.9488e-06 |  | 0.00039864 |  | 0.0012907 |  | 6.3952e-05 |  | 0.00034134 |  | 0.0004553 |  | 0.00050548 |  | 0.019034 |  | 0.046237 |  | #REF! |  | 0.1585 |  | 0.0036492 |  | 0.057136 |  | #REF! |  | 0.0064892 |  | -0.00030407 |  | 6.945e-05 |  | 1.134e-06 |  | 9.3501e-05 |  | 1.2368e-05 |  | 1.2368e-05 |  | 0.0019992 |  | 5.6685e-05 |  | 0 |  | 0.0003294 |  | 0.012616 |  | 0.016943
| 6.9488e-06 |  | 0.00050264 |  | 0.0012476 |  | 6.3952e-05 |  | 0.00040935 |  | 0.00044757 |  | 0.00048514 |  | 0.018457 |  | 0.045793 |  | #REF! |  | 0.15682 |  | 0.0035496 |  | 0.058789 |  | #REF! |  | 0.0066447 |  | -1.5502e-05 |  | 0 |  | 1.103e-06 |  | 0.00012969 |  | -1.5474e-05 |  | -1.5474e-05 |  | 0.0020556 |  | -0.00020694 |  | 0 |  | 0.00033431 |  | 0.012462 |  | 0.016876
| 2.322e-05 |  | 0.00060228 |  | 0.0012292 |  | 4.711e-05 |  | 0.00029768 |  | 0.00039397 |  | 0.00048721 |  | 0.018066 |  | 0.045314 |  | #REF! |  | 0.15367 |  | 0.0036015 |  | 0.060263 |  | #REF! |  | 0.0067951 |  | 7.7477e-05 |  | 0 |  | 1.1159e-06 |  | 0.0001297 |  | -1.1947e-05 |  | -1.1947e-05 |  | 0.0021967 |  | -0.00017455 |  | 8.1602e-07 |  | 0.0003335 |  | 0.012479 |  | 0.016886
| 2.3218e-05 |  | 0.00063626 |  | 0.0012184 |  | 4.7105e-05 |  | 0.00028582 |  | 0.00044952 |  | 0.00051453 |  | 0.017594 |  | 0.0448 |  | #REF! |  | 0.15019 |  | 0.0036509 |  | 0.061333 |  | #REF! |  | 0.0069493 |  | -6.5559e-05 |  | 8.1964e-05 |  | 1.1443e-06 |  | 0.00012886 |  | -2.5615e-05 |  | -2.5615e-05 |  | 0.0021804 |  | -2.3018e-05 |  | 1.36e-06 |  | 0.00032534 |  | 0.012289 |  | 0.0169
| 0 |  | 0.00050929 |  | 0.0012045 |  | 6.2826e-05 |  | 0.00036404 |  | 0.00052097 |  | 0.0004789 |  | 0.017026 |  | 0.044303 |  | #REF! |  | 0.14718 |  | 0.0036592 |  | 0.062643 |  | #REF! |  | 0.0070728 |  | -6.4801e-05 |  | 8.1969e-05 |  | 1.1078e-06 |  | 0.00012887 |  | 1.1116e-05 |  | 1.1116e-05 |  | 0.0022058 |  | -0.00019834 |  | 1.3601e-06 |  | 0.00031639 |  | 0.012008 |  | 0.016894
| 0 |  | 0.00035216 |  | 0.0012139 |  | 6.2826e-05 |  | 0.0002771 |  | 0.00044765 |  | 0.00043424 |  | 0.016469 |  | 0.043842 |  | #REF! |  | 0.14415 |  | 0.0036026 |  | 0.06413 |  | #REF! |  | 0.007248 |  | -0.00015496 |  | 6.626e-05 |  | 1.0727e-06 |  | 0.00011116 |  | -2.0216e-05 |  | -2.0216e-05 |  | 0.0022622 |  | -0.00018861 |  | 8.1607e-07 |  | 0.0003156 |  | 0.011852 |  | 0.016868
| 2.7288e-05 |  | 0.00041814 |  | 0.0011585 |  | 6.5656e-05 |  | 0.00024403 |  | 0.00038564 |  | 0.00046486 |  | 0.016038 |  | 0.043349 |  | #REF! |  | 0.14115 |  | 0.0035918 |  | 0.065455 |  | #REF! |  | 0.0074134 |  | -0.00016211 |  | 6.6264e-05 |  | 1.1627e-06 |  | 0.00011117 |  | -2.5862e-05 |  | -2.5862e-05 |  | 0.0021391 |  | -0.00014897 |  | 8.1612e-07 |  | 0.00032131 |  | 0.011759 |  | 0.016872
| 2.7288e-05 |  | 0.00048339 |  | 0.0011394 |  | 6.5656e-05 |  | 0.00030292 |  | 0.00040564 |  | 0.00048628 |  | 0.015734 |  | 0.042779 |  | #REF! |  | 0.13901 |  | 0.0035986 |  | 0.067186 |  | #REF! |  | 0.0075773 |  | -0.00021932 |  | 8.9505e-05 |  | 1.3e-06 |  | 8.7097e-05 |  | 3.6236e-06 |  | 3.6236e-06 |  | 0.0021147 |  | -0.00012636 |  | 8.1617e-07 |  | 0.00033274 |  | 0.011632 |  | 0.016853
| 2.8306e-05 |  | 0.00053323 |  | 0.0012371 |  | 8.6598e-05 |  | 0.00025365 |  | 0.00056552 |  | 0.00047657 |  | 0.015415 |  | 0.042224 |  | #REF! |  | 0.1372 |  | 0.0037848 |  | 0.069145 |  | #REF! |  | 0.0078457 |  | -4.2372e-05 |  | 8.951e-05 |  | 1.3317e-06 |  | 8.7102e-05 |  | 8.9549e-06 |  | 8.9549e-06 |  | 0.0024491 |  | 0.00012714 |  | 8.1617e-07 |  | 0.00034579 |  | 0.011529 |  | 0.016741
| 2.8308e-05 |  | 0.00052148 |  | 0.0012464 |  | 8.6606e-05 |  | 0.00023409 |  | 0.00058888 |  | 0.0004737 |  | 0.015081 |  | 0.041728 |  | #REF! |  | 0.13505 |  | 0.0040195 |  | 0.070987 |  | #REF! |  | 0.0080933 |  | 0.00013827 |  | 6.7946e-05 |  | 1.2155e-06 |  | 8.4212e-05 |  | 3.1627e-05 |  | 3.1627e-05 |  | 0.0024492 |  | 0.0001331 |  | 8.1617e-07 |  | 0.00034418 |  | 0.011487 |  | 0.016718
| 9.0568e-05 |  | 0.00051721 |  | 0.0012289 |  | 8.3209e-05 |  | 0.00033251 |  | 0.00045224 |  | 0.00048174 |  | 0.014758 |  | 0.041286 |  | #REF! |  | 0.13256 |  | 0.003981 |  | 0.07272 |  | #REF! |  | 0.0083247 |  | 0.00011682 |  | 6.795e-05 |  | 1.1102e-06 |  | 8.4217e-05 |  | 2.9414e-05 |  | 2.9414e-05 |  | 0.0024208 |  | 8.9712e-05 |  | 8.1627e-07 |  | 0.00033197 |  | 0.011512 |  | 0.0168
| 9.0568e-05 |  | 0.00062385 |  | 0.0012415 |  | 8.3209e-05 |  | 0.0003513 |  | 0.00044561 |  | 0.00048863 |  | 0.014548 |  | 0.040849 |  | #REF! |  | 0.13036 |  | 0.0038814 |  | 0.074519 |  | #REF! |  | 0.008552 |  | -1.192e-05 |  | 9.2577e-05 |  | 1.033e-06 |  | 8.6468e-05 |  | 5.0129e-05 |  | 5.0129e-05 |  | 0.0024682 |  | -0.00016508 |  | 1.3604e-06 |  | 0.000323 |  | 0.011576 |  | 0.016852
| 4.153e-05 |  | 0.00054089 |  | 0.0012433 |  | 2.1594e-05 |  | 0.0003492 |  | 0.00050675 |  | 0.00047626 |  | 0.014294 |  | 0.04044 |  | #REF! |  | 0.12838 |  | 0.0038571 |  | 0.076526 |  | #REF! |  | 0.0087759 |  | 0.00011839 |  | 9.2582e-05 |  | 1.0155e-06 |  | 8.6473e-05 |  | 6.3467e-05 |  | 6.3467e-05 |  | 0.0024592 |  | -0.00025998 |  | 2.993e-06 |  | 0.00032789 |  | 0.011477 |  | 0.016835
| 4.153e-05 |  | 0.0004666 |  | 0.001263 |  | 2.1594e-05 |  | 0.00038807 |  | 0.00053234 |  | 0.000491 |  | 0.013976 |  | 0.040019 |  | #REF! |  | 0.12666 |  | 0.0039261 |  | 0.078863 |  | #REF! |  | 0.0090994 |  | 5.9597e-06 |  | 7.4474e-05 |  | 1.0831e-06 |  | 8.4517e-05 |  | 0.00013354 |  | 0.00013354 |  | 0.0024292 |  | 0.00010279 |  | 2.449e-06 |  | 0.00033607 |  | 0.011521 |  | 0.016805
| 3.7465e-05 |  | 0.00051692 |  | 0.0012765 |  | 6.5668e-05 |  | 0.00043868 |  | 0.0004857 |  | 0.0005217 |  | 0.013712 |  | 0.039573 |  | #REF! |  | 0.1249 |  | 0.0040629 |  | 0.081102 |  | #REF! |  | 0.0093951 |  | -0.00017999 |  | 7.4478e-05 |  | 1.182e-06 |  | 8.4522e-05 |  | 9.462e-05 |  | 9.462e-05 |  | 0.0024326 |  | 0.0001231 |  | 2.449e-06 |  | 0.00034261 |  | 0.01154 |  | 0.016848
| 3.7465e-05 |  | 0.00044769 |  | 0.0012499 |  | 6.5668e-05 |  | 0.00033984 |  | 0.00040792 |  | 0.00051667 |  | 0.013425 |  | 0.03912 |  | #REF! |  | 0.12227 |  | 0.0040935 |  | 0.082541 |  | #REF! |  | 0.0095899 |  | 0.00016326 |  | 0.00012005 |  | 1.1631e-06 |  | 5.1582e-05 |  | -3.4901e-05 |  | -3.4901e-05 |  | 0.0024587 |  | -2.6827e-05 |  | 2.4491e-06 |  | 0.00034098 |  | 0.011489 |  | 0.016946
| 4.2551e-05 |  | 0.00044307 |  | 0.0012096 |  | 5.1044e-05 |  | 0.00032427 |  | 0.00038793 |  | 0.00049751 |  | 0.012999 |  | 0.038685 |  | #REF! |  | 0.11937 |  | 0.0040278 |  | 0.083873 |  | #REF! |  | 0.0097675 |  | 0.00011682 |  | 0.00012005 |  | 1.088e-06 |  | 5.1585e-05 |  | 1.3297e-05 |  | 1.3297e-05 |  | 0.0024988 |  | -0.00018408 |  | 8.1637e-07 |  | 0.00033285 |  | 0.01144 |  | 0.016971
| 4.2551e-05 |  | 0.00046051 |  | 0.0012014 |  | 5.1044e-05 |  | 0.00046795 |  | 0.00047801 |  | 0.0004894 |  | 0.012537 |  | 0.03829 |  | #REF! |  | 0.11623 |  | 0.004192 |  | 0.085125 |  | #REF! |  | 0.0099556 |  | -3.3377e-05 |  | 7.644e-05 |  | 1.0908e-06 |  | 9.1711e-05 |  | 2.1255e-05 |  | 2.1255e-05 |  | 0.0024947 |  | -7.4797e-05 |  | 8.1642e-07 |  | 0.00032306 |  | 0.011247 |  | 0.016977
| 3.6447e-05 |  | 0.0004764 |  | 0.001172 |  | 4.3192e-05 |  | 0.00041498 |  | 0.00044046 |  | 0.00049105 |  | 0.012248 |  | 0.03791 |  | #REF! |  | 0.11399 |  | 0.0042401 |  | 0.086955 |  | #REF! |  | 0.010206 |  | 0.000149 |  | 7.6444e-05 |  | 1.1727e-06 |  | 9.1717e-05 |  | -4.0374e-05 |  | -4.0374e-05 |  | 0.0025275 |  | 0.00021453 |  | 2.4493e-06 |  | 0.00032308 |  | 0.011168 |  | 0.017051
| 3.6451e-05 |  | 0.00050033 |  | 0.0011819 |  | 4.3195e-05 |  | 0.00024952 |  | 0.00042714 |  | 0.00048928 |  | 0.012001 |  | 0.037513 |  | #REF! |  | 0.11231 |  | 0.0041952 |  | 0.089286 |  | #REF! |  | 0.010518 |  | 0.00022681 |  | 9.2351e-05 |  | 1.1842e-06 |  | 8.4349e-05 |  | -3.9448e-05 |  | -3.9448e-05 |  | 0.0025203 |  | 0.00023634 |  | 2.4494e-06 |  | 0.0003337 |  | 0.011144 |  | 0.01709
| 6.9512e-06 |  | 0.00053377 |  | 0.0012213 |  | 6.6806e-05 |  | 0.00034132 |  | 0.00051476 |  | 0.00047567 |  | 0.011722 |  | 0.037051 |  | #REF! |  | 0.11007 |  | 0.0042659 |  | 0.091348 |  | #REF! |  | 0.010809 |  | -1.9072e-05 |  | 9.2356e-05 |  | 1.0848e-06 |  | 8.4354e-05 |  | -3.1543e-05 |  | -3.1543e-05 |  | 0.0024689 |  | 6.8002e-05 |  | 2.4496e-06 |  | 0.0003386 |  | 0.011059 |  | 0.017123
| 6.9512e-06 |  | 0.00058385 |  | 0.0012181 |  | 6.6806e-05 |  | 0.00044696 |  | 0.0004392 |  | 0.00048319 |  | 0.011551 |  | 0.036554 |  | #REF! |  | 0.10807 |  | 0.0043514 |  | 0.09353 |  | #REF! |  | 0.011082 |  | -0.00014066 |  | 4.1554e-05 |  | 1.0186e-06 |  | 9.1233e-05 |  | -2.4523e-05 |  | -2.4523e-05 |  | 0.0024273 |  | 0.00020454 |  | 2.4494e-06 |  | 0.00033452 |  | 0.011054 |  | 0.017147
| 0 |  | 0.00051735 |  | 0.0012127 |  | 9.3415e-05 |  | 0.00035933 |  | 0.00038918 |  | 0.00047624 |  | 0.011397 |  | 0.036093 |  | #REF! |  | 0.10647 |  | 0.004258 |  | 0.095715 |  | #REF! |  | 0.011361 |  | 0.00014185 |  | 4.1556e-05 |  | 1.0538e-06 |  | 9.1238e-05 |  | -8.0741e-07 |  | -8.0741e-07 |  | 0.0024904 |  | 0.00026752 |  | 8.1657e-07 |  | 0.0003313 |  | 0.011011 |  | 0.017155
| 0 |  | 0.00048211 |  | 0.0011834 |  | 9.3415e-05 |  | 0.00032675 |  | 0.00041366 |  | 0.00048094 |  | 0.011152 |  | 0.035745 |  | #REF! |  | 0.10509 |  | 0.0041114 |  | 0.098156 |  | #REF! |  | 0.011718 |  | 0.00046607 |  | 3.9407e-05 |  | 1.1749e-06 |  | 6.5339e-05 |  | 8.3981e-06 |  | 8.3981e-06 |  | 0.0025156 |  | 6.9477e-05 |  | 8.1657e-07 |  | 0.00033046 |  | 0.010983 |  | 0.017185
| 5.8885e-05 |  | 0.00046108 |  | 0.0012238 |  | 5.5963e-05 |  | 0.00050681 |  | 0.00047932 |  | 0.00051224 |  | 0.010971 |  | 0.03544 |  | #REF! |  | 0.1038 |  | 0.0040636 |  | 0.10074 |  | #REF! |  | 0.012177 |  | 0.00021694 |  | 3.941e-05 |  | 1.2798e-06 |  | 6.5343e-05 |  | 7.7048e-05 |  | 7.7048e-05 |  | 0.0025232 |  | 0.00013646 |  | 2.4497e-06 |  | 0.00033213 |  | 0.010627 |  | 0.017178
| 5.8885e-05 |  | 0.00042083 |  | 0.0012384 |  | 5.5963e-05 |  | 0.00050459 |  | 0.00059166 |  | 0.00052455 |  | 0.010847 |  | 0.035123 |  | #REF! |  | 0.10256 |  | 0.0041893 |  | 0.10335 |  | #REF! |  | 0.012628 |  | 9.1788e-05 |  | 9.478e-05 |  | 1.3339e-06 |  | 0.00015978 |  | 7.6723e-05 |  | 7.6723e-05 |  | 0.002528 |  | -3.5552e-05 |  | 2.9943e-06 |  | 0.00033211 |  | 0.010854 |  | 0.017211
| 3.2385e-05 |  | 0.00048257 |  | 0.0012026 |  | 1.08e-05 |  | 0.0003436 |  | 0.00054498 |  | 0.00049265 |  | 0.010592 |  | 0.034787 |  | #REF! |  | 0.10058 |  | 0.0042505 |  | 0.10556 |  | #REF! |  | 0.012919 |  | 6.9791e-05 |  | 9.4786e-05 |  | 1.2745e-06 |  | 0.00015979 |  | 8.0017e-05 |  | 8.0017e-05 |  | 0.0025087 |  | -0.00033345 |  | 2.9944e-06 |  | 0.00033052 |  | 0.011197 |  | 0.017295
| 3.2385e-05 |  | 0.00051796 |  | 0.0012306 |  | 1.08e-05 |  | 0.00031429 |  | 0.00047829 |  | 0.00047814 |  | 0.010341 |  | 0.034449 |  | #REF! |  | 0.098326 |  | 0.0040127 |  | 0.10745 |  | #REF! |  | 0.013178 |  | -0.0003123 |  | 9.2369e-05 |  | 1.1493e-06 |  | 0.00012037 |  | 3.6604e-05 |  | 3.6604e-05 |  | 0.0025128 |  | -0.0003544 |  | 2.45e-06 |  | 0.00032889 |  | 0.010815 |  | 0.01741
| 3.7472e-05 |  | 0.00050035 |  | 0.001191 |  | 4.8108e-05 |  | 0.00024458 |  | 0.00055284 |  | 0.00047773 |  | 0.010095 |  | 0.034122 |  | #REF! |  | 0.095899 |  | 0.0041587 |  | 0.10877 |  | #REF! |  | 0.013395 |  | -0.00041958 |  | 9.2375e-05 |  | 1.121e-06 |  | 0.00012038 |  | 3.3569e-05 |  | 3.3569e-05 |  | 0.0024964 |  | -0.00016435 |  | 8.1667e-07 |  | 0.00033297 |  | 0.010699 |  | 0.017472
| 3.7475e-05 |  | 0.00045496 |  | 0.0011549 |  | 4.8112e-05 |  | 0.00029202 |  | 0.00047611 |  | 0.00048112 |  | 0.0097773 |  | 0.033758 |  | #REF! |  | 0.093002 |  | 0.0042265 |  | 0.1096 |  | #REF! |  | 0.013568 |  | -0.00010847 |  | 4.8668e-05 |  | 1.1433e-06 |  | 9.7773e-05 |  | 8.8172e-05 |  | 8.8172e-05 |  | 0.002446 |  | -0.00030765 |  | 8.1677e-07 |  | 0.00034442 |  | 0.010637 |  | 0.017509
| 2.3231e-05 |  | 0.00040499 |  | 0.0011724 |  | 3.0439e-05 |  | 0.00032046 |  | 0.00040384 |  | 0.00046678 |  | 0.0094724 |  | 0.033381 |  | #REF! |  | 0.090455 |  | 0.0041557 |  | 0.1108 |  | #REF! |  | 0.013855 |  | 0.0001296 |  | 4.8671e-05 |  | 1.1401e-06 |  | 9.7779e-05 |  | 4.8992e-05 |  | 4.8992e-05 |  | 0.0024592 |  | -0.00047981 |  | 8.1672e-07 |  | 0.00034852 |  | 0.010731 |  | 0.017584
| 2.3231e-05 |  | 0.00045989 |  | 0.0011623 |  | 3.0439e-05 |  | 0.00034206 |  | 0.00040829 |  | 0.00044999 |  | 0.0091698 |  | 0.033003 |  | #REF! |  | 0.088296 |  | 0.0043324 |  | 0.11216 |  | #REF! |  | 0.014119 |  | 0.00015974 |  | 0.00011081 |  | 1.065e-06 |  | 0.00014275 |  | 1.2845e-05 |  | 1.2845e-05 |  | 0.0024062 |  | -0.00035024 |  | 8.1677e-07 |  | 0.0003477 |  | 0.010821 |  | 0.017635
| 1.3057e-05 |  | 0.00039158 |  | 0.0010976 |  | 6.4552e-05 |  | 0.00041323 |  | 0.00039388 |  | 0.00046206 |  | 0.008925 |  | 0.03266 |  | #REF! |  | 0.086667 |  | 0.0043454 |  | 0.11395 |  | #REF! |  | 0.014419 |  | -5.1243e-05 |  | 0.00011082 |  | 1.0162e-06 |  | 0.00014276 |  | -6.8582e-05 |  | -6.8582e-05 |  | 0.0023875 |  | 7.874e-05 |  | 8.1682e-07 |  | 0.00034038 |  | 0.010749 |  | 0.01773
| 1.3057e-05 |  | 0.00036504 |  | 0.0011326 |  | 6.4552e-05 |  | 0.00044918 |  | 0.00041947 |  | 0.00047581 |  | 0.008794 |  | 0.032331 |  | #REF! |  | 0.085343 |  | 0.0044224 |  | 0.11641 |  | #REF! |  | 0.014903 |  | -0.00030032 |  | 0.00019982 |  | 1.0887e-06 |  | 0.0001538 |  | -3.3632e-05 |  | -3.3632e-05 |  | 0.0023875 |  | 0.00034223 |  | 8.1682e-07 |  | 0.00033548 |  | 0.010729 |  | 0.017927
| 1.3058e-05 |  | 0.00041216 |  | 0.0011962 |  | 3.9279e-05 |  | 0.00042431 |  | 0.00038781 |  | 0.00047348 |  | 0.0086873 |  | 0.031996 |  | #REF! |  | 0.084298 |  | 0.0044438 |  | 0.11928 |  | #REF! |  | 0.015401 |  | -1.1919e-05 |  | 0.00019984 |  | 1.1232e-06 |  | 0.00015381 |  | 0.00010048 |  | 0.00010048 |  | 0.0023975 |  | 1.8262e-05 |  | 0 |  | 0.00033387 |  | 0.010718 |  | 0.018262
| 1.3058e-05 |  | 0.00040453 |  | 0.0011894 |  | 3.9279e-05 |  | 0.00033852 |  | 0.0003678 |  | 0.00048045 |  | 0.0085938 |  | 0.031671 |  | #REF! |  | 0.083319 |  | 0.0043413 |  | 0.12217 |  | #REF! |  | 0.015836 |  | 0.00011682 |  | 5.0161e-05 |  | 1.1037e-06 |  | 0.00012507 |  | 3.5718e-05 |  | 3.5718e-05 |  | 0.0024179 |  | 9.1298e-06 |  | 0 |  | 0.00033142 |  | 0.010771 |  | 0.018626
| 0 |  | 0.00050616 |  | 0.0012305 |  | 3.6333e-05 |  | 0.00035577 |  | 0.00045849 |  | 0.00050982 |  | 0.0084982 |  | 0.031376 |  | #REF! |  | 0.082031 |  | 0.004356 |  | 0.12455 |  | #REF! |  | 0.016271 |  | -0.00024425 |  | 5.0163e-05 |  | 1.0272e-06 |  | 0.00012508 |  | 4.8374e-05 |  | 4.8374e-05 |  | 0.0024082 |  | -1.624e-05 |  | 8.1692e-07 |  | 0.00033062 |  | 0.010859 |  | 0.018969
| 0 |  | 0.00047748 |  | 0.0012022 |  | 3.6333e-05 |  | 0.00040852 |  | 0.00048302 |  | 0.00048159 |  | 0.0082585 |  | 0.031148 |  | #REF! |  | 0.080371 |  | 0.0043107 |  | 0.12626 |  | #REF! |  | 0.016592 |  | -0.0002086 |  | 1.8074e-05 |  | 1.0483e-06 |  | 7.1892e-05 |  | 9.6844e-05 |  | 9.6844e-05 |  | 0.0023993 |  | -0.0001675 |  | 2.9954e-06 |  | 0.00033225 |  | 0.010903 |  | 0.019308
| 1.5095e-05 |  | 0.00044078 |  | 0.0011322 |  | 3.0444e-05 |  | 0.00034884 |  | 0.00042405 |  | 0.00045155 |  | 0.008019 |  | 0.030916 |  | #REF! |  | 0.078644 |  | 0.0042142 |  | 0.12784 |  | #REF! |  | 0.016913 |  | -5.8407e-05 |  | 1.8075e-05 |  | 1.0828e-06 |  | 7.1896e-05 |  | 3.2584e-05 |  | 3.2584e-05 |  | 0.0024157 |  | -0.00015996 |  | 2.1786e-06 |  | 0.00033881 |  | 0.01103 |  | 0.019671
| 1.5095e-05 |  | 0.0005232 |  | 0.0011538 |  | 3.0444e-05 |  | 0.00037579 |  | 0.00043075 |  | 0.0004813 |  | 0.0078342 |  | 0.030644 |  | #REF! |  | 0.076783 |  | 0.0042431 |  | 0.12929 |  | #REF! |  | 0.017316 |  | -3.6951e-05 |  | 0.00012214 |  | 1.1424e-06 |  | 9.6031e-05 |  | -3.5738e-06 |  | -3.5738e-06 |  | 0.0024134 |  | -0.00015953 |  | 5.4465e-07 |  | 0.00034699 |  | 0.011206 |  | 0.020049
| 3.4429e-05 |  | 0.00050184 |  | 0.0011916 |  | 7.0794e-05 |  | 0.0003622 |  | 0.00039933 |  | 0.00048551 |  | 0.0075914 |  | 0.030318 |  | #REF! |  | 0.07484 |  | 0.004494 |  | 0.13038 |  | #REF! |  | 0.017645 |  | 8.848e-05 |  | 0.00012215 |  | 1.1533e-06 |  | 9.6037e-05 |  | -1.3717e-05 |  | -1.3717e-05 |  | 0.0023857 |  | -0.00015398 |  | 4.6298e-06 |  | 0.00035352 |  | 0.011194 |  | 0.020296
| 3.4429e-05 |  | 0.0004208 |  | 0.001174 |  | 7.0794e-05 |  | 0.00037605 |  | 0.00034816 |  | 0.0004741 |  | 0.0072816 |  | 0.029992 |  | #REF! |  | 0.073126 |  | 0.0045246 |  | 0.13149 |  | #REF! |  | 0.017961 |  | 5.2447e-05 |  | 2.1208e-05 |  | 1.2291e-06 |  | 8.3021e-05 |  | 0.00010471 |  | 0.00010471 |  | 0.0023727 |  | -0.00014434 |  | 4.0851e-06 |  | 0.00036253 |  | 0.011191 |  | 0.020581
| 7.0227e-05 |  | 0.00044607 |  | 0.0010941 |  | 5.7201e-05 |  | 0.00037466 |  | 0.00031427 |  | 0.00047209 |  | 0.0070085 |  | 0.029698 |  | #REF! |  | 0.071528 |  | 0.0046067 |  | 0.13307 |  | #REF! |  | 0.018327 |  | -8.7017e-05 |  | 2.1209e-05 |  | 1.3964e-06 |  | 8.3026e-05 |  | 6.2277e-05 |  | 6.2277e-05 |  | 0.0023874 |  | 1.5449e-05 |  | 0 |  | 0.00036498 |  | 0.01136 |  | 0.020983
| 7.0234e-05 |  | 0.00046794 |  | 0.0010932 |  | 5.7206e-05 |  | 0.00033646 |  | 0.00030316 |  | 0.00045731 |  | 0.0069062 |  | 0.029394 |  | #REF! |  | 0.070005 |  | 0.004704 |  | 0.13446 |  | #REF! |  | 0.018743 |  | -0.00019565 |  | 6.0426e-05 |  | 1.3998e-06 |  | 0.00011542 |  | -4.7672e-07 |  | -4.7672e-07 |  | 0.0023891 |  | 6.4065e-05 |  | 5.4475e-07 |  | 0.00035109 |  | 0.011501 |  | 0.021346
| 4.1552e-05 |  | 0.00051235 |  | 0.0011557 |  | 7.759e-05 |  | 0.000391 |  | 0.0003819 |  | 0.00045105 |  | 0.0068098 |  | 0.029066 |  | #REF! |  | 0.068526 |  | 0.004528 |  | 0.13586 |  | #REF! |  | 0.019195 |  | 0.00014542 |  | 6.043e-05 |  | 1.3382e-06 |  | 0.00011543 |  | 3.0597e-05 |  | 3.0597e-05 |  | 0.0024857 |  | 4.2869e-05 |  | 1.3619e-06 |  | 0.00033072 |  | 0.011615 |  | 0.021673
| 4.1556e-05 |  | 0.00052605 |  | 0.0011349 |  | 7.7597e-05 |  | 0.00042663 |  | 0.00039973 |  | 0.0004538 |  | 0.0065536 |  | 0.028741 |  | #REF! |  | 0.067023 |  | 0.0046167 |  | 0.13767 |  | #REF! |  | 0.019539 |  | 0.00022767 |  | 4.9128e-05 |  | 1.1975e-06 |  | 8.5518e-05 |  | 1.3854e-05 |  | 1.3854e-05 |  | 0.0024825 |  | 0.00010909 |  | 8.1712e-07 |  | 0.00032174 |  | 0.011558 |  | 0.022021
| 0 |  | 0.00043394 |  | 0.0011447 |  | 6.4003e-05 |  | 0.00039403 |  | 0.00036037 |  | 0.0004583 |  | 0.0063637 |  | 0.028443 |  | #REF! |  | 0.065519 |  | 0.0048359 |  | 0.13909 |  | #REF! |  | 0.019922 |  | -0.00015079 |  | 4.9131e-05 |  | 1.2097e-06 |  | 8.5523e-05 |  | -4.75e-07 |  | -4.75e-07 |  | 0.0024465 |  | 3.7547e-05 |  | 2.4515e-06 |  | 0.00033317 |  | 0.011585 |  | 0.022399
| 0 |  | 0.00040183 |  | 0.0011398 |  | 6.4009e-05 |  | 0.0003363 |  | 0.00037488 |  | 0.00047182 |  | 0.0062382 |  | 0.028166 |  | #REF! |  | 0.064238 |  | 0.0048058 |  | 0.14049 |  | #REF! |  | 0.020391 |  | -0.00012278 |  | 2.4271e-05 |  | 1.3154e-06 |  | 0.0001032 |  | 1.0109e-05 |  | 1.0109e-05 |  | 0.0024573 |  | -0.0003802 |  | 4.6309e-06 |  | 0.00034626 |  | 0.011772 |  | 0.022753
| 5.6645e-05 |  | 0.00034109 |  | 0.001138 |  | 4.7147e-05 |  | 0.0003325 |  | 0.00037776 |  | 0.00047937 |  | 0.0060973 |  | 0.027929 |  | #REF! |  | 0.062891 |  | 0.004548 |  | 0.14194 |  | #REF! |  | 0.020844 |  | -0.00016568 |  | 2.4272e-05 |  | 1.3554e-06 |  | 0.00010321 |  | 4.3228e-05 |  | 4.3228e-05 |  | 0.0024328 |  | -0.00036887 |  | 4.6309e-06 |  | 0.00034789 |  | 0.01179 |  | 0.023055
| 5.664e-05 |  | 0.00031256 |  | 0.0011357 |  | 4.7143e-05 |  | 0.0002559 |  | 0.00037555 |  | 0.0004562 |  | 0.0059838 |  | 0.027725 |  | #REF! |  | 0.061655 |  | 0.0046009 |  | 0.14322 |  | #REF! |  | 0.021355 |  | -0.00022555 |  | 4.1771e-05 |  | 1.3352e-06 |  | 9.4207e-05 |  | 3.0322e-06 |  | 3.0322e-06 |  | 0.0024125 |  | -7.1046e-05 |  | 2.9965e-06 |  | 0.0003422 |  | 0.011792 |  | 0.023355
| 1.7132e-05 |  | 0.00042189 |  | 0.0011129 |  | 0.00010706 |  | 0.00023637 |  | 0.00043659 |  | 0.00045309 |  | 0.0057944 |  | 0.027518 |  | #REF! |  | 0.060504 |  | 0.0048828 |  | 0.14468 |  | #REF! |  | 0.021789 |  | -0.00019071 |  | 4.1774e-05 |  | 1.2038e-06 |  | 9.4213e-05 |  | 2.2562e-06 |  | 2.2562e-06 |  | 0.0025156 |  | 1.6882e-06 |  | 1.3621e-06 |  | 0.0003365 |  | 0.011954 |  | 0.023669
| 1.7134e-05 |  | 0.00051058 |  | 0.0010923 |  | 0.00010707 |  | 0.00032867 |  | 0.00041769 |  | 0.00047094 |  | 0.0056323 |  | 0.027268 |  | #REF! |  | 0.059262 |  | 0.004907 |  | 0.14644 |  | #REF! |  | 0.022206 |  | 9.5454e-06 |  | 6.3981e-05 |  | 1.1314e-06 |  | 7.8157e-05 |  | 9.4253e-06 |  | 9.4253e-06 |  | 0.0027051 |  | -3.0154e-05 |  | 8.1732e-07 |  | 0.00033813 |  | 0.012014 |  | 0.024023
| 1.6115e-05 |  | 0.00040601 |  | 0.0011032 |  | 2.9467e-05 |  | 0.00039784 |  | 0.00029877 |  | 0.00046677 |  | 0.0055004 |  | 0.026992 |  | #REF! |  | 0.058075 |  | 0.0049581 |  | 0.14783 |  | #REF! |  | 0.022746 |  | -3.4889e-05 |  | 6.3985e-05 |  | 1.1755e-06 |  | 7.8162e-05 |  | -3.6448e-06 |  | -3.6448e-06 |  | 0.0027216 |  | 3.8324e-05 |  | 0 |  | 0.00033979 |  | 0.011647 |  | 0.024298
| 1.6116e-05 |  | 0.00044258 |  | 0.0011191 |  | 2.947e-05 |  | 0.00033168 |  | 0.00029434 |  | 0.00045074 |  | 0.005392 |  | 0.026713 |  | #REF! |  | 0.056853 |  | 0.0050651 |  | 0.1491 |  | #REF! |  | 0.023205 |  | -0.00038382 |  | 0.0001101 |  | 1.2012e-06 |  | 0.00012185 |  | -6.3476e-06 |  | -6.3476e-06 |  | 0.0025492 |  | -8.442e-05 |  | 5.4491e-07 |  | 0.00033734 |  | 0.011972 |  | 0.024547
| 3.4438e-05 |  | 0.0005363 |  | 0.0010906 |  | 8.5541e-05 |  | 0.00030457 |  | 0.00035678 |  | 0.00044576 |  | 0.0052332 |  | 0.026446 |  | #REF! |  | 0.055667 |  | 0.0050186 |  | 0.15053 |  | #REF! |  | 0.023715 |  | -0.00031946 |  | 0.00011011 |  | 1.1959e-06 |  | 0.00012186 |  | 8.8848e-06 |  | 8.8848e-06 |  | 0.0025478 |  | -0.00022475 |  | 5.4491e-07 |  | 0.00033491 |  | 0.012436 |  | 0.024884
| 3.4438e-05 |  | 0.00046371 |  | 0.0010723 |  | 8.5541e-05 |  | 0.0003036 |  | 0.00044817 |  | 0.00043702 |  | 0.0050596 |  | 0.026185 |  | #REF! |  | 0.054577 |  | 0.0051132 |  | 0.15169 |  | #REF! |  | 0.024298 |  | -0.00017696 |  | 6.4638e-05 |  | 1.1343e-06 |  | 9.9583e-05 |  | 7.457e-05 |  | 7.457e-05 |  | 0.0027879 |  | 3.4511e-07 |  | 0 |  | 0.00033818 |  | 0.012331 |  | 0.025206
| 1.2045e-05 |  | 0.0004712 |  | 0.0010627 |  | 0 |  | 0.00030817 |  | 0.00046685 |  | 0.00042889 |  | 0.0049653 |  | 0.025965 |  | #REF! |  | 0.053432 |  | 0.0051631 |  | 0.15296 |  | #REF! |  | 0.024822 |  | 5.96e-05 |  | 6.4641e-05 |  | 1.1702e-06 |  | 9.9588e-05 |  | 0.00011351 |  | 0.00011351 |  | 0.0027995 |  | 9.8251e-05 |  | 2.4523e-06 |  | 0.00034718 |  | 0.012498 |  | 0.025453
| 1.2046e-05 |  | 0.00048357 |  | 0.0010476 |  | 0 |  | 0.00037469 |  | 0.00038774 |  | 0.00043571 |  | 0.0048197 |  | 0.025782 |  | #REF! |  | 0.052229 |  | 0.0051766 |  | 0.1543 |  | #REF! |  | 0.025358 |  | 0.00022409 |  | 5.0289e-05 |  | 1.236e-06 |  | 0.00011824 |  | 0.00013582 |  | 0.00013582 |  | 0.0027717 |  | 0.00013772 |  | 2.4524e-06 |  | 0.0003529 |  | 0.012607 |  | 0.025714
| 6.5153e-05 |  | 0.00040938 |  | 0.0010511 |  | 8.7249e-05 |  | 0.00031722 |  | 0.00033641 |  | 0.0004191 |  | 0.0047004 |  | 0.025597 |  | #REF! |  | 0.051256 |  | 0.0055171 |  | 0.15535 |  | #REF! |  | 0.025958 |  | 0.00034643 |  | 5.0292e-05 |  | 1.2469e-06 |  | 0.00011824 |  | 5.6331e-05 |  | 5.6331e-05 |  | 0.0024729 |  | 7.8993e-05 |  | 8.1747e-07 |  | 0.00035537 |  | 0.012566 |  | 0.025961
| 6.5153e-05 |  | 0.00041128 |  | 0.0010538 |  | 8.7249e-05 |  | 0.00023986 |  | 0.00037989 |  | 0.00042157 |  | 0.0046542 |  | 0.025353 |  | #REF! |  | 0.05042 |  | 0.0056587 |  | 0.15689 |  | #REF! |  | 0.026607 |  | 9.1785e-05 |  | 8.2308e-05 |  | 1.2251e-06 |  | 8.1203e-05 |  | 8.199e-05 |  | 8.199e-05 |  | 0.0026201 |  | -5.111e-06 |  | 8.1752e-07 |  | 0.00034968 |  | 0.012717 |  | 0.026194
| 0 |  | 0.00052305 |  | 0.0010518 |  | 6.6853e-05 |  | 0.0002624 |  | 0.00035705 |  | 0.00041868 |  | 0.0045308 |  | 0.025058 |  | #REF! |  | 0.049415 |  | 0.0055284 |  | 0.15833 |  | #REF! |  | 0.027181 |  | -0.00019787 |  | 8.2312e-05 |  | 1.1752e-06 |  | 8.1208e-05 |  | 0.00019323 |  | 0.00019323 |  | 0.0027999 |  | -5.6247e-05 |  | 8.1752e-07 |  | 0.00034314 |  | 0.013019 |  | 0.026478
| 0 |  | 0.00053006 |  | 0.0010776 |  | 6.6853e-05 |  | 0.00028131 |  | 0.00027013 |  | 0.0004295 |  | 0.0043406 |  | 0.024789 |  | #REF! |  | 0.048351 |  | 0.0054797 |  | 0.15967 |  | #REF! |  | 0.027776 |  | -1.2461e-05 |  | 7.0053e-05 |  | 1.1528e-06 |  | 0.00011361 |  | 8.961e-05 |  | 8.961e-05 |  | 0.0027753 |  | -4.7551e-05 |  | 8.1757e-07 |  | 0.00033824 |  | 0.013034 |  | 0.026682
| 4.2588e-05 |  | 0.00046722 |  | 0.0010824 |  | 3.4387e-05 |  | 0.00039838 |  | 0.00032288 |  | 0.00044503 |  | 0.0043259 |  | 0.024585 |  | #REF! |  | 0.047335 |  | 0.0054966 |  | 0.16104 |  | #REF! |  | 0.028343 |  | -1.9072e-05 |  | 7.0058e-05 |  | 1.0878e-06 |  | 0.00011362 |  | 8.8902e-07 |  | 8.8902e-07 |  | 0.0026317 |  | 0.00010842 |  | 2.4527e-06 |  | 0.00033989 |  | 0.013119 |  | 0.026824
| 4.2588e-05 |  | 0.00048878 |  | 0.0010398 |  | 3.4387e-05 |  | 0.0003195 |  | 0.00039423 |  | 0.00043614 |  | 0.004283 |  | 0.024448 |  | #REF! |  | 0.046322 |  | 0.0055062 |  | 0.16189 |  | #REF! |  | 0.028901 |  | -0.00025867 |  | 4.8069e-05 |  | 1.0263e-06 |  | 6.9374e-05 |  | -2.0302e-05 |  | -2.0302e-05 |  | 0.0025943 |  | 6.7664e-05 |  | 2.9979e-06 |  | 0.00033828 |  | 0.013296 |  | 0.026996
| 4.5643e-05 |  | 0.0003853 |  | 0.0010186 |  | 8.7256e-05 |  | 0.00020827 |  | 0.00041244 |  | 0.00042834 |  | 0.0040747 |  | 0.024313 |  | #REF! |  | 0.045348 |  | 0.0055736 |  | 0.16315 |  | #REF! |  | 0.029659 |  | -0.00027416 |  | 4.8071e-05 |  | 9.9503e-07 |  | 6.9378e-05 |  | -6.1194e-05 |  | -6.1194e-05 |  | 0.0024766 |  | -0.00011946 |  | 1.3628e-06 |  | 0.00032929 |  | 0.013425 |  | 0.027164
| 4.5643e-05 |  | 0.00039241 |  | 0.0010202 |  | 8.7256e-05 |  | 0.00026157 |  | 0.000408 |  | 0.00041213 |  | 0.0039898 |  | 0.024136 |  | #REF! |  | 0.044523 |  | 0.0055612 |  | 0.16479 |  | #REF! |  | 0.0304 |  | -0.00027654 |  | 7.3326e-05 |  | 1.0318e-06 |  | 9.5796e-05 |  | -2.673e-05 |  | -2.673e-05 |  | 0.0024923 |  | -0.00038919 |  | 8.1762e-07 |  | 0.00032931 |  | 0.013634 |  | 0.02734
| 0 |  | 0.00053388 |  | 0.0010099 |  | 1.2773e-05 |  | 0.00026131 |  | 0.00035555 |  | 0.00041548 |  | 0.0039795 |  | 0.023851 |  | #REF! |  | 0.043633 |  | 0.0054444 |  | 0.1661 |  | #REF! |  | 0.031035 |  | -0.00031588 |  | 7.333e-05 |  | 1.0439e-06 |  | 9.5802e-05 |  | 1.9177e-05 |  | 1.9177e-05 |  | 0.0025381 |  | -0.0002555 |  | 8.1772e-07 |  | 0.00033503 |  | 0.013819 |  | 0.027464
| 0 |  | 0.00046458 |  | 0.0010339 |  | 1.2773e-05 |  | 0.00032296 |  | 0.00029648 |  | 0.00042669 |  | 0.0038572 |  | 0.023491 |  | #REF! |  | 0.042733 |  | 0.0055634 |  | 0.16732 |  | #REF! |  | 0.031732 |  | -0.00036389 |  | 7.0201e-05 |  | 1.0277e-06 |  | 0.00014403 |  | 4.1706e-05 |  | 4.1706e-05 |  | 0.0024941 |  | 0.00010697 |  | 8.1772e-07 |  | 0.00034159 |  | 0.014098 |  | 0.02757
| 3.1392e-05 |  | 0.00041151 |  | 0.001026 |  | 8.8397e-05 |  | 0.00030974 |  | 0.00030388 |  | 0.00044374 |  | 0.0037031 |  | 0.023141 |  | #REF! |  | 0.041866 |  | 0.0057368 |  | 0.16834 |  | #REF! |  | 0.032478 |  | -9.0588e-05 |  | 7.0205e-05 |  | 1.08e-06 |  | 0.00014404 |  | 5.5089e-05 |  | 5.5089e-05 |  | 0.0025923 |  | -2.0854e-05 |  | 2.4532e-06 |  | 0.00034243 |  | 0.014284 |  | 0.027679
| 3.1392e-05 |  | 0.00045232 |  | 0.0010027 |  | 8.8397e-05 |  | 0.00033579 |  | 0.00034738 |  | 0.00044463 |  | 0.0035746 |  | 0.022874 |  | #REF! |  | 0.041052 |  | 0.0055855 |  | 0.16928 |  | #REF! |  | 0.033267 |  | -0.00019787 |  | 8.3131e-05 |  | 1.1748e-06 |  | 9.6401e-05 |  | 6.1576e-05 |  | 6.1576e-05 |  | 0.0026536 |  | -0.00011125 |  | 2.9985e-06 |  | 0.00034406 |  | 0.01436 |  | 0.02771
| 4.361e-05 |  | 0.00051855 |  | 0.0010081 |  | 8.4431e-05 |  | 0.00031561 |  | 0.00038582 |  | 0.00043105 |  | 0.0035192 |  | 0.022719 |  | #REF! |  | 0.040294 |  | 0.0056047 |  | 0.17075 |  | #REF! |  | 0.03402 |  | -0.00029285 |  | 8.3136e-05 |  | 1.2284e-06 |  | 9.6406e-05 |  | 5.3084e-05 |  | 5.3084e-05 |  | 0.0025482 |  | -0.00038716 |  | 1.3629e-06 |  | 0.00034978 |  | 0.014684 |  | 0.027777
| 4.3614e-05 |  | 0.00061435 |  | 0.0010608 |  | 8.4438e-05 |  | 0.00028345 |  | 0.00038025 |  | 0.0004268 |  | 0.003496 |  | 0.022639 |  | #REF! |  | 0.039495 |  | 0.0056987 |  | 0.17216 |  | #REF! |  | 0.034811 |  | -3.3376e-05 |  | 0.00010239 |  | 1.1431e-06 |  | 7.7631e-05 |  | 7.5411e-05 |  | 7.5411e-05 |  | 0.002313 |  | -0.00026106 |  | 1.363e-06 |  | 0.00035879 |  | 0.014908 |  | 0.027867
| 5.176e-05 |  | 0.00048594 |  | 0.0011086 |  | 6.9704e-05 |  | 0.00035223 |  | 0.00037917 |  | 0.00042923 |  | 0.0034217 |  | 0.022537 |  | #REF! |  | 0.038817 |  | 0.005535 |  | 0.17328 |  | #REF! |  | 0.035723 |  | -0.00016569 |  | 0.00010239 |  | 1.034e-06 |  | 7.7636e-05 |  | 9.5987e-05 |  | 9.5987e-05 |  | 0.0022894 |  | 0.00026476 |  | 1.3631e-06 |  | 0.000358 |  | 0.014993 |  | 0.027913
| 5.176e-05 |  | 0.0003921 |  | 0.0010984 |  | 6.9704e-05 |  | 0.000336 |  | 0.00041266 |  | 0.00042884 |  | 0.0033291 |  | 0.022336 |  | #REF! |  | 0.038113 |  | 0.0054109 |  | 0.17441 |  | #REF! |  | 0.036634 |  | -3.8632e-05 |  | 4.9599e-05 |  | 1.0158e-06 |  | 8.5447e-05 |  | 7.3432e-06 |  | 7.3432e-06 |  | 0.0023842 |  | 8.263e-05 |  | 2.9988e-06 |  | 0.00034656 |  | 0.015268 |  | 0.027966
| 5.8937e-05 |  | 0.00051727 |  | 0.0010495 |  | 0.00010541 |  | 0.000298 |  | 0.0003534 |  | 0.00042743 |  | 0.0032212 |  | 0.022041 |  | #REF! |  | 0.037352 |  | 0.0053933 |  | 0.17573 |  | #REF! |  | 0.037426 |  | -0.00012993 |  | 4.9602e-05 |  | 1.0212e-06 |  | 8.5452e-05 |  | -4.9796e-05 |  | -4.9796e-05 |  | 0.002385 |  | -0.00038352 |  | 2.181e-06 |  | 0.00033511 |  | 0.015419 |  | 0.028091
| 5.8942e-05 |  | 0.00039829 |  | 0.00098553 |  | 0.00010542 |  | 0.00031567 |  | 0.00033671 |  | 0.00044173 |  | 0.0031531 |  | 0.021739 |  | #REF! |  | 0.036571 |  | 0.0054901 |  | 0.17707 |  | #REF! |  | 0.038276 |  | -0.00023364 |  | 7.3695e-05 |  | 1.0761e-06 |  | 5.5765e-05 |  | 5.8954e-05 |  | 5.8954e-05 |  | 0.0023353 |  | -0.00024863 |  | 5.4528e-07 |  | 0.00033513 |  | 0.01563 |  | 0.028349
| 4.5655e-05 |  | 0.00024971 |  | 0.0010232 |  | 6.971e-05 |  | 0.00029131 |  | 0.00040602 |  | 0.00042861 |  | 0.00313 |  | 0.021503 |  | #REF! |  | 0.035918 |  | 0.00554 |  | 0.17849 |  | #REF! |  | 0.039225 |  | -7.2279e-05 |  | 7.3699e-05 |  | 1.1189e-06 |  | 5.5768e-05 |  | 4.1312e-05 |  | 4.1312e-05 |  | 0.002324 |  | 0.00010481 |  | 1.3633e-06 |  | 0.00034742 |  | 0.015805 |  | 0.028608
| 4.5655e-05 |  | 0.00034303 |  | 0.0010452 |  | 6.971e-05 |  | 0.00025275 |  | 0.00038486 |  | 0.00041067 |  | 0.0030439 |  | 0.021331 |  | #REF! |  | 0.035307 |  | 0.0055899 |  | 0.17999 |  | #REF! |  | 0.040185 |  | -4.0528e-05 |  | 5.3369e-05 |  | 1.1534e-06 |  | 5.1131e-05 |  | 3.5733e-05 |  | 3.5733e-05 |  | 0.0023453 |  | 6.6706e-05 |  | 8.1797e-07 |  | 0.00035069 |  | 0.015941 |  | 0.028803
| 2.2233e-05 |  | 0.00042809 |  | 0.0010211 |  | 6.0075e-05 |  | 0.00029246 |  | 0.00039602 |  | 0.00043882 |  | 0.0029772 |  | 0.021224 |  | #REF! |  | 0.034564 |  | 0.0055916 |  | 0.1813 |  | #REF! |  | 0.041141 |  | -7.9864e-05 |  | 5.3373e-05 |  | 1.2464e-06 |  | 5.1134e-05 |  | 0.00010389 |  | 0.00010389 |  | 0.0023413 |  | 9.4854e-05 |  | 0 |  | 0.00035152 |  | 0.016223 |  | 0.029104
| 2.2233e-05 |  | 0.00043351 |  | 0.00092698 |  | 6.0076e-05 |  | 0.00030353 |  | 0.00034139 |  | 0.00044906 |  | 0.0029741 |  | 0.021109 |  | #REF! |  | 0.033791 |  | 0.0056159 |  | 0.18271 |  | #REF! |  | 0.042113 |  | -0.00035268 |  | 5.9215e-05 |  | 1.321e-06 |  | 0.00011036 |  | 6.9284e-05 |  | 6.9284e-05 |  | 0.0022939 |  | -9.7584e-05 |  | 0 |  | 0.00035234 |  | 0.016421 |  | 0.029468
| 0 |  | 0.00046837 |  | 0.00092416 |  | 5.5039e-05 |  | 0.00031907 |  | 0.00030601 |  | 0.00043807 |  | 0.0029315 |  | 0.020941 |  | #REF! |  | 0.033244 |  | 0.0058528 |  | 0.18422 |  | #REF! |  | 0.043173 |  | -0.00023721 |  | 5.9218e-05 |  | 1.384e-06 |  | 0.00011037 |  | 9.5655e-05 |  | 9.5655e-05 |  | 0.0023562 |  | -0.00021535 |  | 8.1807e-07 |  | 0.00033029 |  | 0.016187 |  | 0.029804
| 0 |  | 0.00054848 |  | 0.0010333 |  | 5.5039e-05 |  | 0.00028803 |  | 0.00036849 |  | 0.00043711 |  | 0.0028388 |  | 0.020713 |  | #REF! |  | 0.032623 |  | 0.0059316 |  | 0.18532 |  | #REF! |  | 0.044136 |  | 0.00022768 |  | 7.949e-05 |  | 1.3129e-06 |  | 0.00013853 |  | 9.7898e-05 |  | 9.7898e-05 |  | 0.0024054 |  | -2.5135e-06 |  | 1.3634e-06 |  | 0.00030824 |  | 0.016541 |  | 0.030227
| 2.9364e-05 |  | 0.00057196 |  | 0.0010363 |  | 0.00010146 |  | 0.00031906 |  | 0.0003575 |  | 0.0004535 |  | 0.0027433 |  | 0.020445 |  | #REF! |  | 0.031857 |  | 0.0058029 |  | 0.18595 |  | #REF! |  | 0.045096 |  | -4.982e-06 |  | 7.9495e-05 |  | 1.2099e-06 |  | 0.00013853 |  | 8.7232e-05 |  | 8.7232e-05 |  | 0.0027888 |  | -0.00011689 |  | 2.9998e-06 |  | 0.00030251 |  | 0.016983 |  | 0.030726
| 2.9364e-05 |  | 0.00049469 |  | 0.0010356 |  | 0.00010146 |  | 0.00043813 |  | 0.00031846 |  | 0.00044559 |  | 0.0026837 |  | 0.020189 |  | #REF! |  | 0.031345 |  | 0.0058386 |  | 0.1872 |  | #REF! |  | 0.046196 |  | -0.00024436 |  | 5.0822e-05 |  | 1.1687e-06 |  | 0.00012126 |  | 9.6171e-05 |  | 9.6171e-05 |  | 0.0037258 |  | -0.00022408 |  | 2.9998e-06 |  | 0.00032622 |  | 0.017021 |  | 0.031206
| 7.199e-05 |  | 0.00049451 |  | 0.0010218 |  | 8.276e-05 |  | 0.00032971 |  | 0.00033512 |  | 0.0004133 |  | 0.0026393 |  | 0.019977 |  | #REF! |  | 0.030868 |  | 0.0059706 |  | 0.18905 |  | #REF! |  | 0.047375 |  | -0.00017322 |  | 5.0825e-05 |  | 1.1199e-06 |  | 0.00012127 |  | 0.0001013 |  | 0.0001013 |  | 0.0040564 |  | -6.0756e-05 |  | 5.4541e-07 |  | 0.00035077 |  | 0.017326 |  | 0.031747
| 7.199e-05 |  | 0.00045928 |  | 0.00099597 |  | 8.276e-05 |  | 0.00022423 |  | 0.00036191 |  | 0.00039938 |  | 0.0025449 |  | 0.019858 |  | #REF! |  | 0.03011 |  | 0.0059094 |  | 0.19018 |  | #REF! |  | 0.048491 |  | -5.1256e-05 |  | 5.2306e-05 |  | 1.1457e-06 |  | 8.7887e-05 |  | 5.1771e-05 |  | 5.1771e-05 |  | 0.0041081 |  | -7.9761e-05 |  | 2.1819e-06 |  | 0.00035243 |  | 0.017386 |  | 0.032336
| 2.5293e-05 |  | 0.00046904 |  | 0.00097241 |  | 4.2266e-05 |  | 0.00022838 |  | 0.00035978 |  | 0.00040366 |  | 0.0024015 |  | 0.019813 |  | #REF! |  | 0.029425 |  | 0.0058873 |  | 0.19081 |  | #REF! |  | 0.049484 |  | -1.9072e-05 |  | 5.2309e-05 |  | 1.1179e-06 |  | 8.7892e-05 |  | -1.542e-05 |  | -1.542e-05 |  | 0.0040264 |  | 0.00011397 |  | 4.6363e-06 |  | 0.00035897 |  | 0.017588 |  | 0.032962
| 2.5293e-05 |  | 0.00051895 |  | 0.0010051 |  | 4.2266e-05 |  | 0.00021208 |  | 0.0003866 |  | 0.00042068 |  | 0.0024531 |  | 0.019742 |  | #REF! |  | 0.028909 |  | 0.0059984 |  | 0.19151 |  | #REF! |  | 0.050488 |  | -1.9939e-05 |  | 8.9568e-05 |  | 1.1335e-06 |  | 0.00015139 |  | 1.5939e-05 |  | 1.5939e-05 |  | 0.0040623 |  | 0.00021373 |  | 4.6366e-06 |  | 0.00036388 |  | 0.017739 |  | 0.033657
| 1.5109e-05 |  | 0.00046091 |  | 0.0010199 |  | 3.1456e-05 |  | 0.00022615 |  | 0.00042192 |  | 0.00043852 |  | 0.0024755 |  | 0.01958 |  | #REF! |  | 0.028381 |  | 0.0059473 |  | 0.19283 |  | #REF! |  | 0.051767 |  | 0.00013827 |  | 8.9573e-05 |  | 1.0861e-06 |  | 0.0001514 |  | 4.9541e-05 |  | 4.9541e-05 |  | 0.0038486 |  | 8.6879e-05 |  | 2.182e-06 |  | 0.00035738 |  | 0.017888 |  | 0.034324
| 1.5109e-05 |  | 0.00047827 |  | 0.0010069 |  | 3.1456e-05 |  | 0.0003192 |  | 0.00039852 |  | 0.0004231 |  | 0.0023375 |  | 0.019338 |  | #REF! |  | 0.027883 |  | 0.0060596 |  | 0.19496 |  | #REF! |  | 0.053323 |  | -0.00018714 |  | 4.4038e-05 |  | 1.0217e-06 |  | 0.00010916 |  | 4.59e-05 |  | 4.59e-05 |  | 0.0039236 |  | -3.5797e-05 |  | 2.182e-06 |  | 0.00034754 |  | 0.018203 |  | 0.034922
| 8.9973e-06 |  | 0.00049398 |  | 0.0010071 |  | 2.4575e-05 |  | 0.00032727 |  | 0.00034252 |  | 0.00040273 |  | 0.0022354 |  | 0.019073 |  | #REF! |  | 0.027422 |  | 0.0061526 |  | 0.19705 |  | #REF! |  | 0.054743 |  | -0.00039379 |  | 4.404e-05 |  | 1.0625e-06 |  | 0.00010917 |  | 1.8064e-05 |  | 1.8064e-05 |  | 0.0042577 |  | -0.00030367 |  | 2.1822e-06 |  | 0.00034431 |  | 0.01855 |  | 0.035529
| 8.9973e-06 |  | 0.0004761 |  | 0.00097093 |  | 2.4575e-05 |  | 0.00032348 |  | 0.0003392 |  | 0.00041062 |  | 0.0021806 |  | 0.018855 |  | #REF! |  | 0.026922 |  | 0.0061254 |  | 0.1979 |  | #REF! |  | 0.055773 |  | -0.00019072 |  | 3.113e-05 |  | 1.1581e-06 |  | 0.00010022 |  | -3.4565e-05 |  | -3.4565e-05 |  | 0.0043867 |  | -0.00032686 |  | 5.4555e-07 |  | 0.00035084 |  | 0.018866 |  | 0.036145
| 3.3444e-05 |  | 0.00043272 |  | 0.00098836 |  | 5.1116e-05 |  | 0.00033639 |  | 0.00035349 |  | 0.00042425 |  | 0.0022186 |  | 0.018688 |  | #REF! |  | 0.026335 |  | 0.0062319 |  | 0.19772 |  | #REF! |  | 0.056755 |  | -0.0001807 |  | 3.1132e-05 |  | 1.253e-06 |  | 0.00010022 |  | 4.5856e-05 |  | 4.5856e-05 |  | 0.0045443 |  | -0.00020015 |  | 1.3639e-06 |  | 0.00036151 |  | 0.019048 |  | 0.036685
| 3.3447e-05 |  | 0.00042499 |  | 0.00093733 |  | 5.1121e-05 |  | 0.00026076 |  | 0.00037361 |  | 0.00042532 |  | 0.0022103 |  | 0.01857 |  | #REF! |  | 0.025694 |  | 0.0062211 |  | 0.19812 |  | #REF! |  | 0.057916 |  | -7.9864e-05 |  | 6.1526e-05 |  | 1.1636e-06 |  | 9.8754e-05 |  | 0.00010384 |  | 0.00010384 |  | 0.0043125 |  | -2.9027e-05 |  | 8.1837e-07 |  | 0.00036067 |  | 0.019127 |  | 0.037255
| 4.2615e-05 |  | 0.00040583 |  | 0.0009236 |  | 7.4837e-05 |  | 0.0002312 |  | 0.0003216 |  | 0.00040453 |  | 0.0021169 |  | 0.018461 |  | #REF! |  | 0.025187 |  | 0.0060749 |  | 0.19994 |  | #REF! |  | 0.059311 |  | 9.1784e-05 |  | 6.1529e-05 |  | 1.0328e-06 |  | 9.876e-05 |  | 5.6669e-05 |  | 5.6669e-05 |  | 0.0042582 |  | -0.00011897 |  | 2.4553e-06 |  | 0.00035335 |  | 0.019304 |  | 0.03784
| 4.2615e-05 |  | 0.00039352 |  | 0.00094233 |  | 7.4837e-05 |  | 0.00023349 |  | 0.00032608 |  | 0.00040219 |  | 0.002103 |  | 0.018347 |  | #REF! |  | 0.02502 |  | 0.0060941 |  | 0.20339 |  | #REF! |  | 0.061434 |  | -2.3678e-05 |  | 0.00012337 |  | 9.4876e-07 |  | 7.4549e-05 |  | 5.7916e-05 |  | 5.7916e-05 |  | 0.0045871 |  | 0.00011526 |  | 3.0009e-06 |  | 0.00034681 |  | 0.019855 |  | 0.038433
| 1.3073e-05 |  | 0.00042178 |  | 0.00093293 |  | 5.407e-05 |  | 0.0002891 |  | 0.00040426 |  | 0.00041211 |  | 0.0021137 |  | 0.018223 |  | #REF! |  | 0.024808 |  | 0.0062132 |  | 0.20709 |  | #REF! |  | 0.063592 |  | 3.8144e-05 |  | 0.00012337 |  | 1.0132e-06 |  | 7.4553e-05 |  | 6.8487e-05 |  | 6.8487e-05 |  | 0.0048161 |  | 0.00027302 |  | 1.3641e-06 |  | 0.00034681 |  | 0.02024 |  | 0.039004
| 1.3074e-05 |  | 0.00045741 |  | 0.00099288 |  | 5.4075e-05 |  | 0.00026388 |  | 0.00042103 |  | 0.00041946 |  | 0.0020796 |  | 0.018029 |  | #REF! |  | 0.024231 |  | 0.0064133 |  | 0.20844 |  | #REF! |  | 0.064996 |  | 5.2449e-05 |  | 5.0965e-05 |  | 1.157e-06 |  | 9.608e-05 |  | 0.0001061 |  | 0.0001061 |  | 0.0048311 |  | -1.5788e-05 |  | 3.001e-06 |  | 0.00035338 |  | 0.020473 |  | 0.039491
| 2.9374e-05 |  | 0.00045419 |  | 0.00096593 |  | 8.6751e-05 |  | 0.00019518 |  | 0.00034001 |  | 0.00042175 |  | 0.0020482 |  | 0.017789 |  | #REF! |  | 0.023516 |  | 0.006677 |  | 0.2074 |  | #REF! |  | 0.065934 |  | -0.00010219 |  | 5.0968e-05 |  | 1.2866e-06 |  | 9.6086e-05 |  | 6.6231e-05 |  | 6.6231e-05 |  | 0.0048559 |  | 8.636e-05 |  | 4.6383e-06 |  | 0.00035831 |  | 0.02086 |  | 0.03995
| 2.9374e-05 |  | 0.00049916 |  | 0.00095203 |  | 8.6751e-05 |  | 0.00022222 |  | 0.00032663 |  | 0.00042239 |  | 0.0020198 |  | 0.017575 |  | #REF! |  | 0.022934 |  | 0.0065851 |  | 0.20694 |  | #REF! |  | 0.066904 |  | 7.748e-05 |  | 0.00010947 |  | 1.341e-06 |  | 0.00010633 |  | 1.3233e-05 |  | 1.3233e-05 |  | 0.004514 |  | 0.00015303 |  | 3.0014e-06 |  | 0.00036321 |  | 0.021131 |  | 0.040343
| 2.5299e-05 |  | 0.00053878 |  | 0.0010115 |  | 9.8091e-05 |  | 0.00032194 |  | 0.0003336 |  | 0.00045104 |  | 0.001946 |  | 0.017424 |  | #REF! |  | 0.022581 |  | 0.006677 |  | 0.20769 |  | #REF! |  | 0.068255 |  | -8.723e-05 |  | 0.00010948 |  | 1.3395e-06 |  | 0.00012804 |  | 8.2434e-05 |  | 8.2434e-05 |  | 0.004496 |  | -2.706e-05 |  | 1.3642e-06 |  | 0.0003673 |  | 0.021225 |  | 0.040838
| 2.5302e-05 |  | 0.00056873 |  | 0.00096753 |  | 9.81e-05 |  | 0.00032118 |  | 0.00027779 |  | 0.00044328 |  | 0.0019148 |  | 0.0173 |  | #REF! |  | 0.022136 |  | 0.0069225 |  | 0.20886 |  | #REF! |  | 0.069775 |  | -0.00023363 |  | 7.6285e-05 |  | 1.2589e-06 |  | 7.0956e-05 |  | 7.204e-05 |  | 7.204e-05 |  | 0.0045936 |  | -0.00011756 |  | 1.3644e-06 |  | 0.00036569 |  | 0.021499 |  | 0.04153
| 3.0396e-05 |  | 0.00058966 |  | 0.00093066 |  | 8.5625e-05 |  | 0.00022782 |  | 0.00034407 |  | 0.00041909 |  | 0.0018627 |  | 0.017154 |  | #REF! |  | 0.02172 |  | 0.0069112 |  | 0.21094 |  | #REF! |  | 0.071519 |  | -0.00035165 |  | 7.6289e-05 |  | 1.1817e-06 |  | 4.9253e-05 |  | 4.2552e-05 |  | 4.2552e-05 |  | 0.0045456 |  | -0.00018461 |  | 1.3644e-06 |  | 0.00036326 |  | 0.022095 |  | 0.042356
| 3.0396e-05 |  | 0.00046314 |  | 0.00099369 |  | 8.5625e-05 |  | 0.0002434 |  | 0.0003832 |  | 0.00042934 |  | 0.0018397 |  | 0.017006 |  | #REF! |  | 0.021483 |  | 0.0068965 |  | 0.2128 |  | #REF! |  | 0.073413 |  | -0.00046109 |  | 6.9225e-05 |  | 1.1138e-06 |  | 0.0001126 |  | 6.5232e-05 |  | 6.5232e-05 |  | 0.0044794 |  | -0.00033254 |  | 8.1862e-07 |  | 0.00036244 |  | 0.022556 |  | 0.043195
| 2.8869e-06 |  | 0.00050982 |  | 0.0010159 |  | 5.6047e-05 |  | 0.00031637 |  | 0.00035827 |  | 0.00044221 |  | 0.0018824 |  | 0.016862 |  | #REF! |  | 0.021179 |  | 0.0068817 |  | 0.21491 |  | #REF! |  | 0.075455 |  | -0.00017284 |  | 6.9229e-05 |  | 1.0426e-06 |  | 0.0001126 |  | 7.9219e-05 |  | 7.9219e-05 |  | 0.0051007 |  | -0.00021307 |  | 0 |  | 0.00036083 |  | 0.023029 |  | 0.043924
| 2.8871e-06 |  | 0.00049244 |  | 0.0009972 |  | 5.6052e-05 |  | 0.0003078 |  | 0.00033707 |  | 0.00043093 |  | 0.0017832 |  | 0.016709 |  | #REF! |  | 0.020814 |  | 0.0072027 |  | 0.21691 |  | #REF! |  | 0.077415 |  | -3.8632e-05 |  | 7.6698e-05 |  | 9.6537e-07 |  | 0.00014821 |  | 8.7531e-05 |  | 8.7531e-05 |  | 0.0051645 |  | -6.2087e-05 |  | 0 |  | 0.00035674 |  | 0.023478 |  | 0.044552
| 0 |  | 0.00044462 |  | 0.00094334 |  | 7.6559e-05 |  | 0.00034526 |  | 0.00029378 |  | 0.00043175 |  | 0.0016519 |  | 0.01656 |  | #REF! |  | 0.020257 |  | 0.0073218 |  | 0.21667 |  | #REF! |  | 0.078582 |  | 4.8872e-05 |  | 7.6703e-05 |  | 9.6401e-07 |  | 0.00014822 |  | -4.474e-06 |  | -4.474e-06 |  | 0.0047205 |  | -0.00024873 |  | 2.4562e-06 |  | 0.00035103 |  | 0.023625 |  | 0.044988
| 0 |  | 0.00054319 |  | 0.0008331 |  | 7.6558e-05 |  | 0.0003984 |  | 0.00032733 |  | 0.00043298 |  | 0.0016097 |  | 0.016434 |  | #REF! |  | 0.019693 |  | 0.0072254 |  | 0.21558 |  | #REF! |  | 0.079617 |  | 0.0003421 |  | 7.3655e-05 |  | 1.0889e-06 |  | 0.00010551 |  | 4.9221e-05 |  | 4.9221e-05 |  | 0.0047287 |  | -0.00015151 |  | 2.4563e-06 |  | 0.00034694 |  | 0.023835 |  | 0.045272
| 7.032e-05 |  | 0.00049342 |  | 0.00089725 |  | 5.5068e-05 |  | 0.00030265 |  | 0.00035597 |  | 0.00043264 |  | 0.0016786 |  | 0.01631 |  | #REF! |  | 0.019292 |  | 0.0071404 |  | 0.21553 |  | #REF! |  | 0.081129 |  | 0.00054084 |  | 7.366e-05 |  | 1.1703e-06 |  | 0.00010552 |  | 0.00018231 |  | 0.00018231 |  | 0.0055415 |  | 0.0002646 |  | 8.1877e-07 |  | 0.00035187 |  | 0.023724 |  | 0.045467
| 7.032e-05 |  | 0.0004296 |  | 0.00099416 |  | 5.5068e-05 |  | 0.00029255 |  | 0.00034036 |  | 0.00040415 |  | 0.0016505 |  | 0.016168 |  | #REF! |  | 0.01881 |  | 0.007205 |  | 0.21513 |  | #REF! |  | 0.082216 |  | 0.00020979 |  | 7.9487e-05 |  | 1.2083e-06 |  | 0.00010132 |  | 0.00011126 |  | 0.00011126 |  | 0.0055243 |  | 0.00010933 |  | 8.1877e-07 |  | 0.00036005 |  | 0.024008 |  | 0.045829
| 6.1252e-05 |  | 0.00051021 |  | 0.00096568 |  | 7.3729e-05 |  | 0.00028544 |  | 0.00032546 |  | 0.00038393 |  | 0.001565 |  | 0.016012 |  | #REF! |  | 0.018181 |  | 0.007399 |  | 0.21296 |  | #REF! |  | 0.082651 |  | -2.3678e-05 |  | 7.9491e-05 |  | 1.2627e-06 |  | 0.00010757 |  | 5.7265e-05 |  | 5.7265e-05 |  | 0.0055067 |  | 9.5473e-05 |  | 2.4565e-06 |  | 0.00036335 |  | 0.024182 |  | 0.046356
| 6.1252e-05 |  | 0.00051636 |  | 0.00095853 |  | 7.3729e-05 |  | 0.00024476 |  | 0.00030424 |  | 0.00039373 |  | 0.0015956 |  | 0.015847 |  | #REF! |  | 0.017584 |  | 0.0073877 |  | 0.21157 |  | #REF! |  | 0.083419 |  | -8.3453e-06 |  | 3.491e-05 |  | 1.3557e-06 |  | 7.5486e-05 |  | 5.5762e-05 |  | 5.5762e-05 |  | 0.0059154 |  | 0.00025939 |  | 3.0023e-06 |  | 0.00036419 |  | 0.024093 |  | 0.046936
| 9.0013e-06 |  | 0.00048504 |  | 0.00094986 |  | 3.5404e-05 |  | 0.00032512 |  | 0.00031646 |  | 0.00039934 |  | 0.0015764 |  | 0.015668 |  | #REF! |  | 0.017218 |  | 0.007323 |  | 0.21218 |  | #REF! |  | 0.085102 |  | 0.0001347 |  | 3.4912e-05 |  | 1.3036e-06 |  | 6.9246e-05 |  | 2.1579e-05 |  | 2.1579e-05 |  | 0.0059269 |  | 5.3623e-05 |  | 4.6402e-06 |  | 0.00036664 |  | 0.024558 |  | 0.047657
| 9.0021e-06 |  | 0.00051452 |  | 0.00098172 |  | 3.5407e-05 |  | 0.00032746 |  | 0.00028854 |  | 0.00040319 |  | 0.0015024 |  | 0.015496 |  | #REF! |  | 0.016995 |  | 0.0073254 |  | 0.2133 |  | #REF! |  | 0.087136 |  | -0.00010218 |  | 0.00012141 |  | 1.1848e-06 |  | 0.00012098 |  | -2.2218e-05 |  | -2.2218e-05 |  | 0.0059735 |  | -9.2555e-05 |  | 4.0946e-06 |  | 0.00036828 |  | 0.024713 |  | 0.048351
| 6.5789e-05 |  | 0.00044781 |  | 0.00096084 |  | 0.00010719 |  | 0.00023061 |  | 0.00031098 |  | 0.00039638 |  | 0.0014424 |  | 0.015346 |  | #REF! |  | 0.016663 |  | 0.0074053 |  | 0.21362 |  | #REF! |  | 0.088723 |  | -0.000416 |  | 0.00012142 |  | 1.1658e-06 |  | 0.00012418 |  | -1.4291e-05 |  | -1.4291e-05 |  | 0.005969 |  | -3.5118e-05 |  | 2.4568e-06 |  | 0.00036257 |  | 0.024781 |  | 0.04891
| 6.5795e-05 |  | 0.00052874 |  | 0.00090822 |  | 0.0001072 |  | 0.00022226 |  | 0.00026851 |  | 0.00039107 |  | 0.0014122 |  | 0.015212 |  | #REF! |  | 0.016285 |  | 0.0075959 |  | 0.21399 |  | #REF! |  | 0.090334 |  | -0.00040127 |  | 5.4008e-05 |  | 1.2691e-06 |  | 7.3302e-05 |  | 6.4483e-06 |  | 6.4483e-06 |  | 0.0061518 |  | -0.00010391 |  | 2.4568e-06 |  | 0.00035687 |  | 0.025047 |  | 0.049419
| 1.1042e-05 |  | 0.00053465 |  | 0.00090769 |  | 6.1263e-05 |  | 0.00026538 |  | 0.00024281 |  | 0.00039965 |  | 0.001372 |  | 0.015062 |  | #REF! |  | 0.016001 |  | 0.0076817 |  | 0.21574 |  | #REF! |  | 0.092563 |  | -0.0001335 |  | 5.4011e-05 |  | 1.3098e-06 |  | 7.0114e-05 |  | 2.8441e-05 |  | 2.8441e-05 |  | 0.0058064 |  | -0.0001593 |  | 2.4569e-06 |  | 0.00035932 |  | 0.025496 |  | 0.049932
| 1.1041e-05 |  | 0.00036168 |  | 0.0009314 |  | 6.1258e-05 |  | 0.00030452 |  | 0.00029985 |  | 0.0004138 |  | 0.001395 |  | 0.014929 |  | #REF! |  | 0.01577 |  | 0.0075199 |  | 0.21763 |  | #REF! |  | 0.094893 |  | -2.6224e-05 |  | 4.2091e-05 |  | 1.2855e-06 |  | 7.7475e-05 |  | 3.0325e-05 |  | 3.0325e-05 |  | 0.0058334 |  | -8.0494e-05 |  | 3.0031e-06 |  | 0.00036833 |  | 0.025784 |  | 0.050413
| 3.4483e-05 |  | 0.00039218 |  | 0.00086096 |  | 5.8994e-05 |  | 0.00020959 |  | 0.000285 |  | 0.00041533 |  | 0.0014447 |  | 0.014816 |  | #REF! |  | 0.015616 |  | 0.0075002 |  | 0.21901 |  | #REF! |  | 0.097212 |  | 3.9879e-05 |  | 4.2094e-05 |  | 1.2665e-06 |  | 7.748e-05 |  | 1.6196e-05 |  | 1.6196e-05 |  | 0.0061121 |  | -0.00024317 |  | 1.365e-06 |  | 0.00036753 |  | 0.026104 |  | 0.050952
| 3.4483e-05 |  | 0.00047499 |  | 0.0008504 |  | 5.8994e-05 |  | 0.00017938 |  | 0.00030961 |  | 0.0004051 |  | 0.0014217 |  | 0.014695 |  | #REF! |  | 0.015367 |  | 0.0076114 |  | 0.21873 |  | #REF! |  | 0.098773 |  | -1.5495e-05 |  | 3.7544e-05 |  | 1.2353e-06 |  | 9.537e-05 |  | 3.1212e-05 |  | 3.1212e-05 |  | 0.0061821 |  | -0.00033752 |  | 8.1902e-07 |  | 0.00035773 |  | 0.026275 |  | 0.051436
| 5.5887e-05 |  | 0.00054039 |  | 0.00095102 |  | 6.6936e-05 |  | 0.00027974 |  | 0.0004216 |  | 0.00042042 |  | 0.0013524 |  | 0.014531 |  | #REF! |  | 0.01501 |  | 0.0077191 |  | 0.21803 |  | #REF! |  | 0.10007 |  | -0.00028538 |  | 3.7546e-05 |  | 1.1865e-06 |  | 9.5375e-05 |  | 6.032e-05 |  | 6.032e-05 |  | 0.0058866 |  | -0.00010047 |  | 2.4572e-06 |  | 0.00035364 |  | 0.026289 |  | 0.051927
| 5.5887e-05 |  | 0.00056188 |  | 0.00095297 |  | 6.6936e-05 |  | 0.00032609 |  | 0.00038248 |  | 0.00041097 |  | 0.0012927 |  | 0.014354 |  | #REF! |  | 0.014716 |  | 0.0078445 |  | 0.21884 |  | #REF! |  | 0.10232 |  | -8.344e-05 |  | 6.3623e-05 |  | 1.1071e-06 |  | 6.7422e-05 |  | 3.0148e-05 |  | 3.0148e-05 |  | 0.0055529 |  | -0.0001379 |  | 3.0034e-06 |  | 0.00035939 |  | 0.026556 |  | 0.052499
| 3.0409e-05 |  | 0.00051213 |  | 0.00089446 |  | 6.8643e-05 |  | 0.00036553 |  | 0.00035118 |  | 0.00040297 |  | 0.0013378 |  | 0.014227 |  | #REF! |  | 0.014472 |  | 0.0077629 |  | 0.21946 |  | #REF! |  | 0.10432 |  | 0.00012754 |  | 6.3626e-05 |  | 1.0583e-06 |  | 6.7426e-05 |  | 3.1874e-05 |  | 3.1874e-05 |  | 0.0055169 |  | -0.000117 |  | 3.0034e-06 |  | 0.00037167 |  | 0.026879 |  | 0.053068
| 3.9598e-05 |  | 0.00041993 |  | 0.00084683 |  | 6.8643e-05 |  | 0.00037844 |  | 0.00040264 |  | 0.00040765 |  | 0.0013274 |  | 0.014132 |  | #REF! |  | 0.014196 |  | 0.0076676 |  | 0.21957 |  | #REF! |  | 0.10601 |  | 0.00026045 |  | 4.9865e-05 |  | 1.0583e-06 |  | 7.9308e-05 |  | 5.9659e-05 |  | 5.9659e-05 |  | 0.0055442 |  | 1.5278e-05 |  | 3.0034e-06 |  | 0.00037578 |  | 0.027185 |  | 0.053623
| 3.552e-05 |  | 0.00053342 |  | 0.00087824 |  | 0.00010211 |  | 0.00034515 |  | 0.00036638 |  | 0.00039751 |  | 0.0012811 |  | 0.014023 |  | #REF! |  | 0.013823 |  | 0.0079768 |  | 0.21889 |  | #REF! |  | 0.10755 |  | 5.2449e-05 |  | 4.9868e-05 |  | 1.1486e-06 |  | 7.9313e-05 |  | 5.7773e-05 |  | 5.7773e-05 |  | 0.0055025 |  | 2.3822e-05 |  | 3.0036e-06 |  | 0.00037496 |  | 0.027327 |  | 0.05414
| 2.6332e-05 |  | 0.00055335 |  | 0.00091519 |  | 0.00010211 |  | 0.00030798 |  | 0.00033396 |  | 0.00039751 |  | 0.0012481 |  | 0.013875 |  | #REF! |  | 0.013398 |  | 0.0080222 |  | 0.2183 |  | #REF! |  | 0.1092 |  | -7.6011e-05 |  | 5.139e-05 |  | 1.2267e-06 |  | 6.6633e-05 |  | 2.4699e-05 |  | 2.4699e-05 |  | 0.0055274 |  | 0.00013356 |  | 3.0038e-06 |  | 0.00037253 |  | 0.027456 |  | 0.054685
| 7.4323e-05 |  | 0.00058861 |  | 0.00092623 |  | 7.7727e-05 |  | 0.00021873 |  | 0.00034066 |  | 0.00040595 |  | 0.0012037 |  | 0.013716 |  | #REF! |  | 0.013292 |  | 0.0080649 |  | 0.21882 |  | #REF! |  | 0.11131 |  | 4.1719e-05 |  | 5.1393e-05 |  | 1.1813e-06 |  | 6.6637e-05 |  | 6.6947e-05 |  | 6.6947e-05 |  | 0.0055388 |  | 0.0001043 |  | 3.0038e-06 |  | 0.00037007 |  | 0.028066 |  | 0.055261
| 7.4323e-05 |  | 0.00070659 |  | 0.00089413 |  | 7.7727e-05 |  | 0.00021528 |  | 0.00034851 |  | 0.00040002 |  | 0.001178 |  | 0.013575 |  | #REF! |  | 0.01317 |  | 0.0081681 |  | 0.21889 |  | #REF! |  | 0.11337 |  | -5.1257e-05 |  | 1.9868e-05 |  | 1.017e-06 |  | 8.5621e-05 |  | 9.92e-05 |  | 9.92e-05 |  | 0.0055564 |  | -0.0002344 |  | 2.4578e-06 |  | 0.00036764 |  | 0.028641 |  | 0.055832
| 6.4111e-05 |  | 0.00057474 |  | 0.00087544 |  | 4.8206e-05 |  | 0.00024922 |  | 0.00035242 |  | 0.0003748 |  | 0.0011364 |  | 0.013442 |  | #REF! |  | 0.012865 |  | 0.0079684 |  | 0.21965 |  | #REF! |  | 0.11588 |  | -8.7234e-05 |  | 1.9869e-05 |  | 8.9687e-07 |  | 8.5626e-05 |  | 4.2011e-05 |  | 4.2011e-05 |  | 0.0056018 |  | -0.00020861 |  | 8.1927e-07 |  | 0.00036029 |  | 0.02906 |  | 0.056379
| 6.4116e-05 |  | 0.0005484 |  | 0.00087222 |  | 4.821e-05 |  | 0.00027249 |  | 0.00039384 |  | 0.00038563 |  | 0.001072 |  | 0.013309 |  | #REF! |  | 0.012743 |  | 0.0080832 |  | 0.22104 |  | #REF! |  | 0.11853 |  | -0.0001049 |  | 0 |  | 9.1596e-07 |  | 8.0808e-05 |  | 6.67e-05 |  | 6.67e-05 |  | 0.0056886 |  | 0.00016895 |  | 1.3654e-06 |  | 0.00035211 |  | 0.029556 |  | 0.056973
| 1.8179e-05 |  | 0.00051852 |  | 0.00082731 |  | 9.9286e-05 |  | 0.00031861 |  | 0.00040952 |  | 0.00040212 |  | 0.0010603 |  | 0.013156 |  | #REF! |  | 0.012531 |  | 0.0083945 |  | 0.22066 |  | #REF! |  | 0.12043 |  | -0.00015827 |  | 0 |  | 1.0137e-06 |  | 8.0812e-05 |  | 0.0001011 |  | 0.0001011 |  | 0.0057213 |  | -6.8049e-05 |  | 5.4621e-07 |  | 0.00035047 |  | 0.029876 |  | 0.05767
| 1.8181e-05 |  | 0.00050674 |  | 0.00087389 |  | 9.9295e-05 |  | 0.00025537 |  | 0.00041515 |  | 0.00038919 |  | 0.0010753 |  | 0.012983 |  | #REF! |  | 0.012158 |  | 0.0084679 |  | 0.21872 |  | #REF! |  | 0.12164 |  | 3.4568e-05 |  | 7.5285e-05 |  | 1.1916e-06 |  | 5.7279e-05 |  | 0.00010471 |  | 0.00010471 |  | 0.0057945 |  | -0.00013738 |  | 2.185e-06 |  | 0.00035622 |  | 0.029862 |  | 0.058359
| 6.4116e-05 |  | 0.00063858 |  | 0.00090032 |  | 6.979e-05 |  | 0.00020045 |  | 0.00036681 |  | 0.00037612 |  | 0.0010722 |  | 0.012807 |  | #REF! |  | 0.01186 |  | 0.008629 |  | 0.21662 |  | #REF! |  | 0.12274 |  | 0.0002455 |  | 7.5289e-05 |  | 1.3262e-06 |  | 5.7283e-05 |  | 2.5941e-05 |  | 2.5941e-05 |  | 0.0057601 |  | -3.5803e-05 |  | 2.185e-06 |  | 0.00036523 |  | 0.02983 |  | 0.059023
| 6.4122e-05 |  | 0.0006223 |  | 0.00086726 |  | 6.9796e-05 |  | 0.00028365 |  | 0.00028514 |  | 0.00037078 |  | 0.0010807 |  | 0.012656 |  | #REF! |  | 0.011584 |  | 0.008825 |  | 0.21487 |  | #REF! |  | 0.12385 |  | 0.00024556 |  | 6.4565e-05 |  | 1.314e-06 |  | 9.7321e-05 |  | -2.0298e-05 |  | -2.0298e-05 |  | 0.0059726 |  | -0.00016625 |  | 5.4628e-07 |  | 0.00037426 |  | 0.029811 |  | 0.059664
| 8.2273e-05 |  | 0.00051776 |  | 0.00086823 |  | 5.5097e-05 |  | 0.00028575 |  | 0.00032008 |  | 0.00038717 |  | 0.0010778 |  | 0.012554 |  | #REF! |  | 0.011245 |  | 0.0089144 |  | 0.21351 |  | #REF! |  | 0.12537 |  | 0.00022052 |  | 6.4569e-05 |  | 1.1443e-06 |  | 9.7326e-05 |  | 2.9397e-05 |  | 2.9397e-05 |  | 0.006326 |  | 7.409e-05 |  | 1.3657e-06 |  | 0.00038165 |  | 0.029968 |  | 0.060344
| 8.228e-05 |  | 0.00060667 |  | 0.00086324 |  | 5.5102e-05 |  | 0.00030776 |  | 0.00038838 |  | 0.00037504 |  | 0.0010015 |  | 0.012466 |  | #REF! |  | 0.011006 |  | 0.0089776 |  | 0.2129 |  | #REF! |  | 0.12736 |  | 6.6049e-05 |  | 8.5885e-05 |  | 1.0839e-06 |  | 9.3327e-05 |  | -6.9162e-06 |  | -6.9162e-06 |  | 0.0063432 |  | 0.00020863 |  | 3.0045e-06 |  | 0.00038329 |  | 0.030229 |  | 0.060951
| 5.0813e-05 |  | 0.00059678 |  | 0.00086323 |  | 9.08e-05 |  | 0.00030438 |  | 0.00036837 |  | 0.00036556 |  | 0.0009852 |  | 0.012341 |  | #REF! |  | 0.010836 |  | 0.0088451 |  | 0.21249 |  | #REF! |  | 0.12949 |  | -0.00021575 |  | 8.589e-05 |  | 1.1823e-06 |  | 9.3332e-05 |  | -1.2547e-05 |  | -1.2547e-05 |  | 0.0062862 |  | -0.0001259 |  | 2.1854e-06 |  | 0.0003784 |  | 0.030181 |  | 0.061536
| 5.0809e-05 |  | 0.0006955 |  | 0.00088919 |  | 9.0792e-05 |  | 0.00022512 |  | 0.00035607 |  | 0.00038229 |  | 0.00097472 |  | 0.012163 |  | #REF! |  | 0.010642 |  | 0.0088783 |  | 0.212 |  | #REF! |  | 0.13167 |  | -0.00036763 |  | 6.0197e-05 |  | 1.2823e-06 |  | 6.9569e-05 |  | 3.1134e-05 |  | 3.1134e-05 |  | 0.0065262 |  | -0.00011522 |  | 0 |  | 0.00037021 |  | 0.030858 |  | 0.062182
| 0 |  | 0.00068995 |  | 0.00087459 |  | 8.7395e-05 |  | 0.00022383 |  | 0.00033585 |  | 0.00039103 |  | 0.00091101 |  | 0.011958 |  | #REF! |  | 0.010383 |  | 0.0091192 |  | 0.21064 |  | #REF! |  | 0.13313 |  | -6.9136e-05 |  | 6.02e-05 |  | 1.2096e-06 |  | 6.9572e-05 |  | 5.9501e-05 |  | 5.9501e-05 |  | 0.0066572 |  | -9.9123e-05 |  | 8.1952e-07 |  | 0.00035956 |  | 0.031317 |  | 0.062814
| 0 |  | 0.00054398 |  | 0.0008572 |  | 8.7395e-05 |  | 0.00030516 |  | 0.00031346 |  | 0.00038536 |  | 0.00088712 |  | 0.011765 |  | #REF! |  | 0.010218 |  | 0.0092735 |  | 0.20928 |  | #REF! |  | 0.13475 |  | 8.1002e-05 |  | 4.7228e-05 |  | 1.1343e-06 |  | 8.5647e-05 |  | 3.0744e-05 |  | 3.0744e-05 |  | 0.0065929 |  | -0.00031613 |  | 8.1957e-07 |  | 0.00035303 |  | 0.031228 |  | 0.063336
| 8.9665e-05 |  | 0.00055451 |  | 0.00088442 |  | 1.5745e-05 |  | 0.00030241 |  | 0.00030334 |  | 0.00039455 |  | 0.00088606 |  | 0.011599 |  | #REF! |  | 0.010046 |  | 0.009286 |  | 0.20852 |  | #REF! |  | 0.13685 |  | -0.00013707 |  | 4.7231e-05 |  | 1.2117e-06 |  | 8.5651e-05 |  | -9.974e-06 |  | -9.974e-06 |  | 0.0068497 |  | 5.7102e-05 |  | 2.4587e-06 |  | 0.00035715 |  | 0.031685 |  | 0.063817
| 8.9665e-05 |  | 0.00054319 |  | 0.00089354 |  | 1.5745e-05 |  | 0.00025067 |  | 0.00026082 |  | 0.00040168 |  | 0.00090442 |  | 0.011456 |  | #REF! |  | 0.0098648 |  | 0.0093314 |  | 0.20753 |  | #REF! |  | 0.13901 |  | -0.00025546 |  | 7.6564e-05 |  | 1.2858e-06 |  | 7.987e-05 |  | 4.738e-05 |  | 4.738e-05 |  | 0.0068661 |  | 2.8464e-05 |  | 3.0053e-06 |  | 0.0003678 |  | 0.03206 |  | 0.064444
| 1.4106e-05 |  | 0.00055088 |  | 0.00088724 |  | 6.1863e-05 |  | 0.00024785 |  | 0.00031126 |  | 0.00039812 |  | 0.00093102 |  | 0.011382 |  | #REF! |  | 0.0097487 |  | 0.0095451 |  | 0.20663 |  | #REF! |  | 0.14118 |  | -0.00025867 |  | 7.6569e-05 |  | 1.3171e-06 |  | 7.9874e-05 |  | 5.8457e-05 |  | 5.8457e-05 |  | 0.0066945 |  | -0.00010743 |  | 1.366e-06 |  | 0.00037356 |  | 0.032386 |  | 0.065144
| 1.4106e-05 |  | 0.0005523 |  | 0.0008749 |  | 6.1863e-05 |  | 0.00025505 |  | 0.00036392 |  | 0.00038853 |  | 0.00093926 |  | 0.011326 |  | #REF! |  | 0.0094852 |  | 0.0098833 |  | 0.20481 |  | #REF! |  | 0.14242 |  | -0.00021575 |  | 5.0066e-05 |  | 1.3091e-06 |  | 6.7326e-05 |  | 9.6269e-06 |  | 9.6269e-06 |  | 0.0069763 |  | 3.9862e-05 |  | 1.3661e-06 |  | 0.00037028 |  | 0.032621 |  | 0.065881
| 0 |  | 0.00058045 |  | 0.00084916 |  | 6.1295e-05 |  | 0.00030102 |  | 0.00038297 |  | 0.00037294 |  | 0.00091179 |  | 0.011229 |  | #REF! |  | 0.0092647 |  | 0.010016 |  | 0.20295 |  | #REF! |  | 0.14372 |  | -0.00020313 |  | 5.0069e-05 |  | 1.2777e-06 |  | 6.7329e-05 |  | 4.1382e-05 |  | 4.1382e-05 |  | 0.0072217 |  | -0.000125 |  | 5.4645e-07 |  | 0.00036293 |  | 0.032676 |  | 0.066606
| 0 |  | 0.00050921 |  | 0.00083996 |  | 6.1301e-05 |  | 0.00028424 |  | 0.0003046 |  | 0.00037988 |  | 0.0008924 |  | 0.011082 |  | #REF! |  | 0.0091026 |  | 0.010237 |  | 0.20239 |  | #REF! |  | 0.14613 |  | -0.00017999 |  | 4.9648e-05 |  | 1.1922e-06 |  | 4.8352e-05 |  | 7.0318e-05 |  | 7.0318e-05 |  | 0.0072864 |  | -0.00025366 |  | 5.4645e-07 |  | 0.00036375 |  | 0.032885 |  | 0.067265
| 2.1245e-05 |  | 0.00053423 |  | 0.00083272 |  | 7.2079e-05 |  | 0.00017313 |  | 0.0002559 |  | 0.0003816 |  | 0.00084767 |  | 0.010909 |  | #REF! |  | 0.0089377 |  | 0.010417 |  | 0.20158 |  | #REF! |  | 0.14849 |  | -0.00019565 |  | 4.9651e-05 |  | 1.1149e-06 |  | 4.8355e-05 |  | 2.4669e-05 |  | 2.4669e-05 |  | 0.0074827 |  | -0.00012427 |  | 1.3663e-06 |  | 0.00037524 |  | 0.03343 |  | 0.067949
| 2.1247e-05 |  | 0.00064509 |  | 0.00084389 |  | 7.2085e-05 |  | 0.00016881 |  | 0.00029511 |  | 0.00037843 |  | 0.00079976 |  | 0.01077 |  | #REF! |  | 0.0088011 |  | 0.010324 |  | 0.20039 |  | #REF! |  | 0.15048 |  | -0.00011919 |  | 5.3511e-05 |  | 1.0816e-06 |  | 8.8584e-05 |  | 2.5175e-06 |  | 2.5175e-06 |  | 0.0074524 |  | 0.00015928 |  | 8.1972e-07 |  | 0.00039163 |  | 0.033965 |  | 0.068711
| 1.8187e-05 |  | 0.00052842 |  | 0.00086128 |  | 4.5274e-05 |  | 0.00024616 |  | 0.00028611 |  | 0.0003857 |  | 0.00077497 |  | 0.010655 |  | #REF! |  | 0.0087079 |  | 0.010493 |  | 0.19971 |  | #REF! |  | 0.15284 |  | -5.7324e-05 |  | 5.3514e-05 |  | 1.0755e-06 |  | 8.8589e-05 |  | 2.6429e-05 |  | 2.6429e-05 |  | 0.0078649 |  | 0.00013064 |  | 0 |  | 0.00039902 |  | 0.034267 |  | 0.069277
| 1.8189e-05 |  | 0.00045124 |  | 0.00086963 |  | 4.5278e-05 |  | 0.00022824 |  | 0.00027604 |  | 0.00037468 |  | 0.00075459 |  | 0.010583 |  | #REF! |  | 0.0085927 |  | 0.010691 |  | 0.19892 |  | #REF! |  | 0.15525 |  | -0.00024793 |  | 6.7793e-05 |  | 1.0741e-06 |  | 0.00010063 |  | 3.0473e-05 |  | 3.0473e-05 |  | 0.008155 |  | 7.757e-05 |  | 5.4655e-07 |  | 0.00039247 |  | 0.034671 |  | 0.069771
| 5.1846e-05 |  | 0.00058816 |  | 0.00087947 |  | 8.0606e-05 |  | 0.00025421 |  | 0.00029227 |  | 0.00036315 |  | 0.00073212 |  | 0.010501 |  | #REF! |  | 0.00845 |  | 0.010944 |  | 0.19767 |  | #REF! |  | 0.15755 |  | -0.00011714 |  | 6.7797e-05 |  | 1.1328e-06 |  | 0.00010063 |  | 2.97e-05 |  | 2.97e-05 |  | 0.0081776 |  | -9.3903e-06 |  | 3.006e-06 |  | 0.00038348 |  | 0.03515 |  | 0.070458
| 5.1846e-05 |  | 0.00051957 |  | 0.00084623 |  | 8.0606e-05 |  | 0.00026456 |  | 0.00031805 |  | 0.00037725 |  | 0.00075953 |  | 0.01037 |  | #REF! |  | 0.0082342 |  | 0.011217 |  | 0.196 |  | #REF! |  | 0.15941 |  | 0.00010966 |  | 4.5632e-05 |  | 1.2149e-06 |  | 7.8889e-05 |  | 2.8977e-05 |  | 2.8977e-05 |  | 0.0083191 |  | -8.6009e-05 |  | 3.0062e-06 |  | 0.00038104 |  | 0.035446 |  | 0.071049
| 3.5527e-05 |  | 0.00047535 |  | 0.0008377 |  | 0 |  | 0.00021804 |  | 0.00031536 |  | 0.00038015 |  | 0.00079649 |  | 0.010198 |  | #REF! |  | 0.0079854 |  | 0.010982 |  | 0.19353 |  | #REF! |  | 0.16055 |  | 0.00013112 |  | 4.5634e-05 |  | 1.2625e-06 |  | 7.8893e-05 |  | 3.1853e-06 |  | 3.1853e-06 |  | 0.0083608 |  | -6.5574e-05 |  | 5.4658e-07 |  | 0.00038104 |  | 0.035633 |  | 0.071556
| 3.5531e-05 |  | 0.00063961 |  | 0.0008399 |  | 0 |  | 0.00021697 |  | 0.00033331 |  | 0.00037488 |  | 0.0007498 |  | 0.010012 |  | #REF! |  | 0.0078417 |  | 0.01081 |  | 0.19085 |  | #REF! |  | 0.16175 |  | 0.00012213 |  | 3.4529e-05 |  | 1.2503e-06 |  | 4.234e-05 |  | 4.6633e-05 |  | 4.6633e-05 |  | 0.0082928 |  | -0.00013234 |  | 2.1864e-06 |  | 0.00037777 |  | 0.035933 |  | 0.072097
| 7.2092e-05 |  | 0.00065989 |  | 0.00084764 |  | 7.8903e-05 |  | 0.00025095 |  | 0.00033847 |  | 0.0003892 |  | 0.00071193 |  | 0.0098581 |  | #REF! |  | 0.0076878 |  | 0.011144 |  | 0.18878 |  | #REF! |  | 0.16324 |  | 0.00011324 |  | 3.4531e-05 |  | 1.211e-06 |  | 4.2342e-05 |  | 4.1997e-05 |  | 4.1997e-05 |  | 0.0080975 |  | -7.007e-05 |  | 2.1864e-06 |  | 0.00037697 |  | 0.036202 |  | 0.072783
| 7.2098e-05 |  | 0.00055897 |  | 0.00085565 |  | 7.891e-05 |  | 0.00029303 |  | 0.00025782 |  | 0.00037548 |  | 0.00070718 |  | 0.0097369 |  | #REF! |  | 0.0075576 |  | 0.011137 |  | 0.18718 |  | #REF! |  | 0.16512 |  | -0.00012835 |  | 6.5692e-05 |  | 1.1825e-06 |  | 5.7483e-05 |  | 1.2789e-05 |  | 1.2789e-05 |  | 0.0083581 |  | -7.9521e-05 |  | 0 |  | 0.00037943 |  | 0.036472 |  | 0.073506
| 5.3895e-05 |  | 0.00051521 |  | 0.00084489 |  | 1.969e-05 |  | 0.00029833 |  | 0.00025177 |  | 0.00036588 |  | 0.00072828 |  | 0.009655 |  | #REF! |  | 0.0073959 |  | 0.011141 |  | 0.18578 |  | #REF! |  | 0.16725 |  | -0.000298 |  | 6.5695e-05 |  | 1.1927e-06 |  | 5.7486e-05 |  | 3.4534e-05 |  | 3.4534e-05 |  | 0.0087298 |  | -0.00012709 |  | 8.1997e-07 |  | 0.00038601 |  | 0.036574 |  | 0.074044
| 6.3086e-05 |  | 0.00058897 |  | 0.00078807 |  | 1.9688e-05 |  | 0.00027424 |  | 0.00029099 |  | 0.00036422 |  | 0.00069883 |  | 0.0096176 |  | #REF! |  | 0.0072334 |  | 0.011349 |  | 0.18457 |  | #REF! |  | 0.16953 |  | 5.1099e-05 |  | 3.3104e-05 |  | 1.2811e-06 |  | 9.8541e-05 |  | 3.0318e-05 |  | 3.0318e-05 |  | 0.0087222 |  | -0.00017362 |  | 1.3666e-06 |  | 0.00038603 |  | 0.036613 |  | 0.074541
| 1.8207e-05 |  | 0.00058443 |  | 0.00076893 |  | 3.8395e-05 |  | 0.00026345 |  | 0.00029922 |  | 0.00037219 |  | 0.00067051 |  | 0.0095789 |  | #REF! |  | 0.0071459 |  | 0.011328 |  | 0.18383 |  | #REF! |  | 0.1724 |  | 0.00019192 |  | 3.3106e-05 |  | 1.3832e-06 |  | 9.8546e-05 |  | 5.2896e-05 |  | 5.2896e-05 |  | 0.0087468 |  | -0.00016153 |  | 1.3668e-06 |  | 0.00038357 |  | 0.037055 |  | 0.075083
| 9.0108e-06 |  | 0.00052496 |  | 0.0008335 |  | 3.8395e-05 |  | 0.00026462 |  | 0.00031492 |  | 0.00038746 |  | 0.00069297 |  | 0.0094765 |  | #REF! |  | 0.0070309 |  | 0.011287 |  | 0.18283 |  | #REF! |  | 0.17501 |  | -7.2279e-05 |  | 2.8065e-05 |  | 1.3865e-06 |  | 5.7522e-05 |  | 9.7565e-05 |  | 9.7565e-05 |  | 0.0088795 |  | 9.044e-05 |  | 8.2002e-07 |  | 0.00038029 |  | 0.037715 |  | 0.075578
| 6.189e-05 |  | 0.00056721 |  | 0.00084864 |  | 6.189e-05 |  | 0.00034016 |  | 0.00034969 |  | 0.00037763 |  | 0.00070163 |  | 0.0093027 |  | #REF! |  | 0.0069145 |  | 0.011504 |  | 0.18121 |  | #REF! |  | 0.17705 |  | -0.00027654 |  | 2.8066e-05 |  | 1.3417e-06 |  | 5.7526e-05 |  | 4.4243e-05 |  | 4.4243e-05 |  | 0.0088383 |  | -2.3279e-05 |  | 8.2007e-07 |  | 0.00037786 |  | 0.038056 |  | 0.075989
| 6.1885e-05 |  | 0.00052425 |  | 0.00082486 |  | 6.1885e-05 |  | 0.00034832 |  | 0.00028135 |  | 0.00038688 |  | 0.00064038 |  | 0.0090945 |  | #REF! |  | 0.0068003 |  | 0.011564 |  | 0.17959 |  | #REF! |  | 0.17906 |  | -0.0004237 |  | 5.7326e-05 |  | 1.2575e-06 |  | 0.00010185 |  | -5.3604e-05 |  | -5.3604e-05 |  | 0.0088544 |  | -5.1217e-05 |  | 8.2012e-07 |  | 0.00037624 |  | 0.03832 |  | 0.076477
| 4.5739e-05 |  | 0.00050088 |  | 0.00080681 |  | 1.3784e-05 |  | 0.00025337 |  | 0.00024982 |  | 0.00038628 |  | 0.00058747 |  | 0.0089128 |  | #REF! |  | 0.0067017 |  | 0.01155 |  | 0.17754 |  | #REF! |  | 0.18065 |  | -0.00033019 |  | 5.733e-05 |  | 1.1488e-06 |  | 0.00010186 |  | -8.3931e-06 |  | -8.3931e-06 |  | 0.0090938 |  | 0.000174 |  | 2.4604e-06 |  | 0.00036805 |  | 0.038764 |  | 0.077093
| 4.5739e-05 |  | 0.00054569 |  | 0.00078967 |  | 1.3784e-05 |  | 0.00023716 |  | 0.00030476 |  | 0.00036761 |  | 0.00058315 |  | 0.008766 |  | #REF! |  | 0.0065597 |  | 0.011833 |  | 0.1748 |  | #REF! |  | 0.18155 |  | 0.000149 |  | 4.5665e-05 |  | 1.0285e-06 |  | 6.4703e-05 |  | -1.7607e-05 |  | -1.7607e-05 |  | 0.0094066 |  | 1.9885e-05 |  | 2.4605e-06 |  | 0.00036315 |  | 0.038917 |  | 0.07758
| 0 |  | 0.00045751 |  | 0.0008065 |  | 6.7006e-05 |  | 0.00020618 |  | 0.00030238 |  | 0.00038184 |  | 0.00060616 |  | 0.008668 |  | #REF! |  | 0.0063871 |  | 0.011931 |  | 0.17261 |  | #REF! |  | 0.18299 |  | 0.00013708 |  | 4.5667e-05 |  | 9.8233e-07 |  | 6.4707e-05 |  | -1.7785e-06 |  | -1.7785e-06 |  | 0.0095648 |  | -0.00014577 |  | 5.7401e-06 |  | 0.00036889 |  | 0.038691 |  | 0.078059
| 0 |  | 0.00051085 |  | 0.00082813 |  | 6.7006e-05 |  | 0.00019596 |  | 0.00033156 |  | 0.0003813 |  | 0.00065152 |  | 0.0086077 |  | #REF! |  | 0.0062374 |  | 0.011842 |  | 0.17024 |  | #REF! |  | 0.18423 |  | -7.2712e-05 |  | 2.8697e-05 |  | 1.0204e-06 |  | 6.1972e-05 |  | 3.4919e-05 |  | 3.4919e-05 |  | 0.0095263 |  | -0.00012677 |  | 5.7405e-06 |  | 0.00038528 |  | 0.039009 |  | 0.078555
| 3.9618e-05 |  | 0.00064774 |  | 0.00078823 |  | 8.1763e-05 |  | 0.00026323 |  | 0.00031764 |  | 0.00036799 |  | 0.00060649 |  | 0.0085467 |  | #REF! |  | 0.0061403 |  | 0.011973 |  | 0.16752 |  | #REF! |  | 0.1849 |  | 2.4924e-05 |  | 2.8698e-05 |  | 1.0775e-06 |  | 6.1975e-05 |  | -1.3152e-05 |  | -1.3152e-05 |  | 0.0096105 |  | -8.398e-05 |  | 4.1011e-06 |  | 0.0003976 |  | 0.039296 |  | 0.079179
| 3.9625e-05 |  | 0.00054881 |  | 0.00078267 |  | 8.1778e-05 |  | 0.00026348 |  | 0.00028625 |  | 0.00037068 |  | 0.00056845 |  | 0.0084464 |  | #REF! |  | 0.0060433 |  | 0.012166 |  | 0.16532 |  | #REF! |  | 0.18629 |  | -8.344e-06 |  | 3.4772e-05 |  | 1.1027e-06 |  | 8.6681e-05 |  | 5.5353e-07 |  | 5.5353e-07 |  | 0.0097308 |  | 1.3391e-05 |  | 4.1013e-06 |  | 0.00039763 |  | 0.039213 |  | 0.079892
| 1.9216e-05 |  | 0.00045304 |  | 0.00079453 |  | 8.8585e-05 |  | 0.0001957 |  | 0.00027871 |  | 0.00037383 |  | 0.00059819 |  | 0.0082856 |  | #REF! |  | 0.0058949 |  | 0.012094 |  | 0.16323 |  | #REF! |  | 0.18794 |  | 8.1002e-05 |  | 3.4774e-05 |  | 1.098e-06 |  | 8.6686e-05 |  | 9.334e-06 |  | 9.334e-06 |  | 0.0097472 |  | -1.2803e-05 |  | 8.2027e-07 |  | 0.00039189 |  | 0.039447 |  | 0.080421
| 1.9217e-05 |  | 0.00047745 |  | 0.00079377 |  | 8.8592e-05 |  | 0.0001356 |  | 0.00025967 |  | 0.00037085 |  | 0.00054354 |  | 0.0081011 |  | #REF! |  | 0.005782 |  | 0.012145 |  | 0.16103 |  | #REF! |  | 0.18903 |  | 8.4632e-05 |  | 3.5496e-05 |  | 1.0668e-06 |  | 6.2037e-05 |  | 3.4971e-05 |  | 3.4971e-05 |  | 0.0098921 |  | -0.00023473 |  | 8.2032e-07 |  | 0.00038453 |  | 0.039677 |  | 0.080841
| 3.6563e-05 |  | 0.00057662 |  | 0.00080536 |  | 7.0988e-05 |  | 0.00025319 |  | 0.00026693 |  | 0.00036328 |  | 0.00052056 |  | 0.0079287 |  | #REF! |  | 0.0056942 |  | 0.012333 |  | 0.15891 |  | #REF! |  | 0.19032 |  | 8.4741e-05 |  | 3.5498e-05 |  | 1.0954e-06 |  | 6.204e-05 |  | 8.0248e-05 |  | 8.0248e-05 |  | 0.0099355 |  | -0.00021146 |  | 0 |  | 0.00037387 |  | 0.040048 |  | 0.081396
| 3.6563e-05 |  | 0.00067216 |  | 0.00080163 |  | 7.0988e-05 |  | 0.00025793 |  | 0.00024564 |  | 0.00035633 |  | 0.0005491 |  | 0.0077906 |  | #REF! |  | 0.0055761 |  | 0.012375 |  | 0.15632 |  | #REF! |  | 0.19128 |  | 0.00019191 |  | 7.3772e-05 |  | 1.2233e-06 |  | 5.4295e-05 |  | 5.0017e-05 |  | 5.0017e-05 |  | 0.0099312 |  | -4.7497e-05 |  | 0 |  | 0.00036406 |  | 0.040207 |  | 0.08194
| 8.86e-05 |  | 0.00063364 |  | 0.00081457 |  | 8.1785e-05 |  | 0.00018937 |  | 0.00024809 |  | 0.00036583 |  | 0.00052109 |  | 0.0076715 |  | #REF! |  | 0.0054409 |  | 0.012407 |  | 0.15378 |  | #REF! |  | 0.19191 |  | 0.00012586 |  | 7.3776e-05 |  | 1.2532e-06 |  | 5.4298e-05 |  | 4.4529e-05 |  | 4.4529e-05 |  | 0.010023 |  | 4.5158e-05 |  | 4.1021e-06 |  | 0.00036488 |  | 0.040291 |  | 0.082335
| 8.86e-05 |  | 0.00044535 |  | 0.00081613 |  | 8.1785e-05 |  | 0.00022594 |  | 0.00026718 |  | 0.00037446 |  | 0.00051092 |  | 0.0075874 |  | #REF! |  | 0.0053235 |  | 0.012532 |  | 0.15159 |  | #REF! |  | 0.19288 |  | -0.00012278 |  | 5.921e-05 |  | 1.1662e-06 |  | 5.9478e-05 |  | 0.00011033 |  | 0.00011033 |  | 0.010044 |  | 7.8259e-05 |  | 4.1018e-06 |  | 0.00037966 |  | 0.040723 |  | 0.082692
| 2.126e-05 |  | 0.00048123 |  | 0.00079572 |  | 8.86e-05 |  | 0.00031481 |  | 0.00021987 |  | 0.00035991 |  | 0.00054841 |  | 0.0075305 |  | #REF! |  | 0.0051352 |  | 0.012505 |  | 0.14899 |  | #REF! |  | 0.19343 |  | -0.00040501 |  | 5.9214e-05 |  | 1.0854e-06 |  | 5.9481e-05 |  | 7.8332e-05 |  | 7.8332e-05 |  | 0.010229 |  | 3.3834e-05 |  | 8.2042e-07 |  | 0.00039196 |  | 0.041016 |  | 0.083065
| 2.126e-05 |  | 0.00060954 |  | 0.00078574 |  | 8.86e-05 |  | 0.00026758 |  | 0.00026923 |  | 0.00034445 |  | 0.00052356 |  | 0.0074765 |  | #REF! |  | 0.004959 |  | 0.012304 |  | 0.14658 |  | #REF! |  | 0.19415 |  | -0.00026582 |  | 3.8241e-05 |  | 1.1663e-06 |  | 5.9895e-05 |  | 8.7323e-05 |  | 8.7323e-05 |  | 0.010288 |  | 0.00020917 |  | 8.2047e-07 |  | 0.00039114 |  | 0.040818 |  | 0.083347
| 3.9121e-06 |  | 0.00056331 |  | 0.00078665 |  | 6.8728e-05 |  | 0.0001952 |  | 0.00033287 |  | 0.00034285 |  | 0.00049242 |  | 0.0073877 |  | #REF! |  | 0.0048975 |  | 0.012468 |  | 0.14432 |  | #REF! |  | 0.19489 |  | 6.231e-06 |  | 3.8243e-05 |  | 1.2241e-06 |  | 5.9898e-05 |  | 0.0001023 |  | 0.0001023 |  | 0.010068 |  | 7.6974e-05 |  | 8.2047e-07 |  | 0.00038545 |  | 0.040554 |  | 0.083411
| 3.9121e-06 |  | 0.00051513 |  | 0.000764 |  | 6.8728e-05 |  | 0.00024386 |  | 0.00031379 |  | 0.0003479 |  | 0.00052596 |  | 0.0072518 |  | #REF! |  | 0.0048248 |  | 0.012828 |  | 0.14197 |  | #REF! |  | 0.19544 |  | -9.7744e-05 |  | 4.9322e-05 |  | 1.2024e-06 |  | 5.9889e-05 |  | 3.8519e-05 |  | 3.8519e-05 |  | 0.010336 |  | -0.00015122 |  | 8.2052e-07 |  | 0.0003846 |  | 0.040524 |  | 0.08357
| 2.8917e-06 |  | 0.00054404 |  | 0.00077552 |  | 4.7276e-05 |  | 0.00025568 |  | 0.00030435 |  | 0.00034534 |  | 0.00053825 |  | 0.0070892 |  | #REF! |  | 0.0047862 |  | 0.01291 |  | 0.1396 |  | #REF! |  | 0.19585 |  | -0.00021808 |  | 4.9325e-05 |  | 1.1262e-06 |  | 5.9892e-05 |  | 6.2096e-05 |  | 6.2096e-05 |  | 0.010609 |  | -2.6425e-05 |  | 2.4616e-06 |  | 0.00038383 |  | 0.040601 |  | 0.084042
| 2.8917e-06 |  | 0.00060909 |  | 0.00078081 |  | 4.7276e-05 |  | 0.00023916 |  | 0.00027072 |  | 0.00034741 |  | 0.00051262 |  | 0.0069202 |  | #REF! |  | 0.0046865 |  | 0.012927 |  | 0.13725 |  | #REF! |  | 0.19609 |  | -4.0528e-05 |  | 4.5116e-05 |  | 1.0869e-06 |  | 6.6843e-05 |  | 9.0335e-05 |  | 9.0335e-05 |  | 0.010533 |  | 3.0854e-05 |  | 2.4617e-06 |  | 0.00038055 |  | 0.041034 |  | 0.084693
| 6.5894e-05 |  | 0.00060776 |  | 0.00074779 |  | 4.925e-05 |  | 0.00020805 |  | 0.00024898 |  | 0.00033867 |  | 0.00049538 |  | 0.0067814 |  | #REF! |  | 0.0045199 |  | 0.01314 |  | 0.13552 |  | #REF! |  | 0.19757 |  | -1.2461e-05 |  | 4.5119e-05 |  | 1.1297e-06 |  | 6.6846e-05 |  | 2.0495e-05 |  | 2.0495e-05 |  | 0.01073 |  | -2.3826e-05 |  | 8.2057e-07 |  | 0.00037399 |  | 0.041558 |  | 0.085529
| 6.5894e-05 |  | 0.00064648 |  | 0.00076648 |  | 4.925e-05 |  | 0.00022541 |  | 0.00031296 |  | 0.00033105 |  | 0.00050527 |  | 0.0066438 |  | #REF! |  | 0.0044846 |  | 0.013309 |  | 0.13436 |  | #REF! |  | 0.19982 |  | -0.0001192 |  | 5.3164e-05 |  | 1.1387e-06 |  | 7.3615e-05 |  | -5.1727e-06 |  | -5.1727e-06 |  | 0.010891 |  | -1.0336e-06 |  | 1.3676e-06 |  | 0.00037647 |  | 0.042081 |  | 0.086256
| 1.7181e-05 |  | 0.00061747 |  | 0.00076107 |  | 0.00010736 |  | 0.00024346 |  | 0.00028986 |  | 0.00036167 |  | 0.00047912 |  | 0.006491 |  | #REF! |  | 0.0044562 |  | 0.013382 |  | 0.133 |  | #REF! |  | 0.20169 |  | -0.00035267 |  | 5.3167e-05 |  | 1.1781e-06 |  | 7.3619e-05 |  | -1.2058e-05 |  | -1.2058e-05 |  | 0.010919 |  | 3.0896e-05 |  | 1.3678e-06 |  | 0.00038713 |  | 0.042577 |  | 0.086769
| 1.7182e-05 |  | 0.00053735 |  | 0.00075604 |  | 0.00010737 |  | 0.00029854 |  | 0.00025845 |  | 0.00037119 |  | 0.0004648 |  | 0.0063202 |  | #REF! |  | 0.0043389 |  | 0.013487 |  | 0.13108 |  | #REF! |  | 0.20303 |  | -0.00033018 |  | 4.4134e-05 |  | 1.2074e-06 |  | 4.6949e-05 |  | -1.3597e-05 |  | -1.3597e-05 |  | 0.011008 |  | 3.0351e-05 |  | 8.2062e-07 |  | 0.00039208 |  | 0.042823 |  | 0.087165
| 1.8716e-06 |  | 0.00046896 |  | 0.00077989 |  | 5.7946e-05 |  | 0.0002685 |  | 0.00026833 |  | 0.00034651 |  | 0.00045545 |  | 0.0061582 |  | #REF! |  | 0.0042353 |  | 0.013501 |  | 0.12948 |  | #REF! |  | 0.20459 |  | -0.0003751 |  | 4.4136e-05 |  | 1.2448e-06 |  | 4.6952e-05 |  | -1.8653e-05 |  | -1.8653e-05 |  | 0.011156 |  | 0.00010305 |  | 2.462e-06 |  | 0.00038798 |  | 0.043196 |  | 0.087364
| 2.8453e-05 |  | 0.00043694 |  | 0.00077451 |  | 5.7946e-05 |  | 0.00025493 |  | 0.00019651 |  | 0.00034722 |  | 0.00045653 |  | 0.0059896 |  | #REF! |  | 0.0041447 |  | 0.013722 |  | 0.12769 |  | #REF! |  | 0.2056 |  | -0.00031946 |  | 6.8087e-05 |  | 1.2164e-06 |  | 0.00012321 |  | -4.3619e-05 |  | -4.3619e-05 |  | 0.011317 |  | 0.00016157 |  | 3.0093e-06 |  | 0.00037734 |  | 0.043268 |  | 0.087602
| 0.00012032 |  | 0.00048747 |  | 0.00075807 |  | 8.6919e-05 |  | 0.00026715 |  | 0.00019561 |  | 0.00035228 |  | 0.00049483 |  | 0.005845 |  | #REF! |  | 0.0040706 |  | 0.014103 |  | 0.12543 |  | #REF! |  | 0.20572 |  | 8.1002e-05 |  | 6.8091e-05 |  | 1.1422e-06 |  | 0.00012322 |  | 5.9583e-05 |  | 5.9583e-05 |  | 0.011615 |  | 0.00021807 |  | 5.4715e-07 |  | 0.0003757 |  | 0.043029 |  | 0.087909
| 9.3745e-05 |  | 0.00047224 |  | 0.00070136 |  | 8.6927e-05 |  | 0.00026061 |  | 0.00028093 |  | 0.00034477 |  | 0.00050213 |  | 0.0057421 |  | #REF! |  | 0.0040408 |  | 0.014148 |  | 0.1237 |  | #REF! |  | 0.20646 |  | -1.1928e-06 |  | 9.6398e-05 |  | 1.1042e-06 |  | 4.057e-05 |  | 6.9245e-05 |  | 6.9245e-05 |  | 0.011646 |  | 0.00020362 |  | 5.4718e-07 |  | 0.000379 |  | 0.042887 |  | 0.088344
| 0 |  | 0.00048739 |  | 0.00069318 |  | 8.8668e-06 |  | 0.00020382 |  | 0.00027678 |  | 0.00033744 |  | 0.00048955 |  | 0.005698 |  | #REF! |  | 0.0039989 |  | 0.014173 |  | 0.12168 |  | #REF! |  | 0.20694 |  | -0.00028537 |  | 9.6403e-05 |  | 1.1266e-06 |  | 4.0572e-05 |  | 1.0334e-06 |  | 1.0334e-06 |  | 0.011608 |  | -0.00012136 |  | 5.4718e-07 |  | 0.00038228 |  | 0.042594 |  | 0.088962
| 0 |  | 0.00060088 |  | 0.00074131 |  | 8.8668e-06 |  | 0.00018013 |  | 0.0002914 |  | 0.00032811 |  | 0.0004854 |  | 0.0056566 |  | #REF! |  | 0.0038898 |  | 0.014398 |  | 0.11999 |  | #REF! |  | 0.20798 |  | -0.00021575 |  | 6.8987e-05 |  | 1.1614e-06 |  | 7.9133e-05 |  | 1.6114e-05 |  | 1.6114e-05 |  | 0.01197 |  | -0.00018641 |  | 0 |  | 0.00038805 |  | 0.04262 |  | 0.089644
| 5.496e-05 |  | 0.00062375 |  | 0.00073801 |  | 8.0684e-05 |  | 0.00020697 |  | 0.00033712 |  | 0.00032604 |  | 0.00045798 |  | 0.0055712 |  | #REF! |  | 0.003761 |  | 0.01444 |  | 0.1186 |  | #REF! |  | 0.20921 |  | -0.00029286 |  | 6.8991e-05 |  | 1.1818e-06 |  | 7.9138e-05 |  | 4.9517e-05 |  | 4.9517e-05 |  | 0.012222 |  | -4.1532e-05 |  | 2.4626e-06 |  | 0.00039628 |  | 0.04283 |  | 0.090324
| 5.4955e-05 |  | 0.00052765 |  | 0.00072064 |  | 8.0677e-05 |  | 0.0001747 |  | 0.00029561 |  | 0.0003225 |  | 0.00043743 |  | 0.0054713 |  | #REF! |  | 0.0037091 |  | 0.014372 |  | 0.11707 |  | #REF! |  | 0.21012 |  | -4.4109e-05 |  | 4.5603e-05 |  | 1.1948e-06 |  | 0.00010679 |  | 8.0575e-05 |  | 8.0575e-05 |  | 0.012185 |  | 5.2451e-05 |  | 2.4625e-06 |  | 0.00039956 |  | 0.043395 |  | 0.090994
| 1.9228e-05 |  | 0.0004903 |  | 0.00072998 |  | 8.1821e-05 |  | 0.00020632 |  | 0.00031775 |  | 0.00032388 |  | 0.000431 |  | 0.0053567 |  | #REF! |  | 0.0036361 |  | 0.01467 |  | 0.11523 |  | #REF! |  | 0.21022 |  | -0.00020312 |  | 4.5605e-05 |  | 1.2126e-06 |  | 0.0001068 |  | 6.0997e-05 |  | 6.0997e-05 |  | 0.01218 |  | 0.00014639 |  | 0 |  | 0.0003971 |  | 0.043544 |  | 0.09149
| 1.9229e-05 |  | 0.00058417 |  | 0.00074591 |  | 8.1828e-05 |  | 0.00016371 |  | 0.00031553 |  | 0.00034033 |  | 0.00042341 |  | 0.0052967 |  | #REF! |  | 0.0035917 |  | 0.015133 |  | 0.11321 |  | #REF! |  | 0.21005 |  | -0.00036952 |  | 8.0369e-05 |  | 1.1746e-06 |  | 0.00012348 |  | 2.192e-05 |  | 2.192e-05 |  | 0.012463 |  | 9.3279e-05 |  | 0 |  | 0.00039138 |  | 0.043565 |  | 0.091971
| 0.00011307 |  | 0.0006086 |  | 0.0007299 |  | 2.0691e-05 |  | 0.00012858 |  | 0.00025529 |  | 0.00034469 |  | 0.00043447 |  | 0.0052579 |  | #REF! |  | 0.0035688 |  | 0.015503 |  | 0.11176 |  | #REF! |  | 0.21086 |  | -9.845e-05 |  | 8.0373e-05 |  | 1.1112e-06 |  | 0.00012349 |  | 2.978e-05 |  | 2.978e-05 |  | 0.012706 |  | 2.5703e-05 |  | 2.4628e-06 |  | 0.00039302 |  | 0.043951 |  | 0.09249
| 0.00011308 |  | 0.00051841 |  | 0.00074651 |  | 2.0692e-05 |  | 0.00022977 |  | 0.00030022 |  | 0.00034439 |  | 0.00043069 |  | 0.0052776 |  | #REF! |  | 0.0035247 |  | 0.015659 |  | 0.11051 |  | #REF! |  | 0.21203 |  | 0.00018833 |  | 6.6232e-05 |  | 1.033e-06 |  | 0.00010361 |  | 0.00010872 |  | 0.00010872 |  | 0.012745 |  | 5.0372e-05 |  | 2.4628e-06 |  | 0.00039879 |  | 0.043813 |  | 0.093018
| 3.3523e-05 |  | 0.00052186 |  | 0.00068984 |  | 8.6942e-05 |  | 0.0002665 |  | 0.00031927 |  | 0.00033056 |  | 0.00044534 |  | 0.0053105 |  | #REF! |  | 0.0034991 |  | 0.015742 |  | 0.10998 |  | #REF! |  | 0.21435 |  | 0.00032774 |  | 6.6235e-05 |  | 9.95e-07 |  | 0.0001181 |  | 0.00014265 |  | 0.00014265 |  | 0.012717 |  | 0.00014049 |  | 8.2102e-07 |  | 0.00040538 |  | 0.044072 |  | 0.09356
| 3.3526e-05 |  | 0.0005176 |  | 0.00066799 |  | 8.695e-05 |  | 0.00022557 |  | 0.00025527 |  | 0.00032829 |  | 0.00046695 |  | 0.0053791 |  | #REF! |  | 0.0033795 |  | 0.015972 |  | 0.10932 |  | #REF! |  | 0.21651 |  | -0.0001943 |  | 3.1347e-05 |  | 1.0535e-06 |  | 9.567e-05 |  | 8.0152e-05 |  | 8.0152e-05 |  | 0.012993 |  | 4.0525e-05 |  | 1.3683e-06 |  | 0.00040945 |  | 0.044747 |  | 0.094024
| 0 |  | 0.00040789 |  | 0.00069093 |  | 7.8987e-05 |  | 0.00023607 |  | 0.00024923 |  | 0.00032854 |  | 0.00046361 |  | 0.0054396 |  | #REF! |  | 0.0032959 |  | 0.016121 |  | 0.108 |  | #REF! |  | 0.21732 |  | -0.0002779 |  | 3.1349e-05 |  | 1.2039e-06 |  | 8.1189e-05 |  | 7.0177e-05 |  | 7.0177e-05 |  | 0.013167 |  | -0.00013676 |  | 1.3684e-06 |  | 0.00040622 |  | 0.045179 |  | 0.094573
| 0 |  | 0.00035199 |  | 0.00071629 |  | 7.8994e-05 |  | 0.00021827 |  | 0.00029305 |  | 0.00034658 |  | 0.0004476 |  | 0.0054657 |  | #REF! |  | 0.0033233 |  | 0.01673 |  | 0.10659 |  | #REF! |  | 0.21755 |  | -0.00017999 |  | 7.0145e-05 |  | 1.3149e-06 |  | 0.00011959 |  | 0.0001102 |  | 0.0001102 |  | 0.013219 |  | 7.6788e-05 |  | 8.2107e-07 |  | 0.00040458 |  | 0.045294 |  | 0.095239
| 4.272e-05 |  | 0.0004063 |  | 0.00076875 |  | 6.3087e-05 |  | 0.00022495 |  | 0.00033588 |  | 0.0003504 |  | 0.00041353 |  | 0.005386 |  | #REF! |  | 0.0032699 |  | 0.017275 |  | 0.10506 |  | #REF! |  | 0.2176 |  | -0.00021808 |  | 7.0149e-05 |  | 1.2462e-06 |  | 0.0001196 |  | 7.4646e-05 |  | 7.4646e-05 |  | 0.013307 |  | 0.00022844 |  | 8.2107e-07 |  | 0.0004013 |  | 0.045258 |  | 0.095807
| 4.2716e-05 |  | 0.0005067 |  | 0.00073536 |  | 6.3081e-05 |  | 0.00022825 |  | 0.00035387 |  | 0.00034551 |  | 0.00039548 |  | 0.0052185 |  | #REF! |  | 0.0031917 |  | 0.017279 |  | 0.10351 |  | #REF! |  | 0.21803 |  | -0.00021575 |  | 5.0564e-05 |  | 1.1517e-06 |  | 9.8188e-05 |  | 3.0093e-05 |  | 3.0093e-05 |  | 0.013338 |  | -8.2685e-05 |  | 1.3684e-06 |  | 0.00039804 |  | 0.045322 |  | 0.096325
| 4.7826e-05 |  | 0.00054509 |  | 0.00068439 |  | 6.4224e-05 |  | 0.00021238 |  | 0.00029807 |  | 0.00034278 |  | 0.00039087 |  | 0.0050063 |  | #REF! |  | 0.0031172 |  | 0.017351 |  | 0.10164 |  | #REF! |  | 0.21758 |  | -8.7233e-05 |  | 5.0567e-05 |  | 1.1647e-06 |  | 9.8193e-05 |  | -2.6045e-06 |  | -2.6045e-06 |  | 0.013402 |  | -0.00013039 |  | 5.4741e-07 |  | 0.00039888 |  | 0.045632 |  | 0.096848
| 4.7826e-05 |  | 0.00051748 |  | 0.00066738 |  | 6.4224e-05 |  | 0.00017465 |  | 0.00025202 |  | 0.00032542 |  | 0.00037748 |  | 0.0047709 |  | #REF! |  | 0.002998 |  | 0.017725 |  | 0.099855 |  | #REF! |  | 0.21698 |  | 6.6752e-05 |  | 6.8056e-05 |  | 1.309e-06 |  | 5.5759e-05 |  | -2.0909e-05 |  | -2.0909e-05 |  | 0.013464 |  | 6.2479e-05 |  | 0 |  | 0.00039888 |  | 0.04589 |  | 0.09741
| 2.5362e-05 |  | 0.0004792 |  | 0.00069427 |  | 7.6734e-05 |  | 0.00014433 |  | 0.00023822 |  | 0.00033278 |  | 0.00040132 |  | 0.0045593 |  | #REF! |  | 0.0029195 |  | 0.018341 |  | 0.098358 |  | #REF! |  | 0.21665 |  | 2.8662e-05 |  | 6.806e-05 |  | 1.3532e-06 |  | 5.5762e-05 |  | -2.2355e-05 |  | -2.2355e-05 |  | 0.013605 |  | 3.0251e-05 |  | 0 |  | 0.00040217 |  | 0.04595 |  | 0.097916
| 2.536e-05 |  | 0.00040196 |  | 0.00072153 |  | 7.6727e-05 |  | 0.00018483 |  | 0.00027308 |  | 0.00034788 |  | 0.00043254 |  | 0.0043487 |  | #REF! |  | 0.0029176 |  | 0.018457 |  | 0.097473 |  | #REF! |  | 0.21732 |  | 0.00020621 |  | 8.2666e-05 |  | 1.2784e-06 |  | 5.9979e-05 |  | -6.3063e-06 |  | -6.3063e-06 |  | 0.013545 |  | 1.6595e-06 |  | 5.4745e-07 |  | 0.00040301 |  | 0.046422 |  | 0.098377
| 7.7302e-05 |  | 0.00040986 |  | 0.00072991 |  | 6.4798e-05 |  | 0.00020422 |  | 0.00031575 |  | 0.00035489 |  | 0.00041888 |  | 0.0042375 |  | #REF! |  | 0.0028784 |  | 0.018285 |  | 0.096632 |  | #REF! |  | 0.21808 |  | -4.2378e-05 |  | 8.2671e-05 |  | 1.2105e-06 |  | 5.9983e-05 |  | -9.4266e-06 |  | -9.4266e-06 |  | 0.01378 |  | -2.0513e-06 |  | 1.3687e-06 |  | 0.00040465 |  | 0.046782 |  | 0.09888
| 7.7309e-05 |  | 0.00050622 |  | 0.0007309 |  | 6.4803e-05 |  | 0.00020678 |  | 0.00035736 |  | 0.00034076 |  | 0.00038905 |  | 0.0041561 |  | #REF! |  | 0.0028599 |  | 0.018172 |  | 0.095439 |  | #REF! |  | 0.2185 |  | -0.00012993 |  | 4.6879e-05 |  | 1.1887e-06 |  | 5.3121e-05 |  | 6.468e-06 |  | 6.468e-06 |  | 0.01409 |  | -0.00021823 |  | 8.2127e-07 |  | 0.00040878 |  | 0.046743 |  | 0.099381
| 0 |  | 0.00056282 |  | 0.00071183 |  | 5.9114e-05 |  | 0.00021138 |  | 0.00032165 |  | 0.00032031 |  | 0.00034893 |  | 0.0041549 |  | #REF! |  | 0.0028414 |  | 0.018322 |  | 0.094865 |  | #REF! |  | 0.22033 |  | -4.9849e-05 |  | 4.6882e-05 |  | 1.1669e-06 |  | 5.3124e-05 |  | 1.0965e-05 |  | 1.0965e-05 |  | 0.014243 |  | -0.00020472 |  | 4.1063e-06 |  | 0.00040142 |  | 0.047253 |  | 0.099801
| 0 |  | 0.00058801 |  | 0.00070764 |  | 5.9119e-05 |  | 0.00025315 |  | 0.00021715 |  | 0.00031465 |  | 0.0003231 |  | 0.0041049 |  | #REF! |  | 0.0027595 |  | 0.018934 |  | 0.094536 |  | #REF! |  | 0.22201 |  | -9.7745e-05 |  | 2.1679e-05 |  | 1.1097e-06 |  | 6.8713e-05 |  | -1.1442e-06 |  | -1.1442e-06 |  | 0.014508 |  | 6.8384e-05 |  | 4.1063e-06 |  | 0.00039321 |  | 0.047684 |  | 0.10031
| 0 |  | 0.00059386 |  | 0.00072906 |  | 7.3899e-05 |  | 0.00030701 |  | 0.00022354 |  | 0.00032609 |  | 0.00032727 |  | 0.0040169 |  | #REF! |  | 0.0027283 |  | 0.019092 |  | 0.093601 |  | #REF! |  | 0.22198 |  | 0.00027541 |  | 2.168e-05 |  | 1.0764e-06 |  | 6.8717e-05 |  | -6.3948e-06 |  | -6.3948e-06 |  | 0.014746 |  | 8.0482e-06 |  | 2.464e-06 |  | 0.00038829 |  | 0.047785 |  | 0.10087
| 0 |  | 0.00047836 |  | 0.00071884 |  | 7.3899e-05 |  | 0.00027125 |  | 0.00025615 |  | 0.00033793 |  | 0.00035926 |  | 0.0038009 |  | #REF! |  | 0.0026951 |  | 0.019205 |  | 0.092104 |  | #REF! |  | 0.22129 |  | 0.00029562 |  | 0 |  | 1.097e-06 |  | 0.0001135 |  | -1.7989e-05 |  | -1.7989e-05 |  | 0.014695 |  | -0.00019511 |  | 2.4641e-06 |  | 0.00039406 |  | 0.047893 |  | 0.10153
| 2.128e-05 |  | 0.00039936 |  | 0.00068545 |  | 2.3659e-05 |  | 0.00019393 |  | 0.00020447 |  | 0.0003316 |  | 0.00034411 |  | 0.0035666 |  | #REF! |  | 0.0026202 |  | 0.019305 |  | 0.090344 |  | #REF! |  | 0.22037 |  | -3.1161e-05 |  | 0 |  | 1.1337e-06 |  | 0.0001135 |  | 3.8941e-05 |  | 3.8941e-05 |  | 0.014574 |  | -0.00010795 |  | 2.4641e-06 |  | 0.00040311 |  | 0.047861 |  | 0.10222
| 2.128e-05 |  | 0.00042071 |  | 0.0006964 |  | 2.3659e-05 |  | 0.000199 |  | 0.00025843 |  | 0.00034424 |  | 0.00035947 |  | 0.0033724 |  | #REF! |  | 0.0026005 |  | 0.019198 |  | 0.089174 |  | #REF! |  | 0.22034 |  | -0.00012636 |  | 0.00010616 |  | 1.2039e-06 |  | 0.00011863 |  | 9.4717e-05 |  | 9.4717e-05 |  | 0.014821 |  | 1.9232e-05 |  | 4.6544e-06 |  | 0.00040311 |  | 0.048039 |  | 0.10294
| 8.6412e-05 |  | 0.00040603 |  | 0.0007516 |  | 9.7782e-05 |  | 0.00018602 |  | 0.00038897 |  | 0.00036189 |  | 0.0003904 |  | 0.0032236 |  | #REF! |  | 0.0026129 |  | 0.019468 |  | 0.088871 |  | #REF! |  | 0.22221 |  | 3.9878e-05 |  | 0.00010617 |  | 1.2795e-06 |  | 0.00011864 |  | 7.7232e-05 |  | 7.7232e-05 |  | 0.015132 |  | 0.00014776 |  | 3.0119e-06 |  | 0.00040393 |  | 0.048643 |  | 0.10375
| 8.642e-05 |  | 0.00048346 |  | 0.00073657 |  | 9.7791e-05 |  | 0.00019145 |  | 0.00034739 |  | 0.00035131 |  | 0.00033199 |  | 0.0030942 |  | #REF! |  | 0.0025875 |  | 0.019583 |  | 0.088209 |  | #REF! |  | 0.22285 |  | 3.0993e-05 |  | 4.8527e-05 |  | 1.2986e-06 |  | 8.6472e-05 |  | -4.65e-05 |  | -4.65e-05 |  | 0.015166 |  | 0.0001533 |  | 8.2142e-07 |  | 0.00040314 |  | 0.049085 |  | 0.10442
| 0 |  | 0.00055219 |  | 0.00068161 |  | 0.00010575 |  | 0.00022897 |  | 0.00024315 |  | 0.00032958 |  | 0.00029831 |  | 0.0028775 |  | #REF! |  | 0.0024852 |  | 0.019646 |  | 0.08676 |  | #REF! |  | 0.22203 |  | -0.00015826 |  | 4.853e-05 |  | 1.2279e-06 |  | 8.6477e-05 |  | -7.367e-05 |  | -7.367e-05 |  | 0.015121 |  | 4.8961e-05 |  | 2.4644e-06 |  | 0.00040724 |  | 0.04911 |  | 0.10482
| 0 |  | 0.00058887 |  | 0.00069078 |  | 0.00010575 |  | 0.00018805 |  | 0.00017569 |  | 0.00034319 |  | 0.00035736 |  | 0.0027191 |  | #REF! |  | 0.0024399 |  | 0.019907 |  | 0.085522 |  | #REF! |  | 0.22166 |  | 2.8662e-05 |  | 6.4151e-05 |  | 1.1754e-06 |  | 7.4848e-05 |  | 2.3061e-05 |  | 2.3061e-05 |  | 0.015347 |  | 0.00012454 |  | 3.0122e-06 |  | 0.00041137 |  | 0.048993 |  | 0.10497
| 2.8433e-05 |  | 0.00058043 |  | 0.0007012 |  | 8.8694e-05 |  | 0.00022153 |  | 0.00023925 |  | 0.00034466 |  | 0.00042732 |  | 0.0026193 |  | #REF! |  | 0.0024354 |  | 0.020115 |  | 0.084886 |  | #REF! |  | 0.22247 |  | 0.00020979 |  | 6.4155e-05 |  | 1.183e-06 |  | 7.4853e-05 |  | 8.461e-05 |  | 8.461e-05 |  | 0.015668 |  | 0.0001039 |  | 1.3692e-06 |  | 0.00040565 |  | 0.04926 |  | 0.10522
| 2.8436e-05 |  | 0.00052098 |  | 0.0006971 |  | 8.8702e-05 |  | 0.00024784 |  | 0.00033374 |  | 0.00034449 |  | 0.00042538 |  | 0.0026474 |  | #REF! |  | 0.0024513 |  | 0.020395 |  | 0.084586 |  | #REF! |  | 0.22386 |  | 0.00012213 |  | 6.4786e-05 |  | 1.1436e-06 |  | 0.00010851 |  | 9.8632e-05 |  | 9.8632e-05 |  | 0.015849 |  | 5.1948e-05 |  | 1.3692e-06 |  | 0.00040236 |  | 0.049701 |  | 0.10563
| 1.5154e-05 |  | 0.00050354 |  | 0.00070537 |  | 6.8232e-05 |  | 0.0001859 |  | 0.00034526 |  | 0.00033498 |  | 0.00035965 |  | 0.0026934 |  | #REF! |  | 0.0024711 |  | 0.020799 |  | 0.083531 |  | #REF! |  | 0.22337 |  | 9.5361e-05 |  | 6.479e-05 |  | 8.9428e-07 |  | 0.00010851 |  | 6.2251e-05 |  | 6.2251e-05 |  | 0.016131 |  | -0.00012717 |  | 3.0124e-06 |  | 0.00039415 |  | 0.049517 |  | 0.10612
| 1.5154e-05 |  | 0.00038161 |  | 0.00064209 |  | 6.8232e-05 |  | 0.00018994 |  | 0.0002317 |  | 0.00019274 |  | 0.00015606 |  | 0.0027876 |  | #REF! |  | 0.002192 |  | 0.020958 |  | 0.080752 |  | #REF! |  | 0.22029 |  | -0.00016575 |  | 0 |  | 1.3077e-06 |  | 0 |  | -0.00012577 |  | -0.00012577 |  | 0.016436 |  | -0.00033962 |  | 2.4647e-06 |  | 0.000395 |  | 0.049501 |  | 0.10665
| 5.1938e-05 |  | 0.00045206 |  | 0.00066663 |  | 3.4512e-05 |  | 6.0998e-05 |  | 0.00036665 |  | 0.00032447 |  | 0.00026983 |  | 0.0028838 |  | #REF! |  | 0.0022346 |  | 0.021057 |  | 0.078854 |  | #REF! |  | 0.21806 |  | -0.00011205 |  | 9.7671e-05 |  | 1.7839e-06 |  | 0.00010812 |  | -1.3872e-05 |  | -1.3872e-05 |  | 0.016697 |  | -9.5395e-05 |  | 5.7503e-06 |  | 0.00039338 |  | 0.050093 |  | 0.10726
| 5.1938e-05 |  | 0.00046953 |  | 0.00070549 |  | 3.4512e-05 |  | 0.00020284 |  | 0.00026441 |  | 0.00030019 |  | 0.00033943 |  | 0.0029187 |  | #REF! |  | 0.0022196 |  | 0.021435 |  | 0.077742 |  | #REF! |  | 0.2169 |  | 0.00013334 |  | 9.7676e-05 |  | 2.5053e-06 |  | 0.00011098 |  | -3.5855e-05 |  | -3.5855e-05 |  | 0.016807 |  | -0.00010375 |  | 5.7503e-06 |  | 0.00040405 |  | 0.049853 |  | 0.10773
| 3.3547e-05 |  | 0.00048784 |  | 0.00069906 |  | 0.00012112 |  | 0.00021153 |  | 0.00028918 |  | 0.00030705 |  | 0.00035072 |  | 0.00291 |  | #REF! |  | 0.0021936 |  | 0.021674 |  | 0.076444 |  | #REF! |  | 0.21541 |  | 0.00018476 |  | 8.8989e-05 |  | 2.5496e-06 |  | 8.1281e-05 |  | 4.3104e-06 |  | 4.3104e-06 |  | 0.016733 |  | 1.5269e-05 |  | 5.7506e-06 |  | 0.00040734 |  | 0.049593 |  | 0.10817
| 3.3547e-05 |  | 0.00055374 |  | 0.00069238 |  | 0.00012112 |  | 0.00022872 |  | 0.00031692 |  | 0.00032512 |  | 0.00031893 |  | 0.0028579 |  | #REF! |  | 0.0021496 |  | 0.021796 |  | 0.075231 |  | #REF! |  | 0.21385 |  | -1.9939e-05 |  | 8.8994e-05 |  | 2.5839e-06 |  | 8.1438e-05 |  | 2.7572e-06 |  | 2.7572e-06 |  | 0.017083 |  | -1.8311e-05 |  | 5.7506e-06 |  | 0.00040983 |  | 0.04966 |  | 0.10865
| 2.3331e-05 |  | 0.00067478 |  | 0.00064142 |  | 2.2681e-05 |  | 0.00025903 |  | 0.00024158 |  | 0.00030404 |  | 0.00027193 |  | 0.0028393 |  | #REF! |  | 0.0020749 |  | 0.021997 |  | 0.073934 |  | #REF! |  | 0.21232 |  | -0.00021575 |  | 5.1399e-05 |  | 2.5804e-06 |  | 0.00012739 |  | -9.8577e-05 |  | -9.8577e-05 |  | 0.017484 |  | -0.00033453 |  | 7.3944e-06 |  | 0.00040903 |  | 0.049843 |  | 0.10896
| 2.3331e-05 |  | 0.00066305 |  | 0.00065504 |  | 2.2681e-05 |  | 0.00013556 |  | 0.00026123 |  | 0.00028099 |  | 0.00021858 |  | 0.0027843 |  | #REF! |  | 0.0020458 |  | 0.02261 |  | 0.072848 |  | #REF! |  | 0.21135 |  | -0.00024425 |  | 5.1402e-05 |  | 2.5071e-06 |  | 0.00012675 |  | -3.2208e-05 |  | -3.2208e-05 |  | 0.017683 |  | -0.00030568 |  | 7.3949e-06 |  | 0.00041229 |  | 0.050025 |  | 0.10924
| 6.8244e-05 |  | 0.00055598 |  | 0.00069514 |  | 4.2404e-05 |  | 8.8142e-05 |  | 0.00028936 |  | 0.00029663 |  | 0.00030606 |  | 0.002743 |  | #REF! |  | 0.0020799 |  | 0.023372 |  | 0.071916 |  | #REF! |  | 0.21024 |  | -0.0001335 |  | 9.3095e-05 |  | 2.4342e-06 |  | 0.00014621 |  | 4.9961e-05 |  | 4.9961e-05 |  | 0.017824 |  | -0.00022133 |  | 5.751e-06 |  | 0.00041809 |  | 0.050092 |  | 0.10969
| 6.825e-05 |  | 0.00059748 |  | 0.00067471 |  | 4.2408e-05 |  | 0.00015879 |  | 0.0003145 |  | 0.00031684 |  | 0.00033261 |  | 0.0027135 |  | #REF! |  | 0.0020797 |  | 0.0237 |  | 0.07048 |  | #REF! |  | 0.20833 |  | -0.00010593 |  | 9.31e-05 |  | 2.4569e-06 |  | 0.00014386 |  | 4.1653e-05 |  | 4.1653e-05 |  | 0.018094 |  | -0.00026216 |  | 5.7517e-06 |  | 0.00041645 |  | 0.049984 |  | 0.11004
| 4.6837e-05 |  | 0.00056029 |  | 0.00063757 |  | 2.5642e-05 |  | 0.00021478 |  | 0.00034152 |  | 0.00032454 |  | 0.00030326 |  | 0.0026935 |  | #REF! |  | 0.0020001 |  | 0.023657 |  | 0.069302 |  | #REF! |  | 0.20672 |  | 0.00012212 |  | 9.0316e-05 |  | 2.5534e-06 |  | 7.5073e-05 |  | 2.4978e-05 |  | 2.4978e-05 |  | 0.0182 |  | -5.1794e-05 |  | 4.1088e-06 |  | 0.00040906 |  | 0.049816 |  | 0.11039
| 4.6837e-05 |  | 0.00044709 |  | 0.00063072 |  | 2.5642e-05 |  | 0.00022445 |  | 0.00030363 |  | 0.00030567 |  | 0.00025251 |  | 0.0026928 |  | #REF! |  | 0.0019298 |  | 0.023828 |  | 0.068416 |  | #REF! |  | 0.2055 |  | -6.5568e-05 |  | 9.0321e-05 |  | 2.793e-06 |  | 7.5077e-05 |  | 1.2589e-06 |  | 1.2589e-06 |  | 0.018247 |  | -0.00021439 |  | 4.1093e-06 |  | 0.00040169 |  | 0.049967 |  | 0.11077
| 4.9907e-05 |  | 0.00048417 |  | 0.00069206 |  | 9.3852e-05 |  | 0.00020149 |  | 0.00024175 |  | 0.00030336 |  | 0.00025252 |  | 0.0026821 |  | #REF! |  | 0.0019305 |  | 0.024261 |  | 0.067296 |  | #REF! |  | 0.20426 |  | -0.00039006 |  | 0.00010941 |  | 2.9311e-06 |  | 0.0001039 |  | 2.9228e-05 |  | 2.9228e-05 |  | 0.018517 |  | -0.00032967 |  | 5.7517e-06 |  | 0.00039761 |  | 0.050289 |  | 0.11106
| 4.9903e-05 |  | 0.00049842 |  | 0.00069411 |  | 9.3844e-05 |  | 0.00015022 |  | 0.00024297 |  | 0.00032388 |  | 0.00029737 |  | 0.0026957 |  | #REF! |  | 0.0018563 |  | 0.024461 |  | 0.066204 |  | #REF! |  | 0.20276 |  | -0.00027654 |  | 0.00010941 |  | 2.8257e-06 |  | 0.0001039 |  | 7.8733e-05 |  | 7.8733e-05 |  | 0.018875 |  | 9.2404e-05 |  | 5.752e-06 |  | 0.00040087 |  | 0.050285 |  | 0.11134
| 5.5018e-05 |  | 0.00051989 |  | 0.0006601 |  | 8.3045e-05 |  | 0.00020448 |  | 0.00031838 |  | 0.00030617 |  | 0.00027468 |  | 0.0026826 |  | #REF! |  | 0.0018074 |  | 0.024892 |  | 0.064754 |  | #REF! |  | 0.1997 |  | -6.4801e-05 |  | 7.3305e-05 |  | 2.5909e-06 |  | 8.8615e-05 |  | 4.051e-07 |  | 4.051e-07 |  | 0.019078 |  | 8.4091e-05 |  | 4.1096e-06 |  | 0.00040749 |  | 0.049873 |  | 0.11148
| 5.5022e-05 |  | 0.0005566 |  | 0.00063823 |  | 8.3052e-05 |  | 0.00028037 |  | 0.00030084 |  | 0.000286 |  | 0.00025372 |  | 0.0026951 |  | #REF! |  | 0.0017921 |  | 0.025393 |  | 0.063262 |  | #REF! |  | 0.19642 |  | 7.0328e-05 |  | 7.331e-05 |  | 2.4891e-06 |  | 8.862e-05 |  | -5.5696e-05 |  | -5.5696e-05 |  | 0.019277 |  | -0.0002215 |  | 4.1096e-06 |  | 0.00041488 |  | 0.049556 |  | 0.11162
| 6.2005e-05 |  | 0.00051317 |  | 0.00063543 |  | 9.1016e-05 |  | 0.00018824 |  | 0.00021756 |  | 0.00030465 |  | 0.00025081 |  | 0.0026715 |  | #REF! |  | 0.0017463 |  | 0.026123 |  | 0.062179 |  | #REF! |  | 0.19465 |  | 0.00012961 |  | 5.6536e-05 |  | 2.6202e-06 |  | 6.0598e-05 |  | -1.5398e-05 |  | -1.5398e-05 |  | 0.019334 |  | -9.5068e-05 |  | 5.7527e-06 |  | 0.00042392 |  | 0.049658 |  | 0.11186
| 6.1999e-05 |  | 0.00057608 |  | 0.00065185 |  | 9.1008e-05 |  | 0.00013401 |  | 0.00020311 |  | 0.00030276 |  | 0.0002718 |  | 0.0026601 |  | #REF! |  | 0.0017463 |  | 0.026712 |  | 0.061301 |  | #REF! |  | 0.19362 |  | -1.1914e-05 |  | 5.6539e-05 |  | 2.7104e-06 |  | 6.0601e-05 |  | 6.9126e-06 |  | 6.9126e-06 |  | 0.019336 |  | 3.9263e-05 |  | 5.7527e-06 |  | 0.00042805 |  | 0.049889 |  | 0.11208
| 9.0291e-06 |  | 0.00057337 |  | 0.00065602 |  | 0.00010354 |  | 0.0001773 |  | 0.00022451 |  | 0.00029235 |  | 0.00027768 |  | 0.0026019 |  | #REF! |  | 0.0017268 |  | 0.027168 |  | 0.060349 |  | #REF! |  | 0.1921 |  | -0.00026294 |  | 0.00013451 |  | 2.6667e-06 |  | 6.9216e-05 |  | 8.3428e-05 |  | 8.3428e-05 |  | 0.019647 |  | -8.9294e-06 |  | 4.1101e-06 |  | 0.00042395 |  | 0.049927 |  | 0.1122
| 9.0283e-06 |  | 0.00046954 |  | 0.00066902 |  | 0.00010353 |  | 0.00017232 |  | 0.00030534 |  | 0.00029788 |  | 0.00026194 |  | 0.0025292 |  | #REF! |  | 0.0016641 |  | 0.027599 |  | 0.059289 |  | #REF! |  | 0.19047 |  | -0.00013957 |  | 0.00013451 |  | 2.6524e-06 |  | 7.6285e-05 |  | 5.1959e-05 |  | 5.1959e-05 |  | 0.019692 |  | 6.7081e-05 |  | 4.1101e-06 |  | 0.00041904 |  | 0.050106 |  | 0.11233
| 0 |  | 0.00051958 |  | 0.00064729 |  | 4.0446e-05 |  | 0.00012692 |  | 0.00029185 |  | 0.00029224 |  | 0.00023425 |  | 0.0024264 |  | #REF! |  | 0.0016565 |  | 0.028067 |  | 0.058334 |  | #REF! |  | 0.18945 |  | 9.5355e-05 |  | 3.8571e-05 |  | 2.6847e-06 |  | 5.8763e-05 |  | -4.0149e-05 |  | -4.0149e-05 |  | 0.01992 |  | 6.3834e-05 |  | 4.1103e-06 |  | 0.00041825 |  | 0.050484 |  | 0.11251
| 0 |  | 0.00051081 |  | 0.0006547 |  | 4.0446e-05 |  | 9.5104e-05 |  | 0.00028649 |  | 0.00028848 |  | 0.00025757 |  | 0.0023437 |  | #REF! |  | 0.0016385 |  | 0.029128 |  | 0.057298 |  | #REF! |  | 0.18733 |  | 0.00022306 |  | 3.8573e-05 |  | 2.6377e-06 |  | 5.1701e-05 |  | 4.0453e-05 |  | 4.0453e-05 |  | 0.020321 |  | -3.3391e-05 |  | 4.1103e-06 |  | 0.00042482 |  | 0.050594 |  | 0.11257
| 4.5832e-05 |  | 0.00047061 |  | 0.00068616 |  | 7.3963e-05 |  | 1.4499e-05 |  | 0.00033942 |  | 0.0002978 |  | 0.00031028 |  | 0.0022886 |  | #REF! |  | 0.0016228 |  | 0.029439 |  | 0.056104 |  | #REF! |  | 0.18459 |  | 9.8935e-05 |  | 2.9729e-05 |  | 2.5684e-06 |  | 9.7857e-05 |  | 3.8863e-05 |  | 3.8863e-05 |  | 0.020631 |  | 5.6786e-05 |  | 2.4662e-06 |  | 0.000424 |  | 0.050179 |  | 0.11269
| 4.5832e-05 |  | 0.00049183 |  | 0.00066559 |  | 7.3963e-05 |  | 2.4086e-05 |  | 0.00029151 |  | 0.00029567 |  | 0.0002881 |  | 0.0022246 |  | #REF! |  | 0.0016226 |  | 0.029792 |  | 0.054931 |  | #REF! |  | 0.18207 |  | 6.2309e-05 |  | 2.9731e-05 |  | 2.5534e-06 |  | 0.00010619 |  | 2.6432e-05 |  | 2.6432e-05 |  | 0.02062 |  | 0.00031051 |  | 2.4664e-06 |  | 0.00041827 |  | 0.049749 |  | 0.11274
| 4.992e-05 |  | 0.00054805 |  | 0.00063741 |  | 8.3067e-05 |  | 0.00014976 |  | 0.00031179 |  | 0.00028692 |  | 0.0002352 |  | 0.0021029 |  | #REF! |  | 0.0015408 |  | 0.030658 |  | 0.053884 |  | #REF! |  | 0.18006 |  | 5.2448e-05 |  | 5.999e-05 |  | 2.6134e-06 |  | 0.00011217 |  | 4.087e-05 |  | 4.087e-05 |  | 0.02075 |  | 9.2918e-05 |  | 5.7541e-06 |  | 0.00041745 |  | 0.049798 |  | 0.11287
| 4.992e-05 |  | 0.0005921 |  | 0.00060749 |  | 8.3067e-05 |  | 0.00023546 |  | 0.00029028 |  | 0.00028537 |  | 0.00027953 |  | 0.0019714 |  | #REF! |  | 0.001518 |  | 0.031382 |  | 0.052856 |  | #REF! |  | 0.17803 |  | -1.6201e-05 |  | 5.9994e-05 |  | 2.6093e-06 |  | 0.00010385 |  | -4.2825e-05 |  | -4.2825e-05 |  | 0.021085 |  | -0.00021048 |  | 5.7541e-06 |  | 0.00042734 |  | 0.049852 |  | 0.11286
| 2.5389e-05 |  | 0.00059102 |  | 0.0005994 |  | 5.8038e-05 |  | 0.00025361 |  | 0.0002306 |  | 0.00029369 |  | 0.0002665 |  | 0.0018571 |  | #REF! |  | 0.0015004 |  | 0.031843 |  | 0.05202 |  | #REF! |  | 0.17671 |  | -4.9848e-05 |  | 8.8385e-05 |  | 2.5429e-06 |  | 0.00010329 |  | -2.1745e-05 |  | -2.1745e-05 |  | 0.021418 |  | -0.00011882 |  | 4.1108e-06 |  | 0.00044459 |  | 0.050246 |  | 0.11293
| 2.5389e-05 |  | 0.00058666 |  | 0.0006198 |  | 5.8038e-05 |  | 0.00023355 |  | 0.00027565 |  | 0.00030219 |  | 0.00026892 |  | 0.0017521 |  | #REF! |  | 0.0014559 |  | 0.032119 |  | 0.051397 |  | #REF! |  | 0.17534 |  | -3.6952e-05 |  | 8.839e-05 |  | 2.5727e-06 |  | 0.0001033 |  | 8.5005e-06 |  | 8.5005e-06 |  | 0.021638 |  | -0.00021623 |  | 4.1111e-06 |  | 0.00045037 |  | 0.050158 |  | 0.11295
| 0 |  | 0.00064557 |  | 0.00062432 |  | 3.8479e-05 |  | 0.0002048 |  | 0.00027567 |  | 0.00028724 |  | 0.00029192 |  | 0.0016446 |  | #REF! |  | 0.0014531 |  | 0.032692 |  | 0.050335 |  | #REF! |  | 0.1728 |  | -3.1156e-05 |  | 7.0207e-05 |  | 2.6602e-06 |  | 0.00012026 |  | 1.6268e-05 |  | 1.6268e-05 |  | 0.021482 |  | -0.00030899 |  | 7.3994e-06 |  | 0.00044216 |  | 0.050122 |  | 0.11289
| 0 |  | 0.00065988 |  | 0.00063806 |  | 3.8483e-05 |  | 0.00019857 |  | 0.00023135 |  | 0.00030357 |  | 0.00023595 |  | 0.0015485 |  | #REF! |  | 0.001432 |  | 0.033266 |  | 0.049266 |  | #REF! |  | 0.1708 |  | -0.00012993 |  | 7.0211e-05 |  | 2.6888e-06 |  | 0.00012027 |  | -2.3987e-05 |  | -2.3987e-05 |  | 0.021551 |  | -0.00034097 |  | 7.3994e-06 |  | 0.00043396 |  | 0.050804 |  | 0.11279
| 6.601e-05 |  | 0.00059094 |  | 0.00064924 |  | 6.7148e-05 |  | 0.000223 |  | 0.00028319 |  | 0.00032811 |  | 0.00024259 |  | 0.0014794 |  | #REF! |  | 0.0013516 |  | 0.033647 |  | 0.048596 |  | #REF! |  | 0.16994 |  | -0.0002779 |  | 8.6195e-05 |  | 2.6243e-06 |  | 8.1716e-05 |  | -1.865e-05 |  | -1.865e-05 |  | 0.021828 |  | -0.00035521 |  | 5.7548e-06 |  | 0.00043561 |  | 0.051101 |  | 0.11267
| 6.601e-05 |  | 0.00065108 |  | 0.00062502 |  | 6.7148e-05 |  | 0.000219 |  | 0.00029189 |  | 0.00029869 |  | 0.00025514 |  | 0.0014072 |  | #REF! |  | 0.0013131 |  | 0.033951 |  | 0.047964 |  | #REF! |  | 0.16886 |  | -0.00026225 |  | 8.62e-05 |  | 2.5527e-06 |  | 8.172e-05 |  | 1.0827e-05 |  | 1.0827e-05 |  | 0.022086 |  | -0.00048226 |  | 5.7552e-06 |  | 0.00044139 |  | 0.051163 |  | 0.11248
| 6.5441e-05 |  | 0.00064102 |  | 0.00064351 |  | 9.4462e-05 |  | 6.7212e-05 |  | 0.00029529 |  | 0.00029035 |  | 0.00028914 |  | 0.0013507 |  | #REF! |  | 0.0013703 |  | 0.034113 |  | 0.047156 |  | #REF! |  | 0.16705 |  | -0.00022183 |  | 7.6997e-05 |  | 2.5458e-06 |  | 8.7789e-05 |  | 1.3196e-05 |  | 1.3196e-05 |  | 0.022277 |  | -0.00021411 |  | 4.1118e-06 |  | 0.00044717 |  | 0.05107 |  | 0.1124
| 6.5446e-05 |  | 0.00061722 |  | 0.00063351 |  | 9.4471e-05 |  | 0.00010855 |  | 0.0003545 |  | 0.00030349 |  | 0.00030242 |  | 0.0013235 |  | #REF! |  | 0.0013611 |  | 0.034252 |  | 0.04617 |  | #REF! |  | 0.16494 |  | -0.00042371 |  | 7.7001e-05 |  | 2.6252e-06 |  | 8.7794e-05 |  | 2.7489e-05 |  | 2.7489e-05 |  | 0.022699 |  | 3.626e-05 |  | 4.1118e-06 |  | 0.00044961 |  | 0.051327 |  | 0.11244
| 5.1979e-05 |  | 0.00070131 |  | 0.00062507 |  | 0.00013715 |  | 0.00015611 |  | 0.0003534 |  | 0.00028058 |  | 0.00025568 |  | 0.0012932 |  | #REF! |  | 0.0012899 |  | 0.034807 |  | 0.04544 |  | #REF! |  | 0.16289 |  | -0.00030158 |  | 7.1717e-05 |  | 2.7111e-06 |  | 6.4821e-05 |  | 2.0385e-05 |  | 2.0385e-05 |  | 0.023061 |  | 0.00013523 |  | 5.7555e-06 |  | 0.00044802 |  | 0.051426 |  | 0.11251
| 5.1983e-05 |  | 0.00060485 |  | 0.00064919 |  | 0.00013717 |  | 2.9581e-05 |  | 0.00033594 |  | 0.00029045 |  | 0.00021158 |  | 0.0012419 |  | #REF! |  | 0.0013126 |  | 0.035349 |  | 0.044562 |  | #REF! |  | 0.16084 |  | -0.00015079 |  | 7.1721e-05 |  | 2.754e-06 |  | 6.4824e-05 |  | 6.1987e-05 |  | 6.1987e-05 |  | 0.023138 |  | 8.2063e-05 |  | 5.7559e-06 |  | 0.00044388 |  | 0.0512 |  | 0.11246
| 2.4371e-05 |  | 0.00049921 |  | 0.00060909 |  | 9.7885e-05 |  | 0.00012067 |  | 0.00026271 |  | 0.00028918 |  | 0.00025955 |  | 0.0011873 |  | #REF! |  | 0.0012807 |  | 0.035424 |  | 0.043808 |  | #REF! |  | 0.15952 |  | -0.00015496 |  | 8.2157e-05 |  | 2.7277e-06 |  | 7.1154e-05 |  | 5.4048e-05 |  | 5.4048e-05 |  | 0.023257 |  | -4.7559e-05 |  | 2.4673e-06 |  | 0.00043897 |  | 0.051236 |  | 0.11254
| 2.4373e-05 |  | 0.00046317 |  | 0.00060689 |  | 9.7894e-05 |  | 0.0001154 |  | 0.00025963 |  | 0.00028172 |  | 0.00023405 |  | 0.001149 |  | #REF! |  | 0.0012247 |  | 0.035883 |  | 0.043359 |  | #REF! |  | 0.15859 |  | -0.00023303 |  | 8.2161e-05 |  | 2.7838e-06 |  | 7.1158e-05 |  | -3.9765e-05 |  | -3.9765e-05 |  | 0.023365 |  | 0.00011809 |  | 2.4674e-06 |  | 0.00043325 |  | 0.051645 |  | 0.11258
| 9.1072e-05 |  | 0.00047674 |  | 0.0006214 |  | 5.8058e-05 |  | -3.8108e-06 |  | 0.00029347 |  | 0.00028364 |  | 0.00022777 |  | 0.0010953 |  | #REF! |  | 0.0012458 |  | 0.036456 |  | 0.042775 |  | #REF! |  | 0.15769 |  | -0.00046108 |  | 9.6593e-05 |  | 2.8593e-06 |  | 8.249e-05 |  | -3.6514e-05 |  | -3.6514e-05 |  | 0.023672 |  | 0.00011855 |  | 5.7562e-06 |  | 0.00042914 |  | 0.052106 |  | 0.11256
| 9.4137e-05 |  | 0.00060545 |  | 0.00061439 |  | 5.8053e-05 |  | 0.00010096 |  | 0.00026176 |  | 0.00028894 |  | 0.00029466 |  | 0.001015 |  | #REF! |  | 0.0011877 |  | 0.036708 |  | 0.04191 |  | #REF! |  | 0.1555 |  | -0.00020145 |  | 9.6598e-05 |  | 2.807e-06 |  | 8.2494e-05 |  | 6.6723e-05 |  | 6.6723e-05 |  | 0.023935 |  | 6.4728e-05 |  | 5.7566e-06 |  | 0.00043163 |  | 0.052462 |  | 0.11249
| 9.4145e-05 |  | 0.00057414 |  | 0.00063714 |  | 0.00012921 |  | 0.00019951 |  | 0.0002212 |  | 0.00029196 |  | 0.00027294 |  | 0.00094291 |  | #REF! |  | 0.001179 |  | 0.037236 |  | 0.041101 |  | #REF! |  | 0.15324 |  | -6.1063e-05 |  | 0.00013133 |  | 2.679e-06 |  | 0.00011716 |  | 9.4238e-05 |  | 9.4238e-05 |  | 0.024059 |  | -6.911e-06 |  | 5.7569e-06 |  | 0.00043656 |  | 0.052578 |  | 0.11237
| 9.108e-05 |  | 0.000494 |  | 0.00060124 |  | 0.00012922 |  | 0.00026095 |  | 0.00022287 |  | 0.00025448 |  | 0.00028275 |  | 0.0009068 |  | #REF! |  | 0.0011807 |  | 0.037263 |  | 0.040349 |  | #REF! |  | 0.15159 |  | -0.00014781 |  | 0.00013134 |  | 2.5754e-06 |  | 0.00011717 |  | 8.5322e-05 |  | 8.5322e-05 |  | 0.024411 |  | 1.6988e-05 |  | 5.7566e-06 |  | 0.00044234 |  | 0.052426 |  | 0.11226
| 2.5397e-05 |  | 0.0005374 |  | 0.00059874 |  | 6.432e-05 |  | 0.00029456 |  | 0.00029727 |  | 0.00026157 |  | 0.0002601 |  | 0.00088234 |  | #REF! |  | 0.0011781 |  | 0.03676 |  | 0.039555 |  | #REF! |  | 0.14977 |  | 0.00016699 |  | 8.0024e-05 |  | 2.5829e-06 |  | 0.0001226 |  | 8.532e-05 |  | 8.532e-05 |  | 0.025187 |  | 5.6832e-05 |  | 4.1131e-06 |  | 0.00044645 |  | 0.052602 |  | 0.11225
| 2.54e-05 |  | 0.00065451 |  | 0.00059925 |  | 6.4325e-05 |  | 0.00023636 |  | 0.00024512 |  | 0.00028144 |  | 0.00018343 |  | 0.00083523 |  | #REF! |  | 0.001181 |  | 0.036867 |  | 0.038796 |  | #REF! |  | 0.14777 |  | 0.00010251 |  | 8.0028e-05 |  | 2.5899e-06 |  | 0.0001226 |  | 5.5616e-06 |  | 5.5616e-06 |  | 0.025557 |  | -0.00010888 |  | 4.1128e-06 |  | 0.00045224 |  | 0.052645 |  | 0.11222
| 4.8924e-05 |  | 0.00066285 |  | 0.00057302 |  | 3.751e-05 |  | 0.00015672 |  | 0.00018764 |  | 0.0002895 |  | 0.00018171 |  | 0.00077408 |  | #REF! |  | 0.001104 |  | 0.0373 |  | 0.037935 |  | #REF! |  | 0.14557 |  | -6.8541e-05 |  | 8.7079e-05 |  | 2.5995e-06 |  | 9.6783e-05 |  | -5.1276e-05 |  | -5.1276e-05 |  | 0.025736 |  | -0.00025343 |  | 5.7573e-06 |  | 0.00045224 |  | 0.052242 |  | 0.11222
| 4.8928e-05 |  | 0.00058098 |  | 0.00053898 |  | 3.7513e-05 |  | 0.00011839 |  | 0.00023455 |  | 0.00030872 |  | 0.00027949 |  | 0.00072457 |  | #REF! |  | 0.0010957 |  | 0.037393 |  | 0.037096 |  | #REF! |  | 0.14301 |  | -0.00020313 |  | 8.7084e-05 |  | 2.6233e-06 |  | 9.6789e-05 |  | -4.1799e-05 |  | -4.1799e-05 |  | 0.0257 |  | -0.00038505 |  | 5.7576e-06 |  | 0.00044977 |  | 0.052201 |  | 0.11225
| 8.4826e-05 |  | 0.00049919 |  | 0.00054964 |  | 5.5282e-05 |  | 7.1286e-05 |  | 0.0001906 |  | 0.00030819 |  | 0.00030445 |  | 0.00069026 |  | #REF! |  | 0.0010768 |  | 0.037611 |  | 0.036397 |  | #REF! |  | 0.14081 |  | -0.00028012 |  | 0.00012641 |  | 2.6379e-06 |  | 8.7015e-05 |  | -3.4228e-05 |  | -3.4228e-05 |  | 0.025682 |  | -6.4841e-05 |  | 7.403e-06 |  | 0.0004572 |  | 0.052371 |  | 0.11238
| 8.4826e-05 |  | 0.00051497 |  | 0.00059845 |  | 5.5282e-05 |  | 5.5988e-05 |  | 0.00023355 |  | 0.00028995 |  | 0.00027853 |  | 0.00064599 |  | #REF! |  | 0.0010457 |  | 0.037989 |  | 0.03567 |  | #REF! |  | 0.13888 |  | 6.2309e-06 |  | 0.00012641 |  | 2.6427e-06 |  | 8.702e-05 |  | -2.1505e-05 |  | -2.1505e-05 |  | 0.026189 |  | 0.00015988 |  | 7.4034e-06 |  | 0.00046134 |  | 0.052232 |  | 0.11237
| 3.4608e-05 |  | 0.00062706 |  | 0.00058564 |  | 0.00011329 |  | 0.00013892 |  | 0.00030686 |  | 0.00026146 |  | 0.00026789 |  | 0.00059478 |  | #REF! |  | 0.0010716 |  | 0.037962 |  | 0.034935 |  | #REF! |  | 0.13716 |  | 0.00012397 |  | 6.7124e-05 |  | 2.6333e-06 |  | 0.00014278 |  | -3.6169e-05 |  | -3.6169e-05 |  | 0.026477 |  | 4.4641e-05 |  | 4.1136e-06 |  | 0.0004564 |  | 0.052115 |  | 0.11249
| 3.4611e-05 |  | 0.00061902 |  | 0.00058947 |  | 0.0001133 |  | 0.00014764 |  | 0.00029416 |  | 0.00026595 |  | 0.00021271 |  | 0.00054585 |  | #REF! |  | 0.0010823 |  | 0.038227 |  | 0.034235 |  | #REF! |  | 0.13525 |  | -7.6011e-05 |  | 6.7128e-05 |  | 2.5692e-06 |  | 0.00014279 |  | -1.7963e-05 |  | -1.7963e-05 |  | 0.026681 |  | 0.0001387 |  | 4.1138e-06 |  | 0.00044656 |  | 0.051948 |  | 0.11257
| 2.3358e-05 |  | 0.0005372 |  | 0.00057929 |  | 0.00011273 |  | 0.00010725 |  | 0.0002953 |  | 0.00027942 |  | 0.00019007 |  | 0.00050973 |  | #REF! |  | 0.0010591 |  | 0.038565 |  | 0.033511 |  | #REF! |  | 0.13293 |  | -0.00012461 |  | 0.0001033 |  | 2.5112e-06 |  | 0.00012682 |  | 4.2084e-06 |  | 4.2084e-06 |  | 0.027215 |  | 0.00011424 |  | 5.7583e-06 |  | 0.00043998 |  | 0.051819 |  | 0.11253
| 2.3358e-05 |  | 0.00054586 |  | 0.0005871 |  | 0.00011273 |  | 0.00014879 |  | 0.00025605 |  | 0.00027509 |  | 0.00024402 |  | 0.00047307 |  | #REF! |  | 0.0010201 |  | 0.038844 |  | 0.03273 |  | #REF! |  | 0.13059 |  | 5.96e-05 |  | 0.00010331 |  | 2.4753e-06 |  | 0.00012682 |  | 4.5077e-05 |  | 4.5077e-05 |  | 0.027689 |  | -0.00010259 |  | 5.7583e-06 |  | 0.00044739 |  | 0.05175 |  | 0.11259
| 6.605e-05 |  | 0.00060549 |  | 0.00057518 |  | 1.0861e-05 |  | 0.00010957 |  | 0.00024253 |  | 0.00026685 |  | 0.00024102 |  | 0.00043404 |  | #REF! |  | 0.00094491 |  | 0.039333 |  | 0.031983 |  | #REF! |  | 0.12839 |  | -5.7325e-05 |  | 0.00010186 |  | 2.5005e-06 |  | 9.1953e-05 |  | 1.6392e-05 |  | 1.6392e-05 |  | 0.027769 |  | -2.9372e-05 |  | 5.759e-06 |  | 0.00045646 |  | 0.051731 |  | 0.11265
| 6.605e-05 |  | 0.00057023 |  | 0.00055266 |  | 1.0861e-05 |  | 4.1128e-05 |  | 0.00026516 |  | 0.00025688 |  | 0.00017898 |  | 0.00039267 |  | #REF! |  | 0.00093231 |  | 0.03957 |  | 0.03139 |  | #REF! |  | 0.12628 |  | -0.00014423 |  | 0.00010187 |  | 2.5756e-06 |  | 9.1958e-05 |  | 3.4259e-05 |  | 3.4259e-05 |  | 0.027989 |  | 0.00013966 |  | 5.7587e-06 |  | 0.00045649 |  | 0.051879 |  | 0.11282
| 1.4152e-05 |  | 0.00058191 |  | 0.0005832 |  | 5.2329e-05 |  | 0.00016243 |  | 0.00024374 |  | 0.00025356 |  | 0.00018769 |  | 0.00035716 |  | #REF! |  | 0.00094968 |  | 0.039913 |  | 0.030752 |  | #REF! |  | 0.12424 |  | -9.471e-05 |  | 0.00010313 |  | 2.6283e-06 |  | 7.1461e-05 |  | 9.0536e-05 |  | 9.0536e-05 |  | 0.028055 |  | -4.1735e-05 |  | 5.759e-06 |  | 0.00045566 |  | 0.051764 |  | 0.11281
| 1.4154e-05 |  | 0.00054552 |  | 0.00058209 |  | 5.2334e-05 |  | 0.00021663 |  | 0.00025431 |  | 0.00025434 |  | 0.00021302 |  | 0.00032104 |  | #REF! |  | 0.00092337 |  | 0.039873 |  | 0.030012 |  | #REF! |  | 0.12245 |  | -3.1154e-05 |  | 0.00010609 |  | 2.599e-06 |  | 7.1465e-05 |  | 2.9458e-05 |  | 2.9458e-05 |  | 0.028296 |  | -0.00018031 |  | 5.7594e-06 |  | 0.00045155 |  | 0.051235 |  | 0.11274
| 2.6432e-05 |  | 0.00059211 |  | 0.00055688 |  | 8.314e-05 |  | 0.00013286 |  | 0.00023401 |  | 0.00026549 |  | 0.0002108 |  | 0.00027911 |  | #REF! |  | 0.00092542 |  | 0.0402 |  | 0.029272 |  | #REF! |  | 0.12049 |  | 0.00010609 |  | 6.3847e-05 |  | 2.5119e-06 |  | 9.9389e-05 |  | 1.2618e-05 |  | 1.2618e-05 |  | 0.028668 |  | -0.00021728 |  | 7.4052e-06 |  | 0.00044993 |  | 0.051484 |  | 0.11284
| 2.6432e-05 |  | 0.00067418 |  | 0.00055076 |  | 8.314e-05 |  | 6.1185e-05 |  | 0.00019698 |  | 0.00026896 |  | 0.00020799 |  | 0.00023541 |  | #REF! |  | 0.00091688 |  | 0.040625 |  | 0.028704 |  | #REF! |  | 0.11883 |  | -4.982e-06 |  | 6.0903e-05 |  | 2.576e-06 |  | 9.9395e-05 |  | 2.1642e-05 |  | 2.1642e-05 |  | 0.02874 |  | -0.00010932 |  | 7.4052e-06 |  | 0.00045158 |  | 0.051861 |  | 0.11301
| 3.2574e-05 |  | 0.00057238 |  | 0.00055457 |  | 7.0049e-05 |  | 8.195e-05 |  | 0.00017217 |  | 0.00026549 |  | 0.00020115 |  | 0.0001952 |  | #REF! |  | 0.00090009 |  | 0.040597 |  | 0.028279 |  | #REF! |  | 0.11731 |  | -0.00021575 |  | 0.00010654 |  | 2.7295e-06 |  | 7.3614e-05 |  | 3.9523e-05 |  | 3.9523e-05 |  | 0.029113 |  | -0.00028408 |  | 9.0516e-06 |  | 0.00045243 |  | 0.051783 |  | 0.11301
| 3.2571e-05 |  | 0.00055748 |  | 0.00055813 |  | 7.0042e-05 |  | 0.00013511 |  | 0.00014584 |  | 0.00025818 |  | 0.00021253 |  | 0.00016259 |  | #REF! |  | 0.0009154 |  | 0.040958 |  | 0.027965 |  | #REF! |  | 0.11605 |  | -0.00023303 |  | 0.00010655 |  | 2.811e-06 |  | 7.3618e-05 |  | 1.8201e-05 |  | 1.8201e-05 |  | 0.029955 |  | -0.00022059 |  | 9.0516e-06 |  | 0.00045575 |  | 0.051926 |  | 0.11306
| 5.9698e-06 |  | 0.00048127 |  | 0.00055303 |  | 7.8028e-05 |  | 0.00010481 |  | 0.00021128 |  | 0.00024616 |  | 0.00017141 |  | 0.00014831 |  | #REF! |  | 0.00089312 |  | 0.042328 |  | 0.027425 |  | #REF! |  | 0.11495 |  | -0.0002293 |  | 0.00013432 |  | 2.7414e-06 |  | 5.015e-05 |  | 2.2622e-05 |  | 2.2622e-05 |  | 0.030521 |  | -9.5369e-05 |  | 7.4061e-06 |  | 0.00045657 |  | 0.051883 |  | 0.11333
| 5.9693e-06 |  | 0.00044372 |  | 0.00055725 |  | 7.8022e-05 |  | 7.9912e-05 |  | 0.00020979 |  | 0.0002542 |  | 0.00012898 |  | 0.00014308 |  | #REF! |  | 0.0008727 |  | 0.043112 |  | 0.02693 |  | #REF! |  | 0.11377 |  | -9.0593e-05 |  | 0.00013432 |  | 2.7273e-06 |  | 5.0153e-05 |  | 6.926e-05 |  | 6.926e-05 |  | 0.030552 |  | -3.7385e-05 |  | 7.4066e-06 |  | 0.00046151 |  | 0.051961 |  | 0.11341
| 4.588e-05 |  | 0.00062823 |  | 0.00055503 |  | 0.0001048 |  | 0.00011805 |  | 0.00013871 |  | 0.00025528 |  | 0.00017112 |  | 0.00013524 |  | #REF! |  | 0.000866 |  | 0.043177 |  | 0.026653 |  | #REF! |  | 0.11275 |  | -7.6017e-05 |  | 0.00012948 |  | 2.7798e-06 |  | 9.8026e-05 |  | 1.427e-05 |  | 1.427e-05 |  | 0.030608 |  | 0.00023397 |  | 7.4061e-06 |  | 0.00046647 |  | 0.052038 |  | 0.11341
| 4.588e-05 |  | 0.00062247 |  | 0.00055278 |  | 0.0001048 |  | 0.00011394 |  | 0.00016343 |  | 0.00025138 |  | 0.00020665 |  | 0.00010959 |  | #REF! |  | 0.00082681 |  | 0.043342 |  | 0.026256 |  | #REF! |  | 0.11158 |  | 0.00011839 |  | 0.00014611 |  | 2.8187e-06 |  | 9.8031e-05 |  | 2.2202e-05 |  | 2.2202e-05 |  | 0.031005 |  | 0.00027197 |  | 7.407e-06 |  | 0.000464 |  | 0.051783 |  | 0.11334
| 5.1001e-05 |  | 0.00049355 |  | 0.00056855 |  | 8.9997e-05 |  | 0.00014591 |  | 0.00021648 |  | 0.00026482 |  | 0.00018629 |  | 8.4043e-05 |  | #REF! |  | 0.00082011 |  | 0.04361 |  | 0.025744 |  | #REF! |  | 0.11007 |  | -8.7013e-05 |  | 0.00016553 |  | 2.8108e-06 |  | 0.0001062 |  | 8.5374e-05 |  | 8.5374e-05 |  | 0.031252 |  | 0.00025144 |  | 5.7608e-06 |  | 0.00046074 |  | 0.051734 |  | 0.11325
| 5.0997e-05 |  | 0.00056375 |  | 0.0005661 |  | 8.9989e-05 |  | 0.00021969 |  | 0.00019037 |  | 0.0002586 |  | 0.00021031 |  | 6.0996e-05 |  | #REF! |  | 0.00083493 |  | 0.043966 |  | 0.025189 |  | #REF! |  | 0.10838 |  | -0.00037884 |  | 0.0001489 |  | 2.7999e-06 |  | 0.0001062 |  | 6.3813e-05 |  | 6.3813e-05 |  | 0.031452 |  | 8.9222e-05 |  | 5.7608e-06 |  | 0.00046485 |  | 0.051895 |  | 0.11317
| 8.2599e-05 |  | 0.00061141 |  | 0.00055495 |  | 0.00012247 |  | 0.00013015 |  | 0.00019715 |  | 0.00023445 |  | 0.00025604 |  | 5.0917e-05 |  | #REF! |  | 0.00078546 |  | 0.044346 |  | 0.024721 |  | #REF! |  | 0.10701 |  | -0.00019072 |  | 0.00013164 |  | 2.7951e-06 |  | 0.00010643 |  | 3.8255e-05 |  | 3.8255e-05 |  | 0.031781 |  | 2.6258e-05 |  | 2.4695e-06 |  | 0.00047064 |  | 0.051819 |  | 0.1131
| 8.2592e-05 |  | 0.00056511 |  | 0.00057871 |  | 0.00012246 |  | 6.8053e-05 |  | 0.00028575 |  | 0.00024273 |  | 0.00019651 |  | 3.2524e-05 |  | #REF! |  | 0.00078893 |  | 0.04461 |  | 0.024414 |  | #REF! |  | 0.10591 |  | -0.000248 |  | 0.00019045 |  | 2.708e-06 |  | 0.00010644 |  | 1.5533e-05 |  | 1.5533e-05 |  | 0.031674 |  | 0.00016271 |  | 2.4695e-06 |  | 0.00047229 |  | 0.051431 |  | 0.11307
| 2.6441e-05 |  | 0.00055857 |  | 0.00057126 |  | 0.00011735 |  | 0.00019118 |  | 0.00021466 |  | 0.00024333 |  | 0.00015599 |  | 2.3671e-05 |  | #REF! |  | 0.00081273 |  | 0.045408 |  | 0.024147 |  | #REF! |  | 0.10519 |  | -0.00037511 |  | 0.00018333 |  | 2.6254e-06 |  | 9.3935e-05 |  | -2.5612e-05 |  | -2.5612e-05 |  | 0.032224 |  | 0.0001591 |  | 5.7615e-06 |  | 0.00046491 |  | 0.051293 |  | 0.11338
| 2.6441e-05 |  | 0.00058009 |  | 0.00053502 |  | 0.00011735 |  | 0.00015623 |  | 0.00016346 |  | 0.00025072 |  | 0.00016749 |  | 1.3772e-05 |  | #REF! |  | 0.00082756 |  | 0.046082 |  | 0.023763 |  | #REF! |  | 0.10429 |  | -0.00029443 |  | 0.00012453 |  | 2.6304e-06 |  | 9.394e-05 |  | -1.6907e-05 |  | -1.6907e-05 |  | 0.032522 |  | 0.00011151 |  | 5.7615e-06 |  | 0.00045997 |  | 0.051487 |  | 0.11375
| 2.4394e-05 |  | 0.00061284 |  | 0.00052897 |  | 0.00010766 |  | 3.7255e-05 |  | 0.00018831 |  | 0.0002643 |  | 0.00021196 |  | 1.2321e-05 |  | #REF! |  | 0.00079077 |  | 0.046559 |  | 0.023359 |  | #REF! |  | 0.10301 |  | -0.00026295 |  | 0.00014335 |  | 2.7096e-06 |  | 0.00011869 |  | -5.4181e-05 |  | -5.4181e-05 |  | 0.032647 |  | -5.6875e-05 |  | 5.7615e-06 |  | 0.00045915 |  | 0.051773 |  | 0.11399
| 2.4396e-05 |  | 0.00054729 |  | 0.00053835 |  | 0.00010767 |  | 7.3154e-05 |  | 0.00019073 |  | 0.00026315 |  | 0.00023949 |  | 7.6769e-06 |  | #REF! |  | 0.00071834 |  | 0.048145 |  | 0.023046 |  | #REF! |  | 0.10189 |  | -0.00033025 |  | 0.00014372 |  | 2.6973e-06 |  | 0.0001187 |  | -8.2691e-05 |  | -8.2691e-05 |  | 0.033602 |  | 1.9384e-05 |  | 5.7622e-06 |  | 0.00046003 |  | 0.052272 |  | 0.11417
| 9.6849e-05 |  | 0.00049757 |  | 0.00053683 |  | 0.00010084 |  | 9.2664e-05 |  | 0.00024493 |  | 0.00026525 |  | 0.00022362 |  | 4.4686e-06 |  | #REF! |  | 0.00073946 |  | 0.048701 |  | 0.022621 |  | #REF! |  | 0.10079 |  | -0.00035165 |  | 0.00013758 |  | 2.6197e-06 |  | 6.0525e-05 |  | -9.1684e-06 |  | -9.1684e-06 |  | 0.034115 |  | 0.00027761 |  | 2.4698e-06 |  | 0.00046247 |  | 0.052652 |  | 0.11423
| 9.6849e-05 |  | 0.00056972 |  | 0.00054934 |  | 0.00010084 |  | 9.5342e-05 |  | 0.00027746 |  | 0.00027443 |  | 0.00026527 |  | 1.2531e-06 |  | #REF! |  | 0.00077907 |  | 0.048911 |  | 0.022307 |  | #REF! |  | 0.099655 |  | -0.00036389 |  | 0.00017326 |  | 2.6477e-06 |  | 6.0528e-05 |  | 7.4489e-05 |  | 7.4489e-05 |  | 0.034403 |  | 0.00011021 |  | 2.47e-06 |  | 0.00046414 |  | 0.052839 |  | 0.11423
| 4.5896e-05 |  | 0.00056539 |  | 0.00051966 |  | 4.7422e-05 |  | 0.00018775 |  | 0.00026167 |  | 0.00026904 |  | 0.00023346 |  | 1.2467e-06 |  | #REF! |  | 0.00079607 |  | 0.049407 |  | 0.021984 |  | #REF! |  | 0.098508 |  | -0.00010847 |  | 0.00018618 |  | 2.7544e-06 |  | 9.852e-05 |  | 2.9086e-05 |  | 2.9086e-05 |  | 0.034433 |  | -0.00010238 |  | 2.4701e-06 |  | 0.00046746 |  | 0.052994 |  | 0.11422
| 5.3074e-05 |  | 0.00050124 |  | 0.00050081 |  | 4.7422e-05 |  | 0.00019221 |  | 0.00023745 |  | 0.00025658 |  | 0.0001903 |  | 1.1893e-06 |  | #REF! |  | 0.00077594 |  | 0.050141 |  | 0.021668 |  | #REF! |  | 0.097759 |  | -0.00017696 |  | 0.00018998 |  | 2.7899e-06 |  | 9.8526e-05 |  | -8.9281e-06 |  | -8.9281e-06 |  | 0.034773 |  | 4.2599e-05 |  | 2.4701e-06 |  | 0.00046582 |  | 0.053367 |  | 0.11423
| 6.6432e-05 |  | 0.00051764 |  | 0.00053146 |  | 0.00013332 |  | 0.00017927 |  | 0.00013983 |  | 0.00023892 |  | 0.00022243 |  | 1.139e-06 |  | #REF! |  | 0.00073862 |  | 0.051002 |  | 0.021423 |  | #REF! |  | 0.096968 |  | -0.00012462 |  | 0.0002173 |  | 2.7168e-06 |  | 6.9008e-05 |  | 2.5249e-05 |  | 2.5249e-05 |  | 0.035386 |  | 0.00019486 |  | 5.7625e-06 |  | 0.00046335 |  | 0.053745 |  | 0.11444
| 5.9259e-05 |  | 0.00059473 |  | 0.00052292 |  | 0.00013333 |  | 0.00015372 |  | 0.00014426 |  | 0.00023752 |  | 0.00021591 |  | 1.0261e-06 |  | #REF! |  | 0.00070973 |  | 0.051199 |  | 0.021027 |  | #REF! |  | 0.095492 |  | -8.3439e-06 |  | 0.0002276 |  | 2.7157e-06 |  | 6.9012e-05 |  | 4.7177e-05 |  | 4.7177e-05 |  | 0.035716 |  | -2.0159e-05 |  | 5.7629e-06 |  | 0.00046749 |  | 0.053801 |  | 0.11465
| 2.7472e-05 |  | 0.00057909 |  | 0.00047529 |  | 0.0001037 |  | 0.00018545 |  | 0.0002453 |  | 0.00024226 |  | 0.00019009 |  | 9.6272e-07 |  | #REF! |  | 0.00071853 |  | 0.051655 |  | 0.020715 |  | #REF! |  | 0.094127 |  | -0.00025921 |  | 0.00020471 |  | 2.7717e-06 |  | 5.729e-05 |  | 6.3561e-05 |  | 6.3561e-05 |  | 0.035591 |  | -0.00029158 |  | 2.4704e-06 |  | 0.00047328 |  | 0.053913 |  | 0.11471
| 2.7472e-05 |  | 0.00063575 |  | 0.00046943 |  | 0.0001037 |  | 0.00021315 |  | 0.00023802 |  | 0.0002455 |  | 0.00020034 |  | 8.6736e-07 |  | #REF! |  | 0.00067069 |  | 0.052548 |  | 0.020378 |  | #REF! |  | 0.09297 |  | -0.00013583 |  | 0.00021095 |  | 2.7505e-06 |  | 5.7293e-05 |  | 3.6627e-05 |  | 3.6627e-05 |  | 0.035959 |  | -7.3269e-05 |  | 2.4704e-06 |  | 0.0004774 |  | 0.053893 |  | 0.11475
| 5.5119e-05 |  | 0.00066646 |  | 0.00052046 |  | 2.9644e-05 |  | 0.00016553 |  | 0.00021883 |  | 0.00024317 |  | 0.00020535 |  | 8.3543e-07 |  | #REF! |  | 0.00067654 |  | 0.053339 |  | 0.020015 |  | #REF! |  | 0.091959 |  | -4.0528e-05 |  | 0.00023335 |  | 2.6729e-06 |  | 0.00010399 |  | 2.6997e-05 |  | 2.6997e-05 |  | 0.036715 |  | 6.6344e-05 |  | 4.1173e-06 |  | 0.00048069 |  | 0.053841 |  | 0.11483
| 5.5119e-05 |  | 0.00060689 |  | 0.00052498 |  | 2.9644e-05 |  | 0.00021085 |  | 0.00020546 |  | 0.00023571 |  | 0.00020151 |  | 8.1714e-07 |  | #REF! |  | 0.00070888 |  | 0.054216 |  | 0.019676 |  | #REF! |  | 0.090833 |  | -0.00017322 |  | 0.00026003 |  | 2.7672e-06 |  | 0.00010399 |  | 2.126e-05 |  | 2.126e-05 |  | 0.037017 |  | -3.0118e-05 |  | 4.1176e-06 |  | 0.00048319 |  | 0.053844 |  | 0.11477
| 1.4164e-05 |  | 0.00061824 |  | 0.00048292 |  | 5.8125e-05 |  | 0.00020816 |  | 0.00018628 |  | 0.00022615 |  | 0.00020614 |  | 8.3093e-07 |  | #REF! |  | 0.00065209 |  | 0.055425 |  | 0.01924 |  | #REF! |  | 0.08954 |  | 0.00014829 |  | 0.00024277 |  | 2.9416e-06 |  | 8.9027e-05 |  | 1.3649e-05 |  | 1.3649e-05 |  | 0.037166 |  | 9.4382e-05 |  | 4.1178e-06 |  | 0.0004824 |  | 0.053647 |  | 0.11486
| 1.4165e-05 |  | 0.00055125 |  | 0.00049064 |  | 5.813e-05 |  | 8.8833e-05 |  | 0.00022268 |  | 0.00023708 |  | 0.0002194 |  | 7.8781e-07 |  | #REF! |  | 0.00065472 |  | 0.056417 |  | 0.018896 |  | #REF! |  | 0.08821 |  | 0.00020979 |  | 0.00021076 |  | 2.8842e-06 |  | 8.9032e-05 |  | 8.736e-06 |  | 8.736e-06 |  | 0.037414 |  | 0.00017214 |  | 4.1176e-06 |  | 0.00047496 |  | 0.053507 |  | 0.11482
| 2.6453e-05 |  | 0.00049033 |  | 0.00051747 |  | 8.4915e-05 |  | 6.4412e-05 |  | 0.00021364 |  | 0.00025897 |  | 0.00021074 |  | 7.3098e-07 |  | #REF! |  | 0.00066257 |  | 0.057515 |  | 0.018682 |  | #REF! |  | 0.087221 |  | -4.237e-05 |  | 0.00025827 |  | 2.6554e-06 |  | 7.282e-05 |  | 1.9264e-05 |  | 1.9264e-05 |  | 0.038212 |  | 6.9902e-05 |  | 2.4709e-06 |  | 0.0004709 |  | 0.053942 |  | 0.11495
| 2.6453e-05 |  | 0.0004833 |  | 0.00047374 |  | 8.4915e-05 |  | 9.1371e-05 |  | 0.00016509 |  | 0.00025897 |  | 0.00020763 |  | 7.0361e-07 |  | #REF! |  | 0.00063864 |  | 0.058823 |  | 0.018434 |  | #REF! |  | 0.086279 |  | 8.1056e-05 |  | 0.00028068 |  | 2.5566e-06 |  | 7.2824e-05 |  | -2.208e-06 |  | -2.208e-06 |  | 0.038734 |  | -4.9164e-05 |  | 2.4707e-06 |  | 0.00046514 |  | 0.054072 |  | 0.11512
| 6.4399e-05 |  | 0.00046525 |  | 0.00047483 |  | 0.00010087 |  | 9.9298e-05 |  | 0.00015718 |  | 0.00023516 |  | 0.0001942 |  | 7.33e-07 |  | #REF! |  | 0.00061501 |  | 0.059685 |  | 0.018235 |  | #REF! |  | 0.085267 |  | 0.00029036 |  | 0.0002181 |  | 2.6857e-06 |  | 6.9529e-05 |  | -2.3082e-05 |  | -2.3082e-05 |  | 0.038946 |  | -0.00028753 |  | 5.7646e-06 |  | 0.00046349 |  | 0.053747 |  | 0.11515
| 6.4404e-05 |  | 0.00054101 |  | 0.00050157 |  | 0.00010088 |  | 0.00012955 |  | 0.00017045 |  | 0.00021956 |  | 0.00016301 |  | 7.33e-07 |  | #REF! |  | 0.00058857 |  | 0.060232 |  | 0.017974 |  | #REF! |  | 0.084277 |  | -5.3587e-05 |  | 0.00023725 |  | 2.8209e-06 |  | 6.9533e-05 |  | 3.0818e-06 |  | 3.0818e-06 |  | 0.039468 |  | -0.0001477 |  | 5.7643e-06 |  | 0.00046846 |  | 0.053787 |  | 0.11513
| 6.612e-05 |  | 0.00063529 |  | 0.0005079 |  | 4.6454e-05 |  | 0.0001004 |  | 0.00019533 |  | 0.00023784 |  | 0.00016018 |  | 7.0367e-07 |  | #REF! |  | 0.00060708 |  | 0.060814 |  | 0.017616 |  | #REF! |  | 0.08322 |  | -0.00032303 |  | 0.00030651 |  | 2.8273e-06 |  | 6.7206e-05 |  | 6.593e-06 |  | 6.593e-06 |  | 0.040092 |  | 6.6605e-05 |  | 4.1186e-06 |  | 0.00047916 |  | 0.053864 |  | 0.11529
| 6.6114e-05 |  | 0.00059821 |  | 0.0005014 |  | 4.645e-05 |  | 0.00013814 |  | 0.00022548 |  | 0.00025277 |  | 0.00019826 |  | 6.3049e-07 |  | #REF! |  | 0.00066162 |  | 0.061779 |  | 0.017282 |  | #REF! |  | 0.0818 |  | -0.00032651 |  | 0.00029592 |  | 2.759e-06 |  | 7.777e-05 |  | -2.6845e-05 |  | -2.6845e-05 |  | 0.040459 |  | 9.5573e-05 |  | 4.1183e-06 |  | 0.00048657 |  | 0.053753 |  | 0.11539
| 3.465e-05 |  | 0.00051153 |  | 0.00047045 |  | 5.814e-05 |  | 0.0001821 |  | 0.0002108 |  | 0.00023752 |  | 0.00019986 |  | 5.8676e-07 |  | #REF! |  | 0.00065302 |  | 0.062968 |  | 0.016938 |  | #REF! |  | 0.080492 |  | -0.00020313 |  | 0.00026946 |  | 2.6875e-06 |  | 7.0331e-05 |  | -5.843e-05 |  | -5.843e-05 |  | 0.041126 |  | 0.00022112 |  | 4.1188e-06 |  | 0.00048251 |  | 0.05347 |  | 0.11549
| 3.465e-05 |  | 0.00049941 |  | 0.00047772 |  | 5.814e-05 |  | 0.00015123 |  | 0.00020853 |  | 0.00023543 |  | 0.00014549 |  | 5.8676e-07 |  | #REF! |  | 0.00060915 |  | 0.064158 |  | 0.016638 |  | #REF! |  | 0.07941 |  | -0.00011563 |  | 0.00029959 |  | 2.7415e-06 |  | 5.9774e-05 |  | -1.6204e-05 |  | -1.6204e-05 |  | 0.041158 |  | 0.00012247 |  | 4.1186e-06 |  | 0.00047919 |  | 0.053407 |  | 0.11561
| 5.1042e-05 |  | 0.00052656 |  | 0.00049979 |  | 7.0116e-05 |  | 0.00018403 |  | 0.00023453 |  | 0.00023802 |  | 0.00014705 |  | 6.3054e-07 |  | #REF! |  | 0.00061334 |  | 0.065018 |  | 0.016329 |  | #REF! |  | 0.078322 |  | -0.00026669 |  | 0.00035123 |  | 2.8672e-06 |  | 8.1382e-05 |  | 9.7062e-06 |  | 9.7062e-06 |  | 0.041004 |  | -0.00014734 |  | 2.4713e-06 |  | 0.00048087 |  | 0.053446 |  | 0.11571
| 5.1042e-05 |  | 0.00054571 |  | 0.00048601 |  | 7.0116e-05 |  | 0.00017836 |  | 0.00023736 |  | 0.00023498 |  | 0.00017605 |  | 6.2602e-07 |  | #REF! |  | 0.00061953 |  | 0.065418 |  | 0.016023 |  | #REF! |  | 0.077096 |  | -0.00034894 |  | 0.00033784 |  | 2.9173e-06 |  | 8.1387e-05 |  | -2.9716e-05 |  | -2.9716e-05 |  | 0.041745 |  | -0.0002053 |  | 2.4715e-06 |  | 0.00048419 |  | 0.053577 |  | 0.1159
| 5.309e-05 |  | 0.00056866 |  | 0.00046784 |  | 0.00013624 |  | 9.5078e-05 |  | 0.0002193 |  | 0.00024547 |  | 0.00020551 |  | 5.7767e-07 |  | #REF! |  | 0.00054929 |  | 0.065719 |  | 0.015777 |  | #REF! |  | 0.075864 |  | -0.00031589 |  | 0.00031936 |  | 2.8442e-06 |  | 7.9684e-05 |  | -6.3496e-05 |  | -6.3496e-05 |  | 0.042541 |  | -4.2825e-06 |  | 2.4715e-06 |  | 0.00048666 |  | 0.053807 |  | 0.11588
| 5.309e-05 |  | 0.00053497 |  | 0.00047265 |  | 0.00013624 |  | 0.00012399 |  | 0.00020932 |  | 0.00024729 |  | 0.00019736 |  | 5.7767e-07 |  | #REF! |  | 0.00053331 |  | 0.066345 |  | 0.015465 |  | #REF! |  | 0.074627 |  | -0.00032649 |  | 0.00033664 |  | 2.7977e-06 |  | 7.9688e-05 |  | 1.1614e-06 |  | 1.1614e-06 |  | 0.043109 |  | 0.00012873 |  | 2.4715e-06 |  | 0.00048834 |  | 0.053704 |  | 0.11562
| 6.6132e-05 |  | 0.00053939 |  | 0.00050628 |  | 0.00013226 |  | 0.0001888 |  | 0.00020819 |  | 0.00022999 |  | 0.00020215 |  | 6.2608e-07 |  | #REF! |  | 0.00057674 |  | 0.067199 |  | 0.015159 |  | #REF! |  | 0.073452 |  | -0.00053959 |  | 0.00043949 |  | 2.8192e-06 |  | 9.809e-05 |  | 5.5958e-06 |  | 5.5958e-06 |  | 0.043543 |  | 0.00010777 |  | 5.766e-06 |  | 0.00049245 |  | 0.053476 |  | 0.11543
| 6.6137e-05 |  | 0.00055567 |  | 0.00045753 |  | 0.00013227 |  | 0.00018918 |  | 0.00018623 |  | 0.00022076 |  | 0.00024261 |  | 6.6594e-07 |  | #REF! |  | 0.00056553 |  | 0.067658 |  | 0.014919 |  | #REF! |  | 0.072575 |  | -0.00016211 |  | 0.00043059 |  | 2.8369e-06 |  | 9.8095e-05 |  | -3.183e-05 |  | -3.183e-05 |  | 0.043346 |  | -7.1111e-05 |  | 5.7664e-06 |  | 0.00049822 |  | 0.053843 |  | 0.1154
| 2.134e-05 |  | 0.000622 |  | 0.00044147 |  | 3.8554e-05 |  | 0.00017967 |  | 0.00018171 |  | 0.00023335 |  | 0.00021302 |  | 6.575e-07 |  | #REF! |  | 0.00055496 |  | 0.067808 |  | 0.01472 |  | #REF! |  | 0.071671 |  | -8.7234e-05 |  | 0.00037054 |  | 2.8433e-06 |  | 7.0969e-05 |  | 8.925e-06 |  | 8.925e-06 |  | 0.043403 |  | 5.2023e-05 |  | 5.7664e-06 |  | 0.00050072 |  | 0.054186 |  | 0.11546
| 2.1342e-05 |  | 0.00057632 |  | 0.00050077 |  | 3.8557e-05 |  | 0.00013787 |  | 0.00015722 |  | 0.0002477 |  | 0.00015175 |  | 6.5489e-07 |  | #REF! |  | 0.00055186 |  | 0.068197 |  | 0.014533 |  | #REF! |  | 0.070825 |  | -0.00041996 |  | 0.00039806 |  | 2.7599e-06 |  | 7.0973e-05 |  | 1.3974e-05 |  | 1.3974e-05 |  | 0.044193 |  | 0.00021648 |  | 5.7664e-06 |  | 0.00050401 |  | 0.054375 |  | 0.11559
| 2.0318e-05 |  | 0.00048215 |  | 0.00050261 |  | 9.0084e-05 |  | 0.00011027 |  | 0.00016966 |  | 0.00024166 |  | 0.00014334 |  | 6.6077e-07 |  | #REF! |  | 0.00055523 |  | 0.068197 |  | 0.014303 |  | #REF! |  | 0.07012 |  | -0.000416 |  | 0.00042553 |  | 2.6691e-06 |  | 9.1443e-05 |  | 6.8056e-06 |  | 6.8056e-06 |  | 0.044693 |  | 0.00025628 |  | 9.0626e-06 |  | 0.00050322 |  | 0.054814 |  | 0.11588
| 2.032e-05 |  | 0.00049173 |  | 0.00047881 |  | 9.0092e-05 |  | 0.00015534 |  | 0.00024229 |  | 0.00023314 |  | 0.0001531 |  | 6.8501e-07 |  | #REF! |  | 0.0005521 |  | 0.068402 |  | 0.014079 |  | #REF! |  | 0.069432 |  | -0.00049473 |  | 0.00049175 |  | 2.6105e-06 |  | 9.1448e-05 |  | -1.4255e-05 |  | -1.4255e-05 |  | 0.044948 |  | 0.00016188 |  | 9.0626e-06 |  | 0.00050325 |  | 0.05496 |  | 0.11617
| 3.1589e-05 |  | 0.00049548 |  | 0.00046723 |  | 4.2516e-05 |  | 0.00023447 |  | 0.00023551 |  | 0.0002393 |  | 0.00019124 |  | 7.0331e-07 |  | #REF! |  | 0.00050357 |  | 0.06925 |  | 0.013864 |  | #REF! |  | 0.068556 |  | -0.00040127 |  | 0.00048232 |  | 2.6502e-06 |  | 0.00010519 |  | -3.942e-06 |  | -3.942e-06 |  | 0.045288 |  | 5.688e-05 |  | 5.7671e-06 |  | 0.00050404 |  | 0.05497 |  | 0.11617
| 3.1589e-05 |  | 0.00055078 |  | 0.00047643 |  | 4.2516e-05 |  | 0.00016659 |  | 0.00022333 |  | 0.00023453 |  | 0.0001815 |  | 6.6807e-07 |  | #REF! |  | 0.00050212 |  | 0.069844 |  | 0.013667 |  | #REF! |  | 0.067649 |  | -7.2712e-05 |  | 0.0004578 |  | 2.6764e-06 |  | 0.0001052 |  | 2.1353e-05 |  | 2.1353e-05 |  | 0.045598 |  | 1.2492e-05 |  | 5.7674e-06 |  | 0.00050081 |  | 0.055081 |  | 0.11604
| 0 |  | 0.00059567 |  | 0.00044272 |  | 0.00011176 |  | 7.0762e-05 |  | 0.00026519 |  | 0.0002373 |  | 0.00015501 |  | 6.1447e-07 |  | #REF! |  | 0.00055438 |  | 0.070653 |  | 0.013507 |  | #REF! |  | 0.066903 |  | 0.00011091 |  | 0.000486 |  | 2.6654e-06 |  | 6.7261e-05 |  | 5.6699e-06 |  | 5.6699e-06 |  | 0.046186 |  | -0.00012426 |  | 5.7671e-06 |  | 0.00049751 |  | 0.054991 |  | 0.1157
| 0 |  | 0.00061936 |  | 0.00044452 |  | 0.00011177 |  | 7.0471e-05 |  | 0.00028713 |  | 0.00024059 |  | 0.00019021 |  | 5.7786e-07 |  | #REF! |  | 0.0005477 |  | 0.071538 |  | 0.013279 |  | #REF! |  | 0.065951 |  | 0.00011465 |  | 0.00052603 |  | 2.6572e-06 |  | 7.2412e-05 |  | 5.0741e-05 |  | 5.0741e-05 |  | 0.046996 |  | 5.6365e-05 |  | 5.7678e-06 |  | 0.00049422 |  | 0.054855 |  | 0.11534
| 8.0983e-05 |  | 0.00064641 |  | 0.00044899 |  | 0.00010494 |  | 0.00013916 |  | 0.0002159 |  | 0.00024689 |  | 0.00016549 |  | 5.9486e-07 |  | #REF! |  | 0.0005145 |  | 0.071875 |  | 0.013011 |  | #REF! |  | 0.064845 |  | 6.6752e-05 |  | 0.00053712 |  | 2.6729e-06 |  | 7.1831e-05 |  | 4.648e-05 |  | 4.648e-05 |  | 0.047246 |  | 0.00021547 |  | 5.7674e-06 |  | 0.00049587 |  | 0.054739 |  | 0.11514
| 8.0976e-05 |  | 0.0006289 |  | 0.00044699 |  | 0.00010493 |  | 0.00020301 |  | 0.00020302 |  | 0.00024752 |  | 0.00016391 |  | 5.9949e-07 |  | #REF! |  | 0.00050123 |  | 0.071874 |  | 0.012871 |  | #REF! |  | 0.063998 |  | -0.00017322 |  | 0.00053226 |  | 2.6397e-06 |  | 6.6686e-05 |  | 2.3055e-05 |  | 2.3055e-05 |  | 0.04724 |  | -1.6643e-05 |  | 5.7678e-06 |  | 0.00049758 |  | 0.054559 |  | 0.11495
| 0.0001249 |  | 0.0006105 |  | 0.00044762 |  | 9.8092e-05 |  | 0.0001977 |  | 0.0002347 |  | 0.0002179 |  | 0.0001604 |  | 5.8712e-07 |  | #REF! |  | 0.00050762 |  | 0.072492 |  | 0.012666 |  | #REF! |  | 0.063311 |  | -0.00019565 |  | 0.00053508 |  | 2.5832e-06 |  | 7.156e-05 |  | -9.1547e-06 |  | -9.1547e-06 |  | 0.047651 |  | -0.00026786 |  | 5.7681e-06 |  | 0.0004959 |  | 0.054616 |  | 0.11504
| 0.0001249 |  | 0.00057471 |  | 0.00044899 |  | 9.8092e-05 |  | 0.00020015 |  | 0.00021335 |  | 0.00022606 |  | 0.00013028 |  | 5.6423e-07 |  | #REF! |  | 0.00050489 |  | 0.072749 |  | 0.012463 |  | #REF! |  | 0.062605 |  | 6.3176e-05 |  | 0.00059625 |  | 2.5962e-06 |  | 7.1564e-05 |  | -7.8057e-06 |  | -7.8057e-06 |  | 0.0483 |  | -0.00013977 |  | 5.7681e-06 |  | 0.00050252 |  | 0.054735 |  | 0.11521
| 4.9529e-06 |  | 0.00062582 |  | 0.00043027 |  | 0.00010666 |  | 0.00013698 |  | 0.00015207 |  | 0.00022474 |  | 0.0001329 |  | 5.5377e-07 |  | #REF! |  | 0.00046733 |  | 0.073573 |  | 0.012331 |  | #REF! |  | 0.061863 |  | -8.3495e-05 |  | 0.00062874 |  | 2.6672e-06 |  | 9.4827e-05 |  | 2.2408e-05 |  | 2.2408e-05 |  | 0.048911 |  | 6.9374e-06 |  | 4.1211e-06 |  | 0.00050667 |  | 0.054834 |  | 0.11534
| 4.9529e-06 |  | 0.00061269 |  | 0.0004134 |  | 0.00010666 |  | 6.3698e-05 |  | 0.0001615 |  | 0.00021238 |  | 0.00014883 |  | 5.6031e-07 |  | #REF! |  | 0.00050495 |  | 0.075181 |  | 0.012082 |  | #REF! |  | 0.060942 |  | -0.00025173 |  | 0.00060227 |  | 2.8183e-06 |  | 9.4833e-05 |  | 9.7751e-06 |  | 9.7751e-06 |  | 0.049276 |  | -5.0512e-05 |  | 4.1211e-06 |  | 0.00050255 |  | 0.054667 |  | 0.11543
| 4.3895e-05 |  | 0.0005311 |  | 0.00043162 |  | 5.8176e-05 |  | 7.5694e-05 |  | 0.00017983 |  | 0.00021782 |  | 0.00011183 |  | 5.7736e-07 |  | #REF! |  | 0.00051676 |  | 0.076653 |  | 0.011797 |  | #REF! |  | 0.059835 |  | -0.00020145 |  | 0.00062914 |  | 2.8855e-06 |  | 8.0699e-05 |  | 1.8623e-05 |  | 1.8623e-05 |  | 0.049704 |  | -0.0001483 |  | 4.1211e-06 |  | 0.00049596 |  | 0.054714 |  | 0.11548
| 4.3899e-05 |  | 0.00057867 |  | 0.00041528 |  | 5.8181e-05 |  | 7.2759e-05 |  | 0.00017535 |  | 0.00021489 |  | 0.00013051 |  | 6.4863e-07 |  | #REF! |  | 0.00047577 |  | 0.077608 |  | 0.011605 |  | #REF! |  | 0.058843 |  | -3.4892e-05 |  | 0.00063655 |  | 2.7297e-06 |  | 8.0703e-05 |  | 4.776e-05 |  | 4.776e-05 |  | 0.050123 |  | -0.00016769 |  | 4.1213e-06 |  | 0.00049269 |  | 0.054821 |  | 0.11556
| 6.5596e-05 |  | 0.00052189 |  | 0.00042461 |  | 0.00014545 |  | 0.00011005 |  | 0.00016284 |  | 0.00022458 |  | 0.00015342 |  | 7.0296e-07 |  | #REF! |  | 0.00046686 |  | 0.078154 |  | 0.01141 |  | #REF! |  | 0.058007 |  | -1.2455e-06 |  | 0.00063021 |  | 2.5118e-06 |  | 5.8988e-05 |  | 6.2119e-05 |  | 6.2119e-05 |  | 0.050544 |  | -0.00023885 |  | 4.1216e-06 |  | 0.00049602 |  | 0.054519 |  | 0.11573
| 6.5596e-05 |  | 0.00053837 |  | 0.00044884 |  | 0.00014545 |  | 0.00010543 |  | 0.00012732 |  | 0.00022227 |  | 0.00013569 |  | 8.0693e-07 |  | #REF! |  | 0.00046822 |  | 0.078954 |  | 0.011226 |  | #REF! |  | 0.057133 |  | 0.00010967 |  | 0.00068219 |  | 2.3922e-06 |  | 5.8991e-05 |  | 2.4707e-05 |  | 2.4707e-05 |  | 0.051619 |  | -0.00020203 |  | 4.1216e-06 |  | 0.00049849 |  | 0.054509 |  | 0.1158
| 7.2447e-05 |  | 0.00064011 |  | 0.00043604 |  | 0.00010268 |  | 8.8975e-05 |  | 0.00017155 |  | 0.00019706 |  | 0.00012103 |  | 8.5729e-07 |  | #REF! |  | 0.00044614 |  | 0.079594 |  | 0.01102 |  | #REF! |  | 0.05624 |  | 0.00018195 |  | 0.00071995 |  | 2.4831e-06 |  | 6.9708e-05 |  | 2.4396e-05 |  | 2.4396e-05 |  | 0.052616 |  | -2.7963e-05 |  | 2.473e-06 |  | 0.00050508 |  | 0.054528 |  | 0.11574
| 7.2447e-05 |  | 0.00064303 |  | 0.00041864 |  | 0.00010268 |  | 0.00013499 |  | 0.00020792 |  | 0.00020622 |  | 0.00011889 |  | 9.1753e-07 |  | #REF! |  | 0.00042504 |  | 0.080707 |  | 0.010836 |  | #REF! |  | 0.055375 |  | -0.0005396 |  | 0.00073511 |  | 2.6009e-06 |  | 6.9712e-05 |  | -1.0157e-05 |  | -1.0157e-05 |  | 0.052808 |  | 7.9359e-05 |  | 2.4731e-06 |  | 0.00051582 |  | 0.054651 |  | 0.11573
| 4.5953e-05 |  | 0.0005631 |  | 0.00043114 |  | 3.2642e-05 |  | 0.00010795 |  | 0.00018756 |  | 0.00022292 |  | 0.00013812 |  | 9.2668e-07 |  | #REF! |  | 0.00046367 |  | 0.081521 |  | 0.01066 |  | #REF! |  | 0.054608 |  | -0.00077004 |  | 0.00076575 |  | 2.6249e-06 |  | 5.6728e-05 |  | -2.6107e-05 |  | -2.6107e-05 |  | 0.05255 |  | 6.9657e-05 |  | 7.4183e-06 |  | 0.00052077 |  | 0.054541 |  | 0.11592
| 4.5957e-05 |  | 0.00056957 |  | 0.00045866 |  | 3.2645e-05 |  | 9.9116e-05 |  | 0.0001738 |  | 0.00022256 |  | 0.00018041 |  | 8.8425e-07 |  | #REF! |  | 0.00048634 |  | 0.082435 |  | 0.010457 |  | #REF! |  | 0.053712 |  | -0.00054708 |  | 0.00083707 |  | 2.5964e-06 |  | 5.6731e-05 |  | 3.7353e-05 |  | 3.7353e-05 |  | 0.053207 |  | 0.00012014 |  | 7.4187e-06 |  | 0.00052492 |  | 0.054389 |  | 0.116
| 2.7505e-05 |  | 0.00061049 |  | 0.00044435 |  | 7.987e-05 |  | 0.00012377 |  | 0.00019985 |  | 0.00021646 |  | 0.00019718 |  | 8.3258e-07 |  | #REF! |  | 0.00048071 |  | 0.083222 |  | 0.010307 |  | #REF! |  | 0.052807 |  | -1.2455e-06 |  | 0.00081002 |  | 2.5485e-06 |  | 5.368e-05 |  | 3.8882e-05 |  | 3.8882e-05 |  | 0.053504 |  | 0.00025108 |  | 8.2442e-07 |  | 0.00052986 |  | 0.054436 |  | 0.11611
| 2.7505e-05 |  | 0.00057186 |  | 0.00043271 |  | 7.987e-05 |  | 0.00011108 |  | 0.00018794 |  | 0.00022314 |  | 0.0001791 |  | 7.8549e-07 |  | #REF! |  | 0.00049422 |  | 0.084307 |  | 0.010133 |  | #REF! |  | 0.052106 |  | 0.00028847 |  | 0.00077586 |  | 2.476e-06 |  | 5.3683e-05 |  | 7.3377e-06 |  | 7.3377e-06 |  | 0.054474 |  | 0.00020699 |  | 8.2447e-07 |  | 0.00053319 |  | 0.054545 |  | 0.11625
| 1.3156e-05 |  | 0.00059611 |  | 0.00042955 |  | 6.6184e-05 |  | 0.00011138 |  | 0.00016757 |  | 0.00022437 |  | 0.00017503 |  | 7.9007e-07 |  | #REF! |  | 0.00049358 |  | 0.085759 |  | 0.01 |  | #REF! |  | 0.051604 |  | 0.00013708 |  | 0.00082325 |  | 2.4446e-06 |  | 7.2849e-05 |  | 2.1754e-05 |  | 2.1754e-05 |  | 0.056331 |  | 3.4479e-05 |  | 4.1223e-06 |  | 0.0005266 |  | 0.054678 |  | 0.11647
| 1.3156e-05 |  | 0.00057138 |  | 0.00041258 |  | 6.6184e-05 |  | 0.00013223 |  | 0.00022528 |  | 0.0002239 |  | 0.00016794 |  | 7.6593e-07 |  | #REF! |  | 0.00044711 |  | 0.086503 |  | 0.0098836 |  | #REF! |  | 0.051001 |  | -8.7231e-06 |  | 0.00084194 |  | 2.5508e-06 |  | 7.2853e-05 |  | 1.0059e-05 |  | 1.0059e-05 |  | 0.056891 |  | -4.1495e-05 |  | 4.1226e-06 |  | 0.00051674 |  | 0.054677 |  | 0.11652
| 1.1106e-05 |  | 0.00062759 |  | 0.00041108 |  | 6.5043e-05 |  | 0.00016947 |  | 0.00022643 |  | 0.00022447 |  | 0.00012511 |  | 7.3722e-07 |  | #REF! |  | 0.00041136 |  | 0.086614 |  | 0.0097174 |  | #REF! |  | 0.05043 |  | -0.00018714 |  | 0.00090935 |  | 2.6967e-06 |  | 8.0657e-05 |  | 7.9624e-06 |  | 7.9624e-06 |  | 0.057122 |  | 6.5906e-06 |  | 2.4736e-06 |  | 0.00051592 |  | 0.054825 |  | 0.1166
| 1.1107e-05 |  | 0.00073266 |  | 0.00042118 |  | 6.5048e-05 |  | 0.00014942 |  | 0.00015709 |  | 0.00021806 |  | 0.00012236 |  | 7.902e-07 |  | #REF! |  | 0.00046109 |  | 0.087192 |  | 0.0096033 |  | #REF! |  | 0.049848 |  | -6.1063e-05 |  | 0.00097036 |  | 2.8006e-06 |  | 8.0662e-05 |  | 4.7439e-05 |  | 4.7439e-05 |  | 0.057256 |  | 0.00012288 |  | 2.4737e-06 |  | 0.00051839 |  | 0.054951 |  | 0.11666
| 0 |  | 0.00072161 |  | 0.00043994 |  | 4.1556e-05 |  | 0.00013076 |  | 0.0001922 |  | 0.0002175 |  | 0.0001855 |  | 8.7197e-07 |  | #REF! |  | 0.00048121 |  | 0.088854 |  | 0.0095056 |  | #REF! |  | 0.049256 |  | 0.0001483 |  | 0.00098413 |  | 2.7514e-06 |  | 9.2564e-05 |  | 3.1913e-05 |  | 3.1913e-05 |  | 0.057701 |  | 5.713e-05 |  | 5.7709e-06 |  | 0.00052089 |  | 0.054762 |  | 0.11676
| 0 |  | 0.00070387 |  | 0.00044567 |  | 4.1556e-05 |  | 0.0001287 |  | 0.00019421 |  | 0.00021973 |  | 0.00018903 |  | 9.714e-07 |  | #REF! |  | 0.00047598 |  | 0.090732 |  | 0.0093424 |  | #REF! |  | 0.04861 |  | -1.6193e-05 |  | 0.0010004 |  | 2.7014e-06 |  | 9.7677e-05 |  | 3.6425e-05 |  | 3.6425e-05 |  | 0.058302 |  | -0.00018511 |  | 5.7709e-06 |  | 0.00051928 |  | 0.054597 |  | 0.11686
| 3.469e-05 |  | 0.00070165 |  | 0.00044172 |  | 7.2473e-05 |  | 0.00012262 |  | 0.00014552 |  | 0.00022879 |  | 0.00016772 |  | 9.898e-07 |  | #REF! |  | 0.00044978 |  | 0.092437 |  | 0.0091735 |  | #REF! |  | 0.047959 |  | -0.00019071 |  | 0.0010338 |  | 2.7003e-06 |  | 8.6115e-05 |  | 2.3755e-05 |  | 2.3755e-05 |  | 0.058959 |  | -0.00019867 |  | 4.1231e-06 |  | 0.00052093 |  | 0.054709 |  | 0.11702
| 3.469e-05 |  | 0.00062751 |  | 0.000383 |  | 7.2473e-05 |  | 0.00017636 |  | 0.00017692 |  | 0.00022281 |  | 0.0002185 |  | 9.8522e-07 |  | #REF! |  | 0.00039814 |  | 0.093082 |  | 0.0090498 |  | #REF! |  | 0.047303 |  | -0.00016574 |  | 0.0010739 |  | 2.6558e-06 |  | 8.1011e-05 |  | 1.0978e-06 |  | 1.0978e-06 |  | 0.059775 |  | -2.009e-08 |  | 4.1233e-06 |  | 0.00052917 |  | 0.054913 |  | 0.11718
| 3.5718e-05 |  | 0.00059059 |  | 0.00036391 |  | 7.9898e-05 |  | 0.00017381 |  | 0.00020412 |  | 0.0002148 |  | 0.00021496 |  | 9.624e-07 |  | #REF! |  | 0.00041682 |  | 0.093741 |  | 0.0089232 |  | #REF! |  | 0.046567 |  | -0.000162 |  | 0.0011163 |  | 2.6096e-06 |  | 6.6102e-05 |  | 3.5252e-05 |  | 3.5252e-05 |  | 0.060632 |  | 0.00013145 |  | 5.7716e-06 |  | 0.00053827 |  | 0.054843 |  | 0.11741
| 3.5715e-05 |  | 0.00059763 |  | 0.00040294 |  | 7.9891e-05 |  | 9.1729e-05 |  | 0.00019742 |  | 0.00020938 |  | 0.00016489 |  | 9.0025e-07 |  | #REF! |  | 0.00044368 |  | 0.095212 |  | 0.0087121 |  | #REF! |  | 0.045789 |  | -0.00015139 |  | 0.0011526 |  | 2.5781e-06 |  | 6.6105e-05 |  | 4.1232e-05 |  | 4.1232e-05 |  | 0.061179 |  | -7.8961e-06 |  | 5.7716e-06 |  | 0.00054321 |  | 0.054579 |  | 0.11748
| 8.39e-05 |  | 0.00053844 |  | 0.00041457 |  | 9.4744e-05 |  | 9.8048e-05 |  | 0.00020762 |  | 0.00020268 |  | 0.00014935 |  | 8.6099e-07 |  | #REF! |  | 0.00044851 |  | 0.096251 |  | 0.0085197 |  | #REF! |  | 0.045107 |  | -0.00012088 |  | 0.0012289 |  | 2.5979e-06 |  | 6.8182e-05 |  | 4.6853e-05 |  | 4.6853e-05 |  | 0.061775 |  | -0.00021058 |  | 2.4742e-06 |  | 0.00054242 |  | 0.054678 |  | 0.11761
| 8.3893e-05 |  | 0.00051415 |  | 0.00043145 |  | 9.4736e-05 |  | 0.00010222 |  | 0.00021904 |  | 0.00022176 |  | 0.00015703 |  | 9.4417e-07 |  | #REF! |  | 0.00043199 |  | 0.09707 |  | 0.0084243 |  | #REF! |  | 0.044373 |  | -0.00013583 |  | 0.0012486 |  | 2.6283e-06 |  | 6.8765e-05 |  | 2.6878e-05 |  | 2.6878e-05 |  | 0.062567 |  | -0.00028314 |  | 2.4742e-06 |  | 0.00054077 |  | 0.054679 |  | 0.1178
| 9.6457e-05 |  | 0.00055235 |  | 0.0004355 |  | 5.2453e-05 |  | 4.426e-05 |  | 0.00021338 |  | 0.00022873 |  | 0.00019533 |  | 1.0659e-06 |  | #REF! |  | 0.00039146 |  | 0.098989 |  | 0.008306 |  | #REF! |  | 0.043654 |  | 0.0001347 |  | 0.001257 |  | 2.6406e-06 |  | 9.9758e-05 |  | 3.1365e-06 |  | 3.1365e-06 |  | 0.062809 |  | -0.0002573 |  | 5.7723e-06 |  | 0.00054328 |  | 0.054709 |  | 0.11795
| 9.6457e-05 |  | 0.00062065 |  | 0.00042444 |  | 5.2453e-05 |  | 6.6279e-05 |  | 0.00017225 |  | 0.00020589 |  | 0.00016983 |  | 1.1699e-06 |  | #REF! |  | 0.00037506 |  | 0.10016 |  | 0.0081515 |  | #REF! |  | 0.04302 |  | 0.00046234 |  | 0.0013148 |  | 2.7377e-06 |  | 0.00010854 |  | 3.2194e-05 |  | 3.2194e-05 |  | 0.062865 |  | -0.00010726 |  | 5.7723e-06 |  | 0.00054493 |  | 0.054765 |  | 0.11808
| 4.8032e-05 |  | 0.00062132 |  | 0.00042272 |  | 7.0208e-05 |  | 0.00011635 |  | 0.00012915 |  | 0.00019541 |  | 0.00013081 |  | 1.1523e-06 |  | #REF! |  | 0.00039062 |  | 0.10024 |  | 0.0080528 |  | #REF! |  | 0.042435 |  | 0.00052216 |  | 0.0013324 |  | 2.8255e-06 |  | 0.0001049 |  | 1.3669e-05 |  | 1.3669e-05 |  | 0.063578 |  | 0.00010461 |  | 4.1241e-06 |  | 0.00053837 |  | 0.054537 |  | 0.1182
| 4.8032e-05 |  | 0.00062302 |  | 0.00042816 |  | 7.0208e-05 |  | 0.00010214 |  | 0.0001543 |  | 0.00020078 |  | 0.00013401 |  | 1.1479e-06 |  | #REF! |  | 0.0003859 |  | 0.10027 |  | 0.0078987 |  | #REF! |  | 0.04187 |  | 0.00043243 |  | 0.0013697 |  | 2.7512e-06 |  | 9.5546e-05 |  | -2.6205e-06 |  | -2.6205e-06 |  | 0.064396 |  | 7.6884e-05 |  | 4.1241e-06 |  | 0.00053589 |  | 0.054588 |  | 0.1183
| 3.1622e-05 |  | 0.00057674 |  | 0.00041965 |  | 6.3359e-05 |  | 0.00010503 |  | 0.00019174 |  | 0.00019685 |  | 0.0001428 |  | 1.1608e-06 |  | #REF! |  | 0.00041019 |  | 0.10044 |  | 0.0076938 |  | #REF! |  | 0.041221 |  | -2.6223e-05 |  | 0.0014098 |  | 2.597e-06 |  | 0.00010106 |  | 1.8263e-05 |  | 1.8263e-05 |  | 0.065364 |  | -1.4368e-05 |  | 4.1243e-06 |  | 0.00054166 |  | 0.054763 |  | 0.1184
| 3.1622e-05 |  | 0.00062622 |  | 0.00040102 |  | 6.3359e-05 |  | 0.00012942 |  | 0.00022753 |  | 0.00019366 |  | 0.00014032 |  | 1.1688e-06 |  | #REF! |  | 0.00039121 |  | 0.10151 |  | 0.0075733 |  | #REF! |  | 0.040503 |  | -1.2461e-05 |  | 0.0014391 |  | 2.5042e-06 |  | 0.00011836 |  | 2.1347e-05 |  | 2.1347e-05 |  | 0.066406 |  | -3.8904e-05 |  | 4.1243e-06 |  | 0.00054582 |  | 0.054251 |  | 0.11843
| 8.5057e-05 |  | 0.00074392 |  | 0.00040398 |  | 6.6219e-05 |  | 0.00014854 |  | 0.00025928 |  | 0.00020527 |  | 0.00013575 |  | 1.1642e-06 |  | #REF! |  | 0.00035416 |  | 0.10257 |  | 0.0074798 |  | #REF! |  | 0.039859 |  | 0.00022681 |  | 0.0014683 |  | 2.5644e-06 |  | 0.00013607 |  | 1.4113e-05 |  | 1.4113e-05 |  | 0.066763 |  | 0.00012034 |  | 4.1246e-06 |  | 0.00054503 |  | 0.054267 |  | 0.11837
| 8.5064e-05 |  | 0.00068793 |  | 0.00039899 |  | 6.6224e-05 |  | 0.0001618 |  | 0.00021637 |  | 0.00021272 |  | 0.00012159 |  | 1.1244e-06 |  | #REF! |  | 0.00039508 |  | 0.10305 |  | 0.0073664 |  | #REF! |  | 0.039304 |  | 3.8144e-05 |  | 0.0015477 |  | 2.5715e-06 |  | 0.00015925 |  | -3.5134e-05 |  | -3.5134e-05 |  | 0.067236 |  | 0.00012136 |  | 4.1246e-06 |  | 0.00054173 |  | 0.05473 |  | 0.11843
| 5.6241e-05 |  | 0.00058189 |  | 0.00039429 |  | 5.4442e-05 |  | 0.00017599 |  | 0.00016312 |  | 0.00020943 |  | 0.00017018 |  | 1.0884e-06 |  | #REF! |  | 0.00039988 |  | 0.1037 |  | 0.007294 |  | #REF! |  | 0.038856 |  | -0.00031903 |  | 0.0015797 |  | 2.5112e-06 |  | 0.00012477 |  | -1.0027e-05 |  | -1.0027e-05 |  | 0.06751 |  | -0.0001593 |  | 4.1246e-06 |  | 0.00054008 |  | 0.054768 |  | 0.1185
| 5.6246e-05 |  | 0.00065568 |  | 0.00039614 |  | 5.4447e-05 |  | 0.00018209 |  | 0.00019478 |  | 0.00019422 |  | 0.0001966 |  | 1.0505e-06 |  | #REF! |  | 0.00036768 |  | 0.10387 |  | 0.0072043 |  | #REF! |  | 0.038333 |  | -0.00040502 |  | 0.0015922 |  | 2.5381e-06 |  | 8.4295e-05 |  | 4.904e-05 |  | 4.904e-05 |  | 0.068232 |  | -0.00022677 |  | 4.1248e-06 |  | 0.00053599 |  | 0.054834 |  | 0.11854
| 2.8553e-05 |  | 0.00070446 |  | 0.0003852 |  | 8.7926e-05 |  | 0.0001386 |  | 0.00020159 |  | 0.00018562 |  | 0.00014663 |  | 1.0485e-06 |  | #REF! |  | 0.00032713 |  | 0.10361 |  | 0.0070371 |  | #REF! |  | 0.037716 |  | -0.00023304 |  | 0.0016917 |  | 2.6105e-06 |  | 9.4205e-05 |  | 2.1342e-05 |  | 2.1342e-05 |  | 0.06924 |  | -9.9385e-06 |  | 5.7741e-06 |  | 0.00052609 |  | 0.054661 |  | 0.11852
| 2.8551e-05 |  | 0.0006393 |  | 0.00039598 |  | 8.7919e-05 |  | 0.00011929 |  | 0.00017456 |  | 0.00019566 |  | 0.0001394 |  | 1.082e-06 |  | #REF! |  | 0.00037412 |  | 0.1038 |  | 0.0069337 |  | #REF! |  | 0.037166 |  | -0.00014066 |  | 0.0017594 |  | 2.7067e-06 |  | 0.00012358 |  | 4.2724e-05 |  | 4.2724e-05 |  | 0.070163 |  | 0.00010031 |  | 5.7737e-06 |  | 0.00052778 |  | 0.05448 |  | 0.11853
| 0 |  | 0.00073032 |  | 0.00038273 |  | 7.822e-05 |  | 6.3446e-05 |  | 0.00021537 |  | 0.00020123 |  | 0.00014401 |  | 1.1173e-06 |  | #REF! |  | 0.00039782 |  | 0.10415 |  | 0.0068964 |  | #REF! |  | 0.036679 |  | 9.9702e-06 |  | 0.0018059 |  | 2.7304e-06 |  | 0.00015398 |  | 5.5195e-05 |  | 5.5195e-05 |  | 0.071142 |  | 5.0663e-05 |  | 5.7744e-06 |  | 0.0005385 |  | 0.054434 |  | 0.11851
| 0 |  | 0.00071231 |  | 0.0003771 |  | 7.8227e-05 |  | 7.5466e-05 |  | 0.00017094 |  | 0.00019524 |  | 0.00017216 |  | 1.1521e-06 |  | #REF! |  | 0.00036141 |  | 0.10452 |  | 0.0067889 |  | #REF! |  | 0.036249 |  | 0.00023055 |  | 0.0018479 |  | 2.7546e-06 |  | 0.0001469 |  | 2.7353e-05 |  | 2.7353e-05 |  | 0.071294 |  | -2.5552e-05 |  | 5.7744e-06 |  | 0.00055502 |  | 0.054528 |  | 0.11844
| 6.2239e-05 |  | 0.00057267 |  | 0.00038669 |  | 9.5928e-05 |  | 0.00012117 |  | 0.00013353 |  | 0.00019319 |  | 0.00014736 |  | 1.1508e-06 |  | #REF! |  | 0.0003624 |  | 0.10417 |  | 0.0065993 |  | #REF! |  | 0.03575 |  | 0.00015258 |  | 0.0018745 |  | 2.7601e-06 |  | 0.00012192 |  | -1.7995e-05 |  | -1.7995e-05 |  | 0.071736 |  | -0.00015995 |  | 5.7744e-06 |  | 0.00056574 |  | 0.054641 |  | 0.11833
| 6.2239e-05 |  | 0.00059945 |  | 0.0003717 |  | 9.5928e-05 |  | 9.8804e-05 |  | 0.00016828 |  | 0.00019269 |  | 0.00012303 |  | 1.2307e-06 |  | #REF! |  | 0.00033544 |  | 0.10363 |  | 0.0064595 |  | #REF! |  | 0.035231 |  | -0.00015079 |  | 0.0019614 |  | 2.685e-06 |  | 0.00013584 |  | -1.6155e-05 |  | -1.6155e-05 |  | 0.072588 |  | -2.4531e-06 |  | 5.7748e-06 |  | 0.00056739 |  | 0.05476 |  | 0.11825
| 2.9582e-05 |  | 0.00064695 |  | 0.00038385 |  | 5.9384e-05 |  | 6.4928e-05 |  | 0.00017961 |  | 0.00019759 |  | 0.00011974 |  | 1.3126e-06 |  | #REF! |  | 0.00034706 |  | 0.10363 |  | 0.0064047 |  | #REF! |  | 0.034747 |  | -0.00010593 |  | 0.0020463 |  | 2.6036e-06 |  | 0.0001386 |  | 2.0699e-05 |  | 2.0699e-05 |  | 0.073705 |  | 0.00013869 |  | 2.4754e-06 |  | 0.00056908 |  | 0.054766 |  | 0.11826
| 2.9584e-05 |  | 0.00064792 |  | 0.00040749 |  | 5.9389e-05 |  | 4.7594e-05 |  | 0.00018947 |  | 0.00020566 |  | 0.00010022 |  | 1.3702e-06 |  | #REF! |  | 0.00037085 |  | 0.10465 |  | 0.0062789 |  | #REF! |  | 0.034247 |  | -0.00013584 |  | 0.0021068 |  | 2.5612e-06 |  | 0.00012244 |  | 1.9129e-05 |  | 1.9129e-05 |  | 0.074629 |  | -2.5782e-05 |  | 2.4755e-06 |  | 0.00057241 |  | 0.054712 |  | 0.11815
| 7.4808e-05 |  | 0.00071005 |  | 0.0004003 |  | 3.7628e-05 |  | 0.00011969 |  | 0.00019968 |  | 0.00019383 |  | 0.00012265 |  | 1.3461e-06 |  | #REF! |  | 0.00034025 |  | 0.10544 |  | 0.0061531 |  | #REF! |  | 0.033634 |  | -1.5502e-05 |  | 0.0021614 |  | 2.6059e-06 |  | 0.00012672 |  | 1.6955e-05 |  | 1.6955e-05 |  | 0.075176 |  | -0.00017356 |  | 5.7751e-06 |  | 0.00057076 |  | 0.054546 |  | 0.11802
| 7.4814e-05 |  | 0.00068778 |  | 0.00037765 |  | 3.7631e-05 |  | 0.00016614 |  | 0.00023434 |  | 0.00018186 |  | 0.00015968 |  | 1.3487e-06 |  | #REF! |  | 0.0003556 |  | 0.10569 |  | 0.0060918 |  | #REF! |  | 0.033071 |  | 0.00013708 |  | 0.0022155 |  | 2.7031e-06 |  | 0.00010669 |  | 4.653e-06 |  | 4.653e-06 |  | 0.07599 |  | -0.00015519 |  | 5.7751e-06 |  | 0.00056169 |  | 0.054452 |  | 0.11805
| 1.4195e-05 |  | 0.00060357 |  | 0.00037029 |  | 0.00014163 |  | 0.00012932 |  | 0.00024117 |  | 0.00019438 |  | 0.00016813 |  | 1.375e-06 |  | #REF! |  | 0.00035201 |  | 0.10606 |  | 0.0059713 |  | #REF! |  | 0.032538 |  | -0.00010593 |  | 0.0023102 |  | 2.7608e-06 |  | 0.00011004 |  | 5.1099e-06 |  | 5.1099e-06 |  | 0.076912 |  | 4.6675e-05 |  | 4.1261e-06 |  | 0.00055925 |  | 0.054709 |  | 0.11809
| 1.4195e-05 |  | 0.00062248 |  | 0.00037861 |  | 0.00014163 |  | 9.7045e-05 |  | 0.00017144 |  | 0.00018558 |  | 0.00016047 |  | 1.392e-06 |  | #REF! |  | 0.00033318 |  | 0.10579 |  | 0.0058567 |  | #REF! |  | 0.031996 |  | -0.00011562 |  | 0.0023956 |  | 2.8293e-06 |  | 0.00014499 |  | 3.6911e-05 |  | 3.6911e-05 |  | 0.077716 |  | 3.0088e-05 |  | 4.1263e-06 |  | 0.00056997 |  | 0.054933 |  | 0.11805
| 0 |  | 0.0006386 |  | 0.00037952 |  | 0.00010281 |  | 6.491e-05 |  | 0.00014423 |  | 0.0001784 |  | 0.00018358 |  | 1.3828e-06 |  | #REF! |  | 0.00035573 |  | 0.10553 |  | 0.0057977 |  | #REF! |  | 0.031517 |  | -7.9755e-05 |  | 0.0024248 |  | 2.8464e-06 |  | 0.00015105 |  | -2.0956e-05 |  | -2.0956e-05 |  | 0.078264 |  | -9.3521e-05 |  | 5.7758e-06 |  | 0.00058073 |  | 0.054776 |  | 0.11794
| 0 |  | 0.00064014 |  | 0.00035672 |  | 0.00010281 |  | 7.8265e-05 |  | 0.00016854 |  | 0.00018401 |  | 0.00018692 |  | 1.2702e-06 |  | #REF! |  | 0.00033121 |  | 0.10537 |  | 0.0056503 |  | #REF! |  | 0.030989 |  | -0.00023677 |  | 0.0024695 |  | 2.8306e-06 |  | 0.00014361 |  | -4.0594e-05 |  | -4.0594e-05 |  | 0.079024 |  | -8.5594e-05 |  | 5.7758e-06 |  | 0.00057908 |  | 0.054574 |  | 0.11787
| 3.6773e-05 |  | 0.00065326 |  | 0.00036405 |  | 5.94e-05 |  | 0.00011531 |  | 0.00016628 |  | 0.00017277 |  | 0.00015965 |  | 1.1675e-06 |  | #REF! |  | 0.00033139 |  | 0.10546 |  | 0.0055525 |  | #REF! |  | 0.030527 |  | -0.00026294 |  | 0.0025571 |  | 2.7973e-06 |  | 0.00014141 |  | 3.2908e-05 |  | 3.2908e-05 |  | 0.079684 |  | -3.6451e-05 |  | 2.476e-06 |  | 0.00057087 |  | 0.054599 |  | 0.11779
| 3.6776e-05 |  | 0.00069704 |  | 0.00038973 |  | 5.9405e-05 |  | 0.0001065 |  | 0.00021209 |  | 0.00016788 |  | 0.00012277 |  | 1.1342e-06 |  | #REF! |  | 0.00033382 |  | 0.10612 |  | 0.0054825 |  | #REF! |  | 0.030107 |  | -0.00025867 |  | 0.0026191 |  | 2.8051e-06 |  | 0.00016607 |  | 4.1377e-05 |  | 4.1377e-05 |  | 0.079993 |  | 2.8404e-05 |  | 2.476e-06 |  | 0.00057252 |  | 0.054478 |  | 0.11762
| 7.8826e-05 |  | 0.00065714 |  | 0.0003924 |  | 6.4546e-05 |  | 6.7e-05 |  | 0.00023931 |  | 0.00018017 |  | 0.00011833 |  | 1.2042e-06 |  | #REF! |  | 0.00032644 |  | 0.10639 |  | 0.0053874 |  | #REF! |  | 0.029593 |  | -0.00026669 |  | 0.0027163 |  | 2.8446e-06 |  | 0.00013266 |  | 1.5462e-05 |  | 1.5462e-05 |  | 0.080539 |  | 2.7414e-05 |  | 5.7765e-06 |  | 0.0005841 |  | 0.054112 |  | 0.11734
| 7.8826e-05 |  | 0.00062879 |  | 0.00037912 |  | 6.4546e-05 |  | 8.3733e-05 |  | 0.00018441 |  | 0.00018586 |  | 0.00013304 |  | 1.256e-06 |  | #REF! |  | 0.00034806 |  | 0.10637 |  | 0.0053108 |  | #REF! |  | 0.029025 |  | -0.00026295 |  | 0.0027817 |  | 2.9277e-06 |  | 0.00010241 |  | 2.3128e-05 |  | 2.3128e-05 |  | 0.081909 |  | 1.8218e-05 |  | 5.7769e-06 |  | 0.00059235 |  | 0.053679 |  | 0.11704
| 3.7806e-05 |  | 0.00064596 |  | 0.0003659 |  | 0.00011082 |  | 0.00014193 |  | 0.00014358 |  | 0.0001723 |  | 0.00016073 |  | 1.2378e-06 |  | #REF! |  | 0.00033956 |  | 0.10572 |  | 0.0051866 |  | #REF! |  | 0.028495 |  | -0.00021809 |  | 0.0028515 |  | 2.9745e-06 |  | 0.0001734 |  | 1.7119e-06 |  | 1.7119e-06 |  | 0.083007 |  | -6.5098e-05 |  | 7.4273e-06 |  | 0.00059317 |  | 0.05325 |  | 0.11683
| 3.7806e-05 |  | 0.00058688 |  | 0.00038655 |  | 0.00011082 |  | 0.0001091 |  | 0.00011371 |  | 0.0001799 |  | 0.00020486 |  | 1.285e-06 |  | #REF! |  | 0.00033431 |  | 0.10507 |  | 0.0051463 |  | #REF! |  | 0.028022 |  | -0.00012993 |  | 0.0029386 |  | 2.9313e-06 |  | 0.00016971 |  | 1.7088e-06 |  | 1.7088e-06 |  | 0.083796 |  | -2.1505e-06 |  | 7.4277e-06 |  | 0.00058744 |  | 0.053034 |  | 0.11671
| 7.6554e-05 |  | 0.00057225 |  | 0.00041032 |  | 6.5128e-05 |  | 8.9677e-05 |  | 0.00017952 |  | 0.00017886 |  | 0.00022092 |  | 1.3498e-06 |  | #REF! |  | 0.00035943 |  | 0.10544 |  | 0.0050775 |  | #REF! |  | 0.027588 |  | -0.00015079 |  | 0.0030045 |  | 2.8437e-06 |  | 0.00018319 |  | 3.3567e-05 |  | 3.3567e-05 |  | 0.084861 |  | 9.7155e-05 |  | 5.7772e-06 |  | 0.00058579 |  | 0.053079 |  | 0.11651
| 7.6554e-05 |  | 0.00049253 |  | 0.00039957 |  | 6.5128e-05 |  | 9.4596e-05 |  | 0.00021799 |  | 0.00016592 |  | 0.00019502 |  | 1.3577e-06 |  | #REF! |  | 0.00034333 |  | 0.10604 |  | 0.0049581 |  | #REF! |  | 0.027118 |  | -0.00024799 |  | 0.003073 |  | 2.7341e-06 |  | 0.00022979 |  | 7.913e-06 |  | 7.913e-06 |  | 0.085627 |  | -1.6616e-05 |  | 5.7772e-06 |  | 0.0005916 |  | 0.052948 |  | 0.11653
| 4.7047e-05 |  | 0.00052965 |  | 0.00038377 |  | 7.9411e-05 |  | 0.00015786 |  | 0.00015559 |  | 0.00017631 |  | 0.0001593 |  | 1.3008e-06 |  | #REF! |  | 0.00032852 |  | 0.10601 |  | 0.0048646 |  | #REF! |  | 0.026681 |  | -0.000405 |  | 0.003158 |  | 2.7104e-06 |  | 0.00021819 |  | 1.0372e-05 |  | 1.0372e-05 |  | 0.086526 |  | -0.00012303 |  | 2.4766e-06 |  | 0.00060153 |  | 0.052952 |  | 0.11661
| 4.7052e-05 |  | 0.00071335 |  | 0.00038962 |  | 7.9418e-05 |  | 0.00016125 |  | 0.00015107 |  | 0.0001866 |  | 0.00012741 |  | 1.2885e-06 |  | #REF! |  | 0.00033357 |  | 0.10556 |  | 0.0047457 |  | #REF! |  | 0.026306 |  | -0.0002229 |  | 0.0033019 |  | 2.6305e-06 |  | 0.00020825 |  | 2.8534e-06 |  | 2.8534e-06 |  | 0.087503 |  | -0.00013921 |  | 2.4766e-06 |  | 0.0006081 |  | 0.052972 |  | 0.11676
| 4.2945e-05 |  | 0.00067834 |  | 0.00038384 |  | 2.774e-05 |  | 6.1978e-05 |  | 0.00016925 |  | 0.00018165 |  | 0.00015854 |  | 1.3329e-06 |  | #REF! |  | 0.0003341 |  | 0.10604 |  | 0.0046748 |  | #REF! |  | 0.025842 |  | -4.9851e-06 |  | 0.0033909 |  | 2.568e-06 |  | 0.0001607 |  | -8.5581e-05 |  | -8.5581e-05 |  | 0.088022 |  | -0.00010121 |  | 4.1276e-06 |  | 0.00060483 |  | 0.053021 |  | 0.11688
| 4.2945e-05 |  | 0.00056611 |  | 0.00037081 |  | 2.774e-05 |  | 5.7519e-05 |  | 0.00016146 |  | 0.00015772 |  | 0.00016297 |  | 1.4306e-06 |  | #REF! |  | 0.00034005 |  | 0.10691 |  | 0.0046614 |  | #REF! |  | 0.025439 |  | 0.00011465 |  | 0.0034641 |  | 2.5572e-06 |  | 0.00014686 |  | -7.943e-05 |  | -7.943e-05 |  | 0.089189 |  | 5.2261e-05 |  | 4.1278e-06 |  | 0.00059579 |  | 0.053301 |  | 0.117
| 8.9138e-05 |  | 0.0006033 |  | 0.00037214 |  | 6.2283e-05 |  | 7.8496e-05 |  | 0.0001365 |  | 0.00016554 |  | 0.00012388 |  | 1.4838e-06 |  | #REF! |  | 0.00032589 |  | 0.10628 |  | 0.0045463 |  | #REF! |  | 0.024997 |  | 3.9878e-05 |  | 0.0035929 |  | 2.6184e-06 |  | 0.0001785 |  | -3.2642e-06 |  | -3.2642e-06 |  | 0.090154 |  | -4.0483e-05 |  | 5.7783e-06 |  | 0.00059249 |  | 0.053254 |  | 0.11687
| 8.9138e-05 |  | 0.00065221 |  | 0.00038665 |  | 6.2283e-05 |  | 5.0238e-05 |  | 0.00014476 |  | 0.00019569 |  | 0.00013133 |  | 1.5374e-06 |  | #REF! |  | 0.00028106 |  | 0.1052 |  | 0.0044109 |  | #REF! |  | 0.024569 |  | -0.00021575 |  | 0.0036711 |  | 2.712e-06 |  | 0.0001639 |  | -3.264e-05 |  | -3.264e-05 |  | 0.090692 |  | -0.00014488 |  | 5.7783e-06 |  | 0.00059583 |  | 0.053183 |  | 0.11656
| 3.3709e-05 |  | 0.00075861 |  | 0.00040364 |  | 7.8282e-05 |  | 4.1638e-05 |  | 0.00018108 |  | 0.00018284 |  | 0.00015949 |  | 1.5408e-06 |  | #REF! |  | 0.00028605 |  | 0.10564 |  | 0.0043902 |  | #REF! |  | 0.024163 |  | -0.00015453 |  | 0.0037416 |  | 2.7403e-06 |  | 0.00019595 |  | -2.3125e-05 |  | -2.3125e-05 |  | 0.091509 |  | -2.3257e-05 |  | 4.1281e-06 |  | 0.00060738 |  | 0.0531 |  | 0.11605
| 3.3712e-05 |  | 0.00076179 |  | 0.00037777 |  | 7.8289e-05 |  | 7.7468e-05 |  | 0.00021221 |  | 0.00016901 |  | 0.00016496 |  | 1.5481e-06 |  | #REF! |  | 0.00031642 |  | 0.10584 |  | 0.0043012 |  | #REF! |  | 0.0237 |  | 7.7263e-05 |  | 0.0038156 |  | 2.7899e-06 |  | 0.00023465 |  | -2.1389e-06 |  | -2.1389e-06 |  | 0.092364 |  | -5.5932e-05 |  | 4.1283e-06 |  | 0.00061399 |  | 0.052645 |  | 0.11552
| 6.3431e-05 |  | 0.00069997 |  | 0.00038373 |  | 6.7431e-05 |  | 7.1539e-05 |  | 0.00025649 |  | 0.00017385 |  | 0.00017923 |  | 1.5514e-06 |  | #REF! |  | 0.00034133 |  | 0.10589 |  | 0.0042633 |  | #REF! |  | 0.023319 |  | -0.00018714 |  | 0.0039339 |  | 2.8077e-06 |  | 0.00022853 |  | 2.875e-05 |  | 2.875e-05 |  | 0.093307 |  | -7.8946e-05 |  | 4.1283e-06 |  | 0.0006165 |  | 0.052156 |  | 0.11533
| 6.3436e-05 |  | 0.00077724 |  | 0.00039227 |  | 6.7437e-05 |  | 7.0324e-05 |  | 0.00022088 |  | 0.00017913 |  | 0.00015613 |  | 1.594e-06 |  | #REF! |  | 0.00032646 |  | 0.10658 |  | 0.0041395 |  | #REF! |  | 0.022988 |  | -0.00024425 |  | 0.0040944 |  | 2.7974e-06 |  | 0.00024187 |  | 5.388e-05 |  | 5.388e-05 |  | 0.09454 |  | -2.8309e-05 |  | 4.1286e-06 |  | 0.00061815 |  | 0.052173 |  | 0.11544
| 2.9608e-05 |  | 0.0007483 |  | 0.00037711 |  | 8.1153e-05 |  | 8.2595e-05 |  | 0.00021521 |  | 0.0001787 |  | 0.00011075 |  | 1.6333e-06 |  | #REF! |  | 0.00030663 |  | 0.1072 |  | 0.0040307 |  | #REF! |  | 0.022748 |  | -4.9848e-05 |  | 0.0042032 |  | 2.7515e-06 |  | 0.00025575 |  | 4.411e-05 |  | 4.411e-05 |  | 0.095817 |  | -0.00017487 |  | 5.779e-06 |  | 0.00062066 |  | 0.052404 |  | 0.11575
| 2.9608e-05 |  | 0.00061556 |  | 0.00039033 |  | 8.1153e-05 |  | 9.9185e-05 |  | 0.00024905 |  | 0.00017045 |  | 0.0001575 |  | 1.6229e-06 |  | #REF! |  | 0.00034207 |  | 0.10707 |  | 0.0040767 |  | #REF! |  | 0.022507 |  | 6.6047e-05 |  | 0.004329 |  | 2.723e-06 |  | 0.00023622 |  | 3.9092e-05 |  | 3.9092e-05 |  | 0.096743 |  | -0.00023391 |  | 5.779e-06 |  | 0.00062727 |  | 0.052459 |  | 0.11599
| 7.0872e-05 |  | 0.00064178 |  | 0.00038602 |  | 4.8563e-05 |  | 9.4477e-05 |  | 0.00017299 |  | 0.00017553 |  | 0.00018159 |  | 1.5713e-06 |  | #REF! |  | 0.00033096 |  | 0.10645 |  | 0.0040262 |  | #REF! |  | 0.022168 |  | 0.0001483 |  | 0.004442 |  | 2.741e-06 |  | 0.00023655 |  | 3.8386e-05 |  | 3.8386e-05 |  | 0.097774 |  | -1.6922e-05 |  | 4.1288e-06 |  | 0.00063473 |  | 0.052474 |  | 0.11615
| 7.0872e-05 |  | 0.00073626 |  | 0.00037725 |  | 4.8563e-05 |  | 6.0115e-05 |  | 0.00015813 |  | 0.00017331 |  | 0.00013484 |  | 1.4978e-06 |  | #REF! |  | 0.00031433 |  | 0.10649 |  | 0.0039326 |  | #REF! |  | 0.021819 |  | 2.3842e-06 |  | 0.0045999 |  | 2.7373e-06 |  | 0.0002672 |  | 7.0909e-05 |  | 7.0909e-05 |  | 0.099152 |  | 7.9012e-05 |  | 4.1291e-06 |  | 0.00063968 |  | 0.052359 |  | 0.11608
| 5.631e-05 |  | 0.00079082 |  | 0.00037438 |  | 0.00012174 |  | 9.4828e-05 |  | 0.00016496 |  | 0.00014724 |  | 0.00010281 |  | 1.4763e-06 |  | #REF! |  | 0.00031829 |  | 0.10644 |  | 0.0038392 |  | #REF! |  | 0.021493 |  | 0.00016326 |  | 0.0047346 |  | 2.7163e-06 |  | 0.00027992 |  | 8.2117e-05 |  | 8.2117e-05 |  | 0.10022 |  | -4.4356e-05 |  | 5.7797e-06 |  | 0.00063807 |  | 0.052119 |  | 0.11583
| 5.6315e-05 |  | 0.00075865 |  | 0.00036233 |  | 0.00012175 |  | 7.8213e-05 |  | 0.00013589 |  | 0.00014522 |  | 0.00012683 |  | 1.4509e-06 |  | #REF! |  | 0.00030263 |  | 0.10656 |  | 0.0037089 |  | #REF! |  | 0.021182 |  | 0.0001969 |  | 0.0048677 |  | 2.7296e-06 |  | 0.0002592 |  | 5.7163e-05 |  | 5.7163e-05 |  | 0.1008 |  | -0.00024803 |  | 5.7797e-06 |  | 0.00063395 |  | 0.052107 |  | 0.11561
| 2.1396e-05 |  | 0.00072121 |  | 0.00035303 |  | 0.00010403 |  | 2.4924e-05 |  | 0.00018019 |  | 0.00016125 |  | 0.00017238 |  | 1.4469e-06 |  | #REF! |  | 0.00026294 |  | 0.10696 |  | 0.00366 |  | #REF! |  | 0.020896 |  | 0.00017447 |  | 0.0050167 |  | 2.7645e-06 |  | 0.00024369 |  | 5.9088e-05 |  | 5.9088e-05 |  | 0.10161 |  | -0.00010195 |  | 4.1293e-06 |  | 0.00062899 |  | 0.052101 |  | 0.11546
| 2.1398e-05 |  | 0.00073789 |  | 0.00035176 |  | 0.00010404 |  | 4.5892e-05 |  | 0.00017016 |  | 0.00015639 |  | 0.00015775 |  | 1.5354e-06 |  | #REF! |  | 0.00024886 |  | 0.10697 |  | 0.0036622 |  | #REF! |  | 0.020612 |  | 9.5364e-05 |  | 0.0051537 |  | 2.7358e-06 |  | 0.00025977 |  | 2.0102e-05 |  | 2.0102e-05 |  | 0.10249 |  | 8.8019e-05 |  | 4.1296e-06 |  | 0.0006216 |  | 0.051914 |  | 0.11544
| 5.7165e-05 |  | 0.00072787 |  | 0.00037025 |  | 8.3461e-05 |  | 7.3619e-05 |  | 0.00017017 |  | 0.00016917 |  | 0.00013423 |  | 1.6278e-06 |  | #REF! |  | 0.00029916 |  | 0.10738 |  | 0.003628 |  | #REF! |  | 0.020325 |  | -3.8632e-05 |  | 0.0053303 |  | 2.6686e-06 |  | 0.00026415 |  | 4.0511e-05 |  | 4.0511e-05 |  | 0.10375 |  | -5.5378e-05 |  | 4.1293e-06 |  | 0.0006249 |  | 0.05189 |  | 0.11533
| 5.7165e-05 |  | 0.0007687 |  | 0.00039151 |  | 8.3461e-05 |  | 0.00014141 |  | 0.0002173 |  | 0.00018292 |  | 0.00012916 |  | 1.7099e-06 |  | #REF! |  | 0.00033526 |  | 0.10823 |  | 0.0036252 |  | #REF! |  | 0.020079 |  | -2.7416e-05 |  | 0.0054944 |  | 2.6449e-06 |  | 0.00026947 |  | 3.9701e-05 |  | 3.9701e-05 |  | 0.10489 |  | -0.0001677 |  | 4.1298e-06 |  | 0.00064145 |  | 0.051861 |  | 0.11535
| 4.8103e-05 |  | 0.00074805 |  | 0.00036021 |  | 4.0641e-05 |  | 0.00014526 |  | 0.00014178 |  | 0.00017089 |  | 0.00011282 |  | 1.6994e-06 |  | #REF! |  | 0.00028427 |  | 0.10868 |  | 0.0035241 |  | #REF! |  | 0.019778 |  | 7.3525e-05 |  | 0.0056789 |  | 2.6887e-06 |  | 0.00031504 |  | -1.8942e-05 |  | -1.8942e-05 |  | 0.10546 |  | -0.00015594 |  | 2.4778e-06 |  | 0.00065549 |  | 0.051845 |  | 0.11546
| 4.8107e-05 |  | 0.0007173 |  | 0.00030051 |  | 4.0645e-05 |  | 8.0742e-05 |  | 0.0001414 |  | 0.00016827 |  | 0.00014903 |  | 1.6831e-06 |  | #REF! |  | 0.00029092 |  | 0.10906 |  | 0.003434 |  | #REF! |  | 0.019489 |  | 5.6024e-05 |  | 0.0058683 |  | 2.6903e-06 |  | 0.00035011 |  | 5.1115e-05 |  | 5.1115e-05 |  | 0.106 |  | 3.9628e-05 |  | 2.4781e-06 |  | 0.00066048 |  | 0.051771 |  | 0.11563
| 4.9139e-05 |  | 0.00073338 |  | 0.0003077 |  | 6.0606e-05 |  | 8.3313e-05 |  | 0.00016808 |  | 0.00016813 |  | 0.00015262 |  | 1.6772e-06 |  | #REF! |  | 0.00032355 |  | 0.1098 |  | 0.0034376 |  | #REF! |  | 0.019169 |  | -6.4801e-05 |  | 0.0060116 |  | 2.6485e-06 |  | 0.00034459 |  | 6.5996e-05 |  | 6.5996e-05 |  | 0.10756 |  | -8.4901e-05 |  | 4.1298e-06 |  | 0.000658 |  | 0.051557 |  | 0.11575
| 4.9139e-05 |  | 0.00073417 |  | 0.00032235 |  | 6.0606e-05 |  | 0.00011555 |  | 0.00015663 |  | 0.00017168 |  | 0.00013879 |  | 1.6831e-06 |  | #REF! |  | 0.00031988 |  | 0.11018 |  | 0.0033822 |  | #REF! |  | 0.018816 |  | 0.00020811 |  | 0.0061694 |  | 2.6341e-06 |  | 0.00035557 |  | 2.2745e-05 |  | 2.2745e-05 |  | 0.10929 |  | -0.00017415 |  | 4.1301e-06 |  | 0.0006663 |  | 0.05166 |  | 0.11578
| 1.3184e-05 |  | 0.00074563 |  | 0.00032191 |  | 5.9462e-05 |  | 9.6797e-05 |  | 0.00017936 |  | 0.00017279 |  | 0.00016258 |  | 1.6951e-06 |  | #REF! |  | 0.00030998 |  | 0.11033 |  | 0.0033034 |  | #REF! |  | 0.01856 |  | 8.4734e-05 |  | 0.0063311 |  | 2.6618e-06 |  | 0.00034777 |  | 3.7646e-05 |  | 3.7646e-05 |  | 0.11042 |  | 2.9688e-05 |  | 4.1303e-06 |  | 0.00067786 |  | 0.05182 |  | 0.11582
| 1.3184e-05 |  | 0.00074663 |  | 0.00035836 |  | 5.9462e-05 |  | 4.8859e-05 |  | 0.00023851 |  | 0.00016053 |  | 0.0001777 |  | 1.6544e-06 |  | #REF! |  | 0.00025564 |  | 0.11 |  | 0.0032597 |  | #REF! |  | 0.018288 |  | -0.00016926 |  | 0.0064787 |  | 2.6823e-06 |  | 0.00032327 |  | 4.4823e-05 |  | 4.4823e-05 |  | 0.11123 |  | -4.3436e-05 |  | 4.1303e-06 |  | 0.00067868 |  | 0.051784 |  | 0.11571
| 0 |  | 0.00078847 |  | 0.00035558 |  | 2.7762e-05 |  | 7.007e-05 |  | 0.00023171 |  | 0.00016269 |  | 0.00015431 |  | 1.6027e-06 |  | #REF! |  | 0.00025893 |  | 0.10926 |  | 0.0031813 |  | #REF! |  | 0.018017 |  | 0.00015577 |  | 0.0066925 |  | 2.6741e-06 |  | 0.00032821 |  | 8.9425e-06 |  | 8.9425e-06 |  | 0.11183 |  | -7.1394e-05 |  | 2.4782e-06 |  | 0.00066634 |  | 0.051562 |  | 0.11557
| 0 |  | 0.00081718 |  | 0.0003353 |  | 2.7762e-05 |  | 8.4477e-05 |  | 0.00014541 |  | 0.00017423 |  | 0.00013932 |  | 1.5766e-06 |  | #REF! |  | 0.00029592 |  | 0.10908 |  | 0.0031078 |  | #REF! |  | 0.017756 |  | 0.00030531 |  | 0.0069041 |  | 2.7244e-06 |  | 0.00034684 |  | -3.3967e-05 |  | -3.3967e-05 |  | 0.11287 |  | -3.1818e-05 |  | 2.4784e-06 |  | 0.00066143 |  | 0.051415 |  | 0.11562
| 7.4912e-05 |  | 0.000802 |  | 0.00036765 |  | 5.7757e-05 |  | 0.00012421 |  | 0.00017155 |  | 0.00017695 |  | 0.00016949 |  | 1.6015e-06 |  | #REF! |  | 0.00031362 |  | 0.1105 |  | 0.0031148 |  | #REF! |  | 0.017506 |  | 6.9787e-05 |  | 0.0070797 |  | 2.7847e-06 |  | 0.00038964 |  | -5.3474e-05 |  | -5.3474e-05 |  | 0.1138 |  | 0.00013501 |  | 5.7821e-06 |  | 0.00067295 |  | 0.051278 |  | 0.1157
| 7.4912e-05 |  | 0.00073474 |  | 0.00040349 |  | 5.7757e-05 |  | 0.00015705 |  | 0.00021662 |  | 0.00015103 |  | 0.00016801 |  | 1.6107e-06 |  | #REF! |  | 0.0003305 |  | 0.11152 |  | 0.0031084 |  | #REF! |  | 0.017234 |  | -0.00010966 |  | 0.0072571 |  | 2.8477e-06 |  | 0.00039845 |  | -6.4989e-06 |  | -6.4989e-06 |  | 0.11529 |  | -5.2964e-06 |  | 5.7818e-06 |  | 0.00068624 |  | 0.050851 |  | 0.11571
| 7.0909e-05 |  | 0.00070619 |  | 0.00038329 |  | 4.6605e-05 |  | 0.00012527 |  | 0.00024277 |  | 0.00014908 |  | 0.00017438 |  | 1.5951e-06 |  | #REF! |  | 0.00029934 |  | 0.1113 |  | 0.0030281 |  | #REF! |  | 0.016919 |  | 0.00012755 |  | 0.0074349 |  | 2.8548e-06 |  | 0.00036992 |  | 3.2232e-05 |  | 3.2232e-05 |  | 0.11661 |  | -6.2975e-05 |  | 4.1311e-06 |  | 0.00068785 |  | 0.050862 |  | 0.11569
| 7.0916e-05 |  | 0.00074739 |  | 0.00035167 |  | 4.6609e-05 |  | 0.00013365 |  | 0.00020345 |  | 0.00015889 |  | 0.00014907 |  | 1.5675e-06 |  | #REF! |  | 0.00021646 |  | 0.11245 |  | 0.0029228 |  | #REF! |  | 0.016624 |  | 8.1004e-05 |  | 0.0076355 |  | 2.7774e-06 |  | 0.000408 |  | 1.6341e-05 |  | 1.6341e-05 |  | 0.1179 |  | 0.00012166 |  | 4.1308e-06 |  | 0.00068624 |  | 0.050904 |  | 0.11559
| 3.3739e-05 |  | 0.0007329 |  | 0.00033275 |  | 5.5534e-05 |  | 2.2364e-05 |  | 0.00012404 |  | 0.00014168 |  | 0.00014519 |  | 1.5559e-06 |  | #REF! |  | 0.0001888 |  | 0.11283 |  | 0.0028635 |  | #REF! |  | 0.01639 |  | -0.00012836 |  | 0.0078565 |  | 2.707e-06 |  | 0.00043675 |  | -5.2404e-06 |  | -5.2404e-06 |  | 0.11956 |  | -7.2686e-05 |  | 4.1313e-06 |  | 0.00069371 |  | 0.050584 |  | 0.11548
| 3.3742e-05 |  | 0.000722 |  | 0.00030906 |  | 5.5539e-05 |  | -4.1349e-06 |  | 0.00013939 |  | 0.00014051 |  | 0.00014572 |  | 1.5546e-06 |  | #REF! |  | 0.0002198 |  | 0.11247 |  | 0.0028616 |  | #REF! |  | 0.016185 |  | -0.00013583 |  | 0.0081133 |  | 2.6049e-06 |  | 0.00044429 |  | -1.3153e-05 |  | -1.3153e-05 |  | 0.12055 |  | -0.00020815 |  | 4.1311e-06 |  | 0.00069784 |  | 0.050613 |  | 0.1154
| 3.5797e-05 |  | 0.000729 |  | 0.00032232 |  | 5.9483e-05 |  | 9.2634e-05 |  | 0.00020291 |  | 0.00015771 |  | 0.00010644 |  | 1.565e-06 |  | #REF! |  | 0.00026054 |  | 0.11298 |  | 0.002823 |  | #REF! |  | 0.015957 |  | 5.2449e-05 |  | 0.008355 |  | 2.5822e-06 |  | 0.00044121 |  | -1.5459e-07 |  | -1.5459e-07 |  | 0.12127 |  | -0.0001931 |  | 4.1313e-06 |  | 0.00069371 |  | 0.050668 |  | 0.11527
| 3.5797e-05 |  | 0.00070767 |  | 0.00034875 |  | 5.9483e-05 |  | 8.8872e-05 |  | 0.00020106 |  | 0.00016545 |  | 0.00011028 |  | 1.5527e-06 |  | #REF! |  | 0.00026652 |  | 0.11291 |  | 0.0027216 |  | #REF! |  | 0.015709 |  | 3.6135e-05 |  | 0.008579 |  | 2.5969e-06 |  | 0.00041645 |  | 5.2722e-07 |  | 5.2722e-07 |  | 0.12196 |  | -0.00013161 |  | 4.1316e-06 |  | 0.00068797 |  | 0.050548 |  | 0.11508
| 3.3742e-05 |  | 0.0007185 |  | 0.00036986 |  | 0.00012183 |  | 7.5942e-05 |  | 0.00012852 |  | 0.00017476 |  | 0.00011388 |  | 1.5298e-06 |  | #REF! |  | 0.00026998 |  | 0.11267 |  | 0.0027441 |  | #REF! |  | 0.015527 |  | -0.00025547 |  | 0.0088647 |  | 2.6359e-06 |  | 0.0004495 |  | -2.0201e-05 |  | -2.0201e-05 |  | 0.1232 |  | -1.4735e-05 |  | 5.7832e-06 |  | 0.00069049 |  | 0.050387 |  | 0.11493
| 3.3744e-05 |  | 0.00072083 |  | 0.00037563 |  | 0.00012184 |  | 8.9659e-05 |  | 9.7927e-05 |  | 0.00016318 |  | 0.00010952 |  | 1.6209e-06 |  | #REF! |  | 0.00028511 |  | 0.11249 |  | 0.0027519 |  | #REF! |  | 0.015316 |  | -0.0003265 |  | 0.0090983 |  | 2.7189e-06 |  | 0.00051369 |  | 1.9147e-06 |  | 1.9147e-06 |  | 0.12411 |  | 0.00011152 |  | 5.7832e-06 |  | 0.00069789 |  | 0.050204 |  | 0.11467
| 4.9165e-05 |  | 0.00068482 |  | 0.00036764 |  | 0.00012185 |  | 3.7372e-05 |  | 0.00012502 |  | 0.00015164 |  | 0.00014406 |  | 1.7371e-06 |  | #REF! |  | 0.00027515 |  | 0.11234 |  | 0.0026706 |  | #REF! |  | 0.01501 |  | -0.00017322 |  | 0.0093403 |  | 2.7664e-06 |  | 0.00053183 |  | 7.525e-06 |  | 7.525e-06 |  | 0.12524 |  | 4.8001e-05 |  | 5.7835e-06 |  | 0.00070375 |  | 0.049885 |  | 0.11432
| 4.9165e-05 |  | 0.00071498 |  | 0.0003728 |  | 0.00012185 |  | 4.572e-05 |  | 0.00018978 |  | 0.00014805 |  | 0.0001454 |  | 1.8171e-06 |  | #REF! |  | 0.00026092 |  | 0.11234 |  | 0.0025674 |  | #REF! |  | 0.014765 |  | 0.00015973 |  | 0.0096116 |  | 2.774e-06 |  | 0.00053277 |  | -1.9063e-05 |  | -1.9063e-05 |  | 0.12702 |  | -4.4228e-05 |  | 5.7835e-06 |  | 0.00070619 |  | 0.049688 |  | 0.11426
| 4.197e-05 |  | 0.00071891 |  | 0.00035373 |  | 0.000127 |  | 0.00010201 |  | 0.00023755 |  | 0.00015261 |  | 9.5542e-05 |  | 1.7819e-06 |  | #REF! |  | 0.00026231 |  | 0.11249 |  | 0.0025123 |  | #REF! |  | 0.014508 |  | 0.00027914 |  | 0.0098433 |  | 2.7235e-06 |  | 0.00051882 |  | -1.5394e-06 |  | -1.5394e-06 |  | 0.12838 |  | 2.3938e-05 |  | 4.1321e-06 |  | 0.00070706 |  | 0.049323 |  | 0.11406
| 4.197e-05 |  | 0.00074838 |  | 0.00034554 |  | 0.000127 |  | 0.00010734 |  | 0.00017211 |  | 0.00015158 |  | 9.4216e-05 |  | 1.7555e-06 |  | #REF! |  | 0.00029238 |  | 0.11284 |  | 0.0025343 |  | #REF! |  | 0.014195 |  | 0.00014829 |  | 0.010029 |  | 2.728e-06 |  | 0.00052386 |  | 2.1643e-05 |  | 2.1643e-05 |  | 0.12928 |  | 6.1963e-05 |  | 4.1321e-06 |  | 0.00071288 |  | 0.048972 |  | 0.1137
| 4.6086e-05 |  | 0.00073906 |  | 0.00033593 |  | 0.00010984 |  | 9.5397e-05 |  | 0.00011139 |  | 0.00014162 |  | 0.00011808 |  | 1.7648e-06 |  | #REF! |  | 0.00025981 |  | 0.1137 |  | 0.0024667 |  | #REF! |  | 0.013918 |  | -0.00016948 |  | 0.010243 |  | 2.7776e-06 |  | 0.00054667 |  | 1.4054e-05 |  | 1.4054e-05 |  | 0.13018 |  | -6.8798e-05 |  | 7.4372e-06 |  | 0.00071619 |  | 0.048934 |  | 0.11356
| 4.609e-05 |  | 0.00072238 |  | 0.00031501 |  | 0.00010985 |  | -2.6839e-05 |  | 0.00019377 |  | 0.00014286 |  | 0.00011809 |  | 1.7486e-06 |  | #REF! |  | 0.00020928 |  | 0.114 |  | 0.0023666 |  | #REF! |  | 0.01373 |  | -9.4168e-05 |  | 0.010604 |  | 2.8368e-06 |  | 0.00054235 |  | -1.7565e-05 |  | -1.7565e-05 |  | 0.1312 |  | -0.00011948 |  | 7.4372e-06 |  | 0.0007261 |  | 0.048909 |  | 0.11353
| 3.4778e-05 |  | 0.00082683 |  | 0.00031405 |  | 0.00010241 |  | -4.3528e-06 |  | 0.00020902 |  | 0.0001401 |  | 8.9103e-05 |  | 1.721e-06 |  | #REF! |  | 0.00020872 |  | 0.11361 |  | 0.0023483 |  | #REF! |  | 0.013536 |  | -8.3495e-05 |  | 0.010904 |  | 2.83e-06 |  | 0.00058349 |  | 1.3558e-05 |  | 1.3558e-05 |  | 0.1325 |  | 1.1132e-05 |  | 8.2652e-07 |  | 0.00074019 |  | 0.04891 |  | 0.11338
| 3.4781e-05 |  | 0.0008043 |  | 0.00035858 |  | 0.00010241 |  | 5.3069e-05 |  | 0.00015298 |  | 0.00015097 |  | 0.00010151 |  | 1.641e-06 |  | #REF! |  | 0.00027869 |  | 0.11273 |  | 0.002395 |  | #REF! |  | 0.013358 |  | -0.00020313 |  | 0.011195 |  | 2.7278e-06 |  | 0.0006218 |  | 9.0698e-05 |  | 9.0698e-05 |  | 0.13376 |  | 5.7643e-05 |  | 8.2652e-07 |  | 0.00075423 |  | 0.048748 |  | 0.11313
| 1.8334e-05 |  | 0.00067032 |  | 0.000374 |  | 9.2124e-05 |  | -7.5988e-06 |  | 0.00016437 |  | 0.00013913 |  | 0.00013485 |  | 1.5906e-06 |  | #REF! |  | 0.00029781 |  | 0.11142 |  | 0.0023361 |  | #REF! |  | 0.013138 |  | -7.6019e-05 |  | 0.01153 |  | 2.6327e-06 |  | 0.00060392 |  | 6.6002e-05 |  | 6.6002e-05 |  | 0.13425 |  | 8.8115e-05 |  | 5.7846e-06 |  | 0.00075841 |  | 0.048412 |  | 0.11289
| 1.8334e-05 |  | 0.00070583 |  | 0.0003499 |  | 9.2124e-05 |  | -1.4269e-05 |  | 0.0001023 |  | 0.00013654 |  | 0.00012414 |  | 1.6064e-06 |  | #REF! |  | 0.0002549 |  | 0.11144 |  | 0.0022727 |  | #REF! |  | 0.012853 |  | -0.00015827 |  | 0.011795 |  | 2.5895e-06 |  | 0.00063092 |  | 2.5608e-05 |  | 2.5608e-05 |  | 0.13457 |  | 2.443e-05 |  | 5.7849e-06 |  | 0.00075593 |  | 0.047884 |  | 0.11262
| 2.2447e-05 |  | 0.00071286 |  | 0.00032999 |  | 0.00012817 |  | 5.2826e-05 |  | 8.4109e-05 |  | 0.00015667 |  | 0.00012663 |  | 1.6726e-06 |  | #REF! |  | 0.00031063 |  | 0.11186 |  | 0.0022079 |  | #REF! |  | 0.012599 |  | -0.00010133 |  | 0.012056 |  | 2.6403e-06 |  | 0.00068289 |  | 6.6755e-05 |  | 6.6755e-05 |  | 0.13549 |  | -0.000131 |  | 4.1331e-06 |  | 0.00075515 |  | 0.047249 |  | 0.11226
| 2.2449e-05 |  | 0.00058285 |  | 0.00033132 |  | 0.00012818 |  | 0.00011255 |  | 9.0829e-05 |  | 0.00015705 |  | 0.00014969 |  | 1.7699e-06 |  | #REF! |  | 0.00030613 |  | 0.11169 |  | 0.0021573 |  | #REF! |  | 0.01236 |  | 7.7263e-05 |  | 0.012289 |  | 2.5753e-06 |  | 0.00065168 |  | 5.8392e-05 |  | 5.8392e-05 |  | 0.13677 |  | -0.00020968 |  | 4.1331e-06 |  | 0.00075597 |  | 0.046879 |  | 0.1119
| 2.1419e-05 |  | 0.00060947 |  | 0.00034899 |  | 0.00010414 |  | 8.2889e-05 |  | 0.00012382 |  | 0.00015214 |  | 0.00013068 |  | 1.8e-06 |  | #REF! |  | 0.00022689 |  | 0.111 |  | 0.0021054 |  | #REF! |  | 0.012112 |  | -0.00012836 |  | 0.012552 |  | 2.4594e-06 |  | 0.00064575 |  | 4.5936e-05 |  | 4.5936e-05 |  | 0.138 |  | -9.1366e-05 |  | 4.1331e-06 |  | 0.00075763 |  | 0.046642 |  | 0.11151
| 2.1423e-05 |  | 0.00073556 |  | 0.00032763 |  | 0.00010416 |  | 8.3962e-05 |  | 0.00019614 |  | 0.0001429 |  | 0.00010593 |  | 1.8355e-06 |  | #REF! |  | 0.00021412 |  | 0.11042 |  | 0.0020442 |  | #REF! |  | 0.011925 |  | 3.9878e-05 |  | 0.012889 |  | 2.4958e-06 |  | 0.00069115 |  | 5.2201e-05 |  | 5.2201e-05 |  | 0.13877 |  | -2.9315e-06 |  | 4.1333e-06 |  | 0.00075767 |  | 0.046646 |  | 0.11128
| 2.1423e-05 |  | 0.00068403 |  | 0.00032793 |  | 6.2381e-05 |  | 8.0864e-05 |  | 0.00014131 |  | 0.00013532 |  | 0.00014113 |  | 1.8389e-06 |  | #REF! |  | 0.00020964 |  | 0.10978 |  | 0.0020317 |  | #REF! |  | 0.011739 |  | 0.00040625 |  | 0.013235 |  | 2.6476e-06 |  | 0.00071701 |  | 4.1306e-05 |  | 4.1306e-05 |  | 0.13984 |  | -0.00011371 |  | 5.7856e-06 |  | 0.00076102 |  | 0.047033 |  | 0.11124
| 2.1423e-05 |  | 0.00055665 |  | 0.00035508 |  | 6.2381e-05 |  | 4.4286e-05 |  | 0.00010796 |  | 0.0001409 |  | 0.00015554 |  | 1.8376e-06 |  | #REF! |  | 0.00022563 |  | 0.10994 |  | 0.0019826 |  | #REF! |  | 0.011551 |  | 0.00027415 |  | 0.013649 |  | 2.7553e-06 |  | 0.00073199 |  | 2.2618e-05 |  | 2.2618e-05 |  | 0.14115 |  | 1.6252e-05 |  | 5.786e-06 |  | 0.00076511 |  | 0.047075 |  | 0.11104
| 3.479e-05 |  | 0.00064394 |  | 0.00036312 |  | 0.00014308 |  | 5.0811e-05 |  | 0.00017418 |  | 0.00014974 |  | 0.00013397 |  | 1.8332e-06 |  | #REF! |  | 0.00027445 |  | 0.10935 |  | 0.002029 |  | #REF! |  | 0.011464 |  | 0.00017447 |  | 0.014101 |  | 2.7123e-06 |  | 0.00076793 |  | 9.1284e-05 |  | 9.1284e-05 |  | 0.14229 |  | -3.9426e-05 |  | 4.1336e-06 |  | 0.00076603 |  | 0.046882 |  | 0.11084
| 3.4793e-05 |  | 0.00067966 |  | 0.0003557 |  | 0.00014309 |  | 3.9212e-05 |  | 0.00023238 |  | 0.00015117 |  | 0.00011957 |  | 1.8527e-06 |  | #REF! |  | 0.00027066 |  | 0.10822 |  | 0.0020508 |  | #REF! |  | 0.01126 |  | 0.00012213 |  | 0.014437 |  | 2.7724e-06 |  | 0.00079268 |  | 0.00015808 |  | 0.00015808 |  | 0.14341 |  | -0.00012405 |  | 4.1336e-06 |  | 0.00076185 |  | 0.046931 |  | 0.11069
| 2.3483e-05 |  | 0.00059113 |  | 0.00033578 |  | 9.6163e-05 |  | 2.3694e-05 |  | 0.00015832 |  | 0.00014353 |  | 0.00014702 |  | 1.8805e-06 |  | #REF! |  | 0.0002562 |  | 0.10793 |  | 0.0019608 |  | #REF! |  | 0.011012 |  | 0.0003726 |  | 0.01475 |  | 2.8909e-06 |  | 0.00080676 |  | 0.00012817 |  | 0.00012817 |  | 0.14441 |  | -4.3545e-05 |  | 2.4803e-06 |  | 0.00075611 |  | 0.046863 |  | 0.11043
| 2.3481e-05 |  | 0.00058083 |  | 0.00031542 |  | 9.6155e-05 |  | 4.1788e-06 |  | 0.00010823 |  | 0.00013229 |  | 0.00014703 |  | 1.8089e-06 |  | #REF! |  | 0.00023674 |  | 0.1074 |  | 0.0018665 |  | #REF! |  | 0.010819 |  | 0.00035765 |  | 0.015188 |  | 2.9627e-06 |  | 0.00080654 |  | 7.07e-05 |  | 7.07e-05 |  | 0.1452 |  | -9.9204e-05 |  | 2.4805e-06 |  | 0.00076442 |  | 0.046454 |  | 0.11015
| 2.3483e-05 |  | 0.00055513 |  | 0.00030848 |  | 0.00012421 |  | 4.3126e-05 |  | 0.00014134 |  | 0.00011783 |  | 0.00012059 |  | 1.7099e-06 |  | #REF! |  | 0.00026479 |  | 0.10673 |  | 0.0018088 |  | #REF! |  | 0.010629 |  | 1.3112e-05 |  | 0.015579 |  | 2.9231e-06 |  | 0.00081299 |  | 2.6436e-05 |  | 2.6436e-05 |  | 0.1464 |  | -2.0856e-05 |  | 8.2682e-07 |  | 0.00077847 |  | 0.046358 |  | 0.10992
| 2.3485e-05 |  | 0.00062462 |  | 0.00034464 |  | 0.00012422 |  | 7.315e-05 |  | 0.00019314 |  | 0.00012372 |  | 0.00015877 |  | 1.704e-06 |  | #REF! |  | 0.00029829 |  | 0.10621 |  | 0.0018491 |  | #REF! |  | 0.010514 |  | -7.2279e-05 |  | 0.016011 |  | 2.7249e-06 |  | 0.00089189 |  | 6.9686e-05 |  | 6.9686e-05 |  | 0.14761 |  | -1.7682e-05 |  | 8.2682e-07 |  | 0.00078673 |  | 0.046438 |  | 0.10981
| 0 |  | 0.00060264 |  | 0.0003552 |  | 8.2433e-05 |  | 4.6491e-05 |  | 0.00020453 |  | 0.00013774 |  | 0.0001822 |  | 1.7974e-06 |  | #REF! |  | 0.00026799 |  | 0.10578 |  | 0.0018264 |  | #REF! |  | 0.010354 |  | 2.4925e-06 |  | 0.016475 |  | 2.5721e-06 |  | 0.00089568 |  | 6.1099e-05 |  | 6.1099e-05 |  | 0.14838 |  | -9.1271e-05 |  | 4.1343e-06 |  | 0.00079174 |  | 0.046361 |  | 0.10966
| 0 |  | 0.0005582 |  | 0.00034028 |  | 8.2433e-05 |  | 6.702e-05 |  | 0.00015548 |  | 0.00014123 |  | 0.00018806 |  | 1.8138e-06 |  | #REF! |  | 0.00026664 |  | 0.10529 |  | 0.0018112 |  | #REF! |  | 0.010189 |  | -0.0001321 |  | 0.016891 |  | 2.4712e-06 |  | 0.00083988 |  | 2.2031e-05 |  | 2.2031e-05 |  | 0.14943 |  | -1.1891e-05 |  | 4.1343e-06 |  | 0.00079918 |  | 0.046438 |  | 0.10951
| 6.641e-05 |  | 0.00062237 |  | 0.00032883 |  | 6.87e-05 |  | 7.44e-05 |  | 0.00012544 |  | 0.00014586 |  | 0.00013827 |  | 1.7337e-06 |  | #REF! |  | 0.00025918 |  | 0.10577 |  | 0.0018207 |  | #REF! |  | 0.010048 |  | -0.00041623 |  | 0.017351 |  | 2.509e-06 |  | 0.0008723 |  | 1.4768e-06 |  | 1.4768e-06 |  | 0.15078 |  | 0.00014532 |  | 5.7874e-06 |  | 0.00080997 |  | 0.046691 |  | 0.10938
| 6.641e-05 |  | 0.00076584 |  | 0.00032546 |  | 6.87e-05 |  | 3.8747e-05 |  | 0.00012014 |  | 0.00015509 |  | 0.00010217 |  | 1.7949e-06 |  | #REF! |  | 0.00025322 |  | 0.10541 |  | 0.0017607 |  | #REF! |  | 0.0098955 |  | -0.00053212 |  | 0.017842 |  | 2.6327e-06 |  | 0.00096943 |  | 1.3311e-05 |  | 1.3311e-05 |  | 0.15216 |  | 0.00010047 |  | 5.7874e-06 |  | 0.00081741 |  | 0.046851 |  | 0.10917
| 0.00010076 |  | 0.00067151 |  | 0.00033078 |  | 6.183e-05 |  | 2.99e-05 |  | 0.00013312 |  | 0.00014163 |  | 0.0001402 |  | 1.9386e-06 |  | #REF! |  | 0.00023664 |  | 0.10466 |  | 0.0017339 |  | #REF! |  | 0.0097609 |  | -0.00058766 |  | 0.018318 |  | 2.713e-06 |  | 0.001021 |  | 7.0866e-05 |  | 7.0866e-05 |  | 0.15266 |  | -4.2445e-05 |  | 4.1346e-06 |  | 0.00082324 |  | 0.046826 |  | 0.10906
| 0.00010077 |  | 0.00052546 |  | 0.00031006 |  | 6.1835e-05 |  | 8.5899e-05 |  | 9.0838e-05 |  | 0.00013326 |  | 0.00013229 |  | 1.9775e-06 |  | #REF! |  | 0.00023012 |  | 0.10526 |  | 0.0017224 |  | #REF! |  | 0.0095797 |  | -0.00035267 |  | 0.018784 |  | 2.8072e-06 |  | 0.0010166 |  | 7.8244e-05 |  | 7.8244e-05 |  | 0.15374 |  | -4.7892e-05 |  | 4.1348e-06 |  | 0.0008249 |  | 0.046825 |  | 0.10903
| 6.0012e-06 |  | 0.00066377 |  | 0.00032907 |  | 0.00012424 |  | 0.00010167 |  | 0.00014094 |  | 0.00015298 |  | 0.00015583 |  | 1.8723e-06 |  | #REF! |  | 0.00022028 |  | 0.10567 |  | 0.0016998 |  | #REF! |  | 0.0093816 |  | -3.1154e-05 |  | 0.019343 |  | 2.8145e-06 |  | 0.0010251 |  | 7.9617e-05 |  | 7.9617e-05 |  | 0.1546 |  | 2.3179e-05 |  | 2.4811e-06 |  | 0.00081994 |  | 0.046639 |  | 0.10896
| 6.0018e-06 |  | 0.00064837 |  | 0.00034039 |  | 0.00012425 |  | 4.851e-05 |  | 0.0001587 |  | 0.00014592 |  | 0.00015584 |  | 1.776e-06 |  | #REF! |  | 0.00022302 |  | 0.10541 |  | 0.0016807 |  | #REF! |  | 0.0092551 |  | 4.7355e-05 |  | 0.019831 |  | 2.8004e-06 |  | 0.001084 |  | 7.1706e-05 |  | 7.1706e-05 |  | 0.15533 |  | 3.189e-05 |  | 2.4811e-06 |  | 0.00081668 |  | 0.046595 |  | 0.10888
| 5.6414e-05 |  | 0.00064272 |  | 0.00031604 |  | 0.0001191 |  | 6.4351e-06 |  | 0.00010059 |  | 0.00013081 |  | 0.00013189 |  | 1.7854e-06 |  | #REF! |  | 0.00025928 |  | 0.10605 |  | 0.0016512 |  | #REF! |  | 0.0091244 |  | -8.3495e-05 |  | 0.020377 |  | 2.7924e-06 |  | 0.0011516 |  | 2.5098e-05 |  | 2.5098e-05 |  | 0.15578 |  | 0.00010215 |  | 8.2702e-07 |  | 0.00081916 |  | 0.046716 |  | 0.10872
| 5.6414e-05 |  | 0.00072454 |  | 0.00029017 |  | 0.0001191 |  | 5.7092e-05 |  | 0.00012325 |  | 0.00012918 |  | 0.00013982 |  | 1.8418e-06 |  | #REF! |  | 0.00027059 |  | 0.10689 |  | 0.0016098 |  | #REF! |  | 0.0089678 |  | -0.0002837 |  | 0.020968 |  | 2.6805e-06 |  | 0.001171 |  | 5.7757e-05 |  | 5.7757e-05 |  | 0.15584 |  | 0.00021123 |  | 8.2707e-07 |  | 0.0008283 |  | 0.046469 |  | 0.10849
| 8.1316e-05 |  | 0.00071495 |  | 0.00027892 |  | 3.0783e-05 |  | 5.8412e-05 |  | 0.00013243 |  | 0.00014161 |  | 0.00011311 |  | 1.8871e-06 |  | #REF! |  | 0.00027348 |  | 0.10697 |  | 0.0015665 |  | #REF! |  | 0.0088593 |  | -0.00025547 |  | 0.021524 |  | 2.5803e-06 |  | 0.0011532 |  | 9.4506e-05 |  | 9.4506e-05 |  | 0.15691 |  | 0.00015813 |  | 4.1353e-06 |  | 0.00084153 |  | 0.046296 |  | 0.10842
| 8.1316e-05 |  | 0.000633 |  | 0.00032306 |  | 3.0783e-05 |  | 2.7282e-07 |  | 0.0001242 |  | 0.00015031 |  | 0.00010518 |  | 1.8964e-06 |  | #REF! |  | 0.0002678 |  | 0.10791 |  | 0.0015574 |  | #REF! |  | 0.0087588 |  | -0.00016948 |  | 0.022115 |  | 2.4769e-06 |  | 0.0011445 |  | 6.2715e-05 |  | 6.2715e-05 |  | 0.1576 |  | -6.491e-06 |  | 4.1356e-06 |  | 0.00085894 |  | 0.046463 |  | 0.1083
| 0 |  | 0.0006379 |  | 0.0003236 |  | 5.4619e-05 |  | 3.5915e-05 |  | 0.00011221 |  | 0.00014393 |  | 0.00012841 |  | 1.8628e-06 |  | #REF! |  | 0.00023622 |  | 0.10825 |  | 0.0015563 |  | #REF! |  | 0.0086081 |  | -9.8448e-05 |  | 0.022661 |  | 2.4801e-06 |  | 0.0011831 |  | 3.0039e-05 |  | 3.0039e-05 |  | 0.15829 |  | -0.00010321 |  | 4.1356e-06 |  | 0.00087217 |  | 0.046524 |  | 0.1082
| 0 |  | 0.00067526 |  | 0.00030788 |  | 5.4619e-05 |  | 3.4791e-05 |  | 0.00013178 |  | 0.0001394 |  | 0.00015539 |  | 1.8001e-06 |  | #REF! |  | 0.00024303 |  | 0.10765 |  | 0.0014988 |  | #REF! |  | 0.0084663 |  | 0.00024176 |  | 0.023246 |  | 2.5938e-06 |  | 0.0012484 |  | 5.8474e-05 |  | 5.8474e-05 |  | 0.15954 |  | -9.9079e-05 |  | 4.1358e-06 |  | 0.00087878 |  | 0.046372 |  | 0.10816
| 2.8641e-05 |  | 0.00062804 |  | 0.00031142 |  | 9.1632e-05 |  | 1.4853e-05 |  | 0.00017341 |  | 0.00014361 |  | 0.00012692 |  | 1.7744e-06 |  | #REF! |  | 0.00022625 |  | 0.10792 |  | 0.0015057 |  | #REF! |  | 0.0083615 |  | 0.00015577 |  | 0.023889 |  | 2.6986e-06 |  | 0.0013056 |  | 0.00010302 |  | 0.00010302 |  | 0.16009 |  | -1.574e-05 |  | 5.7891e-06 |  | 0.00088049 |  | 0.046188 |  | 0.10808
| 2.8643e-05 |  | 0.00071399 |  | 0.00029012 |  | 9.164e-05 |  | 7.9376e-05 |  | 0.00014393 |  | 0.00012127 |  | 9.9957e-05 |  | 1.7896e-06 |  | #REF! |  | 0.00016605 |  | 0.10803 |  | 0.0014925 |  | #REF! |  | 0.0081986 |  | -0.00017999 |  | 0.024525 |  | 2.7791e-06 |  | 0.0013359 |  | 6.4825e-05 |  | 6.4825e-05 |  | 0.16059 |  | -0.00015596 |  | 5.7891e-06 |  | 0.00087966 |  | 0.046047 |  | 0.10803
| 5.6429e-05 |  | 0.00081959 |  | 0.00030821 |  | 4.2706e-05 |  | 8.6309e-05 |  | 0.00013026 |  | 0.00012846 |  | 0.00012321 |  | 1.8311e-06 |  | #REF! |  | 0.00019083 |  | 0.10749 |  | 0.0014415 |  | #REF! |  | 0.0080586 |  | -1.9939e-05 |  | 0.025204 |  | 2.7512e-06 |  | 0.0013655 |  | 5.9225e-05 |  | 5.9225e-05 |  | 0.1619 |  | -0.00014359 |  | 4.1361e-06 |  | 0.00088302 |  | 0.046029 |  | 0.10795
| 5.6434e-05 |  | 0.00069079 |  | 0.0003145 |  | 4.271e-05 |  | 6.4231e-05 |  | 0.00011623 |  | 0.00014754 |  | 0.00012321 |  | 1.9307e-06 |  | #REF! |  | 0.00020079 |  | 0.10723 |  | 0.0014196 |  | #REF! |  | 0.007939 |  | 0.00025298 |  | 0.025826 |  | 2.7153e-06 |  | 0.0013881 |  | 7.2954e-05 |  | 7.2954e-05 |  | 0.16173 |  | 9.469e-05 |  | 4.1363e-06 |  | 0.0008946 |  | 0.045798 |  | 0.10782
| 3.4821e-05 |  | 0.00058995 |  | 0.0003136 |  | 8.8211e-05 |  | 4.0839e-05 |  | 0.00012991 |  | 0.00014152 |  | 9.3692e-05 |  | 1.9979e-06 |  | #REF! |  | 0.00020044 |  | 0.1074 |  | 0.0014183 |  | #REF! |  | 0.0078189 |  | 0.00035018 |  | 0.026528 |  | 2.7025e-06 |  | 0.0014176 |  | 0.00011647 |  | 0.00011647 |  | 0.16148 |  | 0.00014137 |  | 7.4439e-06 |  | 0.0009054 |  | 0.045619 |  | 0.10765
| 3.4821e-05 |  | 0.00055948 |  | 0.0003271 |  | 8.8211e-05 |  | 3.3738e-05 |  | 0.00014747 |  | 0.0001353 |  | 9.3696e-05 |  | 2.0427e-06 |  | #REF! |  | 0.00021885 |  | 0.10764 |  | 0.0014008 |  | #REF! |  | 0.0077135 |  | 0.00011091 |  | 0.027267 |  | 2.597e-06 |  | 0.0014596 |  | 9.734e-05 |  | 9.734e-05 |  | 0.16195 |  | 0.00020669 |  | 7.4448e-06 |  | 0.00091119 |  | 0.045707 |  | 0.10754
| 3.5853e-05 |  | 0.00054604 |  | 0.00031711 |  | 9.1656e-05 |  | 1.5409e-05 |  | 9.945e-05 |  | 0.00012859 |  | 0.0001026 |  | 2.015e-06 |  | #REF! |  | 0.00022247 |  | 0.10796 |  | 0.0013883 |  | #REF! |  | 0.0075691 |  | -5.3587e-05 |  | 0.027935 |  | 2.5007e-06 |  | 0.0014973 |  | 8.822e-05 |  | 8.822e-05 |  | 0.16212 |  | 0.00013314 |  | 4.1363e-06 |  | 0.00091615 |  | 0.045461 |  | 0.10736
| 3.5853e-05 |  | 0.00059749 |  | 0.00031614 |  | 9.1656e-05 |  | 5.3786e-05 |  | 0.00013624 |  | 0.0001408 |  | 0.00011983 |  | 1.9733e-06 |  | #REF! |  | 0.00021142 |  | 0.10753 |  | 0.0013929 |  | #REF! |  | 0.0074414 |  | 5.96e-05 |  | 0.02867 |  | 2.5107e-06 |  | 0.0015312 |  | 0.00010092 |  | 0.00010092 |  | 0.16292 |  | -8.4649e-05 |  | 4.1368e-06 |  | 0.00093109 |  | 0.045322 |  | 0.1071
| 1.2181e-05 |  | 0.00060721 |  | 0.00029547 |  | 8.2498e-05 |  | 6.0213e-05 |  | 9.8502e-05 |  | 0.00014996 |  | 0.00013686 |  | 1.958e-06 |  | #REF! |  | 0.0002137 |  | 0.10624 |  | 0.0013419 |  | #REF! |  | 0.0073078 |  | 0.00031653 |  | 0.029415 |  | 2.6306e-06 |  | 0.0015694 |  | 9.6367e-05 |  | 9.6367e-05 |  | 0.16326 |  | 7.1707e-05 |  | 4.1366e-06 |  | 0.00095265 |  | 0.04532 |  | 0.10685
| 1.2181e-05 |  | 0.00057259 |  | 0.00026994 |  | 8.2498e-05 |  | 5.1963e-05 |  | 4.0954e-05 |  | 0.00014314 |  | 0.00013827 |  | 1.9798e-06 |  | #REF! |  | 0.00023288 |  | 0.10588 |  | 0.0012842 |  | #REF! |  | 0.0071918 |  | 0.00049972 |  | 0.030119 |  | 2.7942e-06 |  | 0.0016128 |  | 0.00012803 |  | 0.00012803 |  | 0.16354 |  | 7.8378e-05 |  | 4.1368e-06 |  | 0.00096499 |  | 0.045262 |  | 0.10672
| 4.3062e-05 |  | 0.00052075 |  | 0.00029189 |  | 5.6625e-05 |  | 6.9075e-05 |  | 4.6286e-05 |  | 0.00013068 |  | 9.161e-05 |  | 2.0061e-06 |  | #REF! |  | 0.00022464 |  | 0.10552 |  | 0.0012293 |  | #REF! |  | 0.0070908 |  | 0.00015204 |  | 0.030817 |  | 2.8416e-06 |  | 0.0016641 |  | 0.00010321 |  | 0.00010321 |  | 0.16452 |  | -6.8417e-05 |  | 2.4823e-06 |  | 0.00096346 |  | 0.045221 |  | 0.10657
| 4.3066e-05 |  | 0.000615 |  | 0.0003184 |  | 5.663e-05 |  | 4.601e-05 |  | 0.0001326 |  | 0.00013222 |  | 8.6432e-05 |  | 2.0739e-06 |  | #REF! |  | 0.00023781 |  | 0.10529 |  | 0.0012631 |  | #REF! |  | 0.0069597 |  | 9.5956e-05 |  | 0.031608 |  | 2.7615e-06 |  | 0.001711 |  | 0.00010042 |  | 0.00010042 |  | 0.16475 |  | -1.1058e-05 |  | 2.4823e-06 |  | 0.00095099 |  | 0.044759 |  | 0.10644
| 4.2036e-05 |  | 0.00064876 |  | 0.0003199 |  | 3.974e-05 |  | 6.2459e-05 |  | 0.00018002 |  | 0.00012955 |  | 0.00010578 |  | 2.1158e-06 |  | #REF! |  | 0.0002285 |  | 0.10524 |  | 0.0012576 |  | #REF! |  | 0.0068647 |  | 7.7263e-05 |  | 0.032537 |  | 2.6446e-06 |  | 0.0017524 |  | 6.3696e-05 |  | 6.3696e-05 |  | 0.16448 |  | -4.6348e-05 |  | 5.7909e-06 |  | 0.00094361 |  | 0.044751 |  | 0.10636
| 4.204e-05 |  | 0.00055121 |  | 0.00030218 |  | 3.9743e-05 |  | 7.6147e-05 |  | 0.00013322 |  | 0.00013875 |  | 0.00011933 |  | 2.1155e-06 |  | #REF! |  | 0.00016673 |  | 0.10413 |  | 0.0011997 |  | #REF! |  | 0.0067699 |  | 0.00010251 |  | 0.03349 |  | 2.5509e-06 |  | 0.0018402 |  | 8.9651e-05 |  | 8.9651e-05 |  | 0.16415 |  | -0.00017607 |  | 5.7912e-06 |  | 0.0009478 |  | 0.044885 |  | 0.10627
| 6.2457e-05 |  | 0.00058523 |  | 0.00028467 |  | 6.9333e-05 |  | 0.00010169 |  | 0.00017883 |  | 0.00013669 |  | 0.00015541 |  | 2.0746e-06 |  | #REF! |  | 0.00014915 |  | 0.10386 |  | 0.00119 |  | #REF! |  | 0.0066188 |  | 0.00015204 |  | 0.034262 |  | 2.5672e-06 |  | 0.0019198 |  | 0.00011536 |  | 0.00011536 |  | 0.16423 |  | -0.00014172 |  | 8.2747e-07 |  | 0.00096097 |  | 0.044632 |  | 0.1061
| 6.2457e-05 |  | 0.00069859 |  | 0.0002836 |  | 6.9333e-05 |  | 8.8076e-05 |  | 0.00018802 |  | 0.00011568 |  | 0.00016929 |  | 2.0557e-06 |  | #REF! |  | 0.00019704 |  | 0.1042 |  | 0.0011742 |  | #REF! |  | 0.0064721 |  | 0.00023055 |  | 0.035024 |  | 2.5455e-06 |  | 0.0019304 |  | 7.0865e-05 |  | 7.0865e-05 |  | 0.16444 |  | -7.9604e-07 |  | 8.2752e-07 |  | 0.0009644 |  | 0.044544 |  | 0.10588
| 7.2777e-05 |  | 0.00069772 |  | 0.00030463 |  | 3.2791e-05 |  | 4.5894e-05 |  | 0.00015497 |  | 0.00010702 |  | 0.00013703 |  | 2.1332e-06 |  | #REF! |  | 0.0002258 |  | 0.10409 |  | 0.0012141 |  | #REF! |  | 0.0064082 |  | 0.00069786 |  | 0.035962 |  | 2.7178e-06 |  | 0.0019855 |  | 0.00010445 |  | 0.00010445 |  | 0.16437 |  | -0.00014702 |  | 8.2752e-07 |  | 0.00099081 |  | 0.044433 |  | 0.10574
| 7.2777e-05 |  | 0.00073549 |  | 0.00034047 |  | 3.2791e-05 |  | 4.114e-05 |  | 0.00029641 |  | 0.00021321 |  | 0.00021066 |  | 1.6283e-06 |  | #REF! |  | 0.00029538 |  | 0.10359 |  | 0.0013008 |  | #REF! |  | 0.0063646 |  | 0.00044364 |  | 0.037525 |  | 2.3115e-06 |  | 0.002177 |  | 0.00021595 |  | 0.00021595 |  | 0.1648 |  | 3.0878e-05 |  | 8.2757e-07 |  | 0.0010058 |  | 0.044309 |  | 0.10561
| 4.8225e-05 |  | 0.00063681 |  | 0.00029934 |  | 6.476e-05 |  | 0.00015948 |  | 0.00016388 |  | 0.00012461 |  | 0.0001145 |  | 1.1396e-06 |  | #REF! |  | 0.00016047 |  | 0.10294 |  | 0.0011368 |  | #REF! |  | 0.0061057 |  | 0.00016698 |  | 0.038976 |  | 1.9585e-06 |  | 0.0021315 |  | 0.00013226 |  | 0.00013226 |  | 0.16515 |  | -3.4411e-05 |  | 0 |  | 0.0010264 |  | 0.043971 |  | 0.10547
| 5.7508e-05 |  | 0.00056459 |  | 0.00028378 |  | 6.476e-05 |  | 3.5504e-05 |  | 0.00012398 |  | 0.00013798 |  | 0.00010508 |  | 6.2399e-07 |  | #REF! |  | 0.00019374 |  | 0.10263 |  | 0.0011765 |  | #REF! |  | 0.0060208 |  | 0.00047729 |  | 0.040038 |  | 1.3192e-06 |  | 0.0021597 |  | 0.00016181 |  | 0.00016181 |  | 0.16533 |  | -5.085e-05 |  | 0 |  | 0.0010149 |  | 0.04389 |  | 0.10532
| 5.2359e-05 |  | 0.00053234 |  | 0.00029252 |  | 3.0807e-05 |  | 2.0472e-05 |  | 0.00015519 |  | 0.00012998 |  | 0.00013344 |  | 6.9236e-07 |  | #REF! |  | 0.00019708 |  | 0.10164 |  | 0.0011287 |  | #REF! |  | 0.0059372 |  | 0.00054595 |  | 0.040846 |  | 1.1957e-06 |  | 0.0022238 |  | 0.00015488 |  | 0.00015488 |  | 0.16541 |  | 1.5993e-06 |  | 0 |  | 0.0010158 |  | 0.043713 |  | 0.10532
| 4.3081e-05 |  | 0.00055969 |  | 0.00030177 |  | 3.081e-05 |  | 4.6058e-06 |  | 0.00013419 |  | 0.00011956 |  | 6.8969e-05 |  | 6.9761e-07 |  | #REF! |  | 0.00018421 |  | 0.10083 |  | 0.0010738 |  | #REF! |  | 0.0058173 |  | 0.0005558 |  | 0.041855 |  | 1.1057e-06 |  | 0.0023214 |  | 0.00013036 |  | 0.00013036 |  | 0.16494 |  | -9.6046e-05 |  | 0 |  | 0.0010273 |  | 0.043681 |  | 0.10513
| 5.1319e-05 |  | 0.00062802 |  | 0.000287 |  | 9.6289e-05 |  | 3.5e-06 |  | 7.4532e-05 |  | 0.0001358 |  | 6.2147e-05 |  | 6.6877e-07 |  | #REF! |  | 0.00020884 |  | 0.10027 |  | 0.001072 |  | #REF! |  | 0.0057737 |  | 0.00041373 |  | 0.04308 |  | 1.0886e-06 |  | 0.0023958 |  | 9.0183e-05 |  | 9.0183e-05 |  | 0.16426 |  | -0.00011057 |  | 0 |  | 0.0010473 |  | 0.043758 |  | 0.10511
| 5.1324e-05 |  | 0.00070369 |  | 0.00026279 |  | 9.6298e-05 |  | 4.8496e-05 |  | 0.00012062 |  | 0.00012735 |  | 0.00013183 |  | 5.8594e-07 |  | #REF! |  | 0.00020118 |  | 0.098776 |  | 0.0010473 |  | #REF! |  | 0.0056967 |  | 0.00048102 |  | 0.044309 |  | 1.059e-06 |  | 0.0024647 |  | 0.00013185 |  | 0.00013185 |  | 0.16377 |  | -2.2059e-05 |  | 0 |  | 0.0010654 |  | 0.04379 |  | 0.10509
| 2.1456e-05 |  | 0.00067032 |  | 0.00025342 |  | 6.7638e-05 |  | 4.0945e-05 |  | 0.00019126 |  | 0.00012321 |  | 0.0001103 |  | 5.4658e-07 |  | #REF! |  | 0.00019738 |  | 0.097125 |  | 0.00099666 |  | #REF! |  | 0.0056098 |  | 0.0011614 |  | 0.045481 |  | 1.0543e-06 |  | 0.0025127 |  | 0.00012554 |  | 0.00012554 |  | 0.16296 |  | 7.1349e-05 |  | 0 |  | 0.0010787 |  | 0.043903 |  | 0.10498
| 2.1456e-05 |  | 0.00052573 |  | 0.00026651 |  | 6.7638e-05 |  | 4.7387e-05 |  | 0.00017416 |  | 0.0001451 |  | 9.0148e-05 |  | 5.2954e-07 |  | #REF! |  | 0.00022717 |  | 0.096181 |  | 0.00097925 |  | #REF! |  | 0.0055361 |  | 0.001554 |  | 0.046725 |  | 1.0887e-06 |  | 0.0025483 |  | 0.00012327 |  | 0.00012327 |  | 0.16231 |  | 9.2923e-05 |  | 0 |  | 0.0010896 |  | 0.043796 |  | 0.10484
| 3.2788e-05 |  | 0.00057195 |  | 0.00028141 |  | 0.00010032 |  | 7.2009e-05 |  | 0.00016859 |  | 0.00013738 |  | 9.063e-05 |  | 5.4925e-07 |  | #REF! |  | 0.0002178 |  | 0.095714 |  | 0.00097203 |  | #REF! |  | 0.0054027 |  | 0.0015651 |  | 0.047994 |  | 1.1602e-06 |  | 0.0026517 |  | 0.00014331 |  | 0.00014331 |  | 0.16245 |  | -0.00010486 |  | 0 |  | 0.001097 |  | 0.043527 |  | 0.10466
| 3.2788e-05 |  | 0.00073193 |  | 0.00026927 |  | 0.00010032 |  | 4.7657e-05 |  | 0.00016175 |  | 0.00012761 |  | 6.6304e-05 |  | 5.2494e-07 |  | #REF! |  | 0.00018343 |  | 0.094939 |  | 0.00094256 |  | #REF! |  | 0.0053224 |  | 0.0018232 |  | 0.049142 |  | 1.1478e-06 |  | 0.0027818 |  | 0.00013189 |  | 0.00013189 |  | 0.16342 |  | -0.00010832 |  | 0 |  | 0.001102 |  | 0.043272 |  | 0.10457
| 2.352e-05 |  | 0.00069171 |  | 0.00027211 |  | 6.077e-05 |  | 1.8148e-05 |  | 0.00016599 |  | 0.00012622 |  | 6.583e-05 |  | 5.2626e-07 |  | #REF! |  | 0.0001868 |  | 0.09412 |  | 0.00095272 |  | #REF! |  | 0.0052625 |  | 0.0021335 |  | 0.050499 |  | 1.0331e-06 |  | 0.0028867 |  | 0.00016197 |  | 0.00016197 |  | 0.16323 |  | 1.3967e-05 |  | 0 |  | 0.0011169 |  | 0.043186 |  | 0.10448
| 2.352e-05 |  | 0.00061523 |  | 0.00026988 |  | 6.077e-05 |  | 9.8276e-05 |  | 0.00020478 |  | 0.00011968 |  | 8.1733e-05 |  | 6.242e-07 |  | #REF! |  | 0.00021703 |  | 0.09283 |  | 0.00094768 |  | #REF! |  | 0.0051773 |  | 0.002369 |  | 0.052004 |  | 9.9677e-07 |  | 0.002957 |  | 0.00016312 |  | 0.00016312 |  | 0.16237 |  | -6.6871e-05 |  | 0 |  | 0.0011401 |  | 0.04337 |  | 0.10447
| 6.7649e-05 |  | 0.00064355 |  | 0.00027869 |  | 6.4783e-05 |  | 0.00011462 |  | 0.00015538 |  | 0.00012119 |  | 9.7027e-05 |  | 7.6678e-07 |  | #REF! |  | 0.00021987 |  | 0.092375 |  | 0.00093366 |  | #REF! |  | 0.0051247 |  | 0.0028139 |  | 0.053614 |  | 1.0222e-06 |  | 0.0029782 |  | 0.00022099 |  | 0.00022099 |  | 0.16221 |  | -0.0001043 |  | 0 |  | 0.001141 |  | 0.043396 |  | 0.10435
| 6.7655e-05 |  | 0.00059695 |  | 0.000242 |  | 6.4789e-05 |  | -7.9996e-06 |  | 0.00013143 |  | 0.00011205 |  | 0.00014098 |  | 8.1547e-07 |  | #REF! |  | 0.00020987 |  | 0.091793 |  | 0.00096273 |  | #REF! |  | 0.0050796 |  | 0.0034382 |  | 0.055301 |  | 1.1198e-06 |  | 0.003064 |  | 0.00023472 |  | 0.00023472 |  | 0.16165 |  | 0.00019057 |  | 0 |  | 0.0011269 |  | 0.043338 |  | 0.1043
| 4.2069e-05 |  | 0.00051713 |  | 0.00022044 |  | 9.3464e-05 |  | 4.1644e-05 |  | 0.00015014 |  | 0.00010635 |  | 0.00012569 |  | 7.4911e-07 |  | #REF! |  | 0.00020718 |  | 0.090218 |  | 0.00097704 |  | #REF! |  | 0.0050221 |  | 0.0039765 |  | 0.056871 |  | 1.126e-06 |  | 0.00319 |  | 0.00018865 |  | 0.00018865 |  | 0.16106 |  | 0.00020558 |  | 0 |  | 0.0011311 |  | 0.043373 |  | 0.10438
| 4.2066e-05 |  | 0.00060666 |  | 0.00027649 |  | 9.3456e-05 |  | 6.5514e-05 |  | 0.00015015 |  | 0.00012062 |  | 0.00013638 |  | 6.8668e-07 |  | #REF! |  | 0.00019289 |  | 0.089471 |  | 0.00096959 |  | #REF! |  | 0.0049651 |  | 0.0041374 |  | 0.058575 |  | 1.0168e-06 |  | 0.0032813 |  | 0.00014869 |  | 0.00014869 |  | 0.16034 |  | 4.9358e-05 |  | 0 |  | 0.0011502 |  | 0.043551 |  | 0.1044
| 9.1005e-06 |  | 0.00066516 |  | 0.00027411 |  | 9.1744e-05 |  | 2.407e-05 |  | 0.00016071 |  | 0.00012348 |  | 0.00014343 |  | 6.4139e-07 |  | #REF! |  | 0.00019273 |  | 0.088496 |  | 0.00093232 |  | #REF! |  | 0.0048509 |  | 0.0042651 |  | 0.060176 |  | 9.8389e-07 |  | 0.0033459 |  | 0.00017002 |  | 0.00017002 |  | 0.15996 |  | 4.8982e-05 |  | 0 |  | 0.0011634 |  | 0.043652 |  | 0.10435
| 9.1013e-06 |  | 0.0006166 |  | 0.00026516 |  | 9.1752e-05 |  | 6.6755e-05 |  | 0.00015501 |  | 0.0001233 |  | 0.00013149 |  | 6.5651e-07 |  | #REF! |  | 0.00021313 |  | 0.087484 |  | 0.0009101 |  | #REF! |  | 0.0047968 |  | 0.0052065 |  | 0.061928 |  | 1.0464e-06 |  | 0.003467 |  | 0.00020771 |  | 0.00020771 |  | 0.16003 |  | 4.5766e-05 |  | 0 |  | 0.0011659 |  | 0.043593 |  | 0.10423
| 8.0711e-06 |  | 0.00060813 |  | 0.00025194 |  | 5.5685e-05 |  | 6.8575e-05 |  | 0.00012581 |  | 0.00011464 |  | 0.00013083 |  | 6.3942e-07 |  | #REF! |  | 0.00018241 |  | 0.086225 |  | 0.00091025 |  | #REF! |  | 0.0047534 |  | 0.0066533 |  | 0.063912 |  | 1.1467e-06 |  | 0.0035899 |  | 0.00017645 |  | 0.00017645 |  | 0.16005 |  | 0.00012322 |  | 0 |  | 0.0011734 |  | 0.043472 |  | 0.1042
| 8.0711e-06 |  | 0.00052011 |  | 0.00024167 |  | 5.5685e-05 |  | 6.0906e-05 |  | 0.00013951 |  | 0.00010898 |  | 0.00011176 |  | 6.6248e-07 |  | #REF! |  | 0.00016501 |  | 0.085082 |  | 0.00090536 |  | #REF! |  | 0.0046769 |  | 0.0081039 |  | 0.065718 |  | 1.1688e-06 |  | 0.0037434 |  | 0.00017188 |  | 0.00017188 |  | 0.15999 |  | 6.9394e-05 |  | 0 |  | 0.0011899 |  | 0.043448 |  | 0.1041
| 5.5472e-05 |  | 0.00053436 |  | 0.00027162 |  | 9.0613e-05 |  | 8.5146e-05 |  | 0.00016762 |  | 0.00011753 |  | 0.00010538 |  | 6.7168e-07 |  | #REF! |  | 0.00019261 |  | 0.085285 |  | 0.00090556 |  | #REF! |  | 0.0046195 |  | 0.0090384 |  | 0.067432 |  | 1.1647e-06 |  | 0.003868 |  | 0.00019986 |  | 0.00019986 |  | 0.15935 |  | 2.5403e-05 |  | 0 |  | 0.0012033 |  | 0.043233 |  | 0.10401
| 5.5472e-05 |  | 0.00077439 |  | 0.00026723 |  | 9.0613e-05 |  | 7.3032e-05 |  | 0.00015507 |  | 0.00012535 |  | 0.00010432 |  | 6.2699e-07 |  | #REF! |  | 0.0001903 |  | 0.0849 |  | 0.00088154 |  | #REF! |  | 0.004557 |  | 0.009932 |  | 0.069142 |  | 1.2039e-06 |  | 0.003934 |  | 0.00019416 |  | 0.00019416 |  | 0.15878 |  | -0.00018008 |  | 0 |  | 0.0012315 |  | 0.043386 |  | 0.10387
| 4.4141e-05 |  | 0.0007243 |  | 0.00025385 |  | 1.094e-05 |  | 6.1786e-05 |  | 9.6433e-05 |  | 0.00011617 |  | 0.00010832 |  | 6.2836e-07 |  | #REF! |  | 0.00017973 |  | 0.084081 |  | 0.00086634 |  | #REF! |  | 0.0044712 |  | 0.011024 |  | 0.070784 |  | 1.272e-06 |  | 0.0040176 |  | 0.00018185 |  | 0.00018185 |  | 0.15739 |  | -0.00015903 |  | 0 |  | 0.0012671 |  | 0.043468 |  | 0.10366
| 4.4141e-05 |  | 0.00061153 |  | 0.00025755 |  | 1.094e-05 |  | 3.3158e-05 |  | 7.5891e-05 |  | 0.00010066 |  | 9.6368e-05 |  | 5.9549e-07 |  | #REF! |  | 0.00017738 |  | 0.084117 |  | 0.00083542 |  | #REF! |  | 0.004373 |  | 0.011714 |  | 0.072403 |  | 1.3194e-06 |  | 0.0040926 |  | 0.00021045 |  | 0.00021045 |  | 0.15546 |  | -8.4385e-05 |  | 0 |  | 0.001296 |  | 0.042933 |  | 0.10338
| 0 |  | 0.00058657 |  | 0.00024969 |  | 4.6743e-05 |  | 1.3983e-05 |  | 8.7073e-05 |  | 0.00010674 |  | 9.2373e-05 |  | 6.185e-07 |  | #REF! |  | 0.00016121 |  | 0.083816 |  | 0.00080798 |  | #REF! |  | 0.0042887 |  | 0.013861 |  | 0.074127 |  | 1.2809e-06 |  | 0.0041798 |  | 0.00019355 |  | 0.00019355 |  | 0.1542 |  | -0.00017241 |  | 0 |  | 0.0013135 |  | 0.042667 |  | 0.10313
| 0 |  | 0.0007131 |  | 0.00020452 |  | 4.6747e-05 |  | 4.0861e-05 |  | 8.1319e-05 |  | 0.00012384 |  | 0.00011013 |  | 6.3498e-07 |  | #REF! |  | 0.00017131 |  | 0.083148 |  | 0.00081847 |  | #REF! |  | 0.0042208 |  | 0.015417 |  | 0.075849 |  | 1.2652e-06 |  | 0.0042857 |  | 0.00020271 |  | 0.00020271 |  | 0.15338 |  | -1.1763e-05 |  | 0 |  | 0.0013325 |  | 0.042523 |  | 0.10304
| 6.8832e-05 |  | 0.00070687 |  | 0.00021156 |  | 0.00011759 |  | 4.88e-05 |  | 0.0001182 |  | 0.00013841 |  | 0.00011014 |  | 6.7837e-07 |  | #REF! |  | 0.00015826 |  | 0.083002 |  | 0.00080039 |  | #REF! |  | 0.0041567 |  | 0.017353 |  | 0.077719 |  | 1.2913e-06 |  | 0.0044257 |  | 0.00026631 |  | 0.00026631 |  | 0.15328 |  | 8.0032e-05 |  | 0 |  | 0.0013665 |  | 0.042543 |  | 0.10304
| 6.8838e-05 |  | 0.00045742 |  | 0.00025772 |  | 0.0001176 |  | -9.7081e-06 |  | 0.00011768 |  | 0.00012554 |  | 8.7843e-05 |  | 7.3167e-07 |  | #REF! |  | 0.00013985 |  | 0.083067 |  | 0.00078605 |  | #REF! |  | 0.0040772 |  | 0.01837 |  | 0.079925 |  | 1.2798e-06 |  | 0.0045432 |  | 0.00025717 |  | 0.00025717 |  | 0.15316 |  | -2.6e-05 |  | 0 |  | 0.0013889 |  | 0.042569 |  | 0.10319
| 6.2528e-05 |  | 0.0005481 |  | 0.00023332 |  | 5.3715e-05 |  | -4.9648e-06 |  | 8.875e-05 |  | 0.00012164 |  | 8.7848e-05 |  | 7.3424e-07 |  | #REF! |  | 0.00019948 |  | 0.082849 |  | 0.00075531 |  | #REF! |  | 0.0040228 |  | 0.019006 |  | 0.08224 |  | 1.2281e-06 |  | 0.0046712 |  | 0.00022411 |  | 0.00022411 |  | 0.15229 |  | 8.9216e-05 |  | 0 |  | 0.0013972 |  | 0.042528 |  | 0.10328
| 6.2533e-05 |  | 0.0006505 |  | 0.00025125 |  | 5.3719e-05 |  | 3.2563e-05 |  | 6.7809e-05 |  | 0.00012334 |  | 8.8691e-05 |  | 7.2379e-07 |  | #REF! |  | 0.00023524 |  | 0.081555 |  | 0.00073496 |  | #REF! |  | 0.0039849 |  | 0.020733 |  | 0.084541 |  | 1.1746e-06 |  | 0.0048249 |  | 0.00022755 |  | 0.00022755 |  | 0.15046 |  | 0.00016447 |  | 0 |  | 0.0014014 |  | 0.042502 |  | 0.10321
| 4.982e-06 |  | 0.00065128 |  | 0.00028904 |  | 5.5709e-05 |  | 3.6526e-05 |  | 0.00010718 |  | 0.00012261 |  | 8.8695e-05 |  | 6.9032e-07 |  | #REF! |  | 0.00022317 |  | 0.080482 |  | 0.00080872 |  | #REF! |  | 0.0039572 |  | 0.022561 |  | 0.086903 |  | 1.2297e-06 |  | 0.0049354 |  | 0.00027175 |  | 0.00027175 |  | 0.14833 |  | 0.00014724 |  | 0 |  | 0.0014138 |  | 0.042558 |  | 0.10314
| 4.982e-06 |  | 0.00053949 |  | 0.00023789 |  | 5.5709e-05 |  | 3.7832e-05 |  | 9.7655e-05 |  | 0.0001137 |  | 0.00011563 |  | 6.844e-07 |  | #REF! |  | 0.00020513 |  | 0.080433 |  | 0.00076909 |  | #REF! |  | 0.0038772 |  | 0.023869 |  | 0.089264 |  | 1.3129e-06 |  | 0.0050367 |  | 0.00026833 |  | 0.00026833 |  | 0.14712 |  | 0.00025827 |  | 0 |  | 0.0014222 |  | 0.042634 |  | 0.1029
| 3.1786e-05 |  | 0.00052769 |  | 0.00024039 |  | 9.18e-05 |  | 2.1489e-05 |  | 0.00011169 |  | 0.00011355 |  | 0.00011563 |  | 6.6271e-07 |  | #REF! |  | 0.00018194 |  | 0.07925 |  | 0.00072704 |  | #REF! |  | 0.0038227 |  | 0.024191 |  | 0.091562 |  | 1.2916e-06 |  | 0.0052022 |  | 0.0002661 |  | 0.0002661 |  | 0.14645 |  | 0.00022107 |  | 0 |  | 0.0014081 |  | 0.042528 |  | 0.10268
| 3.1786e-05 |  | 0.0006696 |  | 0.00025724 |  | 9.18e-05 |  | 8.6094e-05 |  | 0.00012779 |  | 0.00011536 |  | 0.00010915 |  | 6.2002e-07 |  | #REF! |  | 0.00016376 |  | 0.078079 |  | 0.00072934 |  | #REF! |  | 0.0037527 |  | 0.027616 |  | 0.093758 |  | 1.2147e-06 |  | 0.0053534 |  | 0.00028784 |  | 0.00028784 |  | 0.14439 |  | -2.1912e-05 |  | 0 |  | 0.0014056 |  | 0.04212 |  | 0.10246
| 6.6555e-05 |  | 0.00067793 |  | 0.00020142 |  | 3.88e-05 |  | 7.4616e-05 |  | 0.00010472 |  | 0.00010082 |  | 0.00010916 |  | 6.0354e-07 |  | #REF! |  | 0.00015712 |  | 0.077232 |  | 0.00072381 |  | #REF! |  | 0.0036633 |  | 0.030045 |  | 0.095888 |  | 1.1445e-06 |  | 0.0054874 |  | 0.00024717 |  | 0.00024717 |  | 0.14262 |  | -0.00016177 |  | 0 |  | 0.0014363 |  | 0.041783 |  | 0.10229
| 8.4116e-05 |  | 0.00057816 |  | 0.0002031 |  | 3.8804e-05 |  | 9.5656e-06 |  | 7.2882e-05 |  | 0.00010612 |  | 9.8664e-05 |  | 7.0885e-07 |  | #REF! |  | 0.00015535 |  | 0.076035 |  | 0.00070891 |  | #REF! |  | 0.0035937 |  | 0.031765 |  | 0.098033 |  | 1.1715e-06 |  | 0.0056472 |  | 0.00023918 |  | 0.00023918 |  | 0.14211 |  | 3.1452e-05 |  | 0 |  | 0.0014894 |  | 0.041685 |  | 0.10199
| 3.9037e-05 |  | 0.00050898 |  | 0.00026822 |  | 3.2837e-05 |  | 2.3859e-06 |  | 8.8123e-05 |  | 0.00011837 |  | 0.00011578 |  | 8.1727e-07 |  | #REF! |  | 0.00014901 |  | 0.075682 |  | 0.00068159 |  | #REF! |  | 0.0035767 |  | 0.033358 |  | 0.1005 |  | 1.2243e-06 |  | 0.0057681 |  | 0.00029398 |  | 0.00029398 |  | 0.14132 |  | 0.00014284 |  | 0 |  | 0.0015299 |  | 0.041457 |  | 0.10168
| 2.1481e-05 |  | 0.0006013 |  | 0.00029244 |  | 3.2837e-05 |  | 1.9429e-05 |  | 0.0001829 |  | 0.00012155 |  | 0.00011955 |  | 7.871e-07 |  | #REF! |  | 0.00016006 |  | 0.075572 |  | 0.00071479 |  | #REF! |  | 0.0035788 |  | 0.035825 |  | 0.10311 |  | 1.1673e-06 |  | 0.0058831 |  | 0.00032947 |  | 0.00032947 |  | 0.1407 |  | -2.5027e-05 |  | 0 |  | 0.001554 |  | 0.041359 |  | 0.10147
| 1.6325e-05 |  | 0.00066251 |  | 0.00025363 |  | 7.0584e-05 |  | 2.6557e-05 |  | 0.0002112 |  | 0.00011411 |  | 0.00010245 |  | 6.9175e-07 |  | #REF! |  | 0.00019706 |  | 0.07515 |  | 0.00070911 |  | #REF! |  | 0.0034692 |  | 0.038274 |  | 0.10597 |  | 1.1385e-06 |  | 0.0060539 |  | 0.00026874 |  | 0.00026874 |  | 0.13925 |  | -7.9632e-05 |  | 0 |  | 0.0015806 |  | 0.041504 |  | 0.10129
| 1.6327e-05 |  | 0.00067688 |  | 0.00023201 |  | 7.059e-05 |  | -2.1753e-06 |  | 0.00015253 |  | 0.00011966 |  | 9.1101e-05 |  | 6.3526e-07 |  | #REF! |  | 0.00017994 |  | 0.07437 |  | 0.00069459 |  | #REF! |  | 0.0033794 |  | 0.040113 |  | 0.10909 |  | 1.1619e-06 |  | 0.0062212 |  | 0.00025045 |  | 0.00025045 |  | 0.13745 |  | 0.00016489 |  | 0 |  | 0.0016112 |  | 0.041443 |  | 0.10118
| 3.4888e-05 |  | 0.0006568 |  | 0.00024459 |  | 0.00013028 |  | -5.1945e-06 |  | 0.00011524 |  | 0.00012526 |  | 9.1106e-05 |  | 7.0036e-07 |  | #REF! |  | 0.00017155 |  | 0.07302 |  | 0.00069478 |  | #REF! |  | 0.0033532 |  | 0.042024 |  | 0.11198 |  | 1.1949e-06 |  | 0.0063715 |  | 0.00031465 |  | 0.00031465 |  | 0.13647 |  | 0.00026675 |  | 0 |  | 0.0016319 |  | 0.041234 |  | 0.10099
| 3.4888e-05 |  | 0.00063365 |  | 0.00025752 |  | 0.00013028 |  | 5.0347e-05 |  | 8.311e-05 |  | 0.00011345 |  | 9.3392e-05 |  | 7.4179e-07 |  | #REF! |  | 0.00020483 |  | 0.072569 |  | 0.00068832 |  | #REF! |  | 0.0033182 |  | 0.042343 |  | 0.11496 |  | 1.2032e-06 |  | 0.0065669 |  | 0.00030779 |  | 0.00030779 |  | 0.1352 |  | 0.00016138 |  | 0 |  | 0.001651 |  | 0.041214 |  | 0.10075
| 3.7985e-05 |  | 0.00072956 |  | 0.00025439 |  | 3.2843e-05 |  | 5.5671e-05 |  | 3.2069e-05 |  | 0.0001138 |  | 9.3397e-05 |  | 7.1883e-07 |  | #REF! |  | 0.00019707 |  | 0.07235 |  | 0.00066164 |  | #REF! |  | 0.0032903 |  | 0.046536 |  | 0.11805 |  | 1.1476e-06 |  | 0.0067876 |  | 0.00032727 |  | 0.00032727 |  | 0.1338 |  | 0.00017085 |  | 0 |  | 0.00168 |  | 0.041238 |  | 0.10055
| 3.7988e-05 |  | 0.00070952 |  | 0.00021935 |  | 3.2846e-05 |  | 5.7872e-05 |  | 3.5883e-05 |  | 0.00010027 |  | 0.00010151 |  | 6.8332e-07 |  | #REF! |  | 0.00016924 |  | 0.072017 |  | 0.00064175 |  | #REF! |  | 0.0032043 |  | 0.048716 |  | 0.12115 |  | 1.151e-06 |  | 0.0069501 |  | 0.00037075 |  | 0.00037075 |  | 0.13319 |  | 0.00014328 |  | 0 |  | 0.0017099 |  | 0.041116 |  | 0.10034
| 8.036e-05 |  | 0.00063986 |  | 0.00022 |  | 9.0692e-05 |  | 8.2206e-05 |  | 6.6165e-05 |  | 9.5219e-05 |  | 0.00012677 |  | 7.1818e-07 |  | #REF! |  | 0.00015866 |  | 0.07153 |  | 0.00066024 |  | #REF! |  | 0.0031577 |  | 0.05149 |  | 0.12439 |  | 1.162e-06 |  | 0.0071059 |  | 0.00034133 |  | 0.00034133 |  | 0.13201 |  | 0.00011485 |  | 0 |  | 0.0017315 |  | 0.040941 |  | 0.1001
| 8.036e-05 |  | 0.00060226 |  | 0.00022045 |  | 9.0692e-05 |  | 4.31e-05 |  | 0.00010863 |  | 9.6301e-05 |  | 0.00015448 |  | 8.2873e-07 |  | #REF! |  | 0.00016612 |  | 0.070565 |  | 0.00063332 |  | #REF! |  | 0.0031422 |  | 0.0538 |  | 0.12773 |  | 1.2034e-06 |  | 0.007287 |  | 0.0003322 |  | 0.0003322 |  | 0.13017 |  | 3.7469e-06 |  | 0 |  | 0.0017563 |  | 0.040876 |  | 0.09985
| 9.1108e-06 |  | 0.00060483 |  | 0.00019668 |  | 7.1756e-05 |  | 2.9645e-05 |  | 0.00013938 |  | 9.9383e-05 |  | 0.00012923 |  | 8.7149e-07 |  | #REF! |  | 0.00017282 |  | 0.070197 |  | 0.0006329 |  | #REF! |  | 0.0031024 |  | 0.05647 |  | 0.13122 |  | 1.2481e-06 |  | 0.0075869 |  | 0.00037425 |  | 0.00037425 |  | 0.12952 |  | -7.7694e-05 |  | 0 |  | 0.0017887 |  | 0.040839 |  | 0.09979
| 9.1108e-06 |  | 0.00067044 |  | 0.00023674 |  | 7.1756e-05 |  | 3.9685e-05 |  | 0.00016568 |  | 0.00011259 |  | 0.00011222 |  | 8.5446e-07 |  | #REF! |  | 0.00019766 |  | 0.069584 |  | 0.00070163 |  | #REF! |  | 0.003091 |  | 0.058642 |  | 0.1345 |  | 1.2118e-06 |  | 0.0078466 |  | 0.00040288 |  | 0.00040288 |  | 0.12851 |  | 3.8264e-05 |  | 0 |  | 0.0018226 |  | 0.040747 |  | 0.099681
| 7.5201e-05 |  | 0.00073501 |  | 0.00022635 |  | 2.9862e-05 |  | 2.8739e-05 |  | 0.00014128 |  | 9.8659e-05 |  | 0.00011223 |  | 8.0374e-07 |  | #REF! |  | 0.00020887 |  | 0.069247 |  | 0.00066058 |  | #REF! |  | 0.0030205 |  | 0.060047 |  | 0.1378 |  | 1.2117e-06 |  | 0.0079499 |  | 0.00039719 |  | 0.00039719 |  | 0.12691 |  | 3.7873e-05 |  | 0 |  | 0.0018418 |  | 0.040312 |  | 0.099415
| 7.5207e-05 |  | 0.00069941 |  | 0.00020096 |  | 2.9865e-05 |  | 3.4387e-06 |  | 0.00010625 |  | 9.0523e-05 |  | 6.786e-05 |  | 8.2091e-07 |  | #REF! |  | 0.00017324 |  | 0.068872 |  | 0.00055614 |  | #REF! |  | 0.002935 |  | 0.06305 |  | 0.14156 |  | 1.2296e-06 |  | 0.0081282 |  | 0.00041209 |  | 0.00041209 |  | 0.12567 |  | 4.7391e-05 |  | 0 |  | 0.0018584 |  | 0.040206 |  | 0.099296
| 0 |  | 0.00060604 |  | 0.00022366 |  | 4.8779e-05 |  | -4.243e-06 |  | 9.264e-05 |  | 0.00010067 |  | 6.7863e-05 |  | 8.0914e-07 |  | #REF! |  | 0.0001404 |  | 0.068619 |  | 0.00054533 |  | #REF! |  | 0.0029091 |  | 0.067066 |  | 0.14517 |  | 1.3322e-06 |  | 0.0083641 |  | 0.0004476 |  | 0.0004476 |  | 0.12376 |  | -9.815e-05 |  | 0 |  | 0.0018849 |  | 0.040399 |  | 0.099202
| 0 |  | 0.00057244 |  | 0.00021076 |  | 4.8784e-05 |  | 5.9616e-06 |  | 5.6836e-05 |  | 9.6202e-05 |  | 0.00010661 |  | 7.6112e-07 |  | #REF! |  | 0.00013062 |  | 0.069108 |  | 0.00056168 |  | #REF! |  | 0.0028836 |  | 0.067557 |  | 0.14838 |  | 1.3412e-06 |  | 0.008575 |  | 0.00044189 |  | 0.00044189 |  | 0.12233 |  | -0.0001382 |  | 0 |  | 0.001914 |  | 0.040085 |  | 0.099026
| 3.9545e-06 |  | 0.00058148 |  | 0.00020719 |  | 1.792e-05 |  | 3.4715e-05 |  | 5.4811e-05 |  | 9.1422e-05 |  | 0.0001136 |  | 7.1967e-07 |  | #REF! |  | 0.0001395 |  | 0.068995 |  | 0.00055195 |  | #REF! |  | 0.0028282 |  | 0.073693 |  | 0.15161 |  | 1.207e-06 |  | 0.008772 |  | 0.00042588 |  | 0.00042588 |  | 0.12132 |  | -3.2703e-05 |  | 0 |  | 0.0019396 |  | 0.039778 |  | 0.098722
| 3.3922e-05 |  | 0.00064157 |  | 0.00021328 |  | 1.7922e-05 |  | 7.3287e-05 |  | 0.00010166 |  | 0.00010105 |  | 7.6438e-05 |  | 6.7691e-07 |  | #REF! |  | 0.00014067 |  | 0.068365 |  | 0.0005592 |  | #REF! |  | 0.002771 |  | 0.076371 |  | 0.15502 |  | 1.1018e-06 |  | 0.0089771 |  | 0.00043392 |  | 0.00043392 |  | 0.1195 |  | -3.5216e-05 |  | 0 |  | 0.0019505 |  | 0.039543 |  | 0.098344
| 2.9967e-05 |  | 0.00057413 |  | 0.00022229 |  | 0.00010336 |  | 3.0242e-05 |  | 0.00011267 |  | 0.00011065 |  | 8.1299e-05 |  | 6.8421e-07 |  | #REF! |  | 0.0001442 |  | 0.067989 |  | 0.0005726 |  | #REF! |  | 0.002747 |  | 0.078996 |  | 0.15829 |  | 1.0895e-06 |  | 0.0091984 |  | 0.00044426 |  | 0.00044426 |  | 0.11797 |  | 6.7201e-05 |  | 0 |  | 0.0019638 |  | 0.03946 |  | 0.097955
| 0 |  | 0.00061299 |  | 0.0002205 |  | 0.00010336 |  | 2.8017e-05 |  | 9.4203e-05 |  | 0.00010494 |  | 7.275e-05 |  | 7.1645e-07 |  | #REF! |  | 0.00016606 |  | 0.06687 |  | 0.00058943 |  | #REF! |  | 0.0027096 |  | 0.081736 |  | 0.16175 |  | 1.1803e-06 |  | 0.0094362 |  | 0.00048663 |  | 0.00048663 |  | 0.11716 |  | 7.0616e-05 |  | 0 |  | 0.0019937 |  | 0.039333 |  | 0.097654
| 4.0068e-05 |  | 0.00061664 |  | 0.00020514 |  | 4.3813e-05 |  | 7.3698e-05 |  | 8.9675e-05 |  | 9.8577e-05 |  | 6.0913e-05 |  | 7.5072e-07 |  | #REF! |  | 0.00014073 |  | 0.065985 |  | 0.00055766 |  | #REF! |  | 0.0026451 |  | 0.08479 |  | 0.1655 |  | 1.2244e-06 |  | 0.0096432 |  | 0.00046491 |  | 0.00046491 |  | 0.11562 |  | -8.0856e-05 |  | 0 |  | 0.0020234 |  | 0.039078 |  | 0.097426
| 4.0068e-05 |  | 0.00051593 |  | 0.00020935 |  | 4.3813e-05 |  | 5.8643e-05 |  | 7.8597e-05 |  | 7.9132e-05 |  | 5.8786e-05 |  | 7.5724e-07 |  | #REF! |  | 0.0001066 |  | 0.066461 |  | 0.00050534 |  | #REF! |  | 0.0025886 |  | 0.088234 |  | 0.16952 |  | 1.1845e-06 |  | 0.0099167 |  | 0.00045691 |  | 0.00045691 |  | 0.11388 |  | -0.00013699 |  | 0 |  | 0.0020518 |  | 0.038991 |  | 0.097436
| 2.3561e-05 |  | 0.00064378 |  | 0.00023944 |  | 2.7884e-05 |  | 5.0289e-05 |  | 0.00010265 |  | 7.8856e-05 |  | 5.8789e-05 |  | 7.6658e-07 |  | #REF! |  | 0.00018607 |  | 0.066461 |  | 0.00055305 |  | #REF! |  | 0.0025887 |  | 0.091967 |  | 0.17378 |  | 1.1454e-06 |  | 0.01024 |  | 0.00051763 |  | 0.00051763 |  | 0.11241 |  | 3.9048e-05 |  | 0 |  | 0.0020765 |  | 0.039175 |  | 0.097555
| 2.3561e-05 |  | 0.00066866 |  | 0.00024813 |  | 2.7884e-05 |  | 2.784e-05 |  | 0.00010432 |  | 0.00010489 |  | 0.00010825 |  | 7.9546e-07 |  | #REF! |  | 0.00022817 |  | 0.06585 |  | 0.00057173 |  | #REF! |  | 0.0025863 |  | 0.094729 |  | 0.1779 |  | 1.1247e-06 |  | 0.01048 |  | 0.00054287 |  | 0.00054287 |  | 0.11049 |  | 0.00015475 |  | 0 |  | 0.0021108 |  | 0.039296 |  | 0.097682
| 0.00011315 |  | 0.00056374 |  | 0.00022604 |  | 3.685e-05 |  | 6.0482e-05 |  | 6.4592e-05 |  | 0.00011714 |  | 0.00010826 |  | 8.7844e-07 |  | #REF! |  | 0.00016341 |  | 0.065756 |  | 0.00054055 |  | #REF! |  | 0.0025274 |  | 0.098637 |  | 0.18156 |  | 1.1262e-06 |  | 0.010703 |  | 0.00054173 |  | 0.00054173 |  | 0.10933 |  | 0.00010684 |  | 0 |  | 0.0021421 |  | 0.039294 |  | 0.097559
| 0.00011315 |  | 0.00049473 |  | 0.00020579 |  | 3.685e-05 |  | 8.8048e-05 |  | 0.0001062 |  | 0.00010982 |  | 0.000102 |  | 9.1529e-07 |  | #REF! |  | 0.00015962 |  | 0.065856 |  | 0.00054977 |  | #REF! |  | 0.0024851 |  | 0.10287 |  | 0.18493 |  | 1.1757e-06 |  | 0.010913 |  | 0.00056468 |  | 0.00056468 |  | 0.10789 |  | 0.00012571 |  | 0 |  | 0.0021596 |  | 0.039357 |  | 0.097194
| 0 |  | 0.00058798 |  | 0.00021292 |  | 0.00010568 |  | 4.4611e-05 |  | 0.00015427 |  | 0.00010317 |  | 0.000102 |  | 8.9628e-07 |  | #REF! |  | 0.0001972 |  | 0.065875 |  | 0.0005226 |  | #REF! |  | 0.0024584 |  | 0.10066 |  | 0.188 |  | 1.257e-06 |  | 0.011148 |  | 0.00065405 |  | 0.00065405 |  | 0.10585 |  | -3.6106e-05 |  | 0 |  | 0.0021721 |  | 0.039316 |  | 0.09672
| 0 |  | 0.00068853 |  | 0.00019235 |  | 0.00010569 |  | 3.2956e-05 |  | 0.00012177 |  | 8.7692e-05 |  | 9.8463e-05 |  | 8.5877e-07 |  | #REF! |  | 0.00017584 |  | 0.065741 |  | 0.00046602 |  | #REF! |  | 0.0024127 |  | 0.10918 |  | 0.19076 |  | 1.3306e-06 |  | 0.011368 |  | 0.00063919 |  | 0.00063919 |  | 0.10457 |  | -9.249e-05 |  | 0 |  | 0.0021913 |  | 0.039222 |  | 0.096207
| 6.0212e-06 |  | 0.00061982 |  | 0.00017689 |  | 3.7852e-05 |  | 2.1052e-05 |  | 0.00011315 |  | 9.2183e-05 |  | 9.8468e-05 |  | 8.0415e-07 |  | #REF! |  | 0.00014607 |  | 0.065223 |  | 0.0004874 |  | #REF! |  | 0.0023672 |  | 0.11361 |  | 0.19375 |  | 1.2577e-06 |  | 0.01158 |  | 0.00059569 |  | 0.00059569 |  | 0.10302 |  | 0.00013554 |  | 0 |  | 0.0022144 |  | 0.039127 |  | 0.095775
| 6.0206e-06 |  | 0.00066755 |  | 0.00020737 |  | 3.7849e-05 |  | 1.0943e-05 |  | 0.00010973 |  | 9.7475e-05 |  | 7.6221e-05 |  | 8.2324e-07 |  | #REF! |  | 0.00013488 |  | 0.064497 |  | 0.00048661 |  | #REF! |  | 0.0023215 |  | 0.11717 |  | 0.19705 |  | 1.1345e-06 |  | 0.011868 |  | 0.00061977 |  | 0.00061977 |  | 0.10152 |  | 0.00021369 |  | 0 |  | 0.002232 |  | 0.039174 |  | 0.095375
| 8.043e-05 |  | 0.00071826 |  | 0.00022089 |  | 5.479e-05 |  | 2.5632e-05 |  | 0.00012025 |  | 9.155e-05 |  | 7.6225e-05 |  | 8.3384e-07 |  | #REF! |  | 0.00015643 |  | 0.063992 |  | 0.00049742 |  | #REF! |  | 0.0022927 |  | 0.12002 |  | 0.20068 |  | 1.1422e-06 |  | 0.01221 |  | 0.0006324 |  | 0.0006324 |  | 0.10021 |  | 8.7331e-05 |  | 0 |  | 0.0022394 |  | 0.039244 |  | 0.095119
| 8.0423e-05 |  | 0.00064732 |  | 0.00019824 |  | 5.4786e-05 |  | 5.4061e-05 |  | 9.514e-05 |  | 0.00010432 |  | 0.00011676 |  | 8.3193e-07 |  | #REF! |  | 0.00016451 |  | 0.063801 |  | 0.00053853 |  | #REF! |  | 0.0022738 |  | 0.1234 |  | 0.20405 |  | 1.2593e-06 |  | 0.012521 |  | 0.00063933 |  | 0.00063933 |  | 0.098311 |  | -6.5185e-05 |  | 0.00014672 |  | 0.0022543 |  | 0.039093 |  | 0.095044
| 7.2962e-05 |  | 0.00070544 |  | 0.00019937 |  | 4.5825e-05 |  | 3.4702e-05 |  | 5.898e-05 |  | 9.4807e-05 |  | 0.00011676 |  | 7.8448e-07 |  | #REF! |  | 0.00013381 |  | 0.063737 |  | 0.00049742 |  | #REF! |  | 0.0022231 |  | 0.12905 |  | 0.20744 |  | 1.3245e-06 |  | 0.012792 |  | 0.00064047 |  | 0.00064047 |  | 0.09715 |  | -4.7511e-05 |  | 0.00014673 |  | 0.0022744 |  | 0.038942 |  | 0.094948
| 7.2968e-05 |  | 0.00073512 |  | 0.00021652 |  | 4.5829e-05 |  | 2.0628e-05 |  | 0.00010256 |  | 7.9184e-05 |  | 9.9843e-05 |  | 7.1873e-07 |  | #REF! |  | 0.000124 |  | 0.063064 |  | 0.00045609 |  | #REF! |  | 0.0021976 |  | 0.13383 |  | 0.21101 |  | 1.2489e-06 |  | 0.013115 |  | 0.00067491 |  | 0.00067491 |  | 0.096112 |  | 1.9094e-05 |  | 0.00038548 |  | 0.0022976 |  | 0.038848 |  | 0.094781
| 9.3652e-05 |  | 0.00067215 |  | 0.00021317 |  | 6.7797e-05 |  | 2.4965e-05 |  | 0.00011406 |  | 8.6842e-05 |  | 0.00010127 |  | 7.1741e-07 |  | #REF! |  | 0.00013726 |  | 0.062299 |  | 0.0004844 |  | #REF! |  | 0.0021837 |  | 0.13674 |  | 0.21422 |  | 1.1512e-06 |  | 0.013495 |  | 0.00069671 |  | 0.00069671 |  | 0.094614 |  | 2.4456e-05 |  | 0.00043276 |  | 0.0023159 |  | 0.038932 |  | 0.094623
| 9.3652e-05 |  | 0.00060193 |  | 0.0002171 |  | 6.7797e-05 |  | 3.2394e-05 |  | 7.7693e-05 |  | 9.2044e-05 |  | 9.3156e-05 |  | 7.7145e-07 |  | #REF! |  | 0.00014613 |  | 0.061876 |  | 0.00047063 |  | #REF! |  | 0.0021418 |  | 0.14039 |  | 0.21692 |  | 1.1472e-06 |  | 0.013871 |  | 0.0006933 |  | 0.0006933 |  | 0.09289 |  | 4.2776e-05 |  | 0.00058365 |  | 0.0023408 |  | 0.038883 |  | 0.094458
| 4.8351e-05 |  | 0.00051183 |  | 0.00020932 |  | 0.00013963 |  | 5.0845e-05 |  | 9.9543e-05 |  | 9.9664e-05 |  | 0.00010255 |  | 8.8598e-07 |  | #REF! |  | 0.00016588 |  | 0.061596 |  | 0.0004358 |  | #REF! |  | 0.0020991 |  | 0.14536 |  | 0.21906 |  | 1.1968e-06 |  | 0.014175 |  | 0.00073347 |  | 0.00073347 |  | 0.090738 |  | 2.9382e-06 |  | 0.00095009 |  | 0.0023607 |  | 0.038706 |  | 0.094204
| 4.8356e-05 |  | 0.00055979 |  | 0.00020864 |  | 0.00013964 |  | 3.5863e-05 |  | 0.00013029 |  | 0.00010882 |  | 9.9823e-05 |  | 9.7747e-07 |  | #REF! |  | 0.00014517 |  | 0.061346 |  | 0.00044791 |  | #REF! |  | 0.0020711 |  | 0.15066 |  | 0.22078 |  | 1.172e-06 |  | 0.014435 |  | 0.00076556 |  | 0.00076556 |  | 0.089024 |  | -0.00010817 |  | 0.0012171 |  | 0.0023766 |  | 0.038546 |  | 0.093876
| 3.9576e-06 |  | 0.00064098 |  | 0.00019415 |  | 5.8609e-05 |  | 2.0357e-05 |  | 0.00011322 |  | 0.0001018 |  | 0.0001008 |  | 1.0039e-06 |  | #REF! |  | 0.00012905 |  | 0.060662 |  | 0.0004411 |  | #REF! |  | 0.0020415 |  | 0.15425 |  | 0.22238 |  | 1.1246e-06 |  | 0.014731 |  | 0.00075302 |  | 0.00075302 |  | 0.087287 |  | -0.00016487 |  | 0.001232 |  | 0.0023865 |  | 0.038445 |  | 0.093641
| 3.9579e-06 |  | 0.00067244 |  | 0.00018896 |  | 5.8614e-05 |  | 1.0527e-05 |  | 7.6317e-05 |  | 0.0001075 |  | 8.381e-05 |  | 8.9198e-07 |  | #REF! |  | 0.00015531 |  | 0.059657 |  | 0.00040445 |  | #REF! |  | 0.0020218 |  | 0.15155 |  | 0.22378 |  | 1.1714e-06 |  | 0.015138 |  | 0.00078741 |  | 0.00078741 |  | 0.085295 |  | -9.362e-05 |  | 0.0010116 |  | 0.0023999 |  | 0.038511 |  | 0.093344
| 3.9067e-05 |  | 0.00068089 |  | 0.00019405 |  | 0.00013161 |  | -1.867e-05 |  | 6.6941e-05 |  | 9.7273e-05 |  | 7.2017e-05 |  | 7.8007e-07 |  | #REF! |  | 0.00013738 |  | 0.059192 |  | 0.00039177 |  | #REF! |  | 0.001996 |  | 0.16315 |  | 0.22501 |  | 1.2898e-06 |  | 0.015512 |  | 0.00084249 |  | 0.00084249 |  | 0.083827 |  | 2.046e-05 |  | 0.0012305 |  | 0.0024082 |  | 0.03818 |  | 0.093117
| 3.9067e-05 |  | 0.00070551 |  | 0.00018647 |  | 0.00013161 |  | 7.8146e-06 |  | 0.00010449 |  | 9.0489e-05 |  | 8.4796e-05 |  | 7.2088e-07 |  | #REF! |  | 0.00012707 |  | 0.059112 |  | 0.00043589 |  | #REF! |  | 0.0019731 |  | 0.16685 |  | 0.22597 |  | 1.3429e-06 |  | 0.015817 |  | 0.00082075 |  | 0.00082075 |  | 0.082762 |  | 9.1807e-06 |  | 0.0015208 |  | 0.0024141 |  | 0.038288 |  | 0.092953
| 9.196e-05 |  | 0.00072439 |  | 0.00019449 |  | 4.9831e-05 |  | 4.2259e-05 |  | 0.00012305 |  | 9.9785e-05 |  | 0.00010173 |  | 7.3471e-07 |  | #REF! |  | 0.00015677 |  | 0.058723 |  | 0.00044702 |  | #REF! |  | 0.0019591 |  | 0.17126 |  | 0.2265 |  | 1.2789e-06 |  | 0.016189 |  | 0.00082881 |  | 0.00082881 |  | 0.080977 |  | -7.0008e-05 |  | 0.0016319 |  | 0.0024215 |  | 0.038541 |  | 0.092718
| 9.196e-05 |  | 0.00063875 |  | 0.00020278 |  | 4.9831e-05 |  | 3.5295e-05 |  | 0.00011453 |  | 8.989e-05 |  | 0.0001043 |  | 7.4985e-07 |  | #REF! |  | 0.00014023 |  | 0.058739 |  | 0.00041767 |  | #REF! |  | 0.0019115 |  | 0.17588 |  | 0.22696 |  | 1.2135e-06 |  | 0.01657 |  | 0.00085411 |  | 0.00085411 |  | 0.079643 |  | 3.446e-05 |  | 0.0016468 |  | 0.0024392 |  | 0.038307 |  | 0.092579
| 2.5645e-05 |  | 0.00056123 |  | 0.00020887 |  | 8.1614e-05 |  | 4.6218e-05 |  | 9.5659e-05 |  | 9.2085e-05 |  | 8.738e-05 |  | 7.1304e-07 |  | #REF! |  | 0.00014541 |  | 0.058243 |  | 0.0004498 |  | #REF! |  | 0.0018959 |  | 0.17963 |  | 0.22696 |  | 1.1723e-06 |  | 0.017007 |  | 0.00088277 |  | 0.00088277 |  | 0.07895 |  | 0.00015376 |  | 0.0019471 |  | 0.0024514 |  | 0.038239 |  | 0.092449
| 2.5647e-05 |  | 0.000676 |  | 0.00020439 |  | 8.1622e-05 |  | 8.5385e-05 |  | 7.5392e-05 |  | 8.5603e-05 |  | 0.00010686 |  | 7.5584e-07 |  | #REF! |  | 0.00016759 |  | 0.057508 |  | 0.00043846 |  | #REF! |  | 0.001869 |  | 0.18396 |  | 0.22663 |  | 1.1186e-06 |  | 0.017502 |  | 0.0009482 |  | 0.0009482 |  | 0.077521 |  | 6.2483e-05 |  | 0.0020897 |  | 0.0024615 |  | 0.038086 |  | 0.092351
| 4.9401e-05 |  | 0.00060624 |  | 0.00020384 |  | 3.4885e-05 |  | 0.00010271 |  | 8.258e-05 |  | 7.5976e-05 |  | 0.00011228 |  | 7.987e-07 |  | #REF! |  | 0.00014055 |  | 0.057224 |  | 0.0004007 |  | #REF! |  | 0.0018562 |  | 0.18897 |  | 0.22579 |  | 1.1139e-06 |  | 0.017984 |  | 0.001001 |  | 0.001001 |  | 0.075916 |  | -0.00011028 |  | 0.0021296 |  | 0.0024642 |  | 0.037876 |  | 0.092208
| 4.9405e-05 |  | 0.00049925 |  | 0.00020194 |  | 3.4888e-05 |  | 9.335e-05 |  | 0.00012011 |  | 7.1433e-05 |  | 0.00011466 |  | 8.2761e-07 |  | #REF! |  | 0.00014941 |  | 0.056668 |  | 0.00038485 |  | #REF! |  | 0.0018337 |  | 0.19288 |  | 0.22416 |  | 1.1124e-06 |  | 0.018432 |  | 0.0010102 |  | 0.0010102 |  | 0.074137 |  | -0.00015047 |  | 0.0024017 |  | 0.0024691 |  | 0.037767 |  | 0.091981
| 7.9329e-05 |  | 0.00058038 |  | 0.00018048 |  | 5.8635e-05 |  | 4.5597e-05 |  | 0.00011718 |  | 7.6614e-05 |  | 0.00010924 |  | 7.9673e-07 |  | #REF! |  | 0.00015546 |  | 0.05608 |  | 0.00033111 |  | #REF! |  | 0.0017624 |  | 0.19647 |  | 0.22186 |  | 1.1022e-06 |  | 0.018727 |  | 0.00098391 |  | 0.00098391 |  | 0.072325 |  | -6.6412e-05 |  | 0.0022956 |  | 0.00247 |  | 0.037713 |  | 0.091805
| 7.9329e-05 |  | 0.00056821 |  | 0.00017884 |  | 5.8635e-05 |  | 4.5811e-05 |  | 0.00010588 |  | 7.9507e-05 |  | 9.6164e-05 |  | 7.7112e-07 |  | #REF! |  | 0.00013847 |  | 0.055604 |  | 0.00034331 |  | #REF! |  | 0.001708 |  | 0.20127 |  | 0.2191 |  | 1.1119e-06 |  | 0.019006 |  | 0.0010321 |  | 0.0010321 |  | 0.070629 |  | -0.00011538 |  | 0.0024864 |  | 0.0024708 |  | 0.037603 |  | 0.091531
| 7.3012e-05 |  | 0.00057874 |  | 0.00019591 |  | 8.3935e-05 |  | 6.373e-05 |  | 0.00010057 |  | 7.8539e-05 |  | 0.00011231 |  | 7.8817e-07 |  | #REF! |  | 0.00014036 |  | 0.055398 |  | 0.00035879 |  | #REF! |  | 0.0017055 |  | 0.20621 |  | 0.21621 |  | 1.0801e-06 |  | 0.019512 |  | 0.0010814 |  | 0.0010814 |  | 0.069964 |  | -0.00017822 |  | 0.0028795 |  | 0.0024685 |  | 0.037348 |  | 0.091188
| 7.3019e-05 |  | 0.00064061 |  | 0.00019037 |  | 8.3943e-05 |  | 3.764e-05 |  | 8.2044e-05 |  | 8.2464e-05 |  | 8.8717e-05 |  | 7.916e-07 |  | #REF! |  | 0.00014389 |  | 0.055235 |  | 0.00034485 |  | #REF! |  | 0.0017004 |  | 0.20975 |  | 0.21305 |  | 1.0679e-06 |  | 0.01997 |  | 0.001078 |  | 0.001078 |  | 0.069365 |  | -5.4432e-05 |  | 0.0030754 |  | 0.0024719 |  | 0.037066 |  | 0.090937
| 1.1192e-05 |  | 0.00062214 |  | 0.0001635 |  | 7.0719e-05 |  | 4.0354e-05 |  | 6.9392e-05 |  | 7.2974e-05 |  | 7.2583e-05 |  | 7.5334e-07 |  | #REF! |  | 0.00014227 |  | 0.054773 |  | 0.00039634 |  | #REF! |  | 0.0016653 |  | 0.21374 |  | 0.21002 |  | 1.0713e-06 |  | 0.020385 |  | 0.0010816 |  | 0.0010816 |  | 0.067872 |  | -9.3027e-05 |  | 0.0031384 |  | 0.0024752 |  | 0.03713 |  | 0.090704
| 1.1192e-05 |  | 0.00061347 |  | 0.00018136 |  | 7.0719e-05 |  | 7.1965e-05 |  | 6.0966e-05 |  | 8.2654e-05 |  | 6.3253e-05 |  | 6.9281e-07 |  | #REF! |  | 0.00012991 |  | 0.054712 |  | 0.00042964 |  | #REF! |  | 0.0016707 |  | 0.2161 |  | 0.20673 |  | 1.0872e-06 |  | 0.020951 |  | 0.0011057 |  | 0.0011057 |  | 0.06642 |  | -5.6521e-05 |  | 0.0032448 |  | 0.0024835 |  | 0.037233 |  | 0.090424
| 0 |  | 0.00058386 |  | 0.00020517 |  | 0.0001495 |  | 9.3513e-05 |  | 0.00010556 |  | 9.3985e-05 |  | 6.3256e-05 |  | 7.0928e-07 |  | #REF! |  | 0.00011237 |  | 0.055166 |  | 0.00040466 |  | #REF! |  | 0.0016757 |  | 0.21902 |  | 0.20304 |  | 1.1382e-06 |  | 0.021508 |  | 0.0011769 |  | 0.0011769 |  | 0.064951 |  | 7.2733e-05 |  | 0.0036761 |  | 0.0024804 |  | 0.037155 |  | 0.090303
| 0 |  | 0.00051386 |  | 0.00019581 |  | 0.0001495 |  | 9.6149e-05 |  | 0.00011907 |  | 8.2896e-05 |  | 9.0022e-05 |  | 7.5735e-07 |  | #REF! |  | 0.00011638 |  | 0.054882 |  | 0.00038873 |  | #REF! |  | 0.0016461 |  | 0.2232 |  | 0.19923 |  | 1.2469e-06 |  | 0.022023 |  | 0.0011976 |  | 0.0011976 |  | 0.063756 |  | -5.1041e-05 |  | 0.003774 |  | 0.0024771 |  | 0.037011 |  | 0.090103
| 1.5326e-05 |  | 0.00057081 |  | 0.0001973 |  | 3.0912e-05 |  | 7.9862e-05 |  | 0.00011617 |  | 8.556e-05 |  | 0.00010392 |  | 8.0945e-07 |  | #REF! |  | 0.00015463 |  | 0.053803 |  | 0.00038631 |  | #REF! |  | 0.0016292 |  | 0.22444 |  | 0.19501 |  | 1.3613e-06 |  | 0.022526 |  | 0.0012217 |  | 0.0012217 |  | 0.062734 |  | -5.9071e-05 |  | 0.0039468 |  | 0.0024754 |  | 0.036871 |  | 0.089877
| 1.5326e-05 |  | 0.00065758 |  | 0.00019561 |  | 3.0912e-05 |  | 4.9727e-05 |  | 0.00012036 |  | 8.9072e-05 |  | 8.4603e-05 |  | 8.7992e-07 |  | #REF! |  | 0.0001483 |  | 0.053677 |  | 0.00037532 |  | #REF! |  | 0.0015868 |  | 0.21518 |  | 0.19068 |  | 1.3999e-06 |  | 0.023084 |  | 0.00127 |  | 0.00127 |  | 0.061365 |  | -1.8934e-05 |  | 0.0039055 |  | 0.002478 |  | 0.036764 |  | 0.08962
| 0 |  | 0.00064891 |  | 0.00018621 |  | 5.1851e-05 |  | 2.0907e-05 |  | 8.5495e-05 |  | 8.5266e-05 |  | 7.0713e-05 |  | 1.0157e-06 |  | #REF! |  | 0.00014047 |  | 0.053972 |  | 0.00041764 |  | #REF! |  | 0.0015455 |  | 0.22731 |  | 0.18626 |  | 1.3112e-06 |  | 0.023702 |  | 0.0012827 |  | 0.0012827 |  | 0.059858 |  | -3.2917e-05 |  | 0.0040183 |  | 0.0024755 |  | 0.036652 |  | 0.089497
| 0 |  | 0.0006761 |  | 0.00017035 |  | 5.1856e-05 |  | 2.8273e-05 |  | 5.3222e-05 |  | 7.9929e-05 |  | 9.4039e-05 |  | 1.1032e-06 |  | #REF! |  | 0.00014685 |  | 0.054119 |  | 0.00037436 |  | #REF! |  | 0.0015242 |  | 0.22917 |  | 0.18123 |  | 1.1761e-06 |  | 0.024275 |  | 0.0013033 |  | 0.0013033 |  | 0.058734 |  | -0.00010931 |  | 0.0043203 |  | 0.0024724 |  | 0.03635 |  | 0.089261
| 7.707e-05 |  | 0.00072723 |  | 0.0001668 |  | 0.00010065 |  | 3.7579e-05 |  | 1.2985e-05 |  | 8.195e-05 |  | 9.4043e-05 |  | 1.017e-06 |  | #REF! |  | 0.00012678 |  | 0.054034 |  | 0.00033129 |  | #REF! |  | 0.0014854 |  | 0.22804 |  | 0.17604 |  | 1.1191e-06 |  | 0.024805 |  | 0.0013333 |  | 0.0013333 |  | 0.057411 |  | -8.89e-05 |  | 0.0042705 |  | 0.0024691 |  | 0.036095 |  | 0.089027
| 7.707e-05 |  | 0.0006372 |  | 0.00016171 |  | 0.00010065 |  | 7.3032e-06 |  | 6.5866e-05 |  | 7.0408e-05 |  | 9.9806e-05 |  | 8.636e-07 |  | #REF! |  | 9.8643e-05 |  | 0.053227 |  | 0.00033446 |  | #REF! |  | 0.0014582 |  | 0.22777 |  | 0.17144 |  | 1.073e-06 |  | 0.025357 |  | 0.001331 |  | 0.001331 |  | 0.056147 |  | -8.63e-05 |  | 0.0040354 |  | 0.0024691 |  | 0.036082 |  | 0.088891
| 4.2198e-05 |  | 0.00052167 |  | 0.00016795 |  | 0.0001018 |  | 1.4516e-05 |  | 0.00011896 |  | 6.6852e-05 |  | 0.00010562 |  | 7.4437e-07 |  | #REF! |  | 0.00011328 |  | 0.052585 |  | 0.00032058 |  | #REF! |  | 0.0014572 |  | 0.22698 |  | 0.16681 |  | 1.0647e-06 |  | 0.025957 |  | 0.0013644 |  | 0.0013644 |  | 0.055065 |  | -1.6618e-05 |  | 0.0041745 |  | 0.0024634 |  | 0.036035 |  | 0.088696
| 4.2201e-05 |  | 0.00051933 |  | 0.0001792 |  | 0.00010181 |  | 3.2126e-05 |  | 7.619e-05 |  | 8.3093e-05 |  | 8.0537e-05 |  | 7.0089e-07 |  | #REF! |  | 0.00013801 |  | 0.052574 |  | 0.0003289 |  | #REF! |  | 0.0014558 |  | 0.22689 |  | 0.1615 |  | 1.1212e-06 |  | 0.026549 |  | 0.0014069 |  | 0.0014069 |  | 0.054349 |  | 1.3512e-05 |  | 0.0045747 |  | 0.0024576 |  | 0.035944 |  | 0.088242
| 2.9283e-06 |  | 0.00053701 |  | 0.00018928 |  | 0 |  | 5.2805e-05 |  | 9.4527e-05 |  | 8.5942e-05 |  | 8.3666e-05 |  | 7.2658e-07 |  | #REF! |  | 0.00012702 |  | 0.05247 |  | 0.0003371 |  | #REF! |  | 0.0014375 |  | 0.22771 |  | 0.15655 |  | 1.1949e-06 |  | 0.027206 |  | 0.001446 |  | 0.001446 |  | 0.053628 |  | -3.5325e-05 |  | 0.0042063 |  | 0.002447 |  | 0.035854 |  | 0.087917
| 2.9286e-06 |  | 0.00056494 |  | 0.00019674 |  | 0 |  | 5.4401e-05 |  | 0.0001201 |  | 8.3215e-05 |  | 0.00010233 |  | 7.8198e-07 |  | #REF! |  | 0.00014572 |  | 0.052233 |  | 0.00038424 |  | #REF! |  | 0.0014049 |  | 0.22621 |  | 0.15182 |  | 1.2363e-06 |  | 0.027908 |  | 0.0015058 |  | 0.0015058 |  | 0.051833 |  | -5.8677e-05 |  | 0.0043858 |  | 0.0024395 |  | 0.035669 |  | 0.087678
| 5.9826e-05 |  | 0.00059667 |  | 0.00020309 |  | 9.6642e-05 |  | -8.4563e-07 |  | 0.00011828 |  | 8.6089e-05 |  | 9.4648e-05 |  | 8.0504e-07 |  | #REF! |  | 0.00014431 |  | 0.052327 |  | 0.00040039 |  | #REF! |  | 0.0013973 |  | 0.22488 |  | 0.1467 |  | 1.1757e-06 |  | 0.028539 |  | 0.0015597 |  | 0.0015597 |  | 0.050709 |  | -9.9704e-05 |  | 0.0046795 |  | 0.0024345 |  | 0.035545 |  | 0.087437
| 5.9831e-05 |  | 0.00064258 |  | 0.00020848 |  | 9.665e-05 |  | 1.5949e-05 |  | 0.00012314 |  | 8.2331e-05 |  | 6.6535e-05 |  | 8.1104e-07 |  | #REF! |  | 0.00012466 |  | 0.052287 |  | 0.00035998 |  | #REF! |  | 0.0014014 |  | 0.22271 |  | 0.14191 |  | 1.1242e-06 |  | 0.029222 |  | 0.0015897 |  | 0.0015897 |  | 0.050056 |  | -1.792e-05 |  | 0.0046516 |  | 0.0024355 |  | 0.035406 |  | 0.087233
| 5.668e-05 |  | 0.00069667 |  | 0.00019879 |  | 4.4891e-05 |  | 4.6547e-05 |  | 8.6655e-05 |  | 8.756e-05 |  | 6.9454e-05 |  | 8.5057e-07 |  | #REF! |  | 0.0001577 |  | 0.052297 |  | 0.000342 |  | #REF! |  | 0.0013816 |  | 0.21823 |  | 0.1372 |  | 1.2027e-06 |  | 0.029947 |  | 0.0015909 |  | 0.0015909 |  | 0.048806 |  | 2.0014e-06 |  | 0.0045105 |  | 0.0024363 |  | 0.034975 |  | 0.087036
| 5.668e-05 |  | 0.00069746 |  | 0.00019446 |  | 4.4891e-05 |  | 2.9394e-05 |  | 6.1578e-05 |  | 9.0702e-05 |  | 8.0818e-05 |  | 8.8022e-07 |  | #REF! |  | 0.0001645 |  | 0.052696 |  | 0.0003441 |  | #REF! |  | 0.0013426 |  | 0.21453 |  | 0.13232 |  | 1.3205e-06 |  | 0.030618 |  | 0.0016048 |  | 0.0016048 |  | 0.048315 |  | -1.3613e-05 |  | 0.004172 |  | 0.0024373 |  | 0.034975 |  | 0.086754
| 4.9448e-05 |  | 0.00069703 |  | 0.00018924 |  | 9.4933e-05 |  | 1.4129e-06 |  | 8.9322e-05 |  | 7.0586e-05 |  | 8.2491e-05 |  | 8.5123e-07 |  | #REF! |  | 0.00013318 |  | 0.052614 |  | 0.00031392 |  | #REF! |  | 0.0013134 |  | 0.21259 |  | 0.12759 |  | 1.317e-06 |  | 0.031355 |  | 0.001645 |  | 0.001645 |  | 0.047347 |  | -6.3014e-05 |  | 0.0040776 |  | 0.0024298 |  | 0.034987 |  | 0.086554
| 4.9453e-05 |  | 0.00060778 |  | 0.00018347 |  | 9.8941e-05 |  | 1.7359e-06 |  | 9.9553e-05 |  | 7.602e-05 |  | 9.1385e-05 |  | 7.696e-07 |  | #REF! |  | 0.0001201 |  | 0.052045 |  | 0.00030793 |  | #REF! |  | 0.0012996 |  | 0.20918 |  | 0.12305 |  | 1.24e-06 |  | 0.032154 |  | 0.0017254 |  | 0.0017254 |  | 0.04621 |  | -0.00012681 |  | 0.004048 |  | 0.0024199 |  | 0.03479 |  | 0.086397
| 5.255e-05 |  | 0.0005314 |  | 0.00018055 |  | 7.7069e-05 |  | 2.0079e-05 |  | 8.5487e-05 |  | 8.7835e-05 |  | 8.8278e-05 |  | 7.0502e-07 |  | #REF! |  | 0.00013805 |  | 0.051937 |  | 0.00032164 |  | #REF! |  | 0.001289 |  | 0.20437 |  | 0.11855 |  | 1.1498e-06 |  | 0.032894 |  | 0.0017577 |  | 0.0017577 |  | 0.045068 |  | -9.0176e-05 |  | 0.0043465 |  | 0.0024076 |  | 0.034724 |  | 0.086212
| 5.2559e-05 |  | 0.00058324 |  | 0.00019985 |  | 7.3082e-05 |  | 3.0484e-05 |  | 6.9804e-05 |  | 8.7158e-05 |  | 8.1205e-05 |  | 6.9322e-07 |  | #REF! |  | 0.00015819 |  | 0.051332 |  | 0.00033865 |  | #REF! |  | 0.0012923 |  | 0.20071 |  | 0.11427 |  | 1.1436e-06 |  | 0.033677 |  | 0.0018232 |  | 0.0018232 |  | 0.043779 |  | 7.5563e-05 |  | 0.0055603 |  | 0.0024001 |  | 0.034566 |  | 0.085986
| 0 |  | 0.00060816 |  | 0.00019804 |  | 7.3651e-05 |  | 4.1124e-05 |  | 4.8079e-05 |  | 8.1875e-05 |  | 7.8492e-05 |  | 7.7032e-07 |  | #REF! |  | 0.00015311 |  | 0.051059 |  | 0.00030433 |  | #REF! |  | 0.0012685 |  | 0.19649 |  | 0.11014 |  | 1.1244e-06 |  | 0.03457 |  | 0.0019049 |  | 0.0019049 |  | 0.043189 |  | 0.00014723 |  | 0.0057841 |  | 0.0023945 |  | 0.034572 |  | 0.085754
| 0 |  | 0.00052772 |  | 0.000181 |  | 7.3664e-05 |  | 2.6342e-05 |  | 5.4735e-05 |  | 7.5613e-05 |  | 9.9984e-05 |  | 8.9948e-07 |  | #REF! |  | 0.00014248 |  | 0.051064 |  | 0.00028603 |  | #REF! |  | 0.0012263 |  | 0.19148 |  | 0.10609 |  | 1.0727e-06 |  | 0.03539 |  | 0.0019107 |  | 0.0019107 |  | 0.042501 |  | 6.8519e-05 |  | 0.0056715 |  | 0.0023936 |  | 0.034699 |  | 0.085537
| 9.7251e-05 |  | 0.00045105 |  | 0.00018077 |  | 3.9913e-05 |  | 4.3754e-05 |  | 8.5071e-05 |  | 8.0335e-05 |  | 0.00011105 |  | 9.5154e-07 |  | #REF! |  | 0.00013805 |  | 0.050643 |  | 0.0003222 |  | #REF! |  | 0.0012163 |  | 0.18635 |  | 0.10225 |  | 1.0734e-06 |  | 0.036187 |  | 0.0019153 |  | 0.0019153 |  | 0.041613 |  | -9.6467e-05 |  | 0.0059524 |  | 0.002392 |  | 0.034663 |  | 0.085319
| 9.7259e-05 |  | 0.00043516 |  | 0.00018208 |  | 3.9917e-05 |  | 4.876e-05 |  | 0.00010436 |  | 7.9161e-05 |  | 9.336e-05 |  | 9.1273e-07 |  | #REF! |  | 0.00014981 |  | 0.050435 |  | 0.0003287 |  | #REF! |  | 0.0012086 |  | 0.18113 |  | 0.098417 |  | 1.1003e-06 |  | 0.037152 |  | 0.0020074 |  | 0.0020074 |  | 0.04066 |  | -6.3944e-05 |  | 0.0056071 |  | 0.0023913 |  | 0.03446 |  | 0.085137
| 0 |  | 0.00048655 |  | 0.00017821 |  | 5.0899e-05 |  | 2.4593e-05 |  | 0.00011635 |  | 7.9096e-05 |  | 8.2302e-05 |  | 8.9626e-07 |  | #REF! |  | 0.00012853 |  | 0.049753 |  | 0.00029315 |  | #REF! |  | 0.0011952 |  | 0.1755 |  | 0.094635 |  | 1.1382e-06 |  | 0.038147 |  | 0.0021154 |  | 0.0021154 |  | 0.039562 |  | 4.1363e-05 |  | 0.0056918 |  | 0.0023872 |  | 0.034314 |  | 0.08489
| 0 |  | 0.00052811 |  | 0.00015983 |  | 5.0899e-05 |  | 8.8001e-06 |  | 0.00014481 |  | 7.3419e-05 |  | 7.2885e-05 |  | 8.7063e-07 |  | #REF! |  | 9.4448e-05 |  | 0.049044 |  | 0.00027753 |  | #REF! |  | 0.0011697 |  | 0.16998 |  | 0.091066 |  | 1.1115e-06 |  | 0.03906 |  | 0.0020925 |  | 0.0020925 |  | 0.038369 |  | 6.6507e-05 |  | 0.0066732 |  | 0.002384 |  | 0.034164 |  | 0.084608
| 1.9478e-05 |  | 0.00055093 |  | 0.00016724 |  | 7.9849e-06 |  | 1.301e-05 |  | 0.00013545 |  | 6.4584e-05 |  | 7.7661e-05 |  | 8.1461e-07 |  | #REF! |  | 0.00010961 |  | 0.048882 |  | 0.00028221 |  | #REF! |  | 0.0011522 |  | 0.16457 |  | 0.087632 |  | 1.1025e-06 |  | 0.040001 |  | 0.0021052 |  | 0.0021052 |  | 0.037488 |  | 0.00012551 |  | 0.0077489 |  | 0.0023815 |  | 0.033907 |  | 0.084289
| 1.9476e-05 |  | 0.00046193 |  | 0.00016363 |  | 7.9842e-06 |  | 1.5588e-05 |  | 9.0849e-05 |  | 6.598e-05 |  | 5.1286e-05 |  | 8.1e-07 |  | #REF! |  | 0.00011949 |  | 0.048603 |  | 0.00027978 |  | #REF! |  | 0.0011356 |  | 0.15772 |  | 0.084188 |  | 1.1101e-06 |  | 0.040952 |  | 0.0021904 |  | 0.0021904 |  | 0.036753 |  | -4.8993e-05 |  | 0.0083797 |  | 0.0023873 |  | 0.033788 |  | 0.084067
| 3.6028e-05 |  | 0.00043907 |  | 0.00014732 |  | 0.00010592 |  | 3.8317e-05 |  | 5.4182e-05 |  | 6.9295e-05 |  | 4.6516e-05 |  | 8.5613e-07 |  | #REF! |  | 0.00011134 |  | 0.04841 |  | 0.00031032 |  | #REF! |  | 0.0010964 |  | 0.15111 |  | 0.080867 |  | 1.1239e-06 |  | 0.041926 |  | 0.002241 |  | 0.002241 |  | 0.036106 |  | -0.00015965 |  | 0.0089197 |  | 0.0023957 |  | 0.033807 |  | 0.083831
| 3.6028e-05 |  | 0.00060003 |  | 0.00015839 |  | 0.00010592 |  | 4.9305e-05 |  | 6.6278e-05 |  | 6.5223e-05 |  | 7.3561e-05 |  | 9.676e-07 |  | #REF! |  | 0.00013451 |  | 0.048499 |  | 0.00032193 |  | #REF! |  | 0.0010936 |  | 0.14604 |  | 0.077832 |  | 1.1563e-06 |  | 0.043016 |  | 0.0023158 |  | 0.0023158 |  | 0.035425 |  | -8.546e-05 |  | 0.0086513 |  | 0.0024015 |  | 0.033774 |  | 0.083665
| 4.844e-05 |  | 0.00066979 |  | 0.00016115 |  | 4.4918e-05 |  | 3.4275e-05 |  | 8.7816e-05 |  | 6.3044e-05 |  | 7.3565e-05 |  | 9.6166e-07 |  | #REF! |  | 0.00011722 |  | 0.04829 |  | 0.00030581 |  | #REF! |  | 0.0010895 |  | 0.14122 |  | 0.0749 |  | 1.2404e-06 |  | 0.044103 |  | 0.0024032 |  | 0.0024032 |  | 0.034827 |  | -7.8781e-05 |  | 0.0083935 |  | 0.0024049 |  | 0.033672 |  | 0.083484
| 4.8444e-05 |  | 0.00056707 |  | 0.00019882 |  | 4.4922e-05 |  | 6.6132e-05 |  | 8.6483e-05 |  | 8.3037e-05 |  | 7.8723e-05 |  | 8.866e-07 |  | #REF! |  | 0.00011323 |  | 0.048416 |  | 0.00033649 |  | #REF! |  | 0.0011065 |  | 0.1357 |  | 0.071892 |  | 1.3205e-06 |  | 0.045155 |  | 0.0024332 |  | 0.0024332 |  | 0.034452 |  | -0.00020297 |  | 0.008524 |  | 0.0024116 |  | 0.033413 |  | 0.083177
| 0 |  | 0.0005781 |  | 0.00020753 |  | 4.6919e-05 |  | 4.213e-05 |  | 0.00010556 |  | 8.3711e-05 |  | 9.9585e-05 |  | 8.7012e-07 |  | #REF! |  | 0.00013787 |  | 0.048439 |  | 0.00033377 |  | #REF! |  | 0.0011194 |  | 0.1309 |  | 0.068884 |  | 1.2929e-06 |  | 0.046272 |  | 0.0024827 |  | 0.0024827 |  | 0.033469 |  | -0.00015161 |  | 0.0084156 |  | 0.0024274 |  | 0.033187 |  | 0.082737
| 0 |  | 0.00066737 |  | 0.00016891 |  | 4.6923e-05 |  | 5.141e-05 |  | 5.9624e-05 |  | 7.5892e-05 |  | 8.483e-05 |  | 8.7539e-07 |  | #REF! |  | 0.00015173 |  | 0.048243 |  | 0.00027911 |  | #REF! |  | 0.0010763 |  | 0.12564 |  | 0.066186 |  | 1.1757e-06 |  | 0.047367 |  | 0.0025356 |  | 0.0025356 |  | 0.032258 |  | -9.5517e-05 |  | 0.0087249 |  | 0.0024425 |  | 0.033042 |  | 0.082414
| 4.1207e-05 |  | 0.00054291 |  | 0.00018112 |  | 3.8936e-05 |  | 9.3027e-05 |  | 6.1429e-05 |  | 7.7142e-05 |  | 6.3973e-05 |  | 9.3802e-07 |  | #REF! |  | 0.00014661 |  | 0.048153 |  | 0.00028468 |  | #REF! |  | 0.0010743 |  | 0.11936 |  | 0.063555 |  | 1.1241e-06 |  | 0.048375 |  | 0.0025898 |  | 0.0025898 |  | 0.031699 |  | -0.00011333 |  | 0.0088184 |  | 0.0024516 |  | 0.032888 |  | 0.082002
| 4.1207e-05 |  | 0.00052875 |  | 0.00019263 |  | 3.8936e-05 |  | 5.822e-05 |  | 9.677e-05 |  | 7.0996e-05 |  | 7.7604e-05 |  | 9.4667e-07 |  | #REF! |  | 0.00013273 |  | 0.047908 |  | 0.00029403 |  | #REF! |  | 0.0010586 |  | 0.11445 |  | 0.060832 |  | 1.2048e-06 |  | 0.04949 |  | 0.0026887 |  | 0.0026887 |  | 0.031321 |  | 1.4487e-05 |  | 0.0087636 |  | 0.0024634 |  | 0.03272 |  | 0.081641
| 0 |  | 0.00055692 |  | 0.00017877 |  | 6.3919e-05 |  | 4.476e-05 |  | 0.0001005 |  | 6.6617e-05 |  | 7.7608e-05 |  | 9.5721e-07 |  | #REF! |  | 0.00013706 |  | 0.047888 |  | 0.00029029 |  | #REF! |  | 0.0010342 |  | 0.1099 |  | 0.058397 |  | 1.2641e-06 |  | 0.05078 |  | 0.0027383 |  | 0.0027383 |  | 0.030654 |  | 0.00014612 |  | 0.009275 |  | 0.0024765 |  | 0.032584 |  | 0.081417
| 0 |  | 0.00056203 |  | 0.00016692 |  | 9.0934e-05 |  | 5.7253e-05 |  | 6.8996e-05 |  | 6.963e-05 |  | 7.1076e-05 |  | 9.4872e-07 |  | #REF! |  | 0.00014258 |  | 0.047057 |  | 0.00029925 |  | #REF! |  | 0.001037 |  | 0.10402 |  | 0.056142 |  | 1.2242e-06 |  | 0.052132 |  | 0.0027993 |  | 0.0027993 |  | 0.030296 |  | 3.3223e-05 |  | 0.0097438 |  | 0.0024975 |  | 0.032623 |  | 0.081358
| 5.0007e-06 |  | 0.00052904 |  | 0.0001592 |  | 2.7023e-05 |  | 7.7435e-05 |  | 5.5923e-05 |  | 5.3104e-05 |  | 7.813e-05 |  | 9.2169e-07 |  | #REF! |  | 0.00011943 |  | 0.046452 |  | 0.00027844 |  | #REF! |  | 0.0010058 |  | 0.093369 |  | 0.053886 |  | 1.127e-06 |  | 0.053407 |  | 0.0028523 |  | 0.0028523 |  | 0.029798 |  | -0.0001016 |  | 0.010064 |  | 0.0025148 |  | 0.032565 |  | 0.081168
| 5.0007e-06 |  | 0.00049384 |  | 0.00016788 |  | 0 |  | 3.8083e-05 |  | 6.1592e-05 |  | 5.3433e-05 |  | 9.8993e-05 |  | 9.5334e-07 |  | #REF! |  | 8.2651e-05 |  | 0.046156 |  | 0.00026065 |  | #REF! |  | 0.00098062 |  | 0.093119 |  | 0.051676 |  | 1.0677e-06 |  | 0.054611 |  | 0.0028858 |  | 0.0028858 |  | 0.028634 |  | 1.8711e-05 |  | 0.010267 |  | 0.0025374 |  | 0.032597 |  | 0.080833
| 8.7537e-05 |  | 0.00061696 |  | 0.00017817 |  | 8.0626e-05 |  | 2.1975e-05 |  | 5.968e-05 |  | 7.6246e-05 |  | 0.00010069 |  | 9.6529e-07 |  | #REF! |  | 9.4952e-05 |  | 0.04517 |  | 0.00028118 |  | #REF! |  | 0.00096517 |  | 0.089473 |  | 0.049426 |  | 1.0871e-06 |  | 0.055836 |  | 0.0029997 |  | 0.0029997 |  | 0.027779 |  | 4.8549e-05 |  | 0.010902 |  | 0.0025716 |  | 0.032636 |  | 0.080414
| 8.7544e-05 |  | 0.00067336 |  | 0.00017053 |  | 8.0633e-05 |  | -1.6332e-05 |  | 0.00010572 |  | 6.8664e-05 |  | 6.4989e-05 |  | 9.2367e-07 |  | #REF! |  | 0.00011661 |  | 0.044335 |  | 0.00025893 |  | #REF! |  | 0.00094763 |  | 0.084461 |  | 0.04727 |  | 1.1256e-06 |  | 0.057106 |  | 0.0031022 |  | 0.0031022 |  | 0.027214 |  | 2.5818e-05 |  | 0.01156 |  | 0.0025979 |  | 0.032453 |  | 0.08002
| 3.1907e-05 |  | 0.00061393 |  | 0.00015707 |  | 6.5658e-05 |  | -7.2779e-05 |  | 8.8319e-05 |  | 6.3228e-05 |  | 5.6249e-05 |  | 7.9195e-07 |  | #REF! |  | 0.00012662 |  | 0.044002 |  | 0.00023451 |  | #REF! |  | 0.00093381 |  | 0.080056 |  | 0.045309 |  | 1.1844e-06 |  | 0.058515 |  | 0.0031229 |  | 0.0031229 |  | 0.026696 |  | 8.0573e-05 |  | 0.011798 |  | 0.0026255 |  | 0.032076 |  | 0.079599
| 3.1907e-05 |  | 0.00053938 |  | 0.00015618 |  | 6.5658e-05 |  | -2.6014e-05 |  | 5.6614e-05 |  | 7.1277e-05 |  | 4.5378e-05 |  | 6.943e-07 |  | #REF! |  | 0.00015061 |  | 0.044044 |  | 0.00023541 |  | #REF! |  | 0.00092537 |  | 0.076385 |  | 0.043469 |  | 1.2195e-06 |  | 0.059994 |  | 0.0032048 |  | 0.0032048 |  | 0.025912 |  | -2.93e-05 |  | 0.011906 |  | 0.0026398 |  | 0.032086 |  | 0.079311
| 1.8976e-06 |  | 0.00052912 |  | 0.00013327 |  | 5.8176e-05 |  | 3.5175e-05 |  | 8.6011e-05 |  | 6.5582e-05 |  | 6.4149e-05 |  | 6.9238e-07 |  | #REF! |  | 0.0001627 |  | 0.043448 |  | 0.00024808 |  | #REF! |  | 0.00091994 |  | 0.071652 |  | 0.041646 |  | 1.1851e-06 |  | 0.06146 |  | 0.0032876 |  | 0.0032876 |  | 0.025315 |  | -1.2556e-05 |  | 0.012182 |  | 0.0026547 |  | 0.032299 |  | 0.079142
| 1.8976e-06 |  | 0.00054066 |  | 0.0001451 |  | 5.8176e-05 |  | 2.0866e-05 |  | 0.0001008 |  | 6.5177e-05 |  | 0.00010676 |  | 8.1041e-07 |  | #REF! |  | 0.00014744 |  | 0.042766 |  | 0.00025163 |  | #REF! |  | 0.00091287 |  | 0.067292 |  | 0.040048 |  | 1.1127e-06 |  | 0.063057 |  | 0.0033752 |  | 0.0033752 |  | 0.025213 |  | 0.00011702 |  | 0.012411 |  | 0.0026622 |  | 0.032223 |  | 0.078948
| 2.8808e-05 |  | 0.00053387 |  | 0.00018255 |  | 1.1986e-05 |  | 4.207e-05 |  | 8.6764e-05 |  | 6.9191e-05 |  | 8.7991e-05 |  | 9.9315e-07 |  | #REF! |  | 0.00011237 |  | 0.042129 |  | 0.00024273 |  | #REF! |  | 0.00089361 |  | 0.064568 |  | 0.038529 |  | 1.0866e-06 |  | 0.064732 |  | 0.003434 |  | 0.003434 |  | 0.024796 |  | 6.9193e-05 |  | 0.012464 |  | 0.0026748 |  | 0.032149 |  | 0.078727
| 2.8808e-05 |  | 0.00053854 |  | 0.00015769 |  | 1.1986e-05 |  | 5.9848e-05 |  | 4.2834e-05 |  | 6.9566e-05 |  | 4.9096e-05 |  | 1.1342e-06 |  | #REF! |  | 0.00013985 |  | 0.041277 |  | 0.00024462 |  | #REF! |  | 0.00085945 |  | 0.061027 |  | 0.036849 |  | 1.143e-06 |  | 0.066373 |  | 0.0034709 |  | 0.0034709 |  | 0.024343 |  | 0.00011807 |  | 0.012913 |  | 0.0026789 |  | 0.032044 |  | 0.078444
| 1.2248e-05 |  | 0.00057052 |  | 0.0001541 |  | 0.00010081 |  | -5.3178e-06 |  | 2.5833e-05 |  | 6.0938e-05 |  | 6.2616e-05 |  | 1.1687e-06 |  | #REF! |  | 0.00016062 |  | 0.040641 |  | 0.00025316 |  | #REF! |  | 0.00087345 |  | 0.056675 |  | 0.035311 |  | 1.206e-06 |  | 0.068055 |  | 0.0035989 |  | 0.0035989 |  | 0.023649 |  | 0.00022089 |  | 0.013228 |  | 0.0026957 |  | 0.031994 |  | 0.078127
| 1.2249e-05 |  | 0.00061244 |  | 0.00016318 |  | 0.00010082 |  | -2.278e-05 |  | 5.3875e-05 |  | 5.7273e-05 |  | 8.8069e-05 |  | 1.1053e-06 |  | #REF! |  | 0.00012786 |  | 0.039931 |  | 0.00025824 |  | #REF! |  | 0.00086263 |  | 0.052825 |  | 0.03385 |  | 1.1624e-06 |  | 0.069631 |  | 0.0036955 |  | 0.0036955 |  | 0.022957 |  | 0.00014043 |  | 0.01334 |  | 0.0026963 |  | 0.031892 |  | 0.077793
| 3.1919e-05 |  | 0.00062857 |  | 0.0001543 |  | 6.3953e-05 |  | 2.3488e-05 |  | 7.4633e-05 |  | 6.3792e-05 |  | 8.0072e-05 |  | 1.044e-06 |  | #REF! |  | 0.00013254 |  | 0.039542 |  | 0.00025558 |  | #REF! |  | 0.0008418 |  | 0.049394 |  | 0.032421 |  | 1.0874e-06 |  | 0.071234 |  | 0.0038003 |  | 0.0038003 |  | 0.022668 |  | -2.0799e-05 |  | 0.013709 |  | 0.0027058 |  | 0.031767 |  | 0.077482
| 3.1919e-05 |  | 0.00060821 |  | 0.00015185 |  | 6.3953e-05 |  | 3.7772e-05 |  | 8.1223e-05 |  | 6.1504e-05 |  | 7.0528e-05 |  | 1.0262e-06 |  | #REF! |  | 0.00015894 |  | 0.0393 |  | 0.00031099 |  | #REF! |  | 0.00084885 |  | 0.046403 |  | 0.030971 |  | 1.0722e-06 |  | 0.072815 |  | 0.0039087 |  | 0.0039087 |  | 0.022152 |  | -4.3406e-05 |  | 0.014115 |  | 0.0026899 |  | 0.03159 |  | 0.077124
| 1.1215e-05 |  | 0.00055152 |  | 0.00015673 |  | 6.5681e-05 |  | 6.3228e-05 |  | 5.8719e-05 |  | 6.4422e-05 |  | 6.5014e-05 |  | 1.0243e-06 |  | #REF! |  | 0.00016404 |  | 0.038857 |  | 0.00029909 |  | #REF! |  | 0.00082772 |  | 0.043505 |  | 0.029602 |  | 1.1075e-06 |  | 0.074522 |  | 0.0039928 |  | 0.0039928 |  | 0.021892 |  | -2.679e-06 |  | 0.014108 |  | 0.0026983 |  | 0.031431 |  | 0.076789
| 1.1216e-05 |  | 0.00058017 |  | 0.00017187 |  | 6.5687e-05 |  | 6.236e-05 |  | 7.8961e-05 |  | 6.784e-05 |  | 9.2264e-05 |  | 9.8268e-07 |  | #REF! |  | 0.0001506 |  | 0.038529 |  | 0.00024235 |  | #REF! |  | 0.00082465 |  | 0.040289 |  | 0.028425 |  | 1.2205e-06 |  | 0.076579 |  | 0.0041034 |  | 0.0041034 |  | 0.021791 |  | -9.5913e-06 |  | 0.014436 |  | 0.002701 |  | 0.031311 |  | 0.076638
| 3.296e-05 |  | 0.0005805 |  | 0.00016139 |  | 9.681e-05 |  | 2.5214e-05 |  | 8.5114e-05 |  | 7.4335e-05 |  | 9.4674e-05 |  | 9.7229e-07 |  | #REF! |  | 0.00012008 |  | 0.038447 |  | 0.00025567 |  | #REF! |  | 0.00081393 |  | 0.038928 |  | 0.027325 |  | 1.3345e-06 |  | 0.078611 |  | 0.0041588 |  | 0.0041588 |  | 0.021365 |  | -3.2738e-05 |  | 0.014883 |  | 0.0027166 |  | 0.030957 |  | 0.076411
| 3.296e-05 |  | 0.00056092 |  | 0.00015016 |  | 9.681e-05 |  | 1.1216e-05 |  | 6.2799e-05 |  | 7.484e-05 |  | 5.5406e-05 |  | 1.0039e-06 |  | #REF! |  | 9.6625e-05 |  | 0.038579 |  | 0.00024997 |  | #REF! |  | 0.00079926 |  | 0.034379 |  | 0.026221 |  | 1.3888e-06 |  | 0.080652 |  | 0.0042429 |  | 0.0042429 |  | 0.020671 |  | -0.00010837 |  | 0.015083 |  | 0.0026812 |  | 0.03053 |  | 0.076201
| 0 |  | 0.00056006 |  | 0.00013601 |  | 3.9969e-05 |  | 2.4005e-05 |  | 2.7597e-05 |  | 6.9827e-05 |  | 5.4191e-05 |  | 9.9142e-07 |  | #REF! |  | 0.00012598 |  | 0.038319 |  | 0.00024866 |  | #REF! |  | 0.00079197 |  | 0.03202 |  | 0.025185 |  | 1.3427e-06 |  | 0.082741 |  | 0.0043489 |  | 0.0043489 |  | 0.020111 |  | -3.356e-05 |  | 0.015527 |  | 0.0026528 |  | 0.030393 |  | 0.075977
| 0 |  | 0.00046825 |  | 0.00013365 |  | 3.9972e-05 |  | 7.2591e-05 |  | 2.4619e-05 |  | 5.8504e-05 |  | 8.6471e-05 |  | 9.7625e-07 |  | #REF! |  | 0.0001374 |  | 0.037349 |  | 0.00023476 |  | #REF! |  | 0.00079649 |  | 0.029287 |  | 0.024224 |  | 1.2621e-06 |  | 0.084931 |  | 0.0045078 |  | 0.0045078 |  | 0.019952 |  | -2.5887e-06 |  | 0.015688 |  | 0.0026298 |  | 0.030475 |  | 0.075656
| 8.6267e-07 |  | 0.00043112 |  | 0.00016362 |  | 7.0885e-05 |  | 4.8348e-06 |  | 6.1541e-05 |  | 6.1604e-05 |  | 8.5287e-05 |  | 9.4467e-07 |  | #REF! |  | 0.00011457 |  | 0.036826 |  | 0.00023147 |  | #REF! |  | 0.00079334 |  | 0.026255 |  | 0.023231 |  | 1.2125e-06 |  | 0.087015 |  | 0.004629 |  | 0.004629 |  | 0.019337 |  | -0.00011232 |  | 0.015866 |  | 0.0026364 |  | 0.030406 |  | 0.075403
| 8.6275e-07 |  | 0.00032958 |  | 0.00016114 |  | 7.0891e-05 |  | -1.6387e-05 |  | 6.1426e-05 |  | 6.1502e-05 |  | 9.0724e-05 |  | 9.4459e-07 |  | #REF! |  | 7.5468e-05 |  | 0.037066 |  | 0.00022092 |  | #REF! |  | 0.00075728 |  | 0.02381 |  | 0.022244 |  | 1.2e-06 |  | 0.089 |  | 0.0046635 |  | 0.0046635 |  | 0.018707 |  | -7.3363e-05 |  | 0.016361 |  | 0.0026158 |  | 0.030236 |  | 0.075107
| 0 |  | 0.00043791 |  | 0.00015001 |  | 7.896e-05 |  | 5.1098e-05 |  | 6.3981e-05 |  | 6.3285e-05 |  | 0.00011192 |  | 9.4929e-07 |  | #REF! |  | 0.00010333 |  | 0.036816 |  | 0.00019928 |  | #REF! |  | 0.00074418 |  | 0.020856 |  | 0.021335 |  | 1.2249e-06 |  | 0.091289 |  | 0.0047824 |  | 0.0047824 |  | 0.018323 |  | -1.782e-05 |  | 0.0167 |  | 0.0025801 |  | 0.030146 |  | 0.074813
| 0 |  | 0.00061541 |  | 0.00015955 |  | 7.8967e-05 |  | 3.1486e-05 |  | 8.3591e-05 |  | 7.8891e-05 |  | 9.8129e-05 |  | 8.8339e-07 |  | #REF! |  | 0.00014082 |  | 0.036537 |  | 0.00023422 |  | #REF! |  | 0.00074139 |  | 0.018867 |  | 0.020465 |  | 1.2264e-06 |  | 0.093607 |  | 0.0049207 |  | 0.0049207 |  | 0.018001 |  | -1.75e-05 |  | 0.016775 |  | 0.0025562 |  | 0.030043 |  | 0.074472
| 2.9861e-05 |  | 0.00051124 |  | 0.00016877 |  | 8.8189e-05 |  | -9.7632e-06 |  | 6.2839e-05 |  | 7.0291e-05 |  | 7.6945e-05 |  | 8.5832e-07 |  | #REF! |  | 0.00011331 |  | 0.03625 |  | 0.0002366 |  | #REF! |  | 0.00073409 |  | 0.017465 |  | 0.019577 |  | 1.1719e-06 |  | 0.095923 |  | 0.0050198 |  | 0.0050198 |  | 0.017967 |  | 5.258e-05 |  | 0.016919 |  | 0.0025486 |  | 0.029919 |  | 0.074138
| 2.9864e-05 |  | 0.00051189 |  | 0.00015593 |  | 8.8197e-05 |  | -6.4962e-06 |  | 6.5576e-05 |  | 6.66e-05 |  | 6.3851e-05 |  | 8.6162e-07 |  | #REF! |  | 0.00013072 |  | 0.03612 |  | 0.00019247 |  | #REF! |  | 0.00070786 |  | 0.014844 |  | 0.018768 |  | 1.116e-06 |  | 0.09817 |  | 0.0051156 |  | 0.0051156 |  | 0.017776 |  | 8.6602e-05 |  | 0.017385 |  | 0.0025298 |  | 0.029706 |  | 0.073881
| 2.2614e-05 |  | 0.00050452 |  | 0.00015006 |  | 4.7979e-05 |  | 1.9567e-05 |  | 6.4938e-05 |  | 6.3673e-05 |  | 6.3854e-05 |  | 9.0781e-07 |  | #REF! |  | 0.00013352 |  | 0.036472 |  | 0.00020872 |  | #REF! |  | 0.00068611 |  | 0.01228 |  | 0.018005 |  | 1.0726e-06 |  | 0.10034 |  | 0.0052389 |  | 0.0052389 |  | 0.01728 |  | -3.8605e-05 |  | 0.017786 |  | 0.0024898 |  | 0.029568 |  | 0.073496
| 2.3651e-05 |  | 0.00044524 |  | 0.00016469 |  | 4.7979e-05 |  | -6.2024e-06 |  | 8.687e-05 |  | 5.6871e-05 |  | 6.7887e-05 |  | 9.3229e-07 |  | #REF! |  | 0.00012156 |  | 0.036258 |  | 0.00026415 |  | #REF! |  | 0.00069154 |  | 0.011199 |  | 0.017361 |  | 1.0561e-06 |  | 0.10291 |  | 0.0053772 |  | 0.0053772 |  | 0.016842 |  | -0.00015613 |  | 0.018093 |  | 0.0024484 |  | 0.029534 |  | 0.073244
| 1.5368e-05 |  | 0.00050105 |  | 0.00016516 |  | 4.7988e-05 |  | 2.4685e-06 |  | 8.5211e-05 |  | 6.3935e-05 |  | 6.789e-05 |  | 8.386e-07 |  | #REF! |  | 0.00011743 |  | 0.035902 |  | 0.00022611 |  | #REF! |  | 0.00068559 |  | 0.0097938 |  | 0.016724 |  | 1.0754e-06 |  | 0.10581 |  | 0.0055432 |  | 0.0055432 |  | 0.016507 |  | -0.00011036 |  | 0.017986 |  | 0.0024162 |  | 0.029541 |  | 0.073195
| 1.4329e-05 |  | 0.00050018 |  | 0.0001647 |  | 4.7984e-05 |  | 5.076e-05 |  | 4.2522e-05 |  | 6.7907e-05 |  | 7.2424e-05 |  | 7.8391e-07 |  | #REF! |  | 7.9947e-05 |  | 0.035938 |  | 0.00020593 |  | #REF! |  | 0.00069752 |  | 0.0082125 |  | 0.015977 |  | 1.1404e-06 |  | 0.10814 |  | 0.0056587 |  | 0.0056587 |  | 0.016083 |  | 8.4577e-05 |  | 0.018098 |  | 0.0023911 |  | 0.029404 |  | 0.072622
| 2.9352e-06 |  | 0.00050825 |  | 0.00016997 |  | 6.515e-05 |  | -7.3443e-07 |  | 6.7364e-05 |  | 6.0545e-05 |  | 7.2428e-05 |  | 8.3728e-07 |  | #REF! |  | 7.4423e-05 |  | 0.035671 |  | 0.00025595 |  | #REF! |  | 0.00070506 |  | 0.0067619 |  | 0.015379 |  | 1.2513e-06 |  | 0.11078 |  | 0.0057427 |  | 0.0057427 |  | 0.01577 |  | 7.708e-05 |  | 0.018497 |  | 0.0023614 |  | 0.029357 |  | 0.072359
| 2.9355e-06 |  | 0.00050734 |  | 0.00014875 |  | 6.5156e-05 |  | -3.8199e-06 |  | 6.2894e-05 |  | 6.6927e-05 |  | 0.00012116 |  | 9.3501e-07 |  | #REF! |  | 0.0001347 |  | 0.035298 |  | 0.00025856 |  | #REF! |  | 0.0006856 |  | 0.0059394 |  | 0.014853 |  | 1.3053e-06 |  | 0.11425 |  | 0.0059458 |  | 0.0059458 |  | 0.015498 |  | 5.0163e-05 |  | 0.018728 |  | 0.0023441 |  | 0.029526 |  | 0.072597
| 2.0548e-05 |  | 0.00041866 |  | 0.00015472 |  | 3.6994e-05 |  | 5.6226e-05 |  | 8.1352e-05 |  | 7.0363e-05 |  | 0.00012953 |  | 1.011e-06 |  | #REF! |  | 0.00015196 |  | 0.034923 |  | 0.00026013 |  | #REF! |  | 0.00068153 |  | 0.0049934 |  | 0.014218 |  | 1.315e-06 |  | 0.11662 |  | 0.0060451 |  | 0.0060451 |  | 0.015091 |  | 5.4383e-05 |  | 0.019156 |  | 0.0023291 |  | 0.029109 |  | 0.072012
| 2.0548e-05 |  | 0.0004379 |  | 0.00017434 |  | 3.6994e-05 |  | 7.5406e-06 |  | 0.00011488 |  | 6.814e-05 |  | 7.4845e-05 |  | 1.0037e-06 |  | #REF! |  | 0.00013149 |  | 0.034864 |  | 0.00024875 |  | #REF! |  | 0.00068182 |  | 0.0035391 |  | 0.013655 |  | 1.2605e-06 |  | 0.11938 |  | 0.0061869 |  | 0.0061869 |  | 0.014587 |  | 2.9241e-05 |  | 0.019384 |  | 0.0023308 |  | 0.029179 |  | 0.071693
| 2.9357e-06 |  | 0.00053488 |  | 0.0001628 |  | 4.5996e-05 |  | -4.9407e-05 |  | 7.6299e-05 |  | 6.2654e-05 |  | 6.6486e-05 |  | 1.0017e-06 |  | #REF! |  | 0.00011956 |  | 0.035056 |  | 0.00022735 |  | #REF! |  | 0.00067431 |  | 0.002941 |  | 0.013153 |  | 1.2012e-06 |  | 0.12254 |  | 0.006445 |  | 0.006445 |  | 0.01442 |  | 1.4893e-05 |  | 0.019789 |  | 0.0023301 |  | 0.029352 |  | 0.071696
| 2.9357e-06 |  | 0.0004969 |  | 0.00016833 |  | 4.5996e-05 |  | -1.6092e-05 |  | 4.5317e-05 |  | 5.8442e-05 |  | 7.4699e-05 |  | 9.7667e-07 |  | #REF! |  | 0.00010856 |  | 0.034679 |  | 0.00024434 |  | #REF! |  | 0.00065896 |  | 0.0027914 |  | 0.012606 |  | 1.1777e-06 |  | 0.12471 |  | 0.0065558 |  | 0.0065558 |  | 0.014339 |  | 5.1479e-05 |  | 0.020212 |  | 0.0023392 |  | 0.02884 |  | 0.07096
| 1.537e-05 |  | 0.0005622 |  | 0.00016066 |  | 8.5928e-05 |  | 3.9655e-05 |  | 7.7141e-05 |  | 6.7608e-05 |  | 7.4703e-05 |  | 9.0745e-07 |  | #REF! |  | 0.00010324 |  | 0.034468 |  | 0.00020801 |  | #REF! |  | 0.00063081 |  | 0.0023615 |  | 0.012051 |  | 1.1702e-06 |  | 0.12709 |  | 0.0066574 |  | 0.0066574 |  | 0.013956 |  | 0.0001323 |  | 0.020333 |  | 0.002355 |  | 0.028536 |  | 0.070351
| 1.5372e-05 |  | 0.00071972 |  | 0.00015376 |  | 8.5936e-05 |  | 4.3788e-05 |  | 7.5706e-05 |  | 6.8873e-05 |  | 8.0885e-05 |  | 8.6456e-07 |  | #REF! |  | 0.00013371 |  | 0.03417 |  | 0.00017571 |  | #REF! |  | 0.00062705 |  | 0.0016437 |  | 0.011666 |  | 1.1765e-06 |  | 0.13103 |  | 0.0068353 |  | 0.0068353 |  | 0.013515 |  | 5.7443e-05 |  | 0.020495 |  | 0.0023851 |  | 0.028643 |  | 0.070604
| 3.972e-06 |  | 0.0006166 |  | 0.000134 |  | 8.4775e-05 |  | 1.3055e-05 |  | 8.1026e-05 |  | 5.1931e-05 |  | 8.0889e-05 |  | 8.7709e-07 |  | #REF! |  | 0.00013859 |  | 0.033903 |  | 0.00019341 |  | #REF! |  | 0.00061984 |  | 0.001068 |  | 0.011258 |  | 1.1709e-06 |  | 0.13403 |  | 0.0069665 |  | 0.0069665 |  | 0.013207 |  | 5.7433e-06 |  | 0.02063 |  | 0.0024199 |  | 0.028491 |  | 0.070296
| 3.9727e-06 |  | 0.0005756 |  | 0.00012907 |  | 8.479e-05 |  | 7.669e-06 |  | 7.739e-05 |  | 4.6705e-05 |  | 8.9268e-05 |  | 9.2667e-07 |  | #REF! |  | 0.00014213 |  | 0.034042 |  | 0.00020045 |  | #REF! |  | 0.00061318 |  | 0.0010418 |  | 0.010743 |  | 1.1303e-06 |  | 0.13646 |  | 0.0071295 |  | 0.0071295 |  | 0.013276 |  | -5.9482e-05 |  | 0.021011 |  | 0.0024508 |  | 0.02813 |  | 0.069574
| 4.8532e-05 |  | 0.00058143 |  | 0.00013596 |  | 6.0004e-06 |  | 4.9716e-05 |  | 2.164e-05 |  | 5.7221e-05 |  | 8.9272e-05 |  | 8.9103e-07 |  | #REF! |  | 0.00013726 |  | 0.033665 |  | 0.00019457 |  | #REF! |  | 0.00059824 |  | 0.00077638 |  | 0.010366 |  | 1.071e-06 |  | 0.14036 |  | 0.0073543 |  | 0.0073543 |  | 0.012918 |  | -0.00021612 |  | 0.021762 |  | 0.0024815 |  | 0.028209 |  | 0.069653
| 4.8541e-05 |  | 0.00040537 |  | 0.0001288 |  | 6.0015e-06 |  | 3.5412e-05 |  | 5.9476e-05 |  | 6.3373e-05 |  | 6.1556e-05 |  | 8.2173e-07 |  | #REF! |  | 0.00010689 |  | 0.0328 |  | 0.00022914 |  | #REF! |  | 0.00059898 |  | 0.00071656 |  | 0.010056 |  | 1.0634e-06 |  | 0.14414 |  | 0.0075132 |  | 0.0075132 |  | 0.012302 |  | -4.1966e-05 |  | 0.022224 |  | 0.0025197 |  | 0.028249 |  | 0.069709
| 1.5373e-05 |  | 0.00045689 |  | 9.9786e-05 |  | 3.9007e-05 |  | 3.4754e-05 |  | 7.1115e-05 |  | 4.7414e-05 |  | 6.1559e-05 |  | 8.1124e-07 |  | #REF! |  | 0.00011769 |  | 0.032533 |  | 0.0002227 |  | #REF! |  | 0.00058577 |  | 0.00044365 |  | 0.0096286 |  | 1.1166e-06 |  | 0.14666 |  | 0.0076428 |  | 0.0076428 |  | 0.012133 |  | 0.00012687 |  | 0.022152 |  | 0.0025945 |  | 0.0281 |  | 0.069155
| 1.5376e-05 |  | 0.0004683 |  | 0.00012046 |  | 3.9013e-05 |  | 7.1216e-05 |  | 3.0238e-05 |  | 4.6982e-05 |  | 0.00011098 |  | 8.3236e-07 |  | #REF! |  | 0.00013075 |  | 0.033021 |  | 0.00019464 |  | #REF! |  | 0.00058408 |  | 0.00038757 |  | 0.0092456 |  | 1.1118e-06 |  | 0.14971 |  | 0.0078482 |  | 0.0078482 |  | 0.012089 |  | 0.00013072 |  | 0.02238 |  | 0.0026843 |  | 0.027962 |  | 0.068821
| 3.0921e-05 |  | 0.00040847 |  | 0.00017826 |  | 9.9218e-05 |  | 4.6082e-05 |  | 8.2677e-05 |  | 5.9852e-05 |  | 0.00011098 |  | 7.9605e-07 |  | #REF! |  | 0.00013293 |  | 0.033111 |  | 0.0002157 |  | #REF! |  | 0.0006089 |  | 0.00054459 |  | 0.0089322 |  | 1.1166e-06 |  | 0.15332 |  | 0.0080688 |  | 0.0080688 |  | 0.011892 |  | 0.00019028 |  | 0.022883 |  | 0.0027808 |  | 0.027804 |  | 0.068692
| 3.0926e-05 |  | 0.00040615 |  | 0.00016271 |  | 9.9235e-05 |  | 2.1354e-05 |  | 0.00010891 |  | 4.8876e-05 |  | 7.6505e-05 |  | 7.4397e-07 |  | #REF! |  | 9.335e-05 |  | 0.032617 |  | 0.00023745 |  | #REF! |  | 0.00060121 |  | 0.00056327 |  | 0.0085311 |  | 1.1312e-06 |  | 0.15536 |  | 0.0081748 |  | 0.0081748 |  | 0.011613 |  | 2.4414e-05 |  | 0.023151 |  | 0.0028415 |  | 0.027414 |  | 0.067882
| 3.2997e-05 |  | 0.00046551 |  | 0.00014412 |  | 9.5188e-05 |  | -2.1438e-05 |  | 8.7173e-05 |  | 5.2351e-05 |  | 7.6509e-05 |  | 7.7434e-07 |  | #REF! |  | 8.0384e-05 |  | 0.031799 |  | 0.00020368 |  | #REF! |  | 0.00059361 |  | 0.00020063 |  | 0.0082334 |  | 1.136e-06 |  | 0.15862 |  | 0.0083997 |  | 0.0083997 |  | 0.011378 |  | -5.6464e-05 |  | 0.023442 |  | 0.0028855 |  | 0.027233 |  | 0.067601
| 3.3e-05 |  | 0.00057371 |  | 0.00013402 |  | 9.5197e-05 |  | -8.4539e-06 |  | 0.0001051 |  | 6.6136e-05 |  | 8.6351e-05 |  | 8.2979e-07 |  | #REF! |  | 8.389e-05 |  | 0.031516 |  | 0.00017367 |  | #REF! |  | 0.0005746 |  | -0.00012836 |  | 0.0080013 |  | 1.1636e-06 |  | 0.16333 |  | 0.0086608 |  | 0.0086608 |  | 0.011145 |  | -5.2916e-05 |  | 0.023702 |  | 0.0029254 |  | 0.027315 |  | 0.0679
| 3.6113e-05 |  | 0.00059772 |  | 0.00014119 |  | 9.0012e-05 |  | 1.3515e-05 |  | 9.2196e-05 |  | 5.512e-05 |  | 8.6356e-05 |  | 8.8994e-07 |  | #REF! |  | 8.3894e-05 |  | 0.031667 |  | 0.00016869 |  | #REF! |  | 0.0005604 |  | 0.00010717 |  | 0.0077267 |  | 1.1458e-06 |  | 0.16714 |  | 0.0088082 |  | 0.0088082 |  | 0.010877 |  | -8.2792e-05 |  | 0.023765 |  | 0.0030103 |  | 0.027219 |  | 0.067767
| 3.6113e-05 |  | 0.00070935 |  | 0.00015441 |  | 9.0012e-05 |  | -4.1907e-06 |  | 6.47e-05 |  | 5.1972e-05 |  | 8.0765e-05 |  | 9.619e-07 |  | #REF! |  | 0.00011875 |  | 0.031628 |  | 0.00016409 |  | #REF! |  | 0.00056023 |  | 0.00013708 |  | 0.0074263 |  | 1.1789e-06 |  | 0.17007 |  | 0.0089656 |  | 0.0089656 |  | 0.010624 |  | -9.35e-06 |  | 0.024226 |  | 0.0031226 |  | 0.027131 |  | 0.067283
| 0 |  | 0.00063692 |  | 9.6455e-05 |  | 5.8282e-05 |  | -2.542e-05 |  | 2.5216e-05 |  | 5.4078e-05 |  | 8.0769e-05 |  | 1.0708e-06 |  | #REF! |  | 0.00012279 |  | 0.031656 |  | 0.00016071 |  | #REF! |  | 0.00053802 |  | 0.00028663 |  | 0.0071521 |  | 1.1941e-06 |  | 0.17294 |  | 0.0091676 |  | 0.0091676 |  | 0.010533 |  | 1.1016e-05 |  | 0.024981 |  | 0.0032952 |  | 0.027033 |  | 0.066848
| 0 |  | 0.00046147 |  | 0.00010931 |  | 5.8282e-05 |  | -2.8535e-05 |  | 7.3991e-05 |  | 5.3687e-05 |  | 9.6846e-05 |  | 1.1218e-06 |  | #REF! |  | 0.0001118 |  | 0.031522 |  | 0.00022762 |  | #REF! |  | 0.00052633 |  | 0.00058197 |  | 0.0069175 |  | 1.1797e-06 |  | 0.17609 |  | 0.0093662 |  | 0.0093662 |  | 0.010422 |  | -4.6233e-05 |  | 0.025428 |  | 0.0034474 |  | 0.026799 |  | 0.066618
| 2.6784e-05 |  | 0.0004757 |  | 0.00016383 |  | 8.7135e-05 |  | -7.3638e-07 |  | 0.00011177 |  | 6.1725e-05 |  | 9.6851e-05 |  | 1.0141e-06 |  | #REF! |  | 0.00012178 |  | 0.031284 |  | 0.00023239 |  | #REF! |  | 0.0005257 |  | 0.00039661 |  | 0.0066204 |  | 1.2322e-06 |  | 0.17934 |  | 0.0095901 |  | 0.0095901 |  | 0.010338 |  | -6.0392e-05 |  | 0.025543 |  | 0.0035938 |  | 0.026642 |  | 0.066324
| 2.6787e-05 |  | 0.00054131 |  | 0.00015025 |  | 8.7142e-05 |  | 5.9299e-06 |  | 8.6745e-05 |  | 7.1285e-05 |  | 9.262e-05 |  | 8.8407e-07 |  | #REF! |  | 0.00013438 |  | 0.030951 |  | 0.00020978 |  | #REF! |  | 0.00052706 |  | 0.00015951 |  | 0.006379 |  | 1.3405e-06 |  | 0.18332 |  | 0.0098878 |  | 0.0098878 |  | 0.0099318 |  | -4.1673e-05 |  | 0.025675 |  | 0.0036883 |  | 0.026654 |  | 0.06628
| 1.7456e-05 |  | 0.00047542 |  | 0.00014595 |  | 8.1955e-05 |  | 2.545e-05 |  | 0.00010175 |  | 7.0677e-05 |  | 9.2625e-05 |  | 8.0161e-07 |  | #REF! |  | 0.00012038 |  | 0.030713 |  | 0.00021712 |  | #REF! |  | 0.00052875 |  | 9.9686e-06 |  | 0.0061264 |  | 1.3683e-06 |  | 0.18653 |  | 0.010099 |  | 0.010099 |  | 0.0096788 |  | -1.3895e-05 |  | 0.02643 |  | 0.0037868 |  | 0.026468 |  | 0.065971
| 1.7456e-05 |  | 0.00051445 |  | 0.00014917 |  | 8.1955e-05 |  | -1.4991e-05 |  | 9.9554e-05 |  | 6.7864e-05 |  | 4.5751e-05 |  | 8.1944e-07 |  | #REF! |  | 0.00010409 |  | 0.030344 |  | 0.00017718 |  | #REF! |  | 0.00054524 |  | 6.2306e-05 |  | 0.0058631 |  | 1.2633e-06 |  | 0.18897 |  | 0.01028 |  | 0.01028 |  | 0.009552 |  | 2.405e-05 |  | 0.026907 |  | 0.0038721 |  | 0.026086 |  | 0.065468
| 1.5382e-05 |  | 0.00056737 |  | 0.00014363 |  | 6.0046e-06 |  | -2.7299e-05 |  | 8.0271e-05 |  | 6.0239e-05 |  | 4.5753e-05 |  | 8.6962e-07 |  | #REF! |  | 0.00011925 |  | 0.030069 |  | 0.00018443 |  | #REF! |  | 0.0005564 |  | 0.00023802 |  | 0.0057126 |  | 1.186e-06 |  | 0.19254 |  | 0.01053 |  | 0.01053 |  | 0.0091504 |  | 4.3041e-05 |  | 0.027122 |  | 0.003982 |  | 0.025889 |  | 0.065363
| 1.5384e-05 |  | 0.00052708 |  | 0.00013471 |  | 6.0051e-06 |  | 8.4448e-07 |  | 8.1801e-05 |  | 6.0508e-05 |  | 6.3341e-05 |  | 9.1328e-07 |  | #REF! |  | 0.000154 |  | 0.03008 |  | 0.00017098 |  | #REF! |  | 0.00051693 |  | 0.00016325 |  | 0.0055189 |  | 1.2137e-06 |  | 0.19623 |  | 0.010832 |  | 0.010832 |  | 0.0089685 |  | 8.3854e-05 |  | 0.027719 |  | 0.0040826 |  | 0.025878 |  | 0.065251
| 1.8496e-05 |  | 0.0004363 |  | 0.00016005 |  | 1.8017e-05 |  | 1.0513e-05 |  | 7.4641e-05 |  | 7.2821e-05 |  | 6.3344e-05 |  | 9.614e-07 |  | #REF! |  | 0.00015272 |  | 0.030191 |  | 0.00019684 |  | #REF! |  | 0.00052314 |  | 2.1184e-05 |  | 0.0052981 |  | 1.2633e-06 |  | 0.19925 |  | 0.011082 |  | 0.011082 |  | 0.0087821 |  | 0.000139 |  | 0.027865 |  | 0.0041667 |  | 0.025806 |  | 0.064981
| 1.8496e-05 |  | 0.00034887 |  | 0.00015748 |  | 1.8017e-05 |  | -2.9925e-07 |  | 4.6216e-05 |  | 7.1939e-05 |  | 7.1345e-05 |  | 1.0137e-06 |  | #REF! |  | 0.00012005 |  | 0.030209 |  | 0.00023082 |  | #REF! |  | 0.00050809 |  | -0.0002779 |  | 0.0051005 |  | 1.2974e-06 |  | 0.2019 |  | 0.011284 |  | 0.011284 |  | 0.0086359 |  | 7.2196e-06 |  | 0.027945 |  | 0.0042224 |  | 0.025763 |  | 0.064672
| 7.7351e-05 |  | 0.00047247 |  | 0.00014315 |  | 4.7045e-05 |  | 2.3515e-05 |  | 4.5535e-05 |  | 6.9164e-05 |  | 7.1349e-05 |  | 1.0136e-06 |  | #REF! |  | 0.00011494 |  | 0.029606 |  | 0.00022793 |  | #REF! |  | 0.00045902 |  | -0.00031154 |  | 0.0049259 |  | 1.3277e-06 |  | 0.20511 |  | 0.011536 |  | 0.011536 |  | 0.0086217 |  | -9.4707e-05 |  | 0.028734 |  | 0.0042722 |  | 0.025588 |  | 0.064463
| 7.7358e-05 |  | 0.0005687 |  | 0.00015488 |  | 4.7049e-05 |  | 3.5427e-05 |  | 2.5671e-05 |  | 6.8331e-05 |  | 8.7074e-05 |  | 9.8005e-07 |  | #REF! |  | 0.00010216 |  | 0.029448 |  | 0.00022236 |  | #REF! |  | 0.00047481 |  | -9.8449e-05 |  | 0.0048028 |  | 1.3872e-06 |  | 0.20763 |  | 0.011833 |  | 0.011833 |  | 0.0084087 |  | -2.6081e-05 |  | 0.029203 |  | 0.0043556 |  | 0.025419 |  | 0.064114
| 3.6134e-05 |  | 0.00051564 |  | 0.0001516 |  | 8.718e-05 |  | -2.751e-05 |  | 4.2212e-05 |  | 5.5432e-05 |  | 8.7078e-05 |  | 9.9921e-07 |  | #REF! |  | 9.3415e-05 |  | 0.029747 |  | 0.00024633 |  | #REF! |  | 0.00048017 |  | -0.00011714 |  | 0.0046079 |  | 1.2988e-06 |  | 0.20982 |  | 0.012112 |  | 0.012112 |  | 0.0082508 |  | 9.8292e-05 |  | 0.029248 |  | 0.0044312 |  | 0.025463 |  | 0.063763
| 3.6131e-05 |  | 0.00044204 |  | 0.00014532 |  | 8.7172e-05 |  | -1.682e-06 |  | 0.00010585 |  | 6.4313e-05 |  | 7.2135e-05 |  | 1.0066e-06 |  | #REF! |  | 0.00010456 |  | 0.029872 |  | 0.00021271 |  | #REF! |  | 0.0004741 |  | -0.0002293 |  | 0.0044239 |  | 1.1124e-06 |  | 0.21256 |  | 0.012412 |  | 0.012412 |  | 0.0081657 |  | 0.00018421 |  | 0.029537 |  | 0.0045062 |  | 0.025317 |  | 0.063636
| 7.8526e-05 |  | 0.00047619 |  | 0.00015412 |  | 6.005e-05 |  | 9.4703e-06 |  | 0.00012262 |  | 7.0037e-05 |  | 7.2139e-05 |  | 1.0409e-06 |  | #REF! |  | 0.00010456 |  | 0.030059 |  | 0.00019122 |  | #REF! |  | 0.0004804 |  | -0.00033397 |  | 0.0043338 |  | 9.9712e-07 |  | 0.21664 |  | 0.0128 |  | 0.0128 |  | 0.008135 |  | 4.9994e-05 |  | 0.030195 |  | 0.0045353 |  | 0.025349 |  | 0.063866
| 7.8526e-05 |  | 0.0004592 |  | 0.00013727 |  | 6.005e-05 |  | 1.7648e-05 |  | 8.7778e-05 |  | 6.6918e-05 |  | 6.608e-05 |  | 1.0059e-06 |  | #REF! |  | 0.00012149 |  | 0.030117 |  | 0.00020211 |  | #REF! |  | 0.00046889 |  | -0.00019565 |  | 0.0041593 |  | 9.4188e-07 |  | 0.21975 |  | 0.013164 |  | 0.013164 |  | 0.0077694 |  | 7.8714e-05 |  | 0.031089 |  | 0.0045553 |  | 0.025297 |  | 0.063803
| 6.6978e-05 |  | 0.0004007 |  | 0.00010327 |  | 9.2384e-05 |  | 5.3006e-05 |  | 9.7877e-05 |  | 6.4241e-05 |  | 6.6083e-05 |  | 9.5372e-07 |  | #REF! |  | 0.0001337 |  | 0.02979 |  | 0.00015986 |  | #REF! |  | 0.00046692 |  | -0.00026295 |  | 0.0039754 |  | 1.0351e-06 |  | 0.22037 |  | 0.013371 |  | 0.013371 |  | 0.0074187 |  | 0.00011325 |  | 0.031545 |  | 0.0045586 |  | 0.024968 |  | 0.06312
| 6.6984e-05 |  | 0.00043173 |  | 0.00012353 |  | 9.2392e-05 |  | 1.3727e-05 |  | 0.00012432 |  | 7.0788e-05 |  | 6.7771e-05 |  | 9.3663e-07 |  | #REF! |  | 0.00011313 |  | 0.029714 |  | 0.00017948 |  | #REF! |  | 0.00048194 |  | -0.00031903 |  | 0.0038569 |  | 1.1629e-06 |  | 0.22187 |  | 0.013619 |  | 0.013619 |  | 0.0070918 |  | 3.849e-05 |  | 0.031747 |  | 0.004573 |  | 0.024841 |  | 0.062729
| 0 |  | 0.00049673 |  | 0.00014674 |  | 4.9064e-05 |  | -3.3389e-06 |  | 0.00013491 |  | 7.5902e-05 |  | 6.7775e-05 |  | 9.5776e-07 |  | #REF! |  | 0.00010093 |  | 0.029796 |  | 0.00019858 |  | #REF! |  | 0.0004701 |  | 3.614e-05 |  | 0.0036983 |  | 1.2479e-06 |  | 0.22435 |  | 0.013914 |  | 0.013914 |  | 0.0065321 |  | 1.3254e-05 |  | 0.03237 |  | 0.0045683 |  | 0.024945 |  | 0.062719
| 0 |  | 0.0004701 |  | 0.00013532 |  | 4.9068e-05 |  | 6.1674e-06 |  | 0.00010907 |  | 6.7851e-05 |  | 7.2957e-05 |  | 1.0424e-06 |  | #REF! |  | 8.8004e-05 |  | 0.029869 |  | 0.00019282 |  | #REF! |  | 0.00044651 |  | 0.00043172 |  | 0.0035248 |  | 1.3198e-06 |  | 0.2262 |  | 0.014219 |  | 0.014219 |  | 0.0065757 |  | -5.7721e-05 |  | 0.032801 |  | 0.004568 |  | 0.025012 |  | 0.062578
| 0 |  | 0.00046536 |  | 0.00011883 |  | 2.704e-05 |  | -3.3874e-05 |  | 9.9458e-05 |  | 6.2234e-05 |  | 7.2961e-05 |  | 1.0562e-06 |  | #REF! |  | 0.0001027 |  | 0.02987 |  | 0.00017389 |  | #REF! |  | 0.00042365 |  | 0.00040626 |  | 0.0034011 |  | 1.2955e-06 |  | 0.22742 |  | 0.014619 |  | 0.014619 |  | 0.0063122 |  | -7.0072e-05 |  | 0.032816 |  | 0.0045511 |  | 0.025085 |  | 0.062372
| 0 |  | 0.00058047 |  | 0.00013306 |  | 2.7038e-05 |  | -1.272e-05 |  | 0.00011775 |  | 6.0855e-05 |  | 0.00011775 |  | 1.0206e-06 |  | #REF! |  | 0.00011245 |  | 0.02935 |  | 0.00018526 |  | #REF! |  | 0.0004376 |  | 0.00018942 |  | 0.0033384 |  | 1.2287e-06 |  | 0.22847 |  | 0.014941 |  | 0.014941 |  | 0.0060741 |  | -1.6378e-05 |  | 0.033228 |  | 0.0045442 |  | 0.02508 |  | 0.062079
| 0.00010166 |  | 0.00044894 |  | 0.00013552 |  | 0.00010512 |  | -1.1158e-05 |  | 8.7426e-05 |  | 5.4683e-05 |  | 0.00011965 |  | 9.3018e-07 |  | #REF! |  | 9.7766e-05 |  | 0.02883 |  | 0.00018286 |  | #REF! |  | 0.00043359 |  | 0.00017447 |  | 0.0032416 |  | 1.1852e-06 |  | 0.22866 |  | 0.015205 |  | 0.015205 |  | 0.0062574 |  | -3.3542e-05 |  | 0.033726 |  | 0.004517 |  | 0.02493 |  | 0.061701
| 0.00010166 |  | 0.00041959 |  | 0.00011791 |  | 0.00010512 |  | -8.0409e-06 |  | 7.2295e-05 |  | 4.5126e-05 |  | 9.47e-05 |  | 8.2646e-07 |  | #REF! |  | 8.7766e-05 |  | 0.028804 |  | 0.00015653 |  | #REF! |  | 0.00041498 |  | 0.00010343 |  | 0.0031125 |  | 1.1127e-06 |  | 0.22868 |  | 0.015435 |  | 0.015435 |  | 0.0060521 |  | -3.0721e-05 |  | 0.034231 |  | 0.0045071 |  | 0.024775 |  | 0.061409
| 0 |  | 0.00059256 |  | 0.00014166 |  | 8.6062e-05 |  | 4.8087e-05 |  | 8.4369e-05 |  | 4.8573e-05 |  | 9.2814e-05 |  | 8.0928e-07 |  | #REF! |  | 9.5045e-05 |  | 0.028728 |  | 0.00017662 |  | #REF! |  | 0.00043323 |  | -0.0001807 |  | 0.0029664 |  | 1.045e-06 |  | 0.22859 |  | 0.015783 |  | 0.015783 |  | 0.0058139 |  | -5.2332e-05 |  | 0.03465 |  | 0.004489 |  | 0.024697 |  | 0.061152
| 0 |  | 0.00052747 |  | 0.00016028 |  | 8.607e-05 |  | 2.3244e-05 |  | 5.2821e-05 |  | 5.8255e-05 |  | 8.9366e-05 |  | 9.2291e-07 |  | #REF! |  | 0.00015495 |  | 0.028451 |  | 0.00021294 |  | #REF! |  | 0.00044302 |  | -0.00039006 |  | 0.0028262 |  | 9.7596e-07 |  | 0.22884 |  | 0.016303 |  | 0.016303 |  | 0.0056739 |  | -8.1452e-05 |  | 0.034948 |  | 0.0044863 |  | 0.024648 |  | 0.061067
| 6.643e-05 |  | 0.00043751 |  | 0.00014935 |  | 2.8046e-05 |  | 1.3595e-05 |  | -1.3375e-05 |  | 5.68e-05 |  | 8.937e-05 |  | 1.1153e-06 |  | #REF! |  | 0.00014768 |  | 0.028197 |  | 0.00018317 |  | #REF! |  | 0.00041786 |  | -0.00026668 |  | 0.0027794 |  | 9.6223e-07 |  | 0.2288 |  | 0.016648 |  | 0.016648 |  | 0.0055566 |  | -0.00010744 |  | 0.035777 |  | 0.0044677 |  | 0.02445 |  | 0.060991
| 6.6436e-05 |  | 0.00045401 |  | 0.00013609 |  | 2.8049e-05 |  | 2.9437e-06 |  | 5.0445e-05 |  | 5.8509e-05 |  | 0.00011139 |  | 1.1536e-06 |  | #REF! |  | 8.1322e-05 |  | 0.027992 |  | 0.00015168 |  | #REF! |  | 0.00039673 |  | -0.000162 |  | 0.0026989 |  | 1.0506e-06 |  | 0.22615 |  | 0.016781 |  | 0.016781 |  | 0.0055679 |  | 3.2493e-05 |  | 0.036532 |  | 0.0044824 |  | 0.024166 |  | 0.06036
| 5.0688e-05 |  | 0.00053822 |  | 0.00014352 |  | 4.3075e-05 |  | -3.3836e-05 |  | 0.00010588 |  | 6.9253e-05 |  | 0.0001114 |  | 1.0584e-06 |  | #REF! |  | 9.1655e-05 |  | 0.028084 |  | 0.00020636 |  | #REF! |  | 0.00038621 |  | -0.00026668 |  | 0.0025716 |  | 1.1197e-06 |  | 0.22362 |  | 0.017149 |  | 0.017149 |  | 0.0057577 |  | 0.00026335 |  | 0.037016 |  | 0.0044935 |  | 0.023895 |  | 0.059813
| 5.0692e-05 |  | 0.00045487 |  | 0.00014308 |  | 4.3079e-05 |  | -4.1013e-05 |  | 0.00010128 |  | 7.0778e-05 |  | 8.0269e-05 |  | 9.4289e-07 |  | #REF! |  | 0.00012945 |  | 0.028113 |  | 0.00022569 |  | #REF! |  | 0.00039054 |  | -0.00029659 |  | 0.0025011 |  | 1.1564e-06 |  | 0.22329 |  | 0.0177 |  | 0.0177 |  | 0.0060033 |  | 8.8116e-05 |  | 0.037493 |  | 0.0045469 |  | 0.023861 |  | 0.059926
| 3.4084e-05 |  | 0.00040403 |  | 0.00013167 |  | 7.2219e-05 |  | 1.3734e-05 |  | 9.0347e-05 |  | 5.4224e-05 |  | 8.0273e-05 |  | 8.8871e-07 |  | #REF! |  | 0.00013567 |  | 0.028182 |  | 0.00017597 |  | #REF! |  | 0.00038476 |  | 6.6048e-05 |  | 0.0024067 |  | 1.1965e-06 |  | 0.22226 |  | 0.0181 |  | 0.0181 |  | 0.0060856 |  | -5.4168e-05 |  | 0.037869 |  | 0.0045744 |  | 0.023849 |  | 0.059962
| 3.4087e-05 |  | 0.00049814 |  | 0.00013432 |  | 7.2225e-05 |  | 1.8213e-06 |  | 7.0934e-05 |  | 4.7935e-05 |  | 0.00010713 |  | 9.2769e-07 |  | #REF! |  | 0.00011487 |  | 0.02782 |  | 0.00014111 |  | #REF! |  | 0.00039606 |  | 0.00010717 |  | 0.0022937 |  | 1.193e-06 |  | 0.21945 |  | 0.01851 |  | 0.01851 |  | 0.0061853 |  | 4.3835e-05 |  | 0.03831 |  | 0.0046525 |  | 0.023717 |  | 0.059644
| 1.8514e-05 |  | 0.00049786 |  | 0.00011539 |  | 1.4027e-05 |  | -6.5935e-05 |  | 7.491e-05 |  | 7.3095e-05 |  | 0.00010713 |  | 1.0216e-06 |  | #REF! |  | 9.8338e-05 |  | 0.027479 |  | 0.00014743 |  | #REF! |  | 0.00039759 |  | 0.00013335 |  | 0.0022296 |  | 1.0868e-06 |  | 0.21651 |  | 0.018983 |  | 0.018983 |  | 0.006374 |  | 9.9872e-06 |  | 0.03862 |  | 0.004729 |  | 0.023755 |  | 0.059393
| 1.8515e-05 |  | 0.00049294 |  | 0.0001125 |  | 1.4028e-05 |  | -3.2157e-06 |  | 0.00012314 |  | 8.0834e-05 |  | 0.00010025 |  | 1.1293e-06 |  | #REF! |  | 0.00011217 |  | 0.027337 |  | 0.00016733 |  | #REF! |  | 0.00037763 |  | 0.00029129 |  | 0.0021725 |  | 9.0367e-07 |  | 0.21285 |  | 0.019453 |  | 0.019453 |  | 0.005706 |  | -0.00014011 |  | 0.038481 |  | 0.0048456 |  | 0.023622 |  | 0.058997
| 1.3324e-05 |  | 0.00051522 |  | 0.00012767 |  | 8.4366e-05 |  | -7.1405e-06 |  | 9.4918e-05 |  | 6.8416e-05 |  | 0.00010025 |  | 1.1115e-06 |  | #REF! |  | 0.00011218 |  | 0.027124 |  | 0.00014284 |  | #REF! |  | 0.00037424 |  | -5.7331e-05 |  | 0.0021102 |  | 8.7327e-07 |  | 0.20971 |  | 0.019827 |  | 0.019827 |  | 0.0056894 |  | -9.5915e-05 |  | 0.03868 |  | 0.004918 |  | 0.023593 |  | 0.058942
| 1.3325e-05 |  | 0.00047672 |  | 0.0001285 |  | 8.4373e-05 |  | -2.5799e-05 |  | 1.2116e-05 |  | 6.8878e-05 |  | 9.7664e-05 |  | 9.9121e-07 |  | #REF! |  | 0.00010567 |  | 0.026996 |  | 0.00014847 |  | #REF! |  | 0.00039506 |  | -0.00023678 |  | 0.002022 |  | 1.0211e-06 |  | 0.20563 |  | 0.020185 |  | 0.020185 |  | 0.0055509 |  | 3.4413e-05 |  | 0.039286 |  | 0.004964 |  | 0.023471 |  | 0.05858
| 6.8192e-05 |  | 0.00041057 |  | 0.00012225 |  | 0.0001595 |  | 2.9304e-05 |  | 4.7069e-05 |  | 8.0994e-05 |  | 9.7668e-05 |  | 8.8952e-07 |  | #REF! |  | 0.00010568 |  | 0.027101 |  | 0.00019023 |  | #REF! |  | 0.0003976 |  | -0.00012836 |  | 0.0019548 |  | 1.1628e-06 |  | 0.20123 |  | 0.020688 |  | 0.020688 |  | 0.0053747 |  | 2.7466e-06 |  | 0.039992 |  | 0.0049607 |  | 0.023207 |  | 0.058193
| 6.8198e-05 |  | 0.00040989 |  | 0.00012536 |  | 0.00015951 |  | 2.4937e-05 |  | 5.3388e-05 |  | 7.8927e-05 |  | 7.2264e-05 |  | 8.6646e-07 |  | #REF! |  | 0.00010628 |  | 0.027037 |  | 0.00017879 |  | #REF! |  | 0.000386 |  | -9.0971e-05 |  | 0.0018835 |  | 1.2127e-06 |  | 0.19715 |  | 0.02117 |  | 0.02117 |  | 0.0053647 |  | -5.8901e-05 |  | 0.040941 |  | 0.0049889 |  | 0.023056 |  | 0.058087
| 8.727e-05 |  | 0.00038001 |  | 0.00013284 |  | 4.3094e-05 |  | -5.6688e-05 |  | 6.3035e-05 |  | 6.7272e-05 |  | 7.2267e-05 |  | 8.6639e-07 |  | #REF! |  | 0.00010628 |  | 0.026346 |  | 0.00013704 |  | #REF! |  | 0.00038454 |  | -1.2455e-06 |  | 0.0017886 |  | 1.205e-06 |  | 0.19148 |  | 0.021654 |  | 0.021654 |  | 0.0045212 |  | -1.8346e-06 |  | 0.041305 |  | 0.0050707 |  | 0.02254 |  | 0.057688
| 8.7278e-05 |  | 0.00043032 |  | 0.00013741 |  | 4.3097e-05 |  | -9.1344e-05 |  | 9.8719e-05 |  | 6.8398e-05 |  | 6.0078e-05 |  | 8.5258e-07 |  | #REF! |  | 0.00010539 |  | 0.026086 |  | 0.00013228 |  | #REF! |  | 0.00036881 |  | 8.848e-05 |  | 0.0017395 |  | 1.1712e-06 |  | 0.18621 |  | 0.022068 |  | 0.022068 |  | 0.0044671 |  | -8.4435e-05 |  | 0.041591 |  | 0.0052237 |  | 0.022702 |  | 0.057382
| 0 |  | 0.00052616 |  | 0.00013363 |  | 6.3002e-05 |  | 1.2298e-06 |  | 0.00012242 |  | 6.4387e-05 |  | 6.0081e-05 |  | 9.3123e-07 |  | #REF! |  | 0.00010539 |  | 0.026276 |  | 0.00015286 |  | #REF! |  | 0.00035144 |  | -0.00018817 |  | 0.0016842 |  | 1.0918e-06 |  | 0.18156 |  | 0.022583 |  | 0.022583 |  | 0.0044031 |  | -0.00023096 |  | 0.042083 |  | 0.005365 |  | 0.022854 |  | 0.057269
| 0 |  | 0.0005152 |  | 0.00012459 |  | 6.3007e-05 |  | -6.1882e-06 |  | 8.8599e-05 |  | 5.7615e-05 |  | 8.9436e-05 |  | 1.0371e-06 |  | #REF! |  | 0.00013268 |  | 0.026409 |  | 0.00015385 |  | #REF! |  | 0.00033205 |  | -0.00050595 |  | 0.0016238 |  | 1.0539e-06 |  | 0.17721 |  | 0.023228 |  | 0.023228 |  | 0.0045114 |  | -0.00016464 |  | 0.042133 |  | 0.005466 |  | 0.022561 |  | 0.05729
| 5.1758e-05 |  | 0.00046034 |  | 0.00012785 |  | 4.711e-05 |  | -4.687e-05 |  | 7.1699e-05 |  | 5.0783e-05 |  | 8.944e-05 |  | 1.0786e-06 |  | #REF! |  | 0.00013626 |  | 0.026323 |  | 0.00013327 |  | #REF! |  | 0.00034885 |  | -0.00054708 |  | 0.0015581 |  | 1.0897e-06 |  | 0.17152 |  | 0.023657 |  | 0.023657 |  | 0.0046752 |  | 4.2859e-05 |  | 0.042149 |  | 0.0055208 |  | 0.022509 |  | 0.057073
| 5.1762e-05 |  | 0.00042766 |  | 0.00012038 |  | 4.7114e-05 |  | -1.0903e-05 |  | 0.00013254 |  | 4.1134e-05 |  | 7.6993e-05 |  | 1.098e-06 |  | #REF! |  | 0.00014863 |  | 0.02609 |  | 0.00013228 |  | #REF! |  | 0.00035165 |  | -0.00024052 |  | 0.0014985 |  | 1.177e-06 |  | 0.16546 |  | 0.024022 |  | 0.024022 |  | 0.0048856 |  | 2.4854e-05 |  | 0.042409 |  | 0.0055674 |  | 0.022336 |  | 0.056705
| 0 |  | 0.00048283 |  | 0.00011061 |  | 3.7093e-05 |  | -5.0421e-06 |  | 0.00012127 |  | 4.8618e-05 |  | 7.6997e-05 |  | 1.1547e-06 |  | #REF! |  | 0.00015296 |  | 0.025905 |  | 0.00013612 |  | #REF! |  | 0.00034641 |  | -0.00016125 |  | 0.0014609 |  | 1.2038e-06 |  | 0.16125 |  | 0.024848 |  | 0.024848 |  | 0.0047903 |  | -0.00014379 |  | 0.042764 |  | 0.0056359 |  | 0.02235 |  | 0.056793
| 0 |  | 0.00050994 |  | 0.00011921 |  | 3.709e-05 |  | -5.1255e-05 |  | 0.00010113 |  | 5.0203e-05 |  | 7.8372e-05 |  | 1.2361e-06 |  | #REF! |  | 0.00013687 |  | 0.02588 |  | 0.0001482 |  | #REF! |  | 0.00035804 |  | -0.00035268 |  | 0.0014159 |  | 1.1666e-06 |  | 0.15628 |  | 0.025744 |  | 0.025744 |  | 0.0047454 |  | -0.00011492 |  | 0.043413 |  | 0.0056866 |  | 0.022394 |  | 0.056739
| 0 |  | 0.00047287 |  | 0.00012961 |  | 0.00012952 |  | -5.7827e-05 |  | 7.8185e-05 |  | 6.0758e-05 |  | 7.8376e-05 |  | 1.2328e-06 |  | #REF! |  | 0.00012897 |  | 0.025739 |  | 0.00014437 |  | #REF! |  | 0.00037017 |  | -0.00012088 |  | 0.0013927 |  | 1.1583e-06 |  | 0.1497 |  | 0.025996 |  | 0.025996 |  | 0.0042866 |  | -0.00010791 |  | 0.043926 |  | 0.0057427 |  | 0.022271 |  | 0.056201
| 0 |  | 0.00046191 |  | 0.0001204 |  | 0.00012951 |  | -3.3378e-05 |  | 9.8337e-05 |  | 5.7643e-05 |  | 6.8213e-05 |  | 1.1608e-06 |  | #REF! |  | 9.4994e-05 |  | 0.02562 |  | 0.00015895 |  | #REF! |  | 0.00035556 |  | 2.4927e-06 |  | 0.0013569 |  | 1.1811e-06 |  | 0.14429 |  | 0.026454 |  | 0.026454 |  | 0.0042002 |  | -1.0605e-05 |  | 0.043756 |  | 0.005756 |  | 0.022156 |  | 0.055954
| 5.0215e-06 |  | 0.00049996 |  | 9.5605e-05 |  | 7.1125e-05 |  | -4.9912e-05 |  | 7.9974e-05 |  | 4.1593e-05 |  | 6.8216e-05 |  | 1.0901e-06 |  | #REF! |  | 9.4999e-05 |  | 0.025486 |  | 0.00017659 |  | #REF! |  | 0.00031969 |  | -0.00027042 |  | 0.0012633 |  | 1.1819e-06 |  | 0.13887 |  | 0.027047 |  | 0.027047 |  | 0.0041461 |  | 2.0814e-05 |  | 0.044301 |  | 0.0058092 |  | 0.02207 |  | 0.055713
| 5.0215e-06 |  | 0.00049665 |  | 0.00010352 |  | 7.1125e-05 |  | -2.4739e-05 |  | 2.1908e-05 |  | 5.7483e-05 |  | 6.2242e-05 |  | 9.9295e-07 |  | #REF! |  | 8.9685e-05 |  | 0.025356 |  | 0.00011857 |  | #REF! |  | 0.00030734 |  | -0.00025547 |  | 0.0012294 |  | 1.1522e-06 |  | 0.13384 |  | 0.027552 |  | 0.027552 |  | 0.0034229 |  | -0.00018976 |  | 0.045384 |  | 0.0058353 |  | 0.022088 |  | 0.055666
| 0 |  | 0.00043465 |  | 0.00012927 |  | 1.7046e-05 |  | 1.4001e-05 |  | 6.4977e-05 |  | 5.8012e-05 |  | 7.5745e-05 |  | 9.4998e-07 |  | #REF! |  | 0.00010302 |  | 0.02527 |  | 0.00013189 |  | #REF! |  | 0.00033148 |  | -0.00029286 |  | 0.0011949 |  | 1.1937e-06 |  | 0.1288 |  | 0.028186 |  | 0.028186 |  | 0.0033339 |  | -0.00031301 |  | 0.045661 |  | 0.0058686 |  | 0.021948 |  | 0.055528
| 0 |  | 0.00046927 |  | 0.00011902 |  | 1.7048e-05 |  | -7.6926e-06 |  | 6.1669e-05 |  | 4.9263e-05 |  | 8.4413e-05 |  | 9.8378e-07 |  | #REF! |  | 9.7897e-05 |  | 0.024996 |  | 0.00015485 |  | #REF! |  | 0.00032095 |  | -0.00042371 |  | 0.001131 |  | 1.2408e-06 |  | 0.12291 |  | 0.028655 |  | 0.028655 |  | 0.0031917 |  | -0.00023855 |  | 0.045539 |  | 0.0058445 |  | 0.021682 |  | 0.054912
| 2.5804e-05 |  | 0.00042042 |  | 0.00014166 |  | 2.7075e-05 |  | -6.872e-06 |  | 7.3334e-05 |  | 5.6152e-05 |  | 7.0916e-05 |  | 1.0016e-06 |  | #REF! |  | 8.4568e-05 |  | 0.025213 |  | 0.00013678 |  | #REF! |  | 0.00031828 |  | -0.00020313 |  | 0.0011437 |  | 1.1986e-06 |  | 0.1176 |  | 0.029329 |  | 0.029329 |  | 0.0028892 |  | -0.00010675 |  | 0.04591 |  | 0.0058149 |  | 0.021655 |  | 0.054549
| 2.5806e-05 |  | 0.00040414 |  | 0.00016594 |  | 2.7077e-05 |  | -6.0724e-06 |  | 0.00011858 |  | 6.466e-05 |  | 7.373e-05 |  | 9.6461e-07 |  | #REF! |  | 0.00012697 |  | 0.025417 |  | 0.00014107 |  | #REF! |  | 0.00035969 |  | 0.0001296 |  | 0.0011808 |  | 1.1855e-06 |  | 0.11274 |  | 0.030048 |  | 0.030048 |  | 0.0027536 |  | -4.4076e-05 |  | 0.046417 |  | 0.0057717 |  | 0.021622 |  | 0.054323
| 2.061e-05 |  | 0.00043509 |  | 0.00013498 |  | 7.6342e-05 |  | -8.8176e-06 |  | 0.00013717 |  | 7.0096e-05 |  | 7.3734e-05 |  | 9.2171e-07 |  | #REF! |  | 0.00012698 |  | 0.025144 |  | 0.0001282 |  | #REF! |  | 0.00035537 |  | 2.491e-06 |  | 0.0011545 |  | 1.2277e-06 |  | 0.10839 |  | 0.030655 |  | 0.030655 |  | 0.0025839 |  | 6.5312e-05 |  | 0.046869 |  | 0.0057459 |  | 0.0216 |  | 0.054204
| 2.0612e-05 |  | 0.000418 |  | 0.00010664 |  | 7.6349e-05 |  | 2.1166e-05 |  | 0.00012543 |  | 7.3865e-05 |  | 7.3179e-05 |  | 9.0055e-07 |  | #REF! |  | 9.5235e-05 |  | 0.025158 |  | 0.00010832 |  | #REF! |  | 0.00032474 |  | -0.00013784 |  | 0.0010328 |  | 1.2346e-06 |  | 0.10346 |  | 0.03113 |  | 0.03113 |  | 0.0023013 |  | -9.5425e-05 |  | 0.047444 |  | 0.0057213 |  | 0.021501 |  | 0.05381
| 3.5161e-05 |  | 0.00026084 |  | 0.00010457 |  | 0.00011221 |  | 2.2974e-05 |  | 7.417e-05 |  | 6.0273e-05 |  | 7.3182e-05 |  | 8.7939e-07 |  | #REF! |  | 0.00010395 |  | 0.025312 |  | 0.00010832 |  | #REF! |  | 0.00029258 |  | 0.00018194 |  | 0.00099648 |  | 1.1123e-06 |  | 0.098267 |  | 0.0317 |  | 0.0317 |  | 0.0022863 |  | -0.0001967 |  | 0.047241 |  | 0.0057113 |  | 0.02131 |  | 0.053142
| 3.5164e-05 |  | 0.00022453 |  | 0.00011154 |  | 0.00011222 |  | 2.184e-05 |  | 5.4227e-05 |  | 4.9603e-05 |  | 1.3831e-05 |  | 8.5434e-07 |  | #REF! |  | 0.00011885 |  | 0.025278 |  | 0.00012233 |  | #REF! |  | 0.00028116 |  | 0.00020811 |  | 0.0010166 |  | 9.9761e-07 |  | 0.094919 |  | 0.032889 |  | 0.032889 |  | 0.0024196 |  | -3.2196e-05 |  | 0.047452 |  | 0.0056942 |  | 0.021581 |  | 0.053261
| 9.4287e-05 |  | 0.00033023 |  | 8.5637e-05 |  | 3.9118e-05 |  | 2.2511e-06 |  | 7.1796e-05 |  | 4.1701e-05 |  | 1.3832e-05 |  | 8.7286e-07 |  | #REF! |  | 0.00011015 |  | 0.025114 |  | 0.00012234 |  | #REF! |  | 0.00027352 |  | -6.4806e-05 |  | 0.00093834 |  | 1.0633e-06 |  | 0.091312 |  | 0.033648 |  | 0.033648 |  | 0.0026782 |  | -4.5029e-05 |  | 0.048338 |  | 0.0056659 |  | 0.021637 |  | 0.053157
| 9.4296e-05 |  | 0.00037658 |  | 8.7886e-05 |  | 3.9122e-05 |  | 2.5407e-05 |  | 8.5137e-05 |  | 3.7812e-05 |  | 6.6633e-05 |  | 9.6212e-07 |  | #REF! |  | 9.1469e-05 |  | 0.024723 |  | 0.00010791 |  | #REF! |  | 0.00028786 |  | -5.7328e-05 |  | 0.0009429 |  | 1.1843e-06 |  | 0.086521 |  | 0.033954 |  | 0.033954 |  | 0.002828 |  | -6.5354e-05 |  | 0.048712 |  | 0.0056309 |  | 0.02142 |  | 0.052451
| 0 |  | 0.0004526 |  | 0.0001199 |  | 2.4077e-05 |  | 7.1898e-05 |  | 9.4374e-05 |  | 5.6285e-05 |  | 6.6636e-05 |  | 1.0527e-06 |  | #REF! |  | 9.1474e-05 |  | 0.02447 |  | 0.00010792 |  | #REF! |  | 0.00030839 |  | -4.6108e-05 |  | 0.00089305 |  | 1.2341e-06 |  | 0.082801 |  | 0.034863 |  | 0.034863 |  | 0.0026965 |  | -0.00010031 |  | 0.048915 |  | 0.0056052 |  | 0.021409 |  | 0.052345
| 0 |  | 0.00035714 |  | 0.00012536 |  | 2.4077e-05 |  | -1.0017e-07 |  | 8.9004e-05 |  | 6.2832e-05 |  | 8.1592e-05 |  | 1.0806e-06 |  | #REF! |  | 9.3269e-05 |  | 0.024612 |  | 0.00014948 |  | #REF! |  | 0.00030507 |  | -0.00036015 |  | 0.00080145 |  | 1.2017e-06 |  | 0.079598 |  | 0.035791 |  | 0.035791 |  | 0.0026102 |  | 6.6192e-05 |  | 0.049211 |  | 0.0055839 |  | 0.021258 |  | 0.052257
| 4.4526e-05 |  | 0.00029161 |  | 0.00013288 |  | 2.3074e-05 |  | -6.477e-06 |  | 2.9231e-05 |  | 6.591e-05 |  | 8.1596e-05 |  | 1.0356e-06 |  | #REF! |  | 9.3274e-05 |  | 0.024608 |  | 0.00019634 |  | #REF! |  | 0.00030971 |  | -0.00027417 |  | 0.00081257 |  | 1.2245e-06 |  | 0.076177 |  | 0.03641 |  | 0.03641 |  | 0.0026661 |  | 8.7956e-05 |  | 0.049657 |  | 0.0055543 |  | 0.021038 |  | 0.051952
| 4.453e-05 |  | 0.0003723 |  | 0.00011315 |  | 2.3076e-05 |  | 4.3694e-05 |  | 7.7201e-05 |  | 7.5803e-05 |  | 6.2076e-05 |  | 9.3716e-07 |  | #REF! |  | 0.00011081 |  | 0.024617 |  | 0.00013677 |  | #REF! |  | 0.00027877 |  | -0.00019191 |  | 0.00077501 |  | 1.2647e-06 |  | 0.072533 |  | 0.037055 |  | 0.037055 |  | 0.0027549 |  | 4.1112e-05 |  | 0.050385 |  | 0.005509 |  | 0.020687 |  | 0.051487
| 3.3094e-05 |  | 0.00043228 |  | 0.00010853 |  | 0.00010762 |  | 5.5238e-05 |  | 0.00010092 |  | 6.7427e-05 |  | 6.2079e-05 |  | 8.8094e-07 |  | #REF! |  | 0.00012178 |  | 0.024661 |  | 0.00012873 |  | #REF! |  | 0.00028952 |  | -0.00019245 |  | 0.00077062 |  | 1.2135e-06 |  | 0.069644 |  | 0.038051 |  | 0.038051 |  | 0.0029248 |  | 0.00013126 |  | 0.050986 |  | 0.0054719 |  | 0.020679 |  | 0.051339
| 3.3097e-05 |  | 0.00040538 |  | 7.8664e-05 |  | 0.00010763 |  | 4.4078e-05 |  | 1.4038e-05 |  | 4.3434e-05 |  | 7.0112e-05 |  | 8.8094e-07 |  | #REF! |  | 0.00010767 |  | 0.02453 |  | 0.00012946 |  | #REF! |  | 0.00029291 |  | -2.7416e-05 |  | 0.00078185 |  | 1.0759e-06 |  | 0.066823 |  | 0.039112 |  | 0.039112 |  | 0.0026837 |  | 3.3971e-05 |  | 0.051619 |  | 0.0054448 |  | 0.020795 |  | 0.051365
| 4.2458e-05 |  | 0.00040981 |  | 7.073e-05 |  | 6.9444e-05 |  | -2.7422e-06 |  | 3.0556e-05 |  | 3.93e-05 |  | 7.0115e-05 |  | 9.6361e-07 |  | #REF! |  | 0.00010547 |  | 0.024504 |  | 9.1975e-05 |  | #REF! |  | 0.00025862 |  | -4.6108e-05 |  | 0.00076619 |  | 1.0275e-06 |  | 0.063529 |  | 0.039827 |  | 0.039827 |  | 0.0026994 |  | 2.7633e-05 |  | 0.05153 |  | 0.0054395 |  | 0.020319 |  | 0.050928
| 4.2458e-05 |  | 0.00039158 |  | 0.00011501 |  | 6.9444e-05 |  | -1.7302e-05 |  | 5.2457e-05 |  | 4.9363e-05 |  | 9.1002e-05 |  | 1.0794e-06 |  | #REF! |  | 0.00011943 |  | 0.024443 |  | 0.00016019 |  | #REF! |  | 0.00028213 |  | -1.2455e-06 |  | 0.00072698 |  | 1.0739e-06 |  | 0.060396 |  | 0.040367 |  | 0.040367 |  | 0.0027845 |  | -5.1433e-05 |  | 0.051903 |  | 0.0054418 |  | 0.020253 |  | 0.050399
| 6.1342e-05 |  | 0.00035948 |  | 0.00010342 |  | 8.6226e-05 |  | 7.0323e-06 |  | 7.6703e-05 |  | 4.77e-05 |  | 9.1007e-05 |  | 1.1224e-06 |  | #REF! |  | 0.00011068 |  | 0.024353 |  | 0.00018677 |  | #REF! |  | 0.00028837 |  | -1.2461e-05 |  | 0.00066206 |  | 1.1555e-06 |  | 0.057592 |  | 0.041116 |  | 0.041116 |  | 0.0027935 |  | -3.2544e-05 |  | 0.052459 |  | 0.0054498 |  | 0.020335 |  | 0.050041
| 6.1347e-05 |  | 0.00046195 |  | 0.00011694 |  | 8.6234e-05 |  | 3.4274e-05 |  | 0.00010314 |  | 5.3618e-05 |  | 7.7622e-05 |  | 1.0867e-06 |  | #REF! |  | 0.0001271 |  | 0.024255 |  | 0.00013841 |  | #REF! |  | 0.00028492 |  | -0.00018817 |  | 0.00063982 |  | 1.2171e-06 |  | 0.055434 |  | 0.042115 |  | 0.042115 |  | 0.0029135 |  | 0.0001507 |  | 0.052556 |  | 0.0054568 |  | 0.020169 |  | 0.049963
| 2.8946e-05 |  | 0.00041578 |  | 0.00013109 |  | 3.5128e-05 |  | -6.2773e-06 |  | 8.731e-05 |  | 5.2923e-05 |  | 7.7626e-05 |  | 1.0379e-06 |  | #REF! |  | 0.00013941 |  | 0.023992 |  | 0.00012209 |  | #REF! |  | 0.00029681 |  | -0.00013583 |  | 0.00063414 |  | 1.2531e-06 |  | 0.053082 |  | 0.042917 |  | 0.042917 |  | 0.0028902 |  | 5.0141e-05 |  | 0.053464 |  | 0.0054784 |  | 0.020084 |  | 0.049729
| 2.8946e-05 |  | 0.00038722 |  | 0.00010568 |  | 3.5128e-05 |  | -5.8141e-05 |  | 0.00013397 |  | 4.4259e-05 |  | 8.3752e-05 |  | 9.9023e-07 |  | #REF! |  | 0.00012259 |  | 0.023882 |  | 0.00014337 |  | #REF! |  | 0.00027834 |  | -4.9851e-06 |  | 0.00062681 |  | 1.1771e-06 |  | 0.050783 |  | 0.043866 |  | 0.043866 |  | 0.0026548 |  | 1.9104e-05 |  | 0.054096 |  | 0.0054975 |  | 0.019862 |  | 0.049515
| 0 |  | 0.00041321 |  | 0.00010885 |  | 7.6402e-05 |  | 1.12e-05 |  | 0.00015201 |  | 5.7633e-05 |  | 8.3756e-05 |  | 9.3599e-07 |  | #REF! |  | 0.00011323 |  | 0.023649 |  | 0.00015813 |  | #REF! |  | 0.00028848 |  | -0.00015344 |  | 0.00064552 |  | 1.0208e-06 |  | 0.048653 |  | 0.04481 |  | 0.04481 |  | 0.0025842 |  | 8.1118e-05 |  | 0.054458 |  | 0.0055087 |  | 0.019768 |  | 0.04926
| 0 |  | 0.00032499 |  | 9.8885e-05 |  | 7.6408e-05 |  | 3.3147e-05 |  | 0.00010958 |  | 4.188e-05 |  | 0.00010793 |  | 9.8106e-07 |  | #REF! |  | 9.8802e-05 |  | 0.023348 |  | 0.00014411 |  | #REF! |  | 0.0002799 |  | -0.0003078 |  | 0.00064315 |  | 9.8351e-07 |  | 0.046396 |  | 0.045372 |  | 0.045372 |  | 0.002516 |  | 4.5313e-05 |  | 0.055034 |  | 0.0055103 |  | 0.019694 |  | 0.04882
| 5.9048e-05 |  | 0.00028336 |  | 0.00010694 |  | 4.4168e-05 |  | 2.3114e-05 |  | 0.0001058 |  | 4.1132e-05 |  | 0.00010794 |  | 1.032e-06 |  | #REF! |  | 0.00013797 |  | 0.02339 |  | 0.00012164 |  | #REF! |  | 0.00026039 |  | -0.00022182 |  | 0.00061282 |  | 1.0541e-06 |  | 0.044407 |  | 0.046177 |  | 0.046177 |  | 0.0024371 |  | 1.1354e-05 |  | 0.055898 |  | 0.0055132 |  | 0.019534 |  | 0.048558
| 5.9048e-05 |  | 0.00033962 |  | 0.00013157 |  | 4.4168e-05 |  | 7.2232e-05 |  | 8.4037e-05 |  | 6.3095e-05 |  | 7.7477e-05 |  | 1.0935e-06 |  | #REF! |  | 0.00016683 |  | 0.023127 |  | 0.0001536 |  | #REF! |  | 0.00028665 |  | 2.4925e-06 |  | 0.00053912 |  | 1.1751e-06 |  | 0.042526 |  | 0.047069 |  | 0.047069 |  | 0.0024629 |  | 9.4302e-05 |  | 0.056753 |  | 0.0055198 |  | 0.019385 |  | 0.048201
| 1.4388e-05 |  | 0.00035614 |  | 0.00011281 |  | 9.1466e-05 |  | 3.0645e-05 |  | 4.5394e-05 |  | 4.9988e-05 |  | 7.7481e-05 |  | 9.1366e-07 |  | #REF! |  | 0.00012472 |  | 0.023122 |  | 0.00014975 |  | #REF! |  | 0.00025836 |  | 6.2321e-06 |  | 0.00049547 |  | 1.0085e-06 |  | 0.040895 |  | 0.048092 |  | 0.048092 |  | 0.0024629 |  | 0.00019289 |  | 0.056898 |  | 0.005509 |  | 0.019364 |  | 0.048044
| 1.4391e-05 |  | 0.00030406 |  | 9.9917e-05 |  | 9.1482e-05 |  | -2.0262e-05 |  | -9.199e-05 |  | -4.3352e-05 |  | 0 |  | 1.3265e-06 |  | #REF! |  | 1.9127e-05 |  | 0.023281 |  | 0 |  | #REF! |  | 0.00017582 |  | -0.00029285 |  | 0.00039386 |  | 1.5259e-06 |  | 0.038048 |  | 0.04895 |  | 0.04895 |  | 0.0026036 |  | 9.9897e-05 |  | 0.057274 |  | 0.0055767 |  | 0.018994 |  | 0.047347
| 4.4557e-05 |  | 0.00044816 |  | 0.00012249 |  | 0.00012332 |  | -5.2646e-05 |  | 4.3776e-05 |  | 7.1104e-05 |  | 6.3871e-05 |  | 1.7532e-06 |  | #REF! |  | 0.00013803 |  | 0.02287 |  | 0.00014333 |  | #REF! |  | 0.00027379 |  | -8.7186e-06 |  | 0.0004565 |  | 2.0412e-06 |  | 0.035533 |  | 0.050211 |  | 0.050211 |  | 0.0024547 |  | 0.00036292 |  | 0.058947 |  | 0.0056541 |  | 0.018839 |  | 0.046766
| 4.456e-05 |  | 0.00029197 |  | 0.00011116 |  | 0.00012333 |  | 5.7433e-05 |  | 0.00010617 |  | 6.5765e-05 |  | 6.8104e-05 |  | 2.2878e-06 |  | #REF! |  | 0.0001189 |  | 0.022597 |  | 0.00014333 |  | #REF! |  | 0.00027141 |  | 6.2307e-05 |  | 0.00045755 |  | 2.7799e-06 |  | 0.034136 |  | 0.051334 |  | 0.051334 |  | 0.002458 |  | 0.00021728 |  | 0.060175 |  | 0.0057681 |  | 0.018917 |  | 0.046529
| 2.4797e-05 |  | 0.00027303 |  | 0.00011505 |  | 8.2225e-05 |  | -3.1503e-05 |  | 9.2876e-05 |  | 4.9998e-05 |  | 9.4352e-05 |  | 2.2628e-06 |  | #REF! |  | 9.5145e-05 |  | 0.022319 |  | 0.00010804 |  | #REF! |  | 0.00028702 |  | -0.00027438 |  | 0.00046126 |  | 2.8154e-06 |  | 0.032743 |  | 0.052323 |  | 0.052323 |  | 0.002439 |  | 0.00013374 |  | 0.060808 |  | 0.0058142 |  | 0.018947 |  | 0.046166
| 2.4797e-05 |  | 0.00034087 |  | 0.00012606 |  | 8.2225e-05 |  | -2.4222e-05 |  | 6.4545e-05 |  | 4.7631e-05 |  | 9.0125e-05 |  | 2.1775e-06 |  | #REF! |  | 0.00010428 |  | 0.022007 |  | 0.00012123 |  | #REF! |  | 0.00027744 |  | -0.00033397 |  | 0.00046456 |  | 2.7816e-06 |  | 0.031487 |  | 0.0534 |  | 0.0534 |  | 0.0024623 |  | 0.00018329 |  | 0.061496 |  | 0.0058575 |  | 0.018719 |  | 0.045983
| 1.7515e-05 |  | 0.0004073 |  | 0.00014662 |  | 9.5551e-05 |  | -2.5046e-05 |  | 0.00010031 |  | 6.383e-05 |  | 7.5969e-05 |  | 2.1208e-06 |  | #REF! |  | 9.4605e-05 |  | 0.021904 |  | 0.00016552 |  | #REF! |  | 0.00028628 |  | -0.00016947 |  | 0.00048537 |  | 2.714e-06 |  | 0.030184 |  | 0.054078 |  | 0.054078 |  | 0.002474 |  | 7.4015e-05 |  | 0.061906 |  | 0.005885 |  | 0.018495 |  | 0.045534
| 1.7515e-05 |  | 0.00039996 |  | 0.00013194 |  | 9.5551e-05 |  | -2.936e-05 |  | 8.5813e-05 |  | 4.4781e-05 |  | 7.5973e-05 |  | 2.2178e-06 |  | #REF! |  | 8.5481e-05 |  | 0.021779 |  | 0.00015234 |  | #REF! |  | 0.00026486 |  | -0.00018817 |  | 0.00046667 |  | 2.6432e-06 |  | 0.028996 |  | 0.055084 |  | 0.055084 |  | 0.0024567 |  | 6.0549e-05 |  | 0.062214 |  | 0.0059203 |  | 0.018612 |  | 0.045284
| 6.139e-05 |  | 0.00028338 |  | 9.5738e-05 |  | 7.2394e-05 |  | -8.7613e-06 |  | 5.7795e-05 |  | 2.2472e-05 |  | 8.6769e-05 |  | 2.3722e-06 |  | #REF! |  | 9.6128e-05 |  | 0.02157 |  | 0.00013004 |  | #REF! |  | 0.00024191 |  | -0.00016948 |  | 0.00041206 |  | 2.6386e-06 |  | 0.027739 |  | 0.056009 |  | 0.056009 |  | 0.0025665 |  | 7.986e-05 |  | 0.062897 |  | 0.0059719 |  | 0.018598 |  | 0.044973
| 6.139e-05 |  | 0.00035467 |  | 0.00011939 |  | 7.2394e-05 |  | -1.7939e-05 |  | 6.7258e-05 |  | 3.1488e-05 |  | 8.6773e-05 |  | 2.4247e-06 |  | #REF! |  | 0.0001082 |  | 0.021247 |  | 0.00013005 |  | #REF! |  | 0.00026563 |  | -0.00010967 |  | 0.00039223 |  | 2.7405e-06 |  | 0.026635 |  | 0.05696 |  | 0.05696 |  | 0.0025865 |  | 1.9053e-05 |  | 0.06382 |  | 0.0060285 |  | 0.01847 |  | 0.044701
| 3.521e-05 |  | 0.00032592 |  | 0.00011669 |  | 5.8499e-05 |  | -5.2416e-05 |  | 4.6009e-05 |  | 3.5347e-05 |  | 7.9369e-05 |  | 2.3166e-06 |  | #REF! |  | 0.00014062 |  | 0.020837 |  | 0.00013459 |  | #REF! |  | 0.00024287 |  | -0.00022556 |  | 0.00040409 |  | 2.8371e-06 |  | 0.025672 |  | 0.058101 |  | 0.058101 |  | 0.0025442 |  | 7.6474e-05 |  | 0.064922 |  | 0.0060696 |  | 0.018418 |  | 0.044494
| 3.521e-05 |  | 0.00032527 |  | 5.199e-05 |  | 5.8499e-05 |  | -2.3348e-05 |  | 5.8668e-05 |  | 3.7981e-05 |  | 7.9373e-05 |  | 2.1507e-06 |  | #REF! |  | 0.00012856 |  | 0.020556 |  | 0.00014483 |  | #REF! |  | 0.00024222 |  | -3.1154e-05 |  | 0.00035423 |  | 2.8159e-06 |  | 0.024723 |  | 0.059287 |  | 0.059287 |  | 0.0025242 |  | 0.00016548 |  | 0.065612 |  | 0.0060912 |  | 0.018396 |  | 0.044327
| 4.3539e-05 |  | 0.00043057 |  | 8.2526e-05 |  | 7.8199e-05 |  | 9.7441e-06 |  | 9.9737e-05 |  | 5.3076e-05 |  | 7.7967e-05 |  | 2.0953e-06 |  | #REF! |  | 0.00010367 |  | 0.020213 |  | 0.00015674 |  | #REF! |  | 0.00026771 |  | 9.2327e-05 |  | 0.00035469 |  | 2.6785e-06 |  | 0.023652 |  | 0.060184 |  | 0.060184 |  | 0.0024628 |  | 0.00015172 |  | 0.06609 |  | 0.0061091 |  | 0.018198 |  | 0.043953
| 4.3539e-05 |  | 0.00051161 |  | 0.00013137 |  | 7.8199e-05 |  | 3.5966e-06 |  | 7.033e-05 |  | 5.6365e-05 |  | 7.797e-05 |  | 2.1633e-06 |  | #REF! |  | 0.00010368 |  | 0.01989 |  | 0.00016246 |  | #REF! |  | 0.00025149 |  | 0.00010343 |  | 0.00034197 |  | 2.6222e-06 |  | 0.022611 |  | 0.060954 |  | 0.060954 |  | 0.002471 |  | 0.00010969 |  | 0.066997 |  | 0.0061345 |  | 0.017937 |  | 0.04355
| 6.1406e-05 |  | 0.00052776 |  | 0.00011967 |  | 9.4426e-05 |  | 2.4477e-06 |  | 9.0101e-05 |  | 6.0368e-05 |  | 7.0889e-05 |  | 2.2872e-06 |  | #REF! |  | 0.00010062 |  | 0.019622 |  | 0.00011211 |  | #REF! |  | 0.00023424 |  | 0.00014456 |  | 0.00032514 |  | 2.7096e-06 |  | 0.021723 |  | 0.062075 |  | 0.062075 |  | 0.0025344 |  | 7.8628e-05 |  | 0.068093 |  | 0.0061931 |  | 0.017939 |  | 0.043414
| 6.1411e-05 |  | 0.00045817 |  | 6.826e-05 |  | 9.4434e-05 |  | -2.3133e-05 |  | 0.00012092 |  | 6.6058e-05 |  | 7.0893e-05 |  | 2.4615e-06 |  | #REF! |  | 0.00010062 |  | 0.019417 |  | 0.00013066 |  | #REF! |  | 0.0002143 |  | 0.0001483 |  | 0.00035652 |  | 2.8171e-06 |  | 0.020819 |  | 0.063155 |  | 0.063155 |  | 0.0025578 |  | 7.8015e-05 |  | 0.068665 |  | 0.0062551 |  | 0.017869 |  | 0.043157
| 2.9495e-06 |  | 0.00037729 |  | 8.1263e-05 |  | 6.8363e-05 |  | -1.0592e-05 |  | 9.9087e-05 |  | 5.9818e-05 |  | 9.4818e-05 |  | 2.5162e-06 |  | #REF! |  | 0.00012544 |  | 0.019358 |  | 0.00020377 |  | #REF! |  | 0.0002351 |  | -0.00015453 |  | 0.00037123 |  | 2.8411e-06 |  | 0.019976 |  | 0.064117 |  | 0.064117 |  | 0.0025736 |  | 0.00023071 |  | 0.069134 |  | 0.0063117 |  | 0.017734 |  | 0.042737
| 2.9495e-06 |  | 0.00032839 |  | 0.0001357 |  | 6.8363e-05 |  | 6.3017e-05 |  | 8.6166e-05 |  | 5.5158e-05 |  | 9.4823e-05 |  | 2.4714e-06 |  | #REF! |  | 0.00012544 |  | 0.019053 |  | 0.00016928 |  | #REF! |  | 0.00025049 |  | -0.0002592 |  | 0.00037184 |  | 2.7659e-06 |  | 0.019135 |  | 0.065194 |  | 0.065194 |  | 0.0025636 |  | 0.00031458 |  | 0.070015 |  | 0.0063367 |  | 0.017409 |  | 0.04247
| 2.377e-05 |  | 0.00035331 |  | 8.4892e-05 |  | 8.9228e-05 |  | 5.0139e-05 |  | 5.9475e-05 |  | 4.8516e-05 |  | 4.7582e-05 |  | 2.3682e-06 |  | #REF! |  | 5.9168e-05 |  | 0.018938 |  | 6.4531e-05 |  | #REF! |  | 0.00019923 |  | -0.00016574 |  | 0.00032936 |  | 2.6856e-06 |  | 0.018443 |  | 0.066501 |  | 0.066501 |  | 0.0025979 |  | 0.00016824 |  | 0.071357 |  | 0.0063687 |  | 0.017576 |  | 0.042434
| 2.377e-05 |  | 0.00026545 |  | 7.1625e-05 |  | 8.9228e-05 |  | 2.4715e-05 |  | 4.5282e-05 |  | 4.6467e-05 |  | 4.7584e-05 |  | 2.287e-06 |  | #REF! |  | 5.9171e-05 |  | 0.018766 |  | 6.4534e-05 |  | #REF! |  | 0.00018796 |  | -0.00016515 |  | 0.00029979 |  | 2.6346e-06 |  | 0.017839 |  | 0.067557 |  | 0.067557 |  | 0.0026136 |  | 0.00021089 |  | 0.071908 |  | 0.0064141 |  | 0.017638 |  | 0.042151
| 8.6338e-05 |  | 0.00036502 |  | 9.3642e-05 |  | 5.9104e-05 |  | 8.2929e-06 |  | 2.6378e-05 |  | 4.0908e-05 |  | 6.9888e-05 |  | 2.3086e-06 |  | #REF! |  | 0.00012717 |  | 0.018491 |  | 7.3598e-05 |  | #REF! |  | 0.00018527 |  | -0.00016574 |  | 0.00030054 |  | 2.6649e-06 |  | 0.017111 |  | 0.068722 |  | 0.068722 |  | 0.0025756 |  | 0.00015269 |  | 0.072453 |  | 0.0064856 |  | 0.017222 |  | 0.041777
| 8.6346e-05 |  | 0.00046421 |  | 9.8256e-05 |  | 5.9109e-05 |  | -7.8369e-05 |  | 6.1437e-05 |  | 3.0085e-05 |  | 6.9891e-05 |  | 2.3706e-06 |  | #REF! |  | 0.00012718 |  | 0.018389 |  | 7.3601e-05 |  | #REF! |  | 0.00019214 |  | -0.0002779 |  | 0.00030906 |  | 2.6591e-06 |  | 0.016381 |  | 0.070446 |  | 0.070446 |  | 0.0025147 |  | 3.1722e-05 |  | 0.073449 |  | 0.006556 |  | 0.017212 |  | 0.041687
| 0 |  | 0.00033664 |  | 0.00013524 |  | 8.7505e-05 |  | -0.00010188 |  | 9.4529e-05 |  | 5.2495e-05 |  | 9.2405e-05 |  | 2.4054e-06 |  | #REF! |  | 0.00015001 |  | 0.018395 |  | 0.00012072 |  | #REF! |  | 0.0002352 |  | -0.00037136 |  | 0.00031665 |  | 2.6173e-06 |  | 0.015838 |  | 0.072093 |  | 0.072093 |  | 0.0025365 |  | -0.0001464 |  | 0.074171 |  | 0.0066305 |  | 0.017238 |  | 0.041662
| 0 |  | 0.00042473 |  | 0.00013801 |  | 8.7512e-05 |  | -6.4913e-05 |  | 0.00010715 |  | 6.6724e-05 |  | 9.2409e-05 |  | 2.4699e-06 |  | #REF! |  | 0.00015002 |  | 0.018127 |  | 0.00012724 |  | #REF! |  | 0.00024738 |  | -9.4703e-05 |  | 0.00028273 |  | 2.6335e-06 |  | 0.015234 |  | 0.07307 |  | 0.07307 |  | 0.0025666 |  | -1.9512e-05 |  | 0.074869 |  | 0.0066825 |  | 0.017201 |  | 0.041225
| 3.1066e-05 |  | 0.00050838 |  | 0.00010957 |  | 4.7232e-05 |  | -2.6271e-05 |  | 7.0366e-05 |  | 5.1523e-05 |  | 5.4187e-05 |  | 2.4977e-06 |  | #REF! |  | 0.00011537 |  | 0.017984 |  | 0.00012259 |  | #REF! |  | 0.0002166 |  | -1.2461e-05 |  | 0.00025378 |  | 2.6715e-06 |  | 0.014469 |  | 0.073877 |  | 0.073877 |  | 0.0025839 |  | 0.00010301 |  | 0.075407 |  | 0.0067395 |  | 0.017187 |  | 0.040679
| 3.1066e-05 |  | 0.00041114 |  | 0.00010048 |  | 4.7232e-05 |  | -6.9625e-06 |  | 3.3087e-05 |  | 4.0679e-05 |  | 5.4189e-05 |  | 2.4639e-06 |  | #REF! |  | 0.00011537 |  | 0.018142 |  | 0.00011608 |  | #REF! |  | 0.00018676 |  | 6.1124e-05 |  | 0.00026768 |  | 2.7373e-06 |  | 0.013894 |  | 0.075189 |  | 0.075189 |  | 0.0025949 |  | -0.00016355 |  | 0.076425 |  | 0.0067949 |  | 0.017253 |  | 0.040494
| 0 |  | 0.00038328 |  | 9.9774e-05 |  | 0.00010666 |  | -2.3363e-05 |  | 2.8986e-05 |  | 4.9365e-05 |  | 9.7649e-05 |  | 2.4012e-06 |  | #REF! |  | 0.00010481 |  | 0.018 |  | 9.2025e-05 |  | #REF! |  | 0.0001759 |  | 0.00027915 |  | 0.00025267 |  | 2.7687e-06 |  | 0.013351 |  | 0.07641 |  | 0.07641 |  | 0.0025716 |  | -0.00015262 |  | 0.07728 |  | 0.006859 |  | 0.017119 |  | 0.040254
| 0 |  | 0.00034571 |  | 8.367e-05 |  | 0.00010665 |  | -3.4797e-05 |  | -1.0113e-05 |  | 5.0036e-05 |  | 9.7653e-05 |  | 2.3873e-06 |  | #REF! |  | 0.00010481 |  | 0.017834 |  | 9.2029e-05 |  | #REF! |  | 0.00015726 |  | -0.00011715 |  | 0.00021427 |  | 2.7126e-06 |  | 0.012762 |  | 0.077669 |  | 0.077669 |  | 0.0024718 |  | -0.00016359 |  | 0.077813 |  | 0.0069135 |  | 0.016928 |  | 0.039968
| 1.3367e-05 |  | 0.00035199 |  | 8.6918e-05 |  | 3.7193e-05 |  | -1.6718e-05 |  | 3.4868e-05 |  | 5.2325e-05 |  | 9.7058e-05 |  | 2.4615e-06 |  | #REF! |  | 8.7649e-05 |  | 0.017895 |  | 9.2402e-05 |  | #REF! |  | 0.00016723 |  | -0.00016201 |  | 0.0002004 |  | 2.6282e-06 |  | 0.012322 |  | 0.079029 |  | 0.079029 |  | 0.002491 |  | -0.00014634 |  | 0.078371 |  | 0.0069743 |  | 0.016809 |  | 0.039861
| 1.3366e-05 |  | 0.00033096 |  | 9.6891e-05 |  | 3.719e-05 |  | -3.2779e-05 |  | 5.3049e-05 |  | 4.3995e-05 |  | 9.7062e-05 |  | 2.4312e-06 |  | #REF! |  | 8.7653e-05 |  | 0.017892 |  | 9.2406e-05 |  | #REF! |  | 0.00018651 |  | 0.00012213 |  | 0.00021408 |  | 2.6173e-06 |  | 0.011864 |  | 0.0804 |  | 0.0804 |  | 0.0025742 |  | -2.8028e-05 |  | 0.07976 |  | 0.0070342 |  | 0.016743 |  | 0.039625
| 3.2118e-05 |  | 0.00035527 |  | 8.942e-05 |  | 1.709e-05 |  | -4.5869e-05 |  | 2.3351e-05 |  | 1.824e-05 |  | 8.7104e-05 |  | 2.3277e-06 |  | #REF! |  | 9.6888e-05 |  | 0.017285 |  | 9.114e-05 |  | #REF! |  | 0.00017627 |  | -1.6201e-05 |  | 0.00024369 |  | 2.6904e-06 |  | 0.011421 |  | 0.081961 |  | 0.081961 |  | 0.0025552 |  | -7.9115e-06 |  | 0.080325 |  | 0.0070979 |  | 0.016718 |  | 0.039257
| 3.2118e-05 |  | 0.00043464 |  | 9.7561e-05 |  | 1.709e-05 |  | -1.0508e-05 |  | 9.004e-06 |  | 2.6971e-05 |  | 8.7109e-05 |  | 2.3003e-06 |  | #REF! |  | 9.6893e-05 |  | 0.016871 |  | 9.1144e-05 |  | #REF! |  | 0.00017616 |  | -0.0003938 |  | 0.00026441 |  | 2.7761e-06 |  | 0.011062 |  | 0.083514 |  | 0.083514 |  | 0.0024637 |  | -3.9443e-05 |  | 0.080111 |  | 0.0071612 |  | 0.016617 |  | 0.039005
| 4.9826e-05 |  | 0.00049089 |  | 9.8895e-05 |  | 9.276e-05 |  | -1.5929e-05 |  | 2.3583e-05 |  | 3.3413e-05 |  | 8.8977e-05 |  | 2.3895e-06 |  | #REF! |  | 5.8541e-05 |  | 0.016962 |  | 0.00011882 |  | #REF! |  | 0.00017445 |  | -8.7125e-05 |  | 0.00026475 |  | 2.7897e-06 |  | 0.010717 |  | 0.08496 |  | 0.08496 |  | 0.0024322 |  | -3.9035e-05 |  | 0.080816 |  | 0.0072366 |  | 0.016437 |  | 0.038808
| 4.9831e-05 |  | 0.00043905 |  | 0.00012399 |  | 9.2768e-05 |  | -7.8695e-05 |  | 7.2277e-05 |  | 4.9866e-05 |  | 8.8981e-05 |  | 2.45e-06 |  | #REF! |  | 5.8544e-05 |  | 0.016856 |  | 0.00014002 |  | #REF! |  | 0.0001887 |  | 0.00020811 |  | 0.00021417 |  | 2.7719e-06 |  | 0.010226 |  | 0.085849 |  | 0.085849 |  | 0.0024404 |  | -2.4539e-06 |  | 0.08115 |  | 0.0073019 |  | 0.016213 |  | 0.038402
| 3.4205e-05 |  | 0.00037775 |  | 0.00012728 |  | 4.3232e-05 |  | -7.0293e-05 |  | 5.3956e-05 |  | 5.7405e-05 |  | 8.3718e-05 |  | 2.3957e-06 |  | #REF! |  | 0.00010076 |  | 0.016426 |  | 0.00013658 |  | #REF! |  | 0.0002009 |  | 1.7446e-05 |  | 0.00020501 |  | 2.738e-06 |  | 0.0097262 |  | 0.087179 |  | 0.087179 |  | 0.0022848 |  | 0.00011132 |  | 0.081635 |  | 0.007354 |  | 0.016087 |  | 0.038107
| 3.4208e-05 |  | 0.00036564 |  | 0.00012451 |  | 4.3235e-05 |  | -4.3407e-05 |  | 7.4107e-05 |  | 5.4689e-05 |  | 8.3722e-05 |  | 2.3904e-06 |  | #REF! |  | 0.00011737 |  | 0.01637 |  | 0.0001156 |  | #REF! |  | 0.00021356 |  | 0.00010343 |  | 0.00025489 |  | 2.666e-06 |  | 0.0093787 |  | 0.088945 |  | 0.088945 |  | 0.0022599 |  | 0.00015927 |  | 0.082602 |  | 0.0074044 |  | 0.016112 |  | 0.037927
| 1.6497e-05 |  | 0.00036275 |  | 0.00012965 |  | 9.1624e-05 |  | -3.0328e-05 |  | 7.8083e-05 |  | 5.4354e-05 |  | 6.4745e-05 |  | 2.4462e-06 |  | #REF! |  | 9.242e-05 |  | 0.016546 |  | 0.0001138 |  | #REF! |  | 0.00021273 |  | -1.6201e-05 |  | 0.00024195 |  | 2.6357e-06 |  | 0.0090591 |  | 0.090391 |  | 0.090391 |  | 0.0024197 |  | 0.00016718 |  | 0.083384 |  | 0.007508 |  | 0.016187 |  | 0.037691
| 1.6497e-05 |  | 0.00046981 |  | 0.00010987 |  | 9.1624e-05 |  | -2.5419e-05 |  | 7.5461e-05 |  | 4.1338e-05 |  | 6.4748e-05 |  | 2.4694e-06 |  | #REF! |  | 7.5821e-05 |  | 0.016458 |  | 0.00012453 |  | #REF! |  | 0.00018676 |  | 0.00021559 |  | 0.00017175 |  | 2.5935e-06 |  | 0.0087256 |  | 0.092023 |  | 0.092023 |  | 0.0024774 |  | 0.00025143 |  | 0.083498 |  | 0.0076563 |  | 0.01612 |  | 0.037578
| 7.5967e-05 |  | 0.00044092 |  | 0.00012382 |  | 9.3364e-05 |  | -3.3435e-05 |  | 0.00011655 |  | 3.7138e-05 |  | 9.398e-05 |  | 2.4232e-06 |  | #REF! |  | 9.3688e-05 |  | 0.01641 |  | 0.0001349 |  | #REF! |  | 0.00020761 |  | 0.00040052 |  | 0.00018905 |  | 2.5716e-06 |  | 0.0083423 |  | 0.093662 |  | 0.093662 |  | 0.0022916 |  | 0.00014539 |  | 0.083753 |  | 0.0078124 |  | 0.016026 |  | 0.037435
| 7.5973e-05 |  | 0.00028911 |  | 0.00015026 |  | 9.3372e-05 |  | -1.4285e-05 |  | 0.00010698 |  | 4.8977e-05 |  | 9.3984e-05 |  | 2.3667e-06 |  | #REF! |  | 0.00011763 |  | 0.016127 |  | 0.00016093 |  | #REF! |  | 0.0002383 |  | -0.00012835 |  | 0.00023362 |  | 2.6337e-06 |  | 0.0080244 |  | 0.095534 |  | 0.095534 |  | 0.0022243 |  | 4.5947e-05 |  | 0.08447 |  | 0.0079378 |  | 0.016002 |  | 0.037259
| 5.5058e-05 |  | 0.00030298 |  | 0.00013213 |  | 6.148e-05 |  | 4.359e-05 |  | 0.0001442 |  | 5.9473e-05 |  | 8.2149e-05 |  | 2.3583e-06 |  | #REF! |  | 0.00013217 |  | 0.015537 |  | 0.00016768 |  | #REF! |  | 0.00023117 |  | -0.00018817 |  | 0.00025716 |  | 2.7287e-06 |  | 0.007812 |  | 0.097848 |  | 0.097848 |  | 0.0024158 |  | -0.00012904 |  | 0.08534 |  | 0.0080086 |  | 0.016021 |  | 0.037229
| 5.5058e-05 |  | 0.00036236 |  | 0.00010818 |  | 6.148e-05 |  | 5.7525e-05 |  | 8.8485e-05 |  | 4.4158e-05 |  | 8.2153e-05 |  | 2.4433e-06 |  | #REF! |  | 0.00010823 |  | 0.015268 |  | 0.00013073 |  | #REF! |  | 0.0001953 |  | -0.00013584 |  | 0.00027004 |  | 2.8162e-06 |  | 0.0074796 |  | 0.099448 |  | 0.099448 |  | 0.002315 |  | -0.00024331 |  | 0.085497 |  | 0.008041 |  | 0.015867 |  | 0.036917
| 2.3797e-05 |  | 0.00037294 |  | 0.00012126 |  | 3.4198e-05 |  | -1.2479e-07 |  | 2.1153e-05 |  | 4.6718e-05 |  | 8.6503e-05 |  | 2.5365e-06 |  | #REF! |  | 0.0001111 |  | 0.015312 |  | 7.6835e-05 |  | #REF! |  | 0.00018468 |  | -0.00035268 |  | 0.00024175 |  | 2.8014e-06 |  | 0.0072074 |  | 0.1014 |  | 0.1014 |  | 0.0021203 |  | -5.228e-05 |  | 0.08565 |  | 0.0080507 |  | 0.015754 |  | 0.036658
| 2.3797e-05 |  | 0.00037004 |  | 0.00011676 |  | 3.4198e-05 |  | -2.985e-05 |  | 2.5244e-05 |  | 4.6316e-05 |  | 8.6507e-05 |  | 2.5267e-06 |  | #REF! |  | 0.0001111 |  | 0.015151 |  | 7.6838e-05 |  | #REF! |  | 0.00015953 |  | -0.00021434 |  | 0.00022054 |  | 2.8709e-06 |  | 0.0069888 |  | 0.10389 |  | 0.10389 |  | 0.0020012 |  | -7.5509e-05 |  | 0.086709 |  | 0.0080557 |  | 0.015874 |  | 0.036687
| 6.5551e-05 |  | 0.0003618 |  | 9.4045e-05 |  | 7.9474e-05 |  | -3.4227e-05 |  | -3.6186e-05 |  | 2.2434e-05 |  | 0.00010907 |  | 2.43e-06 |  | #REF! |  | 0.00013171 |  | 0.014838 |  | 7.9781e-05 |  | #REF! |  | 0.0001243 |  | 6.892e-05 |  | 0.00016983 |  | 2.9596e-06 |  | 0.0067304 |  | 0.10583 |  | 0.10583 |  | 0.0020363 |  | -8.1406e-05 |  | 0.087344 |  | 0.0080695 |  | 0.015848 |  | 0.036524
| 6.5551e-05 |  | 0.00040976 |  | 8.8685e-05 |  | 7.9474e-05 |  | -4.9082e-05 |  | -5.117e-06 |  | 1.936e-05 |  | 0.00010908 |  | 2.3104e-06 |  | #REF! |  | 0.00015143 |  | 0.014584 |  | 7.9785e-05 |  | #REF! |  | 0.00015318 |  | -1.9939e-05 |  | 0.00011922 |  | 2.9425e-06 |  | 0.0064366 |  | 0.10729 |  | 0.10729 |  | 0.0020338 |  | 7.4435e-05 |  | 0.086982 |  | 0.008122 |  | 0.015395 |  | 0.036119
| 2.1716e-05 |  | 0.00036672 |  | 8.225e-05 |  | 6.9618e-05 |  | -2.65e-05 |  | 6.5192e-05 |  | 3.1481e-05 |  | 7.7436e-05 |  | 2.2896e-06 |  | #REF! |  | 0.00012231 |  | 0.014804 |  | 9.1626e-05 |  | #REF! |  | 0.00016397 |  | -0.00023678 |  | 0.00013326 |  | 2.8266e-06 |  | 0.0061344 |  | 0.10894 |  | 0.10894 |  | 0.0018173 |  | 0.00012438 |  | 0.087113 |  | 0.0082036 |  | 0.015479 |  | 0.035776
| 2.1716e-05 |  | 0.00036957 |  | 9.8226e-05 |  | 6.9618e-05 |  | -1.4476e-05 |  | 8.8772e-05 |  | 4.0148e-05 |  | 7.744e-05 |  | 2.3258e-06 |  | #REF! |  | 0.0001026 |  | 0.014946 |  | 9.1631e-05 |  | #REF! |  | 0.00017425 |  | -0.00017696 |  | 0.0001557 |  | 2.7121e-06 |  | 0.0059501 |  | 0.11084 |  | 0.11084 |  | 0.0018847 |  | 1.9439e-05 |  | 0.087306 |  | 0.0082777 |  | 0.015741 |  | 0.035529
| 3.1101e-05 |  | 0.00044098 |  | 0.00010452 |  | 0.00011082 |  | -2.4056e-05 |  | 0.00010404 |  | 4.7042e-05 |  | 9.2826e-05 |  | 2.3753e-06 |  | #REF! |  | 0.00011049 |  | 0.014951 |  | 0.00014774 |  | #REF! |  | 0.00021108 |  | 7.3525e-05 |  | 0.00017987 |  | 2.7244e-06 |  | 0.0057972 |  | 0.11354 |  | 0.11354 |  | 0.0021747 |  | -0.00012387 |  | 0.087606 |  | 0.008304 |  | 0.01551 |  | 0.035483
| 3.1103e-05 |  | 0.00051781 |  | 9.5424e-05 |  | 0.00011083 |  | 3.3238e-05 |  | 0.00011677 |  | 4.3873e-05 |  | 9.2831e-05 |  | 2.4848e-06 |  | #REF! |  | 0.00011049 |  | 0.014778 |  | 0.00014775 |  | #REF! |  | 0.00021049 |  | 0.00020811 |  | 0.00016737 |  | 2.665e-06 |  | 0.0055763 |  | 0.11624 |  | 0.11624 |  | 0.0019065 |  | -4.3714e-05 |  | 0.08808 |  | 0.008304 |  | 0.015422 |  | 0.035498
| 2.9018e-05 |  | 0.000398 |  | 0.00010262 |  | 1.9117e-05 |  | 3.2853e-05 |  | 0.00011321 |  | 4.3005e-05 |  | 8.8995e-05 |  | 2.5437e-06 |  | #REF! |  | 7.9239e-05 |  | 0.01445 |  | 0.00010788 |  | #REF! |  | 0.00018506 |  | 0.00037321 |  | 0.00015355 |  | 2.5923e-06 |  | 0.0053663 |  | 0.11819 |  | 0.11819 |  | 0.0016576 |  | 4.2425e-05 |  | 0.087553 |  | 0.008307 |  | 0.015395 |  | 0.035286
| 2.9018e-05 |  | 0.00031284 |  | 0.00011654 |  | 1.9117e-05 |  | -4.1856e-05 |  | 0.0001108 |  | 6.1316e-05 |  | 8.8999e-05 |  | 2.457e-06 |  | #REF! |  | 7.9243e-05 |  | 0.014374 |  | 0.00010789 |  | #REF! |  | 0.00019984 |  | 0.00037635 |  | 0.00014363 |  | 2.5861e-06 |  | 0.0052349 |  | 0.12002 |  | 0.12002 |  | 0.0015593 |  | -6.5892e-05 |  | 0.088022 |  | 0.008332 |  | 0.015328 |  | 0.035021
| 7.6019e-05 |  | 0.00043141 |  | 0.0001204 |  | 4.025e-05 |  | -7.3561e-05 |  | 0.00013561 |  | 6.2583e-05 |  | 0.0001117 |  | 2.3074e-06 |  | #REF! |  | 0.00014471 |  | 0.014355 |  | 0.00014416 |  | #REF! |  | 0.00021251 |  | 0.00018568 |  | 0.0001771 |  | 2.6556e-06 |  | 0.0050882 |  | 0.12213 |  | 0.12213 |  | 0.0014235 |  | -0.00015406 |  | 0.088627 |  | 0.0083795 |  | 0.01519 |  | 0.034838
| 7.6026e-05 |  | 0.00043596 |  | 0.0001122 |  | 4.0253e-05 |  | -4.0984e-05 |  | 0.00013269 |  | 4.6334e-05 |  | 0.0001117 |  | 2.2942e-06 |  | #REF! |  | 0.00014471 |  | 0.014239 |  | 0.00014578 |  | #REF! |  | 0.00018823 |  | 7.3525e-05 |  | 0.00020368 |  | 2.6653e-06 |  | 0.0049089 |  | 0.12449 |  | 0.12449 |  | 0.0016168 |  | -0.0001994 |  | 0.088506 |  | 0.0084428 |  | 0.01503 |  | 0.034756
| 0.00011897 |  | 0.00041659 |  | 9.4366e-05 |  | 3.5222e-05 |  | -4.8307e-05 |  | 0.00010904 |  | 4.2931e-05 |  | 6.6827e-05 |  | 2.4293e-06 |  | #REF! |  | 6.2292e-05 |  | 0.013923 |  | 5.8517e-05 |  | #REF! |  | 0.00013818 |  | -7.6017e-05 |  | 0.00012228 |  | 2.5995e-06 |  | 0.0047322 |  | 0.12701 |  | 0.12701 |  | 0.0017027 |  | -0.00010391 |  | 0.088629 |  | 0.0084999 |  | 0.014973 |  | 0.034725
| 0.00011898 |  | 0.00050037 |  | 7.8602e-05 |  | 3.5225e-05 |  | -5.9271e-05 |  | 7.8343e-05 |  | 4.6118e-05 |  | 6.683e-05 |  | 2.5077e-06 |  | #REF! |  | 6.2295e-05 |  | 0.014068 |  | 8.0583e-05 |  | #REF! |  | 0.00013302 |  | -0.00029388 |  | 0.0001235 |  | 2.6108e-06 |  | 0.0045767 |  | 0.12974 |  | 0.12974 |  | 0.0017218 |  | -7.8284e-05 |  | 0.088603 |  | 0.0085482 |  | 0.014891 |  | 0.034716
| 2.0683e-05 |  | 0.00053425 |  | 9.2176e-05 |  | 2.3148e-05 |  | 2.5749e-05 |  | 5.4575e-05 |  | 4.0456e-05 |  | 6.1561e-05 |  | 2.4433e-06 |  | #REF! |  | 9.8354e-05 |  | 0.014148 |  | 0.0001434 |  | #REF! |  | 0.00017722 |  | -0.00022929 |  | 0.00016954 |  | 2.686e-06 |  | 0.0043926 |  | 0.13174 |  | 0.13174 |  | 0.0017661 |  | -0.00011431 |  | 0.088761 |  | 0.0085879 |  | 0.014744 |  | 0.034564
| 2.0685e-05 |  | 0.0005194 |  | 8.9036e-05 |  | 2.315e-05 |  | 6.9616e-05 |  | 6.7573e-05 |  | 3.5671e-05 |  | 6.1564e-05 |  | 2.4775e-06 |  | #REF! |  | 9.8359e-05 |  | 0.013881 |  | 0.00011972 |  | #REF! |  | 0.00015801 |  | -0.0002966 |  | 0.00014176 |  | 2.6997e-06 |  | 0.0042164 |  | 0.13376 |  | 0.13376 |  | 0.0015611 |  | 2.3188e-05 |  | 0.08924 |  | 0.0086254 |  | 0.014696 |  | 0.034386
| 0.00010216 |  | 0.00051142 |  | 8.8977e-05 |  | 9.2872e-05 |  | 3.0417e-05 |  | 5.4587e-05 |  | 3.7574e-05 |  | 7.3896e-05 |  | 2.5793e-06 |  | #REF! |  | 0.00010485 |  | 0.013819 |  | 0.00011645 |  | #REF! |  | 0.0001338 |  | -0.00053586 |  | 0.00011583 |  | 2.6336e-06 |  | 0.0041032 |  | 0.13626 |  | 0.13626 |  | 0.0014928 |  | -3.295e-05 |  | 0.089597 |  | 0.0086562 |  | 0.014677 |  | 0.034221
| 0.00010217 |  | 0.00046975 |  | 0.00011629 |  | 9.288e-05 |  | 2.3189e-05 |  | 7.7076e-05 |  | 3.3786e-05 |  | 7.3899e-05 |  | 2.6047e-06 |  | #REF! |  | 0.00010486 |  | 0.013513 |  | 0.0001297 |  | #REF! |  | 0.00015947 |  | -0.00054333 |  | 0.00012519 |  | 2.5403e-06 |  | 0.0039844 |  | 0.13962 |  | 0.13962 |  | 0.0014795 |  | 0.00010844 |  | 0.089794 |  | 0.0086979 |  | 0.014747 |  | 0.034334
| 1.86e-05 |  | 0.00036305 |  | 0.00010872 |  | 7.2563e-05 |  | 6.8593e-06 |  | 8.1794e-05 |  | 3.0103e-05 |  | 0.00010528 |  | 2.5285e-06 |  | #REF! |  | 8.9748e-05 |  | 0.013219 |  | 0.00015392 |  | #REF! |  | 0.00017211 |  | -0.00015826 |  | 8.6693e-05 |  | 2.5064e-06 |  | 0.0038526 |  | 0.1427 |  | 0.1427 |  | 0.0013046 |  | 0.00018999 |  | 0.089851 |  | 0.0087609 |  | 0.014789 |  | 0.034353
| 1.8602e-05 |  | 0.00038729 |  | 9.3193e-05 |  | 7.2569e-05 |  | -5.0233e-05 |  | 5.8013e-05 |  | 4.073e-05 |  | 0.00010528 |  | 2.4404e-06 |  | #REF! |  | 8.9753e-05 |  | 0.013366 |  | 0.00016558 |  | #REF! |  | 0.00016799 |  | -0.00014563 |  | 0.00010592 |  | 2.5722e-06 |  | 0.003746 |  | 0.14437 |  | 0.14437 |  | 0.0014529 |  | 2.0181e-05 |  | 0.090256 |  | 0.0088334 |  | 0.014636 |  | 0.034028
| 5.7202e-05 |  | 0.00046942 |  | 0.00011386 |  | 2.1142e-05 |  | -7.485e-05 |  | 9.1459e-05 |  | 4.5149e-05 |  | 6.9491e-05 |  | 2.4406e-06 |  | #REF! |  | 0.00010487 |  | 0.013245 |  | 0.0001417 |  | #REF! |  | 0.00019976 |  | 8.8492e-05 |  | 0.00016686 |  | 2.6694e-06 |  | 0.003619 |  | 0.14666 |  | 0.14666 |  | 0.0018138 |  | 1.6847e-05 |  | 0.090856 |  | 0.0088855 |  | 0.014461 |  | 0.03391
| 5.7202e-05 |  | 0.0004753 |  | 0.00010262 |  | 2.1142e-05 |  | -4.2849e-05 |  | 0.00010647 |  | 3.2726e-05 |  | 6.9494e-05 |  | 2.3869e-06 |  | #REF! |  | 0.00010487 |  | 0.013232 |  | 0.00011681 |  | #REF! |  | 0.00018117 |  | 0.00027965 |  | 0.00015781 |  | 2.7006e-06 |  | 0.0034809 |  | 0.14869 |  | 0.14869 |  | 0.0017363 |  | 1.4354e-05 |  | 0.091057 |  | 0.0089097 |  | 0.01424 |  | 0.033773
| 0 |  | 0.0005487 |  | 8.7792e-05 |  | 8.6509e-05 |  | -2.6087e-05 |  | 0.00011202 |  | 3.635e-05 |  | 4.8628e-05 |  | 2.3438e-06 |  | #REF! |  | 8.4371e-05 |  | 0.0133 |  | 0.00011754 |  | #REF! |  | 0.00014128 |  | -4.5346e-05 |  | 0.00010383 |  | 2.6375e-06 |  | 0.003392 |  | 0.15026 |  | 0.15026 |  | 0.0015005 |  | 0.00011829 |  | 0.091797 |  | 0.008913 |  | 0.013969 |  | 0.033456
| 0 |  | 0.00043156 |  | 7.955e-05 |  | 8.6517e-05 |  | -3.0046e-05 |  | 6.3267e-05 |  | 3.0578e-05 |  | 4.863e-05 |  | 2.348e-06 |  | #REF! |  | 8.4374e-05 |  | 0.012933 |  | 0.00011754 |  | #REF! |  | 0.00011711 |  | -0.00013647 |  | 8.4307e-05 |  | 2.6017e-06 |  | 0.0032945 |  | 0.15368 |  | 0.15368 |  | 0.0014298 |  | 4.3898e-05 |  | 0.092419 |  | 0.0089086 |  | 0.013828 |  | 0.033354
| 4.2605e-05 |  | 0.00031887 |  | 7.0037e-05 |  | 0.00010453 |  | -1.2689e-05 |  | 5.7851e-05 |  | 4.5433e-05 |  | 8.6965e-05 |  | 2.3944e-06 |  | #REF! |  | 0.00014146 |  | 0.012818 |  | 0.00011897 |  | #REF! |  | 0.0001025 |  | -0.00014271 |  | 0.00011586 |  | 2.6287e-06 |  | 0.0031878 |  | 0.15743 |  | 0.15743 |  | 0.0015306 |  | -0.00018714 |  | 0.092129 |  | 0.0089061 |  | 0.013923 |  | 0.033422
| 4.2605e-05 |  | 0.00027887 |  | 8.2763e-05 |  | 0.00010453 |  | 1.2568e-05 |  | 8.7803e-05 |  | 4.3582e-05 |  | 8.6969e-05 |  | 2.452e-06 |  | #REF! |  | 0.00014147 |  | 0.012842 |  | 0.00011898 |  | #REF! |  | 9.8688e-05 |  | 4.3648e-05 |  | 0.00011586 |  | 2.6211e-06 |  | 0.0030884 |  | 0.15921 |  | 0.15921 |  | 0.0014648 |  | -8.3378e-05 |  | 0.091717 |  | 0.0089227 |  | 0.01405 |  | 0.033211
| 1.8608e-05 |  | 0.00023949 |  | 5.0346e-05 |  | 0.0001115 |  | -2.5837e-05 |  | 1.6531e-05 |  | 1.527e-05 |  | 7.2812e-05 |  | 2.452e-06 |  | #REF! |  | 8.3465e-05 |  | 0.012641 |  | 7.1243e-05 |  | #REF! |  | 0.00010053 |  | 3.6287e-05 |  | 0.00010698 |  | 2.5892e-06 |  | 0.0029864 |  | 0.15977 |  | 0.15977 |  | 0.0012556 |  | 0.00010469 |  | 0.091832 |  | 0.0089652 |  | 0.013842 |  | 0.032774
| 1.8608e-05 |  | 0.00027669 |  | 6.4538e-05 |  | 0.0001115 |  | -6.3172e-05 |  | 3.8259e-05 |  | 1.2192e-05 |  | 7.2815e-05 |  | 2.4039e-06 |  | #REF! |  | 9.0037e-05 |  | 0.012179 |  | 7.1246e-05 |  | #REF! |  | 0.00013152 |  | 6.3627e-06 |  | 0.00011882 |  | 2.4779e-06 |  | 0.0028904 |  | 0.16309 |  | 0.16309 |  | 0.0012965 |  | 0.00013303 |  | 0.092395 |  | 0.0090149 |  | 0.01385 |  | 0.032759
| 4.3656e-05 |  | 0.00035628 |  | 0.00010133 |  | 4.7334e-05 |  | -7.917e-05 |  | 0.00013865 |  | 1.4776e-05 |  | 0.00010334 |  | 2.3402e-06 |  | #REF! |  | 0.00010004 |  | 0.011941 |  | 6.9325e-05 |  | #REF! |  | 0.00016157 |  | 0.00027897 |  | 0.00015025 |  | 2.3954e-06 |  | 0.002803 |  | 0.16715 |  | 0.16715 |  | 0.0012732 |  | 6.3831e-05 |  | 0.092816 |  | 0.0090633 |  | 0.013995 |  | 0.032793
| 4.3659e-05 |  | 0.00027926 |  | 6.6772e-05 |  | 4.7338e-05 |  | -0.00010075 |  | 0.00010652 |  | 1.5898e-05 |  | 0.00010334 |  | 2.3391e-06 |  | #REF! |  | 9.3471e-05 |  | 0.012013 |  | 6.9328e-05 |  | #REF! |  | 0.00013227 |  | 8.0833e-06 |  | 0.00013841 |  | 2.3665e-06 |  | 0.0027236 |  | 0.17023 |  | 0.17023 |  | 0.0010625 |  | 0.00014665 |  | 0.093037 |  | 0.009108 |  | 0.014079 |  | 0.03266
| 5.5139e-05 |  | 0.00035485 |  | 6.5517e-05 |  | 7.3768e-05 |  | -0.00012013 |  | 8.9154e-05 |  | 1.3759e-05 |  | 0.0001224 |  | 2.4133e-06 |  | #REF! |  | 9.8193e-05 |  | 0.011902 |  | 0.00011111 |  | #REF! |  | 0.00013492 |  | -0.00032468 |  | 0.00012931 |  | 2.422e-06 |  | 0.0026588 |  | 0.17316 |  | 0.17316 |  | 0.0010066 |  | 0.000176 |  | 0.093642 |  | 0.0091505 |  | 0.014231 |  | 0.032509
| 5.5139e-05 |  | 0.00036635 |  | 6.284e-05 |  | 7.3768e-05 |  | -9.0089e-05 |  | 6.131e-05 |  | 5.7859e-06 |  | 0.00012241 |  | 2.4737e-06 |  | #REF! |  | 9.8198e-05 |  | 0.011827 |  | 0.00011112 |  | #REF! |  | 0.000133 |  | -0.00011494 |  | 0.00012931 |  | 2.5433e-06 |  | 0.0025574 |  | 0.17542 |  | 0.17542 |  | 0.0011533 |  | -6.2611e-05 |  | 0.093465 |  | 0.0091921 |  | 0.013939 |  | 0.032221
| 5.5144e-05 |  | 0.00019212 |  | 7.1113e-05 |  | 0.00011386 |  | -1.2895e-06 |  | 3.4476e-05 |  | 7.0352e-06 |  | 8.7868e-05 |  | 2.463e-06 |  | #REF! |  | 0.00010825 |  | 0.011804 |  | 9.9537e-05 |  | #REF! |  | 0.00010503 |  | 9.8201e-05 |  | 0.00011056 |  | 2.6126e-06 |  | 0.002442 |  | 0.1776 |  | 0.1776 |  | 0.0013009 |  | 2.3198e-05 |  | 0.093764 |  | 0.009236 |  | 0.014073 |  | 0.03192
| 5.5149e-05 |  | 0.00021027 |  | 8.6203e-05 |  | 0.00011387 |  | 3.1297e-06 |  | -8.4314e-06 |  | 1.968e-05 |  | 8.7872e-05 |  | 2.3764e-06 |  | #REF! |  | 0.00010825 |  | 0.011721 |  | 9.9542e-05 |  | #REF! |  | 0.00013529 |  | 0.00039343 |  | 0.00013561 |  | 2.6481e-06 |  | 0.0023887 |  | 0.18012 |  | 0.18012 |  | 0.0013149 |  | 8.1425e-05 |  | 0.094747 |  | 0.0092771 |  | 0.014245 |  | 0.0317
| 5.5149e-05 |  | 0.0002263 |  | 5.1977e-05 |  | 5.1376e-05 |  | -1.1427e-05 |  | -5.3967e-05 |  | 1.7598e-05 |  | 6.7063e-05 |  | 2.3007e-06 |  | #REF! |  | 7.0153e-05 |  | 0.011927 |  | 0.00011481 |  | #REF! |  | 0.00013443 |  | 0.00041359 |  | 0.00014312 |  | 2.6153e-06 |  | 0.0023547 |  | 0.18285 |  | 0.18285 |  | 0.0011351 |  | -9.5428e-05 |  | 0.094846 |  | 0.0093032 |  | 0.014067 |  | 0.031511
| 5.5153e-05 |  | 0.00025864 |  | 3.0489e-05 |  | 5.1381e-05 |  | -8.8797e-05 |  | 7.1691e-06 |  | 2.3743e-05 |  | 6.7066e-05 |  | 2.2009e-06 |  | #REF! |  | 7.0157e-05 |  | 0.012027 |  | 0.00011481 |  | #REF! |  | 0.00011552 |  | 0.00019347 |  | 0.00011807 |  | 2.6788e-06 |  | 0.00227 |  | 0.18546 |  | 0.18546 |  | 0.0010684 |  | -0.00011476 |  | 0.09534 |  | 0.0093094 |  | 0.014114 |  | 0.03126
| 4.6803e-05 |  | 0.00023435 |  | 4.238e-05 |  | 9.877e-05 |  | -8.5176e-05 |  | 2.3226e-05 |  | 3.4203e-05 |  | 6.3859e-05 |  | 2.1683e-06 |  | #REF! |  | 6.6621e-05 |  | 0.011762 |  | 0.00011831 |  | #REF! |  | 0.00011809 |  | -4.3544e-05 |  | 0.00014426 |  | 2.7784e-06 |  | 0.0021723 |  | 0.18836 |  | 0.18836 |  | 0.0011326 |  | -9.3876e-05 |  | 0.095561 |  | 0.0093082 |  | 0.014068 |  | 0.031072
| 4.6807e-05 |  | 0.00020503 |  | 6.283e-05 |  | 9.8779e-05 |  | -7.5239e-05 |  | 1.3277e-05 |  | 2.8222e-05 |  | 6.3862e-05 |  | 2.1811e-06 |  | #REF! |  | 6.6624e-05 |  | 0.011684 |  | 0.00011831 |  | #REF! |  | 0.00013382 |  | -0.00040715 |  | 0.00015461 |  | 2.8202e-06 |  | 0.0021325 |  | 0.19177 |  | 0.19177 |  | 0.0012718 |  | -7.1929e-05 |  | 0.095173 |  | 0.0093349 |  | 0.0142 |  | 0.031056
| 6.9726e-05 |  | 0.00027654 |  | 6.258e-05 |  | 9.0644e-05 |  | -0.0001223 |  | 1.4854e-05 |  | 1.2663e-05 |  | 3.9772e-05 |  | 2.2228e-06 |  | #REF! |  | 6.7841e-05 |  | 0.011501 |  | 9.9912e-05 |  | #REF! |  | 0.00012967 |  | -0.00010022 |  | 0.00011016 |  | 2.753e-06 |  | 0.0020611 |  | 0.19533 |  | 0.19533 |  | 0.0013369 |  | 5.7141e-05 |  | 0.095938 |  | 0.0093863 |  | 0.014287 |  | 0.030982
| 6.9732e-05 |  | 0.00026401 |  | 2.1184e-05 |  | 9.0652e-05 |  | -7.6511e-05 |  | 2.0303e-05 |  | 9.6735e-08 |  | 3.9773e-05 |  | 2.3476e-06 |  | #REF! |  | 6.7844e-05 |  | 0.011251 |  | 9.9917e-05 |  | #REF! |  | 0.00012111 |  | -0.00010464 |  | 9.9825e-05 |  | 2.7033e-06 |  | 0.0019439 |  | 0.19752 |  | 0.19752 |  | 0.0013043 |  | 0.00011677 |  | 0.096379 |  | 0.009438 |  | 0.014178 |  | 0.030657
| 0 |  | 0.00012926 |  | 3.0336e-06 |  | 0.00010867 |  | -2.7605e-05 |  | 3.571e-05 |  | 5.4024e-07 |  | 4.2368e-05 |  | 2.431e-06 |  | #REF! |  | 7.2767e-05 |  | 0.011191 |  | 4.3088e-05 |  | #REF! |  | 0.00010433 |  | -0.00023241 |  | 8.265e-05 |  | 2.7336e-06 |  | 0.0018533 |  | 0.19939 |  | 0.19939 |  | 0.0011752 |  | -1.4179e-05 |  | 0.096014 |  | 0.0094763 |  | 0.013973 |  | 0.030314
| 0 |  | 0.00012755 |  | 1.9829e-05 |  | 0.00010868 |  | -5.2978e-05 |  | 5.2112e-05 |  | 1.5697e-05 |  | 4.237e-05 |  | 2.4743e-06 |  | #REF! |  | 7.2771e-05 |  | 0.011274 |  | 4.309e-05 |  | #REF! |  | 0.00010092 |  | -1.633e-05 |  | 8.2654e-05 |  | 2.7775e-06 |  | 0.0018138 |  | 0.20134 |  | 0.20134 |  | 0.0010768 |  | -6.4462e-05 |  | 0.096193 |  | 0.0095105 |  | 0.013759 |  | 0.030048
| 7.3812e-05 |  | 0.00017555 |  | 2.1843e-05 |  | 8.3693e-05 |  | -5.0215e-05 |  | -6.3646e-06 |  | 3.254e-06 |  | 6.3128e-05 |  | 2.4367e-06 |  | #REF! |  | 7.0065e-05 |  | 0.011256 |  | 7.8031e-05 |  | #REF! |  | 0.00011169 |  | -0.00022895 |  | 0.00011127 |  | 2.7854e-06 |  | 0.0017729 |  | 0.20242 |  | 0.20242 |  | 0.0010961 |  | -0.00010986 |  | 0.096917 |  | 0.0095652 |  | 0.013518 |  | 0.029752
| 7.3812e-05 |  | 8.5035e-05 |  | 2.8661e-05 |  | 8.3693e-05 |  | 5.116e-06 |  | -3.0687e-05 |  | 5.8475e-06 |  | 6.3131e-05 |  | 2.4047e-06 |  | #REF! |  | 7.0068e-05 |  | 0.011053 |  | 7.8035e-05 |  | #REF! |  | 0.00010475 |  | 0.00016026 |  | 0.00011128 |  | 2.6915e-06 |  | 0.0016891 |  | 0.20271 |  | 0.20271 |  | 0.0011244 |  | 5.2314e-05 |  | 0.097494 |  | 0.0096319 |  | 0.013122 |  | 0.029364
| 0 |  | 0.00011433 |  | 2.2923e-05 |  | 6.4519e-05 |  | -1.1208e-05 |  | 1.5516e-05 |  | 4.8134e-06 |  | 2.2082e-05 |  | 2.4128e-06 |  | #REF! |  | 6.2088e-05 |  | 0.010826 |  | 4.9829e-05 |  | #REF! |  | 8.5838e-05 |  | -7.9287e-06 |  | 8.1004e-05 |  | 2.5906e-06 |  | 0.0016478 |  | 0.20524 |  | 0.20524 |  | 0.0011611 |  | 0.00010339 |  | 0.097899 |  | 0.0096967 |  | 0.012941 |  | 0.02937
| 0 |  | 0.00027494 |  | 1.7974e-05 |  | 6.4519e-05 |  | -9.794e-05 |  | 2.427e-05 |  | -1.8935e-06 |  | 2.2083e-05 |  | 2.4296e-06 |  | #REF! |  | 6.2091e-05 |  | 0.010658 |  | 4.9831e-05 |  | #REF! |  | 7.8815e-05 |  | -0.00034908 |  | 8.1007e-05 |  | 2.5617e-06 |  | 0.0016425 |  | 0.20907 |  | 0.20907 |  | 0.0011311 |  | 3.4293e-05 |  | 0.098131 |  | 0.0097434 |  | 0.013038 |  | 0.029429
| 3.2204e-05 |  | 0.0002228 |  | 3.2971e-05 |  | 5.5439e-05 |  | -0.00011412 |  | 4.4016e-06 |  | 1.5404e-05 |  | 8.4095e-05 |  | 2.4354e-06 |  | #REF! |  | 6.7575e-05 |  | 0.01059 |  | 9.7019e-05 |  | #REF! |  | 0.000101 |  | -6.0263e-05 |  | 0.00011848 |  | 2.619e-06 |  | 0.0015953 |  | 0.21158 |  | 0.21158 |  | 0.0010678 |  | 0.00021303 |  | 0.097897 |  | 0.0097809 |  | 0.013057 |  | 0.029165
| 3.2204e-05 |  | 0.00026544 |  | 2.7218e-05 |  | 5.5439e-05 |  | -1.7247e-05 |  | -3.9036e-05 |  | -1.6236e-06 |  | 8.4099e-05 |  | 2.3911e-06 |  | #REF! |  | 6.7578e-05 |  | 0.010537 |  | 9.7023e-05 |  | #REF! |  | 9.8256e-05 |  | 0.00019242 |  | 0.00011848 |  | 2.6837e-06 |  | 0.0015404 |  | 0.21285 |  | 0.21285 |  | 0.0010461 |  | 0.00010965 |  | 0.098513 |  | 0.0098234 |  | 0.012982 |  | 0.028697
| 7.3831e-05 |  | 0.00029311 |  | 3.1174e-05 |  | 5.5444e-05 |  | -3.5152e-05 |  | -4.1456e-05 |  | -1.3076e-05 |  | 4.879e-05 |  | 2.3408e-06 |  | #REF! |  | 8.4176e-05 |  | 0.010468 |  | 8.2733e-05 |  | #REF! |  | 9.9702e-05 |  | 3.9576e-05 |  | 6.3654e-05 |  | 2.6941e-06 |  | 0.0014733 |  | 0.21457 |  | 0.21457 |  | 0.00093613 |  | 3.9705e-05 |  | 0.099142 |  | 0.0098715 |  | 0.012883 |  | 0.02841
| 7.3831e-05 |  | 0.00018944 |  | 3.97e-05 |  | 5.5444e-05 |  | -6.0212e-05 |  | 1.1022e-05 |  | 1.2284e-05 |  | 4.8792e-05 |  | 2.3533e-06 |  | #REF! |  | 8.4179e-05 |  | 0.010433 |  | 8.2737e-05 |  | #REF! |  | 0.00011906 |  | -0.00036928 |  | 6.3657e-05 |  | 2.6906e-06 |  | 0.0014201 |  | 0.21801 |  | 0.21801 |  | 0.0010253 |  | 0.00027592 |  | 0.099415 |  | 0.009914 |  | 0.012932 |  | 0.028428
| 3.4299e-05 |  | 0.0002184 |  | 3.3402e-05 |  | 9.3024e-05 |  | 2.9513e-05 |  | 9.2386e-06 |  | 1.6724e-05 |  | 2.5841e-05 |  | 2.4179e-06 |  | #REF! |  | 7.818e-05 |  | 0.01054 |  | 7.6496e-05 |  | #REF! |  | 9.5419e-05 |  | -0.00028595 |  | 7.1314e-05 |  | 2.6763e-06 |  | 0.0013813 |  | 0.22078 |  | 0.22078 |  | 0.0010428 |  | 0.000266 |  | 0.099769 |  | 0.0099524 |  | 0.013001 |  | 0.02826
| 3.4302e-05 |  | 0.00030467 |  | 5.2037e-05 |  | 9.3032e-05 |  | 7.2819e-06 |  | 3.024e-05 |  | 1.5475e-05 |  | 2.5843e-05 |  | 2.4066e-06 |  | #REF! |  | 7.8183e-05 |  | 0.01037 |  | 7.6499e-05 |  | #REF! |  | 9.8816e-05 |  | -0.00024904 |  | 7.1317e-05 |  | 2.6506e-06 |  | 0.0013924 |  | 0.22231 |  | 0.22231 |  | 0.000882 |  | 0.00016931 |  | 0.099913 |  | 0.01001 |  | 0.01283 |  | 0.028001
| 8.024e-05 |  | 0.00027529 |  | 4.0012e-05 |  | 5.9308e-05 |  | -1.9543e-05 |  | 4.004e-05 |  | 1.0632e-05 |  | 4.6108e-05 |  | 2.3312e-06 |  | #REF! |  | 4.5822e-05 |  | 0.010244 |  | 3.9289e-05 |  | #REF! |  | 9.564e-05 |  | -0.00013395 |  | 5.4218e-05 |  | 2.6404e-06 |  | 0.001358 |  | 0.22317 |  | 0.22317 |  | 0.0011071 |  | 3.8009e-05 |  | 0.1003 |  | 0.01008 |  | 0.012686 |  | 0.027755
| 8.0247e-05 |  | 0.00027539 |  | 3.9739e-05 |  | 5.9313e-05 |  | 1.5358e-05 |  | 9.3776e-07 |  | 1.2872e-05 |  | 4.611e-05 |  | 2.274e-06 |  | #REF! |  | 4.5824e-05 |  | 0.010184 |  | 3.929e-05 |  | #REF! |  | 9.6791e-05 |  | 0.00024093 |  | 5.422e-05 |  | 2.5889e-06 |  | 0.0012717 |  | 0.2248 |  | 0.2248 |  | 0.0010471 |  | -6.2074e-05 |  | 0.10074 |  | 0.01016 |  | 0.012615 |  | 0.02759
| 0.00010874 |  | 0.00025233 |  | 4.3609e-05 |  | 4.1341e-05 |  | 1.8657e-05 |  | -2.8052e-06 |  | 1.907e-05 |  | 6.3853e-05 |  | 2.2901e-06 |  | #REF! |  | 7.8013e-05 |  | 0.0099663 |  | 7.7983e-05 |  | #REF! |  | 0.000111 |  | -5.6412e-05 |  | 8.3796e-05 |  | 2.5503e-06 |  | 0.0012501 |  | 0.22673 |  | 0.22673 |  | 0.00090123 |  | 6.1116e-06 |  | 0.10116 |  | 0.010226 |  | 0.012514 |  | 0.027461
| 0.00010875 |  | 0.00021259 |  | 1.9439e-05 |  | 4.1345e-05 |  | 2.4564e-05 |  | 5.8851e-06 |  | 8.1122e-06 |  | 6.3856e-05 |  | 2.2098e-06 |  | #REF! |  | 7.8016e-05 |  | 0.0099538 |  | 7.7987e-05 |  | #REF! |  | 0.00010378 |  | -0.00027959 |  | 8.38e-05 |  | 2.5697e-06 |  | 0.0012323 |  | 0.22955 |  | 0.22955 |  | 0.00087872 |  | -2.9413e-05 |  | 0.10145 |  | 0.010285 |  | 0.012521 |  | 0.027469
| 7.2694e-05 |  | 0.00031361 |  | 2.7956e-05 |  | 8.5488e-05 |  | -1.1873e-05 |  | 1.6119e-05 |  | 1.6362e-06 |  | 4.4767e-05 |  | 2.1238e-06 |  | #REF! |  | 8.8708e-05 |  | 0.0097916 |  | 7.4121e-05 |  | #REF! |  | 0.00010735 |  | -8.6501e-05 |  | 6.3921e-05 |  | 2.6289e-06 |  | 0.0011709 |  | 0.23055 |  | 0.23055 |  | 0.00085454 |  | -0.00012158 |  | 0.10189 |  | 0.010346 |  | 0.012377 |  | 0.027237
| 7.27e-05 |  | 0.00032154 |  | 3.7708e-05 |  | 8.5495e-05 |  | -6.3052e-05 |  | 1.6429e-05 |  | 9.5793e-06 |  | 4.4769e-05 |  | 2.1994e-06 |  | #REF! |  | 8.8712e-05 |  | 0.0097197 |  | 7.4125e-05 |  | #REF! |  | 9.0734e-05 |  | 4.5685e-05 |  | 6.3924e-05 |  | 2.6324e-06 |  | 0.0011325 |  | 0.23022 |  | 0.23022 |  | 0.00088127 |  | -0.00014659 |  | 0.10201 |  | 0.010412 |  | 0.012289 |  | 0.02696
| 3.0133e-05 |  | 0.00011299 |  | 4.385e-05 |  | 7.1543e-05 |  | -6.1274e-05 |  | 2.4508e-05 |  | 1.3909e-05 |  | 3.5124e-05 |  | 2.3646e-06 |  | #REF! |  | 5.96e-05 |  | 0.0098299 |  | 9.0513e-05 |  | #REF! |  | 8.637e-05 |  | 0.00016294 |  | 8.8649e-05 |  | 2.5817e-06 |  | 0.0011269 |  | 0.23071 |  | 0.23071 |  | 0.00082625 |  | 9.0962e-05 |  | 0.10211 |  | 0.010485 |  | 0.012284 |  | 0.026821
| 3.0133e-05 |  | 3.1243e-05 |  | 6.5478e-05 |  | 7.1543e-05 |  | -5.9415e-05 |  | 1.8784e-05 |  | 7.0239e-06 |  | 3.5126e-05 |  | 2.4667e-06 |  | #REF! |  | 5.9603e-05 |  | 0.0096798 |  | 9.0518e-05 |  | #REF! |  | 0.00011125 |  | -0.0001024 |  | 9.6311e-05 |  | 2.5859e-06 |  | 0.0010906 |  | 0.23074 |  | 0.23074 |  | 0.00081624 |  | 0.00014407 |  | 0.10264 |  | 0.010548 |  | 0.01192 |  | 0.026555
| 5.208e-05 |  | 8.4901e-05 |  | 6.0322e-05 |  | 5.1438e-05 |  | -0.00010035 |  | 2.3371e-05 |  | 5.8783e-06 |  | 6.3939e-05 |  | 2.4019e-06 |  | #REF! |  | 5.6825e-05 |  | 0.0096502 |  | 7.4599e-05 |  | #REF! |  | 0.00013019 |  | -0.00025395 |  | 7.4492e-05 |  | 2.6367e-06 |  | 0.0010462 |  | 0.23148 |  | 0.23148 |  | 0.00094886 |  | 0.00011274 |  | 0.10357 |  | 0.010595 |  | 0.012023 |  | 0.026436
| 5.2085e-05 |  | 0.00016178 |  | 5.7195e-05 |  | 5.1443e-05 |  | -6.0209e-05 |  | 1.7693e-05 |  | 9.4032e-06 |  | 6.3942e-05 |  | 2.3601e-06 |  | #REF! |  | 5.6827e-05 |  | 0.0095585 |  | 7.4602e-05 |  | #REF! |  | 0.00011355 |  | 3.699e-05 |  | 8.041e-05 |  | 2.6471e-06 |  | 0.0010124 |  | 0.23217 |  | 0.23217 |  | 0.00099139 |  | 0.00014699 |  | 0.1042 |  | 0.010626 |  | 0.012203 |  | 0.026357
| 3.3275e-05 |  | 0.00017838 |  | 3.5578e-05 |  | 1.1096e-05 |  | -3.4514e-05 |  | 7.0409e-06 |  | 1.4503e-05 |  | 4.657e-05 |  | 2.3727e-06 |  | #REF! |  | 7.0492e-05 |  | 0.0092324 |  | 5.7237e-05 |  | #REF! |  | 6.9695e-05 |  | 7.1825e-05 |  | 8.6258e-05 |  | 2.6062e-06 |  | 0.00098039 |  | 0.23205 |  | 0.23205 |  | 0.00076543 |  | -9.1152e-05 |  | 0.10426 |  | 0.010663 |  | 0.011956 |  | 0.026206
| 3.3277e-05 |  | 0.00011027 |  | 2.0049e-05 |  | 1.1097e-05 |  | -0.00010506 |  | -4.5263e-05 |  | 1.1376e-05 |  | 4.6573e-05 |  | 2.3683e-06 |  | #REF! |  | 7.0495e-05 |  | 0.0092035 |  | 5.724e-05 |  | #REF! |  | 6.1676e-05 |  | -0.00030216 |  | 7.2688e-05 |  | 2.6127e-06 |  | 0.00098235 |  | 0.23189 |  | 0.23189 |  | 0.00073045 |  | -4.327e-05 |  | 0.10445 |  | 0.010705 |  | 0.011775 |  | 0.026089
| 6.1666e-05 |  | 0.00021064 |  | 4.4285e-05 |  | 9.308e-05 |  | -9.3374e-05 |  | -4.0317e-05 |  | 5.5539e-06 |  | 7.2482e-05 |  | 2.3477e-06 |  | #REF! |  | 8.2728e-05 |  | 0.0091562 |  | 0.00011179 |  | #REF! |  | 8.3087e-05 |  | -0.00014826 |  | 8.9077e-05 |  | 2.6647e-06 |  | 0.00097153 |  | 0.23208 |  | 0.23208 |  | 0.00082885 |  | 8.5389e-05 |  | 0.10459 |  | 0.010737 |  | 0.011677 |  | 0.026044
| 6.1676e-05 |  | 0.00033697 |  | 1.9314e-05 |  | 9.3096e-05 |  | -1.3631e-05 |  | 4.0858e-06 |  | 1.3752e-05 |  | 7.2485e-05 |  | 2.3802e-06 |  | #REF! |  | 8.2732e-05 |  | 0.0088552 |  | 0.00011179 |  | #REF! |  | 9.289e-05 |  | 0.00011125 |  | 8.9081e-05 |  | 2.7181e-06 |  | 0.00092213 |  | 0.23118 |  | 0.23118 |  | 0.00088888 |  | 9.5306e-06 |  | 0.1053 |  | 0.010751 |  | 0.011647 |  | 0.025864
| 5.1052e-05 |  | 0.00022891 |  | 1.2471e-05 |  | 5.5491e-05 |  | -1.4311e-05 |  | 6.6341e-06 |  | 1.2871e-05 |  | 5.3253e-05 |  | 2.4361e-06 |  | #REF! |  | 6.2763e-05 |  | 0.0088354 |  | 5.6706e-05 |  | #REF! |  | 8.1117e-05 |  | 0.00012326 |  | 6.1392e-05 |  | 2.7183e-06 |  | 0.00090475 |  | 0.23104 |  | 0.23104 |  | 0.00099151 |  | 0.00012628 |  | 0.10577 |  | 0.010768 |  | 0.011726 |  | 0.025774
| 5.1052e-05 |  | 0.00011774 |  | 3.9681e-05 |  | 5.5491e-05 |  | -8.8374e-05 |  | 2.5194e-05 |  | 1.5057e-05 |  | 5.3255e-05 |  | 2.3975e-06 |  | #REF! |  | 6.2766e-05 |  | 0.0087958 |  | 5.6708e-05 |  | #REF! |  | 7.6449e-05 |  | 0.00015195 |  | 6.1394e-05 |  | 2.7667e-06 |  | 0.00086447 |  | 0.22977 |  | 0.22977 |  | 0.0010407 |  | 0.00012013 |  | 0.10567 |  | 0.010811 |  | 0.011717 |  | 0.025561
| 1.9691e-05 |  | 0.00019613 |  | 4.5594e-05 |  | 0.00010009 |  | -8.7443e-05 |  | 4.0706e-05 |  | 2.8146e-05 |  | 4.7703e-05 |  | 2.3015e-06 |  | #REF! |  | 6.0945e-05 |  | 0.0086942 |  | 0.00011375 |  | #REF! |  | 0.00010177 |  | 0.00024549 |  | 9.7675e-05 |  | 2.8154e-06 |  | 0.00082789 |  | 0.22715 |  | 0.22715 |  | 0.0010249 |  | -8.8699e-05 |  | 0.10614 |  | 0.010877 |  | 0.011583 |  | 0.025244
| 1.9693e-05 |  | 0.00020047 |  | 5.158e-05 |  | 0.0001001 |  | -8.7656e-05 |  | 4.8992e-05 |  | 2.0657e-05 |  | 4.7705e-05 |  | 2.2028e-06 |  | #REF! |  | 6.0948e-05 |  | 0.0087298 |  | 0.00013831 |  | #REF! |  | 0.00014036 |  | 0.00010717 |  | 9.7679e-05 |  | 2.8816e-06 |  | 0.00084945 |  | 0.22584 |  | 0.22584 |  | 0.00090233 |  | -9.4166e-05 |  | 0.10644 |  | 0.010947 |  | 0.0116 |  | 0.025118
| 7.2162e-05 |  | 6.523e-05 |  | 4.2881e-05 |  | 5.1465e-05 |  | -4.3076e-05 |  | -2.8648e-05 |  | -9.3328e-07 |  | 4.3986e-05 |  | 2.2026e-06 |  | #REF! |  | 7.1209e-05 |  | 0.0085483 |  | 5.7454e-05 |  | #REF! |  | 0.00012829 |  | -9.8828e-05 |  | 6.3614e-05 |  | 2.8904e-06 |  | 0.00078628 |  | 0.22392 |  | 0.22392 |  | 0.0007847 |  | -0.00012932 |  | 0.10699 |  | 0.011002 |  | 0.011532 |  | 0.024974
| 7.2168e-05 |  | 1.3869e-05 |  | 5.0572e-05 |  | 5.1469e-05 |  | 9.0278e-06 |  | -7.0327e-05 |  | 9.5798e-06 |  | 4.3988e-05 |  | 2.2459e-06 |  | #REF! |  | 7.1212e-05 |  | 0.0083855 |  | 4.4825e-05 |  | #REF! |  | 0.00012157 |  | -0.00025546 |  | 8.1302e-05 |  | 2.8261e-06 |  | 0.00073285 |  | 0.22188 |  | 0.22188 |  | 0.00086486 |  | -9.9808e-05 |  | 0.10786 |  | 0.011042 |  | 0.011456 |  | 0.024812
| 0.00010128 |  | 0.00017517 |  | 6.0627e-05 |  | 7.1592e-05 |  | -5.2211e-06 |  | -4.1682e-05 |  | 2.7995e-05 |  | 8.3072e-05 |  | 2.2879e-06 |  | #REF! |  | 7.4956e-05 |  | 0.0081976 |  | 9.8701e-05 |  | #REF! |  | 0.00013329 |  | -0.00012461 |  | 0.00010322 |  | 2.7528e-06 |  | 0.00076722 |  | 0.21985 |  | 0.21985 |  | 0.0008573 |  | 2.9222e-06 |  | 0.1077 |  | 0.011076 |  | 0.01143 |  | 0.02469
| 0.00010128 |  | 0.0002568 |  | 3.2605e-05 |  | 7.1592e-05 |  | -1.1851e-05 |  | -4.3974e-05 |  | 1.112e-05 |  | 8.3075e-05 |  | 2.3428e-06 |  | #REF! |  | 7.4959e-05 |  | 0.0081609 |  | 8.6775e-05 |  | #REF! |  | 0.0001007 |  | -0.0002106 |  | 8.5538e-05 |  | 2.6201e-06 |  | 0.00074773 |  | 0.21737 |  | 0.21737 |  | 0.00083734 |  | -7.4863e-05 |  | 0.10812 |  | 0.011113 |  | 0.011435 |  | 0.024567
| 4.8978e-05 |  | 0.00022054 |  | -6.0129e-06 |  | 3.3306e-05 |  | -1.9335e-06 |  | -2.766e-05 |  | -1.8944e-06 |  | 3.8312e-05 |  | 2.3569e-06 |  | #REF! |  | 3.6669e-05 |  | 0.0083396 |  | 9.1286e-05 |  | #REF! |  | 7.5728e-05 |  | -0.00054745 |  | 1.2171e-05 |  | 2.5606e-06 |  | 0.0007078 |  | 0.21506 |  | 0.21506 |  | 0.00086986 |  | -3.2461e-05 |  | 0.10913 |  | 0.011146 |  | 0.011445 |  | 0.02443
| 4.8983e-05 |  | 8.8607e-05 |  | 6.7609e-06 |  | 3.3309e-05 |  | -3.5492e-05 |  | 4.0791e-05 |  | 1.3373e-06 |  | 3.8313e-05 |  | 2.4332e-06 |  | #REF! |  | 3.6671e-05 |  | 0.0083985 |  | 9.129e-05 |  | #REF! |  | 8.3747e-05 |  | 8.8472e-05 |  | 1.2171e-05 |  | 2.5391e-06 |  | 0.00070826 |  | 0.21248 |  | 0.21248 |  | 0.00088326 |  | -3.5537e-05 |  | 0.10984 |  | 0.011197 |  | 0.011372 |  | 0.024286
| 7.2769e-05 |  | 9.1638e-05 |  | 4.3852e-05 |  | 6.6365e-05 |  | -2.8876e-05 |  | 3.5857e-05 |  | 2.5377e-06 |  | 4.9707e-05 |  | 2.4952e-06 |  | #REF! |  | 6.8878e-05 |  | 0.0081414 |  | 5.3705e-05 |  | #REF! |  | 8.3994e-05 |  | 0.00035017 |  | 6.6301e-05 |  | 2.5761e-06 |  | 0.00070975 |  | 0.20931 |  | 0.20931 |  | 0.00087742 |  | 2.5536e-05 |  | 0.10949 |  | 0.011261 |  | 0.011341 |  | 0.024159
| 7.2769e-05 |  | 0.00021078 |  | 4.8075e-05 |  | 6.6365e-05 |  | 2.4931e-05 |  | 2.7249e-05 |  | 5.9302e-06 |  | 4.971e-05 |  | 2.3976e-06 |  | #REF! |  | 6.8881e-05 |  | 0.007827 |  | 5.3707e-05 |  | #REF! |  | 7.8037e-05 |  | 0.00013708 |  | 6.6304e-05 |  | 2.5761e-06 |  | 0.00068803 |  | 0.20578 |  | 0.20578 |  | 0.00080819 |  | 0.00013753 |  | 0.11003 |  | 0.011342 |  | 0.011325 |  | 0.024013
| 4.2715e-05 |  | 0.00019332 |  | 5.1452e-05 |  | 7.9761e-05 |  | -3.9231e-05 |  | 5.2186e-05 |  | 6.5082e-06 |  | 5.3762e-05 |  | 2.2357e-06 |  | #REF! |  | 3.8314e-05 |  | 0.0078655 |  | 6.3179e-05 |  | #REF! |  | 0.00010109 |  | 0.00013914 |  | 6.0619e-05 |  | 2.5393e-06 |  | 0.00063652 |  | 0.20217 |  | 0.20217 |  | 0.00085073 |  | 1.3106e-06 |  | 0.11098 |  | 0.011431 |  | 0.011289 |  | 0.023853
| 4.2715e-05 |  | 9.8684e-05 |  | 3.1156e-05 |  | 7.9761e-05 |  | -4.1994e-05 |  | -1.0765e-05 |  | 1.2534e-06 |  | 5.3765e-05 |  | 2.2125e-06 |  | #REF! |  | 3.8316e-05 |  | 0.0079732 |  | 6.3181e-05 |  | #REF! |  | 9.4263e-05 |  | 0.00010343 |  | 6.0621e-05 |  | 2.5248e-06 |  | 0.00061443 |  | 0.19862 |  | 0.19862 |  | 0.00098424 |  | 1.7601e-05 |  | 0.11098 |  | 0.011527 |  | 0.011217 |  | 0.023681
| 1.9703e-05 |  | 0.00016562 |  | 1.2235e-05 |  | 9.7818e-05 |  | 3.5257e-06 |  | -2.5697e-05 |  | -9.1969e-06 |  | 3.521e-05 |  | 2.35e-06 |  | #REF! |  | 4.4115e-05 |  | 0.0079925 |  | 5.0696e-05 |  | #REF! |  | 6.0291e-05 |  | 8.8479e-05 |  | 6.0225e-05 |  | 2.552e-06 |  | 0.00061433 |  | 0.19459 |  | 0.19459 |  | 0.00091251 |  | 6.4066e-05 |  | 0.11172 |  | 0.011625 |  | 0.011149 |  | 0.023534
| 1.9705e-05 |  | 0.00019879 |  | 2.8846e-05 |  | 9.7826e-05 |  | -1.6979e-05 |  | -6.0497e-06 |  | 1.734e-07 |  | 3.5212e-05 |  | 2.433e-06 |  | #REF! |  | 4.4117e-05 |  | 0.0079239 |  | 5.0698e-05 |  | #REF! |  | 7.3886e-05 |  | 9.5957e-05 |  | 6.0227e-05 |  | 2.5493e-06 |  | 0.00059044 |  | 0.19042 |  | 0.19042 |  | 0.00070569 |  | -1.6894e-05 |  | 0.11211 |  | 0.011706 |  | 0.011095 |  | 0.023411
| 6.4635e-05 |  | 2.7906e-05 |  | 3.4756e-05 |  | 9.0839e-05 |  | -1.7881e-05 |  | -3.162e-05 |  | 1.5386e-05 |  | 3.3346e-05 |  | 2.3792e-06 |  | #REF! |  | 6.1937e-05 |  | 0.0077848 |  | 6.5022e-05 |  | #REF! |  | 9.5462e-05 |  | 5.7216e-05 |  | 4.6215e-05 |  | 2.5215e-06 |  | 0.00058122 |  | 0.18594 |  | 0.18594 |  | 0.00069481 |  | -7.4967e-06 |  | 0.1117 |  | 0.01176 |  | 0.0111 |  | 0.023281
| 6.4635e-05 |  | 0.00010298 |  | 2.1113e-05 |  | 9.0839e-05 |  | -3.3521e-05 |  | -2.6339e-05 |  | -6.0501e-06 |  | 3.3347e-05 |  | 2.3885e-06 |  | #REF! |  | 6.194e-05 |  | 0.0078145 |  | 6.5025e-05 |  | #REF! |  | 8.1866e-05 |  | -0.0001134 |  | 4.6217e-05 |  | 2.5833e-06 |  | 0.00057156 |  | 0.18131 |  | 0.18131 |  | 0.00085667 |  | -3.0502e-05 |  | 0.11209 |  | 0.011777 |  | 0.011142 |  | 0.023111
| 3.3312e-05 |  | 0.00022299 |  | 1.3099e-05 |  | 6.3482e-05 |  | -0.00010042 |  | 6.8324e-06 |  | -2.2739e-05 |  | 5.3485e-05 |  | 2.4518e-06 |  | #REF! |  | 4.0167e-05 |  | 0.0077017 |  | 7.4944e-05 |  | #REF! |  | 8.0642e-05 |  | -9.8448e-05 |  | 8.8858e-05 |  | 2.673e-06 |  | 0.0005383 |  | 0.17672 |  | 0.17672 |  | 0.00093931 |  | 2.2465e-06 |  | 0.11331 |  | 0.011783 |  | 0.011059 |  | 0.022972
| 3.3309e-05 |  | 0.00023962 |  | 1.6512e-05 |  | 6.3476e-05 |  | -5.8073e-05 |  | -3.3671e-05 |  | -8.7366e-06 |  | 5.3488e-05 |  | 2.4564e-06 |  | #REF! |  | 4.0169e-05 |  | 0.0075438 |  | 7.4948e-05 |  | #REF! |  | 8.0642e-05 |  | 0.00016699 |  | 8.8862e-05 |  | 2.6792e-06 |  | 0.0005268 |  | 0.17191 |  | 0.17191 |  | 0.00083915 |  | 9.3658e-05 |  | 0.11399 |  | 0.011809 |  | 0.010945 |  | 0.022847
| 5.5291e-05 |  | 0.00019621 |  | 3.4547e-05 |  | 7.9796e-05 |  | 6.3392e-06 |  | -7.7279e-05 |  | -5.1183e-06 |  | 4.5622e-05 |  | 2.3982e-06 |  | #REF! |  | 8.9946e-05 |  | 0.0076726 |  | 8.4631e-05 |  | #REF! |  | 6.9952e-05 |  | 8.8425e-05 |  | 5.0952e-05 |  | 2.592e-06 |  | 0.000549 |  | 0.1672 |  | 0.1672 |  | 0.00092513 |  | 9.3526e-05 |  | 0.11448 |  | 0.011868 |  | 0.010896 |  | 0.022721
| 5.5291e-05 |  | 0.00018568 |  | 3.4377e-05 |  | 7.9796e-05 |  | -6.1743e-05 |  | -2.9709e-05 |  | -1.1074e-05 |  | 4.5624e-05 |  | 2.2513e-06 |  | #REF! |  | 8.9951e-05 |  | 0.0075486 |  | 8.4635e-05 |  | #REF! |  | 6.9952e-05 |  | -7.9756e-05 |  | 5.0954e-05 |  | 2.5321e-06 |  | 0.00052168 |  | 0.16257 |  | 0.16257 |  | 0.0010061 |  | -3.8332e-06 |  | 0.11538 |  | 0.011935 |  | 0.01063 |  | 0.022552
| 0 |  | 0.00021723 |  | 2.8121e-05 |  | 8.0961e-05 |  | -8.8841e-05 |  | -2.0274e-05 |  | -1.1927e-05 |  | 2.226e-05 |  | 2.1725e-06 |  | #REF! |  | 5.6462e-05 |  | 0.0074856 |  | 7.3915e-05 |  | #REF! |  | 6.8289e-05 |  | -1.247e-06 |  | 8.6722e-05 |  | 2.5643e-06 |  | 0.00047629 |  | 0.15783 |  | 0.15783 |  | 0.00084838 |  | -4.4513e-05 |  | 0.11628 |  | 0.011991 |  | 0.010722 |  | 0.022383
| 0 |  | 0.00017107 |  | 3.4562e-05 |  | 8.0967e-05 |  | -2.6427e-05 |  | -6.3852e-06 |  | 9.8745e-06 |  | 2.2261e-05 |  | 2.1402e-06 |  | #REF! |  | 5.6465e-05 |  | 0.0075772 |  | 7.3919e-05 |  | #REF! |  | 6.8718e-05 |  | 7.3525e-05 |  | 8.6726e-05 |  | 2.6013e-06 |  | 0.0005192 |  | 0.15306 |  | 0.15306 |  | 0.00071579 |  | -8.1269e-05 |  | 0.11707 |  | 0.012043 |  | 0.010847 |  | 0.022253
| 5.6348e-05 |  | 0.00019387 |  | 4.8145e-05 |  | 0.00010602 |  | -2.3562e-05 |  | 1.8151e-05 |  | 2.5374e-05 |  | 8.7602e-05 |  | 2.1865e-06 |  | #REF! |  | 5.7466e-05 |  | 0.0072504 |  | 8.6367e-05 |  | #REF! |  | 9.7927e-05 |  | 0.00013914 |  | 7.1642e-05 |  | 2.608e-06 |  | 0.00053619 |  | 0.14821 |  | 0.14821 |  | 0.00079592 |  | -1.9993e-05 |  | 0.11819 |  | 0.012103 |  | 0.010681 |  | 0.022107
| 5.6348e-05 |  | 0.00023641 |  | 5.1429e-05 |  | 0.00010602 |  | -4.4962e-05 |  | 1.4249e-05 |  | 9.8201e-07 |  | 8.7606e-05 |  | 2.1634e-06 |  | #REF! |  | 5.7468e-05 |  | 0.0070786 |  | 8.6371e-05 |  | #REF! |  | 0.00011309 |  | -0.00015453 |  | 7.1645e-05 |  | 2.6374e-06 |  | 0.00043727 |  | 0.14332 |  | 0.14332 |  | 0.00082257 |  | 2.5846e-05 |  | 0.11832 |  | 0.012158 |  | 0.010642 |  | 0.02193
| 4.6931e-05 |  | 0.0002568 |  | 4.0641e-05 |  | 0.00013109 |  | -6.6452e-05 |  | 9.6632e-06 |  | -4.9173e-06 |  | 2.5949e-05 |  | 2.0957e-06 |  | #REF! |  | 7.8262e-05 |  | 0.0072493 |  | 8.7434e-05 |  | #REF! |  | 7.7481e-05 |  | -7.6022e-05 |  | 7.4415e-05 |  | 2.6582e-06 |  | 0.00036583 |  | 0.13846 |  | 0.13846 |  | 0.00063657 |  | -9.1921e-05 |  | 0.11862 |  | 0.012203 |  | 0.010486 |  | 0.021766
| 4.6935e-05 |  | 0.0002185 |  | 4.1106e-05 |  | 0.0001311 |  | -8.8625e-05 |  | -1.3118e-05 |  | 2.7702e-06 |  | 2.595e-05 |  | 2.0946e-06 |  | #REF! |  | 7.8266e-05 |  | 0.0072849 |  | 9.1151e-05 |  | #REF! |  | 6.68e-05 |  | 0.00023054 |  | 7.4418e-05 |  | 2.5938e-06 |  | 0.00041535 |  | 0.13378 |  | 0.13378 |  | 0.00065242 |  | 2.0183e-06 |  | 0.11947 |  | 0.012243 |  | 0.010454 |  | 0.021668
| 1.3435e-05 |  | 0.00014208 |  | 3.052e-05 |  | 8.565e-05 |  | -4.6225e-05 |  | -6.5979e-06 |  | -1.0843e-05 |  | 5.9263e-05 |  | 2.1508e-06 |  | #REF! |  | 7.4823e-05 |  | 0.0071281 |  | 7.9388e-05 |  | #REF! |  | 8.6023e-05 |  | 0.00017035 |  | 6.3103e-05 |  | 2.5048e-06 |  | 0.00041038 |  | 0.12908 |  | 0.12908 |  | 0.0009328 |  | -4.4584e-05 |  | 0.12013 |  | 0.012297 |  | 0.010441 |  | 0.021518
| 1.3435e-05 |  | 0.000131 |  | 1.7629e-05 |  | 8.565e-05 |  | -3.3485e-05 |  | 1.3591e-05 |  | -1.1403e-05 |  | 5.9265e-05 |  | 2.2227e-06 |  | #REF! |  | 7.4826e-05 |  | 0.007194 |  | 7.5678e-05 |  | #REF! |  | 8.8751e-05 |  | -0.00020313 |  | 6.3106e-05 |  | 2.455e-06 |  | 0.00035969 |  | 0.12422 |  | 0.12422 |  | 0.00093864 |  | -0.0002453 |  | 0.12075 |  | 0.012368 |  | 0.010299 |  | 0.021341
| 3.4376e-05 |  | 0.00012604 |  | 2.4139e-05 |  | 6.0601e-05 |  | -0.00010564 |  | 2.1851e-05 |  | -7.9131e-06 |  | 3.7313e-05 |  | 2.2401e-06 |  | #REF! |  | 4.2978e-05 |  | 0.0070489 |  | 9.7354e-05 |  | #REF! |  | 8.4287e-05 |  | -0.0003265 |  | 5.0748e-05 |  | 2.492e-06 |  | 0.00039514 |  | 0.11974 |  | 0.11974 |  | 0.00077094 |  | -0.00015382 |  | 0.12107 |  | 0.012443 |  | 0.010134 |  | 0.021196
| 3.4379e-05 |  | 0.00011655 |  | 1.3296e-05 |  | 6.0606e-05 |  | -8.8381e-05 |  | 3.6457e-05 |  | -1.4291e-05 |  | 3.7315e-05 |  | 2.3156e-06 |  | #REF! |  | 4.298e-05 |  | 0.0069056 |  | 9.7359e-05 |  | #REF! |  | 8.4454e-05 |  | 0.00016255 |  | 5.0751e-05 |  | 2.4078e-06 |  | 0.00038749 |  | 0.11546 |  | 0.11546 |  | 0.00080515 |  | -4.8793e-05 |  | 0.12185 |  | 0.012517 |  | 0.010085 |  | 0.02109
| 2.1814e-05 |  | 0.00021093 |  | 1.5728e-05 |  | 7.9837e-05 |  | -3.0623e-06 |  | 3.4026e-05 |  | -5.4179e-06 |  | 4.7285e-05 |  | 2.3743e-06 |  | #REF! |  | 8.9938e-05 |  | 0.0070711 |  | 8.406e-05 |  | #REF! |  | 9.592e-05 |  | 0.00030158 |  | 8.4704e-05 |  | 2.2872e-06 |  | 0.0003632 |  | 0.11121 |  | 0.11121 |  | 0.00084525 |  | -0.00012283 |  | 0.12256 |  | 0.012584 |  | 0.01005 |  | 0.020952
| 2.1816e-05 |  | 0.0002 |  | 2.9476e-05 |  | 7.9844e-05 |  | -4.0397e-05 |  | 6.1655e-06 |  | 6.5415e-06 |  | 4.7287e-05 |  | 2.3884e-06 |  | #REF! |  | 8.9942e-05 |  | 0.0069394 |  | 8.4064e-05 |  | #REF! |  | 9.5166e-05 |  | -3.1153e-05 |  | 8.4708e-05 |  | 2.3263e-06 |  | 0.00036328 |  | 0.10703 |  | 0.10703 |  | 0.00077933 |  | 8.2041e-05 |  | 0.12356 |  | 0.012649 |  | 0.0099658 |  | 0.020782
| 2.8101e-05 |  | 0.00012594 |  | 2.1231e-05 |  | 7.4022e-05 |  | -8.039e-05 |  | 2.0702e-05 |  | 2.1802e-06 |  | 5.5111e-05 |  | 2.3596e-06 |  | #REF! |  | 7.2878e-05 |  | 0.0066701 |  | 5.7197e-05 |  | #REF! |  | 5.6169e-05 |  | -0.00027043 |  | 2.2222e-05 |  | 2.4844e-06 |  | 0.00036902 |  | 0.10288 |  | 0.10288 |  | 0.00072509 |  | 9.2308e-05 |  | 0.12474 |  | 0.012716 |  | 0.0099251 |  | 0.020626
| 2.8101e-05 |  | 7.084e-05 |  | 3.0534e-05 |  | 7.4022e-05 |  | -3.3564e-05 |  | -1.12e-06 |  | -4.1906e-06 |  | 5.5113e-05 |  | 2.3545e-06 |  | #REF! |  | 7.2882e-05 |  | 0.0066323 |  | 5.72e-05 |  | #REF! |  | 7.7671e-05 |  | -0.00037581 |  | 2.2223e-05 |  | 2.5533e-06 |  | 0.00036214 |  | 0.09888 |  | 0.09888 |  | 0.00080524 |  | -0.00011051 |  | 0.12569 |  | 0.012806 |  | 0.0099143 |  | 0.020517
| 3.4385e-05 |  | 2.2429e-05 |  | 3.2914e-05 |  | 2.1224e-05 |  | 7.492e-06 |  | 1.1409e-06 |  | -1.2224e-05 |  | 8.1515e-05 |  | 2.3758e-06 |  | #REF! |  | 5.9061e-05 |  | 0.0065466 |  | 0.00010425 |  | #REF! |  | 0.00010622 |  | -0.00027416 |  | 6.1785e-05 |  | 2.4679e-06 |  | 0.00035597 |  | 0.09505 |  | 0.09505 |  | 0.00076686 |  | -4.122e-05 |  | 0.12691 |  | 0.01291 |  | 0.0098654 |  | 0.02042
| 3.4387e-05 |  | 0.00013145 |  | 9.7472e-06 |  | 2.1226e-05 |  | -5.188e-05 |  | 3.0399e-05 |  | -1.2019e-05 |  | 8.1519e-05 |  | 2.2775e-06 |  | #REF! |  | 5.9063e-05 |  | 0.006388 |  | 0.00010425 |  | #REF! |  | 7.7695e-05 |  | -3.4893e-05 |  | 6.1788e-05 |  | 2.4138e-06 |  | 0.00033318 |  | 0.091406 |  | 0.091406 |  | 0.00071846 |  | -1.7248e-05 |  | 0.12787 |  | 0.01301 |  | 0.0098488 |  | 0.02027
| 9.094e-05 |  | 0.00017057 |  | 1.9268e-06 |  | 8.5111e-05 |  | -7.1123e-05 |  | 1.5392e-05 |  | 1.8636e-06 |  | 7.5636e-05 |  | 2.1588e-06 |  | #REF! |  | 9.2855e-05 |  | 0.0065454 |  | 2.7434e-05 |  | #REF! |  | 6.3254e-05 |  | -2.7416e-05 |  | 2.9188e-05 |  | 2.448e-06 |  | 0.00031335 |  | 0.087909 |  | 0.087909 |  | 0.0007377 |  | -0.00027873 |  | 0.1291 |  | 0.013093 |  | 0.009755 |  | 0.02014
| 9.094e-05 |  | 9.0857e-05 |  | 2.0115e-05 |  | 8.5111e-05 |  | -2.3641e-05 |  | -5.4062e-06 |  | -1.4596e-06 |  | 7.5639e-05 |  | 2.0778e-06 |  | #REF! |  | 9.2859e-05 |  | 0.0064066 |  | 2.7435e-05 |  | #REF! |  | 6.3486e-05 |  | -6.762e-05 |  | 2.9189e-05 |  | 2.5056e-06 |  | 0.00035318 |  | 0.08442 |  | 0.08442 |  | 0.00070015 |  | -0.00047727 |  | 0.13041 |  | 0.013158 |  | 0.0097235 |  | 0.020032
| 1.7633e-05 |  | 0.00015006 |  | 2.7438e-05 |  | 0.00011194 |  | -2.6249e-05 |  | -2.7687e-05 |  | -2.4185e-05 |  | 6.4421e-05 |  | 2.1004e-06 |  | #REF! |  | 4.33e-05 |  | 0.0062253 |  | 7.3941e-05 |  | #REF! |  | 5.5263e-05 |  | 4.7355e-05 |  | 2.6526e-05 |  | 2.5376e-06 |  | 0.0003292 |  | 0.081182 |  | 0.081182 |  | 0.00070599 |  | -0.00015646 |  | 0.13111 |  | 0.013228 |  | 0.0097674 |  | 0.019918
| 1.7635e-05 |  | 0.000244 |  | 2.2796e-05 |  | 0.00011195 |  | -1.928e-05 |  | -3.4783e-06 |  | -1.626e-05 |  | 6.4424e-05 |  | 2.1829e-06 |  | #REF! |  | 4.3302e-05 |  | 0.0063331 |  | 7.3944e-05 |  | #REF! |  | 5.5016e-05 |  | 0.0002455 |  | 2.6527e-05 |  | 2.5343e-06 |  | 0.00030024 |  | 0.078039 |  | 0.078039 |  | 0.00080701 |  | -3.4125e-05 |  | 0.13197 |  | 0.013294 |  | 0.0096429 |  | 0.019799
| 0 |  | 0.00016921 |  | 2.0372e-05 |  | 8.9207e-05 |  | -3.698e-05 |  | -2.0653e-05 |  | -2.4113e-06 |  | 7.013e-05 |  | 2.25e-06 |  | #REF! |  | 5.2433e-05 |  | 0.0064619 |  | 6.6995e-05 |  | #REF! |  | 7.0494e-05 |  | 0.00017035 |  | 0.00010344 |  | 2.494e-06 |  | 0.00029682 |  | 0.074742 |  | 0.074742 |  | 0.00079199 |  | -0.00010976 |  | 0.13324 |  | 0.013365 |  | 0.0095541 |  | 0.019681
| 0 |  | 0.00010878 |  | 2.7759e-05 |  | 8.9214e-05 |  | -6.6031e-05 |  | 6.1343e-06 |  | -2.9684e-06 |  | 7.0134e-05 |  | 2.3596e-06 |  | #REF! |  | 5.2435e-05 |  | 0.0062491 |  | 6.6998e-05 |  | #REF! |  | 9.3282e-05 |  | -0.00013958 |  | 0.00010344 |  | 2.5281e-06 |  | 0.00029257 |  | 0.071797 |  | 0.071797 |  | 0.00070436 |  | -2.5732e-05 |  | 0.13451 |  | 0.013432 |  | 0.0095964 |  | 0.019547
| 9.213e-05 |  | 0.00017074 |  | 3.446e-05 |  | 9.213e-05 |  | -8.7089e-05 |  | 3.1854e-05 |  | 4.7334e-06 |  | 6.7547e-05 |  | 2.4014e-06 |  | #REF! |  | 3.5842e-05 |  | 0.0059715 |  | 7.1205e-05 |  | #REF! |  | 9.9951e-05 |  | -1.9943e-05 |  | 7.6257e-05 |  | 2.6024e-06 |  | 0.00030099 |  | 0.068848 |  | 0.068848 |  | 0.00070436 |  | 3.8993e-05 |  | 0.13572 |  | 0.013473 |  | 0.0096143 |  | 0.019406
| 9.2138e-05 |  | 0.00021849 |  | 2.3523e-05 |  | 9.2138e-05 |  | -0.00011286 |  | -1.87e-05 |  | -1.1165e-05 |  | 6.755e-05 |  | 2.397e-06 |  | #REF! |  | 3.5844e-05 |  | 0.0060648 |  | 7.1208e-05 |  | #REF! |  | 7.7163e-05 |  | 0.00053337 |  | 7.626e-05 |  | 2.5047e-06 |  | 0.00026163 |  | 0.066027 |  | 0.066027 |  | 0.00087883 |  | 2.3117e-05 |  | 0.13691 |  | 0.0135 |  | 0.0094991 |  | 0.019261
| 3.8593e-05 |  | 0.00020154 |  | 3.2635e-05 |  | 6.473e-05 |  | -0.00010601 |  | -1.956e-05 |  | -1.6151e-05 |  | 5.4945e-05 |  | 2.3485e-06 |  | #REF! |  | 9.0973e-05 |  | 0.0061855 |  | 4.8828e-05 |  | #REF! |  | 7.0133e-05 |  | 0.00032639 |  | 5.3719e-05 |  | 2.3248e-06 |  | 0.00023983 |  | 0.063397 |  | 0.063397 |  | 0.00093058 |  | -7.4512e-05 |  | 0.13784 |  | 0.013533 |  | 0.0093788 |  | 0.019143
| 3.8597e-05 |  | 0.00014528 |  | 5.3742e-05 |  | 6.4735e-05 |  | -4.2415e-05 |  | -8.4845e-06 |  | -1.1407e-05 |  | 5.4947e-05 |  | 2.2973e-06 |  | #REF! |  | 9.0977e-05 |  | 0.0061598 |  | 4.883e-05 |  | #REF! |  | 7.7033e-05 |  | 1.3708e-05 |  | 5.3721e-05 |  | 2.2387e-06 |  | 0.00026619 |  | 0.06082 |  | 0.06082 |  | 0.00088056 |  | 7.6719e-06 |  | 0.13917 |  | 0.013601 |  | 0.0093454 |  | 0.019026
| 7.2323e-05 |  | 0.00010191 |  | 3.1968e-05 |  | 4.5511e-05 |  | 1.0532e-05 |  | 6.392e-06 |  | -9.1736e-06 |  | 5.326e-05 |  | 2.2929e-06 |  | #REF! |  | 7.2416e-05 |  | 0.0060098 |  | 4.1979e-05 |  | #REF! |  | 6.5077e-05 |  | 1.3708e-05 |  | 5.5118e-05 |  | 2.3361e-06 |  | 0.00025847 |  | 0.058497 |  | 0.058497 |  | 0.00080289 |  | 8.3535e-05 |  | 0.14093 |  | 0.01369 |  | 0.00934 |  | 0.0189
| 7.2323e-05 |  | 0.00018959 |  | 5.9598e-06 |  | 4.5511e-05 |  | 1.9255e-05 |  | 2.7182e-06 |  | -1.1574e-05 |  | 5.3262e-05 |  | 2.2881e-06 |  | #REF! |  | 7.2419e-05 |  | 0.0057479 |  | 4.1981e-05 |  | #REF! |  | 5.8156e-05 |  | -0.00013394 |  | 5.512e-05 |  | 2.3977e-06 |  | 0.000255 |  | 0.056244 |  | 0.056244 |  | 0.00079959 |  | -4.6525e-05 |  | 0.14186 |  | 0.013793 |  | 0.0090105 |  | 0.018748
| 0 |  | 0.00022696 |  | 1.4826e-07 |  | 0.00013066 |  | 3.6006e-05 |  | -1.1834e-05 |  | -1.834e-05 |  | 6.0951e-05 |  | 2.2938e-06 |  | #REF! |  | 6.7606e-05 |  | 0.0055658 |  | 5.7002e-05 |  | #REF! |  | 4.6096e-05 |  | 5.8571e-05 |  | 5.2028e-05 |  | 2.3606e-06 |  | 0.00026319 |  | 0.054074 |  | 0.054074 |  | 0.00074622 |  | -3.8742e-05 |  | 0.14272 |  | 0.013904 |  | 0.009066 |  | 0.018586
| 0 |  | 0.00013537 |  | -1.2254e-05 |  | 0.00013066 |  | 1.3039e-05 |  | -3.8291e-05 |  | -1.5346e-05 |  | 6.0954e-05 |  | 2.3261e-06 |  | #REF! |  | 6.7609e-05 |  | 0.0054334 |  | 5.7005e-05 |  | #REF! |  | 4.6096e-05 |  | 6.6048e-05 |  | 5.203e-05 |  | 2.4299e-06 |  | 0.00022371 |  | 0.051993 |  | 0.051993 |  | 0.00071613 |  | 7.9395e-05 |  | 0.14369 |  | 0.01401 |  | 0.0092481 |  | 0.018493
| 2.7077e-05 |  | 3.987e-05 |  | -1.5703e-05 |  | 0.000105 |  | -2.9656e-05 |  | -9.1495e-05 |  | -1.5391e-05 |  | 4.2382e-05 |  | 2.3535e-06 |  | #REF! |  | 5.6826e-05 |  | 0.0054835 |  | 3.5029e-05 |  | #REF! |  | 4.0961e-05 |  | -0.00031155 |  | 2.7035e-05 |  | 2.537e-06 |  | 0.00023036 |  | 0.050055 |  | 0.050055 |  | 0.00090899 |  | -0.00012155 |  | 0.14471 |  | 0.014098 |  | 0.0090295 |  | 0.018436
| 2.7079e-05 |  | -5.6925e-06 |  | -7.7999e-07 |  | 0.00010501 |  | -7.103e-06 |  | -3.4007e-05 |  | -1.8504e-05 |  | 4.2384e-05 |  | 2.3582e-06 |  | #REF! |  | 5.6829e-05 |  | 0.0054956 |  | 3.5031e-05 |  | #REF! |  | 4.6574e-05 |  | -0.00055136 |  | 2.7036e-05 |  | 2.6294e-06 |  | 0.00025997 |  | 0.048208 |  | 0.048208 |  | 0.0008456 |  | -0.0002031 |  | 0.14642 |  | 0.01418 |  | 0.0089764 |  | 0.01831
| 3.6513e-05 |  | -1.6183e-05 |  | 2.2513e-05 |  | 1.4163e-05 |  | 1.7496e-05 |  | 3.1332e-05 |  | -1.9365e-05 |  | 4.9114e-05 |  | 2.3323e-06 |  | #REF! |  | 5.8378e-05 |  | 0.00539 |  | 7.0078e-05 |  | #REF! |  | 6.8274e-05 |  | -0.0002106 |  | 4.3321e-05 |  | 2.612e-06 |  | 0.00024219 |  | 0.046462 |  | 0.046462 |  | 0.00078545 |  | -3.2144e-05 |  | 0.14752 |  | 0.014278 |  | 0.00891 |  | 0.018204
| 3.6516e-05 |  | 5.2346e-05 |  | 2.4416e-05 |  | 1.4164e-05 |  | 4.5404e-06 |  | 2.9593e-05 |  | -1.7699e-05 |  | 4.9116e-05 |  | 2.3544e-06 |  | #REF! |  | 5.838e-05 |  | 0.0054698 |  | 7.0081e-05 |  | #REF! |  | 6.2649e-05 |  | -0.00027416 |  | 4.3323e-05 |  | 2.5442e-06 |  | 0.00024117 |  | 0.044737 |  | 0.044737 |  | 0.00069785 |  | 5.188e-06 |  | 0.14822 |  | 0.014376 |  | 0.0088956 |  | 0.018099
| 8.5767e-05 |  | 0.0001163 |  | 2.3896e-06 |  | 9.3352e-05 |  | -3.163e-05 |  | -2.0872e-06 |  | -1.9087e-05 |  | 3.9071e-05 |  | 2.3941e-06 |  | #REF! |  | 5.7984e-05 |  | 0.0054401 |  | 3.3177e-05 |  | #REF! |  | 5.1932e-05 |  | -0.00043432 |  | 2.9351e-05 |  | 2.494e-06 |  | 0.00025298 |  | 0.042949 |  | 0.042949 |  | 0.0007254 |  | 2.7268e-05 |  | 0.14971 |  | 0.014457 |  | 0.0088517 |  | 0.017991
| 8.5774e-05 |  | 9.8013e-05 |  | -9.4316e-06 |  | 9.336e-05 |  | -5.0951e-05 |  | -1.7838e-05 |  | -1.7886e-05 |  | 3.9073e-05 |  | 2.3692e-06 |  | #REF! |  | 5.7987e-05 |  | 0.005318 |  | 3.3178e-05 |  | #REF! |  | 5.1945e-05 |  | -0.00022182 |  | 2.9352e-05 |  | 2.3923e-06 |  | 0.00023248 |  | 0.04117 |  | 0.04117 |  | 0.00080892 |  | -4.9572e-05 |  | 0.15096 |  | 0.014516 |  | 0.0087694 |  | 0.017826
| 0 |  | 0.00013394 |  | 3.3196e-06 |  | 0.00010095 |  | -8.268e-05 |  | -1.4962e-05 |  | -1.2968e-05 |  | 4.0108e-05 |  | 2.3072e-06 |  | #REF! |  | 4.715e-05 |  | 0.0052468 |  | 4.4758e-05 |  | #REF! |  | 6.2046e-05 |  | 1.7448e-05 |  | 8.1017e-05 |  | 2.34e-06 |  | 0.00020599 |  | 0.039524 |  | 0.039524 |  | 0.00084978 |  | 6.8184e-06 |  | 0.15194 |  | 0.014573 |  | 0.0086871 |  | 0.017629
| 0 |  | 0.00025988 |  | 2.6701e-05 |  | 0.00010095 |  | -7.9136e-05 |  | -4.3116e-05 |  | 2.1474e-07 |  | 4.011e-05 |  | 2.2549e-06 |  | #REF! |  | 4.7152e-05 |  | 0.005322 |  | 5.7154e-05 |  | #REF! |  | 6.2062e-05 |  | 0.00023802 |  | 8.1021e-05 |  | 2.4194e-06 |  | 0.00023592 |  | 0.037966 |  | 0.037966 |  | 0.00084821 |  | 1.6707e-05 |  | 0.15338 |  | 0.014658 |  | 0.0086513 |  | 0.017517
| 5.0157e-05 |  | 0.00021658 |  | 2.2531e-05 |  | 7.0032e-05 |  | -5.3303e-05 |  | -5.1531e-05 |  | 4.2054e-06 |  | 5.3621e-05 |  | 2.2656e-06 |  | #REF! |  | 6.7905e-05 |  | 0.0051217 |  | 7.9097e-05 |  | #REF! |  | 5.8764e-05 |  | 0.00016255 |  | 4.7779e-05 |  | 2.5646e-06 |  | 0.00023545 |  | 0.036594 |  | 0.036594 |  | 0.00084816 |  | -4.7948e-05 |  | 0.15447 |  | 0.014735 |  | 0.0086727 |  | 0.017444
| 5.0157e-05 |  | 6.2682e-05 |  | 1.2198e-05 |  | 7.0032e-05 |  | -6.5602e-05 |  | -5.2578e-05 |  | -9.3569e-06 |  | 5.3623e-05 |  | 2.2616e-06 |  | #REF! |  | 6.7908e-05 |  | 0.0048812 |  | 6.6705e-05 |  | #REF! |  | 5.878e-05 |  | 5.1093e-05 |  | 4.7782e-05 |  | 2.616e-06 |  | 0.00020032 |  | 0.035263 |  | 0.035263 |  | 0.00073216 |  | 0.00014351 |  | 0.15574 |  | 0.014782 |  | 0.0085635 |  | 0.017331
| 9.3384e-05 |  | 0.00015041 |  | 3.1979e-05 |  | 0.00011031 |  | -9.7297e-05 |  | -4.1203e-06 |  | -1.0954e-05 |  | 8.1372e-05 |  | 2.2498e-06 |  | #REF! |  | 6.2965e-05 |  | 0.0048968 |  | 9.4856e-05 |  | #REF! |  | 7.0908e-05 |  | 8.474e-05 |  | 4.9093e-05 |  | 2.5224e-06 |  | 0.00021911 |  | 0.033964 |  | 0.033964 |  | 0.00068541 |  | 3.7831e-05 |  | 0.1568 |  | 0.0148 |  | 0.0085697 |  | 0.017232
| 9.3392e-05 |  | 0.00017081 |  | 1.8432e-05 |  | 0.00011032 |  | -6.2001e-05 |  | 1.0202e-05 |  | -1.786e-05 |  | 8.1375e-05 |  | 2.2977e-06 |  | #REF! |  | 6.2967e-05 |  | 0.0047647 |  | 9.486e-05 |  | #REF! |  | 7.0927e-05 |  | 6.5018e-05 |  | 4.9095e-05 |  | 2.3918e-06 |  | 0.0002419 |  | 0.03276 |  | 0.03276 |  | 0.00084821 |  | -3.7572e-05 |  | 0.15758 |  | 0.014833 |  | 0.0086109 |  | 0.017199
| 4.2825e-05 |  | 0.00011856 |  | 2.5666e-05 |  | 0.00010507 |  | 3.9119e-05 |  | -4.9013e-05 |  | -8.3794e-06 |  | 1.9084e-05 |  | 2.3548e-06 |  | #REF! |  | 8.4674e-05 |  | 0.0047052 |  | 7.2741e-05 |  | #REF! |  | 9.6892e-05 |  | 2.8662e-05 |  | 6.8034e-05 |  | 2.355e-06 |  | 0.00020627 |  | 0.031559 |  | 0.031559 |  | 0.00073638 |  | 5.7024e-05 |  | 0.15862 |  | 0.014902 |  | 0.0084839 |  | 0.017085
| 4.2825e-05 |  | 0.00020495 |  | 4.2055e-05 |  | 0.00010507 |  | -1.1355e-05 |  | -5.7626e-05 |  | -9.1514e-07 |  | 1.9085e-05 |  | 2.3634e-06 |  | #REF! |  | 8.4678e-05 |  | 0.0046772 |  | 7.2744e-05 |  | #REF! |  | 9.7585e-05 |  | 0.00031279 |  | 6.8037e-05 |  | 2.3682e-06 |  | 0.00018161 |  | 0.030431 |  | 0.030431 |  | 0.00061195 |  | 3.3088e-06 |  | 0.15949 |  | 0.014983 |  | 0.0083623 |  | 0.016949
| 3.4438e-05 |  | 0.00016347 |  | 2.0467e-05 |  | 7.7055e-05 |  | -6.3466e-05 |  | -4.923e-05 |  | -4.0294e-06 |  | 8.6863e-06 |  | 2.3145e-06 |  | #REF! |  | 7.7119e-05 |  | 0.004712 |  | 4.6379e-05 |  | #REF! |  | 5.733e-05 |  | 4.9403e-05 |  | 4.4345e-05 |  | 2.4149e-06 |  | 0.00021444 |  | 0.029255 |  | 0.029255 |  | 0.00049012 |  | -8.8434e-05 |  | 0.16007 |  | 0.015078 |  | 0.0083195 |  | 0.016832
| 3.4441e-05 |  | 0.00011555 |  | 1.0683e-05 |  | 7.7062e-05 |  | -5.2278e-05 |  | -7.1928e-05 |  | -8.985e-06 |  | 8.6867e-06 |  | 2.347e-06 |  | #REF! |  | 7.7122e-05 |  | 0.0046973 |  | 4.6381e-05 |  | #REF! |  | 5.6663e-05 |  | -0.00057325 |  | 4.4347e-05 |  | 2.426e-06 |  | 0.00023479 |  | 0.028122 |  | 0.028122 |  | 0.00057024 |  | -0.0001064 |  | 0.16063 |  | 0.015165 |  | 0.0082884 |  | 0.016715
| 6.4807e-05 |  | 0.00015441 |  | 4.9747e-06 |  | 7.59e-05 |  | -4.2269e-05 |  | -5.1245e-06 |  | -1.9499e-05 |  | 4.9212e-05 |  | 2.4274e-06 |  | #REF! |  | 3.1661e-05 |  | 0.0045832 |  | 7.6727e-05 |  | #REF! |  | 6.5458e-05 |  | -0.00061063 |  | 5.5981e-05 |  | 2.3892e-06 |  | 0.00019076 |  | 0.027122 |  | 0.027122 |  | 0.00073977 |  | -0.00012239 |  | 0.16149 |  | 0.015233 |  | 0.0082212 |  | 0.016577
| 6.4807e-05 |  | 0.00012206 |  | 2.1895e-05 |  | 7.5901e-05 |  | -1.3589e-05 |  | 8.6678e-05 |  | -7.5135e-06 |  | 4.9215e-05 |  | 2.4263e-06 |  | #REF! |  | 3.1663e-05 |  | 0.0045155 |  | 7.673e-05 |  | #REF! |  | 6.5458e-05 |  | -0.00061437 |  | 5.5984e-05 |  | 2.4019e-06 |  | 0.00016658 |  | 0.026139 |  | 0.026139 |  | 0.00071973 |  | -8.6295e-05 |  | 0.16201 |  | 0.015257 |  | 0.008147 |  | 0.016477
| 0 |  | 0.00013278 |  | 3.4077e-05 |  | 0.0001086 |  | -2.1414e-05 |  | 3.2846e-05 |  | -7.2485e-06 |  | 4.1837e-05 |  | 2.3645e-06 |  | #REF! |  | 6.6498e-05 |  | 0.0044478 |  | 7.088e-05 |  | #REF! |  | 6.7091e-05 |  | -0.00039921 |  | 5.719e-05 |  | 2.4582e-06 |  | 0.00017723 |  | 0.025178 |  | 0.025178 |  | 0.00072227 |  | -4.1704e-05 |  | 0.16305 |  | 0.015255 |  | 0.0081193 |  | 0.016408
| 0 |  | 7.1416e-05 |  | 1.851e-05 |  | 0.00010861 |  | 7.2704e-06 |  | -7.5996e-06 |  | -1.4333e-05 |  | 4.1839e-05 |  | 2.3618e-06 |  | #REF! |  | 6.6501e-05 |  | 0.0044248 |  | 7.0883e-05 |  | #REF! |  | 6.7073e-05 |  | -4.6109e-05 |  | 5.7193e-05 |  | 2.4325e-06 |  | 0.00016932 |  | 0.024237 |  | 0.024237 |  | 0.00069384 |  | 3.0682e-05 |  | 0.16372 |  | 0.015275 |  | 0.0081756 |  | 0.016295
| 6.5986e-05 |  | 7.7625e-05 |  | 1.2453e-05 |  | 7.4746e-05 |  | 6.2609e-06 |  | -5.9698e-06 |  | -1.2468e-05 |  | 6.4377e-06 |  | 2.4192e-06 |  | #REF! |  | 7.4504e-05 |  | 0.0044001 |  | 6.144e-05 |  | #REF! |  | 7.0823e-05 |  | -0.00028538 |  | 5.2368e-05 |  | 2.3403e-06 |  | 0.00020163 |  | 0.023376 |  | 0.023376 |  | 0.00074816 |  | 6.5039e-05 |  | 0.1639 |  | 0.015326 |  | 0.0080583 |  | 0.016183
| 6.5992e-05 |  | 0.00016582 |  | 2.1266e-05 |  | 7.4752e-05 |  | -5.1084e-05 |  | -7.9455e-06 |  | -1.4352e-05 |  | 6.4379e-06 |  | 2.4123e-06 |  | #REF! |  | 7.4507e-05 |  | 0.0045692 |  | 6.1443e-05 |  | #REF! |  | 7.0823e-05 |  | 4.552e-05 |  | 5.237e-05 |  | 2.1782e-06 |  | 0.00018271 |  | 0.02246 |  | 0.02246 |  | 0.00077326 |  | 0.00014001 |  | 0.16493 |  | 0.015408 |  | 0.0079129 |  | 0.016059
| 3.4452e-05 |  | 7.3117e-05 |  | 1.0061e-05 |  | 5.7722e-05 |  | -6.1088e-05 |  | 2.3569e-05 |  | -1.4545e-06 |  | 8.6683e-05 |  | 2.3474e-06 |  | #REF! |  | 7.8124e-05 |  | 0.004422 |  | 8.0386e-05 |  | #REF! |  | 6.2719e-05 |  | 0.00020812 |  | 2.5453e-05 |  | 2.1172e-06 |  | 0.00013643 |  | 0.021599 |  | 0.021599 |  | 0.00062541 |  | 0.00031959 |  | 0.16539 |  | 0.015497 |  | 0.0078736 |  | 0.015913
| 3.4452e-05 |  | 3.0306e-05 |  | -6.1402e-06 |  | 5.7722e-05 |  | -6.1465e-05 |  | -2.9656e-05 |  | -1.1406e-06 |  | 8.6687e-05 |  | 2.3117e-06 |  | #REF! |  | 7.8127e-05 |  | 0.0041125 |  | 8.0389e-05 |  | #REF! |  | 6.2736e-05 |  | -0.00011714 |  | 2.5454e-05 |  | 2.1549e-06 |  | 0.00014905 |  | 0.020943 |  | 0.020943 |  | 0.00064215 |  | 0.00022779 |  | 0.16573 |  | 0.015603 |  | 0.0078705 |  | 0.015793
| 7.5342e-05 |  | 0.00017675 |  | 9.1427e-06 |  | 8.1767e-05 |  | -8.3106e-05 |  | -7.6404e-05 |  | -1.8064e-05 |  | 7.4493e-05 |  | 2.3235e-06 |  | #REF! |  | 5.7934e-05 |  | 0.0041129 |  | 5.3301e-05 |  | #REF! |  | 5.0411e-05 |  | -0.00012223 |  | 7.8405e-05 |  | 2.2486e-06 |  | 0.00015051 |  | 0.020223 |  | 0.020223 |  | 0.00071063 |  | 5.9084e-05 |  | 0.16616 |  | 0.015741 |  | 0.0078965 |  | 0.015709
| 7.5349e-05 |  | 0.00017233 |  | 2.6415e-05 |  | 8.1774e-05 |  | -7.5904e-05 |  | -4.4175e-05 |  | -2.3611e-05 |  | 7.4497e-05 |  | 2.321e-06 |  | #REF! |  | 5.7936e-05 |  | 0.0042639 |  | 5.3303e-05 |  | #REF! |  | 5.0424e-05 |  | 2.1186e-05 |  | 7.8408e-05 |  | 2.2828e-06 |  | 0.0001681 |  | 0.019395 |  | 0.019395 |  | 0.00069564 |  | -4.8638e-05 |  | 0.16575 |  | 0.015893 |  | 0.0076147 |  | 0.015578
| 9.3464e-05 |  | 4.7838e-05 |  | 2.1824e-05 |  | 7.4187e-05 |  | -3.7509e-05 |  | -2.2194e-05 |  | -1.4289e-05 |  | 8.9043e-05 |  | 2.3071e-06 |  | #REF! |  | 2.2158e-05 |  | 0.0041714 |  | 1.5687e-05 |  | #REF! |  | 3.6154e-05 |  | 0.00020437 |  | 1.733e-05 |  | 2.223e-06 |  | 0.0001806 |  | 0.018645 |  | 0.018645 |  | 0.00077664 |  | -1.5963e-05 |  | 0.16622 |  | 0.016012 |  | 0.0077642 |  | 0.015444
| 9.9772e-05 |  | 0.00012462 |  | 2.5965e-05 |  | 7.4187e-05 |  | -2.4192e-05 |  | 3.0767e-06 |  | -1.7875e-05 |  | 8.9047e-05 |  | 2.2395e-06 |  | #REF! |  | 2.2159e-05 |  | 0.0041334 |  | 1.5687e-05 |  | #REF! |  | 4.2522e-05 |  | -5.5912e-05 |  | 1.7331e-05 |  | 2.1857e-06 |  | 0.00014783 |  | 0.018012 |  | 0.018012 |  | 0.00088103 |  | 0.00012936 |  | 0.16622 |  | 0.016084 |  | 0.008021 |  | 0.015364
| 1.7678e-05 |  | 0.00018815 |  | 3.488e-05 |  | 7.185e-05 |  | -1.3407e-05 |  | 4.6567e-05 |  | -1.0048e-05 |  | 5.7915e-05 |  | 2.1961e-06 |  | #REF! |  | 4.0214e-05 |  | 0.0041399 |  | 7.2315e-05 |  | #REF! |  | 7.578e-05 |  | -9.8445e-05 |  | 4.4164e-05 |  | 2.2015e-06 |  | 0.00015369 |  | 0.017456 |  | 0.017456 |  | 0.00084846 |  | 0.00010012 |  | 0.1659 |  | 0.016141 |  | 0.0077544 |  | 0.015281
| 1.1372e-05 |  | 0.00017081 |  | 1.6516e-05 |  | 7.1857e-05 |  | -1.4422e-05 |  | 9.4083e-06 |  | 1.1855e-05 |  | 5.7918e-05 |  | 2.1359e-06 |  | #REF! |  | 4.0216e-05 |  | 0.0038732 |  | 7.2318e-05 |  | #REF! |  | 6.9413e-05 |  | -8.7236e-05 |  | 4.4166e-05 |  | 2.1261e-06 |  | 0.0001331 |  | 0.016846 |  | 0.016846 |  | 0.00072825 |  | -6.6631e-05 |  | 0.16673 |  | 0.016219 |  | 0.0076556 |  | 0.015207
| 7.42e-05 |  | 0.00020508 |  | -3.8359e-06 |  | 6.0785e-06 |  | -7.7626e-05 |  | -1.4808e-05 |  | -9.6259e-06 |  | 1.8523e-05 |  | 2.1145e-06 |  | #REF! |  | 6.5442e-05 |  | 0.0039285 |  | 4.742e-05 |  | #REF! |  | 3.1627e-05 |  | -0.00016201 |  | 3.8689e-05 |  | 2.0321e-06 |  | 7.7938e-05 |  | 0.016091 |  | 0.016091 |  | 0.00074913 |  | 3.9907e-05 |  | 0.16701 |  | 0.016337 |  | 0.007642 |  | 0.015121
| 7.42e-05 |  | 0.00015422 |  | -1.629e-06 |  | 6.0785e-06 |  | -6.6892e-05 |  | 3.9901e-06 |  | -2.3567e-05 |  | 1.8524e-05 |  | 2.1544e-06 |  | #REF! |  | 6.5445e-05 |  | 0.0039998 |  | 4.7423e-05 |  | #REF! |  | 3.1619e-05 |  | 0.00010013 |  | 3.8691e-05 |  | 1.9883e-06 |  | 7.7942e-05 |  | 0.015515 |  | 0.015515 |  | 0.00073994 |  | 3.0454e-05 |  | 0.16671 |  | 0.016495 |  | 0.0075991 |  | 0.015036
| 1.1374e-05 |  | 0.00016213 |  | -3.6095e-06 |  | 5.6738e-05 |  | -3.1057e-05 |  | 1.1141e-05 |  | -1.4546e-05 |  | 4.8141e-05 |  | 2.2151e-06 |  | #REF! |  | 5.6634e-05 |  | 0.0038757 |  | 5.5894e-05 |  | #REF! |  | 5.6147e-05 |  | 0.00044739 |  | 2.4275e-05 |  | 2.0385e-06 |  | 0.00010608 |  | 0.015116 |  | 0.015116 |  | 0.00082685 |  | -6.2553e-06 |  | 0.16672 |  | 0.016661 |  | 0.0076415 |  | 0.014972
| 1.1374e-05 |  | 0.00020406 |  | -2.1653e-05 |  | 5.6743e-05 |  | -6.1111e-05 |  | 1.4031e-05 |  | -2.7374e-05 |  | 4.8143e-05 |  | 2.3201e-06 |  | #REF! |  | 5.6636e-05 |  | 0.0037994 |  | 5.5896e-05 |  | #REF! |  | 5.6147e-05 |  | 0.00023055 |  | 2.4277e-05 |  | 2.1067e-06 |  | 0.00012908 |  | 0.014606 |  | 0.014606 |  | 0.00081683 |  | 8.0067e-05 |  | 0.16684 |  | 0.016789 |  | 0.0076045 |  | 0.014894
| 4.9172e-05 |  | 0.00010471 |  | -1.1165e-05 |  | 0.000142 |  | -5.9842e-05 |  | 1.6025e-05 |  | -2.4192e-05 |  | 5.9753e-05 |  | 2.3675e-06 |  | #REF! |  | 6.1568e-05 |  | 0.0038526 |  | 2.3059e-05 |  | #REF! |  | 4.8502e-05 |  | -3.2509e-05 |  | 6.1873e-05 |  | 2.1221e-06 |  | 0.00017149 |  | 0.014078 |  | 0.014078 |  | 0.00071827 |  | -1.6461e-05 |  | 0.16609 |  | 0.016874 |  | 0.0075162 |  | 0.014795
| 4.9176e-05 |  | 0.00014616 |  | 3.2341e-07 |  | 0.00014201 |  | -3.5429e-05 |  | 1.5198e-05 |  | -1.5923e-05 |  | 5.9755e-05 |  | 2.3535e-06 |  | #REF! |  | 6.1571e-05 |  | 0.0038115 |  | 2.306e-05 |  | #REF! |  | 4.8514e-05 |  | -3.1154e-05 |  | 6.1875e-05 |  | 2.0957e-06 |  | 0.00016985 |  | 0.013621 |  | 0.013621 |  | 0.00073251 |  | -7.748e-05 |  | 0.16562 |  | 0.016933 |  | 0.0074885 |  | 0.014684
| 4.7076e-05 |  | 0.00020569 |  | -2.9925e-05 |  | 4.4588e-05 |  | -3.4756e-05 |  | -6.3294e-05 |  | -1.4199e-05 |  | 1.7895e-05 |  | 2.2937e-06 |  | #REF! |  | 5.4499e-05 |  | 0.0038693 |  | 2.45e-05 |  | #REF! |  | 4.7944e-05 |  | -0.00022182 |  | 4.0416e-05 |  | 2.0547e-06 |  | 0.00012884 |  | 0.013066 |  | 0.013066 |  | 0.00074667 |  | -0.0001565 |  | 0.16559 |  | 0.016979 |  | 0.0073617 |  | 0.014561
| 4.708e-05 |  | 0.00017343 |  | -1.8552e-05 |  | 4.4592e-05 |  | -4.2425e-05 |  | -7.9125e-05 |  | -2.7505e-06 |  | 1.7896e-05 |  | 2.2445e-06 |  | #REF! |  | 5.4501e-05 |  | 0.0038445 |  | 2.4501e-05 |  | #REF! |  | 5.2548e-05 |  | 8.8431e-05 |  | 4.0418e-05 |  | 2.0498e-06 |  | 0.00011986 |  | 0.012506 |  | 0.012506 |  | 0.0007133 |  | -5.5483e-05 |  | 0.16512 |  | 0.017002 |  | 0.007271 |  | 0.014398
| 0.00012041 |  | 0.00010899 |  | 5.2538e-08 |  | 5.9034e-05 |  | -6.8011e-05 |  | -2.7486e-05 |  | -3.3106e-06 |  | 3.6353e-05 |  | 2.2553e-06 |  | #REF! |  | 7.0788e-05 |  | 0.0037671 |  | 7.7152e-05 |  | #REF! |  | 6.6337e-05 |  | 0.000167 |  | 7.6638e-05 |  | 2.0862e-06 |  | 0.0001415 |  | 0.012003 |  | 0.012003 |  | 0.00071919 |  | 0.00017336 |  | 0.16444 |  | 0.017019 |  | 0.0072947 |  | 0.014249
| 0.00012041 |  | 9.8784e-05 |  | -2.0992e-05 |  | 5.9034e-05 |  | -6.8869e-05 |  | 3.6075e-06 |  | -7.9528e-06 |  | 3.6355e-05 |  | 2.2797e-06 |  | #REF! |  | 7.0791e-05 |  | 0.0037443 |  | 7.7155e-05 |  | #REF! |  | 6.1746e-05 |  | -0.0001134 |  | 7.6642e-05 |  | 2.1284e-06 |  | 0.00015417 |  | 0.011568 |  | 0.011568 |  | 0.00073423 |  | 3.4474e-05 |  | 0.16362 |  | 0.017061 |  | 0.0073031 |  | 0.014201
| 9.119e-05 |  | 0.00013227 |  | -4.3022e-06 |  | 6.4885e-05 |  | -5.6161e-05 |  | -3.022e-05 |  | 1.4372e-06 |  | 3.6981e-05 |  | 2.2814e-06 |  | #REF! |  | 4.5228e-05 |  | 0.0035821 |  | 0.00010707 |  | #REF! |  | 6.0918e-05 |  | 0.00013914 |  | 5.6047e-05 |  | 2.135e-06 |  | 0.00013669 |  | 0.011238 |  | 0.011238 |  | 0.00076096 |  | 4.0418e-05 |  | 0.16305 |  | 0.017144 |  | 0.0072288 |  | 0.014149
| 9.119e-05 |  | 9.745e-05 |  | 2.4947e-05 |  | 6.4885e-05 |  | -6.548e-05 |  | -5.5268e-05 |  | -4.2031e-06 |  | 3.6982e-05 |  | 2.3158e-06 |  | #REF! |  | 4.523e-05 |  | 0.003685 |  | 0.00010708 |  | #REF! |  | 6.0918e-05 |  | -2.368e-05 |  | 5.6049e-05 |  | 2.1661e-06 |  | 0.00011166 |  | 0.010827 |  | 0.010827 |  | 0.00077933 |  | 0.00018103 |  | 0.16277 |  | 0.01725 |  | 0.0070926 |  | 0.014037
| 2.7135e-05 |  | 7.9409e-05 |  | 1.3865e-05 |  | 9.2367e-05 |  | -7.9106e-05 |  | -9.7267e-06 |  | -1.3138e-05 |  | 6.1602e-05 |  | 2.3486e-06 |  | #REF! |  | 0.00011565 |  | 0.0036917 |  | 4.4132e-05 |  | #REF! |  | 6.1859e-05 |  | -0.00041623 |  | 6.7725e-05 |  | 2.1906e-06 |  | 0.00013322 |  | 0.010383 |  | 0.010383 |  | 0.00075261 |  | 0.00015878 |  | 0.16269 |  | 0.017342 |  | 0.0070883 |  | 0.013956
| 2.7137e-05 |  | 0.00015525 |  | 2.0619e-06 |  | 9.2375e-05 |  | -3.7275e-05 |  | -1.0003e-05 |  | -1.3498e-05 |  | 6.1604e-05 |  | 2.3792e-06 |  | #REF! |  | 0.00011565 |  | 0.003536 |  | 4.4134e-05 |  | #REF! |  | 6.1843e-05 |  | -1.2997e-06 |  | 6.7727e-05 |  | 2.0425e-06 |  | 0.00014981 |  | 0.010081 |  | 0.010081 |  | 0.00082366 |  | 4.9844e-05 |  | 0.16192 |  | 0.017419 |  | 0.0070967 |  | 0.013898
| 9.2375e-05 |  | 6.217e-05 |  | 8.8906e-06 |  | 8.1851e-05 |  | -7.618e-05 |  | -1.7842e-05 |  | -1.5068e-05 |  | 6.1178e-05 |  | 2.3779e-06 |  | #REF! |  | 4.8906e-05 |  | 0.0035523 |  | 8.6846e-05 |  | #REF! |  | 4.917e-05 |  | 7.3528e-05 |  | 5.6172e-05 |  | 1.8694e-06 |  | 0.00012395 |  | 0.0098178 |  | 0.0098178 |  | 0.00079191 |  | -0.00013339 |  | 0.1601 |  | 0.017496 |  | 0.0070539 |  | 0.013843
| 9.2383e-05 |  | 2.5354e-05 |  | 1.598e-05 |  | 8.1858e-05 |  | -0.00011343 |  | -1.1282e-05 |  | -1.5846e-05 |  | 6.1181e-05 |  | 2.3056e-06 |  | #REF! |  | 4.8908e-05 |  | 0.003531 |  | 8.685e-05 |  | #REF! |  | 4.917e-05 |  | -0.00025547 |  | 5.6174e-05 |  | 1.8279e-06 |  | 0.00011429 |  | 0.0095067 |  | 0.0095067 |  | 0.00079948 |  | -3.6058e-05 |  | 0.15892 |  | 0.017592 |  | 0.0070122 |  | 0.013761
| 0 |  | 0.00016081 |  | 2.0089e-05 |  | 0.00010525 |  | -9.9444e-05 |  | -2.3952e-05 |  | -2.0598e-05 |  | 6.4441e-05 |  | 2.2342e-06 |  | #REF! |  | 8.1141e-05 |  | 0.0034682 |  | 6.9405e-05 |  | #REF! |  | 7.068e-05 |  | -0.0003485 |  | 6.633e-05 |  | 1.9619e-06 |  | 0.00010751 |  | 0.0091932 |  | 0.0091932 |  | 0.00087968 |  | 8.3139e-05 |  | 0.15828 |  | 0.01769 |  | 0.0069973 |  | 0.013687
| 0 |  | 0.00016287 |  | 1.5879e-05 |  | 0.00010525 |  | -0.00012964 |  | -8.593e-05 |  | -3.5241e-05 |  | 6.4444e-05 |  | 2.1646e-06 |  | #REF! |  | 8.1144e-05 |  | 0.0033635 |  | 6.9408e-05 |  | #REF! |  | 7.0698e-05 |  | -4.611e-05 |  | 6.6333e-05 |  | 2.0462e-06 |  | 0.00011201 |  | 0.0088891 |  | 0.0088891 |  | 0.00094734 |  | -0.00014782 |  | 0.15699 |  | 0.01778 |  | 0.0070641 |  | 0.013632
| 4.08e-05 |  | 7.5823e-05 |  | 5.0764e-05 |  | 4.5628e-05 |  | -7.0976e-05 |  | -0.00012004 |  | -2.6374e-05 |  | 6.4456e-05 |  | 2.1661e-06 |  | #REF! |  | 0.00010853 |  | 0.0032144 |  | 0.00010247 |  | #REF! |  | 8.9309e-05 |  | 0.0001296 |  | 7.746e-05 |  | 1.9963e-06 |  | 0.00011313 |  | 0.0086549 |  | 0.0086549 |  | 0.00095236 |  | -1.7106e-05 |  | 0.15597 |  | 0.017862 |  | 0.0070119 |  | 0.01351
| 4.0807e-05 |  | 0.00015778 |  | 4.9139e-05 |  | 4.5636e-05 |  | -2.3301e-05 |  | -3.2373e-05 |  | -1.4891e-05 |  | 6.4459e-05 |  | 2.2206e-06 |  | #REF! |  | 0.00010853 |  | 0.0032202 |  | 0.00010248 |  | #REF! |  | 8.9332e-05 |  | 1.4304e-05 |  | 7.7464e-05 |  | 1.9511e-06 |  | 0.0001254 |  | 0.0083974 |  | 0.0083974 |  | 0.00080788 |  | 0.00032022 |  | 0.15555 |  | 0.017946 |  | 0.0068827 |  | 0.013399
| 0 |  | 0.00028886 |  | 1.2291e-05 |  | 0.00012165 |  | 3.3543e-06 |  | 4.501e-05 |  | -1.1581e-05 |  | 9.554e-05 |  | 2.2763e-06 |  | #REF! |  | 5.7006e-05 |  | 0.0033711 |  | 7.6138e-05 |  | #REF! |  | 4.9119e-05 |  | -6.854e-05 |  | 2.1808e-05 |  | 1.9558e-06 |  | 0.00010081 |  | 0.0080581 |  | 0.0080581 |  | 0.00071515 |  | 0.00017278 |  | 0.15399 |  | 0.018032 |  | 0.0067861 |  | 0.013284
| 0 |  | 0.00021154 |  | -4.7042e-06 |  | 0.00012165 |  | -1.007e-05 |  | 9.4919e-06 |  | -2.0027e-05 |  | 9.5544e-05 |  | 2.284e-06 |  | #REF! |  | 5.7008e-05 |  | 0.0033711 |  | 7.6141e-05 |  | #REF! |  | 4.9119e-05 |  | -0.00015079 |  | 2.1809e-05 |  | 2.0354e-06 |  | 7.7138e-05 |  | 0.0078367 |  | 0.0078367 |  | 0.00072099 |  | -5.531e-06 |  | 0.15183 |  | 0.018139 |  | 0.0068132 |  | 0.013177
| 2.7149e-05 |  | 0.00017909 |  | -6.6923e-06 |  | 0.0001123 |  | -3.4783e-05 |  | -1.4617e-06 |  | -3.2228e-05 |  | 9.6956e-05 |  | 2.2346e-06 |  | #REF! |  | 4.6042e-05 |  | 0.0032702 |  | 7.3275e-05 |  | #REF! |  | 5.4408e-05 |  | 0.00010012 |  | 5.9171e-05 |  | 2.1075e-06 |  | 0.00011578 |  | 0.0076352 |  | 0.0076352 |  | 0.00072851 |  | -4.7128e-05 |  | 0.15093 |  | 0.018276 |  | 0.0068357 |  | 0.013101
| 2.7151e-05 |  | 0.00014712 |  | 1.9477e-05 |  | 0.00011231 |  | -0.00011207 |  | 3.3625e-05 |  | -2.8234e-05 |  | 9.696e-05 |  | 2.1191e-06 |  | #REF! |  | 4.6044e-05 |  | 0.0031441 |  | 7.3278e-05 |  | #REF! |  | 5.4408e-05 |  | -0.00014331 |  | 5.9173e-05 |  | 2.1355e-06 |  | 0.00011578 |  | 0.007353 |  | 0.007353 |  | 0.00072271 |  | -0.0001307 |  | 0.14974 |  | 0.018408 |  | 0.0064917 |  | 0.012999
| 0 |  | 5.9214e-05 |  | 2.4442e-05 |  | 8.1308e-05 |  | -0.00014902 |  | 6.6201e-05 |  | -1.9867e-05 |  | 4.4286e-05 |  | 2.0619e-06 |  | #REF! |  | 9.3117e-05 |  | 0.0030745 |  | 0.00011047 |  | #REF! |  | 7.2423e-05 |  | 9.9793e-06 |  | 3.8203e-05 |  | 2.0917e-06 |  | 7.7673e-05 |  | 0.0071293 |  | 0.0071293 |  | 0.000706 |  | -0.00010867 |  | 0.14744 |  | 0.018499 |  | 0.0065597 |  | 0.012905
| 0 |  | -1.9155e-06 |  | 1.925e-05 |  | 8.1315e-05 |  | -7.9783e-05 |  | 5.7034e-05 |  | -2.4361e-05 |  | 4.4288e-05 |  | 2.0015e-06 |  | #REF! |  | 9.3121e-05 |  | 0.0030911 |  | 0.00011047 |  | #REF! |  | 7.2423e-05 |  | 0.00020546 |  | 3.8205e-05 |  | 1.8603e-06 |  | 7.7677e-05 |  | 0.00689 |  | 0.00689 |  | 0.00063752 |  | 7.6198e-05 |  | 0.14578 |  | 0.018568 |  | 0.0067464 |  | 0.012816
| 1.5593e-05 |  | 0.00012681 |  | 1.5705e-05 |  | 5.1739e-05 |  | -5.0207e-05 |  | -2.1639e-05 |  | -1.7531e-05 |  | 4.9637e-05 |  | 1.9967e-06 |  | #REF! |  | 6.9193e-05 |  | 0.0030446 |  | 6.0969e-05 |  | #REF! |  | 3.6439e-05 |  | -9.8448e-05 |  | 3.636e-05 |  | 1.6724e-06 |  | 7.3596e-05 |  | 0.0066933 |  | 0.0066933 |  | 0.00043195 |  | 0.00015621 |  | 0.14395 |  | 0.018661 |  | 0.0066139 |  | 0.012722
| 1.5593e-05 |  | 0.00016894 |  | -7.9332e-06 |  | 5.1739e-05 |  | -2.7945e-05 |  | 9.6977e-06 |  | -1.2236e-05 |  | 4.9639e-05 |  | 2.0753e-06 |  | #REF! |  | 6.9196e-05 |  | 0.0030698 |  | 6.0972e-05 |  | #REF! |  | 3.6439e-05 |  | 3.2401e-05 |  | 3.6361e-05 |  | 1.578e-06 |  | 7.36e-05 |  | 0.0065325 |  | 0.0065325 |  | 0.00042028 |  | 0.00017355 |  | 0.14244 |  | 0.018784 |  | 0.0066492 |  | 0.012622
| 8.835e-05 |  | 0.00012454 |  | -2.8124e-05 |  | 7.1967e-05 |  | -1.9843e-05 |  | 2.7209e-05 |  | -1.8749e-05 |  | 2.2421e-05 |  | 2.1598e-06 |  | #REF! |  | 4.097e-05 |  | 0.0029659 |  | 3.2047e-05 |  | #REF! |  | 6.4542e-05 |  | -2.4707e-05 |  | 5.6462e-05 |  | 1.6705e-06 |  | 0.00010369 |  | 0.006339 |  | 0.006339 |  | 0.00064504 |  | 0.00017279 |  | 0.1412 |  | 0.018905 |  | 0.0066273 |  | 0.012571
| 8.835e-05 |  | 0.00011153 |  | 7.8785e-06 |  | 7.1967e-05 |  | -4.6339e-05 |  | 2.9461e-05 |  | -2.4665e-06 |  | 2.2422e-05 |  | 2.2777e-06 |  | #REF! |  | 4.0972e-05 |  | 0.0029027 |  | 3.2049e-05 |  | #REF! |  | 6.4542e-05 |  | -0.00017322 |  | 5.6465e-05 |  | 1.7228e-06 |  | 0.00011375 |  | 0.0061478 |  | 0.0061478 |  | 0.00071778 |  | 0.00011288 |  | 0.13853 |  | 0.019004 |  | 0.0065494 |  | 0.012543
| 6.6122e-05 |  | 6.9785e-05 |  | 1.1923e-05 |  | 4.7689e-05 |  | -5.8807e-05 |  | 3.4277e-05 |  | -2.0101e-06 |  | 2.7258e-05 |  | 2.3017e-06 |  | #REF! |  | 3.0801e-05 |  | 0.0029211 |  | 5.4052e-05 |  | #REF! |  | 5.833e-05 |  | 0.00010717 |  | 2.7818e-05 |  | 1.6824e-06 |  | 9.612e-05 |  | 0.0059449 |  | 0.0059449 |  | 0.00062419 |  | 0.00010056 |  | 0.13704 |  | 0.019096 |  | 0.0064563 |  | 0.01247
| 6.6128e-05 |  | 0.00010788 |  | -1.1989e-05 |  | 4.7693e-05 |  | -7.9556e-05 |  | -3.6436e-05 |  | -1.0745e-05 |  | 2.7259e-05 |  | 2.3782e-06 |  | #REF! |  | 3.0803e-05 |  | 0.0028845 |  | 5.4055e-05 |  | #REF! |  | 5.8314e-05 |  | 0.00014694 |  | 2.7819e-05 |  | 1.7228e-06 |  | 8.6065e-05 |  | 0.0057864 |  | 0.0057864 |  | 0.00057573 |  | -1.9784e-05 |  | 0.13539 |  | 0.019207 |  | 0.0064857 |  | 0.012349
| 7.8417e-05 |  | 9.0629e-05 |  | -1.1241e-05 |  | 8.9536e-05 |  | -0.00016294 |  | 1.4245e-05 |  | -2.0185e-05 |  | 6.3904e-05 |  | 2.4301e-06 |  | #REF! |  | 5.4481e-05 |  | 0.0027896 |  | 5.3776e-05 |  | #REF! |  | 6.1676e-05 |  | -0.0002966 |  | 4.9161e-05 |  | 1.8055e-06 |  | 0.0001005 |  | 0.0056708 |  | 0.0056708 |  | 0.00078964 |  | -0.00012215 |  | 0.13272 |  | 0.019324 |  | 0.0064659 |  | 0.012254
| 7.8424e-05 |  | 0.0001522 |  | -1.033e-05 |  | 8.9543e-05 |  | -0.00015679 |  | 1.0455e-06 |  | -3.0314e-05 |  | 6.3906e-05 |  | 2.3771e-06 |  | #REF! |  | 5.4483e-05 |  | 0.0028548 |  | 5.3778e-05 |  | #REF! |  | 6.1676e-05 |  | -0.00025488 |  | 4.9163e-05 |  | 1.7827e-06 |  | 0.00010997 |  | 0.0054938 |  | 0.0054938 |  | 0.00087075 |  | -0.00014601 |  | 0.13066 |  | 0.019424 |  | 0.006373 |  | 0.012214
| 1.4546e-05 |  | 0.00014277 |  | 3.4647e-06 |  | 8.3105e-05 |  | -0.00010582 |  | -3.2778e-05 |  | -3.3862e-05 |  | 7.02e-05 |  | 2.2704e-06 |  | #REF! |  | 0.00011435 |  | 0.002777 |  | 2.416e-05 |  | #REF! |  | 4.4147e-05 |  | -0.00019191 |  | 5.2007e-05 |  | 1.6769e-06 |  | 6.5693e-05 |  | 0.0053154 |  | 0.0053154 |  | 0.00080055 |  | -0.00016199 |  | 0.12896 |  | 0.019495 |  | 0.0063091 |  | 0.012126
| 1.4548e-05 |  | 1.8032e-05 |  | 2.2167e-05 |  | 8.3113e-05 |  | -7.2969e-05 |  | 1.0254e-05 |  | -2.3789e-05 |  | 7.0203e-05 |  | 2.2775e-06 |  | #REF! |  | 0.00011435 |  | 0.0026379 |  | 2.4161e-05 |  | #REF! |  | 4.4158e-05 |  | -0.00020313 |  | 5.2009e-05 |  | 1.6681e-06 |  | 5.6227e-05 |  | 0.0051661 |  | 0.0051661 |  | 0.00073788 |  | 0.00017014 |  | 0.12644 |  | 0.019588 |  | 0.006265 |  | 0.012024
| 1.8756e-05 |  | 6.9915e-05 |  | 6.5686e-06 |  | 6.7901e-05 |  | -7.7686e-05 |  | -7.7844e-06 |  | -4.5992e-06 |  | 8.203e-05 |  | 2.393e-06 |  | #REF! |  | 4.6793e-05 |  | 0.0027511 |  | 7.8174e-05 |  | #REF! |  | 3.5751e-05 |  | -0.00015344 |  | 4.044e-06 |  | 1.7653e-06 |  | 0.00010538 |  | 0.0049807 |  | 0.0049807 |  | 0.00049557 |  | 0.00014574 |  | 0.12393 |  | 0.019722 |  | 0.0061975 |  | 0.011932
| 1.8756e-05 |  | 0.0001163 |  | 6.0969e-07 |  | 6.7901e-05 |  | -0.00012793 |  | -6.8357e-05 |  | -2.2313e-05 |  | 8.2034e-05 |  | 2.5063e-06 |  | #REF! |  | 4.6795e-05 |  | 0.0026247 |  | 7.8178e-05 |  | #REF! |  | 3.576e-05 |  | -0.0003452 |  | 4.0442e-06 |  | 1.8573e-06 |  | 0.00010539 |  | 0.004816 |  | 0.004816 |  | 0.00055073 |  | -7.633e-05 |  | 0.12198 |  | 0.019865 |  | 0.0061753 |  | 0.011859
| 2.0861e-05 |  | 0.00020422 |  | 2.6339e-05 |  | 1.5226e-05 |  | -0.00016462 |  | -4.8051e-05 |  | -2.7726e-05 |  | 5.219e-05 |  | 2.505e-06 |  | #REF! |  | 7.7787e-05 |  | 0.002605 |  | 9.0485e-05 |  | #REF! |  | 2.9745e-05 |  | -0.00029286 |  | 6.9234e-05 |  | 1.849e-06 |  | 0.00010974 |  | 0.0046856 |  | 0.0046856 |  | 0.00073124 |  | -8.9911e-05 |  | 0.12 |  | 0.020002 |  | 0.0062004 |  | 0.011807
| 2.0863e-05 |  | 0.00022414 |  | 1.1853e-05 |  | 1.5228e-05 |  | -9.7187e-05 |  | 1.306e-05 |  | -1.642e-05 |  | 5.2192e-05 |  | 2.3586e-06 |  | #REF! |  | 7.779e-05 |  | 0.002542 |  | 9.0489e-05 |  | #REF! |  | 2.9745e-05 |  | -0.00011833 |  | 6.9237e-05 |  | 1.8003e-06 |  | 0.00010974 |  | 0.0045398 |  | 0.0045398 |  | 0.00069781 |  | -2.0855e-05 |  | 0.11843 |  | 0.020124 |  | 0.0061247 |  | 0.011686
| 9.4257e-05 |  | 7.0259e-05 |  | 2.192e-06 |  | 5.9716e-05 |  | -5.2062e-05 |  | 4.4218e-05 |  | -2.3611e-05 |  | 5.4412e-05 |  | 2.2244e-06 |  | #REF! |  | 8.5715e-05 |  | 0.0024454 |  | 5.8939e-05 |  | #REF! |  | 4.9936e-05 |  | -0.00043865 |  | 7.4441e-05 |  | 1.7615e-06 |  | 9.0664e-05 |  | 0.0044289 |  | 0.0044289 |  | 0.00082321 |  | -8.8259e-06 |  | 0.11631 |  | 0.020269 |  | 0.0059706 |  | 0.011579
| 9.4266e-05 |  | 9.6863e-05 |  | -1.7775e-06 |  | 5.9721e-05 |  | -9.4245e-05 |  | 1.1401e-05 |  | -1.7073e-05 |  | 5.4415e-05 |  | 2.183e-06 |  | #REF! |  | 8.5719e-05 |  | 0.002554 |  | 5.8941e-05 |  | #REF! |  | 4.9936e-05 |  | -0.00072278 |  | 7.4444e-05 |  | 1.5839e-06 |  | 9.0668e-05 |  | 0.0043381 |  | 0.0043381 |  | 0.00099036 |  | 7.8358e-05 |  | 0.11358 |  | 0.020435 |  | 0.0059185 |  | 0.011516
| 7.9628e-05 |  | 0.00020151 |  | -1.1587e-05 |  | 0.00010246 |  | -8.479e-05 |  | -4.9821e-05 |  | -6.1432e-06 |  | 5.1263e-05 |  | 2.2743e-06 |  | #REF! |  | 5.3657e-05 |  | 0.0025674 |  | 4.3099e-05 |  | #REF! |  | 4.1698e-05 |  | -0.00025877 |  | 2.7083e-05 |  | 1.4463e-06 |  | 5.9427e-05 |  | 0.0041689 |  | 0.0041689 |  | 0.0007948 |  | 5.9512e-05 |  | 0.11115 |  | 0.020596 |  | 0.0059398 |  | 0.011437
| 7.9635e-05 |  | 9.3467e-05 |  | 1.2155e-06 |  | 0.00010247 |  | -3.2987e-05 |  | -6.8215e-05 |  | 1.8839e-06 |  | 5.1265e-05 |  | 2.3158e-06 |  | #REF! |  | 5.3659e-05 |  | 0.0026221 |  | 4.31e-05 |  | #REF! |  | 4.1687e-05 |  | 0.00012213 |  | 2.7084e-05 |  | 1.397e-06 |  | 5.9429e-05 |  | 0.004044 |  | 0.004044 |  | 0.00073216 |  | -7.0795e-05 |  | 0.1091 |  | 0.020732 |  | 0.0059281 |  | 0.011346
| 6.383e-05 |  | -0.00011398 |  | 2.4117e-05 |  | 0.00011361 |  | -7.7924e-05 |  | -4.0594e-05 |  | 2.9022e-06 |  | 5.4714e-05 |  | 2.263e-06 |  | #REF! |  | 8.8191e-05 |  | 0.0026352 |  | 0.00011293 |  | #REF! |  | 7.5505e-05 |  | 4.7355e-05 |  | 7.0226e-05 |  | 1.4846e-06 |  | 8.4738e-05 |  | 0.0039976 |  | 0.0039976 |  | 0.00084499 |  | 6.2077e-05 |  | 0.10684 |  | 0.020834 |  | 0.0058375 |  | 0.011264
| 6.383e-05 |  | -0.00010452 |  | 1.4611e-05 |  | 0.00011361 |  | -3.2603e-05 |  | -4.9981e-06 |  | -1.3761e-05 |  | 5.4716e-05 |  | 2.3071e-06 |  | #REF! |  | 8.8195e-05 |  | 0.0025222 |  | 0.00011294 |  | #REF! |  | 7.5505e-05 |  | -0.00011054 |  | 7.0229e-05 |  | 1.4979e-06 |  | 8.4742e-05 |  | 0.0039335 |  | 0.0039335 |  | 0.00071377 |  | 4.5887e-05 |  | 0.10443 |  | 0.020951 |  | 0.0057536 |  | 0.01123
| 5.1386e-05 |  | -1.0556e-06 |  | -3.0232e-05 |  | 5.7885e-05 |  | -2.5005e-06 |  | -1.0042e-05 |  | -2.0837e-05 |  | 3.3009e-05 |  | 2.3958e-06 |  | #REF! |  | 5.6243e-05 |  | 0.0024498 |  | 8.8988e-05 |  | #REF! |  | 2.8905e-05 |  | -0.00028912 |  | 1.5854e-05 |  | 1.4222e-06 |  | 0.00010358 |  | 0.0037875 |  | 0.0037875 |  | 0.0007681 |  | 7.9065e-05 |  | 0.10249 |  | 0.021075 |  | 0.0058307 |  | 0.011198
| 5.139e-05 |  | -1.5979e-05 |  | -2.0545e-05 |  | 5.789e-05 |  | -6.3994e-05 |  | -4.277e-05 |  | -1.029e-05 |  | 3.301e-05 |  | 2.4342e-06 |  | #REF! |  | 5.6245e-05 |  | 0.0024066 |  | 8.8992e-05 |  | #REF! |  | 2.8897e-05 |  | -0.00020806 |  | 1.5854e-05 |  | 1.4388e-06 |  | 0.00010359 |  | 0.0036359 |  | 0.0036359 |  | 0.00088182 |  | 4.3075e-05 |  | 0.10084 |  | 0.021198 |  | 0.0057716 |  | 0.011081
| 5.0338e-05 |  | -7.0275e-05 |  | 1.9359e-05 |  | 4.8749e-05 |  | -4.875e-05 |  | -4.2948e-05 |  | -1.0519e-05 |  | 7.2838e-05 |  | 2.3845e-06 |  | #REF! |  | 0.00010175 |  | 0.0026011 |  | 9.3172e-05 |  | #REF! |  | 6.1972e-05 |  | -8.3495e-05 |  | 8.1648e-05 |  | 1.5314e-06 |  | 0.00011388 |  | 0.0035284 |  | 0.0035284 |  | 0.00083919 |  | -8.1675e-05 |  | 0.098236 |  | 0.021342 |  | 0.0056455 |  | 0.010939
| 5.0338e-05 |  | -1.9095e-05 |  | 1.3891e-06 |  | 4.8749e-05 |  | -5.9038e-05 |  | -7.5342e-05 |  | -3.4013e-05 |  | 7.2841e-05 |  | 2.2947e-06 |  | #REF! |  | 0.00010176 |  | 0.0026813 |  | 9.3176e-05 |  | #REF! |  | 6.1989e-05 |  | 0.00021559 |  | 8.1651e-05 |  | 1.4563e-06 |  | 0.00011389 |  | 0.0033897 |  | 0.0033897 |  | 0.00080492 |  | 1.7011e-05 |  | 0.095548 |  | 0.021496 |  | 0.0056693 |  | 0.010857
| 9.2973e-06 |  | 0.00015536 |  | -4.3359e-05 |  | 8.9627e-05 |  | -5.3359e-05 |  | -0.00010889 |  | -3.3438e-05 |  | 3.4358e-05 |  | 2.2548e-06 |  | #REF! |  | 3.995e-05 |  | 0.0025371 |  | 5.3833e-05 |  | #REF! |  | 2.1966e-05 |  | 0.00038101 |  | 1.8278e-05 |  | 1.2879e-06 |  | 9.9872e-05 |  | 0.0032939 |  | 0.0032939 |  | 0.00075064 |  | -5.1734e-06 |  | 0.0931 |  | 0.021646 |  | 0.0056682 |  | 0.01082
| 9.2973e-06 |  | 0.00020812 |  | -3.9467e-05 |  | 8.9627e-05 |  | -6.5656e-05 |  | -3.0651e-05 |  | -2.075e-05 |  | 3.436e-05 |  | 2.227e-06 |  | #REF! |  | 3.9951e-05 |  | 0.0025769 |  | 5.3835e-05 |  | #REF! |  | 2.1966e-05 |  | 0.00013334 |  | 1.8279e-05 |  | 1.1927e-06 |  | 9.9876e-05 |  | 0.0031983 |  | 0.0031983 |  | 0.00084003 |  | -0.0001522 |  | 0.090585 |  | 0.021752 |  | 0.0052924 |  | 0.010737
| 0 |  | 0.0001959 |  | -7.3818e-06 |  | 0.00011892 |  | -5.8328e-05 |  | 6.2239e-07 |  | -2.2211e-05 |  | 6.4543e-05 |  | 2.239e-06 |  | #REF! |  | 7.9371e-05 |  | 0.0025353 |  | 3.9137e-05 |  | #REF! |  | 6.0597e-05 |  | 0.0002642 |  | 3.8872e-05 |  | 1.2665e-06 |  | 8.6503e-05 |  | 0.0030756 |  | 0.0030756 |  | 0.00076406 |  | 8.1597e-05 |  | 0.08841 |  | 0.021841 |  | 0.0055226 |  | 0.010663
| 0 |  | 0.00025416 |  | -1.0693e-05 |  | 0.00011894 |  | -8.2658e-05 |  | -4.7316e-05 |  | -1.8963e-05 |  | 6.4546e-05 |  | 2.2363e-06 |  | #REF! |  | 7.9374e-05 |  | 0.0023946 |  | 3.9139e-05 |  | #REF! |  | 6.0597e-05 |  | 0.00044344 |  | 3.8874e-05 |  | 1.3019e-06 |  | 8.6506e-05 |  | 0.0030373 |  | 0.0030373 |  | 0.00066705 |  | 0.00019325 |  | 0.086188 |  | 0.021936 |  | 0.0058783 |  | 0.010613
| 5.3513e-05 |  | 0.00018596 |  | -2.3495e-05 |  | 4.8766e-05 |  | -0.00010321 |  | -0.0001168 |  | -2.0232e-05 |  | 8.6507e-05 |  | 2.2223e-06 |  | #REF! |  | 5.7938e-05 |  | 0.0023231 |  | 6.4094e-05 |  | #REF! |  | 2.2693e-05 |  | 5.8575e-05 |  | 2.9416e-05 |  | 1.2637e-06 |  | 8.2233e-05 |  | 0.0029637 |  | 0.0029637 |  | 0.00074734 |  | -2.7871e-05 |  | 0.084092 |  | 0.022017 |  | 0.005592 |  | 0.010559
| 5.3513e-05 |  | 5.8807e-05 |  | 1.0187e-05 |  | 5.7931e-05 |  | -0.00012321 |  | -6.6736e-05 |  | -2.8477e-05 |  | 8.6511e-05 |  | 2.1706e-06 |  | #REF! |  | 5.794e-05 |  | 0.0022364 |  | 6.4096e-05 |  | #REF! |  | 2.2693e-05 |  | -0.00014331 |  | 2.9417e-05 |  | 1.1747e-06 |  | 8.2675e-05 |  | 0.0028412 |  | 0.0028412 |  | 0.00067712 |  | -3.4175e-05 |  | 0.081918 |  | 0.022074 |  | 0.0054277 |  | 0.010466
| 9.3752e-05 |  | 8.5355e-05 |  | 4.4931e-07 |  | 4.7775e-05 |  | -0.0001413 |  | 2.3194e-06 |  | -2.0617e-05 |  | 6.0791e-05 |  | 2.132e-06 |  | #REF! |  | 7.7006e-05 |  | 0.002253 |  | 4.0983e-05 |  | #REF! |  | 4.1529e-05 |  | 0.00013913 |  | 7.2662e-05 |  | 1.1239e-06 |  | 7.2447e-05 |  | 0.0027489 |  | 0.0027489 |  | 0.00070387 |  | 8.4117e-05 |  | 0.080038 |  | 0.022113 |  | 0.0054359 |  | 0.010359
| 9.376e-05 |  | 0.00013661 |  | -3.0331e-05 |  | 3.8613e-05 |  | -0.00010258 |  | -1.3585e-05 |  | -2.4663e-05 |  | 6.0794e-05 |  | 2.0847e-06 |  | #REF! |  | 7.7009e-05 |  | 0.0022198 |  | 4.0985e-05 |  | #REF! |  | 4.154e-05 |  | 0.00012212 |  | 7.2665e-05 |  | 1.0898e-06 |  | 7.2011e-05 |  | 0.0026989 |  | 0.0026989 |  | 0.00083177 |  | 6.72e-05 |  | 0.07826 |  | 0.022155 |  | 0.0054807 |  | 0.01031
| 0.00014005 |  | 5.0461e-05 |  | -2.3678e-05 |  | 8.0282e-05 |  | -0.00011758 |  | -3.8551e-06 |  | -2.4364e-05 |  | 4.8419e-05 |  | 2.0756e-06 |  | #REF! |  | 6.0726e-05 |  | 0.0022133 |  | 3.1121e-05 |  | #REF! |  | 3.5681e-05 |  | 7.2821e-05 |  | 5.8374e-05 |  | 1.1066e-06 |  | 5.9958e-05 |  | 0.0026393 |  | 0.0026393 |  | 0.00079838 |  | 1.0678e-05 |  | 0.076595 |  | 0.022227 |  | 0.0054842 |  | 0.010258
| 0.00014007 |  | 8.3403e-05 |  | -1.9901e-05 |  | 8.0289e-05 |  | -0.00010966 |  | -8.6298e-06 |  | -1.0149e-05 |  | 4.8421e-05 |  | 2.1694e-06 |  | #REF! |  | 6.0729e-05 |  | 0.0022071 |  | 3.1122e-05 |  | #REF! |  | 3.5671e-05 |  | 9.2218e-05 |  | 5.8377e-05 |  | 1.0927e-06 |  | 5.996e-05 |  | 0.0025915 |  | 0.0025915 |  | 0.00074404 |  | 3.2863e-05 |  | 0.074206 |  | 0.022306 |  | 0.0054541 |  | 0.010167
| 1.3514e-05 |  | 8.6441e-05 |  | 1.2307e-06 |  | 0.00012484 |  | -4.0283e-05 |  | -4.5496e-07 |  | -1.9302e-05 |  | 6.9969e-05 |  | 2.2733e-06 |  | #REF! |  | 8.7817e-05 |  | 0.002219 |  | 9.801e-05 |  | #REF! |  | 7.8632e-05 |  | 1.3707e-05 |  | 4.8323e-05 |  | 1.0621e-06 |  | 8.4725e-05 |  | 0.0025624 |  | 0.0025624 |  | 0.00078171 |  | -0.00012644 |  | 0.071856 |  | 0.022414 |  | 0.0053657 |  | 0.010105
| 1.3514e-05 |  | -1.7142e-05 |  | 1.5124e-05 |  | 0.00012484 |  | -6.4613e-05 |  | -5.4345e-05 |  | -1.7596e-05 |  | 6.9972e-05 |  | 2.3465e-06 |  | #REF! |  | 8.7821e-05 |  | 0.0022453 |  | 9.8015e-05 |  | #REF! |  | 7.8653e-05 |  | -0.00013783 |  | 4.8325e-05 |  | 1.0614e-06 |  | 8.4729e-05 |  | 0.0024467 |  | 0.0024467 |  | 0.00075491 |  | 9.9556e-06 |  | 0.070014 |  | 0.022566 |  | 0.0052921 |  | 0.010035
| 0 |  | -8.9365e-06 |  | -1.8636e-06 |  | 9.0267e-05 |  | -7.4957e-05 |  | -6.7342e-05 |  | -2.8775e-05 |  | 6.5201e-05 |  | 2.3161e-06 |  | #REF! |  | 5.7436e-05 |  | 0.0021922 |  | 2.1094e-05 |  | #REF! |  | 2.5021e-05 |  | -6.4795e-05 |  | 4.2613e-05 |  | 1.0907e-06 |  | 4.6522e-05 |  | 0.0023206 |  | 0.0023206 |  | 0.00074492 |  | 0.0002239 |  | 0.06766 |  | 0.022772 |  | 0.0052198 |  | 0.0099852
| 0 |  | 6.5069e-05 |  | -1.9777e-05 |  | 9.0275e-05 |  | -0.00010061 |  | -6.971e-06 |  | -4.7104e-05 |  | 6.5203e-05 |  | 2.2835e-06 |  | #REF! |  | 5.7439e-05 |  | 0.0021877 |  | 2.1095e-05 |  | #REF! |  | 2.5021e-05 |  | -3.4892e-05 |  | 4.2615e-05 |  | 1.0427e-06 |  | 4.6524e-05 |  | 0.0022213 |  | 0.0022213 |  | 0.00080851 |  | 0.00011173 |  | 0.065934 |  | 0.023019 |  | 0.0052025 |  | 0.0099208
| 2.4049e-05 |  | 3.4033e-05 |  | -1.258e-07 |  | 5.5906e-05 |  | -6.8699e-05 |  | 2.1076e-06 |  | -2.5228e-05 |  | 1.8338e-05 |  | 2.2788e-06 |  | #REF! |  | 5.4419e-05 |  | 0.0022639 |  | 8.9179e-05 |  | #REF! |  | 3.9023e-05 |  | -0.0003173 |  | 8.3916e-05 |  | 9.6609e-07 |  | 8.021e-05 |  | 0.002135 |  | 0.002135 |  | 0.0006471 |  | 4.4664e-05 |  | 0.06396 |  | 0.023259 |  | 0.0052053 |  | 0.0098391
| 2.4051e-05 |  | 1.208e-05 |  | 3.7354e-06 |  | 5.5911e-05 |  | -6.4524e-05 |  | 1.0986e-06 |  | -3.0155e-05 |  | 1.8339e-05 |  | 2.35e-06 |  | #REF! |  | 5.4421e-05 |  | 0.002304 |  | 8.9183e-05 |  | #REF! |  | 3.9023e-05 |  | -0.00046857 |  | 8.392e-05 |  | 9.8001e-07 |  | 8.0214e-05 |  | 0.0021139 |  | 0.0021139 |  | 0.00059279 |  | 5.0592e-07 |  | 0.061972 |  | 0.023474 |  | 0.005252 |  | 0.0097931
| 3.8799e-05 |  | 0.0001504 |  | -2.6996e-06 |  | 7.035e-05 |  | -0.00015545 |  | -4.2939e-05 |  | -3.1891e-05 |  | 6.2915e-05 |  | 2.5393e-06 |  | #REF! |  | 6.2448e-05 |  | 0.0022324 |  | 0.00011859 |  | #REF! |  | 6.2255e-05 |  | -0.00013003 |  | 8.725e-05 |  | 1.0803e-06 |  | 5.8985e-05 |  | 0.002121 |  | 0.002121 |  | 0.00068644 |  | 7.6282e-06 |  | 0.060484 |  | 0.023687 |  | 0.0052406 |  | 0.0097269
| 3.8802e-05 |  | 0.00023368 |  | 1.7234e-05 |  | 7.0356e-05 |  | -7.6307e-05 |  | 7.5163e-05 |  | 0.00011845 |  | 0.00014652 |  | 2.0127e-06 |  | #REF! |  | 0.0001648 |  | 0.0021793 |  | 0.00021697 |  | #REF! |  | 0.00011744 |  | 0.00037636 |  | 0.00014915 |  | 8.0329e-07 |  | 0.00014408 |  | 0.0021059 |  | 0.0021059 |  | 0.00079095 |  | 0.00022024 |  | 0.058289 |  | 0.02388 |  | 0.0052256 |  | 0.0096259
| 4.0385e-06 |  | 6.5754e-05 |  | -2.4712e-05 |  | 8.2089e-05 |  | 6.7816e-05 |  | -3.2804e-05 |  | -1.1733e-05 |  | 8.3604e-05 |  | 1.4654e-06 |  | #REF! |  | 0.00010235 |  | 0.0021378 |  | 9.838e-05 |  | #REF! |  | 5.5218e-05 |  | 0.00012961 |  | 6.1894e-05 |  | 4.4898e-07 |  | 8.5097e-05 |  | 0.0018429 |  | 0.0018429 |  | 0.00071909 |  | 0.00023883 |  | 0.055465 |  | 0.024066 |  | 0.005027 |  | 0.0094868
| 4.0385e-06 |  | 4.7501e-05 |  | -1.4024e-05 |  | 8.2089e-05 |  | -0.00010391 |  | -5.368e-06 |  | -3.2451e-05 |  | 7.3353e-05 |  | 8.5295e-07 |  | #REF! |  | 7.1908e-05 |  | 0.0020798 |  | 8.7196e-05 |  | #REF! |  | 4.4256e-05 |  | 0.00040052 |  | 4.5272e-05 |  | 7.5184e-08 |  | 8.7218e-05 |  | 0.0018044 |  | 0.0018044 |  | 0.00064551 |  | 0.00017411 |  | 0.054051 |  | 0.02418 |  | 0.0050658 |  | 0.0094367
| 1.5629e-05 |  | 8.8143e-06 |  | 3.5449e-05 |  | 0.00010672 |  | -7.2241e-05 |  | 6.539e-06 |  | -2.0193e-05 |  | 7.3356e-05 |  | 9.475e-07 |  | #REF! |  | 7.1911e-05 |  | 0.0020372 |  | 8.72e-05 |  | #REF! |  | 4.4256e-05 |  | 0.0002941 |  | 4.5274e-05 |  | 6.0565e-08 |  | 8.7221e-05 |  | 0.0017846 |  | 0.0017846 |  | 0.00063965 |  | -3.2232e-05 |  | 0.052503 |  | 0.024227 |  | 0.0050017 |  | 0.0093416
| 1.5629e-05 |  | -5.5051e-06 |  | 2.772e-05 |  | 0.00010672 |  | -1.2549e-05 |  | -1.099e-05 |  | -2.578e-05 |  | 6.1644e-05 |  | 1.0108e-06 |  | #REF! |  | 7.7296e-05 |  | 0.002077 |  | 0.00010107 |  | #REF! |  | 5.1421e-05 |  | -0.00033772 |  | 9.0536e-05 |  | 3.7592e-08 |  | 9.257e-05 |  | 0.0017496 |  | 0.0017496 |  | 0.00067728 |  | -0.00019705 |  | 0.050191 |  | 0.024263 |  | 0.0049517 |  | 0.0092462
| 7.4486e-05 |  | 0.00011011 |  | -1.059e-05 |  | 9.7359e-05 |  | -3.3023e-05 |  | -4.2067e-05 |  | -5.4551e-05 |  | 6.1646e-05 |  | 1.0694e-06 |  | #REF! |  | 7.73e-05 |  | 0.0020539 |  | 0.00010108 |  | #REF! |  | 5.1407e-05 |  | -0.00060987 |  | 9.054e-05 |  | 4.0377e-08 |  | 9.2574e-05 |  | 0.0016678 |  | 0.0016678 |  | 0.00076847 |  | 2.2464e-05 |  | 0.048881 |  | 0.024359 |  | 0.0049846 |  | 0.0091851
| 7.4479e-05 |  | 0.00011919 |  | -1.3126e-05 |  | 9.7351e-05 |  | -9.5437e-05 |  | -5.5179e-05 |  | -2.9886e-05 |  | 7.3675e-05 |  | 1.0648e-06 |  | #REF! |  | 4.883e-05 |  | 0.0021435 |  | 7.8905e-05 |  | #REF! |  | 3.9683e-05 |  | -0.00022556 |  | 3.6277e-05 |  | 5.6393e-08 |  | 8.1948e-05 |  | 0.0016328 |  | 0.0016328 |  | 0.00070157 |  | 3.9298e-05 |  | 0.047909 |  | 0.024522 |  | 0.0050246 |  | 0.0091463
| 3.3549e-05 |  | 6.6344e-05 |  | 1.3884e-05 |  | 9.5608e-05 |  | -9.8089e-05 |  | -3.9564e-05 |  | -1.5451e-06 |  | 7.3679e-05 |  | 9.5757e-07 |  | #REF! |  | 4.8832e-05 |  | 0.0023004 |  | 7.8908e-05 |  | #REF! |  | 3.9673e-05 |  | 0.00011183 |  | 3.6278e-05 |  | 4.8734e-08 |  | 8.1952e-05 |  | 0.0016071 |  | 0.0016071 |  | 0.00067398 |  | 2.3745e-05 |  | 0.046627 |  | 0.024698 |  | 0.0049348 |  | 0.0090889
| 3.3549e-05 |  | 6.881e-05 |  | 1.9627e-05 |  | 9.5608e-05 |  | -3.7977e-05 |  | -4.6108e-05 |  | -2.0222e-05 |  | 7.315e-05 |  | 7.8909e-07 |  | #REF! |  | 5.5229e-05 |  | 0.0021491 |  | 0.00010113 |  | #REF! |  | 4.4746e-05 |  | -0.00026668 |  | 5.2319e-05 |  | 2.576e-08 |  | 0.00010522 |  | 0.0015674 |  | 0.0015674 |  | 0.00077688 |  | 8.8688e-05 |  | 0.045226 |  | 0.024802 |  | 0.0047981 |  | 0.00901
| 0 |  | 3.2608e-05 |  | -1.4188e-05 |  | 4.0687e-05 |  | -4.939e-06 |  | -5.8948e-05 |  | -1.8797e-05 |  | 7.3154e-05 |  | 7.518e-07 |  | #REF! |  | 5.5231e-05 |  | 0.0019528 |  | 0.00010114 |  | #REF! |  | 4.4758e-05 |  | -0.00022929 |  | 5.2321e-05 |  | 5.5696e-09 |  | 0.00010522 |  | 0.0014774 |  | 0.0014774 |  | 0.00087639 |  | -0.00012733 |  | 0.043277 |  | 0.024831 |  | 0.0047585 |  | 0.0089443
| 0 |  | 0.00010661 |  | -1.9529e-05 |  | 4.5784e-05 |  | -0.00010224 |  | -5.5466e-05 |  | -1.2279e-05 |  | 7.1893e-05 |  | 8.8173e-07 |  | #REF! |  | 6.9827e-05 |  | 0.0019675 |  | 8.6983e-05 |  | #REF! |  | 7.1721e-05 |  | 6.5015e-06 |  | 3.2758e-05 |  | 2.7851e-09 |  | 9.9612e-05 |  | 0.0014295 |  | 0.0014295 |  | 0.00085966 |  | -0.00023993 |  | 0.041784 |  | 0.02486 |  | 0.004781 |  | 0.008886
| 2.8284e-05 |  | 0.00017814 |  | -1.269e-05 |  | 8.7229e-05 |  | -0.00017738 |  | -4.1121e-05 |  | -1.3515e-05 |  | 7.1897e-05 |  | 9.9694e-07 |  | #REF! |  | 6.983e-05 |  | 0.0019324 |  | 8.6987e-05 |  | #REF! |  | 7.1721e-05 |  | -0.00022556 |  | 3.276e-05 |  | 8.3552e-09 |  | 9.9617e-05 |  | 0.0014296 |  | 0.0014296 |  | 0.00085799 |  | -0.00020949 |  | 0.040983 |  | 0.024966 |  | 0.004546 |  | 0.0087941
| 2.8286e-05 |  | 0.00014252 |  | -8.5604e-06 |  | 8.2138e-05 |  | -0.00010549 |  | 2.5635e-07 |  | -7.4372e-06 |  | 6.9905e-05 |  | 9.7363e-07 |  | #REF! |  | 2.8935e-05 |  | 0.0019643 |  | 6.103e-05 |  | #REF! |  | 4.2128e-05 |  | -0.0003563 |  | 4.1409e-05 |  | 1.671e-08 |  | 0.00012619 |  | 0.0013898 |  | 0.0013898 |  | 0.00068911 |  | -1.5715e-05 |  | 0.039874 |  | 0.025122 |  | 0.0046736 |  | 0.0087148
| 3.8828e-05 |  | 7.2794e-05 |  | -1.3063e-05 |  | 5.6971e-05 |  | -5.4812e-05 |  | 2.0404e-05 |  | -2.958e-05 |  | 6.9908e-05 |  | 8.2786e-07 |  | #REF! |  | 2.8937e-05 |  | 0.0019578 |  | 6.1033e-05 |  | #REF! |  | 4.2128e-05 |  | -0.00031528 |  | 4.141e-05 |  | 1.6712e-08 |  | 0.00012619 |  | 0.0013571 |  | 0.0013571 |  | 0.00055112 |  | 0.0001533 |  | 0.038302 |  | 0.025217 |  | 0.0049547 |  | 0.0086828
| 3.8832e-05 |  | -2.3227e-05 |  | -3.4776e-05 |  | 5.6976e-05 |  | -2.7964e-05 |  | -6.7203e-06 |  | -3.6574e-05 |  | 4.9748e-05 |  | 7.0531e-07 |  | #REF! |  | 8.4896e-05 |  | 0.0018964 |  | 3.0057e-05 |  | #REF! |  | 3.8405e-05 |  | -0.00026294 |  | 5.3087e-05 |  | 8.3559e-09 |  | 9.8236e-05 |  | 0.0012659 |  | 0.0012659 |  | 0.0007602 |  | 0.00016982 |  | 0.037242 |  | 0.025242 |  | 0.004735 |  | 0.0086514
| 6.9242e-05 |  | -7.6709e-05 |  | -3.5565e-05 |  | 9.8582e-05 |  | -3.7636e-05 |  | -2.686e-05 |  | -2.9954e-05 |  | 4.975e-05 |  | 7.1463e-07 |  | #REF! |  | 8.49e-05 |  | 0.0020145 |  | 3.0058e-05 |  | #REF! |  | 3.8405e-05 |  | -2.8609e-05 |  | 5.309e-05 |  | 0 |  | 9.824e-05 |  | 0.0011958 |  | 0.0011958 |  | 0.00082046 |  | -4.7091e-05 |  | 0.036447 |  | 0.025303 |  | 0.0045726 |  | 0.0085632
| 6.9242e-05 |  | -6.9234e-05 |  | -3.1482e-05 |  | 9.8582e-05 |  | -6.5426e-05 |  | -9.0577e-05 |  | -2.8596e-05 |  | 2.5092e-05 |  | 7.9855e-07 |  | #REF! |  | 7.745e-05 |  | 0.0019564 |  | 1.5619e-05 |  | #REF! |  | 3.3301e-05 |  | -0.00010219 |  | 7.2084e-05 |  | 0 |  | 9.2156e-05 |  | 0.0011502 |  | 0.0011502 |  | 0.00068326 |  | -0.00049154 |  | 0.035033 |  | 0.025486 |  | 0.0045176 |  | 0.0084992
| 6.7488e-05 |  | 3.0565e-05 |  | -1.5586e-05 |  | 4.681e-05 |  | -3.0852e-05 |  | -8.3227e-05 |  | -1.5516e-05 |  | 2.5093e-05 |  | 8.4058e-07 |  | #REF! |  | 7.7453e-05 |  | 0.0018134 |  | 1.562e-05 |  | #REF! |  | 3.3301e-05 |  | -0.00019245 |  | 7.2087e-05 |  | 2.7855e-09 |  | 9.216e-05 |  | 0.0011175 |  | 0.0011175 |  | 0.00056035 |  | -0.00047718 |  | 0.033423 |  | 0.025784 |  | 0.0045636 |  | 0.0084689
| 7.2768e-05 |  | 0.00010554 |  | 8.3461e-06 |  | 4.681e-05 |  | -5.4261e-05 |  | -9.5502e-05 |  | -2.3533e-05 |  | 8.4244e-05 |  | 8.2386e-07 |  | #REF! |  | 5.2489e-05 |  | 0.0019131 |  | 0.00013882 |  | #REF! |  | 6.82e-05 |  | 0.00028662 |  | 3.8756e-05 |  | 5.5706e-09 |  | 9.1061e-05 |  | 0.0011315 |  | 0.0011315 |  | 0.00069923 |  | -0.00010405 |  | 0.032228 |  | 0.026086 |  | 0.0045039 |  | 0.0084306
| 3.885e-05 |  | 0.00014129 |  | -6.1062e-06 |  | 9.0383e-05 |  | -3.7776e-05 |  | -0.00012135 |  | -3.9464e-05 |  | 8.4247e-05 |  | 8.3133e-07 |  | #REF! |  | 5.2491e-05 |  | 0.0018816 |  | 0.00013883 |  | #REF! |  | 6.82e-05 |  | 0.00020811 |  | 3.8758e-05 |  | 6.268e-09 |  | 9.1064e-05 |  | 0.0011047 |  | 0.0011047 |  | 0.00077362 |  | -9.1562e-05 |  | 0.031333 |  | 0.026327 |  | 0.0044165 |  | 0.0083461
| 3.3572e-05 |  | 0.00012436 |  | -1.3716e-05 |  | 9.039e-05 |  | 7.2059e-06 |  | -3.0706e-05 |  | -3.1528e-05 |  | 8.0138e-05 |  | 8.5723e-07 |  | #REF! |  | 4.6724e-05 |  | 0.0018853 |  | 6.324e-05 |  | #REF! |  | 5.8944e-05 |  | -0.00016125 |  | 7.971e-05 |  | 4.8747e-09 |  | 4.6537e-05 |  | 0.0010533 |  | 0.0010533 |  | 0.00064403 |  | -5.7795e-05 |  | 0.030579 |  | 0.02652 |  | 0.0045244 |  | 0.0082551
| 7.8651e-05 |  | 8.4103e-05 |  | -8.5634e-06 |  | 9.8608e-05 |  | 5.2853e-06 |  | -3.4464e-05 |  | -2.0861e-05 |  | 8.0142e-05 |  | 8.2466e-07 |  | #REF! |  | 4.6726e-05 |  | 0.0019035 |  | 6.3242e-05 |  | #REF! |  | 5.8944e-05 |  | -6.854e-05 |  | 7.9714e-05 |  | 1.2536e-08 |  | 4.6539e-05 |  | 0.0010498 |  | 0.0010498 |  | 0.00063985 |  | 6.1132e-05 |  | 0.029428 |  | 0.026715 |  | 0.0045536 |  | 0.0082182
| 7.8658e-05 |  | 3.5245e-05 |  | -1.8748e-06 |  | 9.8616e-05 |  | -0.00013585 |  | -7.8438e-05 |  | -1.1465e-05 |  | 7.4799e-05 |  | 7.6272e-07 |  | #REF! |  | 8.1181e-05 |  | 0.0017534 |  | 8.0386e-05 |  | #REF! |  | 5.9133e-05 |  | 0.00011573 |  | 5.7682e-05 |  | 2.0893e-08 |  | 0.00011455 |  | 0.0010182 |  | 0.0010182 |  | 0.00065996 |  | -7.8676e-05 |  | 0.02866 |  | 0.026922 |  | 0.0045047 |  | 0.0081882
| 2.1975e-05 |  | -4.6693e-05 |  | 7.8573e-06 |  | 0.00010919 |  | -0.00012511 |  | -9.6162e-05 |  | -2.0616e-05 |  | 7.4802e-05 |  | 7.4739e-07 |  | #REF! |  | 8.1184e-05 |  | 0.0018656 |  | 8.0389e-05 |  | #REF! |  | 5.9133e-05 |  | 0.00013707 |  | 5.7685e-05 |  | 1.95e-08 |  | 0.00011456 |  | 0.00092583 |  | 0.00092583 |  | 0.00066577 |  | -0.00039398 |  | 0.028184 |  | 0.027097 |  | 0.0044723 |  | 0.0081004
| 2.1975e-05 |  | 1.5848e-05 |  | -6.7775e-06 |  | 0.00010919 |  | -5.7112e-06 |  | -7.7536e-05 |  | -2.052e-05 |  | 6.6832e-05 |  | 7.6611e-07 |  | #REF! |  | 6.13e-05 |  | 0.0019878 |  | 4.2045e-05 |  | #REF! |  | 2.7306e-05 |  | -0.00039005 |  | 1.6811e-05 |  | 9.751e-09 |  | 6.2562e-05 |  | 0.00091646 |  | 0.00091646 |  | 0.00076033 |  | -6.6518e-05 |  | 0.027126 |  | 0.027235 |  | 0.0044126 |  | 0.0080123
| 0.0001139 |  | 0.00017451 |  | -1.1836e-05 |  | 6.3994e-05 |  | -0.00011769 |  | 3.1359e-05 |  | -3.2077e-05 |  | 6.6835e-05 |  | 7.5406e-07 |  | #REF! |  | 6.1303e-05 |  | 0.0020443 |  | 4.2046e-05 |  | #REF! |  | 2.7306e-05 |  | -0.00046553 |  | 1.6812e-05 |  | 8.3573e-09 |  | 6.2564e-05 |  | 0.00092005 |  | 0.00092005 |  | 0.00071186 |  | 0.00016974 |  | 0.026181 |  | 0.027405 |  | 0.0044457 |  | 0.0079476
| 0.00011391 |  | 0.00022679 |  | -2.2354e-05 |  | 6.3999e-05 |  | -0.00017213 |  | 5.0795e-05 |  | -4.7432e-05 |  | 8.1982e-05 |  | 7.4946e-07 |  | #REF! |  | 6.5142e-05 |  | 0.0020257 |  | 4.2139e-05 |  | #REF! |  | 3.4725e-05 |  | -0.00010219 |  | 2.8564e-05 |  | 1.6716e-08 |  | 7.1744e-05 |  | 0.00088494 |  | 0.00088494 |  | 0.00062232 |  | -8.8818e-05 |  | 0.025123 |  | 0.027657 |  | 0.0044399 |  | 0.0078926
| 7.1632e-05 |  | 0.00025859 |  | -9.0587e-06 |  | 9.3944e-05 |  | -0.00012035 |  | -1.33e-05 |  | -3.2522e-05 |  | 8.1986e-05 |  | 8.3346e-07 |  | #REF! |  | 6.5144e-05 |  | 0.0017773 |  | 4.2141e-05 |  | #REF! |  | 3.4725e-05 |  | 0.00016645 |  | 2.8566e-05 |  | 2.6469e-08 |  | 7.1747e-05 |  | 0.00089551 |  | 0.00089551 |  | 0.00063992 |  | -0.00016502 |  | 0.02402 |  | 0.027918 |  | 0.0043851 |  | 0.0078452
| 7.1638e-05 |  | 0.0002079 |  | 9.2716e-06 |  | 9.3952e-05 |  | -0.00011114 |  | -4.116e-05 |  | -2.7575e-05 |  | 1.5374e-05 |  | 9.0734e-07 |  | #REF! |  | 4.4882e-05 |  | 0.0016876 |  | 8.8895e-05 |  | #REF! |  | 5.95e-05 |  | 0.00038757 |  | 2.8115e-05 |  | 2.786e-08 |  | 9.0722e-05 |  | 0.00085575 |  | 0.00085575 |  | 0.00061065 |  | -9.4047e-05 |  | 0.023544 |  | 0.028086 |  | 0.004356 |  | 0.0078057
| 1.354e-05 |  | 0.00012337 |  | -2.0821e-05 |  | 9.0429e-05 |  | -0.00011777 |  | 1.0824e-05 |  | -2.8157e-05 |  | 1.5374e-05 |  | 8.7477e-07 |  | #REF! |  | 4.4884e-05 |  | 0.0017211 |  | 8.8898e-05 |  | #REF! |  | 5.95e-05 |  | 0.00012586 |  | 2.8116e-05 |  | 2.229e-08 |  | 9.0726e-05 |  | 0.00083357 |  | 0.00083357 |  | 0.00058388 |  | 0.0001669 |  | 0.022726 |  | 0.028143 |  | 0.0043365 |  | 0.0077667
| 1.3541e-05 |  | 5.9455e-05 |  | -1.7742e-05 |  | 9.0437e-05 |  | -0.00019321 |  | 1.5657e-06 |  | -2.2511e-05 |  | 5.5775e-05 |  | 7.6018e-07 |  | #REF! |  | 3.7079e-05 |  | 0.0017547 |  | 8.6945e-05 |  | #REF! |  | 4.145e-05 |  | -9.1024e-06 |  | 4.1461e-05 |  | 1.5324e-08 |  | 0.00010264 |  | 0.00083123 |  | 0.00083123 |  | 0.00067008 |  | 0.00017092 |  | 0.021542 |  | 0.02818 |  | 0.0042803 |  | 0.0077278
| 7.4587e-05 |  | 4.4265e-05 |  | 7.4473e-07 |  | 5.2956e-05 |  | -0.00024385 |  | -7.5737e-05 |  | -9.9903e-06 |  | 5.5778e-05 |  | 6.5897e-07 |  | #REF! |  | 3.7081e-05 |  | 0.0018001 |  | 8.6949e-05 |  | #REF! |  | 4.145e-05 |  | -3.4892e-05 |  | 4.1463e-05 |  | 1.1146e-08 |  | 0.00010264 |  | 0.00083478 |  | 0.00083478 |  | 0.00070438 |  | -4.96e-05 |  | 0.020977 |  | 0.028244 |  | 0.0043167 |  | 0.0076688
| 7.4593e-05 |  | 0.00014827 |  | -1.2134e-05 |  | 5.296e-05 |  | -0.00018519 |  | -1.8585e-05 |  | -1.5443e-05 |  | 3.0016e-05 |  | 6.6957e-07 |  | #REF! |  | 5.9576e-05 |  | 0.0017732 |  | 4.4147e-05 |  | #REF! |  | 4.0576e-05 |  | 6.8922e-05 |  | 3.2954e-05 |  | 1.4628e-08 |  | 0.00011942 |  | 0.00078564 |  | 0.00078564 |  | 0.00072947 |  | -0.00011933 |  | 0.020625 |  | 0.028367 |  | 0.0042853 |  | 0.0075922
| 6.8133e-05 |  | 8.1519e-05 |  | -2.7943e-05 |  | 7.1069e-05 |  | -0.00012626 |  | 1.3247e-05 |  | -2.9322e-05 |  | 3.0017e-05 |  | 6.9028e-07 |  | #REF! |  | 5.9578e-05 |  | 0.0017162 |  | 4.4149e-05 |  | #REF! |  | 4.0576e-05 |  | 0.00020438 |  | 3.2955e-05 |  | 1.4629e-08 |  | 0.00011943 |  | 0.00071542 |  | 0.00071542 |  | 0.00082651 |  | -6.2503e-05 |  | 0.019973 |  | 0.028524 |  | 0.0042129 |  | 0.0075503
| 6.8133e-05 |  | -2.1744e-05 |  | -2.4017e-05 |  | 7.1069e-05 |  | -9.7918e-05 |  | -5.7424e-05 |  | -4.8212e-05 |  | 3.3764e-05 |  | 7.05e-07 |  | #REF! |  | 2.4063e-05 |  | 0.0016199 |  | 7.9125e-05 |  | #REF! |  | 4.284e-05 |  | 0.0001969 |  | 1.7418e-05 |  | 1.1147e-08 |  | 8.9811e-05 |  | 0.00068501 |  | 0.00068501 |  | 0.00076967 |  | -0.00012646 |  | 0.019007 |  | 0.028714 |  | 0.0043384 |  | 0.0074911
| 5.1544e-05 |  | 3.4046e-05 |  | -1.9331e-06 |  | 3.2596e-05 |  | -4.4021e-05 |  | -8.3631e-06 |  | -5.2631e-05 |  | 3.3766e-05 |  | 7.9955e-07 |  | #REF! |  | 2.4064e-05 |  | 0.0015368 |  | 7.9128e-05 |  | #REF! |  | 4.284e-05 |  | 0.00027569 |  | 1.7419e-05 |  | 2.5078e-08 |  | 8.9815e-05 |  | 0.00064639 |  | 0.00064639 |  | 0.00072533 |  | -0.00022875 |  | 0.018097 |  | 0.028915 |  | 0.0042578 |  | 0.0074386
| 5.1544e-05 |  | 0.00010002 |  | 1.463e-05 |  | 3.2596e-05 |  | -2.4171e-05 |  | -2.1636e-05 |  | -4.5234e-05 |  | 7.59e-05 |  | 9.7287e-07 |  | #REF! |  | 7.2528e-05 |  | 0.0016466 |  | 7.1165e-05 |  | #REF! |  | 6.4728e-05 |  | 9.5957e-05 |  | 0.00010868 |  | 4.18e-08 |  | 8.3363e-05 |  | 0.00065462 |  | 0.00065462 |  | 0.00067346 |  | 7.1961e-06 |  | 0.017627 |  | 0.029123 |  | 0.0040799 |  | 0.0074049
| 0 |  | 5.5134e-05 |  | 1.1779e-05 |  | 0.0001222 |  | -4.1454e-05 |  | -3.1662e-05 |  | -4.395e-05 |  | 7.5904e-05 |  | 1.0688e-06 |  | #REF! |  | 7.2531e-05 |  | 0.0017267 |  | 7.1168e-05 |  | #REF! |  | 6.4711e-05 |  | -7.9322e-05 |  | 0.00010868 |  | 5.3644e-08 |  | 8.3366e-05 |  | 0.0006769 |  | 0.0006769 |  | 0.00066761 |  | 5.1019e-05 |  | 0.017149 |  | 0.02936 |  | 0.0040473 |  | 0.0073618
| 0 |  | 6.8958e-05 |  | -1.2406e-05 |  | 0.0001222 |  | -9.1771e-05 |  | -2.0676e-05 |  | -4.1345e-05 |  | 8.2166e-05 |  | 1.0362e-06 |  | #REF! |  | 6.5746e-05 |  | 0.0016168 |  | 1.9377e-05 |  | #REF! |  | 3.307e-05 |  | 0.00018195 |  | 2.0602e-05 |  | 4.8767e-08 |  | 1.8857e-05 |  | 0.00069566 |  | 0.00069566 |  | 0.00077808 |  | -0.00012661 |  | 0.016731 |  | 0.029612 |  | 0.0041072 |  | 0.0073086
| 2.1993e-05 |  | 3.1944e-05 |  | -2.1256e-05 |  | 5.0941e-05 |  | -9.693e-05 |  | -8.3852e-05 |  | -3.4125e-05 |  | 8.2169e-05 |  | 9.2097e-07 |  | #REF! |  | 6.5748e-05 |  | 0.0016058 |  | 1.9378e-05 |  | #REF! |  | 3.307e-05 |  | 0.00015475 |  | 2.0603e-05 |  | 7.9427e-08 |  | 1.8858e-05 |  | 0.00064179 |  | 0.00064179 |  | 0.00078394 |  | 1.0069e-05 |  | 0.01596 |  | 0.029839 |  | 0.0038179 |  | 0.0072341
| 2.1993e-05 |  | 2.5687e-05 |  | -2.3328e-05 |  | 5.0941e-05 |  | -1.179e-07 |  | -7.3322e-05 |  | -2.8008e-05 |  | 4.7972e-05 |  | 8.1102e-07 |  | #REF! |  | 8.0722e-05 |  | 0.0016122 |  | 9.2502e-05 |  | #REF! |  | 2.7378e-05 |  | -9.471e-05 |  | 4.3956e-05 |  | 1.1496e-07 |  | 8.3757e-05 |  | 0.00056571 |  | 0.00056571 |  | 0.00083498 |  | -1.1685e-05 |  | 0.015174 |  | 0.030006 |  | 0.0039635 |  | 0.0071782
| 5.3673e-05 |  | 8.5912e-05 |  | -4.4004e-05 |  | 3.6684e-05 |  | -3.5565e-05 |  | -3.1485e-05 |  | -4.8518e-05 |  | 4.7974e-05 |  | 7.8369e-07 |  | #REF! |  | 8.0726e-05 |  | 0.0016107 |  | 9.2506e-05 |  | #REF! |  | 2.7385e-05 |  | -0.0001134 |  | 4.3958e-05 |  | 2.982e-07 |  | 8.376e-05 |  | 0.00053646 |  | 0.00053646 |  | 0.00074132 |  | -0.00027575 |  | 0.014576 |  | 0.030142 |  | 0.0042296 |  | 0.0071433
| 5.3673e-05 |  | -4.8609e-06 |  | -2.1167e-05 |  | 3.6684e-05 |  | -0.00012094 |  | 2.3502e-05 |  | -5.6432e-05 |  | 5.0696e-05 |  | 8.3501e-07 |  | #REF! |  | 5.504e-05 |  | 0.0017106 |  | 0.00010243 |  | #REF! |  | 5.8492e-05 |  | -0.00027828 |  | 4.1882e-05 |  | 4.4591e-07 |  | 9.9294e-05 |  | 0.00058333 |  | 0.00058333 |  | 0.0006225 |  | -0.00035696 |  | 0.014044 |  | 0.030312 |  | 0.004033 |  | 0.0071008
| 1.1439e-05 |  | -8.7287e-05 |  | 1.8169e-05 |  | 9.8725e-05 |  | -0.00016666 |  | 3.135e-05 |  | -3.9895e-05 |  | 5.0698e-05 |  | 9.2505e-07 |  | #REF! |  | 5.5042e-05 |  | 0.0016454 |  | 0.00010244 |  | #REF! |  | 5.8508e-05 |  | -0.00030781 |  | 4.1883e-05 |  | 1.7894e-06 |  | 9.9298e-05 |  | 0.00059739 |  | 0.00059739 |  | 0.00064761 |  | -0.00030746 |  | 0.013747 |  | 0.030498 |  | 0.0040341 |  | 0.0070443
| 1.144e-05 |  | -7.8821e-05 |  | 3.3491e-05 |  | 9.8734e-05 |  | -0.00019231 |  | 3.1238e-05 |  | -1.186e-05 |  | 8.8751e-05 |  | 9.9161e-07 |  | #REF! |  | 6.2043e-05 |  | 0.0016056 |  | 8.9776e-05 |  | #REF! |  | 7.6259e-05 |  | -0.00022367 |  | 9.0435e-05 |  | 2.9848e-06 |  | 0.00010105 |  | 0.00059393 |  | 0.00059393 |  | 0.00067856 |  | -0.00016579 |  | 0.013215 |  | 0.030666 |  | 0.0039361 |  | 0.0069875
| 5.6851e-05 |  | -5.2271e-05 |  | -5.4946e-07 |  | 0.00011696 |  | -0.000148 |  | 3.9066e-05 |  | -2.6191e-05 |  | 8.8755e-05 |  | 1.0271e-06 |  | #REF! |  | 6.2045e-05 |  | 0.0016322 |  | 8.978e-05 |  | #REF! |  | 7.6259e-05 |  | -0.00025173 |  | 9.0439e-05 |  | 3.7734e-06 |  | 0.00010106 |  | 0.00052715 |  | 0.00052715 |  | 0.00070036 |  | -0.00014221 |  | 0.012651 |  | 0.030827 |  | 0.0038857 |  | 0.0069444
| 5.6855e-05 |  | 3.5332e-05 |  | -4.5808e-05 |  | 0.00011697 |  | -0.00012564 |  | -3.3135e-05 |  | -5.6457e-05 |  | 0 |  | 1.0537e-06 |  | #REF! |  | 5.1913e-05 |  | 0.0015688 |  | 4.3256e-05 |  | #REF! |  | 3.3222e-05 |  | -0.00011443 |  | 9.1965e-07 |  | 3.3655e-06 |  | 3.3086e-05 |  | 0.00044402 |  | 0.00044402 |  | 0.00066183 |  | -0.00011296 |  | 0.012225 |  | 0.03098 |  | 0.0039247 |  | 0.0069034
| 8.7582e-05 |  | 0.0001048 |  | -3.3284e-05 |  | 3.7713e-05 |  | -0.00015305 |  | -4.6064e-05 |  | -4.6924e-05 |  | 0 |  | 1.0318e-06 |  | #REF! |  | 5.1915e-05 |  | 0.0015159 |  | 4.3258e-05 |  | #REF! |  | 3.3222e-05 |  | 4.7355e-05 |  | 9.1969e-07 |  | 9.7044e-06 |  | 3.3088e-05 |  | 0.00050611 |  | 0.00050611 |  | 0.00062509 |  | -1.2102e-05 |  | 0.01186 |  | 0.031167 |  | 0.0038966 |  | 0.0068403
| 8.759e-05 |  | 9.7421e-05 |  | -1.5116e-05 |  | 3.7716e-05 |  | -0.00015201 |  | 1.7532e-05 |  | -3.3907e-05 |  | 7.0861e-05 |  | 9.5979e-07 |  | #REF! |  | 9.7989e-05 |  | 0.0014896 |  | 8.2745e-05 |  | #REF! |  | 2.5689e-05 |  | 3.614e-05 |  | 2.8933e-05 |  | 1.6479e-05 |  | 6.0542e-05 |  | 0.00051084 |  | 0.00051084 |  | 0.00060915 |  | 0.00012501 |  | 0.010903 |  | 0.031359 |  | 0.0038055 |  | 0.0067909
| 4.9466e-05 |  | 0.00014327 |  | -2.3572e-06 |  | 6.4076e-05 |  | -0.00014889 |  | 4.011e-06 |  | -2.6181e-05 |  | 7.0864e-05 |  | 8.7781e-07 |  | #REF! |  | 9.7993e-05 |  | 0.0015108 |  | 8.2749e-05 |  | #REF! |  | 2.5683e-05 |  | 0.00027178 |  | 2.8935e-05 |  | 3.4892e-05 |  | 6.0545e-05 |  | 0.00050264 |  | 0.00050264 |  | 0.00066526 |  | 0.00015539 |  | 0.010618 |  | 0.031597 |  | 0.0038372 |  | 0.0067685
| 4.9471e-05 |  | 0.00013104 |  | -8.5427e-06 |  | 6.4081e-05 |  | -5.6153e-05 |  | 5.8317e-05 |  | -3.0687e-05 |  | 3.785e-05 |  | 7.9916e-07 |  | #REF! |  | 4.6939e-05 |  | 0.0014492 |  | 7.1025e-05 |  | #REF! |  | 3.9288e-05 |  | 0.00016326 |  | 1.2946e-05 |  | 5.423e-05 |  | 8.1009e-05 |  | 0.00047923 |  | 0.00047923 |  | 0.00077734 |  | 1.0088e-07 |  | 0.010431 |  | 0.031858 |  | 0.0037975 |  | 0.0067618
| 6.1627e-06 |  | 7.3388e-05 |  | -2.7172e-06 |  | 5.6073e-05 |  | 3.0385e-05 |  | 4.9471e-05 |  | -2.8864e-05 |  | 3.7851e-05 |  | 7.6723e-07 |  | #REF! |  | 4.6941e-05 |  | 0.0014728 |  | 7.1028e-05 |  | #REF! |  | 3.9288e-05 |  | -5.2015e-06 |  | 1.2947e-05 |  | 9.3157e-05 |  | 8.1013e-05 |  | 0.0004652 |  | 0.0004652 |  | 0.000754 |  | -5.5991e-05 |  | 0.0092319 |  | 0.032094 |  | 0.0036349 |  | 0.0067103
| 6.1632e-06 |  | 3.331e-05 |  | 2.5387e-05 |  | 5.6078e-05 |  | -9.2259e-05 |  | 5.2966e-06 |  | -2.5789e-06 |  | 4.6557e-05 |  | 8.2922e-07 |  | #REF! |  | 3.8092e-05 |  | 0.0016011 |  | 5.0678e-05 |  | #REF! |  | 3.6328e-05 |  | -3.4893e-05 |  | 6.1873e-05 |  | 0.00011695 |  | 0.00010801 |  | 0.00047692 |  | 0.00047692 |  | 0.000723 |  | -0.00018247 |  | 0.0088579 |  | 0.032269 |  | 0.0036185 |  | 0.0066398
| 6.762e-05 |  | 3.9197e-05 |  | -8.4864e-05 |  | 7.35e-05 |  | -0.00015027 |  | 2.2566e-07 |  | -9.8058e-06 |  | 4.6559e-05 |  | 9.1454e-07 |  | #REF! |  | 3.8094e-05 |  | 0.0015447 |  | 5.068e-05 |  | #REF! |  | 3.6337e-05 |  | -0.00017295 |  | 6.1876e-05 |  | 0.00014313 |  | 0.00010801 |  | 0.00041718 |  | 0.00041718 |  | 0.00069877 |  | -0.00024807 |  | 0.0087187 |  | 0.032416 |  | 0.003607 |  | 0.006591
| 6.762e-05 |  | 6.4585e-05 |  | -4.3608e-05 |  | 7.35e-05 |  | -7.9502e-05 |  | -8.3627e-05 |  | -3.7073e-05 |  | 9.1295e-05 |  | 9.2395e-07 |  | #REF! |  | 5.4682e-05 |  | 0.0014212 |  | 5.95e-05 |  | #REF! |  | 4.8864e-05 |  | -0.0002106 |  | 2.072e-05 |  | 0.00016843 |  | 6.1798e-05 |  | 0.00041134 |  | 0.00041134 |  | 0.00069961 |  | -8.5781e-05 |  | 0.0084543 |  | 0.032537 |  | 0.0035427 |  | 0.006534
| 8.2334e-05 |  | 5.5214e-05 |  | 2.5819e-06 |  | 1.8356e-05 |  | -9.0382e-05 |  | -5.7599e-05 |  | -3.5653e-05 |  | 9.1299e-05 |  | 9.1395e-07 |  | #REF! |  | 5.4685e-05 |  | 0.0014132 |  | 5.9502e-05 |  | #REF! |  | 4.8877e-05 |  | -0.00030033 |  | 2.0721e-05 |  | 0.00020473 |  | 6.1801e-05 |  | 0.00045003 |  | 0.00045003 |  | 0.00075568 |  | 0.00011667 |  | 0.0088606 |  | 0.032626 |  | 0.0035428 |  | 0.0064916
| 8.2334e-05 |  | 7.2397e-05 |  | -0.00010443 |  | 1.8356e-05 |  | -0.0001139 |  | -3.87e-05 |  | -2.6486e-05 |  | 6.8849e-05 |  | 8.9329e-07 |  | #REF! |  | 6.5045e-05 |  | 0.0013315 |  | 1.5122e-05 |  | #REF! |  | 1.8386e-05 |  | -0.00016124 |  | 6.1797e-05 |  | 0.00027674 |  | 5.7011e-05 |  | 0.00041606 |  | 0.00041606 |  | 0.00065027 |  | 3.914e-05 |  | 0.0089825 |  | 0.032706 |  | 0.0035019 |  | 0.0064663
| 3.8921e-05 |  | 8.3564e-05 |  | -2.9155e-06 |  | 6.4103e-05 |  | -0.00012098 |  | -3.1723e-05 |  | -2.0317e-05 |  | 6.8852e-05 |  | 8.8462e-07 |  | #REF! |  | 6.5155e-05 |  | 0.0013444 |  | 1.5123e-05 |  | #REF! |  | 1.839e-05 |  | -1.247e-06 |  | 6.1799e-05 |  | 0.00033805 |  | 5.7014e-05 |  | 0.00038912 |  | 0.00038912 |  | 0.0006904 |  | 0.00017928 |  | 0.008807 |  | 0.03282 |  | 0.0034716 |  | 0.0064401
| 3.8928e-05 |  | 0.00012134 |  | 1.7955e-05 |  | 6.4114e-05 |  | -7.7254e-05 |  | -1.943e-05 |  | -3.8367e-05 |  | 4.0051e-05 |  | 8.9936e-07 |  | #REF! |  | 4.9804e-05 |  | 0.0013999 |  | 4.0672e-05 |  | #REF! |  | 8.2648e-06 |  | -0.00016905 |  | 5.0612e-05 |  | 0.00036664 |  | 5.7326e-05 |  | 0.00041024 |  | 0.00041024 |  | 0.00075907 |  | 0.00011593 |  | 0.0082736 |  | 0.033017 |  | 0.0035046 |  | 0.006396
| 2.2018e-05 |  | 0.00015472 |  | -7.3627e-06 |  | 8.4701e-05 |  | -3.4881e-05 |  | -5.9754e-05 |  | -4.834e-05 |  | 4.0052e-05 |  | 8.9869e-07 |  | #REF! |  | 4.9699e-05 |  | 0.0013782 |  | 4.0674e-05 |  | #REF! |  | 8.2669e-06 |  | -0.00014705 |  | 5.0615e-05 |  | 0.00035831 |  | 5.7328e-05 |  | 0.00050168 |  | 0.00050168 |  | 0.00066035 |  | -0.00011723 |  | 0.0073835 |  | 0.033227 |  | 0.0034977 |  | 0.0063358
| 2.202e-05 |  | 0.00015522 |  | 8.4843e-05 |  | 8.4708e-05 |  | -2.6449e-05 |  | -3.5232e-05 |  | -3.43e-05 |  | 5.3172e-05 |  | 9.1403e-07 |  | #REF! |  | 5.9238e-05 |  | 0.0014753 |  | 4.459e-05 |  | #REF! |  | 4.0366e-05 |  | -3.641e-05 |  | 4.9666e-06 |  | 0.00035474 |  | 8.889e-05 |  | 0.00046419 |  | 0.00046419 |  | 0.0006327 |  | -2.3663e-05 |  | 0.0063469 |  | 0.033402 |  | 0.0035424 |  | 0.0062748
| 4.0516e-06 |  | 9.8064e-05 |  | 1.7331e-05 |  | 0 |  | -6.8878e-05 |  | -5.0008e-05 |  | -3.1537e-05 |  | 5.3174e-05 |  | 9.5136e-07 |  | #REF! |  | 5.924e-05 |  | 0.0013618 |  | 4.4592e-05 |  | #REF! |  | 4.0376e-05 |  | -0.00012088 |  | 4.9668e-06 |  | 0.00039283 |  | 8.8894e-05 |  | 0.00035754 |  | 0.00035754 |  | 0.00074572 |  | 0.00011811 |  | 0.0053238 |  | 0.033527 |  | 0.0035801 |  | 0.0062412
| 4.0519e-06 |  | 1.9023e-05 |  | -3.69e-05 |  | 0 |  | -9.0373e-05 |  | -1.4812e-05 |  | -2.3256e-05 |  | 2.5117e-05 |  | 9.7144e-07 |  | #REF! |  | 6.9502e-05 |  | 0.0012384 |  | 8.4314e-05 |  | #REF! |  | 5.1049e-05 |  | 0.00012213 |  | 5.7647e-05 |  | 0.00042918 |  | 9.5148e-05 |  | 0.0003634 |  | 0.0003634 |  | 0.00071476 |  | 0.00010079 |  | 0.0058357 |  | 0.033609 |  | 0.0035238 |  | 0.0062067
| 8.8064e-07 |  | 5.3202e-05 |  | -4.8491e-06 |  | 3.4684e-05 |  | -0.00012212 |  | -2.5466e-06 |  | -2.0866e-05 |  | 2.5118e-05 |  | 9.2477e-07 |  | #REF! |  | 6.9505e-05 |  | 0.001349 |  | 8.4317e-05 |  | #REF! |  | 5.1062e-05 |  | 2.211e-05 |  | 5.765e-05 |  | 0.0004643 |  | 9.5152e-05 |  | 0.00037281 |  | 0.00037281 |  | 0.00063441 |  | -6.0114e-05 |  | 0.0056143 |  | 0.033699 |  | 0.0034502 |  | 0.0061719
| 8.8079e-07 |  | 3.368e-05 |  | -0.00016316 |  | 3.469e-05 |  | -0.00016013 |  | -4.0215e-06 |  | -2.388e-05 |  | 2.8021e-05 |  | 8.361e-07 |  | #REF! |  | 2.8655e-05 |  | 0.0014075 |  | 0.00011195 |  | #REF! |  | 6.0997e-05 |  | -0.00038258 |  | 7.5756e-05 |  | 0.00049644 |  | 6.3307e-05 |  | 0.00030834 |  | 0.00030834 |  | 0.00079013 |  | 0.00011843 |  | 0.0044384 |  | 0.033849 |  | 0.0033015 |  | 0.0061159
| 2.3082e-05 |  | 4.2448e-05 |  | -0.00011539 |  | 8.2376e-05 |  | -9.144e-05 |  | 3.0181e-05 |  | -9.8585e-06 |  | 2.8022e-05 |  | 7.5882e-07 |  | #REF! |  | 2.8656e-05 |  | 0.0012439 |  | 0.00011195 |  | #REF! |  | 6.1013e-05 |  | -0.00043042 |  | 7.5759e-05 |  | 0.00052922 |  | 6.3309e-05 |  | 0.00029896 |  | 0.00029896 |  | 0.00078092 |  | 0.00025619 |  | 0.0041719 |  | 0.034042 |  | 0.0032757 |  | 0.0060732
| 2.3082e-05 |  | 9.1562e-05 |  | 8.5192e-05 |  | 8.2376e-05 |  | -8.9111e-05 |  | 4.2824e-05 |  | -1.6857e-05 |  | 4.197e-05 |  | 7.8342e-07 |  | #REF! |  | 5.9632e-05 |  | 0.0011521 |  | 7.4967e-05 |  | #REF! |  | 4.2926e-05 |  | -0.00033772 |  | 5.4059e-05 |  | 0.0005643 |  | 9.3232e-05 |  | 0.00033885 |  | 0.00033885 |  | 0.00068383 |  | 9.8362e-05 |  | 0.0042961 |  | 0.034283 |  | 0.003419 |  | 0.0060815
| 0 |  | 3.8589e-05 |  | -2.7218e-05 |  | 3.5716e-05 |  | -4.4279e-05 |  | -4.9831e-06 |  | -2.0306e-05 |  | 4.1972e-05 |  | 8.335e-07 |  | #REF! |  | 5.9634e-05 |  | 0.0013588 |  | 7.497e-05 |  | #REF! |  | 4.2937e-05 |  | 4.9414e-05 |  | 5.4061e-05 |  | 0.00060363 |  | 9.3236e-05 |  | 0.00033651 |  | 0.00033651 |  | 0.0007148 |  | 3.7654e-05 |  | 0.0048144 |  | 0.034546 |  | 0.0030966 |  | 0.0060321
| 0 |  | -6.7395e-05 |  | -8.1205e-05 |  | 3.5716e-05 |  | -6.1936e-05 |  | -8.0419e-05 |  | -3.4331e-05 |  | 3.3735e-05 |  | 8.3357e-07 |  | #REF! |  | 9.1088e-05 |  | 0.0014389 |  | 6.3411e-05 |  | #REF! |  | 3.6505e-05 |  | -2.7416e-05 |  | 6.9638e-05 |  | 0.00064476 |  | 5.6375e-05 |  | 0.00030604 |  | 0.00030604 |  | 0.00074916 |  | 2.3182e-05 |  | 0.0049738 |  | 0.034796 |  | 0.0032667 |  | 0.0059443
| 2.4144e-05 |  | -5.2525e-06 |  | -0.00015697 |  | 7.5328e-05 |  | -0.00010795 |  | -5.444e-05 |  | -4.3907e-05 |  | 3.3737e-05 |  | 8.3016e-07 |  | #REF! |  | 9.1091e-05 |  | 0.0013406 |  | 6.3413e-05 |  | #REF! |  | 3.6514e-05 |  | -0.00026267 |  | 6.9641e-05 |  | 0.0006965 |  | 5.6377e-05 |  | 0.00024188 |  | 0.00024188 |  | 0.00079352 |  | -0.00011971 |  | 0.0048751 |  | 0.034988 |  | 0.0035918 |  | 0.0059261
| 2.4146e-05 |  | 0.00011161 |  | -0.00020786 |  | 7.5334e-05 |  | -5.6346e-05 |  | -1.4818e-05 |  | -3.2514e-05 |  | 4.9269e-05 |  | 8.1623e-07 |  | #REF! |  | 4.7611e-05 |  | 0.0012754 |  | 7.154e-05 |  | #REF! |  | 3.8142e-05 |  | -0.00024425 |  | 5.574e-05 |  | 0.00074181 |  | 9.2198e-05 |  | 0.00028644 |  | 0.00028644 |  | 0.00089313 |  | -0.00018084 |  | 0.0043419 |  | 0.035114 |  | 0.0033983 |  | 0.0059179
| 2.7321e-05 |  | 0.0001318 |  | -0.00014402 |  | 9.2999e-05 |  | -8.5996e-05 |  | -3.2336e-05 |  | -3.2002e-05 |  | 4.9271e-05 |  | 8.9825e-07 |  | #REF! |  | 4.7613e-05 |  | 0.0012673 |  | 7.1543e-05 |  | #REF! |  | 3.8142e-05 |  | -0.00014705 |  | 5.5742e-05 |  | 0.0007805 |  | 9.2202e-05 |  | 0.00030352 |  | 0.00030352 |  | 0.00080775 |  | -1.0582e-06 |  | 0.0044809 |  | 0.035241 |  | 0.0033621 |  | 0.0058735
| 2.7323e-05 |  | 3.0072e-05 |  | -7.0772e-05 |  | 9.3007e-05 |  | -0.00010939 |  | -4.9021e-05 |  | -4.1919e-05 |  | 4.9555e-05 |  | 9.636e-07 |  | #REF! |  | 6.663e-05 |  | 0.0011855 |  | 6.2391e-05 |  | #REF! |  | 2.8815e-05 |  | 1.0402e-05 |  | 5.7354e-05 |  | 0.0008198 |  | 8.9886e-05 |  | 0.0002707 |  | 0.0002707 |  | 0.00059769 |  | -7.3724e-06 |  | 0.004404 |  | 0.035414 |  | 0.0033073 |  | 0.0057907
| 3.7899e-05 |  | -8.126e-05 |  | 4.4895e-05 |  | 6.534e-05 |  | 1.9487e-05 |  | -9.1395e-05 |  | -3.9065e-05 |  | 4.9558e-05 |  | 9.2501e-07 |  | #REF! |  | 6.6632e-05 |  | 0.0011237 |  | 6.2394e-05 |  | #REF! |  | 2.8808e-05 |  | 2.8662e-05 |  | 5.7357e-05 |  | 0.00087643 |  | 8.989e-05 |  | 0.00028389 |  | 0.00028389 |  | 0.00064457 |  | -0.00023139 |  | 0.0038539 |  | 0.035646 |  | 0.0033308 |  | 0.0057559
| 3.7902e-05 |  | 2.8122e-05 |  | 0.00010136 |  | 6.5346e-05 |  | 4.2423e-05 |  | -9.4914e-05 |  | -2.2835e-05 |  | 7.3464e-05 |  | 8.2297e-07 |  | #REF! |  | 8.2714e-05 |  | 0.0011338 |  | 9.3415e-05 |  | #REF! |  | 5.5779e-05 |  | -0.00016124 |  | 4.9701e-05 |  | 0.00094133 |  | 7.5788e-05 |  | 0.00028742 |  | 0.00028742 |  | 0.00065796 |  | -7.3746e-05 |  | 0.0037547 |  | 0.035922 |  | 0.0033649 |  | 0.0057516
| 5.4831e-05 |  | 0.00011546 |  | 4.4276e-05 |  | 0.00010185 |  | -2.9962e-05 |  | -1.1857e-05 |  | 3.5457e-07 |  | 7.3467e-05 |  | 7.7495e-07 |  | #REF! |  | 8.2717e-05 |  | 0.0011822 |  | 9.3419e-05 |  | #REF! |  | 5.5779e-05 |  | 5.1096e-05 |  | 4.9703e-05 |  | 0.00099253 |  | 7.5791e-05 |  | 0.000241 |  | 0.000241 |  | 0.00092924 |  | 5.408e-05 |  | 0.0033623 |  | 0.036169 |  | 0.0033733 |  | 0.0057021
| 5.4831e-05 |  | 0.00013997 |  | -0.00013141 |  | 0.00010185 |  | -3.9856e-06 |  | 1.6097e-05 |  | 4.3059e-06 |  | 7.2837e-05 |  | 8.323e-07 |  | #REF! |  | 6.463e-05 |  | 0.0011857 |  | 9.1092e-05 |  | #REF! |  | 5.1408e-05 |  | 0.00032249 |  | 2.4774e-05 |  | 0.0010336 |  | 5.9951e-05 |  | 0.00022459 |  | 0.00022459 |  | 0.00083459 |  | 0.00014837 |  | 0.00299 |  | 0.036349 |  | 0.0032796 |  | 0.0056379
| 1.8866e-05 |  | 0.00011835 |  | -0.00016184 |  | 5.4112e-05 |  | -6.5082e-05 |  | -2.3204e-05 |  | -3.2779e-05 |  | 7.284e-05 |  | 9.1441e-07 |  | #REF! |  | 6.4632e-05 |  | 0.001124 |  | 9.1095e-05 |  | #REF! |  | 5.1408e-05 |  | 7.7264e-05 |  | 2.4775e-05 |  | 0.0010825 |  | 5.9954e-05 |  | 0.00025931 |  | 0.00025931 |  | 0.00049308 |  | 0.00025586 |  | 0.002656 |  | 0.036515 |  | 0.0032821 |  | 0.0056079
| 1.8866e-05 |  | 1.6681e-05 |  | -0.00014705 |  | 5.4112e-05 |  | -7.7709e-05 |  | -4.6254e-05 |  | -6.0156e-05 |  | 5.2028e-05 |  | 9.8244e-07 |  | #REF! |  | 6.1632e-05 |  | 0.0010439 |  | 4.3817e-05 |  | #REF! |  | 2.4866e-05 |  | -7.5422e-05 |  | 2.5388e-05 |  | 0.0011397 |  | 5.0311e-05 |  | 0.00026753 |  | 0.00026753 |  | 0.0006212 |  | 0.00013857 |  | 0.002438 |  | 0.036727 |  | 0.0033315 |  | 0.0055949
| 6.2423e-05 |  | -3.2779e-05 |  | -8.0309e-05 |  | 9.0102e-05 |  | -8.0814e-05 |  | -7.4792e-05 |  | -3.9279e-05 |  | 5.203e-05 |  | 1.0218e-06 |  | #REF! |  | 6.1635e-05 |  | 0.00099053 |  | 4.3819e-05 |  | #REF! |  | 2.4872e-05 |  | 8.474e-05 |  | 2.5389e-05 |  | 0.0011963 |  | 5.0313e-05 |  | 0.00025715 |  | 0.00025715 |  | 0.00069567 |  | 0.00011005 |  | 0.0020992 |  | 0.037028 |  | 0.0032845 |  | 0.0055345
| 6.2423e-05 |  | 4.8372e-05 |  | -0.00013764 |  | 9.0102e-05 |  | -0.00013135 |  | -8.3265e-05 |  | -1.5218e-05 |  | 3.9685e-05 |  | 1.0471e-06 |  | #REF! |  | 3.5005e-05 |  | 0.0010588 |  | 1.6071e-05 |  | #REF! |  | 1.1304e-05 |  | 0.0002455 |  | 2.0633e-05 |  | 0.0012445 |  | 4.768e-05 |  | 0.00024192 |  | 0.00024192 |  | 0.00068985 |  | -6.7145e-05 |  | 0.0017618 |  | 0.03734 |  | 0.0031933 |  | 0.0054855
| 5.2729e-05 |  | 0.00012952 |  | -0.00018004 |  | 2.2466e-05 |  | -7.4428e-05 |  | -0.00010202 |  | -2.6104e-05 |  | 3.9686e-05 |  | 9.7385e-07 |  | #REF! |  | 3.5006e-05 |  | 0.0011725 |  | 1.6071e-05 |  | #REF! |  | 1.1307e-05 |  | 6.1117e-05 |  | 2.0634e-05 |  | 0.001303 |  | 4.7682e-05 |  | 0.00018416 |  | 0.00018416 |  | 0.0006279 |  | 0.00010734 |  | 0.0018307 |  | 0.037597 |  | 0.0031817 |  | 0.0054771
| 5.2734e-05 |  | 9.2068e-05 |  | -3.8397e-05 |  | 2.2468e-05 |  | 2.2092e-05 |  | -6.7736e-05 |  | -3.7982e-05 |  | 2.2755e-05 |  | 8.5446e-07 |  | #REF! |  | 8.1776e-05 |  | 0.0011579 |  | 7.7648e-05 |  | #REF! |  | 1.3866e-05 |  | -0.00033398 |  | 3.1546e-05 |  | 0.0013655 |  | 8.1038e-05 |  | 0.00017125 |  | 0.00017125 |  | 0.00068985 |  | 0.00031876 |  | 0.0018728 |  | 0.037752 |  | 0.0031125 |  | 0.0054451
| 3.7922e-05 |  | 9.917e-05 |  | 1.1842e-05 |  | 2.1448e-05 |  | -5.776e-05 |  | -2.8558e-06 |  | -4.0993e-05 |  | 2.2756e-05 |  | 7.7241e-07 |  | #REF! |  | 8.178e-05 |  | 0.0012334 |  | 7.7651e-05 |  | #REF! |  | 1.3866e-05 |  | -0.00023927 |  | 3.1548e-05 |  | 0.0014149 |  | 8.1041e-05 |  | 0.00022197 |  | 0.00022197 |  | 0.00063711 |  | 0.00019638 |  | 0.0014011 |  | 0.03785 |  | 0.0029931 |  | 0.0053945
| 3.7925e-05 |  | 0.00021018 |  | 6.969e-05 |  | 2.145e-05 |  | -0.00013516 |  | -1.7889e-05 |  | -3.1671e-05 |  | 3.8897e-05 |  | 7.3439e-07 |  | #REF! |  | 1.3104e-05 |  | 0.0013554 |  | 6.4746e-05 |  | #REF! |  | 5.5865e-05 |  | -0.00010592 |  | 7.3487e-05 |  | 0.0014387 |  | 9.4212e-05 |  | 0.00023605 |  | 0.00023605 |  | 0.00057519 |  | 3.2898e-05 |  | 0.0010589 |  | 0.037952 |  | 0.0030177 |  | 0.0053714
| 8.8176e-07 |  | 0.00012719 |  | -3.5964e-05 |  | 5.3114e-05 |  | -9.9143e-05 |  | 3.8752e-05 |  | -2.8677e-05 |  | 3.8899e-05 |  | 7.578e-07 |  | #REF! |  | 1.3105e-05 |  | 0.0012335 |  | 6.4748e-05 |  | #REF! |  | 5.5851e-05 |  | -0.00011053 |  | 7.349e-05 |  | 0.0014615 |  | 9.4216e-05 |  | 0.00019128 |  | 0.00019128 |  | 0.00069492 |  | -4.8494e-05 |  | 0.0009851 |  | 0.038066 |  | 0.0030473 |  | 0.0053677
| 8.8184e-07 |  | -2.179e-05 |  | -9.463e-05 |  | 5.3118e-05 |  | -5.6476e-05 |  | 4.5272e-05 |  | -3.5824e-05 |  | 3.5068e-05 |  | 8.2985e-07 |  | #REF! |  | 5.4847e-05 |  | 0.0012047 |  | 4.5261e-05 |  | #REF! |  | 4.0295e-05 |  | -0.00028538 |  | 5.0713e-05 |  | 0.0015157 |  | 0.00010483 |  | 0.00014082 |  | 0.00014082 |  | 0.00071417 |  | 3.1315e-05 |  | 0.00092463 |  | 0.03822 |  | 0.003086 |  | 0.0053429
| 5.8044e-05 |  | 3.4358e-05 |  | -1.4233e-05 |  | 7.0698e-05 |  | -6.4963e-05 |  | -3.6427e-05 |  | -4.183e-05 |  | 3.5069e-05 |  | 9.1857e-07 |  | #REF! |  | 5.4849e-05 |  | 0.0011329 |  | 4.5263e-05 |  | #REF! |  | 4.0285e-05 |  | -0.00029779 |  | 5.0715e-05 |  | 0.0015943 |  | 0.00011126 |  | 0.00019429 |  | 0.00019429 |  | 0.00066398 |  | -3.6304e-07 |  | 0.00078036 |  | 0.038414 |  | 0.0031016 |  | 0.0052734
| 8.349e-05 |  | 5.1496e-05 |  | 3.6374e-05 |  | 7.0698e-05 |  | -0.00011196 |  | -1.7692e-05 |  | -2.6489e-05 |  | 6.5728e-05 |  | 9.7268e-07 |  | #REF! |  | 8.6867e-05 |  | 0.0010628 |  | 7.8549e-05 |  | #REF! |  | 4.3405e-05 |  | 0.00020812 |  | 5.8006e-05 |  | 0.0016635 |  | 8.4004e-05 |  | 0.00029169 |  | 0.00029169 |  | 0.00072761 |  | -7.9978e-05 |  | 0.00054713 |  | 0.038615 |  | 0.0029537 |  | 0.00524
| 6.4442e-05 |  | -8.9383e-05 |  | 4.5446e-05 |  | 6.7169e-05 |  | -8.4491e-05 |  | 5.3737e-05 |  | -1.1019e-05 |  | 6.573e-05 |  | 9.4458e-07 |  | #REF! |  | 8.6871e-05 |  | 0.0011513 |  | 7.8553e-05 |  | #REF! |  | 4.3405e-05 |  | -7.5412e-05 |  | 5.8008e-05 |  | 0.0017247 |  | 7.7583e-05 |  | 0.00023759 |  | 0.00023759 |  | 0.00066565 |  | -0.00017178 |  | 0.00030627 |  | 0.038781 |  | 0.002928 |  | 0.0052293
| 3.8994e-05 |  | -1.2484e-05 |  | 3.3763e-05 |  | 6.7169e-05 |  | -8.34e-05 |  | -8.3233e-06 |  | -2.417e-05 |  | 3.2437e-05 |  | 9.6935e-07 |  | #REF! |  | 8.7636e-05 |  | 0.0010947 |  | 6.346e-05 |  | #REF! |  | 3.7217e-05 |  | -7.227e-05 |  | 5.5507e-05 |  | 0.0018005 |  | 9.8043e-05 |  | 0.00018596 |  | 0.00018596 |  | 0.00076362 |  | -3.3882e-05 |  | 0.00029622 |  | 0.038925 |  | 0.0029856 |  | 0.005199
| 9.6056e-05 |  | 0.00010136 |  | 2.2988e-05 |  | 7.3662e-05 |  | -0.00010451 |  | -3.8665e-05 |  | -3.0948e-05 |  | 3.2438e-05 |  | 9.6743e-07 |  | #REF! |  | 8.764e-05 |  | 0.0010065 |  | 6.3463e-05 |  | #REF! |  | 3.7207e-05 |  | 0.00024057 |  | 5.5509e-05 |  | 0.0018781 |  | 9.8047e-05 |  | 0.0002112 |  | 0.0002112 |  | 0.00090685 |  | 1.8769e-05 |  | 0.00032561 |  | 0.039108 |  | 0.0028907 |  | 0.0051461
| 9.6048e-05 |  | 5.7147e-05 |  | 6.6008e-07 |  | 7.3656e-05 |  | -8.641e-05 |  | -3.3974e-06 |  | -3.4237e-05 |  | 3.5852e-05 |  | 8.6928e-07 |  | #REF! |  | 2.4207e-05 |  | 0.0010848 |  | 7.4312e-05 |  | #REF! |  | 5.7683e-05 |  | 0.00026046 |  | 5.6495e-05 |  | 0.0019345 |  | 5.3777e-05 |  | 0.00017013 |  | 0.00017013 |  | 0.00073934 |  | 0.00010687 |  | 3.1607e-05 |  | 0.039356 |  | 0.0029131 |  | 0.0050896
| 0 |  | 1.2281e-05 |  | -0.00010361 |  | 9.6064e-05 |  | -5.7047e-05 |  | 3.5112e-05 |  | -2.6469e-05 |  | 3.5854e-05 |  | 7.3591e-07 |  | #REF! |  | 2.4208e-05 |  | 0.0010879 |  | 7.4315e-05 |  | #REF! |  | 5.7668e-05 |  | 0.00017821 |  | 5.6497e-05 |  | 0.0020097 |  | 5.3779e-05 |  | 0.0002036 |  | 0.0002036 |  | 0.00063471 |  | 0.00020491 |  | 2.2381e-06 |  | 0.039631 |  | 0.002925 |  | 0.0050745
| 0 |  | -5.8397e-05 |  | -4.6437e-06 |  | 9.6064e-05 |  | -9.5327e-05 |  | 5.6214e-05 |  | -1.9161e-05 |  | 6.2056e-05 |  | 7.4592e-07 |  | #REF! |  | 8.3067e-05 |  | 0.0010096 |  | 6.629e-05 |  | #REF! |  | 6.6324e-05 |  | 6.5016e-06 |  | 7.3466e-05 |  | 0.0020991 |  | 5.7549e-05 |  | 0.00020361 |  | 0.00020361 |  | 0.00067578 |  | -3.1466e-05 |  | 0 |  | 0.039892 |  | 0.0029568 |  | 0.0050431
| 2.6299e-05 |  | 1.273e-05 |  | 6.3847e-05 |  | 2.9639e-05 |  | -0.0001133 |  | -2.8704e-05 |  | -1.5512e-05 |  | 6.2058e-05 |  | 8.8069e-07 |  | #REF! |  | 8.307e-05 |  | 0.0010032 |  | 6.6293e-05 |  | #REF! |  | 6.6324e-05 |  | -9.471e-05 |  | 7.3469e-05 |  | 0.0021979 |  | 5.7551e-05 |  | 0.00013692 |  | 0.00013692 |  | 0.00080051 |  | -7.1982e-05 |  | 0 |  | 0.040114 |  | 0.0026952 |  | 0.0049896
| 2.6301e-05 |  | 8.4104e-05 |  | -2.2869e-05 |  | 2.9641e-05 |  | -6.0881e-05 |  | -4.8337e-05 |  | -9.1924e-06 |  | 3.0196e-05 |  | 9.148e-07 |  | #REF! |  | 2.6182e-05 |  | 0.0010433 |  | 5.7811e-05 |  | #REF! |  | 4.0319e-05 |  | 0.00017035 |  | 8.9083e-05 |  | 0.0022958 |  | 8.4743e-05 |  | 0.00011587 |  | 0.00011587 |  | 0.00071681 |  | -9.5534e-05 |  | 0 |  | 0.040293 |  | 0.0028608 |  | 0.004973
| 5.8945e-05 |  | 7.0504e-05 |  | 7.094e-05 |  | 3.8841e-05 |  | -3.6591e-05 |  | -9.8887e-06 |  | -4.6178e-06 |  | 3.0197e-05 |  | 8.3873e-07 |  | #REF! |  | 2.6183e-05 |  | 0.00099322 |  | 5.7813e-05 |  | #REF! |  | 4.0308e-05 |  | -4.2363e-05 |  | 8.9087e-05 |  | 0.0023977 |  | 8.4747e-05 |  | 0.0001637 |  | 0.0001637 |  | 0.00062303 |  | -0.00023675 |  | 0 |  | 0.040434 |  | 0.0030967 |  | 0.0049646
| 5.895e-05 |  | -2.1654e-05 |  | 9.265e-05 |  | 3.8844e-05 |  | -3.0791e-05 |  | -1.4963e-05 |  | 5.7511e-06 |  | 0 |  | 8.0937e-07 |  | #REF! |  | 0.000103 |  | 0.0009432 |  | 6.3998e-05 |  | #REF! |  | 7.0392e-05 |  | -0.00024706 |  | 7.4766e-05 |  | 0.0025311 |  | 7.6456e-05 |  | 0.00022469 |  | 0.00022469 |  | 0.00078967 |  | -0.00011154 |  | 0 |  | 0.040595 |  | 0.0028293 |  | 0.0049271
| 7.7231e-05 |  | -0.00010569 |  | 5.079e-05 |  | 3.9869e-05 |  | -9.2935e-05 |  | 2.7342e-05 |  | 7.4202e-07 |  | 0 |  | 9.3348e-07 |  | #REF! |  | 0.00010301 |  | 0.0009533 |  | 6.4001e-05 |  | #REF! |  | 7.041e-05 |  | 0.00012213 |  | 7.4769e-05 |  | 0.0026306 |  | 7.6459e-05 |  | 0.00016257 |  | 0.00016257 |  | 0.00079976 |  | -7.1202e-05 |  | 0 |  | 0.040855 |  | 0.0028869 |  | 0.004879
| 7.7231e-05 |  | -3.0554e-05 |  | -7.136e-05 |  | 3.9869e-05 |  | -8.4573e-05 |  | 8.3592e-06 |  | -3.2775e-05 |  | 4.6816e-05 |  | 9.7693e-07 |  | #REF! |  | 8.2453e-05 |  | 0.00086251 |  | 1.3551e-05 |  | #REF! |  | 1.2056e-05 |  | -9.8828e-05 |  | 5.9104e-05 |  | 0.0027214 |  | 7.2168e-05 |  | 6.4334e-05 |  | 6.4334e-05 |  | 0.00072774 |  | -5.2808e-05 |  | 0 |  | 0.04121 |  | 0.0028484 |  | 0.0048532
| 4.4317e-05 |  | 0.00022977 |  | -0.00025487 |  | 8.1954e-05 |  | -7.9435e-05 |  | -1.0173e-05 |  | -3.3056e-05 |  | 4.6818e-05 |  | 9.102e-07 |  | #REF! |  | 8.2456e-05 |  | 0.00083605 |  | 1.3551e-05 |  | #REF! |  | 1.2056e-05 |  | -0.00024799 |  | 5.9106e-05 |  | 0.0027762 |  | 7.2171e-05 |  | 0.000126 |  | 0.000126 |  | 0.00068168 |  | 0.00014178 |  | 0 |  | 0.041629 |  | 0.0027873 |  | 0.0048222
| 4.4321e-05 |  | 0.00030302 |  | -0.00011449 |  | 8.1961e-05 |  | -8.7492e-05 |  | 8.3893e-05 |  | -1.4889e-05 |  | 5.7666e-05 |  | 8.8551e-07 |  | #REF! |  | 9.3404e-05 |  | 0.00097528 |  | 9.2826e-05 |  | #REF! |  | 4.8667e-05 |  | 0.00016645 |  | 4.9725e-05 |  | 0.0028239 |  | 8.0545e-05 |  | 0.000182 |  | 0.000182 |  | 0.00061218 |  | 0.00023321 |  | 0 |  | 0.04206 |  | 0.0028545 |  | 0.0047865
| 5.3856e-05 |  | 0.00012659 |  | -3.8996e-06 |  | 6.663e-05 |  | -9.9034e-05 |  | 3.2363e-05 |  | -2.6086e-05 |  | 5.7668e-05 |  | 9.9962e-07 |  | #REF! |  | 9.3408e-05 |  | 0.0010584 |  | 9.283e-05 |  | #REF! |  | 4.8667e-05 |  | 8.474e-05 |  | 4.9727e-05 |  | 0.0028501 |  | 8.0548e-05 |  | 0.00012504 |  | 0.00012504 |  | 0.00081316 |  | 0.00035972 |  | 0 |  | 0.042426 |  | 0.0028604 |  | 0.004756
| 5.386e-05 |  | 8.0762e-05 |  | -7.2895e-05 |  | 6.6636e-05 |  | -9.2654e-05 |  | -4.1131e-05 |  | -3.7128e-05 |  | 3.7479e-05 |  | 1.1172e-06 |  | #REF! |  | 9.0268e-05 |  | 0.0010603 |  | 9.8073e-05 |  | #REF! |  | 4.4229e-05 |  | -0.00037191 |  | 5.264e-05 |  | 0.0028849 |  | 0.00010113 |  | 9.243e-05 |  | 9.243e-05 |  | 0.00082494 |  | 0.00033806 |  | 0 |  | 0.042683 |  | 0.00281 |  | 0.0047068
| 7.3129e-05 |  | 0.0001039 |  | -0.00011554 |  | 4.9086e-05 |  | -7.4091e-05 |  | -7.2327e-05 |  | -4.2339e-05 |  | 3.7481e-05 |  | 1.1479e-06 |  | #REF! |  | 9.0272e-05 |  | 0.0010875 |  | 9.8077e-05 |  | #REF! |  | 4.4217e-05 |  | -0.00012088 |  | 5.2643e-05 |  | 0.0028986 |  | 0.00010113 |  | 0.00010221 |  | 0.00010221 |  | 0.00063315 |  | 3.833e-05 |  | 0 |  | 0.042842 |  | 0.0028148 |  | 0.004687
| 7.3129e-05 |  | 0.00011489 |  | -9.8537e-05 |  | 4.9086e-05 |  | -0.00015759 |  | -0.00011244 |  | -4.5781e-05 |  | 5.5172e-05 |  | 1.1058e-06 |  | #REF! |  | 6.1481e-05 |  | 0.0010775 |  | 8.6404e-05 |  | #REF! |  | 2.7803e-05 |  | 0.00011183 |  | 5.8743e-05 |  | 0.0029123 |  | 6.6387e-05 |  | 0.00014071 |  | 0.00014071 |  | 0.00072113 |  | -0.00011996 |  | 0 |  | 0.042985 |  | 0.0027362 |  | 0.0046898
| 3.0556e-05 |  | 7.3384e-05 |  | -2.6133e-05 |  | 9.7317e-05 |  | -0.00016357 |  | -5.456e-05 |  | -2.8257e-05 |  | 5.5174e-05 |  | 1.0544e-06 |  | #REF! |  | 6.1484e-05 |  | 0.00099735 |  | 8.6407e-05 |  | #REF! |  | 2.7803e-05 |  | 0.00023428 |  | 5.8746e-05 |  | 0.0028843 |  | 6.6389e-05 |  | 0.00013999 |  | 0.00013999 |  | 0.00088189 |  | 0.00013262 |  | 0 |  | 0.043154 |  | 0.002686 |  | 0.0046467
| 3.0558e-05 |  | 2.4177e-05 |  | -0.00011507 |  | 9.7325e-05 |  | -0.00011447 |  | -5.9699e-05 |  | -3.1791e-05 |  | 0 |  | 9.7376e-07 |  | #REF! |  | 4.1604e-05 |  | 0.00081812 |  | 4.1777e-05 |  | #REF! |  | 5.054e-05 |  | 0.00029128 |  | 4.6775e-05 |  | 0.002875 |  | 4.1843e-05 |  | 0.00012942 |  | 0.00012942 |  | 0.00087021 |  | 0.00034045 |  | 0 |  | 0.043347 |  | 0.0026835 |  | 0.0045911
| 0 |  | 2.6691e-05 |  | -0.00023241 |  | 8.3759e-05 |  | -5.6291e-05 |  | -3.2819e-05 |  | -3.9668e-05 |  | 0 |  | 8.9033e-07 |  | #REF! |  | 4.1606e-05 |  | 0.00073731 |  | 4.1779e-05 |  | #REF! |  | 5.0553e-05 |  | 2.4924e-05 |  | 4.6777e-05 |  | 0.0028589 |  | 4.1844e-05 |  | 0.00010459 |  | 0.00010459 |  | 0.00079735 |  | 9.0561e-05 |  | 0 |  | 0.043556 |  | 0.0026708 |  | 0.0045804
| 0 |  | 3.822e-05 |  | -0.00010148 |  | 8.3766e-05 |  | -5.4569e-05 |  | -4.6748e-06 |  | -3.3977e-05 |  | 7.9655e-05 |  | 8.5963e-07 |  | #REF! |  | 7.677e-05 |  | 0.00084297 |  | 9.6839e-05 |  | #REF! |  | 4.4418e-05 |  | -7.152e-05 |  | 6.3237e-05 |  | 0.0028809 |  | 7.4397e-05 |  | 0.00014922 |  | 0.00014922 |  | 0.00075463 |  | 5.7948e-05 |  | 0 |  | 0.043773 |  | 0.0026885 |  | 0.004567
| 3.3744e-05 |  | 2.082e-05 |  | -2.0302e-06 |  | 5.7287e-05 |  | -0.0001527 |  | -2.822e-05 |  | -2.9976e-05 |  | 7.9659e-05 |  | 8.8299e-07 |  | #REF! |  | 7.6773e-05 |  | 0.0009038 |  | 9.6843e-05 |  | #REF! |  | 4.443e-05 |  | -4.9843e-06 |  | 6.324e-05 |  | 0.0028887 |  | 7.44e-05 |  | 0.00015384 |  | 0.00015384 |  | 0.00073039 |  | 0.00017671 |  | 0 |  | 0.044036 |  | 0.0026875 |  | 0.0044997
| 3.3746e-05 |  | 3.6777e-05 |  | -1.8653e-05 |  | 5.7292e-05 |  | -0.00016866 |  | -4.2018e-05 |  | -2.8804e-05 |  | 8.4814e-05 |  | 9.6983e-07 |  | #REF! |  | 8.2434e-05 |  | 0.00098117 |  | 8.6544e-05 |  | #REF! |  | 3.1744e-05 |  | -0.00026267 |  | 4.4208e-05 |  | 0.0029199 |  | 8.4941e-05 |  | 0.00011744 |  | 0.00011744 |  | 0.00064491 |  | 0.00012545 |  | 0 |  | 0.044334 |  | 0.0027193 |  | 0.0044586
| 0 |  | 9.1141e-05 |  | -1.1792e-05 |  | 5.4222e-05 |  | -7.2904e-05 |  | -2.653e-05 |  | -2.7655e-05 |  | 8.4818e-05 |  | 1.1033e-06 |  | #REF! |  | 8.2437e-05 |  | 0.0010296 |  | 8.6547e-05 |  | #REF! |  | 3.1752e-05 |  | -0.00029659 |  | 4.421e-05 |  | 0.00297 |  | 8.4944e-05 |  | 0.00011098 |  | 0.00011098 |  | 0.00065085 |  | 0.00020195 |  | 0 |  | 0.044647 |  | 0.0026512 |  | 0.0044486
| 0 |  | 0.00021029 |  | -0.00010387 |  | 5.4222e-05 |  | -3.1766e-05 |  | -2.4302e-05 |  | -1.3318e-05 |  | 5.3496e-05 |  | 1.2188e-06 |  | #REF! |  | 2.9786e-05 |  | 0.00091214 |  | 8.9067e-05 |  | #REF! |  | 2.0691e-05 |  | -0.00013784 |  | 9.2897e-06 |  | 0.0030206 |  | 5.3433e-05 |  | 0.00010277 |  | 0.00010277 |  | 0.00075468 |  | 0.00021701 |  | 0 |  | 0.044931 |  | 0.0026197 |  | 0.0044259
| 0.00011743 |  | 0.00015544 |  | -8.88e-05 |  | 0.00012274 |  | -5.4627e-05 |  | -4.0078e-05 |  | -1.6079e-05 |  | 5.3499e-05 |  | 1.1969e-06 |  | #REF! |  | 2.9788e-05 |  | 0.00093059 |  | 8.9071e-05 |  | #REF! |  | 2.0696e-05 |  | -0.0002106 |  | 9.2901e-06 |  | 0.0030793 |  | 5.3435e-05 |  | 0.00014295 |  | 0.00014295 |  | 0.00099172 |  | 7.2179e-05 |  | 0 |  | 0.045145 |  | 0.0026209 |  | 0.0044144
| 0.00011743 |  | 2.2451e-05 |  | -0.00010553 |  | 0.00012274 |  | -6.6663e-05 |  | -7.4161e-05 |  | -2.4649e-05 |  | 2.092e-05 |  | 1.0586e-06 |  | #REF! |  | 4.5094e-05 |  | 0.0010893 |  | 0 |  | #REF! |  | 1.339e-05 |  | 6.6042e-05 |  | 0 |  | 0.0030903 |  | 5.6162e-05 |  | 7.1081e-05 |  | 7.1081e-05 |  | 0.0010956 |  | -5.5099e-05 |  | 0 |  | 0.045286 |  | 0.0025493 |  | 0.0043904
| 0 |  | 0.00015694 |  | -0.00017604 |  | 0.00010741 |  | -7.6989e-05 |  | -3.4975e-05 |  | -1.0201e-05 |  | 2.0921e-05 |  | 8.7513e-07 |  | #REF! |  | 4.5096e-05 |  | 0.001044 |  | 0 |  | #REF! |  | 1.3393e-05 |  | 0.00028347 |  | 0 |  | 0.003118 |  | 5.6164e-05 |  | 1.3963e-05 |  | 1.3963e-05 |  | 0.00080414 |  | 7.7421e-05 |  | 0 |  | 0.0454 |  | 0.0025578 |  | 0.0043792
| 0 |  | 0.00012798 |  | -1.9947e-05 |  | 0.00010741 |  | -7.1906e-05 |  | 3.3841e-05 |  | -1.6631e-05 |  | 4.1572e-05 |  | 7.8508e-07 |  | #REF! |  | 5.8047e-05 |  | 0.00089526 |  | 9.7556e-05 |  | #REF! |  | 6.8397e-05 |  | 3.24e-05 |  | 4.8536e-05 |  | 0.003104 |  | 7.7821e-05 |  | 6.6128e-05 |  | 6.6128e-05 |  | 0.00068939 |  | 0.00021553 |  | 0 |  | 0.045532 |  | 0.0025507 |  | 0.00435
| 6.4337e-05 |  | 5.4399e-05 |  | 3.9887e-05 |  | 2.047e-05 |  | -4.6169e-05 |  | -1.3801e-05 |  | -1.6582e-05 |  | 4.1573e-05 |  | 8.2373e-07 |  | #REF! |  | 5.805e-05 |  | 0.00086885 |  | 9.756e-05 |  | #REF! |  | 6.8415e-05 |  | -0.00017295 |  | 4.8538e-05 |  | 0.003121 |  | 7.7824e-05 |  | 9.8038e-05 |  | 9.8038e-05 |  | 0.00072629 |  | 0.00019804 |  | 0 |  | 0.045707 |  | 0.0024897 |  | 0.0042867
| 6.4337e-05 |  | 7.9719e-05 |  | -6.004e-05 |  | 2.047e-05 |  | -0.00011522 |  | 5.2526e-05 |  | -4.2673e-07 |  | 9.2195e-05 |  | 9.4797e-07 |  | #REF! |  | 4.1243e-05 |  | 0.00090249 |  | 6.0185e-05 |  | #REF! |  | 4.5038e-05 |  | 8.1007e-05 |  | 2.601e-05 |  | 0.003067 |  | 6.8015e-05 |  | 0.00012599 |  | 0.00012599 |  | 0.00072629 |  | 0.00018626 |  | 0 |  | 0.045918 |  | 0.0024757 |  | 0.004236
| 5.8153e-05 |  | 0.00010493 |  | -2.6118e-05 |  | 6.4337e-05 |  | -0.00012492 |  | 2.81e-05 |  | -1.9306e-05 |  | 9.2199e-05 |  | 1.0928e-06 |  | #REF! |  | 4.1245e-05 |  | 0.00096801 |  | 6.0188e-05 |  | #REF! |  | 4.5038e-05 |  | 6.8925e-05 |  | 2.6011e-05 |  | 0.0029931 |  | 6.8018e-05 |  | 0.00014677 |  | 0.00014677 |  | 0.0006006 |  | 6.0125e-05 |  | 0 |  | 0.046159 |  | 0.0025158 |  | 0.004222
| 5.8158e-05 |  | 0.00010791 |  | -1.8093e-05 |  | 6.4343e-05 |  | 1.4576e-06 |  | -9.3423e-05 |  | -3.1079e-05 |  | 6.2352e-05 |  | 1.1129e-06 |  | #REF! |  | 1.7184e-05 |  | 0.00094802 |  | 3.3108e-05 |  | #REF! |  | 2.5877e-05 |  | -1.9939e-05 |  | 2.2577e-05 |  | 0.0028948 |  | 8.6796e-05 |  | 0.0001291 |  | 0.0001291 |  | 0.00056381 |  | -1.3558e-06 |  | 0 |  | 0.046464 |  | 0.0025253 |  | 0.0042139
| 4.2252e-05 |  | 7.7186e-05 |  | -8.5583e-05 |  | 3.4805e-05 |  | 6.2104e-06 |  | -4.3102e-05 |  | -2.965e-05 |  | 6.2355e-05 |  | 1.0661e-06 |  | #REF! |  | 1.7184e-05 |  | 0.00089261 |  | 3.3109e-05 |  | #REF! |  | 2.587e-05 |  | 0.00011963 |  | 2.2578e-05 |  | 0.0028334 |  | 8.68e-05 |  | 0.00012793 |  | 0.00012793 |  | 0.00086283 |  | -3.1137e-05 |  | 0 |  | 0.04676 |  | 0.0022093 |  | 0.0041635
| 4.2255e-05 |  | 7.0874e-05 |  | -6.587e-05 |  | 3.4808e-05 |  | -4.9332e-05 |  | -2.1908e-05 |  | -3.7374e-05 |  | 4.4222e-05 |  | 9.9812e-07 |  | #REF! |  | 5.3054e-05 |  | 0.0010267 |  | 3.3615e-05 |  | #REF! |  | 0 |  | -0.00013957 |  | 3.8321e-05 |  | 0.0028229 |  | 6.0041e-05 |  | 0.00014091 |  | 0.00014091 |  | 0.00096006 |  | 1.0648e-05 |  | 0 |  | 0.04706 |  | 0.0024186 |  | 0.0041305
| 5.2864e-05 |  | 3.1499e-05 |  | -1.3159e-05 |  | 0.0001045 |  | -0.00011027 |  | -6.0138e-05 |  | -4.0575e-05 |  | 4.4224e-05 |  | 9.0999e-07 |  | #REF! |  | 5.3056e-05 |  | 0.0010031 |  | 3.3616e-05 |  | #REF! |  | 0 |  | -0.00030169 |  | 3.8322e-05 |  | 0.0028438 |  | 6.0044e-05 |  | 0.0001276 |  | 0.0001276 |  | 0.00072549 |  | -9.7952e-05 |  | 0 |  | 0.047333 |  | 0.0026936 |  | 0.004141
| 5.2868e-05 |  | 5.4003e-05 |  | -4.9474e-05 |  | 0.00010451 |  | -0.0001183 |  | -1.4874e-05 |  | -3.6192e-05 |  | 4.2314e-05 |  | 8.6726e-07 |  | #REF! |  | 6.1135e-05 |  | 0.00087209 |  | 1.8474e-05 |  | #REF! |  | 2.2196e-05 |  | -1.2455e-06 |  | 6.5118e-05 |  | 0.002898 |  | 6.5186e-05 |  | 8.9708e-05 |  | 8.9708e-05 |  | 0.00066098 |  | 0.00012907 |  | 0 |  | 0.047619 |  | 0.0023988 |  | 0.0041544
| 8.9756e-05 |  | 9.3982e-05 |  | -2.2607e-05 |  | 7.3813e-05 |  | -5.2319e-05 |  | 1.3171e-05 |  | -3.8076e-05 |  | 4.2316e-05 |  | 8.2327e-07 |  | #REF! |  | 6.1138e-05 |  | 0.00078714 |  | 1.8475e-05 |  | #REF! |  | 2.2196e-05 |  | 0.00026398 |  | 6.512e-05 |  | 0.0030288 |  | 6.5188e-05 |  | 6.878e-05 |  | 6.878e-05 |  | 0.00069701 |  | 0.00051913 |  | 0 |  | 0.047963 |  | 0.002373 |  | 0.0041185
| 8.9756e-05 |  | 9.7912e-05 |  | -2.5987e-05 |  | 7.3813e-05 |  | -3.0482e-05 |  | -5.9208e-06 |  | -3.0171e-05 |  | 8.2781e-05 |  | 8.4263e-07 |  | #REF! |  | 3.8473e-05 |  | 0.00083261 |  | 3.7052e-05 |  | #REF! |  | 3.4519e-05 |  | 2.4925e-06 |  | 3.296e-05 |  | 0.0032088 |  | 5.317e-05 |  | 5.2596e-05 |  | 5.2596e-05 |  | 0.00075486 |  | 0.00025647 |  | 0 |  | 0.048359 |  | 0.0023389 |  | 0.0040657
| 6.0236e-05 |  | 0.00010257 |  | -9.1354e-05 |  | 2.048e-05 |  | -1.0258e-05 |  | 4.926e-06 |  | -2.756e-05 |  | 8.2785e-05 |  | 8.4864e-07 |  | #REF! |  | 3.8474e-05 |  | 0.00091949 |  | 3.7053e-05 |  | #REF! |  | 3.4519e-05 |  | -0.00027048 |  | 3.2962e-05 |  | 0.0034359 |  | 5.3173e-05 |  | 0.00012524 |  | 0.00012524 |  | 0.00083277 |  | -2.9904e-05 |  | 0 |  | 0.048753 |  | 0.0023086 |  | 0.0040215
| 6.0241e-05 |  | 6.8881e-05 |  | -0.00010086 |  | 2.0482e-05 |  | -2.7623e-05 |  | -1.5659e-05 |  | -3.8219e-05 |  | 3.1737e-05 |  | 8.7668e-07 |  | #REF! |  | 6.1763e-05 |  | 0.00078373 |  | 2.9267e-05 |  | #REF! |  | 1.7283e-05 |  | -9.0969e-05 |  | 4.8445e-05 |  | 0.003601 |  | 5.4996e-05 |  | 0.00014625 |  | 0.00014625 |  | 0.00077664 |  | 0.00015956 |  | 0 |  | 0.049059 |  | 0.0023192 |  | 0.0039877
| 1.9987e-05 |  | -2.3268e-05 |  | -4.8312e-05 |  | 7.6784e-05 |  | -6.6822e-05 |  | -1.3192e-05 |  | -4.0919e-05 |  | 3.1738e-05 |  | 8.6941e-07 |  | #REF! |  | 6.1766e-05 |  | 0.00084109 |  | 2.9268e-05 |  | #REF! |  | 1.7283e-05 |  | 9.2327e-05 |  | 4.8447e-05 |  | 0.0037993 |  | 5.4998e-05 |  | 6.8562e-05 |  | 6.8562e-05 |  | 0.00080769 |  | 0.0002144 |  | 0 |  | 0.049297 |  | 0.0022499 |  | 0.0039653
| 1.9987e-05 |  | -1.9969e-05 |  | 0.00011258 |  | 7.6785e-05 |  | -0.00011079 |  | 2.5912e-05 |  | -4.0994e-05 |  | 3.2382e-05 |  | 8.5999e-07 |  | #REF! |  | 6.4031e-05 |  | 0.00094977 |  | 6.3467e-05 |  | #REF! |  | 6.7019e-05 |  | 0.00012213 |  | 4.3222e-05 |  | 0.0039939 |  | 6.8682e-05 |  | 7.7173e-05 |  | 7.7173e-05 |  | 0.00085456 |  | 4.5957e-05 |  | 0 |  | 0.049496 |  | 0.0021842 |  | 0.0039221
| 4.0685e-06 |  | -3.6595e-05 |  | 0.00011023 |  | 9.2149e-05 |  | -7.1227e-05 |  | 5.4162e-06 |  | -2.9891e-05 |  | 3.2383e-05 |  | 8.7275e-07 |  | #REF! |  | 6.4034e-05 |  | 0.00092799 |  | 6.3469e-05 |  | #REF! |  | 6.7019e-05 |  | 4.1613e-05 |  | 4.3224e-05 |  | 0.0041832 |  | 6.8685e-05 |  | 0.00011219 |  | 0.00011219 |  | 0.00072474 |  | 0.00023859 |  | 0 |  | 0.04971 |  | 0.0021925 |  | 0.0039036
| 4.0685e-06 |  | -2.1909e-06 |  | 3.8356e-05 |  | 9.2149e-05 |  | -2.7114e-05 |  | 3.4386e-05 |  | -2.3434e-05 |  | 5.9295e-05 |  | 8.6281e-07 |  | #REF! |  | 7.7994e-05 |  | 0.00082285 |  | 0.00011108 |  | #REF! |  | 3.1401e-05 |  | -0.00024799 |  | 2.6478e-05 |  | 0.0043058 |  | 8.517e-05 |  | 0.000102 |  | 0.000102 |  | 0.00075574 |  | 0.00029981 |  | 0 |  | 0.049906 |  | 0.0022161 |  | 0.0039084
| 4.5465e-05 |  | 7.6001e-05 |  | -4.3337e-05 |  | 6.262e-05 |  | -0.00010787 |  | 3.8979e-05 |  | -2.6611e-05 |  | 5.9298e-05 |  | 8.6273e-07 |  | #REF! |  | 7.7998e-05 |  | 0.0007727 |  | 0.00011108 |  | #REF! |  | 3.1401e-05 |  | -6.7616e-05 |  | 2.6479e-05 |  | 0.0043531 |  | 8.5173e-05 |  | 6.8257e-05 |  | 6.8257e-05 |  | 0.00085885 |  | 8.4277e-05 |  | 0 |  | 0.050115 |  | 0.0022867 |  | 0.0038757
| 4.5469e-05 |  | -4.5168e-05 |  | -0.00011696 |  | 6.2625e-05 |  | -0.00018015 |  | -2.0675e-05 |  | -2.8244e-05 |  | 3.6754e-05 |  | 8.5546e-07 |  | #REF! |  | 7.4259e-05 |  | 0.00082298 |  | 7.3847e-05 |  | #REF! |  | 1.3525e-05 |  | -1.9939e-05 |  | 4.9408e-05 |  | 0.0044488 |  | 4.479e-05 |  | 7.9494e-05 |  | 7.9494e-05 |  | 0.00075574 |  | -1.1551e-05 |  | 0 |  | 0.050354 |  | 0.0023362 |  | 0.0038268
| 0 |  | -4.751e-05 |  | -3.6679e-05 |  | 7.2675e-05 |  | -0.00010825 |  | -2.6054e-05 |  | -3.1751e-05 |  | 3.6756e-05 |  | 9.4962e-07 |  | #REF! |  | 7.4262e-05 |  | 0.00080769 |  | 7.385e-05 |  | #REF! |  | 1.3525e-05 |  | -1.3003e-05 |  | 4.941e-05 |  | 0.0044918 |  | 4.4791e-05 |  | 9.7925e-05 |  | 9.7925e-05 |  | 0.00064686 |  | 8.4938e-05 |  | 0 |  | 0.050664 |  | 0.0022752 |  | 0.0038142
| 1.1697e-05 |  | 5.6386e-05 |  | 2.241e-06 |  | 7.2675e-05 |  | -1.82e-06 |  | -3.6777e-05 |  | -2.8227e-05 |  | 7.3367e-05 |  | 9.7567e-07 |  | #REF! |  | 2.3384e-05 |  | 0.00080592 |  | 0.00010188 |  | #REF! |  | 3.3955e-05 |  | 0.00010717 |  | 4.8991e-05 |  | 0.0046205 |  | 6.3538e-05 |  | 7.2921e-05 |  | 7.2921e-05 |  | 0.0006234 |  | 0.0001711 |  | 0 |  | 0.051053 |  | 0.0021906 |  | 0.0038152
| 2.6384e-05 |  | -2.6415e-05 |  | -0.00015027 |  | 1.8443e-05 |  | -1.5576e-05 |  | -2.4701e-05 |  | -1.9237e-05 |  | 7.337e-05 |  | 1.0045e-06 |  | #REF! |  | 2.3385e-05 |  | 0.00081426 |  | 0.00010189 |  | #REF! |  | 3.3972e-05 |  | 8.0622e-05 |  | 4.8993e-05 |  | 0.0047187 |  | 6.354e-05 |  | 2.5399e-05 |  | 2.5399e-05 |  | 0.00061589 |  | 7.8164e-05 |  | 0 |  | 0.051497 |  | 0.0021365 |  | 0.0037607
| 1.4688e-05 |  | -8.614e-05 |  | -0.00015544 |  | 1.8445e-05 |  | -2.5211e-05 |  | 2.7864e-05 |  | -3.2359e-05 |  | 3.1636e-05 |  | 1.0779e-06 |  | #REF! |  | 8.1931e-05 |  | 0.00085274 |  | 6.4477e-05 |  | #REF! |  | 3.3082e-05 |  | -0.00010219 |  | 5.1844e-05 |  | 0.0049268 |  | 6.2626e-05 |  | 2.1272e-05 |  | 2.1272e-05 |  | 0.00074489 |  | 0.00020265 |  | 0 |  | 0.051982 |  | 0.0020991 |  | 0.0037104
| 0 |  | 4.7108e-06 |  | -4.5997e-05 |  | 9.2188e-05 |  | -4.5092e-05 |  | -4.9771e-06 |  | -3.3196e-05 |  | 3.1637e-05 |  | 1.098e-06 |  | #REF! |  | 8.1934e-05 |  | 0.00073396 |  | 6.448e-05 |  | #REF! |  | 3.3082e-05 |  | -0.00032119 |  | 5.1846e-05 |  | 0.0051367 |  | 6.2629e-05 |  | 6.7321e-05 |  | 6.7321e-05 |  | 0.00076253 |  | 0.00046646 |  | 0 |  | 0.052493 |  | 0.0021461 |  | 0.0037227
| 0 |  | 7.4676e-05 |  | -8.1322e-05 |  | 9.2196e-05 |  | -3.3532e-05 |  | -2.6012e-05 |  | -2.7946e-05 |  | 6.2581e-05 |  | 9.8443e-07 |  | #REF! |  | 6.386e-05 |  | 0.0007222 |  | 6.2087e-05 |  | #REF! |  | 2.5056e-05 |  | -0.00010219 |  | 2.7849e-05 |  | 0.0053394 |  | 9.041e-05 |  | 8.8585e-05 |  | 8.8585e-05 |  | 0.00081281 |  | 0.00030677 |  | 0 |  | 0.052987 |  | 0.0022156 |  | 0.0037046
| 2.2124e-05 |  | 0.00012588 |  | -7.5928e-05 |  | 7.5654e-05 |  | -6.655e-06 |  | -2.8127e-05 |  | -3.7046e-05 |  | 6.2583e-05 |  | 8.4091e-07 |  | #REF! |  | 6.3863e-05 |  | 0.00097878 |  | 6.2089e-05 |  | #REF! |  | 2.5049e-05 |  | -0.00025097 |  | 2.785e-05 |  | 0.0055307 |  | 9.0414e-05 |  | 0.00012049 |  | 0.00012049 |  | 0.00079521 |  | 0.00012028 |  | 0 |  | 0.05339 |  | 0.0021593 |  | 0.00366
| 2.2124e-05 |  | 3.0628e-05 |  | 2.5822e-05 |  | 7.5654e-05 |  | -6.1083e-05 |  | -7.433e-05 |  | -1.8076e-05 |  | 3.8792e-05 |  | 8.5019e-07 |  | #REF! |  | 5.871e-05 |  | 0.0010379 |  | 7.6827e-05 |  | #REF! |  | 5.0718e-05 |  | -0.00020415 |  | 5.8013e-05 |  | 0.0056852 |  | 7.9279e-05 |  | 0.00013117 |  | 0.00013117 |  | 0.00060252 |  | 0.00014034 |  | 0 |  | 0.05364 |  | 0.0020441 |  | 0.0036364
| 5.2926e-05 |  | -8.6884e-05 |  | -7.071e-05 |  | 6.8568e-05 |  | -3.6498e-05 |  | -6.9734e-05 |  | -1.9795e-05 |  | 3.8794e-05 |  | 1.0066e-06 |  | #REF! |  | 5.8712e-05 |  | 0.00088369 |  | 7.683e-05 |  | #REF! |  | 5.0718e-05 |  | -0.00033398 |  | 5.8016e-05 |  | 0.005824 |  | 7.9282e-05 |  | 0.00010292 |  | 0.00010292 |  | 0.00065532 |  | 0.00011831 |  | 0 |  | 0.053759 |  | 0.0020618 |  | 0.0036359
| 5.2931e-05 |  | 1.1326e-05 |  | -0.00019605 |  | 6.8573e-05 |  | -4.7022e-05 |  | -6.4085e-05 |  | -2.9577e-05 |  | 3.9373e-05 |  | 1.1849e-06 |  | #REF! |  | 5.2834e-05 |  | 0.00085185 |  | 6.4243e-05 |  | #REF! |  | 2.2258e-05 |  | -0.00031729 |  | 0 |  | 0.0058759 |  | 6.2957e-05 |  | 0.00010036 |  | 0.00010036 |  | 0.00069638 |  | 0.00011335 |  | 0 |  | 0.053841 |  | 0.0020995 |  | 0.0036367
| 7.3309e-05 |  | 0.00013098 |  | -8.8568e-05 |  | 5.5358e-05 |  | -0.00012383 |  | -5.4417e-05 |  | -2.9014e-05 |  | 3.9375e-05 |  | 1.225e-06 |  | #REF! |  | 5.2836e-05 |  | 0.00096425 |  | 6.4245e-05 |  | #REF! |  | 2.2258e-05 |  | 0.00017447 |  | 0 |  | 0.00587 |  | 6.296e-05 |  | 5.3404e-05 |  | 5.3404e-05 |  | 0.00070979 |  | 0.00013582 |  | 0 |  | 0.053935 |  | 0.0020396 |  | 0.0035967
| 7.3309e-05 |  | 0.00010628 |  | -0.0001339 |  | 5.5358e-05 |  | -0.00013607 |  | -5.091e-05 |  | -4.1442e-05 |  | 5.2381e-05 |  | 1.2551e-06 |  | #REF! |  | 3.2996e-05 |  | 0.0008667 |  | 5.5353e-05 |  | #REF! |  | 1.0203e-05 |  | -0.00011443 |  | 2.1268e-05 |  | 0.0058067 |  | 2.4762e-05 |  | 8.8527e-06 |  | 8.8527e-06 |  | 0.00084219 |  | 0.00015312 |  | 0 |  | 0.054019 |  | 0.0020444 |  | 0.0035271
| 4.4441e-05 |  | -2.6731e-05 |  | -7.7278e-05 |  | 2.3581e-05 |  | -0.00011361 |  | -5.095e-06 |  | -2.5704e-05 |  | 5.2383e-05 |  | 1.2317e-06 |  | #REF! |  | 3.2997e-05 |  | 0.00069058 |  | 5.5356e-05 |  | #REF! |  | 1.02e-05 |  | 0.00055954 |  | 2.1269e-05 |  | 0.0057405 |  | 4.4096e-05 |  | 9.8832e-05 |  | 9.8832e-05 |  | 0.00086571 |  | 0.00019338 |  | 0 |  | 0.054103 |  | 0.0020856 |  | 0.0035031
| 4.4441e-05 |  | 1.3711e-05 |  | -5.4045e-05 |  | 2.3581e-05 |  | -8.801e-05 |  | 5.9633e-05 |  | -1.9154e-05 |  | 6.3226e-05 |  | 1.1103e-06 |  | #REF! |  | 7.5224e-05 |  | 0.00074911 |  | 4.1745e-05 |  | #REF! |  | 2.3437e-05 |  | 0.000697 |  | 4.063e-05 |  | 0.0056795 |  | 7.8513e-05 |  | 0.00012458 |  | 0.00012458 |  | 0.00064781 |  | 0.00024482 |  | 0 |  | 0.054214 |  | 0.0020799 |  | 0.0035126
| 2.8511e-05 |  | 8.0616e-05 |  | -5.5637e-05 |  | 5.4346e-05 |  | -6.996e-05 |  | -1.8984e-06 |  | -3.6296e-05 |  | 6.3229e-05 |  | 9.6589e-07 |  | #REF! |  | 7.5227e-05 |  | 0.00079655 |  | 4.1747e-05 |  | #REF! |  | 2.3437e-05 |  | -0.00037885 |  | 4.0631e-05 |  | 0.005691 |  | 5.9182e-05 |  | 6.5997e-05 |  | 6.5997e-05 |  | 0.00057574 |  | 0.00012256 |  | 0 |  | 0.054437 |  | 0.0018294 |  | 0.0034956
| 2.8511e-05 |  | 5.0825e-05 |  | 2.9816e-05 |  | 5.4346e-05 |  | -3.8409e-05 |  | -6.3682e-05 |  | -3.7244e-05 |  | 9.2718e-06 |  | 8.8982e-07 |  | #REF! |  | 7.709e-05 |  | 0.00065936 |  | 3.3637e-05 |  | #REF! |  | 3.0833e-05 |  | -0.00027048 |  | 4.9732e-05 |  | 0.0057189 |  | 4.312e-05 |  | 0.00010333 |  | 0.00010333 |  | 0.00067044 |  | 3.7579e-05 |  | 0 |  | 0.054775 |  | 0.0020164 |  | 0.0034648
| 5.1353e-06 |  | 8.7202e-06 |  | 3.2582e-05 |  | 5.4346e-05 |  | -6.1463e-05 |  | -2.8809e-05 |  | -3.3483e-05 |  | 9.2722e-06 |  | 1.0929e-06 |  | #REF! |  | 7.7094e-05 |  | 0.00061205 |  | 3.3638e-05 |  | #REF! |  | 3.0833e-05 |  | 0.00011091 |  | 4.9734e-05 |  | 0.0057833 |  | 4.3122e-05 |  | 8.3348e-05 |  | 8.3348e-05 |  | 0.00091521 |  | 0.00011415 |  | 0 |  | 0.055221 |  | 0.0022566 |  | 0.0034457
| 5.1362e-06 |  | 2.2608e-05 |  | 8.183e-06 |  | 5.4356e-05 |  | -0.00010036 |  | -1.0647e-06 |  | -2.5906e-05 |  | 5.1289e-05 |  | 1.2158e-06 |  | #REF! |  | 9.1988e-05 |  | 0.00069436 |  | 5.9731e-05 |  | #REF! |  | 4.5468e-05 |  | -5.2015e-05 |  | 3.2118e-05 |  | 0.0058417 |  | 8.4058e-05 |  | 5.9708e-05 |  | 5.9708e-05 |  | 0.00087246 |  | 0.00037297 |  | 0 |  | 0.05574 |  | 0.0020966 |  | 0.0034236
| 1.3638e-05 |  | 0.00011293 |  | -9.1166e-05 |  | 9.7589e-05 |  | -6.6726e-05 |  | 5.9891e-06 |  | -1.8652e-05 |  | 5.1291e-05 |  | 1.2026e-06 |  | #REF! |  | 9.1991e-05 |  | 0.0008304 |  | 5.9733e-05 |  | #REF! |  | 4.5456e-05 |  | -3.8632e-05 |  | 3.212e-05 |  | 0.0059269 |  | 8.4062e-05 |  | 9.1513e-05 |  | 9.1513e-05 |  | 0.00068221 |  | 0.00032928 |  | 0 |  | 0.056299 |  | 0.0020285 |  | 0.003401
| 1.3639e-05 |  | 9.1689e-05 |  | -7.1445e-05 |  | 9.7597e-05 |  | -2.1886e-05 |  | -2.5622e-05 |  | -2.4015e-05 |  | 3.4959e-05 |  | 1.0957e-06 |  | #REF! |  | 1.804e-05 |  | 0.00084525 |  | 4.6394e-05 |  | #REF! |  | 2.4587e-05 |  | 9.6227e-05 |  | 2.9188e-05 |  | 0.0060522 |  | 6.8007e-05 |  | 0.00010186 |  | 0.00010186 |  | 0.00080541 |  | 9.0272e-05 |  | 0 |  | 0.056839 |  | 0.0018838 |  | 0.0033821
| 5.915e-05 |  | 3.6391e-06 |  | -9.3179e-05 |  | 5.436e-05 |  | -8.7091e-05 |  | -5.4143e-05 |  | -3.3094e-05 |  | 3.496e-05 |  | 1.0188e-06 |  | #REF! |  | 1.8041e-05 |  | 0.00084348 |  | 4.6396e-05 |  | #REF! |  | 2.4587e-05 |  | -5.7324e-05 |  | 2.9189e-05 |  | 0.0062144 |  | 6.801e-05 |  | 7.3988e-05 |  | 7.3988e-05 |  | 0.00087084 |  | 0.00026785 |  | 0 |  | 0.057302 |  | 0.0018639 |  | 0.0033617
| 5.9155e-05 |  | 1.2225e-05 |  | -0.00016109 |  | 5.4365e-05 |  | -2.2045e-05 |  | 2.0549e-06 |  | -4.1506e-05 |  | 1.5471e-05 |  | 1.0295e-06 |  | #REF! |  | 3.4812e-05 |  | 0.00087372 |  | 6.9805e-05 |  | #REF! |  | 2.4432e-05 |  | 4.1613e-05 |  | 2.7632e-05 |  | 0.006419 |  | 5.3024e-05 |  | 8.1343e-06 |  | 8.1343e-06 |  | 0.00077697 |  | 0.00042841 |  | 0 |  | 0.057664 |  | 0.0019758 |  | 0.0033435
| 6.8626e-05 |  | 0.00010806 |  | -1.7801e-05 |  | 4.924e-05 |  | -2.3347e-05 |  | 7.5971e-06 |  | -3.4012e-05 |  | 1.5471e-05 |  | 9.2404e-07 |  | #REF! |  | 3.4814e-05 |  | 0.00073122 |  | 6.9808e-05 |  | #REF! |  | 2.4432e-05 |  | 9.5957e-05 |  | 2.7633e-05 |  | 0.0066265 |  | 5.3027e-05 |  | 6.0391e-06 |  | 6.0391e-06 |  | 0.0006546 |  | 0.00031646 |  | 0 |  | 0.057935 |  | 0.0019841 |  | 0.0033083
| 6.8631e-05 |  | 0.00012462 |  | 4.4196e-05 |  | 4.9245e-05 |  | -0.00011408 |  | 6.3803e-06 |  | -1.7814e-05 |  | 6.1888e-05 |  | 8.4587e-07 |  | #REF! |  | 6.7092e-05 |  | 0.00080346 |  | 5.9883e-05 |  | #REF! |  | 2.2162e-05 |  | 0.00028738 |  | 6.8402e-05 |  | 0.0068454 |  | 8.719e-05 |  | 7.9316e-05 |  | 7.9316e-05 |  | 0.00055402 |  | 0.00016035 |  | 0 |  | 0.058178 |  | 0.0018936 |  | 0.0032885
| 3.9156e-05 |  | 4.8207e-06 |  | -6.2874e-05 |  | 5.2323e-05 |  | -9.8549e-05 |  | 2.4484e-05 |  | -1.1797e-06 |  | 6.189e-05 |  | 8.7059e-07 |  | #REF! |  | 6.7095e-05 |  | 0.00084547 |  | 5.9885e-05 |  | #REF! |  | 2.2168e-05 |  | 0.00018942 |  | 6.8405e-05 |  | 0.0070351 |  | 8.7194e-05 |  | 0.00012493 |  | 0.00012493 |  | 0.0006999 |  | 0.00017535 |  | 8.4037e-07 |  | 0.058436 |  | 0.0018324 |  | 0.0032625
| 3.9159e-05 |  | -2.0199e-05 |  | -5.4545e-05 |  | 5.2327e-05 |  | -0.00015379 |  | -1.1857e-05 |  | -7.82e-06 |  | 5.2762e-06 |  | 1.0122e-06 |  | #REF! |  | 5.6642e-05 |  | 0.00076211 |  | 6.2748e-05 |  | #REF! |  | 2.9396e-05 |  | -9.1024e-06 |  | 2.8061e-05 |  | 0.0072033 |  | 8.903e-05 |  | 8.9763e-05 |  | 8.9763e-05 |  | 0.00083569 |  | 0.00019356 |  | 8.4037e-07 |  | 0.058728 |  | 0.0018454 |  | 0.0032498
| 1.7898e-05 |  | 0.00010193 |  | -8.0916e-05 |  | 3.8992e-05 |  | -0.00011762 |  | -1.3058e-05 |  | -2.9426e-05 |  | 5.2764e-06 |  | 1.1293e-06 |  | #REF! |  | 5.6644e-05 |  | 0.00075685 |  | 6.275e-05 |  | #REF! |  | 2.9404e-05 |  | 0.00019316 |  | 2.8062e-05 |  | 0.0073513 |  | 8.9034e-05 |  | 4.2694e-05 |  | 4.2694e-05 |  | 0.00072751 |  | 0.00021175 |  | 8.4042e-07 |  | 0.059017 |  | 0.0018561 |  | 0.0032302
| 1.7898e-05 |  | 5.9641e-05 |  | -0.0002011 |  | 3.8992e-05 |  | -7.2421e-05 |  | -3.6918e-06 |  | -3.7069e-05 |  | 3.231e-05 |  | 1.1078e-06 |  | #REF! |  | 5.9576e-05 |  | 0.00083378 |  | 1.385e-05 |  | #REF! |  | 2.252e-05 |  | 0.00018595 |  | 5.7427e-05 |  | 0.0075028 |  | 5.5796e-05 |  | 1.3519e-05 |  | 1.3519e-05 |  | 0.00075862 |  | 0.00016627 |  | 8.4042e-07 |  | 0.059309 |  | 0.0018208 |  | 0.0032093
| 9.6463e-05 |  | -6.5199e-05 |  | -0.00011298 |  | 6.1547e-05 |  | -9.7273e-05 |  | -4.7098e-05 |  | -2.4224e-05 |  | 3.2311e-05 |  | 1.0163e-06 |  | #REF! |  | 5.9579e-05 |  | 0.00082379 |  | 1.3851e-05 |  | #REF! |  | 2.252e-05 |  | -6.1062e-05 |  | 5.7429e-05 |  | 0.0076692 |  | 5.5798e-05 |  | -2.9088e-05 |  | -2.9088e-05 |  | 0.0007175 |  | 0.00019112 |  | 0 |  | 0.059619 |  | 0.0018892 |  | 0.0031969
| 9.6472e-05 |  | 5.1249e-05 |  | -9.7123e-05 |  | 6.1552e-05 |  | -0.00012 |  | -3.5436e-05 |  | -2.6658e-05 |  | 0 |  | 1.0157e-06 |  | #REF! |  | 7.3353e-05 |  | 0.00071614 |  | 3.9689e-05 |  | #REF! |  | 5.2351e-05 |  | -0.00020416 |  | 5.0229e-05 |  | 0.0078274 |  | 9.2549e-05 |  | 5.0188e-06 |  | 5.0188e-06 |  | 0.00066557 |  | 0.00048676 |  | 0 |  | 0.060004 |  | 0.0019163 |  | 0.0031654
| 0.0001095 |  | 2.6511e-05 |  | -0.00017741 |  | 4.516e-05 |  | -0.00011143 |  | -3.2745e-05 |  | -3.6147e-05 |  | 0 |  | 1.037e-06 |  | #REF! |  | 7.3356e-05 |  | 0.00067773 |  | 3.969e-05 |  | #REF! |  | 5.2364e-05 |  | -0.00015734 |  | 5.0231e-05 |  | 0.0079681 |  | 9.2553e-05 |  | 7.1127e-05 |  | 7.1127e-05 |  | 0.00072341 |  | 0.00047205 |  | 0 |  | 0.060447 |  | 0.0018952 |  | 0.0031427
| 0.0001095 |  | 5.5159e-05 |  | -0.00014033 |  | 4.516e-05 |  | -0.00010005 |  | -4.2534e-05 |  | -3.8618e-05 |  | 4.8991e-05 |  | 1.0378e-06 |  | #REF! |  | 2.1436e-05 |  | 0.00065287 |  | 7.9296e-05 |  | #REF! |  | 1.8624e-05 |  | -0.00017696 |  | 1.7854e-05 |  | 0.0080899 |  | 4.6639e-05 |  | 6.4172e-05 |  | 6.4172e-05 |  | 0.00082232 |  | 0.00038649 |  | 0 |  | 0.060892 |  | 0.0018929 |  | 0.0031196
| 6.2747e-05 |  | 0.00012574 |  | -6.3898e-05 |  | 6.3931e-05 |  | -0.00012737 |  | 4.736e-07 |  | -3.981e-05 |  | 4.8993e-05 |  | 1.0304e-06 |  | #REF! |  | 2.1437e-05 |  | 0.00061918 |  | 7.9299e-05 |  | #REF! |  | 1.8629e-05 |  | -0.00034461 |  | 1.7855e-05 |  | 0.008208 |  | 4.6641e-05 |  | 7.0283e-05 |  | 7.0283e-05 |  | 0.00083657 |  | 0.00051178 |  | 8.4052e-07 |  | 0.061269 |  | 0.0018506 |  | 0.003101
| 6.2752e-05 |  | 6.6594e-05 |  | -1.0899e-05 |  | 6.3936e-05 |  | -0.00013759 |  | 9.7574e-06 |  | -1.532e-05 |  | 2.4892e-05 |  | 1.0725e-06 |  | #REF! |  | 5.3113e-05 |  | 0.00064291 |  | 3.7961e-05 |  | #REF! |  | 2.8435e-05 |  | -6.1076e-05 |  | 2.2512e-05 |  | 0.0083315 |  | 5.7503e-05 |  | 7.782e-05 |  | 7.782e-05 |  | 0.00081734 |  | 0.00050944 |  | 8.4052e-07 |  | 0.061577 |  | 0.0018283 |  | 0.0030703
| 5.0879e-05 |  | 8.6738e-05 |  | -9.8054e-05 |  | 5.338e-05 |  | -0.00011285 |  | 2.5346e-07 |  | -1.5662e-05 |  | 2.4893e-05 |  | 1.2284e-06 |  | #REF! |  | 5.3116e-05 |  | 0.00069205 |  | 3.7962e-05 |  | #REF! |  | 2.8435e-05 |  | 0.00022106 |  | 2.2512e-05 |  | 0.0084581 |  | 5.7505e-05 |  | 7.9857e-05 |  | 7.9857e-05 |  | 0.00085423 |  | 0.00046348 |  | 0 |  | 0.0619 |  | 0.0018473 |  | 0.0030376
| 5.408e-05 |  | 4.6849e-05 |  | 4.2901e-05 |  | 5.3384e-05 |  | -6.6711e-05 |  | 2.7604e-05 |  | -3.7577e-05 |  | 8.3515e-05 |  | 1.2711e-06 |  | #REF! |  | 6.8683e-05 |  | 0.00062284 |  | 7.9603e-05 |  | #REF! |  | 7.8966e-05 |  | 3.6139e-05 |  | 6.1784e-05 |  | 0.0085834 |  | 5.8337e-05 |  | 7.0471e-05 |  | 7.0471e-05 |  | 0.00077459 |  | 0.0004848 |  | 0 |  | 0.062312 |  | 0.0018331 |  | 0.0030109
| 3.1743e-05 |  | -1.2101e-05 |  | 4.9614e-05 |  | 4.8255e-05 |  | -4.3383e-05 |  | -3.7218e-06 |  | -3.5574e-05 |  | 8.3518e-05 |  | 1.1709e-06 |  | #REF! |  | 6.8686e-05 |  | 0.0006294 |  | 7.9606e-05 |  | #REF! |  | 7.8966e-05 |  | -3.251e-05 |  | 6.1786e-05 |  | 0.0087171 |  | 5.834e-05 |  | 1.143e-05 |  | 1.143e-05 |  | 0.00078549 |  | 0.00025608 |  | 0 |  | 0.062748 |  | 0.0018039 |  | 0.0029964
| 2.8547e-05 |  | -5.7872e-05 |  | -8.3723e-05 |  | 4.8255e-05 |  | -8.4544e-05 |  | -4.1818e-05 |  | -2.5433e-05 |  | 4.9274e-05 |  | 1.0205e-06 |  | #REF! |  | 3.5165e-05 |  | 0.0006596 |  | 4.2826e-05 |  | #REF! |  | 3.3729e-05 |  | 6.6047e-05 |  | 5.3757e-05 |  | 0.0088501 |  | 2.9656e-05 |  | 6.6983e-05 |  | 6.6983e-05 |  | 0.00085679 |  | 0.0004211 |  | 0 |  | 0.063047 |  | 0.0018274 |  | 0.002979
| 2.2166e-05 |  | 9.5211e-05 |  | -8.2156e-06 |  | 4.4152e-05 |  | -0.00011177 |  | 2.6479e-05 |  | -2.7432e-05 |  | 4.9276e-05 |  | 9.3705e-07 |  | #REF! |  | 3.5167e-05 |  | 0.00067801 |  | 4.2828e-05 |  | #REF! |  | 3.3729e-05 |  | -1.3005e-05 |  | 5.3759e-05 |  | 0.0089654 |  | 2.9657e-05 |  | 9.3465e-05 |  | 9.3465e-05 |  | 0.0008886 |  | 0.00072176 |  | 2.5219e-06 |  | 0.063184 |  | 0.0017757 |  | 0.0029296
| 2.2168e-05 |  | 0.00018728 |  | -3.8122e-05 |  | 4.4156e-05 |  | -7.0211e-05 |  | 3.6017e-05 |  | -2.3274e-05 |  | 4.5207e-05 |  | 9.3229e-07 |  | #REF! |  | 4.6233e-05 |  | 0.00075032 |  | 6.9038e-05 |  | #REF! |  | 4.5141e-05 |  | -0.00030781 |  | 4.2501e-05 |  | 0.009075 |  | 8.0692e-05 |  | 3.8633e-05 |  | 3.8633e-05 |  | 0.00085344 |  | 0.00056939 |  | 2.5219e-06 |  | 0.063248 |  | 0.0016992 |  | 0.002907
| 4.6644e-05 |  | 0.00013005 |  | -8.846e-05 |  | 4.416e-05 |  | -6.8453e-05 |  | 6.8034e-06 |  | -2.6046e-05 |  | 4.5209e-05 |  | 8.9026e-07 |  | #REF! |  | 4.6235e-05 |  | 0.00073024 |  | 6.9041e-05 |  | #REF! |  | 4.5152e-05 |  | -0.0003485 |  | 4.2503e-05 |  | 0.0092148 |  | 8.0696e-05 |  | 3.7055e-05 |  | 3.7055e-05 |  | 0.00069 |  | 0.00071623 |  | 0 |  | 0.063323 |  | 0.0017311 |  | 0.0029306
| 4.6644e-05 |  | 0.00011406 |  | -6.676e-05 |  | 4.416e-05 |  | -2.5247e-05 |  | -2.65e-05 |  | -3.119e-05 |  | 3.6054e-06 |  | 9.124e-07 |  | #REF! |  | 4.9017e-05 |  | 0.00071721 |  | 4.1604e-05 |  | #REF! |  | 1.8329e-05 |  | -0.00023678 |  | 7.586e-06 |  | 0.0093833 |  | 4.7293e-05 |  | 1.4629e-06 |  | 1.4629e-06 |  | 0.00063547 |  | 0.00080714 |  | 0 |  | 0.063479 |  | 0.0017653 |  | 0.0029201
| 3.2813e-05 |  | 8.6851e-05 |  | -6.8084e-06 |  | 8.8253e-05 |  | -7.6706e-05 |  | -6.9143e-05 |  | -2.2159e-05 |  | 3.6055e-06 |  | 1.0166e-06 |  | #REF! |  | 4.9019e-05 |  | 0.00065035 |  | 4.1606e-05 |  | #REF! |  | 1.8324e-05 |  | -0.00025487 |  | 7.5863e-06 |  | 0.0095424 |  | 4.7295e-05 |  | -2.1462e-05 |  | -2.1462e-05 |  | 0.0006724 |  | 0.0008211 |  | 0 |  | 0.06377 |  | 0.0015345 |  | 0.0028755
| 3.2816e-05 |  | 8.1331e-05 |  | -2.7758e-06 |  | 8.826e-05 |  | -8.8648e-05 |  | -7.844e-05 |  | -1.931e-05 |  | 6.4888e-05 |  | 1.1377e-06 |  | #REF! |  | 5.6976e-05 |  | 0.00072089 |  | 5.7494e-05 |  | #REF! |  | 6.2132e-05 |  | -0.00027048 |  | 7.5098e-05 |  | 0.009699 |  | 5.7574e-05 |  | 2.2338e-05 |  | 2.2338e-05 |  | 0.00069 |  | 0.00072235 |  | 0 |  | 0.064188 |  | 0.00167 |  | 0.0028469
| 4.2395e-05 |  | 0.00015225 |  | -0.00012346 |  | 8.2929e-05 |  | -1.4624e-05 |  | -2.9513e-05 |  | -2.9553e-05 |  | 6.489e-05 |  | 1.1738e-06 |  | #REF! |  | 5.6978e-05 |  | 0.00080441 |  | 5.7496e-05 |  | #REF! |  | 6.2148e-05 |  | -0.00012462 |  | 7.5101e-05 |  | 0.0098649 |  | 5.7576e-05 |  | 7.4737e-05 |  | 7.4737e-05 |  | 0.00070174 |  | 0.0007805 |  | 0 |  | 0.064636 |  | 0.0018409 |  | 0.002827
| 4.2398e-05 |  | 4.8938e-05 |  | -0.00015282 |  | 8.2936e-05 |  | -5.7391e-05 |  | -4.0385e-05 |  | -3.3019e-05 |  | 3.6979e-05 |  | 1.1958e-06 |  | #REF! |  | 2.6373e-05 |  | 0.00071029 |  | 3.3627e-05 |  | #REF! |  | 3.345e-05 |  | 0.00021716 |  | 2.806e-05 |  | 0.010035 |  | 3.2633e-05 |  | 1.1206e-05 |  | 1.1206e-05 |  | 0.00093565 |  | 0.00080167 |  | 0 |  | 0.065039 |  | 0.0016525 |  | 0.0028112
| 6.9909e-05 |  | -3.8066e-05 |  | -0.00013624 |  | 5.753e-05 |  | -4.8074e-05 |  | -9.9319e-05 |  | -3.0873e-05 |  | 3.698e-05 |  | 1.2594e-06 |  | #REF! |  | 2.6374e-05 |  | 0.00075952 |  | 3.3629e-05 |  | #REF! |  | 3.3441e-05 |  | 6.979e-05 |  | 2.8062e-05 |  | 0.01018 |  | 3.2634e-05 |  | -1.1351e-05 |  | -1.1351e-05 |  | 0.00098015 |  | 0.00086385 |  | 0 |  | 0.065423 |  | 0.0016831 |  | 0.0028052
| 6.9915e-05 |  | 2.6912e-05 |  | -9.4957e-05 |  | 5.7535e-05 |  | -8.6543e-05 |  | -1.9488e-05 |  | -4.9661e-05 |  | 4.3228e-05 |  | 1.2313e-06 |  | #REF! |  | 5.0172e-05 |  | 0.00067367 |  | 3.8106e-05 |  | #REF! |  | 3.963e-05 |  | 3.7717e-05 |  | 4.7309e-05 |  | 0.010322 |  | 4.2138e-05 |  | 2.1e-05 |  | 2.1e-05 |  | 0.00077804 |  | 0.0011063 |  | 0 |  | 0.065852 |  | 0.0017198 |  | 0.0027754
| 6.5767e-05 |  | -8.1358e-06 |  | -5.0352e-05 |  | 9.954e-05 |  | -6.7005e-05 |  | 3.6106e-05 |  | -4.8249e-05 |  | 4.323e-05 |  | 1.105e-06 |  | #REF! |  | 5.0174e-05 |  | 0.00058598 |  | 3.8107e-05 |  | #REF! |  | 3.962e-05 |  | 0.00015952 |  | 4.7311e-05 |  | 0.010478 |  | 4.214e-05 |  | 4.5234e-05 |  | 4.5234e-05 |  | 0.00086025 |  | 0.00094247 |  | 0 |  | 0.066357 |  | 0.0017752 |  | 0.0027665
| 6.5773e-05 |  | -6.2244e-07 |  | -0.00011498 |  | 9.9548e-05 |  | -2.1322e-05 |  | -3.442e-05 |  | -3.3884e-05 |  | 5.7236e-05 |  | 1.0281e-06 |  | #REF! |  | 3.0252e-05 |  | 0.0006281 |  | 3.6548e-05 |  | #REF! |  | 1.0584e-05 |  | -3.2509e-05 |  | 2.386e-06 |  | 0.010652 |  | 4.1866e-05 |  | 4.0837e-05 |  | 4.0837e-05 |  | 0.00084269 |  | 0.00088487 |  | 5.6051e-07 |  | 0.066901 |  | 0.0017293 |  | 0.0027555
| 1.7923e-05 |  | 5.9261e-05 |  | -9.2746e-05 |  | 3.1855e-05 |  | -5.4395e-05 |  | -7.5454e-05 |  | -2.9133e-05 |  | 5.7238e-05 |  | 1.1057e-06 |  | #REF! |  | 3.0253e-05 |  | 0.00062816 |  | 3.6549e-05 |  | #REF! |  | 1.0587e-05 |  | -0.00016575 |  | 2.3861e-06 |  | 0.01084 |  | 4.1867e-05 |  | 1.4176e-05 |  | 1.4176e-05 |  | 0.00081833 |  | 0.00098352 |  | 1.4014e-06 |  | 0.067395 |  | 0.0016623 |  | 0.0027089
| 1.7923e-05 |  | 5.3729e-05 |  | -2.7315e-05 |  | 3.1855e-05 |  | -5.1937e-05 |  | -9.8457e-05 |  | -3.2902e-05 |  | 5.5744e-05 |  | 1.2147e-06 |  | #REF! |  | 5.5348e-05 |  | 0.00070579 |  | 2.7444e-05 |  | #REF! |  | 3.6217e-05 |  | -0.00017295 |  | 7.8279e-05 |  | 0.011042 |  | 4.8016e-05 |  | 6.545e-05 |  | 6.545e-05 |  | 0.00086282 |  | 0.0011767 |  | 1.4013e-06 |  | 0.067794 |  | 0.0016364 |  | 0.0026988
| 5.5195e-05 |  | 3.6792e-05 |  | -5.6144e-06 |  | 9.4824e-05 |  | -8.9914e-05 |  | -3.5963e-05 |  | -3.2698e-05 |  | 5.5747e-05 |  | 1.2849e-06 |  | #REF! |  | 5.5351e-05 |  | 0.00073311 |  | 2.7445e-05 |  | #REF! |  | 3.6227e-05 |  | -0.0003641 |  | 7.8282e-05 |  | 0.011251 |  | 4.8018e-05 |  | 4.4141e-05 |  | 4.4141e-05 |  | 0.00070769 |  | 0.0011646 |  | 5.6055e-07 |  | 0.068103 |  | 0.0015964 |  | 0.0026969
| 5.5199e-05 |  | 2.8701e-05 |  | -3.4533e-05 |  | 9.4832e-05 |  | -0.00016652 |  | -1.0286e-05 |  | -4.3863e-05 |  | 5.6399e-06 |  | 1.2355e-06 |  | #REF! |  | 4.0994e-05 |  | 0.00067746 |  | 2.8943e-05 |  | #REF! |  | 1.3212e-05 |  | -0.00029659 |  | 4.0287e-05 |  | 0.011446 |  | 4.3882e-05 |  | -2.411e-05 |  | -2.411e-05 |  | 0.00062636 |  | 0.0012635 |  | 5.6058e-07 |  | 0.068353 |  | 0.0015753 |  | 0.0026662
| 0 |  | 2.0309e-05 |  | -4.3111e-05 |  | 8.7134e-05 |  | -0.00016928 |  | -3.7597e-05 |  | -3.6754e-05 |  | 5.6402e-06 |  | 1.1145e-06 |  | #REF! |  | 4.0996e-05 |  | 0.00061824 |  | 2.8944e-05 |  | #REF! |  | 1.3212e-05 |  | 1.8205e-05 |  | 4.0289e-05 |  | 0.011632 |  | 4.3884e-05 |  | 2.4407e-05 |  | 2.4407e-05 |  | 0.00070769 |  | 0.0013446 |  | 5.6058e-07 |  | 0.068653 |  | 0.0015753 |  | 0.0026359
| 0 |  | 0.00017948 |  | 9.2492e-06 |  | 8.7134e-05 |  | -8.0339e-05 |  | 3.3575e-05 |  | -2.7242e-05 |  | 4.0473e-05 |  | 9.7138e-07 |  | #REF! |  | 6.3678e-05 |  | 0.00067218 |  | 0.00013217 |  | #REF! |  | 3.5352e-05 |  | -0.00012462 |  | 3.8318e-05 |  | 0.011827 |  | 5.9938e-05 |  | 5.1209e-05 |  | 5.1209e-05 |  | 0.00077398 |  | 0.0012087 |  | 5.6058e-07 |  | 0.069009 |  | 0.001573 |  | 0.0026243
| 8.7142e-05 |  | 0.00016439 |  | -4.729e-05 |  | 6.8765e-05 |  | -5.1126e-05 |  | -1.2277e-06 |  | -4.3587e-05 |  | 4.0474e-05 |  | 8.7184e-07 |  | #REF! |  | 6.3681e-05 |  | 0.0007244 |  | 0.00013218 |  | #REF! |  | 3.5343e-05 |  | -0.00025877 |  | 3.8319e-05 |  | 0.012032 |  | 5.994e-05 |  | 3.9597e-05 |  | 3.9597e-05 |  | 0.00079578 |  | 0.0014643 |  | 5.6058e-07 |  | 0.069378 |  | 0.0015519 |  | 0.0026159
| 8.7149e-05 |  | 9.39e-06 |  | -5.0947e-05 |  | 6.8771e-05 |  | -0.00010066 |  | -5.7639e-05 |  | -4.0158e-05 |  | 4.6516e-05 |  | 8.2712e-07 |  | #REF! |  | 6.3132e-05 |  | 0.00061479 |  | 4.6495e-05 |  | #REF! |  | 4.2409e-05 |  | -0.00019565 |  | 0 |  | 0.012228 |  | 4.6606e-05 |  | 2.3165e-05 |  | 2.3165e-05 |  | 0.00081675 |  | 0.0013618 |  | 5.6061e-07 |  | 0.069775 |  | 0.0015212 |  | 0.0026024
| 0 |  | 2.2609e-05 |  | -5.1813e-05 |  | 8.2406e-05 |  | -0.00010471 |  | -4.641e-05 |  | -4.8934e-05 |  | 4.6518e-05 |  | 8.5847e-07 |  | #REF! |  | 6.3135e-05 |  | 0.0006219 |  | 4.6497e-05 |  | #REF! |  | 4.2398e-05 |  | -0.00021586 |  | 0 |  | 0.01243 |  | 4.6608e-05 |  | -6.0926e-07 |  | -6.0926e-07 |  | 0.00073457 |  | 0.0012885 |  | 1.4015e-06 |  | 0.070267 |  | 0.001585 |  | 0.0025685
| 0 |  | 2.2424e-05 |  | -0.00012303 |  | 8.2413e-05 |  | -9.3936e-05 |  | -7.4524e-05 |  | -5.2966e-05 |  | 4.3182e-05 |  | 1.0464e-06 |  | #REF! |  | 4.7439e-05 |  | 0.00072808 |  | 9.526e-06 |  | #REF! |  | 2.2174e-05 |  | -0.00011714 |  | 2.7385e-06 |  | 0.012651 |  | 6.1831e-05 |  | 3.3255e-05 |  | 3.3255e-05 |  | 0.00073289 |  | 0.0016602 |  | 8.4092e-07 |  | 0.070863 |  | 0.0015673 |  | 0.0025499
| 2.2196e-05 |  | 3.522e-05 |  | -7.3259e-05 |  | 6.1667e-05 |  | -8.4932e-05 |  | -7.8486e-05 |  | -3.2553e-05 |  | 4.3184e-05 |  | 1.1594e-06 |  | #REF! |  | 4.7441e-05 |  | 0.00064513 |  | 9.5264e-06 |  | #REF! |  | 2.2174e-05 |  | -3.2511e-05 |  | 2.7386e-06 |  | 0.012862 |  | 6.1833e-05 |  | 4.5856e-05 |  | 4.5856e-05 |  | 0.00077067 |  | 0.001622 |  | 0 |  | 0.071476 |  | 0.0014519 |  | 0.0025504
| 2.2197e-05 |  | 4.3288e-05 |  | -6.0245e-05 |  | 6.1672e-05 |  | -9.8093e-05 |  | -6.9946e-05 |  | -1.8666e-05 |  | 1.1942e-05 |  | 1.1514e-06 |  | #REF! |  | 2.505e-05 |  | 0.00064696 |  | 2.2427e-05 |  | #REF! |  | 1.0976e-05 |  | -0.00011443 |  | 3.5948e-05 |  | 0.01304 |  | 3.7208e-05 |  | 9.5223e-06 |  | 9.5223e-06 |  | 0.00083692 |  | 0.0014619 |  | 0 |  | 0.072035 |  | 0.0014649 |  | 0.0025278
| 0 |  | 0.00011105 |  | -0.00011137 |  | 5.2442e-05 |  | -0.00011364 |  | -6.9279e-05 |  | -2.142e-05 |  | 1.1942e-05 |  | 1.027e-06 |  | #REF! |  | 2.5051e-05 |  | 0.00070626 |  | 2.2428e-05 |  | #REF! |  | 1.0973e-05 |  | 0.00035392 |  | 3.5949e-05 |  | 0.01321 |  | 3.7209e-05 |  | -3.8295e-05 |  | -3.8295e-05 |  | 0.00088472 |  | 0.0016942 |  | 8.4102e-07 |  | 0.072517 |  | 0.0014709 |  | 0.0024923
| 0 |  | 8.3155e-05 |  | -3.3085e-05 |  | 5.2446e-05 |  | -0.00013677 |  | 8.4012e-06 |  | -2.5038e-05 |  | 3.7481e-05 |  | 9.0475e-07 |  | #REF! |  | 5.8095e-05 |  | 0.00064049 |  | 4.7359e-05 |  | #REF! |  | 4.3245e-05 |  | 0.00065409 |  | 8.2161e-05 |  | 0.013434 |  | 6.5588e-05 |  | 3.8143e-06 |  | 3.8143e-06 |  | 0.0007682 |  | 0.001896 |  | 8.4097e-07 |  | 0.072938 |  | 0.0014863 |  | 0.002485
| 4.3515e-05 |  | 1.4805e-05 |  | 9.2707e-05 |  | 9.5489e-05 |  | -0.0001456 |  | 2.6922e-05 |  | -2.1365e-05 |  | 3.7483e-05 |  | 7.7837e-07 |  | #REF! |  | 5.8097e-05 |  | 0.00065241 |  | 4.7361e-05 |  | #REF! |  | 4.3256e-05 |  | 3.615e-05 |  | 8.2164e-05 |  | 0.013681 |  | 6.559e-05 |  | 8.9799e-05 |  | 8.9799e-05 |  | 0.00070442 |  | 0.0019396 |  | 8.4102e-07 |  | 0.073292 |  | 0.0015641 |  | 0.0024868
| 4.3515e-05 |  | 4.6795e-05 |  | 2.817e-05 |  | 9.5489e-05 |  | -8.5516e-05 |  | -2.6499e-05 |  | -1.3585e-05 |  | 5.5472e-05 |  | 7.2487e-07 |  | #REF! |  | 4.3755e-05 |  | 0.00058539 |  | 6.5486e-05 |  | #REF! |  | 2.6525e-05 |  | -0.00024707 |  | 3.1363e-05 |  | 0.013877 |  | 7.2757e-05 |  | 5.2927e-05 |  | 5.2927e-05 |  | 0.00080846 |  | 0.0021571 |  | 8.4102e-07 |  | 0.073656 |  | 0.0015842 |  | 0.0024766
| 3.8189e-05 |  | 3.4429e-05 |  | -0.0001106 |  | 7.9482e-05 |  | -2.6571e-05 |  | -4.1019e-05 |  | -2.3455e-05 |  | 5.5474e-05 |  | 8.7934e-07 |  | #REF! |  | 4.3757e-05 |  | 0.00055637 |  | 6.5489e-05 |  | #REF! |  | 2.6525e-05 |  | -4.2371e-05 |  | 3.1365e-05 |  | 0.014037 |  | 7.276e-05 |  | 2.5743e-05 |  | 2.5743e-05 |  | 0.00083362 |  | 0.0024053 |  | 0 |  | 0.074026 |  | 0.001457 |  | 0.0024583
| 3.8192e-05 |  | -4.5789e-05 |  | -6.8555e-05 |  | 7.9489e-05 |  | -4.1779e-05 |  | -2.5745e-05 |  | -4.9858e-05 |  | 5.0012e-05 |  | 1.1349e-06 |  | #REF! |  | 1.6737e-05 |  | 0.00053091 |  | 4.9672e-05 |  | #REF! |  | 2.2365e-05 |  | 8.0622e-05 |  | 4.8577e-05 |  | 0.014212 |  | 5.5375e-05 |  | 4.2757e-05 |  | 4.2757e-05 |  | 0.00056944 |  | 0.0024285 |  | 0 |  | 0.074351 |  | 0.0014381 |  | 0.0024363
| 7.7716e-05 |  | 5.6801e-05 |  | -3.7326e-05 |  | 1.6459e-05 |  | -4.7143e-05 |  | -6.1935e-05 |  | -5.0972e-05 |  | 5.0014e-05 |  | 1.2673e-06 |  | #REF! |  | 1.6738e-05 |  | 0.00061223 |  | 4.9674e-05 |  | #REF! |  | 2.2365e-05 |  | -0.00013583 |  | 4.8579e-05 |  | 0.014431 |  | 5.5377e-05 |  | 1.276e-05 |  | 1.276e-05 |  | 0.00065502 |  | 0.0026035 |  | 0 |  | 0.074663 |  | 0.0014901 |  | 0.0024139
| 7.7716e-05 |  | 9.2831e-05 |  | -4.5582e-05 |  | 1.6459e-05 |  | -4.5474e-05 |  | -9.581e-05 |  | -2.0032e-05 |  | 5.2573e-05 |  | 1.1971e-06 |  | #REF! |  | 5.3429e-05 |  | 0.00066088 |  | 1.795e-05 |  | #REF! |  | 5.0233e-05 |  | -0.00012223 |  | 3.6192e-05 |  | 0.014646 |  | 5.9179e-05 |  | 7.7148e-06 |  | 7.7148e-06 |  | 0.00073638 |  | 0.0026222 |  | 2.243e-06 |  | 0.075023 |  | 0.001496 |  | 0.0023916
| 0 |  | -0.00012627 |  | 3.7055e-05 |  | 9.2555e-05 |  | -8.9858e-05 |  | -1.9301e-05 |  | -8.0846e-06 |  | 5.2575e-05 |  | 1.0145e-06 |  | #REF! |  | 5.3431e-05 |  | 0.00050253 |  | 1.7951e-05 |  | #REF! |  | 5.022e-05 |  | -4.4212e-05 |  | 3.6193e-05 |  | 0.014859 |  | 5.9181e-05 |  | 5.3787e-05 |  | 5.3787e-05 |  | 0.00079336 |  | 0.0024588 |  | 4.7663e-06 |  | 0.075445 |  | 0.0012285 |  | 0.0023702
| 0 |  | -0.00010651 |  | -3.7398e-05 |  | 9.2563e-05 |  | -8.4474e-05 |  | 9.4961e-06 |  | -2.0704e-05 |  | 3.0572e-05 |  | 8.4204e-07 |  | #REF! |  | 3.1303e-05 |  | 0.00050791 |  | 5.8897e-05 |  | #REF! |  | 5.3994e-05 |  | 5.1092e-05 |  | 8.3027e-05 |  | 0.015084 |  | 5.9976e-05 |  | 6.494e-05 |  | 6.494e-05 |  | 0.00095114 |  | 0.002602 |  | 2.5234e-06 |  | 0.075954 |  | 0.0013724 |  | 0.0023579
| 1.5814e-05 |  | 7.8147e-05 |  | -5.7973e-05 |  | 4.8357e-05 |  | -4.7836e-05 |  | 2.4792e-05 |  | -1.7031e-05 |  | 3.0574e-05 |  | 8.2866e-07 |  | #REF! |  | 3.1304e-05 |  | 0.00068117 |  | 5.89e-05 |  | #REF! |  | 5.3994e-05 |  | 0.00019765 |  | 8.303e-05 |  | 0.015331 |  | 5.9978e-05 |  | 5.8759e-05 |  | 5.8759e-05 |  | 0.0007976 |  | 0.0026441 |  | 8.4112e-07 |  | 0.076527 |  | 0.0015622 |  | 0.0023431
| 1.5817e-05 |  | 9.4386e-05 |  | -6.2736e-05 |  | 4.8365e-05 |  | -2.4683e-05 |  | 3.2589e-05 |  | -2.4205e-05 |  | 6.1906e-05 |  | 8.835e-07 |  | #REF! |  | 4.946e-05 |  | 0.00060532 |  | 6.1176e-05 |  | #REF! |  | 3.1672e-05 |  | 0.00011465 |  | 3.1596e-05 |  | 0.01559 |  | 4.8079e-05 |  | 3.9299e-05 |  | 3.9299e-05 |  | 0.00084881 |  | 0.0026835 |  | 8.4117e-07 |  | 0.07714 |  | 0.0013418 |  | 0.0023359
| 2.7543e-05 |  | 3.1134e-05 |  | -3.9622e-05 |  | 6.29e-05 |  | -8.5364e-05 |  | -1.1645e-06 |  | -3.0089e-05 |  | 6.1908e-05 |  | 9.5306e-07 |  | #REF! |  | 4.9462e-05 |  | 0.0006207 |  | 6.1178e-05 |  | #REF! |  | 3.1672e-05 |  | 0.0003342 |  | 3.1597e-05 |  | 0.015861 |  | 4.8081e-05 |  | 4.7697e-05 |  | 4.7697e-05 |  | 0.00081102 |  | 0.0028381 |  | 2.5235e-06 |  | 0.077648 |  | 0.0013737 |  | 0.0023253
| 2.7548e-05 |  | -2.5679e-05 |  | 0.00010201 |  | 6.2911e-05 |  | -0.00013553 |  | 3.6225e-05 |  | -2.3679e-05 |  | 7.0349e-05 |  | 9.9796e-07 |  | #REF! |  | 7.0477e-05 |  | 0.0006392 |  | 5.17e-05 |  | #REF! |  | 5.2111e-05 |  | 0.00010717 |  | 5.9896e-05 |  | 0.01615 |  | 5.7096e-05 |  | 8.2574e-05 |  | 8.2574e-05 |  | 0.00061648 |  | 0.0028456 |  | 2.5235e-06 |  | 0.077974 |  | 0.0013749 |  | 0.0023031
| 1.262e-05 |  | -0.00012579 |  | -3.7762e-05 |  | 9.9716e-05 |  | -3.8066e-05 |  | 2.1374e-05 |  | -3.4084e-05 |  | 7.0352e-05 |  | 1.0166e-06 |  | #REF! |  | 7.048e-05 |  | 0.0005615 |  | 5.1702e-05 |  | #REF! |  | 5.2097e-05 |  | -5.2018e-06 |  | 5.9899e-05 |  | 0.016427 |  | 5.7098e-05 |  | 2.2439e-05 |  | 2.2439e-05 |  | 0.00062071 |  | 0.0031369 |  | 0 |  | 0.07823 |  | 0.0013856 |  | 0.0022855
| 1.262e-05 |  | -7.6045e-05 |  | -0.00011241 |  | 9.9716e-05 |  | -2.3744e-05 |  | -6.3046e-05 |  | -3.2721e-05 |  | 7.8447e-05 |  | 1.0013e-06 |  | #REF! |  | 6.7726e-05 |  | 0.00066774 |  | 4.4303e-05 |  | #REF! |  | 2.9784e-05 |  | 0.00027959 |  | 4.9013e-05 |  | 0.016701 |  | 3.655e-05 |  | 3.7527e-06 |  | 3.7527e-06 |  | 0.00072216 |  | 0.003347 |  | 5.6081e-07 |  | 0.078491 |  | 0.001362 |  | 0.0022563
| 7.7762e-05 |  | 2.9046e-06 |  | 5.5142e-05 |  | 7.7168e-05 |  | -6.2939e-05 |  | -7.3173e-05 |  | -1.4529e-05 |  | 7.845e-05 |  | 9.4386e-07 |  | #REF! |  | 6.7728e-05 |  | 0.00056867 |  | 4.4305e-05 |  | #REF! |  | 2.9784e-05 |  | 0.00012587 |  | 4.9015e-05 |  | 0.016974 |  | 3.6551e-05 |  | 6.5605e-05 |  | 6.5605e-05 |  | 0.00075492 |  | 0.0033251 |  | 5.6081e-07 |  | 0.078784 |  | 0.0013279 |  | 0.0022301
| 7.7762e-05 |  | 3.0608e-05 |  | 3.0438e-06 |  | 7.7168e-05 |  | -3.6584e-05 |  | -3.1168e-06 |  | -1.7128e-05 |  | 6.2392e-05 |  | 9.0431e-07 |  | #REF! |  | 5.5564e-05 |  | 0.00056748 |  | 2.1511e-05 |  | #REF! |  | 3.0021e-05 |  | -0.00018075 |  | 5.8023e-05 |  | 0.017241 |  | 4.6671e-05 |  | 5.7997e-05 |  | 5.7997e-05 |  | 0.00059052 |  | 0.0034062 |  | 0 |  | 0.079047 |  | 0.0013338 |  | 0.002226
| 6.2224e-06 |  | -1.0143e-05 |  | -8.5634e-05 |  | 8.8454e-05 |  | -2.8884e-05 |  | 3.5118e-05 |  | -2.3033e-05 |  | 6.2395e-05 |  | 8.7027e-07 |  | #REF! |  | 5.5566e-05 |  | 0.00075453 |  | 2.1512e-05 |  | #REF! |  | 3.0021e-05 |  | -6.1063e-05 |  | 5.8025e-05 |  | 0.017491 |  | 4.6673e-05 |  | 3.6625e-05 |  | 3.6625e-05 |  | 0.00064755 |  | 0.0037316 |  | 8.4127e-07 |  | 0.079252 |  | 0.0013587 |  | 0.0022184
| 6.2229e-06 |  | -4.8202e-05 |  | -7.0902e-05 |  | 8.8461e-05 |  | -6.7006e-06 |  | 5.9596e-05 |  | -2.8669e-05 |  | 3.4253e-05 |  | 8.9436e-07 |  | #REF! |  | 4.3248e-05 |  | 0.00073916 |  | 8.647e-05 |  | #REF! |  | 2.1508e-05 |  | -0.00012223 |  | 2.53e-05 |  | 0.017714 |  | 4.4031e-05 |  | 3.5042e-05 |  | 3.5042e-05 |  | 0.0008237 |  | 0.0040913 |  | 8.4127e-07 |  | 0.07947 |  | 0.0013528 |  | 0.002205
| 3.2894e-05 |  | -6.7611e-05 |  | -0.00019242 |  | 7.4219e-05 |  | -0.00010078 |  | -3.7662e-05 |  | -4.5399e-05 |  | 3.4254e-05 |  | 9.3984e-07 |  | #REF! |  | 4.325e-05 |  | 0.00066144 |  | 8.6473e-05 |  | #REF! |  | 2.1513e-05 |  | -0.00013209 |  | 2.5301e-05 |  | 0.017926 |  | 4.4033e-05 |  | 1.4715e-05 |  | 1.4715e-05 |  | 0.00082123 |  | 0.0039489 |  | 8.4127e-07 |  | 0.079744 |  | 0.0013269 |  | 0.0021808
| 3.2896e-05 |  | -8.7565e-05 |  | -0.00010876 |  | 7.4225e-05 |  | -0.00013239 |  | -5.918e-05 |  | -2.7568e-05 |  | 5.0781e-05 |  | 9.921e-07 |  | #REF! |  | 7.6159e-05 |  | 0.00061577 |  | 0.00010387 |  | #REF! |  | 5.7837e-05 |  | 8.4524e-05 |  | 6.841e-05 |  | 0.018164 |  | 5.8906e-05 |  | 1.7203e-05 |  | 1.7203e-05 |  | 0.00068278 |  | 0.0038236 |  | 8.4132e-07 |  | 0.080105 |  | 0.0013199 |  | 0.0021593
| 0.00010095 |  | 2.5099e-05 |  | -7.4971e-05 |  | 7.6006e-05 |  | -3.9614e-05 |  | -2.2897e-05 |  | -3.3034e-05 |  | 5.0783e-05 |  | 1.1097e-06 |  | #REF! |  | 7.6162e-05 |  | 0.00059558 |  | 0.00010387 |  | #REF! |  | 5.7852e-05 |  | 0.00013134 |  | 6.8413e-05 |  | 0.018443 |  | 5.8909e-05 |  | -3.0579e-05 |  | -3.0579e-05 |  | 0.00062243 |  | 0.0038513 |  | 2.524e-06 |  | 0.08052 |  | 0.0012858 |  | 0.002155
| 0.00010095 |  | 0.00016434 |  | -0.00024445 |  | 7.6013e-05 |  | -7.37e-05 |  | -5.6894e-05 |  | -4.5699e-05 |  | 4.9533e-05 |  | 1.2102e-06 |  | #REF! |  | 3.5723e-05 |  | 0.0005891 |  | 3.1088e-05 |  | #REF! |  | 1.6795e-05 |  | 5.4833e-05 |  | 5.1888e-05 |  | 0.018742 |  | 8.4479e-05 |  | -5.2472e-05 |  | -5.2472e-05 |  | 0.00071558 |  | 0.0040624 |  | 2.5241e-06 |  | 0.080936 |  | 0.0012858 |  | 0.0021513
| 4.8904e-05 |  | 0.00011988 |  | -0.0001822 |  | 3.6041e-05 |  | -0.00011319 |  | -2.27e-05 |  | -3.1705e-05 |  | 4.9535e-05 |  | 1.2524e-06 |  | #REF! |  | 3.5725e-05 |  | 0.00058554 |  | 3.109e-05 |  | #REF! |  | 1.6795e-05 |  | -0.00014174 |  | 5.189e-05 |  | 0.019034 |  | 8.4482e-05 |  | -2.932e-05 |  | -2.932e-05 |  | 0.00087576 |  | 0.0043756 |  | 0 |  | 0.081327 |  | 0.0012752 |  | 0.0021407
| 4.8913e-05 |  | 0.00013783 |  | -7.2674e-05 |  | 3.6047e-05 |  | -5.8067e-05 |  | -1.5088e-05 |  | -3.006e-05 |  | 3.6619e-05 |  | 1.1165e-06 |  | #REF! |  | 6.5217e-05 |  | 0.0006581 |  | 2.9895e-05 |  | #REF! |  | 3.5049e-05 |  | -0.00019939 |  | 3.9986e-05 |  | 0.019316 |  | 5.2853e-05 |  | 2.0715e-05 |  | 2.0715e-05 |  | 0.00089511 |  | 0.0046323 |  | 0 |  | 0.0817 |  | 0.0012292 |  | 0.0021214
| 2.2233e-05 |  | 9.4493e-05 |  | 1.5153e-06 |  | 0.00010097 |  | -6.5926e-05 |  | -2.5901e-05 |  | -2.9749e-05 |  | 3.6621e-05 |  | 9.9486e-07 |  | #REF! |  | 6.522e-05 |  | 0.00057732 |  | 2.9896e-05 |  | #REF! |  | 3.5058e-05 |  | 2.6009e-06 |  | 3.9987e-05 |  | 0.019653 |  | 5.2855e-05 |  | 4.0632e-05 |  | 4.0632e-05 |  | 0.00079104 |  | 0.0047544 |  | 8.4142e-07 |  | 0.082014 |  | 0.0012235 |  | 0.0021107
| 2.2235e-05 |  | -4.2149e-05 |  | 5.6457e-05 |  | 0.00010098 |  | -0.00010192 |  | -1.5014e-05 |  | -3.7189e-05 |  | 4.826e-05 |  | 1.021e-06 |  | #REF! |  | 5.1841e-05 |  | 0.00060944 |  | 3.6286e-05 |  | #REF! |  | 4.4442e-05 |  | -0.00020807 |  | 5.5122e-05 |  | 0.019989 |  | 9.4835e-05 |  | 6.5876e-05 |  | 6.5876e-05 |  | 0.00068958 |  | 0.0050012 |  | 8.4137e-07 |  | 0.082313 |  | 0.0012317 |  | 0.0021094
| 3.6109e-05 |  | -4.5516e-06 |  | 7.2552e-05 |  | 2.575e-05 |  | -0.00011698 |  | 2.1466e-05 |  | -3.5146e-05 |  | 4.8262e-05 |  | 1.0491e-06 |  | #REF! |  | 5.1843e-05 |  | 0.00065518 |  | 3.6287e-05 |  | #REF! |  | 4.4453e-05 |  | -0.00038633 |  | 5.5124e-05 |  | 0.020254 |  | 9.4839e-05 |  | 9.6764e-05 |  | 9.6764e-05 |  | 0.00071395 |  | 0.0052538 |  | 2.5243e-06 |  | 0.082679 |  | 0.0012377 |  | 0.0020901
| 3.6116e-05 |  | -3.5836e-05 |  | -2.6263e-05 |  | 2.5754e-05 |  | -0.00012498 |  | 2.1751e-05 |  | -1.4475e-05 |  | 4.0634e-05 |  | 1.0872e-06 |  | #REF! |  | 5.7171e-05 |  | 0.00052043 |  | 2.1737e-05 |  | #REF! |  | 8.7238e-06 |  | -4.4212e-05 |  | 3.892e-05 |  | 0.020467 |  | 3.134e-05 |  | 2.2358e-05 |  | 2.2358e-05 |  | 0.00084142 |  | 0.0050731 |  | 3.0852e-06 |  | 0.083134 |  | 0.0012542 |  | 0.0020553
| 2.9711e-05 |  | 5.5852e-05 |  | -4.6526e-05 |  | 5.769e-05 |  | -9.149e-05 |  | 5.5886e-06 |  | -2.168e-05 |  | 4.0636e-05 |  | 1.1234e-06 |  | #REF! |  | 5.7174e-05 |  | 0.00038201 |  | 2.1738e-05 |  | #REF! |  | 8.7238e-06 |  | -8.7233e-05 |  | 3.8921e-05 |  | 0.020708 |  | 3.1341e-05 |  | -7.3202e-06 |  | -7.3202e-06 |  | 0.00093291 |  | 0.0051728 |  | 1.4024e-06 |  | 0.083737 |  | 0.0012401 |  | 0.0020502
| 2.9714e-05 |  | 0.00021888 |  | -9.3834e-05 |  | 5.7695e-05 |  | -0.00011794 |  | -3.7663e-06 |  | -2.3483e-05 |  | 3.6794e-05 |  | 1.2084e-06 |  | #REF! |  | 7.2807e-05 |  | 0.00050503 |  | 6.0859e-05 |  | #REF! |  | 3.0534e-05 |  | 8.0628e-05 |  | 4.1446e-05 |  | 0.021017 |  | 7.6389e-05 |  | 1.8222e-05 |  | 1.8222e-05 |  | 0.00081714 |  | 0.0055115 |  | 8.4147e-07 |  | 0.084404 |  | 0.0012236 |  | 0.0020415
| 0 |  | 0.00010045 |  | -0.00017454 |  | 7.4269e-05 |  | -6.7366e-05 |  | -1.8831e-05 |  | -2.2264e-05 |  | 3.6795e-05 |  | 1.2505e-06 |  | #REF! |  | 7.281e-05 |  | 0.00065 |  | 6.0861e-05 |  | #REF! |  | 3.0534e-05 |  | 4.736e-05 |  | 4.1448e-05 |  | 0.021349 |  | 7.6392e-05 |  | 1.8911e-05 |  | 1.8911e-05 |  | 0.00066109 |  | 0.0056796 |  | 0 |  | 0.085094 |  | 0.0012744 |  | 0.0020115
| 0 |  | 2.2602e-05 |  | 7.3372e-06 |  | 7.4275e-05 |  | -7.9436e-05 |  | -4.8933e-05 |  | -4.2526e-05 |  | 3.7367e-05 |  | 1.1776e-06 |  | #REF! |  | 8.4395e-05 |  | 0.00047298 |  | 6.2601e-05 |  | #REF! |  | 5.6743e-05 |  | 4.552e-05 |  | 9.2802e-05 |  | 0.021681 |  | 6.9487e-05 |  | 4.897e-05 |  | 4.897e-05 |  | 0.00070807 |  | 0.005864 |  | 0 |  | 0.085744 |  | 0.0012509 |  | 0.001991
| 5.4276e-05 |  | 0.00015416 |  | -4.4627e-06 |  | 4.9461e-05 |  | -0.0001084 |  | -6.3098e-05 |  | -4.8611e-05 |  | 3.7369e-05 |  | 1.0372e-06 |  | #REF! |  | 8.4398e-05 |  | 0.00046114 |  | 6.2603e-05 |  | #REF! |  | 5.6757e-05 |  | 0.00017036 |  | 9.2805e-05 |  | 0.022009 |  | 6.949e-05 |  | 7.3013e-06 |  | 7.3013e-06 |  | 0.00064939 |  | 0.0057729 |  | 8.4152e-07 |  | 0.0863 |  | 0.0012143 |  | 0.0019929
| 5.4281e-05 |  | 0.00010742 |  | -3.7585e-05 |  | 4.9465e-05 |  | -9.0958e-05 |  | -2.9477e-05 |  | -3.4648e-05 |  | 6.9634e-05 |  | 8.8127e-07 |  | #REF! |  | 6.5528e-05 |  | 0.00050991 |  | 4.9942e-05 |  | #REF! |  | 4.4094e-05 |  | -7.2279e-05 |  | 6.424e-05 |  | 0.022343 |  | 6.0542e-05 |  | -9.5474e-06 |  | -9.5474e-06 |  | 0.00071143 |  | 0.006042 |  | 1.4025e-06 |  | 0.086696 |  | 0.0012793 |  | 0.0019806
| 0 |  | 4.908e-05 |  | -6.7177e-06 |  | 8.8551e-05 |  | -0.00012427 |  | 3.9612e-06 |  | -2.9049e-05 |  | 6.9637e-05 |  | 7.6952e-07 |  | #REF! |  | 6.5531e-05 |  | 0.00049683 |  | 4.9944e-05 |  | #REF! |  | 4.4094e-05 |  | 0.00015864 |  | 6.4243e-05 |  | 0.02271 |  | 6.0545e-05 |  | 3.6328e-05 |  | 3.6328e-05 |  | 0.00084236 |  | 0.006401 |  | 5.6101e-07 |  | 0.086899 |  | 0.00099019 |  | 0.0019462
| 0 |  | 0.00016066 |  | 9.3878e-06 |  | 8.8566e-05 |  | -0.00016186 |  | 1.7169e-05 |  | -3.8073e-05 |  | 4.1293e-05 |  | 8.3042e-07 |  | #REF! |  | 9.4012e-05 |  | 0.00047195 |  | 5.0364e-05 |  | #REF! |  | 3.8204e-05 |  | 0.00027166 |  | 7.1432e-05 |  | 0.023127 |  | 6.5716e-05 |  | 3.0628e-05 |  | 3.0628e-05 |  | 0.00081891 |  | 0.0063241 |  | 5.6105e-07 |  | 0.087035 |  | 0.0011649 |  | 0.0019317
| 6.8356e-05 |  | 0.0001571 |  | -5.6638e-05 |  | 9.9859e-05 |  | -0.00012509 |  | -3.9061e-06 |  | -4.4575e-05 |  | 4.1294e-05 |  | 1.0486e-06 |  | #REF! |  | 9.4016e-05 |  | 0.00049216 |  | 5.0366e-05 |  | #REF! |  | 3.8204e-05 |  | -8.7119e-05 |  | 7.1434e-05 |  | 0.023556 |  | 6.5718e-05 |  | -9.4044e-06 |  | -9.4044e-06 |  | 0.0007249 |  | 0.0066373 |  | 1.4026e-06 |  | 0.087246 |  | 0.0014411 |  | 0.0019266
| 6.8356e-05 |  | 4.252e-05 |  | -0.00017209 |  | 9.9859e-05 |  | -3.2145e-05 |  | 9.5317e-06 |  | -3.6061e-05 |  | 3.6744e-05 |  | 1.2046e-06 |  | #REF! |  | 4.577e-05 |  | 0.00059678 |  | 3.0041e-05 |  | #REF! |  | 0 |  | -0.00021976 |  | 4.9329e-05 |  | 0.023955 |  | 7.084e-05 |  | -6.5781e-05 |  | -6.5781e-05 |  | 0.00072158 |  | 0.0070096 |  | 8.4157e-07 |  | 0.087598 |  | 0.001191 |  | 0.001915
| 8.6202e-05 |  | -4.7316e-05 |  | -2.2617e-05 |  | 3.2988e-05 |  | -2.9066e-05 |  | 3.0634e-05 |  | -2.5561e-05 |  | 3.6746e-05 |  | 1.2608e-06 |  | #REF! |  | 4.5772e-05 |  | 0.00051246 |  | 3.0042e-05 |  | #REF! |  | 0 |  | -0.0001134 |  | 4.9331e-05 |  | 0.024288 |  | 7.0843e-05 |  | -3.5577e-06 |  | -3.5577e-06 |  | 0.00077859 |  | 0.0069982 |  | 0 |  | 0.088002 |  | 0.0011556 |  | 0.0019037
| 8.6203e-05 |  | 4.1821e-06 |  | -0.00010102 |  | 3.2988e-05 |  | -2.5251e-05 |  | 2.476e-05 |  | -1.961e-05 |  | 1.2072e-06 |  | 1.1925e-06 |  | #REF! |  | 5.3107e-05 |  | 0.00040069 |  | 1.7786e-06 |  | #REF! |  | 4.7666e-06 |  | -5.9818e-05 |  | 9.0793e-06 |  | 0.024607 |  | 6.5396e-05 |  | 1.1553e-05 |  | 1.1553e-05 |  | 0.00088184 |  | 0.0071341 |  | 2.2443e-06 |  | 0.088456 |  | 0.0011285 |  | 0.0018787
| 7.5508e-05 |  | 8.3136e-05 |  | -0.00013618 |  | 5.361e-05 |  | -9.0022e-05 |  | 1.8658e-05 |  | -1.5744e-05 |  | 1.2073e-06 |  | 1.105e-06 |  | #REF! |  | 5.3109e-05 |  | 0.00043581 |  | 1.7786e-06 |  | #REF! |  | 4.7678e-06 |  | -9.0972e-05 |  | 9.0797e-06 |  | 0.024996 |  | 6.5398e-05 |  | -4.5617e-05 |  | -4.5617e-05 |  | 0.00095573 |  | 0.0075784 |  | 3.0859e-06 |  | 0.089009 |  | 0.0011463 |  | 0.0018604
| 7.5508e-05 |  | 6.6229e-05 |  | -8.113e-05 |  | 5.361e-05 |  | -0.00013449 |  | -7.6618e-06 |  | -3.947e-05 |  | 6.3634e-05 |  | 1.0079e-06 |  | #REF! |  | 8.4268e-05 |  | 0.00052915 |  | 2.876e-05 |  | #REF! |  | 2.8635e-05 |  | -0.00031729 |  | 4.5005e-05 |  | 0.025452 |  | 5.4668e-05 |  | -2.2674e-05 |  | -2.2674e-05 |  | 0.00086758 |  | 0.007986 |  | 8.4167e-07 |  | 0.089606 |  | 0.0012336 |  | 0.0018762
| 5.4308e-05 |  | 6.2857e-05 |  | -0.0001067 |  | 0 |  | -9.012e-05 |  | -2.1964e-05 |  | -3.9916e-05 |  | 6.3636e-05 |  | 8.8477e-07 |  | #REF! |  | 8.4271e-05 |  | 0.00056844 |  | 2.8761e-05 |  | #REF! |  | 2.8634e-05 |  | -0.00023537 |  | 4.5007e-05 |  | 0.025906 |  | 5.4671e-05 |  | 2.8574e-05 |  | 2.8574e-05 |  | 0.00090203 |  | 0.0078088 |  | 0 |  | 0.09018 |  | 0.0011852 |  | 0.0018653
| 5.4317e-05 |  | 5.4076e-05 |  | -8.1746e-05 |  | 0 |  | -6.0379e-05 |  | -3.2808e-05 |  | -2.0183e-05 |  | 3.8242e-05 |  | 8.8008e-07 |  | #REF! |  | 7.6831e-06 |  | 0.00056497 |  | 3.9363e-05 |  | #REF! |  | 1.8999e-05 |  | -0.000162 |  | 5.2619e-05 |  | 0.026329 |  | 1.3564e-05 |  | 3.4566e-05 |  | 3.4566e-05 |  | 0.00084246 |  | 0.0078081 |  | 0 |  | 0.09058 |  | 0.0011109 |  | 0.0018426
| 4.7902e-05 |  | 1.3939e-05 |  | 1.598e-05 |  | 4.537e-05 |  | -5.9408e-05 |  | 2.7224e-05 |  | -1.486e-05 |  | 3.8244e-05 |  | 9.7712e-07 |  | #REF! |  | 7.6834e-06 |  | 0.00066422 |  | 3.9365e-05 |  | #REF! |  | 1.8994e-05 |  | -4.8113e-05 |  | 5.2621e-05 |  | 0.026765 |  | 1.3565e-05 |  | 5.0848e-05 |  | 5.0848e-05 |  | 0.00065366 |  | 0.0083063 |  | 2.525e-06 |  | 0.090775 |  | 0.0011547 |  | 0.0018433
| 4.791e-05 |  | 4.3534e-05 |  | -2.3623e-05 |  | 4.5378e-05 |  | -0.00010259 |  | 7.4621e-06 |  | -2.0023e-05 |  | 4.2105e-05 |  | 1.1285e-06 |  | #REF! |  | 4.3758e-05 |  | 0.00061854 |  | 5.1061e-05 |  | #REF! |  | 3.0861e-05 |  | 5.8571e-05 |  | 7.4781e-05 |  | 0.027211 |  | 3.8389e-05 |  | 4.0435e-05 |  | 4.0435e-05 |  | 0.00062261 |  | 0.0083389 |  | 3.0863e-06 |  | 0.090843 |  | 0.0011346 |  | 0.0018212
| 2.0126e-05 |  | 9.3854e-05 |  | -0.00019433 |  | 4.3315e-05 |  | -7.3506e-05 |  | -8.7827e-05 |  | -3.2605e-05 |  | 4.2107e-05 |  | 1.2168e-06 |  | #REF! |  | 4.376e-05 |  | 0.00054241 |  | 5.1063e-05 |  | #REF! |  | 3.0853e-05 |  | -0.00014174 |  | 7.4784e-05 |  | 0.027623 |  | 3.8391e-05 |  | -1.6053e-05 |  | -1.6053e-05 |  | 0.00072834 |  | 0.0086528 |  | 1.4029e-06 |  | 0.090942 |  | 0.0010957 |  | 0.0017956
| 2.0128e-05 |  | 0.00010483 |  | -0.00010215 |  | 4.3318e-05 |  | -7.7512e-05 |  | -0.00011226 |  | -4.1827e-05 |  | 7.191e-05 |  | 1.2014e-06 |  | #REF! |  | 3.532e-05 |  | 0.00062335 |  | 2.0347e-05 |  | #REF! |  | 3.1271e-05 |  | -0.00016125 |  | 3.3509e-05 |  | 0.027991 |  | 1.7915e-05 |  | -1.923e-06 |  | -1.923e-06 |  | 0.00085677 |  | 0.008987 |  | 8.4172e-07 |  | 0.091209 |  | 0.0011229 |  | 0.001781
| 4.097e-06 |  | 0.00013906 |  | -5.4894e-05 |  | 4.7448e-05 |  | -0.00010813 |  | -0.00010796 |  | -5.882e-05 |  | 7.1913e-05 |  | 1.1405e-06 |  | #REF! |  | 3.5322e-05 |  | 0.00060318 |  | 2.0348e-05 |  | #REF! |  | 3.1271e-05 |  | -0.00029285 |  | 3.351e-05 |  | 0.028348 |  | 1.7916e-05 |  | -2.2823e-05 |  | -2.2823e-05 |  | 0.0009088 |  | 0.0091142 |  | 2.5253e-06 |  | 0.091576 |  | 0.0011572 |  | 0.0017696
| 4.0974e-06 |  | 5.6342e-05 |  | -0.00019515 |  | 4.7452e-05 |  | -4.931e-05 |  | -7.6329e-06 |  | -5.8387e-05 |  | 5.1447e-05 |  | 1.1158e-06 |  | #REF! |  | 5.4912e-05 |  | 0.00047176 |  | 3.1927e-07 |  | #REF! |  | 3.8963e-06 |  | -0.0003446 |  | 3.5154e-05 |  | 0.028694 |  | 5.0938e-05 |  | -4.279e-05 |  | -4.279e-05 |  | 0.00090293 |  | 0.0092527 |  | 2.5253e-06 |  | 0.091974 |  | 0.0010982 |  | 0.001785
| 9.1615e-05 |  | 3.319e-06 |  | -0.00017524 |  | 0 |  | -6.601e-05 |  | 1.2691e-05 |  | -3.368e-05 |  | 5.1449e-05 |  | 1.0864e-06 |  | #REF! |  | 5.4914e-05 |  | 0.00044855 |  | 3.1928e-07 |  | #REF! |  | 3.8973e-06 |  | -0.00037137 |  | 3.5155e-05 |  | 0.029031 |  | 5.094e-05 |  | -2.487e-05 |  | -2.487e-05 |  | 0.00068894 |  | 0.0095305 |  | 2.5253e-06 |  | 0.092459 |  | 0.0010498 |  | 0.0017704
| 9.1622e-05 |  | 0.00011161 |  | -0.00011621 |  | 0 |  | -0.00010538 |  | -9.2851e-05 |  | -5.0655e-05 |  | 3.7372e-05 |  | 1.0583e-06 |  | #REF! |  | 4.4268e-05 |  | 0.00051642 |  | 9.5208e-05 |  | #REF! |  | 2.7928e-05 |  | -0.00040312 |  | 6.09e-05 |  | 0.029405 |  | 4.14e-05 |  | -4.7299e-05 |  | -4.7299e-05 |  | 0.00062269 |  | 0.0099103 |  | 2.5255e-06 |  | 0.09319 |  | 0.0010629 |  | 0.0017358
| 3.8308e-05 |  | 6.2822e-05 |  | -0.00010921 |  | 7.854e-05 |  | -8.1443e-05 |  | -8.2882e-05 |  | -5.186e-05 |  | 3.7374e-05 |  | 1.0757e-06 |  | #REF! |  | 4.427e-05 |  | 0.00055692 |  | 9.5211e-05 |  | #REF! |  | 2.7935e-05 |  | -0.00019245 |  | 6.0902e-05 |  | 0.029864 |  | 4.1401e-05 |  | -3.7784e-05 |  | -3.7784e-05 |  | 0.0007536 |  | 0.010116 |  | 2.5253e-06 |  | 0.094085 |  | 0.0010558 |  | 0.0017311
| 3.8308e-05 |  | 5.2943e-05 |  | -2.3342e-05 |  | 7.854e-05 |  | -5.3879e-05 |  | -4.425e-05 |  | -2.1519e-05 |  | 2.7264e-05 |  | 1.0925e-06 |  | #REF! |  | 4.7985e-05 |  | 0.00049088 |  | 4.281e-05 |  | #REF! |  | 3.3292e-05 |  | 9.596e-05 |  | 4.5626e-05 |  | 0.03041 |  | 7.0895e-05 |  | -5.762e-06 |  | -5.762e-06 |  | 0.00082493 |  | 0.010259 |  | 2.5256e-06 |  | 0.09491 |  | 0.0011361 |  | 0.0017289
| 9.4441e-06 |  | 1.0273e-05 |  | -9.9043e-05 |  | 0 |  | -5.3424e-05 |  | -4.2754e-05 |  | -3.3785e-05 |  | 2.7265e-05 |  | 9.1444e-07 |  | #REF! |  | 4.7986e-05 |  | 0.00035405 |  | 4.2811e-05 |  | #REF! |  | 3.3292e-05 |  | 0.00019376 |  | 4.5628e-05 |  | 0.030963 |  | 7.0898e-05 |  | -4.41e-05 |  | -4.41e-05 |  | 0.00093319 |  | 0.010619 |  | 8.4182e-07 |  | 0.095604 |  | 0.0011563 |  | 0.0017105
| 9.4449e-06 |  | -0.00012176 |  | -0.0002598 |  | 0 |  | -7.7103e-05 |  | -0.0001513 |  | -0.00015531 |  | 0 |  | 1.3683e-06 |  | #REF! |  | 0 |  | 0.0003523 |  | 0 |  | #REF! |  | 0 |  | 0.0001296 |  | 0 |  | 0.031546 |  | 0 |  | -0.00010982 |  | -0.00010982 |  | 0.00090634 |  | 0.01087 |  | 8.4187e-07 |  | 0.096364 |  | 0.00099212 |  | 0.0016262
| 6.9037e-05 |  | 0.00012753 |  | -0.00010389 |  | 4.5408e-05 |  | -0.00019336 |  | -6.7431e-05 |  | -2.7531e-05 |  | 3.8364e-05 |  | 1.8396e-06 |  | #REF! |  | 5.1639e-05 |  | 0.00049219 |  | 6.833e-05 |  | #REF! |  | 3.7467e-05 |  | 0.00027958 |  | 8.1634e-05 |  | 0.032066 |  | 8.7619e-05 |  | 1.0816e-05 |  | 1.0816e-05 |  | 0.00086359 |  | 0.011161 |  | 2.5256e-06 |  | 0.09718 |  | 0.0011174 |  | 0.0016719
| 6.9037e-05 |  | 7.9838e-05 |  | -4.0133e-05 |  | 4.5408e-05 |  | -1.1042e-05 |  | -5.8606e-05 |  | -4.7602e-05 |  | 3.8365e-05 |  | 2.5566e-06 |  | #REF! |  | 5.1641e-05 |  | 0.000516 |  | 6.8333e-05 |  | #REF! |  | 3.7467e-05 |  | -1.6897e-05 |  | 8.1638e-05 |  | 0.032539 |  | 8.7623e-05 |  | -4.314e-05 |  | -4.314e-05 |  | 0.00076032 |  | 0.011296 |  | 2.5256e-06 |  | 0.097928 |  | 0.0010761 |  | 0.0016715
| 8.6311e-05 |  | 6.4111e-05 |  | 1.1465e-05 |  | 7.024e-05 |  | -5.2504e-05 |  | 1.1907e-05 |  | -5.3256e-05 |  | 8.0494e-05 |  | 2.5989e-06 |  | #REF! |  | 8.5295e-05 |  | 0.00045358 |  | 7.1595e-05 |  | #REF! |  | 5.4592e-05 |  | 9.2228e-05 |  | 2.8641e-05 |  | 0.032929 |  | 6.0668e-05 |  | 4.0819e-05 |  | 4.0819e-05 |  | 0.00077882 |  | 0.011556 |  | 2.5258e-06 |  | 0.098547 |  | 0.0010407 |  | 0.0016544
| 8.6311e-05 |  | 9.3896e-05 |  | 4.3998e-05 |  | 7.024e-05 |  | -0.00011341 |  | 3.9607e-05 |  | -3.3298e-05 |  | 8.0498e-05 |  | 2.5929e-06 |  | #REF! |  | 8.5298e-05 |  | 0.00037739 |  | 7.1598e-05 |  | #REF! |  | 5.4592e-05 |  | -1.2997e-05 |  | 2.8642e-05 |  | 0.033341 |  | 6.067e-05 |  | 7.3042e-05 |  | 7.3042e-05 |  | 0.00084685 |  | 0.012069 |  | 2.5258e-06 |  | 0.099172 |  | 0.0010301 |  | 0.0016438
| 2.442e-05 |  | 9.0994e-07 |  | 6.7308e-06 |  | 0 |  | -2.2315e-05 |  | -1.3616e-05 |  | -4.3376e-05 |  | 3.7541e-05 |  | 2.5474e-06 |  | #REF! |  | 6.4289e-05 |  | 0.00035894 |  | 2.2827e-05 |  | #REF! |  | 2.4836e-05 |  | -0.00018465 |  | 0 |  | 0.033826 |  | 6.7477e-05 |  | 2.2851e-05 |  | 2.2851e-05 |  | 0.00087702 |  | 0.012391 |  | 4.2096e-06 |  | 0.099622 |  | 0.0010218 |  | 0.0016365
| 2.4425e-05 |  | -1.6968e-05 |  | -6.1262e-05 |  | 0 |  | -7.005e-05 |  | -2.9101e-05 |  | -3.5894e-05 |  | 3.7543e-05 |  | 2.5764e-06 |  | #REF! |  | 6.4292e-05 |  | 0.00034888 |  | 2.2828e-05 |  | #REF! |  | 2.4843e-05 |  | 1.7448e-05 |  | 0 |  | 0.034371 |  | 6.7479e-05 |  | -2.1459e-06 |  | -2.1459e-06 |  | 0.00080736 |  | 0.012621 |  | 4.2098e-06 |  | 0.099803 |  | 0.00075964 |  | 0.0016172
| 6.4893e-05 |  | 1.6804e-05 |  | -6.1466e-05 |  | 8.454e-05 |  | -0.00017675 |  | -3.2161e-05 |  | -2.9396e-05 |  | 4.6481e-05 |  | 2.6646e-06 |  | #REF! |  | 8.0388e-05 |  | 0.00030482 |  | 7.494e-05 |  | #REF! |  | 2.0351e-05 |  | 8.8426e-05 |  | 4.8386e-05 |  | 0.034924 |  | 5.5624e-05 |  | 1.8803e-05 |  | 1.8803e-05 |  | 0.0007923 |  | 0.01298 |  | 2.5259e-06 |  | 0.099777 |  | 0.00098174 |  | 0.0015955
| 6.4899e-05 |  | 4.2916e-05 |  | 1.6525e-05 |  | 8.4547e-05 |  | -0.0001906 |  | -0.00010625 |  | -2.7852e-05 |  | 4.6483e-05 |  | 2.6608e-06 |  | #REF! |  | 8.0392e-05 |  | 0.00042512 |  | 7.4943e-05 |  | #REF! |  | 2.0345e-05 |  | 0.00010717 |  | 4.8387e-05 |  | 0.035485 |  | 5.5626e-05 |  | 3.9541e-05 |  | 3.9541e-05 |  | 0.00094169 |  | 0.013169 |  | 2.5259e-06 |  | 0.099773 |  | 0.0012996 |  | 0.0016056
| 7.2645e-05 |  | 4.3449e-05 |  | 4.8676e-06 |  | 0.00014648 |  | -0.00015097 |  | -3.0325e-05 |  | -2.3175e-05 |  | 0.00010295 |  | 2.569e-06 |  | #REF! |  | 7.0639e-05 |  | 0.00045433 |  | 8.69e-05 |  | #REF! |  | 5.0128e-05 |  | 9.6227e-05 |  | 6.5371e-05 |  | 0.036016 |  | 0.00012533 |  | 1.794e-05 |  | 1.794e-05 |  | 0.00086616 |  | 0.01313 |  | 5.8927e-06 |  | 0.099975 |  | 0.0010823 |  | 0.0016168
| 7.2645e-05 |  | -1.0223e-05 |  | -7.427e-05 |  | 0.00014648 |  | -3.6787e-05 |  | -1.326e-05 |  | -4.6304e-05 |  | 0.00010296 |  | 2.4735e-06 |  | #REF! |  | 7.0642e-05 |  | 0.00044242 |  | 8.6904e-05 |  | #REF! |  | 5.0141e-05 |  | 0.00035369 |  | 6.5373e-05 |  | 0.036535 |  | 0.00012533 |  | 3.2432e-05 |  | 3.2432e-05 |  | 0.00069162 |  | 0.013305 |  | 5.8931e-06 |  | 0.10041 |  | 0.00096296 |  | 0.0015887
| 2.3361e-05 |  | -3.7426e-05 |  | -4.8255e-05 |  | 8.9921e-05 |  | 1.2072e-05 |  | -7.6465e-05 |  | -3.2769e-05 |  | 2.7127e-05 |  | 2.4746e-06 |  | #REF! |  | 7.8483e-05 |  | 0.00053357 |  | 9.8699e-06 |  | #REF! |  | 5.4678e-05 |  | 0.00025671 |  | 4.8522e-05 |  | 0.037068 |  | 9.2905e-05 |  | 3.6695e-05 |  | 3.6695e-05 |  | 0.00080237 |  | 0.014117 |  | 4.2101e-06 |  | 0.10108 |  | 0.0009181 |  | 0.0015547
| 2.3363e-05 |  | 8.0084e-06 |  | 1.2686e-05 |  | 8.9928e-05 |  | -4.1795e-05 |  | -4.2083e-05 |  | -1.6209e-05 |  | 2.7128e-05 |  | 2.4521e-06 |  | #REF! |  | 7.8486e-05 |  | 0.00056041 |  | 9.8703e-06 |  | #REF! |  | 5.4678e-05 |  | -0.00011054 |  | 4.8524e-05 |  | 0.037653 |  | 9.2909e-05 |  | 4.655e-06 |  | 4.655e-06 |  | 0.00089978 |  | 0.014549 |  | 4.2103e-06 |  | 0.10188 |  | 0.0009725 |  | 0.0015526
| 2.4435e-05 |  | -3.9453e-05 |  | -8.711e-05 |  | 0.00011078 |  | -4.5129e-05 |  | -6.6459e-05 |  | -4.0156e-05 |  | 4.7498e-05 |  | 2.4199e-06 |  | #REF! |  | 5.73e-05 |  | 0.00055212 |  | 4.7475e-05 |  | #REF! |  | 3.7238e-05 |  | -0.00018444 |  | 2.7593e-05 |  | 0.038241 |  | 8.067e-05 |  | 2.6001e-05 |  | 2.6001e-05 |  | 0.00064882 |  | 0.014499 |  | 5.8931e-06 |  | 0.10258 |  | 0.00097608 |  | 0.0015458
| 2.4435e-05 |  | 1.0625e-05 |  | -0.00011972 |  | 0.00011078 |  | -5.1581e-07 |  | -3.1743e-05 |  | -5.0602e-05 |  | 4.7499e-05 |  | 2.4949e-06 |  | #REF! |  | 5.7302e-05 |  | 0.00046755 |  | 4.7476e-05 |  | #REF! |  | 3.7238e-05 |  | 6.892e-05 |  | 2.7594e-05 |  | 0.03876 |  | 8.0673e-05 |  | 3.1178e-05 |  | 3.1178e-05 |  | 0.00059594 |  | 0.014746 |  | 5.8934e-06 |  | 0.10304 |  | 0.0009879 |  | 0.0015397
| 8.6369e-05 |  | 0.00011373 |  | -6.1727e-05 |  | 3.2019e-05 |  | -2.7267e-05 |  | -3.6578e-06 |  | -5.0614e-05 |  | 6.3384e-05 |  | 2.6023e-06 |  | #REF! |  | 6.2334e-05 |  | 0.0003425 |  | 1.8678e-05 |  | #REF! |  | 4.1809e-05 |  | 0.00013524 |  | 3.3647e-05 |  | 0.039272 |  | 6.7955e-05 |  | 9.839e-06 |  | 9.839e-06 |  | 0.00085787 |  | 0.01498 |  | 2.5264e-06 |  | 0.10335 |  | 0.00097849 |  | 0.001513
| 8.6377e-05 |  | 0.00011739 |  | -2.5771e-05 |  | 3.2022e-05 |  | -4.0577e-05 |  | -6.5509e-05 |  | -4.7444e-05 |  | 6.3386e-05 |  | 2.7112e-06 |  | #REF! |  | 6.2336e-05 |  | 0.00032406 |  | 1.8679e-05 |  | #REF! |  | 4.182e-05 |  | -0.00017697 |  | 3.3648e-05 |  | 0.039864 |  | 6.7958e-05 |  | -2.6398e-06 |  | -2.6398e-06 |  | 0.00077052 |  | 0.015312 |  | 2.5262e-06 |  | 0.10371 |  | 0.00093126 |  | 0.0014965
| 4.1032e-06 |  | 1.4509e-05 |  | -8.3475e-05 |  | 0.00010664 |  | -2.2362e-05 |  | -1.0104e-05 |  | -3.8908e-05 |  | 4.0842e-05 |  | 2.7114e-06 |  | #REF! |  | 7.5087e-05 |  | 0.00043549 |  | 6.5179e-05 |  | #REF! |  | 1.3216e-05 |  | -0.00024708 |  | 2.9107e-05 |  | 0.040589 |  | 4.5213e-05 |  | -3.193e-05 |  | -3.193e-05 |  | 0.00060185 |  | 0.015637 |  | 4.2106e-06 |  | 0.10427 |  | 0.00089466 |  | 0.0015103
| 4.1032e-06 |  | -0.00010408 |  | -5.5513e-05 |  | 0.00010664 |  | 4.7558e-07 |  | 1.3723e-07 |  | -3.1197e-05 |  | 4.0843e-05 |  | 2.644e-06 |  | #REF! |  | 7.509e-05 |  | 0.00041166 |  | 6.5181e-05 |  | #REF! |  | 1.322e-05 |  | -7.5422e-05 |  | 2.9108e-05 |  | 0.04134 |  | 4.5214e-05 |  | -8.211e-06 |  | -8.211e-06 |  | 0.00058422 |  | 0.015753 |  | 4.2106e-06 |  | 0.10493 |  | 0.00095261 |  | 0.0014993
| 3.0869e-05 |  | -5.3494e-05 |  | 1.3676e-05 |  | 3.0997e-05 |  | -7.1831e-05 |  | -3.4277e-06 |  | -2.615e-05 |  | 7.5386e-05 |  | 2.5695e-06 |  | #REF! |  | 8.7811e-05 |  | 0.00045225 |  | 5.6926e-05 |  | #REF! |  | 1.6948e-05 |  | -0.00015827 |  | 5.425e-05 |  | 0.042058 |  | 7.99e-05 |  | 4.14e-05 |  | 4.14e-05 |  | 0.00065221 |  | 0.015834 |  | 5.8941e-06 |  | 0.10554 |  | 0.00097038 |  | 0.0014922
| 3.0869e-05 |  | 5.2963e-05 |  | -3.8948e-05 |  | 3.0997e-05 |  | -0.00010059 |  | -6.5169e-05 |  | -4.3724e-05 |  | 7.5389e-05 |  | 2.5e-06 |  | #REF! |  | 8.7814e-05 |  | 0.00051303 |  | 5.6928e-05 |  | #REF! |  | 1.6948e-05 |  | -0.00012224 |  | 5.4252e-05 |  | 0.042805 |  | 7.9903e-05 |  | -1.7185e-05 |  | -1.7185e-05 |  | 0.00074711 |  | 0.016241 |  | 5.8941e-06 |  | 0.10607 |  | 0.00094205 |  | 0.0015013
| 2.9799e-05 |  | 3.8867e-05 |  | -6.3789e-05 |  | 6.0181e-05 |  | -0.00013493 |  | -9.122e-05 |  | -4.6956e-05 |  | 8.5163e-05 |  | 2.5087e-06 |  | #REF! |  | 6.4701e-05 |  | 0.00037419 |  | 1.8017e-05 |  | #REF! |  | 1.3375e-05 |  | 0.00020063 |  | 6.2274e-05 |  | 0.043569 |  | 6.0804e-05 |  | -4.6495e-05 |  | -4.6495e-05 |  | 0.00092586 |  | 0.017046 |  | 5.8941e-06 |  | 0.1065 |  | 0.00096688 |  | 0.0014939
| 2.9804e-05 |  | -6.7549e-05 |  | 1.4242e-05 |  | 6.0191e-05 |  | -0.0001445 |  | -2.6298e-05 |  | -3.9548e-05 |  | 8.5167e-05 |  | 2.4525e-06 |  | #REF! |  | 6.4704e-05 |  | 0.00024732 |  | 3.3652e-05 |  | #REF! |  | 1.3379e-05 |  | 0.00013133 |  | 6.2276e-05 |  | 0.04433 |  | 6.0806e-05 |  | -3.2335e-05 |  | -3.2335e-05 |  | 0.00097292 |  | 0.017671 |  | 5.8941e-06 |  | 0.10692 |  | 0.00091495 |  | 0.0014762
| 4.5865e-05 |  | 2.1212e-05 |  | 3.5656e-05 |  | 8.7009e-05 |  | -0.00013709 |  | -5.6686e-07 |  | -3.4333e-05 |  | 4.0146e-05 |  | 2.3969e-06 |  | #REF! |  | 7.0639e-05 |  | 0.00028844 |  | 6.9676e-05 |  | #REF! |  | 5.9115e-05 |  | -1.2997e-06 |  | 2.5995e-05 |  | 0.045057 |  | 6.5501e-05 |  | 1.1349e-05 |  | 1.1349e-05 |  | 0.00095949 |  | 0.017886 |  | 5.8945e-06 |  | 0.10735 |  | 0.00089012 |  | 0.0014654
| 4.5869e-05 |  | 8.567e-05 |  | -0.00010532 |  | 8.7016e-05 |  | -0.00016224 |  | 4.1475e-06 |  | -2.3599e-05 |  | 4.0148e-05 |  | 2.3924e-06 |  | #REF! |  | 7.0642e-05 |  | 0.00033614 |  | 5.4044e-05 |  | #REF! |  | 5.913e-05 |  | 0.00012213 |  | 2.5996e-05 |  | 0.045769 |  | 6.5503e-05 |  | 2.9513e-05 |  | 2.9513e-05 |  | 0.00095362 |  | 0.018088 |  | 5.8945e-06 |  | 0.10784 |  | 0.00095872 |  | 0.0014558
| 2.2312e-05 |  | 4.8225e-05 |  | -0.00012521 |  | 0.00010431 |  | -0.00013772 |  | -4.1973e-05 |  | -1.1275e-05 |  | 4.1049e-05 |  | 2.448e-06 |  | #REF! |  | 4.7623e-05 |  | 0.00030697 |  | 7.6227e-05 |  | #REF! |  | 3.7202e-05 |  | -9.1025e-05 |  | 8.5507e-05 |  | 0.046424 |  | 7.6033e-05 |  | 1.1454e-05 |  | 1.1454e-05 |  | 0.00090162 |  | 0.018497 |  | 5.8945e-06 |  | 0.10837 |  | 0.00095758 |  | 0.0014395
| 2.2312e-05 |  | 9.9146e-05 |  | -4.1658e-05 |  | 0.00010431 |  | -0.00013922 |  | -8.6818e-05 |  | -2.6851e-05 |  | 4.1051e-05 |  | 2.4942e-06 |  | #REF! |  | 4.7625e-05 |  | 0.00028491 |  | 7.623e-05 |  | #REF! |  | 3.7202e-05 |  | -9.4926e-05 |  | 8.5511e-05 |  | 0.046998 |  | 7.6036e-05 |  | 3.8103e-05 |  | 3.8103e-05 |  | 0.00089234 |  | 0.018749 |  | 5.8948e-06 |  | 0.10883 |  | 0.00091388 |  | 0.0014149
| 7.034e-05 |  | 0.00016202 |  | -1.9918e-05 |  | 8.7627e-05 |  | -0.0001131 |  | -7.0267e-05 |  | -3.7117e-05 |  | 6.491e-05 |  | 2.4801e-06 |  | #REF! |  | 7.6931e-05 |  | 0.00031414 |  | 0.00011285 |  | #REF! |  | 6.0324e-05 |  | 0.00038008 |  | 4.8341e-05 |  | 0.047624 |  | 8.4581e-05 |  | 1.2782e-05 |  | 1.2782e-05 |  | 0.00082439 |  | 0.018923 |  | 4.2111e-06 |  | 0.10926 |  | 0.00089615 |  | 0.0014126
| 7.0346e-05 |  | 0.00010859 |  | -0.00011127 |  | 8.7634e-05 |  | -5.2405e-05 |  | -5.1002e-05 |  | -3.2925e-05 |  | 6.4912e-05 |  | 2.3917e-06 |  | #REF! |  | 7.6934e-05 |  | 0.00035471 |  | 0.00011285 |  | #REF! |  | 6.0324e-05 |  | 0.00021326 |  | 4.8343e-05 |  | 0.048393 |  | 8.4585e-05 |  | -1.1553e-05 |  | -1.1553e-05 |  | 0.00093101 |  | 0.019415 |  | 4.2116e-06 |  | 0.10972 |  | 0.00086193 |  | 0.0014085
| 2.3388e-05 |  | 7.0623e-05 |  | -0.00016853 |  | 7.6314e-05 |  | -7.7612e-05 |  | -8.098e-05 |  | -5.2994e-05 |  | 3.3146e-05 |  | 2.3049e-06 |  | #REF! |  | 5.6432e-05 |  | 0.00029035 |  | 7.0786e-05 |  | #REF! |  | 1.668e-05 |  | 0.00012353 |  | 4.7231e-05 |  | 0.049255 |  | 8.5045e-05 |  | -1.407e-05 |  | -1.407e-05 |  | 0.00085629 |  | 0.019687 |  | 5.8948e-06 |  | 0.11024 |  | 0.00093524 |  | 0.0013874
| 2.3388e-05 |  | 4.4444e-05 |  | -0.00024394 |  | 7.6314e-05 |  | -0.00013413 |  | -1.9281e-05 |  | -5.8139e-05 |  | 3.3147e-05 |  | 2.3129e-06 |  | #REF! |  | 5.6434e-05 |  | 0.00040542 |  | 7.0788e-05 |  | #REF! |  | 1.668e-05 |  | 0.00016325 |  | 4.7233e-05 |  | 0.050077 |  | 8.5048e-05 |  | -1.8315e-05 |  | -1.8315e-05 |  | 0.00071446 |  | 0.0201 |  | 5.8952e-06 |  | 0.11078 |  | 0.00087971 |  | 0.0013791
| 3.3035e-05 |  | -4.9673e-05 |  | -0.00023099 |  | 0.00012522 |  | -6.1646e-05 |  | 8.6297e-06 |  | -4.5268e-05 |  | 2.3732e-05 |  | 2.4053e-06 |  | #REF! |  | 5.86e-05 |  | 0.00049314 |  | 6.6506e-05 |  | #REF! |  | 2.2932e-05 |  | -4.8114e-05 |  | 6.1128e-05 |  | 0.050798 |  | 3.3344e-05 |  | -1.1952e-05 |  | -1.1952e-05 |  | 0.00069175 |  | 0.020455 |  | 5.8952e-06 |  | 0.11123 |  | 0.00076741 |  | 0.0013938
| 3.3035e-05 |  | 1.1593e-06 |  | -5.891e-05 |  | 0.00012522 |  | -4.1051e-05 |  | -2.0559e-06 |  | -4.04e-05 |  | 2.3733e-05 |  | 2.5958e-06 |  | #REF! |  | 5.8603e-05 |  | 0.00048002 |  | 6.6509e-05 |  | #REF! |  | 2.2938e-05 |  | 9.9686e-06 |  | 6.113e-05 |  | 0.051462 |  | 3.3345e-05 |  | -1.6865e-05 |  | -1.6865e-05 |  | 0.00060364 |  | 0.020979 |  | 5.8952e-06 |  | 0.11162 |  | 0.00078518 |  | 0.0013903
| 4.3749e-05 |  | 9.093e-05 |  | -8.0767e-05 |  | 8.2886e-05 |  | -0.00010188 |  | 2.5779e-05 |  | -5.5703e-05 |  | 2.3322e-05 |  | 2.6934e-06 |  | #REF! |  | 7.8814e-05 |  | 0.00041264 |  | 4.6039e-06 |  | #REF! |  | 2.9993e-05 |  | 6.5015e-06 |  | 7.1566e-05 |  | 0.052104 |  | 8.7107e-05 |  | -2.3455e-05 |  | -2.3455e-05 |  | 0.00061875 |  | 0.02151 |  | 4.2118e-06 |  | 0.11201 |  | 0.00084671 |  | 0.0013651
| 4.3757e-05 |  | -3.1811e-05 |  | -9.0454e-05 |  | 8.29e-05 |  | -9.9355e-05 |  | 1.1503e-05 |  | -5.9119e-05 |  | 2.3323e-05 |  | 2.8403e-06 |  | #REF! |  | 7.8817e-05 |  | 0.00034472 |  | 4.6041e-06 |  | #REF! |  | 2.9993e-05 |  | -5.2015e-05 |  | 7.1568e-05 |  | 0.052758 |  | 8.7111e-05 |  | 2.4305e-05 |  | 2.4305e-05 |  | 0.00072789 |  | 0.021592 |  | 4.2118e-06 |  | 0.11247 |  | 0.00057248 |  | 0.0013583
| 6.9182e-05 |  | 8.0604e-06 |  | -6.8886e-05 |  | 4.5503e-05 |  | -5.6297e-05 |  | -3.4065e-05 |  | -3.3801e-05 |  | 7.4036e-05 |  | 2.8885e-06 |  | #REF! |  | 5.1539e-05 |  | 0.00038527 |  | 2.7369e-05 |  | #REF! |  | 1.0622e-05 |  | 0.00021933 |  | 7.4353e-05 |  | 0.053428 |  | 9.5777e-05 |  | 3.056e-05 |  | 3.056e-05 |  | 0.00074976 |  | 0.02196 |  | 4.2118e-06 |  | 0.11293 |  | 0.00079481 |  | 0.0013564
| 6.9188e-05 |  | 0.00011355 |  | -8.1624e-05 |  | 4.5507e-05 |  | -0.00010455 |  | -2.0408e-05 |  | -2.3223e-05 |  | 7.4039e-05 |  | 2.8184e-06 |  | #REF! |  | 5.1541e-05 |  | 0.00043422 |  | 2.737e-05 |  | #REF! |  | 1.062e-05 |  | 0.00030298 |  | 7.4355e-05 |  | 0.054184 |  | 9.578e-05 |  | -5.7116e-06 |  | -5.7116e-06 |  | 0.00075224 |  | 0.022396 |  | 4.2121e-06 |  | 0.11333 |  | 0.0011188 |  | 0.0013461
| 6.8597e-05 |  | 4.0225e-05 |  | -4.7112e-05 |  | 6.6211e-05 |  | -0.00015221 |  | -1.2688e-05 |  | -3.8828e-05 |  | 4.3778e-05 |  | 2.7097e-06 |  | #REF! |  | 6.8045e-05 |  | 0.00042709 |  | 8.529e-05 |  | #REF! |  | 5.0211e-05 |  | 0.00021326 |  | 9.8491e-05 |  | 0.05501 |  | 5.362e-05 |  | -1.4589e-06 |  | -1.4589e-06 |  | 0.00067588 |  | 0.023079 |  | 4.2121e-06 |  | 0.11371 |  | 0.00095207 |  | 0.0013484
| 6.8603e-05 |  | -4.7371e-05 |  | -9.5959e-06 |  | 6.6217e-05 |  | -0.0001198 |  | -2.1957e-05 |  | -4.7586e-05 |  | 4.378e-05 |  | 2.602e-06 |  | #REF! |  | 6.8047e-05 |  | 0.00038179 |  | 8.5293e-05 |  | #REF! |  | 5.0211e-05 |  | 0.00021933 |  | 9.8495e-05 |  | 0.055846 |  | 5.3622e-05 |  | 9.005e-06 |  | 9.005e-06 |  | 0.00065993 |  | 0.023493 |  | 4.2121e-06 |  | 0.11408 |  | 0.00095093 |  | 0.0013573
| 0 |  | -8.5638e-05 |  | -4.0912e-05 |  | 6.0252e-05 |  | -4.2535e-05 |  | -2.6628e-06 |  | -2.7785e-05 |  | 3.3246e-05 |  | 2.6014e-06 |  | #REF! |  | 4.8497e-05 |  | 0.00047008 |  | 6.8178e-05 |  | #REF! |  | 0 |  | -0.00017685 |  | 2.6897e-05 |  | 0.056598 |  | 6.7387e-05 |  | 2.2869e-06 |  | 2.2869e-06 |  | 0.00081021 |  | 0.023802 |  | 4.2121e-06 |  | 0.11449 |  | 0.00086108 |  | 0.0013366
| 0 |  | 3.0068e-05 |  | -0.00015142 |  | 6.0257e-05 |  | 8.6275e-07 |  | -4.1249e-05 |  | -3.6268e-05 |  | 3.3247e-05 |  | 2.659e-06 |  | #REF! |  | 4.8499e-05 |  | 0.0004731 |  | 6.818e-05 |  | #REF! |  | 0 |  | -0.00016905 |  | 2.6898e-05 |  | 0.057269 |  | 6.739e-05 |  | 2.4523e-05 |  | 2.4523e-05 |  | 0.00080686 |  | 0.024378 |  | 4.2123e-06 |  | 0.11493 |  | 0.00079488 |  | 0.0013108
| 4.5919e-05 |  | 0.00012748 |  | -5.9722e-05 |  | 9.0094e-05 |  | -0.00013163 |  | -3.504e-05 |  | -3.8531e-05 |  | 4.0422e-05 |  | 2.7215e-06 |  | #REF! |  | 5.8395e-05 |  | 0.00044928 |  | 0.00010851 |  | #REF! |  | 5.8485e-05 |  | 0.00031279 |  | 7.8194e-05 |  | 0.057903 |  | 0.00011858 |  | 4.5034e-05 |  | 4.5034e-05 |  | 0.0011663 |  | 0.025008 |  | 8.4247e-07 |  | 0.11542 |  | 0.00082918 |  | 0.0013185
| 4.5919e-05 |  | 0.00018146 |  | -3.1285e-05 |  | 9.0094e-05 |  | -0.00014001 |  | -2.107e-05 |  | -3.9085e-05 |  | 4.0424e-05 |  | 2.684e-06 |  | #REF! |  | 5.8398e-05 |  | 0.00039498 |  | 0.00010851 |  | #REF! |  | 5.85e-05 |  | 0.00028348 |  | 7.8197e-05 |  | 0.058463 |  | 0.00011859 |  | -2.4405e-06 |  | -2.4405e-06 |  | 0.0011327 |  | 0.025179 |  | 8.4247e-07 |  | 0.11591 |  | 0.0008813 |  | 0.0013046
| 2.7699e-05 |  | 0.00013577 |  | -5.7207e-05 |  | 8.7126e-05 |  | -8.5811e-05 |  | -3.481e-05 |  | -1.8505e-05 |  | 3.5135e-05 |  | 2.5848e-06 |  | #REF! |  | 5.5512e-05 |  | 0.00038669 |  | 4.5654e-05 |  | #REF! |  | 5.339e-05 |  | 6.231e-05 |  | 8.1341e-05 |  | 0.059061 |  | 9.1247e-05 |  | 2.6876e-05 |  | 2.6876e-05 |  | 0.00072457 |  | 0.025469 |  | 5.8966e-06 |  | 0.11638 |  | 0.00086 |  | 0.0012803
| 2.7699e-05 |  | 4.5497e-05 |  | -5.7519e-05 |  | 8.7126e-05 |  | -0.00018475 |  | -1.5106e-05 |  | -2.7763e-05 |  | 3.5137e-05 |  | 2.5306e-06 |  | #REF! |  | 5.5514e-05 |  | 0.00033299 |  | 4.5655e-05 |  | #REF! |  | 5.3404e-05 |  | -2.8607e-05 |  | 8.1344e-05 |  | 0.059782 |  | 9.125e-05 |  | 3.3531e-05 |  | 3.3531e-05 |  | 0.00076917 |  | 0.025794 |  | 5.8966e-06 |  | 0.11678 |  | 0.0008447 |  | 0.0012752
| 7.5794e-05 |  | 7.6347e-05 |  | -8.3459e-06 |  | 6.9229e-05 |  | -9.9642e-05 |  | 7.917e-05 |  | -5.0899e-05 |  | 4.7789e-05 |  | 2.5754e-06 |  | #REF! |  | 2.2579e-05 |  | 0.00033301 |  | 0.00010213 |  | #REF! |  | 4.9886e-05 |  | -0.00034849 |  | 8.8457e-05 |  | 0.06059 |  | 4.143e-05 |  | 7.384e-05 |  | 7.384e-05 |  | 0.00085812 |  | 0.026093 |  | 4.2126e-06 |  | 0.11711 |  | 0.00080329 |  | 0.0012734
| 7.58e-05 |  | 4.0585e-05 |  | 7.9044e-05 |  | 6.9235e-05 |  | 4.1105e-05 |  | 5.5357e-05 |  | -4.0476e-05 |  | 4.7791e-05 |  | 2.5897e-06 |  | #REF! |  | 2.258e-05 |  | 0.00039213 |  | 0.00010214 |  | #REF! |  | 4.9886e-05 |  | -0.00050969 |  | 8.8461e-05 |  | 0.061391 |  | 4.1431e-05 |  | 7.8852e-05 |  | 7.8852e-05 |  | 0.00085224 |  | 0.026709 |  | 4.2128e-06 |  | 0.11752 |  | 0.00078913 |  | 0.0012777
| 3.95e-05 |  | 9.3068e-05 |  | -2.276e-05 |  | 0.00010982 |  | 3.539e-05 |  | -4.624e-05 |  | -3.3491e-05 |  | 4.5074e-05 |  | 2.5569e-06 |  | #REF! |  | 0.00012014 |  | 0.00038377 |  | 8.655e-05 |  | #REF! |  | 2.3979e-05 |  | -0.00027048 |  | 2.0172e-05 |  | 0.062167 |  | 5.4014e-05 |  | -1.7341e-05 |  | -1.7341e-05 |  | 0.00078848 |  | 0.02714 |  | 8.4252e-07 |  | 0.11801 |  | 0.00079741 |  | 0.0012553
| 3.9503e-05 |  | 0.00010419 |  | -7.9822e-05 |  | 0.00010983 |  | -2.4624e-05 |  | -4.9952e-05 |  | -3.3718e-05 |  | 4.5076e-05 |  | 2.5381e-06 |  | #REF! |  | 0.00012015 |  | 0.00037545 |  | 8.6553e-05 |  | #REF! |  | 2.3979e-05 |  | -0.00022756 |  | 2.0173e-05 |  | 0.063 |  | 5.4017e-05 |  | -3.3617e-06 |  | -3.3617e-06 |  | 0.00079436 |  | 0.027643 |  | 8.4257e-07 |  | 0.11846 |  | 0.00076435 |  | 0.0012496
| 7.4022e-05 |  | -5.6676e-05 |  | -6.5362e-05 |  | 0.00014088 |  | -2.1375e-05 |  | 5.0628e-06 |  | -3.9741e-05 |  | 1.651e-05 |  | 2.5395e-06 |  | #REF! |  | 5.0284e-05 |  | 0.00037369 |  | 0.00011365 |  | #REF! |  | 3.4897e-05 |  | -0.00052463 |  | 9.3287e-05 |  | 0.063855 |  | 7.096e-05 |  | 4.5472e-05 |  | 4.5472e-05 |  | 0.00081199 |  | 0.02811 |  | 4.2131e-06 |  | 0.1188 |  | 0.00070992 |  | 0.0012483
| 7.4028e-05 |  | -0.00011887 |  | -4.9463e-05 |  | 0.00014089 |  | -5.8657e-05 |  | 3.4047e-06 |  | -4.3243e-05 |  | 1.6511e-05 |  | 2.5598e-06 |  | #REF! |  | 5.0286e-05 |  | 0.00030241 |  | 0.00011366 |  | #REF! |  | 3.4888e-05 |  | -0.00066839 |  | 9.3291e-05 |  | 0.064664 |  | 7.0962e-05 |  | 4.3988e-05 |  | 4.3988e-05 |  | 0.00079268 |  | 0.028586 |  | 4.2128e-06 |  | 0.11909 |  | 0.00078098 |  | 0.0012316
| 6.9252e-05 |  | -6.3351e-05 |  | -7.2636e-05 |  | 8.0595e-05 |  | -0.00023944 |  | -2.4636e-05 |  | -5.1654e-05 |  | 5.5369e-05 |  | 2.5783e-06 |  | #REF! |  | 5.5088e-05 |  | 0.00029047 |  | 6.7818e-05 |  | #REF! |  | 2.2317e-05 |  | -0.00020807 |  | 7.5649e-05 |  | 0.065416 |  | 5.9649e-05 |  | 1.9522e-06 |  | 1.9522e-06 |  | 0.00085487 |  | 0.028848 |  | 5.8973e-06 |  | 0.11936 |  | 0.00084014 |  | 0.0012289
| 6.9264e-05 |  | 6.2527e-05 |  | -0.00019905 |  | 8.0608e-05 |  | -0.00024034 |  | -2.1236e-05 |  | -4.9712e-05 |  | 5.5371e-05 |  | 2.5209e-06 |  | #REF! |  | 5.509e-05 |  | 0.00036184 |  | 6.7821e-05 |  | #REF! |  | 2.2317e-05 |  | 0.0001595 |  | 7.5652e-05 |  | 0.066257 |  | 5.9651e-05 |  | -4.8674e-05 |  | -4.8674e-05 |  | 0.00086489 |  | 0.029501 |  | 5.8976e-06 |  | 0.11961 |  | 0.00084255 |  | 0.0012238
| 0 |  | 8.9518e-05 |  | -0.0002354 |  | 3.2097e-05 |  | -0.00013979 |  | -6.2164e-05 |  | -5.1036e-05 |  | 3.6705e-05 |  | 2.4447e-06 |  | #REF! |  | 5.9892e-05 |  | 0.00035527 |  | 3.6564e-05 |  | #REF! |  | 3.1244e-05 |  | 2.6006e-05 |  | 6.5983e-06 |  | 0.067191 |  | 8.6572e-05 |  | -5.6156e-05 |  | -5.6156e-05 |  | 0.00065417 |  | 0.03014 |  | 4.2131e-06 |  | 0.11997 |  | 0.00083075 |  | 0.0012114
| 0 |  | 9.4563e-05 |  | 2.1271e-05 |  | 3.2097e-05 |  | -0.00012307 |  | -6.0371e-05 |  | -4.6648e-05 |  | 3.6706e-05 |  | 2.4318e-06 |  | #REF! |  | 5.9894e-05 |  | 0.00037558 |  | 3.6565e-05 |  | #REF! |  | 3.1243e-05 |  | -0.00026658 |  | 6.5986e-06 |  | 0.068143 |  | 8.6575e-05 |  | -1.8448e-05 |  | -1.8448e-05 |  | 0.00075913 |  | 0.030954 |  | 4.2133e-06 |  | 0.12051 |  | 0.00073611 |  | 0.0012084
| 4.4888e-05 |  | -6.0958e-05 |  | 4.0173e-05 |  | 3.8316e-05 |  | -8.1683e-05 |  | -6.74e-05 |  | -5.939e-05 |  | 6.9851e-05 |  | 2.495e-06 |  | #REF! |  | 0.00010237 |  | 0.00032667 |  | 4.1416e-05 |  | #REF! |  | 4.667e-05 |  | -0.00021809 |  | 6.8378e-05 |  | 0.069065 |  | 7.364e-05 |  | -7.4899e-06 |  | -7.4899e-06 |  | 0.00085912 |  | 0.03158 |  | 5.8976e-06 |  | 0.12125 |  | 0.00070297 |  | 0.0012232
| 4.4888e-05 |  | -8.1433e-05 |  | -4.2125e-05 |  | 3.8316e-05 |  | -7.6875e-05 |  | -0.00010014 |  | -4.4302e-05 |  | 6.9854e-05 |  | 2.5573e-06 |  | #REF! |  | 0.00010238 |  | 0.00036907 |  | 4.1418e-05 |  | #REF! |  | 4.6682e-05 |  | -0.00011053 |  | 6.838e-05 |  | 0.069975 |  | 7.3643e-05 |  | 1.0956e-05 |  | 1.0956e-05 |  | 0.00074234 |  | 0.031266 |  | 5.898e-06 |  | 0.12203 |  | 0.00074209 |  | 0.0011981
| 4.1136e-06 |  | 4.6724e-05 |  | -0.00016089 |  | 8.7796e-05 |  | -8.3159e-05 |  | -8.5066e-05 |  | -2.998e-05 |  | 1.8304e-05 |  | 2.5567e-06 |  | #REF! |  | 7.4736e-05 |  | 0.00038224 |  | 7.8137e-05 |  | #REF! |  | 6.4862e-05 |  | -0.00015735 |  | 6.7452e-05 |  | 0.070885 |  | 7.6331e-05 |  | 2.1446e-05 |  | 2.1446e-05 |  | 0.00092546 |  | 0.031973 |  | 4.2133e-06 |  | 0.12267 |  | 0.00075037 |  | 0.0011729
| 4.1139e-06 |  | -2.9989e-05 |  | -0.00016239 |  | 8.7803e-05 |  | -7.1433e-05 |  | -8.3887e-05 |  | -5.5932e-05 |  | 1.8304e-05 |  | 2.5848e-06 |  | #REF! |  | 7.4739e-05 |  | 0.0004432 |  | 7.814e-05 |  | #REF! |  | 6.4879e-05 |  | 0.00017447 |  | 6.7455e-05 |  | 0.07175 |  | 7.6334e-05 |  | -3.4776e-05 |  | -3.4776e-05 |  | 0.00095648 |  | 0.033059 |  | 4.2136e-06 |  | 0.12304 |  | 0.00075987 |  | 0.0011801
| 0.0001123 |  | -1.1835e-05 |  | -3.0866e-05 |  | 3.7289e-05 |  | -8.8283e-05 |  | -5.5166e-05 |  | -6.5139e-05 |  | 1.4882e-05 |  | 2.6199e-06 |  | #REF! |  | 6.575e-05 |  | 0.00041277 |  | 4.5695e-05 |  | #REF! |  | 9.1609e-06 |  | 0.00025227 |  | 1.7988e-05 |  | 0.072578 |  | 6.3547e-05 |  | -5.756e-05 |  | -5.756e-05 |  | 0.00072475 |  | 0.033877 |  | 5.8983e-06 |  | 0.12323 |  | 0.00071848 |  | 0.0011857
| 0.0001123 |  | 5.5032e-05 |  | -0.00010876 |  | 3.7289e-05 |  | -0.00012139 |  | -8.829e-05 |  | -4.7818e-05 |  | 1.4883e-05 |  | 2.5587e-06 |  | #REF! |  | 6.5752e-05 |  | 0.00037215 |  | 4.5696e-05 |  | #REF! |  | 9.1609e-06 |  | 3.381e-05 |  | 1.7989e-05 |  | 0.073418 |  | 6.355e-05 |  | -2.2564e-05 |  | -2.2564e-05 |  | 0.00070711 |  | 0.034571 |  | 5.898e-06 |  | 0.12337 |  | 0.00068181 |  | 0.0012043
| 2.4509e-05 |  | 5.2581e-05 |  | -8.0036e-06 |  | 8.9013e-05 |  | -0.00018486 |  | -5.8816e-05 |  | -1.5665e-05 |  | 6.8662e-05 |  | 2.4617e-06 |  | #REF! |  | 0.00013514 |  | 0.0003453 |  | 0.00016766 |  | #REF! |  | 5.5839e-05 |  | -0.00024799 |  | 6.0376e-05 |  | 0.074353 |  | 0.00010851 |  | 1.8296e-05 |  | 1.8296e-05 |  | 0.00082389 |  | 0.034645 |  | 4.2138e-06 |  | 0.1235 |  | 0.0008085 |  | 0.001198
| 2.4511e-05 |  | -3.0716e-05 |  | 5.2149e-05 |  | 8.902e-05 |  | -0.00020166 |  | 4.7557e-05 |  | -2.2853e-05 |  | 6.8665e-05 |  | 2.3486e-06 |  | #REF! |  | 0.00013514 |  | 0.00028917 |  | 0.00016767 |  | #REF! |  | 5.5825e-05 |  | -8.322e-05 |  | 6.0379e-05 |  | 0.075365 |  | 0.00010852 |  | 9.7139e-07 |  | 9.7139e-07 |  | 0.00091706 |  | 0.035557 |  | 4.2138e-06 |  | 0.12362 |  | 0.00048373 |  | 0.0011744
| 5.2425e-05 |  | -1.796e-05 |  | 5.0178e-05 |  | 9.8587e-05 |  | -0.00013839 |  | -1.6653e-05 |  | -3.6421e-05 |  | 0.00010512 |  | 2.3437e-06 |  | #REF! |  | 0.00011309 |  | 0.00029755 |  | 8.2232e-05 |  | #REF! |  | 4.1462e-05 |  | -9.1024e-06 |  | 5.3359e-05 |  | 0.076394 |  | 4.9744e-05 |  | 4.7303e-06 |  | 4.7303e-06 |  | 0.00087596 |  | 0.036191 |  | 5.8987e-06 |  | 0.1237 |  | 0.00069332 |  | 0.0011571
| 5.243e-05 |  | 5.6059e-05 |  | -0.00010729 |  | 9.8596e-05 |  | -0.00012822 |  | -0.00012423 |  | -3.4613e-05 |  | 0.00010512 |  | 2.4029e-06 |  | #REF! |  | 0.00011309 |  | 0.0002044 |  | 8.2235e-05 |  | #REF! |  | 4.1473e-05 |  | -0.00023304 |  | 5.3361e-05 |  | 0.07746 |  | 4.9746e-05 |  | 2.08e-07 |  | 2.08e-07 |  | 0.00078442 |  | 0.036375 |  | 5.8987e-06 |  | 0.12369 |  | 0.00096365 |  | 0.0011359
| 4.3841e-05 |  | -1.7189e-05 |  | -0.00013071 |  | 4.7663e-05 |  | -0.00010925 |  | -0.0001097 |  | -3.4261e-05 |  | 6.4694e-05 |  | 2.4606e-06 |  | #REF! |  | 8.4945e-05 |  | 0.00028925 |  | 7.6471e-05 |  | #REF! |  | 4.842e-05 |  | -4.8113e-05 |  | 4.2891e-05 |  | 0.078561 |  | 9.5327e-05 |  | 3.4245e-06 |  | 3.4245e-06 |  | 0.00087176 |  | 0.03689 |  | 5.8987e-06 |  | 0.12362 |  | 0.00071508 |  | 0.0011142
| 4.3845e-05 |  | 3.5426e-05 |  | -3.872e-05 |  | 4.7667e-05 |  | -0.00013349 |  | -8.0125e-05 |  | -3.6114e-05 |  | 6.4697e-05 |  | 2.5028e-06 |  | #REF! |  | 8.4948e-05 |  | 0.00043027 |  | 7.6474e-05 |  | #REF! |  | 4.842e-05 |  | 0.00027177 |  | 4.2893e-05 |  | 0.079715 |  | 9.5331e-05 |  | 2.8116e-05 |  | 2.8116e-05 |  | 0.00082893 |  | 0.03703 |  | 5.8987e-06 |  | 0.12362 |  | 0.00075418 |  | 0.0011092
| 0.00010399 |  | -1.5567e-05 |  | -0.0001773 |  | 0.00010758 |  | -0.00027125 |  | -3.3022e-05 |  | -3.5266e-05 |  | 2.9144e-05 |  | 2.4887e-06 |  | #REF! |  | 3.3098e-05 |  | 0.0003813 |  | 4.2538e-05 |  | #REF! |  | 8.5177e-06 |  | 7.352e-05 |  | 4.5158e-07 |  | 0.080844 |  | 4.5945e-05 |  | 2.4414e-05 |  | 2.4414e-05 |  | 0.00077691 |  | 0.037818 |  | 4.2143e-06 |  | 0.12384 |  | 0.00070682 |  | 0.0011187
| 0.00010399 |  | -3.6956e-05 |  | -0.00010698 |  | 0.00010758 |  | -0.00015257 |  | -2.4741e-05 |  | -1.4707e-05 |  | 2.9146e-05 |  | 2.4313e-06 |  | #REF! |  | 3.31e-05 |  | 0.00031138 |  | 4.2539e-05 |  | #REF! |  | 8.5177e-06 |  | -0.00040311 |  | 4.5159e-07 |  | 0.081882 |  | 4.5946e-05 |  | -5.0584e-05 |  | -5.0584e-05 |  | 0.00095077 |  | 0.039021 |  | 4.2143e-06 |  | 0.12418 |  | 0.00065123 |  | 0.001107
| 3.5264e-05 |  | 9.8153e-06 |  | 3.3658e-05 |  | 6.0373e-05 |  | -9.9555e-06 |  | -6.574e-05 |  | 2.5386e-06 |  | 2.8044e-05 |  | 2.379e-06 |  | #REF! |  | 5.2046e-05 |  | 0.00025524 |  | 7.7952e-05 |  | #REF! |  | 6.8572e-05 |  | -0.00013003 |  | 1.2369e-05 |  | 0.082754 |  | 7.7005e-05 |  | -4.5395e-05 |  | -4.5395e-05 |  | 0.000902 |  | 0.039528 |  | 4.2143e-06 |  | 0.12446 |  | 0.00065596 |  | 0.0011043
| 3.5264e-05 |  | -9.0706e-05 |  | -4.9756e-05 |  | 6.0373e-05 |  | -3.2333e-05 |  | -4.786e-05 |  | -3.1587e-05 |  | 2.8045e-05 |  | 2.3776e-06 |  | #REF! |  | 5.2048e-05 |  | 0.0002911 |  | 7.7955e-05 |  | #REF! |  | 6.8555e-05 |  | 6.6053e-05 |  | 1.237e-05 |  | 0.083437 |  | 7.7008e-05 |  | 5.0027e-05 |  | 5.0027e-05 |  | 0.00077691 |  | 0.039891 |  | 4.2143e-06 |  | 0.12455 |  | 0.00067733 |  | 0.0010992
| 9.9833e-05 |  | -9.5411e-05 |  | -5.153e-05 |  | 7.7714e-05 |  | -7.9806e-05 |  | -8.5786e-06 |  | -5.0707e-05 |  | 7.352e-05 |  | 2.438e-06 |  | #REF! |  | 0.00012304 |  | 0.00030787 |  | 9.8088e-05 |  | #REF! |  | 4.9185e-05 |  | -5.2018e-06 |  | 9.1029e-05 |  | 0.08398 |  | 0.00013314 |  | 2.9433e-05 |  | 2.9433e-05 |  | 0.00081559 |  | 0.040429 |  | 4.2146e-06 |  | 0.12456 |  | 0.00058971 |  | 0.0011098
| 9.9833e-05 |  | 1.4894e-05 |  | -4.2305e-05 |  | 7.7714e-05 |  | -0.00011875 |  | 1.3636e-05 |  | -3.2029e-05 |  | 7.3523e-05 |  | 2.511e-06 |  | #REF! |  | 0.00012304 |  | 0.0003264 |  | 9.8092e-05 |  | #REF! |  | 4.9185e-05 |  | -4.8114e-05 |  | 9.1033e-05 |  | 0.084516 |  | 0.00013315 |  | 5.265e-05 |  | 5.265e-05 |  | 0.00095245 |  | 0.040955 |  | 4.2146e-06 |  | 0.12453 |  | 0.00063355 |  | 0.0010998
| 4.7089e-05 |  | 0.00013485 |  | -0.00021092 |  | 5.2875e-05 |  | -0.00013398 |  | -8.1542e-05 |  | -3.7588e-05 |  | 5.4486e-05 |  | 2.5314e-06 |  | #REF! |  | 6.63e-05 |  | 0.00038923 |  | 9.6101e-05 |  | #REF! |  | 1.6066e-05 |  | -0.00021808 |  | 3.8462e-06 |  | 0.085188 |  | 9.467e-05 |  | 2.184e-05 |  | 2.184e-05 |  | 0.00084751 |  | 0.041695 |  | 7.5857e-06 |  | 0.1245 |  | 0.00065726 |  | 0.001075
| 4.7089e-05 |  | 0.00010456 |  | -0.0002173 |  | 5.2875e-05 |  | -0.00018299 |  | -0.00014413 |  | -4.294e-05 |  | 5.4488e-05 |  | 2.6125e-06 |  | #REF! |  | 6.6303e-05 |  | 0.00039461 |  | 9.6105e-05 |  | #REF! |  | 1.6066e-05 |  | -5.5916e-05 |  | 3.8463e-06 |  | 0.08595 |  | 9.4673e-05 |  | -1.176e-05 |  | -1.176e-05 |  | 0.00074163 |  | 0.043189 |  | 7.5852e-06 |  | 0.12449 |  | 0.00061581 |  | 0.0010893
| 7.1754e-05 |  | -8.486e-05 |  | -0.00010234 |  | 0.00011301 |  | -0.00013004 |  | -5.0424e-05 |  | -2.6394e-05 |  | 7.52e-05 |  | 2.6755e-06 |  | #REF! |  | 3.1797e-05 |  | 0.00045265 |  | 2.0852e-05 |  | #REF! |  | 3.0986e-05 |  | -0.00013004 |  | 2.2475e-05 |  | 0.086844 |  | 0.00010481 |  | 5.9015e-05 |  | 5.9015e-05 |  | 0.00079207 |  | 0.043923 |  | 5.8997e-06 |  | 0.12467 |  | 0.00064192 |  | 0.0010907
| 7.176e-05 |  | -0.00010989 |  | -0.00016247 |  | 0.00011302 |  | -8.6839e-05 |  | -6.6996e-05 |  | -3.8619e-05 |  | 7.5203e-05 |  | 2.6134e-06 |  | #REF! |  | 3.1798e-05 |  | 0.00038631 |  | 2.0853e-05 |  | #REF! |  | 3.0993e-05 |  | -0.00020687 |  | 2.2476e-05 |  | 0.087903 |  | 0.00010482 |  | 5.7125e-05 |  | 5.7125e-05 |  | 0.000777 |  | 0.044139 |  | 5.9001e-06 |  | 0.12514 |  | 0.00070114 |  | 0.0010803
| 2.5608e-05 |  | 3.011e-05 |  | -0.00017651 |  | 8.9102e-05 |  | -0.00013407 |  | -0.00012987 |  | -5.5251e-05 |  | 9.9104e-05 |  | 2.4784e-06 |  | #REF! |  | 0.00010195 |  | 0.00033727 |  | 6.879e-05 |  | #REF! |  | 7.6003e-05 |  | -0.00015734 |  | 2.5616e-05 |  | 0.089053 |  | 0.00016208 |  | 7.0143e-05 |  | 7.0143e-05 |  | 0.00067196 |  | 0.044889 |  | 2.5289e-06 |  | 0.12574 |  | 0.00073433 |  | 0.0010596
| 2.5612e-05 |  | 4.0148e-05 |  | -2.0793e-05 |  | 8.9117e-05 |  | -0.0001068 |  | -2.839e-05 |  | -5.1218e-05 |  | 9.9108e-05 |  | 2.3613e-06 |  | #REF! |  | 0.00010196 |  | 0.00026768 |  | 6.8793e-05 |  | #REF! |  | 7.6022e-05 |  | -0.00043822 |  | 2.5617e-05 |  | 0.090143 |  | 0.00016208 |  | 7.1623e-05 |  | 7.1623e-05 |  | 0.00061568 |  | 0.045561 |  | 2.5291e-06 |  | 0.12627 |  | 0.00067158 |  | 0.0010541
| 5.8926e-05 |  | 7.2381e-05 |  | 4.9499e-06 |  | 6.7585e-05 |  | -6.8708e-05 |  | -1.9347e-05 |  | -5.2262e-05 |  | 3.563e-05 |  | 2.3727e-06 |  | #REF! |  | 6.2773e-05 |  | 0.00018275 |  | 6.9953e-05 |  | #REF! |  | 5.0268e-05 |  | -0.00034145 |  | 1.5003e-05 |  | 0.091074 |  | 3.3686e-05 |  | -1.7239e-05 |  | -1.7239e-05 |  | 0.00079128 |  | 0.046782 |  | 9.2721e-06 |  | 0.12663 |  | 0.00056501 |  | 0.0010688
| 5.8931e-05 |  | 0.00015534 |  | -8.2593e-05 |  | 6.7591e-05 |  | -2.52e-05 |  | -4.2152e-05 |  | -4.5939e-05 |  | 3.5632e-05 |  | 2.3962e-06 |  | #REF! |  | 6.2775e-05 |  | 0.00034214 |  | 6.9955e-05 |  | #REF! |  | 5.0268e-05 |  | -0.00024318 |  | 1.5004e-05 |  | 0.091907 |  | 3.3688e-05 |  | 2.4039e-05 |  | 2.4039e-05 |  | 0.00091392 |  | 0.047152 |  | 9.2727e-06 |  | 0.12691 |  | 0.00054252 |  | 0.0010701
| 0 |  | 7.493e-05 |  | -6.6718e-05 |  | 5.0823e-05 |  | -3.1894e-05 |  | 1.1248e-06 |  | -4.116e-05 |  | 3.2733e-05 |  | 2.4151e-06 |  | #REF! |  | 7.7958e-05 |  | 0.00039119 |  | 0.00011432 |  | #REF! |  | 7.0238e-05 |  | 0.00012743 |  | 0.00012214 |  | 0.092658 |  | 0.00013262 |  | 0.00011528 |  | 0.00011528 |  | 0.0010147 |  | 0.047635 |  | 2.5291e-06 |  | 0.12725 |  | 0.0006515 |  | 0.0010561
| 0 |  | -5.0642e-06 |  | -3.3777e-05 |  | 5.0831e-05 |  | -0.00014579 |  | 1.5253e-05 |  | -4.0346e-05 |  | 3.2734e-05 |  | 2.5745e-06 |  | #REF! |  | 7.7961e-05 |  | 0.0002746 |  | 0.00011432 |  | #REF! |  | 7.0256e-05 |  | 0.00013708 |  | 0.00012214 |  | 0.093335 |  | 0.00013262 |  | 9.9321e-05 |  | 9.9321e-05 |  | 0.00093492 |  | 0.048558 |  | 2.5292e-06 |  | 0.12773 |  | 0.0006409 |  | 0.0010438
| 2.4544e-05 |  | 1.1348e-05 |  | 2.9648e-05 |  | 5.0831e-05 |  | -9.2081e-05 |  | -4.0004e-06 |  | -2.5625e-05 |  | 2.3396e-05 |  | 2.7215e-06 |  | #REF! |  | 0.00012272 |  | 0.00032724 |  | 0.00012983 |  | #REF! |  | 7.5788e-05 |  | -0.00024317 |  | 9.2364e-05 |  | 0.09403 |  | 8.4121e-05 |  | 3.2701e-05 |  | 3.2701e-05 |  | 0.00082241 |  | 0.049837 |  | 8.4312e-07 |  | 0.12836 |  | 0.00058403 |  | 0.0010489
| 2.4546e-05 |  | -1.1223e-05 |  | 5.8472e-07 |  | 5.0836e-05 |  | -2.2542e-05 |  | -8.9723e-05 |  | -3.1253e-05 |  | 2.3397e-05 |  | 2.7041e-06 |  | #REF! |  | 0.00012272 |  | 0.00042539 |  | 0.00012984 |  | #REF! |  | 7.5807e-05 |  | -0.00015344 |  | 9.2368e-05 |  | 0.094861 |  | 8.4124e-05 |  | -1.5373e-05 |  | -1.5373e-05 |  | 0.0008358 |  | 0.05094 |  | 8.4307e-07 |  | 0.12907 |  | 0.00061012 |  | 0.0010543
| 2.9924e-05 |  | -3.1044e-05 |  | -0.00012304 |  | 5.499e-05 |  | -2.8272e-05 |  | -0.00012072 |  | -2.9628e-05 |  | 4.1542e-05 |  | 2.54e-06 |  | #REF! |  | 7.224e-05 |  | 0.00040508 |  | 0 |  | #REF! |  | 1.0598e-05 |  | -0.00013583 |  | 7.5124e-05 |  | 0.095844 |  | 3.6601e-05 |  | -2.0612e-05 |  | -2.0612e-05 |  | 0.00087701 |  | 0.051408 |  | 7.587e-06 |  | 0.12978 |  | 0.00059356 |  | 0.0010277
| 2.9924e-05 |  | 4.4232e-05 |  | -0.00018708 |  | 5.499e-05 |  | -4.9343e-05 |  | -0.00010888 |  | -2.631e-05 |  | 4.1544e-05 |  | 2.4708e-06 |  | #REF! |  | 7.2243e-05 |  | 0.00033567 |  | 0 |  | #REF! |  | 1.0601e-05 |  | -0.00019246 |  | 7.5127e-05 |  | 0.096808 |  | 3.6603e-05 |  | -1.5631e-05 |  | -1.5631e-05 |  | 0.00087701 |  | 0.051865 |  | 7.587e-06 |  | 0.13034 |  | 0.00060306 |  | 0.00097907
| 8.7972e-05 |  | 5.7818e-05 |  | -0.00013286 |  | 7.1814e-05 |  | -7.1619e-05 |  | -2.7946e-05 |  | -2.8692e-05 |  | 2.7882e-05 |  | 2.5568e-06 |  | #REF! |  | 9.3689e-05 |  | 0.00026451 |  | 0.00012318 |  | #REF! |  | 5.8053e-05 |  | -0.00021197 |  | 7.0828e-05 |  | 0.097682 |  | 0.00010821 |  | 2.1223e-05 |  | 2.1223e-05 |  | 0.00076193 |  | 0.051873 |  | 4.2156e-06 |  | 0.13075 |  | 0.00060069 |  | 0.00097782
| 8.7972e-05 |  | -3.5349e-05 |  | -3.2321e-05 |  | 7.1814e-05 |  | -6.6196e-05 |  | 2.3342e-05 |  | -3.3812e-05 |  | 2.7884e-05 |  | 2.6413e-06 |  | #REF! |  | 9.3692e-05 |  | 0.00021185 |  | 0.00012319 |  | #REF! |  | 5.8068e-05 |  | -1.994e-05 |  | 7.083e-05 |  | 0.098547 |  | 0.00010821 |  | 3.7206e-07 |  | 3.7206e-07 |  | 0.00066788 |  | 0.052717 |  | 4.2158e-06 |  | 0.13109 |  | 0.00064696 |  | 0.0009858
| 3.6383e-05 |  | -4.4375e-05 |  | -0.00010379 |  | 4.5664e-05 |  | -0.0001159 |  | 7.782e-06 |  | -5.0331e-05 |  | 0.00010589 |  | 2.6335e-06 |  | #REF! |  | 5.2575e-05 |  | 0.00032199 |  | 0 |  | #REF! |  | 1.6639e-05 |  | -5.5917e-05 |  | 4.3798e-05 |  | 0.099572 |  | 7.3696e-05 |  | 1.0072e-08 |  | 1.0072e-08 |  | 0.00086777 |  | 0.05421 |  | 4.2158e-06 |  | 0.13135 |  | 0.00075715 |  | 0.00097991
| 3.6386e-05 |  | -2.2705e-05 |  | -0.00015742 |  | 4.5668e-05 |  | -8.3984e-05 |  | 7.3336e-06 |  | -5.6304e-05 |  | 0.00010589 |  | 2.5333e-06 |  | #REF! |  | 5.2577e-05 |  | 0.00039863 |  | 0 |  | #REF! |  | 1.6643e-05 |  | -0.00020416 |  | 4.38e-05 |  | 0.10064 |  | 7.3698e-05 |  | -2.9455e-05 |  | -2.9455e-05 |  | 0.00091067 |  | 0.055858 |  | 4.2158e-06 |  | 0.13155 |  | 0.00033297 |  | 0.00098536
| 7.1826e-05 |  | -3.2862e-05 |  | 4.7308e-05 |  | 5.7084e-05 |  | -6.1583e-05 |  | 8.6418e-06 |  | -2.2891e-05 |  | 0.00010295 |  | 2.445e-06 |  | #REF! |  | 0.00015197 |  | 0.00034955 |  | 0.00020282 |  | #REF! |  | 0.00010784 |  | 0.00011091 |  | 7.9774e-05 |  | 0.1016 |  | 0.00010936 |  | -4.1353e-05 |  | -4.1353e-05 |  | 0.00075189 |  | 0.056471 |  | 4.2161e-06 |  | 0.13169 |  | 0.00055103 |  | 0.00098975
| 7.1832e-05 |  | -5.2718e-05 |  | 0.00010459 |  | 5.7089e-05 |  | -7.5342e-05 |  | 6.0178e-05 |  | -2.3401e-05 |  | 0.00010295 |  | 2.4564e-06 |  | #REF! |  | 0.00015198 |  | 0.00026093 |  | 0.00020282 |  | #REF! |  | 0.00010787 |  | 0.00026007 |  | 7.9777e-05 |  | 0.10238 |  | 0.00010936 |  | 5.4483e-05 |  | 5.4483e-05 |  | 0.00069728 |  | 0.056726 |  | 4.2161e-06 |  | 0.13184 |  | 0.00086746 |  | 0.00098921
| 0.00012573 |  | -5.7739e-05 |  | -0.00018386 |  | 8.2022e-05 |  | -1.9425e-05 |  | -4.0649e-06 |  | -4.4529e-05 |  | 1.929e-05 |  | 2.5704e-06 |  | #REF! |  | 0.00010083 |  | 0.00037952 |  | 0 |  | #REF! |  | 3.4116e-05 |  | -0.00011053 |  | 3.2131e-05 |  | 0.10306 |  | 7.3157e-05 |  | 2.3195e-05 |  | 2.3195e-05 |  | 0.00065612 |  | 0.057541 |  | 5.9015e-06 |  | 0.13205 |  | 0.00060201 |  | 0.00098295
| 0.00012572 |  | -7.5242e-06 |  | -0.00022298 |  | 8.2015e-05 |  | -7.6364e-05 |  | -8.9877e-05 |  | -6.2905e-05 |  | 1.9291e-05 |  | 2.6744e-06 |  | #REF! |  | 0.00010083 |  | 0.00055615 |  | 0 |  | #REF! |  | 3.4116e-05 |  | -0.00025173 |  | 3.2132e-05 |  | 0.10371 |  | 7.316e-05 |  | -3.5561e-05 |  | -3.5561e-05 |  | 0.0006746 |  | 0.058099 |  | 5.9015e-06 |  | 0.1323 |  | 0.00065657 |  | 0.00094862
| 3.3171e-05 |  | -4.8765e-05 |  | -0.00020152 |  | 7.3646e-05 |  | -0.00011385 |  | -8.0539e-05 |  | -6.1312e-05 |  | 6.1566e-05 |  | 2.6632e-06 |  | #REF! |  | 6.901e-05 |  | 0.00042392 |  | 0.00013467 |  | #REF! |  | 8.4549e-05 |  | 0.0003264 |  | 9.2119e-05 |  | 0.10441 |  | 7.8181e-05 |  | -4.1574e-05 |  | -4.1574e-05 |  | 0.0008015 |  | 0.059345 |  | 4.2163e-06 |  | 0.13268 |  | 0.00061865 |  | 0.0009519
| 3.3171e-05 |  | -0.00011956 |  | -7.835e-05 |  | 7.3646e-05 |  | -7.853e-05 |  | -2.5327e-05 |  | -2.6294e-05 |  | 6.1568e-05 |  | 2.5825e-06 |  | #REF! |  | 8.467e-05 |  | 0.00031853 |  | 0.00013468 |  | #REF! |  | 8.4571e-05 |  | 0.00022497 |  | 9.2123e-05 |  | 0.10521 |  | 7.8184e-05 |  | 1.985e-05 |  | 1.985e-05 |  | 0.00085023 |  | 0.060654 |  | 4.2163e-06 |  | 0.13317 |  | 0.00057838 |  | 0.00096633
| 6.5275e-05 |  | -6.4951e-05 |  | 0.00010302 |  | 6.9467e-05 |  | -8.8478e-05 |  | 1.2995e-05 |  | -1.573e-05 |  | 0.00010188 |  | 2.5083e-06 |  | #REF! |  | 4.0549e-05 |  | 0.00033715 |  | 0.00015282 |  | #REF! |  | 7.6982e-05 |  | -8.7125e-05 |  | 9.8179e-05 |  | 0.10607 |  | 7.6104e-05 |  | 3.8424e-05 |  | 3.8424e-05 |  | 0.00080906 |  | 0.061529 |  | 4.2163e-06 |  | 0.13384 |  | 0.00052862 |  | 0.00095758
| 6.5275e-05 |  | -9.4232e-05 |  | -3.6483e-05 |  | 6.9467e-05 |  | -4.9159e-05 |  | -0.00011212 |  | -3.2877e-05 |  | 0.00010188 |  | 2.5078e-06 |  | #REF! |  | 2.4892e-05 |  | 0.00029823 |  | 0.00015282 |  | #REF! |  | 7.7002e-05 |  | 5.8571e-05 |  | 9.8183e-05 |  | 0.10691 |  | 7.6107e-05 |  | -1.0278e-05 |  | -1.0278e-05 |  | 0.00083007 |  | 0.062654 |  | 4.2166e-06 |  | 0.13461 |  | 0.00050849 |  | 0.0009784
| 4.824e-05 |  | -7.9704e-05 |  | -0.00014901 |  | 8.2042e-05 |  | -3.6438e-05 |  | -0.00018098 |  | -4.3728e-05 |  | 8.7156e-05 |  | 2.57e-06 |  | #REF! |  | 7.7384e-05 |  | 0.00029643 |  | 3.5618e-05 |  | #REF! |  | 3.6291e-05 |  | 1.8205e-05 |  | 6.924e-05 |  | 0.1078 |  | 6.7994e-05 |  | 3.9882e-05 |  | 3.9882e-05 |  | 0.00069564 |  | 0.063495 |  | 7.5888e-06 |  | 0.13541 |  | 0.00050731 |  | 0.00095307
| 4.8248e-05 |  | 2.1722e-05 |  | -0.00011073 |  | 8.2056e-05 |  | -5.0758e-05 |  | -0.00011464 |  | -5.0812e-05 |  | 8.7159e-05 |  | 2.6393e-06 |  | #REF! |  | 7.7387e-05 |  | 0.00038812 |  | 3.5619e-05 |  | #REF! |  | 3.6291e-05 |  | 0.00017425 |  | 6.9243e-05 |  | 0.10896 |  | 6.7997e-05 |  | 2.8874e-05 |  | 2.8874e-05 |  | 0.00076206 |  | 0.063936 |  | 7.5888e-06 |  | 0.13622 |  | 0.00056425 |  | 0.00093189
| 4.1791e-05 |  | 7.99e-05 |  | -4.3946e-05 |  | 8.7447e-05 |  | -2.0199e-05 |  | -7.296e-05 |  | -6.5362e-05 |  | 8.753e-05 |  | 2.6473e-06 |  | #REF! |  | 0.00010966 |  | 0.00027971 |  | 1.4338e-05 |  | #REF! |  | 6.2167e-05 |  | 6.2321e-06 |  | 7.0805e-05 |  | 0.11031 |  | 5.48e-05 |  | 5.2562e-06 |  | 5.2562e-06 |  | 0.00090988 |  | 0.064814 |  | 5.9022e-06 |  | 0.1368 |  | 0.00057373 |  | 0.00093656
| 4.1798e-05 |  | 4.9861e-05 |  | -4.0641e-05 |  | 8.7461e-05 |  | -2.1961e-05 |  | -7.4148e-05 |  | -5.3774e-05 |  | 8.7533e-05 |  | 2.6782e-06 |  | #REF! |  | 0.00010966 |  | 0.00026119 |  | 1.4338e-05 |  | #REF! |  | 6.2167e-05 |  | 5.7217e-05 |  | 7.0807e-05 |  | 0.11157 |  | 5.4802e-05 |  | -1.6305e-05 |  | -1.6305e-05 |  | 0.00082424 |  | 0.066434 |  | 5.9025e-06 |  | 0.13715 |  | 0.0005299 |  | 0.000948
| 4.1795e-05 |  | 1.0015e-05 |  | -3.2578e-05 |  | 6.7687e-05 |  | -6.4991e-05 |  | -7.2964e-05 |  | -3.485e-05 |  | 0.00010919 |  | 2.7057e-06 |  | #REF! |  | 7.0542e-05 |  | 0.00031867 |  | 5.3987e-05 |  | #REF! |  | 7.2051e-05 |  | 0.00062287 |  | 5.0317e-05 |  | 0.11256 |  | 0.00012072 |  | -1.102e-05 |  | -1.102e-05 |  | 0.00074106 |  | 0.066785 |  | 7.5893e-06 |  | 0.13717 |  | 0.00045642 |  | 0.00093551
| 4.1802e-05 |  | 9.963e-05 |  | 3.0325e-05 |  | 6.7698e-05 |  | -0.00010104 |  | -9.5479e-05 |  | -5.4294e-05 |  | 0.0001092 |  | 2.5483e-06 |  | #REF! |  | 7.0544e-05 |  | 0.00025222 |  | 5.3989e-05 |  | #REF! |  | 7.2033e-05 |  | 0.00040252 |  | 5.0319e-05 |  | 0.1132 |  | 0.00012072 |  | 1.3493e-05 |  | 1.3493e-05 |  | 0.00079903 |  | 0.067236 |  | 7.5893e-06 |  | 0.13698 |  | 0.00045644 |  | 0.00091606
| 4.8265e-05 |  | 7.9445e-05 |  | 1.1693e-05 |  | 6.351e-05 |  | -0.00017 |  | -4.8519e-05 |  | -7.8153e-05 |  | 9.9246e-05 |  | 2.3831e-06 |  | #REF! |  | 0.00012901 |  | 0.0002115 |  | 8.1038e-05 |  | #REF! |  | 8.934e-06 |  | 0.00011964 |  | 1.0172e-05 |  | 0.11361 |  | 4.6366e-05 |  | -4.8274e-05 |  | -4.8274e-05 |  | 0.00079656 |  | 0.069312 |  | 5.9029e-06 |  | 0.13672 |  | 0.00052283 |  | 0.00091205
| 4.8265e-05 |  | 4.7597e-05 |  | -9.2721e-07 |  | 6.351e-05 |  | -0.00014594 |  | -3.0746e-05 |  | -6.7751e-05 |  | 9.925e-05 |  | 2.3336e-06 |  | #REF! |  | 0.00012901 |  | 0.00019652 |  | 8.1041e-05 |  | #REF! |  | 8.934e-06 |  | 0.00012744 |  | 1.0172e-05 |  | 0.11397 |  | 4.6368e-05 |  | -2.9744e-05 |  | -2.9744e-05 |  | 0.0007713 |  | 0.07067 |  | 5.9029e-06 |  | 0.13647 |  | 0.00053945 |  | 0.00089874
| 6.5313e-05 |  | 4.3793e-05 |  | -3.4583e-05 |  | 1.0391e-06 |  | -0.00011804 |  | -0.00010987 |  | -4.6559e-05 |  | 7.4886e-05 |  | 2.4552e-06 |  | #REF! |  | 0.00012759 |  | 0.00021871 |  | 6.3229e-05 |  | #REF! |  | 6.1891e-05 |  | 0.00012586 |  | 6.4498e-05 |  | 0.11439 |  | 9.7266e-05 |  | 3.6271e-05 |  | 3.6271e-05 |  | 0.00092091 |  | 0.071922 |  | 5.9029e-06 |  | 0.13642 |  | 0.00058455 |  | 0.00089574
| 6.5318e-05 |  | -7.2678e-06 |  | -0.00019381 |  | 1.0392e-06 |  | -0.00014702 |  | -0.00015017 |  | -4.4563e-05 |  | 7.4889e-05 |  | 2.6254e-06 |  | #REF! |  | 0.0001276 |  | 0.00028345 |  | 6.3231e-05 |  | #REF! |  | 6.1891e-05 |  | 0.00029909 |  | 6.45e-05 |  | 0.11493 |  | 9.727e-05 |  | -9.162e-05 |  | -9.162e-05 |  | 0.00096629 |  | 0.072523 |  | 5.9029e-06 |  | 0.1365 |  | 0.00057151 |  | 0.00086991
| 0.00010008 |  | 8.4063e-06 |  | -0.00020135 |  | 0.00010068 |  | -0.00011179 |  | -7.8963e-05 |  | -5.8617e-05 |  | 8.132e-05 |  | 2.6706e-06 |  | #REF! |  | 3.7138e-05 |  | 0.00024931 |  | 0.00010637 |  | #REF! |  | 3.7674e-05 |  | -0.00021976 |  | 0.00010536 |  | 0.11564 |  | 0.00011225 |  | -0.00012586 |  | -0.00012586 |  | 0.00077807 |  | 0.073072 |  | 4.2173e-06 |  | 0.13667 |  | 0.00058102 |  | 0.00087975
| 0.00010008 |  | 9.0005e-05 |  | -6.8109e-05 |  | 0.00010068 |  | -0.00013262 |  | -3.9202e-06 |  | -5.8543e-05 |  | 8.1323e-05 |  | 2.5932e-06 |  | #REF! |  | 3.714e-05 |  | 0.00023552 |  | 0.00010638 |  | #REF! |  | 3.7684e-05 |  | -0.00046944 |  | 0.00010537 |  | 0.11642 |  | 0.00011226 |  | -2.5339e-05 |  | -2.5339e-05 |  | 0.00078395 |  | 0.074481 |  | 4.2173e-06 |  | 0.13686 |  | 0.000632 |  | 0.00090098
| 2.7819e-05 |  | 1.9393e-05 |  | -2.0781e-05 |  | 1.8707e-05 |  | -0.00016147 |  | 6.675e-05 |  | -6.1169e-05 |  | 2.2947e-05 |  | 2.4454e-06 |  | #REF! |  | 5.7593e-05 |  | 0.00027151 |  | 0.00010073 |  | #REF! |  | 4.5471e-05 |  | -0.00031529 |  | 5.8524e-05 |  | 0.11729 |  | 0.00012293 |  | -2.8757e-06 |  | -2.8757e-06 |  | 0.00083437 |  | 0.07558 |  | 4.2173e-06 |  | 0.13706 |  | 0.00054549 |  | 0.00088052
| 2.7824e-05 |  | -7.4707e-05 |  | -9.2756e-05 |  | 1.871e-05 |  | -0.00014341 |  | -2.7261e-05 |  | -4.6075e-05 |  | 2.2948e-05 |  | 2.3955e-06 |  | #REF! |  | 5.7596e-05 |  | 0.00030572 |  | 0.00010073 |  | #REF! |  | 4.5483e-05 |  | -0.00013394 |  | 5.8526e-05 |  | 0.11816 |  | 0.00012293 |  | 2.1577e-05 |  | 2.1577e-05 |  | 0.00079072 |  | 0.076299 |  | 4.2176e-06 |  | 0.13738 |  | 0.00055616 |  | 0.00088181
| 6.1139e-05 |  | -3.2952e-05 |  | -0.00010398 |  | 7.3726e-05 |  | -0.00018129 |  | -4.3854e-05 |  | -3.7059e-05 |  | 1.6526e-05 |  | 2.4868e-06 |  | #REF! |  | 4.9216e-05 |  | 0.00036204 |  | 7.4346e-05 |  | #REF! |  | 3.012e-05 |  | -0.00012614 |  | 7.2069e-05 |  | 0.11902 |  | 6.5844e-05 |  | 3.5124e-05 |  | 3.5124e-05 |  | 0.00084366 |  | 0.077187 |  | 5.9036e-06 |  | 0.13788 |  | 0.0006558 |  | 0.00087912
| 6.1149e-05 |  | -2.5652e-05 |  | 1.205e-05 |  | 7.3738e-05 |  | -0.0001242 |  | 3.4463e-05 |  | -4.4811e-05 |  | 1.6527e-05 |  | 2.5225e-06 |  | #REF! |  | 4.9218e-05 |  | 0.00029915 |  | 7.4349e-05 |  | #REF! |  | 3.012e-05 |  | -0.00030781 |  | 7.2072e-05 |  | 0.1196 |  | 6.5847e-05 |  | 4.8046e-06 |  | 4.8046e-06 |  | 0.00089072 |  | 0.078279 |  | 5.9036e-06 |  | 0.13853 |  | 0.00062974 |  | 0.00085306
| 2.8903e-05 |  | 5.0543e-05 |  | 3.5737e-05 |  | 0.00010791 |  | -5.5016e-06 |  | -2.382e-05 |  | -3.7618e-05 |  | 9.3284e-06 |  | 2.4662e-06 |  | #REF! |  | 0.00011475 |  | 0.00017146 |  | 0.00011307 |  | #REF! |  | 4.7438e-05 |  | 0.00013914 |  | 7.4421e-05 |  | 0.11973 |  | 9.2448e-05 |  | 3.5423e-06 |  | 3.5423e-06 |  | 0.00084198 |  | 0.07955 |  | 4.2176e-06 |  | 0.13919 |  | 0.0006013 |  | 0.00085185
| 2.8908e-05 |  | 8.6763e-05 |  | -5.1518e-05 |  | 0.00010793 |  | -2.9116e-05 |  | -4.8804e-05 |  | -5.0089e-05 |  | 9.3287e-06 |  | 2.5507e-06 |  | #REF! |  | 0.00011475 |  | 0.00022065 |  | 0.00011307 |  | #REF! |  | 4.7438e-05 |  | 0.00025617 |  | 7.4424e-05 |  | 0.1196 |  | 9.2451e-05 |  | -3.6576e-05 |  | -3.6576e-05 |  | 0.00080501 |  | 0.081091 |  | 4.2178e-06 |  | 0.13982 |  | 0.00050289 |  | 0.00086083
| 0.00010853 |  | 1.8953e-05 |  | -2.3674e-05 |  | 2.2874e-05 |  | -0.00016996 |  | -6.2182e-05 |  | -6.0707e-05 |  | 5.8621e-05 |  | 2.699e-06 |  | #REF! |  | 9.9133e-05 |  | 0.00036156 |  | 0.00012888 |  | #REF! |  | 9.6679e-05 |  | -0.00023304 |  | 8.2554e-05 |  | 0.11945 |  | 0.00012278 |  | -0.00010598 |  | -0.00010598 |  | 0.00082438 |  | 0.082236 |  | 4.2178e-06 |  | 0.14036 |  | 0.00057405 |  | 0.00085852
| 0.00010854 |  | -4.7146e-05 |  | -0.0001526 |  | 2.2876e-05 |  | -0.00012853 |  | -6.8112e-05 |  | -6.0935e-05 |  | 5.8624e-05 |  | 2.7589e-06 |  | #REF! |  | 9.9136e-05 |  | 0.00029863 |  | 0.00012889 |  | #REF! |  | 9.6654e-05 |  | -0.00013004 |  | 8.2557e-05 |  | 0.11937 |  | 0.00012278 |  | -6.1482e-05 |  | -6.1482e-05 |  | 0.00077224 |  | 0.0831 |  | 4.2178e-06 |  | 0.14074 |  | 0.00026451 |  | 0.00084702
| 6.1164e-05 |  | -6.6832e-05 |  | -0.00018381 |  | 9.5944e-05 |  | -1.9739e-05 |  | -9.484e-06 |  | -7.613e-05 |  | 8.7447e-05 |  | 2.671e-06 |  | #REF! |  | 0.0001197 |  | 0.00025605 |  | 8.3874e-05 |  | #REF! |  | 5.796e-05 |  | 0.00020546 |  | 9.3351e-05 |  | 0.11927 |  | 0.00012408 |  | 1.2639e-05 |  | 1.2639e-05 |  | 0.00070001 |  | 0.084077 |  | 2.5307e-06 |  | 0.14095 |  | 0.0004543 |  | 0.00084271
| 6.1175e-05 |  | 4.4155e-05 |  | -5.3419e-05 |  | 9.596e-05 |  | -0.0001258 |  | -2.3712e-06 |  | -7.8899e-05 |  | 8.745e-05 |  | 2.5087e-06 |  | #REF! |  | 0.00011971 |  | 0.00036645 |  | 8.3877e-05 |  | #REF! |  | 5.796e-05 |  | -4.0313e-05 |  | 9.3355e-05 |  | 0.11922 |  | 0.00012408 |  | 5.5253e-05 |  | 5.5253e-05 |  | 0.00069161 |  | 0.084805 |  | 2.5309e-06 |  | 0.14115 |  | 0.00082085 |  | 0.00084975
| 7.7368e-05 |  | 5.872e-05 |  | -6.8285e-05 |  | 5.6158e-05 |  | -0.00014856 |  | -0.00013615 |  | -3.7248e-05 |  | 0.00011058 |  | 2.4355e-06 |  | #REF! |  | 0.00013482 |  | 0.00045881 |  | 9.955e-05 |  | #REF! |  | 3.0667e-05 |  | -0.00034145 |  | 7.6639e-05 |  | 0.11931 |  | 9.8037e-05 |  | 3.0331e-05 |  | 3.0331e-05 |  | 0.00068573 |  | 0.085858 |  | 7.5915e-06 |  | 0.14148 |  | 0.00058957 |  | 0.00086117
| 7.7374e-05 |  | -1.858e-05 |  | -8.1276e-05 |  | 5.6163e-05 |  | -7.7506e-05 |  | -0.00013498 |  | -4.6364e-05 |  | 0.00011058 |  | 2.3914e-06 |  | #REF! |  | 0.00013482 |  | 0.00039107 |  | 9.9554e-05 |  | #REF! |  | 3.0667e-05 |  | -0.00013393 |  | 7.6642e-05 |  | 0.11946 |  | 9.804e-05 |  | -5.1923e-06 |  | -5.1923e-06 |  | 0.00086472 |  | 0.087001 |  | 7.592e-06 |  | 0.14192 |  | 0.00055398 |  | 0.00084366
| 6.1185e-05 |  | -5.7903e-06 |  | -8.2686e-05 |  | 4.6806e-05 |  | -0.00018667 |  | -4.7928e-05 |  | -5.6521e-05 |  | 5.7972e-05 |  | 2.4161e-06 |  | #REF! |  | 0.00010159 |  | 0.00032272 |  | 0.00018678 |  | #REF! |  | 6.3499e-05 |  | 2.6009e-06 |  | 6.3717e-05 |  | 0.11955 |  | 0.00014716 |  | 4.5675e-05 |  | 4.5675e-05 |  | 0.0010127 |  | 0.088015 |  | 4.2181e-06 |  | 0.14236 |  | 0.00046386 |  | 0.00082075
| 6.1185e-05 |  | -4.221e-05 |  | -8.849e-05 |  | 4.6806e-05 |  | -0.0001885 |  | -3.4887e-05 |  | -3.5396e-05 |  | 5.7974e-05 |  | 2.4263e-06 |  | #REF! |  | 0.00010159 |  | 0.00037011 |  | 0.00018678 |  | #REF! |  | 6.3482e-05 |  | -0.00024425 |  | 6.3719e-05 |  | 0.11952 |  | 0.00014716 |  | 4.1159e-05 |  | 4.1159e-05 |  | 0.00093279 |  | 0.089362 |  | 4.2183e-06 |  | 0.1426 |  | 0.00045912 |  | 0.00083184
| 8.5193e-05 |  | 1.4628e-06 |  | 1.5923e-06 |  | 5.0976e-05 |  | -2.7987e-05 |  | -6.6998e-05 |  | -4.6895e-05 |  | 5.4029e-05 |  | 2.4143e-06 |  | #REF! |  | 0.00010415 |  | 0.00030237 |  | 8.866e-05 |  | #REF! |  | 6.0394e-05 |  | -8.7123e-05 |  | 9.3162e-05 |  | 0.11933 |  | 8.3974e-05 |  | -5.4867e-05 |  | -5.4867e-05 |  | 0.00077317 |  | 0.091016 |  | 5.9046e-06 |  | 0.14266 |  | 0.00050541 |  | 0.00082359
| 8.5193e-05 |  | 8.5226e-05 |  | 5.7235e-05 |  | 5.0976e-05 |  | 4.4484e-05 |  | -9.309e-05 |  | -4.8851e-05 |  | 5.4031e-05 |  | 2.3438e-06 |  | #REF! |  | 0.00010416 |  | 0.00020518 |  | 8.8663e-05 |  | #REF! |  | 6.0379e-05 |  | -2.8607e-05 |  | 9.3165e-05 |  | 0.11903 |  | 8.3977e-05 |  | -6.3309e-05 |  | -6.3309e-05 |  | 0.00091351 |  | 0.092815 |  | 5.905e-06 |  | 0.14269 |  | 0.00041351 |  | 0.00081141
| 2.5694e-05 |  | 0.00011255 |  | -2.3346e-05 |  | 7.38e-05 |  | -8.4068e-06 |  | -0.00016922 |  | -3.1811e-05 |  | 2.3732e-05 |  | 2.2843e-06 |  | #REF! |  | 0.00010276 |  | 0.0001776 |  | 0.00013095 |  | #REF! |  | 4.9452e-05 |  | -1.2997e-06 |  | 0.00011922 |  | 0.11859 |  | 7.6751e-05 |  | -6.6275e-07 |  | -6.6275e-07 |  | 0.0011144 |  | 0.093643 |  | 5.905e-06 |  | 0.14296 |  | 0.00033639 |  | 0.00080962
| 2.5696e-05 |  | 0.00012492 |  | -0.00013038 |  | 7.3806e-05 |  | -0.00011831 |  | -0.00016923 |  | -5.9342e-05 |  | 2.3733e-05 |  | 2.2749e-06 |  | #REF! |  | 0.00010277 |  | 0.00019322 |  | 0.00013095 |  | #REF! |  | 4.9452e-05 |  | 2.4924e-05 |  | 0.00011923 |  | 0.11803 |  | 7.6754e-05 |  | 8.4842e-05 |  | 8.4842e-05 |  | 0.00092618 |  | 0.094681 |  | 5.905e-06 |  | 0.1435 |  | 0.00047343 |  | 0.00080263
| 7.6206e-05 |  | 3.0664e-05 |  | -0.00018435 |  | 3.9539e-05 |  | -0.0001672 |  | -8.4758e-05 |  | -8.0799e-05 |  | 8.2515e-05 |  | 2.3239e-06 |  | #REF! |  | 4.7141e-05 |  | 0.00030543 |  | 0.00011835 |  | #REF! |  | 3.3901e-05 |  | 6.8912e-05 |  | 5.8199e-05 |  | 0.11747 |  | 0.00014521 |  | 3.8457e-05 |  | 3.8457e-05 |  | 0.00083788 |  | 0.096594 |  | 5.905e-06 |  | 0.1441 |  | 0.00050072 |  | 0.0007976
| 7.6219e-05 |  | -3.947e-05 |  | -1.1731e-06 |  | 3.9546e-05 |  | -0.00013478 |  | 2.8733e-06 |  | -4.8386e-05 |  | 8.2518e-05 |  | 2.4171e-06 |  | #REF! |  | 4.7142e-05 |  | 0.00036669 |  | 0.00011835 |  | #REF! |  | 3.3893e-05 |  | 0.00053315 |  | 5.8201e-05 |  | 0.11704 |  | 0.00014522 |  | -3.015e-05 |  | -3.015e-05 |  | 0.0010153 |  | 0.097748 |  | 5.9053e-06 |  | 0.14468 |  | 0.00045921 |  | 0.00077627
| 0.00010743 |  | 5.8334e-05 |  | 2.6177e-05 |  | 8.4021e-05 |  | -6.7718e-05 |  | 1.1317e-05 |  | -5.6036e-05 |  | 0.00010269 |  | 2.4621e-06 |  | #REF! |  | 6.2875e-05 |  | 0.00023946 |  | 4.0451e-05 |  | #REF! |  | 5.4988e-05 |  | 0.00032401 |  | 0.00013166 |  | 0.11683 |  | 9.2235e-05 |  | 8.4853e-06 |  | 8.4853e-06 |  | 0.0010296 |  | 0.098398 |  | 2.5312e-06 |  | 0.1452 |  | 0.00043787 |  | 0.00077448
| 0.00010744 |  | 0.00010948 |  | -8.5521e-05 |  | 8.4028e-05 |  | -6.1325e-05 |  | -3.8768e-05 |  | -7.1286e-05 |  | 0.0001027 |  | 2.561e-06 |  | #REF! |  | 6.2877e-05 |  | 0.00027189 |  | 4.0452e-05 |  | #REF! |  | 5.5002e-05 |  | -5.2015e-05 |  | 0.00013166 |  | 0.1168 |  | 9.2238e-05 |  | -4.3519e-05 |  | -4.3519e-05 |  | 0.00080683 |  | 0.099833 |  | 2.5315e-06 |  | 0.14579 |  | 0.00050909 |  | 0.0007705
| 8.1634e-05 |  | 6.8601e-05 |  | -9.8417e-05 |  | 1.8735e-05 |  | 1.5963e-05 |  | 7.9044e-06 |  | -4.9507e-05 |  | 6.1869e-05 |  | 2.6153e-06 |  | #REF! |  | 2.8028e-05 |  | 0.00034514 |  | 4.6428e-05 |  | #REF! |  | 5.0181e-05 |  | -6.3718e-05 |  | 0.00010495 |  | 0.11673 |  | 0.00011219 |  | -5.1769e-05 |  | -5.1769e-05 |  | 0.00078162 |  | 0.10121 |  | 5.9053e-06 |  | 0.14642 |  | 0.00056608 |  | 0.0007804
| 8.1641e-05 |  | 8.8103e-05 |  | -9.2166e-05 |  | 1.8736e-05 |  | -8.4384e-05 |  | -3.0841e-05 |  | -4.6935e-05 |  | 6.1872e-05 |  | 2.6542e-06 |  | #REF! |  | 2.8029e-05 |  | 0.00031456 |  | 4.6429e-05 |  | #REF! |  | 5.0181e-05 |  | -9.4926e-05 |  | 0.00010496 |  | 0.11638 |  | 0.0001122 |  | -7.3131e-05 |  | -7.3131e-05 |  | 0.00083205 |  | 0.10244 |  | 5.9057e-06 |  | 0.14699 |  | 0.00046758 |  | 0.00077755
| 3.9728e-05 |  | 8.4274e-05 |  | -6.3863e-05 |  | 0.00011346 |  | -0.00017827 |  | -6.8684e-05 |  | -5.2864e-05 |  | 6.3935e-05 |  | 2.6449e-06 |  | #REF! |  | 0.00010476 |  | 0.00026173 |  | 0.00014925 |  | #REF! |  | 7.5545e-05 |  | 3.2401e-05 |  | 5.99e-05 |  | 0.11567 |  | 7.9271e-05 |  | -8.622e-05 |  | -8.622e-05 |  | 0.0008363 |  | 0.10469 |  | 5.9057e-06 |  | 0.14748 |  | 0.00035249 |  | 0.00077071
| 3.9732e-05 |  | -5.5199e-05 |  | -9.1095e-05 |  | 0.00011347 |  | -3.7123e-05 |  | -0.00014461 |  | -5.7307e-05 |  | 6.3938e-05 |  | 2.6623e-06 |  | #REF! |  | 0.00010476 |  | 0.00011352 |  | 0.00014926 |  | #REF! |  | 7.5545e-05 |  | 6.5015e-06 |  | 5.9903e-05 |  | 0.1148 |  | 7.9274e-05 |  | -6.6043e-05 |  | -6.6043e-05 |  | 0.00080515 |  | 0.10571 |  | 5.9057e-06 |  | 0.14794 |  | 0.00033316 |  | 0.00077911
| 0 |  | 2.2477e-05 |  | -0.00013403 |  | 8.8259e-05 |  | -0.0001101 |  | -0.00016076 |  | -6.0991e-05 |  | 0.00011884 |  | 2.688e-06 |  | #REF! |  | 0.00010265 |  | 7.3902e-05 |  | 2.5122e-05 |  | #REF! |  | 2.1449e-05 |  | -0.00015344 |  | 2.1897e-05 |  | 0.11397 |  | 0.00012921 |  | -3.6771e-05 |  | -3.6771e-05 |  | 0.00071106 |  | 0.10634 |  | 4.2191e-06 |  | 0.14848 |  | 0.00040914 |  | 0.00075227
| 0 |  | 9.0814e-05 |  | -0.00011034 |  | 8.8266e-05 |  | -0.00014918 |  | -7.0603e-05 |  | -7.6655e-05 |  | 0.00011884 |  | 2.5719e-06 |  | #REF! |  | 0.00010266 |  | 0.00014351 |  | 2.5122e-05 |  | #REF! |  | 2.1455e-05 |  | -0.00036015 |  | 2.1898e-05 |  | 0.11315 |  | 0.00012921 |  | 2.8087e-06 |  | 2.8087e-06 |  | 0.00085227 |  | 0.10797 |  | 4.2193e-06 |  | 0.14902 |  | 0.00043797 |  | 0.00074118
| 9.1276e-05 |  | 3.7783e-05 |  | -6.1096e-05 |  | 7.0859e-05 |  | -0.00014731 |  | -9.5354e-05 |  | -9.24e-05 |  | 0 |  | 2.439e-06 |  | #REF! |  | 6.3584e-05 |  | 0.00022219 |  | 2.4345e-05 |  | #REF! |  | 3.6278e-05 |  | -0.00042652 |  | 8.1027e-05 |  | 0.11226 |  | 3.1577e-05 |  | -5.6851e-06 |  | -5.6851e-06 |  | 0.0010565 |  | 0.10972 |  | 2.5316e-06 |  | 0.14942 |  | 0.00044987 |  | 0.00072033
| 9.1276e-05 |  | 0.00010169 |  | -1.7085e-06 |  | 7.0859e-05 |  | -0.0002343 |  | -6.4282e-05 |  | -6.6835e-05 |  | 0 |  | 2.4632e-06 |  | #REF! |  | 6.3586e-05 |  | 0.00025341 |  | 2.4346e-05 |  | #REF! |  | 3.6269e-05 |  | -0.00028607 |  | 8.103e-05 |  | 0.11135 |  | 3.1579e-05 |  | 4.7905e-05 |  | 4.7905e-05 |  | 0.00091788 |  | 0.11201 |  | 2.5318e-06 |  | 0.14966 |  | 0.00048548 |  | 0.0007154
| 5.9168e-05 |  | 1.6732e-05 |  | -1.5788e-05 |  | 5.7275e-05 |  | -0.00013112 |  | -3.2538e-05 |  | -4.8791e-05 |  | 4.18e-05 |  | 2.6198e-06 |  | #REF! |  | 0.00010443 |  | 0.00020539 |  | 5.959e-05 |  | #REF! |  | 8.8211e-05 |  | 1.4312e-05 |  | 0.00014512 |  | 0.11054 |  | 8.03e-05 |  | 8.2493e-05 |  | 8.2493e-05 |  | 0.0007346 |  | 0.1128 |  | 5.906e-06 |  | 0.14972 |  | 0.00051993 |  | 0.00075926
| 5.9177e-05 |  | 1.789e-05 |  | -0.00010881 |  | 5.7284e-05 |  | -4.6593e-05 |  | -5.8872e-05 |  | -7.4774e-05 |  | 4.1802e-05 |  | 2.6035e-06 |  | #REF! |  | 0.00010444 |  | 0.00017299 |  | 5.9593e-05 |  | #REF! |  | 8.8211e-05 |  | 0.00022307 |  | 0.00014512 |  | 0.10975 |  | 8.0303e-05 |  | 3.2789e-05 |  | 3.2789e-05 |  | 0.00079096 |  | 0.11305 |  | 5.9064e-06 |  | 0.14974 |  | 0.00049739 |  | 0.0007589
| 3.0577e-06 |  | 0.00012978 |  | -0.00014023 |  | 9.3694e-05 |  | -0.0001375 |  | -9.3693e-05 |  | -8.3938e-05 |  | 2.2899e-05 |  | 2.4298e-06 |  | #REF! |  | 0.0001004 |  | 0.00026186 |  | 0 |  | #REF! |  | 2.2908e-05 |  | 5.7215e-05 |  | 0.00011642 |  | 0.10891 |  | 7.3175e-05 |  | 1.8874e-05 |  | 1.8874e-05 |  | 0.00094142 |  | 0.11542 |  | 9.2826e-06 |  | 0.14973 |  | 0.00044993 |  | 0.00073953
| 3.0582e-06 |  | 2.393e-05 |  | -0.00017243 |  | 9.3709e-05 |  | -7.1529e-05 |  | -4.4524e-05 |  | -8.5752e-05 |  | 2.29e-05 |  | 2.3359e-06 |  | #REF! |  | 0.0001004 |  | 0.00021053 |  | 0 |  | #REF! |  | 2.2902e-05 |  | -0.00015344 |  | 0.00011643 |  | 0.108 |  | 7.3178e-05 |  | -2.3415e-05 |  | -2.3415e-05 |  | 0.00084223 |  | 0.11727 |  | 9.282e-06 |  | 0.1497 |  | 0.00041555 |  | 0.00074064
| 6.1276e-05 |  | -0.00010723 |  | -0.00022394 |  | 9.3717e-05 |  | -9.7458e-05 |  | -1.3711e-05 |  | -9.8086e-05 |  | 9.0369e-05 |  | 2.4092e-06 |  | #REF! |  | 3.0421e-05 |  | 0.00015588 |  | 7.3917e-05 |  | #REF! |  | 7.3047e-06 |  | -0.00014564 |  | 9.4952e-05 |  | 0.10705 |  | 5.3519e-05 |  | -2.7427e-05 |  | -2.7427e-05 |  | 0.00075061 |  | 0.11742 |  | 5.9067e-06 |  | 0.14971 |  | 0.00044879 |  | 0.00073321
| 6.1276e-05 |  | -7.6336e-05 |  | -8.1942e-05 |  | 9.3717e-05 |  | -0.00026059 |  | 2.6093e-05 |  | -6.8387e-05 |  | 9.0372e-05 |  | 2.456e-06 |  | #REF! |  | 3.0422e-05 |  | 0.00020846 |  | 7.392e-05 |  | #REF! |  | 7.3066e-06 |  | 5.8571e-05 |  | 9.4956e-05 |  | 0.10596 |  | 5.3521e-05 |  | 9.074e-06 |  | 9.074e-06 |  | 0.00086745 |  | 0.11917 |  | 5.9067e-06 |  | 0.1498 |  | 2.612e-05 |  | 0.00073073
| 5.0556e-05 |  | 5.2877e-05 |  | -7.0585e-06 |  | 6.3685e-05 |  | -0.00017522 |  | -1.4371e-05 |  | -3.2677e-05 |  | 0.00010724 |  | 2.4227e-06 |  | #REF! |  | 8.5651e-05 |  | 0.00024633 |  | 0.00011107 |  | #REF! |  | 2.6159e-05 |  | 1.4304e-05 |  | 5.3489e-05 |  | 0.10475 |  | 0.00010847 |  | -4.7219e-06 |  | -4.7219e-06 |  | 0.00082127 |  | 0.1218 |  | 4.2198e-06 |  | 0.14997 |  | 0.00033007 |  | 0.00072932
| 5.056e-05 |  | 1.782e-05 |  | -0.00010925 |  | 6.369e-05 |  | -2.8069e-05 |  | -2.8049e-05 |  | -3.2711e-05 |  | 0.00010724 |  | 2.4461e-06 |  | #REF! |  | 8.5654e-05 |  | 0.00027879 |  | 0.00011108 |  | #REF! |  | 2.6159e-05 |  | -6.7619e-05 |  | 5.3491e-05 |  | 0.10348 |  | 0.00010848 |  | -4.9691e-06 |  | -4.9691e-06 |  | 0.00078255 |  | 0.12333 |  | 4.2201e-06 |  | 0.15013 |  | 0.00083352 |  | 0.00072291
| 3.9768e-05 |  | -1.1071e-05 |  | -0.0001489 |  | 0.00011778 |  | -3.6936e-05 |  | 1.9847e-05 |  | -4.41e-05 |  | 3.1342e-05 |  | 2.5146e-06 |  | #REF! |  | 0.00016735 |  | 0.00028543 |  | 8.7884e-05 |  | #REF! |  | 6.3319e-05 |  | -0.00011714 |  | 0.0001208 |  | 0.10231 |  | 5.2976e-05 |  | 9.6804e-06 |  | 9.6804e-06 |  | 0.00076831 |  | 0.12378 |  | 4.2201e-06 |  | 0.1503 |  | 0.00048208 |  | 0.00072467
| 3.9768e-05 |  | 0.00010341 |  | -0.0001375 |  | 0.00011778 |  | -0.00015024 |  | -3.6808e-05 |  | -3.3357e-05 |  | 3.1343e-05 |  | 2.5403e-06 |  | #REF! |  | 0.00016735 |  | 0.00032689 |  | 8.7888e-05 |  | #REF! |  | 6.3319e-05 |  | -0.00016905 |  | 0.00012081 |  | 0.10122 |  | 5.2978e-05 |  | 1.1717e-05 |  | 1.1717e-05 |  | 0.00074477 |  | 0.12518 |  | 4.2201e-06 |  | 0.15046 |  | 0.00041559 |  | 0.00071389
| 8.0534e-05 |  | 3.84e-05 |  | -0.00010113 |  | 8.5342e-05 |  | -0.00013524 |  | -2.9471e-05 |  | -5.5597e-05 |  | 0.00014433 |  | 2.5005e-06 |  | #REF! |  | 3.0214e-05 |  | 0.00031012 |  | 6.1148e-05 |  | #REF! |  | 4.7832e-05 |  | -7.5422e-05 |  | 1.016e-05 |  | 0.10006 |  | 6.149e-05 |  | 1.7154e-05 |  | 1.7154e-05 |  | 0.0010953 |  | 0.12755 |  | 5.9071e-06 |  | 0.15069 |  | 0.00048925 |  | 0.00069338
| 8.0534e-05 |  | 1.2951e-06 |  | -2.4815e-05 |  | 8.5342e-05 |  | -0.00014356 |  | -0.00014428 |  | -8.7167e-05 |  | 0.00014433 |  | 2.5001e-06 |  | #REF! |  | 3.0215e-05 |  | 0.00027045 |  | 6.115e-05 |  | #REF! |  | 4.782e-05 |  | -0.00010663 |  | 1.0161e-05 |  | 0.098767 |  | 6.1492e-05 |  | 4.9701e-05 |  | 4.9701e-05 |  | 0.0011979 |  | 0.1288 |  | 5.9074e-06 |  | 0.15095 |  | 0.00058544 |  | 0.00067677
| 7.2126e-05 |  | -4.491e-05 |  | -7.7905e-05 |  | 9.1961e-05 |  | -0.00017361 |  | -0.00019717 |  | -5.4661e-05 |  | 4.026e-05 |  | 2.5397e-06 |  | #REF! |  | 0.00012287 |  | 0.00032457 |  | 2.6679e-05 |  | #REF! |  | 9.4866e-06 |  | -0.00018444 |  | 0.0001112 |  | 0.097326 |  | 8.6428e-05 |  | -7.4881e-06 |  | -7.4881e-06 |  | 0.0010659 |  | 0.13048 |  | 5.9074e-06 |  | 0.15115 |  | 0.00049165 |  | 0.00068467
| 7.2126e-05 |  | 6.4947e-06 |  | -0.00016954 |  | 9.1961e-05 |  | -0.00011943 |  | -9.5084e-05 |  | -2.2051e-05 |  | 4.0262e-05 |  | 2.554e-06 |  | #REF! |  | 0.00012288 |  | 0.00026842 |  | 2.668e-05 |  | #REF! |  | 9.4866e-06 |  | -0.00019636 |  | 0.00011121 |  | 0.095773 |  | 8.6431e-05 |  | -2.0439e-05 |  | -2.0439e-05 |  | 0.0010802 |  | 0.13271 |  | 5.9074e-06 |  | 0.15132 |  | 0.00040614 |  | 0.00068876
| 6.9733e-05 |  | 6.5908e-05 |  | -6.2739e-05 |  | 0.00011542 |  | -6.1959e-05 |  | -4.7125e-05 |  | -2.071e-05 |  | 7.6361e-05 |  | 2.5148e-06 |  | #REF! |  | 6.8511e-05 |  | 0.00024141 |  | 4.8162e-05 |  | #REF! |  | 3.6615e-05 |  | -0.00035239 |  | 0.00012055 |  | 0.094158 |  | 0.00015311 |  | 2.1279e-05 |  | 2.1279e-05 |  | 0.00089272 |  | 0.13442 |  | 2.5322e-06 |  | 0.15147 |  | 0.00038242 |  | 0.00067601
| 6.9733e-05 |  | -3.9668e-05 |  | 2.1432e-05 |  | 0.00011542 |  | -1.6999e-05 |  | 3.4414e-05 |  | -2.5327e-05 |  | 7.6364e-05 |  | 2.4432e-06 |  | #REF! |  | 6.8514e-05 |  | 0.00025489 |  | 4.8164e-05 |  | #REF! |  | 3.6615e-05 |  | -0.00029778 |  | 0.00012056 |  | 0.092543 |  | 0.00015312 |  | 2.7599e-05 |  | 2.7599e-05 |  | 0.00081123 |  | 0.13562 |  | 2.5324e-06 |  | 0.15178 |  | 0.00045843 |  | 0.00067754
| 3.1149e-05 |  | -9.9967e-05 |  | -6.6799e-05 |  | 6.3732e-05 |  | 4.7877e-06 |  | -1.3632e-05 |  | -5.3911e-05 |  | 2.4863e-05 |  | 2.4056e-06 |  | #REF! |  | 6.7243e-05 |  | 0.00026154 |  | 4.8983e-05 |  | #REF! |  | 3.0359e-05 |  | -8.7234e-05 |  | 5.1492e-05 |  | 0.090942 |  | 6.403e-05 |  | -4.5014e-05 |  | -4.5014e-05 |  | 0.00077424 |  | 0.13675 |  | 5.9078e-06 |  | 0.15217 |  | 0.00044182 |  | 0.00069209
| 3.1149e-05 |  | -4.4579e-05 |  | -6.1558e-05 |  | 6.3733e-05 |  | 0.00010129 |  | -6.4321e-05 |  | -6.4184e-05 |  | 2.4864e-05 |  | 2.4606e-06 |  | #REF! |  | 6.7246e-05 |  | 0.00028199 |  | 4.8985e-05 |  | #REF! |  | 3.0359e-05 |  | 1.8205e-05 |  | 5.1494e-05 |  | 0.089366 |  | 6.4032e-05 |  | -6.6783e-05 |  | -6.6783e-05 |  | 0.00083061 |  | 0.13988 |  | 5.9081e-06 |  | 0.15249 |  | 0.00032291 |  | 0.00068065
| 6.3738e-05 |  | 2.0624e-05 |  | 4.5974e-05 |  | 9.5005e-05 |  | 1.0127e-05 |  | 9.6552e-06 |  | -4.5869e-05 |  | 7.6132e-05 |  | 2.5728e-06 |  | #REF! |  | 5.024e-05 |  | 0.00021406 |  | 6.8003e-05 |  | #REF! |  | 7.5723e-05 |  | -0.00015734 |  | 8.5105e-05 |  | 0.087755 |  | 8.3222e-05 |  | 7.5721e-05 |  | 7.5721e-05 |  | 0.00086587 |  | 0.14224 |  | 5.9078e-06 |  | 0.15261 |  | 0.00032292 |  | 0.00065174
| 6.3738e-05 |  | 9.912e-06 |  | -3.3292e-05 |  | 9.5005e-05 |  | -7.4807e-05 |  | 2.1819e-05 |  | -6.069e-05 |  | 7.6135e-05 |  | 2.6495e-06 |  | #REF! |  | 5.0242e-05 |  | 0.00035236 |  | 6.8006e-05 |  | #REF! |  | 7.5704e-05 |  | -0.00029388 |  | 8.5108e-05 |  | 0.086077 |  | 8.3225e-05 |  | 0.00011091 |  | 0.00011091 |  | 0.00083986 |  | 0.14322 |  | 5.9081e-06 |  | 0.15253 |  | 0.000411 |  | 0.00065984
| 2.4673e-05 |  | 1.5961e-05 |  | -0.00012344 |  | 6.1343e-05 |  | -2.774e-05 |  | 6.3209e-05 |  | -5.7443e-05 |  | 0.00013581 |  | 2.6137e-06 |  | #REF! |  | 9.0978e-05 |  | 0.0004294 |  | 7.8853e-05 |  | #REF! |  | 5.9945e-05 |  | -0.00010593 |  | 0.00010412 |  | 0.08433 |  | 0.00011669 |  | 0.00012516 |  | 0.00012516 |  | 0.00093144 |  | 0.1451 |  | 5.9081e-06 |  | 0.15238 |  | 0.00055591 |  | 0.00066228
| 2.4673e-05 |  | 1.7391e-05 |  | -4.7936e-05 |  | 6.1343e-05 |  | -6.5783e-05 |  | 1.5437e-05 |  | -3.4566e-05 |  | 0.00013581 |  | 2.5166e-06 |  | #REF! |  | 9.0981e-05 |  | 0.00030311 |  | 7.8856e-05 |  | #REF! |  | 5.9945e-05 |  | 1.8205e-05 |  | 0.00010413 |  | 0.082569 |  | 0.0001167 |  | 1.3067e-05 |  | 1.3067e-05 |  | 0.00085583 |  | 0.14638 |  | 5.9085e-06 |  | 0.1524 |  | 0.0004527 |  | 0.00065097
| 4.6288e-05 |  | -7.1282e-05 |  | 2.4848e-05 |  | 8.2399e-05 |  | -5.8036e-05 |  | -5.823e-05 |  | -1.6813e-05 |  | 8.3988e-05 |  | 2.4541e-06 |  | #REF! |  | 0.00011869 |  | 0.00015779 |  | 0.00012414 |  | #REF! |  | 5.3594e-05 |  | 6.5018e-05 |  | 0.00013192 |  | 0.080796 |  | 9.2401e-05 |  | -7.1419e-05 |  | -7.1419e-05 |  | 0.000723 |  | 0.14752 |  | 5.9081e-06 |  | 0.15257 |  | 0.00033155 |  | 0.00064691
| 4.6292e-05 |  | -0.00015461 |  | -0.00012618 |  | 8.2405e-05 |  | -7.2903e-05 |  | -6.2982e-05 |  | -4.2134e-05 |  | 8.3991e-05 |  | 2.4624e-06 |  | #REF! |  | 0.0001187 |  | 0.00012713 |  | 0.00012414 |  | #REF! |  | 5.3608e-05 |  | -1.9939e-05 |  | 0.00013192 |  | 0.078952 |  | 9.2404e-05 |  | -3.4594e-05 |  | -3.4594e-05 |  | 0.00067092 |  | 0.14933 |  | 5.9085e-06 |  | 0.15282 |  | 0.00034005 |  | 0.00063062
| 2.6841e-05 |  | -7.1356e-06 |  | -0.00030494 |  | 0.00011369 |  | -0.00014887 |  | -0.0001104 |  | -8.1747e-05 |  | 7.4695e-05 |  | 2.5199e-06 |  | #REF! |  | 9.0537e-05 |  | 0.00012885 |  | 8.0134e-05 |  | #REF! |  | 1.3396e-05 |  | 0.00019766 |  | 4.4273e-05 |  | 0.077009 |  | 0.0001172 |  | -8.364e-05 |  | -8.364e-05 |  | 0.00082893 |  | 0.15193 |  | 4.2213e-06 |  | 0.15305 |  | 0.00039115 |  | 0.00062056
| 3.5502e-05 |  | 6.1454e-05 |  | -0.00019925 |  | 0.00011369 |  | -0.00014545 |  | -9.378e-05 |  | -6.5687e-05 |  | 7.4698e-05 |  | 2.5551e-06 |  | #REF! |  | 9.054e-05 |  | 6.5738e-05 |  | 8.0137e-05 |  | #REF! |  | 1.3396e-05 |  | -3.6406e-05 |  | 4.4275e-05 |  | 0.075063 |  | 0.00011721 |  | -6.7058e-05 |  | -6.7058e-05 |  | 0.00074827 |  | 0.15443 |  | 4.2211e-06 |  | 0.15334 |  | 0.00043126 |  | 0.00062579
| 3.4427e-05 |  | 0.00011862 |  | -0.00010349 |  | 0.00011371 |  | -0.00011953 |  | -7.8464e-05 |  | -6.8017e-05 |  | 7.6596e-05 |  | 2.5443e-06 |  | #REF! |  | 3.2269e-05 |  | 0.00014625 |  | 0.00011398 |  | #REF! |  | 0 |  | -0.00053575 |  | 7.5546e-05 |  | 0.073164 |  | 8.176e-05 |  | -2.9139e-05 |  | -2.9139e-05 |  | 0.00063137 |  | 0.1559 |  | 4.2213e-06 |  | 0.15381 |  | 0.00038494 |  | 0.000634
| 2.5764e-05 |  | 0.00012311 |  | -0.00016071 |  | 0.00011371 |  | -0.00012101 |  | -0.00010697 |  | -0.00010307 |  | 7.6599e-05 |  | 2.5833e-06 |  | #REF! |  | 3.227e-05 |  | 0.00019237 |  | 0.00011399 |  | #REF! |  | 0 |  | -0.00015826 |  | 7.5549e-05 |  | 0.071344 |  | 8.1763e-05 |  | -7.4238e-05 |  | -7.4238e-05 |  | 0.0007861 |  | 0.15771 |  | 4.2213e-06 |  | 0.15449 |  | 0.00027927 |  | 0.00062628
| 2.901e-05 |  | 5.4187e-05 |  | -6.3274e-05 |  | 0.0001053 |  | -9.7184e-05 |  | -6.0026e-05 |  | -7.0397e-05 |  | 0.00017196 |  | 2.6439e-06 |  | #REF! |  | 9.2352e-05 |  | 0.00011188 |  | 9.704e-05 |  | #REF! |  | 8.6774e-05 |  | 0.00031468 |  | 3.6579e-05 |  | 0.069581 |  | 8.6357e-05 |  | -3.327e-05 |  | -3.327e-05 |  | 0.00068269 |  | 0.16062 |  | 4.2213e-06 |  | 0.15518 |  | 0.00027097 |  | 0.0006212
| 2.9012e-05 |  | 3.0897e-05 |  | 4.8057e-06 |  | 0.00010531 |  | -9.1919e-05 |  | -0.00011823 |  | -4.1576e-05 |  | 0.00017197 |  | 2.7062e-06 |  | #REF! |  | 9.2355e-05 |  | 0.00015477 |  | 9.7044e-05 |  | #REF! |  | 8.6774e-05 |  | 0.00010793 |  | 3.658e-05 |  | 0.067836 |  | 8.636e-05 |  | -4.2777e-05 |  | -4.2777e-05 |  | 0.00064906 |  | 0.16199 |  | 4.2216e-06 |  | 0.15559 |  | 0.00037311 |  | 0.00061148
| 5.0636e-05 |  | -6.0634e-05 |  | 1.7781e-05 |  | 0.00011493 |  | -0.00020561 |  | -0.00015579 |  | -5.3124e-05 |  | 5.2943e-05 |  | 2.7084e-06 |  | #REF! |  | 0.00016089 |  | 0.0001733 |  | 0.00015237 |  | #REF! |  | 7.3371e-05 |  | 3.7712e-05 |  | 5.5361e-05 |  | 0.066147 |  | 0.00014338 |  | -0.00011368 |  | -0.00011368 |  | 0.0008408 |  | 0.16388 |  | 5.9092e-06 |  | 0.15562 |  | 0.00040638 |  | 0.00060964
| 5.0645e-05 |  | -0.00011504 |  | -0.0001019 |  | 0.00011495 |  | -0.00016307 |  | -0.00012136 |  | -6.324e-05 |  | 5.2944e-05 |  | 2.5848e-06 |  | #REF! |  | 0.0001609 |  | 0.00018657 |  | 0.00015238 |  | #REF! |  | 7.339e-05 |  | 0.0001483 |  | 5.5363e-05 |  | 0.06447 |  | 0.00014339 |  | -7.0903e-05 |  | -7.0903e-05 |  | 0.00081385 |  | 0.16653 |  | 5.9092e-06 |  | 0.15543 |  | 0.0003177 |  | 0.00061387
| 4.4157e-05 |  | 3.9509e-05 |  | -0.00014414 |  | 0.00010412 |  | 8.4619e-06 |  | -8.3052e-05 |  | -5.8284e-05 |  | 9.6353e-05 |  | 2.4505e-06 |  | #REF! |  | 9.0805e-05 |  | 0.00028949 |  | 9.1582e-05 |  | #REF! |  | 2.2128e-05 |  | 0.00012744 |  | 1.8206e-05 |  | 0.062811 |  | 9.4712e-05 |  | -6.5977e-05 |  | -6.5977e-05 |  | 0.00078447 |  | 0.16826 |  | 5.9092e-06 |  | 0.15531 |  | 0.00029276 |  | 0.00061745
| 4.416e-05 |  | 0.00019107 |  | -2.7287e-05 |  | 0.00010413 |  | -9.9905e-05 |  | -0.00011275 |  | -2.9621e-05 |  | 9.6357e-05 |  | 2.3768e-06 |  | #REF! |  | 9.0809e-05 |  | 0.00024678 |  | 9.1585e-05 |  | #REF! |  | 2.2133e-05 |  | -1.2997e-06 |  | 1.8206e-05 |  | 0.061203 |  | 9.4715e-05 |  | -4.1462e-05 |  | -4.1462e-05 |  | 0.0007769 |  | 0.16993 |  | 5.9095e-06 |  | 0.15535 |  | -4.9913e-05 |  | 0.00062171
| 1.2798e-05 |  | 0.00014936 |  | -6.8639e-06 |  | 0.00012761 |  | -0.00015618 |  | -0.00020315 |  | -4.9197e-05 |  | 6.359e-05 |  | 2.4297e-06 |  | #REF! |  | 0.00011061 |  | 0.00012532 |  | 4.0386e-05 |  | #REF! |  | 3.5706e-05 |  | -7.9322e-05 |  | 3.8644e-05 |  | 0.059663 |  | 5.8224e-05 |  | -1.0883e-05 |  | -1.0883e-05 |  | 0.00068441 |  | 0.1718 |  | 2.5331e-06 |  | 0.15551 |  | 0.00027216 |  | 0.00059912
| 1.28e-05 |  | 8.4115e-05 |  | -9.091e-05 |  | 0.00012762 |  | -5.9021e-05 |  | 0 |  | -8.8221e-05 |  | 6.3593e-05 |  | 2.493e-06 |  | #REF! |  | 0.00011062 |  | 0.00015664 |  | 4.0387e-05 |  | #REF! |  | 3.5706e-05 |  | 0.00014456 |  | 3.8645e-05 |  | 0.058273 |  | 5.8226e-05 |  | 1.5537e-05 |  | 1.5537e-05 |  | 0.00076597 |  | 0.1748 |  | 2.5331e-06 |  | 0.15569 |  | 0.00059562 |  | 0.0005972
| 6.9832e-05 |  | 1.9606e-05 |  | -0.00017025 |  | 8.2474e-05 |  | -5.7379e-06 |  | 0 |  | -7.4896e-05 |  | 9.7473e-05 |  | 2.4971e-06 |  | #REF! |  | 0.00010576 |  | 0.00022695 |  | 0.00015077 |  | #REF! |  | 5.9735e-05 |  | 0.00017035 |  | 8.9902e-05 |  | 0.056989 |  | 0.00014144 |  | 9.9673e-05 |  | 9.9673e-05 |  | 0.00078615 |  | 0.17586 |  | 5.9099e-06 |  | 0.1559 |  | 0.00026288 |  | 0.00060063
| 6.9844e-05 |  | 2.8005e-05 |  | -0.00016418 |  | 8.2488e-05 |  | -2.5036e-05 |  | 0 |  | -5.8853e-05 |  | 9.7476e-05 |  | 2.5503e-06 |  | #REF! |  | 0.00010576 |  | 0.00017715 |  | 0.00015078 |  | #REF! |  | 5.9735e-05 |  | -0.00024316 |  | 8.9905e-05 |  | 0.05573 |  | 0.00014144 |  | 0.0001068 |  | 0.0001068 |  | 0.00079035 |  | 0.17636 |  | 5.9099e-06 |  | 0.15622 |  | 0.00030729 |  | 0.00058318
| 1.172e-05 |  | -1.6161e-06 |  | -0.00011101 |  | 0.00012825 |  | -0.00019739 |  | 0 |  | -7.194e-05 |  | 8.7055e-05 |  | 2.6025e-06 |  | #REF! |  | 9.0904e-05 |  | 0.00026205 |  | 5.2832e-05 |  | #REF! |  | 5.677e-05 |  | -0.00018075 |  | 7.6476e-05 |  | 0.054466 |  | 0.00011252 |  | 7.3823e-06 |  | 7.3823e-06 |  | 0.00089214 |  | 0.17968 |  | 5.9099e-06 |  | 0.15659 |  | 0.00026688 |  | 0.00058522
| 1.1721e-05 |  | 2.2463e-05 |  | 4.5896e-06 |  | 0.00012826 |  | -0.00022593 |  | 0 |  | -4.4258e-05 |  | 8.7059e-05 |  | 2.4758e-06 |  | #REF! |  | 9.0907e-05 |  | 0.00025523 |  | 5.2834e-05 |  | #REF! |  | 5.6784e-05 |  | 0.00010717 |  | 7.6479e-05 |  | 0.053239 |  | 0.00011252 |  | 1.4268e-05 |  | 1.4268e-05 |  | 0.00084505 |  | 0.18323 |  | 5.9099e-06 |  | 0.15691 |  | 0.00030183 |  | 0.00058594
| 0.00011141 |  | 8.994e-05 |  | -0.00010085 |  | 6.0822e-05 |  | -0.00017077 |  | 0 |  | -3.3986e-05 |  | 0.00014104 |  | 2.2924e-06 |  | #REF! |  | 2.1059e-05 |  | 9.1456e-05 |  | 0.00010172 |  | #REF! |  | 1.2666e-05 |  | -0.00013004 |  | 1.5964e-05 |  | 0.052021 |  | 8.6258e-05 |  | -4.2531e-05 |  | -4.2531e-05 |  | 0.00091232 |  | 0.18445 |  | 7.5992e-06 |  | 0.15717 |  | 0.00040288 |  | 0.00056895
| 0.00011142 |  | -1.756e-05 |  | -0.00012964 |  | 6.0827e-05 |  | -0.00016926 |  | 0 |  | -8.6668e-05 |  | 0.00014104 |  | 2.2568e-06 |  | #REF! |  | 2.106e-05 |  | 0.00012406 |  | 0.00010173 |  | #REF! |  | 1.2669e-05 |  | -0.00017685 |  | 1.5965e-05 |  | 0.050754 |  | 8.6261e-05 |  | -8.0533e-05 |  | -8.0533e-05 |  | 0.00088289 |  | 0.18635 |  | 7.5987e-06 |  | 0.15733 |  | 0.00040444 |  | 0.00057222
| 3.1201e-05 |  | -7.6896e-05 |  | -8.5542e-05 |  | 0.00010539 |  | -0.00011033 |  | 0 |  | -8.2596e-05 |  | 0.000109 |  | 2.4113e-06 |  | #REF! |  | 4.3664e-05 |  | 0.00012406 |  | 7.6436e-05 |  | #REF! |  | 3.8432e-05 |  | 4.5514e-05 |  | 0 |  | 0.049412 |  | 8.8635e-05 |  | -7.8634e-05 |  | -7.8634e-05 |  | 0.00076433 |  | 0.18909 |  | 5.9106e-06 |  | 0.15744 |  | 0.00027607 |  | 0.00058949
| 3.1206e-05 |  | -1.697e-05 |  | -0.00012425 |  | 0.00010541 |  | -0.00010903 |  | 0 |  | -4.6354e-05 |  | 0.000109 |  | 2.5376e-06 |  | #REF! |  | 4.3666e-05 |  | 0.0001271 |  | 7.6439e-05 |  | #REF! |  | 3.8432e-05 |  | -0.00013209 |  | 0 |  | 0.048078 |  | 8.8639e-05 |  | -2.824e-05 |  | -2.824e-05 |  | 0.00075508 |  | 0.1904 |  | 5.9102e-06 |  | 0.1575 |  | 0.00021441 |  | 0.00057659
| 0 |  | -4.8157e-05 |  | -0.00014339 |  | 0.00010119 |  | -8.175e-05 |  | 0 |  | -5.9683e-05 |  | 8.8331e-05 |  | 2.5049e-06 |  | #REF! |  | 0.00010792 |  | 0.00017167 |  | 6.2414e-05 |  | #REF! |  | 4.8376e-05 |  | -0.00013003 |  | 7.7248e-05 |  | 0.046808 |  | 8.3079e-05 |  | 9.9942e-05 |  | 9.9942e-05 |  | 0.00078288 |  | 0.1918 |  | 5.9106e-06 |  | 0.15761 |  | 0.00026434 |  | 0.0005568
| 0 |  | -0.00011062 |  | -5.7238e-05 |  | 0.0001012 |  | -6.7186e-05 |  | 0 |  | -6.0139e-05 |  | 8.8334e-05 |  | 2.5438e-06 |  | #REF! |  | 0.00010792 |  | 0.00020783 |  | 6.2416e-05 |  | #REF! |  | 4.8363e-05 |  | -5.9821e-05 |  | 7.7251e-05 |  | 0.045623 |  | 8.3082e-05 |  | 9.5032e-05 |  | 9.5032e-05 |  | 0.00096193 |  | 0.19293 |  | 5.9106e-06 |  | 0.15777 |  | 0.00032105 |  | 0.00056133
| 9.5615e-06 |  | -2.5267e-05 |  | 5.2997e-05 |  | 4.2831e-05 |  | -4.2252e-05 |  | 0 |  | -4.3078e-05 |  | 6.6196e-05 |  | 2.6238e-06 |  | #REF! |  | 0.00015273 |  | 0.00019037 |  | 4.249e-05 |  | #REF! |  | 8.2985e-05 |  | -0.00016905 |  | 4.8938e-05 |  | 0.044519 |  | 0.00010399 |  | -2.6305e-05 |  | -2.6305e-05 |  | 0.00097376 |  | 0.19509 |  | 4.2226e-06 |  | 0.15795 |  | 0.00029727 |  | 0.00055358
| 9.5615e-06 |  | 0.00013076 |  | -4.1874e-05 |  | 4.4925e-05 |  | -4.9846e-05 |  | 0 |  | -5.0288e-05 |  | 6.6199e-05 |  | 2.5944e-06 |  | #REF! |  | 0.00015273 |  | 0.00020724 |  | 4.2491e-05 |  | #REF! |  | 8.3006e-05 |  | -0.00013003 |  | 4.894e-05 |  | 0.04348 |  | 0.00010399 |  | -9.7563e-05 |  | -9.7563e-05 |  | 0.00088042 |  | 0.19855 |  | 4.2226e-06 |  | 0.1582 |  | 0.00020175 |  | 0.00054222
| 9.6408e-05 |  | 9.6247e-05 |  | 2.1419e-06 |  | 8.0426e-05 |  | -0.00021086 |  | 0 |  | -6.327e-05 |  | 8.6219e-05 |  | 2.4807e-06 |  | #REF! |  | 0.00015563 |  | 0.00016306 |  | 0.00011661 |  | #REF! |  | 6.9124e-05 |  | -0.0002106 |  | 5.1434e-05 |  | 0.042476 |  | 0.00010975 |  | 0 |  | 0 |  | 0.00080558 |  | 0.20111 |  | 5.9109e-06 |  | 0.1585 |  | 0.00020652 |  | 0.00054136
| 9.6408e-05 |  | -2.7294e-05 |  | 4.5032e-05 |  | 7.8331e-05 |  | -0.00015287 |  | 0 |  | -6.7629e-05 |  | 8.6222e-05 |  | 2.4184e-06 |  | #REF! |  | 0.00015564 |  | 9.4972e-05 |  | 0.00011662 |  | #REF! |  | 6.9124e-05 |  | -4.4212e-05 |  | 5.1435e-05 |  | 0.041499 |  | 0.00010976 |  | 3.1438e-05 |  | 3.1438e-05 |  | 0.00093004 |  | 0.20323 |  | 5.9109e-06 |  | 0.15883 |  | 0.00029847 |  | 0.00055264
| 3.9881e-05 |  | -4.2599e-06 |  | -4.7823e-05 |  | 5.6425e-05 |  | -7.0615e-05 |  | 0 |  | -6.7008e-05 |  | 7.2999e-05 |  | 2.4668e-06 |  | #REF! |  | 7.59e-05 |  | 0.0002079 |  | 0.00013614 |  | #REF! |  | 7.5746e-05 |  | 4.1611e-05 |  | 9.5674e-05 |  | 0.040521 |  | 0.00012586 |  | 6.8612e-06 |  | 6.8612e-06 |  | 0.00083843 |  | 0.20408 |  | 4.2228e-06 |  | 0.15915 |  | 0.00038173 |  | 0.00055953
| 3.9884e-05 |  | -4.3033e-06 |  | -5.1167e-05 |  | 5.643e-05 |  | -0.00014996 |  | 0 |  | -4.8809e-05 |  | 7.3002e-05 |  | 2.4305e-06 |  | #REF! |  | 7.5903e-05 |  | 0.00019932 |  | 0.00013615 |  | #REF! |  | 7.5746e-05 |  | -0.00018855 |  | 9.5678e-05 |  | 0.039528 |  | 0.00012587 |  | 1.2086e-05 |  | 1.2086e-05 |  | 0.00077531 |  | 0.20434 |  | 4.2231e-06 |  | 0.15937 |  | 0.00044472 |  | 0.00054898
| 6.1475e-05 |  | -6.5148e-06 |  | -8.1829e-05 |  | 7.1119e-05 |  | -0.00020914 |  | 0 |  | -4.9232e-05 |  | 0.00010008 |  | 2.3412e-06 |  | #REF! |  | 0.00010714 |  | 0.00017222 |  | 4.6622e-05 |  | #REF! |  | 2.706e-05 |  | -0.0001134 |  | 3.7294e-05 |  | 0.038518 |  | 8.3418e-05 |  | 1.0424e-05 |  | 1.0424e-05 |  | 0.0010697 |  | 0.20623 |  | 7.6005e-06 |  | 0.15958 |  | 0.00041026 |  | 0.00055269
| 6.1475e-05 |  | -3.7916e-05 |  | -0.00011223 |  | 7.1119e-05 |  | -0.00011692 |  | 0 |  | -5.4774e-05 |  | 0.00010008 |  | 2.3447e-06 |  | #REF! |  | 0.00010715 |  | 0.00021818 |  | 4.6623e-05 |  | #REF! |  | 2.7053e-05 |  | -0.00013784 |  | 3.7295e-05 |  | 0.037516 |  | 8.3421e-05 |  | -3.9325e-05 |  | -3.9325e-05 |  | 0.001142 |  | 0.20873 |  | 7.6005e-06 |  | 0.15969 |  | 0.00028237 |  | 0.00056545
| 7.6556e-05 |  | -1.2753e-05 |  | -4.678e-05 |  | 8.0775e-05 |  | -6.3966e-05 |  | 0 |  | -3.1046e-05 |  | 6.7049e-05 |  | 2.4381e-06 |  | #REF! |  | 0.00012693 |  | 0.00016999 |  | 0.0001394 |  | #REF! |  | 4.7138e-05 |  | -0.00027828 |  | 8.5208e-05 |  | 0.036522 |  | 4.9485e-05 |  | -7.8199e-05 |  | -7.8199e-05 |  | 0.0010487 |  | 0.20975 |  | 4.2231e-06 |  | 0.15972 |  | 0.00030259 |  | 0.00054821
| 7.6556e-05 |  | 6.1562e-05 |  | -1.1208e-05 |  | 8.0775e-05 |  | -9.3021e-05 |  | 0 |  | -3.3057e-05 |  | 6.7051e-05 |  | 2.5066e-06 |  | #REF! |  | 0.00012693 |  | 0.00019229 |  | 0.0001394 |  | #REF! |  | 4.7125e-05 |  | -0.00016905 |  | 8.5211e-05 |  | 0.035541 |  | 4.9487e-05 |  | -4.2503e-05 |  | -4.2503e-05 |  | 0.00092 |  | 0.21189 |  | 4.2233e-06 |  | 0.15974 |  | 0.00026183 |  | 0.00054457
| 0.00010248 |  | 9.5171e-05 |  | 3.171e-06 |  | 0.00011092 |  | -0.00012304 |  | 0 |  | -3.897e-05 |  | 7.4616e-05 |  | 2.4818e-06 |  | #REF! |  | 8.7022e-05 |  | 0.00020617 |  | 0.00011247 |  | #REF! |  | 0.00011852 |  | -0.00027042 |  | 0.00010734 |  | 0.034607 |  | 0.00014824 |  | -3.3624e-05 |  | -3.3624e-05 |  | 0.00082665 |  | 0.21413 |  | 4.2231e-06 |  | 0.15978 |  | 0.00027491 |  | 0.00054406
| 0.00010249 |  | 0.000155 |  | 3.6019e-05 |  | 0.00011093 |  | -0.00014367 |  | 0 |  | -3.7334e-05 |  | 7.4619e-05 |  | 2.4509e-06 |  | #REF! |  | 8.7025e-05 |  | 0.00023393 |  | 0.00011248 |  | #REF! |  | 0.00011852 |  | -0.00027437 |  | 0.00010734 |  | 0.033739 |  | 0.00014825 |  | 1.8491e-05 |  | 1.8491e-05 |  | 0.00089903 |  | 0.21379 |  | 4.2236e-06 |  | 0.15993 |  | 0.00035621 |  | 0.00052354
| 0.00010612 |  | 8.4279e-05 |  | -5.9858e-05 |  | 0.0001013 |  | -5.2239e-05 |  | 0 |  | -5.6738e-05 |  | 4.2043e-05 |  | 2.4464e-06 |  | #REF! |  | 9.5777e-05 |  | 0.00030208 |  | 9.5788e-05 |  | #REF! |  | 4.5278e-05 |  | -4.8114e-05 |  | 5.6835e-05 |  | 0.032934 |  | 7.2136e-05 |  | 7.2362e-05 |  | 7.2362e-05 |  | 0.00086954 |  | 0.21506 |  | 7.601e-06 |  | 0.16017 |  | 0.00025037 |  | 0.0005103
| 0.00010613 |  | 0.00010806 |  | -2.5921e-05 |  | 0.0001013 |  | -0.00012682 |  | 0 |  | -4.4623e-05 |  | 4.2044e-05 |  | 2.4724e-06 |  | #REF! |  | 9.578e-05 |  | 0.00015985 |  | 9.5792e-05 |  | #REF! |  | 4.5266e-05 |  | -5.2018e-06 |  | 5.6837e-05 |  | 0.032117 |  | 7.2139e-05 |  | 8.6754e-05 |  | 8.6754e-05 |  | 0.00068205 |  | 0.2181 |  | 7.6014e-06 |  | 0.16058 |  | 0.00028346 |  | 0.000511
| 7.4037e-06 |  | 0.00012224 |  | 7.9293e-05 |  | 6.8742e-05 |  | -0.00021456 |  | 0 |  | -4.1368e-05 |  | 8.2591e-05 |  | 2.5021e-06 |  | #REF! |  | 9.5116e-05 |  | 0.00017914 |  | 0.00011949 |  | #REF! |  | 7.2546e-05 |  | -0.00013957 |  | 0.00011051 |  | 0.031268 |  | 4.8958e-05 |  | 6.0265e-05 |  | 6.0265e-05 |  | 0.00075774 |  | 0.21899 |  | 5.912e-06 |  | 0.16107 |  | 0.00032988 |  | 0.00053217
| 7.4043e-06 |  | 0.00012603 |  | 2.8263e-06 |  | 6.8748e-05 |  | -0.00012269 |  | 0 |  | -8.6139e-05 |  | 8.2594e-05 |  | 2.4842e-06 |  | #REF! |  | 9.5119e-05 |  | 0.00020142 |  | 0.00011949 |  | #REF! |  | 7.2527e-05 |  | -0.00028998 |  | 0.00011051 |  | 0.030411 |  | 4.896e-05 |  | -5.1475e-05 |  | -5.1475e-05 |  | 0.00095706 |  | 0.21989 |  | 5.912e-06 |  | 0.16159 |  | -9.397e-05 |  | 0.00053158
| 7.2372e-05 |  | 0.00010762 |  | -9.9063e-05 |  | 9.1068e-05 |  | -0.00010728 |  | 0 |  | -9.658e-05 |  | 0.00010765 |  | 2.439e-06 |  | #REF! |  | 0.00010348 |  | 0.0002334 |  | 6.8875e-05 |  | #REF! |  | 6.964e-05 |  | -0.00050454 |  | 9.1499e-05 |  | 0.02958 |  | 0.00013232 |  | -8.7331e-05 |  | -8.7331e-05 |  | 0.00090323 |  | 0.22209 |  | 4.2236e-06 |  | 0.16211 |  | 0.0003533 |  | 0.00051306
| 7.2378e-05 |  | -2.2363e-05 |  | -6.6813e-05 |  | 9.1076e-05 |  | -0.00011407 |  | 0 |  | -4.2146e-05 |  | 0.00010765 |  | 2.462e-06 |  | #REF! |  | 0.00010348 |  | 0.00037697 |  | 6.8877e-05 |  | #REF! |  | 6.964e-05 |  | -0.0003446 |  | 9.1503e-05 |  | 0.028802 |  | 0.00013232 |  | 1.6328e-06 |  | 1.6328e-06 |  | 0.0008175 |  | 0.22331 |  | 4.2238e-06 |  | 0.1626 |  | 0.00066732 |  | 0.00051674
| 3.2333e-05 |  | 2.1648e-05 |  | -5.7456e-05 |  | 4.2884e-05 |  | -4.8535e-05 |  | 0 |  | -3.6916e-05 |  | 6.1984e-05 |  | 2.5243e-06 |  | #REF! |  | 9.2308e-05 |  | 0.00031246 |  | 0 |  | #REF! |  | 1.9395e-05 |  | -3.6411e-05 |  | 7.1529e-05 |  | 0.028024 |  | 8.7618e-05 |  | 1.1826e-05 |  | 1.1826e-05 |  | 0.00094528 |  | 0.22525 |  | 4.2238e-06 |  | 0.16309 |  | 0.00019151 |  | 0.00052699
| 3.2336e-05 |  | 5.9564e-05 |  | -0.00015283 |  | 4.2888e-05 |  | -9.1828e-05 |  | 0 |  | -6.7038e-05 |  | 6.1987e-05 |  | 2.622e-06 |  | #REF! |  | 9.2312e-05 |  | 0.00016034 |  | 0 |  | #REF! |  | 1.9395e-05 |  | 0.00021185 |  | 7.1531e-05 |  | 0.027234 |  | 8.7621e-05 |  | -6.5248e-05 |  | -6.5248e-05 |  | 0.00085619 |  | 0.22639 |  | 4.2238e-06 |  | 0.16357 |  | 0.00026 |  | 0.00049887
| 0.00014176 |  | 2.1321e-05 |  | -0.00014378 |  | 6.5151e-05 |  | -9.3459e-05 |  | 0 |  | -7.1965e-05 |  | 9.8768e-05 |  | 2.6585e-06 |  | #REF! |  | 0.00011411 |  | 0.00024601 |  | 0 |  | #REF! |  | 1.4137e-05 |  | 2.211e-05 |  | 5.8615e-05 |  | 0.026439 |  | 0.00012314 |  | -0.00014585 |  | -0.00014585 |  | 0.00087974 |  | 0.22796 |  | 5.9127e-06 |  | 0.16394 |  | 0.00019219 |  | 0.0004848
| 0.00014178 |  | -1.4256e-05 |  | -3.8845e-05 |  | 6.5156e-05 |  | -8.8623e-05 |  | 0 |  | -5.8293e-05 |  | 9.8772e-05 |  | 2.6394e-06 |  | #REF! |  | 0.00011412 |  | 0.00032156 |  | 0 |  | #REF! |  | 1.4141e-05 |  | -0.00031339 |  | 5.8617e-05 |  | 0.025651 |  | 0.00012314 |  | -0.00015181 |  | -0.00015181 |  | 0.0011489 |  | 0.22892 |  | 5.9127e-06 |  | 0.16421 |  | 0.00022857 |  | 0.00051165
| 3.7765e-05 |  | -9.2252e-05 |  | -4.5055e-05 |  | 6.9994e-05 |  | -0.00015286 |  | 0 |  | -5.144e-05 |  | 4.6281e-05 |  | 2.5818e-06 |  | #REF! |  | 2.7284e-05 |  | 0.0001774 |  | 2.4194e-05 |  | #REF! |  | 1.836e-05 |  | -4.031e-05 |  | 5.2064e-05 |  | 0.024883 |  | 5.6649e-05 |  | -8.7251e-05 |  | -8.7251e-05 |  | 0.00092263 |  | 0.2282 |  | 4.2241e-06 |  | 0.16439 |  | 0.00037254 |  | 0.00049216
| 3.7765e-05 |  | -9.1598e-05 |  | -0.00010025 |  | 6.9994e-05 |  | -0.00014928 |  | 0 |  | -4.5838e-05 |  | 4.6283e-05 |  | 2.458e-06 |  | #REF! |  | 2.7285e-05 |  | 0.00022205 |  | 2.4195e-05 |  | #REF! |  | 1.8355e-05 |  | 0.00016699 |  | 5.2066e-05 |  | 0.024126 |  | 5.6651e-05 |  | -5.9672e-05 |  | -5.9672e-05 |  | 0.00069807 |  | 0.22984 |  | 4.2241e-06 |  | 0.1645 |  | 0.00032996 |  | 0.0004687
| 2.9091e-05 |  | -1.185e-05 |  | -9.4086e-05 |  | 1.2555e-05 |  | -5.8659e-05 |  | 0 |  | -3.1512e-05 |  | 0.00010499 |  | 2.4253e-06 |  | #REF! |  | 0.00010224 |  | 0.00015703 |  | 0 |  | #REF! |  | 5.7607e-05 |  | -1.6905e-05 |  | 8.0571e-05 |  | 0.023423 |  | 7.6546e-05 |  | -2.8071e-05 |  | -2.8071e-05 |  | 0.00084105 |  | 0.23123 |  | 5.913e-06 |  | 0.16454 |  | 0.00024668 |  | 0.00046796
| 2.9096e-05 |  | -3.8504e-05 |  | -0.00023116 |  | 1.2558e-05 |  | -0.00015839 |  | 0 |  | -4.8417e-05 |  | 0.00010499 |  | 2.5008e-06 |  | #REF! |  | 0.00010225 |  | 6.0821e-05 |  | 0 |  | #REF! |  | 5.7607e-05 |  | -0.00019636 |  | 8.0573e-05 |  | 0.022739 |  | 7.6549e-05 |  | -0.00011158 |  | -0.00011158 |  | 0.00096222 |  | 0.2322 |  | 5.913e-06 |  | 0.16456 |  | 0.00022374 |  | 0.00045956
| 0 |  | -9.5631e-05 |  | -0.00028372 |  | 0 |  | -0.00028648 |  | 0 |  | -6.3965e-05 |  | 6.0428e-05 |  | 2.6101e-06 |  | #REF! |  | 6.6395e-05 |  | 0.00021518 |  | 3.5435e-05 |  | #REF! |  | 7.3243e-06 |  | -0.00020416 |  | 4.3758e-05 |  | 0.022054 |  | 9.246e-05 |  | -0.00012101 |  | -0.00012101 |  | 0.00074012 |  | 0.23265 |  | 9.2925e-06 |  | 0.16456 |  | 0.00027492 |  | 0.00045457
| 0 |  | -2.9714e-06 |  | -0.00018363 |  | 0 |  | -0.00015056 |  | 0 |  | -6.1696e-05 |  | 6.0431e-05 |  | 2.6089e-06 |  | #REF! |  | 6.6398e-05 |  | 0.00035431 |  | 3.5436e-05 |  | #REF! |  | 7.3224e-06 |  | -0.00020416 |  | 4.376e-05 |  | 0.021413 |  | 9.2463e-05 |  | 2.4642e-05 |  | 2.4642e-05 |  | 0.00065438 |  | 0.23318 |  | 9.2925e-06 |  | 0.16461 |  | 0.00031893 |  | 0.00045999
| 7.1225e-05 |  | 3.9671e-05 |  | -2.0582e-05 |  | 8.0882e-05 |  | -6.3006e-05 |  | 0 |  | -3.4954e-05 |  | 9.1699e-05 |  | 2.5039e-06 |  | #REF! |  | 0.0001051 |  | 0.00030301 |  | 9.7002e-05 |  | #REF! |  | 6.9685e-05 |  | -0.00019191 |  | 9.1542e-05 |  | 0.020815 |  | 0.00010521 |  | 4.3618e-05 |  | 4.3618e-05 |  | 0.00093867 |  | 0.23449 |  | 7.6032e-06 |  | 0.16479 |  | 0.00032131 |  | 0.00047291
| 7.1231e-05 |  | -1.831e-06 |  | 6.2123e-06 |  | 8.0889e-05 |  | -3.7373e-05 |  | 0 |  | -3.1645e-05 |  | 9.1702e-05 |  | 2.5276e-06 |  | #REF! |  | 0.00010511 |  | 0.00022577 |  | 9.7006e-05 |  | #REF! |  | 6.9702e-05 |  | -5.2015e-05 |  | 9.1546e-05 |  | 0.02025 |  | 0.00010522 |  | -4.2542e-05 |  | -4.2542e-05 |  | 0.00087979 |  | 0.23508 |  | 7.6032e-06 |  | 0.16519 |  | 0.00028031 |  | 0.00047593
| 2.8021e-05 |  | 0.00011748 |  | 6.6565e-05 |  | 3.6639e-05 |  | -0.00010638 |  | 0 |  | -2.6607e-05 |  | 9.3531e-05 |  | 2.6246e-06 |  | #REF! |  | 0.00015372 |  | 0.00030064 |  | 0.00018597 |  | #REF! |  | 0.0001011 |  | 0.00016254 |  | 8.0627e-05 |  | 0.019663 |  | 0.0001436 |  | -2.1492e-05 |  | -2.1492e-05 |  | 0.00079236 |  | 0.23522 |  | 4.2246e-06 |  | 0.16572 |  | 0.00018868 |  | 0.00046751
| 2.8021e-05 |  | 0.00019496 |  | 9.3298e-05 |  | 3.6639e-05 |  | -0.00013095 |  | 0 |  | -2.6451e-05 |  | 9.3535e-05 |  | 2.7333e-06 |  | #REF! |  | 0.00015372 |  | 0.00034532 |  | 0.00018597 |  | #REF! |  | 0.0001011 |  | 8.8425e-05 |  | 8.063e-05 |  | 0.01909 |  | 0.00014361 |  | 1.2512e-05 |  | 1.2512e-05 |  | 0.00095801 |  | 0.2353 |  | 4.2246e-06 |  | 0.16624 |  | 0.00023172 |  | 0.0004608
| 6.9437e-05 |  | 9.2737e-05 |  | -5.2847e-05 |  | 2.3034e-05 |  | -7.8491e-05 |  | 0 |  | -5.6363e-05 |  | 9.4746e-05 |  | 2.7429e-06 |  | #REF! |  | 0.00012913 |  | 0.00018796 |  | 4.595e-05 |  | #REF! |  | 8.0243e-06 |  | 2.8662e-05 |  | 0.00013176 |  | 0.018569 |  | 0.00015987 |  | -3.433e-05 |  | -3.433e-05 |  | 0.00090502 |  | 0.23503 |  | 4.2248e-06 |  | 0.1667 |  | 0.00031741 |  | 0.0004647
| 6.9437e-05 |  | 6.6963e-05 |  | -3.2029e-05 |  | 2.3034e-05 |  | -0.00015649 |  | 0 |  | -5.771e-05 |  | 9.475e-05 |  | 2.7145e-06 |  | #REF! |  | 0.00012913 |  | 0.0001463 |  | 4.5952e-05 |  | #REF! |  | 8.0243e-06 |  | -2.4708e-05 |  | 0.00013177 |  | 0.018032 |  | 0.00015987 |  | -4.357e-05 |  | -4.357e-05 |  | 0.00090171 |  | 0.2355 |  | 4.2248e-06 |  | 0.16707 |  | 0.00027376 |  | 0.00046692
| 0 |  | 6.7328e-05 |  | -8.8298e-05 |  | 6.4008e-05 |  | -0.00018065 |  | 0 |  | -5.9103e-05 |  | 0.00010883 |  | 2.671e-06 |  | #REF! |  | 6.4473e-05 |  | 0.00022705 |  | 2.4001e-05 |  | #REF! |  | 1.0151e-05 |  | 3.7711e-05 |  | 0 |  | 0.017454 |  | 7.2539e-05 |  | -5.9463e-05 |  | -5.9463e-05 |  | 0.00093452 |  | 0.23623 |  | 5.9137e-06 |  | 0.16729 |  | 0.00020592 |  | 0.00047444
| 0 |  | -1.5533e-06 |  | -9.7842e-05 |  | 6.4013e-05 |  | -0.00012893 |  | 0 |  | -8.1445e-05 |  | 0.00010883 |  | 2.5919e-06 |  | #REF! |  | 6.4475e-05 |  | 0.00018298 |  | 2.4002e-05 |  | #REF! |  | 1.0153e-05 |  | 0.00025227 |  | 0 |  | 0.016862 |  | 7.2542e-05 |  | -2.2635e-05 |  | -2.2635e-05 |  | 0.00074526 |  | 0.23704 |  | 5.9141e-06 |  | 0.16737 |  | 0.00019835 |  | 0.00047877
| 2.2607e-05 |  | 5.7176e-07 |  | -0.0001002 |  | 0.00011837 |  | -9.1546e-05 |  | 0 |  | -9.4207e-05 |  | 3.9782e-05 |  | 2.5554e-06 |  | #REF! |  | 9.3733e-05 |  | 0.00016367 |  | 7.6714e-05 |  | #REF! |  | 2.9764e-05 |  | 0.00011963 |  | 6.9955e-06 |  | 0.01632 |  | 0.00015776 |  | -5.7715e-05 |  | -5.7715e-05 |  | 0.00076124 |  | 0.23712 |  | 7.6037e-06 |  | 0.1673 |  | 0.00027215 |  | 0.00046234
| 2.2609e-05 |  | 2.3113e-05 |  | -0.000131 |  | 0.00011838 |  | -0.00018419 |  | 0 |  | -5.4729e-05 |  | 3.9783e-05 |  | 2.4924e-06 |  | #REF! |  | 9.3736e-05 |  | 0.00019449 |  | 7.6717e-05 |  | #REF! |  | 2.9772e-05 |  | -0.00013957 |  | 6.9958e-06 |  | 0.015834 |  | 0.00015777 |  | -2.0101e-06 |  | -2.0101e-06 |  | 0.00079152 |  | 0.23688 |  | 7.6041e-06 |  | 0.16714 |  | 0.00030801 |  | 0.00045318
| 1.8268e-05 |  | 3.1517e-05 |  | -0.00013532 |  | 0.00011838 |  | -0.00016778 |  | 0 |  | -4.2309e-05 |  | 0.00010625 |  | 2.466e-06 |  | #REF! |  | 8.7612e-05 |  | 0.00023616 |  | 4.7932e-05 |  | #REF! |  | 1.2002e-05 |  | -0.00020806 |  | 7.1146e-06 |  | 0.015391 |  | 0.00010738 |  | 4.9284e-06 |  | 4.9284e-06 |  | 0.00076465 |  | 0.23732 |  | 4.2253e-06 |  | 0.1669 |  | 0.00033301 |  | 0.0004539
| 1.8271e-05 |  | 1.4446e-05 |  | -0.00013319 |  | 0.0001184 |  | -8.4405e-05 |  | 0 |  | -5.5756e-05 |  | 0.00010625 |  | 2.4684e-06 |  | #REF! |  | 8.7615e-05 |  | 0.00027003 |  | 4.7934e-05 |  | #REF! |  | 1.2002e-05 |  | -0.00023536 |  | 7.1148e-06 |  | 0.014974 |  | 0.00010738 |  | -1.9221e-05 |  | -1.9221e-05 |  | 0.00082769 |  | 0.23735 |  | 4.2251e-06 |  | 0.16661 |  | 0.00029591 |  | 0.00046363
| 2.6955e-05 |  | -1.0966e-05 |  | -0.00012391 |  | 9.1219e-05 |  | -0.00014487 |  | 0 |  | -5.469e-05 |  | 1.3289e-05 |  | 2.5005e-06 |  | #REF! |  | 0.00014414 |  | 0.00024224 |  | 9.145e-05 |  | #REF! |  | 5.1853e-05 |  | 7.2829e-05 |  | 7.8216e-05 |  | 0.014557 |  | 6.8051e-05 |  | -1.6117e-05 |  | -1.6117e-05 |  | 0.00081008 |  | 0.23763 |  | 5.9144e-06 |  | 0.1664 |  | 0.0001983 |  | 0.00047455
| 2.6957e-05 |  | 5.4179e-05 |  | -4.0677e-05 |  | 9.1227e-05 |  | -0.00014307 |  | 0 |  | -4.7202e-05 |  | 1.329e-05 |  | 2.5381e-06 |  | #REF! |  | 0.00014415 |  | 0.00026462 |  | 9.1453e-05 |  | #REF! |  | 5.1853e-05 |  | 0.00014304 |  | 7.8219e-05 |  | 0.01412 |  | 6.8053e-05 |  | -7.3994e-05 |  | -7.3994e-05 |  | 0.00079241 |  | 0.23667 |  | 5.9144e-06 |  | 0.16625 |  | 0.00027557 |  | 0.00044732
| 3.1302e-05 |  | -1.6815e-05 |  | 9.7165e-05 |  | 6.8879e-05 |  | -0.00012162 |  | 0 |  | -3.139e-05 |  | 0.0001192 |  | 2.5437e-06 |  | #REF! |  | 5.1754e-05 |  | 0.00030754 |  | 0.00014104 |  | #REF! |  | 0.00010329 |  | -0.00010219 |  | 9.4157e-05 |  | 0.013658 |  | 8.2959e-05 |  | -4.6123e-05 |  | -4.6123e-05 |  | 0.00078395 |  | 0.2358 |  | 5.9148e-06 |  | 0.16614 |  | 0.00033512 |  | 0.00042921
| 3.1304e-05 |  | -7.6946e-05 |  | 8.5545e-05 |  | 6.8885e-05 |  | -7.9828e-05 |  | 0 |  | -5.8935e-05 |  | 0.0001192 |  | 2.5047e-06 |  | #REF! |  | 5.1756e-05 |  | 0.00019287 |  | 0.00014104 |  | #REF! |  | 0.00010327 |  | 3.381e-05 |  | 9.4161e-05 |  | 0.013209 |  | 8.2962e-05 |  | -9.5712e-05 |  | -9.5712e-05 |  | 0.00078573 |  | 0.2365 |  | 5.9144e-06 |  | 0.16604 |  | -0.00012263 |  | 0.00042883
| 2.9135e-05 |  | 4.9922e-06 |  | 7.5499e-05 |  | 8.2789e-05 |  | -6.9997e-05 |  | 0 |  | -5.6177e-05 |  | 9.7472e-05 |  | 2.4624e-06 |  | #REF! |  | 0.00011555 |  | 9.1774e-05 |  | 9.3564e-05 |  | #REF! |  | 6.4789e-05 |  | -0.00012613 |  | 0.00014385 |  | 0.012781 |  | 0.00011779 |  | -8.4641e-05 |  | -8.4641e-05 |  | 0.00085971 |  | 0.23699 |  | 5.9148e-06 |  | 0.16589 |  | 0.00020479 |  | 0.00042043
| 2.9135e-05 |  | 0.00010086 |  | -2.1315e-05 |  | 8.2789e-05 |  | -0.00013616 |  | 0 |  | -3.1765e-05 |  | 9.7475e-05 |  | 2.4274e-06 |  | #REF! |  | 0.00011555 |  | 8.4912e-05 |  | 9.3568e-05 |  | #REF! |  | 6.4789e-05 |  | -0.0003446 |  | 0.00014385 |  | 0.012386 |  | 0.00011779 |  | -5.2615e-06 |  | -5.2615e-06 |  | 0.00094971 |  | 0.23624 |  | 5.9148e-06 |  | 0.16578 |  | 0.00056488 |  | 0.00042607
| 1.1764e-05 |  | 9.2741e-05 |  | -9.6433e-05 |  | 4.5062e-05 |  | -0.00016102 |  | 0 |  | -4.3158e-05 |  | 8.5948e-05 |  | 2.4415e-06 |  | #REF! |  | 0.00012213 |  | 8.1488e-05 |  | 6.8581e-05 |  | #REF! |  | 7.3125e-05 |  | -0.00036021 |  | 0 |  | 0.012011 |  | 5.4493e-05 |  | 2.9294e-05 |  | 2.9294e-05 |  | 0.0010482 |  | 0.23462 |  | 5.9148e-06 |  | 0.16579 |  | 0.0002208 |  | 0.00042921
| 1.1765e-05 |  | -7.2962e-05 |  | -7.1017e-05 |  | 4.5066e-05 |  | -0.0001313 |  | 0 |  | -6.4536e-05 |  | 8.5951e-05 |  | 2.5547e-06 |  | #REF! |  | 0.00012214 |  | 4.7748e-05 |  | 6.8583e-05 |  | #REF! |  | 7.3125e-05 |  | -0.00031529 |  | 0 |  | 0.011645 |  | 5.4494e-05 |  | 2.4694e-05 |  | 2.4694e-05 |  | 0.0010582 |  | 0.23456 |  | 5.9151e-06 |  | 0.16588 |  | 0.00023621 |  | 0.00042032
| 1.8282e-05 |  | -8.1355e-06 |  | 4.0803e-05 |  | 0.00011001 |  | -0.00012614 |  | 0 |  | -3.791e-05 |  | 8.9313e-05 |  | 2.6549e-06 |  | #REF! |  | 8.4398e-05 |  | 0.00010941 |  | 9.2348e-05 |  | #REF! |  | 8.1862e-05 |  | -7.1519e-05 |  | 0.00010618 |  | 0.011327 |  | 0.00011623 |  | 3.1095e-05 |  | 3.1095e-05 |  | 0.0011256 |  | 0.23359 |  | 5.9151e-06 |  | 0.16607 |  | 0.00022907 |  | 0.00043741
| 1.8283e-05 |  | 6.2217e-05 |  | 5.9773e-06 |  | 0.00011002 |  | -7.9536e-05 |  | 0 |  | -1.9972e-05 |  | 8.9316e-05 |  | 2.7268e-06 |  | #REF! |  | 8.4401e-05 |  | 0.00017228 |  | 9.2352e-05 |  | #REF! |  | 8.1883e-05 |  | -8.3223e-05 |  | 0.00010619 |  | 0.011035 |  | 0.00011624 |  | -4.1314e-05 |  | -4.1314e-05 |  | 0.0011348 |  | 0.23209 |  | 5.9151e-06 |  | 0.16627 |  | 0.00022253 |  | 0.00043247
| 5.0872e-05 |  | -2.0642e-05 |  | 7.8252e-05 |  | 0.00012575 |  | -8.4433e-05 |  | 0 |  | -3.0796e-05 |  | 0.00011502 |  | 2.6939e-06 |  | #REF! |  | 7.0727e-05 |  | 0.0001723 |  | 0.00020491 |  | #REF! |  | 0.00010434 |  | -5.2013e-05 |  | 9.9851e-05 |  | 0.010748 |  | 0.0001487 |  | -4.8049e-05 |  | -4.8049e-05 |  | 0.0009035 |  | 0.23182 |  | 4.2261e-06 |  | 0.16644 |  | 0.00023087 |  | 0.00040134
| 5.0876e-05 |  | 8.6638e-05 |  | 0.00013718 |  | 0.00012576 |  | -0.00012337 |  | 0 |  | -3.7897e-05 |  | 0.00011503 |  | 2.6562e-06 |  | #REF! |  | 7.0729e-05 |  | 0.00010943 |  | 0.00020492 |  | #REF! |  | 0.00010437 |  | -0.0001807 |  | 9.9854e-05 |  | 0.010448 |  | 0.00014871 |  | 1.775e-05 |  | 1.775e-05 |  | 0.00078825 |  | 0.23083 |  | 4.2258e-06 |  | 0.16657 |  | 0.00025779 |  | 0.00041221
| 0.0001052 |  | 0.00013722 |  | -4.0362e-05 |  | 3.7742e-05 |  | -8.4992e-05 |  | 0 |  | -4.1156e-05 |  | 9.7525e-05 |  | 2.6437e-06 |  | #REF! |  | 2.42e-05 |  | 0.00012334 |  | 0.0001474 |  | #REF! |  | 4.4858e-05 |  | -0.00014565 |  | 6.8204e-05 |  | 0.010155 |  | 0.00014354 |  | 3.5249e-05 |  | 3.5249e-05 |  | 0.00092627 |  | 0.22947 |  | 5.9155e-06 |  | 0.1666 |  | 0.00040308 |  | 0.00041826
| 0.00010521 |  | 2.9239e-05 |  | -2.1838e-05 |  | 3.7745e-05 |  | 1.349e-05 |  | 0 |  | -3.051e-05 |  | 9.7529e-05 |  | 2.5341e-06 |  | #REF! |  | 2.42e-05 |  | 0.00025819 |  | 0.00014741 |  | #REF! |  | 4.4858e-05 |  | -2.8613e-05 |  | 6.8206e-05 |  | 0.0098741 |  | 0.00014355 |  | 2.3129e-05 |  | 2.3129e-05 |  | 0.00093379 |  | 0.22776 |  | 5.9155e-06 |  | 0.16658 |  | 0.00042534 |  | 0.00039797
| 6.5912e-05 |  | 7.0496e-05 |  | -5.1496e-06 |  | 0.0001161 |  | -9.264e-05 |  | 0 |  | -4.8263e-05 |  | 2.9492e-05 |  | 2.4386e-06 |  | #REF! |  | 9.6287e-05 |  | 0.00027212 |  | 9.5342e-05 |  | #REF! |  | 5.2869e-05 |  | -9.1071e-06 |  | 0.00014315 |  | 0.0095854 |  | 0.00011729 |  | 5.964e-05 |  | 5.964e-05 |  | 0.00081858 |  | 0.22704 |  | 5.9158e-06 |  | 0.16663 |  | 0.0002848 |  | 0.00040913
| 6.5918e-05 |  | 0.00011597 |  | -4.7956e-05 |  | 0.00011611 |  | -0.00019763 |  | 0 |  | -4.8433e-05 |  | 2.9493e-05 |  | 2.3747e-06 |  | #REF! |  | 9.6291e-05 |  | 0.0002413 |  | 9.5346e-05 |  | #REF! |  | 5.2869e-05 |  | -6.3725e-05 |  | 0.00014316 |  | 0.0092907 |  | 0.0001173 |  | 6.8481e-05 |  | 6.8481e-05 |  | 0.00096323 |  | 0.22639 |  | 5.9155e-06 |  | 0.16671 |  | 0.00030098 |  | 0.00040679
| 3.1333e-05 |  | 5.3118e-05 |  | -9.7447e-05 |  | 8.8906e-05 |  | -4.2506e-05 |  | 0 |  | -5.8354e-05 |  | 7.0301e-05 |  | 2.411e-06 |  | #REF! |  | 8.4233e-05 |  | 0.0002516 |  | 5.9429e-05 |  | #REF! |  | 4.439e-05 |  | -0.00019192 |  | 7.691e-05 |  | 0.0089989 |  | 3.6571e-05 |  | -3.2195e-07 |  | -3.2195e-07 |  | 0.00099273 |  | 0.22477 |  | 5.9158e-06 |  | 0.16679 |  | 0.00022356 |  | 0.00039118
| 3.1335e-05 |  | -1.5365e-05 |  | -9.1954e-05 |  | 8.8913e-05 |  | -8.6795e-05 |  | 0 |  | -5.084e-05 |  | 7.0304e-05 |  | 2.547e-06 |  | #REF! |  | 8.4236e-05 |  | 0.00016418 |  | 5.9431e-05 |  | #REF! |  | 4.4402e-05 |  | 0.00013524 |  | 7.6913e-05 |  | 0.008705 |  | 3.6573e-05 |  | 2.3648e-06 |  | 2.3648e-06 |  | 0.00087579 |  | 0.22254 |  | 5.9162e-06 |  | 0.16686 |  | 0.00024773 |  | 0.0003952
| 7.9235e-05 |  | -3.8293e-05 |  | -0.00017332 |  | 3.8806e-05 |  | -0.00011249 |  | 0 |  | -6.0892e-05 |  | 3.4148e-05 |  | 2.647e-06 |  | #REF! |  | 3.9794e-06 |  | 0.00013999 |  | 0 |  | #REF! |  | 7.2375e-06 |  | 0.00022886 |  | 9.9708e-05 |  | 0.0084095 |  | 8.774e-05 |  | -1.6855e-05 |  | -1.6855e-05 |  | 0.00081943 |  | 0.22089 |  | 5.9158e-06 |  | 0.16706 |  | 0.00036567 |  | 0.00039101
| 7.9248e-05 |  | -3.6337e-05 |  | -5.2049e-05 |  | 3.8813e-05 |  | -9.0613e-05 |  | 0 |  | -7.0586e-05 |  | 3.4149e-05 |  | 2.738e-06 |  | #REF! |  | 3.9795e-06 |  | 0.00015375 |  | 0 |  | #REF! |  | 7.2356e-06 |  | 7.6721e-05 |  | 9.9712e-05 |  | 0.0081257 |  | 8.7743e-05 |  | -2.7857e-05 |  | -2.7857e-05 |  | 0.00068065 |  | 0.21939 |  | 5.9162e-06 |  | 0.1674 |  | 0.00034054 |  | 0.00040149
| 0 |  | 3.9892e-05 |  | 7.7116e-05 |  | 9.1347e-05 |  | -0.00016994 |  | 0 |  | -5.6219e-05 |  | 0.0001064 |  | 2.7268e-06 |  | #REF! |  | 0.00014176 |  | 0.00010233 |  | 5.3653e-05 |  | #REF! |  | 6.7913e-05 |  | -0.00021196 |  | 0.00010293 |  | 0.0078472 |  | 8.5582e-05 |  | 3.0394e-05 |  | 3.0394e-05 |  | 0.00072941 |  | 0.21696 |  | 4.2266e-06 |  | 0.16776 |  | 0.00019038 |  | 0.00040868
| 0 |  | 0.00012889 |  | -0.00014799 |  | 9.1355e-05 |  | -0.00014385 |  | 0 |  | -4.9137e-05 |  | 0.00010641 |  | 2.6452e-06 |  | #REF! |  | 0.00014176 |  | 0.00022446 |  | 5.3655e-05 |  | #REF! |  | 6.7913e-05 |  | -0.00016905 |  | 0.00010293 |  | 0.0075458 |  | 8.5585e-05 |  | -5.9565e-06 |  | -5.9565e-06 |  | 0.00076647 |  | 0.21413 |  | 4.2266e-06 |  | 0.1681 |  | 0.00021789 |  | 0.00040023
| 6.595e-05 |  | 7.2369e-05 |  | -0.00012964 |  | 4.1966e-05 |  | -8.2233e-05 |  | 0 |  | -2.4398e-05 |  | 0.00015038 |  | 2.5782e-06 |  | #REF! |  | 6.5771e-05 |  | 0.00024141 |  | 0.0001311 |  | #REF! |  | 0.00010972 |  | 0.0001296 |  | 5.0936e-05 |  | 0.007194 |  | 9.3416e-05 |  | -5.9568e-06 |  | -5.9568e-06 |  | 0.00075885 |  | 0.21206 |  | 2.5361e-06 |  | 0.16825 |  | 0.00038596 |  | 0.00039424
| 6.5956e-05 |  | 1.4009e-05 |  | -3.5509e-05 |  | 4.197e-05 |  | -5.9109e-05 |  | 0 |  | -3.5593e-05 |  | 0.00015038 |  | 2.5282e-06 |  | #REF! |  | 6.5774e-05 |  | 0.0001779 |  | 0.00013111 |  | #REF! |  | 0.00010969 |  | 0.00013914 |  | 5.0938e-05 |  | 0.0068416 |  | 9.342e-05 |  | 2.3143e-05 |  | 2.3143e-05 |  | 0.00090698 |  | 0.2102 |  | 2.536e-06 |  | 0.16825 |  | 0.00036833 |  | 0.00038675
| 0 |  | 7.1406e-05 |  | -4.4943e-05 |  | 5.1413e-05 |  | -5.6033e-05 |  | 0 |  | -3.313e-05 |  | 2.1662e-05 |  | 2.5459e-06 |  | #REF! |  | 9.7074e-05 |  | 0.00022752 |  | 7.4248e-05 |  | #REF! |  | 6.2309e-05 |  | -8.3224e-05 |  | 0.00010297 |  | 0.0065102 |  | 0.00012532 |  | 3.506e-05 |  | 3.506e-05 |  | 0.00091791 |  | 0.20756 |  | 5.9165e-06 |  | 0.1681 |  | 0.0001798 |  | 0.00040207
| 0 |  | 1.0111e-06 |  | -3.7248e-05 |  | 5.1422e-05 |  | -0.00011277 |  | 0 |  | -1.169e-05 |  | 2.1662e-05 |  | 2.5352e-06 |  | #REF! |  | 9.7078e-05 |  | 0.00013859 |  | 7.4251e-05 |  | #REF! |  | 6.2325e-05 |  | -0.0003641 |  | 0.00010297 |  | 0.0062454 |  | 0.00012533 |  | 4.2559e-05 |  | 4.2559e-05 |  | 0.00090445 |  | 0.2062 |  | 5.9169e-06 |  | 0.16786 |  | 7.3906e-05 |  | 0.00042092
| 8.5938e-05 |  | -5.7557e-05 |  | -8.4388e-05 |  | 9.7437e-05 |  | -0.0002121 |  | 0 |  | -1.9753e-05 |  | 6.8157e-05 |  | 2.5085e-06 |  | #REF! |  | 8.8858e-05 |  | 0.0001749 |  | 0.00011618 |  | #REF! |  | 1.5069e-05 |  | -0.00013003 |  | 2.7001e-05 |  | 0.0060304 |  | 6.5445e-05 |  | 5.4622e-06 |  | 5.4622e-06 |  | 0.00084219 |  | 0.2052 |  | 5.9165e-06 |  | 0.16753 |  | 0.00017312 |  | 0.00041642
| 8.5946e-05 |  | 5.7757e-05 |  | -0.00012569 |  | 9.7445e-05 |  | -0.00020149 |  | 0 |  | -4.1757e-05 |  | 6.816e-05 |  | 2.5204e-06 |  | #REF! |  | 8.8861e-05 |  | 0.00027055 |  | 0.00011618 |  | #REF! |  | 1.5069e-05 |  | 0.00015204 |  | 2.7002e-05 |  | 0.0058516 |  | 6.5448e-05 |  | -2.995e-05 |  | -2.995e-05 |  | 0.00088179 |  | 0.20213 |  | 5.9169e-06 |  | 0.16711 |  | 0.00022203 |  | 0.00038787
| 0.00011864 |  | -2.4376e-05 |  | -8.2452e-05 |  | 5.4579e-05 |  | -0.00022141 |  | 0 |  | -2.5373e-05 |  | 9.5099e-05 |  | 2.723e-06 |  | #REF! |  | 7.9469e-05 |  | 0.00021064 |  | 8.7644e-05 |  | #REF! |  | 2.498e-05 |  | 5.3315e-05 |  | 7.199e-05 |  | 0.0057831 |  | 0.00016542 |  | -0.0001326 |  | -0.0001326 |  | 0.00096166 |  | 0.19868 |  | 5.9169e-06 |  | 0.16669 |  | 0.00019345 |  | 0.00038402
| 0.00011865 |  | 7.4251e-05 |  | 4.3439e-05 |  | 5.4583e-05 |  | -0.00018357 |  | 0 |  | 0.00016318 |  | 0.00013533 |  | 2.2596e-06 |  | #REF! |  | 0.00015697 |  | 0.00022458 |  | 0.00018659 |  | #REF! |  | 5.5431e-05 |  | 2.5993e-06 |  | 0.00017839 |  | 0.0057458 |  | 0.0002472 |  | 0.00012836 |  | 0.00012836 |  | 0.00099117 |  | 0.19446 |  | 8.1713e-06 |  | 0.16635 |  | 0.00045757 |  | 0.00046185
| 6.4172e-05 |  | 5.6744e-05 |  | -4.4807e-05 |  | 7.1437e-05 |  | 9.3067e-05 |  | 0 |  | -2.5239e-05 |  | 4.0226e-05 |  | 1.8057e-06 |  | #REF! |  | 7.7502e-05 |  | 0.00012132 |  | 9.8947e-05 |  | #REF! |  | 3.0451e-05 |  | -0.00015344 |  | 0.0001064 |  | 0.0056137 |  | 8.1779e-05 |  | 3.5306e-05 |  | 3.5306e-05 |  | 0.00089777 |  | 0.19075 |  | 2.2546e-06 |  | 0.16613 |  | -0.00013108 |  | 0.00038939
| 6.4178e-05 |  | 1.923e-06 |  | -1.561e-05 |  | 7.1443e-05 |  | -0.00010318 |  | 0 |  | -3.1939e-05 |  | 2.2738e-05 |  | 1.156e-06 |  | #REF! |  | 0.00010882 |  | 7.6526e-05 |  | 2.6931e-05 |  | #REF! |  | 4.2925e-05 |  | -7.5422e-05 |  | 8.1919e-05 |  | 0.0052631 |  | 8.1112e-05 |  | -1.2436e-05 |  | -1.2436e-05 |  | 0.00085066 |  | 0.18678 |  | 2.2546e-06 |  | 0.16595 |  | 0.00011202 |  | 0.00038127
| 1.3961e-05 |  | 1.3149e-05 |  | -8.7579e-05 |  | 6.1756e-05 |  | -3.2447e-05 |  | 0 |  | -3.8609e-05 |  | 2.2739e-05 |  | 1.1212e-06 |  | #REF! |  | 0.00010882 |  | 0.00016771 |  | 2.6932e-05 |  | #REF! |  | 4.2914e-05 |  | -7.2279e-05 |  | 8.1921e-05 |  | 0.0048937 |  | 8.1115e-05 |  | -2.5152e-05 |  | -2.5152e-05 |  | 0.00081616 |  | 0.18271 |  | 3.1001e-06 |  | 0.16578 |  | 0.0005358 |  | 0.00038034
| 1.3963e-05 |  | 2.6152e-05 |  | -0.00014427 |  | 6.1766e-05 |  | -8.2128e-06 |  | 0 |  | -4.3114e-05 |  | 4.1153e-05 |  | 1.0674e-06 |  | #REF! |  | 8.9053e-05 |  | 0.00017803 |  | 4.7758e-05 |  | #REF! |  | 2.9491e-05 |  | -0.00014954 |  | 1.7685e-05 |  | 0.0045784 |  | 5.68e-05 |  | -9.9747e-05 |  | -9.9747e-05 |  | 0.00070678 |  | 0.17978 |  | 1.4091e-06 |  | 0.16552 |  | 0.00022478 |  | 0.00040445
| 0 |  | 3.9398e-05 |  | -0.00015346 |  | 8.841e-05 |  | -9.028e-05 |  | 0 |  | -5.6035e-05 |  | 4.1155e-05 |  | 1.0377e-06 |  | #REF! |  | 8.9056e-05 |  | 0.00017985 |  | 4.776e-05 |  | #REF! |  | 2.9491e-05 |  | 0.00030689 |  | 1.7685e-05 |  | 0.0043703 |  | 5.6802e-05 |  | -0.00012472 |  | -0.00012472 |  | 0.00077493 |  | 0.17631 |  | 1.4092e-06 |  | 0.16518 |  | 0.00023819 |  | 0.00039328
| 0 |  | 5.2544e-06 |  | -3.171e-05 |  | 8.8418e-05 |  | -0.00015583 |  | 0 |  | -6.2367e-05 |  | 7.9548e-05 |  | 1.0237e-06 |  | #REF! |  | 5.4375e-05 |  | 0.00010477 |  | 0.00010569 |  | #REF! |  | 9.1223e-05 |  | 0.00022107 |  | 1.5973e-05 |  | 0.004069 |  | 0.00013724 |  | 3.5756e-06 |  | 3.5756e-06 |  | 0.00089357 |  | 0.17294 |  | 3.1002e-06 |  | 0.16477 |  | 0.00020245 |  | 0.00040527
| 3.0834e-06 |  | 7.0953e-05 |  | -4.4578e-05 |  | 0.00010902 |  | -0.00013388 |  | 0 |  | -5.1819e-05 |  | 7.9551e-05 |  | 9.9674e-07 |  | #REF! |  | 5.4377e-05 |  | 0.00013567 |  | 0.0001057 |  | #REF! |  | 9.1223e-05 |  | -0.00013004 |  | 1.5973e-05 |  | 0.0036814 |  | 0.00013724 |  | 4.7674e-06 |  | 4.7674e-06 |  | 0.00095168 |  | 0.17015 |  | 4.7913e-06 |  | 0.16437 |  | 0.00023968 |  | 0.00039201
| 3.0836e-06 |  | 5.4509e-05 |  | -0.00012602 |  | 0.00010903 |  | -0.0001672 |  | 0 |  | -4.5085e-05 |  | 8.1794e-05 |  | 9.7253e-07 |  | #REF! |  | 7.6104e-05 |  | 0.00017465 |  | 0.00012193 |  | #REF! |  | 2.5908e-05 |  | -1.62e-05 |  | 3.1996e-05 |  | 0.0032839 |  | 0.00012186 |  | -8.4007e-05 |  | -8.4007e-05 |  | 0.00098702 |  | 0.16638 |  | 3.1002e-06 |  | 0.16401 |  | 0.00024685 |  | 0.00037258
| 0.00011629 |  | -3.503e-05 |  | -0.00011943 |  | 5.5665e-05 |  | -0.00013351 |  | 0 |  | -3.6336e-05 |  | 8.1796e-05 |  | 1.0009e-06 |  | #REF! |  | 7.6107e-05 |  | 0.00021766 |  | 0.00012194 |  | #REF! |  | 2.5915e-05 |  | 5.3315e-05 |  | 3.1997e-05 |  | 0.0030121 |  | 0.00012186 |  | -6.6636e-05 |  | -6.6636e-05 |  | 0.00083888 |  | 0.16251 |  | 3.1004e-06 |  | 0.1637 |  | 0.00018185 |  | 0.0003782
| 0.00012286 |  | -4.4041e-05 |  | -0.00015342 |  | 5.5674e-05 |  | -0.00010724 |  | 0 |  | -1.3521e-05 |  | 4.431e-05 |  | 1.0049e-06 |  | #REF! |  | 0.00010112 |  | 0.00023661 |  | 3.6922e-05 |  | #REF! |  | 2.5931e-05 |  | 0.00014694 |  | 4.2015e-05 |  | 0.0030055 |  | 6.4663e-05 |  | -5.2405e-05 |  | -5.2405e-05 |  | 0.00072028 |  | 0.15877 |  | 2.5367e-06 |  | 0.16349 |  | 0.00021165 |  | 0.0003588
| 4.0103e-05 |  | 2.5541e-05 |  | -0.0001186 |  | 4.517e-05 |  | -0.00012936 |  | 0 |  | -3.1284e-05 |  | 4.4312e-05 |  | 9.8338e-07 |  | #REF! |  | 0.00010113 |  | 7.4811e-05 |  | 3.6923e-05 |  | #REF! |  | 2.5937e-05 |  | 0.00029128 |  | 4.2016e-05 |  | 0.0030613 |  | 6.4665e-05 |  | -4.0608e-05 |  | -4.0608e-05 |  | 0.00061931 |  | 0.15396 |  | 8.4557e-07 |  | 0.16339 |  | 0.00017032 |  | 0.0003654
| 3.3564e-05 |  | 0.00012148 |  | -1.3236e-05 |  | 4.5174e-05 |  | -0.00010154 |  | 0 |  | -5.2592e-05 |  | 9.1469e-05 |  | 9.9346e-07 |  | #REF! |  | 0.00013199 |  | 1.691e-05 |  | 0.00013986 |  | #REF! |  | 6.3846e-05 |  | 0.00021326 |  | 9.2892e-05 |  | 0.0031382 |  | 0.00013093 |  | 1.1339e-06 |  | 1.1339e-06 |  | 0.00063449 |  | 0.14988 |  | 4.7916e-06 |  | 0.16329 |  | 0.00019418 |  | 0.00038106
| 5.7517e-05 |  | 5.9786e-05 |  | -4.0753e-05 |  | 6.4225e-05 |  | -3.8961e-05 |  | 0 |  | -2.963e-05 |  | 9.1472e-05 |  | 1.081e-06 |  | #REF! |  | 0.000132 |  | 0.00011997 |  | 0.00013986 |  | #REF! |  | 6.3846e-05 |  | -0.00021976 |  | 9.2895e-05 |  | 0.003076 |  | 0.00013094 |  | 5.1434e-05 |  | 5.1434e-05 |  | 0.00089194 |  | 0.14731 |  | 6.4831e-06 |  | 0.16309 |  | 0.00022614 |  | 0.00037617
| 5.7522e-05 |  | 3.8249e-06 |  | -6.2716e-05 |  | 6.4231e-05 |  | 1.8149e-05 |  | 0 |  | -3.2779e-05 |  | 5.3851e-05 |  | 1.1623e-06 |  | #REF! |  | 0.00011668 |  | 0.00033267 |  | 8.4624e-05 |  | #REF! |  | 6.3313e-05 |  | -0.00047231 |  | 9.1945e-05 |  | 0.0030097 |  | 0.00011972 |  | 3.1511e-05 |  | 3.1511e-05 |  | 0.00090624 |  | 0.14428 |  | 2.5369e-06 |  | 0.16283 |  | 0.00025238 |  | 0.00035321
| 5.2625e-06 |  | 2.1652e-05 |  | -4.6857e-05 |  | 8.1204e-05 |  | -0.00013909 |  | 0 |  | -5.1229e-05 |  | 5.3853e-05 |  | 1.1752e-06 |  | #REF! |  | 0.00011668 |  | 0.00032239 |  | 8.4627e-05 |  | #REF! |  | 6.3313e-05 |  | -0.00012224 |  | 9.1948e-05 |  | 0.0029355 |  | 0.00011972 |  | 6.7319e-05 |  | 6.7319e-05 |  | 0.00086927 |  | 0.14039 |  | 8.4562e-07 |  | 0.16255 |  | 0.00026961 |  | 0.00034176
| 5.263e-06 |  | 2.95e-05 |  | -0.00011872 |  | 8.1211e-05 |  | -0.00016711 |  | 0 |  | -4.3321e-05 |  | 0.00010309 |  | 1.0837e-06 |  | #REF! |  | 5.0127e-05 |  | 0.00018121 |  | 9.0085e-05 |  | #REF! |  | 7.0519e-05 |  | 2.6009e-06 |  | 0.00017013 |  | 0.0028977 |  | 0.00015209 |  | 9.1981e-05 |  | 9.1981e-05 |  | 0.00085328 |  | 0.1371 |  | 1.4094e-06 |  | 0.16222 |  | 0.00016708 |  | 0.0003638
| 9.0721e-07 |  | -1.628e-05 |  | -0.00011628 |  | 6.3053e-06 |  | -7.0231e-05 |  | 0 |  | -4.4945e-05 |  | 0.00010309 |  | 1.0474e-06 |  | #REF! |  | 5.0129e-05 |  | 0.0002103 |  | 9.0088e-05 |  | #REF! |  | 7.0501e-05 |  | -0.00041872 |  | 0.00017014 |  | 0.0029079 |  | 0.0001521 |  | -2.4497e-05 |  | -2.4497e-05 |  | 0.00079265 |  | 0.13348 |  | 3.1008e-06 |  | 0.16179 |  | 0.00024157 |  | 0.00037382
| 9.0736e-07 |  | -1.5752e-05 |  | -0.00012384 |  | 6.3063e-06 |  | -3.1274e-05 |  | 0 |  | -4.7634e-05 |  | 9.497e-05 |  | 1.0744e-06 |  | #REF! |  | 0.00010203 |  | 0.00022064 |  | 8.5113e-05 |  | #REF! |  | 3.5213e-05 |  | -0.00012223 |  | 4.8189e-05 |  | 0.002851 |  | 0.00012806 |  | -1.6258e-05 |  | -1.6258e-05 |  | 0.00098203 |  | 0.13058 |  | 2.537e-06 |  | 0.16134 |  | 0.00023084 |  | 0.00035564
| 0.00010123 |  | 4.2413e-05 |  | -0.00014012 |  | 5.6758e-05 |  | -0.00011297 |  | 0 |  | -5.6914e-05 |  | 9.4974e-05 |  | 1.0601e-06 |  | #REF! |  | 0.00010204 |  | 0.0001776 |  | 8.5116e-05 |  | #REF! |  | 3.5213e-05 |  | 0.00013525 |  | 4.8191e-05 |  | 0.0027757 |  | 0.00012807 |  | -7.945e-05 |  | -7.945e-05 |  | 0.00091729 |  | 0.12709 |  | 8.4567e-07 |  | 0.16092 |  | 0.00031357 |  | 0.00035164
| 0.00010124 |  | 0.00020362 |  | -2.1264e-05 |  | 5.6762e-05 |  | -0.00018868 |  | 0 |  | -3.8194e-05 |  | 6.2469e-05 |  | 1.0723e-06 |  | #REF! |  | 0.00013133 |  | 0.00020732 |  | 0.00014349 |  | #REF! |  | 0.00012478 |  | -0.00012462 |  | 0.00015566 |  | 0.0026372 |  | 0.00017108 |  | -0.00011519 |  | -0.00011519 |  | 0.00080027 |  | 0.12195 |  | 1.4094e-06 |  | 0.16052 |  | 0.00036607 |  | 0.00037707
| 0 |  | 0.00014377 |  | 8.8236e-05 |  | 6.305e-05 |  | -0.00020601 |  | 0 |  | -2.5487e-05 |  | 6.2471e-05 |  | 1.1134e-06 |  | #REF! |  | 0.00013134 |  | 0.00018854 |  | 0.00014349 |  | #REF! |  | 0.00012478 |  | -0.000368 |  | 0.00015567 |  | 0.0024889 |  | 0.00017108 |  | -3.7819e-06 |  | -3.7819e-06 |  | 0.00087264 |  | 0.11776 |  | 3.101e-06 |  | 0.1601 |  | 0.00022381 |  | 0.00035556
| 0 |  | -4.2823e-05 |  | 3.2432e-05 |  | 6.3055e-05 |  | -0.00011261 |  | 0 |  | -4.5861e-05 |  | 0.00010326 |  | 1.1981e-06 |  | #REF! |  | 5.7192e-05 |  | 0.00018856 |  | 0.00011261 |  | #REF! |  | 6.3235e-05 |  | -8.7125e-05 |  | 7.2563e-05 |  | 0.0022769 |  | 8.2485e-05 |  | 3.8669e-05 |  | 3.8669e-05 |  | 0.00086848 |  | 0.11433 |  | 2.5372e-06 |  | 0.1596 |  | 0.00016778 |  | 0.0003467
| 7.0337e-05 |  | 2.8452e-05 |  | -1.9442e-05 |  | 4.1005e-05 |  | 7.5609e-05 |  | 0 |  | -3.7559e-05 |  | 0.00010326 |  | 1.2447e-06 |  | #REF! |  | 5.7194e-05 |  | 0.0001698 |  | 0.00011261 |  | #REF! |  | 6.3235e-05 |  | 0.00020546 |  | 7.2566e-05 |  | 0.0020332 |  | 8.2487e-05 |  | 1.8927e-05 |  | 1.8927e-05 |  | 0.00085833 |  | 0.1115 |  | 8.4572e-07 |  | 0.15904 |  | 0.00012482 |  | 0.00035055
| 7.0337e-05 |  | 0.0001284 |  | -6.015e-05 |  | 4.1005e-05 |  | 1.9564e-05 |  | 0 |  | -3.5782e-05 |  | 4.8053e-05 |  | 1.1981e-06 |  | #REF! |  | 9.7565e-05 |  | 8.6919e-05 |  | 6.4712e-05 |  | #REF! |  | 4.1339e-05 |  | 0.00013914 |  | 9.4287e-05 |  | 0.0018096 |  | 9.673e-05 |  | -9.4648e-05 |  | -9.4648e-05 |  | 0.00076918 |  | 0.10812 |  | 1.4095e-06 |  | 0.15854 |  | 0.00012005 |  | 0.00032523
| 4.8853e-05 |  | 6.1427e-05 |  | -0.00010819 |  | 7.5806e-05 |  | -6.3527e-05 |  | 0 |  | -5.3272e-05 |  | 4.8055e-05 |  | 1.1357e-06 |  | #REF! |  | 9.7568e-05 |  | 0.00019365 |  | 6.4714e-05 |  | #REF! |  | 4.1329e-05 |  | -1.2461e-05 |  | 9.429e-05 |  | 0.001662 |  | 9.6733e-05 |  | -6.2964e-05 |  | -6.2964e-05 |  | 0.00070354 |  | 0.104 |  | 3.1012e-06 |  | 0.15813 |  | 0.00016268 |  | 0.00032919
| 4.8853e-05 |  | 5.2108e-05 |  | -0.00015959 |  | 7.5806e-05 |  | -0.00012466 |  | 0 |  | -4.1305e-05 |  | 7.5629e-05 |  | 1.1323e-06 |  | #REF! |  | 0.00012037 |  | 0.00027108 |  | 0.00011269 |  | #REF! |  | 1.5484e-05 |  | -0.00019245 |  | 4.4443e-05 |  | 0.0015395 |  | 0.00011296 |  | -2.3577e-05 |  | -2.3577e-05 |  | 0.00083229 |  | 0.10079 |  | 2.5373e-06 |  | 0.15787 |  | 0.00021755 |  | 0.00034012
| 3.5783e-05 |  | 0.00010568 |  | -9.5179e-05 |  | 8.9163e-05 |  | -0.00011529 |  | 0 |  | -3.1406e-05 |  | 7.5631e-05 |  | 1.2144e-06 |  | #REF! |  | 0.00012037 |  | 0.00026749 |  | 0.00011269 |  | #REF! |  | 1.5484e-05 |  | -0.00017685 |  | 4.4444e-05 |  | 0.0014175 |  | 0.00011296 |  | -4.5755e-05 |  | -4.5755e-05 |  | 0.00090635 |  | 0.098012 |  | 8.4577e-07 |  | 0.15772 |  | 0.00022731 |  | 0.00033051
| 3.5783e-05 |  | 6.6424e-05 |  | -3.9939e-05 |  | 8.9163e-05 |  | 3.3054e-06 |  | 0 |  | -2.7436e-05 |  | 1.4017e-05 |  | 1.2689e-06 |  | #REF! |  | 4.7969e-05 |  | 0.00031723 |  | 9.9909e-05 |  | #REF! |  | 4.8527e-05 |  | 2.6008e-05 |  | 7.678e-05 |  | 0.0013022 |  | 0.00017603 |  | -2.7344e-05 |  | -2.7344e-05 |  | 0.00084744 |  | 0.095412 |  | 1.4096e-06 |  | 0.15767 |  | 0.00025355 |  | 0.00034311
| 2.2707e-05 |  | 0.00013209 |  | -9.479e-05 |  | 8.3104e-05 |  | 1.1863e-05 |  | 0 |  | -4.7143e-05 |  | 1.4017e-05 |  | 1.2919e-06 |  | #REF! |  | 4.7971e-05 |  | 0.00028632 |  | 9.9913e-05 |  | #REF! |  | 4.8527e-05 |  | 0.00015864 |  | 7.6782e-05 |  | 0.0011948 |  | 0.00017604 |  | -9.2209e-06 |  | -9.2209e-06 |  | 0.00087269 |  | 0.092794 |  | 5.6388e-07 |  | 0.15761 |  | -0.00018487 |  | 0.00034411
| 2.2707e-05 |  | 9.2528e-05 |  | -0.00013192 |  | 8.3104e-05 |  | -0.00013985 |  | 0 |  | -6.6487e-05 |  | 1.8153e-05 |  | 1.2904e-06 |  | #REF! |  | 0 |  | 0.00023839 |  | 9.6818e-05 |  | #REF! |  | 1.0834e-05 |  | -4.0312e-05 |  | 1.9544e-05 |  | 0.0010968 |  | 6.7484e-05 |  | 5.2528e-05 |  | 5.2528e-05 |  | 0.00084581 |  | 0.089884 |  | 0 |  | 0.15735 |  | 1.6698e-05 |  | 0.00031707
| 3.7971e-05 |  | -1.9292e-05 |  | -0.00019937 |  | 7.4624e-05 |  | -0.00023786 |  | 0 |  | -4.9267e-05 |  | 1.8153e-05 |  | 1.2454e-06 |  | #REF! |  | 0 |  | 0.00016988 |  | 9.6822e-05 |  | #REF! |  | 1.0831e-05 |  | 0.00017821 |  | 1.9544e-05 |  | 0.00099896 |  | 6.7487e-05 |  | 7.189e-05 |  | 7.189e-05 |  | 0.00084323 |  | 0.08731 |  | 2.5375e-06 |  | 0.15678 |  | 0.00042884 |  | 0.0003088
| 3.7975e-05 |  | -6.0316e-05 |  | -0.0001167 |  | 7.463e-05 |  | -0.00015425 |  | 0 |  | -3.9553e-05 |  | 4.9877e-05 |  | 1.1324e-06 |  | #REF! |  | 8.8742e-05 |  | 7.854e-05 |  | 9.9841e-05 |  | #REF! |  | 6.2491e-05 |  | 0.00048244 |  | 7.7878e-05 |  | 0.00089504 |  | 5.6943e-05 |  | -2.0341e-05 |  | -2.0341e-05 |  | 0.00075323 |  | 0.083638 |  | 4.7933e-06 |  | 0.15601 |  | 0.00024755 |  | 0.00030138
| 0 |  | -1.5171e-05 |  | 3.5457e-05 |  | 5.3658e-05 |  | -0.00015694 |  | 0 |  | -2.4023e-05 |  | 4.9879e-05 |  | 9.2726e-07 |  | #REF! |  | 8.8745e-05 |  | 9.917e-05 |  | 9.9844e-05 |  | #REF! |  | 6.2475e-05 |  | 0.00042783 |  | 7.7881e-05 |  | 0.0008044 |  | 5.6945e-05 |  | -1.5131e-05 |  | -1.5131e-05 |  | 0.00097036 |  | 0.08011 |  | 2.2555e-06 |  | 0.15514 |  | 0.00027571 |  | 0.00029998
| 0 |  | 9.2013e-06 |  | 3.3131e-05 |  | 5.3662e-05 |  | -0.00016251 |  | 0 |  | -4.5627e-05 |  | 4.8798e-05 |  | 8.1145e-07 |  | #REF! |  | 0.00011399 |  | 0.00016808 |  | 9.7475e-05 |  | #REF! |  | 5.6763e-05 |  | 0.00013524 |  | 1.7791e-05 |  | 0.00072264 |  | 8.123e-05 |  | -1.6528e-05 |  | -1.6528e-05 |  | 0.0010579 |  | 0.078383 |  | 2.2557e-06 |  | 0.15432 |  | 0.00024471 |  | 0.00032151
| 4.5617e-05 |  | -0.00011366 |  | -3.3367e-05 |  | 0.00013777 |  | -0.0001422 |  | 0 |  | -5.4759e-05 |  | 4.8799e-05 |  | 8.492e-07 |  | #REF! |  | 0.00011399 |  | 0.00017115 |  | 9.7479e-05 |  | #REF! |  | 5.6763e-05 |  | -0.00029778 |  | 1.7792e-05 |  | 0.0006428 |  | 8.1233e-05 |  | -3.3299e-05 |  | -3.3299e-05 |  | 0.00076838 |  | 0.07582 |  | 3.1015e-06 |  | 0.15354 |  | 0.00021661 |  | 0.00033686
| 4.5617e-05 |  | -4.9101e-05 |  | -0.00026108 |  | 0.00013777 |  | -3.3715e-05 |  | 0 |  | -3.488e-05 |  | 0.00010036 |  | 9.6831e-07 |  | #REF! |  | 7.221e-05 |  | 0.00017782 |  | 0 |  | #REF! |  | 0 |  | -0.00038751 |  | 7.298e-05 |  | 0.0005575 |  | 9.904e-05 |  | -7.9437e-05 |  | -7.9437e-05 |  | 0.00078016 |  | 0.073093 |  | 1.4099e-06 |  | 0.15282 |  | 0.00010238 |  | 0.00031116
| 7.2834e-05 |  | 2.289e-05 |  | -0.00019106 |  | 5.8938e-05 |  | -2.6884e-05 |  | 0 |  | -3.4986e-05 |  | 0.00010036 |  | 1.1063e-06 |  | #REF! |  | 7.2213e-05 |  | 0.00014193 |  | 0 |  | #REF! |  | 0 |  | 2.8659e-05 |  | 7.2983e-05 |  | 0.00045837 |  | 9.9043e-05 |  | -4.963e-05 |  | -4.963e-05 |  | 0.00085512 |  | 0.070649 |  | 5.6391e-07 |  | 0.15213 |  | 5.7525e-05 |  | 0.00030844
| 7.2834e-05 |  | -7.0149e-05 |  | -2.4707e-05 |  | 5.8938e-05 |  | -5.7984e-05 |  | 0 |  | -5.6269e-05 |  | 4.1148e-05 |  | 1.1944e-06 |  | #REF! |  | 6.2482e-05 |  | 0.00013161 |  | 9.3238e-05 |  | #REF! |  | 1.5356e-05 |  | 0.00017035 |  | 6.3879e-05 |  | 0.00037367 |  | 0.00011809 |  | 1.3891e-06 |  | 1.3891e-06 |  | 0.00088873 |  | 0.068295 |  | 0 |  | 0.15137 |  | 0.00016461 |  | 0.00031401
| 1.1816e-05 |  | -7.4435e-05 |  | -8.5323e-05 |  | 5.7895e-05 |  | -5.5106e-05 |  | 0 |  | -6.1851e-05 |  | 4.1149e-05 |  | 1.2052e-06 |  | #REF! |  | 6.2484e-05 |  | 0.00016269 |  | 9.3241e-05 |  | #REF! |  | 1.536e-05 |  | -3.6411e-05 |  | 6.3881e-05 |  | 0.00029857 |  | 0.0001181 |  | -1.634e-05 |  | -1.634e-05 |  | 0.00085175 |  | 0.065854 |  | 0 |  | 0.15063 |  | 0.00026034 |  | 0.00031649
| 1.1817e-05 |  | 4.7364e-05 |  | -8.2208e-05 |  | 5.7899e-05 |  | -5.7005e-05 |  | 0 |  | -4.5862e-05 |  | 2.6732e-05 |  | 1.1656e-06 |  | #REF! |  | 0.00010275 |  | 9.3958e-05 |  | 5.7392e-05 |  | #REF! |  | 5.4725e-05 |  | -7.9322e-05 |  | 1.5784e-05 |  | 0.00023431 |  | 7.4513e-05 |  | -3.0204e-05 |  | -3.0204e-05 |  | 0.00079615 |  | 0.063472 |  | 0 |  | 0.14991 |  | 0.00012883 |  | 0.00033292
| 7.2852e-05 |  | 5.6293e-05 |  | 2.159e-05 |  | 1.158e-05 |  | -6.0052e-05 |  | 0 |  | -4.0622e-05 |  | 2.6733e-05 |  | 1.0532e-06 |  | #REF! |  | 0.00010276 |  | 1.3214e-05 |  | 5.7394e-05 |  | #REF! |  | 5.4739e-05 |  | -5.5915e-05 |  | 1.5785e-05 |  | 0.00019045 |  | 7.4516e-05 |  | -3.2226e-05 |  | -3.2226e-05 |  | 0.00088542 |  | 0.061318 |  | 8.4597e-07 |  | 0.14922 |  | 9.279e-05 |  | 0.00033434
| 7.2858e-05 |  | 8.3636e-06 |  | -2.5813e-06 |  | 1.1581e-05 |  | -0.00012855 |  | 0 |  | -5.6775e-05 |  | 0.00012343 |  | 9.4685e-07 |  | #REF! |  | 8.4739e-05 |  | 0 |  | 2.0254e-05 |  | #REF! |  | 1.2717e-05 |  | -8.3224e-05 |  | 4.3408e-05 |  | 0.00015997 |  | 0.00011116 |  | -2.8465e-05 |  | -2.8465e-05 |  | 0.00098136 |  | 0.058793 |  | 8.4592e-07 |  | 0.14851 |  | 0.00015631 |  | 0.00031906
| 9.09e-07 |  | 3.0145e-05 |  | -0.00017226 |  | 6.002e-05 |  | -2.964e-05 |  | 0 |  | -6.9698e-05 |  | 0.00012343 |  | 9.0109e-07 |  | #REF! |  | 8.4742e-05 |  | 0.00011173 |  | 2.0255e-05 |  | #REF! |  | 1.2717e-05 |  | 0.00014305 |  | 4.3409e-05 |  | 0.00011611 |  | 0.00011117 |  | -1.6807e-05 |  | -1.6807e-05 |  | 0.00084081 |  | 0.055942 |  | 2.5381e-06 |  | 0.14783 |  | 0.00016365 |  | 0.0003025
| 9.09e-07 |  | 2.1871e-05 |  | -0.00017252 |  | 6.002e-05 |  | -2.042e-06 |  | 0 |  | -3.5198e-05 |  | 7.7592e-05 |  | 9.2128e-07 |  | #REF! |  | 0.00010375 |  | 0.00011806 |  | 7.8377e-05 |  | #REF! |  | 1.729e-05 |  | 0.00020064 |  | 5.2627e-05 |  | 7.4468e-05 |  | 6.5237e-05 |  | 8.0846e-06 |  | 8.0846e-06 |  | 0.00078021 |  | 0.053692 |  | 3.1019e-06 |  | 0.14723 |  | 0.00021615 |  | 0.00029078
| 2.7097e-05 |  | -9.6507e-06 |  | -8.3436e-05 |  | 4.8441e-05 |  | -3.1088e-05 |  | 0 |  | -6.1335e-06 |  | 7.7595e-05 |  | 1.0203e-06 |  | #REF! |  | 0.00010375 |  | 6.4641e-05 |  | 7.8379e-05 |  | #REF! |  | 1.7295e-05 |  | -8.7125e-05 |  | 5.2629e-05 |  | 2.7356e-05 |  | 6.524e-05 |  | -0.00010741 |  | -0.00010741 |  | 0.0007609 |  | 0.052315 |  | 3.1021e-06 |  | 0.14672 |  | 0.00024815 |  | 0.00028824
| 2.7097e-05 |  | 9.4502e-06 |  | -0.00011296 |  | 4.8441e-05 |  | -3.5933e-05 |  | 0 |  | -1.8417e-05 |  | 6.9007e-05 |  | 1.1312e-06 |  | #REF! |  | 0.00016002 |  | 0.00021622 |  | 0.00012773 |  | #REF! |  | 2.4755e-05 |  | -0.00010273 |  | 7.7129e-05 |  | 1.439e-05 |  | 0.00013197 |  | -8.8187e-05 |  | -8.8187e-05 |  | 0.00074318 |  | 0.051383 |  | 4.7941e-06 |  | 0.14616 |  | 0.00018967 |  | 0.00031538
| 8.3821e-05 |  | -1.9021e-05 |  | -0.00016351 |  | 5.4768e-05 |  | -3.7774e-07 |  | 0 |  | -3.801e-05 |  | 6.9009e-05 |  | 1.1657e-06 |  | #REF! |  | 0.00016002 |  | 0.00024053 |  | 0.00012773 |  | #REF! |  | 2.4762e-05 |  | -0.00014954 |  | 7.7131e-05 |  | 1.6697e-06 |  | 0.00013198 |  | -6.3129e-05 |  | -6.3129e-05 |  | 0.00087027 |  | 0.049357 |  | 3.1021e-06 |  | 0.14554 |  | 0.00013722 |  | 0.00033039
| 8.3828e-05 |  | -0.00011494 |  | -0.00022127 |  | 5.4773e-05 |  | 1.6713e-06 |  | 0 |  | -5.5306e-05 |  | 7.56e-05 |  | 1.1253e-06 |  | #REF! |  | 7.8057e-05 |  | 0.00014943 |  | 2.8286e-05 |  | #REF! |  | 4.3155e-05 |  | -0.00010663 |  | 0.00010287 |  | 8.7181e-07 |  | 0.00011456 |  | -0.00011491 |  | -0.00011491 |  | 0.0010227 |  | 0.047657 |  | 1.41e-06 |  | 0.14487 |  | 0.00021957 |  | 0.00031395
| 3.3653e-05 |  | -9.4362e-05 |  | -1.9976e-05 |  | 7.4716e-05 |  | -7.8475e-05 |  | 0 |  | -3.6102e-05 |  | 7.5602e-05 |  | 1.0675e-06 |  | #REF! |  | 7.8059e-05 |  | 0.00025938 |  | 2.8287e-05 |  | #REF! |  | 4.3155e-05 |  | -0.00011833 |  | 0.00010288 |  | 5.7e-08 |  | 0.00011456 |  | -2.0431e-05 |  | -2.0431e-05 |  | 0.0011237 |  | 0.046637 |  | 1.4101e-06 |  | 0.14424 |  | 0.00026366 |  | 0.00029617
| 3.3655e-05 |  | 4.5869e-05 |  | 0.00013552 |  | 7.4723e-05 |  | -9.0777e-05 |  | 0 |  | -3.8571e-05 |  | 6.6298e-05 |  | 1.0371e-06 |  | #REF! |  | 6.9862e-05 |  | 0.00024892 |  | 0.00011434 |  | #REF! |  | 1.8796e-05 |  | -4.237e-05 |  | 6.604e-05 |  | 4.0108e-08 |  | 0.00012494 |  | 4.8065e-05 |  | 4.8065e-05 |  | 0.0011043 |  | 0.044749 |  | 1.4101e-06 |  | 0.14375 |  | 0.00021831 |  | 0.00027988
| 4.7853e-05 |  | 0.00014639 |  | -6.0564e-05 |  | 6.6228e-05 |  | -4.2562e-05 |  | 0 |  | -7.229e-05 |  | 6.6301e-05 |  | 1.0978e-06 |  | #REF! |  | 6.9864e-05 |  | 0.0001078 |  | 0.00011434 |  | #REF! |  | 1.8796e-05 |  | -1.6905e-05 |  | 6.6042e-05 |  | 3.3778e-08 |  | 0.00012495 |  | -5.358e-05 |  | -5.358e-05 |  | 0.0010732 |  | 0.043179 |  | 1.4101e-06 |  | 0.14325 |  | 0.00014966 |  | 0.00028015
| 4.7853e-05 |  | 0.00014416 |  | -3.1192e-05 |  | 6.6228e-05 |  | -8.483e-05 |  | 0 |  | -7.1281e-05 |  | 0.00013005 |  | 1.1799e-06 |  | #REF! |  | 0.00012656 |  | 0.00016446 |  | 8.9422e-05 |  | #REF! |  | 6.1858e-05 |  | 1.0402e-05 |  | 3.2024e-05 |  | 4.4333e-08 |  | 0.00017394 |  | -8.1165e-05 |  | -8.1165e-05 |  | 0.00099152 |  | 0.04172 |  | 1.4101e-06 |  | 0.14255 |  | 0.00015802 |  | 0.0002797
| 9.054e-05 |  | 0.00017143 |  | 3.3913e-05 |  | 2.3181e-05 |  | -0.00016121 |  | 0 |  | -5.8288e-05 |  | 0.00013005 |  | 1.1846e-06 |  | #REF! |  | 0.00012657 |  | 0.00021268 |  | 8.9425e-05 |  | #REF! |  | 6.1874e-05 |  | 0.00025227 |  | 3.2025e-05 |  | 3.6592e-08 |  | 0.00017394 |  | 1.986e-05 |  | 1.986e-05 |  | 0.0010176 |  | 0.039878 |  | 5.6408e-07 |  | 0.14157 |  | 0.00018675 |  | 0.00028206
| 9.0547e-05 |  | 9.2576e-05 |  | -3.2193e-05 |  | 2.3183e-05 |  | -0.00013049 |  | 0 |  | -6.2774e-05 |  | 0.00012021 |  | 1.1765e-06 |  | #REF! |  | 6.4697e-05 |  | 0.00013359 |  | 7.0609e-05 |  | #REF! |  | 7.0254e-05 |  | 9.6227e-05 |  | 7.6615e-05 |  | 1.8296e-08 |  | 8.372e-05 |  | 0.00010342 |  | 0.00010342 |  | 0.00098485 |  | 0.038643 |  | 2.2563e-06 |  | 0.14055 |  | 0.00017841 |  | 0.00029085
| 4.4586e-05 |  | 3.0014e-05 |  | -0.0001227 |  | 6.1378e-05 |  | -0.00023219 |  | 0 |  | -5.4463e-05 |  | 0.00012021 |  | 1.1375e-06 |  | #REF! |  | 6.4699e-05 |  | 7.849e-05 |  | 7.0612e-05 |  | #REF! |  | 7.0272e-05 |  | -0.00024317 |  | 7.6618e-05 |  | 0 |  | 8.3723e-05 |  | 7.7904e-05 |  | 7.7904e-05 |  | 0.00093597 |  | 0.037663 |  | 4.7947e-06 |  | 0.13962 |  | 0.00016408 |  | 0.00028537
| 4.4593e-05 |  | 2.4515e-05 |  | -0.00013492 |  | 6.1388e-05 |  | -0.00030287 |  | 0 |  | -5.535e-05 |  | 8.3688e-05 |  | 1.0716e-06 |  | #REF! |  | 5.465e-05 |  | 0.00017524 |  | 6.0104e-05 |  | #REF! |  | 4.4113e-05 |  | -0.00018465 |  | 7.0953e-05 |  | 1.4075e-09 |  | 0.00011246 |  | -8.9812e-06 |  | -8.9812e-06 |  | 0.0011187 |  | 0.036396 |  | 2.5384e-06 |  | 0.13879 |  | 0.0001223 |  | 0.00029737
| 2.712e-05 |  | -5.261e-05 |  | -0.00010037 |  | 0.00012034 |  | -0.00016299 |  | 0 |  | -7.8812e-05 |  | 8.3691e-05 |  | 1.0279e-06 |  | #REF! |  | 5.4651e-05 |  | 0.00031666 |  | 6.0107e-05 |  | #REF! |  | 4.4113e-05 |  | 6.2309e-05 |  | 7.0956e-05 |  | 9.8526e-09 |  | 0.00011246 |  | -1.5443e-05 |  | -1.5443e-05 |  | 0.00096543 |  | 0.035034 |  | 8.4617e-07 |  | 0.13794 |  | -0.00028174 |  | 0.00030881
| 2.7124e-05 |  | -7.2075e-05 |  | -3.3347e-05 |  | 0.00012036 |  | -7.9199e-05 |  | 0 |  | -5.8313e-05 |  | 0.00011877 |  | 1.0218e-06 |  | #REF! |  | 9.4545e-05 |  | 0.00030273 |  | 7.638e-05 |  | #REF! |  | 2.3003e-05 |  | -0.00012614 |  | 0.00013187 |  | 1.689e-08 |  | 0.00012179 |  | -2.1707e-06 |  | -2.1707e-06 |  | 0.00085438 |  | 0.03376 |  | 1.4103e-06 |  | 0.13705 |  | 0.00010744 |  | 0.000319
| 0 |  | -0.0001579 |  | 6.5087e-06 |  | 0.00011915 |  | -9.25e-05 |  | 0 |  | -3.5137e-05 |  | 0.00011877 |  | 1.0548e-06 |  | #REF! |  | 9.4548e-05 |  | 0.00014404 |  | 7.6383e-05 |  | #REF! |  | 2.3003e-05 |  | -0.00014174 |  | 0.00013188 |  | 1.6186e-08 |  | 0.00012179 |  | -5.3327e-05 |  | -5.3327e-05 |  | 0.00089731 |  | 0.032364 |  | 1.4103e-06 |  | 0.13608 |  | 0.00050989 |  | 0.0003042
| 0 |  | -8.1235e-05 |  | -2.2124e-05 |  | 0.00012338 |  | -0.00010795 |  | 0 |  | -2.6145e-05 |  | 5.0647e-05 |  | 1.0676e-06 |  | #REF! |  | 0.00012882 |  | 9.9059e-05 |  | 0.00010178 |  | #REF! |  | 2.9157e-05 |  | 0.00022497 |  | 5.044e-05 |  | 7.7414e-09 |  | 9.0621e-05 |  | -5.1231e-05 |  | -5.1231e-05 |  | 0.00087542 |  | 0.031237 |  | 1.4103e-06 |  | 0.13498 |  | 0.00014577 |  | 0.00027668
| 3.8053e-05 |  | 8.5694e-05 |  | -0.00018274 |  | 9.7251e-05 |  | -0.00015497 |  | 0 |  | -1.8268e-05 |  | 5.0649e-05 |  | 1.0973e-06 |  | #REF! |  | 0.00012882 |  | 0.0001077 |  | 0.00010178 |  | #REF! |  | 2.9165e-05 |  | 0.00017035 |  | 5.0442e-05 |  | 8.4458e-09 |  | 9.0624e-05 |  | -1.7212e-05 |  | -1.7212e-05 |  | 0.0010185 |  | 0.030578 |  | 1.4104e-06 |  | 0.13375 |  | 0.00014262 |  | 0.00026791
| 3.8056e-05 |  | 8.4512e-05 |  | -0.00021108 |  | 9.3032e-05 |  | -0.00012844 |  | 0 |  | -3.3566e-05 |  | 8.2698e-05 |  | 1.1484e-06 |  | #REF! |  | 2.4831e-05 |  | 8.8895e-05 |  | 0.00010225 |  | #REF! |  | 2.2767e-05 |  | -9.1032e-06 |  | 0 |  | 1.689e-08 |  | 9.9287e-05 |  | -8.7605e-05 |  | -8.7605e-05 |  | 0.0010076 |  | 0.029483 |  | 8.4622e-07 |  | 0.13255 |  | 0.00014501 |  | 0.0002634
| 0 |  | 0.00011569 |  | -0.00012385 |  | 0.00012101 |  | -6.5147e-05 |  | 0 |  | -5.1077e-05 |  | 8.27e-05 |  | 1.1592e-06 |  | #REF! |  | 2.4832e-05 |  | 0.00020436 |  | 0.00010225 |  | #REF! |  | 2.2761e-05 |  | 6.1117e-05 |  | 0 |  | 1.9707e-08 |  | 9.929e-05 |  | -2.9384e-05 |  | -2.9384e-05 |  | 0.00072811 |  | 0.027925 |  | 0 |  | 0.13142 |  | 0.00014025 |  | 0.00027465
| 0 |  | 0.00018244 |  | -8.1868e-05 |  | 0.00012102 |  | -7.1157e-05 |  | 0 |  | -6.9075e-05 |  | 1.6544e-05 |  | 1.1983e-06 |  | #REF! |  | 6.4258e-05 |  | 0.00025117 |  | 6.998e-05 |  | #REF! |  | 2.6693e-05 |  | 5.857e-05 |  | 4.3665e-05 |  | 1.9707e-08 |  | 0.00010646 |  | 3.9678e-05 |  | 3.9678e-05 |  | 0.00075337 |  | 0.026965 |  | 0 |  | 0.13036 |  | 0.00024891 |  | 0.00028445
| 7.1762e-05 |  | 0.0001281 |  | 4.6225e-05 |  | 5.4836e-05 |  | -0.00014838 |  | 0 |  | -6.3728e-05 |  | 1.6545e-05 |  | 1.2664e-06 |  | #REF! |  | 6.426e-05 |  | 0.00013915 |  | 6.9982e-05 |  | #REF! |  | 2.6693e-05 |  | 1.4304e-05 |  | 4.3666e-05 |  | 3.0971e-08 |  | 0.00010647 |  | 3.4424e-05 |  | 3.4424e-05 |  | 0.00088642 |  | 0.02604 |  | 2.5388e-06 |  | 0.12923 |  | 0.00030238 |  | 0.00029687
| 7.1774e-05 |  | 6.5324e-05 |  | -2.1127e-05 |  | 5.4845e-05 |  | -0.00022848 |  | 0 |  | -5.4831e-05 |  | 0.00012526 |  | 1.2212e-06 |  | #REF! |  | 0.00010459 |  | 0.00019087 |  | 0.00011343 |  | #REF! |  | 6.748e-05 |  | 0.00022107 |  | 3.5817e-07 |  | 4.3637e-08 |  | 5.8356e-05 |  | 8.7005e-05 |  | 8.7005e-05 |  | 0.00079803 |  | 0.025094 |  | 2.5387e-06 |  | 0.12788 |  | 0.0001997 |  | 0.00030436
| 6.9949e-05 |  | 0.00010487 |  | -0.00010731 |  | 4.8517e-05 |  | -0.00018094 |  | 0 |  | -7.2222e-05 |  | 0.00012526 |  | 1.0489e-06 |  | #REF! |  | 0.00010459 |  | 0.00024634 |  | 0.00011343 |  | #REF! |  | 6.7463e-05 |  | 2.9908e-05 |  | 3.5818e-07 |  | 4.2233e-08 |  | 5.8358e-05 |  | 7.8101e-05 |  | 7.8101e-05 |  | 0.00084517 |  | 0.024856 |  | 0 |  | 0.12635 |  | 0.00016025 |  | 0.00029531
| 6.9955e-05 |  | 0.00011221 |  | -8.2332e-05 |  | 4.8521e-05 |  | -4.9014e-05 |  | 0 |  | -7.5486e-05 |  | 0.00010749 |  | 8.7312e-07 |  | #REF! |  | 0.00012554 |  | 0.00014267 |  | 6.7719e-05 |  | #REF! |  | 4.8055e-05 |  | -0.00023147 |  | 7.4632e-05 |  | 2.956e-08 |  | 0.00011538 |  | 9.6018e-05 |  | 9.6018e-05 |  | 0.00089652 |  | 0.024011 |  | 0 |  | 0.12478 |  | 8.6344e-05 |  | 0.00027951
| 3.6982e-05 |  | 5.2913e-05 |  | 2.4684e-05 |  | 0.00013931 |  | 0.00010189 |  | 0 |  | -4.6248e-05 |  | 0.00010749 |  | 8.7319e-07 |  | #REF! |  | 0.00012554 |  | 0.00010793 |  | 6.7721e-05 |  | #REF! |  | 4.8042e-05 |  | -0.00021586 |  | 7.4634e-05 |  | 2.1116e-08 |  | 0.00011538 |  | 9.9525e-05 |  | 9.9525e-05 |  | 0.00087631 |  | 0.022929 |  | 8.4627e-07 |  | 0.12334 |  | 0.00016108 |  | 0.00027531
| 3.6985e-05 |  | -8.7251e-06 |  | 8.4022e-05 |  | 0.00013932 |  | 1.1727e-05 |  | 0 |  | -3.1153e-05 |  | 9.3259e-05 |  | 1.0019e-06 |  | #REF! |  | 0.00012344 |  | 0.00017027 |  | 8.1138e-05 |  | #REF! |  | 7.6529e-05 |  | -0.00017685 |  | 4.9725e-05 |  | 3.2381e-08 |  | 9.4981e-05 |  | 9.4752e-05 |  | 9.4752e-05 |  | 0.00083086 |  | 0.022373 |  | 8.4632e-07 |  | 0.1221 |  | 0.00024456 |  | 0.00028155
| 3.3708e-05 |  | 1.845e-06 |  | 1.6389e-05 |  | 7.4839e-05 |  | -9.1127e-05 |  | 0 |  | -4.2101e-05 |  | 9.3263e-05 |  | 1.0832e-06 |  | #REF! |  | 0.00012344 |  | 0.00032065 |  | 8.1141e-05 |  | #REF! |  | 7.6529e-05 |  | -7.2279e-05 |  | 4.9727e-05 |  | 5.5606e-08 |  | 9.4985e-05 |  | 6.0291e-05 |  | 6.0291e-05 |  | 0.0010539 |  | 0.021499 |  | 8.4632e-07 |  | 0.12103 |  | 0.00018572 |  | 0.00028784
| 3.3711e-05 |  | 8.7681e-06 |  | -0.00012825 |  | 7.4846e-05 |  | -5.7984e-05 |  | 0 |  | -4.0585e-05 |  | 0.0001135 |  | 1.1411e-06 |  | #REF! |  | 5.491e-05 |  | 0.00034441 |  | 8.4498e-05 |  | #REF! |  | 1.5977e-05 |  | 2.6009e-06 |  | 2.8948e-05 |  | 7.5315e-08 |  | 0.00016044 |  | -4.001e-05 |  | -4.001e-05 |  | 0.0010254 |  | 0.020489 |  | 1.4105e-06 |  | 0.12005 |  | 0.00013198 |  | 0.00027719
| 0 |  | -1.0715e-05 |  | -0.00016049 |  | 3.4823e-05 |  | -0.00011242 |  | 0 |  | -3.807e-05 |  | 0.00011351 |  | 1.1554e-06 |  | #REF! |  | 5.4912e-05 |  | 0.00027872 |  | 8.4501e-05 |  | #REF! |  | 1.5977e-05 |  | 4.1611e-05 |  | 2.8949e-05 |  | 7.6729e-08 |  | 0.00016045 |  | -0.00013734 |  | -0.00013734 |  | 0.00080224 |  | 0.019785 |  | 3.1034e-06 |  | 0.11895 |  | 0.00014536 |  | 0.0002659
| 0 |  | 4.4324e-05 |  | -5.0562e-06 |  | 3.4823e-05 |  | -0.00013971 |  | 0 |  | -1.2739e-05 |  | 6.3328e-05 |  | 1.1776e-06 |  | #REF! |  | 3.8735e-05 |  | 0.00017881 |  | 9.4122e-05 |  | #REF! |  | 8.6099e-05 |  | -0.00015344 |  | 0.00011473 |  | 5.8427e-08 |  | 0.00015252 |  | -7.5787e-05 |  | -7.5787e-05 |  | 0.00093109 |  | 0.019313 |  | 2.5391e-06 |  | 0.11773 |  | 0.00022299 |  | 0.00028297
| 2.497e-05 |  | 0.00021041 |  | 2.9859e-05 |  | 9.6167e-05 |  | -9.7213e-05 |  | 0 |  | 3.617e-06 |  | 6.333e-05 |  | 1.1022e-06 |  | #REF! |  | 3.8737e-05 |  | 0.00010459 |  | 9.4125e-05 |  | #REF! |  | 8.6121e-05 |  | -0.0003446 |  | 0.00011474 |  | 6.1946e-08 |  | 0.00015252 |  | 2.2826e-05 |  | 2.2826e-05 |  | 0.00099591 |  | 0.018761 |  | 8.4637e-07 |  | 0.11645 |  | 0.00018833 |  | 0.00030422
| 2.497e-05 |  | 0.00012356 |  | -4.3007e-05 |  | 9.6167e-05 |  | -0.00011301 |  | 0 |  | -1.7196e-05 |  | 3.2059e-05 |  | 9.4269e-07 |  | #REF! |  | 4.8662e-05 |  | 0.00017712 |  | 4.7617e-05 |  | #REF! |  | 3.1919e-05 |  | -9.1135e-06 |  | 8.4162e-05 |  | 7.8847e-08 |  | 0.0001028 |  | -2.9259e-05 |  | -2.9259e-05 |  | 0.00095881 |  | 0.017895 |  | 8.4637e-07 |  | 0.1152 |  | 0.00020147 |  | 0.00027738
| 0.00012478 |  | 2.3281e-05 |  | -0.00013727 |  | 4.222e-05 |  | -0.00010517 |  | 0 |  | -3.4636e-05 |  | 3.2061e-05 |  | 8.7326e-07 |  | #REF! |  | 4.8663e-05 |  | 0.00019965 |  | 4.7619e-05 |  | #REF! |  | 3.1927e-05 |  | 0.00014303 |  | 8.4165e-05 |  | 1.1826e-07 |  | 0.0001028 |  | -3.106e-05 |  | -3.106e-05 |  | 0.00096897 |  | 0.017404 |  | 2.5391e-06 |  | 0.11396 |  | 0.0002018 |  | 0.00024767
| 0.00012479 |  | 6.6561e-05 |  | -0.00011014 |  | 4.2223e-05 |  | -9.2399e-05 |  | 0 |  | -3.5197e-05 |  | 0.00013204 |  | 8.7805e-07 |  | #REF! |  | 0.00012999 |  | 0.00021672 |  | 6.2035e-05 |  | #REF! |  | 5.2749e-05 |  | -0.00013957 |  | 9.0279e-05 |  | 1.6051e-07 |  | 9.1511e-05 |  | 6.6282e-06 |  | 6.6282e-06 |  | 0.0010414 |  | 0.01702 |  | 2.5393e-06 |  | 0.11265 |  | 0.00010137 |  | 0.00026762
| 5.5605e-05 |  | 3.9159e-05 |  | 2.5652e-05 |  | 8.0362e-05 |  | -0.00012818 |  | 0 |  | -2.2921e-05 |  | 0.00013204 |  | 9.9244e-07 |  | #REF! |  | 0.00012999 |  | 0.0002977 |  | 6.2037e-05 |  | #REF! |  | 5.2749e-05 |  | -0.00015344 |  | 9.0282e-05 |  | 1.8021e-07 |  | 9.1514e-05 |  | -6.2721e-05 |  | -6.2721e-05 |  | 0.00095129 |  | 0.016184 |  | 8.4642e-07 |  | 0.11134 |  | 6.09e-05 |  | 0.00027586
| 5.5609e-05 |  | 0.0001248 |  | 4.9249e-05 |  | 8.0368e-05 |  | -7.4212e-05 |  | 0 |  | -3.8944e-05 |  | 0.00011688 |  | 1.0895e-06 |  | #REF! |  | 0.00015045 |  | 0.0002685 |  | 5.4668e-05 |  | #REF! |  | 6.1262e-05 |  | 2.2105e-05 |  | 8.1238e-05 |  | 1.767e-07 |  | 0.0001419 |  | -8.1693e-05 |  | -8.1693e-05 |  | 0.00072652 |  | 0.015646 |  | 1.4107e-06 |  | 0.11012 |  | 7.654e-05 |  | 0.0002735
| 0 |  | 5.8624e-05 |  | -7.5326e-05 |  | 4.0122e-05 |  | -2.589e-05 |  | 0 |  | -5.4701e-05 |  | 0.00011689 |  | 1.1273e-06 |  | #REF! |  | 0.00015045 |  | 0.00024965 |  | 5.467e-05 |  | #REF! |  | 6.1262e-05 |  | 7.6721e-05 |  | 8.1241e-05 |  | 1.7038e-07 |  | 0.00014191 |  | -3.711e-05 |  | -3.711e-05 |  | 0.00084774 |  | 0.015379 |  | 1.4108e-06 |  | 0.10904 |  | 0.00013545 |  | 0.00025442
| 0 |  | -2.9847e-05 |  | -6.0657e-05 |  | 4.0126e-05 |  | -7.1685e-05 |  | 0 |  | -4.7658e-05 |  | 8.1028e-05 |  | 1.1319e-06 |  | #REF! |  | 6.9592e-05 |  | 0.0002448 |  | 2.2802e-05 |  | #REF! |  | 8.0048e-05 |  | -1.3012e-06 |  | 0.00018274 |  | 1.7741e-07 |  | 0.00014665 |  | 6.7284e-05 |  | 6.7284e-05 |  | 0.0012595 |  | 0.014575 |  | 1.4108e-06 |  | 0.10806 |  | 0.00014859 |  | 0.00025495
| 9.7432e-05 |  | 1.668e-05 |  | -3.8108e-05 |  | 0.00010048 |  | -0.00020195 |  | 0 |  | -6.5118e-05 |  | 8.1031e-05 |  | 1.1118e-06 |  | #REF! |  | 6.9594e-05 |  | 0.0002588 |  | 2.2803e-05 |  | #REF! |  | 8.0068e-05 |  | -0.00013393 |  | 0.00018275 |  | 1.739e-07 |  | 0.00014665 |  | 0.00013656 |  | 0.00013656 |  | 0.0010616 |  | 0.014456 |  | 1.4107e-06 |  | 0.10702 |  | 0.00010647 |  | 0.00027045
| 9.7448e-05 |  | -2.3242e-05 |  | -9.947e-05 |  | 0.00010049 |  | -0.0002468 |  | 0 |  | -7.4801e-05 |  | 5.7249e-05 |  | 1.1198e-06 |  | #REF! |  | 5.5074e-05 |  | 0.00019813 |  | 0.00011128 |  | #REF! |  | 5.1299e-05 |  | 0.00011965 |  | 9.8392e-05 |  | 1.6755e-07 |  | 0.00010905 |  | 9.1897e-06 |  | 9.1897e-06 |  | 0.0008006 |  | 0.014455 |  | 8.4652e-07 |  | 0.10587 |  | 0.00012798 |  | 0.00025971
| 4.6873e-05 |  | -2.4536e-05 |  | -9.7807e-05 |  | 4.0132e-05 |  | -0.00013747 |  | 0 |  | -6.0876e-05 |  | 5.7251e-05 |  | 1.1327e-06 |  | #REF! |  | 5.5076e-05 |  | 7.3477e-05 |  | 0.00011128 |  | #REF! |  | 5.1312e-05 |  | 6.5031e-05 |  | 9.8395e-05 |  | 1.8517e-07 |  | 0.00010906 |  | -6.5725e-05 |  | -6.5725e-05 |  | 0.00099849 |  | 0.013843 |  | 8.4647e-07 |  | 0.10457 |  | -0.00021984 |  | 0.00025146
| 4.6881e-05 |  | 2.9263e-05 |  | -0.00012355 |  | 4.0139e-05 |  | -0.00012133 |  | 0 |  | -7.8964e-05 |  | 2.146e-06 |  | 1.1367e-06 |  | #REF! |  | 6.4073e-05 |  | 0.00010116 |  | 3.2602e-05 |  | #REF! |  | 4.5157e-05 |  | -0.00023303 |  | 2.5612e-05 |  | 2.2248e-07 |  | 8.0194e-05 |  | -2.4542e-05 |  | -2.4542e-05 |  | 0.00092777 |  | 0.013369 |  | 8.4652e-07 |  | 0.10302 |  | 5.6158e-05 |  | 0.00025059
| 0 |  | 4.4196e-05 |  | -0.00011072 |  | 8.1626e-05 |  | -0.00015541 |  | 0 |  | -9.2298e-05 |  | 2.1461e-06 |  | 1.1476e-06 |  | #REF! |  | 6.4075e-05 |  | 7.0038e-05 |  | 3.2603e-05 |  | #REF! |  | 4.5157e-05 |  | -1.6904e-05 |  | 2.5613e-05 |  | 2.6897e-07 |  | 8.0197e-05 |  | -4.0793e-05 |  | -4.0793e-05 |  | 0.00078549 |  | 0.012394 |  | 8.4652e-07 |  | 0.10126 |  | 0.00043785 |  | 0.00026131
| 0 |  | -6.9676e-05 |  | -6.6193e-05 |  | 8.1633e-05 |  | -8.3711e-05 |  | 0 |  | -6.6653e-05 |  | 7.2824e-05 |  | 1.1731e-06 |  | #REF! |  | 8.5934e-05 |  | 4.41e-05 |  | 5.3264e-05 |  | #REF! |  | 1.5911e-05 |  | 5.3315e-05 |  | 6.5197e-05 |  | 3.1471e-07 |  | 0.00013995 |  | -5.9339e-05 |  | -5.9339e-05 |  | 0.0008318 |  | 0.012043 |  | 1.4109e-06 |  | 0.099412 |  | 0.00015466 |  | 0.00026505
| 5.5646e-05 |  | -0.0001512 |  | -0.00014372 |  | 8.4686e-05 |  | -0.00017089 |  | 0 |  | -7.4573e-05 |  | 7.2827e-05 |  | 1.2526e-06 |  | #REF! |  | 8.5937e-05 |  | 7.5231e-05 |  | 5.3266e-05 |  | #REF! |  | 1.5916e-05 |  | -3.641e-05 |  | 6.52e-05 |  | 3.2952e-07 |  | 0.00013996 |  | -4.7216e-05 |  | -4.7216e-05 |  | 0.00091941 |  | 0.012014 |  | 3.1039e-06 |  | 0.097688 |  | 0.00010129 |  | 0.00023868
| 5.5651e-05 |  | -7.1186e-05 |  | -0.00012649 |  | 8.4693e-05 |  | -0.00024785 |  | 0 |  | -7.5597e-05 |  | 9.7472e-05 |  | 1.2991e-06 |  | #REF! |  | 4.4858e-05 |  | 5.2749e-05 |  | 8.717e-05 |  | #REF! |  | 1.2145e-05 |  | 5.3316e-05 |  | 0.00010453 |  | 3.0136e-07 |  | 0.00014366 |  | -8.5433e-05 |  | -8.5433e-05 |  | 0.00094882 |  | 0.011277 |  | 2.5397e-06 |  | 0.096158 |  | 8.9339e-05 |  | 0.00023599
| 5.5651e-05 |  | 5.0123e-05 |  | -1.5205e-05 |  | 7.7381e-05 |  | -0.00017174 |  | 0 |  | -4.0524e-05 |  | 9.7475e-05 |  | 1.2479e-06 |  | #REF! |  | 4.4859e-05 |  | 0.00013603 |  | 8.7173e-05 |  | #REF! |  | 1.2148e-05 |  | -3.2515e-05 |  | 0.00010453 |  | 2.8024e-07 |  | 0.00014367 |  | -0.0001119 |  | -0.0001119 |  | 0.00087815 |  | 0.010941 |  | 0 |  | 0.094776 |  | 5.8216e-05 |  | 0.00027216
| 5.566e-05 |  | 8.4165e-05 |  | -7.2839e-05 |  | 7.7394e-05 |  | -0.00011708 |  | 0 |  | -4.708e-05 |  | 5.2155e-05 |  | 1.1826e-06 |  | #REF! |  | 9.5448e-05 |  | 0.00030897 |  | 2.203e-05 |  | #REF! |  | 4.2145e-05 |  | -0.00046945 |  | 9.0371e-05 |  | 2.9995e-07 |  | 8.3711e-05 |  | -5.6991e-05 |  | -5.6991e-05 |  | 0.00078886 |  | 0.010781 |  | 0 |  | 0.093416 |  | 0.00011916 |  | 0.00025665
| 0 |  | 8.8404e-05 |  | -8.9387e-05 |  | 6.2164e-05 |  | -4.4151e-05 |  | 0 |  | -5.0585e-05 |  | 5.2157e-05 |  | 1.1435e-06 |  | #REF! |  | 9.5452e-05 |  | 0.00030168 |  | 2.2031e-05 |  | #REF! |  | 4.2156e-05 |  | -0.00040312 |  | 9.0374e-05 |  | 3.5698e-07 |  | 8.3714e-05 |  | -4.5876e-06 |  | -4.5876e-06 |  | 0.00083353 |  | 0.010487 |  | 2.5397e-06 |  | 0.092029 |  | 0.00014917 |  | 0.00024093
| 0 |  | 0.00011551 |  | -1.3187e-06 |  | 6.2164e-05 |  | -5.7065e-05 |  | 0 |  | -6.4153e-05 |  | 1.6924e-05 |  | 1.18e-06 |  | #REF! |  | 7.3745e-05 |  | 0.0001999 |  | 9.4587e-05 |  | #REF! |  | 7.6438e-05 |  | 6.2316e-05 |  | 7.9205e-05 |  | 4.3799e-07 |  | 9.0431e-05 |  | 3.209e-05 |  | 3.209e-05 |  | 0.00077291 |  | 0.010345 |  | 4.7975e-06 |  | 0.090608 |  | 4.2847e-05 |  | 0.00025108
| 9.2644e-05 |  | 4.9331e-05 |  | 5.3021e-05 |  | 5.7071e-05 |  | -0.00018673 |  | 0 |  | -6.9648e-05 |  | 1.6925e-05 |  | 1.1543e-06 |  | #REF! |  | 7.3747e-05 |  | 0.0002054 |  | 9.459e-05 |  | #REF! |  | 7.6438e-05 |  | 0.00018206 |  | 7.9208e-05 |  | 5.0203e-07 |  | 9.0434e-05 |  | 1.1952e-06 |  | 1.1952e-06 |  | 0.00089247 |  | 0.010214 |  | 4.7975e-06 |  | 0.08916 |  | 7.5812e-05 |  | 0.00024569
| 9.2659e-05 |  | 2.5077e-05 |  | 2.1671e-05 |  | 5.7081e-05 |  | -0.00015299 |  | 0 |  | -2.6099e-05 |  | 9.2583e-05 |  | 1.1477e-06 |  | #REF! |  | 0.00013641 |  | 0.00020178 |  | 0.00012709 |  | #REF! |  | 7.7201e-05 |  | -0.00020416 |  | 0.00012233 |  | 4.9503e-07 |  | 0.00013124 |  | 4.0638e-05 |  | 4.0638e-05 |  | 0.00099013 |  | 0.0097502 |  | 3.1043e-06 |  | 0.087681 |  | 9.6103e-05 |  | 0.0002586
| 3.1035e-06 |  | -0.00013819 |  | -2.7692e-05 |  | 2.537e-05 |  | 4.5861e-06 |  | 0 |  | -3.0123e-05 |  | 9.2586e-05 |  | 1.178e-06 |  | #REF! |  | 0.00013641 |  | 0.00017191 |  | 0.00012709 |  | #REF! |  | 7.722e-05 |  | -0.00028219 |  | 0.00012234 |  | 4.4856e-07 |  | 0.00013125 |  | 8.2789e-05 |  | 8.2789e-05 |  | 0.0009514 |  | 0.0095772 |  | 5.6441e-07 |  | 0.086173 |  | 6.0032e-05 |  | 0.00025458
| 3.1037e-06 |  | -0.00017234 |  | -0.000112 |  | 2.5372e-05 |  | -1.366e-05 |  | 0 |  | -5.8021e-05 |  | 0.00010356 |  | 1.2111e-06 |  | #REF! |  | 9.6761e-05 |  | 0.00015973 |  | 6.9144e-05 |  | #REF! |  | 6.1281e-05 |  | -2.4708e-05 |  | 0.00010303 |  | 4.0423e-07 |  | 0.00013308 |  | -1.2822e-05 |  | -1.2822e-05 |  | 0.00088657 |  | 0.0094685 |  | 0 |  | 0.08467 |  | 9.589e-05 |  | 0.00024648
| 4.1993e-06 |  | -4.5586e-05 |  | -9.2841e-05 |  | 2.5374e-05 |  | -1.9816e-05 |  | 0 |  | -2.8947e-05 |  | 0.00010357 |  | 1.1874e-06 |  | #REF! |  | 9.6764e-05 |  | 0.00012023 |  | 6.9146e-05 |  | #REF! |  | 6.1297e-05 |  | 5.7215e-05 |  | 0.00010303 |  | 4.1757e-07 |  | 0.00013309 |  | -4.754e-05 |  | -4.754e-05 |  | 0.00071482 |  | 0.0089886 |  | 2.54e-06 |  | 0.083194 |  | 0.00012482 |  | 0.00024518
| 4.1997e-06 |  | -3.8453e-05 |  | -0.00012196 |  | 2.5376e-05 |  | -5.2205e-05 |  | 0 |  | -5.1413e-05 |  | 3.0752e-05 |  | 1.0622e-06 |  | #REF! |  | 0 |  | 0.00013731 |  | 6.007e-05 |  | #REF! |  | 3.14e-06 |  | -7.9324e-05 |  | 4.533e-05 |  | 4.6338e-07 |  | 7.6523e-05 |  | -2.0459e-05 |  | -2.0459e-05 |  | 0.0010045 |  | 0.0086239 |  | 3.1045e-06 |  | 0.081774 |  | 0.00010808 |  | 0.00024893
| 2.7207e-05 |  | 1.6725e-05 |  | -0.00014042 |  | 5.2866e-05 |  | -0.00021094 |  | 0 |  | -8.1496e-05 |  | 3.0753e-05 |  | 9.8948e-07 |  | #REF! |  | 0 |  | 0.0001561 |  | 6.0072e-05 |  | #REF! |  | 3.14e-06 |  | 0.00011182 |  | 4.5332e-05 |  | 5.1479e-07 |  | 7.6526e-05 |  | -4.4632e-05 |  | -4.4632e-05 |  | 0.0011602 |  | 0.0085181 |  | 1.4112e-06 |  | 0.080393 |  | 0.00017095 |  | 0.0002616
| 2.7211e-05 |  | 0.0001015 |  | -2.4511e-05 |  | 5.2875e-05 |  | -0.00021535 |  | 0 |  | -5.3379e-05 |  | 8.3052e-05 |  | 9.2684e-07 |  | #REF! |  | 8.4769e-05 |  | 0.00014088 |  | 6.1453e-05 |  | #REF! |  | 7.4294e-05 |  | 0.00014303 |  | 8.5485e-05 |  | 5.2817e-07 |  | 8.6728e-05 |  | -2.2226e-05 |  | -2.2226e-05 |  | 0.0010761 |  | 0.0082785 |  | 8.4667e-07 |  | 0.079097 |  | 0.0002618 |  | 0.00025704
| 6.221e-05 |  | 8.9301e-05 |  | 0.00010104 |  | 1.9036e-05 |  | -0.0001786 |  | 0 |  | -4.7259e-05 |  | 8.3055e-05 |  | 8.9586e-07 |  | #REF! |  | 8.4771e-05 |  | 0.00011864 |  | 6.1455e-05 |  | #REF! |  | 7.4294e-05 |  | -0.00014331 |  | 8.5488e-05 |  | 5.6057e-07 |  | 8.6731e-05 |  | 0.00013595 |  | 0.00013595 |  | 0.0010727 |  | 0.0078481 |  | 8.4672e-07 |  | 0.077847 |  | 0.00025963 |  | 0.00025404
| 6.221e-05 |  | 1.2668e-06 |  | -1.9518e-05 |  | 1.9036e-05 |  | -0.00011495 |  | 0 |  | -5.6075e-05 |  | 2.1848e-05 |  | 9.1943e-07 |  | #REF! |  | 4.1371e-05 |  | 0.00013388 |  | 4.7356e-05 |  | #REF! |  | 0 |  | -0.00011833 |  | 5.3239e-06 |  | 6.4718e-07 |  | 0.00011289 |  | 0.00011299 |  | 0.00011299 |  | 0.0010298 |  | 0.0075473 |  | 8.4672e-07 |  | 0.076593 |  | 0.00023213 |  | 0.00024231
| 2.1736e-05 |  | 3.7168e-05 |  | -5.7568e-05 |  | 3.3845e-05 |  | -7.0789e-05 |  | 0 |  | -5.2542e-05 |  | 2.1849e-05 |  | 1.0057e-06 |  | #REF! |  | 4.1372e-05 |  | 0.00018908 |  | 4.7358e-05 |  | #REF! |  | 0 |  | -0.00011443 |  | 5.3241e-06 |  | 7.1415e-07 |  | 0.0001129 |  | 4.7245e-05 |  | 4.7245e-05 |  | 0.0010525 |  | 0.0074752 |  | 2.5402e-06 |  | 0.075271 |  | 0.00016498 |  | 0.00023532
| 2.174e-05 |  | 4.2741e-05 |  | 6.5033e-05 |  | 3.385e-05 |  | -9.5338e-05 |  | 0 |  | -4.4391e-05 |  | 8.2939e-05 |  | 1.0413e-06 |  | #REF! |  | 0.00010507 |  | 0.0002428 |  | 9.2906e-05 |  | #REF! |  | 4.2841e-05 |  | -9.4928e-05 |  | 5.7821e-05 |  | 7.0775e-07 |  | 9.5203e-05 |  | 5.617e-05 |  | 5.617e-05 |  | 0.0010323 |  | 0.0075123 |  | 4.7981e-06 |  | 0.073886 |  | 0.00016259 |  | 0.00023258
| 5.1335e-05 |  | 2.3877e-05 |  | 3.4073e-05 |  | 5.8181e-05 |  | -0.00011807 |  | 0 |  | -4.2961e-05 |  | 8.2942e-05 |  | 9.35e-07 |  | #REF! |  | 0.00010508 |  | 0.00022755 |  | 9.291e-05 |  | #REF! |  | 4.2852e-05 |  | 4.9414e-05 |  | 5.7823e-05 |  | 6.7189e-07 |  | 9.5206e-05 |  | -7.5776e-06 |  | -7.5776e-06 |  | 0.00072244 |  | 0.0072768 |  | 3.1048e-06 |  | 0.072567 |  | 0.00018074 |  | 0.00023404
| 5.1339e-05 |  | -2.8144e-05 |  | -6.8095e-06 |  | 5.8186e-05 |  | -0.00018833 |  | 0 |  | -4.4935e-05 |  | 0.00013093 |  | 8.252e-07 |  | #REF! |  | 0.00013561 |  | 0.00015497 |  | 5.8517e-05 |  | #REF! |  | 5.2432e-05 |  | 6.1118e-05 |  | 0.00012227 |  | 6.7541e-07 |  | 8.4219e-05 |  | -7.364e-05 |  | -7.364e-05 |  | 0.0006997 |  | 0.006852 |  | 1.4113e-06 |  | 0.07137 |  | 0.00018553 |  | 0.0002383
| 1.8454e-05 |  | -4.4591e-05 |  | 2.0606e-05 |  | 3.703e-05 |  | -0.00017912 |  | 0 |  | -4.311e-05 |  | 0.00013093 |  | 8.4878e-07 |  | #REF! |  | 0.00013561 |  | 9.9436e-05 |  | 5.8519e-05 |  | #REF! |  | 5.2432e-05 |  | 0.00012744 |  | 0.00012227 |  | 6.9231e-07 |  | 8.4222e-05 |  | 3.1708e-06 |  | 3.1708e-06 |  | 0.0009102 |  | 0.0067698 |  | 1.4113e-06 |  | 0.07023 |  | 0.00021551 |  | 0.00022277
| 1.8456e-05 |  | 3.9376e-05 |  | 3.9094e-05 |  | 3.7033e-05 |  | -3.0622e-05 |  | 0 |  | -6.2913e-05 |  | 3.5242e-05 |  | 9.371e-07 |  | #REF! |  | 0.00013115 |  | 7.3616e-05 |  | 9.4535e-05 |  | #REF! |  | 6.2045e-05 |  | 8.0622e-05 |  | 0.00013742 |  | 6.7617e-07 |  | 6.7293e-05 |  | 0.00012463 |  | 0.00012463 |  | 0.00089847 |  | 0.0067502 |  | 1.4113e-06 |  | 0.069042 |  | 0.00020834 |  | 0.0002231
| 2.7227e-05 |  | 2.4098e-05 |  | -6.3009e-05 |  | 4.8672e-05 |  | -7.0757e-05 |  | 0 |  | -5.1315e-05 |  | 3.5243e-05 |  | 9.35e-07 |  | #REF! |  | 0.00013115 |  | 0.00010475 |  | 9.4538e-05 |  | #REF! |  | 6.2045e-05 |  | -0.00038632 |  | 0.00013742 |  | 6.1555e-07 |  | 6.7295e-05 |  | 7.547e-05 |  | 7.547e-05 |  | 0.00095314 |  | 0.0064479 |  | 1.4114e-06 |  | 0.067744 |  | 0.00011681 |  | 0.0002215
| 2.7231e-05 |  | 9.6493e-05 |  | -0.00015002 |  | 4.868e-05 |  | -0.00013139 |  | 0 |  | -2.8743e-05 |  | 0.00011434 |  | 9.2228e-07 |  | #REF! |  | 0.00014349 |  | 0.00025572 |  | 7.865e-05 |  | #REF! |  | 6.6549e-05 |  | -0.00042262 |  | 8.7874e-05 |  | 5.677e-07 |  | 0.0001223 |  | -2.7681e-05 |  | -2.7681e-05 |  | 0.00092962 |  | 0.0060973 |  | 1.4114e-06 |  | 0.066406 |  | 0.00010725 |  | 0.00024736
| 5.7939e-05 |  | 0.00011197 |  | 4.3123e-05 |  | 6.6528e-05 |  | -0.00010209 |  | 0 |  | -3.8308e-05 |  | 0.00011434 |  | 9.9638e-07 |  | #REF! |  | 0.00014349 |  | 0.00026428 |  | 7.8652e-05 |  | #REF! |  | 6.6566e-05 |  | 2.2107e-05 |  | 8.7877e-05 |  | 5.8813e-07 |  | 0.0001223 |  | 5.0286e-06 |  | 5.0286e-06 |  | 0.0009431 |  | 0.0059372 |  | 3.105e-06 |  | 0.065106 |  | -0.00024036 |  | 0.00023952
| 5.7939e-05 |  | 4.4572e-05 |  | 0.00018781 |  | 6.6528e-05 |  | -8.7049e-05 |  | 0 |  | -3.8059e-05 |  | 3.5891e-05 |  | 1.1513e-06 |  | #REF! |  | 8.2205e-05 |  | 0.0001477 |  | 0.00020326 |  | #REF! |  | 8.8473e-05 |  | 0.00030689 |  | 8.2683e-05 |  | 6.6349e-07 |  | 0.00013695 |  | 5.0226e-05 |  | 5.0226e-05 |  | 0.00089173 |  | 0.0056907 |  | 3.105e-06 |  | 0.063875 |  | 4.903e-05 |  | 0.00021072
| 3.0529e-05 |  | 0.00011222 |  | -5.8272e-05 |  | 0.000105 |  | -4.2698e-05 |  | 0 |  | -5.2614e-05 |  | 3.5892e-05 |  | 1.2747e-06 |  | #REF! |  | 8.2208e-05 |  | 0.0001929 |  | 0.00020326 |  | #REF! |  | 8.8495e-05 |  | -6.3715e-05 |  | 8.2685e-05 |  | 7.2835e-07 |  | 0.00013696 |  | -5.4372e-05 |  | -5.4372e-05 |  | 0.0010795 |  | 0.0054582 |  | 3.1052e-06 |  | 0.0627 |  | 0.00050185 |  | 0.00022426
| 3.0529e-05 |  | 0.00013522 |  | -8.1682e-05 |  | 0.000105 |  | -0.00014255 |  | 0 |  | -4.9277e-05 |  | 0.00016962 |  | 1.2187e-06 |  | #REF! |  | 4.5445e-05 |  | 0.00016718 |  | 0.00011971 |  | #REF! |  | 0.00010119 |  | -0.00021976 |  | 0.00015445 |  | 7.3463e-07 |  | 6.2838e-05 |  | -5.5752e-05 |  | -5.5752e-05 |  | 0.0013187 |  | 0.0053523 |  | 2.5406e-06 |  | 0.061542 |  | 0.00012763 |  | 0.00023706
| 6.8987e-05 |  | 2.5339e-05 |  | -0.00012135 |  | 7.8144e-05 |  | -0.00012128 |  | 0 |  | -7.3473e-05 |  | 0.00016963 |  | 1.109e-06 |  | #REF! |  | 4.5446e-05 |  | 0.00011347 |  | 0.00011971 |  | #REF! |  | 0.00010119 |  | 0.00010403 |  | 0.00015446 |  | 7.3258e-07 |  | 6.284e-05 |  | 3.2822e-05 |  | 3.2822e-05 |  | 0.00095488 |  | 0.0050274 |  | 2.5406e-06 |  | 0.060427 |  | 6.658e-05 |  | 0.00023335
| 6.8992e-05 |  | -5.0779e-05 |  | -0.00022515 |  | 7.815e-05 |  | -5.6158e-05 |  | 0 |  | -7.7165e-05 |  | 6.5596e-05 |  | 9.9849e-07 |  | #REF! |  | 8.7115e-05 |  | 0.00011695 |  | 2.8272e-05 |  | #REF! |  | 4.3569e-05 |  | -1.6905e-05 |  | 6.5548e-05 |  | 7.1849e-07 |  | 0.00012106 |  | 9.8373e-06 |  | 9.8373e-06 |  | 0.00089173 |  | 0.0050314 |  | 2.5406e-06 |  | 0.059419 |  | 0.00012271 |  | 0.00022885
| 7.0219e-05 |  | 1.6658e-05 |  | -9.382e-05 |  | 8.4873e-05 |  | -0.00012505 |  | 0 |  | -5.8361e-05 |  | 6.5598e-05 |  | 9.392e-07 |  | #REF! |  | 8.7118e-05 |  | 0.00016703 |  | 2.8273e-05 |  | #REF! |  | 4.358e-05 |  | -0.00027048 |  | 6.555e-05 |  | 7.0511e-07 |  | 0.00012106 |  | -8.3526e-05 |  | -8.3526e-05 |  | 0.0010914 |  | 0.0051553 |  | 4.2346e-06 |  | 0.058492 |  | 5.7538e-05 |  | 0.00023649
| 7.0225e-05 |  | 6.777e-05 |  | -3.7348e-05 |  | 8.488e-05 |  | -0.00012788 |  | 0 |  | -6.6275e-05 |  | 0.00011197 |  | 9.8232e-07 |  | #REF! |  | 0.00012628 |  | 0.00023632 |  | 0.00012754 |  | #REF! |  | 1.8688e-05 |  | -0.00020416 |  | 9.4419e-05 |  | 6.7693e-07 |  | 0.00014218 |  | -0.00010073 |  | -0.00010073 |  | 0.00094141 |  | 0.0048614 |  | 4.7989e-06 |  | 0.057589 |  | 1.058e-05 |  | 0.00023688
| 5.1389e-05 |  | 6.92e-05 |  | -2.1445e-05 |  | 8.0612e-05 |  | -7.3539e-05 |  | 0 |  | -4.5578e-05 |  | 0.00011197 |  | 1.0133e-06 |  | #REF! |  | 0.00012628 |  | 0.00018626 |  | 0.00012754 |  | #REF! |  | 1.8692e-05 |  | -8.7233e-06 |  | 9.4422e-05 |  | 6.558e-07 |  | 0.00014219 |  | -3.9763e-06 |  | -3.9763e-06 |  | 0.00082189 |  | 0.0049056 |  | 1.4115e-06 |  | 0.056687 |  | 5.7055e-05 |  | 0.00022402
| 5.1393e-05 |  | -9.2119e-06 |  | -4.4711e-05 |  | 8.0619e-05 |  | -0.00011293 |  | 0 |  | -3.9468e-05 |  | 6.7605e-05 |  | 1.01e-06 |  | #REF! |  | 7.4648e-05 |  | 0.00010658 |  | 6.2579e-05 |  | #REF! |  | 5.3326e-05 |  | -9.1026e-05 |  | 8.1724e-05 |  | 6.6572e-07 |  | 0.00015658 |  | 7.0444e-05 |  | 7.0444e-05 |  | 0.00095236 |  | 0.0049796 |  | 8.4692e-07 |  | 0.05574 |  | 0.00010402 |  | 0.00021618
| 3.7131e-05 |  | 7.333e-06 |  | 3.1154e-05 |  | 6.6577e-05 |  | -0.00010993 |  | 0 |  | -3.8244e-05 |  | 6.7607e-05 |  | 9.8703e-07 |  | #REF! |  | 7.465e-05 |  | 0.00011514 |  | 6.2581e-05 |  | #REF! |  | 5.334e-05 |  | -0.00046163 |  | 8.1727e-05 |  | 6.5087e-07 |  | 0.00015658 |  | 0.00015435 |  | 0.00015435 |  | 0.00095915 |  | 0.0048821 |  | 8.4697e-07 |  | 0.054794 |  | 0.00017336 |  | 0.00022314
| 3.7131e-05 |  | 8.8151e-05 |  | -8.8936e-06 |  | 6.6577e-05 |  | -5.8532e-05 |  | 0 |  | -4.2763e-05 |  | 7.4277e-05 |  | 9.7768e-07 |  | #REF! |  | 7.2035e-05 |  | 0.00013926 |  | 8.585e-05 |  | #REF! |  | 2.9829e-05 |  | -0.00037581 |  | 3.7564e-05 |  | 7.0869e-07 |  | 3.7468e-05 |  | 0.00014036 |  | 0.00014036 |  | 0.00089263 |  | 0.0043956 |  | 1.4116e-06 |  | 0.053869 |  | 0.00013269 |  | 0.00021633
| 7.0864e-05 |  | 8.9912e-05 |  | -0.00016229 |  | 7.5141e-05 |  | 2.5741e-05 |  | 0 |  | -4.6446e-05 |  | 7.4279e-05 |  | 9.7162e-07 |  | #REF! |  | 7.2037e-05 |  | 0.0001221 |  | 8.5853e-05 |  | #REF! |  | 2.9829e-05 |  | 0.00020156 |  | 3.7566e-05 |  | 7.4955e-07 |  | 3.7469e-05 |  | 7.9318e-05 |  | 7.9318e-05 |  | 0.00094736 |  | 0.0037289 |  | 3.1056e-06 |  | 0.052982 |  | 0.00010542 |  | 0.00020981
| 7.0864e-05 |  | 0.00011457 |  | -0.00011191 |  | 7.5141e-05 |  | 1.255e-06 |  | 0 |  | -2.0611e-05 |  | 0.00011164 |  | 9.2453e-07 |  | #REF! |  | 3.7341e-05 |  | 7.3696e-05 |  | 9.4297e-05 |  | #REF! |  | 6.3765e-05 |  | 0.00025617 |  | 0.00011654 |  | 8.3627e-07 |  | 9.5612e-05 |  | 2.998e-05 |  | 2.998e-05 |  | 0.00089094 |  | 0.0040143 |  | 2.5409e-06 |  | 0.052093 |  | 0.00016404 |  | 0.00022262
| 3.1654e-05 |  | 4.8871e-05 |  | -3.1368e-05 |  | 5.4034e-05 |  | -0.00021 |  | 0 |  | -3.7494e-05 |  | 0.00011164 |  | 8.7729e-07 |  | #REF! |  | 3.7342e-05 |  | 0.00013428 |  | 9.43e-05 |  | #REF! |  | 6.3781e-05 |  | -0.00016515 |  | 0.00011654 |  | 8.5944e-07 |  | 9.5615e-05 |  | 1.3479e-05 |  | 1.3479e-05 |  | 0.00085978 |  | 0.0044368 |  | 2.5409e-06 |  | 0.051174 |  | 0.00015748 |  | 0.0002323
| 3.1654e-05 |  | -4.0096e-05 |  | -6.4739e-05 |  | 5.4034e-05 |  | -0.0002514 |  | 0 |  | -6.9205e-05 |  | 0.00011617 |  | 9.4811e-07 |  | #REF! |  | 3.4324e-05 |  | 0.00012098 |  | 5.1603e-05 |  | #REF! |  | 3.8844e-05 |  | -0.00015345 |  | 0.00010603 |  | 8.2852e-07 |  | 8.403e-05 |  | 2.6595e-05 |  | 2.6595e-05 |  | 0.00091199 |  | 0.0041966 |  | 2.5411e-06 |  | 0.05028 |  | 5.2802e-05 |  | 0.00022207
| 6.4048e-06 |  | -5.3005e-05 |  | -5.8916e-05 |  | 6.9049e-05 |  | -8.7092e-05 |  | 0 |  | -7.0131e-05 |  | 0.00011618 |  | 1.07e-06 |  | #REF! |  | 3.4325e-05 |  | 5.0008e-05 |  | 5.1604e-05 |  | #REF! |  | 3.8854e-05 |  | -5.5916e-05 |  | 0.00010604 |  | 8.2211e-07 |  | 8.4032e-05 |  | -8.8502e-05 |  | -8.8502e-05 |  | 0.00090784 |  | 0.0036451 |  | 2.5409e-06 |  | 0.04944 |  | 0.00014158 |  | 0.00021382
| 6.4053e-06 |  | -5.5848e-05 |  | -2.5776e-05 |  | 6.9054e-05 |  | -6.1792e-05 |  | 0 |  | -4.9931e-05 |  | 7.4306e-05 |  | 1.1685e-06 |  | #REF! |  | 0.00015976 |  | 8.0662e-05 |  | 8.5356e-05 |  | #REF! |  | 4.3462e-05 |  | -6.3718e-05 |  | 9.7587e-05 |  | 7.8413e-07 |  | 0.0001161 |  | -0.00010113 |  | -0.00010113 |  | 0.00077389 |  | 0.0032744 |  | 3.1059e-06 |  | 0.048632 |  | 0.00020081 |  | 0.00020705
| 2.7269e-05 |  | -1.7076e-05 |  | -4.9436e-06 |  | 7.5171e-05 |  | -6.135e-05 |  | 0 |  | -3.5893e-05 |  | 7.4309e-05 |  | 1.2035e-06 |  | #REF! |  | 0.00015977 |  | 7.373e-05 |  | 8.5359e-05 |  | #REF! |  | 4.3451e-05 |  | 0.0001296 |  | 9.759e-05 |  | 8.0174e-07 |  | 0.00011611 |  | -5.1051e-06 |  | -5.1051e-06 |  | 0.000736 |  | 0.0034083 |  | 3.1057e-06 |  | 0.047829 |  | 8.5215e-05 |  | 0.00020716
| 2.7271e-05 |  | -3.4021e-05 |  | 9.1775e-06 |  | 7.5178e-05 |  | -8.4578e-05 |  | 0 |  | -5.55e-05 |  | 6.6791e-05 |  | 1.1706e-06 |  | #REF! |  | 7.3219e-05 |  | 0.00011215 |  | 0.00010279 |  | #REF! |  | 2.0203e-05 |  | 0.00015865 |  | 0.00012226 |  | 8.1308e-07 |  | 0.0001725 |  | 2.0693e-05 |  | 2.0693e-05 |  | 0.00087415 |  | 0.00342 |  | 2.5411e-06 |  | 0.047014 |  | 0.00010317 |  | 0.00020435
| 6.6626e-05 |  | 4.2972e-05 |  | -2.593e-05 |  | 9.1076e-05 |  | -0.00011976 |  | 0 |  | -7.1483e-05 |  | 6.6793e-05 |  | 1.1563e-06 |  | #REF! |  | 7.3221e-05 |  | 0.00012083 |  | 0.00010279 |  | #REF! |  | 2.0208e-05 |  | 0.00015475 |  | 0.00012227 |  | 8.1795e-07 |  | 0.00017251 |  | -1.0472e-05 |  | -1.0472e-05 |  | 0.00097184 |  | 0.0030983 |  | 2.5412e-06 |  | 0.046178 |  | 0.00012357 |  | 0.00018087
| 6.6632e-05 |  | 1.4906e-06 |  | -0.00012642 |  | 9.1084e-05 |  | -7.9179e-05 |  | 0 |  | -6.6034e-05 |  | 1.9113e-05 |  | 1.1268e-06 |  | #REF! |  | 7.3717e-05 |  | 5.1764e-05 |  | 3.474e-05 |  | #REF! |  | 2.4278e-05 |  | 3.381e-05 |  | 1.4298e-05 |  | 7.6588e-07 |  | 0.00011615 |  | -7.8785e-05 |  | -7.8785e-05 |  | 0.00098026 |  | 0.0028858 |  | 3.1059e-06 |  | 0.045318 |  | 0.00017742 |  | 0.00019253
| 8.5582e-05 |  | -2.9244e-05 |  | -0.00015663 |  | 7.6412e-05 |  | -0.00016887 |  | 0 |  | -7.7826e-05 |  | 1.9113e-05 |  | 1.0998e-06 |  | #REF! |  | 7.372e-05 |  | 4.8293e-05 |  | 3.4741e-05 |  | #REF! |  | 2.4278e-05 |  | -0.00028609 |  | 1.4299e-05 |  | 7.2642e-07 |  | 0.00011615 |  | -7.0737e-05 |  | -7.0737e-05 |  | 0.000971 |  | 0.0031368 |  | 5.6471e-07 |  | 0.044422 |  | 0.00028482 |  | 0.00022397
| 8.5596e-05 |  | 6.8439e-05 |  | -6.8873e-05 |  | 7.6425e-05 |  | -0.00020578 |  | 0 |  | -6.2662e-05 |  | 5.1758e-05 |  | 1.0419e-06 |  | #REF! |  | 7.6347e-05 |  | 0.0001449 |  | 0.00010113 |  | #REF! |  | 3.3035e-05 |  | -0.00024318 |  | 0.00010008 |  | 7.8913e-07 |  | 7.8171e-05 |  | -3.0256e-05 |  | -3.0256e-05 |  | 0.0010822 |  | 0.0036273 |  | 0 |  | 0.043484 |  | 0.00026447 |  | 0.00024057
| 5.5847e-05 |  | 9.9266e-06 |  | -8.4358e-05 |  | 8.4822e-06 |  | -4.2751e-05 |  | 0 |  | -2.9537e-05 |  | 5.176e-05 |  | 1.0513e-06 |  | #REF! |  | 7.635e-05 |  | 0.00014318 |  | 0.00010113 |  | #REF! |  | 3.3027e-05 |  | -0.00010273 |  | 0.00010009 |  | 9.8782e-07 |  | 7.8174e-05 |  | -6.8482e-05 |  | -6.8482e-05 |  | 0.0011622 |  | 0.0033932 |  | 2.5414e-06 |  | 0.042523 |  | 0.0001332 |  | 0.00022243
| 5.5847e-05 |  | -9.2852e-06 |  | -0.00012468 |  | 8.4822e-06 |  | -3.0015e-05 |  | 0 |  | -5.0451e-05 |  | 0.00013859 |  | 1.0688e-06 |  | #REF! |  | 0.00010382 |  | 7.7237e-05 |  | 0 |  | #REF! |  | 1.2334e-05 |  | -1.3003e-05 |  | 1.6773e-05 |  | 1.1041e-06 |  | 8.7062e-05 |  | -0.00010597 |  | -0.00010597 |  | 0.0010426 |  | 0.0031863 |  | 3.1059e-06 |  | 0.041623 |  | 7.2171e-05 |  | 0.00021164
| 7.0322e-05 |  | -3.294e-05 |  | -0.00014195 |  | 5.3018e-05 |  | -0.00013636 |  | 0 |  | -7.609e-05 |  | 0.00013859 |  | 1.1316e-06 |  | #REF! |  | 0.00010383 |  | 8.5922e-05 |  | 0 |  | #REF! |  | 1.2334e-05 |  | 0.00015865 |  | 1.6773e-05 |  | 9.9143e-07 |  | 8.7065e-05 |  | -0.00012752 |  | -0.00012752 |  | 0.0010754 |  | 0.0028146 |  | 3.1063e-06 |  | 0.040825 |  | 1.44e-05 |  | 0.00021783
| 7.0334e-05 |  | -5.7e-05 |  | -8.8511e-05 |  | 5.3026e-05 |  | -0.00015296 |  | 0 |  | -6.4959e-05 |  | 6.03e-05 |  | 1.1578e-06 |  | #REF! |  | 6.7303e-05 |  | 0.00017941 |  | 8.1028e-05 |  | #REF! |  | 4.1757e-05 |  | -1.6905e-05 |  | 8.539e-05 |  | 8.6029e-07 |  | 9.4082e-05 |  | -8.176e-05 |  | -8.176e-05 |  | 0.0010973 |  | 0.0024824 |  | 3.1061e-06 |  | 0.04012 |  | 0.0001257 |  | 0.00019704
| 2.3992e-05 |  | -5.6039e-05 |  | 2.8048e-05 |  | 7.5227e-05 |  | -0.00010851 |  | 0 |  | -6.9787e-05 |  | 6.0302e-05 |  | 1.042e-06 |  | #REF! |  | 6.7306e-05 |  | 0.00022079 |  | 8.1031e-05 |  | #REF! |  | 4.1757e-05 |  | -3.2511e-05 |  | 8.5393e-05 |  | 8.8432e-07 |  | 9.4085e-05 |  | 7.651e-06 |  | 7.651e-06 |  | 0.00095505 |  | 0.003061 |  | 3.1063e-06 |  | 0.039458 |  | -0.00019388 |  | 0.00019936
| 2.3994e-05 |  | 3.0439e-05 |  | 0.00014043 |  | 7.5233e-05 |  | -9.374e-05 |  | 0 |  | -2.8796e-05 |  | 0.0001458 |  | 9.0244e-07 |  | #REF! |  | 0.00012152 |  | 0.0002575 |  | 0.00020168 |  | #REF! |  | 6.6796e-05 |  | 0.00015951 |  | 0.00014243 |  | 1.0344e-06 |  | 9.3334e-05 |  | 4.0366e-05 |  | 4.0366e-05 |  | 0.0010569 |  | 0.0032864 |  | 4.8006e-06 |  | 0.038787 |  | 3.7104e-05 |  | 0.00022744
| 3.4988e-05 |  | 7.3984e-05 |  | 9.7938e-06 |  | 1.3789e-05 |  | -0.00012438 |  | 0 |  | -3.8596e-05 |  | 0.00014581 |  | 7.9259e-07 |  | #REF! |  | 0.00012152 |  | 0.0002459 |  | 0.00020169 |  | #REF! |  | 6.6779e-05 |  | 5.7217e-05 |  | 0.00014243 |  | 1.1035e-06 |  | 9.3337e-05 |  | -4.5462e-05 |  | -4.5462e-05 |  | 0.0010081 |  | 0.0029085 |  | 2.2591e-06 |  | 0.038113 |  | 0.0003483 |  | 0.00021492
| 3.499e-05 |  | -4.1579e-05 |  | -0.00014528 |  | 1.5917e-05 |  | -0.00011973 |  | 0 |  | -6.5976e-05 |  | 2.5121e-05 |  | 9.1532e-07 |  | #REF! |  | 9.5974e-06 |  | 0.00016089 |  | 7.1004e-05 |  | #REF! |  | 6.6224e-05 |  | -4.8114e-05 |  | 4.7637e-05 |  | 1.1184e-06 |  | 0.0001229 |  | -1.197e-06 |  | -1.197e-06 |  | 0.00089863 |  | 0.0026343 |  | 5.6478e-07 |  | 0.037446 |  | -1.145e-05 |  | 0.00019702
| 6.3627e-05 |  | -6.9538e-05 |  | -0.00015781 |  | 7.6155e-05 |  | -7.643e-05 |  | 0 |  | -5.476e-05 |  | 2.5122e-05 |  | 1.0797e-06 |  | #REF! |  | 9.5978e-06 |  | 0.0001713 |  | 7.1006e-05 |  | #REF! |  | 6.6207e-05 |  | -0.00012223 |  | 4.7639e-05 |  | 1.0661e-06 |  | 0.0001229 |  | 5.6164e-05 |  | 5.6164e-05 |  | 0.00097527 |  | 0.0023441 |  | 1.4119e-06 |  | 0.036776 |  | 8.1165e-05 |  | 0.00021111
| 6.3627e-05 |  | 1.1221e-05 |  | -0.00013189 |  | 7.4028e-05 |  | -9.9611e-05 |  | 0 |  | -5.5291e-05 |  | 4.4632e-06 |  | 1.1863e-06 |  | #REF! |  | 0.00017552 |  | 0.00020924 |  | 9.0532e-05 |  | #REF! |  | 7.6342e-05 |  | -0.00012223 |  | 0.00010135 |  | 9.6473e-07 |  | 8.5203e-05 |  | 7.8913e-05 |  | 7.8913e-05 |  | 0.00085736 |  | 0.0022176 |  | 8.4722e-07 |  | 0.036063 |  | 0.00011537 |  | 0.0002287
| 9.7115e-06 |  | 2.4506e-05 |  | -8.978e-05 |  | 4.8808e-05 |  | -0.00020411 |  | 0 |  | -4.4291e-05 |  | 4.4634e-06 |  | 1.2132e-06 |  | #REF! |  | 0.00017553 |  | 0.00022151 |  | 9.0535e-05 |  | #REF! |  | 7.6342e-05 |  | -9.8827e-05 |  | 0.00010135 |  | 9.0835e-07 |  | 8.5206e-05 |  | 7.1345e-05 |  | 7.1345e-05 |  | 0.00082536 |  | 0.0022458 |  | 0 |  | 0.035291 |  | 0.00012339 |  | 0.00023782
| 9.7123e-06 |  | 4.3596e-05 |  | -7.4618e-05 |  | 4.8812e-05 |  | -0.00016437 |  | 0 |  | -6.016e-05 |  | 6.0445e-05 |  | 1.1445e-06 |  | #REF! |  | 0.00011617 |  | 0.00023193 |  | 0.0001402 |  | #REF! |  | 6.8966e-05 |  | -2.0806e-05 |  | 9.7799e-05 |  | 9.2949e-07 |  | 7.988e-05 |  | 1.5227e-05 |  | 1.5227e-05 |  | 0.00087841 |  | 0.0023237 |  | 2.2593e-06 |  | 0.034492 |  | 9.277e-05 |  | 0.00021036
| 8.3225e-05 |  | 7.144e-05 |  | 1.5497e-05 |  | 5.5178e-05 |  | -0.00011901 |  | 0 |  | -9.7959e-05 |  | 6.0447e-05 |  | 1.0097e-06 |  | #REF! |  | 0.00011617 |  | 0.00016389 |  | 0.0001402 |  | #REF! |  | 6.8984e-05 |  | 0.0003966 |  | 9.7803e-05 |  | 1.0148e-06 |  | 7.9883e-05 |  | 7.0691e-05 |  | 7.0691e-05 |  | 0.00082788 |  | 0.0023885 |  | 3.1067e-06 |  | 0.033745 |  | 2.5513e-05 |  | 0.00020767
| 8.3239e-05 |  | 4.6341e-05 |  | 4.301e-05 |  | 5.5187e-05 |  | -0.00019706 |  | 0 |  | -9.6296e-05 |  | 6.0458e-05 |  | 8.4327e-07 |  | #REF! |  | 0.0001144 |  | 0.00015902 |  | 0.00013822 |  | #REF! |  | 6.8426e-05 |  | 0.00017814 |  | 0.00012232 |  | 1.0282e-06 |  | 0.000142 |  | -2.1129e-05 |  | -2.1129e-05 |  | 0.00092558 |  | 0.0023745 |  | 8.4727e-07 |  | 0.03305 |  | 2.6064e-06 |  | 0.00019975
| 7.773e-05 |  | 4.7434e-07 |  | -6.3996e-05 |  | 1.6981e-05 |  | -0.00012819 |  | 0 |  | -6.5966e-05 |  | 6.046e-05 |  | 7.7243e-07 |  | #REF! |  | 0.00011441 |  | 0.00029807 |  | 0.00013822 |  | #REF! |  | 6.8426e-05 |  | -0.0003602 |  | 0.00012232 |  | 1.0331e-06 |  | 0.000142 |  | -9.2647e-05 |  | -9.2647e-05 |  | 0.0010275 |  | 0.0022638 |  | 0 |  | 0.032383 |  | 7.8969e-05 |  | 0.00019325
| 7.7743e-05 |  | -3.1584e-05 |  | -4.4868e-05 |  | 1.6984e-05 |  | -6.7541e-05 |  | 0 |  | -2.9273e-05 |  | 0.00013688 |  | 8.5069e-07 |  | #REF! |  | 0.00020525 |  | 0.00024425 |  | 0.00013682 |  | #REF! |  | 6.2681e-05 |  | -0.00032899 |  | 6.7232e-05 |  | 1.0677e-06 |  | 0.00014 |  | -1.2818e-05 |  | -1.2818e-05 |  | 0.00090452 |  | 0.0022272 |  | 0 |  | 0.031713 |  | 4.813e-05 |  | 0.00021078
| 3.6113e-05 |  | -8.9567e-06 |  | 5.2279e-05 |  | 6.6724e-05 |  | -9.6975e-05 |  | 0 |  | -3.7979e-05 |  | 0.00013689 |  | 1.0563e-06 |  | #REF! |  | 0.00020526 |  | 7.9111e-05 |  | 0.00013683 |  | #REF! |  | 6.2681e-05 |  | -0.00010663 |  | 6.7234e-05 |  | 1.1142e-06 |  | 0.00014001 |  | -1.4246e-05 |  | -1.4246e-05 |  | 0.00089026 |  | 0.0022699 |  | 2.5418e-06 |  | 0.031059 |  | 4.3318e-05 |  | 0.00019795
| 3.6116e-05 |  | 2.884e-05 |  | 4.9668e-06 |  | 6.673e-05 |  | -9.9111e-06 |  | 0 |  | -7.3931e-05 |  | 0.00015837 |  | 1.2039e-06 |  | #REF! |  | 0.00012067 |  | 7.5444e-05 |  | 0.00014787 |  | #REF! |  | 5.7294e-05 |  | 0.00026419 |  | 0.00012664 |  | 1.1466e-06 |  | 7.1173e-05 |  | 6.8246e-05 |  | 6.8246e-05 |  | 0.00098369 |  | 0.0020419 |  | 2.542e-06 |  | 0.03045 |  | 0.00016242 |  | 0.00018175
| 4.932e-05 |  | 3.3335e-05 |  | -2.0009e-05 |  | 9.245e-05 |  | -8.646e-05 |  | 0 |  | -3.6722e-05 |  | 0.00015837 |  | 1.2727e-06 |  | #REF! |  | 0.00012067 |  | 8.4139e-05 |  | 0.00014788 |  | #REF! |  | 5.7294e-05 |  | 0.00020156 |  | 0.00012664 |  | 1.0698e-06 |  | 7.1176e-05 |  | 0.00011181 |  | 0.00011181 |  | 0.0009568 |  | 0.0018847 |  | 8.4727e-07 |  | 0.029862 |  | 0.00019946 |  | 0.00019626
| 4.9324e-05 |  | 3.5993e-05 |  | -0.00015047 |  | 9.2457e-05 |  | -0.00022796 |  | 0 |  | -2.8709e-05 |  | 5.8166e-05 |  | 1.2849e-06 |  | #REF! |  | 0.00011452 |  | 3.7369e-05 |  | 0.00011752 |  | #REF! |  | 1.589e-05 |  | -0.00020806 |  | 4.9379e-05 |  | 9.2894e-07 |  | 0.00010225 |  | -6.5191e-06 |  | -6.5191e-06 |  | 0.00090795 |  | 0.001515 |  | 3.107e-06 |  | 0.029306 |  | 0.00015636 |  | 0.00021487
| 4.0526e-05 |  | 3.5719e-05 |  | -0.00025172 |  | 7.2257e-05 |  | -0.00014764 |  | 0 |  | -7.549e-05 |  | 5.8168e-05 |  | 1.2423e-06 |  | #REF! |  | 0.00011452 |  | 3.5634e-05 |  | 0.00011752 |  | #REF! |  | 1.589e-05 |  | -9.1025e-05 |  | 4.9381e-05 |  | 8.4993e-07 |  | 0.00010226 |  | -4.6108e-05 |  | -4.6108e-05 |  | 0.0010073 |  | 0.0013373 |  | 3.1068e-06 |  | 0.028809 |  | 0.00010711 |  | 0.00017878
| 4.0529e-05 |  | 4.0731e-05 |  | -0.00020634 |  | 7.2263e-05 |  | -6.1289e-05 |  | 0 |  | -6.6284e-05 |  | 6.7184e-05 |  | 1.1723e-06 |  | #REF! |  | 0.00012454 |  | 0.00011059 |  | 0.00010767 |  | #REF! |  | 5.9284e-05 |  | 0.00017425 |  | 9.0554e-05 |  | 9.0075e-07 |  | 0.00015493 |  | -5.5248e-05 |  | -5.5248e-05 |  | 0.0010899 |  | 0.0013745 |  | 1.4122e-06 |  | 0.028379 |  | 9.7524e-05 |  | 0.0001595
| 3.1729e-05 |  | 5.0902e-05 |  | -0.00015297 |  | 0.00010412 |  | -8.0171e-05 |  | 0 |  | -5.2823e-05 |  | 6.7186e-05 |  | 1.0752e-06 |  | #REF! |  | 0.00012454 |  | 0.00011755 |  | 0.00010768 |  | #REF! |  | 5.9269e-05 |  | 0.00018985 |  | 9.0557e-05 |  | 9.5996e-07 |  | 0.00015493 |  | -6.2311e-06 |  | -6.2311e-06 |  | 0.00086752 |  | 0.0013897 |  | 3.107e-06 |  | 0.027998 |  | 7.931e-05 |  | 0.00018177
| 3.1732e-05 |  | 4.8369e-05 |  | -3.7299e-05 |  | 0.00010412 |  | -4.3018e-05 |  | 0 |  | -6.9937e-05 |  | 8.993e-05 |  | 1.0328e-06 |  | #REF! |  | 0.00015526 |  | 0.00015186 |  | 0.00010474 |  | #REF! |  | 5.7088e-05 |  | 0.00010013 |  | 6.8722e-05 |  | 9.7828e-07 |  | 0.00012313 |  | 6.7366e-05 |  | 6.7366e-05 |  | 0.0007875 |  | 0.0017695 |  | 2.5421e-06 |  | 0.027595 |  | 3.0834e-05 |  | 0.00019239
| 6.0345e-05 |  | -4.4245e-05 |  | 4.262e-05 |  | 2.1242e-05 |  | -3.6938e-05 |  | 0 |  | -7.0328e-05 |  | 8.9933e-05 |  | 1.0166e-06 |  | #REF! |  | 0.00015526 |  | 0.00027011 |  | 0.00010474 |  | #REF! |  | 5.7088e-05 |  | -9.4926e-05 |  | 6.8724e-05 |  | 9.1696e-07 |  | 0.00012314 |  | 7.1853e-06 |  | 7.1853e-06 |  | 0.00090626 |  | 0.0018486 |  | 8.4737e-07 |  | 0.027144 |  | 3.2341e-05 |  | 0.00020341
| 6.0355e-05 |  | -2.9711e-05 |  | 8.2466e-05 |  | 2.1245e-05 |  | -0.00013486 |  | 0 |  | -4.1099e-05 |  | 0.00016853 |  | 1.0389e-06 |  | #REF! |  | 0.00012596 |  | 0.00019044 |  | 0.00013553 |  | #REF! |  | 0.00010596 |  | -0.00021976 |  | 0.00011698 |  | 9.2691e-07 |  | 0.00013964 |  | 5.9877e-05 |  | 5.9877e-05 |  | 0.00085488 |  | 0.0019396 |  | 8.4742e-07 |  | 0.026656 |  | 0.00015147 |  | 0.0002211
| 1.8528e-05 |  | 8.4297e-05 |  | 1.4017e-05 |  | 7.4125e-05 |  | -6.6755e-05 |  | 0 |  | -6.0113e-05 |  | 0.00016853 |  | 1.1379e-06 |  | #REF! |  | 0.00012596 |  | 0.00015552 |  | 0.00013553 |  | #REF! |  | 0.00010596 |  | 8.8432e-05 |  | 0.00011698 |  | 9.6771e-07 |  | 0.00013964 |  | 0.00021396 |  | 0.00021396 |  | 0.00082208 |  | 0.0017627 |  | 8.4737e-07 |  | 0.026151 |  | 9.6123e-05 |  | 0.00022431
| 1.8531e-05 |  | 2.0823e-05 |  | -6.2785e-05 |  | 7.4137e-05 |  | -0.00015136 |  | 0 |  | -7.5305e-05 |  | 9.6999e-05 |  | 1.2398e-06 |  | #REF! |  | 0.00013332 |  | 0.00013293 |  | 0.000107 |  | #REF! |  | 3.1476e-05 |  | 0.00029129 |  | 8.9549e-05 |  | 9.3818e-07 |  | 0.00014167 |  | 9.3866e-05 |  | 9.3866e-05 |  | 0.00087089 |  | 0.0015942 |  | 8.4742e-07 |  | 0.025639 |  | -4.5481e-05 |  | 0.00021319
| 0 |  | -4.265e-05 |  | -4.3084e-05 |  | 9.1292e-05 |  | -0.00020218 |  | 0 |  | -7.4181e-05 |  | 9.7003e-05 |  | 1.2479e-06 |  | #REF! |  | 0.00013333 |  | 0.00011884 |  | 0.000107 |  | #REF! |  | 3.1476e-05 |  | 4.9414e-05 |  | 8.9552e-05 |  | 9.2902e-07 |  | 0.00014168 |  | -4.5797e-05 |  | -4.5797e-05 |  | 0.0009139 |  | 0.001616 |  | 2.5423e-06 |  | 0.02511 |  | 5.6466e-05 |  | 0.00020264
| 0 |  | 7.5362e-05 |  | -4.7459e-05 |  | 9.13e-05 |  | -0.00010234 |  | 0 |  | -7.7908e-05 |  | 0.00012634 |  | 1.2007e-06 |  | #REF! |  | 0.00015988 |  | 0.0002212 |  | 0.00012314 |  | #REF! |  | 9.6796e-05 |  | 7.6721e-05 |  | 0.00013887 |  | 9.3395e-07 |  | 0.00011339 |  | -3.9448e-05 |  | -3.9448e-05 |  | 0.0010781 |  | 0.0014445 |  | 2.5424e-06 |  | 0.024563 |  | 0.00012262 |  | 0.00019061
| 0 |  | 5.6778e-05 |  | -0.00013684 |  | 5.6322e-05 |  | -0.00022347 |  | 0 |  | -6.4227e-05 |  | 0.00012635 |  | 1.2056e-06 |  | #REF! |  | 0.00015988 |  | 0.00016065 |  | 0.00012315 |  | #REF! |  | 9.6771e-05 |  | -0.00013957 |  | 0.00013888 |  | 1.0088e-06 |  | 0.00011339 |  | -9.8183e-05 |  | -9.8183e-05 |  | 0.0011168 |  | 0.0016026 |  | 0 |  | 0.024041 |  | 6.3001e-05 |  | 0.00018264
| 0 |  | 6.9527e-05 |  | -0.00017792 |  | 5.6322e-05 |  | -0.00022921 |  | 0 |  | -5.6397e-05 |  | 0.00012415 |  | 1.2183e-06 |  | #REF! |  | 8.2131e-05 |  | 3.624e-05 |  | 9.6488e-05 |  | #REF! |  | 3.4159e-05 |  | -0.0003836 |  | 7.7181e-05 |  | 1.0108e-06 |  | 0.00014838 |  | 5.989e-06 |  | 5.989e-06 |  | 0.00094253 |  | 0.0015677 |  | 0 |  | 0.023545 |  | 0.00013487 |  | 0.00017864
| 9.1746e-07 |  | 0.00021311 |  | -0.00010975 |  | 5.8453e-05 |  | -0.0001702 |  | 0 |  | -7.3383e-05 |  | 0.00012416 |  | 1.2103e-06 |  | #REF! |  | 8.2134e-05 |  | 3.6243e-05 |  | 9.6491e-05 |  | #REF! |  | 3.4159e-05 |  | -0.00015344 |  | 7.7184e-05 |  | 9.9536e-07 |  | 0.00014839 |  | 0.00012988 |  | 0.00012988 |  | 0.00091221 |  | 0.0015709 |  | 8.4747e-07 |  | 0.023083 |  | -0.00017608 |  | 0.00020383
| 9.1754e-07 |  | 0.00014051 |  | -8.1621e-05 |  | 5.8457e-05 |  | -0.0002397 |  | 0 |  | -6.6441e-05 |  | 9.0579e-05 |  | 1.1475e-06 |  | #REF! |  | 7.474e-05 |  | 9.1352e-05 |  | 8.1387e-05 |  | #REF! |  | 7.59e-05 |  | 3.381e-05 |  | 1.5894e-05 |  | 1.0637e-06 |  | 0.00013431 |  | 0.00011671 |  | 0.00011671 |  | 0.00081535 |  | 0.0017101 |  | 8.4747e-07 |  | 0.02265 |  | 0.00019166 |  | 0.00022108
| 5.3785e-05 |  | 7.5681e-05 |  | -5.5933e-06 |  | 0.00011034 |  | -0.0001735 |  | 0 |  | -2.7037e-05 |  | 9.0582e-05 |  | 1.1105e-06 |  | #REF! |  | 7.4743e-05 |  | 5.5111e-05 |  | 8.139e-05 |  | #REF! |  | 7.59e-05 |  | 0.00023277 |  | 1.5895e-05 |  | 1.1371e-06 |  | 0.00013431 |  | 8.5033e-05 |  | 8.5033e-05 |  | 0.00084398 |  | 0.0015746 |  | 2.5426e-06 |  | 0.022219 |  | 0.0005367 |  | 0.00018505
| 5.379e-05 |  | 4.8145e-05 |  | 8.2865e-05 |  | 0.00011035 |  | -7.9431e-05 |  | 0 |  | -3.9211e-05 |  | 0.0001332 |  | 1.1369e-06 |  | #REF! |  | 6.0011e-05 |  | 0.00011096 |  | 9.4116e-05 |  | #REF! |  | 9.5023e-05 |  | 0.00039271 |  | 0.00016738 |  | 1.1717e-06 |  | 0.00016285 |  | -1.677e-05 |  | -1.677e-05 |  | 0.00098212 |  | 0.0016973 |  | 2.5424e-06 |  | 0.021781 |  | 0.0001366 |  | 0.00020125
| 2.0747e-05 |  | 5.3673e-05 |  | 6.4876e-05 |  | 7.5411e-05 |  | -0.00013416 |  | 0 |  | -5.8676e-05 |  | 0.00013321 |  | 1.2575e-06 |  | #REF! |  | 6.0013e-05 |  | 0.00016811 |  | 9.4119e-05 |  | #REF! |  | 9.5023e-05 |  | 0.00022496 |  | 0.00016738 |  | 1.1025e-06 |  | 0.00016286 |  | 1.3786e-05 |  | 1.3786e-05 |  | 0.00091395 |  | 0.0014432 |  | 8.4752e-07 |  | 0.021349 |  | -7.5471e-05 |  | 0.00021273
| 2.0747e-05 |  | 0.00011572 |  | -7.8762e-06 |  | 7.5411e-05 |  | -0.0001052 |  | 0 |  | -5.8289e-05 |  | 0.00011023 |  | 1.3532e-06 |  | #REF! |  | 0.00013799 |  | 0.00017117 |  | 0.00015318 |  | #REF! |  | 9.8839e-05 |  | 6.5015e-06 |  | 7.915e-05 |  | 1.0962e-06 |  | 0.00013517 |  | -1.0511e-05 |  | -1.0511e-05 |  | 0.00094001 |  | 0.0015434 |  | 1.4125e-06 |  | 0.02094 |  | -8.1464e-05 |  | 0.00020088
| 0 |  | 0.00013969 |  | -5.3612e-05 |  | 9.6886e-05 |  | -0.00014538 |  | 0 |  | -5.3686e-05 |  | 0.00011023 |  | 1.2562e-06 |  | #REF! |  | 0.00013799 |  | 0.00013639 |  | 0.00015319 |  | #REF! |  | 9.8839e-05 |  | 2.6006e-05 |  | 7.9153e-05 |  | 1.1576e-06 |  | 0.00013517 |  | -4.1315e-05 |  | -4.1315e-05 |  | 0.00087515 |  | 0.0019265 |  | 1.4126e-06 |  | 0.020533 |  | 3.6522e-05 |  | 0.00020497
| 0 |  | 9.5974e-05 |  | -1.5065e-05 |  | 9.6894e-05 |  | -0.00017092 |  | 0 |  | -4.547e-05 |  | 0.00012455 |  | 1.0189e-06 |  | #REF! |  | 6.3624e-05 |  | 0.00012475 |  | 0.00010091 |  | #REF! |  | 5.2856e-05 |  | 0.00016254 |  | 9.581e-05 |  | 1.2506e-06 |  | 9.1774e-05 |  | 5.7246e-05 |  | 5.7246e-05 |  | 0.00086341 |  | 0.0017251 |  | 3.1076e-06 |  | 0.020109 |  | 0.00010601 |  | 0.00018605
| 3.8381e-05 |  | 3.9584e-06 |  | -2.2119e-05 |  | 3.8282e-05 |  | -9.2476e-05 |  | 0 |  | -3.5013e-05 |  | 0.00012456 |  | 8.24e-07 |  | #REF! |  | 6.3626e-05 |  | 0.00016496 |  | 0.00010091 |  | #REF! |  | 5.2869e-05 |  | 0.00015084 |  | 9.5813e-05 |  | 1.2781e-06 |  | 9.1777e-05 |  | 9.5848e-06 |  | 9.5848e-06 |  | 0.00086425 |  | 0.0012576 |  | 4.8029e-06 |  | 0.019673 |  | 0.00024556 |  | 0.00017092
| 3.8388e-05 |  | -9.2939e-07 |  | -8.2719e-05 |  | 3.8288e-05 |  | -9.8485e-05 |  | 0 |  | -6.0152e-05 |  | 0.00014121 |  | 8.2939e-07 |  | #REF! |  | 4.9961e-05 |  | 0.00012635 |  | 8.391e-05 |  | #REF! |  | 3.3533e-05 |  | 0.00018596 |  | 0.00011049 |  | 1.2478e-06 |  | 9.5489e-05 |  | -6.9855e-05 |  | -6.9855e-05 |  | 0.00085578 |  | 0.0011424 |  | 3.1078e-06 |  | 0.019268 |  | 0.00010852 |  | 0.0001897
| 0.00011531 |  | 6.9645e-05 |  | -5.1482e-05 |  | 2.5526e-05 |  | -3.4488e-05 |  | 0 |  | -8.0074e-05 |  | 0.00014121 |  | 9.3256e-07 |  | #REF! |  | 4.9963e-05 |  | 0.00020302 |  | 8.3912e-05 |  | #REF! |  | 3.3533e-05 |  | 0.00013135 |  | 0.00011049 |  | 1.1921e-06 |  | 9.5492e-05 |  | 1.1106e-06 |  | 1.1106e-06 |  | 0.00093501 |  | 0.001346 |  | 4.8029e-06 |  | 0.018894 |  | -1.624e-05 |  | 0.00021074
| 0.00011533 |  | 9.968e-05 |  | -1.537e-06 |  | 2.553e-05 |  | -0.00010168 |  | 0 |  | -4.5393e-05 |  | 4.0045e-05 |  | 1.0331e-06 |  | #REF! |  | 0.000115 |  | 0.00013925 |  | 7.0151e-05 |  | #REF! |  | 8.8577e-05 |  | 6.5031e-06 |  | 0.00020271 |  | 1.1478e-06 |  | 0.00015431 |  | 4.9336e-05 |  | 4.9336e-05 |  | 0.00090216 |  | 0.001517 |  | 4.8032e-06 |  | 0.018522 |  | 0.00013519 |  | 0.00020531
| 2.9576e-05 |  | 0.00010014 |  | -0.00016868 |  | 5.9569e-05 |  | -0.00015564 |  | 0 |  | -7.2876e-05 |  | 4.0047e-05 |  | 1.1146e-06 |  | #REF! |  | 0.000115 |  | 6.2572e-05 |  | 7.0154e-05 |  | #REF! |  | 8.8555e-05 |  | -6.371e-05 |  | 0.00020271 |  | 1.123e-06 |  | 0.00015432 |  | -1.2774e-05 |  | -1.2774e-05 |  | 0.0009089 |  | 0.0010692 |  | 1.4126e-06 |  | 0.018146 |  | 0.0001659 |  | 0.0001753
| 2.9578e-05 |  | 0.00010338 |  | -0.00013544 |  | 5.9574e-05 |  | -8.8827e-05 |  | 0 |  | -0.00010016 |  | 0.00010513 |  | 1.0891e-06 |  | #REF! |  | 8.869e-05 |  | 0.00013681 |  | 0.00011689 |  | #REF! |  | 8.5173e-05 |  | 4.736e-05 |  | 0.00014679 |  | 1.1112e-06 |  | 7.9656e-05 |  | 5.2643e-06 |  | 5.2643e-06 |  | 0.00090721 |  | 0.00097386 |  | 8.4762e-07 |  | 0.017764 |  | 2.9197e-05 |  | 0.00015771
| 7.1172e-05 |  | 3.0523e-05 |  | -6.9334e-06 |  | 8.5897e-05 |  | -0.00025299 |  | 0 |  | -9.6775e-05 |  | 0.00010513 |  | 9.7782e-07 |  | #REF! |  | 8.8693e-05 |  | 0.00014357 |  | 0.00011689 |  | #REF! |  | 8.5194e-05 |  | 4.1605e-05 |  | 0.00014679 |  | 1.1196e-06 |  | 7.9658e-05 |  | -4.194e-05 |  | -4.194e-05 |  | 0.00099818 |  | 0.0012012 |  | 8.4762e-07 |  | 0.017411 |  | -7.5598e-05 |  | 0.00016835
| 7.1183e-05 |  | 7.3391e-06 |  | -0.00013587 |  | 8.5911e-05 |  | -0.00023705 |  | 0 |  | -8.0301e-05 |  | 0.00011235 |  | 8.733e-07 |  | #REF! |  | 4.3189e-05 |  | 0.00012974 |  | 6.1411e-05 |  | #REF! |  | 2.4388e-05 |  | -5.9821e-05 |  | 7.4602e-05 |  | 1.0555e-06 |  | 9.0778e-05 |  | -0.00011578 |  | -0.00011578 |  | 0.00097797 |  | 0.001194 |  | 1.4128e-06 |  | 0.017088 |  | -5.3926e-05 |  | 0.00020161
| 2.1868e-05 |  | 0.00010733 |  | -0.00010313 |  | 4.4691e-05 |  | -0.00025587 |  | 0 |  | -4.4822e-05 |  | 0.00011235 |  | 8.4976e-07 |  | #REF! |  | 4.319e-05 |  | 0.00023283 |  | 6.1413e-05 |  | #REF! |  | 2.4388e-05 |  | -5.9821e-05 |  | 7.4604e-05 |  | 1.0436e-06 |  | 9.0781e-05 |  | -2.0848e-05 |  | -2.0848e-05 |  | 0.00092322 |  | 0.001062 |  | 1.4127e-06 |  | 0.016784 |  | 3.2146e-05 |  | 0.00020129
| 2.187e-05 |  | 0.00013681 |  | 3.8057e-05 |  | 4.4695e-05 |  | -0.00032451 |  | 0 |  | -2.6673e-05 |  | 0.00022429 |  | 9.1173e-07 |  | #REF! |  | 0.00013513 |  | 0.00020323 |  | 0.00011099 |  | #REF! |  | 9.8318e-05 |  | -0.00021197 |  | 0.00019105 |  | 9.9905e-07 |  | 0.00012843 |  | 2.2308e-05 |  | 2.2308e-05 |  | 0.001021 |  | 0.00080164 |  | 1.4128e-06 |  | 0.016488 |  | 1.9612e-05 |  | 0.0001845
| 1.1947e-05 |  | 7.1701e-05 |  | -1.8462e-05 |  | 4.4699e-05 |  | -0.00015481 |  | 0 |  | -2.8227e-05 |  | 0.0002243 |  | 1.0002e-06 |  | #REF! |  | 0.00013514 |  | 0.00019772 |  | 0.000111 |  | #REF! |  | 9.8318e-05 |  | -0.00042262 |  | 0.00019106 |  | 1.0499e-06 |  | 0.00012843 |  | -7.6223e-05 |  | -7.6223e-05 |  | 0.0010454 |  | 0.0010698 |  | 1.4128e-06 |  | 0.016178 |  | 4.4292e-05 |  | 0.00018211
| 1.1948e-05 |  | 1.4866e-05 |  | -0.00015954 |  | 4.4702e-05 |  | -8.0687e-05 |  | 0 |  | -1.9457e-05 |  | 6.0531e-05 |  | 1.0568e-06 |  | #REF! |  | 0.000101 |  | 0.00017509 |  | 7.6619e-07 |  | #REF! |  | 6.459e-05 |  | -0.00028998 |  | 0.00021996 |  | 1.1239e-06 |  | 0.00013339 |  | -6.7023e-05 |  | -6.7023e-05 |  | 0.00094006 |  | 0.0010201 |  | 3.1083e-06 |  | 0.015856 |  | 0.00012275 |  | 0.00018088
| 1.9667e-05 |  | -4.7177e-06 |  | -0.00019282 |  | 5.5345e-05 |  | -0.000146 |  | 0 |  | -4.5918e-05 |  | 6.0533e-05 |  | 1.075e-06 |  | #REF! |  | 0.000101 |  | 6.7076e-05 |  | 7.6622e-07 |  | #REF! |  | 6.4607e-05 |  | -1.6905e-05 |  | 0.00021997 |  | 1.2191e-06 |  | 0.00013339 |  | -0.00012216 |  | -0.00012216 |  | 0.00090811 |  | 0.00088703 |  | 3.1081e-06 |  | 0.01552 |  | 0.00014702 |  | 0.00016997
| 1.9671e-05 |  | 0.00012554 |  | -7.559e-05 |  | 5.5354e-05 |  | -0.00024404 |  | 0 |  | -5.356e-05 |  | 0.00019014 |  | 1.0514e-06 |  | #REF! |  | 8.516e-05 |  | 0.00014551 |  | 4.8655e-05 |  | #REF! |  | 3.321e-05 |  | 9.6229e-05 |  | 5.338e-05 |  | 1.3277e-06 |  | 0.00022251 |  | -8.6296e-05 |  | -8.6296e-05 |  | 0.00084156 |  | 0.00086972 |  | 1.4129e-06 |  | 0.015182 |  | 7.3201e-05 |  | 0.00015975
| 5.3869e-05 |  | 0.00011086 |  | 1.095e-05 |  | 0.00011481 |  | -0.00010734 |  | 0 |  | -2.4847e-05 |  | 0.00019015 |  | 1.0217e-06 |  | #REF! |  | 8.5162e-05 |  | 0.00030084 |  | 4.8657e-05 |  | #REF! |  | 3.3218e-05 |  | 0.00032249 |  | 5.3381e-05 |  | 1.2889e-06 |  | 0.00022252 |  | 2.8486e-05 |  | 2.8486e-05 |  | 0.00089879 |  | 0.000537 |  | 1.4129e-06 |  | 0.014859 |  | -2.1082e-05 |  | 0.00016041
| 5.3873e-05 |  | 4.7296e-05 |  | -6.1899e-05 |  | 0.00011482 |  | -0.00010289 |  | 0 |  | -6.468e-05 |  | 7.9237e-05 |  | 1.0359e-06 |  | #REF! |  | 0.00019831 |  | 0.00029042 |  | 0 |  | #REF! |  | 5.3585e-06 |  | 0.00014304 |  | 4.2431e-05 |  | 1.1888e-06 |  | 8.2475e-05 |  | -8.1153e-05 |  | -8.1153e-05 |  | 0.00088536 |  | 0.00040546 |  | 1.4129e-06 |  | 0.014561 |  | -0.00014046 |  | 0.00016835
| 0 |  | 8.4192e-05 |  | -2.3406e-05 |  | 3.6199e-05 |  | -0.00025502 |  | 0 |  | -0.00011191 |  | 7.9239e-05 |  | 1.0326e-06 |  | #REF! |  | 0.00019831 |  | 0.00024499 |  | 0 |  | #REF! |  | 5.3585e-06 |  | -0.00039141 |  | 4.2432e-05 |  | 1.0641e-06 |  | 8.2477e-05 |  | -0.00015759 |  | -0.00015759 |  | 0.00074974 |  | 0.00066098 |  | 3.1083e-06 |  | 0.014276 |  | -4.8729e-05 |  | 0.0001909
| 0 |  | 4.7295e-05 |  | 0.00010921 |  | 3.6205e-05 |  | -0.00020825 |  | 0 |  | -6.772e-05 |  | 0.00012895 |  | 1.0238e-06 |  | #REF! |  | 9.7806e-05 |  | 0.00038627 |  | 0.00017827 |  | #REF! |  | 0.00013508 |  | -0.00048894 |  | 0.00015087 |  | 1.0592e-06 |  | 0.00014615 |  | -5.0345e-05 |  | -5.0345e-05 |  | 0.0008862 |  | 0.0009096 |  | 3.1085e-06 |  | 0.013991 |  | 8.0952e-05 |  | 0.00021444
| 2.7401e-05 |  | 6.3339e-05 |  | 2.779e-05 |  | 3.8335e-05 |  | -0.0001272 |  | 0 |  | -1.675e-05 |  | 0.00012895 |  | 9.9282e-07 |  | #REF! |  | 9.7809e-05 |  | 0.00035127 |  | 0.00017827 |  | #REF! |  | 0.00013508 |  | -0.00016905 |  | 0.00015087 |  | 1.1149e-06 |  | 0.00014615 |  | 0.00010863 |  | 0.00010863 |  | 0.0010623 |  | 0.0010025 |  | 3.1085e-06 |  | 0.013702 |  | -1.918e-05 |  | 0.00018759
| 2.7405e-05 |  | 5.2602e-05 |  | -7.6155e-05 |  | 3.8341e-05 |  | -0.00011669 |  | 0 |  | -5.9901e-05 |  | 0.00011514 |  | 1.0522e-06 |  | #REF! |  | 5.8843e-05 |  | 0.0001926 |  | 0.00018427 |  | #REF! |  | 3.0197e-06 |  | -0.00012614 |  | 8.7894e-05 |  | 1.2016e-06 |  | 9.647e-05 |  | 6.4673e-05 |  | 6.4673e-05 |  | 0.0010294 |  | 0.00097506 |  | 3.1085e-06 |  | 0.01341 |  | 4.1956e-05 |  | 0.00017616
| 4.5063e-05 |  | 7.1837e-06 |  | -3.9429e-05 |  | 1.917e-05 |  | -0.00012491 |  | 0 |  | -0.0001021 |  | 0.00011515 |  | 1.1729e-06 |  | #REF! |  | 5.8845e-05 |  | 0.00014899 |  | 0.00018428 |  | #REF! |  | 3.0205e-06 |  | -0.00010663 |  | 8.7897e-05 |  | 1.2749e-06 |  | 9.6473e-05 |  | 3.0431e-05 |  | 3.0431e-05 |  | 0.0010084 |  | 0.00089839 |  | 3.1085e-06 |  | 0.013134 |  | -0.00035844 |  | 0.00019884
| 4.5066e-05 |  | 5.3005e-05 |  | -6.9972e-05 |  | 1.9172e-05 |  | -0.0001952 |  | 0 |  | -6.1017e-05 |  | 9.8801e-05 |  | 1.2533e-06 |  | #REF! |  | 7.1191e-05 |  | 0.0001941 |  | 3.5141e-05 |  | #REF! |  | 5.1204e-05 |  | -0.00019636 |  | 0.00016552 |  | 1.249e-06 |  | 0.00017514 |  | -2.9507e-05 |  | -2.9507e-05 |  | 0.0010042 |  | 0.00077292 |  | 3.1085e-06 |  | 0.012873 |  | 0.00014146 |  | 0.00020853
| 7.3722e-05 |  | 0.0001811 |  | -0.0001283 |  | 5.9656e-05 |  | -0.00015213 |  | 0 |  | -5.2433e-05 |  | 9.8804e-05 |  | 1.2208e-06 |  | #REF! |  | 7.1193e-05 |  | 0.00027093 |  | 3.5142e-05 |  | #REF! |  | 5.1217e-05 |  | -4.8113e-05 |  | 0.00016552 |  | 1.1938e-06 |  | 0.00017515 |  | -0.0001015 |  | -0.0001015 |  | 0.00089294 |  | 0.0006575 |  | 1.413e-06 |  | 0.012614 |  | 0.00077884 |  | 0.00019244
| 7.3722e-05 |  | 0.00012224 |  | -6.1199e-05 |  | 5.9656e-05 |  | -0.00012981 |  | 0 |  | -8.3975e-05 |  | 7.7966e-05 |  | 1.1123e-06 |  | #REF! |  | 6.5717e-05 |  | 0.00021013 |  | 6.5951e-05 |  | #REF! |  | 3.8699e-05 |  | 0.00011839 |  | 7.427e-05 |  | 1.0889e-06 |  | 0.00011288 |  | -5.0154e-05 |  | -5.0154e-05 |  | 0.00091485 |  | 0.00061782 |  | 1.413e-06 |  | 0.012349 |  | 0.0003161 |  | 0.00019131
| 5.0597e-05 |  | 1.3457e-05 |  | -6.2651e-05 |  | 9.0317e-05 |  | -0.00024479 |  | 0 |  | -7.9828e-05 |  | 7.7969e-05 |  | 1.0711e-06 |  | #REF! |  | 6.5719e-05 |  | 0.00013887 |  | 6.5953e-05 |  | #REF! |  | 3.8699e-05 |  | -0.00012614 |  | 7.4273e-05 |  | 1.0113e-06 |  | 0.00011288 |  | -0.0001113 |  | -0.0001113 |  | 0.00093428 |  | 0.00096362 |  | 3.1087e-06 |  | 0.012082 |  | 0.00012357 |  | 0.00018498
| 5.0601e-05 |  | -5.7846e-05 |  | -0.00010711 |  | 9.0324e-05 |  | -0.00013845 |  | 0 |  | -6.9729e-05 |  | 5.5451e-05 |  | 1.03e-06 |  | #REF! |  | 0.0001614 |  | 9.5854e-05 |  | 0.00012394 |  | #REF! |  | 5.7889e-05 |  | -5.9818e-05 |  | 2.3355e-05 |  | 9.7391e-07 |  | 0.00011342 |  | -0.00012562 |  | -0.00012562 |  | 0.00071941 |  | 0.0010285 |  | 3.1087e-06 |  | 0.011828 |  | 9.4798e-05 |  | 0.0001865
| 5.3917e-05 |  | 1.5354e-06 |  | -3.3922e-05 |  | 0.00010631 |  | -4.6675e-05 |  | 0 |  | -5.4461e-05 |  | 5.5452e-05 |  | 1.049e-06 |  | #REF! |  | 0.0001614 |  | 2.064e-05 |  | 0.00012394 |  | #REF! |  | 5.7889e-05 |  | -8.7126e-05 |  | 2.3355e-05 |  | 1.0001e-06 |  | 0.00011342 |  | -5.1281e-05 |  | -5.1281e-05 |  | 0.00062173 |  | 0.00071875 |  | 1.4131e-06 |  | 0.011585 |  | 0.00018362 |  | 0.00021517
| 5.3921e-05 |  | 6.2398e-05 |  | -0.0001224 |  | 0.00010632 |  | -0.00021326 |  | 0 |  | -5.0361e-05 |  | 7.7166e-06 |  | 1.088e-06 |  | #REF! |  | 0.00010378 |  | 0.00015277 |  | 2.2318e-05 |  | #REF! |  | 8.3219e-05 |  | -0.00014174 |  | 0.00017927 |  | 1.0945e-06 |  | 6.7252e-05 |  | -9.1279e-05 |  | -9.1279e-05 |  | 0.00097471 |  | 0.00055903 |  | 1.4131e-06 |  | 0.011339 |  | 9.3103e-05 |  | 0.00018602
| 6.3918e-05 |  | -7.204e-05 |  | -0.00023522 |  | 5.1155e-05 |  | -0.00027472 |  | 0 |  | -9.1811e-05 |  | 7.7169e-06 |  | 1.1319e-06 |  | #REF! |  | 0.00010378 |  | 0.00018593 |  | 2.2319e-05 |  | #REF! |  | 8.3198e-05 |  | 0.00021326 |  | 0.00017928 |  | 1.1327e-06 |  | 6.7254e-05 |  | -0.00012365 |  | -0.00012365 |  | 0.0013259 |  | 0.00053705 |  | 3.1089e-06 |  | 0.011097 |  | 6.1185e-05 |  | 0.00018851
| 6.3924e-05 |  | -1.5539e-05 |  | -0.00017555 |  | 5.1159e-05 |  | -0.00021673 |  | 0 |  | -8.3117e-05 |  | 0.00012272 |  | 1.1845e-06 |  | #REF! |  | 0.00013155 |  | 0.0001337 |  | 0.00019632 |  | #REF! |  | 9.7865e-05 |  | 0.00013134 |  | 0.00016334 |  | 1.1213e-06 |  | 0.00018849 |  | 9.1132e-05 |  | 9.1132e-05 |  | 0.0013243 |  | 0.00093142 |  | 2.5436e-06 |  | 0.010874 |  | 9.6554e-05 |  | 0.00018547
| 6.6388e-05 |  | 1.542e-05 |  | -8.1557e-05 |  | 0.00011802 |  | -0.00018938 |  | 0 |  | -7.7509e-05 |  | 0.00012272 |  | 1.2035e-06 |  | #REF! |  | 0.00013155 |  | 0.00024342 |  | 0.00019633 |  | #REF! |  | 9.784e-05 |  | -0.00011443 |  | 0.00016334 |  | 1.1214e-06 |  | 0.00018849 |  | 0.000151 |  | 0.000151 |  | 0.0011584 |  | 0.0012763 |  | 8.4787e-07 |  | 0.010647 |  | 0.00014229 |  | 0.00016528
| 6.6393e-05 |  | 7.6203e-07 |  | 2.9537e-05 |  | 0.00011803 |  | -0.00013526 |  | 0 |  | -3.6584e-05 |  | 4.5481e-05 |  | 1.2082e-06 |  | #REF! |  | 0.00018012 |  | 0.0002293 |  | 0.00012542 |  | #REF! |  | 0.00013948 |  | -0.00018075 |  | 3.3078e-05 |  | 1.0868e-06 |  | 0.00018436 |  | 4.1877e-05 |  | 4.1877e-05 |  | 0.00093175 |  | 0.0011144 |  | 1.4132e-06 |  | 0.010418 |  | 0.00029459 |  | 0.00018203
| 4.2894e-05 |  | 7.1329e-05 |  | -6.9283e-05 |  | 0.00013832 |  | -9.9207e-05 |  | 0 |  | -4.1664e-05 |  | 4.5482e-05 |  | 1.1867e-06 |  | #REF! |  | 0.00018013 |  | 8.9915e-05 |  | 0.00012542 |  | #REF! |  | 0.00013948 |  | -0.00047723 |  | 3.3079e-05 |  | 1.0192e-06 |  | 0.00018437 |  | -8.0346e-05 |  | -8.0346e-05 |  | 0.00084245 |  | 0.000786 |  | 3.109e-06 |  | 0.010195 |  | 0.00023492 |  | 0.00018417
| 4.29e-05 |  | 9.4855e-05 |  | -0.00016219 |  | 0.00013834 |  | -0.00019851 |  | 0 |  | -5.6414e-05 |  | 7.2339e-05 |  | 1.1515e-06 |  | #REF! |  | 0.00015621 |  | 9.6693e-05 |  | 0.00016364 |  | #REF! |  | 9.0841e-05 |  | -0.00013783 |  | 0.00014632 |  | 9.5989e-07 |  | 0.00011594 |  | -0.00010566 |  | -0.00010566 |  | 0.00099662 |  | 0.00075007 |  | 2.5438e-06 |  | 0.0099906 |  | 8.3827e-05 |  | 0.00017742
| 7.6248e-05 |  | 6.7933e-05 |  | -5.4792e-05 |  | 4.265e-05 |  | -0.00033557 |  | 0 |  | -1.5665e-05 |  | 7.2341e-05 |  | 1.0868e-06 |  | #REF! |  | 0.00015622 |  | 9.3211e-05 |  | 0.00016364 |  | #REF! |  | 9.0864e-05 |  | 6.893e-05 |  | 0.00014632 |  | 9.8607e-07 |  | 0.00011594 |  | -1.6582e-06 |  | -1.6582e-06 |  | 0.0011837 |  | 0.00079975 |  | 2.5438e-06 |  | 0.0097814 |  | 7.1958e-06 |  | 0.00018032
| 7.6248e-05 |  | 7.3501e-05 |  | -5.9774e-05 |  | 4.265e-05 |  | -0.0002759 |  | 0 |  | -2.6892e-05 |  | 0.00010951 |  | 1.0901e-06 |  | #REF! |  | 3.4715e-05 |  | 0.00013011 |  | 0.00018396 |  | #REF! |  | 8.3559e-05 |  | -2.4703e-05 |  | 0.00010558 |  | 1.1637e-06 |  | 0.00012039 |  | 5.7237e-05 |  | 5.7237e-05 |  | 0.0011921 |  | 0.00043931 |  | 2.5439e-06 |  | 0.0095643 |  | -7.2851e-05 |  | 0.00019014
| 0 |  | 9.3366e-05 |  | -3.3741e-05 |  | 8.118e-05 |  | -0.00016527 |  | 0 |  | -5.705e-05 |  | 0.00010952 |  | 1.1361e-06 |  | #REF! |  | 3.4716e-05 |  | 0.00020664 |  | 0.00018396 |  | #REF! |  | 8.3559e-05 |  | 6.5018e-05 |  | 0.00010558 |  | 1.264e-06 |  | 0.00012039 |  | 3.9579e-05 |  | 3.9579e-05 |  | 0.0010396 |  | 0.00075056 |  | 2.5438e-06 |  | 0.0093723 |  | -5.3637e-05 |  | 0.00018515
| 0 |  | 7.5879e-05 |  | -9.3752e-05 |  | 8.118e-05 |  | -9.0169e-05 |  | 0 |  | -8.0644e-05 |  | 0 |  | 1.188e-06 |  | #REF! |  | 8.2332e-05 |  | 0.00019803 |  | 0.00010394 |  | #REF! |  | 0 |  | -0.00037581 |  | 0.0001026 |  | 1.2132e-06 |  | 6.1185e-05 |  | -7.8886e-05 |  | -7.8886e-05 |  | 0.00087873 |  | 0.00079464 |  | 4.8052e-06 |  | 0.0092035 |  | 1.5646e-06 |  | 0.0001429
| 4.5129e-05 |  | 4.3179e-05 |  | -7.0645e-05 |  | 9.8416e-05 |  | -4.1069e-05 |  | 0 |  | -3.342e-05 |  | 0 |  | 1.1315e-06 |  | #REF! |  | 8.2335e-05 |  | 0.00024542 |  | 0.00010395 |  | #REF! |  | 0 |  | -0.00046163 |  | 0.00010261 |  | 1.1188e-06 |  | 6.1187e-05 |  | -9.9276e-05 |  | -9.9276e-05 |  | 0.0008812 |  | 0.00018886 |  | 6.5015e-06 |  | 0.0090412 |  | -5.9632e-05 |  | 0.000181
| 4.5129e-05 |  | -3.13e-05 |  | 3.7608e-05 |  | 9.8416e-05 |  | -0.0001763 |  | 0 |  | -1.3894e-05 |  | 0.00017702 |  | 1.0356e-06 |  | #REF! |  | 0.0001529 |  | 0.00018413 |  | 0.00012579 |  | #REF! |  | 5.3088e-05 |  | -0.00028998 |  | 0.00018095 |  | 1.0629e-06 |  | 0.00016303 |  | -3.7611e-05 |  | -3.7611e-05 |  | 0.0010026 |  | 0.00073853 |  | 4.2398e-06 |  | 0.0088791 |  | 7.1967e-06 |  | 0.0002078
| 1.5289e-05 |  | -4.4865e-05 |  | -5.6414e-05 |  | 0.00012611 |  | -0.00022822 |  | 0 |  | -5.3694e-05 |  | 0.00017703 |  | 1.0417e-06 |  | #REF! |  | 0.0001529 |  | 8.9929e-05 |  | 0.00012579 |  | #REF! |  | 5.3088e-05 |  | -0.00020026 |  | 0.00018096 |  | 1.092e-06 |  | 0.00016303 |  | -6.76e-05 |  | -6.76e-05 |  | 0.00085593 |  | 0.0010075 |  | 2.5441e-06 |  | 0.0087109 |  | 1.9192e-05 |  | 0.0001547
| 1.5292e-05 |  | -7.0102e-05 |  | -9.3869e-05 |  | 0.00012613 |  | -0.00013732 |  | 0 |  | -6.0792e-05 |  | 0.0001051 |  | 1.068e-06 |  | #REF! |  | 0.00015091 |  | 0.00010217 |  | 6.8388e-05 |  | #REF! |  | 0.00011035 |  | -0.00024317 |  | 9.2881e-05 |  | 1.0749e-06 |  | 8.5129e-05 |  | -8.5391e-05 |  | -8.5391e-05 |  | 0.00088968 |  | 0.00024237 |  | 2.5439e-06 |  | 0.0085463 |  | 8.3965e-05 |  | 0.00017118
| 0 |  | -0.00010314 |  | -0.00018487 |  | 0.00010767 |  | -0.00014168 |  | 0 |  | -4.7835e-05 |  | 0.0001051 |  | 1.035e-06 |  | #REF! |  | 0.00015092 |  | 0.00011265 |  | 6.839e-05 |  | #REF! |  | 0.00011035 |  | -0.00022756 |  | 9.2884e-05 |  | 1.0934e-06 |  | 8.5132e-05 |  | -0.00013098 |  | -0.00013098 |  | 0.00095624 |  | 6.221e-05 |  | 8.4802e-07 |  | 0.0083795 |  | 0.00014418 |  | 0.00018989
| 0 |  | -1.3192e-05 |  | -0.0001453 |  | 0.00010768 |  | -0.00012556 |  | 0 |  | -3.473e-05 |  | 3.0516e-05 |  | 9.358e-07 |  | #REF! |  | 0.00022002 |  | 0.0001722 |  | 0.00016933 |  | #REF! |  | 7.1881e-05 |  | 0.00031468 |  | 6.4631e-05 |  | 1.1837e-06 |  | 0.00017084 |  | -9.5968e-06 |  | -9.5968e-06 |  | 0.00093012 |  | 0.00037578 |  | 1.4134e-06 |  | 0.0082026 |  | 1.9427e-05 |  | 0.0001869
| 4.2382e-06 |  | 0.00011039 |  | 1.874e-05 |  | 8.2457e-05 |  | -0.00032083 |  | 0 |  | -4.616e-05 |  | 3.0517e-05 |  | 9.0746e-07 |  | #REF! |  | 0.00022003 |  | 0.00018645 |  | 0.00016933 |  | #REF! |  | 7.1863e-05 |  | 0.00029518 |  | 6.4633e-05 |  | 1.2761e-06 |  | 0.00017084 |  | 8.5175e-05 |  | 8.5175e-05 |  | 0.0010489 |  | 0.00014916 |  | 3.1094e-06 |  | 0.0079979 |  | 0.00011077 |  | 0.00019429
| 4.2386e-06 |  | 7.0934e-05 |  | -4.3642e-05 |  | 8.2464e-05 |  | -0.00049239 |  | 0 |  | -5.7397e-05 |  | 0.00011156 |  | 1.0135e-06 |  | #REF! |  | 0.00011355 |  | 0.00022154 |  | 0.00010993 |  | #REF! |  | 2.9693e-05 |  | -0.00011053 |  | 0.00011144 |  | 1.3129e-06 |  | 6.2909e-05 |  | -0.00016452 |  | -0.00016452 |  | 0.00099246 |  | 0.00032955 |  | 4.8057e-06 |  | 0.0077695 |  | 5.4503e-05 |  | 0.00018798
| 1.0874e-05 |  | -1.2973e-05 |  | -0.00021969 |  | 1.8144e-05 |  | -0.00023033 |  | 0 |  | -7.7414e-05 |  | 0.00011157 |  | 1.1247e-06 |  | #REF! |  | 0.00011356 |  | 0.00018987 |  | 0.00010994 |  | #REF! |  | 2.9693e-05 |  | -0.00016947 |  | 0.00011144 |  | 1.2648e-06 |  | 6.2911e-05 |  | -0.00016093 |  | -0.00016093 |  | 0.00089473 |  | 0.00069294 |  | 4.8057e-06 |  | 0.0075286 |  | 6.1415e-05 |  | 0.00017265
| 1.0874e-05 |  | -6.7973e-05 |  | -0.00022353 |  | 1.8144e-05 |  | -8.6229e-05 |  | 0 |  | -9.1918e-05 |  | 7.3079e-05 |  | 1.1464e-06 |  | #REF! |  | 0.00014004 |  | 0.0001474 |  | 0.0001426 |  | #REF! |  | 5.1825e-05 |  | -0.00055916 |  | 6.1609e-05 |  | 1.2536e-06 |  | 0.00012057 |  | 2.0395e-05 |  | 2.0395e-05 |  | 0.00085766 |  | 0.0005665 |  | 2.5442e-06 |  | 0.0072885 |  | 9.2092e-05 |  | 0.00018141
| 4.5162e-05 |  | -5.3134e-05 |  | -8.6402e-05 |  | 6.9557e-05 |  | -0.00028708 |  | 0 |  | -7.5206e-05 |  | 7.3081e-05 |  | 1.0573e-06 |  | #REF! |  | 0.00014004 |  | 0.00011771 |  | 0.00014261 |  | #REF! |  | 5.1838e-05 |  | -0.00024317 |  | 6.1611e-05 |  | 1.2522e-06 |  | 0.00012057 |  | 0.00015828 |  | 0.00015828 |  | 0.00081217 |  | 9.5271e-05 |  | 2.5442e-06 |  | 0.0070543 |  | -0.00061947 |  | 0.00019215
| 4.5165e-05 |  | 2.8997e-05 |  | -8.0372e-05 |  | 6.9563e-05 |  | -0.00013305 |  | 0 |  | -8.1327e-05 |  | 5.7134e-05 |  | 9.3453e-07 |  | #REF! |  | 7.7885e-05 |  | 4.8059e-05 |  | 0.00010499 |  | #REF! |  | 4.2839e-05 |  | 0.00020156 |  | 7.0521e-05 |  | 1.2155e-06 |  | 0.00011069 |  | 1.3315e-05 |  | 1.3315e-05 |  | 0.00085177 |  | 1.245e-05 |  | 3.1098e-06 |  | 0.0068057 |  | 4.3193e-05 |  | 0.00019963
| 2.968e-05 |  | 7.4996e-05 |  | -0.00015237 |  | 0.00015821 |  | 0.00015805 |  | 0 |  | -9.5624e-05 |  | 5.7135e-05 |  | 8.8595e-07 |  | #REF! |  | 7.7887e-05 |  | 0.00017719 |  | 0.00010499 |  | #REF! |  | 4.2828e-05 |  | -0.00020417 |  | 7.0523e-05 |  | 1.145e-06 |  | 0.0001107 |  | -0.00020017 |  | -0.00020017 |  | 0.00097315 |  | 0.00011713 |  | 5.6541e-07 |  | 0.0065972 |  | 0.00066209 |  | 0.00017145
| 2.9684e-05 |  | 1.971e-05 |  | 3.8909e-05 |  | 0.00015823 |  | -5.2173e-05 |  | 0 |  | -0.000104 |  | 0.00020604 |  | 9.3048e-07 |  | #REF! |  | 0.00026008 |  | 0.00018771 |  | 0.00027342 |  | #REF! |  | 0.00016424 |  | -0.00035241 |  | 0.00013882 |  | 1.1301e-06 |  | 0.00021199 |  | -5.3993e-05 |  | -5.3993e-05 |  | 0.00092591 |  | 0.00016499 |  | 0 |  | 0.0063979 |  | 3.3372e-05 |  | 0.00020392
| 0 |  | -0.0001224 |  | 5.7667e-05 |  | 2.9896e-05 |  | -0.00026862 |  | 0 |  | -6.7929e-05 |  | 0.00020605 |  | 1.021e-06 |  | #REF! |  | 0.00026009 |  | 0.0001163 |  | 0.00027342 |  | #REF! |  | 0.00016429 |  | -0.000368 |  | 0.00013883 |  | 1.2431e-06 |  | 0.00021199 |  | 3.2941e-05 |  | 3.2941e-05 |  | 0.00090316 |  | 0.00036332 |  | 8.4812e-07 |  | 0.0062513 |  | 1.0799e-05 |  | 0.00022407
| 0 |  | -8.2487e-05 |  | -0.00015589 |  | 2.9899e-05 |  | -0.00014736 |  | 0 |  | -6.1598e-05 |  | 0.0001672 |  | 1.0958e-06 |  | #REF! |  | 0.00011869 |  | 0.00011631 |  | 0.00017524 |  | #REF! |  | 0.00011127 |  | -0.00010663 |  | 0.0001569 |  | 1.2748e-06 |  | 0.00023959 |  | 4.734e-05 |  | 4.734e-05 |  | 0.0010574 |  | 0.00030104 |  | 1.4135e-06 |  | 0.0060975 |  | 7.9193e-05 |  | 0.00018895
| 1.1988e-05 |  | -4.9768e-05 |  | -0.00022928 |  | 7.4518e-05 |  | -0.00013379 |  | 0 |  | -0.000107 |  | 0.0001672 |  | 1.1371e-06 |  | #REF! |  | 0.00011869 |  | 0.00014772 |  | 0.00017525 |  | #REF! |  | 0.0001113 |  | 4.1611e-05 |  | 0.00015691 |  | 1.277e-06 |  | 0.0002396 |  | 0.00012436 |  | 0.00012436 |  | 0.00098073 |  | 0.00059682 |  | 3.11e-06 |  | 0.0059492 |  | -1.2e-05 |  | 0.00021207
| 2.0854e-05 |  | -8.6164e-05 |  | -0.00025792 |  | 7.4518e-05 |  | -0.00025465 |  | 0 |  | -0.00010742 |  | 4.9481e-05 |  | 1.1627e-06 |  | #REF! |  | 3.8734e-05 |  | 0.00028945 |  | 5.3083e-05 |  | #REF! |  | 4.4073e-05 |  | -8.7125e-05 |  | 6.4436e-05 |  | 1.2488e-06 |  | 0.00018893 |  | 3.7631e-05 |  | 3.7631e-05 |  | 0.00083997 |  | 5.9689e-05 |  | 2.5445e-06 |  | 0.0058158 |  | 2.76e-05 |  | 0.00019698
| 5.7379e-05 |  | -4.7227e-05 |  | -9.3324e-05 |  | 0.00011026 |  | -0.00022118 |  | 0 |  | -8.1305e-05 |  | 4.9483e-05 |  | 1.1364e-06 |  | #REF! |  | 3.8736e-05 |  | 0.00039606 |  | 5.3084e-05 |  | #REF! |  | 4.4073e-05 |  | -9.4926e-05 |  | 6.4438e-05 |  | 1.2403e-06 |  | 0.00018893 |  | 2.4108e-05 |  | 2.4108e-05 |  | 0.00090995 |  | 6.3894e-05 |  | 8.4817e-07 |  | 0.0056897 |  | 3.36e-05 |  | 0.00018207
| 4.8515e-05 |  | 4.8996e-06 |  | -7.3355e-05 |  | 0.00011026 |  | -0.00031671 |  | 0 |  | -6.8249e-05 |  | 0.00017554 |  | 1.0467e-06 |  | #REF! |  | 7.552e-05 |  | 0.0002963 |  | 7.6844e-05 |  | #REF! |  | 0 |  | -4.8113e-05 |  | 2.1381e-05 |  | 1.239e-06 |  | 9.8703e-05 |  | 4.6605e-05 |  | 4.6605e-05 |  | 0.00095124 |  | 0.0003744 |  | 1.4136e-06 |  | 0.0056021 |  | -0.00013856 |  | 0.00017509
| 3.5234e-05 |  | 0.000179 |  | -0.00017555 |  | 8.624e-05 |  | -0.00038133 |  | 0 |  | -0.00010228 |  | 0.00017555 |  | 9.8522e-07 |  | #REF! |  | 7.5523e-05 |  | 0.00024209 |  | 7.6847e-05 |  | #REF! |  | 0 |  | -7.5422e-05 |  | 2.1382e-05 |  | 1.1747e-06 |  | 9.8706e-05 |  | -6.5439e-05 |  | -6.5439e-05 |  | 0.0010068 |  | -0.0004607 |  | 1.4136e-06 |  | 0.0055305 |  | -0.00010256 |  | 0.00014933
| 3.5239e-05 |  | 0.00018892 |  | -7.5348e-05 |  | 8.6254e-05 |  | -0.00031758 |  | 0 |  | -0.00010038 |  | 0.00024888 |  | 9.5088e-07 |  | #REF! |  | 7.3692e-05 |  | 0.0002526 |  | 6.925e-05 |  | #REF! |  | 6.5614e-05 |  | -0.00013784 |  | 0.00014138 |  | 1.155e-06 |  | 0.0001416 |  | -8.73e-05 |  | -8.73e-05 |  | 0.00099252 |  | 5.9419e-05 |  | 1.4137e-06 |  | 0.0055136 |  | -2.7603e-05 |  | 0.00016411
| 4.0774e-05 |  | -1.21e-05 |  | -6.144e-05 |  | 0.00010782 |  | -0.00017913 |  | 0 |  | -0.00012307 |  | 0.00024889 |  | 1.0372e-06 |  | #REF! |  | 7.3694e-05 |  | 0.00022118 |  | 6.9252e-05 |  | #REF! |  | 6.5631e-05 |  | -0.00017686 |  | 0.00014139 |  | 1.1387e-06 |  | 0.0001416 |  | -7.7698e-05 |  | -7.7698e-05 |  | 0.0010919 |  | 0.00064022 |  | 3.1101e-06 |  | 0.005533 |  | -4.0805e-05 |  | 0.00018271
| 4.0781e-05 |  | 1.9595e-05 |  | -0.00014561 |  | 0.00010784 |  | -2.6168e-05 |  | 0 |  | -0.00011386 |  | 7.4719e-05 |  | 1.1223e-06 |  | #REF! |  | 0.00010337 |  | 0.0001845 |  | 3.6904e-05 |  | #REF! |  | 5.4684e-05 |  | -7.543e-05 |  | 0.00012837 |  | 1.1529e-06 |  | 0.00014465 |  | -5.4388e-05 |  | -5.4388e-05 |  | 0.0011155 |  | 3.6605e-05 |  | 3.1101e-06 |  | 0.0056021 |  | -0.00021827 |  | 0.00018276
| 5.1852e-05 |  | 0.00010877 |  | -0.00018381 |  | 0.00010599 |  | 3.6742e-05 |  | 0 |  | -6.9712e-05 |  | 7.4721e-05 |  | 1.1425e-06 |  | #REF! |  | 0.00010337 |  | 0.0001691 |  | 3.6906e-05 |  | #REF! |  | 5.4698e-05 |  | -0.00013395 |  | 0.00012837 |  | 1.1988e-06 |  | 0.00014465 |  | -5.079e-05 |  | -5.079e-05 |  | 0.0010018 |  | -0.00013734 |  | 1.4138e-06 |  | 0.0056973 |  | -0.00019188 |  | 0.00018482
| 5.186e-05 |  | 0.00010068 |  | -0.00017241 |  | 0.000106 |  | -6.3969e-05 |  | 0 |  | -0.00010302 |  | 8.4304e-05 |  | 1.1324e-06 |  | #REF! |  | 0.00012425 |  | 0.00024405 |  | 0.00011665 |  | #REF! |  | 2.7605e-05 |  | -0.00017686 |  | 6.045e-05 |  | 1.2192e-06 |  | 8.4531e-05 |  | -0.00011294 |  | -0.00011294 |  | 0.0010136 |  | 1.0923e-05 |  | 1.4137e-06 |  | 0.0058187 |  | 0.00017044 |  | 0.00021927
| 3.1376e-06 |  | 0.00013947 |  | -0.00016128 |  | 6.7177e-05 |  | -0.00020393 |  | 0 |  | -9.8898e-05 |  | 8.4306e-05 |  | 1.0306e-06 |  | #REF! |  | 0.00012426 |  | 0.00025453 |  | 0.00011666 |  | #REF! |  | 2.7605e-05 |  | 4.9414e-05 |  | 6.0452e-05 |  | 1.201e-06 |  | 8.4533e-05 |  | -0.00013575 |  | -0.00013575 |  | 0.00098073 |  | 0.00019401 |  | 3.1103e-06 |  | 0.0058785 |  | 0.00029637 |  | 0.00021582
| 3.1378e-06 |  | 0.000106 |  | -0.00011751 |  | 7.8966e-05 |  | -0.00020926 |  | 0 |  | -4.3731e-05 |  | 0.00018069 |  | 1.0231e-06 |  | #REF! |  | 0.00024262 |  | 0.00022189 |  | 0.00010582 |  | #REF! |  | 8.4214e-05 |  | -0.00011443 |  | 9.5268e-05 |  | 1.1691e-06 |  | 0.00012522 |  | -0.00010188 |  | -0.00010188 |  | 0.0010575 |  | 0.00047039 |  | 2.5448e-06 |  | 0.0059108 |  | 0.00026758 |  | 0.00020333
| 2.5288e-05 |  | 7.1734e-05 |  | -7.42e-05 |  | 2.8886e-05 |  | -0.00023087 |  | 0 |  | -3.4772e-05 |  | 0.0001807 |  | 9.9011e-07 |  | #REF! |  | 0.00024262 |  | 0.00012364 |  | 0.00010583 |  | #REF! |  | 8.4235e-05 |  | -0.00029389 |  | 9.5271e-05 |  | 1.1198e-06 |  | 0.00012522 |  | 1.3012e-05 |  | 1.3012e-05 |  | 0.0011021 |  | 0.00025244 |  | 2.5448e-06 |  | 0.0058355 |  | 0.00020178 |  | 0.00021632
| 2.5292e-05 |  | 6.8714e-05 |  | -0.00014012 |  | 1.7104e-05 |  | -0.00011846 |  | 0 |  | -6.9931e-05 |  | 0.000138 |  | 9.5231e-07 |  | #REF! |  | 0.00012631 |  | 0.00011626 |  | 8.873e-05 |  | #REF! |  | 0.00010133 |  | -6.762e-05 |  | 0.00015913 |  | 1.1516e-06 |  | 0.00013634 |  | -5.2873e-05 |  | -5.2873e-05 |  | 0.00098831 |  | 0.00052381 |  | 3.1103e-06 |  | 0.0057285 |  | 0.00010695 |  | 0.00016348
| 0.00010172 |  | 5.9728e-05 |  | -4.6587e-05 |  | 5.6658e-05 |  | -8.9453e-05 |  | 0 |  | -0.00010464 |  | 0.000138 |  | 8.9562e-07 |  | #REF! |  | 0.00012631 |  | 0.00018803 |  | 8.8733e-05 |  | #REF! |  | 0.00010136 |  | -0.00026658 |  | 0.00015913 |  | 1.1452e-06 |  | 0.00013635 |  | -0.00022179 |  | -0.00022179 |  | 0.00093781 |  | 0.00038486 |  | 4.8071e-06 |  | 0.0054997 |  | 0.000136 |  | 0.00017767
| 0.00010173 |  | 5.3126e-05 |  | 7.2083e-05 |  | 5.6662e-05 |  | -0.00020945 |  | 0 |  | -3.8069e-05 |  | 8.7274e-05 |  | 8.9427e-07 |  | #REF! |  | 0.00023649 |  | 0.00013041 |  | 0.00023111 |  | #REF! |  | 0.00012859 |  | -0.00030949 |  | 0.00015515 |  | 1.1347e-06 |  | 0.00023871 |  | -1.0804e-05 |  | -1.0804e-05 |  | 0.00091248 |  | -3.7972e-05 |  | 4.8071e-06 |  | 0.0052322 |  | 0.00020202 |  | 0.00025007
| 3.1391e-06 |  | 7.6882e-05 |  | 3.651e-07 |  | 6.536e-05 |  | -0.00030227 |  | 0 |  | -5.9563e-05 |  | 8.7276e-05 |  | 9.9348e-07 |  | #REF! |  | 0.0002365 |  | 0.0001705 |  | 0.00023112 |  | #REF! |  | 0.00012862 |  | -2.8608e-05 |  | 0.00015516 |  | 1.1036e-06 |  | 0.00023872 |  | 9.0037e-05 |  | 9.0037e-05 |  | 0.00088726 |  | 0.0001599 |  | 5.6555e-07 |  | 0.0050109 |  | 0.00013085 |  | 0.00024544
| 3.1394e-06 |  | 7.899e-05 |  | -0.0001558 |  | 6.5365e-05 |  | -0.00026613 |  | 0 |  | -0.00011234 |  | 5.1523e-05 |  | 9.9694e-07 |  | #REF! |  | 0.00014296 |  | 0.000153 |  | 0.00010762 |  | #REF! |  | 0 |  | -2.8608e-05 |  | 1.2282e-06 |  | 1.0233e-06 |  | 0.0001589 |  | 7.8036e-05 |  | 7.8036e-05 |  | 0.0010339 |  | 0.00018046 |  | 5.6555e-07 |  | 0.0048011 |  | 0.00019089 |  | 0.00019374
| 6.464e-06 |  | -3.0077e-05 |  | -0.00023157 |  | 7.5854e-05 |  | -0.00027756 |  | 0 |  | -0.00010103 |  | 5.1524e-05 |  | 9.9019e-07 |  | #REF! |  | 0.00014296 |  | 9.8748e-05 |  | 0.00010762 |  | #REF! |  | 0 |  | -2.8608e-05 |  | 1.2282e-06 |  | 9.4069e-07 |  | 0.0001589 |  | 4.8024e-06 |  | 4.8024e-06 |  | 0.0011509 |  | 0.00033902 |  | 1.4139e-06 |  | 0.0046829 |  | 0.0001981 |  | 0.00016682
| 6.4651e-06 |  | -0.00013375 |  | -0.00020452 |  | 7.5866e-05 |  | -0.00039085 |  | 0 |  | -0.00011158 |  | 9.8467e-05 |  | 9.7998e-07 |  | #REF! |  | 0.00011272 |  | 0.00020354 |  | 9.3323e-05 |  | #REF! |  | 2.4507e-05 |  | 1.8205e-05 |  | 4.4968e-05 |  | 8.6722e-07 |  | 0.00014911 |  | -0.00011349 |  | -0.00011349 |  | 0.00094624 |  | 0.00031017 |  | 1.4139e-06 |  | 0.0045416 |  | 0.00011886 |  | 0.00015962
| 0 |  | -0.000127 |  | -0.00017245 |  | 4.706e-05 |  | -0.00042814 |  | 0 |  | -0.00011746 |  | 9.847e-05 |  | 1.0496e-06 |  | #REF! |  | 0.00011273 |  | 0.00024425 |  | 9.3326e-05 |  | #REF! |  | 2.4513e-05 |  | 0.00015084 |  | 4.4969e-05 |  | 9.3998e-07 |  | 0.00014911 |  | 4.0819e-05 |  | 4.0819e-05 |  | 0.00075244 |  | -0.00018787 |  | 1.4139e-06 |  | 0.0045307 |  | 0.00010565 |  | 0.00014345
| 3.3304e-06 |  | 8.1719e-05 |  | -0.00021184 |  | 4.7064e-05 |  | -0.00023448 |  | 0 |  | -7.0116e-05 |  | 0.00013262 |  | 1.0813e-06 |  | #REF! |  | 0.00011463 |  | 0.00017101 |  | 4.4187e-05 |  | #REF! |  | 3.3835e-05 |  | 0.00022106 |  | 8.009e-05 |  | 1.0451e-06 |  | 0.00017099 |  | 0.00015192 |  | 0.00015192 |  | 0.00089653 |  | 0.00019586 |  | 1.4139e-06 |  | 0.0045273 |  | 1.9211e-05 |  | 0.00017029
| 3.0854e-05 |  | 0.00015621 |  | -0.00011807 |  | 5.2412e-05 |  | -0.00016246 |  | 0 |  | -6.5738e-05 |  | 0.00013262 |  | 1.0389e-06 |  | #REF! |  | 0.00011463 |  | 0.00013399 |  | 4.4189e-05 |  | #REF! |  | 3.3844e-05 |  | 0.00024057 |  | 8.0093e-05 |  | 1.0826e-06 |  | 0.000171 |  | 0.0001072 |  | 0.0001072 |  | 0.0010002 |  | 0.00077317 |  | 1.4139e-06 |  | 0.0045821 |  | -0.00061356 |  | 0.00016474
| 2.7528e-05 |  | 4.4504e-05 |  | 3.0099e-05 |  | 5.242e-05 |  | -0.00033179 |  | 0 |  | -0.00010265 |  | 0.00014495 |  | 9.6994e-07 |  | #REF! |  | 0.00010978 |  | 0.00020421 |  | 0.00022013 |  | #REF! |  | 7.0536e-05 |  | 6.5018e-05 |  | 0.00019892 |  | 1.0705e-06 |  | 0.00012024 |  | 0.0001192 |  | 0.0001192 |  | 0.0011291 |  | 0.00061606 |  | 8.4842e-07 |  | 0.0046082 |  | -8.2848e-05 |  | 0.00016584
| 5.5245e-05 |  | 7.8948e-05 |  | -8.0764e-05 |  | 4.0656e-05 |  | -0.0002088 |  | 0 |  | -0.00010508 |  | 0.00014495 |  | 7.3713e-07 |  | #REF! |  | 0.00010978 |  | 0.0001639 |  | 0.00022014 |  | #REF! |  | 7.0554e-05 |  | -0.00016515 |  | 0.00019892 |  | 8.7725e-07 |  | 0.00012025 |  | -7.0847e-05 |  | -7.0847e-05 |  | 0.0011308 |  | 0.00052857 |  | 8.4842e-07 |  | 0.0044784 |  | 0.00057676 |  | 0.00017324
| 5.525e-05 |  | 2.4139e-05 |  | -0.00022456 |  | 4.0659e-05 |  | -0.00021266 |  | 0 |  | -0.00038388 |  | 0 |  | 1.2582e-06 |  | #REF! |  | 0 |  | 0.00010591 |  | 0 |  | #REF! |  | 0 |  | -0.00027048 |  | 0 |  | 1.3966e-06 |  | 0 |  | -0.00035872 |  | -0.00035872 |  | 0.00098079 |  | 9.0512e-05 |  | 8.4842e-07 |  | 0.0043967 |  | -0.00035506 |  | 2.9667e-05
| 0 |  | 0.00014926 |  | -7.0682e-05 |  | 7.7138e-05 |  | -0.00059874 |  | 0 |  | -4.3085e-05 |  | 6.2648e-05 |  | 1.8239e-06 |  | #REF! |  | 0.00011064 |  | 0.00022524 |  | 0.0001256 |  | #REF! |  | 7.7284e-05 |  | -0.00014564 |  | 4.0809e-05 |  | 1.8956e-06 |  | 0.00019842 |  | -9.0246e-05 |  | -9.0246e-05 |  | 0.0010651 |  | 0.00032992 |  | 4.2421e-06 |  | 0.0042579 |  | -8.2859e-05 |  | 0.0001647
| 0 |  | 0.00019902 |  | -0.00011259 |  | 7.7144e-05 |  | -0.00013949 |  | 0 |  | -7.7484e-05 |  | 6.265e-05 |  | 2.5347e-06 |  | #REF! |  | 0.00011064 |  | 0.00027772 |  | 0.0001256 |  | #REF! |  | 7.7284e-05 |  | 5.7217e-05 |  | 4.081e-05 |  | 2.5725e-06 |  | 0.00019842 |  | -0.00014941 |  | -0.00014941 |  | 0.0011898 |  | 0.0005498 |  | 4.2421e-06 |  | 0.0042105 |  | -3.2423e-05 |  | 0.00015717
| 6.5423e-05 |  | 0.00017616 |  | -0.00018318 |  | 8.8877e-05 |  | -0.00018906 |  | 0 |  | -8.7787e-05 |  | 8.9257e-05 |  | 2.5356e-06 |  | #REF! |  | 0.00011024 |  | 0.00026354 |  | 5.8335e-05 |  | #REF! |  | 8.6411e-05 |  | 0.00012354 |  | 0.00013916 |  | 2.5748e-06 |  | 0.00022773 |  | -1.76e-05 |  | -1.76e-05 |  | 0.0011299 |  | 0.00032818 |  | 4.2423e-06 |  | 0.0040175 |  | -8.3265e-05 |  | 0.00015887
| 6.5423e-05 |  | 0.00014176 |  | -0.00011635 |  | 8.8877e-05 |  | -0.00046426 |  | 0 |  | -9.2758e-05 |  | 8.926e-05 |  | 2.4564e-06 |  | #REF! |  | 0.00011024 |  | 0.00023022 |  | 5.8337e-05 |  | #REF! |  | 8.6389e-05 |  | -2.4707e-05 |  | 0.00013916 |  | 2.6212e-06 |  | 0.00022774 |  | -0.00015931 |  | -0.00015931 |  | 0.00093703 |  | 6.9215e-05 |  | 4.2421e-06 |  | 0.0037666 |  | -7.7264e-05 |  | 0.00016013
| 4.6399e-05 |  | 0.00013253 |  | -3.1209e-06 |  | 5.8872e-05 |  | -0.00049316 |  | 0 |  | -6.7573e-05 |  | 7.502e-05 |  | 2.3667e-06 |  | #REF! |  | 0.00020479 |  | 0.00014815 |  | 0.00021105 |  | #REF! |  | 0.00017184 |  | -9.4926e-05 |  | 9.4061e-05 |  | 2.6642e-06 |  | 0.00016203 |  | -1.201e-05 |  | -1.201e-05 |  | 0.0010044 |  | -0.00013631 |  | 4.2423e-06 |  | 0.0035263 |  | -0.00010263 |  | 0.0001805
| 4.6403e-05 |  | 6.4505e-05 |  | -9.2659e-05 |  | 5.8877e-05 |  | -0.00032078 |  | 0 |  | -6.0862e-05 |  | 7.5022e-05 |  | 2.3344e-06 |  | #REF! |  | 0.0002048 |  | 0.00017286 |  | 0.00021106 |  | #REF! |  | 0.00017179 |  | 0.00019765 |  | 9.4064e-05 |  | 2.7647e-06 |  | 0.00016204 |  | 8.0467e-05 |  | 8.0467e-05 |  | 0.00099011 |  | -0.00047651 |  | 4.2426e-06 |  | 0.0033032 |  | -0.00010624 |  | 0.00017891
| 0.00012285 |  | 2.3557e-05 |  | -0.00011128 |  | 5.2454e-05 |  | -0.00012639 |  | 0 |  | -7.6673e-05 |  | 0.00021758 |  | 2.3905e-06 |  | #REF! |  | 0.0002039 |  | 0.00028275 |  | 0.00019803 |  | #REF! |  | 0.00010115 |  | 0.00015084 |  | 0.00026564 |  | 2.8282e-06 |  | 0.00011739 |  | 7.6867e-05 |  | 7.6867e-05 |  | 0.00095888 |  | 0.00033281 |  | 5.9382e-06 |  | 0.0031471 |  | -3.7233e-05 |  | 0.00020411
| 0.00012287 |  | 7.3647e-05 |  | -3.4738e-05 |  | 5.2463e-05 |  | -6.6998e-05 |  | 0 |  | -6.7279e-05 |  | 0.00021759 |  | 2.4998e-06 |  | #REF! |  | 0.0002039 |  | 0.0002513 |  | 0.00019804 |  | #REF! |  | 0.00010115 |  | -0.00021976 |  | 0.00026565 |  | 2.8952e-06 |  | 0.0001174 |  | 0.00013091 |  | 0.00013091 |  | 0.00095304 |  | 7.6191e-05 |  | 5.9386e-06 |  | 0.0029661 |  | 2.5222e-05 |  | 0.00022123
| 5.9728e-05 |  | 3.8879e-05 |  | -0.00015341 |  | 7.8423e-05 |  | -0.00018555 |  | 0 |  | -0.00017167 |  | 0.00016824 |  | 2.5491e-06 |  | #REF! |  | 0.00010632 |  | 0.00021983 |  | 0 |  | #REF! |  | 0 |  | -0.00018465 |  | 0.0001976 |  | 2.9072e-06 |  | 0.00022728 |  | -4.6429e-05 |  | -4.6429e-05 |  | 0.00078114 |  | -0.00071563 |  | 2.5454e-06 |  | 0.0027993 |  | 3.8435e-05 |  | 0.00021356
| 5.9728e-05 |  | -7.9619e-05 |  | -0.00015508 |  | 7.8422e-05 |  | -0.00023794 |  | 0 |  | -0.00019685 |  | 0.00016824 |  | 2.5404e-06 |  | #REF! |  | 0.00010632 |  | 0.00022168 |  | 0 |  | #REF! |  | 0 |  | -0.00016905 |  | 0.00019761 |  | 2.8204e-06 |  | 0.00022729 |  | -3.0326e-05 |  | -3.0326e-05 |  | 0.00087546 |  | -0.00017137 |  | 2.5456e-06 |  | 0.0026432 |  | 1.5615e-05 |  | 0.00019996
| 5.4189e-05 |  | -0.00011668 |  | -9.3554e-05 |  | 0.00010684 |  | -0.00010532 |  | 0 |  | -0.0001162 |  | 0.00014938 |  | 2.4812e-06 |  | #REF! |  | 9.2286e-05 |  | 0.00010093 |  | 9.7394e-05 |  | #REF! |  | 4.0601e-05 |  | -0.00015344 |  | 0.00026785 |  | 2.7232e-06 |  | 0.00023803 |  | -9.2967e-05 |  | -9.2967e-05 |  | 0.00093197 |  | 8.8583e-05 |  | 5.9389e-06 |  | 0.0025574 |  | 1.4414e-05 |  | 0.00018584
| 5.4189e-05 |  | -6.4315e-05 |  | -0.0002058 |  | 0.00010684 |  | 0.00012505 |  | 0 |  | -7.8417e-05 |  | 0.00014938 |  | 2.487e-06 |  | #REF! |  | 9.2289e-05 |  | 7.4513e-05 |  | 9.7397e-05 |  | #REF! |  | 4.0611e-05 |  | 0.00017424 |  | 0.00026786 |  | 2.6673e-06 |  | 0.00023804 |  | -0.00016193 |  | -0.00016193 |  | 0.00098843 |  | 0.0001569 |  | 5.9386e-06 |  | 0.002485 |  | 5.1925e-05 |  | 0.00018797
| 4.6429e-05 |  | 5.0299e-08 |  | -0.00014066 |  | 7.9066e-05 |  | 0.00017174 |  | 0 |  | -3.0108e-05 |  | 0.00022457 |  | 2.5406e-06 |  | #REF! |  | 0.00017449 |  | 0.00014283 |  | 0.00021812 |  | #REF! |  | 9.0868e-05 |  | 0.00026397 |  | 7.8804e-06 |  | 2.7021e-06 |  | 0.00028038 |  | -3.9641e-05 |  | -3.9641e-05 |  | 0.0011334 |  | 0.00030941 |  | 4.2428e-06 |  | 0.0024268 |  | 1.2894e-05 |  | 0.00017898
| 4.6429e-05 |  | -2.0111e-06 |  | -1.2299e-05 |  | 7.9066e-05 |  | -2.8398e-05 |  | 0 |  | -5.4922e-05 |  | 0.00022458 |  | 2.627e-06 |  | #REF! |  | 0.0001745 |  | 0.00023226 |  | 0.00021813 |  | #REF! |  | 9.0891e-05 |  | -0.00022366 |  | 7.8806e-06 |  | 2.7776e-06 |  | 0.00028039 |  | 1.2012e-06 |  | 1.2012e-06 |  | 0.0010044 |  | 0.00028876 |  | 4.2426e-06 |  | 0.0023737 |  | -0.00015916 |  | 0.00018646
| 0 |  | -1.1995e-05 |  | -8.397e-05 |  | 3.1067e-05 |  | -0.00016597 |  | 0 |  | -9.6216e-05 |  | 0.00022292 |  | 2.6614e-06 |  | #REF! |  | 0.00023168 |  | 0.00029345 |  | 0.00020997 |  | #REF! |  | 0.00013313 |  | -0.0003524 |  | 8.5376e-05 |  | 2.8058e-06 |  | 0.00014587 |  | 4.2046e-05 |  | 4.2046e-05 |  | 0.00096989 |  | 0.00041242 |  | 5.9393e-06 |  | 0.0023518 |  | -0.00016159 |  | 0.00019308
| 0 |  | 2.0709e-05 |  | -0.00011093 |  | 3.1067e-05 |  | -0.00022808 |  | 0 |  | -0.00011068 |  | 0.00022292 |  | 2.6567e-06 |  | #REF! |  | 0.00023169 |  | 0.00016016 |  | 0.00020998 |  | #REF! |  | 0.00013313 |  | -0.00012223 |  | 8.5379e-05 |  | 2.8206e-06 |  | 0.00014587 |  | -4.2047e-05 |  | -4.2047e-05 |  | 0.00099685 |  | 0.00012327 |  | 5.9389e-06 |  | 0.0023712 |  | -0.00010393 |  | 0.00018848
| 3.8672e-05 |  | -6.9956e-05 |  | -5.2335e-05 |  | 7.7237e-05 |  | -0.00026047 |  | 0 |  | -6.8652e-05 |  | 0.00028493 |  | 2.6263e-06 |  | #REF! |  | 0.00016154 |  | 0.00020406 |  | 0.00012814 |  | #REF! |  | 9.1699e-05 |  | 0.00028348 |  | 0.00011504 |  | 2.8256e-06 |  | 0.00021294 |  | -9.7309e-05 |  | -9.7309e-05 |  | 0.00095304 |  | 3.5332e-06 |  | 4.2428e-06 |  | 0.00241 |  | 6.0068e-06 |  | 0.00017984
| 3.8672e-05 |  | -8.2315e-05 |  | -6.5724e-06 |  | 7.7238e-05 |  | -0.00010162 |  | 0 |  | -4.612e-05 |  | 0.00028494 |  | 2.6009e-06 |  | #REF! |  | 0.00016154 |  | 0.0002657 |  | 0.00012814 |  | #REF! |  | 9.1699e-05 |  | 0.00033029 |  | 0.00011505 |  | 2.6755e-06 |  | 0.00021295 |  | -8.2897e-05 |  | -8.2897e-05 |  | 0.00091596 |  | 0.00020695 |  | 4.2431e-06 |  | 0.0024749 |  | 0.00011114 |  | 0.00017893
| 0.00010321 |  | 0.00010676 |  | 4.6893e-05 |  | 9.6408e-05 |  | -0.00013731 |  | 0 |  | -9.8766e-05 |  | 0.0001433 |  | 2.609e-06 |  | #REF! |  | 0.00028313 |  | 0.00023608 |  | 0.00040174 |  | #REF! |  | 0.00021142 |  | 6.5015e-06 |  | 0.00034792 |  | 2.5307e-06 |  | 0.00027279 |  | -0.00013239 |  | -0.00013239 |  | 0.00094719 |  | -0.00030112 |  | 5.9393e-06 |  | 0.0025407 |  | 7.8704e-05 |  | 0.0002032
| 0.00010321 |  | 0.00011339 |  | 5.1046e-06 |  | 9.6408e-05 |  | -0.0002686 |  | 0 |  | -8.8054e-05 |  | 0.0001433 |  | 2.6034e-06 |  | #REF! |  | 0.00028314 |  | 0.0001832 |  | 0.00040175 |  | #REF! |  | 0.00021147 |  | 7.2821e-05 |  | 0.00034793 |  | 2.455e-06 |  | 0.0002728 |  | -9.7063e-06 |  | -9.7063e-06 |  | 0.00091428 |  | -0.00032664 |  | 5.9393e-06 |  | 0.0026021 |  | 0.00014326 |  | 0.00020351
| 1.203e-05 |  | -3.0143e-05 |  | -5.0428e-06 |  | 9.0235e-05 |  | -0.00011623 |  | 0 |  | -6.041e-05 |  | 0.00022252 |  | 2.5961e-06 |  | #REF! |  | 0.00015184 |  | 0.00019743 |  | 0.00021781 |  | #REF! |  | 0.00010953 |  | 4.5512e-05 |  | 0.00020551 |  | 2.5336e-06 |  | 0.00017276 |  | 8.5442e-05 |  | 8.5442e-05 |  | 0.00096146 |  | 0.00016768 |  | 7.6365e-06 |  | 0.002656 |  | -8.7889e-05 |  | 0.00017849
| 1.2032e-05 |  | -4.2589e-05 |  | 0.00011952 |  | 9.025e-05 |  | -8.4711e-05 |  | 0 |  | -8.0071e-05 |  | 0.00022253 |  | 2.509e-06 |  | #REF! |  | 0.00015184 |  | 0.0002115 |  | 0.00021781 |  | #REF! |  | 0.00010956 |  | -6.762e-05 |  | 0.00020552 |  | 2.6126e-06 |  | 0.00017277 |  | -6.7287e-05 |  | -6.7287e-05 |  | 0.0010711 |  | 0.00015291 |  | 7.637e-06 |  | 0.0026865 |  | -0.00024918 |  | 0.00018375
| 9.2532e-07 |  | 1.3758e-05 |  | -2.1699e-05 |  | 0.00011065 |  | -0.0003441 |  | 0 |  | -0.00013123 |  | 8.974e-05 |  | 2.4323e-06 |  | #REF! |  | 0.0001501 |  | 0.0001534 |  | 7.7176e-05 |  | #REF! |  | 6.4553e-05 |  | -9.4927e-05 |  | 0.00014193 |  | 2.5966e-06 |  | 0.00023015 |  | -0.00014029 |  | -0.00014029 |  | 0.0011898 |  | -7.3635e-05 |  | 5.9393e-06 |  | 0.0027293 |  | 2.0426e-05 |  | 0.00020179
| 9.254e-07 |  | 0.00010926 |  | -0.00023002 |  | 0.00011066 |  | -0.00039147 |  | 0 |  | -0.00017379 |  | 8.9743e-05 |  | 2.3929e-06 |  | #REF! |  | 0.0001501 |  | 0.00013586 |  | 7.7178e-05 |  | #REF! |  | 6.4553e-05 |  | -0.0003446 |  | 0.00014193 |  | 2.6571e-06 |  | 0.00023016 |  | -5.6179e-05 |  | -5.6179e-05 |  | 0.001109 |  | -0.00044856 |  | 5.9396e-06 |  | 0.0027438 |  | -0.00057557 |  | 0.0001775
| 3.5362e-05 |  | 8.4993e-05 |  | -0.00023901 |  | 7.7281e-05 |  | -0.00025483 |  | 0 |  | -0.00015227 |  | 0.00011693 |  | 2.4363e-06 |  | #REF! |  | 0.0001119 |  | 0.00018533 |  | 0.00021595 |  | #REF! |  | 5.6033e-05 |  | -0.0003446 |  | 0.00011195 |  | 2.723e-06 |  | 0.00015713 |  | -0.00016168 |  | -0.00016168 |  | 0.00083422 |  | -0.00055345 |  | 2.546e-06 |  | 0.0027757 |  | -2.2831e-05 |  | 0.00015603
| 3.5368e-05 |  | 6.2067e-05 |  | -0.00018651 |  | 7.7294e-05 |  | -0.00030252 |  | 0 |  | -0.00011584 |  | 0.00011694 |  | 2.482e-06 |  | #REF! |  | 0.0001119 |  | 0.00024858 |  | 0.00021596 |  | #REF! |  | 5.6033e-05 |  | -9.1026e-05 |  | 0.00011195 |  | 2.7792e-06 |  | 0.00015714 |  | -0.00026262 |  | -0.00026262 |  | 0.00089495 |  | -0.00036555 |  | 2.5462e-06 |  | 0.0027674 |  | 0.00064649 |  | 0.00017907
| 5.4255e-05 |  | 0.000142 |  | -0.00010584 |  | 7.482e-05 |  | -0.00054661 |  | 0 |  | -0.00011101 |  | 0.00018074 |  | 2.4782e-06 |  | #REF! |  | 0.00023673 |  | 0.00017994 |  | 0.00013414 |  | #REF! |  | 9.3633e-05 |  | 6.1117e-05 |  | 0.00026041 |  | 2.7632e-06 |  | 0.00022641 |  | -0.00011176 |  | -0.00011176 |  | 0.00097837 |  | -0.0001617 |  | 5.9396e-06 |  | 0.0027742 |  | 5.2875e-05 |  | 0.00019217
| 5.4259e-05 |  | 9.6339e-05 |  | -0.00011951 |  | 7.4826e-05 |  | -0.00033643 |  | 0 |  | -8.5822e-05 |  | 0.00018074 |  | 2.5065e-06 |  | #REF! |  | 0.00023674 |  | 0.0001713 |  | 0.00013414 |  | #REF! |  | 9.3657e-05 |  | -1.3005e-05 |  | 0.00026041 |  | 2.8169e-06 |  | 0.00022642 |  | 6.3939e-05 |  | 6.3939e-05 |  | 0.00081821 |  | -0.00039622 |  | 5.94e-06 |  | 0.0027504 |  | 1.2017e-06 |  | 0.00015565
| 3.4262e-05 |  | 6.1579e-05 |  | -0.00019951 |  | 5.1475e-05 |  | -0.0001155 |  | 0 |  | -4.1738e-05 |  | 0.00013152 |  | 2.5329e-06 |  | #REF! |  | 0.00020569 |  | 0.00011689 |  | 0.0001919 |  | #REF! |  | 0.00010072 |  | 1.0402e-05 |  | 0.00010144 |  | 2.8861e-06 |  | 0.00019525 |  | 6.1535e-05 |  | 6.1535e-05 |  | 0.00082248 |  | 4.7127e-07 |  | 5.94e-06 |  | 0.0027371 |  | -0.00011824 |  | 0.00011829
| 3.4267e-05 |  | 7.3385e-05 |  | -0.00012215 |  | 5.1483e-05 |  | -0.00038656 |  | 0 |  | -6.1813e-05 |  | 0.00013153 |  | 2.5155e-06 |  | #REF! |  | 0.00020569 |  | 6.5842e-05 |  | 0.00019191 |  | #REF! |  | 0.00010075 |  | 5.7215e-05 |  | 0.00010144 |  | 2.9174e-06 |  | 0.00019526 |  | -1.2018e-06 |  | -1.2018e-06 |  | 0.00092781 |  | 8.3759e-05 |  | 5.94e-06 |  | 0.0026958 |  | 3.1553e-05 |  | 0.00015381
| 4.5382e-05 |  | 8.2976e-05 |  | -0.00026316 |  | 0.00010701 |  | -0.00043481 |  | 0 |  | -9.9199e-05 |  | 0.00018869 |  | 2.4701e-06 |  | #REF! |  | 4.2278e-05 |  | 0.00014687 |  | 0.00016498 |  | #REF! |  | 0 |  | -3.6411e-05 |  | 7.3298e-05 |  | 2.879e-06 |  | 0.00023159 |  | 1.5623e-05 |  | 1.5623e-05 |  | 0.00083259 |  | -8.3499e-05 |  | 5.94e-06 |  | 0.0026747 |  | 0.00018104 |  | 0.00015906
| 4.5385e-05 |  | 3.4743e-05 |  | -0.00024606 |  | 0.00010702 |  | -0.00012133 |  | 0 |  | -8.4863e-05 |  | 0.0001887 |  | 2.55e-06 |  | #REF! |  | 4.2279e-05 |  | 0.00021032 |  | 0.00016499 |  | #REF! |  | 0 |  | -0.00022757 |  | 7.33e-05 |  | 2.8093e-06 |  | 0.00023159 |  | -1.6826e-05 |  | -1.6826e-05 |  | 0.00085871 |  | 0.00050797 |  | 5.9403e-06 |  | 0.0026537 |  | 0.00010239 |  | 0.00015777
| 6.3102e-05 |  | 4.2262e-05 |  | -7.0557e-05 |  | 1.9309e-05 |  | -3.1477e-05 |  | 0 |  | -0.00010497 |  | 0.00019496 |  | 2.6736e-06 |  | #REF! |  | 0.00025033 |  | 0.00014353 |  | 3.0642e-05 |  | #REF! |  | 7.7661e-05 |  | -0.00013394 |  | 0.00015525 |  | 2.7832e-06 |  | 0.00014991 |  | -0.00014874 |  | -0.00014874 |  | 0.0010475 |  | 0.00083669 |  | 7.6379e-06 |  | 0.0026444 |  | -0.00011047 |  | 0.00019705
| 6.3107e-05 |  | 0.00016758 |  | -0.00015364 |  | 1.9311e-05 |  | -0.00012629 |  | 0 |  | -0.00015544 |  | 0.00019497 |  | 2.7098e-06 |  | #REF! |  | 0.00025034 |  | 0.000124 |  | 3.0643e-05 |  | #REF! |  | 7.7661e-05 |  | 6.5018e-05 |  | 0.00015525 |  | 2.73e-06 |  | 0.00014992 |  | -0.00026413 |  | -0.00026413 |  | 0.0011663 |  | 0.00045534 |  | 7.6374e-06 |  | 0.00262 |  | -6.491e-05 |  | 0.00019268
| 5.2067e-05 |  | 0.0001654 |  | -0.00021035 |  | 0.00010519 |  | -0.00025899 |  | 0 |  | -0.00016184 |  | 0.00012691 |  | 2.6225e-06 |  | #REF! |  | 0.00020925 |  | 0.00019578 |  | 0.00015062 |  | #REF! |  | 5.8101e-05 |  | 6.5015e-06 |  | 6.2854e-05 |  | 2.703e-06 |  | 0.00031004 |  | -0.00031527 |  | -0.00031527 |  | 0.0011351 |  | -5.8042e-05 |  | 4.2441e-06 |  | 0.0025921 |  | 7.998e-06 |  | 0.00020668
| 5.2071e-05 |  | 4.6942e-05 |  | -0.00012631 |  | 0.0001052 |  | -0.00044433 |  | 0 |  | -0.00013912 |  | 0.00012691 |  | 2.5203e-06 |  | #REF! |  | 0.00020926 |  | 0.00026051 |  | 0.00015063 |  | #REF! |  | 5.8116e-05 |  | -4.8114e-05 |  | 6.2856e-05 |  | 2.6766e-06 |  | 0.00031005 |  | -0.00013187 |  | -0.00013187 |  | 0.001018 |  | 4.2929e-05 |  | 4.2438e-06 |  | 0.0025551 |  | -8.3476e-05 |  | 0.00019588
| 8.7877e-05 |  | -5.1722e-05 |  | -2.9947e-05 |  | 6.993e-05 |  | -0.00034595 |  | 0 |  | -0.00012876 |  | 7.7196e-05 |  | 2.4987e-06 |  | #REF! |  | 0.00022762 |  | 0.00014466 |  | 0.00023269 |  | #REF! |  | 8.3693e-05 |  | -7.1521e-05 |  | 0.00011428 |  | 2.6815e-06 |  | 0.00019923 |  | 0.00012332 |  | 0.00012332 |  | 0.00094551 |  | -7.5049e-05 |  | 4.2441e-06 |  | 0.0025171 |  | -5.2021e-05 |  | 0.00018075
| 8.7884e-05 |  | -4.5446e-05 |  | -5.7714e-05 |  | 6.9936e-05 |  | -0.00030441 |  | 0 |  | -9.3567e-05 |  | 7.7199e-05 |  | 2.4779e-06 |  | #REF! |  | 0.00022763 |  | 6.0614e-05 |  | 0.0002327 |  | #REF! |  | 8.3714e-05 |  | -0.00022366 |  | 0.00011428 |  | 2.7425e-06 |  | 0.00019924 |  | -1.3223e-05 |  | -1.3223e-05 |  | 0.0010803 |  | 0.00021579 |  | 4.2438e-06 |  | 0.0024877 |  | -5.4428e-05 |  | 0.00018123
| 5.0972e-05 |  | -8.9077e-05 |  | -0.00015717 |  | 7.7369e-05 |  | -0.00033163 |  | 0 |  | -5.6669e-05 |  | 0.00021889 |  | 2.4838e-06 |  | #REF! |  | 5.4448e-05 |  | 0.00018209 |  | 0.00010597 |  | #REF! |  | 3.0787e-05 |  | -0.0003446 |  | 0.00016607 |  | 2.7931e-06 |  | 8.9201e-05 |  | -3.7265e-05 |  | -3.7265e-05 |  | 0.0011377 |  | 0.00021888 |  | 4.2441e-06 |  | 0.0024667 |  | 3.3659e-05 |  | 0.00018336
| 5.098e-05 |  | -0.00013491 |  | -0.00010658 |  | 7.7381e-05 |  | -0.00033595 |  | 0 |  | -9.8236e-05 |  | 0.0002189 |  | 2.4752e-06 |  | #REF! |  | 5.445e-05 |  | 0.00021543 |  | 0.00010598 |  | #REF! |  | 3.0787e-05 |  | -0.00026267 |  | 0.00016607 |  | 2.739e-06 |  | 8.9203e-05 |  | 0.00013483 |  | 0.00013483 |  | 0.00095141 |  | 0.00010159 |  | 4.2441e-06 |  | 0.0024565 |  | 3.8467e-05 |  | 0.00017108
| 0.00011081 |  | -3.8947e-05 |  | -3.5717e-05 |  | 3.757e-05 |  | -0.00013043 |  | 0 |  | -0.00013969 |  | 5.6106e-05 |  | 2.4597e-06 |  | #REF! |  | 0.00014902 |  | 0.00020119 |  | 0.00025114 |  | #REF! |  | 8.2203e-05 |  | -0.00015344 |  | 9.7631e-05 |  | 2.6373e-06 |  | 0.00011797 |  | 0.00014445 |  | 0.00014445 |  | 0.00093203 |  | 7.6324e-05 |  | 7.6388e-06 |  | 0.0024413 |  | 3.6064e-05 |  | 0.000161
| 0.00011082 |  | 9.2936e-06 |  | -9.7749e-05 |  | 3.7573e-05 |  | -0.00012538 |  | 0 |  | -0.00015254 |  | 5.6108e-05 |  | 2.588e-06 |  | #REF! |  | 0.00014903 |  | 0.00017492 |  | 0.00025115 |  | #REF! |  | 8.2203e-05 |  | -0.0003563 |  | 9.7634e-05 |  | 2.6048e-06 |  | 0.00011797 |  | 1.2022e-05 |  | 1.2022e-05 |  | 0.0009759 |  | 0.00015371 |  | 7.6383e-06 |  | 0.0024305 |  | 0.00012708 |  | 0.00015907
| 7.987e-05 |  | 5.3226e-05 |  | -0.00019754 |  | 9.473e-05 |  | -0.00040684 |  | 0 |  | -0.00016202 |  | 8.8553e-05 |  | 2.7359e-06 |  | #REF! |  | 0.00014753 |  | 9.7545e-05 |  | 0.00011242 |  | #REF! |  | 0.00013531 |  | -0.00039531 |  | 0.00018001 |  | 2.6846e-06 |  | 0.00033836 |  | 4.8088e-06 |  | 4.8088e-06 |  | 0.0009868 |  | 0.00047125 |  | 5.941e-06 |  | 0.0024219 |  | -2.2677e-05 |  | 0.00017571
| 7.9877e-05 |  | 0.00011674 |  | -0.00019484 |  | 9.4738e-05 |  | -0.00049869 |  | 0 |  | -9.7588e-05 |  | 8.8556e-05 |  | 2.801e-06 |  | #REF! |  | 0.00014753 |  | 0.00012941 |  | 0.00011242 |  | #REF! |  | 0.00013531 |  | -0.00010273 |  | 0.00018002 |  | 2.7597e-06 |  | 0.00033837 |  | 2.5247e-05 |  | 2.5247e-05 |  | 0.0010164 |  | 0.00094734 |  | 5.941e-06 |  | 0.0024212 |  | -0.00014977 |  | 0.00021659
| 3.9869e-05 |  | 0.00021041 |  | -5.5994e-05 |  | 5.0468e-05 |  | -0.00055306 |  | 0 |  | -4.9282e-05 |  | 0.00018395 |  | 2.7136e-06 |  | #REF! |  | 0.00018447 |  | 0.00019816 |  | 0.00021974 |  | #REF! |  | 7.6522e-05 |  | 6.892e-05 |  | 0.00019701 |  | 2.7552e-06 |  | 0.00018251 |  | -9.1962e-05 |  | -9.1962e-05 |  | 0.0010087 |  | 0.00050987 |  | 2.5466e-06 |  | 0.0024194 |  | -6.252e-05 |  | 0.00021294
| 3.9873e-05 |  | 0.00020188 |  | -0.00012164 |  | 5.0472e-05 |  | -0.00039744 |  | 0 |  | -0.00012576 |  | 0.00018395 |  | 2.5963e-06 |  | #REF! |  | 0.00018447 |  | 0.00018889 |  | 0.00021975 |  | #REF! |  | 7.6522e-05 |  | -4.8111e-05 |  | 0.00019701 |  | 2.7689e-06 |  | 0.00018251 |  | -6.9119e-05 |  | -6.9119e-05 |  | 0.00096326 |  | -0.00067839 |  | 2.5468e-06 |  | 0.0024212 |  | -1.2023e-05 |  | 0.00020354
| 4.3211e-05 |  | 3.03e-05 |  | -0.000126 |  | 0.00010838 |  | -0.00048519 |  | 0 |  | -0.00013775 |  | 0.00011045 |  | 2.5632e-06 |  | #REF! |  | 0.0001799 |  | 0.00027497 |  | 0.00017872 |  | #REF! |  | 5.6338e-05 |  | -5.5914e-05 |  | 2.6443e-05 |  | 2.7802e-06 |  | 0.00021493 |  | 2.4047e-05 |  | 2.4047e-05 |  | 0.0010652 |  | 5.965e-05 |  | 4.2443e-06 |  | 0.0024236 |  | 0.00011663 |  | 0.00019442
| 4.3218e-05 |  | -2.872e-05 |  | -0.00020762 |  | 0.00010839 |  | -0.00045038 |  | 0 |  | -0.00015793 |  | 0.00011045 |  | 2.6051e-06 |  | #REF! |  | 0.00017991 |  | 0.00029112 |  | 0.00017873 |  | #REF! |  | 5.6352e-05 |  | 0.00027178 |  | 2.6444e-05 |  | 2.8148e-06 |  | 0.00021493 |  | -7.4549e-05 |  | -7.4549e-05 |  | 0.0010088 |  | 0.00012807 |  | 4.2446e-06 |  | 0.0024322 |  | 0.000101 |  | 0.00014245
| 1.4283e-05 |  | 6.0371e-05 |  | -0.00027168 |  | 3.0076e-05 |  | -0.00011474 |  | 0 |  | -0.0001774 |  | 4.5566e-05 |  | 2.6774e-06 |  | #REF! |  | 0.00019401 |  | 0.00015238 |  | 0.00018084 |  | #REF! |  | 9.1952e-05 |  | -0.00012223 |  | 7.6009e-05 |  | 2.8246e-06 |  | 0.0002743 |  | 1.2024e-06 |  | 1.2024e-06 |  | 0.0008655 |  | -4.2088e-05 |  | 4.2446e-06 |  | 0.0024406 |  | -9.9688e-05 |  | 0.00012764
| 1.4285e-05 |  | 9.1767e-05 |  | -0.00012592 |  | 3.0078e-05 |  | -6.6818e-05 |  | 0 |  | -9.7723e-05 |  | 4.5567e-05 |  | 2.7436e-06 |  | #REF! |  | 0.00019402 |  | 0.00014558 |  | 0.00018085 |  | #REF! |  | 9.1952e-05 |  | -0.00029388 |  | 7.6011e-05 |  | 2.7625e-06 |  | 0.00027431 |  | 0.00016552 |  | 0.00016552 |  | 0.00099866 |  | 0.00085088 |  | 4.2446e-06 |  | 0.0024473 |  | -0.00010931 |  | 0.00016753
| 5.1021e-05 |  | 4.2705e-06 |  | -6.8113e-05 |  | 6.4433e-05 |  | -0.00014321 |  | 0 |  | -5.2412e-05 |  | 0.00012109 |  | 2.7397e-06 |  | #REF! |  | 0.0002257 |  | 0.00015613 |  | 0.00025052 |  | #REF! |  | 0.0001037 |  | -6.762e-05 |  | 0.00012666 |  | 2.7112e-06 |  | 0.00020928 |  | -1.2899e-05 |  | -1.2899e-05 |  | 0.00099944 |  | 0.00047646 |  | 4.2446e-06 |  | 0.0024497 |  | 7.8162e-05 |  | 0.00020797
| 5.1025e-05 |  | -4.0582e-05 |  | -2.4319e-05 |  | 6.4438e-05 |  | -0.00023716 |  | 0 |  | -0.00011082 |  | 0.00012109 |  | 2.6314e-06 |  | #REF! |  | 0.00022571 |  | 0.00015738 |  | 0.00025053 |  | #REF! |  | 0.00010367 |  | 1.0402e-05 |  | 0.00012666 |  | 2.6516e-06 |  | 0.00020929 |  | 6.713e-06 |  | 6.713e-06 |  | 0.00087225 |  | -6.4388e-05 |  | 4.2448e-06 |  | 0.0024541 |  | -0.00075517 |  | 0.00023374
| 0 |  | -4.802e-05 |  | -3.5067e-05 |  | 0.00011835 |  | -0.00037152 |  | 0 |  | -0.00012485 |  | 9.9937e-05 |  | 2.5276e-06 |  | #REF! |  | 0.00011747 |  | 0.00018899 |  | 0.00013671 |  | #REF! |  | 0.00012504 |  | 0.00032639 |  | 8.3231e-05 |  | 2.649e-06 |  | 0.00013839 |  | 8.4128e-05 |  | 8.4128e-05 |  | 0.00097675 |  | 0.00033853 |  | 5.9417e-06 |  | 0.0024591 |  | -0.00012627 |  | 0.00020553
| 0 |  | -0.00011778 |  | -6.5655e-05 |  | 0.00011836 |  | -0.00029966 |  | 0 |  | -7.0258e-05 |  | 9.994e-05 |  | 2.4317e-06 |  | #REF! |  | 0.00011747 |  | 0.00014005 |  | 0.00013671 |  | #REF! |  | 0.00012501 |  | 1.4296e-05 |  | 8.3233e-05 |  | 2.6095e-06 |  | 0.0001384 |  | 1.0823e-05 |  | 1.0823e-05 |  | 0.0012051 |  | -1.8852e-05 |  | 5.9417e-06 |  | 0.0024693 |  | 0.00073476 |  | 0.00017996
| 5.4378e-05 |  | -0.00011877 |  | -8.5802e-05 |  | 7.7469e-05 |  | -0.00015593 |  | 0 |  | -8.0358e-05 |  | 0.00019311 |  | 2.4378e-06 |  | #REF! |  | 0.00026321 |  | 0.00014502 |  | 2.1993e-05 |  | #REF! |  | 0.00012844 |  | 2.6009e-05 |  | 0.00010984 |  | 2.5812e-06 |  | 0.00036827 |  | 1.6836e-05 |  | 1.6836e-05 |  | 0.0010636 |  | -0.00053193 |  | 5.9417e-06 |  | 0.0024777 |  | 0.00016115 |  | 0.00016648
| 5.4382e-05 |  | -8.3944e-05 |  | -4.2731e-05 |  | 7.7475e-05 |  | -0.00018404 |  | 0 |  | -9.8062e-05 |  | 0.00019311 |  | 2.4263e-06 |  | #REF! |  | 0.00026322 |  | 0.00023676 |  | 2.1994e-05 |  | #REF! |  | 0.00012844 |  | 0.00031859 |  | 0.00010984 |  | 2.5156e-06 |  | 0.00036828 |  | 3.1269e-05 |  | 3.1269e-05 |  | 0.00092113 |  | -0.00010856 |  | 5.9417e-06 |  | 0.0024878 |  | 0.00010223 |  | 0.00017285
| 3.6567e-05 |  | -5.9669e-05 |  | 6.7828e-06 |  | 2.5796e-05 |  | -0.00024455 |  | 0 |  | -8.3419e-05 |  | 0.00025668 |  | 2.4049e-06 |  | #REF! |  | 0.00011918 |  | 0.0002405 |  | 0.00030071 |  | #REF! |  | 0.00011335 |  | 7.6721e-05 |  | 0.00017126 |  | 2.467e-06 |  | 0.00031599 |  | -6.4084e-05 |  | -6.4084e-05 |  | 0.0010728 |  | 0.00028759 |  | 5.9421e-06 |  | 0.0024937 |  | 4.9309e-05 |  | 0.00021603
| 3.657e-05 |  | -6.517e-05 |  | -0.0001047 |  | 2.5798e-05 |  | -0.0002318 |  | 0 |  | -0.00010829 |  | 0.00025669 |  | 2.3973e-06 |  | #REF! |  | 0.00011918 |  | 0.00018039 |  | 0.00030072 |  | #REF! |  | 0.00011335 |  | -0.00020025 |  | 0.00017127 |  | 2.5064e-06 |  | 0.000316 |  | -8.4536e-05 |  | -8.4536e-05 |  | 0.001104 |  | 0.00047133 |  | 5.9421e-06 |  | 0.0024996 |  | 4.4502e-05 |  | 0.00013691
| 0.00011655 |  | -2.9596e-05 |  | -0.0002605 |  | 6.3235e-05 |  | -0.00021629 |  | 0 |  | -0.00014714 |  | 0.00013359 |  | 2.415e-06 |  | #REF! |  | 0.00014685 |  | 0.00029324 |  | 0.00018821 |  | #REF! |  | 8.7889e-05 |  | -0.00024316 |  | 0.00011775 |  | 2.5935e-06 |  | 0.00017799 |  | -6.0982e-05 |  | -6.0982e-05 |  | 0.0011555 |  | 0.00082198 |  | 4.2451e-06 |  | 0.0025023 |  | -4.45e-05 |  | 0.00012631
| 0.00011655 |  | 3.6088e-06 |  | -0.00013306 |  | 6.3235e-05 |  | -0.00021736 |  | 0 |  | -0.0001161 |  | 0.0001336 |  | 2.4473e-06 |  | #REF! |  | 0.00014685 |  | 0.00036391 |  | 0.00018821 |  | #REF! |  | 8.7911e-05 |  | 4.5512e-05 |  | 0.00011775 |  | 2.767e-06 |  | 0.00017799 |  | -0.00011872 |  | -0.00011872 |  | 0.0012144 |  | 0.00084102 |  | 4.2451e-06 |  | 0.0025072 |  | 7.9274e-05 |  | 0.00023002
| 7.8746e-05 |  | -2.8752e-05 |  | 2.8484e-05 |  | 8.9287e-05 |  | -0.00013411 |  | 0 |  | -0.00010446 |  | 0.00012301 |  | 2.463e-06 |  | #REF! |  | 0.00022227 |  | 0.00023686 |  | 0.00014447 |  | #REF! |  | 0.00015692 |  | 0.00028738 |  | 0.00019176 |  | 2.8477e-06 |  | 0.00022941 |  | -0.00011968 |  | -0.00011968 |  | 0.0012886 |  | 0.00060451 |  | 4.2451e-06 |  | 0.0025106 |  | 0.00021519 |  | 0.00022751
| 7.8753e-05 |  | 3.2752e-05 |  | -0.00011133 |  | 8.9294e-05 |  | -0.00032866 |  | 0 |  | -0.00017768 |  | 0.00012301 |  | 2.4177e-06 |  | #REF! |  | 0.00022228 |  | 0.0001017 |  | 0.00014447 |  | #REF! |  | 0.00015696 |  | 0.00024837 |  | 0.00019177 |  | 2.8166e-06 |  | 0.00022942 |  | -4.3902e-05 |  | -4.3902e-05 |  | 0.0012203 |  | 0.00024775 |  | 4.8114e-06 |  | 0.002519 |  | 0.00028105 |  | 0.0002099
| 6.3255e-05 |  | 8.9309e-05 |  | -0.00012324 |  | 0.00010232 |  | -0.00033241 |  | 0 |  | -0.00013978 |  | 0.00013109 |  | 2.3639e-06 |  | #REF! |  | 0.00017265 |  | 0.00012651 |  | 0.00017827 |  | #REF! |  | 0.00010001 |  | -5.5915e-05 |  | 0.0002566 |  | 2.6982e-06 |  | 0.00027297 |  | -7.6866e-05 |  | -7.6866e-05 |  | 0.0010619 |  | 0.0003917 |  | 4.8114e-06 |  | 0.0025225 |  | 0.00013913 |  | 0.00021572
| 6.326e-05 |  | 0.00013054 |  | -0.00014893 |  | 0.00010233 |  | -9.1223e-05 |  | 0 |  | -0.00010287 |  | 0.00013109 |  | 2.4184e-06 |  | #REF! |  | 0.00017265 |  | 0.00025242 |  | 0.00017827 |  | #REF! |  | 0.00010004 |  | -9.1025e-05 |  | 0.00025661 |  | 2.7213e-06 |  | 0.00027298 |  | -0.00021881 |  | -0.00021881 |  | 0.00090343 |  | 0.0013522 |  | 4.2453e-06 |  | 0.002524 |  | -1.0826e-05 |  | 0.00019196
| 9.844e-06 |  | 3.2302e-05 |  | -0.00020824 |  | 0.00012777 |  | -5.1306e-05 |  | 0 |  | -0.00016293 |  | 0.0001325 |  | 2.5245e-06 |  | #REF! |  | 0.00022558 |  | 0.0001485 |  | 0.00010829 |  | #REF! |  | 3.5641e-05 |  | 0.00011183 |  | 5.3541e-05 |  | 2.8597e-06 |  | 6.3654e-05 |  | -0.00011067 |  | -0.00011067 |  | 0.0010181 |  | 0.0012547 |  | 8.4907e-07 |  | 0.00252 |  | 0.00010225 |  | 0.00016833
| 9.8448e-06 |  | -0.00012051 |  | -8.8191e-05 |  | 0.00012778 |  | -6.3535e-05 |  | 0 |  | -0.00012565 |  | 0.00013251 |  | 2.6051e-06 |  | #REF! |  | 0.00022559 |  | 7.3078e-05 |  | 0.00010829 |  | #REF! |  | 3.5641e-05 |  | 0.00011573 |  | 5.3543e-05 |  | 2.8713e-06 |  | 6.3656e-05 |  | 3.6088e-06 |  | 3.6088e-06 |  | 0.0011857 |  | 0.00029627 |  | 8.4907e-07 |  | 0.0025224 |  | 0.00014796 |  | 0.0001616
| 6.4516e-05 |  | -8.5302e-05 |  | -4.5728e-05 |  | 3.9801e-05 |  | -6.6147e-05 |  | 0 |  | -5.0077e-05 |  | 0.0002042 |  | 2.5808e-06 |  | #REF! |  | 0.00012527 |  | 0.00015967 |  | 0.00013005 |  | #REF! |  | 0.00028408 |  | -3.6411e-05 |  | 0.00022759 |  | 2.7512e-06 |  | 0.00022106 |  | 8.421e-06 |  | 8.421e-06 |  | 0.0010138 |  | 0.0003617 |  | 2.5474e-06 |  | 0.002524 |  | 0.00011789 |  | 0.00014964
| 6.4522e-05 |  | -4.3186e-05 |  | -9.9831e-05 |  | 3.9804e-05 |  | -4.8279e-05 |  | 0 |  | -9.0608e-05 |  | 0.00020421 |  | 2.5321e-06 |  | #REF! |  | 0.00012528 |  | 0.00019481 |  | 0.00013006 |  | #REF! |  | 0.00028415 |  | -5.9818e-05 |  | 0.0002276 |  | 2.6424e-06 |  | 0.00022107 |  | -1.9248e-05 |  | -1.9248e-05 |  | 0.0010552 |  | 0.00044893 |  | 2.5472e-06 |  | 0.0025259 |  | -3.3684e-05 |  | 0.00011862
| 5.3876e-06 |  | -2.5052e-05 |  | -0.00014723 |  | 0.00014766 |  | -1.112e-05 |  | 0 |  | -0.00011163 |  | 0.00010632 |  | 2.5071e-06 |  | #REF! |  | 0.00025365 |  | 0.00026491 |  | 0.0001092 |  | #REF! |  | 5.6138e-05 |  | 1.4303e-05 |  | 0.000174 |  | 2.6537e-06 |  | 0.00018826 |  | 3.7296e-05 |  | 3.7296e-05 |  | 0.0010965 |  | 3.8619e-05 |  | 5.9428e-06 |  | 0.0025208 |  | 1.2031e-05 |  | 0.00013258
| 5.3884e-06 |  | -4.7245e-05 |  | -0.00020824 |  | 0.00014768 |  | -0.00015109 |  | 0 |  | -0.0001557 |  | 0.00010632 |  | 2.545e-06 |  | #REF! |  | 0.00025365 |  | 0.00018755 |  | 0.0001092 |  | #REF! |  | 5.6152e-05 |  | 7.282e-05 |  | 0.000174 |  | 2.6544e-06 |  | 0.00018826 |  | 5.0528e-05 |  | 5.0528e-05 |  | 0.0010492 |  | 0.00024377 |  | 5.9428e-06 |  | 0.0025181 |  | 0.00014677 |  | 0.00015903
| 1.9884e-05 |  | -0.00012577 |  | -0.00014393 |  | 5.9182e-05 |  | -0.00042114 |  | 0 |  | -0.0001637 |  | 0.00017308 |  | 2.6064e-06 |  | #REF! |  | 0.00016311 |  | 0.00013109 |  | 0.00027508 |  | #REF! |  | 0.00011885 |  | 0.00015084 |  | 0.00014736 |  | 2.6445e-06 |  | 0.00017579 |  | 0.000154 |  | 0.000154 |  | 0.001024 |  | 0.00018289 |  | 4.2458e-06 |  | 0.0025065 |  | -8.1506e-05 |  | 0.00017436
| 1.9885e-05 |  | -0.00011402 |  | -6.9094e-05 |  | 5.9187e-05 |  | -0.00052709 |  | 0 |  | -0.00011503 |  | 0.00017308 |  | 2.633e-06 |  | #REF! |  | 0.00016312 |  | 0.00012288 |  | 0.00027509 |  | #REF! |  | 0.00011882 |  | 0.00040831 |  | 0.00014737 |  | 2.6115e-06 |  | 0.0001758 |  | 0.0001516 |  | 0.0001516 |  | 0.00095995 |  | -8.1869e-05 |  | 4.2456e-06 |  | 0.0024997 |  | 6.7574e-05 |  | 0.00018297
| 6.1148e-05 |  | -0.00014361 |  | -0.00011316 |  | 0.00010427 |  | -0.00034074 |  | 0 |  | -0.00016238 |  | 0.00010951 |  | 2.5999e-06 |  | #REF! |  | 0.00012184 |  | 0.00016199 |  | 0.00015633 |  | #REF! |  | 8.2237e-05 |  | 0.00020545 |  | 0.00024274 |  | 2.5904e-06 |  | 0.0002703 |  | -1.0828e-05 |  | -1.0828e-05 |  | 0.0010812 |  | -0.00026694 |  | 4.2458e-06 |  | 0.0024979 |  | 0.00030068 |  | 0.00018233
| 6.1153e-05 |  | -0.00010425 |  | -3.6401e-05 |  | 0.00010428 |  | -0.00021908 |  | 0 |  | -0.00015271 |  | 0.00010951 |  | 2.5193e-06 |  | #REF! |  | 0.00012184 |  | 0.000162 |  | 0.00015633 |  | #REF! |  | 8.2237e-05 |  | -0.00011833 |  | 0.00024275 |  | 2.5951e-06 |  | 0.00027031 |  | 3.4894e-05 |  | 3.4894e-05 |  | 0.0010088 |  | 0.00017496 |  | 4.2458e-06 |  | 0.002504 |  | 0.00020272 |  | 0.00017856
| 5.8927e-05 |  | 4.2569e-05 |  | -0.00012119 |  | 7.7594e-05 |  | -0.00036745 |  | 0 |  | -0.00010651 |  | 0.00010557 |  | 2.4675e-06 |  | #REF! |  | 0.00012359 |  | 4.3754e-05 |  | 0.00019844 |  | #REF! |  | 0 |  | -0.00011053 |  | 8.9407e-05 |  | 2.6179e-06 |  | 0.00042673 |  | 9.626e-06 |  | 9.626e-06 |  | 0.00083521 |  | 0.0006107 |  | 4.2458e-06 |  | 0.0025031 |  | 7.5174e-05 |  | 0.00020609
| 5.8931e-05 |  | 3.0101e-05 |  | -0.00026421 |  | 7.76e-05 |  | -0.00058039 |  | 0 |  | -0.00014529 |  | 0.00010558 |  | 2.5452e-06 |  | #REF! |  | 0.00012359 |  | 6.0794e-05 |  | 0.00019845 |  | #REF! |  | 0 |  | -0.00013004 |  | 8.941e-05 |  | 2.5487e-06 |  | 0.00042674 |  | -0.00026592 |  | -0.00026592 |  | 0.00081499 |  | 0.00024726 |  | 4.2458e-06 |  | 0.0024922 |  | -0.00010589 |  | 0.00020896
| 5.4474e-05 |  | 0.00010588 |  | -0.00016398 |  | 6.1364e-05 |  | -0.0004779 |  | 0 |  | -0.00013291 |  | 0.00021864 |  | 2.6778e-06 |  | #REF! |  | 0.00012866 |  | 0.00016666 |  | 0.00014208 |  | #REF! |  | 8.6141e-05 |  | -0.00010701 |  | 0.00026902 |  | 2.4634e-06 |  | 0.00022028 |  | -0.00030006 |  | -0.00030006 |  | 0.0011192 |  | -0.00041923 |  | 4.2461e-06 |  | 0.0024745 |  | -7.8215e-05 |  | 0.00016396
| 5.4478e-05 |  | 8.5193e-05 |  | -0.00012109 |  | 6.1369e-05 |  | -0.00035176 |  | 0 |  | -0.00010104 |  | 0.00021865 |  | 2.7154e-06 |  | #REF! |  | 0.00012866 |  | 0.00022104 |  | 0.00014209 |  | #REF! |  | 8.6163e-05 |  | -0.00010273 |  | 0.00026903 |  | 2.4992e-06 |  | 0.00022029 |  | -5.9398e-05 |  | -5.9398e-05 |  | 0.0011934 |  | 1.5458e-05 |  | 4.2461e-06 |  | 0.0024643 |  | 1.3237e-05 |  | 0.00013667
| 4.3323e-05 |  | 5.1688e-05 |  | -9.109e-05 |  | 0.00011859 |  | -0.00033866 |  | 0 |  | -0.00012016 |  | 7.2083e-05 |  | 2.6197e-06 |  | #REF! |  | 0.00025587 |  | 0.00015398 |  | 0.00015746 |  | #REF! |  | 0.00011136 |  | -7.5421e-05 |  | 0.00022725 |  | 2.6118e-06 |  | 0.00012462 |  | -5.5356e-05 |  | -5.5356e-05 |  | 0.00097681 |  | 0.00065662 |  | 4.2461e-06 |  | 0.0024517 |  | 0.00018532 |  | 0.00015065
| 4.333e-05 |  | 7.6817e-05 |  | -7.3463e-05 |  | 0.00011861 |  | -0.00030148 |  | 0 |  | -0.00011296 |  | 7.2086e-05 |  | 2.5783e-06 |  | #REF! |  | 0.00025587 |  | 0.0001349 |  | 0.00015746 |  | #REF! |  | 0.00011133 |  | -0.00011443 |  | 0.00022726 |  | 2.8143e-06 |  | 0.00012462 |  | -0.00017329 |  | -0.00017329 |  | 0.0010012 |  | 0.00043707 |  | 4.2461e-06 |  | 0.0024441 |  | -0.00073889 |  | 0.0001986
| 3.5522e-05 |  | 1.8864e-05 |  | -0.00011823 |  | 8.8189e-05 |  | -0.00033328 |  | 0 |  | -8.4749e-05 |  | 0.0002172 |  | 2.6332e-06 |  | #REF! |  | 0.00019801 |  | 0.00015975 |  | 0.0002241 |  | #REF! |  | 9.0898e-05 |  | -0.00018075 |  | 0.00016069 |  | 2.9148e-06 |  | 0.00025335 |  | -0.00018744 |  | -0.00018744 |  | 0.00096163 |  | 0.00014274 |  | 5.9435e-06 |  | 0.0024374 |  | -3.9714e-05 |  | 0.00018207
| 3.5525e-05 |  | 2.8328e-05 |  | -6.6404e-05 |  | 8.8196e-05 |  | -0.00011449 |  | 0 |  | -9.7241e-05 |  | 0.0002172 |  | 2.7366e-06 |  | #REF! |  | 0.00019801 |  | 0.00010745 |  | 0.00022411 |  | #REF! |  | 9.0898e-05 |  | -9.104e-06 |  | 0.00016069 |  | 2.936e-06 |  | 0.00025335 |  | -0.00014412 |  | -0.00014412 |  | 0.0010105 |  | -0.00032859 |  | 5.9438e-06 |  | 0.0024323 |  | 0.00085686 |  | 0.00017808
| 9.2551e-05 |  | -6.3562e-05 |  | -7.213e-05 |  | 9.9384e-05 |  | -0.00017468 |  | 0 |  | -0.00013751 |  | 0.00010272 |  | 2.792e-06 |  | #REF! |  | 0.00021319 |  | 9.5036e-05 |  | 0.0001419 |  | #REF! |  | 3.2831e-05 |  | 5.3314e-05 |  | 0.00018897 |  | 2.8534e-06 |  | 0.00019471 |  | -0.0001613 |  | -0.0001613 |  | 0.0011479 |  | -8.3431e-06 |  | 5.9435e-06 |  | 0.0024239 |  | -8.4245e-06 |  | 0.00018552
| 9.2559e-05 |  | -6.1901e-05 |  | -0.00021286 |  | 9.9392e-05 |  | -0.00029884 |  | 0 |  | -0.00015855 |  | 0.00010272 |  | 2.794e-06 |  | #REF! |  | 0.0002132 |  | 0.00011562 |  | 0.0001419 |  | #REF! |  | 3.284e-05 |  | -0.00011833 |  | 0.00018897 |  | 2.7644e-06 |  | 0.00019472 |  | -0.00023232 |  | -0.00023232 |  | 0.0012532 |  | -0.00040731 |  | 5.9438e-06 |  | 0.0024138 |  | 0.00011309 |  | 0.00020273
| 5.4509e-05 |  | 4.9736e-05 |  | -0.00014119 |  | 7.455e-05 |  | -0.00045139 |  | 0 |  | -9.756e-05 |  | 0.00016481 |  | 2.7375e-06 |  | #REF! |  | 0.00025974 |  | 8.7051e-05 |  | 0.00024462 |  | #REF! |  | 7.4177e-05 |  | -0.0003524 |  | 0.00012067 |  | 2.7547e-06 |  | 0.00015379 |  | -6.3788e-05 |  | -6.3788e-05 |  | 0.0010965 |  | -0.00028545 |  | 4.2463e-06 |  | 0.0024003 |  | 0.00035862 |  | 0.00024625
| 5.4514e-05 |  | 0.00011289 |  | -6.8128e-05 |  | 7.4556e-05 |  | -0.00060523 |  | 0 |  | -3.2063e-05 |  | 0.00016482 |  | 2.6298e-06 |  | #REF! |  | 0.00025974 |  | 0.00012923 |  | 0.00024463 |  | #REF! |  | 7.4195e-05 |  | -0.00030168 |  | 0.00012067 |  | 2.7297e-06 |  | 0.00015379 |  | 3.9719e-05 |  | 3.9719e-05 |  | 0.00099872 |  | 0.0007549 |  | 4.2463e-06 |  | 0.0023885 |  | 0.00027081 |  | 0.00018513
| 6.7727e-05 |  | -2.0557e-05 |  | -0.00011666 |  | 8.5125e-05 |  | -0.00033744 |  | 0 |  | -6.5333e-05 |  | 0.00017665 |  | 2.58e-06 |  | #REF! |  | 0.00017461 |  | 0.00024916 |  | 0.00013577 |  | #REF! |  | 6.5483e-05 |  | 2.2107e-05 |  | 0.00014388 |  | 2.7059e-06 |  | 0.00026205 |  | -6.7404e-05 |  | -6.7404e-05 |  | 0.0011539 |  | -7.0454e-05 |  | 5.9442e-06 |  | 0.0023726 |  | 5.0553e-05 |  | 0.00019257
| 6.7733e-05 |  | -9.5508e-05 |  | -3.8919e-05 |  | 8.5132e-05 |  | -0.00030142 |  | 0 |  | -0.00014312 |  | 0.00017666 |  | 2.4956e-06 |  | #REF! |  | 0.00017461 |  | 0.00028087 |  | 0.00013577 |  | #REF! |  | 6.5499e-05 |  | -2.4706e-05 |  | 0.00014388 |  | 2.7074e-06 |  | 0.00026206 |  | -5.7775e-05 |  | -5.7775e-05 |  | 0.0012355 |  | -0.00045468 |  | 5.9442e-06 |  | 0.0023598 |  | 0.00015212 |  | 0.00027435
| 5.4527e-05 |  | 1.1251e-05 |  | -0.0001156 |  | 8.7003e-05 |  | -0.00024589 |  | 0 |  | -0.0001653 |  | 3.5315e-05 |  | 2.4733e-06 |  | #REF! |  | 0.0001937 |  | 0.00029705 |  | 3.9044e-05 |  | #REF! |  | 4.979e-05 |  | -0.00030949 |  | 0.00015978 |  | 2.7314e-06 |  | 0.00021593 |  | -5.0555e-05 |  | -5.0555e-05 |  | 0.0011395 |  | -0.00045209 |  | 4.2463e-06 |  | 0.0023396 |  | 2.684e-05 |  | 0.00022288
| 5.4531e-05 |  | 0.00012317 |  | -8.179e-05 |  | 8.701e-05 |  | -0.00024293 |  | 0 |  | -0.00012356 |  | 3.5316e-05 |  | 2.4138e-06 |  | #REF! |  | 0.00019371 |  | 0.0002834 |  | 3.9046e-05 |  | #REF! |  | 4.9791e-05 |  | -0.00032509 |  | 0.00015979 |  | 2.7462e-06 |  | 0.00021594 |  | -4.2129e-05 |  | -4.2129e-05 |  | 0.0011083 |  | -0.00027814 |  | 4.2466e-06 |  | 0.0023221 |  | -0.00010122 |  | 0.00017679
| 6.1237e-05 |  | 8.7608e-05 |  | -3.6228e-05 |  | 5.4967e-05 |  | -0.00055354 |  | 0 |  | -0.00015299 |  | 0.00016752 |  | 2.3773e-06 |  | #REF! |  | 0.00012117 |  | 0.000202 |  | 0.00023092 |  | #REF! |  | 9.1138e-05 |  | 8.0623e-05 |  | 7.7542e-05 |  | 2.742e-06 |  | 0.00037601 |  | 0.00014084 |  | 0.00014084 |  | 0.0011471 |  | 0.0001295 |  | 4.2468e-06 |  | 0.0023017 |  | -1.4445e-05 |  | 0.00014754
| 6.1241e-05 |  | 3.5206e-06 |  | -0.00012624 |  | 5.4971e-05 |  | -0.00031936 |  | 0 |  | -0.00012525 |  | 0.00016753 |  | 2.4003e-06 |  | #REF! |  | 0.00012117 |  | 0.00020886 |  | 0.00023092 |  | #REF! |  | 9.1138e-05 |  | 0.00018595 |  | 7.7544e-05 |  | 2.754e-06 |  | 0.00037602 |  | 9.9915e-05 |  | 9.9915e-05 |  | 0.0011437 |  | -0.00038292 |  | 4.2466e-06 |  | 0.0022949 |  | -7.3432e-05 |  | 0.00014884
| 5.4544e-05 |  | 5.1465e-05 |  | -0.00011275 |  | 8.5166e-05 |  | -0.00014404 |  | 0 |  | -8.0194e-05 |  | 0.000158 |  | 2.4728e-06 |  | #REF! |  | 0.00021481 |  | 0.00015106 |  | 0.00010562 |  | #REF! |  | 0.00010281 |  | 0.00016254 |  | 2.0168e-05 |  | 2.7705e-06 |  | 0.00013818 |  | -0.00011797 |  | -0.00011797 |  | 0.00097939 |  | -0.0003194 |  | 5.9445e-06 |  | 0.0022926 |  | 3.6114e-05 |  | 0.00017521
| 5.4549e-05 |  | 4.5633e-05 |  | -0.00018935 |  | 8.5173e-05 |  | -0.00018675 |  | 0 |  | -0.00018101 |  | 0.000158 |  | 2.5544e-06 |  | #REF! |  | 0.00021481 |  | 0.00015791 |  | 0.00010562 |  | #REF! |  | 0.00010279 |  | -1.2997e-06 |  | 2.0168e-05 |  | 2.5809e-06 |  | 0.00013818 |  | -0.00018058 |  | -0.00018058 |  | 0.0011353 |  | 0.0003767 |  | 5.9445e-06 |  | 0.002284 |  | 0.00024154 |  | 0.00019594
| 3.4445e-05 |  | 8.6637e-05 |  | -0.00018205 |  | 8.3936e-05 |  | -0.00030525 |  | 0 |  | -0.00019954 |  | 0.00010144 |  | 2.5451e-06 |  | #REF! |  | 0.00020447 |  | 0.00018404 |  | 0.00025593 |  | #REF! |  | 7.2716e-05 |  | -0.00018855 |  | 0.00015756 |  | 2.3868e-06 |  | 0.00017058 |  | 1.4447e-05 |  | 1.4447e-05 |  | 0.0011109 |  | 0.00057673 |  | 4.2468e-06 |  | 0.0022639 |  | 0.0001621 |  | 0.00021875
| 3.4448e-05 |  | 8.6751e-05 |  | -0.00013183 |  | 8.3943e-05 |  | -0.00034657 |  | 0 |  | -0.00010957 |  | 0.00010144 |  | 2.589e-06 |  | #REF! |  | 0.00020447 |  | 0.00022323 |  | 0.00025594 |  | #REF! |  | 7.2716e-05 |  | -0.00013394 |  | 0.00015756 |  | 2.3161e-06 |  | 0.00017058 |  | 0.00011678 |  | 0.00011678 |  | 0.00092287 |  | 0.0005864 |  | 4.2468e-06 |  | 0.0022326 |  | 0.00011646 |  | 0.00016705
| 2.1043e-05 |  | 3.5946e-05 |  | -0.00017616 |  | 7.0891e-05 |  | -0.00013694 |  | 0 |  | -9.2602e-05 |  | 6.071e-05 |  | 2.6418e-06 |  | #REF! |  | 0.00011745 |  | 0.00032025 |  | 8.4867e-05 |  | #REF! |  | 9.1533e-05 |  | -8.3224e-05 |  | 4.904e-05 |  | 2.4348e-06 |  | 0.00027691 |  | -0.00019886 |  | -0.00019886 |  | 0.00093978 |  | 0.0010137 |  | 4.2468e-06 |  | 0.0022116 |  | 0.00017065 |  | 0.00010726
| 2.1045e-05 |  | 0.00011483 |  | -7.6411e-05 |  | 7.0897e-05 |  | -1.9863e-05 |  | 0 |  | -0.0001206 |  | 6.0712e-05 |  | 2.7492e-06 |  | #REF! |  | 0.00011745 |  | 0.00020011 |  | 8.487e-05 |  | #REF! |  | 9.1556e-05 |  | 0.00014694 |  | 4.9042e-05 |  | 2.6977e-06 |  | 0.00027692 |  | -0.00028193 |  | -0.00028193 |  | 0.0012761 |  | 0.00056146 |  | 4.2471e-06 |  | 0.0021956 |  | 9.9928e-05 |  | 0.00011054
| 1.3225e-05 |  | 3.9577e-05 |  | -7.5946e-05 |  | 0.00010139 |  | -0.00024303 |  | 0 |  | -0.00012766 |  | 0.00023075 |  | 2.7927e-06 |  | #REF! |  | 0.00010867 |  | 6.7973e-05 |  | 8.8409e-05 |  | #REF! |  | 3.2818e-05 |  | 6.8919e-05 |  | 0.00025525 |  | 2.8442e-06 |  | 0.00036508 |  | -0.00026288 |  | -0.00026288 |  | 0.0014016 |  | -0.00011804 |  | 2.5483e-06 |  | 0.0021845 |  | 6.622e-05 |  | 0.00012982
| 1.3225e-05 |  | 2.333e-05 |  | -9.4991e-05 |  | 0.00010139 |  | -0.00046298 |  | 0 |  | -0.00011196 |  | 0.00023076 |  | 2.7262e-06 |  | #REF! |  | 0.00010867 |  | 7.8568e-05 |  | 8.8411e-05 |  | #REF! |  | 3.2827e-05 |  | -7.1521e-05 |  | 0.00025526 |  | 3.0248e-06 |  | 0.00036509 |  | -0.00014369 |  | -0.00014369 |  | 0.00095579 |  | -0.00012462 |  | 2.5483e-06 |  | 0.0021771 |  | 4.8162e-06 |  | 0.00015604
| 9.4552e-05 |  | 0.00011143 |  | -3.9279e-05 |  | 7.2158e-05 |  | -0.00041687 |  | 0 |  | -0.00010762 |  | 3.1406e-05 |  | 2.6278e-06 |  | #REF! |  | 0.0002625 |  | 5.5621e-05 |  | 0.00015398 |  | #REF! |  | 0.00010522 |  | 1.0835e-05 |  | 0.00023261 |  | 3.0512e-06 |  | 0.00012793 |  | -9.6524e-05 |  | -9.6524e-05 |  | 0.00091786 |  | -0.00029933 |  | 2.5483e-06 |  | 0.0021695 |  | -7.5858e-05 |  | 0.00015549
| 9.4559e-05 |  | 0.00010075 |  | -0.00013574 |  | 7.2164e-05 |  | -0.00039291 |  | 0 |  | -0.00017821 |  | 3.1407e-05 |  | 2.546e-06 |  | #REF! |  | 0.00026251 |  | 7.5054e-05 |  | 0.00015398 |  | #REF! |  | 0.00010522 |  | 0.00015864 |  | 0.00023262 |  | 2.9318e-06 |  | 0.00012794 |  | -0.0002374 |  | -0.0002374 |  | 0.0010038 |  | -0.00029723 |  | 2.5483e-06 |  | 0.0021652 |  | -6.9838e-05 |  | 0.00014224
| 5.4028e-06 |  | 0.00011748 |  | -0.0001024 |  | 0.0001207 |  | -0.00037759 |  | 0 |  | -0.0002152 |  | 0.00016718 |  | 2.5708e-06 |  | #REF! |  | 0.00041494 |  | 0.00011387 |  | 0.00021599 |  | #REF! |  | 0.0001059 |  | 0.00031079 |  | 0.00022278 |  | 2.7881e-06 |  | 0.00029116 |  | -9.0307e-05 |  | -9.0307e-05 |  | 0.0010165 |  | 0.00023334 |  | 4.2473e-06 |  | 0.0021611 |  | -5.1776e-05 |  | 0.0001529
| 5.4032e-06 |  | 3.1081e-05 |  | 2.7255e-05 |  | 0.00012071 |  | -0.00043636 |  | 0 |  | -0.00013521 |  | 0.00016719 |  | 2.5e-06 |  | #REF! |  | 0.00041495 |  | 7.8552e-05 |  | 0.000216 |  | #REF! |  | 0.0001059 |  | 0.00021716 |  | 0.00022279 |  | 2.6972e-06 |  | 0.00029117 |  | 4.5758e-05 |  | 4.5758e-05 |  | 0.0011319 |  | -0.00048211 |  | 4.2471e-06 |  | 0.0021459 |  | -5.4187e-05 |  | 0.00017519
| 0 |  | -6.8599e-05 |  | -3.3819e-05 |  | 9.2723e-05 |  | -0.00017241 |  | 0 |  | -5.9193e-05 |  | 0.00017583 |  | 2.4016e-06 |  | #REF! |  | 0.00018272 |  | 0.00013146 |  | 0.00012994 |  | #REF! |  | 9.5821e-05 |  | 0.00015865 |  | 1.0606e-05 |  | 2.7504e-06 |  | 0.00018184 |  | 0.00011801 |  | 0.00011801 |  | 0.0012053 |  | -0.0015564 |  | 4.2473e-06 |  | 0.0021122 |  | -6.2618e-05 |  | 0.00019673
| 0 |  | -8.5285e-06 |  | -6.9629e-05 |  | 9.2723e-05 |  | -3.9063e-05 |  | 0 |  | -7.7871e-05 |  | 0.00017583 |  | 2.3926e-06 |  | #REF! |  | 0.00018273 |  | 0.00018607 |  | 0.00012995 |  | #REF! |  | 9.5845e-05 |  | 2.6008e-05 |  | 1.0606e-05 |  | 2.8604e-06 |  | 0.00018184 |  | 0.0001737 |  | 0.0001737 |  | 0.0010788 |  | -0.00066864 |  | 4.2473e-06 |  | 0.0020743 |  | 0.00014024 |  | 0.00015315
| 1.435e-05 |  | 6.1459e-05 |  | -4.2838e-05 |  | 5.0721e-05 |  | -0.00011838 |  | 0 |  | -0.00012314 |  | 1.0835e-05 |  | 2.4696e-06 |  | #REF! |  | 0.00023276 |  | 0.00018297 |  | 0.00018295 |  | #REF! |  | 0.00013158 |  | -5.2015e-05 |  | 9.0296e-05 |  | 2.9198e-06 |  | 0.00025667 |  | 0.00019538 |  | 0.00019538 |  | 0.0011185 |  | -0.00012726 |  | 7.6446e-06 |  | 0.0020473 |  | 0.00028355 |  | 0.00016957
| 1.4351e-05 |  | -3.1174e-05 |  | -0.00012021 |  | 5.0725e-05 |  | -0.00012408 |  | 0 |  | -9.9795e-05 |  | 1.0835e-05 |  | 2.5509e-06 |  | #REF! |  | 0.00023277 |  | 0.0001319 |  | 0.00018295 |  | #REF! |  | 0.00013161 |  | -9.8835e-05 |  | 9.0299e-05 |  | 2.9059e-06 |  | 0.00025667 |  | 8.4301e-06 |  | 8.4301e-06 |  | 0.0011496 |  | -0.00079418 |  | 7.6442e-06 |  | 0.0020379 |  | -0.00080809 |  | 0.00015023
| 8.0302e-05 |  | -1.8086e-05 |  | -0.00014336 |  | 8.3415e-05 |  | -0.00032373 |  | 0 |  | -7.4566e-05 |  | 0.00015153 |  | 2.5462e-06 |  | #REF! |  | 0.00020615 |  | 1.1782e-05 |  | 0 |  | #REF! |  | 1.2091e-05 |  | -0.00039532 |  | 0.00011104 |  | 2.8381e-06 |  | 0.00022548 |  | 2.8903e-05 |  | 2.8903e-05 |  | 0.00103 |  | -0.00035968 |  | 5.9456e-06 |  | 0.0020304 |  | -5.7806e-05 |  | 0.0001196
| 8.0303e-05 |  | 5.6673e-05 |  | -0.00013486 |  | 8.3415e-05 |  | -0.00032512 |  | 0 |  | -0.00010054 |  | 0.00015153 |  | 2.4894e-06 |  | #REF! |  | 0.00020615 |  | 4.5361e-05 |  | 0 |  | #REF! |  | 1.2091e-05 |  | -0.00029778 |  | 0.00011104 |  | 2.7688e-06 |  | 0.00022549 |  | 2.77e-05 |  | 2.77e-05 |  | 0.00099035 |  | -0.00027567 |  | 5.9456e-06 |  | 0.0020153 |  | 0.00073345 |  | 0.0001164
| 7.7196e-05 |  | 3.4812e-05 |  | -8.7283e-05 |  | 6.1532e-05 |  | -0.00027339 |  | 0 |  | -4.3538e-05 |  | 0.00018735 |  | 2.4529e-06 |  | #REF! |  | 0.00031603 |  | 8.3944e-05 |  | 0.00050327 |  | #REF! |  | 0.00014694 |  | 9.2327e-05 |  | 0.00020137 |  | 2.7646e-06 |  | 0.00021165 |  | -0.00015296 |  | -0.00015296 |  | 0.00098529 |  | -0.00030261 |  | 4.2476e-06 |  | 0.0019942 |  | -4.6972e-05 |  | 9.8296e-05
| 7.7209e-05 |  | -1.7012e-05 |  | -3.8012e-05 |  | 6.1542e-05 |  | -0.00037161 |  | 0 |  | -4.6602e-05 |  | 0.00018736 |  | 2.5368e-06 |  | #REF! |  | 0.00031604 |  | 0.00018117 |  | 0.00050329 |  | #REF! |  | 0.00014694 |  | -6.3725e-05 |  | 0.00020138 |  | 2.8727e-06 |  | 0.00021165 |  | -0.00012526 |  | -0.00012526 |  | 0.00099878 |  | -0.00016707 |  | 4.2476e-06 |  | 0.0019807 |  | 0.00011924 |  | 0.0001457
| 6.1345e-05 |  | -0.00010767 |  | -0.0001351 |  | 9.402e-05 |  | -0.00016798 |  | 0 |  | -8.2629e-05 |  | 0.00025346 |  | 2.6625e-06 |  | #REF! |  | 0.00039655 |  | 0.00021481 |  | 0.00028984 |  | #REF! |  | 9.9062e-05 |  | -0.00043432 |  | 0.00023327 |  | 2.9857e-06 |  | 0.00029019 |  | -3.6134e-06 |  | -3.6134e-06 |  | 0.0010805 |  | -0.00052741 |  | 2.5487e-06 |  | 0.0019689 |  | 8.9129e-05 |  | 0.00023174
| 6.135e-05 |  | -5.0587e-05 |  | -0.00015987 |  | 9.4028e-05 |  | -0.00017878 |  | 0 |  | -0.00014287 |  | 0.00025347 |  | 2.8592e-06 |  | #REF! |  | 0.00039656 |  | 0.00018806 |  | 0.00028985 |  | #REF! |  | 9.9087e-05 |  | -0.00041871 |  | 0.00023327 |  | 3.0204e-06 |  | 0.0002902 |  | -3.7338e-05 |  | -3.7338e-05 |  | 0.0012272 |  | 0.00029279 |  | 2.5486e-06 |  | 0.0019613 |  | 7.4676e-05 |  | 0.00019566
| 3.8979e-05 |  | 5.3239e-05 |  | -8.3215e-05 |  | 6.1557e-05 |  | -6.6042e-05 |  | 0 |  | -0.00015913 |  | 0.00018423 |  | 2.9304e-06 |  | #REF! |  | 0.00026613 |  | 0.00016151 |  | 0.00037957 |  | #REF! |  | 0.0001193 |  | -0.00025097 |  | 0.00015295 |  | 2.9372e-06 |  | 0.00030994 |  | -0.00019183 |  | -0.00019183 |  | 0.0010848 |  | 0.00076113 |  | 5.9459e-06 |  | 0.0019446 |  | 0.00013731 |  | 0.00013695
| 3.8979e-05 |  | 7.4135e-05 |  | -8.6351e-05 |  | 6.1557e-05 |  | -9.5405e-05 |  | 0 |  | -0.00014368 |  | 0.00018424 |  | 2.9115e-06 |  | #REF! |  | 0.00026614 |  | 0.00026053 |  | 0.00037958 |  | #REF! |  | 0.0001193 |  | 3.7711e-05 |  | 0.00015295 |  | 2.8637e-06 |  | 0.00030995 |  | -5.2113e-05 |  | -5.2113e-05 |  | 0.00096759 |  | 0.00024158 |  | 5.9459e-06 |  | 0.0019259 |  | 0.00014214 |  | 0.00024018
| 8.4714e-05 |  | 5.5577e-05 |  | -1.8625e-05 |  | 3.2406e-06 |  | -0.00041966 |  | 0 |  | -0.00013291 |  | 3.6936e-05 |  | 2.808e-06 |  | #REF! |  | 0.00022643 |  | 0.00030647 |  | 0.00023013 |  | #REF! |  | 0.00023714 |  | -6.7619e-05 |  | 0.00030476 |  | 2.8842e-06 |  | 0.00034228 |  | -8.4318e-06 |  | -8.4318e-06 |  | 0.0010418 |  | 0.00024103 |  | 5.9459e-06 |  | 0.0019032 |  | 3.7341e-05 |  | 0.00027005
| 8.4714e-05 |  | 5.3407e-05 |  | -5.6171e-05 |  | 3.2406e-06 |  | -0.00038979 |  | 0 |  | -0.0001582 |  | 3.6938e-05 |  | 2.6573e-06 |  | #REF! |  | 0.00022644 |  | 0.00017067 |  | 0.00023013 |  | #REF! |  | 0.00023708 |  | 0.00012353 |  | 0.00030477 |  | 2.9033e-06 |  | 0.00034229 |  | -0.00023851 |  | -0.00023851 |  | 0.00098951 |  | -9.3132e-05 |  | 5.9463e-06 |  | 0.0018686 |  | 7.3481e-05 |  | 0.00019259
| 0.00010279 |  | 4.7721e-05 |  | -0.00021904 |  | 0.00015762 |  | -0.00041537 |  | 0 |  | -0.00019371 |  | 0.00024271 |  | 2.6052e-06 |  | #REF! |  | 0.00010749 |  | 0.00015513 |  | 0.00015841 |  | #REF! |  | 8.3633e-05 |  | 0.0003888 |  | 8.3275e-05 |  | 2.9083e-06 |  | 0.00021006 |  | -0.00023732 |  | -0.00023732 |  | 0.0010696 |  | -6.9776e-06 |  | 5.9459e-06 |  | 0.001861 |  | 4.9391e-05 |  | 0.00025266
| 0.00010279 |  | 6.0301e-05 |  | -0.00017806 |  | 0.00015762 |  | -0.00023856 |  | 0 |  | -0.00015794 |  | 0.00024271 |  | 2.5322e-06 |  | #REF! |  | 0.0001075 |  | 0.00012848 |  | 0.00015842 |  | #REF! |  | 8.3654e-05 |  | -3.3864e-05 |  | 8.3277e-05 |  | 2.798e-06 |  | 0.00021007 |  | -0.00013372 |  | -0.00013372 |  | 0.0010848 |  | -2.8275e-05 |  | 5.9463e-06 |  | 0.001867 |  | 0.00010938 |  | 0.00029582
| 6.6049e-05 |  | 0.00013245 |  | -8.6648e-05 |  | 3.0253e-05 |  | -0.00029851 |  | 0 |  | -7.1688e-05 |  | 0.00012626 |  | 2.5174e-06 |  | #REF! |  | 0.00016896 |  | 0.00035842 |  | 0.00030831 |  | #REF! |  | 0.00014955 |  | -9.1025e-05 |  | 0.00031078 |  | 2.6984e-06 |  | 0.00034099 |  | -0.00013493 |  | -0.00013493 |  | 0.00099456 |  | -0.00032045 |  | 5.9463e-06 |  | 0.0018838 |  | 0.00017806 |  | 0.0002404
| 6.6049e-05 |  | 0.00014879 |  | -0.00011296 |  | 3.0253e-05 |  | -0.00051628 |  | 0 |  | -9.4394e-05 |  | 0.00012626 |  | 2.5257e-06 |  | #REF! |  | 0.00016896 |  | 0.00039941 |  | 0.00030832 |  | #REF! |  | 0.00014955 |  | 3.7711e-05 |  | 0.00031079 |  | 2.7615e-06 |  | 0.000341 |  | -9.7581e-05 |  | -9.7581e-05 |  | 0.001046 |  | -0.00060101 |  | 5.9463e-06 |  | 0.0018888 |  | 0.00018157 |  | 0.0001906
| 8.6002e-05 |  | 8.749e-05 |  | -0.00016436 |  | 8.1016e-05 |  | -0.0003207 |  | 0 |  | -0.0001788 |  | 9.7311e-05 |  | 2.5525e-06 |  | #REF! |  | 0.00017719 |  | 0.00025614 |  | 0.00013839 |  | #REF! |  | 6.4627e-05 |  | -2.0806e-05 |  | 0.00028075 |  | 2.9174e-06 |  | 0.00020698 |  | -0.00018492 |  | -0.00018492 |  | 0.001105 |  | -0.00068698 |  | 4.2481e-06 |  | 0.0018644 |  | 8.8811e-05 |  | 0.00013313
| 8.6002e-05 |  | 0.00010972 |  | -6.0936e-05 |  | 8.1016e-05 |  | -0.00033791 |  | 0 |  | -0.00012901 |  | 9.7314e-05 |  | 2.4885e-06 |  | #REF! |  | 0.0001772 |  | 0.00019391 |  | 0.00013839 |  | #REF! |  | 6.4627e-05 |  | -4.0312e-05 |  | 0.00028076 |  | 2.8392e-06 |  | 0.00020699 |  | -3.6043e-05 |  | -3.6043e-05 |  | 0.0010435 |  | 0.0005197 |  | 4.2483e-06 |  | 0.0018409 |  | -2.6506e-05 |  | 0.00015161
| 5.133e-05 |  | 0.00021959 |  | 2.7678e-05 |  | 0.00010035 |  | -0.00029006 |  | 0 |  | -9.3904e-05 |  | 0.00030308 |  | 2.3986e-06 |  | #REF! |  | 0.00016385 |  | 5.5735e-05 |  | 0.00040197 |  | #REF! |  | 0.00017994 |  | -0.00013004 |  | 9.3536e-06 |  | 2.5968e-06 |  | 0.00029859 |  | 0.00014286 |  | 0.00014286 |  | 0.00093809 |  | 0.0010321 |  | 5.9466e-06 |  | 0.0018121 |  | -0.00023209 |  | 0.00018389
| 5.1334e-05 |  | 0.00017631 |  | 5.0148e-06 |  | 0.00010036 |  | -0.00013217 |  | 0 |  | -0.00012761 |  | 0.00030309 |  | 2.4297e-06 |  | #REF! |  | 0.00016386 |  | 0.00011237 |  | 0.00040198 |  | #REF! |  | 0.00017994 |  | -0.00032119 |  | 9.3538e-06 |  | 2.425e-06 |  | 0.0002986 |  | -3.4941e-05 |  | -3.4941e-05 |  | 0.00093219 |  | -0.00021 |  | 5.9463e-06 |  | 0.0018037 |  | -0.00041283 |  | 0.00020797
| 4.0133e-05 |  | 4.2928e-05 |  | -0.00013079 |  | 0.00016207 |  | -0.00035579 |  | 0 |  | -0.00016287 |  | 0.0001926 |  | 2.548e-06 |  | #REF! |  | 0.00015539 |  | 0.00012829 |  | 0.00024837 |  | #REF! |  | 3.474e-05 |  | -0.00025878 |  | 0.00033325 |  | 2.4795e-06 |  | 0.00018779 |  | -8.6753e-05 |  | -8.6753e-05 |  | 0.0010005 |  | -0.00035399 |  | 5.9466e-06 |  | 0.0017912 |  | -0.00021206 |  | 0.00025421
| 4.014e-05 |  | -2.8943e-05 |  | -0.00019056 |  | 0.0001621 |  | -0.00023564 |  | 0 |  | -0.00016547 |  | 0.00019261 |  | 2.6429e-06 |  | #REF! |  | 0.00015539 |  | 0.00015824 |  | 0.00024838 |  | #REF! |  | 3.4731e-05 |  | -0.00028998 |  | 0.00033326 |  | 2.597e-06 |  | 0.00018779 |  | -1.2049e-06 |  | -1.2049e-06 |  | 0.00090859 |  | 0.00011604 |  | 5.947e-06 |  | 0.0017666 |  | -0.00013495 |  | 0.00021991
| 9.3333e-07 |  | -6.5895e-05 |  | -0.00021364 |  | 4.649e-05 |  | -0.00033564 |  | 0 |  | -0.00017604 |  | 0.00012474 |  | 2.6129e-06 |  | #REF! |  | 0.00013408 |  | 0.00025564 |  | 0.00029931 |  | #REF! |  | 0.00014361 |  | -0.00010273 |  | 0.00024115 |  | 2.6533e-06 |  | 0.00020226 |  | -5.1813e-05 |  | -5.1813e-05 |  | 0.0010292 |  | -0.00020279 |  | 5.9466e-06 |  | 0.0017397 |  | 0.00018315 |  | 0.00012358
| 9.334e-07 |  | -6.5468e-05 |  | -0.00010076 |  | 4.6494e-05 |  | -0.00046353 |  | 0 |  | -8.839e-05 |  | 0.00012474 |  | 2.5739e-06 |  | #REF! |  | 0.00013408 |  | 0.00029681 |  | 0.00032529 |  | #REF! |  | 0.00014361 |  | 0.00020546 |  | 0.00024115 |  | 2.8084e-06 |  | 0.00020226 |  | -1.4459e-05 |  | -1.4459e-05 |  | 0.0010746 |  | 0.00024912 |  | 5.947e-06 |  | 0.0017236 |  | 0.00018797 |  | 0.00012627
| 4.3508e-05 |  | 1.2484e-05 |  | 3.6765e-05 |  | 0.00015464 |  | -0.00016569 |  | 0 |  | -3.6525e-05 |  | 0.00022428 |  | 2.5752e-06 |  | #REF! |  | 0.00026467 |  | 0.00015901 |  | 0.00015858 |  | #REF! |  | 7.3679e-05 |  | 0.00026007 |  | 0.00022469 |  | 2.9017e-06 |  | 0.00022726 |  | 8.0735e-05 |  | 8.0735e-05 |  | 0.00080328 |  | 0.00013768 |  | 7.6464e-06 |  | 0.0017313 |  | -3.615e-05 |  | 0.00019408
| 4.3514e-05 |  | 3.0718e-05 |  | -0.00019743 |  | 0.00015467 |  | -0.00010876 |  | 0 |  | -0.00010102 |  | 0.00022428 |  | 2.6456e-06 |  | #REF! |  | 0.00026468 |  | 7.7333e-05 |  | 0.00013261 |  | #REF! |  | 7.3716e-05 |  | -0.00021587 |  | 0.00022469 |  | 3.0183e-06 |  | 0.00022727 |  | 2.1691e-05 |  | 2.1691e-05 |  | 0.00095916 |  | 0.00014592 |  | 7.6464e-06 |  | 0.0017489 |  | 0.00023041 |  | 0.00015479
| 3.4553e-05 |  | 2.1056e-05 |  | -9.5662e-05 |  | 0.00010478 |  | -0.0003551 |  | 0 |  | -6.6264e-05 |  | 0.00022702 |  | 2.7118e-06 |  | #REF! |  | 0.00039168 |  | 0.00016403 |  | 0.00033464 |  | #REF! |  | 0.00017665 |  | -0.00036411 |  | 0.00043531 |  | 3.048e-06 |  | 0.00018954 |  | 0.00030729 |  | 0.00030729 |  | 0.0010688 |  | 0.00060689 |  | 7.6464e-06 |  | 0.0017507 |  | 0.00014847 |  | 0.00018901
| 3.4556e-05 |  | 9.4483e-06 |  | 1.4265e-05 |  | 0.00010479 |  | -0.00037392 |  | 0 |  | -0.00011035 |  | 0.00022703 |  | 2.7024e-06 |  | #REF! |  | 0.00039169 |  | 0.00014101 |  | 0.00033465 |  | #REF! |  | 0.00017665 |  | -0.00021587 |  | 0.00043532 |  | 2.9519e-06 |  | 0.00018954 |  | 0.00027235 |  | 0.00027235 |  | 0.0011185 |  | 0.00023406 |  | 7.6464e-06 |  | 0.001727 |  | 4.4589e-05 |  | 0.00020619
| 6.3628e-05 |  | 4.5966e-06 |  | -0.00013765 |  | 0.00011478 |  | -0.00030337 |  | 0 |  | -0.00018114 |  | 0.00017902 |  | 2.6381e-06 |  | #REF! |  | 0.00024901 |  | 5.431e-05 |  | 0.00036726 |  | #REF! |  | 0 |  | 7.9908e-05 |  | 2.9017e-05 |  | 2.8289e-06 |  | 0.00029911 |  | -8.3152e-05 |  | -8.3152e-05 |  | 0.0011067 |  | -0.00049829 |  | 2.5493e-06 |  | 0.0017069 |  | 0.00029886 |  | 0.00015595
| 6.3633e-05 |  | 6.9198e-06 |  | -0.00020756 |  | 0.00011479 |  | -0.00058873 |  | 0 |  | -0.00019938 |  | 0.00017902 |  | 2.6192e-06 |  | #REF! |  | 0.00024902 |  | 0.00013912 |  | 0.00036727 |  | #REF! |  | 0 |  | 0.00027567 |  | 2.9018e-05 |  | 2.6762e-06 |  | 0.00029912 |  | -0.00011449 |  | -0.00011449 |  | 0.0010359 |  | -0.00073556 |  | 2.5492e-06 |  | 0.0017034 |  | -0.0010111 |  | 0.00014317
| 0.0001017 |  | 8.9937e-05 |  | -0.00012398 |  | 4.9765e-05 |  | -0.000423 |  | 0 |  | -0.00016156 |  | 0.00031298 |  | 2.6525e-06 |  | #REF! |  | 0.00035948 |  | 0.00017602 |  | 0.00020846 |  | #REF! |  | 0.00017049 |  | 2.9908e-05 |  | 0.00032786 |  | 2.6467e-06 |  | 0.0002199 |  | -8.5569e-05 |  | -8.5569e-05 |  | 0.001143 |  | -0.00097401 |  | 4.2488e-06 |  | 0.0016942 |  | -0.00023863 |  | 0.00015631
| 0.0001017 |  | 3.8796e-05 |  | 3.77e-05 |  | 4.9769e-05 |  | -0.0002049 |  | 0 |  | -0.00012219 |  | 0.00031299 |  | 2.6958e-06 |  | #REF! |  | 0.00035949 |  | 7.1734e-05 |  | 0.00020846 |  | #REF! |  | 0.00017053 |  | -0.00021196 |  | 0.00032787 |  | 2.658e-06 |  | 0.0002199 |  | -3.254e-05 |  | -3.254e-05 |  | 0.00097692 |  | -0.0010403 |  | 4.2491e-06 |  | 0.0016673 |  | 0.00091595 |  | 0.00025762
| 4.8024e-05 |  | -5.2635e-06 |  | 5.9118e-05 |  | 0.00010483 |  | -0.00021074 |  | 0 |  | -0.00010141 |  | 0.00018417 |  | 2.7051e-06 |  | #REF! |  | 0.00049072 |  | 0.00015153 |  | 0.00023717 |  | #REF! |  | 0.00021967 |  | -0.00013784 |  | 0.0004045 |  | 2.6917e-06 |  | 0.00029274 |  | 9.0394e-05 |  | 9.0394e-05 |  | 0.0010148 |  | -0.00049432 |  | 5.9473e-06 |  | 0.0016393 |  | -3.2542e-05 |  | 0.00024229
| 4.8028e-05 |  | 0.00011129 |  | -1.26e-05 |  | 0.00010484 |  | -0.00016569 |  | 0 |  | -9.1361e-05 |  | 0.00018418 |  | 2.5775e-06 |  | #REF! |  | 0.00049073 |  | 0.00014268 |  | 0.00023718 |  | #REF! |  | 0.00021967 |  | 0.00019375 |  | 0.00040451 |  | 2.7733e-06 |  | 0.00029275 |  | -0.00013138 |  | -0.00013138 |  | 0.0010949 |  | -4.2125e-05 |  | 5.9473e-06 |  | 0.0016226 |  | 0.00026396 |  | 0.00015685
| 3.0089e-05 |  | 0.00012759 |  | -8.0671e-05 |  | 0.00016539 |  | -0.00031507 |  | 0 |  | -0.00012074 |  | 0.00010141 |  | 2.4321e-06 |  | #REF! |  | 0.00026677 |  | 2.5987e-05 |  | 0.00029738 |  | #REF! |  | 0.00017057 |  | -0.00018856 |  | 0.00010155 |  | 2.8185e-06 |  | 0.00025691 |  | 6.0265e-06 |  | 6.0265e-06 |  | 0.00099462 |  | 0.00087402 |  | 4.2491e-06 |  | 0.0016066 |  | 0.00023624 |  | 0.00019951
| 3.0092e-05 |  | 5.021e-05 |  | -6.9702e-05 |  | 0.0001654 |  | -0.00040013 |  | 0 |  | -0.00015099 |  | 0.00010141 |  | 2.4966e-06 |  | #REF! |  | 0.00026678 |  | 0 |  | 0.00029739 |  | #REF! |  | 0.00017057 |  | -7.5425e-05 |  | 0.00010155 |  | 2.7756e-06 |  | 0.00029761 |  | 0.00045759 |  | 0.00045759 |  | 0.00091281 |  | 0.0011646 |  | 4.2491e-06 |  | 0.0016039 |  | 0.00026226 |  | 0.00026249
| 0.00012422 |  | -2.485e-05 |  | -7.736e-05 |  | 8.2394e-05 |  | -0.00029139 |  | 0 |  | -0.00019221 |  | 0.00019317 |  | 2.706e-06 |  | #REF! |  | 0.0002727 |  | 7.0535e-05 |  | 0.00037448 |  | #REF! |  | 0.00012962 |  | -0.00025877 |  | 0.00028449 |  | 2.6877e-06 |  | 0.0003141 |  | 0.00029731 |  | 0.00029731 |  | 0.00096934 |  | 0.00037762 |  | 4.2491e-06 |  | 0.0016099 |  | 0.00018273 |  | 0.00025665
| 0.00012424 |  | 8.2674e-05 |  | 5.9624e-06 |  | 8.2408e-05 |  | -0.00022233 |  | 0 |  | -0.00012576 |  | 0.00019318 |  | 2.8374e-06 |  | #REF! |  | 0.00027271 |  | 0.00021538 |  | 0.00037449 |  | #REF! |  | 0.00012958 |  | -0.00047723 |  | 0.0002845 |  | 2.6208e-06 |  | 0.00027341 |  | 4.7011e-05 |  | 4.7011e-05 |  | 0.0010005 |  | 0.00030695 |  | 4.2491e-06 |  | 0.0016116 |  | -0.00017478 |  | 0.00022651
| 4.2999e-06 |  | 3.5986e-05 |  | 5.0737e-05 |  | 0.00011175 |  | -9.732e-05 |  | 0 |  | -8.4751e-05 |  | 0.00031777 |  | 2.7601e-06 |  | #REF! |  | 0.00026546 |  | 0.00023286 |  | 0.00024718 |  | #REF! |  | 0.00018199 |  | -0.00011053 |  | 0.00018232 |  | 2.6418e-06 |  | 0.00032519 |  | 1.9286e-05 |  | 1.9286e-05 |  | 0.00096596 |  | 0.00045093 |  | 4.2491e-06 |  | 0.0016057 |  | -8.0762e-05 |  | 0.00020784
| 4.3002e-06 |  | -6.7931e-05 |  | -9.5691e-05 |  | 0.00011176 |  | -8.0263e-05 |  | 0 |  | -0.00015359 |  | 0.00031778 |  | 2.6372e-06 |  | #REF! |  | 0.00026546 |  | 0.00015671 |  | 0.00024719 |  | #REF! |  | 0.00018194 |  | -4.8114e-05 |  | 0.00018233 |  | 2.7374e-06 |  | 0.0003252 |  | -5.5451e-05 |  | -5.5451e-05 |  | 0.0010359 |  | 0.00076518 |  | 4.2493e-06 |  | 0.0015931 |  | 0.0001442 |  | 0.00020155
| 2.786e-05 |  | 3.992e-05 |  | -0.00012305 |  | 5.4134e-06 |  | -0.00031626 |  | 0 |  | -0.00016899 |  | 9.9919e-05 |  | 2.5899e-06 |  | #REF! |  | 0.00036216 |  | 0.0002866 |  | 3.1064e-05 |  | #REF! |  | 0.000142 |  | 1.4303e-05 |  | 0.00020778 |  | 2.8166e-06 |  | 0.00047168 |  | -0.00022197 |  | -0.00022197 |  | 0.00095916 |  | 0.00095226 |  | 4.2493e-06 |  | 0.0015702 |  | 0.00016108 |  | 0.00022894
| 2.7865e-05 |  | 9.8524e-05 |  | -0.00013324 |  | 5.4143e-06 |  | -0.00037663 |  | 0 |  | -0.00020047 |  | 9.9922e-05 |  | 2.5297e-06 |  | #REF! |  | 0.00036217 |  | 0.00035534 |  | 3.1064e-05 |  | #REF! |  | 0.000142 |  | -0.00025097 |  | 0.00020778 |  | 2.8774e-06 |  | 0.00047169 |  | -0.00026055 |  | -0.00026055 |  | 0.00085217 |  | 0.0010231 |  | 4.2493e-06 |  | 0.0015476 |  | -8.5594e-05 |  | 0.00021426
| 9.7422e-05 |  | 0.00017229 |  | -0.00024344 |  | 5.631e-05 |  | -0.00035227 |  | 0 |  | -0.00024791 |  | 0.00026268 |  | 2.5168e-06 |  | #REF! |  | 0.00016944 |  | 0.00021483 |  | 7.0064e-05 |  | #REF! |  | 3.2574e-05 |  | -0.00054182 |  | 5.4737e-05 |  | 2.8626e-06 |  | 0.00035609 |  | -0.00032054 |  | -0.00032054 |  | 0.00078811 |  | 0.00044459 |  | 5.948e-06 |  | 0.0015417 |  | -0.00016757 |  | 0.00015346
| 9.7438e-05 |  | 0.00010313 |  | -0.00015529 |  | 5.6319e-05 |  | -0.00029791 |  | 0 |  | -0.00014286 |  | 0.00026268 |  | 2.5141e-06 |  | #REF! |  | 0.00016944 |  | 7.745e-05 |  | 7.0067e-05 |  | #REF! |  | 3.2574e-05 |  | -0.00021587 |  | 5.4738e-05 |  | 2.8767e-06 |  | 0.0003561 |  | -0.00017828 |  | -0.00017828 |  | 0.00086397 |  | -0.00050653 |  | 5.948e-06 |  | 0.00154 |  | -1.3261e-05 |  | 0.00017887
| 9.1816e-05 |  | -7.2856e-05 |  | -4.9393e-05 |  | 6.0652e-05 |  | -0.00038529 |  | 0 |  | -0.00010306 |  | 0.0002902 |  | 2.5285e-06 |  | #REF! |  | 0.00022525 |  | 4.5798e-05 |  | 0.00027954 |  | #REF! |  | 0.00013613 |  | 0.00011963 |  | 0.00028573 |  | 2.9095e-06 |  | 0.00033273 |  | -9.5242e-05 |  | -9.5242e-05 |  | 0.00096765 |  | -0.00020229 |  | 9.348e-06 |  | 0.0015181 |  | 0.00027608 |  | 0.00018694
| 9.1831e-05 |  | -7.1339e-05 |  | -9.1086e-05 |  | 6.0661e-05 |  | -0.00031963 |  | 0 |  | -0.00015101 |  | 0.0002902 |  | 2.5946e-06 |  | #REF! |  | 0.00022525 |  | 6.295e-05 |  | 0.00027955 |  | #REF! |  | 0.0001361 |  | -0.00013784 |  | 0.00028574 |  | 2.9347e-06 |  | 0.00033274 |  | -0.00035567 |  | -0.00035567 |  | 0.00099884 |  | 0.00040003 |  | 9.3475e-06 |  | 0.0014658 |  | 0.00011936 |  | 0.0001102
| 4.5833e-05 |  | -2.1958e-05 |  | 5.0096e-06 |  | 8.7458e-05 |  | -0.00016567 |  | 0 |  | -0.00011184 |  | 0.00017545 |  | 2.6469e-06 |  | #REF! |  | 0.00023541 |  | 0.00013021 |  | 0.00033056 |  | #REF! |  | 0.00027714 |  | -0.00050845 |  | 0.00036226 |  | 2.9307e-06 |  | 0.00023166 |  | -0.00014468 |  | -0.00014468 |  | 0.0011413 |  | 0.00077599 |  | 2.5498e-06 |  | 0.0014388 |  | 1.0851e-05 |  | 0.00017096
| 4.584e-05 |  | 8.2638e-05 |  | -1.8605e-05 |  | 8.7472e-05 |  | -0.00027861 |  | 0 |  | -0.00018172 |  | 0.00017545 |  | 2.609e-06 |  | #REF! |  | 0.00023542 |  | 0.0001391 |  | 0.00033057 |  | #REF! |  | 0.00027721 |  | 4.5504e-05 |  | 0.00036227 |  | 2.848e-06 |  | 0.00023166 |  | 0.00012419 |  | 0.00012419 |  | 0.0012179 |  | 0.00033002 |  | 2.5498e-06 |  | 0.0014396 |  | 0.00021461 |  | 0.00020686
| 2.451e-05 |  | 9.3849e-05 |  | -0.00020306 |  | 0.00012434 |  | -0.00053034 |  | 0 |  | -0.00024194 |  | 1.194e-06 |  | 2.5211e-06 |  | #REF! |  | 0.00032581 |  | 0.00015535 |  | 7.1277e-05 |  | #REF! |  | 0 |  | 0.00033029 |  | 4.5489e-05 |  | 2.7702e-06 |  | 0.00029457 |  | -0.00021591 |  | -0.00021591 |  | 0.0012686 |  | -0.0010025 |  | 7.6482e-06 |  | 0.0014599 |  | 8.3193e-05 |  | 0.00017356
| 2.4514e-05 |  | 5.7416e-05 |  | -0.0002024 |  | 0.00012436 |  | -0.00053773 |  | 0 |  | -0.00025976 |  | 1.194e-06 |  | 2.4859e-06 |  | #REF! |  | 0.00032582 |  | 0.00021184 |  | 7.1279e-05 |  | #REF! |  | 0 |  | 0.00021715 |  | 4.549e-05 |  | 2.744e-06 |  | 0.00029458 |  | -0.00010744 |  | -0.00010744 |  | 0.0012525 |  | -0.0010777 |  | 7.6487e-06 |  | 0.0014793 |  | 2.0498e-05 |  | 0.00020717
| 7.9369e-05 |  | 3.1694e-05 |  | 3.5364e-06 |  | 3.6845e-05 |  | -0.00031809 |  | 0 |  | -0.0001911 |  | 0.00041288 |  | 2.5373e-06 |  | #REF! |  | 0.00052273 |  | 0.00024561 |  | 0.00016486 |  | #REF! |  | 0.00017503 |  | 0.00047073 |  | 0.00041487 |  | 2.797e-06 |  | 0.00034913 |  | 0.00012416 |  | 0.00012416 |  | 0.00099546 |  | -3.67e-05 |  | 4.2496e-06 |  | 0.0014768 |  | -3.6174e-06 |  | 0.00019709
| 7.9369e-05 |  | 6.2719e-05 |  | -1.8118e-05 |  | 3.6845e-05 |  | -0.00032086 |  | 0 |  | -0.00014329 |  | 0.00041289 |  | 2.6165e-06 |  | #REF! |  | 0.00052275 |  | 0.00029935 |  | 0.00016487 |  | #REF! |  | 0.00017503 |  | 0.00010014 |  | 0.00041488 |  | 2.8395e-06 |  | 0.00034914 |  | -1.2059e-05 |  | -1.2059e-05 |  | 0.00086482 |  | -0.00013167 |  | 4.2498e-06 |  | 0.0014692 |  | -0.00017605 |  | 0.00016716
| 0 |  | 7.6586e-05 |  | -0.00020005 |  | 5.5276e-05 |  | -0.0004156 |  | 0 |  | -0.00017008 |  | 0.00023772 |  | 2.6485e-06 |  | #REF! |  | 0.00031134 |  | 0.00022814 |  | 0.00014985 |  | #REF! |  | 0.00010023 |  | -0.00013393 |  | 0.00017945 |  | 2.8199e-06 |  | 0.00013427 |  | -0.00015868 |  | -0.00015868 |  | 0.00082351 |  | -0.0004922 |  | 5.9487e-06 |  | 0.0014523 |  | -0.00023514 |  | 0.00020158
| 0 |  | -2.7886e-05 |  | -0.00016652 |  | 5.5281e-05 |  | -0.00013627 |  | 0 |  | -0.00011551 |  | 0.00023773 |  | 2.7287e-06 |  | #REF! |  | 0.00031135 |  | 0.00010904 |  | 0.00014986 |  | #REF! |  | 0.00010023 |  | -0.00022366 |  | 0.00017946 |  | 2.756e-06 |  | 0.00013427 |  | -0.00029735 |  | -0.00029735 |  | 0.0010696 |  | -0.00052598 |  | 5.9487e-06 |  | 0.0014473 |  | -0.00017485 |  | 0.00021161
| 0.00010565 |  | 5.4522e-06 |  | -8.3348e-05 |  | 0.0001119 |  | -0.00027394 |  | 0 |  | -0.00010168 |  | 0.00010343 |  | 2.7844e-06 |  | #REF! |  | 0.00024713 |  | 5.9446e-05 |  | 0.00017412 |  | #REF! |  | 0.00010472 |  | -0.00021976 |  | 0.00016987 |  | 2.7068e-06 |  | 0.00016233 |  | -0.00011939 |  | -0.00011939 |  | 0.0012037 |  | -0.00064548 |  | 4.2501e-06 |  | 0.001443 |  | -0.00015436 |  | 0.00020229
| 0.00010566 |  | 9.6646e-05 |  | 1.4321e-05 |  | 0.00011191 |  | -0.00066568 |  | 0 |  | -0.00012885 |  | 0.00010343 |  | 2.8317e-06 |  | #REF! |  | 0.00024714 |  | 0.00014295 |  | 0.00017412 |  | #REF! |  | 0.00010469 |  | -0.00014359 |  | 0.00016987 |  | 2.6254e-06 |  | 0.00016858 |  | 0.00013385 |  | 0.00013385 |  | 0.00099041 |  | 0.00048887 |  | 4.2498e-06 |  | 0.0014296 |  | -9.5266e-05 |  | 0.00016325
| 4.5873e-05 |  | 7.5326e-05 |  | -1.4357e-05 |  | 8.0032e-05 |  | -0.00050126 |  | 0 |  | -0.00014801 |  | 0.00017114 |  | 2.8203e-06 |  | #REF! |  | 0.00017736 |  | 0.00013586 |  | 0.00026142 |  | #REF! |  | 0.0001398 |  | 0.00013913 |  | 0.00010359 |  | 2.5922e-06 |  | 0.00035677 |  | 0.00020261 |  | 0.00020261 |  | 0.0010208 |  | 0.00082346 |  | 4.2501e-06 |  | 0.0014211 |  | 0.0002412 |  | 0.00015821
| 4.5877e-05 |  | 4.1269e-06 |  | -9.5053e-05 |  | 8.0038e-05 |  | -0.00027918 |  | 0 |  | -0.0001074 |  | 0.00017114 |  | 2.825e-06 |  | #REF! |  | 0.00017737 |  | 0.00010899 |  | 0.00026143 |  | #REF! |  | 0.0001398 |  | 0.00054484 |  | 0.00010359 |  | 2.6566e-06 |  | 0.00035054 |  | -9.648e-06 |  | -9.648e-06 |  | 0.0011143 |  | 0.00028321 |  | 4.2501e-06 |  | 0.0014135 |  | -0.00072722 |  | 0.00019059
| 3.4644e-05 |  | 2.527e-05 |  | -7.6137e-05 |  | 0.00010318 |  | -8.0497e-05 |  | 0 |  | -0.00010471 |  | 3.0833e-05 |  | 2.8473e-06 |  | #REF! |  | 0.00035976 |  | 0.00013029 |  | 5.8195e-06 |  | #REF! |  | 0.00012364 |  | 7.6715e-05 |  | 3.6642e-05 |  | 2.7541e-06 |  | 0.00044028 |  | -0.00011337 |  | -0.00011337 |  | 0.001186 |  | 0.00069209 |  | 5.9491e-06 |  | 0.001406 |  | -8.0805e-05 |  | 0.00022963
| 3.4647e-05 |  | 4.9085e-06 |  | -4.4175e-05 |  | 0.00010319 |  | -1.5942e-05 |  | 0 |  | -0.00017579 |  | 3.0834e-05 |  | 2.8584e-06 |  | #REF! |  | 0.00035977 |  | 0.00024037 |  | 5.8197e-06 |  | #REF! |  | 0.00012364 |  | -0.00027048 |  | 3.6643e-05 |  | 2.7975e-06 |  | 0.00044029 |  | -5.6684e-05 |  | -5.6684e-05 |  | 0.0010967 |  | 0.00077196 |  | 5.9491e-06 |  | 0.0013968 |  | 0.0010502 |  | 0.00027854
| 3.465e-05 |  | 1.1066e-05 |  | -0.0001036 |  | 1.6268e-05 |  | -0.00010929 |  | 0 |  | -0.00023982 |  | 0.00018876 |  | 2.8405e-06 |  | #REF! |  | 0.00024264 |  | 0.00033274 |  | 0.0002807 |  | #REF! |  | 0.00010871 |  | 0.00022886 |  | 9.3778e-05 |  | 2.7478e-06 |  | 0.00014331 |  | -0.00015076 |  | -0.00015076 |  | 0.00096428 |  | 0.00069752 |  | 5.9491e-06 |  | 0.0013916 |  | 0.0002385 |  | 0.00027298
| 3.4653e-05 |  | -3.2385e-06 |  | -0.00013372 |  | 1.627e-05 |  | -0.0004376 |  | 0 |  | -0.00022428 |  | 0.00018877 |  | 2.7542e-06 |  | #REF! |  | 0.00024265 |  | 0.00028523 |  | 0.0002807 |  | #REF! |  | 0.00010871 |  | 0.00016254 |  | 9.3781e-05 |  | 2.6554e-06 |  | 0.00014332 |  | -0.00014232 |  | -0.00014232 |  | 0.0010047 |  | 0.00074913 |  | 5.9494e-06 |  | 0.001379 |  | 5.5481e-05 |  | 0.00023968
| 6.1631e-05 |  | -6.4949e-05 |  | -0.00014324 |  | 5.0981e-05 |  | -0.000443 |  | 0 |  | -0.00013994 |  | 7.669e-05 |  | 2.6852e-06 |  | #REF! |  | 0.0003245 |  | 0.00027837 |  | 0.00031714 |  | #REF! |  | 0.00016862 |  | -0.00016515 |  | 0.0001828 |  | 2.6087e-06 |  | 8.7501e-05 |  | -0.00020444 |  | -0.00020444 |  | 0.001014 |  | 0.00065989 |  | 5.9494e-06 |  | 0.001347 |  | 7.1163e-05 |  | 0.00015788
| 6.1636e-05 |  | -2.1213e-06 |  | -0.00011415 |  | 5.0985e-05 |  | -0.00019791 |  | 0 |  | -0.00019379 |  | 7.6692e-05 |  | 2.5396e-06 |  | #REF! |  | 0.00032451 |  | 0.0001947 |  | 0.00031715 |  | #REF! |  | 0.00016866 |  | -1.6905e-05 |  | 0.00018281 |  | 2.6742e-06 |  | 8.7504e-05 |  | -0.00012846 |  | -0.00012846 |  | 0.00095585 |  | 0.00068057 |  | 5.9491e-06 |  | 0.001325 |  | 6.1516e-05 |  | 0.00013394
| 4.1409e-05 |  | 2.2983e-05 |  | -2.1017e-05 |  | 0.00013327 |  | -0.0004352 |  | 0 |  | -0.00018351 |  | 0.00030198 |  | 2.4566e-06 |  | #REF! |  | 0.00032716 |  | 6.4834e-05 |  | 0.00052716 |  | #REF! |  | 0.00025602 |  | 2.2107e-05 |  | 0.00030128 |  | 2.7904e-06 |  | 0.00036431 |  | -1.5681e-05 |  | -1.5681e-05 |  | 0.0010132 |  | 0.0010851 |  | 5.9498e-06 |  | 0.0013293 |  | 6.2722e-05 |  | 0.00015649
| 4.1409e-05 |  | 5.0835e-05 |  | -9.5021e-05 |  | 0.00013327 |  | -0.00067252 |  | 0 |  | -8.324e-05 |  | 0.00030199 |  | 2.4352e-06 |  | #REF! |  | 0.00032717 |  | 5.4176e-05 |  | 0.00052718 |  | #REF! |  | 0.00025596 |  | 0.0003693 |  | 0.00030129 |  | 2.8635e-06 |  | 0.00036432 |  | -4.1013e-05 |  | -4.1013e-05 |  | 0.0010654 |  | 0.00034536 |  | 5.9494e-06 |  | 0.0013486 |  | 0.00017853 |  | 0.00015138
| 9.9313e-06 |  | 6.9952e-05 |  | -0.00017711 |  | 0.00010012 |  | -0.00059066 |  | 0 |  | -0.00012336 |  | 0.00025849 |  | 2.4979e-06 |  | #REF! |  | 0.0003763 |  | 7.3718e-05 |  | 0.00015679 |  | #REF! |  | 8.6788e-05 |  | 0.00031154 |  | 0.00030776 |  | 2.8173e-06 |  | 0.00019965 |  | 5.9106e-05 |  | 5.9106e-05 |  | 0.0010705 |  | -0.00048865 |  | 5.9494e-06 |  | 0.0013655 |  | -3.4981e-05 |  | 0.000146
| 9.9329e-06 |  | 9.9444e-05 |  | -0.00010191 |  | 0.00010014 |  | -0.00048244 |  | 0 |  | -0.00019843 |  | 0.0002585 |  | 2.5039e-06 |  | #REF! |  | 0.00037631 |  | 9.1497e-05 |  | 0.00015679 |  | #REF! |  | 8.6788e-05 |  | 3.771e-05 |  | 0.00030777 |  | 2.7579e-06 |  | 0.00019966 |  | -6.9965e-05 |  | -6.9965e-05 |  | 0.0010276 |  | -0.00034033 |  | 5.9498e-06 |  | 0.0013706 |  | -4.9458e-05 |  | 0.0001529
| 3.5797e-05 |  | 9.107e-05 |  | -0.00013838 |  | 0.00013644 |  | -0.00026103 |  | 0 |  | -0.00021977 |  | 0.00014644 |  | 2.4534e-06 |  | #REF! |  | 0.00015308 |  | 0.00019438 |  | 6.347e-05 |  | #REF! |  | 0 |  | 2.6007e-05 |  | 0.00018193 |  | 2.7482e-06 |  | 0.00028817 |  | -0.00012184 |  | -0.00012184 |  | 0.00094911 |  | -0.00023985 |  | 5.9498e-06 |  | 0.001379 |  | 1.2064e-05 |  | 0.0002013
| 3.5803e-05 |  | 5.239e-05 |  | -0.00019419 |  | 0.00013646 |  | -0.00036068 |  | 0 |  | -0.00018622 |  | 0.00014645 |  | 2.4412e-06 |  | #REF! |  | 0.00015309 |  | 0.00018552 |  | 6.3471e-05 |  | #REF! |  | 0 |  | -0.00025878 |  | 0.00018194 |  | 2.7242e-06 |  | 0.00028818 |  | -0.00027867 |  | -0.00027867 |  | 0.0012837 |  | -0.00034963 |  | 5.9498e-06 |  | 0.001384 |  | 3.619e-06 |  | 0.00021917
| 2.0057e-05 |  | 6.0125e-06 |  | -0.00010273 |  | 0.00010328 |  | -0.00047355 |  | 0 |  | -9.4905e-05 |  | 0.00019132 |  | 2.4776e-06 |  | #REF! |  | 0.00019651 |  | 0.00016424 |  | 0.00018934 |  | #REF! |  | 0 |  | -0.00013785 |  | 0.0001744 |  | 2.7183e-06 |  | 0.00026659 |  | -0.00012788 |  | -0.00012788 |  | 0.0013621 |  | 0.00017525 |  | 5.9498e-06 |  | 0.0013765 |  | -2.5334e-05 |  | 0.00024095
| 2.006e-05 |  | -4.2599e-05 |  | -7.0161e-05 |  | 0.0001033 |  | -0.00021559 |  | 0 |  | -8.057e-05 |  | 0.00019133 |  | 2.5041e-06 |  | #REF! |  | 0.00019651 |  | 0.00011332 |  | 0.00018934 |  | #REF! |  | 0 |  | -1.3003e-05 |  | 0.00017441 |  | 2.7185e-06 |  | 0.00032015 |  | 0.00015443 |  | 0.00015443 |  | 0.0011691 |  | 0.00046861 |  | 5.9498e-06 |  | 0.0013588 |  | -0.00016166 |  | 0.00018799
| 5.4935e-05 |  | 4.6464e-05 |  | -8.6174e-05 |  | 6.3862e-05 |  | -0.00039969 |  | 0 |  | -0.0001362 |  | 0 |  | 2.4893e-06 |  | #REF! |  | 0.0004188 |  | 2.2806e-05 |  | 9.0049e-05 |  | #REF! |  | 0.00017344 |  | -0.00010663 |  | 0.00019284 |  | 2.7242e-06 |  | 0.00032647 |  | 0.00016287 |  | 0.00016287 |  | 0.0011186 |  | -7.4832e-05 |  | 2.5505e-06 |  | 0.0013496 |  | -6.8768e-05 |  | 0.00014111
| 5.4939e-05 |  | 0.00011639 |  | -4.6922e-05 |  | 6.3867e-05 |  | -0.00049136 |  | 0 |  | -0.0002032 |  | 0 |  | 2.4832e-06 |  | #REF! |  | 0.00041881 |  | 2.2808e-05 |  | 9.0051e-05 |  | #REF! |  | 0.0001734 |  | -0.00011053 |  | 0.00019284 |  | 2.8197e-06 |  | 0.00027293 |  | 0.00026904 |  | 0.00026904 |  | 0.0010283 |  | 5.935e-05 |  | 2.5504e-06 |  | 0.0013529 |  | 0.00014857 |  | 0.00025002
| 0.00010582 |  | -3.1846e-05 |  | -8.1171e-05 |  | 0.00011709 |  | -0.00035794 |  | 0 |  | -0.00015583 |  | 0.00023931 |  | 2.4868e-06 |  | #REF! |  | 0.00026219 |  | 8.8287e-05 |  | 0.00016969 |  | #REF! |  | 0.00011798 |  | -0.00018465 |  | 0.00028422 |  | 2.9055e-06 |  | 0.00028012 |  | 0.00010738 |  | 0.00010738 |  | 0.0010713 |  | 0.00016148 |  | 7.6505e-06 |  | 0.001352 |  | 0.00028853 |  | 0.00025522
| 0.00010584 |  | -0.00012076 |  | -0.00014963 |  | 0.00011711 |  | -0.00053828 |  | 0 |  | -0.00013128 |  | 0.00023931 |  | 2.5319e-06 |  | #REF! |  | 0.0002622 |  | 0.00015531 |  | 0.00016969 |  | #REF! |  | 0.00011798 |  | -1.3012e-06 |  | 0.00028423 |  | 2.8685e-06 |  | 0.00028013 |  | -7.9632e-05 |  | -7.9632e-05 |  | 0.00096175 |  | 0.00040411 |  | 7.6505e-06 |  | 0.001336 |  | 0.00028095 |  | 0.00018144
| 0.00010459 |  | -7.1983e-05 |  | -0.00012534 |  | 0.00014029 |  | -0.00031928 |  | 0 |  | -0.00024052 |  | 0.00027812 |  | 2.5713e-06 |  | #REF! |  | 0.00014259 |  | 0.00020918 |  | 0.00033409 |  | #REF! |  | 8.9575e-05 |  | 0.00026007 |  | 0.000328 |  | 2.7379e-06 |  | 0.00042295 |  | -0.00014962 |  | -0.00014962 |  | 0.001036 |  | 3.7215e-05 |  | 4.2511e-06 |  | 0.0013243 |  | 0.00016754 |  | 0.00019871
| 0.0001046 |  | 6.4659e-06 |  | -0.00011459 |  | 0.0001403 |  | -0.00033183 |  | 0 |  | -0.00017434 |  | 0.00027813 |  | 2.6293e-06 |  | #REF! |  | 0.0001426 |  | 0.00027998 |  | 0.0003341 |  | #REF! |  | 8.9575e-05 |  | 0.00017745 |  | 0.00032801 |  | 2.6803e-06 |  | 0.00042296 |  | -7.9636e-05 |  | -7.9636e-05 |  | 0.0013444 |  | -0.00035061 |  | 4.2508e-06 |  | 0.0013293 |  | 7.8429e-05 |  | 0.00022488
| 4.3706e-05 |  | -8.437e-05 |  | -0.00014434 |  | 8.0179e-05 |  | -0.0005071 |  | 0 |  | -0.00010464 |  | 0.00012169 |  | 2.6539e-06 |  | #REF! |  | 0.00016746 |  | 0.0002587 |  | 0 |  | #REF! |  | 1.3762e-05 |  | -0.00025096 |  | 0.00021674 |  | 2.752e-06 |  | 0.00049267 |  | -0.00014407 |  | -0.00014407 |  | 0.0011885 |  | 0.00027349 |  | 4.2511e-06 |  | 0.0013234 |  | 0.00017737 |  | 0.0002191
| 4.371e-05 |  | -0.00020397 |  | -0.00019979 |  | 8.0186e-05 |  | -0.00036219 |  | 0 |  | -0.00011631 |  | 0.00012169 |  | 2.664e-06 |  | #REF! |  | 0.00016747 |  | 0.00020923 |  | 0 |  | #REF! |  | 1.3765e-05 |  | -0.00044992 |  | 0.00021674 |  | 2.7697e-06 |  | 0.00049269 |  | -0.00013925 |  | -0.00013925 |  | 0.0011514 |  | -0.00030903 |  | 4.2508e-06 |  | 0.0013158 |  | 0.00045676 |  | 0.00017599
| 6.3903e-05 |  | -0.00012608 |  | -0.00015829 |  | 1.6296e-05 |  | -0.00049085 |  | 0 |  | -0.00010855 |  | 9.602e-05 |  | 2.6539e-06 |  | #REF! |  | 0.00031342 |  | 0.00015725 |  | 0.00012552 |  | #REF! |  | 0.00012398 |  | -0.00040312 |  | 0.00018553 |  | 2.7166e-06 |  | 0.00034155 |  | -6.6368e-05 |  | -6.6368e-05 |  | 0.001267 |  | -0.00051544 |  | 8.5022e-07 |  | 0.0013015 |  | 0.00024078 |  | 0.00013174
| 6.3908e-05 |  | 1.7716e-05 |  | -0.00010939 |  | 1.6297e-05 |  | -0.00045046 |  | 0 |  | -0.00012517 |  | 9.6023e-05 |  | 2.5592e-06 |  | #REF! |  | 0.00031343 |  | 0.00021428 |  | 0.00012552 |  | #REF! |  | 0.00012401 |  | -0.00023147 |  | 0.00018554 |  | 2.6509e-06 |  | 0.00034156 |  | 1.2068e-06 |  | 1.2068e-06 |  | 0.0014296 |  | 1.748e-05 |  | 8.5022e-07 |  | 0.0012922 |  | 3.1376e-05 |  | 0.00014262
| 5.9482e-05 |  | 8.4665e-05 |  | -4.3418e-05 |  | 0.00010652 |  | -0.00034942 |  | 0 |  | -7.7843e-05 |  | 0.00033915 |  | 2.4782e-06 |  | #REF! |  | 0.00022054 |  | 0.00025001 |  | 0.00047977 |  | #REF! |  | 0.00026481 |  | 7.6721e-05 |  | 0.00041461 |  | 2.6574e-06 |  | 0.00028229 |  | 0.0001786 |  | 0.0001786 |  | 0.001347 |  | 0.00031958 |  | 4.2513e-06 |  | 0.001304 |  | 8.8093e-05 |  | 0.00023472
| 5.9492e-05 |  | -8.7439e-06 |  | -5.1811e-06 |  | 0.00010654 |  | -0.00042036 |  | 0 |  | -3.4189e-05 |  | 0.00033916 |  | 2.3515e-06 |  | #REF! |  | 0.00022054 |  | 0.00025381 |  | 0.00047979 |  | #REF! |  | 0.00026474 |  | 2.2105e-05 |  | 0.00041462 |  | 2.7216e-06 |  | 0.0002823 |  | -6.0338e-06 |  | -6.0338e-06 |  | 0.00090443 |  | 0.0012307 |  | 4.2511e-06 |  | 0.0013166 |  | -0.00033427 |  | 0.00026397
| 8.6485e-05 |  | -7.9147e-05 |  | -0.00016558 |  | 8.4605e-05 |  | -0.00030751 |  | 0 |  | -8.4295e-05 |  | 0.00025643 |  | 2.3084e-06 |  | #REF! |  | 0.000112 |  | 0.00023251 |  | 0.00010204 |  | #REF! |  | 0.00010258 |  | -0.00018465 |  | 0.00018045 |  | 2.7819e-06 |  | 0.00012065 |  | -0.00013154 |  | -0.00013154 |  | 0.0008733 |  | 0.0014516 |  | 4.2513e-06 |  | 0.0013167 |  | -0.0002655 |  | 0.00015425
| 8.6492e-05 |  | -3.2001e-06 |  | -0.00014717 |  | 8.4611e-05 |  | -0.00025624 |  | 0 |  | -0.0001884 |  | 0.00025644 |  | 2.3839e-06 |  | #REF! |  | 0.00011201 |  | 0.00018803 |  | 0.00010205 |  | #REF! |  | 0.00010258 |  | -0.00023537 |  | 0.00018045 |  | 2.6975e-06 |  | 0.00012065 |  | -0.00014965 |  | -0.00014965 |  | 0.00097524 |  | 0.00056581 |  | 4.2513e-06 |  | 0.0012939 |  | -0.00112 |  | 0.00012584
| 7.0834e-05 |  | 8.2103e-05 |  | 2.4578e-05 |  | 6.6446e-05 |  | -0.0003661 |  | 0 |  | -0.00016177 |  | 0.00012353 |  | 2.5039e-06 |  | #REF! |  | 0.00031513 |  | 0.00020059 |  | 0.00039147 |  | #REF! |  | 0.00016578 |  | 0.00011573 |  | 0.00036554 |  | 2.557e-06 |  | 0.00015322 |  | -0.00022568 |  | -0.00022568 |  | 0.0010477 |  | 0.00012458 |  | 4.2513e-06 |  | 0.0012736 |  | -0.00035361 |  | 0.0002102
| 7.0834e-05 |  | 6.393e-05 |  | -0.00012638 |  | 6.6446e-05 |  | -0.00024921 |  | 0 |  | -6.3755e-05 |  | 0.00012354 |  | 2.6067e-06 |  | #REF! |  | 0.00031514 |  | 0.00010065 |  | 0.00039148 |  | #REF! |  | 0.00016574 |  | 0.00037251 |  | 0.00036555 |  | 2.5966e-06 |  | 0.00015322 |  | -0.00010621 |  | -0.00010621 |  | 0.0011051 |  | 0.00055716 |  | 4.2513e-06 |  | 0.0012838 |  | 0.00092811 |  | 0.00025106
| 3.1354e-05 |  | 1.473e-05 |  | -0.00025929 |  | 7.2726e-05 |  | -0.00011934 |  | 0 |  | -3.35e-05 |  | 0.00015599 |  | 2.5851e-06 |  | #REF! |  | 0.00015306 |  | 9.0012e-05 |  | 0.00040665 |  | #REF! |  | 0.00027591 |  | 0.00013914 |  | 0.00033012 |  | 2.765e-06 |  | 0.00025373 |  | 2.6553e-05 |  | 2.6553e-05 |  | 0.0011421 |  | 0.00018353 |  | 4.2513e-06 |  | 0.0012939 |  | 0.0001738 |  | 0.00020704
| 3.1354e-05 |  | -4.5506e-06 |  | -0.00011513 |  | 7.2726e-05 |  | -4.2355e-05 |  | 0 |  | -2.5346e-06 |  | 0.000156 |  | 2.4811e-06 |  | #REF! |  | 0.00015307 |  | 0.00018056 |  | 0.00040667 |  | #REF! |  | 0.00027598 |  | 1.8205e-05 |  | 0.00033013 |  | 2.8197e-06 |  | 0.00025373 |  | 0.0002298 |  | 0.0002298 |  | 0.0012644 |  | 2.5273e-05 |  | 4.2516e-06 |  | 0.0012888 |  | 9.6556e-06 |  | 0.00017302
| 0.00010033 |  | 0.00011125 |  | -0.00015172 |  | 5.1104e-05 |  | -5.6637e-05 |  | 0 |  | -7.3853e-05 |  | 0.00041176 |  | 2.3943e-06 |  | #REF! |  | 0.00024643 |  | 0.00022323 |  | 0.00022156 |  | #REF! |  | 0.00018776 |  | -1.6905e-05 |  | 0.00017649 |  | 2.7027e-06 |  | 0.00031867 |  | 0.00014894 |  | 0.00014894 |  | 0.0013462 |  | 0.0006832 |  | 4.2513e-06 |  | 0.0012754 |  | 9.5349e-05 |  | 0.00015944
| 0.00010034 |  | 0.00011179 |  | -9.4992e-05 |  | 5.1108e-05 |  | -0.00013807 |  | 0 |  | -9.4896e-05 |  | 0.00041177 |  | 2.4322e-06 |  | #REF! |  | 0.00024643 |  | 0.00028596 |  | 0.00022157 |  | #REF! |  | 0.00018781 |  | -9.4926e-05 |  | 0.00017649 |  | 2.6567e-06 |  | 0.00031868 |  | 4.2247e-05 |  | 4.2247e-05 |  | 0.0011801 |  | 0.00054741 |  | 4.2516e-06 |  | 0.0012736 |  | 7.2423e-05 |  | 0.0002021
| 5.9529e-05 |  | -8.7105e-05 |  | -3.1559e-05 |  | 9.0302e-05 |  | -0.00039414 |  | 0 |  | -2.0641e-05 |  | 0.00043936 |  | 2.5535e-06 |  | #REF! |  | 0.00011756 |  | 0.00030352 |  | 0.00012173 |  | #REF! |  | 0.00016571 |  | 5.3315e-05 |  | 0.00035747 |  | 2.7305e-06 |  | 0.00041085 |  | 0.00011346 |  | 0.00011346 |  | 0.00096934 |  | 0.00037552 |  | 4.2516e-06 |  | 0.0012728 |  | 0.00015692 |  | 0.00026486
| 5.9539e-05 |  | -8.3132e-05 |  | -0.00010315 |  | 9.0317e-05 |  | -0.00036946 |  | 0 |  | -0.00014607 |  | 0.00043938 |  | 2.6766e-06 |  | #REF! |  | 0.00011756 |  | 0.00024084 |  | 0.00012173 |  | #REF! |  | 0.00016571 |  | 0.00011963 |  | 0.00035748 |  | 2.7716e-06 |  | 0.00041087 |  | -7.363e-05 |  | -7.363e-05 |  | 0.001052 |  | 0.00060585 |  | 4.2516e-06 |  | 0.0012627 |  | 0.00019313 |  | 0.00023346
| 3.4749e-05 |  | -3.3167e-05 |  | -7.9535e-05 |  | 0.00014678 |  | -0.00029181 |  | 0 |  | -0.00023677 |  | 0.00013833 |  | 2.6967e-06 |  | #REF! |  | 0.00041122 |  | 0.0002716 |  | 0.00037586 |  | #REF! |  | 5.1018e-05 |  | 3.3809e-05 |  | 0.00024259 |  | 2.7338e-06 |  | 0.00044867 |  | -3.8627e-05 |  | -3.8627e-05 |  | 0.0010789 |  | -2.0226e-06 |  | 5.9515e-06 |  | 0.0012534 |  | 0.00013761 |  | 0.00016867
| 3.4752e-05 |  | 1.2086e-05 |  | -0.00010178 |  | 0.00014679 |  | -0.00023131 |  | 0 |  | -0.00021953 |  | 0.00013833 |  | 2.6868e-06 |  | #REF! |  | 0.00041124 |  | 0.00023445 |  | 0.00037587 |  | #REF! |  | 5.1018e-05 |  | -4.8114e-05 |  | 0.00024259 |  | 2.6513e-06 |  | 0.00044868 |  | -1.8107e-05 |  | -1.8107e-05 |  | 0.0012939 |  | -0.00046351 |  | 5.9512e-06 |  | 0.0012475 |  | 0.0004641 |  | 0.00016784
| 6.1808e-05 |  | 0.000125 |  | -0.00026724 |  | 0.0001079 |  | -0.0001641 |  | 0 |  | -0.00017578 |  | 0.00031553 |  | 2.6536e-06 |  | #REF! |  | 0.00025796 |  | 0.00018616 |  | 4.5788e-05 |  | #REF! |  | 5.7376e-05 |  | -0.0003407 |  | 0.00015289 |  | 2.6195e-06 |  | 0.00027613 |  | 1.2071e-06 |  | 1.2071e-06 |  | 0.0014363 |  | -0.00086653 |  | 7.6523e-06 |  | 0.0012399 |  | 0.00023112 |  | 0.00019054
| 6.1813e-05 |  | -2.0997e-05 |  | -0.00021177 |  | 0.00010791 |  | -0.00041871 |  | 0 |  | -0.00010169 |  | 0.00031554 |  | 2.574e-06 |  | #REF! |  | 0.00025796 |  | 0.00018974 |  | 4.5789e-05 |  | #REF! |  | 5.7362e-05 |  | -0.00023298 |  | 0.00015289 |  | 2.5461e-06 |  | 0.00027614 |  | 0.00012676 |  | 0.00012676 |  | 0.0011591 |  | -8.7379e-06 |  | 7.6523e-06 |  | 0.0012273 |  | -0.00012676 |  | 0.00019332
| 7.9686e-05 |  | -8.5865e-05 |  | -6.4086e-06 |  | 0.00010102 |  | -0.000248 |  | 0 |  | -0.0001484 |  | 0.00012205 |  | 2.5285e-06 |  | #REF! |  | 0.00023816 |  | 0.00016089 |  | 0.00034431 |  | #REF! |  | 0.00012595 |  | -8.7125e-05 |  | 0.00015218 |  | 2.5006e-06 |  | 0.00024926 |  | -2.5351e-05 |  | -2.5351e-05 |  | 0.0011657 |  | 0.00055515 |  | 5.9515e-06 |  | 0.0012256 |  | -8.4504e-05 |  | 0.000181
| 7.9692e-05 |  | -9.2434e-07 |  | -8.4175e-05 |  | 0.00010103 |  | -0.00014796 |  | 0 |  | -0.00023591 |  | 0.00012206 |  | 2.4845e-06 |  | #REF! |  | 0.00023817 |  | 0.00024472 |  | 0.00034432 |  | #REF! |  | 0.00012599 |  | -8.7125e-05 |  | 0.00015219 |  | 2.5551e-06 |  | 0.00024927 |  | -0.00026922 |  | -0.00026922 |  | 0.0012264 |  | -1.9205e-05 |  | 5.9515e-06 |  | 0.0012323 |  | -0.00018954 |  | 0.00016111
| 7.2802e-05 |  | 1.0424e-05 |  | -0.00015122 |  | 0.00013619 |  | -0.00040131 |  | 0 |  | -0.00015336 |  | 0.0001609 |  | 2.4833e-06 |  | #REF! |  | 0.00025023 |  | 0.00027363 |  | 0.00034352 |  | #REF! |  | 1.8881e-05 |  | -0.00012223 |  | 5.4217e-05 |  | 2.6508e-06 |  | 0.00018503 |  | -0.00033972 |  | -0.00033972 |  | 0.0010815 |  | -0.00070951 |  | 7.6527e-06 |  | 0.001245 |  | -2.2939e-05 |  | 0.00021787
| 7.2802e-05 |  | -2.7318e-06 |  | -0.00011227 |  | 0.00013619 |  | -0.0006253 |  | 0 |  | -4.1159e-05 |  | 0.0001609 |  | 2.4691e-06 |  | #REF! |  | 0.00025024 |  | 0.0002184 |  | 0.00034353 |  | #REF! |  | 1.8881e-05 |  | -5.5916e-05 |  | 5.4219e-05 |  | 2.7116e-06 |  | 0.00018503 |  | -0.00017311 |  | -0.00017311 |  | 0.0010553 |  | -0.00028837 |  | 7.6523e-06 |  | 0.00125 |  | 0.00016419 |  | 0.00026312
| 0 |  | -5.5793e-05 |  | -8.9222e-05 |  | 9.9169e-05 |  | -0.00053355 |  | 0 |  | -8.1556e-05 |  | 0.00025642 |  | 2.454e-06 |  | #REF! |  | 0.00014108 |  | 0.00020399 |  | 0.00045699 |  | #REF! |  | 0.00012241 |  | 0.00012353 |  | 0.00014444 |  | 2.6661e-06 |  | 0.00031756 |  | -3.6219e-05 |  | -3.6219e-05 |  | 0.0011784 |  | 0.00075195 |  | 2.5513e-06 |  | 0.0012458 |  | -2.1731e-05 |  | 0.00027561
| 0 |  | 1.9639e-06 |  | -0.00011702 |  | 9.9184e-05 |  | -0.00044687 |  | 0 |  | -0.00016085 |  | 0.00025642 |  | 2.5314e-06 |  | #REF! |  | 0.00014108 |  | 0.00023227 |  | 0.00045701 |  | #REF! |  | 0.00012241 |  | 2.2105e-05 |  | 0.00014444 |  | 2.6246e-06 |  | 0.00031757 |  | -5.7955e-05 |  | -5.7955e-05 |  | 0.0012155 |  | 0.00023701 |  | 2.5513e-06 |  | 0.0012307 |  | -3.9844e-05 |  | 0.00021396
| 3.9289e-05 |  | 1.7996e-05 |  | -0.00011516 |  | 9.2279e-05 |  | -0.00054212 |  | 0 |  | -0.00014187 |  | 0.00016254 |  | 2.6295e-06 |  | #REF! |  | 0.00010149 |  | 0.00014329 |  | 0.00040718 |  | #REF! |  | 0.00011562 |  | -0.00026657 |  | 0.00025692 |  | 2.6246e-06 |  | 0.00026937 |  | -2.5355e-05 |  | -2.5355e-05 |  | 0.001288 |  | 0.00095379 |  | 2.5513e-06 |  | 0.0012197 |  | 0.00018111 |  | 0.00021225
| 3.9295e-05 |  | 1.3443e-05 |  | -4.7653e-05 |  | 9.2294e-05 |  | -0.00053341 |  | 0 |  | -0.00011829 |  | 0.00016255 |  | 2.6371e-06 |  | #REF! |  | 0.00010149 |  | 0.00013076 |  | 0.00040719 |  | #REF! |  | 0.00011565 |  | -7.9319e-05 |  | 0.00025693 |  | 2.6298e-06 |  | 0.00026938 |  | 7.2444e-06 |  | 7.2444e-06 |  | 0.0011792 |  | 0.00093488 |  | 2.5513e-06 |  | 0.0012197 |  | 0.00016179 |  | 0.00025506
| 3.2529e-05 |  | 0.00011646 |  | 3.0381e-05 |  | 5.4439e-05 |  | -0.0004903 |  | 0 |  | -6.9227e-05 |  | 0.00016244 |  | 2.53e-06 |  | #REF! |  | 0.00029774 |  | 0.00033781 |  | 0.00018943 |  | #REF! |  | 0.00023955 |  | 0.00020996 |  | 0.00017487 |  | 2.6345e-06 |  | 0.00028948 |  | -7.2447e-05 |  | -7.2447e-05 |  | 0.0010208 |  | 0.00033705 |  | 4.2523e-06 |  | 0.0012189 |  | -0.00016681 |  | 0.00019049
| 3.2529e-05 |  | 0.00011524 |  | 9.1164e-05 |  | 5.4439e-05 |  | -0.00040293 |  | 0 |  | -4.8429e-05 |  | 0.00016245 |  | 2.4657e-06 |  | #REF! |  | 0.00029775 |  | 0.0004163 |  | 0.00018943 |  | #REF! |  | 0.00023961 |  | -0.00026658 |  | 0.00017488 |  | 2.5921e-06 |  | 0.00028949 |  | 7.9368e-05 |  | 7.9368e-05 |  | 0.0011649 |  | 0.00039311 |  | 4.2521e-06 |  | 0.0012214 |  | -0.00029602 |  | 0.00020061
| 2.2379e-05 |  | 6.2492e-06 |  | 2.3056e-05 |  | 7.7244e-05 |  | -0.00024064 |  | 0 |  | -0.00020345 |  | 0.00034935 |  | 2.5133e-06 |  | #REF! |  | 0.00029166 |  | 0.00038245 |  | 7.2679e-05 |  | #REF! |  | 0.00010214 |  | -0.00042653 |  | 0.00020878 |  | 2.5435e-06 |  | 0.00024508 |  | 9.8688e-05 |  | 9.8688e-05 |  | 0.001132 |  | 0.00010037 |  | 4.2523e-06 |  | 0.0012298 |  | -8.9355e-05 |  | 0.00023264
| 2.2381e-05 |  | -8.2876e-05 |  | -0.00010288 |  | 7.725e-05 |  | -0.00034249 |  | 0 |  | -0.00024535 |  | 0.00034936 |  | 2.5402e-06 |  | #REF! |  | 0.00029167 |  | 0.0002933 |  | 7.2681e-05 |  | #REF! |  | 0.00010217 |  | -7.1519e-05 |  | 0.00020878 |  | 2.6338e-06 |  | 0.00024508 |  | -0.00015457 |  | -0.00015457 |  | 0.00097529 |  | 0.00024564 |  | 4.2523e-06 |  | 0.0012467 |  | -3.6227e-06 |  | 0.0001911
| 5.9624e-05 |  | -1.7187e-05 |  | -1.0438e-05 |  | 4.0298e-05 |  | -0.00045524 |  | 0 |  | -0.0001504 |  | 0.0002571 |  | 2.516e-06 |  | #REF! |  | 0.0002262 |  | 0.00026066 |  | 0.00029791 |  | #REF! |  | 0.00023547 |  | -2.0806e-05 |  | 0.00021126 |  | 2.7855e-06 |  | 0.00023989 |  | 0 |  | 0 |  | 0.0010039 |  | 0.00076447 |  | 5.9522e-06 |  | 0.0012542 |  | -0.00021009 |  | 0.00015503
| 5.9629e-05 |  | 7.159e-05 |  | -1.4113e-05 |  | 4.0301e-05 |  | -0.00030631 |  | 0 |  | -0.0001482 |  | 0.00025711 |  | 2.514e-06 |  | #REF! |  | 0.00022621 |  | 0.00023618 |  | 0.00029792 |  | #REF! |  | 0.00023547 |  | -0.00028217 |  | 0.00021127 |  | 2.8088e-06 |  | 0.00023989 |  | 8.6947e-05 |  | 8.6947e-05 |  | 0.0010376 |  | 0.0010282 |  | 5.9522e-06 |  | 0.0012644 |  | -0.00020769 |  | 0.00016856
| 5.4553e-06 |  | 4.3149e-06 |  | -0.00010854 |  | 0.00012313 |  | -0.00010472 |  | 0 |  | -8.8924e-05 |  | 0.00021687 |  | 2.5444e-06 |  | #REF! |  | 0.00015939 |  | 0.00026322 |  | 1.1981e-05 |  | #REF! |  | 0.00010366 |  | -0.00016904 |  | 6.2352e-06 |  | 2.6822e-06 |  | 0.00051877 |  | -9.6612e-05 |  | -9.6612e-05 |  | 0.0010941 |  | 0.0006629 |  | 7.6536e-06 |  | 0.0012779 |  | 0.00013526 |  | 0.00018562
| 5.4557e-06 |  | -5.9374e-05 |  | -0.00013296 |  | 0.00012314 |  | -0.00012052 |  | 0 |  | -7.9489e-05 |  | 0.00021688 |  | 2.6202e-06 |  | #REF! |  | 0.00015939 |  | 0.00040208 |  | 1.1981e-05 |  | #REF! |  | 0.00010366 |  | 8.8425e-05 |  | 6.2354e-06 |  | 2.6524e-06 |  | 0.00051878 |  | -0.00011352 |  | -0.00011352 |  | 0.00103 |  | -0.00085657 |  | 7.6532e-06 |  | 0.0012795 |  | -0.00095163 |  | 0.00013332
| 2.6906e-05 |  | -9.4341e-05 |  | -0.00013612 |  | 0.00014388 |  | -0.00028547 |  | 0 |  | -0.00017042 |  | 0.00024533 |  | 2.6665e-06 |  | #REF! |  | 0.00028449 |  | 0.0003952 |  | 0.00018511 |  | #REF! |  | 0.00013947 |  | 0.00020589 |  | 0.00016014 |  | 2.7482e-06 |  | 0.00035341 |  | 1.8115e-05 |  | 1.8115e-05 |  | 0.0011379 |  | -0.0014563 |  | 7.6536e-06 |  | 0.0012618 |  | -0.00012076 |  | 0.00013714
| 2.6908e-05 |  | 3.3735e-05 |  | -8.9492e-05 |  | 0.00014389 |  | -0.00057292 |  | 0 |  | -0.000222 |  | 0.00024534 |  | 2.6141e-06 |  | #REF! |  | 0.0002845 |  | 0.00022937 |  | 0.00018512 |  | #REF! |  | 0.00013943 |  | -0.00011833 |  | 0.00016014 |  | 2.8138e-06 |  | 0.00035342 |  | -3.1402e-05 |  | -3.1402e-05 |  | 0.0011119 |  | -0.0012541 |  | 7.6536e-06 |  | 0.0012442 |  | 0.0010109 |  | 0.00015062
| 0 |  | 3.8732e-05 |  | -0.00017382 |  | 0.00011248 |  | -0.00073683 |  | 0 |  | -0.00018465 |  | 0.00027775 |  | 2.5162e-06 |  | #REF! |  | 0.00012479 |  | 0.00029348 |  | 0.00014566 |  | #REF! |  | 3.8755e-05 |  | -0.00024706 |  | 0.00020268 |  | 2.7722e-06 |  | 0.00021592 |  | -1.6908e-05 |  | -1.6908e-05 |  | 0.0010157 |  | -0.0017834 |  | 7.6536e-06 |  | 0.00125 |  | -6.0385e-06 |  | 0.00020176
| 0 |  | -0.00011971 |  | -0.00012833 |  | 0.0001125 |  | -0.00039302 |  | 0 |  | -9.9233e-05 |  | 0.00027776 |  | 2.3489e-06 |  | #REF! |  | 0.00012479 |  | 0.00038087 |  | 0.00014566 |  | #REF! |  | 3.8755e-05 |  | 0.00013914 |  | 0.00020269 |  | 2.7932e-06 |  | 0.00021593 |  | 0.00013769 |  | 0.00013769 |  | 0.0010705 |  | -0.0013653 |  | 7.6541e-06 |  | 0.0012559 |  | -5.7974e-05 |  | 0.00025508
| 2.4655e-05 |  | -6.5058e-05 |  | -5.295e-05 |  | 8.6105e-05 |  | -0.00053019 |  | 0 |  | -0.00011796 |  | 0.00020996 |  | 2.2733e-06 |  | #REF! |  | 0.00040488 |  | 0.00034128 |  | 0.00028068 |  | #REF! |  | 9.478e-05 |  | -3.641e-05 |  | 0.00015784 |  | 2.8642e-06 |  | 0.00030857 |  | -3.5026e-05 |  | -3.5026e-05 |  | 0.0010477 |  | -5.7029e-05 |  | 5.9526e-06 |  | 0.0012466 |  | -0.00010387 |  | 0.00028323
| 2.4659e-05 |  | 9.4752e-05 |  | -0.0002006 |  | 8.6118e-05 |  | -0.00056593 |  | 0 |  | -0.00018053 |  | 0.00020996 |  | 2.2658e-06 |  | #REF! |  | 0.00040489 |  | 0.00030424 |  | 0.00028068 |  | #REF! |  | 9.4804e-05 |  | 1.0404e-05 |  | 0.00015784 |  | 2.8954e-06 |  | 0.00030858 |  | -0.00024518 |  | -0.00024518 |  | 0.0010385 |  | -0.00023013 |  | 5.9529e-06 |  | 0.00124 |  | -0.00016426 |  | 0.00028001
| 5.1766e-05 |  | 0.00010562 |  | -0.00023232 |  | 0.00010812 |  | -0.00025535 |  | 0 |  | -0.00024184 |  | 0.00012477 |  | 2.3288e-06 |  | #REF! |  | 0.00026535 |  | 0.00017978 |  | 0.00036368 |  | #REF! |  | 0.00022381 |  | -1.2997e-06 |  | 0.00020287 |  | 2.855e-06 |  | 0.00032544 |  | 5.5563e-05 |  | 5.5563e-05 |  | 0.00096006 |  | 0.00020127 |  | 4.2528e-06 |  | 0.0012365 |  | -0.00033973 |  | 0.00021555
| 5.1774e-05 |  | -7.0186e-05 |  | -0.00018793 |  | 0.00010814 |  | -0.00018576 |  | 0 |  | -0.00027295 |  | 0.00012477 |  | 2.4418e-06 |  | #REF! |  | 0.00026536 |  | 0.00016346 |  | 0.00036369 |  | #REF! |  | 0.00022386 |  | -0.00014174 |  | 0.00020288 |  | 2.8586e-06 |  | 0.00032545 |  | -1.2078e-06 |  | -1.2078e-06 |  | 0.0011649 |  | 0.00067587 |  | 4.2526e-06 |  | 0.001218 |  | -0.00042788 |  | 0.00024609
| 5.2908e-05 |  | -5.981e-06 |  | -0.00018101 |  | 0.0001006 |  | -0.00040084 |  | 0 |  | -0.0001852 |  | 0.00022719 |  | 2.4905e-06 |  | #REF! |  | 0.00034804 |  | 0.00013121 |  | 0.00027748 |  | #REF! |  | 0.00012042 |  | 6.1118e-05 |  | 0.00024488 |  | 2.9088e-06 |  | 0.00037526 |  | -0.00028991 |  | -0.00028991 |  | 0.0011869 |  | 0.00015025 |  | 5.9533e-06 |  | 0.0011936 |  | -0.00015824 |  | 0.0002774
| 5.2912e-05 |  | 9.8022e-05 |  | -0.0001 |  | 0.00010061 |  | -0.000812 |  | 0 |  | -0.00014057 |  | 0.00022719 |  | 2.6044e-06 |  | #REF! |  | 0.00034805 |  | 0.0001243 |  | 0.00027749 |  | #REF! |  | 0.00012042 |  | -8.2627e-05 |  | 0.00024489 |  | 2.8928e-06 |  | 0.00037527 |  | 0.00010079 |  | 0.00010079 |  | 0.0010115 |  | 0.00010482 |  | 5.9529e-06 |  | 0.0011902 |  | 0.00014616 |  | 0.00026627
| 0 |  | -5.146e-05 |  | -3.2128e-05 |  | 4.5795e-05 |  | -0.0009404 |  | 0 |  | -0.00014698 |  | 0.00032799 |  | 2.6705e-06 |  | #REF! |  | 0.00027357 |  | 0.00026535 |  | 0.00032909 |  | #REF! |  | 0.00028654 |  | -0.00012614 |  | 0.00058679 |  | 2.8204e-06 |  | 0.00032678 |  | 0.00022885 |  | 0.00022885 |  | 0.0010991 |  | 0.00020315 |  | 5.9529e-06 |  | 0.0012163 |  | 0.0002271 |  | 0.00024561
| 0 |  | -6.593e-05 |  | -5.3976e-05 |  | 4.5802e-05 |  | -0.00059225 |  | 0 |  | -0.00015676 |  | 0.000328 |  | 2.6802e-06 |  | #REF! |  | 0.00027358 |  | 0.00022766 |  | 0.0003291 |  | #REF! |  | 0.00028647 |  | -7.5422e-05 |  | 0.0005868 |  | 2.7201e-06 |  | 0.00032679 |  | 8.3352e-05 |  | 8.3352e-05 |  | 0.0014253 |  | 0.00071913 |  | 5.9533e-06 |  | 0.0012365 |  | -5.0736e-05 |  | 0.00021005
| 1.9023e-05 |  | 2.2145e-06 |  | -0.00010917 |  | 4.7987e-05 |  | -0.00035188 |  | 0 |  | -0.0001211 |  | 0.00037412 |  | 2.6299e-06 |  | #REF! |  | 0.00023367 |  | 0.00024906 |  | 0.00019185 |  | #REF! |  | 0.00010029 |  | -9.1025e-05 |  | 0.00021804 |  | 2.6965e-06 |  | 0.00019479 |  | -0.00018488 |  | -0.00018488 |  | 0.0012729 |  | 0.0010243 |  | 7.6545e-06 |  | 0.0012307 |  | -0.00013409 |  | 0.00030317
| 1.9024e-05 |  | 1.4841e-05 |  | -8.9964e-05 |  | 4.7991e-05 |  | -0.00044455 |  | 0 |  | -0.00019165 |  | 0.00037413 |  | 2.5638e-06 |  | #REF! |  | 0.00023368 |  | 0.00030255 |  | 0.00019185 |  | #REF! |  | 0.00010029 |  | 5.3315e-05 |  | 0.00021804 |  | 2.7512e-06 |  | 0.00019479 |  | -0.00035644 |  | -0.00035644 |  | 0.00085639 |  | 0.00084405 |  | 7.6545e-06 |  | 0.0012273 |  | 9.544e-05 |  | 0.00030875
| 6.198e-05 |  | 7.5045e-07 |  | -9.3712e-05 |  | 3.5998e-05 |  | -0.0007774 |  | 0 |  | -0.00020097 |  | 0.0002769 |  | 2.5462e-06 |  | #REF! |  | 0.00025027 |  | 0.00024032 |  | 0.00012535 |  | #REF! |  | 6.8772e-05 |  | 3.771e-05 |  | 0.00014204 |  | 2.8376e-06 |  | 0.00019016 |  | 5.3154e-05 |  | 5.3154e-05 |  | 0.0010578 |  | -0.00030065 |  | 4.2531e-06 |  | 0.0012357 |  | 0.00020054 |  | 0.00025533
| 6.198e-05 |  | 4.1621e-05 |  | -0.00022348 |  | 3.5998e-05 |  | -0.00065741 |  | 0 |  | -0.00023503 |  | 0.0002769 |  | 2.5665e-06 |  | #REF! |  | 0.00025028 |  | 0.00023654 |  | 0.00012535 |  | #REF! |  | 6.8772e-05 |  | -0.00011443 |  | 0.00014204 |  | 2.7512e-06 |  | 0.00019016 |  | -0.00024767 |  | -0.00024767 |  | 0.0012298 |  | -0.00029833 |  | 4.2531e-06 |  | 0.0012416 |  | 3.6244e-06 |  | 0.00017533
| 5.5202e-05 |  | 0.0001053 |  | -0.00022991 |  | 2.5092e-05 |  | -0.00060155 |  | 0 |  | -0.00034518 |  | 0.00021624 |  | 2.6017e-06 |  | #REF! |  | 0.00017609 |  | 0.00025418 |  | 8.4037e-05 |  | #REF! |  | 6.8588e-05 |  | -6.7619e-05 |  | 0.00016732 |  | 2.575e-06 |  | 0.00016145 |  | -0.00055937 |  | -0.00055937 |  | 0.0010991 |  | -4.8388e-05 |  | 4.2533e-06 |  | 0.001234 |  | -0.00029113 |  | 0.00012357
| 5.5207e-05 |  | 8.6604e-05 |  | -0.00012996 |  | 2.5094e-05 |  | -0.00069483 |  | 0 |  | -0.00032919 |  | 0.00021625 |  | 2.5945e-06 |  | #REF! |  | 0.0001761 |  | 0.00032215 |  | 8.4039e-05 |  | #REF! |  | 6.8605e-05 |  | 0.00023027 |  | 0.00016732 |  | 2.605e-06 |  | 0.00016145 |  | -0.00021143 |  | -0.00021143 |  | 0.0011329 |  | -0.00057437 |  | 4.2531e-06 |  | 0.0012223 |  | -9.1788e-05 |  | 0.00021434
| 4.8432e-05 |  | 0.00012078 |  | -8.7086e-05 |  | 7.5516e-05 |  | -0.00061645 |  | 0 |  | -0.00018625 |  | 0.00020879 |  | 2.5449e-06 |  | #REF! |  | 0.00041753 |  | 0.00039394 |  | 0.00033703 |  | #REF! |  | 0.00011092 |  | 0.00011573 |  | 0.00036231 |  | 2.8319e-06 |  | 5.2237e-05 |  | 0.00017761 |  | 0.00017761 |  | 0.0010831 |  | -0.0010772 |  | 5.9536e-06 |  | 0.0012281 |  | -0.00010673 |  | 0.00023129
| 4.8432e-05 |  | 4.6723e-05 |  | -1.6907e-05 |  | 7.5516e-05 |  | -0.00070183 |  | 0 |  | -0.00018277 |  | 0.00020879 |  | 2.5248e-06 |  | #REF! |  | 0.00041754 |  | 0.00026911 |  | 0.00033704 |  | #REF! |  | 0.00011095 |  | 2.6008e-05 |  | 0.00036232 |  | 2.9029e-06 |  | 5.2238e-05 |  | 0.00032744 |  | 0.00032744 |  | 0.00092213 |  | -0.0012314 |  | 5.9536e-06 |  | 0.001234 |  | -0.00031939 |  | 0.0002167
| 0 |  | -6.5353e-05 |  | 3.5631e-05 |  | 0.00012084 |  | -0.00080331 |  | 0 |  | -0.00022301 |  | 0.00031572 |  | 2.5692e-06 |  | #REF! |  | 0.00048418 |  | 0.00023328 |  | 0.00047641 |  | #REF! |  | 0.00020765 |  | -4.4212e-05 |  | 9.2328e-05 |  | 2.7442e-06 |  | 0.00043717 |  | 8.4577e-06 |  | 8.4577e-06 |  | 0.0010941 |  | -0.0004583 |  | 5.9536e-06 |  | 0.0012256 |  | -5.4371e-05 |  | 0.00025129
| 0 |  | -3.4782e-05 |  | 4.0221e-05 |  | 0.00012085 |  | -0.00048775 |  | 0 |  | -0.00013603 |  | 0.00031573 |  | 2.5992e-06 |  | #REF! |  | 0.00048419 |  | 0.0002333 |  | 0.00047643 |  | #REF! |  | 0.0002077 |  | -0.00013784 |  | 9.233e-05 |  | 2.6276e-06 |  | 0.00043718 |  | -0.00011841 |  | -0.00011841 |  | 0.0010275 |  | -0.00034852 |  | 5.954e-06 |  | 0.0012205 |  | -0.00013412 |  | 0.00020402
| 0 |  | 8.6109e-05 |  | -0.00010527 |  | 0.0001045 |  | -0.00025319 |  | 0 |  | -0.00017898 |  | 0.00020919 |  | 2.5843e-06 |  | #REF! |  | 0.00022444 |  | 0.00017981 |  | 0.0001355 |  | #REF! |  | 0.00010003 |  | -0.00018465 |  | 3.5115e-05 |  | 2.6694e-06 |  | 0.00044975 |  | -6.0415e-05 |  | -6.0415e-05 |  | 0.00095169 |  | 0.0003919 |  | 5.9536e-06 |  | 0.0012197 |  | -6.8873e-05 |  | 0.00014163
| 0 |  | 0.00013303 |  | -0.00012888 |  | 0.0001045 |  | -0.00066057 |  | 0 |  | -0.000274 |  | 0.00020919 |  | 2.6012e-06 |  | #REF! |  | 0.00022445 |  | 0.00030342 |  | 0.0001355 |  | #REF! |  | 0.00010003 |  | -0.00025097 |  | 3.5116e-05 |  | 2.6793e-06 |  | 0.00044977 |  | 0.00010633 |  | 0.00010633 |  | 0.0010578 |  | 0.00019534 |  | 5.954e-06 |  | 0.0012256 |  | 0.00019575 |  | 0.00018998
| 0 |  | 8.2886e-05 |  | -0.0001019 |  | 0.00014292 |  | -0.00067063 |  | 0 |  | -0.00020318 |  | 0.00023198 |  | 2.6331e-06 |  | #REF! |  | 0.00019801 |  | 0.0003211 |  | 0.00014877 |  | #REF! |  | 1.8302e-05 |  | 2.9908e-05 |  | 0.00019003 |  | 2.6276e-06 |  | 0.00024778 |  | 0.00012688 |  | 0.00012688 |  | 0.0010637 |  | -0.00063913 |  | 2.5522e-06 |  | 0.0012306 |  | -0.00023768 |  | 0.00021507
| 0 |  | 5.7763e-05 |  | -0.00028587 |  | 0.00014293 |  | -0.00051519 |  | 0 |  | -0.00018064 |  | 0.00023198 |  | 2.698e-06 |  | #REF! |  | 0.00019801 |  | 0.00023145 |  | 0.00014878 |  | #REF! |  | 1.8302e-05 |  | 0.00010024 |  | 0.00019004 |  | 2.537e-06 |  | 0.00024779 |  | -0.00036494 |  | -0.00036494 |  | 0.0011067 |  | -0.0001778 |  | 2.5522e-06 |  | 0.0012197 |  | -0.00046849 |  | 0.00025596
| 0 |  | 2.4345e-05 |  | -0.0002662 |  | 6.8637e-05 |  | -0.00074357 |  | 0 |  | -0.00021192 |  | 0.00047634 |  | 2.7172e-06 |  | #REF! |  | 0.00025554 |  | 0.00016157 |  | 0.00025212 |  | #REF! |  | 0.00013683 |  | 0.00015865 |  | 0.00036214 |  | 2.4863e-06 |  | 0.00046739 |  | -0.00025015 |  | -0.00025015 |  | 0.00098198 |  | -0.00033403 |  | 2.5522e-06 |  | 0.0011952 |  | -9.1842e-05 |  | 0.0002512
| 0 |  | -3.3854e-06 |  | -9.8983e-05 |  | 6.8648e-05 |  | -0.00061381 |  | 0 |  | -0.00023217 |  | 0.00047635 |  | 2.6791e-06 |  | #REF! |  | 0.00025555 |  | 0.0001455 |  | 0.00025212 |  | #REF! |  | 0.0001368 |  | 0.00026788 |  | 0.00036215 |  | 2.5392e-06 |  | 0.0004674 |  | 0.00010393 |  | 0.00010393 |  | 0.00093478 |  | 0.00010024 |  | 2.5522e-06 |  | 0.0011666 |  | -0.0011674 |  | 0.00012141
| 0 |  | 7.6386e-06 |  | 6.4799e-05 |  | 0.00012533 |  | -0.00029248 |  | 0 |  | -0.00016674 |  | 8.3249e-05 |  | 2.6245e-06 |  | #REF! |  | 0.00021783 |  | 4.4105e-05 |  | 0.00053894 |  | #REF! |  | 0.00041547 |  | 0.000342 |  | 0.00057338 |  | 2.6434e-06 |  | 0.00055631 |  | -7.4927e-05 |  | -7.4927e-05 |  | 0.0010241 |  | 0.00065515 |  | 7.6559e-06 |  | 0.0011548 |  | -4.834e-06 |  | 0.00021138
| 0 |  | 4.2571e-05 |  | -5.2637e-06 |  | 0.00012534 |  | -0.00021963 |  | 0 |  | -0.00023596 |  | 8.3251e-05 |  | 2.525e-06 |  | #REF! |  | 0.00021783 |  | 0.0001266 |  | 0.00053895 |  | #REF! |  | 0.00041536 |  | 0.00017425 |  | 0.0005734 |  | 2.7984e-06 |  | 0.00055632 |  | -0.00021995 |  | -0.00021995 |  | 0.0011253 |  | -0.00029857 |  | 7.6554e-06 |  | 0.0011607 |  | 0.0014894 |  | 0.00019649
| 0 |  | 7.583e-05 |  | -0.00017409 |  | 7.7484e-05 |  | -0.00037482 |  | 0 |  | -0.00028751 |  | 0.00028428 |  | 2.4898e-06 |  | #REF! |  | 0.00017673 |  | 0.00021229 |  | 0 |  | #REF! |  | 0.00022215 |  | -7.9322e-05 |  | 0.00034761 |  | 2.8579e-06 |  | 3.6485e-05 |  | -0.00014623 |  | -0.00014623 |  | 0.0010705 |  | -0.0013966 |  | 4.2538e-06 |  | 0.0011708 |  | 0.00015162 |  | 0.00017856
| 0 |  | 9.5329e-05 |  | -0.00017184 |  | 7.7484e-05 |  | -0.00043761 |  | 0 |  | -0.00023365 |  | 0.00028428 |  | 2.3813e-06 |  | #REF! |  | 0.00017673 |  | 0.00011906 |  | 0 |  | #REF! |  | 0.00022215 |  | 0.00016644 |  | 0.00034762 |  | 2.8505e-06 |  | 3.6486e-05 |  | -0.00012086 |  | -0.00012086 |  | 0.0011573 |  | -0.0014747 |  | 4.2538e-06 |  | 0.0011758 |  | -0.00048705 |  | 0.00030504
| 0 |  | 9.2842e-05 |  | -9.1286e-05 |  | 3.1683e-05 |  | -0.00058772 |  | 0 |  | -0.0003199 |  | 0.00035275 |  | 2.3173e-06 |  | #REF! |  | 0.00035991 |  | 0.00018334 |  | 0.00052106 |  | #REF! |  | 0.00030746 |  | 0.00029122 |  | 0.00023888 |  | 2.7852e-06 |  | 0.00044315 |  | -0.00020425 |  | -0.00020425 |  | 0.0012079 |  | 2.2995e-05 |  | 7.6559e-06 |  | 0.0011792 |  | -0.00053058 |  | 0.00019273
| 0 |  | 3.4798e-05 |  | -0.00021392 |  | 3.1683e-05 |  | -0.00035648 |  | 0 |  | -0.00034185 |  | 0.00035276 |  | 2.3686e-06 |  | #REF! |  | 0.00035993 |  | 0.00029612 |  | 0.00052108 |  | #REF! |  | 0.00030746 |  | -9.1024e-06 |  | 0.00023888 |  | 2.7489e-06 |  | 0.00044317 |  | -0.00013658 |  | -0.00013658 |  | 0.0010039 |  | 0.00096799 |  | 7.6559e-06 |  | 0.0011809 |  | -0.00015954 |  | 0.00018908
| 0 |  | -0.00010859 |  | -0.00032329 |  | 9.0742e-05 |  | -0.00081734 |  | 0 |  | -0.00029491 |  | 0.00027608 |  | 2.6664e-06 |  | #REF! |  | 0.00019658 |  | 0.0002174 |  | 0.00047909 |  | #REF! |  | 6.0881e-05 |  | -9.8829e-05 |  | 0.00012315 |  | 2.9527e-06 |  | 0.00030872 |  | -0.00036691 |  | -0.00036691 |  | 0.0012837 |  | 0.0011074 |  | 4.2541e-06 |  | 0.0012062 |  | -0.00018734 |  | 0.00026411
| 0 |  | 4.2316e-05 |  | -0.00014837 |  | 9.0749e-05 |  | -0.0011658 |  | 0 |  | 0.00034375 |  | 0.00089031 |  | 2.3659e-06 |  | #REF! |  | 0.00067404 |  | 0.0001815 |  | 0.00055132 |  | #REF! |  | 9.6486e-05 |  | -1.3003e-05 |  | 0.00041288 |  | 2.4537e-06 |  | 0.00073997 |  | 0.00011535 |  | 0.00011535 |  | 0.0015366 |  | 0.0018224 |  | 4.2538e-06 |  | 0.0012197 |  | 0.0004581 |  | 0.00059808
| 0 |  | -4.7853e-05 |  | -0.00019612 |  | 3.2786e-05 |  | 0.00014692 |  | 0 |  | -0.00031306 |  | 0.00061424 |  | 1.926e-06 |  | #REF! |  | 0.00047747 |  | 0.00020861 |  | 7.2218e-05 |  | #REF! |  | 3.558e-05 |  | -0.00015734 |  | 0.00028974 |  | 1.9033e-06 |  | 0.00043125 |  | -0.00038074 |  | -0.00038074 |  | 0.0012753 |  | -2.7634e-05 |  | 8.5082e-07 |  | 0.0012273 |  | 0.00021273 |  | 0.00022833
| 0 |  | -5.1421e-05 |  | -0.00014917 |  | 3.2789e-05 |  | -0.0004067 |  | 0 |  | -0.00023019 |  | 0.0004173 |  | 1.1712e-06 |  | #REF! |  | 0.00056688 |  | 0.00021556 |  | 0.00038742 |  | #REF! |  | 0.00028595 |  | -0.00012614 |  | 0.00032416 |  | 1.1105e-06 |  | 0.00049978 |  | -0.00023087 |  | -0.00023087 |  | 0.0012003 |  | -0.00042466 |  | 8.5082e-07 |  | 0.001207 |  | 0.00022966 |  | 0.0001592
| 0 |  | 0.00017351 |  | -6.4815e-05 |  | 6.0117e-05 |  | -0.00015344 |  | 0 |  | -0.00014447 |  | 0.00041731 |  | 1.0621e-06 |  | #REF! |  | 0.0005669 |  | 0.00013126 |  | 0.00038743 |  | #REF! |  | 0.00028587 |  | -9.8827e-05 |  | 0.00032417 |  | 1.0878e-06 |  | 0.00049979 |  | -6.2855e-05 |  | -6.2855e-05 |  | 0.0010452 |  | 0.00041365 |  | 8.5082e-07 |  | 0.0011978 |  | 0.00025205 |  | 0.00020965
| 0 |  | 0.00013359 |  | -2.984e-05 |  | 6.0122e-05 |  | 4.1514e-05 |  | 0 |  | -0.00016324 |  | 0.00038947 |  | 1.0189e-06 |  | #REF! |  | 0.00050418 |  | 3.6687e-05 |  | 0.00036797 |  | #REF! |  | 9.5044e-05 |  | 8.063e-05 |  | 8.2058e-05 |  | 1.1587e-06 |  | 0.000602 |  | -0.00016802 |  | -0.00016802 |  | 0.0011312 |  | 0.00050201 |  | 1.418e-06 |  | 0.0011826 |  | 0.0005458 |  | 0.0002869
| 0 |  | 3.4654e-06 |  | -8.2441e-05 |  | 0.00010718 |  | -0.00062347 |  | 0 |  | -0.00030148 |  | 0.00038948 |  | 1.09e-06 |  | #REF! |  | 0.00050419 |  | 2.2672e-05 |  | 0.00036798 |  | #REF! |  | 9.5044e-05 |  | 0.00034 |  | 8.206e-05 |  | 1.3264e-06 |  | 0.00060202 |  | 8.4619e-06 |  | 8.4619e-06 |  | 0.0013208 |  | -0.00051266 |  | 1.4181e-06 |  | 0.0011834 |  | 0.00055027 |  | 0.00025778
| 0 |  | -1.2779e-06 |  | -0.00015708 |  | 0.00010719 |  | -0.0013057 |  | 0 |  | -0.00020572 |  | 0.00019639 |  | 1.199e-06 |  | #REF! |  | 0.00027855 |  | 6.5641e-06 |  | 0.00061963 |  | #REF! |  | 0.00010667 |  | -9.1024e-06 |  | 0.00010777 |  | 1.3958e-06 |  | 0.00016493 |  | 0.00019342 |  | 0.00019342 |  | 0.0014624 |  | -0.0010434 |  | 1.418e-06 |  | 0.0011952 |  | -0.00014754 |  | 0.00021569
| 0 |  | 1.2787e-05 |  | -0.0001506 |  | 1.9681e-05 |  | -0.0012071 |  | 0 |  | -0.00019264 |  | 0.00019639 |  | 1.2234e-06 |  | #REF! |  | 0.00027856 |  | 2.7743e-05 |  | 0.00061964 |  | #REF! |  | 0.00010667 |  | -0.00020806 |  | 0.00010777 |  | 1.3202e-06 |  | 0.00016493 |  | -4.1101e-05 |  | -4.1101e-05 |  | 0.0013512 |  | -0.00082238 |  | 5.6725e-07 |  | 0.0012104 |  | -0.00010074 |  | 0.0002457
| 0 |  | -5.9615e-05 |  | -9.5377e-05 |  | 1.9684e-05 |  | -0.00069101 |  | 0 |  | -0.00023912 |  | 0.00052064 |  | 1.1191e-06 |  | #REF! |  | 0.00047956 |  | 6.3556e-05 |  | 0.00022699 |  | #REF! |  | 0.00031091 |  | -7.5421e-05 |  | 0.00021567 |  | 1.2436e-06 |  | 0.0003616 |  | 1.6925e-05 |  | 1.6925e-05 |  | 0.0010595 |  | -0.00034392 |  | 2.269e-06 |  | 0.0012112 |  | 0.00032993 |  | 0.00027762
| 0 |  | -1.6276e-05 |  | 0.00014223 |  | 6.1239e-05 |  | -0.00037022 |  | 0 |  | -0.00018419 |  | 0.00052065 |  | 1.0019e-06 |  | #REF! |  | 0.00047957 |  | 0.00011742 |  | 0.0002279 |  | #REF! |  | 0.0004582 |  | 0.00020155 |  | 0.00021567 |  | 1.2224e-06 |  | 0.00036161 |  | 0.00040321 |  | 0.00040321 |  | 0.0010755 |  | -0.00020098 |  | 4.8216e-06 |  | 0.0012104 |  | -0.00024057 |  | 0.00034051
| 0 |  | 7.0502e-05 |  | 0.0001201 |  | 6.1249e-05 |  | -0.00040506 |  | 0 |  | -0.00017897 |  | 0.00053428 |  | 9.2688e-07 |  | #REF! |  | 0.00034169 |  | 0.00011565 |  | 0.00024136 |  | #REF! |  | 0.00034894 |  | 0.00015084 |  | 0.00032067 |  | 1.2111e-06 |  | 0.00071361 |  | 0.00020376 |  | 0.00020376 |  | 0.001132 |  | -0.00041152 |  | 3.1199e-06 |  | 0.0012129 |  | -0.00027082 |  | 0.00029373
| 0 |  | 0.0002064 |  | -9.4663e-05 |  | 8.9574e-05 |  | -0.00065468 |  | 0 |  | -0.00019498 |  | 0.00053429 |  | 1.0345e-06 |  | #REF! |  | 0.0003417 |  | 0.00011566 |  | 0.00024045 |  | #REF! |  | 0.00020182 |  | 6.892e-05 |  | 0.00032068 |  | 1.1616e-06 |  | 0.00071363 |  | -0.00012695 |  | -0.00012695 |  | 0.0013764 |  | 1.0878e-05 |  | 1.4182e-06 |  | 0.0012162 |  | 0.00011969 |  | 0.00023217
| 0 |  | 0.00025906 |  | 6.3655e-05 |  | 8.9574e-05 |  | -0.00051227 |  | 0 |  | -0.00018873 |  | 0.00036945 |  | 1.1842e-06 |  | #REF! |  | 0.00056772 |  | 0.00015518 |  | 0.00051303 |  | #REF! |  | 0.00040523 |  | 0.00026278 |  | 0.00034752 |  | 1.122e-06 |  | 0.00040661 |  | -7.3749e-05 |  | -7.3749e-05 |  | 0.0013175 |  | 0.0015297 |  | 8.5087e-07 |  | 0.0012163 |  | -0.00010639 |  | 0.00034327
| 0 |  | 4.9731e-05 |  | 6.4388e-05 |  | 3.3914e-05 |  | -0.00039142 |  | 0 |  | -0.00011392 |  | 0.00036946 |  | 1.2653e-06 |  | #REF! |  | 0.00056773 |  | 0.00013892 |  | 0.00051305 |  | #REF! |  | 0.00040533 |  | 0.00022887 |  | 0.00034753 |  | 1.1141e-06 |  | 0.00040662 |  | -0.00019587 |  | -0.00019587 |  | 0.00092972 |  | 0.00064284 |  | 2.5528e-06 |  | 0.0012239 |  | -0.00037481 |  | 0.00032568
| 0 |  | 6.5533e-05 |  | -0.00015802 |  | 3.3917e-05 |  | -0.00046929 |  | 0 |  | -3.914e-05 |  | 0.00023042 |  | 1.262e-06 |  | #REF! |  | 0.00014674 |  | 0.00013514 |  | 0.00021504 |  | #REF! |  | 7.5892e-05 |  | 0.0003381 |  | 0.00026042 |  | 1.1043e-06 |  | 0.00029896 |  | -9.3097e-05 |  | -9.3097e-05 |  | 0.00093056 |  | -0.00018925 |  | 3.12e-06 |  | 0.001245 |  | -9.4306e-05 |  | 0.00020845
| 0 |  | 3.4888e-06 |  | -0.00024376 |  | 7.194e-05 |  | -0.00023992 |  | 0 |  | -0.00018046 |  | 0.00023043 |  | 1.0949e-06 |  | #REF! |  | 0.00014674 |  | 0.00021014 |  | 0.00021505 |  | #REF! |  | 7.5892e-05 |  | -3.6406e-05 |  | 0.00026043 |  | 1.1617e-06 |  | 0.00029897 |  | 3.1438e-05 |  | 3.1438e-05 |  | 0.0010191 |  | -0.00034123 |  | 3.12e-06 |  | 0.0012534 |  | -7.4967e-05 |  | 0.00029382
| 0 |  | -0.00012124 |  | -0.00011209 |  | 7.194e-05 |  | -0.00037953 |  | 0 |  | -0.00025317 |  | 0.00068106 |  | 9.6073e-07 |  | #REF! |  | 0.00042343 |  | 0.00014752 |  | 0.00041196 |  | #REF! |  | 0.00031765 |  | -0.00034069 |  | 0.00030222 |  | 1.3067e-06 |  | 0.00064977 |  | -0.00016323 |  | -0.00016323 |  | 0.0010679 |  | -0.0010002 |  | 2.5528e-06 |  | 0.001244 |  | -0.00040241 |  | 0.00039368
| 0 |  | -4.2413e-05 |  | -1.5911e-05 |  | 3.9396e-05 |  | -0.00029983 |  | 0 |  | -0.00020718 |  | 0.00068108 |  | 9.1401e-07 |  | #REF! |  | 0.00042344 |  | 2.9559e-05 |  | 0.00041197 |  | #REF! |  | 0.00031765 |  | -0.0003641 |  | 0.00030223 |  | 1.4009e-06 |  | 0.00064979 |  | -0.00030351 |  | -0.00030351 |  | 0.0011514 |  | -0.00023805 |  | 0 |  | 0.0012256 |  | -0.00039277 |  | 0.00031244
| 0 |  | 7.6707e-05 |  | 3.2646e-05 |  | 3.9399e-05 |  | -0.00055549 |  | 0 |  | -0.00020016 |  | 0.00026106 |  | 9.7097e-07 |  | #REF! |  | 0.00051526 |  | 0.00020138 |  | 0.00028268 |  | #REF! |  | 0.00033953 |  | -0.00016515 |  | 0.00011631 |  | 1.3401e-06 |  | 0.00044741 |  | -0.00014147 |  | -0.00014147 |  | 0.0010157 |  | -0.00078331 |  | 0 |  | 0.0012155 |  | -1.6928e-05 |  | 0.00027922
| 0 |  | 9.4873e-05 |  | 1.3922e-06 |  | 3.0649e-05 |  | -0.00035468 |  | 0 |  | -0.00015518 |  | 0.00026107 |  | 1.0684e-06 |  | #REF! |  | 0.00051527 |  | 0.00033961 |  | 0.00028268 |  | #REF! |  | 0.00033945 |  | 0.00018964 |  | 0.00011631 |  | 1.185e-06 |  | 0.00044743 |  | -7.2555e-06 |  | -7.2555e-06 |  | 0.00099793 |  | -0.0013728 |  | 0 |  | 0.0012103 |  | -0.001 |  | 0.00032212
| 0 |  | 0.00010287 |  | -1.0722e-05 |  | 3.0651e-05 |  | -0.00042222 |  | 0 |  | -0.00024568 |  | 0.00034705 |  | 1.0766e-06 |  | #REF! |  | 0.00056911 |  | 0.00028787 |  | 0.00056468 |  | #REF! |  | 0.0003568 |  | 0.00013914 |  | 0.00052012 |  | 1.1291e-06 |  | 0.00047026 |  | 0.00040147 |  | 0.00040147 |  | 0.001159 |  | -0.00082115 |  | 5.6731e-07 |  | 0.0012104 |  | 0.00015116 |  | 0.00035627
| 0 |  | 7.9151e-05 |  | 6.5718e-06 |  | 9.5326e-05 |  | -0.00093743 |  | 0 |  | -0.00014394 |  | 0.00034706 |  | 1.0278e-06 |  | #REF! |  | 0.00056912 |  | 0.00023358 |  | 0.0005647 |  | #REF! |  | 0.00035671 |  | 0.00013914 |  | 0.00052014 |  | 1.2495e-06 |  | 0.00047027 |  | 0.00020315 |  | 0.00020315 |  | 0.0012947 |  | 0.00068375 |  | 5.6731e-07 |  | 0.0012163 |  | 0.0013181 |  | 0.00043626
| 0 |  | -5.8689e-05 |  | -7.3022e-05 |  | 9.5341e-05 |  | -0.00076597 |  | 0 |  | -7.5564e-05 |  | 0 |  | 9.8383e-07 |  | #REF! |  | 0.00027096 |  | 0.00013143 |  | 0.00021415 |  | #REF! |  | 0.00021903 |  | 0.00019766 |  | 0.00018881 |  | 1.3401e-06 |  | 0.0002212 |  | -7.1349e-05 |  | -7.1349e-05 |  | 0.0012575 |  | 0.00030568 |  | 0 |  | 0.0012272 |  | 2.4186e-05 |  | 0.00043492
| 0 |  | -7.4673e-05 |  | -6.2552e-05 |  | 2.2994e-05 |  | -0.00055817 |  | 0 |  | -0.00017588 |  | 0 |  | 9.9602e-07 |  | #REF! |  | 0.00027097 |  | 0.00013712 |  | 0.00021415 |  | #REF! |  | 0.00021903 |  | 0.0003849 |  | 0.00018882 |  | 1.3203e-06 |  | 0.00022121 |  | 0.00035797 |  | 0.00035797 |  | 0.0012374 |  | -0.00070412 |  | 0 |  | 0.0012315 |  | -0.00021768 |  | 0.00036813
| 0 |  | -1.1602e-05 |  | -7.7448e-05 |  | 2.2996e-05 |  | -0.00046062 |  | 0 |  | -0.00016594 |  | 6.9186e-05 |  | 1.0333e-06 |  | #REF! |  | 0.00056292 |  | 0.00012996 |  | 0.00014931 |  | #REF! |  | 0.00012839 |  | 0.00013133 |  | 0.00036877 |  | 1.1737e-06 |  | 0.00055909 |  | 0.00046076 |  | 0.00046076 |  | 0.001341 |  | -0.00025216 |  | 0 |  | 0.0012297 |  | -0.00040029 |  | 0.0002681
| 0 |  | 3.7773e-05 |  | -3.5171e-05 |  | 0.00014652 |  | -0.00036861 |  | 0 |  | -0.0001263 |  | 6.9188e-05 |  | 1.0414e-06 |  | #REF! |  | 0.00056294 |  | 4.0338e-05 |  | 0.00014932 |  | #REF! |  | 0.00012839 |  | -0.00031729 |  | 0.00036878 |  | 1.0867e-06 |  | 0.0005591 |  | -0.00011005 |  | -0.00011005 |  | 0.0012829 |  | -0.00065461 |  | 4.2551e-06 |  | 0.0012264 |  | 2.5658e-05 |  | 0.00027251
| 0 |  | 9.1012e-06 |  | 2.6204e-05 |  | 0.00014653 |  | -0.0003948 |  | 0 |  | -0.000184 |  | 0.00031529 |  | 1.0022e-06 |  | #REF! |  | 0.00029838 |  | 8.8469e-05 |  | 0.00047454 |  | #REF! |  | 0.00042469 |  | 5.1478e-05 |  | 0.00028534 |  | 1.1653e-06 |  | 0.00038384 |  | -0.00024189 |  | -0.00024189 |  | 0.001191 |  | -0.0022473 |  | 4.2551e-06 |  | 0.0012155 |  | 0.00027602 |  | 0.00032622
| 0 |  | -8.3811e-05 |  | 6.1777e-05 |  | 0.00012507 |  | -0.00038452 |  | 0 |  | -0.00027789 |  | 0.0003759 |  | 9.3305e-07 |  | #REF! |  | 0.00029839 |  | 0.00015096 |  | 0.00047455 |  | #REF! |  | 0.0004248 |  | -8.7125e-05 |  | 0.00028535 |  | 1.2474e-06 |  | 0.00038385 |  | 7.982e-05 |  | 7.982e-05 |  | 0.0012887 |  | -0.0016485 |  | 0 |  | 0.0012112 |  | -0.00047771 |  | 0.00035623
| 0 |  | -0.00010057 |  | 4.6584e-05 |  | 0.00012509 |  | -0.00048963 |  | 0 |  | -0.00021268 |  | 0.00059034 |  | 9.2229e-07 |  | #REF! |  | 0.00038539 |  | 0.00012796 |  | 0.00071283 |  | #REF! |  | 0.00031017 |  | -0.00039532 |  | 0.0005018 |  | 1.2496e-06 |  | 0.00044398 |  | 2.5399e-05 |  | 2.5399e-05 |  | 0.0012787 |  | 0.00091973 |  | 0 |  | 0.0012155 |  | -0.00063257 |  | 0.00038281
| 0 |  | 1.8562e-05 |  | -2.9634e-05 |  | 7.6442e-05 |  | -0.00061717 |  | 0 |  | -0.0002715 |  | 0.00052975 |  | 9.6623e-07 |  | #REF! |  | 0.0003854 |  | 0.00014249 |  | 0.00071285 |  | #REF! |  | 0.00031025 |  | -2.0806e-05 |  | 0.00050181 |  | 1.1773e-06 |  | 0.00044399 |  | 3.8704e-05 |  | 3.8704e-05 |  | 0.0011362 |  | 0.00079756 |  | 8.5102e-07 |  | 0.0012154 |  | -3.1447e-05 |  | 0.00025787
| 0 |  | 4.9807e-05 |  | -1.5924e-06 |  | 7.6454e-05 |  | -0.00049141 |  | 0 |  | -0.00039083 |  | 0.00032788 |  | 1.078e-06 |  | #REF! |  | 0.00039044 |  | 0.00014789 |  | 0.00066094 |  | #REF! |  | 0.00025213 |  | 8.0622e-05 |  | 0.0002391 |  | 1.1752e-06 |  | 0.00052964 |  | 9.9179e-05 |  | 9.9179e-05 |  | 0.0011615 |  | 0.00043943 |  | 8.5107e-07 |  | 0.0011986 |  | 0.00010644 |  | 0.00023849
| 0 |  | 4.0704e-05 |  | -0.00013988 |  | 0.00010868 |  | -0.00034943 |  | 0 |  | -0.00036942 |  | 0.00032789 |  | 1.1776e-06 |  | #REF! |  | 0.00039045 |  | 5.5011e-05 |  | 0.00066096 |  | #REF! |  | 0.00025206 |  | -0.00016124 |  | 0.00023911 |  | 1.1979e-06 |  | 0.00052966 |  | -0.00010765 |  | -0.00010765 |  | 0.0010746 |  | 0.0002822 |  | 8.5102e-07 |  | 0.0011749 |  | 0.00028879 |  | 0.00024127
| 0 |  | 4.939e-05 |  | -0.00027847 |  | 0.0001087 |  | -0.00040449 |  | 0 |  | -0.00041256 |  | 0.00039164 |  | 1.183e-06 |  | #REF! |  | 0.00038837 |  | 4.605e-05 |  | 8.2014e-05 |  | #REF! |  | 1.0164e-05 |  | -0.00010701 |  | 0.00018502 |  | 1.1703e-06 |  | 0.00045353 |  | -0.00028788 |  | -0.00028788 |  | 0.0012702 |  | -0.00026576 |  | 8.5107e-07 |  | 0.0011724 |  | 0.00020897 |  | 0.00014217
| 0 |  | 3.9066e-05 |  | -0.00018124 |  | 0.00012387 |  | -0.00077594 |  | 0 |  | -0.00036685 |  | 0.00039165 |  | 1.0361e-06 |  | #REF! |  | 0.00038838 |  | 0.00019457 |  | 8.2017e-05 |  | #REF! |  | 1.0164e-05 |  | 2.6009e-06 |  | 0.00018502 |  | 1.159e-06 |  | 0.00045354 |  | 5.5642e-05 |  | 5.5642e-05 |  | 0.0014405 |  | 0.00095645 |  | 0 |  | 0.0011801 |  | -1.5725e-05 |  | 0.00015153
| 0 |  | 1.8581e-05 |  | -7.5765e-05 |  | 0.00012388 |  | -0.00084174 |  | 0 |  | -0.00024838 |  | 0.00033641 |  | 8.9257e-07 |  | #REF! |  | 0.0005608 |  | 0.00028063 |  | 0.00019867 |  | #REF! |  | 0.0002392 |  | 4.5512e-05 |  | 0.00042931 |  | 1.261e-06 |  | 0.00094226 |  | -2.7821e-05 |  | -2.7821e-05 |  | 0.001067 |  | 0.001184 |  | 0 |  | 0.0011859 |  | 3.9917e-05 |  | 0.00023224
| 0 |  | -4.2807e-05 |  | 1.0085e-05 |  | 7.1427e-05 |  | -0.0004694 |  | 0 |  | -0.00025471 |  | 0.00033642 |  | 8.8031e-07 |  | #REF! |  | 0.00056082 |  | 0.00025221 |  | 0.00019867 |  | #REF! |  | 0.00023926 |  | 0.00014304 |  | 0.00042932 |  | 1.3416e-06 |  | 0.00094229 |  | 3.6291e-05 |  | 3.6291e-05 |  | 0.00089932 |  | 0.00022736 |  | 8.5107e-07 |  | 0.0011977 |  | -8.7098e-05 |  | 0.00025012
| 0 |  | -3.0944e-05 |  | -3.4405e-05 |  | 7.1433e-05 |  | -0.00031673 |  | 0 |  | -0.00016929 |  | 0.00031692 |  | 9.718e-07 |  | #REF! |  | 0.00048559 |  | 0.0001985 |  | 0.00056143 |  | #REF! |  | 0.00032014 |  | -8.3223e-05 |  | 0.00056628 |  | 1.2426e-06 |  | 0.00057182 |  | 0.00013548 |  | 0.00013548 |  | 0.0010503 |  | -0.00031855 |  | 8.5107e-07 |  | 0.0012146 |  | 0.00022983 |  | 0.00023327
| 0 |  | -5.7936e-05 |  | -0.00012146 |  | 5.4812e-05 |  | -0.0007151 |  | 0 |  | -0.00010798 |  | 0.00031692 |  | 1.0625e-06 |  | #REF! |  | 0.0004856 |  | 0.00020041 |  | 0.00056144 |  | #REF! |  | 0.00032014 |  | -9.8828e-05 |  | 0.00056629 |  | 1.1568e-06 |  | 0.00057183 |  | -2.0566e-05 |  | -2.0566e-05 |  | 0.0010502 |  | -0.0012575 |  | 8.5112e-07 |  | 0.0012272 |  | 9.557e-05 |  | 0.00023013
| 0 |  | 1.5933e-05 |  | -0.00013341 |  | 5.4817e-05 |  | -0.001289 |  | 0 |  | -0.00013388 |  | 0.00051769 |  | 1.0341e-06 |  | #REF! |  | 0.00034218 |  | 0.00017528 |  | 0.00039167 |  | #REF! |  | 0.00020217 |  | -0.00020026 |  | 0.00060956 |  | 1.2277e-06 |  | 0.00041643 |  | 0.00011856 |  | 0.00011856 |  | 0.0011395 |  | -0.00068612 |  | 8.5112e-07 |  | 0.0012196 |  | -0.00024195 |  | 0.00030874
| 0 |  | 0.00013184 |  | -0.00010014 |  | 9.675e-05 |  | -0.0014831 |  | 0 |  | -9.0562e-05 |  | 0.0005177 |  | 9.9483e-07 |  | #REF! |  | 0.00034219 |  | 0.00016961 |  | 0.00039168 |  | #REF! |  | 0.00020217 |  | -0.00020047 |  | 0.00060958 |  | 1.3531e-06 |  | 0.00041644 |  | 0.00020929 |  | 0.00020929 |  | 0.0012998 |  | 5.9961e-05 |  | 0 |  | 0.0012112 |  | 0.00027097 |  | 0.00037067
| 0 |  | 5.6384e-05 |  | -2.7329e-05 |  | 9.675e-05 |  | -0.00097964 |  | 0 |  | -2.4076e-05 |  | 0.00031689 |  | 1.0091e-06 |  | #REF! |  | 0.00056941 |  | 0.00013191 |  | 0.0005131 |  | #REF! |  | 0.00022375 |  | -0.00014564 |  | 0.00057409 |  | 1.312e-06 |  | 0.00046569 |  | 0.00011251 |  | 0.00011251 |  | 0.0011437 |  | -0.00010884 |  | 0 |  | 0.0012061 |  | 0.00055165 |  | 0.00038169
| 0 |  | -1.4071e-05 |  | -0.00013026 |  | 6.1414e-05 |  | -0.00043517 |  | 0 |  | -0.00015589 |  | 0.00031689 |  | 1.0849e-06 |  | #REF! |  | 0.00056942 |  | 7.2705e-05 |  | 0.00051312 |  | #REF! |  | 0.0002238 |  | -0.00045383 |  | 0.00057411 |  | 1.1952e-06 |  | 0.0004657 |  | -0.00023228 |  | -0.00023228 |  | 0.0011126 |  | 0.00064488 |  | 0 |  | 0.0011994 |  | 3.1455e-05 |  | 0.00037176
| 0 |  | 2.7605e-05 |  | -0.00018026 |  | 6.1419e-05 |  | -0.00053405 |  | 0 |  | -0.00029619 |  | 0.00031245 |  | 1.1161e-06 |  | #REF! |  | 0.00022771 |  | 0.00023235 |  | 0.00036442 |  | #REF! |  | 0.000193 |  | -0.00019245 |  | 0.00060783 |  | 1.1491e-06 |  | 0.00040929 |  | -0.00045492 |  | -0.00045492 |  | 0.0010713 |  | 0.0017427 |  | 0 |  | 0.0011968 |  | -0.00032304 |  | 0.00036104
| 0 |  | 2.2125e-05 |  | -0.00014571 |  | 9.2985e-05 |  | -0.00075885 |  | 0 |  | -0.00026571 |  | 0.00031245 |  | 1.0863e-06 |  | #REF! |  | 0.00022772 |  | 0.00021621 |  | 0.00036443 |  | #REF! |  | 0.000193 |  | 0.00010403 |  | 0.00060785 |  | 1.1732e-06 |  | 0.0004093 |  | -0.00039804 |  | -0.00039804 |  | 0.0010005 |  | 0.0010827 |  | 0 |  | 0.0011968 |  | -7.2591e-05 |  | 0.00036408
| 0 |  | -2.8474e-05 |  | -0.00018559 |  | 9.2992e-05 |  | -0.00094834 |  | 0 |  | -0.00014732 |  | 0.00040159 |  | 1.0551e-06 |  | #REF! |  | 0.00058677 |  | 5.297e-05 |  | 0.000244 |  | #REF! |  | 0.00026484 |  | 0.00012353 |  | 0.0002028 |  | 1.2447e-06 |  | 0.00055693 |  | -0.00017544 |  | -0.00017544 |  | 0.0012626 |  | -0.00045047 |  | 0 |  | 0.0011968 |  | -0.00011373 |  | 0.00025263
| 0 |  | -4.6254e-05 |  | -2.8378e-05 |  | 7.5918e-05 |  | -0.00047295 |  | 0 |  | -4.1465e-05 |  | 0.0004016 |  | 1.0769e-06 |  | #REF! |  | 0.00058679 |  | 8.5361e-05 |  | 0.00024401 |  | #REF! |  | 0.00026477 |  | 7.5855e-05 |  | 0.0002028 |  | 1.2979e-06 |  | 0.00055694 |  | 0.00027054 |  | 0.00027054 |  | 0.0013629 |  | -0.00013503 |  | 0 |  | 0.0011901 |  | -0.00039686 |  | 0.00024387
| 0 |  | -2.1509e-06 |  | 3.6308e-05 |  | 7.5924e-05 |  | -3.9786e-05 |  | 0 |  | -0.0001647 |  | 0.00027428 |  | 1.1716e-06 |  | #REF! |  | 0.00060875 |  | 0.00012309 |  | 9.7077e-05 |  | #REF! |  | 0.00018058 |  | 1.4304e-05 |  | 0.00043073 |  | 1.3566e-06 |  | 0.00061733 |  | 0.00033104 |  | 0.00033104 |  | 0.0012357 |  | 0.00053608 |  | 0 |  | 0.0011893 |  | -7.5017e-05 |  | 0.00032762
| 0 |  | 6.0329e-05 |  | -0.00010572 |  | 7.0235e-05 |  | -0.00060608 |  | 0 |  | -0.00033565 |  | 0.00027429 |  | 1.2211e-06 |  | #REF! |  | 0.00060876 |  | 0.00010148 |  | 9.708e-05 |  | #REF! |  | 0.00018063 |  | 0.00010793 |  | 0.00043074 |  | 1.3744e-06 |  | 0.00061734 |  | -0.00024563 |  | -0.00024563 |  | 0.0010569 |  | -0.00025387 |  | 0 |  | 0.0012019 |  | -0.0014859 |  | 0.00033741
| 0 |  | 4.2218e-06 |  | -0.00016957 |  | 7.0241e-05 |  | -0.00076271 |  | 0 |  | -0.00038826 |  | 3.5008e-05 |  | 1.1988e-06 |  | #REF! |  | 0.00047141 |  | 9.0712e-05 |  | 8.9542e-05 |  | #REF! |  | 0.00012356 |  | 0.00016645 |  | 0.00022551 |  | 1.3517e-06 |  | 0.0003652 |  | -0.00047311 |  | -0.00047311 |  | 0.0012617 |  | -0.0013656 |  | 0 |  | 0.0012154 |  | -4.961e-05 |  | 0.00034538
| 0 |  | -5.8065e-05 |  | -0.00022236 |  | 0.00011392 |  | -0.00082453 |  | 0 |  | -0.00033142 |  | 3.5009e-05 |  | 1.0924e-06 |  | #REF! |  | 0.00047142 |  | 0.00013766 |  | 8.9545e-05 |  | #REF! |  | 0.00012353 |  | 0.00020936 |  | 0.00022552 |  | 1.3241e-06 |  | 0.00036521 |  | -0.00043562 |  | -0.00043562 |  | 0.0014278 |  | -0.0016357 |  | 0 |  | 0.001223 |  | 0.0016082 |  | 0.00025829
| 0 |  | -4.9038e-05 |  | -0.00015306 |  | 0.00011392 |  | -0.00063434 |  | 0 |  | -0.00027388 |  | 0.00036485 |  | 1.0342e-06 |  | #REF! |  | 0.00042539 |  | 0.00017025 |  | 0.00024471 |  | #REF! |  | 0.00025407 |  | 8.0622e-05 |  | 0.00027863 |  | 1.2377e-06 |  | 0.00040526 |  | -0.00053253 |  | -0.00053253 |  | 0.0013266 |  | -0.00036335 |  | 0 |  | 0.0012229 |  | -0.00023113 |  | 0.00032074
| 0 |  | 1.2818e-05 |  | -7.2925e-05 |  | 3.0734e-05 |  | -0.00050115 |  | 0 |  | -0.00020761 |  | 0.00036486 |  | 1.0958e-06 |  | #REF! |  | 0.0004254 |  | 0.00016648 |  | 0.00024471 |  | #REF! |  | 0.00025407 |  | 0.00024246 |  | 0.00027864 |  | 1.1634e-06 |  | 0.00040527 |  | -0.0002409 |  | -0.0002409 |  | 0.0013427 |  | 2.2272e-05 |  | 0 |  | 0.0012137 |  | 0.00015823 |  | 0.00038715
| 0 |  | 1.6225e-05 |  | -0.00011786 |  | 3.0736e-05 |  | -0.00039699 |  | 0 |  | -0.00011278 |  | 0.00035012 |  | 1.1744e-06 |  | #REF! |  | 0.00024158 |  | 0.00022726 |  | 8.2129e-05 |  | #REF! |  | 0.00026069 |  | 0.00023276 |  | 0.00027998 |  | 1.1719e-06 |  | 0.00040554 |  | 3.6303e-05 |  | 3.6303e-05 |  | 0.0013764 |  | -0.00088344 |  | 0 |  | 0.0012053 |  | 0.00027561 |  | 0.00030005
| 0 |  | 5.6966e-05 |  | -0.00015648 |  | 6.0379e-05 |  | -0.00041436 |  | 0 |  | -0.0001389 |  | 0.00035013 |  | 1.2084e-06 |  | #REF! |  | 0.00024159 |  | 0.00031149 |  | 8.2131e-05 |  | #REF! |  | 0.00026075 |  | 4.5512e-05 |  | 0.00027999 |  | 1.2315e-06 |  | 0.00040555 |  | -0.00011254 |  | -0.00011254 |  | 0.001287 |  | -0.001729 |  | 0 |  | 0.001207 |  | -0.00031585 |  | 0.00033793
| 0 |  | 0.00012432 |  | -0.00018598 |  | 6.0384e-05 |  | -0.0010533 |  | 0 |  | -0.0001766 |  | 7.0329e-05 |  | 1.1385e-06 |  | #REF! |  | 0.00012952 |  | 0.00021094 |  | 0.0003997 |  | #REF! |  | 0 |  | 9.2325e-05 |  | 0.00015789 |  | 1.2845e-06 |  | 0.00029804 |  | 4.7198e-05 |  | 4.7198e-05 |  | 0.001089 |  | -0.00079162 |  | 0 |  | 0.0012221 |  | -0.00011376 |  | 0.00025963
| 0 |  | 2.7309e-05 |  | -8.4699e-05 |  | 5.0507e-05 |  | -0.00076333 |  | 0 |  | -9.2093e-05 |  | 7.0331e-05 |  | 1.0478e-06 |  | #REF! |  | 0.00012953 |  | 0.0001432 |  | 0.00039971 |  | #REF! |  | 0 |  | 2.6008e-05 |  | 0.00015789 |  | 1.2924e-06 |  | 0.00029804 |  | 4.1147e-05 |  | 4.1147e-05 |  | 0.0010864 |  | 0.00062048 |  | 8.5127e-07 |  | 0.0012356 |  | -6.5351e-05 |  | 0.00013967
| 0 |  | -5.0992e-05 |  | 6.4505e-05 |  | 6.2617e-05 |  | -0.00018597 |  | 0 |  | -9.5206e-05 |  | 0.00022902 |  | 1.0667e-06 |  | #REF! |  | 0.00014346 |  | 0.00015939 |  | 0.00064848 |  | #REF! |  | 0.00018592 |  | -9.4926e-05 |  | 0.00047548 |  | 1.3015e-06 |  | 0.00066915 |  | -0.00020574 |  | -0.00020574 |  | 0.0012061 |  | 0.00012773 |  | 8.5122e-07 |  | 0.0012289 |  | -0.00020816 |  | 0.00014934
| 0 |  | 5.2157e-05 |  | 1.287e-05 |  | 8.5571e-05 |  | -0.00041698 |  | 0 |  | -0.00027594 |  | 0.00022903 |  | 1.1399e-06 |  | #REF! |  | 0.00014346 |  | 0.00020944 |  | 0.0006485 |  | #REF! |  | 0.00018592 |  | -0.00015984 |  | 0.00047549 |  | 1.3065e-06 |  | 0.00066917 |  | -0.00020937 |  | -0.00020937 |  | 0.0013485 |  | 0.00036958 |  | 0 |  | 0.0012077 |  | -0.00040664 |  | 0.00016371
| 0 |  | 5.1651e-05 |  | -7.1574e-05 |  | 7.3474e-05 |  | -0.00025647 |  | 0 |  | -0.00015821 |  | 0.00026797 |  | 1.1562e-06 |  | #REF! |  | 0.0003774 |  | 0.00016451 |  | 0.0004507 |  | #REF! |  | 0.00021465 |  | -0.00011833 |  | 0.00021614 |  | 1.2428e-06 |  | 0.00063913 |  | 9.3193e-05 |  | 9.3193e-05 |  | 0.001303 |  | -3.6759e-05 |  | 0 |  | 0.0011952 |  | -0.00044055 |  | 0.00019743
| 0 |  | -3.9669e-05 |  | -2.4856e-05 |  | 3.6245e-05 |  | -0.00019386 |  | 0 |  | -2.3107e-05 |  | 0.00026797 |  | 1.1609e-06 |  | #REF! |  | 0.00037741 |  | 0.00019175 |  | 0.00045072 |  | #REF! |  | 0.0002147 |  | -0.00014954 |  | 0.00021615 |  | 1.2584e-06 |  | 0.00063915 |  | 0.00020575 |  | 0.00020575 |  | 0.0012407 |  | -0.00030592 |  | 0 |  | 0.0011926 |  | 5.4464e-05 |  | 0.00029108
| 0 |  | -9.7326e-06 |  | 0.00015044 |  | 3.625e-05 |  | -0.00031942 |  | 0 |  | -7.9379e-05 |  | 0.00046416 |  | 1.2124e-06 |  | #REF! |  | 0.00063296 |  | 0.00018878 |  | 0.00050456 |  | #REF! |  | 0.00060343 |  | -0.00027438 |  | 0.00079091 |  | 1.3292e-06 |  | 0.00049115 |  | 0.00033043 |  | 0.00033043 |  | 0.0013889 |  | 0.00011607 |  | 0 |  | 0.0011892 |  | 0.00028322 |  | 0.00036278
| 0 |  | 4.2709e-05 |  | 0.00012162 |  | 2.6366e-05 |  | -0.00035117 |  | 0 |  | -3.5232e-05 |  | 0.00046417 |  | 1.2104e-06 |  | #REF! |  | 0.00063297 |  | 1.2288e-05 |  | 0.00050457 |  | #REF! |  | 0.00060343 |  | -9.8828e-05 |  | 0.00079093 |  | 1.332e-06 |  | 0.00049116 |  | 0.0003159 |  | 0.0003159 |  | 0.0014092 |  | 0.00015508 |  | 0 |  | 0.0011791 |  | 0.00020092 |  | 0.00035419
| 0 |  | 3.4579e-05 |  | -0.00011799 |  | 2.6368e-05 |  | -0.00030234 |  | 0 |  | -0.00016971 |  | 0.00013134 |  | 1.1162e-06 |  | #REF! |  | 0.00052148 |  | 7.6282e-05 |  | 0.0002876 |  | #REF! |  | 0.00013843 |  | 3.771e-05 |  | 1.7857e-05 |  | 1.2577e-06 |  | 0.00048837 |  | -0.00015009 |  | -0.00015009 |  | 0.0013199 |  | 8.6769e-05 |  | 0 |  | 0.0011758 |  | 0.00028808 |  | 0.00027826
| 0 |  | 1.5227e-05 |  | -0.00018624 |  | 8.1107e-05 |  | -0.00021697 |  | 0 |  | -0.00021609 |  | 0.00013134 |  | 1.0317e-06 |  | #REF! |  | 0.0005215 |  | 0.00010866 |  | 0.00028761 |  | #REF! |  | 0.00013846 |  | -0.00031832 |  | 1.7858e-05 |  | 1.1742e-06 |  | 0.00048839 |  | -0.00040308 |  | -0.00040308 |  | 0.0012979 |  | 0.00010679 |  | 0 |  | 0.0011892 |  | 0.00041882 |  | 0.00022167
| 0 |  | -1.3475e-05 |  | -0.00019739 |  | 8.1114e-05 |  | -0.00068175 |  | 0 |  | -0.00018354 |  | 0.0004427 |  | 1.0505e-06 |  | #REF! |  | 0.00041699 |  | 0.00020943 |  | 4.4954e-05 |  | #REF! |  | 7.549e-06 |  | -0.00024707 |  | 0.00051676 |  | 1.2074e-06 |  | 0.00039231 |  | -0.00037161 |  | -0.00037161 |  | 0.0012095 |  | 9.516e-05 |  | 5.6751e-07 |  | 0.0012044 |  | 1.0894e-05 |  | 0.00021704
| 0 |  | -3.6476e-05 |  | -0.00020529 |  | 5.3848e-05 |  | -0.00062246 |  | 0 |  | -0.00022127 |  | 0.00044271 |  | 1.0818e-06 |  | #REF! |  | 0.000417 |  | 0.00020765 |  | 4.4955e-05 |  | #REF! |  | 7.5509e-06 |  | 2.6009e-06 |  | 0.00051677 |  | 1.2401e-06 |  | 0.00039232 |  | -0.00038855 |  | -0.00038855 |  | 0.0011993 |  | -0.00069962 |  | 5.6755e-07 |  | 0.0012094 |  | -0.00032198 |  | 0.00015192
| 0 |  | -4.7412e-06 |  | -0.00011476 |  | 5.3852e-05 |  | -0.00023467 |  | 0 |  | -0.00028115 |  | 0.00033137 |  | 1.0797e-06 |  | #REF! |  | 0.00024392 |  | 0.00021337 |  | 0.00030657 |  | #REF! |  | 0.00018472 |  | 0.00029519 |  | 0.00051109 |  | 1.2139e-06 |  | 0.00046328 |  | -0.00060497 |  | -0.00060497 |  | 0.0011648 |  | 7.3269e-05 |  | 0 |  | 0.0012019 |  | -0.00015615 |  | 0.00018831
| 0 |  | 6.8946e-05 |  | 2.3343e-05 |  | 0.00010016 |  | -0.00063305 |  | 0 |  | -0.00026971 |  | 0.00033138 |  | 1.1048e-06 |  | #REF! |  | 0.00024393 |  | 0.00024025 |  | 0.00030658 |  | #REF! |  | 0.00018476 |  | 0.00042002 |  | 0.00051111 |  | 1.1232e-06 |  | 0.0004633 |  | -0.00031689 |  | -0.00031689 |  | 0.0012414 |  | 0.00029366 |  | 0 |  | 0.0011959 |  | 9.4423e-05 |  | 0.00027731
| 0 |  | 0.00010921 |  | 8.1991e-05 |  | 0.00010016 |  | -0.0011489 |  | 0 |  | -0.00016453 |  | 0.00029083 |  | 1.1197e-06 |  | #REF! |  | 0.00046598 |  | 0.00011592 |  | 0.00032167 |  | #REF! |  | 0.00040182 |  | 0.00012744 |  | 0.00042158 |  | 1.0375e-06 |  | 0.00042731 |  | 0.00014527 |  | 0.00014527 |  | 0.0013097 |  | -0.00022625 |  | 0 |  | 0.0011985 |  | 0.00035469 |  | 0.00022759
| 0 |  | -4.1499e-06 |  | -3.9642e-05 |  | 5.9366e-05 |  | -0.00069884 |  | 0 |  | -0.00013556 |  | 0.00029084 |  | 1.1089e-06 |  | #REF! |  | 0.00046599 |  | 0.00018251 |  | 0.00032168 |  | #REF! |  | 0.00040182 |  | -5.4186e-06 |  | 0.00042159 |  | 1.046e-06 |  | 0.00042732 |  | 0.00015617 |  | 0.00015617 |  | 0.0011985 |  | -0.00042561 |  | 0 |  | 0.0012078 |  | 0.00024696 |  | 0.00025013
| 0 |  | -4.7857e-05 |  | -8.1642e-05 |  | 5.937e-05 |  | -0.00011607 |  | 0 |  | -0.00016542 |  | 0.00057843 |  | 1.0852e-06 |  | #REF! |  | 0.00020003 |  | 0.00024918 |  | 0.00022736 |  | #REF! |  | 0.00030918 |  | -9.8828e-05 |  | 0.00044578 |  | 1.1381e-06 |  | 0.0005452 |  | 2.4212e-05 |  | 2.4212e-05 |  | 0.001265 |  | -0.00089973 |  | 0 |  | 0.0012052 |  | 9.3216e-05 |  | 0.00031097
| 0 |  | 2.5971e-05 |  | 3.78e-05 |  | 5.6077e-05 |  | -0.00046815 |  | 0 |  | -8.676e-05 |  | 0.00057845 |  | 1.0933e-06 |  | #REF! |  | 0.00020003 |  | 0.00011287 |  | 0.00022737 |  | #REF! |  | 0.00030918 |  | 3.381e-05 |  | 0.00044579 |  | 1.2712e-06 |  | 0.00054521 |  | 3.5109e-05 |  | 3.5109e-05 |  | 0.0013974 |  | -0.00092525 |  | 0 |  | 0.0011858 |  | 0.00039223 |  | 0.00022523
| 0 |  | 8.4555e-05 |  | 4.4231e-05 |  | 5.6081e-05 |  | -0.00055079 |  | 0 |  | -3.1325e-06 |  | 0.0002571 |  | 1.1502e-06 |  | #REF! |  | 0.00048114 |  | 1.3803e-05 |  | 0.00077536 |  | #REF! |  | 0.00042666 |  | 6.1118e-05 |  | 0.00036557 |  | 1.3746e-06 |  | 0.00047677 |  | 0.0002155 |  | 0.0002155 |  | 0.0013772 |  | -5.1884e-07 |  | 0 |  | 0.00118 |  | 0.00024695 |  | 0.0002094
| 0 |  | 8.3334e-05 |  | 2.3626e-05 |  | 0.00017567 |  | -9.5015e-05 |  | 0 |  | -0.00010986 |  | 0.0002571 |  | 1.2038e-06 |  | #REF! |  | 0.00048115 |  | 0.00012542 |  | 0.00077538 |  | #REF! |  | 0.00042677 |  | 6.5016e-06 |  | 0.00036558 |  | 1.408e-06 |  | 0.00047678 |  | 0.00024214 |  | 0.00024214 |  | 0.0011386 |  | 0.00057725 |  | 0 |  | 0.0011926 |  | 8.4749e-06 |  | 0.00030377
| 0 |  | -4.6748e-05 |  | -5.2694e-05 |  | 0.00017569 |  | -0.00011027 |  | 0 |  | -0.00026177 |  | 0.00050323 |  | 1.2037e-06 |  | #REF! |  | 0.00041654 |  | 0.00019535 |  | 0.00021133 |  | #REF! |  | 7.5953e-05 |  | 0.00025617 |  | 0.00058295 |  | 1.2797e-06 |  | 0.00097141 |  | -0.00030981 |  | -0.00030981 |  | 0.0012566 |  | -0.0012358 |  | 0 |  | 0.0012044 |  | 0.00029662 |  | 0.00020807
| 0 |  | -0.00011141 |  | -0.00027944 |  | 2.0898e-05 |  | -9.1843e-05 |  | 0 |  | -0.00033938 |  | 0.00050324 |  | 1.1835e-06 |  | #REF! |  | 0.00041655 |  | 0.00016999 |  | 0.00021134 |  | #REF! |  | 7.5972e-05 |  | -0.0001192 |  | 0.00058297 |  | 1.1162e-06 |  | 0.00097144 |  | -0.00057014 |  | -0.00057014 |  | 0.0013055 |  | -0.0004565 |  | 8.5142e-07 |  | 0.0011968 |  | -0.0013221 |  | 0.00014878
| 0 |  | -3.0973e-05 |  | -0.00022785 |  | 2.0901e-05 |  | -0.00011748 |  | 0 |  | -0.0002958 |  | 0.0004834 |  | 1.1638e-06 |  | #REF! |  | 0.00069768 |  | 0.00016494 |  | 0.00021707 |  | #REF! |  | 0.00025457 |  | -0.00030169 |  | 0.00014329 |  | 1.0157e-06 |  | 0.00043437 |  | -0.00027122 |  | -0.00027122 |  | 0.0012566 |  | 0.0022598 |  | 8.5137e-07 |  | 0.0011875 |  | -0.000471 |  | 0.00023248
| 0 |  | -4.2545e-05 |  | -0.00011789 |  | 0.00010912 |  | -0.0002986 |  | 0 |  | -0.00021663 |  | 0.00048341 |  | 1.1808e-06 |  | #REF! |  | 0.0006977 |  | 0.0002011 |  | 0.00021707 |  | #REF! |  | 0.00025451 |  | 0.00013134 |  | 0.00014329 |  | 9.8308e-07 |  | 0.00043438 |  | -2.4216e-05 |  | -2.4216e-05 |  | 0.0014665 |  | 0.0020044 |  | 0 |  | 0.0012001 |  | 0.0010207 |  | 0.00025581
| 0 |  | 1.2479e-05 |  | -3.7372e-05 |  | 0.00010913 |  | -0.00062743 |  | 0 |  | -0.00017634 |  | 0.00015657 |  | 1.1591e-06 |  | #REF! |  | 0.00054349 |  | 0.00019733 |  | 0.00024059 |  | #REF! |  | 0.00031369 |  | -0.00012223 |  | 0.00062404 |  | 1.0064e-06 |  | 0.00026562 |  | 0.00012229 |  | 0.00012229 |  | 0.0014724 |  | 0.00049034 |  | 0 |  | 0.0012187 |  | -0.00019978 |  | 0.00028547
| 0 |  | 6.5279e-05 |  | 6.7342e-05 |  | 5.3916e-05 |  | -0.00087225 |  | 0 |  | -0.00019155 |  | 0.00015658 |  | 1.0853e-06 |  | #REF! |  | 0.00054351 |  | 0.00019544 |  | 0.00024059 |  | #REF! |  | 0.00031369 |  | -0.00047723 |  | 0.00062405 |  | 1.0553e-06 |  | 0.00026563 |  | 0.00024701 |  | 0.00024701 |  | 0.0012785 |  | -0.0002517 |  | 0 |  | 0.0012381 |  | -6.2964e-05 |  | 0.0003351
| 0 |  | 5.1539e-05 |  | -1.6615e-05 |  | 5.392e-05 |  | -0.00067366 |  | 0 |  | -0.00022265 |  | 0.00052592 |  | 1.0568e-06 |  | #REF! |  | 0.00052617 |  | 0.00015421 |  | 0.0005281 |  | #REF! |  | 0.00017549 |  | -0.00057867 |  | 6.536e-05 |  | 1.1949e-06 |  | 0.0003545 |  | 1.0898e-05 |  | 1.0898e-05 |  | 0.0012709 |  | 0.00047779 |  | 0 |  | 0.0012591 |  | 0.00038628 |  | 0.00040417
| 0 |  | -1.5014e-05 |  | -7.6608e-05 |  | 7.9331e-05 |  | -0.0004766 |  | 0 |  | -0.0002692 |  | 0.00052593 |  | 1.0663e-06 |  | #REF! |  | 0.00052619 |  | 0.00015739 |  | 0.00052811 |  | #REF! |  | 0.00017545 |  | -0.00055402 |  | 6.5362e-05 |  | 1.2756e-06 |  | 0.00035451 |  | -1.5742e-05 |  | -1.5742e-05 |  | 0.001249 |  | 0.00099188 |  | 2.5543e-06 |  | 0.0012701 |  | 0.00052674 |  | 0.00040571
| 0 |  | -8.3817e-05 |  | -1.1031e-05 |  | 7.9337e-05 |  | -0.00037218 |  | 0 |  | -0.0002122 |  | 0.00064212 |  | 1.1057e-06 |  | #REF! |  | 0.00022592 |  | 0.00020247 |  | 0.00079754 |  | #REF! |  | 0.00027202 |  | -0.00019636 |  | 0.00037446 |  | 1.258e-06 |  | 0.000451 |  | 0.00027489 |  | 0.00027489 |  | 0.0012566 |  | 0.00021987 |  | 2.5543e-06 |  | 0.0012541 |  | 0.00031 |  | 0.00034786
| 0 |  | 4.6682e-05 |  | -5.3477e-05 |  | 2.5315e-05 |  | -0.000838 |  | 0 |  | -0.00020249 |  | 0.00064214 |  | 1.0805e-06 |  | #REF! |  | 0.00022592 |  | 0.0002082 |  | 0.00079756 |  | #REF! |  | 0.00027208 |  | -1.3003e-05 |  | 0.00037447 |  | 1.2055e-06 |  | 0.00045101 |  | -0.00012231 |  | -0.00012231 |  | 0.0013055 |  | 0.00014817 |  | 0 |  | 0.0012254 |  | -3.7539e-05 |  | 0.00022558
| 0 |  | 8.9209e-05 |  | 4.9705e-05 |  | 2.5319e-05 |  | -0.0010805 |  | 0 |  | -0.00026462 |  | 0.00082823 |  | 1.0393e-06 |  | #REF! |  | 0.00050361 |  | 0.00021204 |  | 0.00066276 |  | #REF! |  | 0.00041574 |  | 0.00026788 |  | 0.00053442 |  | 1.1758e-06 |  | 0.00068364 |  | 5.5704e-05 |  | 5.5704e-05 |  | 0.0011117 |  | 0.00064961 |  | 0 |  | 0.0012052 |  | -0.000155 |  | 0.00016695
| 0 |  | 6.7035e-05 |  | 0.00018066 |  | 5.9445e-05 |  | -0.00085072 |  | 0 |  | -0.00020772 |  | 0.00082826 |  | 1.0338e-06 |  | #REF! |  | 0.00050363 |  | 0.00016316 |  | 0.00066277 |  | #REF! |  | 0.00041584 |  | 0.00038882 |  | 0.00053443 |  | 1.1708e-06 |  | 0.00068366 |  | 0.00059407 |  | 0.00059407 |  | 0.0013974 |  | 0.00053935 |  | 8.5147e-07 |  | 0.0012111 |  | -0.00034152 |  | 0.00018258
| 0 |  | -7.3219e-06 |  | -1.8289e-05 |  | 5.9454e-05 |  | -0.00051471 |  | 0 |  | -0.00028401 |  | 0.0004816 |  | 1.0345e-06 |  | #REF! |  | 0.00052686 |  | 0.00014858 |  | 0.00045319 |  | #REF! |  | 0.00033675 |  | 0.00030341 |  | 0.00011894 |  | 1.2141e-06 |  | 0.00026293 |  | 0.00044752 |  | 0.00044752 |  | 0.0014193 |  | -0.00043356 |  | 8.5147e-07 |  | 0.0012246 |  | -0.00043112 |  | 0.00023173
| 0 |  | -4.176e-06 |  | -0.0001585 |  | 0.0001016 |  | -0.00056296 |  | 0 |  | -0.00032856 |  | 0.00048162 |  | 1.1016e-06 |  | #REF! |  | 0.00052687 |  | 0.00014669 |  | 0.0004532 |  | #REF! |  | 0.00033675 |  | 0.00029128 |  | 0.00011894 |  | 1.2637e-06 |  | 0.00026294 |  | 4.9655e-05 |  | 4.9655e-05 |  | 0.0011453 |  | -0.00038286 |  | 0 |  | 0.0012321 |  | -6.0555e-05 |  | 0.00026579
| 0 |  | -3.6034e-05 |  | -8.7625e-05 |  | 0.00010161 |  | -0.00099088 |  | 0 |  | -0.00024696 |  | 0.00038493 |  | 1.0962e-06 |  | #REF! |  | 0.0004353 |  | 0.00020766 |  | 0.00048181 |  | #REF! |  | 0.00037692 |  | 0.00024837 |  | 0.00027165 |  | 1.2587e-06 |  | 0.00064697 |  | -0.00035243 |  | -0.00035243 |  | 0.0011647 |  | -0.00052132 |  | 0 |  | 0.001244 |  | 0.00017077 |  | 0.00027433
| 0 |  | -4.2199e-05 |  | 1.3807e-05 |  | 7.3672e-05 |  | -0.00062038 |  | 0 |  | -0.00021668 |  | 0.00038494 |  | 1.1084e-06 |  | #REF! |  | 0.00043531 |  | 0.00012893 |  | 0.00048182 |  | #REF! |  | 0.00037692 |  | -9.0976e-06 |  | 0.00027166 |  | 1.1843e-06 |  | 0.00064699 |  | -7.751e-05 |  | -7.751e-05 |  | 0.0015322 |  | -0.00061515 |  | 0 |  | 0.0012457 |  | 6.4188e-05 |  | 0.00026554
| 0 |  | 8.2412e-05 |  | -0.00010162 |  | 7.3677e-05 |  | -6.2176e-05 |  | 0 |  | -0.00028728 |  | 0.00025946 |  | 1.0963e-06 |  | #REF! |  | 0.00035063 |  | 9.3367e-05 |  | 0.00015847 |  | #REF! |  | 0.00018569 |  | -0.00020026 |  | 0.00021183 |  | 1.12e-06 |  | 0.00027093 |  | -3.6335e-06 |  | -3.6335e-06 |  | 0.0016417 |  | -0.00016414 |  | 5.6765e-07 |  | 0.0012414 |  | -0.00043998 |  | 0.00016443
| 0 |  | 0.00013979 |  | -0.00012601 |  | 0.00010925 |  | -0.00021172 |  | 0 |  | -0.00028132 |  | 0.00025947 |  | 1.0549e-06 |  | #REF! |  | 0.00035064 |  | 0.00015257 |  | 0.00015847 |  | #REF! |  | 0.00018569 |  | -0.00018856 |  | 0.00021183 |  | 1.1369e-06 |  | 0.00027094 |  | -0.00032338 |  | -0.00032338 |  | 0.001544 |  | -0.00027617 |  | 5.6768e-07 |  | 0.0012355 |  | -0.00056109 |  | 0.00010767
| 0 |  | 4.6091e-05 |  | -9.7835e-05 |  | 0.00010927 |  | -0.0007174 |  | 0 |  | -0.00024148 |  | 0.00030949 |  | 1.023e-06 |  | #REF! |  | 0.00087387 |  | 9.8284e-05 |  | 0.00034769 |  | #REF! |  | 0.00017365 |  | -0.00031832 |  | 0.00022673 |  | 1.1957e-06 |  | 0.00031746 |  | -5.4504e-05 |  | -5.4504e-05 |  | 0.0014049 |  | -0.00060335 |  | 0 |  | 0.0012338 |  | -6.4194e-05 |  | 0.00013943
| 0 |  | -2.4488e-05 |  | -5.9144e-05 |  | 8.513e-05 |  | -0.001 |  | 0 |  | -0.00024557 |  | 0.00030949 |  | 1.0041e-06 |  | #REF! |  | 0.00087389 |  | 7.3039e-05 |  | 0.0003477 |  | #REF! |  | 0.00017361 |  | -0.00011053 |  | 0.00022673 |  | 1.3275e-06 |  | 0.00031747 |  | 9.5689e-05 |  | 9.5689e-05 |  | 0.0010864 |  | -0.0003627 |  | 2.5546e-06 |  | 0.0012389 |  | 0.00034827 |  | 0.0002326
| 0 |  | 8.1755e-05 |  | -3.5053e-05 |  | 8.5144e-05 |  | -0.00084444 |  | 0 |  | -0.00027753 |  | 0.00022305 |  | 1.0928e-06 |  | #REF! |  | 9.1865e-05 |  | 0.00011784 |  | 0 |  | #REF! |  | 0.00014187 |  | 9.6227e-05 |  | 0.00025355 |  | 1.3132e-06 |  | 0.00030389 |  | -0.00030242 |  | -0.00030242 |  | 0.0010273 |  | -1.4015e-05 |  | 2.5546e-06 |  | 0.0012506 |  | 0.0002659 |  | 0.00025729
| 0 |  | 4.0046e-05 |  | -3.7653e-05 |  | 2.0936e-05 |  | -0.00016478 |  | 0 |  | -0.00033672 |  | 0.00022306 |  | 1.1505e-06 |  | #REF! |  | 9.1867e-05 |  | 0.0001614 |  | 0 |  | #REF! |  | 0.00014187 |  | 0.00031078 |  | 0.00025356 |  | 1.1929e-06 |  | 0.0003039 |  | -0.00027698 |  | -0.00027698 |  | 0.001276 |  | -0.00034924 |  | 0 |  | 0.0012608 |  | 0.00030054 |  | 0.00029273
| 0 |  | -6.7637e-05 |  | -6.617e-05 |  | 2.0937e-05 |  | 4.0728e-05 |  | 0 |  | -0.00025381 |  | 0.0003165 |  | 1.1424e-06 |  | #REF! |  | 0.00040212 |  | 7.7531e-05 |  | 0.00014183 |  | #REF! |  | 0.00021524 |  | 0.00027567 |  | 3.7568e-05 |  | 1.1228e-06 |  | 0.00034833 |  | -0.00030215 |  | -0.00030215 |  | 0.0013931 |  | 7.1348e-05 |  | 0 |  | 0.0012608 |  | 0.00016004 |  | 0.00032799
| 0 |  | -3.334e-05 |  | -0.00018637 |  | 0.00011694 |  | -0.00036449 |  | 0 |  | -0.00023131 |  | 0.00031651 |  | 1.1119e-06 |  | #REF! |  | 0.00040214 |  | 1.0523e-05 |  | 0.00014183 |  | #REF! |  | 0.00021524 |  | -0.00032239 |  | 3.7569e-05 |  | 1.2021e-06 |  | 0.00034834 |  | -0.00045237 |  | -0.00045237 |  | 0.0013543 |  | -0.00062888 |  | 0 |  | 0.0012557 |  | -0.00025923 |  | 0.00026086
| 0 |  | 9.328e-05 |  | -0.0001322 |  | 0.00011695 |  | -0.00063298 |  | 0 |  | -0.00026053 |  | 0.00055146 |  | 1.0895e-06 |  | #REF! |  | 0.00024437 |  | 9.8236e-05 |  | 0.00013156 |  | #REF! |  | 0.00021739 |  | -0.00051625 |  | 0.00015158 |  | 1.3126e-06 |  | 0.00055303 |  | -0.00010781 |  | -0.00010781 |  | 0.0012431 |  | -0.00083788 |  | 0 |  | 0.0012557 |  | -0.00031253 |  | 0.00021497
| 0 |  | 2.2247e-05 |  | -0.00015803 |  | 0 |  | -0.00081531 |  | 0 |  | -0.00030377 |  | 0.00055148 |  | 9.8584e-07 |  | #REF! |  | 0.00024438 |  | 8.772e-05 |  | 0.00013157 |  | #REF! |  | 0.00021739 |  | -0.00044992 |  | 0.00015159 |  | 1.3204e-06 |  | 0.00055305 |  | -3.6342e-05 |  | -3.6342e-05 |  | 0.0011428 |  | -0.00098481 |  | 0 |  | 0.0012524 |  | -0.00019019 |  | 0.00021936
| 0 |  | 4.5379e-05 |  | -0.00018406 |  | 0 |  | -0.00059393 |  | 0 |  | -0.00024393 |  | 0.00019141 |  | 9.3096e-07 |  | #REF! |  | 0.00052208 |  | 6.9927e-05 |  | 0.00073944 |  | #REF! |  | 0.00010074 |  | -0.00017684 |  | 0.00047418 |  | 1.4033e-06 |  | 0.00040851 |  | -0.00020109 |  | -0.00020109 |  | 0.0013265 |  | -0.00026465 |  | 0 |  | 0.0012245 |  | -2.7862e-05 |  | 0.00029974
| 0 |  | 6.3197e-05 |  | -0.00013234 |  | 5.1817e-05 |  | -0.00028639 |  | 0 |  | -0.00019327 |  | 0.00019142 |  | 1.0408e-06 |  | #REF! |  | 0.00052209 |  | 0.00022634 |  | 0.00073946 |  | #REF! |  | 0.00010076 |  | -0.00029388 |  | 0.00047419 |  | 1.4495e-06 |  | 0.00040852 |  | -0.00012841 |  | -0.00012841 |  | 0.001249 |  | 0.00056844 |  | 0 |  | 0.001206 |  | 6.0573e-05 |  | 0.0002682
| 0 |  | 8.5334e-05 |  | -0.00011971 |  | 5.1821e-05 |  | -0.00033874 |  | 0 |  | -0.00019326 |  | 0.00044699 |  | 1.1701e-06 |  | #REF! |  | 0.00029749 |  | 0.00019192 |  | 0.00030968 |  | #REF! |  | 0.0002451 |  | -0.00027047 |  | 0.00041242 |  | 1.3502e-06 |  | 0.00033119 |  | -1.4537e-05 |  | -1.4537e-05 |  | 0.0013138 |  | -0.00045678 |  | 0 |  | 0.0012001 |  | -4.4824e-05 |  | 0.00023905
| 0 |  | 0.00017 |  | -4.6936e-05 |  | 5.9539e-05 |  | -0.00055919 |  | 0 |  | -0.00019366 |  | 0.00044701 |  | 1.2339e-06 |  | #REF! |  | 0.00029749 |  | 0.00011117 |  | 0.00030968 |  | #REF! |  | 0.00024516 |  | 6.7724e-06 |  | 0.00041243 |  | 1.232e-06 |  | 0.0003312 |  | 4.7247e-05 |  | 4.7247e-05 |  | 0.0013644 |  | 8.6499e-05 |  | 0 |  | 0.0012009 |  | -0.0016985 |  | 0.00030043
| 0 |  | 3.1252e-05 |  | 4.5029e-05 |  | 5.9548e-05 |  | -0.00053224 |  | 0 |  | -0.00016086 |  | 0.00040445 |  | 1.1911e-06 |  | #REF! |  | 0.00049597 |  | 0.00015835 |  | 0.00073999 |  | #REF! |  | 0.00027873 |  | 6.8914e-05 |  | 0.00069689 |  | 1.178e-06 |  | 0.00042679 |  | 0.00057185 |  | 0.00057185 |  | 0.0011714 |  | 0.0010052 |  | 0 |  | 0.0012009 |  | 4.725e-05 |  | 0.00031938
| 0 |  | -0.00011117 |  | -7.1973e-05 |  | 0.00011257 |  | -0.00084159 |  | 0 |  | -0.00011714 |  | 0.00040446 |  | 1.1702e-06 |  | #REF! |  | 0.00049598 |  | 0.00021242 |  | 0.00074001 |  | #REF! |  | 0.00027866 |  | 0.00017815 |  | 0.00069691 |  | 1.2865e-06 |  | 0.0004268 |  | 0.00049916 |  | 0.00049916 |  | 0.0014706 |  | 0.00085166 |  | 0 |  | 0.0012034 |  | 0.0016647 |  | 0.00028914
| 0 |  | -0.00014543 |  | -0.0001669 |  | 0.00011259 |  | -0.00095932 |  | 0 |  | -0.00025543 |  | 0.00023861 |  | 1.175e-06 |  | #REF! |  | 0.00062485 |  | 0.00026271 |  | 0.00012528 |  | #REF! |  | 0.00010983 |  | 4.5513e-05 |  | 0.00039305 |  | 1.3227e-06 |  | 0.00058891 |  | -0.00030283 |  | -0.00030283 |  | 0.0017158 |  | -0.00014512 |  | 0 |  | 0.0012186 |  | 9.5712e-05 |  | 0.00032206
| 0 |  | 1.9532e-05 |  | 6.0081e-06 |  | 0.00014249 |  | -0.00070406 |  | 0 |  | -0.00033025 |  | 0.00023861 |  | 1.1906e-06 |  | #REF! |  | 0.00062487 |  | 0.00020482 |  | 0.00012528 |  | #REF! |  | 0.00010983 |  | 0.00020936 |  | 0.00039306 |  | 1.3014e-06 |  | 0.00058893 |  | -0.00024226 |  | -0.00024226 |  | 0.0013189 |  | -0.00025156 |  | 8.5162e-07 |  | 0.0012304 |  | -0.00013449 |  | 0.00037876
| 0 |  | 0.00010369 |  | 4.402e-06 |  | 0.0001425 |  | -0.00094292 |  | 0 |  | -0.00017246 |  | 0.00024112 |  | 1.2048e-06 |  | #REF! |  | 0.00038487 |  | 0.00013614 |  | 0.00022087 |  | #REF! |  | 9.4077e-05 |  | 0.0001043 |  | 0 |  | 1.2235e-06 |  | 0.00067794 |  | 0.00014418 |  | 0.00014418 |  | 0.0012709 |  | -0.00010186 |  | 8.5162e-07 |  | 0.001238 |  | -0.00045844 |  | 0.00032118
| 0 |  | 6.4369e-05 |  | -0.00010726 |  | 9.2893e-05 |  | -0.00064562 |  | 0 |  | -0.00022847 |  | 0.00024113 |  | 1.1723e-06 |  | #REF! |  | 0.00038488 |  | 0.00010911 |  | 0.00022088 |  | #REF! |  | 9.4101e-05 |  | 0.00017425 |  | 0 |  | 1.1427e-06 |  | 0.00067796 |  | 0.00016721 |  | 0.00016721 |  | 0.0013096 |  | 8.5757e-05 |  | 0 |  | 0.0012397 |  | -0.00037244 |  | 0.00028182
| 0 |  | -3.5915e-06 |  | -3.652e-05 |  | 9.29e-05 |  | -9.8242e-05 |  | 0 |  | -0.00031251 |  | 0.00038668 |  | 1.1743e-06 |  | #REF! |  | 0.0004217 |  | 0.00010386 |  | 0.00075034 |  | #REF! |  | 0.00039589 |  | 0.00024447 |  | 0.00048312 |  | 1.159e-06 |  | 0.00044232 |  | 3.1503e-05 |  | 3.1503e-05 |  | 0.0011545 |  | -0.00080213 |  | 0 |  | 0.0012354 |  | -0.00035378 |  | 0.00033766
| 0 |  | -1.0296e-05 |  | -8.21e-05 |  | 7.3817e-05 |  | 2.7783e-05 |  | 0 |  | -0.00017088 |  | 0.00038669 |  | 1.1391e-06 |  | #REF! |  | 0.00042171 |  | 0.00014365 |  | 0.00075036 |  | #REF! |  | 0.00039599 |  | -2.4707e-05 |  | 0.00048313 |  | 1.1456e-06 |  | 0.00044233 |  | -0.00021689 |  | -0.00021689 |  | 0.0014377 |  | -0.00083914 |  | 0 |  | 0.0012321 |  | -0.00033077 |  | 0.00039737
| 0 |  | -1.5102e-05 |  | -0.00013536 |  | 7.3822e-05 |  | -0.00034915 |  | 0 |  | -0.00013858 |  | 0.00037955 |  | 1.0395e-06 |  | #REF! |  | 0.00023352 |  | 0.00019092 |  | 0.00012249 |  | #REF! |  | 0.00015111 |  | 9.6227e-05 |  | 0.000442 |  | 1.1513e-06 |  | 0.00051079 |  | -0.00013693 |  | -0.00013693 |  | 0.00142 |  | 0.0003423 |  | 0 |  | 0.0012414 |  | -0.00022417 |  | 0.00035565
| 0 |  | 4.1999e-06 |  | -0.00012967 |  | 6.2906e-05 |  | -0.00062312 |  | 0 |  | -7.9778e-05 |  | 0.00037956 |  | 9.0528e-07 |  | #REF! |  | 0.00023352 |  | 0.00019284 |  | 0.00012249 |  | #REF! |  | 0.00015115 |  | 7.1792e-05 |  | 0.00044201 |  | 1.1115e-06 |  | 0.0005108 |  | -3.8776e-05 |  | -3.8776e-05 |  | 0.0011579 |  | 0.00067362 |  | 0 |  | 0.0012565 |  | -0.00017934 |  | 0.00022323
| 0 |  | 6.6402e-05 |  | -0.00024283 |  | 6.2911e-05 |  | -0.00049182 |  | 0 |  | -0.00014635 |  | 0.00021352 |  | 9.1146e-07 |  | #REF! |  | 0.00026416 |  | 0.00018013 |  | 0.00045132 |  | #REF! |  | 0.00011971 |  | -0.00018855 |  | 0.00037244 |  | 1.123e-06 |  | 0.00040804 |  | 1.2117e-06 |  | 1.2117e-06 |  | 0.0012928 |  | 0.00061982 |  | 0 |  | 0.0012734 |  | 0.00013693 |  | 0.00020756
| 0 |  | 4.5536e-05 |  | -0.00020779 |  | 4.1944e-05 |  | -0.00017086 |  | 0 |  | -0.00025842 |  | 0.00021352 |  | 1.0883e-06 |  | #REF! |  | 0.00026417 |  | 0.00011676 |  | 0.00045133 |  | #REF! |  | 0.00011971 |  | -7.1519e-05 |  | 0.00037245 |  | 1.1152e-06 |  | 0.00040805 |  | 0.00020116 |  | 0.00020116 |  | 0.0014848 |  | 0.00034862 |  | 0 |  | 0.001275 |  | 0.00012966 |  | 0.00031424
| 0 |  | 3.619e-05 |  | -6.8215e-05 |  | 4.1951e-05 |  | -0.00026443 |  | 0 |  | -0.00023753 |  | 0.00039264 |  | 1.2007e-06 |  | #REF! |  | 0.00034609 |  | 7.8619e-05 |  | 0.00043768 |  | #REF! |  | 0.0002257 |  | 0.00012744 |  | 0.00042039 |  | 1.108e-06 |  | 0.00030385 |  | -0.00015605 |  | -0.00015605 |  | 0.0012894 |  | 0.0010357 |  | 0 |  | 0.0012667 |  | -0.00053097 |  | 0.00027913
| 0 |  | -7.8396e-06 |  | -1.8343e-05 |  | 5.6307e-05 |  | -0.00011469 |  | 0 |  | -0.00029054 |  | 0.00039265 |  | 1.2151e-06 |  | #REF! |  | 0.0003461 |  | 0.00014011 |  | 0.00043769 |  | #REF! |  | 0.0002257 |  | -0.00027438 |  | 0.00042041 |  | 1.1081e-06 |  | 0.00030385 |  | -0.00056811 |  | -0.00056811 |  | 0.0013652 |  | 0.00058147 |  | 0 |  | 0.0012607 |  | -0.00058918 |  | 0.00028906
| 0 |  | -1.7403e-05 |  | -5.623e-05 |  | 5.6307e-05 |  | 0.00010008 |  | 0 |  | -0.00028873 |  | 0.0005018 |  | 1.213e-06 |  | #REF! |  | 0.00040917 |  | 8.4681e-05 |  | 0.00032856 |  | #REF! |  | 0.00022056 |  | -0.0005215 |  | 0.0001355 |  | 1.0989e-06 |  | 0.00038576 |  | -0.0004496 |  | -0.0004496 |  | 0.0015043 |  | -0.00093843 |  | 0 |  | 0.0012608 |  | -0.00028842 |  | 0.00034511
| 0 |  | 7.403e-05 |  | -0.00012262 |  | 9.6157e-05 |  | -0.00065644 |  | 0 |  | -0.00034458 |  | 0.00050182 |  | 1.2192e-06 |  | #REF! |  | 0.00040918 |  | 0.00010061 |  | 0.00032857 |  | #REF! |  | 0.00022056 |  | -0.00019636 |  | 0.0001355 |  | 1.0763e-06 |  | 0.00038577 |  | -0.00051263 |  | -0.00051263 |  | 0.0013037 |  | -0.00051905 |  | 0 |  | 0.001259 |  | 3.6357e-06 |  | 0.00018059
| 0 |  | 0.000169 |  | -0.00014447 |  | 9.6164e-05 |  | -0.00075283 |  | 0 |  | -0.00036014 |  | 0.00032999 |  | 1.194e-06 |  | #REF! |  | 0.00032602 |  | 0.00010062 |  | 0.00015831 |  | #REF! |  | 5.4469e-05 |  | -3.251e-05 |  | 6.1333e-05 |  | 1.0153e-06 |  | 0.0004575 |  | -0.0001721 |  | -0.0001721 |  | 0.0012354 |  | -0.00052133 |  | 0 |  | 0.0012497 |  | 9.938e-05 |  | 0.00015096
| 0 |  | 0.0001705 |  | -9.5032e-05 |  | 0.00010382 |  | -0.00040386 |  | 0 |  | -0.00028371 |  | 0.00033 |  | 1.0836e-06 |  | #REF! |  | 0.00032603 |  | 0.00018026 |  | 0.00015831 |  | #REF! |  | 5.4456e-05 |  | 2.9909e-05 |  | 6.1335e-05 |  | 1.033e-06 |  | 0.00045751 |  | 0.00016483 |  | 0.00016483 |  | 0.0012118 |  | -0.0010575 |  | 8.5172e-07 |  | 0.001243 |  | -6.0598e-06 |  | 0.00030337
| 0 |  | 8.2704e-05 |  | 1.5887e-06 |  | 0.00010382 |  | -0.00026336 |  | 0 |  | -0.00020762 |  | 0.00075796 |  | 9.7312e-07 |  | #REF! |  | 0.00054843 |  | 0.00022486 |  | 0.00043159 |  | #REF! |  | 0.00038318 |  | 0.00010403 |  | 0.00030733 |  | 1.1237e-06 |  | 0.00042034 |  | -0.00018785 |  | -0.00018785 |  | 0.0012532 |  | 0.00043523 |  | 8.5172e-07 |  | 0.0012397 |  | 0.0002024 |  | 0.00025813
| 0 |  | -4.3604e-05 |  | -3.4941e-05 |  | 7.2618e-05 |  | -0.00039871 |  | 0 |  | -0.00027515 |  | 0.00075798 |  | 1.0132e-06 |  | #REF! |  | 0.00054845 |  | 6.6004e-05 |  | 0.0004316 |  | #REF! |  | 0.00038318 |  | 0.00025059 |  | 0.00030733 |  | 1.2442e-06 |  | 0.00042035 |  | -0.00019514 |  | -0.00019514 |  | 0.0012531 |  | 0.00085301 |  | 0 |  | 0.0012371 |  | 0.00013575 |  | 0.00016152
| 0 |  | -0.0001165 |  | -0.00010007 |  | 7.2629e-05 |  | -0.00099491 |  | 0 |  | -0.00030687 |  | 2.8625e-05 |  | 1.0979e-06 |  | #REF! |  | 0.00037296 |  | 0.00012588 |  | 0.00061073 |  | #REF! |  | 0.00033576 |  | 0.00024837 |  | 0.00021492 |  | 1.3045e-06 |  | 0.00054717 |  | 3.5148e-05 |  | 3.5148e-05 |  | 0.0011629 |  | -5.8424e-05 |  | 0 |  | 0.0012329 |  | 0.00011878 |  | 0.000219
| 0 |  | -1.6674e-05 |  | -9.7826e-05 |  | 9.175e-05 |  | -0.0010633 |  | 0 |  | -0.00028947 |  | 2.8626e-05 |  | 1.1392e-06 |  | #REF! |  | 0.00037297 |  | 0.00016749 |  | 0.00061075 |  | #REF! |  | 0.00033584 |  | -9.8833e-05 |  | 0.00021492 |  | 1.293e-06 |  | 0.00054718 |  | -3.3937e-05 |  | -3.3937e-05 |  | 0.0010728 |  | 0.00026732 |  | 0 |  | 0.0012346 |  | 0.00035182 |  | 0.00035112
| 0 |  | 7.2945e-05 |  | -9.7064e-05 |  | 9.1757e-05 |  | -0.0007167 |  | 0 |  | -0.00018535 |  | 0.00035841 |  | 1.0437e-06 |  | #REF! |  | 0.00027495 |  | 0.00013118 |  | 0.00035207 |  | #REF! |  | 0.00023742 |  | 5.3302e-05 |  | 0.00042756 |  | 1.2074e-06 |  | 0.00040946 |  | -9.212e-05 |  | -9.212e-05 |  | 0.0011242 |  | 0.0012729 |  | 0 |  | 0.0012405 |  | 0.00054577 |  | 0.00036289
| 0 |  | 0.00017935 |  | -0.00014745 |  | 9.3038e-05 |  | -0.00037007 |  | 0 |  | -7.4099e-05 |  | 0.00035842 |  | 9.583e-07 |  | #REF! |  | 0.00027496 |  | 0.00015103 |  | 0.00035208 |  | #REF! |  | 0.00023736 |  | 0.00011182 |  | 0.00042757 |  | 1.1309e-06 |  | 0.00040948 |  | -0.00028969 |  | -0.00028969 |  | 0.00098512 |  | -0.00032344 |  | 8.5177e-07 |  | 0.0012497 |  | 0.00025575 |  | 0.00027702
| 0 |  | 0.00015472 |  | -0.00020974 |  | 9.3046e-05 |  | -0.00065047 |  | 0 |  | -0.00021543 |  | 0.00043744 |  | 9.4406e-07 |  | #REF! |  | 0.00047517 |  | 8.2849e-05 |  | 0.00042875 |  | #REF! |  | 6.0781e-05 |  | -7.5422e-05 |  | 0.00018172 |  | 1.1316e-06 |  | 0.00044216 |  | -0.0002897 |  | -0.0002897 |  | 0.0010062 |  | -0.0022932 |  | 8.5177e-07 |  | 0.0012649 |  | 0.00023152 |  | 0.00030181
| 0 |  | 0.00010229 |  | -0.00019141 |  | 3.5365e-05 |  | -0.00087557 |  | 0 |  | -0.00034902 |  | 0.00043745 |  | 9.7863e-07 |  | #REF! |  | 0.00047518 |  | 0.00011026 |  | 0.00042876 |  | #REF! |  | 6.0781e-05 |  | 0.000149 |  | 0.00018172 |  | 1.2031e-06 |  | 0.00044218 |  | -9.3336e-05 |  | -9.3336e-05 |  | 0.0011646 |  | -0.001122 |  | 0 |  | 0.0012725 |  | 0.00040849 |  | 0.00032791
| 0 |  | 0.00011287 |  | -4.0078e-06 |  | 3.5371e-05 |  | -0.00037459 |  | 0 |  | -0.00027785 |  | 0.00027217 |  | 1.0776e-06 |  | #REF! |  | 0.00048253 |  | 0.00011028 |  | 0.00080212 |  | #REF! |  | 0.00051566 |  | 0.00019376 |  | 0.00055505 |  | 1.2754e-06 |  | 0.00041302 |  | -0.00011031 |  | -0.00011031 |  | 0.0010314 |  | 0.0019199 |  | 0 |  | 0.0012665 |  | 1.091e-05 |  | 0.00033515
| 0 |  | 2.1375e-05 |  | 0.00011653 |  | 7.6494e-05 |  | 5.8952e-05 |  | 0 |  | -0.00021315 |  | 0.00027218 |  | 1.1142e-06 |  | #REF! |  | 0.00048254 |  | 0.0001804 |  | 0.00080214 |  | #REF! |  | 0.00051553 |  | 0.00029128 |  | 0.00055506 |  | 1.2683e-06 |  | 0.00041303 |  | -0.00036972 |  | -0.00036972 |  | 0.0010803 |  | 0.0021431 |  | 0 |  | 0.0012497 |  | -0.001748 |  | 0.00035269
| 0 |  | 6.2748e-06 |  | -3.054e-05 |  | 7.6506e-05 |  | -0.00033163 |  | 0 |  | -0.00030628 |  | 0.00025784 |  | 1.1156e-06 |  | #REF! |  | 0.00048173 |  | 0.00018043 |  | 0.00045815 |  | #REF! |  | 9.3098e-05 |  | 4.551e-05 |  | 0.00013615 |  | 1.2252e-06 |  | 0.00044827 |  | -0.00052612 |  | -0.00052612 |  | 0.0011705 |  | 0.00076666 |  | 0 |  | 0.0012329 |  | 7.031e-05 |  | 0.0003976
| 0 |  | 4.6071e-05 |  | -3.4741e-05 |  | 6.5035e-05 |  | -0.00068855 |  | 0 |  | -0.00029695 |  | 0.00025785 |  | 1.0301e-06 |  | #REF! |  | 0.00048174 |  | 8.8626e-05 |  | 0.00045816 |  | #REF! |  | 9.3098e-05 |  | -0.00029394 |  | 0.00013615 |  | 1.2088e-06 |  | 0.00044828 |  | -0.00025215 |  | -0.00025215 |  | 0.0011199 |  | 0.00025269 |  | 0 |  | 0.0012269 |  | 0.0017747 |  | 0.00034465
| 0 |  | 0.00014045 |  | -2.6006e-05 |  | 6.504e-05 |  | -0.00083558 |  | 0 |  | -0.00022529 |  | 0.00030903 |  | 1.0051e-06 |  | #REF! |  | 0.00067299 |  | 0.00014958 |  | 0.00050203 |  | #REF! |  | 0.00037998 |  | 6.5015e-05 |  | 0.00030223 |  | 1.2259e-06 |  | 0.0007324 |  | -0.00029095 |  | -0.00029095 |  | 0.0012447 |  | -0.0004922 |  | 0 |  | 0.0012295 |  | -6.304e-05 |  | 0.00035394
| 0 |  | 3.374e-05 |  | -9.3302e-05 |  | 6.1924e-05 |  | -0.00067946 |  | 0 |  | -0.00015449 |  | 0.00030903 |  | 1.0064e-06 |  | #REF! |  | 0.00067301 |  | 0.00016553 |  | 0.00050204 |  | #REF! |  | 0.00037998 |  | 1.4296e-05 |  | 0.00030224 |  | 1.2669e-06 |  | 0.00073242 |  | -0.00026792 |  | -0.00026792 |  | 0.0016432 |  | -0.00096908 |  | 8.5182e-07 |  | 0.0012454 |  | -2.6671e-05 |  | 0.00031839
| 0 |  | -0.00010149 |  | -8.755e-05 |  | 6.1929e-05 |  | -0.00055485 |  | 0 |  | -0.00018283 |  | 0.00060362 |  | 9.9904e-07 |  | #REF! |  | 0.00020296 |  | 0.00021237 |  | 0.00016507 |  | #REF! |  | 0.00015657 |  | 8.8425e-05 |  | 0.00026979 |  | 1.2585e-06 |  | 0.00049983 |  | 3.8795e-05 |  | 3.8795e-05 |  | 0.0017469 |  | -0.0010859 |  | 1.4197e-06 |  | 0.0012666 |  | 0.00012972 |  | 0.00021376
| 0 |  | -4.7843e-05 |  | -0.00010333 |  | 0.00012183 |  | -0.00084026 |  | 0 |  | -0.00028165 |  | 0.00060364 |  | 1.0275e-06 |  | #REF! |  | 0.00020297 |  | 0.0001256 |  | 0.00016507 |  | #REF! |  | 0.00015657 |  | 0.00019766 |  | 0.0002698 |  | 1.2047e-06 |  | 0.00049985 |  | 4.9706e-05 |  | 4.9706e-05 |  | 0.0015244 |  | -0.00061073 |  | 1.4197e-06 |  | 0.0012909 |  | 0.0002618 |  | 0.00031245
| 0 |  | 7.0659e-05 |  | -0.00019071 |  | 0.00012184 |  | -0.00089494 |  | 0 |  | -0.00026667 |  | 0.00037393 |  | 1.0933e-06 |  | #REF! |  | 6.3845e-05 |  | 0.00012561 |  | 1.4469e-05 |  | #REF! |  | 0.00020161 |  | -9.4817e-06 |  | 0.00049184 |  | 1.1586e-06 |  | 0.00059705 |  | -8.3656e-05 |  | -8.3656e-05 |  | 0.0013896 |  | -0.00054402 |  | 8.5182e-07 |  | 0.0013079 |  | 0.00036365 |  | 0.00029984
| 0 |  | 1.0238e-05 |  | -9.3076e-05 |  | 5.9731e-05 |  | -0.00098827 |  | 0 |  | -0.00018145 |  | 0.00037394 |  | 1.1881e-06 |  | #REF! |  | 6.3846e-05 |  | 0.00013647 |  | 1.447e-05 |  | #REF! |  | 0.00020156 |  | -7.5422e-05 |  | 0.00049185 |  | 1.1132e-06 |  | 0.00059707 |  | -0.00034796 |  | -0.00034796 |  | 0.0016238 |  | -0.00043389 |  | 0 |  | 0.0013053 |  | 0.00023763 |  | 0.00020774
| 0 |  | -0.0001034 |  | -2.6208e-05 |  | 5.974e-05 |  | -0.00085599 |  | 0 |  | -0.00028053 |  | 0.00044643 |  | 1.2058e-06 |  | #REF! |  | 0.00057863 |  | 8.4218e-05 |  | 0.0005267 |  | #REF! |  | 0.00035831 |  | -4.0312e-05 |  | 0.0003033 |  | 1.0835e-06 |  | 0.00028331 |  | -0.00049468 |  | -0.00049468 |  | 0.001821 |  | -0.00011735 |  | 0 |  | 0.0012952 |  | 0.00021945 |  | 0.00023808
| 0 |  | 1.5536e-05 |  | -9.1454e-05 |  | 6.7633e-05 |  | -0.00089547 |  | 0 |  | -0.00031116 |  | 0.00044645 |  | 1.1976e-06 |  | #REF! |  | 0.00057864 |  | 0.00017678 |  | 0.0007402 |  | #REF! |  | 0.00035822 |  | 7.2821e-05 |  | 0.00030331 |  | 1.0445e-06 |  | 0.00028332 |  | -0.00012731 |  | -0.00012731 |  | 0.0016625 |  | 0.00055082 |  | 0 |  | 0.0012867 |  | -0.00016733 |  | 0.00026283
| 0 |  | 6.0857e-05 |  | -0.0001029 |  | 6.7639e-05 |  | -0.00022499 |  | 0 |  | -0.00028663 |  | 0.00024276 |  | 1.1943e-06 |  | #REF! |  | 0.00042765 |  | 0.00013875 |  | 0.00075054 |  | #REF! |  | 0.00020834 |  | -4.4212e-05 |  | 0.00049438 |  | 1.0361e-06 |  | 0.00015215 |  | 0.00012367 |  | 0.00012367 |  | 0.0016669 |  | 0.00095631 |  | 0 |  | 0.0012902 |  | -0.00029099 |  | 0.00028362
| 0 |  | 6.0107e-05 |  | -8.0167e-05 |  | 9.3815e-05 |  | 2.9249e-05 |  | 0 |  | -0.00048698 |  | 0.00024277 |  | 1.1705e-06 |  | #REF! |  | 0.00042766 |  | 1.7515e-05 |  | 0.00053707 |  | #REF! |  | 0.00020834 |  | 1.49e-05 |  | 0.00049439 |  | 1.0658e-06 |  | 0.00015216 |  | -0.0002316 |  | -0.0002316 |  | 0.0015412 |  | 0.0011087 |  | 0 |  | 0.0013086 |  | -0.00019886 |  | 0.00023483
| 0 |  | 8.8285e-05 |  | -2.8746e-05 |  | 9.3815e-05 |  | -0.00086896 |  | 0 |  | -0.00032386 |  | 0.00074667 |  | 1.0763e-06 |  | #REF! |  | 0.00027337 |  | 3.201e-05 |  | 0.00025057 |  | #REF! |  | 8.5739e-05 |  | 2.9909e-05 |  | 0.00011677 |  | 1.1239e-06 |  | 0.00028292 |  | -0.00010064 |  | -0.00010064 |  | 0.0014224 |  | 0.0013104 |  | 0 |  | 0.0013432 |  | 0.00031648 |  | 0.00018363
| 0 |  | 8.3159e-05 |  | -0.00012472 |  | 0.00011936 |  | -0.00082257 |  | 0 |  | -0.00025076 |  | 0.00074669 |  | 1.0018e-06 |  | #REF! |  | 0.00027338 |  | 0.00014563 |  | 0.00025058 |  | #REF! |  | 8.574e-05 |  | -0.00019245 |  | 0.00011677 |  | 1.1948e-06 |  | 0.00028293 |  | 0.00010185 |  | 0.00010185 |  | 0.0016979 |  | 0.0012626 |  | 0 |  | 0.0013803 |  | 0.00013096 |  | 0.00029509
| 0 |  | 9.4854e-05 |  | -0.00019069 |  | 0.00011937 |  | -0.00050243 |  | 0 |  | -0.00026298 |  | 0.00027137 |  | 1.0113e-06 |  | #REF! |  | 0.00049332 |  | 0.00020746 |  | 4.4827e-05 |  | #REF! |  | 0.00019672 |  | -0.00040312 |  | 5.1615e-05 |  | 1.2033e-06 |  | 0.00031601 |  | 0.00031891 |  | 0.00031891 |  | 0.0018227 |  | 0.00087015 |  | 5.6791e-07 |  | 0.0013921 |  | -0.00066288 |  | 0.00038246
| 0 |  | 0.0001139 |  | -0.00014165 |  | 8.7461e-05 |  | -0.0004187 |  | 0 |  | -0.00022071 |  | 0.00027138 |  | 1.0479e-06 |  | #REF! |  | 0.00049334 |  | 0.00012253 |  | 4.4828e-05 |  | #REF! |  | 0.00019672 |  | -0.0003485 |  | 5.1617e-05 |  | 1.2147e-06 |  | 0.00031601 |  | 0.00088106 |  | 0.00088106 |  | 0.0017257 |  | 0.0005166 |  | 5.6795e-07 |  | 0.0013803 |  | -0.0001354 |  | 0.00023658
| 0 |  | 9.5424e-05 |  | -0.00012409 |  | 8.7468e-05 |  | -0.0005069 |  | 0 |  | -0.00032196 |  | 0.00045145 |  | 1.0905e-06 |  | #REF! |  | 0.00031191 |  | 6.0714e-05 |  | 0.0003396 |  | #REF! |  | 0.00020665 |  | -0.00012326 |  | 0.00040771 |  | 1.2096e-06 |  | 0.00023288 |  | 0.00029781 |  | 0.00029781 |  | 0.0015563 |  | 0.0010319 |  | 0 |  | 0.0013692 |  | 0.00054327 |  | 0.00024759
| 0 |  | 8.8867e-05 |  | -9.2593e-05 |  | 3.7644e-05 |  | -0.00030945 |  | 0 |  | -0.00026336 |  | 0.00045146 |  | 1.1462e-06 |  | #REF! |  | 0.00031191 |  | 0.00012397 |  | 0.00033961 |  | #REF! |  | 0.0002066 |  | -6.3718e-05 |  | 0.00040772 |  | 1.1473e-06 |  | 0.00023289 |  | -0.00017948 |  | -0.00017948 |  | 0.0013996 |  | 0.00046028 |  | 0 |  | 0.0013693 |  | 0.00071377 |  | 0.00036173
| 0 |  | 9.6541e-05 |  | -0.00010912 |  | 3.7647e-05 |  | -0.0005059 |  | 0 |  | -0.00024075 |  | 8.4483e-06 |  | 1.2032e-06 |  | #REF! |  | 0.00064242 |  | 0.0001548 |  | 0.00059963 |  | #REF! |  | 7.3131e-05 |  | -0.00013784 |  | 0.00019198 |  | 1.1374e-06 |  | 0.0007086 |  | -1.0914e-05 |  | -1.0914e-05 |  | 0.0015168 |  | 2.569e-05 |  | 0 |  | 0.0013693 |  | 0.00034388 |  | 0.00032671
| 0 |  | -6.5163e-06 |  | -5.5306e-05 |  | 3.3223e-05 |  | -0.001037 |  | 0 |  | -0.00031924 |  | 8.4485e-06 |  | 1.1111e-06 |  | #REF! |  | 0.00064243 |  | 0.00022763 |  | 0.00059965 |  | #REF! |  | 7.3131e-05 |  | -0.00018855 |  | 0.00019199 |  | 1.1567e-06 |  | 0.00070862 |  | -0.00015281 |  | -0.00015281 |  | 0.0015269 |  | 0.00029386 |  | 0 |  | 0.0013592 |  | -2.4255e-05 |  | 0.00037746
| 0 |  | -3.1774e-05 |  | 6.4413e-05 |  | 3.3223e-05 |  | -0.00064193 |  | 0 |  | -0.00034335 |  | 0.0002718 |  | 9.4829e-07 |  | #REF! |  | 0.0006667 |  | 0.0002478 |  | 0.00052871 |  | #REF! |  | 0.00051484 |  | -0.00012614 |  | 0.00065211 |  | 1.2055e-06 |  | 0.00036924 |  | -0.0002474 |  | -0.0002474 |  | 0.0015807 |  | 0.00048378 |  | 5.6795e-07 |  | 0.0013498 |  | -6.0637e-06 |  | 0.00038051
| 0 |  | 5.684e-05 |  | -7.4448e-05 |  | 6.7707e-05 |  | -0.00046312 |  | 0 |  | -0.00023638 |  | 0.0002718 |  | 8.5271e-07 |  | #REF! |  | 0.00066672 |  | 0.00015138 |  | 0.00052873 |  | #REF! |  | 0.00051497 |  | 6.7727e-05 |  | 0.00065213 |  | 1.1254e-06 |  | 0.00036925 |  | -0.00073735 |  | -0.00073735 |  | 0.0015884 |  | 0.00098608 |  | 5.6795e-07 |  | 0.001339 |  | 0.00025346 |  | 0.00017798
| 0 |  | 0.00010308 |  | -0.00012332 |  | 6.7713e-05 |  | -0.00079655 |  | 0 |  | -0.00011752 |  | 0.0006201 |  | 8.46e-07 |  | #REF! |  | 0.00021457 |  | 8.951e-05 |  | 0 |  | #REF! |  | 0.00040422 |  | 2.6009e-06 |  | 0.00077335 |  | 1.022e-06 |  | 0.00068647 |  | -0.000587 |  | -0.000587 |  | 0.0014594 |  | 0.00092604 |  | 0 |  | 0.0013271 |  | 0.00050695 |  | 0.00030155
| 0 |  | 6.5065e-05 |  | 5.508e-06 |  | 4.4311e-05 |  | -0.00053672 |  | 0 |  | -0.00016724 |  | 0.00062011 |  | 8.8999e-07 |  | #REF! |  | 0.00021457 |  | 4.4431e-05 |  | 0 |  | #REF! |  | 0.00040422 |  | 6.502e-05 |  | 0.00077337 |  | 1.0871e-06 |  | 0.00068649 |  | -3.032e-05 |  | -3.032e-05 |  | 0.0016491 |  | 0.0016079 |  | 0 |  | 0.0013238 |  | 0.00041356 |  | 0.00044756
| 0 |  | 8.6937e-05 |  | 2.7522e-06 |  | 4.4318e-05 |  | -0.00040135 |  | 0 |  | -0.00026683 |  | 0.00046582 |  | 9.1244e-07 |  | #REF! |  | 0.00078442 |  | 9.3559e-05 |  | 0.00032146 |  | #REF! |  | 0.00023328 |  | 0.00032249 |  | 0.00031492 |  | 1.2013e-06 |  | 0.00026607 |  | -0.0001419 |  | -0.0001419 |  | 0.0019481 |  | 0.0023032 |  | 0 |  | 0.0013397 |  | -0.00010456 |  | 0.00039152
| 0 |  | 9.6961e-05 |  | -5.9599e-05 |  | 2.5483e-05 |  | -0.0005486 |  | 0 |  | -0.00042116 |  | 0.00046583 |  | 9.3405e-07 |  | #REF! |  | 0.00078444 |  | 0.00020063 |  | 0.00032147 |  | #REF! |  | 0.00023323 |  | 0.00024246 |  | 0.00031493 |  | 1.3025e-06 |  | 0.00026608 |  | 6.9135e-05 |  | 6.9135e-05 |  | 0.0020062 |  | 0.0015579 |  | 0 |  | 0.0013675 |  | -2.694e-05 |  | 0.00038282
| 0 |  | -3.855e-05 |  | -7.7994e-05 |  | 2.5487e-05 |  | -0.00021768 |  | 0 |  | -0.00029176 |  | 0.00014372 |  | 9.8294e-07 |  | #REF! |  | 0.00010372 |  | 0.00024923 |  | 0.000523 |  | #REF! |  | 0.00030043 |  | 2.9909e-05 |  | 0.00022353 |  | 1.2672e-06 |  | 0.00048776 |  | 7.0348e-05 |  | 7.0348e-05 |  | 0.0019321 |  | 0.0012578 |  | 5.6798e-07 |  | 0.0014147 |  | 0.0006016 |  | 0.00030163
| 0 |  | 6.032e-06 |  | -5.762e-05 |  | 4.4325e-05 |  | -0.00063272 |  | 0 |  | -0.00015069 |  | 0.00014372 |  | 1.0555e-06 |  | #REF! |  | 0.00010372 |  | 0.00019491 |  | 0.00052301 |  | #REF! |  | 0.0003005 |  | -0.00022366 |  | 0.00022353 |  | 1.2452e-06 |  | 0.00048777 |  | 8.4903e-06 |  | 8.4903e-06 |  | 0.0019819 |  | 0.0008786 |  | 5.6801e-07 |  | 0.0014603 |  | -0.0016277 |  | 0.00047029
| 0 |  | 4.917e-05 |  | -3.9469e-05 |  | 4.4332e-05 |  | -0.00073767 |  | 0 |  | -0.00016612 |  | 0.0001321 |  | 1.109e-06 |  | #REF! |  | 0.00046846 |  | 0.00024799 |  | 0.00016356 |  | #REF! |  | 0.00021929 |  | -0.00023927 |  | 0.00027294 |  | 1.326e-06 |  | 0.00074807 |  | 0.00013706 |  | 0.00013706 |  | 0.0017374 |  | 0.00052064 |  | 0 |  | 0.0015091 |  | -0.0004027 |  | 0.00044143
| 0 |  | 6.3079e-06 |  | -3.5588e-05 |  | 0.00012273 |  | -0.00055879 |  | 0 |  | -0.00017915 |  | 0.0001321 |  | 1.0907e-06 |  | #REF! |  | 0.00046847 |  | 0.00030937 |  | 0.00016356 |  | #REF! |  | 0.00021923 |  | -9.1025e-06 |  | 0.00027295 |  | 1.382e-06 |  | 0.00074809 |  | 0.00023896 |  | 0.00023896 |  | 0.0018343 |  | 0.0011454 |  | 0 |  | 0.0015639 |  | 0.0011887 |  | 0.00030181
| 0 |  | 0.00013275 |  | -9.1169e-05 |  | 0.00012275 |  | -0.00043147 |  | 0 |  | -0.0002586 |  | 0.00050393 |  | 1.0656e-06 |  | #REF! |  | 0.00012504 |  | 0.00014229 |  | 0.00091046 |  | #REF! |  | 0.00050096 |  | -0.00018016 |  | 0.0006858 |  | 1.3629e-06 |  | 0.00034799 |  | -0.00012202 |  | -0.00012202 |  | 0.0019287 |  | 0.00027223 |  | 0 |  | 0.0016355 |  | 1.0917e-05 |  | 0.00034142
| 0 |  | 0.00015625 |  | -0.00014407 |  | 7.4159e-05 |  | -0.00062326 |  | 0 |  | -0.00025529 |  | 0.00050394 |  | 1.0955e-06 |  | #REF! |  | 0.00012504 |  | 7.0049e-05 |  | 0.00091048 |  | #REF! |  | 0.00050096 |  | -0.00032509 |  | 0.00068582 |  | 1.2261e-06 |  | 0.000348 |  | -0.00025911 |  | -0.00025911 |  | 0.0019835 |  | 0.00056365 |  | 0 |  | 0.0017147 |  | 0.00042214 |  | 0.00023148
| 0 |  | 9.9059e-05 |  | -0.00018209 |  | 7.417e-05 |  | -0.00099016 |  | 0 |  | -0.00021829 |  | 0.00019984 |  | 1.0983e-06 |  | #REF! |  | 0.00072893 |  | 0.00018415 |  | 0.0006583 |  | #REF! |  | 0 |  | -0.00018855 |  | 0.00046507 |  | 1.127e-06 |  | 0.00043191 |  | 0.00020258 |  | 0.00020258 |  | 0.0022017 |  | 0.0015445 |  | 5.6801e-07 |  | 0.0017644 |  | -5.9439e-05 |  | 0.00016234
| 0 |  | 1.3126e-05 |  | -0.00014286 |  | 0.00011509 |  | -0.00078836 |  | 0 |  | -0.00025761 |  | 0.00019985 |  | 1.0494e-06 |  | #REF! |  | 0.00072895 |  | 0.00012589 |  | 0.00065831 |  | #REF! |  | 0 |  | 0.0003576 |  | 0.00046508 |  | 1.1141e-06 |  | 0.00043192 |  | 0.00032874 |  | 0.00032874 |  | 0.0023305 |  | 0.00075358 |  | 3.1241e-06 |  | 0.0017812 |  | 8.2487e-05 |  | 0.00027249
| 0 |  | -0.00012026 |  | 4.726e-05 |  | 0.00011511 |  | -5.2594e-05 |  | 0 |  | -0.00021586 |  | 0.00063022 |  | 1.0122e-06 |  | #REF! |  | 0.00048449 |  | 6.958e-06 |  | 0.0008336 |  | #REF! |  | 0.000476 |  | 0.00042001 |  | 0.0005408 |  | 1.1603e-06 |  | 0.00068057 |  | 0.00058593 |  | 0.00058593 |  | 0.0020635 |  | 0.00025381 |  | 2.5561e-06 |  | 0.0017779 |  | 0.00032632 |  | 0.00045371
| 0 |  | -5.6598e-05 |  | -2.0441e-05 |  | 6.0994e-05 |  | 0.0001905 |  | 0 |  | -0.0002133 |  | 0.00063024 |  | 1.0053e-06 |  | #REF! |  | 0.00048451 |  | 2.3296e-05 |  | 0.00083362 |  | #REF! |  | 0.00047588 |  | -0.00014359 |  | 0.00054081 |  | 1.1942e-06 |  | 0.00068059 |  | -9.8265e-05 |  | -9.8265e-05 |  | 0.0017374 |  | -0.00076347 |  | 0 |  | 0.0017956 |  | 0.00061129 |  | 0.00048426
| 0 |  | 4.5801e-06 |  | -8.9385e-05 |  | 6.0999e-05 |  | -0.00017307 |  | 0 |  | -0.00028196 |  | 0.00041904 |  | 1.0379e-06 |  | #REF! |  | 0.00046767 |  | 8.2616e-05 |  | 0.00048405 |  | #REF! |  | 0.00032837 |  | -0.00024707 |  | 0.00026978 |  | 1.2276e-06 |  | 0.00049916 |  | -0.00058229 |  | -0.00058229 |  | 0.0020307 |  | -0.00047131 |  | 0 |  | 0.0018596 |  | 0.00029707 |  | 0.00049332
| 0 |  | -5.4988e-06 |  | -0.00014309 |  | 0.00010619 |  | -0.00034028 |  | 0 |  | -0.00025815 |  | 0.00041905 |  | 1.0271e-06 |  | #REF! |  | 0.00046768 |  | 6.8103e-05 |  | 0.00048406 |  | #REF! |  | 0.00032846 |  | 3.7711e-05 |  | 0.00026978 |  | 1.2907e-06 |  | 0.00049917 |  | -6.066e-05 |  | -6.066e-05 |  | 0.0022968 |  | -1.3516e-06 |  | 0 |  | 0.0019362 |  | -0.00013467 |  | 0.00045797
| 0 |  | -1.0718e-05 |  | -0.00011537 |  | 0.00012176 |  | -0.0010103 |  | 0 |  | -0.00017401 |  | 0.00039247 |  | 9.9454e-07 |  | #REF! |  | 0.00063472 |  | 0.00017894 |  | 0.00034463 |  | #REF! |  | 0.00040341 |  | 0.00026007 |  | 0.00048109 |  | 1.3666e-06 |  | 0.00070096 |  | -9.2203e-05 |  | -9.2203e-05 |  | 0.002334 |  | -0.00025027 |  | 0 |  | 0.0019734 |  | -8.4924e-05 |  | 0.00034806
| 0 |  | 2.2829e-05 |  | 5.7785e-05 |  | 5.7726e-05 |  | -0.001211 |  | 0 |  | -0.00013014 |  | 0.00039248 |  | 9.4573e-07 |  | #REF! |  | 0.00063474 |  | 0.00017896 |  | 0.00034464 |  | #REF! |  | 0.00040331 |  | 0.00020183 |  | 0.0004811 |  | 1.3878e-06 |  | 0.00070098 |  | -0.00034334 |  | -0.00034334 |  | 0.0021746 |  | 0.00044287 |  | 8.5207e-07 |  | 0.0019783 |  | 1.4558e-05 |  | 0.00036469
| 0 |  | 8.6262e-06 |  | -8.9751e-05 |  | 4.2158e-05 |  | -0.00053705 |  | 0 |  | -0.00018526 |  | 0.00013637 |  | 9.4844e-07 |  | #REF! |  | 8.4482e-05 |  | 2.9969e-05 |  | 0.00035017 |  | #REF! |  | 8.1205e-05 |  | 0.00029518 |  | 0.00034283 |  | 1.2638e-06 |  | 0.00028061 |  | -1.6986e-05 |  | -1.6986e-05 |  | 0.0023146 |  | 0.00044393 |  | 8.5207e-07 |  | 0.0020239 |  | -0.00027995 |  | 0.00035066
| 0 |  | -8.8257e-05 |  | -0.00015415 |  | 5.548e-05 |  | -0.00046146 |  | 0 |  | -0.00014337 |  | 0.00013637 |  | 1.0413e-06 |  | #REF! |  | 8.4484e-05 |  | 9.3504e-05 |  | 0.00035018 |  | #REF! |  | 8.1205e-05 |  | -1.6911e-05 |  | 0.00034284 |  | 1.1816e-06 |  | 0.00028062 |  | 4.9745e-05 |  | 4.9745e-05 |  | 0.0026119 |  | 0.00023093 |  | 0 |  | 0.0021241 |  | -0.00052747 |  | 0.00039496
| 0 |  | -5.0074e-05 |  | -0.0001773 |  | 5.5484e-05 |  | -0.00065368 |  | 0 |  | -0.00024234 |  | 0.00076014 |  | 1.1145e-06 |  | #REF! |  | 0.00021789 |  | 0.00013348 |  | 9.0086e-05 |  | #REF! |  | 0 |  | -0.00025487 |  | 0.00016485 |  | 1.2085e-06 |  | 0.00047996 |  | -0.0005343 |  | -0.0005343 |  | 0.0026043 |  | 0.00027567 |  | 0 |  | 0.0022353 |  | -4.1251e-05 |  | 0.00049925
| 0 |  | 5.4808e-05 |  | -0.00024735 |  | 1.9977e-05 |  | -0.00074024 |  | 0 |  | -0.00039968 |  | 0.00076016 |  | 1.1511e-06 |  | #REF! |  | 0.0002179 |  | 0.00014054 |  | 9.0088e-05 |  | #REF! |  | 0 |  | -8.7125e-05 |  | 0.00016485 |  | 1.2283e-06 |  | 0.00047997 |  | -0.00021766 |  | -0.00021766 |  | 0.0026043 |  | 0.00033685 |  | 0 |  | 0.0023111 |  | -0.00048413 |  | 0.00043875
| 0 |  | 0.0001141 |  | -0.00017379 |  | 1.9977e-05 |  | -0.0010675 |  | 0 |  | -0.00028696 |  | 0.00030027 |  | 1.0895e-06 |  | #REF! |  | 0.00057787 |  | 0.00014054 |  | 0.00036921 |  | #REF! |  | 0.0001404 |  | -0.00012733 |  | 0 |  | 1.1604e-06 |  | 0.00050167 |  | 0.00052053 |  | 0.00052053 |  | 0.002563 |  | 0.00099268 |  | 0 |  | 0.0023768 |  | -0.00067584 |  | 0.00039512
| 0 |  | 7.7016e-05 |  | -2.4489e-05 |  | 6.9136e-05 |  | -0.00046542 |  | 0 |  | -0.00029052 |  | 0.00030028 |  | 1.1017e-06 |  | #REF! |  | 0.00057788 |  | 0.00010267 |  | 0.00036922 |  | #REF! |  | 0.0001404 |  | -0.00010663 |  | 0 |  | 1.0795e-06 |  | 0.00050169 |  | 0.00011648 |  | 0.00011648 |  | 0.0025826 |  | 0.00087971 |  | 8.5207e-07 |  | 0.0024284 |  | -0.00057634 |  | 0.00051255
| 0 |  | -3.2654e-05 |  | 4.0505e-05 |  | 6.9142e-05 |  | -0.00024843 |  | 0 |  | -0.00030854 |  | 0.00083363 |  | 1.1567e-06 |  | #REF! |  | 0.0005528 |  | 6.8147e-05 |  | 0.00056833 |  | #REF! |  | 0.00059838 |  | 4.5512e-05 |  | 0.0006266 |  | 1.1122e-06 |  | 0.0007177 |  | 0.00013954 |  | 0.00013954 |  | 0.0025706 |  | 0.00052551 |  | 8.5212e-07 |  | 0.0024746 |  | -0.00020385 |  | 0.00052851
| 0 |  | 6.5747e-05 |  | -1.6068e-05 |  | 6.53e-05 |  | -0.00040192 |  | 0 |  | -0.00032988 |  | 0.00083365 |  | 1.234e-06 |  | #REF! |  | 0.00055281 |  | 9.9e-05 |  | 0.00056834 |  | #REF! |  | 0.00059823 |  | 0.00027178 |  | 0.00062661 |  | 1.1817e-06 |  | 0.00071772 |  | 7.4017e-05 |  | 7.4017e-05 |  | 0.002573 |  | -0.000402 |  | 0 |  | 0.0024921 |  | -2.9122e-05 |  | 0.00038285
| 0 |  | 0.00017723 |  | -0.00011348 |  | 6.5316e-05 |  | -0.00019554 |  | 0 |  | -0.00025721 |  | 0.00048072 |  | 1.2562e-06 |  | #REF! |  | 0.00046332 |  | 0.00019018 |  | 0.00065394 |  | #REF! |  | 0.00038494 |  | 0.00029936 |  | 0.00034275 |  | 1.2368e-06 |  | 0.00049799 |  | -0.00030336 |  | -0.00030336 |  | 0.0025344 |  | -0.00055785 |  | 0 |  | 0.0025091 |  | -0.00069783 |  | 0.00031223
| 0 |  | 7.4604e-05 |  | -0.00020549 |  | 0.00010118 |  | -0.00013954 |  | 0 |  | -0.0001503 |  | 0.00048073 |  | 1.2062e-06 |  | #REF! |  | 0.00046333 |  | 0.00025742 |  | 0.00065396 |  | #REF! |  | 0.00038494 |  | 0.00030689 |  | 0.00034276 |  | 1.2568e-06 |  | 0.000498 |  | -0.00047691 |  | -0.00047691 |  | 0.0025302 |  | 0.00096773 |  | 8.5212e-07 |  | 0.0025125 |  | -0.00021246 |  | 0.00037261
| 0 |  | 4.5674e-05 |  | -0.00016528 |  | 0.00010118 |  | -0.00050718 |  | 0 |  | -0.00025882 |  | 0.00084915 |  | 1.1587e-06 |  | #REF! |  | 0.00058146 |  | 0.00024783 |  | 0.00043899 |  | #REF! |  | 3.3662e-05 |  | 9.2331e-05 |  | 0.00023217 |  | 1.1887e-06 |  | 0.00089941 |  | -0.00077569 |  | -0.00077569 |  | 0.0025142 |  | 0.0012901 |  | 8.5212e-07 |  | 0.0025192 |  | 0.0001893 |  | 0.00028256
| 0 |  | 6.6623e-05 |  | -0.00010593 |  | 5.4421e-05 |  | -0.00073997 |  | 0 |  | -0.00031195 |  | 0.00084917 |  | 1.0909e-06 |  | #REF! |  | 0.00058147 |  | 0.00019535 |  | 0.000439 |  | #REF! |  | 3.3662e-05 |  | -0.00013784 |  | 0.00023218 |  | 1.0647e-06 |  | 0.00089943 |  | -0.00059008 |  | -0.00059008 |  | 0.0025116 |  | -0.0020534 |  | 0 |  | 0.0025184 |  | -3.3979e-05 |  | 0.00023884
| 0 |  | 4.5735e-05 |  | -9.6092e-05 |  | 5.4425e-05 |  | -0.00067549 |  | 0 |  | -0.00033269 |  | 0.00043919 |  | 1.0658e-06 |  | #REF! |  | 0.00055867 |  | 0.00010469 |  | 0.00054919 |  | #REF! |  | 0.00025305 |  | -8.3223e-05 |  | 0.00066399 |  | 1.1143e-06 |  | 0.00073575 |  | -0.00017232 |  | -0.00017232 |  | 0.0024989 |  | -0.0033122 |  | 0 |  | 0.0025216 |  | -0.00030581 |  | 0.00042547
| 0 |  | -3.474e-06 |  | -8.9118e-05 |  | 6.22e-05 |  | -0.00029921 |  | 0 |  | -0.00037456 |  | 0.0004392 |  | 1.0686e-06 |  | #REF! |  | 0.00055869 |  | 0.00011366 |  | 0.0005492 |  | #REF! |  | 0.00025305 |  | 0.00020182 |  | 0.00066401 |  | 1.3157e-06 |  | 0.00073576 |  | 5.5823e-05 |  | 5.5823e-05 |  | 0.0025015 |  | -0.00079689 |  | 0 |  | 0.0025175 |  | -0.00026334 |  | 0.00048149
| 0 |  | 5.1246e-05 |  | -8.3402e-06 |  | 6.2215e-05 |  | -0.00056792 |  | 0 |  | -0.00038955 |  | 0.00085364 |  | 1.0807e-06 |  | #REF! |  | 0.00092906 |  | 0.00023898 |  | 0.001487 |  | #REF! |  | 0.00067463 |  | 0.00015864 |  | 0.0010395 |  | 1.4588e-06 |  | 0.0011554 |  | -0.00019175 |  | -0.00019175 |  | 0.0025031 |  | -3.6587e-05 |  | 0 |  | 0.002514 |  | 0.00027549 |  | 0.00038112
| 0 |  | 0.00010102 |  | -1.7764e-05 |  | 6.6633e-05 |  | -0.0012558 |  | 0 |  | -0.00038559 |  | 0.00085366 |  | 1.0733e-06 |  | #REF! |  | 0.00092908 |  | 0.00027742 |  | 0.001487 |  | #REF! |  | 0.0006748 |  | -0.00013004 |  | 0.0010395 |  | 1.422e-06 |  | 0.0011554 |  | -0.00013228 |  | -0.00013228 |  | 0.0024485 |  | 0.0010882 |  | 8.5217e-07 |  | 0.0024973 |  | -0.0021408 |  | 0.00030231
| 0 |  | 4.2287e-05 |  | -0.00015499 |  | 6.6638e-05 |  | -0.00061618 |  | 0 |  | -0.00040936 |  | 0.0009182 |  | 1.0754e-06 |  | #REF! |  | 0.00018919 |  | 0.00013456 |  | 0.0002885 |  | #REF! |  | 0.00014772 |  | -5.2002e-06 |  | 0.000344 |  | 1.2619e-06 |  | 0.00065601 |  | 2.4273e-05 |  | 2.4273e-05 |  | 0.0024719 |  | 0.00066058 |  | 8.5217e-07 |  | 0.0024837 |  | -8.4955e-05 |  | 0.00037007
| 0 |  | 6.1026e-05 |  | -0.00017973 |  | 0 |  | -0.00051644 |  | 0 |  | -0.00034285 |  | 0.00091822 |  | 1.238e-06 |  | #REF! |  | 0.00018919 |  | 6.5367e-05 |  | 0.0002885 |  | #REF! |  | 0.00014776 |  | 0.00016119 |  | 0.00034401 |  | 1.1583e-06 |  | 0.00065603 |  | -0.00017477 |  | -0.00017477 |  | 0.0024913 |  | 0.00013004 |  | 0 |  | 0.0024668 |  | 0.0026282 |  | 0.00043758
| 0 |  | 3.1042e-05 |  | -0.00022247 |  | 0 |  | -0.00080439 |  | 0 |  | -0.00024006 |  | 0.00036676 |  | 1.4056e-06 |  | #REF! |  | 0.00031984 |  | 0.00019226 |  | 5.1606e-05 |  | #REF! |  | 0 |  | 0.00037321 |  | 0.0004421 |  | 1.1421e-06 |  | 0.00025702 |  | -0.0005035 |  | -0.0005035 |  | 0.0024635 |  | 0.000973 |  | 0 |  | 0.0024601 |  | 0.00083813 |  | 0.00046066
| 0 |  | 3.636e-05 |  | -0.00022114 |  | 0.00011537 |  | -0.0011968 |  | 0 |  | -0.00036125 |  | 0.00036677 |  | 1.4192e-06 |  | #REF! |  | 0.00031984 |  | 0.00015025 |  | 5.1607e-05 |  | #REF! |  | 0 |  | 0.00026008 |  | 0.00044211 |  | 1.1846e-06 |  | 0.00025702 |  | -0.00059089 |  | -0.00059089 |  | 0.00244 |  | -0.00021992 |  | 0 |  | 0.0024501 |  | 0.00011652 |  | 0.00036896
| 0 |  | 9.4596e-05 |  | -0.00021455 |  | 0.00011538 |  | -0.0016922 |  | 0 |  | -0.00036223 |  | 0.00034316 |  | 1.2733e-06 |  | #REF! |  | 2.9013e-05 |  | 0.00011373 |  | 0 |  | #REF! |  | 0.00023732 |  | -8.7125e-05 |  | 0.00025441 |  | 1.1732e-06 |  | 0.00049975 |  | -0.00050613 |  | -0.00050613 |  | 0.0024247 |  | -0.0012008 |  | 5.6811e-07 |  | 0.0024424 |  | -0.0001857 |  | 0.0002929
| 0 |  | 0.00010309 |  | -0.00017578 |  | 8.0137e-05 |  | -0.0012587 |  | 0 |  | -0.00036292 |  | 0.00034317 |  | 1.1113e-06 |  | #REF! |  | 2.9014e-05 |  | 0.00027375 |  | 0 |  | #REF! |  | 0.00023732 |  | -9.4833e-06 |  | 0.00025441 |  | 1.147e-06 |  | 0.00049976 |  | -7.0398e-05 |  | -7.0398e-05 |  | 0.0024643 |  | -1.9478e-05 |  | 5.6815e-07 |  | 0.0024357 |  | -0.00023425 |  | 0.00040082
| 0 |  | 8.6656e-05 |  | -8.576e-05 |  | 8.0138e-05 |  | -0.00099204 |  | 0 |  | -0.00042968 |  | 0.00049244 |  | 1.0734e-06 |  | #REF! |  | 0.00074616 |  | 0.00022097 |  | 0.00059197 |  | #REF! |  | 0.00029491 |  | 0.00031469 |  | 0.00038118 |  | 1.203e-06 |  | 0.00090145 |  | 0.00038113 |  | 0.00038113 |  | 0.0026025 |  | 0.00094622 |  | 0 |  | 0.002434 |  | -0.00023426 |  | 0.000377
| 0 |  | 5.9949e-05 |  | -9.5033e-05 |  | 0.00011349 |  | -0.00067607 |  | 0 |  | -0.00050218 |  | 0.00049245 |  | 1.1046e-06 |  | #REF! |  | 0.00074618 |  | 9.5555e-05 |  | 0.00059198 |  | #REF! |  | 0.00029491 |  | 0.00015474 |  | 0.00038119 |  | 1.2909e-06 |  | 0.00090148 |  | 2.1848e-05 |  | 2.1848e-05 |  | 0.0026259 |  | 0.00023354 |  | 0 |  | 0.0024355 |  | 8.8607e-05 |  | 0.00042653
| 0 |  | 5.2518e-05 |  | -5.4949e-05 |  | 0.00011349 |  | -0.00096163 |  | 0 |  | -0.0003192 |  | 0.00098353 |  | 1.1093e-06 |  | #REF! |  | 0.00059414 |  | 7.5532e-05 |  | 0.0010475 |  | #REF! |  | 0.00046883 |  | -0.00010273 |  | 0.00048547 |  | 1.2931e-06 |  | 0.00066226 |  | -0.00054758 |  | -0.00054758 |  | 0.0024795 |  | 0.0005937 |  | 0 |  | 0.0024382 |  | -0.0004115 |  | 0.00052664
| 0 |  | 4.4316e-05 |  | -0.00013249 |  | 6.5413e-05 |  | -0.0011482 |  | 0 |  | -0.00036155 |  | 0.00098356 |  | 1.1399e-06 |  | #REF! |  | 0.00059415 |  | 0.00010482 |  | 0.0010475 |  | #REF! |  | 0.00046895 |  | -7.5421e-05 |  | 0.00048548 |  | 1.2216e-06 |  | 0.00066227 |  | -0.00070052 |  | -0.00070052 |  | 0.0024357 |  | 1.0256e-05 |  | 0 |  | 0.00245 |  | -0.00085455 |  | 0.00032411
| 0 |  | 7.0376e-05 |  | -0.00018324 |  | 6.5418e-05 |  | -0.0012683 |  | 0 |  | -0.00051793 |  | 0.00063064 |  | 1.173e-06 |  | #REF! |  | 0.0003172 |  | 0.00024692 |  | 2.2133e-05 |  | #REF! |  | 4.6958e-05 |  | -0.00020047 |  | 0.00059376 |  | 1.2824e-06 |  | 0.00071711 |  | -0.00026099 |  | -0.00026099 |  | 0.0024298 |  | 0.00032257 |  | 0 |  | 0.0024643 |  | -9.4684e-05 |  | 0.00025805
| 0 |  | 5.7399e-05 |  | -0.00020395 |  | 0.00010776 |  | -0.0011425 |  | 0 |  | -0.00042955 |  | 0.00063066 |  | 1.19e-06 |  | #REF! |  | 0.0003172 |  | 0.00019765 |  | 2.2134e-05 |  | #REF! |  | 4.6969e-05 |  | -0.00022756 |  | 0.00059377 |  | 1.4079e-06 |  | 0.00071713 |  | -0.00018694 |  | -0.00018694 |  | 0.0024456 |  | 0.00068559 |  | 0 |  | 0.0024869 |  | 0.00041151 |  | 0.00023033
| 0 |  | -3.3674e-05 |  | -0.00011355 |  | 0.00010776 |  | -0.00052809 |  | 0 |  | -0.00032513 |  | 0.0013089 |  | 1.2437e-06 |  | #REF! |  | 0.00076201 |  | 0.00011939 |  | 0.00048088 |  | #REF! |  | 0.00054489 |  | -0.00014564 |  | 0.00037641 |  | 1.4158e-06 |  | 0.00054962 |  | -0.00027191 |  | -0.00027191 |  | 0.0025629 |  | -0.00028073 |  | 5.6815e-07 |  | 0.0025014 |  | -5.0984e-05 |  | 0.00036642
| 0 |  | -2.6576e-05 |  | 6.8223e-06 |  | 9.8157e-05 |  | -0.00021883 |  | 0 |  | -0.00035734 |  | 0.001309 |  | 1.1541e-06 |  | #REF! |  | 0.00076203 |  | 0.00012123 |  | 0.00048089 |  | #REF! |  | 0.00054489 |  | -0.00020806 |  | 0.00037642 |  | 1.3073e-06 |  | 0.00054963 |  | -0.0002598 |  | -0.0002598 |  | 0.002588 |  | -3.1408e-05 |  | 5.6818e-07 |  | 0.0025198 |  | -0.0005985 |  | 0.00039814
| 0 |  | 0.00010165 |  | -7.3439e-05 |  | 9.8165e-05 |  | -0.00045253 |  | 0 |  | -0.00027429 |  | 0.00089672 |  | 1.0042e-06 |  | #REF! |  | 0.0002343 |  | 0.0001668 |  | 0.00032077 |  | #REF! |  | 0.00021505 |  | -0.00023704 |  | 0.00017643 |  | 1.1903e-06 |  | 0.00073726 |  | -3.6419e-05 |  | -3.6419e-05 |  | 0.0025376 |  | -4.904e-05 |  | 0 |  | 0.0025216 |  | -0.00076964 |  | 0.00041115
| 0 |  | 0.00011617 |  | -0.00020799 |  | 0.0001155 |  | -0.00038408 |  | 0 |  | -0.00027269 |  | 0.00089674 |  | 8.6527e-07 |  | #REF! |  | 0.00023431 |  | 0.00023035 |  | 0.00032078 |  | #REF! |  | 0.00021505 |  | -0.00011833 |  | 0.00017643 |  | 1.1904e-06 |  | 0.00076398 |  | 3.1564e-05 |  | 3.1564e-05 |  | 0.0025273 |  | 0.00047274 |  | 0 |  | 0.0025248 |  | -7.1626e-05 |  | 0.00050398
| 0 |  | 8.8896e-05 |  | -0.00026831 |  | 0.00011551 |  | -0.00028078 |  | 0 |  | -0.00043834 |  | 0.00043128 |  | 8.4832e-07 |  | #REF! |  | 0.00097155 |  | 0.00017711 |  | 0.00075421 |  | #REF! |  | 0.00025399 |  | -0.00012223 |  | 0.00012919 |  | 1.1741e-06 |  | 0.00065576 |  | 0.00012019 |  | 0.00012019 |  | 0.002572 |  | 0.001406 |  | 5.6818e-07 |  | 0.002513 |  | -0.0001639 |  | 0.0005191
| 0 |  | 7.5519e-05 |  | -0.00015362 |  | 0.00011102 |  | -0.00095479 |  | 0 |  | -0.00044346 |  | 0.00043129 |  | 9.5207e-07 |  | #REF! |  | 0.00097157 |  | 0.00010264 |  | 0.00075422 |  | #REF! |  | 0.00025399 |  | -0.00028218 |  | 0.00012919 |  | 1.1457e-06 |  | 0.00062907 |  | -0.00014204 |  | -0.00014204 |  | 0.0025787 |  | -0.00072031 |  | 1.4204e-06 |  | 0.0025046 |  | -0.00017968 |  | 0.00054422
| 0 |  | 4.0621e-05 |  | -0.00011939 |  | 0.00011103 |  | -0.0012064 |  | 0 |  | -0.00042752 |  | 0.00061136 |  | 1.0043e-06 |  | #REF! |  | 0.0010159 |  | 0.00019956 |  | 0.00069571 |  | #REF! |  | 0.00026677 |  | -0.00024517 |  | 0.00041196 |  | 1.1273e-06 |  | 0.00060269 |  | -0.00058517 |  | -0.00058517 |  | 0.0026242 |  | 0.00067501 |  | 8.5227e-07 |  | 0.0024852 |  | 0.00029259 |  | 0.00046916
| 0 |  | -3.6722e-05 |  | -6.8314e-05 |  | 6.1218e-05 |  | -0.00033309 |  | 0 |  | -0.00025806 |  | 0.00061138 |  | 1.0992e-06 |  | #REF! |  | 0.001016 |  | 0.00022146 |  | 0.00069573 |  | #REF! |  | 0.00026684 |  | -8.7125e-05 |  | 0.00041197 |  | 1.1882e-06 |  | 0.00060271 |  | -0.00015905 |  | -0.00015905 |  | 0.0026158 |  | 0.0032747 |  | 8.5232e-07 |  | 0.0024717 |  | -0.00022704 |  | 0.00039839
| 0 |  | -9.5014e-05 |  | -4.7682e-05 |  | 6.1223e-05 |  | 4.5234e-05 |  | 0 |  | -0.000182 |  | 0.00061442 |  | 1.2362e-06 |  | #REF! |  | 0.00057383 |  | 5.0715e-05 |  | 0.00032284 |  | #REF! |  | 0.00044566 |  | -0.00014174 |  | 0.00098236 |  | 1.2442e-06 |  | 0.00061383 |  | -4.3709e-05 |  | -4.3709e-05 |  | 0.0024827 |  | 0.0010636 |  | 8.5227e-07 |  | 0.0024768 |  | -0.00022705 |  | 0.00049198
| 0 |  | -2.4908e-05 |  | -2.3382e-05 |  | 3.5623e-05 |  | -0.00052585 |  | 0 |  | -0.00030806 |  | 0.00061443 |  | 1.3169e-06 |  | #REF! |  | 0.00057384 |  | 5.4363e-05 |  | 0.00032285 |  | #REF! |  | 0.00044577 |  | -0.0003407 |  | 0.00098238 |  | 1.2116e-06 |  | 0.00061384 |  | -0.00010806 |  | -0.00010806 |  | 0.0024498 |  | -0.0010838 |  | 0 |  | 0.0024937 |  | 4.8566e-05 |  | 0.00061863
| 0 |  | -1.8133e-05 |  | -7.0373e-05 |  | 3.5626e-05 |  | -0.00043252 |  | 0 |  | -0.00032684 |  | 0.00027398 |  | 1.26e-06 |  | #REF! |  | 0.00021126 |  | 9.5684e-05 |  | 0.00033108 |  | #REF! |  | 4.6943e-05 |  | -0.00018076 |  | 0.00030652 |  | 1.1196e-06 |  | 0.00074296 |  | -4.7352e-05 |  | -4.7352e-05 |  | 0.0024709 |  | -0.0013256 |  | 5.6821e-07 |  | 0.002513 |  | 0.00055244 |  | 0.00049081
| 0 |  | -6.2008e-05 |  | -0.00023892 |  | 8.0269e-05 |  | -0.0006331 |  | 0 |  | -0.00036315 |  | 0.00027399 |  | 1.1555e-06 |  | #REF! |  | 0.00021127 |  | 0.00012288 |  | 0.00033109 |  | #REF! |  | 4.6943e-05 |  | 0.00014494 |  | 0.00030652 |  | 1.0599e-06 |  | 0.00074298 |  | -0.00062896 |  | -0.00062896 |  | 0.0024574 |  | 0.00054623 |  | 5.6821e-07 |  | 0.0025139 |  | 0.00055246 |  | 0.00045721
| 0 |  | -4.3101e-05 |  | -0.00013723 |  | 8.0269e-05 |  | -0.0010038 |  | 0 |  | -0.00047984 |  | 0.00090423 |  | 1.0423e-06 |  | #REF! |  | 0.00049186 |  | 0.00017017 |  | 0.00034756 |  | #REF! |  | 0.00033204 |  | 0.00029908 |  | 0.00052448 |  | 1.1393e-06 |  | 0.00089844 |  | -0.00054641 |  | -0.00054641 |  | 0.0024505 |  | 0.0013225 |  | 0 |  | 0.0025179 |  | -0.00043592 |  | 0.00050211
| 0 |  | -3.1449e-06 |  | -7.7148e-05 |  | 0.0001246 |  | -0.00092206 |  | 0 |  | -0.0003387 |  | 0.00090425 |  | 9.5079e-07 |  | #REF! |  | 0.00049187 |  | 0.00015928 |  | 0.00034757 |  | #REF! |  | 0.00033204 |  | 0.00019375 |  | 0.0005245 |  | 1.199e-06 |  | 0.00089847 |  | -0.00054156 |  | -0.00054156 |  | 0.0024802 |  | 0.0014516 |  | 8.5232e-07 |  | 0.0025113 |  | 0.000266 |  | 0.00050214
| 0 |  | 8.315e-06 |  | -0.00014738 |  | 0.00012461 |  | -0.0012122 |  | 0 |  | -0.00020565 |  | 0.00072685 |  | 9.8402e-07 |  | #REF! |  | 0.00043528 |  | 0.00019397 |  | 0.00012 |  | #REF! |  | 0.00022747 |  | 0.00018596 |  | 0.00043663 |  | 1.2316e-06 |  | 0.00052091 |  | -0.00083055 |  | -0.00083055 |  | 0.0024817 |  | -0.00027726 |  | 8.5232e-07 |  | 0.0025078 |  | 0.0010771 |  | 0
| 0 |  | 4.4489e-05 |  | -8.5315e-05 |  | 0.0001214 |  | -0.001298 |  | 0 |  | -0.0003153 |  | 0.00072687 |  | 1.0884e-06 |  | #REF! |  | 0.00043529 |  | 0.00013032 |  | 0.00012 |  | #REF! |  | 0.00022747 |  | 0.0005635 |  | 0.00043664 |  | 1.2655e-06 |  | 0.00052093 |  | -0.00056101 |  | -0.00056101 |  | 0.0024616 |  | -0.0012936 |  | 0 |  | 0.0024995 |  | -0.0022683 |  | 0
| 0 |  | 1.2039e-05 |  | -8.0759e-05 |  | 0.00012141 |  | -0.00066894 |  | 0 |  | -0.00037989 |  | 0.00040014 |  | 1.2173e-06 |  | #REF! |  | 0.00080953 |  | 0.00011748 |  | 0.00026414 |  | #REF! |  | 0.00047151 |  | 0.00038881 |  | 0.0011675 |  | 1.2791e-06 |  | 0.0003621 |  | -0.00040436 |  | -0.00040436 |  | 0.0024497 |  | -3.4695e-05 |  | 0 |  | 0.0024969 |  | 0.00010564 |  | 0
| 0 |  | -5.1199e-05 |  | -4.2407e-05 |  | 5.4587e-05 |  | -0.00078961 |  | 0 |  | -0.00035429 |  | 0.00040015 |  | 1.1746e-06 |  | #REF! |  | 0.00080955 |  | 0.00019209 |  | 0.00026415 |  | #REF! |  | 0.00047139 |  | 6.5015e-06 |  | 0.0011675 |  | 1.2748e-06 |  | 0.00036211 |  | -0.00020158 |  | -0.00020158 |  | 0.0024716 |  | 0.00025195 |  | 8.5237e-07 |  | 0.0024943 |  | 0.0026449 |  | 0
| 0 |  | -5.799e-05 |  | -8.6384e-06 |  | 5.4595e-05 |  | -0.0010395 |  | 0 |  | -0.00025017 |  | 0.00064629 |  | 1.1088e-06 |  | #REF! |  | 0.00070584 |  | 8.1604e-05 |  | 0.0011512 |  | #REF! |  | 0.00036748 |  | 0.00022106 |  | 0.00035722 |  | 1.233e-06 |  | 0.00091419 |  | -0.00020644 |  | -0.00020644 |  | 0.0025122 |  | -0.001288 |  | 8.5237e-07 |  | 0.0024962 |  | 0.00046874 |  | 0
| 0 |  | -6.7253e-05 |  | -7.1581e-05 |  | 9.382e-05 |  | -0.00048882 |  | 0 |  | -0.00026755 |  | 0.0006463 |  | 1.1054e-06 |  | #REF! |  | 0.00070586 |  | 0.00014908 |  | 0.0011512 |  | #REF! |  | 0.00036739 |  | 0.00035218 |  | 0.00035723 |  | 1.233e-06 |  | 0.00091421 |  | -0.00039589 |  | -0.00039589 |  | 0.0025348 |  | -0.0013014 |  | 2.5571e-06 |  | 0.0025045 |  | 0.00043233 |  | 0
| 0 |  | -4.8384e-05 |  | -0.00012675 |  | 9.3827e-05 |  | -0.0004476 |  | 0 |  | -0.00027014 |  | 0.00032281 |  | 1.0654e-06 |  | #REF! |  | 0.00065896 |  | 0.00031426 |  | 0.00032732 |  | #REF! |  | 0.00027801 |  | 0.000342 |  | 0.00069524 |  | 1.2415e-06 |  | 0.0010835 |  | -0.00047362 |  | -0.00047362 |  | 0.002619 |  | -0.00046706 |  | 2.5571e-06 |  | 0.0025104 |  | -6.1934e-05 |  | 0
| 0 |  | 4.4549e-07 |  | -7.7145e-05 |  | 8.805e-05 |  | -0.0011196 |  | 0 |  | -0.00041505 |  | 0.00032282 |  | 1.0241e-06 |  | #REF! |  | 0.00065898 |  | 0.00029436 |  | 0.00032733 |  | #REF! |  | 0.00027801 |  | 0.00028738 |  | 0.00069525 |  | 1.2757e-06 |  | 0.0010835 |  | -0.00044206 |  | -0.00044206 |  | 0.002614 |  | -0.0009219 |  | 8.5237e-07 |  | 0.0025196 |  | -8.1368e-05 |  | 0
| 0 |  | -7.1227e-06 |  | -5.5182e-05 |  | 8.8057e-05 |  | -0.0013148 |  | 0 |  | -0.00039386 |  | 0.00070539 |  | 9.9623e-07 |  | #REF! |  | 0.00095718 |  | 0.00025839 |  | 0.00072912 |  | #REF! |  | 0.00070287 |  | 0.00019376 |  | 0.00083984 |  | 1.35e-06 |  | 0.00075609 |  | -0.0002016 |  | -0.0002016 |  | 0.0026005 |  | -0.0012245 |  | 8.5237e-07 |  | 0.0025104 |  | -0.00017367 |  | 0
| 0 |  | 3.1321e-05 |  | -0.00027258 |  | 6.1309e-05 |  | -0.00048806 |  | 0 |  | -0.00037835 |  | 0.00070541 |  | 1.0946e-06 |  | #REF! |  | 0.0009572 |  | 0.00020893 |  | 0.00072914 |  | #REF! |  | 0.00070287 |  | 3.9277e-05 |  | 0.00083986 |  | 1.3833e-06 |  | 0.00075611 |  | -0.00026962 |  | -0.00026962 |  | 0.0026138 |  | -0.00092562 |  | 0 |  | 0.002506 |  | 0.00018218 |  | 0
| 0 |  | 6.3632e-05 |  | -0.00028542 |  | 6.1314e-05 |  | -0.00028525 |  | 0 |  | -0.00036117 |  | 0.00069979 |  | 1.2249e-06 |  | #REF! |  | 0.00075555 |  | 0.00014299 |  | 0.001156 |  | #REF! |  | 0.00036679 |  | -3.6417e-05 |  | 0.00042856 |  | 1.3203e-06 |  | 0.0002212 |  | -0.00090276 |  | -0.00090276 |  | 0.002571 |  | -0.00026097 |  | 0 |  | 0.0024952 |  | -7.7728e-05 |  | 0
| 0 |  | 5.5568e-06 |  | -6.1479e-05 |  | 5.9089e-05 |  | -0.0011726 |  | 0 |  | -0.00018721 |  | 0.00069981 |  | 1.2105e-06 |  | #REF! |  | 0.00075557 |  | 0.00022723 |  | 0.001156 |  | #REF! |  | 0.00036688 |  | 0.00012744 |  | 0.00042857 |  | 1.1713e-06 |  | 0.00022121 |  | -0.00028338 |  | -0.00028338 |  | 0.0025685 |  | 0.00061748 |  | 0 |  | 0.0024943 |  | -0.0003753 |  | 0
| 0 |  | -1.5404e-05 |  | -3.4692e-05 |  | 5.9093e-05 |  | -0.0014776 |  | 0 |  | -0.00025006 |  | 0.00038957 |  | 1.0926e-06 |  | #REF! |  | 0.00069562 |  | 0.00016397 |  | 0.00091888 |  | #REF! |  | 0.00013236 |  | 2.6008e-05 |  | 0.00078935 |  | 1.036e-06 |  | 0.00051528 |  | 0.00044453 |  | 0.00044453 |  | 0.0025978 |  | 0.0011109 |  | 0 |  | 0.0024942 |  | -7.0444e-05 |  | 0
| 0 |  | -1.9616e-05 |  | -6.5308e-05 |  | 8.9384e-05 |  | -0.00065541 |  | 0 |  | -0.00041829 |  | 0.00038958 |  | 9.6647e-07 |  | #REF! |  | 0.00069564 |  | 9.4528e-05 |  | 0.0009189 |  | #REF! |  | 0.00013239 |  | -5.0118e-05 |  | 0.00078937 |  | 1.0509e-06 |  | 0.00051529 |  | -8.988e-05 |  | -8.988e-05 |  | 0.002587 |  | -0.0005106 |  | 0 |  | 0.0024943 |  | -0.00018826 |  | 0
| 0 |  | -9.5389e-06 |  | -5.7702e-05 |  | 8.9391e-05 |  | -4.9651e-05 |  | 0 |  | -0.00043348 |  | 0.00045777 |  | 9.5087e-07 |  | #REF! |  | 0.0010968 |  | 0.00029647 |  | 0.00044815 |  | #REF! |  | 0.00047099 |  | 2.6009e-06 |  | 0.00025556 |  | 1.1012e-06 |  | 0.00077905 |  | 3.5223e-05 |  | 3.5223e-05 |  | 0.002538 |  | -0.00025952 |  | 0 |  | 0.0025035 |  | -0.00040811 |  | 0
| 0 |  | 3.3706e-05 |  | -7.5879e-05 |  | 2.2306e-05 |  | -0.0003952 |  | 0 |  | -0.00034654 |  | 0.00045778 |  | 9.5426e-07 |  | #REF! |  | 0.0010968 |  | 0.00023635 |  | 0.00044816 |  | #REF! |  | 0.00047111 |  | 0.00025227 |  | 0.00025557 |  | 1.0948e-06 |  | 0.00077906 |  | 0.00028057 |  | 0.00028057 |  | 0.0025314 |  | 0.0017001 |  | 0 |  | 0.0025104 |  | -0.00044576 |  | 0
| 0 |  | 1.1521e-05 |  | -8.6756e-05 |  | 2.2308e-05 |  | -0.00020955 |  | 0 |  | -0.00021981 |  | 0.00044908 |  | 9.8207e-07 |  | #REF! |  | 0.0004251 |  | 0.00016497 |  | 0.00066608 |  | #REF! |  | 0.00025854 |  | 0.00033419 |  | 0.00067701 |  | 1.0431e-06 |  | 0.00085386 |  | 0.0003814 |  | 0.0003814 |  | 0.0025195 |  | -0.00067767 |  | 0 |  | 0.0025203 |  | -0.00036804 |  | 0
| 0 |  | -5.7222e-05 |  | -9.1796e-05 |  | 8.4916e-05 |  | -0.00050539 |  | 0 |  | -0.00036646 |  | 0.00044909 |  | 1.0689e-06 |  | #REF! |  | 0.00042511 |  | 0.00023995 |  | 0.00066609 |  | #REF! |  | 0.00025854 |  | 0.00011242 |  | 0.00067702 |  | 9.8421e-07 |  | 0.00085388 |  | -0.00033283 |  | -0.00033283 |  | 0.002538 |  | -0.0019435 |  | 8.5247e-07 |  | 0.0025153 |  | 9.4747e-05 |  | 0
| 0 |  | -6.5558e-05 |  | -2.8026e-05 |  | 8.4922e-05 |  | -0.0012284 |  | 0 |  | -0.00047751 |  | 0.0006742 |  | 1.1645e-06 |  | #REF! |  | 0.0011032 |  | 0.00013433 |  | 0.00035894 |  | #REF! |  | 0.00056061 |  | 0.00011574 |  | 0.0010353 |  | 1.0339e-06 |  | 0.00071758 |  | -0.00085879 |  | -0.00085879 |  | 0.0025869 |  | 0.00031595 |  | 8.5242e-07 |  | 0.0025127 |  | 0.00061707 |  | 0
| 0 |  | -8.3514e-05 |  | -5.8142e-05 |  | 5.4668e-05 |  | -0.0013472 |  | 0 |  | -0.00050912 |  | 0.00067422 |  | 1.1876e-06 |  | #REF! |  | 0.0011033 |  | 0.00015429 |  | 0.00035895 |  | #REF! |  | 0.00056061 |  | 1.0413e-05 |  | 0.0010354 |  | 1.1324e-06 |  | 0.0007176 |  | -0.0003304 |  | -0.0003304 |  | 0.0025826 |  | 0.0010086 |  | 8.5247e-07 |  | 0.0025068 |  | 0.00018463 |  | 0
| 0 |  | -0.00010773 |  | -0.00011221 |  | 5.4676e-05 |  | -0.0012523 |  | 0 |  | -0.00047212 |  | 0.00083373 |  | 1.1604e-06 |  | #REF! |  | 0.0013295 |  | 0.00024903 |  | 0.00099607 |  | #REF! |  | 0.00020479 |  | 1.8211e-05 |  | 0.0010103 |  | 1.2005e-06 |  | 0.0012403 |  | -1.2147e-06 |  | -1.2147e-06 |  | 0.0025986 |  | 0.00034896 |  | 8.5247e-07 |  | 0.0025077 |  | -2.4295e-05 |  | 0
| 0 |  | -7.7303e-05 |  | -0.00012258 |  | 3.4594e-05 |  | -0.00058468 |  | 0 |  | -0.00046668 |  | 0.00083375 |  | 1.2141e-06 |  | #REF! |  | 0.0013295 |  | 0.00023297 |  | 0.00099609 |  | #REF! |  | 0.00020479 |  | 0.00015307 |  | 0.0010103 |  | 1.2006e-06 |  | 0.0012404 |  | -2.0651e-05 |  | -2.0651e-05 |  | 0.0025869 |  | 0.0020778 |  | 8.5242e-07 |  | 0.0025144 |  | 0.00025996 |  | 0
| 0 |  | -0.0001166 |  | -9.4667e-05 |  | 3.4597e-05 |  | -0.0003199 |  | 0 |  | -0.00034268 |  | 0.00050063 |  | 1.2832e-06 |  | #REF! |  | 0.00067552 |  | 0.00011327 |  | 0.0011569 |  | #REF! |  | 0.00043971 |  | -4.8113e-05 |  | 0.00061904 |  | 1.1438e-06 |  | 0.00064559 |  | -0.00043976 |  | -0.00043976 |  | 0.0025321 |  | 0.0032485 |  | 8.5247e-07 |  | 0.0025203 |  | -0.00010933 |  | 0
| 0 |  | -0.00018364 |  | -9.4655e-05 |  | 6.5652e-05 |  | -0.00082508 |  | 0 |  | -0.00011172 |  | 0.00050064 |  | 1.208e-06 |  | #REF! |  | 0.00067554 |  | 9.0755e-05 |  | 0.0011569 |  | #REF! |  | 0.0004396 |  | -0.00011443 |  | 0.00061905 |  | 1.0517e-06 |  | 0.0006456 |  | -0.00053694 |  | -0.00053694 |  | 0.0025395 |  | 0.001413 |  | 8.5252e-07 |  | 0.0025261 |  | -0.00040939 |  | 0
| 0 |  | -1.4113e-05 |  | -0.0001838 |  | 6.5657e-05 |  | -0.0012072 |  | 0 |  | -0.00032677 |  | 0.00043264 |  | 1.0757e-06 |  | #REF! |  | 0.00078312 |  | 0.00015964 |  | 0.00056445 |  | #REF! |  | 0.00039275 |  | -4.8113e-05 |  | 0.00057518 |  | 9.8421e-07 |  | 0.0010344 |  | -0.00019073 |  | -0.00019073 |  | 0.0025119 |  | 0.0001754 |  | 8.5247e-07 |  | 0.0025178 |  | 5.4668e-05 |  | 0
| 0 |  | -2.2337e-05 |  | -0.00014958 |  | 4.0186e-05 |  | -0.00025391 |  | 0 |  | -0.00056916 |  | 0.00043265 |  | 1.0174e-06 |  | #REF! |  | 0.00078314 |  | 0.0001106 |  | 0.00056447 |  | #REF! |  | 0.00039265 |  | -0.00013139 |  | 0.0005752 |  | 9.8217e-07 |  | 0.0010344 |  | 0.00011663 |  | 0.00011663 |  | 0.0024942 |  | 0.00026231 |  | 8.5247e-07 |  | 0.0025144 |  | 0.00024176 |  | 0
| 0 |  | -0.00010761 |  | -8.8544e-05 |  | 4.0192e-05 |  | -2.1951e-05 |  | 0 |  | -0.00050932 |  | 0.00094089 |  | 1.0391e-06 |  | #REF! |  | 0.00093725 |  | 0.0001177 |  | 0 |  | #REF! |  | 0.00036449 |  | -2.081e-05 |  | 5.9691e-05 |  | 1.0432e-06 |  | 0.00039271 |  | -0.0003183 |  | -0.0003183 |  | 0.0025075 |  | 0.00056858 |  | 8.5252e-07 |  | 0.0025075 |  | -0.00013485 |  | 0
| 0 |  | 6.3631e-05 |  | -4.9813e-05 |  | 6.5678e-05 |  | -0.00047846 |  | 0 |  | -0.00059975 |  | 0.00094092 |  | 1.0641e-06 |  | #REF! |  | 0.00093727 |  | 0.00015067 |  | 0 |  | #REF! |  | 0.00036449 |  | -9.1024e-05 |  | 5.9692e-05 |  | 1.0899e-06 |  | 0.00039272 |  | -0.00040335 |  | -0.00040335 |  | 0.0025016 |  | 0.00034936 |  | 0 |  | 0.002505 |  | -0.00064754 |  | 0
| 0 |  | 8.1867e-05 |  | -7.6853e-05 |  | 6.5683e-05 |  | -0.00036357 |  | 0 |  | -0.00052628 |  | 0.00083939 |  | 1.0378e-06 |  | #REF! |  | 0.00067056 |  | 0.0001655 |  | 0.00017308 |  | #REF! |  | 0.00027415 |  | -4.0305e-05 |  | 0.00070686 |  | 1.1063e-06 |  | 0.00083842 |  | 0.00019925 |  | 0.00019925 |  | 0.0025742 |  | 0.00064697 |  | 5.6835e-07 |  | 0.0025077 |  | 0.00016159 |  | 0
| 0 |  | -2.275e-06 |  | -2.028e-05 |  | 2.9034e-05 |  | -0.00013489 |  | 0 |  | -0.00027446 |  | 0.00083941 |  | 1.0839e-06 |  | #REF! |  | 0.00067058 |  | 0.00024021 |  | 0.00017309 |  | #REF! |  | 0.00027415 |  | 0.0002059 |  | 0.00070688 |  | 1.1212e-06 |  | 0.00083845 |  | 0.00038271 |  | 0.00038271 |  | 0.0025842 |  | 0.0026624 |  | 1.4209e-06 |  | 0.0025092 |  | -0.0021262 |  | 0
| 0 |  | 8.7649e-06 |  | 1.0577e-05 |  | 2.9039e-05 |  | -0.0011319 |  | 0 |  | -0.00024398 |  | 0.00037586 |  | 1.0819e-06 |  | #REF! |  | 0.00096824 |  | 0.00014943 |  | 0.00032113 |  | #REF! |  | 4.4949e-05 |  | 0.00020546 |  | 0.00040991 |  | 1.1744e-06 |  | 0.00071478 |  | -1.8225e-05 |  | -1.8225e-05 |  | 0.0026313 |  | 0.0014607 |  | 8.5252e-07 |  | 0.002516 |  | -4.86e-06 |  | 0
| 0 |  | -9.2078e-06 |  | -2.156e-06 |  | 6.3662e-05 |  | -0.0020076 |  | 0 |  | -0.00025498 |  | 0.00037587 |  | 1.0574e-06 |  | #REF! |  | 0.00096827 |  | 8.7598e-05 |  | 0.00032113 |  | #REF! |  | 4.496e-05 |  | 0.00024057 |  | 0.00040992 |  | 1.1644e-06 |  | 0.00071479 |  | -0.00014459 |  | -0.00014459 |  | 0.0026356 |  | -0.0012397 |  | 8.5252e-07 |  | 0.0025143 |  | 0.0025005 |  | 0
| 0 |  | -1.9592e-05 |  | -9.8699e-06 |  | 6.3672e-05 |  | -0.00044892 |  | 0 |  | -0.00027767 |  | 0.0010991 |  | 1.0452e-06 |  | #REF! |  | 0.00065189 |  | 0.00014004 |  | 0.0012198 |  | #REF! |  | 0.0010358 |  | -6.7619e-05 |  | 0.0013471 |  | 1.1176e-06 |  | 0.00086355 |  | 6.1965e-05 |  | 6.1965e-05 |  | 0.0025277 |  | -0.00036123 |  | 8.5252e-07 |  | 0.002516 |  | 0.00043375 |  | 0
| 0 |  | -2.9323e-05 |  | -6.0395e-05 |  | 2.6812e-05 |  | 0.00053438 |  | 0 |  | -0.00035014 |  | 0.0010991 |  | 1.09e-06 |  | #REF! |  | 0.00065191 |  | 0.00015616 |  | 0.0012199 |  | #REF! |  | 0.0010358 |  | -7.0437e-05 |  | 0.0013471 |  | 1.0644e-06 |  | 0.00086357 |  | -0.00021628 |  | -0.00021628 |  | 0.0025202 |  | -0.0006243 |  | 0 |  | 0.0025202 |  | 0.00061603 |  | 0
| 0 |  | 1.3847e-07 |  | -6.6636e-05 |  | 2.6816e-05 |  | -0.0005207 |  | 0 |  | -0.00048114 |  | 0.00048584 |  | 1.1627e-06 |  | #REF! |  | 0.0010735 |  | 0.00018751 |  | 0.00055955 |  | #REF! |  | 0.00024645 |  | -0.00013394 |  | 0.00056192 |  | 1.1248e-06 |  | 0.0011016 |  | -0.00068532 |  | -0.00068532 |  | 0.0025421 |  | 0.00059115 |  | 0 |  | 0.0025227 |  | 0.00071569 |  | 0
| 0 |  | 2.3375e-05 |  | -3.9111e-05 |  | 5.5864e-06 |  | -0.00051153 |  | 0 |  | -0.00054062 |  | 0.00048585 |  | 1.1558e-06 |  | #REF! |  | 0.0010735 |  | 0.00015658 |  | 0.00055956 |  | #REF! |  | 0.00024646 |  | 9.2327e-05 |  | 0.00056193 |  | 1.2552e-06 |  | 0.0011016 |  | -1.0936e-05 |  | -1.0936e-05 |  | 0.0025604 |  | -0.00058041 |  | 0 |  | 0.0025242 |  | 0.00095385 |  | 0
| 0 |  | -2.4828e-05 |  | -0.0001132 |  | 5.5872e-06 |  | 0.00010075 |  | 0 |  | -0.00065867 |  | 0.0001706 |  | 1.162e-06 |  | #REF! |  | 0.00070904 |  | 8.8679e-05 |  | 0.00072894 |  | #REF! |  | 0.00031575 |  | 0.00015475 |  | 0.00030499 |  | 1.3014e-06 |  | 0.00087832 |  | 0.00027947 |  | 0.00027947 |  | 0.0025488 |  | -0.00089957 |  | 0 |  | 0.0025143 |  | 0.00069382 |  | 0
| 0 |  | -4.6638e-05 |  | -0.00021991 |  | 1.4527e-05 |  | -0.00065748 |  | 0 |  | -0.00075505 |  | 0.00017061 |  | 1.1354e-06 |  | #REF! |  | 0.00070906 |  | 0.00014539 |  | 0.00072896 |  | #REF! |  | 0.00031567 |  | -0.00018015 |  | 0.000305 |  | 1.2282e-06 |  | 0.00087834 |  | -0.00058084 |  | -0.00058084 |  | 0.0025369 |  | 0.0027167 |  | 0 |  | 0.0025082 |  | 0.00025154 |  | 0
| 0 |  | -3.8414e-05 |  | -9.9755e-05 |  | 1.4529e-05 |  | -0.0015263 |  | 0 |  | -0.00032539 |  | 0.0012094 |  | 1.1009e-06 |  | #REF! |  | 0.0012054 |  | 0.00020755 |  | 0.0013999 |  | #REF! |  | 0.00069109 |  | -0.00018855 |  | 0.001365 |  | 1.1354e-06 |  | 0.00076378 |  | -0.00026126 |  | -0.00026126 |  | 0.0025665 |  | 0.0027108 |  | 5.6838e-07 |  | 0.002505 |  | -0.00018227 |  | 0
| 0 |  | -2.3964e-06 |  | -5.2998e-05 |  | 0.00011539 |  | -0.0013961 |  | 0 |  | -0.0002102 |  | 0.0012095 |  | 1.0663e-06 |  | #REF! |  | 0.0012054 |  | 0.00013076 |  | 0.0013999 |  | #REF! |  | 0.00069126 |  | -0.0003134 |  | 0.001365 |  | 1.1603e-06 |  | 0.0007638 |  | -0.00035605 |  | -0.00035605 |  | 0.0025672 |  | 1.1447e-05 |  | 5.6838e-07 |  | 0.0025049 |  | 0.00012638 |  | 0
| 0 |  | 6.1664e-05 |  | -0.00012678 |  | 0.00011539 |  | -0.0013681 |  | 0 |  | -0.00040188 |  | 0.00038665 |  | 1.1023e-06 |  | #REF! |  | 0.00046089 |  | 9.6072e-05 |  | 0.00090655 |  | #REF! |  | 0.00011457 |  | -0.00029779 |  | 3.9441e-05 |  | 1.1851e-06 |  | 0.00056467 |  | -0.00011666 |  | -0.00011666 |  | 0.0025647 |  | 0.0014659 |  | 0 |  | 0.0025107 |  | 0.00069266 |  | 0
| 0 |  | 3.0921e-06 |  | -3.104e-05 |  | 7.4791e-05 |  | -0.00072892 |  | 0 |  | -0.00053391 |  | 0.00038666 |  | 9.8969e-07 |  | #REF! |  | 0.0004609 |  | 4.3321e-05 |  | 0.00090657 |  | #REF! |  | 0.00011457 |  | -4.1991e-05 |  | 3.9442e-05 |  | 1.0071e-06 |  | 0.00056468 |  | 0.00015677 |  | 0.00015677 |  | 0.0025766 |  | 0.0015313 |  | 0 |  | 0.0025463 |  | 0.0001993 |  | 0
| 0 |  | 3.3298e-05 |  | -0.00010505 |  | 7.4791e-05 |  | -0.00039792 |  | 0 |  | -0.0020411 |  | 0 |  | 1.5235e-06 |  | #REF! |  | 0 |  | 0.00016763 |  | 0 |  | #REF! |  | 0 |  | -0.00012614 |  | 0 |  | 1.6198e-06 |  | 0 |  | -0.0019031 |  | -0.0019031 |  | 0.0027095 |  | -0.0033653 |  | 0 |  | 0.002547 |  | -0.0013271 |  | 0
| 0 |  | 0.0002007 |  | -9.2362e-05 |  | 7.2868e-05 |  | -0.0026986 |  | 0 |  | -0.00069453 |  | 0.0013431 |  | 2.0153e-06 |  | #REF! |  | 0.00077736 |  | 0.00033919 |  | 0.0010626 |  | #REF! |  | 0.00065485 |  | -0.00025878 |  | 0.00057752 |  | 2.2276e-06 |  | 0.00095014 |  | -0.00040226 |  | -0.00040226 |  | 0.0025899 |  | -0.0011174 |  | 4.2628e-06 |  | 0.0025444 |  | 0.00092727 |  | 0
| 0 |  | 5.2881e-05 |  | 2.3572e-05 |  | 7.2879e-05 |  | -0.00059482 |  | 0 |  | -0.00056351 |  | 0.0013432 |  | 2.6238e-06 |  | #REF! |  | 0.00077738 |  | 0.00022221 |  | 0.0010626 |  | #REF! |  | 0.00065469 |  | -0.00033679 |  | 0.00057753 |  | 2.9226e-06 |  | 0.00095017 |  | 0.00021997 |  | 0.00021997 |  | 0.0025933 |  | 0.0021282 |  | 4.2631e-06 |  | 0.0025166 |  | 0.00081304 |  | 0
| 0 |  | -1.3429e-05 |  | 7.2423e-05 |  | 5.5918e-05 |  | -0.00028627 |  | 0 |  | -0.00033698 |  | 0.00067137 |  | 2.5566e-06 |  | #REF! |  | 0.0011784 |  | 0.00017836 |  | 0.00083803 |  | #REF! |  | 0.00055703 |  | 2.7093e-05 |  | 0.0009219 |  | 2.7822e-06 |  | 0.0011852 |  | 0.00045088 |  | 0.00045088 |  | 0.0025544 |  | 0.0013653 |  | 2.5577e-06 |  | 0.0025241 |  | 0.00028195 |  | 0
| 0 |  | -6.936e-05 |  | -7.0259e-05 |  | 5.5926e-05 |  | -0.0011249 |  | 0 |  | -0.00049936 |  | 0.00067138 |  | 2.5058e-06 |  | #REF! |  | 0.0011785 |  | 0.00022061 |  | 0.00083805 |  | #REF! |  | 0.00055703 |  | 0.00019375 |  | 0.00092192 |  | 2.6702e-06 |  | 0.0011852 |  | -2.1876e-05 |  | -2.1876e-05 |  | 0.0025529 |  | -0.0022492 |  | 2.5579e-06 |  | 0.0025251 |  | -0.0006332 |  | 0
| 0 |  | -8.9353e-05 |  | -0.00016863 |  | 2.6845e-05 |  | -0.001003 |  | 0 |  | -0.00061274 |  | 0.00036736 |  | 2.5189e-06 |  | #REF! |  | 0.00071927 |  | 0.00022448 |  | 0 |  | #REF! |  | 0.00041644 |  | -9.1025e-05 |  | 0.00044148 |  | 2.6803e-06 |  | 0.0012154 |  | -0.00058947 |  | -0.00058947 |  | 0.0025899 |  | -0.0010845 |  | 4.2631e-06 |  | 0.00252 |  | -0.00056151 |  | 0
| 0 |  | -5.6891e-05 |  | -0.00011615 |  | 2.6849e-05 |  | -0.0017292 |  | 0 |  | -0.0006457 |  | 0.00036737 |  | 2.5756e-06 |  | #REF! |  | 0.00071928 |  | 0.00017862 |  | 0 |  | #REF! |  | 0.00041644 |  | 0.00015171 |  | 0.00044149 |  | 2.6453e-06 |  | 0.0012154 |  | -0.0005761 |  | -0.0005761 |  | 0.0025797 |  | -0.00028409 |  | 4.2631e-06 |  | 0.002514 |  | -0.00064295 |  | 0
| 0 |  | 5.3442e-05 |  | -0.00010663 |  | 0.00012065 |  | -0.0023263 |  | 0 |  | -0.00063378 |  | 0.0015213 |  | 2.6233e-06 |  | #REF! |  | 0.00095005 |  | 0.00019477 |  | 0.00029608 |  | #REF! |  | 0.00031032 |  | 0.00065669 |  | 0 |  | 2.5931e-06 |  | 0 |  | -4.8616e-05 |  | -4.8616e-05 |  | 0.0025268 |  | 0.00035395 |  | 8.5262e-07 |  | 0.0025141 |  | -0.00096624 |  | 0
| 0 |  | 0.00012198 |  | -7.7491e-05 |  | 0.00012067 |  | -0.0013769 |  | 0 |  | -0.00043689 |  | 0.0015214 |  | 2.6279e-06 |  | #REF! |  | 0.00095008 |  | 0.00025683 |  | 0.00029608 |  | #REF! |  | 0.00031032 |  | 0.00034026 |  | 0 |  | 2.7879e-06 |  | 0 |  | 0.00060408 |  | 0.00060408 |  | 0.0025013 |  | 0.0018737 |  | 8.5267e-07 |  | 0.0025123 |  | 0.00021306 |  | 0
| 0 |  | 5.5051e-05 |  | -5.775e-05 |  | 6.5175e-05 |  | -0.0017341 |  | 0 |  | -0.0002219 |  | 0.00056194 |  | 2.5867e-06 |  | #REF! |  | 0.00078106 |  | 0.00025877 |  | 0.0010089 |  | #REF! |  | 0.0001576 |  | 0.00027633 |  | 0.00033612 |  | 3.0356e-06 |  | 0.00092262 |  | 0.00059314 |  | 0.00059314 |  | 0.0025267 |  | 0.00055091 |  | 2.5579e-06 |  | 0.0025133 |  | 0.00051814 |  | 0
| 0 |  | -8.4227e-06 |  | -6.178e-05 |  | 6.5185e-05 |  | -0.00099657 |  | 0 |  | -0.00033179 |  | 0.00056196 |  | 2.4829e-06 |  | #REF! |  | 0.00078108 |  | 0.00017661 |  | 0.001009 |  | #REF! |  | 0.00015764 |  | 3.1426e-05 |  | 0.00033613 |  | 3.1775e-06 |  | 0.00092264 |  | -0.00017746 |  | -0.00017746 |  | 0.0025392 |  | 0.0019932 |  | 2.558e-06 |  | 0.002514 |  | -0.0003683 |  | 0
| 0 |  | -3.5571e-06 |  | -0.00013252 |  | 9.1654e-05 |  | -0.00073639 |  | 0 |  | -0.00069919 |  | 0.00051238 |  | 2.43e-06 |  | #REF! |  | 0.00052853 |  | 0.0001366 |  | 0.00067365 |  | #REF! |  | 7.0342e-05 |  | -1.1378e-05 |  | 0.0013565 |  | 3.0697e-06 |  | 0.00048686 |  | -4.6189e-05 |  | -4.6189e-05 |  | 0.0024912 |  | 0.0028886 |  | 4.2631e-06 |  | 0.0025131 |  | 0.00050929 |  | 0
| 0 |  | -5.2257e-05 |  | -0.00010857 |  | 9.1661e-05 |  | -0.0008652 |  | 0 |  | -0.00095612 |  | 0.00051239 |  | 2.4029e-06 |  | #REF! |  | 0.00052854 |  | 0.00023173 |  | 0.00067367 |  | #REF! |  | 7.036e-05 |  | -6.6104e-05 |  | 0.0013565 |  | 2.9938e-06 |  | 0.00048687 |  | 0.0004303 |  | 0.0004303 |  | 0.0024853 |  | -0.00057429 |  | 4.2633e-06 |  | 0.0025182 |  | 0.0002577 |  | 0
| 0 |  | -8.9516e-05 |  | -8.9131e-05 |  | 5.0376e-05 |  | -0.00018759 |  | 0 |  | -0.00069833 |  | 0.00054317 |  | 2.4273e-06 |  | #REF! |  | 0.0016041 |  | 0.00012202 |  | 0.00076587 |  | #REF! |  | 0.00080737 |  | 0.00017121 |  | 0.00079826 |  | 3.0257e-06 |  | 0.001363 |  | 0.0003598 |  | 0.0003598 |  | 0.0025451 |  | -0.0029412 |  | 8.5267e-07 |  | 0.0025199 |  | -0.000141 |  | 0
| 0 |  | -8.739e-05 |  | -0.0001565 |  | 5.0376e-05 |  | -0.00035704 |  | 0 |  | -0.00050382 |  | 0.00054319 |  | 2.4795e-06 |  | #REF! |  | 0.0016041 |  | 5.0709e-05 |  | 0.00076589 |  | #REF! |  | 0.00080757 |  | 0.00050552 |  | 0.00079828 |  | 3.0172e-06 |  | 0.0013631 |  | -8.6308e-05 |  | -8.6308e-05 |  | 0.0025704 |  | 9.6618e-05 |  | 8.5267e-07 |  | 0.0025232 |  | -0.004082 |  | 0
| 0 |  | 6.1321e-05 |  | -0.00012048 |  | 8.5232e-05 |  | -0.0002378 |  | 0 |  | -0.00044283 |  | 0.0005554 |  | 2.508e-06 |  | #REF! |  | 0.00062382 |  | 0.00015274 |  | 0.0010301 |  | #REF! |  | 0.00052214 |  | 0.00013871 |  | 0.001441 |  | 2.9775e-06 |  | 0.00070064 |  | 3.5252e-05 |  | 3.5252e-05 |  | 0.0025273 |  | 0.0038726 |  | 2.558e-06 |  | 0.0025231 |  | -0.0013262 |  | 0
| 0 |  | 0.00010998 |  | 1.1377e-05 |  | 8.5239e-05 |  | -0.00033866 |  | 0 |  | -0.00037476 |  | 0.00055541 |  | 2.6844e-06 |  | #REF! |  | 0.00062383 |  | 0.00025895 |  | 0.0010301 |  | #REF! |  | 0.00052214 |  | 0.00023244 |  | 0.001441 |  | 3.0059e-06 |  | 0.00070066 |  | 0.0001483 |  | 0.0001483 |  | 0.0025274 |  | 0.0028799 |  | 2.558e-06 |  | 0.0025215 |  | 0.0033259 |  | 0
| 0 |  | 3.1352e-05 |  | -1.4351e-05 |  | 8.8475e-05 |  | 5.8232e-05 |  | 0 |  | -0.00043546 |  | 0.00077547 |  | 2.8187e-06 |  | #REF! |  | 0.00055543 |  | 0.00030159 |  | 0.00077062 |  | #REF! |  | 0.00041581 |  | -1.0837e-05 |  | 0 |  | 3.0747e-06 |  | 0.00083824 |  | -0.0001945 |  | -0.0001945 |  | 0.0025317 |  | -0.00084687 |  | 8.5272e-07 |  | 0.0025182 |  | -6.8076e-05 |  | 0
| 0 |  | -8.8454e-06 |  | -4.8541e-05 |  | 8.8488e-05 |  | -0.0011273 |  | 0 |  | -0.00047992 |  | 0.00077549 |  | 2.7986e-06 |  | #REF! |  | 0.00055544 |  | 0.00014774 |  | 0.00077064 |  | #REF! |  | 0.00041581 |  | -0.00015767 |  | 0 |  | 3.0451e-06 |  | 0.00083826 |  | -4.1334e-05 |  | -4.1334e-05 |  | 0.0025492 |  | -0.0018453 |  | 8.5267e-07 |  | 0.0025121 |  | -0.00061636 |  | 0
| 0 |  | -6.5719e-05 |  | -1.2798e-06 |  | 6.5236e-05 |  | -0.0016121 |  | 0 |  | -0.0004628 |  | 0.00084606 |  | 2.6376e-06 |  | #REF! |  | 0.0016106 |  | 0.00010511 |  | 0.001759 |  | #REF! |  | 0.00087186 |  | 6.7186e-05 |  | 0.0011011 |  | 2.9463e-06 |  | 0.0010704 |  | 0.00049479 |  | 0.00049479 |  | 0.0025359 |  | -0.001735 |  | 5.968e-06 |  | 0.0025123 |  | 0.00027475 |  | 0
| 0 |  | -3.0207e-05 |  | -7.5861e-05 |  | 6.5246e-05 |  | -0.0011788 |  | 0 |  | -0.00060507 |  | 0.00084608 |  | 2.5048e-06 |  | #REF! |  | 0.0016106 |  | 0.00022093 |  | 0.0017591 |  | #REF! |  | 0.00087164 |  | -5.6345e-05 |  | 0.0011011 |  | 2.999e-06 |  | 0.0010704 |  | -0.00010698 |  | -0.00010698 |  | 0.0025037 |  | 0.00013418 |  | 5.9676e-06 |  | 0.0025155 |  | 0.00011671 |  | 0
| 0 |  | 0.00010176 |  | -0.00015917 |  | 6.9773e-05 |  | -0.0019553 |  | 0 |  | -0.00047071 |  | 0 |  | 2.5318e-06 |  | #REF! |  | 0.00051567 |  | 0.00015157 |  | 0 |  | #REF! |  | 0 |  | -0.0002113 |  | 0.001036 |  | 3.1505e-06 |  | 0.00071847 |  | -0.00083765 |  | -0.00083765 |  | 0.0026284 |  | 0.0028594 |  | 2.5582e-06 |  | 0.0025197 |  | -0.00011063 |  | 0
| 0 |  | 0.00016004 |  | -0.00026353 |  | 6.9779e-05 |  | -0.0011 |  | 0 |  | -0.00077979 |  | 0 |  | 2.5639e-06 |  | #REF! |  | 0.00051569 |  | 0.0001167 |  | 0 |  | #REF! |  | 0 |  | -0.00015063 |  | 0.001036 |  | 3.1529e-06 |  | 0.00071849 |  | -0.00043889 |  | -0.00043889 |  | 0.0026536 |  | 0.0010757 |  | 2.5582e-06 |  | 0.0025214 |  | 0.00082793 |  | 0
| 0 |  | 9.6187e-05 |  | -0.00014083 |  | 9.3053e-05 |  | -0.00055828 |  | 0 |  | -0.00089269 |  | 0.00053789 |  | 2.5711e-06 |  | #REF! |  | 0.00086214 |  | 0.00014239 |  | 0.00010961 |  | #REF! |  | 0.00050479 |  | -0.0001723 |  | 0.00056575 |  | 3.0037e-06 |  | 0.001066 |  | 2.1884e-05 |  | 2.1884e-05 |  | 0.0025113 |  | -0.0011558 |  | 4.2636e-06 |  | 0.0025197 |  | 0.00025289 |  | 0
| 0 |  | 8.1904e-06 |  | -0.00012274 |  | 9.306e-05 |  | -0.0019168 |  | 0 |  | -0.00051374 |  | 0.0005379 |  | 2.5822e-06 |  | #REF! |  | 0.00086216 |  | 9.0804e-05 |  | 0.00010961 |  | #REF! |  | 0.00050466 |  | 0.00030125 |  | 0.00056576 |  | 2.8827e-06 |  | 0.001066 |  | 0.00044498 |  | 0.00044498 |  | 0.0024742 |  | -0.00090684 |  | 4.2636e-06 |  | 0.0025163 |  | -0.00040851 |  | 0
| 0 |  | -2.5947e-05 |  | -0.00015986 |  | 4.5945e-05 |  | -0.0026105 |  | 0 |  | -0.00057689 |  | 0.00062685 |  | 2.5869e-06 |  | #REF! |  | 0.00092286 |  | 0.00016231 |  | 0.00054183 |  | #REF! |  | 0.00054392 |  | 0.0005494 |  | 0.00099231 |  | 2.9125e-06 |  | 0.001527 |  | 0.00070395 |  | 0.00070395 |  | 0.0024978 |  | -0.0014171 |  | 8.5272e-07 |  | 0.002513 |  | -7.6595e-05 |  | 0
| 0 |  | 4.5172e-05 |  | -0.00012096 |  | 4.5952e-05 |  | -0.0020738 |  | 0 |  | -0.00071013 |  | 0.00062687 |  | 2.5252e-06 |  | #REF! |  | 0.00092288 |  | 0.00012992 |  | 0.00054185 |  | #REF! |  | 0.00054392 |  | 2.1661e-06 |  | 0.00099233 |  | 3.0487e-06 |  | 0.0015271 |  | 0.00068574 |  | 0.00068574 |  | 0.002518 |  | -0.00018213 |  | 8.5277e-07 |  | 0.0025096 |  | -0.00095566 |  | 0
| 0 |  | 9.7946e-06 |  | -0.00012486 |  | 4.2597e-05 |  | -0.0023023 |  | 0 |  | -0.00062717 |  | 0 |  | 2.4539e-06 |  | #REF! |  | 0.00096409 |  | 0.00015903 |  | 0.00071073 |  | #REF! |  | 0.0004381 |  | 0.00010294 |  | 0.00080227 |  | 3.1529e-06 |  | 0.00077854 |  | 0.00021643 |  | 0.00021643 |  | 0.0026172 |  | 0.002694 |  | 2.5582e-06 |  | 0.0025103 |  | -0.0010043 |  | 0
| 0 |  | -5.8082e-05 |  | 4.0682e-05 |  | 4.2597e-05 |  | -0.0012389 |  | 0 |  | -0.00043102 |  | 0 |  | 2.4105e-06 |  | #REF! |  | 0.00096411 |  | 0.00015903 |  | 0.00071075 |  | #REF! |  | 0.0004381 |  | 0.00028121 |  | 0.00080229 |  | 3.2125e-06 |  | 0.00077855 |  | -8.7545e-05 |  | -8.7545e-05 |  | 0.0025643 |  | 0.0036925 |  | 2.5583e-06 |  | 0.0025096 |  | -0.0003368 |  | 0
| 0 |  | -1.4078e-05 |  | 4.3569e-05 |  | 9.0517e-05 |  | -0.00020595 |  | 0 |  | -0.00035831 |  | 0.00086261 |  | 2.4411e-06 |  | #REF! |  | 0.0012005 |  | 0.00012802 |  | 0.0011384 |  | #REF! |  | 0.00067374 |  | -4.9848e-05 |  | 0.00085246 |  | 3.1678e-06 |  | 0.0010811 |  | 4.8636e-05 |  | 4.8636e-05 |  | 0.0025524 |  | 0.0034852 |  | 4.2636e-06 |  | 0.0025095 |  | -0.00062862 |  | 0
| 0 |  | 2.0646e-05 |  | -0.00018401 |  | 9.0524e-05 |  | -0.0007853 |  | 0 |  | -0.0006942 |  | 0.00086263 |  | 2.4738e-06 |  | #REF! |  | 0.0012005 |  | 0.00030714 |  | 0.0011385 |  | #REF! |  | 0.00067357 |  | 3.2509e-06 |  | 0.00085248 |  | 3.1574e-06 |  | 0.0010811 |  | -8.3901e-05 |  | -8.3901e-05 |  | 0.0026048 |  | -0.00076064 |  | 4.2638e-06 |  | 0.0025121 |  | -0.0006019 |  | 0
| 0 |  | 4.1892e-05 |  | -0.0001491 |  | 0.00011446 |  | -0.0016387 |  | 0 |  | -0.00056934 |  | 0.00029868 |  | 2.4763e-06 |  | #REF! |  | 0.00024098 |  | 0.00022287 |  | 7.0835e-05 |  | #REF! |  | 0.0010234 |  | 0.00019722 |  | 0.001487 |  | 3.1905e-06 |  | 0.0012889 |  | -7.5389e-05 |  | -7.5389e-05 |  | 0.0025768 |  | -0.0018182 |  | 5.9683e-06 |  | 0.0025162 |  | -0.00034898 |  | 0
| 0 |  | 6.0719e-05 |  | 9.1893e-06 |  | 0.00011447 |  | -0.0014676 |  | 0 |  | -0.00050335 |  | 0.00029869 |  | 2.4953e-06 |  | #REF! |  | 0.00024099 |  | 0.00018279 |  | 7.0837e-05 |  | #REF! |  | 0.0010237 |  | -0.00015766 |  | 0.001487 |  | 3.1827e-06 |  | 0.001289 |  | -0.00012768 |  | -0.00012768 |  | 0.0025954 |  | -0.0014564 |  | 5.9683e-06 |  | 0.0025238 |  | 0.00017267 |  | 0
| 0 |  | -3.2102e-05 |  | -3.2779e-05 |  | 0.00016623 |  | -0.0011903 |  | 0 |  | -0.000616 |  | 0.00082711 |  | 2.5132e-06 |  | #REF! |  | 0.0008876 |  | 0.00013906 |  | 0.00050941 |  | #REF! |  | 0.00081014 |  | -0.00022214 |  | 0.0005296 |  | 3.1418e-06 |  | 0.0020461 |  | -0.00019821 |  | -0.00019821 |  | 0.0025507 |  | -0.00068731 |  | 4.2638e-06 |  | 0.0025221 |  | 0.00053869 |  | 0
| 0 |  | -9.5759e-05 |  | -9.3601e-05 |  | 0.00016624 |  | -0.0019031 |  | 0 |  | -0.00050146 |  | 0.00082713 |  | 2.4736e-06 |  | #REF! |  | 0.00088762 |  | 6.5332e-05 |  | 0.00050942 |  | #REF! |  | 0.00080994 |  | -0.00011811 |  | 0.00052962 |  | 3.165e-06 |  | 0.0020462 |  | 0.00025415 |  | 0.00025415 |  | 0.0025381 |  | -0.003308 |  | 4.2638e-06 |  | 0.0025212 |  | -9.4852e-05 |  | 0
| 0 |  | 4.0828e-05 |  | -9.1443e-05 |  | 0.00010868 |  | -0.0029912 |  | 0 |  | -0.00048058 |  | 0.0009721 |  | 2.4134e-06 |  | #REF! |  | 0.0004177 |  | 0.0001973 |  | 0.0010336 |  | #REF! |  | 0.0006971 |  | -2.112e-05 |  | 0.00081539 |  | 3.2305e-06 |  | 0.0011118 |  | 0.00013498 |  | 0.00013498 |  | 0.0025482 |  | -0.0026702 |  | 8.5282e-07 |  | 0.0025179 |  | -8.3907e-05 |  | 0
| 0 |  | 6.8602e-06 |  | -9.4698e-05 |  | 0.00010869 |  | -0.0024848 |  | 0 |  | -0.0006658 |  | 0.00097212 |  | 2.5069e-06 |  | #REF! |  | 0.00041771 |  | 0.00014239 |  | 0.0010337 |  | #REF! |  | 0.00069711 |  | 0.00013221 |  | 0.00081541 |  | 3.2529e-06 |  | 0.0011118 |  | -0.00067737 |  | -0.00067737 |  | 0.0025406 |  | 0.0020646 |  | 8.5277e-07 |  | 0.0025162 |  | 0.00076493 |  | 0
| 0 |  | -7.5116e-05 |  | -0.00014226 |  | 6.0583e-05 |  | -0.00040117 |  | 0 |  | -0.00083335 |  | 0.0010719 |  | 2.6814e-06 |  | #REF! |  | 0.0012842 |  | 6.1523e-05 |  | 0.00018228 |  | #REF! |  | 0.00010722 |  | 0.00016418 |  | 0.00082207 |  | 3.2092e-06 |  | 0.0011227 |  | -0.0016308 |  | -0.0016308 |  | 0.0025851 |  | 0.0006737 |  | 2.5585e-06 |  | 0.0025186 |  | 0.00093396 |  | 0
| 0 |  | -7.8749e-06 |  | -0.00018464 |  | 6.0592e-05 |  | -0.00017672 |  | 0 |  | -0.001017 |  | 0.0010719 |  | 2.7222e-06 |  | #REF! |  | 0.0012843 |  | 8.7253e-05 |  | 0.00018229 |  | #REF! |  | 0.00010722 |  | 0.00017447 |  | 0.00082209 |  | 3.2256e-06 |  | 0.0011227 |  | -0.0015359 |  | -0.0015359 |  | 0.0025987 |  | -0.00034525 |  | 2.5583e-06 |  | 0.0025128 |  | 0.00011067 |  | 0
| 0 |  | 4.1208e-05 |  | -0.00014988 |  | 3.3663e-05 |  | -0.0013747 |  | 0 |  | -0.00086886 |  | 0 |  | 2.5871e-06 |  | #REF! |  | 0.0012692 |  | 0.00015326 |  | 0.0015569 |  | #REF! |  | 0.0003603 |  | -0.00012841 |  | 0.0011569 |  | 3.2851e-06 |  | 0.0010581 |  | -0.00074428 |  | -0.00074428 |  | 0.0025868 |  | -0.0016915 |  | 5.9687e-06 |  | 0.0025068 |  | 0.00047916 |  | 0
| 0 |  | 5.3597e-05 |  | -0.0001414 |  | 3.367e-05 |  | -0.0021723 |  | 0 |  | -0.00058785 |  | 0 |  | 2.5111e-06 |  | #REF! |  | 0.0012692 |  | 0.00011715 |  | 0.001557 |  | #REF! |  | 0.00036038 |  | -0.00013437 |  | 0.0011569 |  | 3.2163e-06 |  | 0.0010581 |  | -0.0015251 |  | -0.0015251 |  | 0.0025852 |  | -0.0010706 |  | 5.9687e-06 |  | 0.0024909 |  | 0.0012186 |  | 0
| 0 |  | -3.2078e-05 |  | -0.00022566 |  | 0.00014045 |  | -0.0019119 |  | 0 |  | -0.00089095 |  | 0.0012199 |  | 2.5783e-06 |  | #REF! |  | 0.0011512 |  | 8.8026e-05 |  | 0.00090605 |  | #REF! |  | 0.00087206 |  | 7.0437e-05 |  | 0.00017139 |  | 3.0886e-06 |  | 0.0010028 |  | -0.0014619 |  | -0.0014619 |  | 0.002575 |  | 0.00025337 |  | 2.5585e-06 |  | 0.0024824 |  | 0.0010751 |  | 0
| 0 |  | -1.1457e-05 |  | -0.00021955 |  | 0.00014046 |  | -0.0020859 |  | 0 |  | -0.00080533 |  | 0.0012199 |  | 2.5356e-06 |  | #REF! |  | 0.0011512 |  | 0.00010764 |  | 0.00090607 |  | #REF! |  | 0.00087228 |  | 0.00022269 |  | 0.0001714 |  | 2.9397e-06 |  | 0.0010029 |  | -0.00023473 |  | -0.00023473 |  | 0.0025767 |  | -0.0020317 |  | 2.5585e-06 |  | 0.0024638 |  | -0.0041217 |  | 0
| 0 |  | 2.0809e-05 |  | -9.4888e-05 |  | 0.00010229 |  | -0.0018906 |  | 0 |  | -0.00015335 |  | 0.0003453 |  | 2.4168e-06 |  | #REF! |  | 0.0009303 |  | 0.00014455 |  | 0.00092505 |  | #REF! |  | 0.00079213 |  | 0.00021998 |  | 0.0011523 |  | 2.917e-06 |  | 0.0011528 |  | 3.6487e-05 |  | 3.6487e-05 |  | 0.0024967 |  | 0.0001882 |  | 2.5585e-06 |  | 0.0024487 |  | -0.0013452 |  | 0
| 0 |  | -1.4395e-05 |  | -7.0828e-05 |  | 0.0001023 |  | -0.0014009 |  | 0 |  | -0.00050588 |  | 0.00034531 |  | 2.3585e-06 |  | #REF! |  | 0.00093032 |  | 0.00023632 |  | 0.00092507 |  | #REF! |  | 0.00079233 |  | 0.00034947 |  | 0.0011523 |  | 2.9915e-06 |  | 0.0011529 |  | -0.0005838 |  | -0.0005838 |  | 0.0024386 |  | 0.0012211 |  | 2.5586e-06 |  | 0.0024394 |  | 0.003695 |  | 0
| 0 |  | -1.7577e-05 |  | -0.00017035 |  | 6.8635e-05 |  | -0.0026948 |  | 0 |  | -0.00096146 |  | 0.00039292 |  | 2.4229e-06 |  | #REF! |  | 0.00055672 |  | 0.00023634 |  | 0.00031127 |  | #REF! |  | 0.00082436 |  | 9.3193e-05 |  | 0.00037307 |  | 3.0908e-06 |  | 0.0012684 |  | -0.0011749 |  | -0.0011749 |  | 0.0024916 |  | -0.0025235 |  | 2.5585e-06 |  | 0.0024419 |  | 0.00033205 |  | 0
| 0 |  | -4.1609e-05 |  | -7.4732e-05 |  | 6.864e-05 |  | -0.0032834 |  | 0 |  | -0.00062797 |  | 0.00039293 |  | 2.4347e-06 |  | #REF! |  | 0.00055673 |  | 0.00018503 |  | 0.00031128 |  | #REF! |  | 0.00082436 |  | -0.00015767 |  | 0.00037308 |  | 3.0414e-06 |  | 0.0012685 |  | 0.00023559 |  | 0.00023559 |  | 0.0025211 |  | -0.0022579 |  | 2.5585e-06 |  | 0.0024487 |  | -0.00042206 |  | 0
| 0 |  | 6.0611e-05 |  | 7.1542e-05 |  | 0.00012046 |  | -0.0024646 |  | 0 |  | -0.00078444 |  | 0.00085657 |  | 2.3795e-06 |  | #REF! |  | 0.0012151 |  | 7.9979e-05 |  | 0.0020316 |  | #REF! |  | 0.0012087 |  | -2.0591e-05 |  | 0.00097246 |  | 2.8921e-06 |  | 0.0012881 |  | 0.00075981 |  | 0.00075981 |  | 0.0024689 |  | 0.0020709 |  | 2.5586e-06 |  | 0.0024529 |  | -0.0003807 |  | 0
| 0 |  | 0.00011692 |  | -9.1589e-05 |  | 0.00012047 |  | -0.0016593 |  | 0 |  | -0.0010743 |  | 0.00085659 |  | 2.3119e-06 |  | #REF! |  | 0.0012151 |  | 9.8288e-05 |  | 0.0020317 |  | #REF! |  | 0.0012087 |  | 0.00016146 |  | 0.00097249 |  | 2.808e-06 |  | 0.0012882 |  | -0.00057777 |  | -0.00057777 |  | 0.0024788 |  | -0.00056214 |  | 2.5586e-06 |  | 0.0024637 |  | -0.00023111 |  | 0
| 0 |  | -5.105e-05 |  | -0.00026798 |  | 0.00016064 |  | -0.0010081 |  | 0 |  | -0.0008333 |  | 0.00096482 |  | 2.2893e-06 |  | #REF! |  | 0.0013665 |  | 0.00016971 |  | 0.00020768 |  | #REF! |  | 0.00031833 |  | 0.00041775 |  | 0.0011857 |  | 2.8737e-06 |  | 0.00097868 |  | -0.0011215 |  | -0.0011215 |  | 0.0025708 |  | -0.00085233 |  | 2.5586e-06 |  | 0.0024756 |  | -0.00012651 |  | 0
| 0 |  | -3.397e-05 |  | -5.465e-05 |  | 0.00016065 |  | -0.00034454 |  | 0 |  | -0.00062873 |  | 0.00096484 |  | 2.4252e-06 |  | #REF! |  | 0.0013666 |  | 0.00019369 |  | 0.00020769 |  | #REF! |  | 0.00031833 |  | 9.6444e-05 |  | 0.0011858 |  | 3.0619e-06 |  | 0.0009787 |  | -0.00045856 |  | -0.00045856 |  | 0.0025934 |  | 0.0015815 |  | 2.5586e-06 |  | 0.0024856 |  | 0.00074806 |  | 0
| 0 |  | 5.2578e-05 |  | 6.1045e-05 |  | 7.6446e-05 |  | -0.00059457 |  | 0 |  | -0.00029972 |  | 0 |  | 2.5799e-06 |  | #REF! |  | 0 |  | 0.00016844 |  | 0 |  | #REF! |  | 0.00086808 |  | 0.00013979 |  | 0 |  | 3.1811e-06 |  | 0 |  | 0.00022869 |  | 0.00022869 |  | 0.002511 |  | 0.00021122 |  | 2.5586e-06 |  | 0.0024891 |  | 0.00045495 |  | 0
| 0 |  | 5.6417e-05 |  | 2.1974e-05 |  | 7.6458e-05 |  | -0.0021274 |  | 0 |  | -0.00028489 |  | 0 |  | 2.7167e-06 |  | #REF! |  | 0 |  | 0.0001594 |  | 0 |  | #REF! |  | 0.00086787 |  | 0.00028825 |  | 0 |  | 3.2312e-06 |  | 0 |  | -0.00013989 |  | -0.00013989 |  | 0.0024839 |  | 0.0013039 |  | 2.5586e-06 |  | 0.0024965 |  | 0.00051575 |  | 0
| 0 |  | 7.6617e-05 |  | 4.3066e-05 |  | 2.5844e-05 |  | -0.001968 |  | 0 |  | -0.00041012 |  | 0 |  | 2.6952e-06 |  | #REF! |  | 0 |  | 0.00016654 |  | 0 |  | #REF! |  | 0.00056746 |  | -5.5265e-05 |  | 0 |  | 3.1634e-06 |  | 0 |  | -0.00042089 |  | -0.00042089 |  | 0.0025445 |  | 6.8342e-05 |  | 2.5586e-06 |  | 0.0025033 |  | -0.0003668 |  | 0
| 0 |  | 0.00011392 |  | -9.0029e-05 |  | 2.5846e-05 |  | -0.0013609 |  | 0 |  | -0.00067733 |  | 0 |  | 2.6152e-06 |  | #REF! |  | 0 |  | 0.00021062 |  | 0 |  | #REF! |  | 0.00056732 |  | -0.00016038 |  | 0 |  | 3.1712e-06 |  | 0 |  | -0.00095374 |  | -0.00095374 |  | 0.0025597 |  | -0.0035345 |  | 2.5588e-06 |  | 0.0025117 |  | -0.00079259 |  | 0
| 0 |  | 0.00013575 |  | -0.00012902 |  | 7.7772e-05 |  | -0.0016849 |  | 0 |  | -0.00083922 |  | 0 |  | 2.5534e-06 |  | #REF! |  | 0 |  | 0.00029165 |  | 0 |  | #REF! |  | 0.00074161 |  | -1.0831e-06 |  | 0 |  | 3.2556e-06 |  | 0 |  | 3.8928e-05 |  | 3.8928e-05 |  | 0.0025673 |  | -0.0039819 |  | 2.5586e-06 |  | 0.0025142 |  | -0.00015206 |  | 0
| 0 |  | 0.00014697 |  | -0.0001787 |  | 7.7784e-05 |  | -0.00041052 |  | 0 |  | -0.0010986 |  | 0 |  | 2.493e-06 |  | #REF! |  | 0 |  | 0.00020519 |  | 0 |  | #REF! |  | 0.0007416 |  | 9.5903e-05 |  | 0 |  | 3.2535e-06 |  | 0 |  | 0.00027615 |  | 0.00027615 |  | 0.0025848 |  | -0.00094141 |  | 2.5588e-06 |  | 0.0025191 |  | -0.00049877 |  | 0
| 0 |  | 0.00017663 |  | -0.00010094 |  | 3.8215e-05 |  | -0.0014565 |  | 0 |  | -0.00091018 |  | 0 |  | 2.5202e-06 |  | #REF! |  | 0 |  | 5.0913e-05 |  | 0 |  | #REF! |  | 0.00078868 |  | -3.6844e-05 |  | 0 |  | 3.1712e-06 |  | 0 |  | 0.00012774 |  | 0.00012774 |  | 0.0026068 |  | 0.00083698 |  | 2.5586e-06 |  | 0.0025201 |  | -0.00017153 |  | 0
| 0 |  | 0.00011824 |  | 6.3822e-06 |  | 3.8221e-05 |  | -0.0013856 |  | 0 |  | -0.00045551 |  | 0 |  | 2.5867e-06 |  | #REF! |  | 0 |  | 0 |  | 0 |  | #REF! |  | 0.00078868 |  | -0.00026495 |  | 0 |  | 3.0392e-06 |  | 0 |  | 0.00075426 |  | 0.00075426 |  | 0.0025858 |  | 0.0015746 |  | 2.5588e-06 |  | 0.0025218 |  | -0.00032604 |  | 0
| 0 |  | 0.00010154 |  | -1.9384e-05 |  | 7.5209e-05 |  | 0.00019933 |  | 0 |  | -0.00027658 |  | 0 |  | 2.6262e-06 |  | #REF! |  | 0 |  | 8.894e-06 |  | 0 |  | #REF! |  | 0.0008199 |  | -0.00013437 |  | 0 |  | 2.9898e-06 |  | 0 |  | -0.00071629 |  | -0.00071629 |  | 0.0025713 |  | 0.0030233 |  | 8.5292e-07 |  | 0.0025208 |  | 0.0011509 |  | 0
| 0 |  | 0.00017094 |  | -5.3818e-05 |  | 7.522e-05 |  | -0.00097351 |  | 0 |  | -0.00035135 |  | 0 |  | 2.6342e-06 |  | #REF! |  | 0 |  | 0.00013729 |  | 0 |  | #REF! |  | 0.00081991 |  | 7.6396e-05 |  | 0 |  | 3.0712e-06 |  | 0 |  | -0.0004608 |  | -0.0004608 |  | 0.0025789 |  | 0.0048729 |  | 8.5292e-07 |  | 0.0025225 |  | 0.0021084 |  | 0
| 0 |  | 0.00014358 |  | -5.6728e-05 |  | 0.00010246 |  | -0.0024671 |  | 0 |  | -0.00012313 |  | 0 |  | 2.6043e-06 |  | #REF! |  | 0 |  | 0.00021075 |  | 0 |  | #REF! |  | 0.00084712 |  | 0.0001192 |  | 0 |  | 3.1932e-06 |  | 0 |  | 0.00033701 |  | 0.00033701 |  | 0.002638 |  | 0.0019168 |  | 8.5292e-07 |  | 0.0025218 |  | 0.0014563 |  | 0
| 0 |  | 6.5131e-05 |  | -2.1812e-05 |  | 0.00010247 |  | -0.0023042 |  | 0 |  | -0.00022893 |  | 0 |  | 2.5475e-06 |  | #REF! |  | 0 |  | 0.00023672 |  | 0 |  | #REF! |  | 0.0008469 |  | -1.0831e-06 |  | 0 |  | 3.1487e-06 |  | 0 |  | -0.00017033 |  | -0.00017033 |  | 0.0026319 |  | 0.001291 |  | 8.5297e-07 |  | 0.0025191 |  | -0.00010342 |  | 0
| 0 |  | 0.00011082 |  | -8.2113e-05 |  | 9.0804e-05 |  | -0.0015347 |  | 0 |  | -0.00081276 |  | 0 |  | 2.4937e-06 |  | #REF! |  | 0 |  | 0.00015437 |  | 0 |  | #REF! |  | 0.00040235 |  | -6.0143e-05 |  | 0 |  | 2.9768e-06 |  | 0 |  | -0.00032608 |  | -0.00032608 |  | 0.0025503 |  | 0.0027959 |  | 4.2646e-06 |  | 0.0025166 |  | -0.00045991 |  | 0
| 0 |  | 9.9193e-06 |  | -8.1693e-05 |  | 9.0818e-05 |  | -0.0021579 |  | 0 |  | -0.00089048 |  | 0 |  | 2.3908e-06 |  | #REF! |  | 0 |  | 8.0439e-05 |  | 0 |  | #REF! |  | 0.00040225 |  | -2.384e-05 |  | 0 |  | 2.843e-06 |  | 0 |  | 0.00068865 |  | 0.00068865 |  | 0.0025679 |  | -0.00061328 |  | 4.2646e-06 |  | 0.0025191 |  | 0.0001168 |  | 0
| 0 |  | -5.0936e-05 |  | -0.00015513 |  | 9.9251e-05 |  | -0.0026789 |  | 0 |  | -0.0010008 |  | 0 |  | 2.3399e-06 |  | #REF! |  | 0 |  | 0.00023483 |  | 0 |  | #REF! |  | 0.00049501 |  | 0.00024219 |  | 0 |  | 2.8806e-06 |  | 0 |  | 0 |  | 0 |  | 0.002589 |  | -0.00074298 |  | 2.5589e-06 |  | 0.0025208 |  | -0.00013384 |  | 0
| 0 |  | -2.4625e-05 |  | -0.00018733 |  | 9.9266e-05 |  | -0.0036576 |  | 0 |  | -0.00098525 |  | 0 |  | 2.3417e-06 |  | #REF! |  | 0 |  | 0.00018143 |  | 0 |  | #REF! |  | 0.00049501 |  | -1.0844e-05 |  | 0 |  | 2.9399e-06 |  | 0 |  | 0 |  | 0 |  | 0.0025829 |  | -0.0027111 |  | 2.5589e-06 |  | 0.0025198 |  | 0.00054632 |  | 0
| 0 |  | 2.1034e-05 |  | -0.0001302 |  | 0.00011485 |  | -0.0037921 |  | 0 |  | -0.00060386 |  | 0 |  | 2.3921e-06 |  | #REF! |  | 0 |  | 9.6444e-05 |  | 0 |  | #REF! |  | 0.00080148 |  | -0.00038687 |  | 0 |  | 2.9622e-06 |  | 0 |  | 0 |  | 0 |  | 0.0025284 |  | -0.0041525 |  | 4.2646e-06 |  | 0.00252 |  | 0.0012533 |  | 0
| 0 |  | 9.7192e-05 |  | -5.4819e-05 |  | 0.00011486 |  | -0.0012166 |  | 0 |  | -0.00042398 |  | 0 |  | 2.5828e-06 |  | #REF! |  | 0 |  | 0.0001333 |  | 0 |  | #REF! |  | 0.00080148 |  | 0.0001062 |  | 0 |  | 3.1111e-06 |  | 0 |  | 0 |  | 0 |  | 0.0025048 |  | -0.0036098 |  | 4.2648e-06 |  | 0.0025191 |  | 0.00092964 |  | 0
| 0 |  | 9.3786e-05 |  | -0.00012646 |  | 3.0385e-05 |  | -0.0010801 |  | 0 |  | -0.00079395 |  | 0 |  | 2.724e-06 |  | #REF! |  | 0 |  | 0.00022028 |  | 0 |  | #REF! |  | 0.0001075 |  | 0.00040854 |  | 0 |  | 3.2381e-06 |  | 0 |  | 0 |  | 0 |  | 0.0025872 |  | -0.0024345 |  | 4.2648e-06 |  | 0.002519 |  | 0.00086393 |  | 0
| 0 |  | 5.1508e-05 |  | -0.00015517 |  | 3.0385e-05 |  | -0.0014032 |  | 0 |  | -0.00093371 |  | 0 |  | 2.7979e-06 |  | #REF! |  | 0 |  | 0.00021476 |  | 0 |  | #REF! |  | 0.0001075 |  | 0.00045189 |  | 0 |  | 3.2985e-06 |  | 0 |  | 0 |  | 0 |  | 0.0025973 |  | 0.0023197 |  | 4.2648e-06 |  | 0.0025206 |  | -0.0047224 |  | 0
| 0 |  | 3.3526e-07 |  | -2.9845e-05 |  | 7.7892e-05 |  | -0.0017482 |  | 0 |  | -0.00088293 |  | 0 |  | 2.7375e-06 |  | #REF! |  | 0 |  | 0.00010595 |  | 0 |  | #REF! |  | 0.00063478 |  | 8.0189e-05 |  | 0 |  | 3.2311e-06 |  | 0 |  | 0 |  | 0 |  | 0.0026082 |  | 0.0014461 |  | 4.2648e-06 |  | 0.0025249 |  | 0.0010915 |  | 0
| 0 |  | 9.9794e-05 |  | 8.0918e-06 |  | 7.7898e-05 |  | -0.0020154 |  | 0 |  | 0.00067125 |  | 0 |  | 2.6025e-06 |  | #REF! |  | 0 |  | 0.00011706 |  | 0 |  | #REF! |  | 0.00063494 |  | 4.7138e-05 |  | 0 |  | 3.0813e-06 |  | 0 |  | 0 |  | 0 |  | 0.0026084 |  | 0.0029506 |  | 4.2651e-06 |  | 0.002525 |  | 0.0076008 |  | 0
| 0 |  | 5.1782e-05 |  | -5.403e-06 |  | 9.544e-05 |  | 0.00077067 |  | 0 |  | 0 |  | 0 |  | 2.5326e-06 |  | #REF! |  | 0 |  | 0.00031618 |  | 0 |  | #REF! |  | 0.00087695 |  | -4.3348e-06 |  | 0 |  | 2.9998e-06 |  | 0 |  | 0 |  | 0 |  | 0.0026107 |  | 0.0021832 |  | 2.5589e-06 |  | 0.0025206 |  | 0 |  | 0
| 0 |  | -1.5942e-05 |  | -0.0001478 |  | 9.544e-05 |  | 0 |  | 0 |  | 0 |  | 0 |  | 2.5401e-06 |  | #REF! |  | 0 |  | 0.00028665 |  | 0 |  | #REF! |  | 0.00087717 |  | -0.00023081 |  | 0 |  | 3.0374e-06 |  | 0 |  | 0 |  | 0 |  | 0.0026022 |  | -0.0032059 |  | 2.5591e-06 |  | 0.0025188 |  | 0 |  | 0
| 0 |  | 9.2668e-05 |  | -0.00018728 |  | 0.00011493 |  | 0 |  | 0 |  | 0 |  | 0 |  | 2.6183e-06 |  | #REF! |  | 0 |  | 3.9943e-05 |  | 0 |  | #REF! |  | 0.00042988 |  | 1.8425e-05 |  | 0 |  | 3.1568e-06 |  | 0 |  | 0 |  | 0 |  | 0.0025476 |  | -0.0050796 |  | 5.9697e-06 |  | 0.0025198 |  | 0 |  | 0
| 0 |  | 9.3479e-05 |  | -0.00014288 |  | 0.00011494 |  | 0 |  | 0 |  | 0 |  | 0 |  | 2.6242e-06 |  | #REF! |  | 0 |  | 6.0227e-05 |  | 0 |  | #REF! |  | 0.00042999 |  | 5.7428e-05 |  | 0 |  | 3.246e-06 |  | 0 |  | 0 |  | 0 |  | 0.002556 |  | -0.0017327 |  | 5.9701e-06 |  | 0.0025181 |  | 0 |  | 0
| 0 |  | 3.2607e-05 |  | -0.00017077 |  | 9.6776e-05 |  | 0 |  | 0 |  | 0 |  | 0 |  | 2.5421e-06 |  | #REF! |  | 0 |  | 0.00025509 |  | 0 |  | #REF! |  | 0 |  | -6.4983e-06 |  | 0 |  | 3.2161e-06 |  | 0 |  | 0 |  | 0 |  | 0.0025424 |  | -0.00080275 |  | 4.2651e-06 |  | 0.0025163 |  | 0 |  | 0
| 0 |  | 5.1502e-05 |  | -0.0001565 |  | 9.6775e-05 |  | 0 |  | 0 |  | 0 |  | 0 |  | 2.4195e-06 |  | #REF! |  | 0 |  | 0.00035852 |  | 0 |  | #REF! |  | 0 |  | 3.7933e-05 |  | 0 |  | 3.1788e-06 |  | 0 |  | 0 |  | 0 |  | 0.0025459 |  | -0.0032003 |  | 4.2651e-06 |  | 0.0025139 |  | 0 |  | 0
| 0 |  | 3.9847e-05 |  | -0.00011013 |  | 7.9901e-05 |  | 0 |  | 0 |  | 0 |  | 0 |  | 2.3765e-06 |  | #REF! |  | 0 |  | 0.0001637 |  | 0 |  | #REF! |  | 0.00060176 |  | 0.00020319 |  | 0 |  | 3.1899e-06 |  | 0 |  | 0 |  | 0 |  | 0.0025432 |  | -0.00026188 |  | 8.5302e-07 |  | 0.0025138 |  | 0 |  | 0
| 0 |  | -2.029e-05 |  | -7.4718e-05 |  | 7.9907e-05 |  | 0 |  | 0 |  | 0 |  | 0 |  | 2.4853e-06 |  | #REF! |  | 0 |  | 0.00014487 |  | 0 |  | #REF! |  | 0.00060191 |  | 7.3687e-05 |  | 0 |  | 3.1199e-06 |  | 0 |  | 0 |  | 0 |  | 0.0025567 |  | 0.0020156 |  | 8.5302e-07 |  | 0.0025154 |  | 0 |  | 0
| 0 |  | -2.9206e-05 |  | -3.3863e-05 |  | 0.0001072 |  | 0 |  | 0 |  | 0 |  | 0 |  | 2.6366e-06 |  | #REF! |  | 0 |  | 0.0001538 |  | 0 |  | #REF! |  | 0.0010963 |  | -5.04e-05 |  | 0 |  | 3.0376e-06 |  | 0 |  | 0 |  | 0 |  | 0.0025702 |  | 0 |  | 4.2651e-06 |  | 0.002518 |  | 0 |  | 0
| 0 |  | -6.6336e-05 |  | -8.5787e-05 |  | 0.00010721 |  | 0 |  | 0 |  | 0 |  | 0 |  | 2.7145e-06 |  | #REF! |  | 0 |  | 6.3638e-05 |  | 0 |  | #REF! |  | 0.0010969 |  | 0.00020372 |  | 0 |  | 2.9586e-06 |  | 0 |  | 0 |  | 0 |  | 0.0025592 |  | 0 |  | 4.2651e-06 |  | 0.0025163 |  | 0 |  | 0
| 0 |  | 6.399e-05 |  | -0.00019678 |  | 7.7982e-05 |  | 0 |  | 0 |  | 0 |  | 0 |  | 2.6421e-06 |  | #REF! |  | 0 |  | 0.00016326 |  | 0 |  | #REF! |  | 3.8775e-07 |  | 0.000272 |  | 0 |  | 2.9674e-06 |  | 0 |  | 0 |  | 0 |  | 0.0025222 |  | 0 |  | 4.2653e-06 |  | 0.0025138 |  | 0 |  | 0
| 0 |  | 7.3511e-05 |  | -0.00022105 |  | 7.7988e-05 |  | 0 |  | 0 |  | 0 |  | 0 |  | 2.6543e-06 |  | #REF! |  | 0 |  | 0.00016143 |  | 0 |  | #REF! |  | 3.8756e-07 |  | 0.00014954 |  | 0 |  | 3.1291e-06 |  | 0 |  | 0 |  | 0 |  | 0.0025222 |  | 0 |  | 4.2651e-06 |  | 0.0025079 |  | 0 |  | 0
| 0 |  | 9.4066e-06 |  | -0.000254 |  | 9.2293e-05 |  | 0 |  | 0 |  | 0 |  | 0 |  | 2.7479e-06 |  | #REF! |  | 0 |  | 0.00020368 |  | 0 |  | #REF! |  | 7.8027e-07 |  | -0.00013437 |  | 0 |  | 3.264e-06 |  | 0 |  | 0 |  | 0 |  | 0.0025289 |  | 0 |  | 5.9704e-06 |  | 0.0025062 |  | 0 |  | 0
| 0 |  | 9.6181e-05 |  | -0.00017574 |  | 9.2307e-05 |  | 0 |  | 0 |  | 0 |  | 0 |  | 2.8654e-06 |  | #REF! |  | 0 |  | 0.00022557 |  | 0 |  | #REF! |  | 7.8027e-07 |  | -0.00031859 |  | 0 |  | 3.3037e-06 |  | 0 |  | 0 |  | 0 |  | 0.0025464 |  | 0 |  | 5.9701e-06 |  | 0.0025102 |  | 0 |  | 0
| 0 |  | -1.5523e-05 |  | -1.5912e-05 |  | 0.00014886 |  | 0 |  | 0 |  | 0 |  | 0 |  | 2.8905e-06 |  | #REF! |  | 0 |  | 0.00018721 |  | 0 |  | #REF! |  | 9.4359e-07 |  | -0.00036519 |  | 0 |  | 3.2086e-06 |  | 0 |  | 0 |  | 0 |  | 0.0026013 |  | 0 |  | 4.2653e-06 |  | 0.0025171 |  | 0 |  | 0
| 0 |  | -1.5289e-05 |  | -6.9035e-05 |  | 0.00014888 |  | 0 |  | 0 |  | 0 |  | 0 |  | 2.8409e-06 |  | #REF! |  | 0 |  | 0.00024446 |  | 0 |  | #REF! |  | 9.4359e-07 |  | -0.00045513 |  | 0 |  | 3.1341e-06 |  | 0 |  | 0 |  | 0 |  | 0.0025776 |  | 0 |  | 4.2653e-06 |  | 0.0023789 |  | 0 |  | 0
| 0 |  | 8.1227e-05 |  | -9.3851e-05 |  | 3.7206e-05 |  | 0 |  | 0 |  | 0 |  | 0 |  | 2.7683e-06 |  | #REF! |  | 0 |  | 0.00024968 |  | 0 |  | #REF! |  | 6.2419e-07 |  | 0.00015821 |  | 0 |  | 3.149e-06 |  | 0 |  | 0 |  | 0 |  | 0.0021786 |  | 0 |  | 2.5592e-06 |  | 0.001804 |  | 0 |  | 0
| 0 |  | 3.4902e-05 |  | -0.00034387 |  | 3.7209e-05 |  | 0 |  | 0 |  | 0 |  | 0 |  | 2.6884e-06 |  | #REF! |  | 0 |  | 0.0001177 |  | 0 |  | #REF! |  | 6.2419e-07 |  | -7.2604e-05 |  | 0 |  | 3.1329e-06 |  | 0 |  | 0 |  | 0 |  | 0.00085586 |  | 0 |  | 2.5592e-06 |  | 0.00097901 |  | 0 |  | 0
| 0 |  | 5.8611e-05 |  | -0.0005892 |  | 1.9171e-05 |  | 0 |  | 0 |  | 0 |  | 0 |  | 2.6726e-06 |  | #REF! |  | 0 |  | 0 |  | 0 |  | #REF! |  | 0 |  | -0.00085988 |  | 0 |  | 3.1022e-06 |  | 0 |  | 0 |  | 0 |  | 3.8475e-05 |  | 0 |  | 5.9704e-06 |  | 0.00029409 |  | 0 |  | 0
| 0 |  | 1.6177e-05 |  | -0.00054983 |  | 1.9173e-05 |  | 0 |  | 0 |  | 0 |  | 0 |  | 2.6584e-06 |  | #REF! |  | 0 |  | 0 |  | 0 |  | #REF! |  | 0 |  | -0.00028067 |  | 0 |  | 3.0426e-06 |  | 0 |  | 0 |  | 0 |  | 0 |  | 0 |  | 5.9708e-06 |  | 3.6337e-05 |  | 0 |  | 0
| 0 |  | -8.0189e-05 |  | -0.00059043 |  | 6.6346e-05 |  | 0 |  | 0 |  | 0 |  | 0 |  | 2.6633e-06 |  | #REF! |  | 0 |  | 0 |  | 0 |  | #REF! |  | 0 |  | -0.00034786 |  | 0 |  | 3.0137e-06 |  | 0 |  | 0 |  | 0 |  | 4.4406e-06 |  | 0 |  | 5.9704e-06 |  | 3.3129e-05 |  | 0 |  | 0
| 0 |  | 1.3672e-05 |  | -0.00061048 |  | 6.6351e-05 |  | 0 |  | 0 |  | 0 |  | 0 |  | 2.6109e-06 |  | #REF! |  | 0 |  | 0 |  | 0 |  | #REF! |  | 0 |  | -0.00043997 |  | 0 |  | 2.9255e-06 |  | 0 |  | 0 |  | 0 |  | 4.4406e-06 |  | 0 |  | 5.9708e-06 |  | 3.6185e-05 |  | 0 |  | 0
| 0 |  | 8.4917e-05 |  | -0.00059442 |  | 4.9639e-05 |  | 0 |  | 0 |  | 0 |  | 0 |  | 2.9688e-06 |  | #REF! |  |  |  | 0 |  | 0 |  | #REF! |  | 0 |  | -0.00075747 |  | 0 |  | 3.3338e-06 |  | 0 |  | 0 |  | 0 |  | 5.7726e-05 |  | 0 |  | 5.9704e-06 |  | 4.2862e-05 |  | 0 |  | 0