## Spectrum
Typical LEDBW1B Spectrum
|  | Wavelength (nm) | Normalized Intensity
|  | 196.9242 | 0.00073945
|  | 197.1304 | 0.00117
|  | 197.3367 | 0.00173
|  | 197.543 | 0.00036985
Product Raw Data |  | 197.7492 | 0.00064677
455 nm, 180 mW (Min) 30 mm Cage-Compatible Diffuse LED Backlight, 1000 mA |  | 197.9556 | 0.00075983
|  | 198.1619 | 0.00089101
|  | 198.3682 | 0.00028346
Item # | LEDBW1B | 198.5746 | 0.00129
DISCLAIMER: The data presented here are typical. Slight variations in performance data will occur from lot to lot. Please contact Technical Support with any questions regarding the use or reliability of this data. |  | 198.7809 | 0.00025692
|  | 198.9873 | 0.00124
|  | 199.1937 | 0.00061705
|  | 199.4001 | 0.00068123
|  | 199.6065 | 0.00016665
|  | 199.8129 | 0.00105
This data may be used in publications. However, please cite Thorlabs as the source. |  | 200.0193 | 0.00093279
|  | 200.2258 | 0.0014
|  | 200.4322 | 0.00032129
Additional Information: |  | 200.6387 | 0.00114
|  | 200.8452 | 0.00059609
|  | 201.0517 | 0.00149
|  | 201.2582 | 0.00088538
|  | 201.4647 | 0.00096397
|  | 201.6712 | 0.00022295
|  | 201.8778 | 0.00063546
|  | 202.0844 | 0.00034653
|  | 202.2909 | 0.00108
|  | 202.4975 | 0.001
|  | 202.7041 | 0.00076075
|  | 202.9107 | 0.00051902
|  | 203.1173 | 0.00041737
|  | 203.324 | -0.00017341
|  | 203.5306 | 0.00101
|  | 203.7373 | 0.00088124
|  | 203.944 | 0.00115
|  | 204.1507 | 0.00034941
|  | 204.3573 | 0.00163
|  | 204.5641 | 0.00029532
|  | 204.7708 | 0.00071326
|  | 204.9775 | -9.7336e-05
|  | 205.1843 | 0.00079545
|  | 205.391 | 0.00071685
|  | 205.5978 | 0.00094234
|  | 205.8046 | 0.00036974
|  | 206.0114 | 0.00070424
|  | 206.2182 | 0.00038562
|  | 206.425 | 0.00058547
|  | 206.6319 | 0.00011514
|  | 206.8387 | 0.00139
|  | 207.0456 | 0.00106
|  | 207.2524 | 0.0017
|  | 207.4593 | 0.00077049
|  | 207.6662 | 0.0013
|  | 207.8732 | 0.00106
|  | 208.0801 | 0.00104
|  | 208.287 | 0.00012869
|  | 208.494 | 0.00134
|  | 208.7009 | 0.00042647
|  | 208.9079 | 0.00105
|  | 209.1149 | 0.00069182
|  | 209.3219 | 0.00098613
|  | 209.5289 | 0.00041112
|  | 209.7359 | 0.00147
|  | 209.943 | 0.00044895
|  | 210.15 | 0.00112
|  | 210.3571 | 0.00082473
|  | 210.5642 | 0.00152
|  | 210.7712 | 0.0014
|  | 210.9784 | 0.00173
|  | 211.1855 | 0.00063993
|  | 211.3926 | 0.00117
|  | 211.5997 | 0.00075534
|  | 211.8069 | 0.00083221
|  | 212.014 | -2.1005e-05
|  | 212.2212 | 0.0009307
|  | 212.4284 | 0.0006116
|  | 212.6356 | 0.00117
|  | 212.8428 | 0.00106
|  | 213.05 | 0.00182
|  | 213.2573 | 0.00091678
|  | 213.4645 | 0.00065979
|  | 213.6718 | 0.00016933
|  | 213.8791 | 0.00142
|  | 214.0864 | 0.00091294
|  | 214.2937 | 0.00103
|  | 214.501 | 0.00012981
|  | 214.7083 | 0.00114
|  | 214.9156 | 0.00069711
|  | 215.123 | 0.00149
|  | 215.3304 | 0.00044444
|  | 215.5377 | 0.00115
|  | 215.7451 | 0.00063121
|  | 215.9525 | 0.00119
|  | 216.1599 | 0.00101
|  | 216.3674 | 0.00187
|  | 216.5748 | 0.00072625
|  | 216.7823 | 0.00116
|  | 216.9897 | 0.00079676
|  | 217.1972 | 0.00117
|  | 217.4047 | -0.00017621
|  | 217.6122 | 0.00063362
|  | 217.8197 | -9.3438e-05
|  | 218.0273 | 0.00026539
|  | 218.2348 | 0.00039975
|  | 218.4423 | 0.00068946
|  | 218.6499 | 7.163e-05
|  | 218.8575 | 0.00061273
|  | 219.0651 | 0.00039127
|  | 219.2727 | 0.00132
|  | 219.4803 | 0.00073721
|  | 219.6879 | 0.00111
|  | 219.8955 | -3.5678e-05
|  | 220.1032 | 0.00067166
|  | 220.3109 | 0.00047436
|  | 220.5186 | 0.000407
|  | 220.7262 | -0.0002492
|  | 220.9339 | 0.00125
|  | 221.1417 | 0.00059185
|  | 221.3494 | 0.00107
|  | 221.5571 | 0.00016176
|  | 221.7649 | 0.00054235
|  | 221.9726 | 0.00076516
|  | 222.1804 | 0.00169
|  | 222.3882 | 0.00105
|  | 222.596 | 0.00107
|  | 222.8038 | 0.00084656
|  | 223.0117 | 0.00211
|  | 223.2195 | 0.00058772
|  | 223.4273 | 0.00082528
|  | 223.6352 | 0.00069693
|  | 223.8431 | 0.0012
|  | 224.051 | 0.00068485
|  | 224.2589 | 0.00189
|  | 224.4668 | 0.00081112
|  | 224.6747 | 0.00115
|  | 224.8827 | 0.00084415
|  | 225.0906 | 0.00093685
|  | 225.2986 | 0.00070288
|  | 225.5066 | 0.00181
|  | 225.7146 | 0.00057344
|  | 225.9226 | 0.00133
|  | 226.1306 | 0.00118
|  | 226.3386 | 0.00107
|  | 226.5466 | 0.001
|  | 226.7547 | 0.0016
|  | 226.9627 | 0.00111
|  | 227.1708 | 0.00101
|  | 227.3789 | 0.00065627
|  | 227.587 | 0.00115
|  | 227.7951 | 0.00083239
|  | 228.0033 | 0.0017
|  | 228.2114 | 0.00014054
|  | 228.4196 | 0.00082522
|  | 228.6277 | 0.00083554
|  | 228.8359 | 0.00111
|  | 229.0441 | 9.9279e-05
|  | 229.2523 | 0.00142
|  | 229.4605 | 0.00029769
|  | 229.6687 | 0.00080649
|  | 229.877 | 0.00095896
|  | 230.0852 | 0.00175
|  | 230.2935 | 0.00088495
|  | 230.5018 | 0.00142
|  | 230.71 | 0.00146
|  | 230.9184 | 0.00208
|  | 231.1267 | 0.00117
|  | 231.335 | 0.00207
|  | 231.5433 | 0.00102
|  | 231.7517 | 0.00072695
|  | 231.96 | 0.00054642
|  | 232.1684 | 0.00118
|  | 232.3768 | 0.00057558
|  | 232.5852 | 0.00152
|  | 232.7936 | 0.00182
|  | 233.002 | 0.00142
|  | 233.2105 | 0.00067689
|  | 233.4189 | 0.00099203
|  | 233.6274 | 0.00076999
|  | 233.8359 | 0.00142
|  | 234.0444 | 5.1683e-05
|  | 234.2529 | 0.00098509
|  | 234.4614 | 0.00037472
|  | 234.6699 | 0.00152
|  | 234.8784 | 0.00108
|  | 235.087 | 0.00083112
|  | 235.2955 | 0.00085868
|  | 235.5041 | 0.00165
|  | 235.7127 | 0.00118
|  | 235.9213 | 0.00069669
|  | 236.1299 | 0.00092325
|  | 236.3385 | 0.00138
|  | 236.5472 | 0.00064791
|  | 236.7558 | 0.00112
|  | 236.9645 | 0.00075675
|  | 237.1732 | 0.00131
|  | 237.3819 | 0.00077697
|  | 237.5906 | 0.00097249
|  | 237.7993 | 7.8578e-05
|  | 238.008 | 0.00075912
|  | 238.2167 | 0.00106
|  | 238.4255 | 0.00155
|  | 238.6342 | 0.00083736
|  | 238.843 | 0.00096848
|  | 239.0518 | 0.00011252
|  | 239.2606 | 0.00107
|  | 239.4694 | 0.00072891
|  | 239.6782 | 0.00145
|  | 239.8871 | 0.00114
|  | 240.0959 | 0.00153
|  | 240.3048 | 0.00121
|  | 240.5136 | 0.00141
|  | 240.7225 | 0.00027408
|  | 240.9314 | 0.0013
|  | 241.1403 | 0.00114
|  | 241.3493 | 0.00181
|  | 241.5582 | 0.0005339
|  | 241.7671 | 0.00126
|  | 241.9761 | 0.00064094
|  | 242.1851 | 0.0015
|  | 242.3941 | 0.00055662
|  | 242.603 | 0.002
|  | 242.8121 | 0.00132
|  | 243.0211 | 0.00191
|  | 243.2301 | 0.0012
|  | 243.4392 | 0.0011
|  | 243.6482 | 0.00043936
|  | 243.8573 | 0.00128
|  | 244.0664 | 9.5395e-05
|  | 244.2755 | 0.00114
|  | 244.4846 | 0.00022579
|  | 244.6937 | 0.00126
|  | 244.9028 | 0.00116
|  | 245.112 | 0.00104
|  | 245.3211 | 0.00072704
|  | 245.5303 | 0.00164
|  | 245.7395 | 0.00137
|  | 245.9487 | 0.00109
|  | 246.1579 | 0.00114
|  | 246.3671 | 0.00146
|  | 246.5763 | 0.00108
|  | 246.7856 | 0.00151
|  | 246.9948 | 0.00119
|  | 247.2041 | 0.00158
|  | 247.4134 | 0.00061522
|  | 247.6227 | 0.00171
|  | 247.832 | 0.00151
|  | 248.0413 | 0.00193
|  | 248.2506 | 0.00211
|  | 248.4599 | 0.00158
|  | 248.6693 | 0.00078237
|  | 248.8787 | 0.00141
|  | 249.0881 | 0.00075614
|  | 249.2974 | 0.00152
|  | 249.5068 | 0.00094783
|  | 249.7163 | 0.00194
|  | 249.9257 | 0.00102
|  | 250.1351 | 0.00114
|  | 250.3446 | 0.00102
|  | 250.554 | 0.00162
|  | 250.7635 | 0.00040486
|  | 250.973 | 0.00147
|  | 251.1825 | 0.00106
|  | 251.392 | 0.00176
|  | 251.6016 | 0.00202
|  | 251.8111 | 0.00138
|  | 252.0206 | 0.00144
|  | 252.2302 | 0.00222
|  | 252.4398 | 0.00098508
|  | 252.6494 | 0.00124
|  | 252.859 | 0.0006502
|  | 253.0686 | 0.00135
|  | 253.2782 | 0.00118
|  | 253.4879 | 0.00167
|  | 253.6975 | 0.00064719
|  | 253.9072 | 0.00189
|  | 254.1168 | 6.7554e-07
|  | 254.3265 | 0.00086998
|  | 254.5362 | 0.00068363
|  | 254.7459 | 0.00103
|  | 254.9557 | 0.00147
|  | 255.1654 | 0.00184
|  | 255.3751 | 0.00128
|  | 255.5849 | 0.00104
|  | 255.7947 | 0.00044114
|  | 256.0045 | 0.0007627
|  | 256.2143 | 0.00063539
|  | 256.4241 | 0.001
|  | 256.6339 | 0.00122
|  | 256.8437 | 0.00154
|  | 257.0536 | 0.00034922
|  | 257.2634 | 0.00138
|  | 257.4733 | 0.0009894
|  | 257.6832 | 0.00108
|  | 257.8931 | -9.8764e-05
|  | 258.103 | 0.00148
|  | 258.3129 | 0.00071636
|  | 258.5229 | 0.00127
|  | 258.7328 | 0.00068197
|  | 258.9427 | 0.00169
|  | 259.1527 | 0.00129
|  | 259.3627 | 0.00158
|  | 259.5727 | 0.00049397
|  | 259.7827 | 0.00175
|  | 259.9927 | 0.00111
|  | 260.2028 | 0.00126
|  | 260.4128 | 0.00066817
|  | 260.6228 | 0.00095657
|  | 260.8329 | 0.0006999
|  | 261.043 | 0.00153
|  | 261.2531 | 0.00075066
|  | 261.4632 | 0.00208
|  | 261.6733 | 0.00133
|  | 261.8834 | 0.0016
|  | 262.0936 | 0.00077889
|  | 262.3037 | 0.00161
|  | 262.5139 | 0.00059481
|  | 262.7241 | 0.00174
|  | 262.9343 | 0.00121
|  | 263.1445 | 0.00198
|  | 263.3547 | 0.00072505
|  | 263.5649 | 0.00133
|  | 263.7751 | 0.00107
|  | 263.9854 | 0.00162
|  | 264.1957 | 0.00189
|  | 264.4059 | 0.00172
|  | 264.6162 | 0.00064226
|  | 264.8265 | 0.00158
|  | 265.0368 | 0.00105
|  | 265.2472 | 0.00112
|  | 265.4575 | 0.00103
|  | 265.6678 | 0.00114
|  | 265.8782 | 0.00088091
|  | 266.0886 | 0.00188
|  | 266.2989 | 0.00031351
|  | 266.5094 | 0.00137
|  | 266.7198 | 0.0006741
|  | 266.9302 | 0.00141
|  | 267.1406 | 0.00087549
|  | 267.3511 | 0.00153
|  | 267.5615 | 0.0008334
|  | 267.772 | 0.00115
|  | 267.9825 | 0.00050923
|  | 268.193 | 0.00117
|  | 268.4035 | 0.00106
|  | 268.614 | 0.00179
|  | 268.8245 | 0.00041706
|  | 269.0351 | 0.00189
|  | 269.2456 | 0.00117
|  | 269.4562 | 0.00139
|  | 269.6668 | 0.00090381
|  | 269.8774 | 0.00166
|  | 270.088 | 0.00125
|  | 270.2986 | 0.00129
|  | 270.5093 | 0.00076878
|  | 270.7199 | 0.00181
|  | 270.9305 | 0.0009062
|  | 271.1412 | 0.00144
|  | 271.3519 | 0.00188
|  | 271.5626 | 0.00223
|  | 271.7733 | 0.00082036
|  | 271.984 | 0.00145
|  | 272.1947 | 0.00132
|  | 272.4055 | 0.00163
|  | 272.6162 | 0.00070515
|  | 272.827 | 0.00121
|  | 273.0378 | 0.00071143
|  | 273.2485 | 0.0017
|  | 273.4593 | 0.00115
|  | 273.6701 | 0.00172
|  | 273.881 | 0.00090865
|  | 274.0918 | 0.00102
|  | 274.3027 | 0.00047835
|  | 274.5135 | 0.00103
|  | 274.7244 | 0.00087582
|  | 274.9353 | 0.00159
|  | 275.1462 | 0.00129
|  | 275.3571 | 0.00222
|  | 275.568 | 0.00109
|  | 275.7789 | 0.00159
|  | 275.9899 | 0.00152
|  | 276.2008 | 0.0012
|  | 276.4118 | 0.00041376
|  | 276.6228 | 0.00114
|  | 276.8338 | 0.00011638
|  | 277.0448 | 0.0013
|  | 277.2558 | 0.00077298
|  | 277.4669 | 0.00128
|  | 277.6779 | 0.00067265
|  | 277.889 | 0.0017
|  | 278.1 | 0.00079924
|  | 278.3111 | 0.00149
|  | 278.5222 | 0.00073269
|  | 278.7333 | 0.00135
|  | 278.9444 | 0.00076705
|  | 279.1556 | 0.00166
|  | 279.3667 | 0.00104
|  | 279.5779 | 0.00191
|  | 279.789 | 0.00070227
|  | 280.0002 | 0.00104
|  | 280.2114 | 0.00092661
|  | 280.4226 | 0.00126
|  | 280.6338 | 0.00142
|  | 280.845 | 0.00153
|  | 281.0562 | 0.00108
|  | 281.2675 | 0.00119
|  | 281.4788 | 0.0004016
|  | 281.69 | 0.00161
|  | 281.9013 | 0.00087923
|  | 282.1126 | 0.00133
|  | 282.3239 | 0.00085104
|  | 282.5353 | 0.00158
|  | 282.7466 | 0.00096601
|  | 282.9579 | 0.00151
|  | 283.1693 | 0.00099263
|  | 283.3807 | 0.00147
|  | 283.5921 | 0.00087211
|  | 283.8035 | 0.00158
|  | 284.0149 | 0.00129
|  | 284.2263 | 0.00209
|  | 284.4377 | 0.00164
|  | 284.6492 | 0.00192
|  | 284.8606 | 0.00144
|  | 285.0721 | 0.00154
|  | 285.2836 | 0.00046799
|  | 285.4951 | 0.00154
|  | 285.7066 | 0.00139
|  | 285.9181 | 0.0021
|  | 286.1296 | 0.00119
|  | 286.3412 | 0.00171
|  | 286.5527 | 0.00069072
|  | 286.7643 | 0.00133
|  | 286.9759 | 0.00115
|  | 287.1874 | 0.00178
|  | 287.399 | 0.00115
|  | 287.6107 | 0.00114
|  | 287.8223 | 0.00114
|  | 288.0339 | 0.00109
|  | 288.2456 | 0.00092997
|  | 288.4572 | 0.00174
|  | 288.6689 | 0.00123
|  | 288.8806 | 0.00215
|  | 289.0923 | 0.00069699
|  | 289.304 | 0.00114
|  | 289.5157 | 0.00081637
|  | 289.7274 | 0.00099923
|  | 289.9392 | 0.00123
|  | 290.151 | 0.00105
|  | 290.3627 | -0.00014406
|  | 290.5745 | 0.0011
|  | 290.7863 | 0.00087332
|  | 290.9981 | 0.00182
|  | 291.2099 | 0.00071386
|  | 291.4218 | 0.00194
|  | 291.6336 | 0.00118
|  | 291.8455 | 0.00167
|  | 292.0573 | 0.00097598
|  | 292.2692 | 0.00158
|  | 292.4811 | 0.00137
|  | 292.693 | 0.00159
|  | 292.9049 | 0.00116
|  | 293.1168 | 0.00178
|  | 293.3288 | 0.001
|  | 293.5407 | 0.00112
|  | 293.7527 | 0.00044471
|  | 293.9647 | 0.00144
|  | 294.1767 | 0.00102
|  | 294.3887 | 0.00145
|  | 294.6007 | 0.00132
|  | 294.8127 | 0.00154
|  | 295.0247 | 0.00036963
|  | 295.2368 | 0.00141
|  | 295.4488 | 0.0012
|  | 295.6609 | 0.0016
|  | 295.873 | 0.00070029
|  | 296.0851 | 0.00174
|  | 296.2972 | 0.00111
|  | 296.5093 | 0.00094929
|  | 296.7215 | 0.00061445
|  | 296.9336 | 0.00139
|  | 297.1458 | 0.00132
|  | 297.3579 | 0.00172
|  | 297.5701 | 0.00138
|  | 297.7823 | 0.00145
|  | 297.9945 | 0.00032298
|  | 298.2067 | 0.00087847
|  | 298.419 | 0.00135
|  | 298.6312 | 0.00213
|  | 298.8435 | 0.00091241
|  | 299.0557 | 0.00171
|  | 299.268 | 0.00091242
|  | 299.4803 | 0.00193
|  | 299.6926 | 0.0014
|  | 299.9049 | 0.00221
|  | 300.1172 | 0.00195
|  | 300.3296 | 0.00131
|  | 300.5419 | 0.00088079
|  | 300.7543 | 0.00102
|  | 300.9666 | 0.00057583
|  | 301.1791 | 0.00152
|  | 301.3915 | 0.00092643
|  | 301.6039 | 0.00154
|  | 301.8163 | 0.00094054
|  | 302.0287 | 0.00127
|  | 302.2412 | 0.00080619
|  | 302.4536 | 0.00146
|  | 302.6661 | 0.00084886
|  | 302.8785 | 0.00103
|  | 303.091 | 0.00108
|  | 303.3036 | 0.00090754
|  | 303.5161 | 0.00176
|  | 303.7286 | 0.00107
|  | 303.9411 | 0.00123
|  | 304.1537 | 0.00138
|  | 304.3663 | 0.00131
|  | 304.5788 | 0.00117
|  | 304.7914 | 0.00085161
|  | 305.004 | 0.00144
|  | 305.2166 | 0.0009499
|  | 305.4293 | 0.0015
|  | 305.6419 | 0.00076388
|  | 305.8546 | 0.00157
|  | 306.0672 | 0.00079087
|  | 306.2799 | 0.00107
|  | 306.4926 | 0.00167
|  | 306.7053 | 0.0015
|  | 306.918 | 0.00084479
|  | 307.1307 | 0.00166
|  | 307.3434 | 0.00061317
|  | 307.5562 | 0.00115
|  | 307.7689 | 0.00028669
|  | 307.9817 | 0.00102
|  | 308.1945 | 0.00135
|  | 308.4073 | 0.00169
|  | 308.6201 | 0.00065596
|  | 308.8329 | 0.00148
|  | 309.0457 | 0.00113
|  | 309.2586 | 0.00146
|  | 309.4714 | 0.00145
|  | 309.6843 | 0.00173
|  | 309.8972 | 0.00055449
|  | 310.1101 | 0.00097474
|  | 310.323 | 0.00085937
|  | 310.5359 | 0.00202
|  | 310.7488 | 0.00092694
|  | 310.9617 | 0.00145
|  | 311.1747 | 0.00109
|  | 311.3876 | 0.00090387
|  | 311.6006 | 0.00061968
|  | 311.8136 | 0.00122
|  | 312.0266 | 0.00061128
|  | 312.2396 | 0.0016
|  | 312.4526 | 0.00147
|  | 312.6657 | 0.00171
|  | 312.8787 | 0.00072262
|  | 313.0917 | 0.0015
|  | 313.3048 | 0.001
|  | 313.5179 | 0.00106
|  | 313.731 | 0.00099133
|  | 313.9441 | 0.00162
|  | 314.1572 | 0.00124
|  | 314.3703 | 0.00164
|  | 314.5835 | 0.00117
|  | 314.7966 | 0.00159
|  | 315.0098 | 0.00126
|  | 315.223 | 0.00136
|  | 315.4362 | 0.00099208
|  | 315.6494 | 0.00211
|  | 315.8626 | 0.00109
|  | 316.0758 | 0.00223
|  | 316.289 | 0.00106
|  | 316.5023 | 0.00128
|  | 316.7155 | 0.00040708
|  | 316.9288 | 0.00165
|  | 317.1421 | 0.00121
|  | 317.3554 | 0.00135
|  | 317.5687 | 0.00050216
|  | 317.782 | 0.00171
|  | 317.9953 | 0.00073735
|  | 318.2087 | 0.00165
|  | 318.422 | 0.0009785
|  | 318.6354 | 0.00161
|  | 318.8488 | 0.0007149
|  | 319.0622 | 0.00159
|  | 319.2756 | 0.00090962
|  | 319.489 | 0.00185
|  | 319.7024 | 0.00097676
|  | 319.9158 | 0.00112
|  | 320.1293 | 0.00017107
|  | 320.3427 | 0.00132
|  | 320.5562 | 0.00094683
|  | 320.7697 | 0.00090548
|  | 320.9832 | 0.00070594
|  | 321.1967 | 0.00196
|  | 321.4103 | 0.001
|  | 321.6238 | 0.00156
|  | 321.8373 | 0.00077885
|  | 322.0509 | 0.00123
|  | 322.2644 | 0.00064825
|  | 322.478 | 0.00131
|  | 322.6916 | 0.00077065
|  | 322.9052 | 0.00144
|  | 323.1188 | 0.00024292
|  | 323.3325 | 0.00143
|  | 323.5461 | 0.00104
|  | 323.7598 | 0.00193
|  | 323.9734 | 0.00126
|  | 324.1871 | 0.00114
|  | 324.4008 | 0.00127
|  | 324.6145 | 0.00185
|  | 324.8282 | 0.00053013
|  | 325.0419 | 0.00121
|  | 325.2557 | 0.00060082
|  | 325.4694 | 0.00097707
|  | 325.6831 | 0.00124
|  | 325.8969 | 0.00158
|  | 326.1107 | 0.00073131
|  | 326.3245 | 0.00116
|  | 326.5383 | 0.0008355
|  | 326.7521 | 0.00193
|  | 326.9659 | 0.00109
|  | 327.1798 | 0.00172
|  | 327.3936 | 0.00052641
|  | 327.6075 | 0.00133
|  | 327.8214 | 0.00132
|  | 328.0353 | 0.00131
|  | 328.2492 | 0.00098557
|  | 328.4631 | 0.00257
|  | 328.677 | 0.00075621
|  | 328.891 | 0.00068964
|  | 329.1049 | 0.00028057
|  | 329.3188 | 0.0016
|  | 329.5328 | 0.00095551
|  | 329.7468 | 0.00134
|  | 329.9608 | 0.00030357
|  | 330.1748 | 0.00176
|  | 330.3888 | 0.0018
|  | 330.6029 | 0.0015
|  | 330.8169 | 0.00144
|  | 331.031 | 0.00158
|  | 331.245 | 0.00096947
|  | 331.4591 | 0.00167
|  | 331.6732 | 0.00088602
|  | 331.8873 | 0.00121
|  | 332.1014 | 0.00062831
|  | 332.3155 | 0.00119
|  | 332.5297 | 0.0006635
|  | 332.7438 | 0.00165
|  | 332.958 | 0.00085161
|  | 333.1721 | 0.00218
|  | 333.3863 | 0.00179
|  | 333.6005 | 0.00273
|  | 333.8148 | 0.00143
|  | 334.029 | 0.00135
|  | 334.2432 | 0.00092232
|  | 334.4574 | 0.0022
|  | 334.6717 | 0.00137
|  | 334.886 | 0.00203
|  | 335.1003 | 0.00117
|  | 335.3145 | 0.00141
|  | 335.5288 | 0.0014
|  | 335.7432 | 0.00172
|  | 335.9575 | 0.00084972
|  | 336.1718 | 0.00137
|  | 336.3862 | 0.00088454
|  | 336.6005 | 0.00136
|  | 336.8149 | 0.0008713
|  | 337.0293 | 0.00259
|  | 337.2437 | 0.00097696
|  | 337.4581 | 0.00162
|  | 337.6725 | 0.00090437
|  | 337.887 | 0.00213
|  | 338.1014 | 0.00086254
|  | 338.3159 | 0.00207
|  | 338.5303 | 0.00144
|  | 338.7448 | 0.00141
|  | 338.9593 | 0.00129
|  | 339.1738 | 0.00199
|  | 339.3883 | 0.00166
|  | 339.6028 | 0.00183
|  | 339.8174 | 0.00097112
|  | 340.0319 | 0.00146
|  | 340.2465 | 0.00074026
|  | 340.4611 | 0.00165
|  | 340.6757 | 0.00123
|  | 340.8903 | 0.00152
|  | 341.1049 | 0.00151
|  | 341.3195 | 0.0015
|  | 341.5341 | 0.00048239
|  | 341.7487 | 0.00149
|  | 341.9634 | 0.00136
|  | 342.1781 | 0.00194
|  | 342.3928 | 0.00048998
|  | 342.6074 | 0.00158
|  | 342.8221 | 0.00134
|  | 343.0369 | 0.00202
|  | 343.2516 | 0.00111
|  | 343.4663 | 0.00174
|  | 343.6811 | 0.00077505
|  | 343.8958 | 0.00136
|  | 344.1106 | 0.00090591
|  | 344.3254 | 0.00089822
|  | 344.5402 | 0.00092289
|  | 344.755 | 0.002
|  | 344.9699 | 0.00203
|  | 345.1847 | 0.00192
|  | 345.3995 | 0.00107
|  | 345.6144 | 0.00159
|  | 345.8292 | 0.00171
|  | 346.0441 | 0.00176
|  | 346.259 | 0.0003805
|  | 346.4739 | 0.0011
|  | 346.6888 | 0.00077561
|  | 346.9038 | 0.00146
|  | 347.1187 | 0.00054683
|  | 347.3336 | 0.00209
|  | 347.5486 | 0.0014
|  | 347.7636 | 0.00152
|  | 347.9786 | 0.00075465
|  | 348.1936 | 0.00081625
|  | 348.4086 | 0.00109
|  | 348.6236 | 0.00207
|  | 348.8386 | 0.00108
|  | 349.0537 | 0.00107
|  | 349.2687 | 0.0001955
|  | 349.4838 | 0.00147
|  | 349.6989 | 0.00066425
|  | 349.914 | 0.00158
|  | 350.1291 | 0.00096671
|  | 350.3442 | 0.00083888
|  | 350.5593 | 0.0005625
|  | 350.7744 | 0.00111
|  | 350.9896 | 0.00109
|  | 351.2047 | 0.00182
|  | 351.4199 | 0.00080046
|  | 351.6351 | 0.00203
|  | 351.8503 | 0.00044327
|  | 352.0655 | 0.00141
|  | 352.2807 | 0.00071441
|  | 352.496 | 0.00168
|  | 352.7112 | 0.00080717
|  | 352.9264 | 0.00112
|  | 353.1417 | 0.00082086
|  | 353.357 | 0.00145
|  | 353.5723 | 0.0008846
|  | 353.7876 | 0.00168
|  | 354.0029 | 0.00083217
|  | 354.2182 | 0.00107
|  | 354.4336 | 0.00126
|  | 354.6489 | 0.00179
|  | 354.8643 | 0.00095505
|  | 355.0797 | 0.0012
|  | 355.295 | 0.00078819
|  | 355.5104 | 0.00157
|  | 355.7259 | 0.00082215
|  | 355.9413 | 0.00178
|  | 356.1567 | 0.00148
|  | 356.3721 | 0.00178
|  | 356.5876 | 0.00144
|  | 356.8031 | 0.0024
|  | 357.0185 | 0.00057962
|  | 357.234 | 0.00131
|  | 357.4495 | 0.00073723
|  | 357.665 | 0.00122
|  | 357.8806 | 0.00118
|  | 358.0961 | 0.00155
|  | 358.3116 | 0.00149
|  | 358.5272 | 0.00209
|  | 358.7428 | 0.00123
|  | 358.9583 | 0.00198
|  | 359.1739 | 0.00094243
|  | 359.3896 | 0.00165
|  | 359.6052 | 0.00139
|  | 359.8208 | 0.00137
|  | 360.0364 | 0.00162
|  | 360.2521 | 0.00179
|  | 360.4677 | 0.00111
|  | 360.6834 | 0.00135
|  | 360.8991 | 0.00082527
|  | 361.1148 | 0.00136
|  | 361.3305 | 0.00073524
|  | 361.5463 | 0.0014
|  | 361.762 | 0.00129
|  | 361.9777 | 0.00173
|  | 362.1935 | 0.00102
|  | 362.4093 | 0.00139
|  | 362.625 | 0.00111
|  | 362.8408 | 0.00192
|  | 363.0566 | 0.00102
|  | 363.2725 | 0.0018
|  | 363.4883 | 0.00064678
|  | 363.7041 | 0.00146
|  | 363.9199 | 0.00114
|  | 364.1358 | 0.0013
|  | 364.3517 | 0.00073099
|  | 364.5676 | 0.00109
|  | 364.7835 | 0.00106
|  | 364.9994 | 0.00141
|  | 365.2153 | 0.00088151
|  | 365.4312 | 0.00198
|  | 365.6472 | 0.00066447
|  | 365.8631 | 0.00153
|  | 366.0791 | 0.00087788
|  | 366.2951 | 0.00115
|  | 366.5111 | 0.00101
|  | 366.7271 | 0.00127
|  | 366.9431 | 0.00092331
|  | 367.1591 | 0.00186
|  | 367.3752 | 0.00213
|  | 367.5912 | 0.00206
|  | 367.8073 | 0.00135
|  | 368.0233 | 0.00176
|  | 368.2394 | 0.00108
|  | 368.4555 | 0.00154
|  | 368.6716 | 0.00129
|  | 368.8877 | 0.00144
|  | 369.1039 | 0.00060851
|  | 369.32 | 0.00144
|  | 369.5362 | 0.00055624
|  | 369.7523 | 0.00112
|  | 369.9685 | 0.0009024
|  | 370.1847 | 0.00158
|  | 370.4009 | 0.00073188
|  | 370.6171 | 0.00096878
|  | 370.8333 | 0.00091078
|  | 371.0495 | 0.0018
|  | 371.2658 | 0.00071248
|  | 371.4821 | 0.00189
|  | 371.6983 | 0.00148
|  | 371.9146 | 0.00123
|  | 372.1309 | 0.00114
|  | 372.3472 | 0.00218
|  | 372.5635 | 0.00116
|  | 372.7798 | 0.00161
|  | 372.9962 | 0.00139
|  | 373.2125 | 0.00155
|  | 373.4289 | 0.00102
|  | 373.6453 | 0.00114
|  | 373.8616 | 0.0006812
|  | 374.078 | 0.00131
|  | 374.2944 | 0.00093186
|  | 374.5109 | 0.00167
|  | 374.7273 | 0.00088966
|  | 374.9437 | 0.00154
|  | 375.1602 | 0.0014
|  | 375.3766 | 0.00152
|  | 375.5931 | 0.00088817
|  | 375.8096 | 0.00133
|  | 376.0261 | 0.00092599
|  | 376.2426 | 0.00132
|  | 376.4591 | 0.00152
|  | 376.6757 | 0.00104
|  | 376.8922 | 0.00057944
|  | 377.1088 | 0.00167
|  | 377.3254 | 0.0012
|  | 377.5419 | 0.00175
|  | 377.7585 | 0.00092848
|  | 377.9751 | 0.00158
|  | 378.1917 | 0.00144
|  | 378.4084 | 0.00194
|  | 378.625 | 0.00129
|  | 378.8417 | 0.00203
|  | 379.0583 | 0.00133
|  | 379.275 | 0.00146
|  | 379.4917 | 0.00056846
|  | 379.7084 | 0.00119
|  | 379.9251 | 0.00149
|  | 380.1418 | 0.00194
|  | 380.3585 | 0.00054595
|  | 380.5753 | 0.0017
|  | 380.7921 | 0.00075511
|  | 381.0088 | 0.00166
|  | 381.2256 | 0.00102
|  | 381.4424 | 0.00161
|  | 381.6592 | 0.00102
|  | 381.876 | 0.00095247
|  | 382.0928 | 0.00091275
|  | 382.3096 | 0.00154
|  | 382.5265 | 0.00115
|  | 382.7434 | 0.00174
|  | 382.9602 | 0.00149
|  | 383.1771 | 0.00186
|  | 383.394 | 0.00146
|  | 383.6109 | 0.00146
|  | 383.8278 | 0.00074224
|  | 384.0447 | 0.00165
|  | 384.2617 | 0.00153
|  | 384.4786 | 0.00185
|  | 384.6956 | 0.00104
|  | 384.9126 | 0.00111
|  | 385.1295 | 0.00054909
|  | 385.3465 | 0.00134
|  | 385.5635 | 0.00116
|  | 385.7806 | 0.00163
|  | 385.9976 | 0.00121
|  | 386.2146 | 0.00186
|  | 386.4317 | 0.00125
|  | 386.6488 | 0.00173
|  | 386.8658 | 0.00148
|  | 387.0829 | 0.00127
|  | 387.3 | 0.00141
|  | 387.5171 | 0.00139
|  | 387.7342 | 0.00089363
|  | 387.9514 | 0.00137
|  | 388.1685 | 0.00106
|  | 388.3857 | 0.00196
|  | 388.6029 | 0.00156
|  | 388.82 | 0.00111
|  | 389.0372 | 0.00049614
|  | 389.2544 | 0.00188
|  | 389.4717 | 0.0015
|  | 389.6889 | 0.00176
|  | 389.9061 | 0.00132
|  | 390.1234 | 0.00233
|  | 390.3406 | 0.00163
|  | 390.5579 | 0.00141
|  | 390.7752 | 0.00090325
|  | 390.9925 | 0.00182
|  | 391.2098 | 0.00128
|  | 391.4271 | 0.00194
|  | 391.6444 | 0.0013
|  | 391.8618 | 0.00189
|  | 392.0791 | 0.00074976
|  | 392.2965 | 0.00199
|  | 392.5139 | 0.00133
|  | 392.7313 | 0.00207
|  | 392.9486 | 0.00204
|  | 393.166 | 0.00208
|  | 393.3835 | 0.00132
|  | 393.6009 | 0.00221
|  | 393.8184 | 0.00154
|  | 394.0358 | 0.00176
|  | 394.2533 | 0.00151
|  | 394.4708 | 0.00188
|  | 394.6882 | 0.00147
|  | 394.9058 | 0.00171
|  | 395.1233 | 0.00143
|  | 395.3408 | 0.00167
|  | 395.5583 | 0.00138
|  | 395.7759 | 0.00229
|  | 395.9934 | 0.00187
|  | 396.211 | 0.00183
|  | 396.4286 | 0.00184
|  | 396.6462 | 0.00211
|  | 396.8638 | 0.00071988
|  | 397.0814 | 0.00169
|  | 397.299 | 0.00079117
|  | 397.5167 | 0.00133
|  | 397.7343 | 0.00083094
|  | 397.952 | 0.00199
|  | 398.1696 | 0.00176
|  | 398.3873 | 0.00201
|  | 398.605 | 0.00132
|  | 398.8227 | 0.00142
|  | 399.0404 | 0.00123
|  | 399.2582 | 0.00143
|  | 399.4759 | 0.00078074
|  | 399.6937 | 0.00215
|  | 399.9114 | 0.00155
|  | 400.1292 | 0.00208
|  | 400.347 | 0.00108
|  | 400.5648 | 0.0016
|  | 400.7826 | 0.00119
|  | 401.0004 | 0.00219
|  | 401.2183 | 0.00111
|  | 401.4361 | 0.00195
|  | 401.654 | 0.00144
|  | 401.8718 | 0.00202
|  | 402.0897 | 0.00128
|  | 402.3076 | 0.00219
|  | 402.5255 | 0.00158
|  | 402.7434 | 0.00215
|  | 402.9613 | 0.00202
|  | 403.1793 | 0.00208
|  | 403.3972 | 0.00148
|  | 403.6152 | 0.00225
|  | 403.8332 | 0.00207
|  | 404.0512 | 0.0023
|  | 404.2691 | 0.00158
|  | 404.4871 | 0.00214
|  | 404.7051 | 0.00153
|  | 404.9232 | 0.00236
|  | 405.1412 | 0.00262
|  | 405.3592 | 0.002
|  | 405.5773 | 0.00201
|  | 405.7954 | 0.00307
|  | 406.0135 | 0.00235
|  | 406.2316 | 0.0031
|  | 406.4497 | 0.0019
|  | 406.6678 | 0.00243
|  | 406.8859 | 0.00187
|  | 407.1041 | 0.00263
|  | 407.3222 | 0.00174
|  | 407.5404 | 0.00199
|  | 407.7586 | 0.00346
|  | 407.9767 | 0.00224
|  | 408.195 | 0.00219
|  | 408.4131 | 0.00239
|  | 408.6314 | 0.003
|  | 408.8496 | 0.00281
|  | 409.0678 | 0.003
|  | 409.2861 | 0.00258
|  | 409.5044 | 0.00311
|  | 409.7227 | 0.00248
|  | 409.9409 | 0.00342
|  | 410.1592 | 0.00339
|  | 410.3776 | 0.00388
|  | 410.5959 | 0.00331
|  | 410.8142 | 0.00367
|  | 411.0326 | 0.00351
|  | 411.2509 | 0.00426
|  | 411.4693 | 0.00412
|  | 411.6877 | 0.00437
|  | 411.906 | 0.00379
|  | 412.1245 | 0.00509
|  | 412.3429 | 0.00453
|  | 412.5613 | 0.00481
|  | 412.7797 | 0.00465
|  | 412.9982 | 0.00531
|  | 413.2166 | 0.00435
|  | 413.4351 | 0.0055
|  | 413.6536 | 0.00511
|  | 413.8721 | 0.00673
|  | 414.0906 | 0.0063
|  | 414.3091 | 0.0069
|  | 414.5276 | 0.00652
|  | 414.7462 | 0.00785
|  | 414.9647 | 0.00733
|  | 415.1833 | 0.00737
|  | 415.4019 | 0.00768
|  | 415.6204 | 0.00905
|  | 415.839 | 0.00812
|  | 416.0577 | 0.00975
|  | 416.2763 | 0.00938
|  | 416.4949 | 0.01046
|  | 416.7135 | 0.0095
|  | 416.9322 | 0.01096
|  | 417.1508 | 0.01058
|  | 417.3695 | 0.01184
|  | 417.5882 | 0.01105
|  | 417.8069 | 0.01281
|  | 418.0256 | 0.01269
|  | 418.2443 | 0.01337
|  | 418.463 | 0.01381
|  | 418.6818 | 0.01469
|  | 418.9005 | 0.015
|  | 419.1193 | 0.01628
|  | 419.3381 | 0.01662
|  | 419.5569 | 0.01791
|  | 419.7757 | 0.0178
|  | 419.9945 | 0.01854
|  | 420.2133 | 0.01884
|  | 420.4321 | 0.02137
|  | 420.651 | 0.02263
|  | 420.8698 | 0.02282
|  | 421.0887 | 0.02386
|  | 421.3076 | 0.02474
|  | 421.5265 | 0.02598
|  | 421.7454 | 0.02736
|  | 421.9643 | 0.02772
|  | 422.1832 | 0.02949
|  | 422.4022 | 0.03073
|  | 422.6211 | 0.03197
|  | 422.8401 | 0.0332
|  | 423.059 | 0.03539
|  | 423.278 | 0.03649
|  | 423.497 | 0.03914
|  | 423.716 | 0.04003
|  | 423.935 | 0.04216
|  | 424.154 | 0.04365
|  | 424.3731 | 0.04581
|  | 424.5921 | 0.04724
|  | 424.8112 | 0.04979
|  | 425.0302 | 0.05215
|  | 425.2493 | 0.05459
|  | 425.4684 | 0.05606
|  | 425.6875 | 0.05889
|  | 425.9067 | 0.06067
|  | 426.1258 | 0.06359
|  | 426.3449 | 0.06562
|  | 426.5641 | 0.06987
|  | 426.7832 | 0.07153
|  | 427.0024 | 0.07555
|  | 427.2216 | 0.07765
|  | 427.4408 | 0.08194
|  | 427.66 | 0.0846
|  | 427.8792 | 0.0887
|  | 428.0984 | 0.09149
|  | 428.3177 | 0.09514
|  | 428.5369 | 0.09903
|  | 428.7562 | 0.10304
|  | 428.9754 | 0.10643
|  | 429.1947 | 0.1116
|  | 429.414 | 0.11563
|  | 429.6333 | 0.11978
|  | 429.8526 | 0.12444
|  | 430.072 | 0.12872
|  | 430.2913 | 0.13285
|  | 430.5106 | 0.13909
|  | 430.73 | 0.14377
|  | 430.9494 | 0.14882
|  | 431.1688 | 0.15361
|  | 431.3882 | 0.15993
|  | 431.6076 | 0.16516
|  | 431.827 | 0.17232
|  | 432.0464 | 0.1771
|  | 432.2659 | 0.18409
|  | 432.4853 | 0.19059
|  | 432.7048 | 0.19817
|  | 432.9243 | 0.20378
|  | 433.1438 | 0.21179
|  | 433.3632 | 0.21829
|  | 433.5828 | 0.22621
|  | 433.8023 | 0.23252
|  | 434.0218 | 0.24164
|  | 434.2414 | 0.24911
|  | 434.4609 | 0.25792
|  | 434.6805 | 0.2665
|  | 434.9001 | 0.27507
|  | 435.1196 | 0.2834
|  | 435.3392 | 0.29264
|  | 435.5588 | 0.30215
|  | 435.7785 | 0.31211
|  | 435.9981 | 0.32179
|  | 436.2177 | 0.33087
|  | 436.4374 | 0.34141
|  | 436.6571 | 0.35107
|  | 436.8767 | 0.36126
|  | 437.0964 | 0.3733
|  | 437.3161 | 0.38419
|  | 437.5358 | 0.39535
|  | 437.7556 | 0.40591
|  | 437.9753 | 0.41835
|  | 438.195 | 0.42896
|  | 438.4148 | 0.44153
|  | 438.6345 | 0.45326
|  | 438.8543 | 0.46519
|  | 439.0741 | 0.47754
|  | 439.2939 | 0.49079
|  | 439.5137 | 0.5019
|  | 439.7335 | 0.51535
|  | 439.9534 | 0.52627
|  | 440.1732 | 0.54018
|  | 440.3931 | 0.55313
|  | 440.613 | 0.56667
|  | 440.8329 | 0.5798
|  | 441.0527 | 0.59272
|  | 441.2726 | 0.60616
|  | 441.4925 | 0.61978
|  | 441.7125 | 0.63219
|  | 441.9324 | 0.64651
|  | 442.1523 | 0.65886
|  | 442.3723 | 0.67555
|  | 442.5923 | 0.68456
|  | 442.8123 | 0.69863
|  | 443.0323 | 0.71065
|  | 443.2523 | 0.7243
|  | 443.4723 | 0.73739
|  | 443.6923 | 0.75123
|  | 443.9123 | 0.76281
|  | 444.1323 | 0.77613
|  | 444.3524 | 0.78918
|  | 444.5725 | 0.80111
|  | 444.7926 | 0.8119
|  | 445.0127 | 0.82376
|  | 445.2328 | 0.83539
|  | 445.4529 | 0.84776
|  | 445.673 | 0.8582
|  | 445.8931 | 0.86943
|  | 446.1133 | 0.87816
|  | 446.3334 | 0.8892
|  | 446.5536 | 0.89842
|  | 446.7738 | 0.90764
|  | 446.994 | 0.91725
|  | 447.2142 | 0.92619
|  | 447.4344 | 0.93327
|  | 447.6546 | 0.9409
|  | 447.8749 | 0.94538
|  | 448.0951 | 0.9549
|  | 448.3154 | 0.96123
|  | 448.5356 | 0.96962
|  | 448.7559 | 0.97386
|  | 448.9762 | 0.97997
|  | 449.1965 | 0.98327
|  | 449.4168 | 0.98927
|  | 449.6372 | 0.99047
|  | 449.8575 | 0.99526
|  | 450.0779 | 0.99615
|  | 450.2982 | 0.99896
|  | 450.5186 | 0.99964
|  | 450.7389 | 1
|  | 450.9593 | 0.99876
|  | 451.1798 | 0.99984
|  | 451.4001 | 0.99647
|  | 451.6206 | 0.99512
|  | 451.841 | 0.99377
|  | 452.0615 | 0.99087
|  | 452.2819 | 0.98646
|  | 452.5024 | 0.98127
|  | 452.7229 | 0.97366
|  | 452.9434 | 0.97135
|  | 453.1639 | 0.96433
|  | 453.3844 | 0.95844
|  | 453.6049 | 0.94961
|  | 453.8254 | 0.94164
|  | 454.046 | 0.93166
|  | 454.2665 | 0.92257
|  | 454.4871 | 0.91124
|  | 454.7077 | 0.90038
|  | 454.9283 | 0.8882
|  | 455.1489 | 0.87701
|  | 455.3695 | 0.86399
|  | 455.5901 | 0.85203
|  | 455.8108 | 0.83853
|  | 456.0314 | 0.82681
|  | 456.2521 | 0.8127
|  | 456.4728 | 0.79898
|  | 456.6934 | 0.78473
|  | 456.9141 | 0.77173
|  | 457.1348 | 0.75491
|  | 457.3555 | 0.73932
|  | 457.5763 | 0.72496
|  | 457.797 | 0.71072
|  | 458.0178 | 0.6966
|  | 458.2385 | 0.68243
|  | 458.4593 | 0.66655
|  | 458.68 | 0.65319
|  | 458.9008 | 0.63783
|  | 459.1216 | 0.62304
|  | 459.3425 | 0.60925
|  | 459.5633 | 0.59623
|  | 459.7841 | 0.58153
|  | 460.005 | 0.56957
|  | 460.2258 | 0.55535
|  | 460.4467 | 0.54255
|  | 460.6676 | 0.52788
|  | 460.8885 | 0.51844
|  | 461.1094 | 0.50698
|  | 461.3303 | 0.49669
|  | 461.5512 | 0.48278
|  | 461.7722 | 0.47324
|  | 461.9931 | 0.46241
|  | 462.214 | 0.45323
|  | 462.435 | 0.44181
|  | 462.656 | 0.43387
|  | 462.877 | 0.4225
|  | 463.098 | 0.41424
|  | 463.319 | 0.40522
|  | 463.54 | 0.39633
|  | 463.7611 | 0.38254
|  | 463.9821 | 0.37314
|  | 464.2032 | 0.36626
|  | 464.4242 | 0.3594
|  | 464.6453 | 0.35305
|  | 464.8664 | 0.34487
|  | 465.0875 | 0.339
|  | 465.3086 | 0.33176
|  | 465.5297 | 0.32692
|  | 465.7509 | 0.32016
|  | 465.972 | 0.31502
|  | 466.1932 | 0.3086
|  | 466.4143 | 0.30274
|  | 466.6355 | 0.29681
|  | 466.8567 | 0.2916
|  | 467.0779 | 0.28502
|  | 467.2991 | 0.28078
|  | 467.5204 | 0.27527
|  | 467.7416 | 0.27096
|  | 467.9628 | 0.26552
|  | 468.1841 | 0.26094
|  | 468.4054 | 0.25547
|  | 468.6266 | 0.25106
|  | 468.8479 | 0.24627
|  | 469.0692 | 0.24276
|  | 469.2905 | 0.2377
|  | 469.5119 | 0.23331
|  | 469.7332 | 0.22824
|  | 469.9545 | 0.22387
|  | 470.1759 | 0.21964
|  | 470.3972 | 0.21593
|  | 470.6186 | 0.21112
|  | 470.84 | 0.20679
|  | 471.0614 | 0.20128
|  | 471.2828 | 0.19875
|  | 471.5042 | 0.1931
|  | 471.7257 | 0.1898
|  | 471.9471 | 0.18597
|  | 472.1686 | 0.18276
|  | 472.39 | 0.17826
|  | 472.6115 | 0.17471
|  | 472.833 | 0.17034
|  | 473.0545 | 0.16737
|  | 473.276 | 0.16218
|  | 473.4975 | 0.15938
|  | 473.7191 | 0.15465
|  | 473.9406 | 0.15051
|  | 474.1622 | 0.1471
|  | 474.3837 | 0.14409
|  | 474.6053 | 0.14081
|  | 474.8269 | 0.13868
|  | 475.0485 | 0.13437
|  | 475.2701 | 0.13168
|  | 475.4917 | 0.12763
|  | 475.7133 | 0.12492
|  | 475.935 | 0.12277
|  | 476.1567 | 0.12002
|  | 476.3783 | 0.11681
|  | 476.6 | 0.11437
|  | 476.8217 | 0.11133
|  | 477.0434 | 0.1089
|  | 477.2651 | 0.10492
|  | 477.4868 | 0.10461
|  | 477.7085 | 0.1013
|  | 477.9303 | 0.10028
|  | 478.152 | 0.09621
|  | 478.3738 | 0.09517
|  | 478.5956 | 0.09214
|  | 478.8173 | 0.09173
|  | 479.0391 | 0.0889
|  | 479.2609 | 0.08721
|  | 479.4827 | 0.08465
|  | 479.7046 | 0.08422
|  | 479.9264 | 0.08185
|  | 480.1483 | 0.08082
|  | 480.3701 | 0.07873
|  | 480.592 | 0.07725
|  | 480.8139 | 0.07481
|  | 481.0358 | 0.07381
|  | 481.2577 | 0.07256
|  | 481.4796 | 0.07142
|  | 481.7015 | 0.06933
|  | 481.9234 | 0.06849
|  | 482.1454 | 0.06693
|  | 482.3673 | 0.06676
|  | 482.5893 | 0.06481
|  | 482.8113 | 0.06387
|  | 483.0333 | 0.06247
|  | 483.2553 | 0.06155
|  | 483.4773 | 0.05915
|  | 483.6993 | 0.05878
|  | 483.9214 | 0.05763
|  | 484.1434 | 0.05714
|  | 484.3655 | 0.05559
|  | 484.5876 | 0.05445
|  | 484.8096 | 0.05351
|  | 485.0317 | 0.0527
|  | 485.2538 | 0.04856
|  | 485.4759 | 0.05067
|  | 485.6981 | 0.04991
|  | 485.9202 | 0.04919
|  | 486.1423 | 0.0481
|  | 486.3645 | 0.04736
|  | 486.5866 | 0.04547
|  | 486.8088 | 0.04569
|  | 487.031 | 0.04445
|  | 487.2532 | 0.04454
|  | 487.4754 | 0.04338
|  | 487.6977 | 0.04315
|  | 487.9199 | 0.04172
|  | 488.1421 | 0.04128
|  | 488.3644 | 0.03973
|  | 488.5866 | 0.03903
|  | 488.8089 | 0.03833
|  | 489.0312 | 0.03819
|  | 489.2535 | 0.03718
|  | 489.4758 | 0.03723
|  | 489.6981 | 0.03584
|  | 489.9205 | 0.03574
|  | 490.1428 | 0.03467
|  | 490.3652 | 0.03479
|  | 490.5875 | 0.03284
|  | 490.8099 | 0.03295
|  | 491.0323 | 0.03223
|  | 491.2547 | 0.03253
|  | 491.4771 | 0.03086
|  | 491.6995 | 0.03038
|  | 491.9219 | 0.02989
|  | 492.1444 | 0.03016
|  | 492.3668 | 0.02863
|  | 492.5893 | 0.02883
|  | 492.8118 | 0.02753
|  | 493.0342 | 0.02762
|  | 493.2567 | 0.02703
|  | 493.4792 | 0.02672
|  | 493.7018 | 0.02544
|  | 493.9243 | 0.02618
|  | 494.1468 | 0.02492
|  | 494.3693 | 0.02513
|  | 494.5919 | 0.02465
|  | 494.8145 | 0.02399
|  | 495.0371 | 0.02326
|  | 495.2597 | 0.02286
|  | 495.4823 | 0.02199
|  | 495.7049 | 0.02254
|  | 495.9275 | 0.02125
|  | 496.1501 | 0.02124
|  | 496.3728 | 0.02086
|  | 496.5955 | 0.02105
|  | 496.8181 | 0.02003
|  | 497.0408 | 0.02062
|  | 497.2635 | 0.01948
|  | 497.4862 | 0.01789
|  | 497.7089 | 0.01861
|  | 497.9316 | 0.01867
|  | 498.1544 | 0.01757
|  | 498.3771 | 0.01815
|  | 498.5999 | 0.01744
|  | 498.8226 | 0.01797
|  | 499.0454 | 0.01677
|  | 499.2682 | 0.01695
|  | 499.491 | 0.01642
|  | 499.7138 | 0.01696
|  | 499.9366 | 0.01597
|  | 500.1594 | 0.01592
|  | 500.3823 | 0.01559
|  | 500.6051 | 0.01575
|  | 500.828 | 0.01578
|  | 501.0509 | 0.01544
|  | 501.2737 | 0.01404
|  | 501.4966 | 0.01459
|  | 501.7195 | 0.01488
|  | 501.9425 | 0.01626
|  | 502.1654 | 0.01422
|  | 502.3883 | 0.01443
|  | 502.6113 | 0.01418
|  | 502.8343 | 0.01417
|  | 503.0572 | 0.01269
|  | 503.2802 | 0.01356
|  | 503.5032 | 0.01284
|  | 503.7262 | 0.01278
|  | 503.9492 | 0.0118
|  | 504.1722 | 0.01269
|  | 504.3953 | 0.01186
|  | 504.6183 | 0.01261
|  | 504.8414 | 0.01207
|  | 505.0645 | 0.01223
|  | 505.2875 | 0.01227
|  | 505.5106 | 0.01257
|  | 505.7337 | 0.01113
|  | 505.9568 | 0.01165
|  | 506.18 | 0.01115
|  | 506.4031 | 0.0118
|  | 506.6262 | 0.01137
|  | 506.8494 | 0.01143
|  | 507.0725 | 0.01039
|  | 507.2957 | 0.0113
|  | 507.5189 | 0.01079
|  | 507.7421 | 0.01095
|  | 507.9653 | 0.01048
|  | 508.1885 | 0.01104
|  | 508.4118 | 0.01086
|  | 508.635 | 0.01105
|  | 508.8583 | 0.01021
|  | 509.0815 | 0.01072
|  | 509.3048 | 0.00972
|  | 509.5281 | 0.01012
|  | 509.7514 | 0.00976
|  | 509.9747 | 0.01015
|  | 510.198 | 0.00997
|  | 510.4214 | 0.01008
|  | 510.6447 | 0.00905
|  | 510.868 | 0.00963
|  | 511.0914 | 0.00841
|  | 511.3148 | 0.00933
|  | 511.5381 | 0.00885
|  | 511.7615 | 0.009
|  | 511.985 | 0.00841
|  | 512.2084 | 0.00924
|  | 512.4318 | 0.00881
|  | 512.6552 | 0.00847
|  | 512.8787 | 0.00827
|  | 513.1021 | 0.0088
|  | 513.3256 | 0.00844
|  | 513.5491 | 0.00884
|  | 513.7726 | 0.00879
|  | 513.996 | 0.00932
|  | 514.2195 | 0.00783
|  | 514.4431 | 0.0086
|  | 514.6666 | 0.00858
|  | 514.8901 | 0.00928
|  | 515.1137 | 0.00854
|  | 515.3373 | 0.00826
|  | 515.5608 | 0.008
|  | 515.7844 | 0.00858
|  | 516.0081 | 0.00823
|  | 516.2316 | 0.00818
|  | 516.4553 | 0.00725
|  | 516.6789 | 0.00802
|  | 516.9025 | 0.00799
|  | 517.1262 | 0.00803
|  | 517.3498 | 0.0071
|  | 517.5735 | 0.00763
|  | 517.7972 | 0.00667
|  | 518.0209 | 0.00741
|  | 518.2446 | 0.00726
|  | 518.4683 | 0.00758
|  | 518.6921 | 0.00704
|  | 518.9158 | 0.00733
|  | 519.1395 | 0.00638
|  | 519.3633 | 0.00712
|  | 519.587 | 0.00707
|  | 519.8108 | 0.00706
|  | 520.0346 | 0.00585
|  | 520.2584 | 0.00694
|  | 520.4822 | 0.0067
|  | 520.7061 | 0.00637
|  | 520.9299 | 0.00674
|  | 521.1537 | 0.00651
|  | 521.3776 | 0.00724
|  | 521.6014 | 0.00616
|  | 521.8253 | 0.00689
|  | 522.0493 | 0.00624
|  | 522.2731 | 0.00662
|  | 522.497 | 0.00604
|  | 522.721 | 0.00653
|  | 522.9449 | 0.00641
|  | 523.1688 | 0.00669
|  | 523.3928 | 0.00575
|  | 523.6168 | 0.00627
|  | 523.8407 | 0.00586
|  | 524.0647 | 0.0063
|  | 524.2887 | 0.00614
|  | 524.5127 | 0.0064
|  | 524.7367 | 0.0059
|  | 524.9607 | 0.00558
|  | 525.1848 | 0.0053
|  | 525.4088 | 0.00649
|  | 525.6329 | 0.0062
|  | 525.8569 | 0.00641
|  | 526.0811 | 0.00582
|  | 526.3051 | 0.00583
|  | 526.5292 | 0.00531
|  | 526.7534 | 0.0059
|  | 526.9775 | 0.00545
|  | 527.2016 | 0.00576
|  | 527.4257 | 0.00551
|  | 527.6499 | 0.00605
|  | 527.874 | 0.00559
|  | 528.0982 | 0.00567
|  | 528.3224 | 0.00566
|  | 528.5466 | 0.00602
|  | 528.7708 | 0.00502
|  | 528.9951 | 0.0065
|  | 529.2192 | 0.00536
|  | 529.4435 | 0.0061
|  | 529.6678 | 0.00535
|  | 529.892 | 0.0055
|  | 530.1163 | 0.0051
|  | 530.3406 | 0.00603
|  | 530.5649 | 0.00508
|  | 530.7892 | 0.006
|  | 531.0135 | 0.0059
|  | 531.2378 | 0.00626
|  | 531.4622 | 0.00517
|  | 531.6865 | 0.00542
|  | 531.9108 | 0.00505
|  | 532.1352 | 0.00589
|  | 532.3596 | 0.00442
|  | 532.584 | 0.00509
|  | 532.8084 | 0.00507
|  | 533.0328 | 0.00549
|  | 533.2572 | 0.00538
|  | 533.4816 | 0.00577
|  | 533.7061 | 0.00522
|  | 533.9305 | 0.00516
|  | 534.155 | 0.0051
|  | 534.3795 | 0.00552
|  | 534.6039 | 0.00557
|  | 534.8285 | 0.00593
|  | 535.053 | 0.00509
|  | 535.2775 | 0.00587
|  | 535.502 | 0.00567
|  | 535.7266 | 0.00523
|  | 535.9511 | 0.00509
|  | 536.1757 | 0.00584
|  | 536.4002 | 0.00514
|  | 536.6248 | 0.0061
|  | 536.8494 | 0.00485
|  | 537.074 | 0.00532
|  | 537.2986 | 0.00509
|  | 537.5232 | 0.00541
|  | 537.7479 | 0.00427
|  | 537.9725 | 0.00565
|  | 538.1972 | 0.00528
|  | 538.4219 | 0.00548
|  | 538.6466 | 0.00409
|  | 538.8712 | 0.00492
|  | 539.0959 | 0.00478
|  | 539.3206 | 0.00581
|  | 539.5453 | 0.00487
|  | 539.7701 | 0.00497
|  | 539.9948 | 0.00503
|  | 540.2195 | 0.00568
|  | 540.4443 | 0.0051
|  | 540.6691 | 0.00467
|  | 540.8939 | 0.00524
|  | 541.1187 | 0.00548
|  | 541.3434 | 0.00503
|  | 541.5683 | 0.00509
|  | 541.7931 | 0.0047
|  | 542.0179 | 0.00528
|  | 542.2428 | 0.00497
|  | 542.4677 | 0.00544
|  | 542.6925 | 0.00478
|  | 542.9174 | 0.00503
|  | 543.1423 | 0.00437
|  | 543.3672 | 0.0047
|  | 543.5921 | 0.00479
|  | 543.817 | 0.00549
|  | 544.0419 | 0.00488
|  | 544.2669 | 0.00558
|  | 544.4918 | 0.00422
|  | 544.7168 | 0.00498
|  | 544.9418 | 0.00418
|  | 545.1667 | 0.00506
|  | 545.3918 | 0.00437
|  | 545.6168 | 0.00502
|  | 545.8418 | 0.00507
|  | 546.0668 | 0.00537
|  | 546.2919 | 0.00546
|  | 546.5169 | 0.0053
|  | 546.7419 | 0.00412
|  | 546.967 | 0.00494
|  | 547.1921 | 0.00468
|  | 547.4172 | 0.00534
|  | 547.6423 | 0.00417
|  | 547.8674 | 0.00458
|  | 548.0925 | 0.00427
|  | 548.3176 | 0.0049
|  | 548.5428 | 0.00433
|  | 548.7679 | 0.00419
|  | 548.9931 | 0.00452
|  | 549.2183 | 0.00499
|  | 549.4435 | 0.00389
|  | 549.6686 | 0.00505
|  | 549.8939 | 0.00413
|  | 550.1191 | 0.00523
|  | 550.3443 | 0.0043
|  | 550.5696 | 0.00477
|  | 550.7948 | 0.00442
|  | 551.0201 | 0.00424
|  | 551.2454 | 0.00358
|  | 551.4706 | 0.00441
|  | 551.6959 | 0.00465
|  | 551.9212 | 0.00539
|  | 552.1466 | 0.005
|  | 552.3718 | 0.00455
|  | 552.5972 | 0.00471
|  | 552.8225 | 0.00504
|  | 553.0479 | 0.00452
|  | 553.2732 | 0.00541
|  | 553.4986 | 0.00401
|  | 553.724 | 0.00417
|  | 553.9494 | 0.00392
|  | 554.1748 | 0.00503
|  | 554.4002 | 0.00465
|  | 554.6257 | 0.00503
|  | 554.8511 | 0.00407
|  | 555.0765 | 0.00457
|  | 555.302 | 0.00414
|  | 555.5275 | 0.00493
|  | 555.7529 | 0.00454
|  | 555.9784 | 0.00441
|  | 556.2039 | 0.00425
|  | 556.4294 | 0.00485
|  | 556.655 | 0.00397
|  | 556.8805 | 0.00427
|  | 557.106 | 0.00377
|  | 557.3316 | 0.00449
|  | 557.5571 | 0.00422
|  | 557.7827 | 0.00454
|  | 558.0083 | 0.00451
|  | 558.2339 | 0.00504
|  | 558.4595 | 0.00392
|  | 558.6851 | 0.00452
|  | 558.9108 | 0.00381
|  | 559.1364 | 0.00487
|  | 559.3621 | 0.00415
|  | 559.5877 | 0.00439
|  | 559.8134 | 0.00361
|  | 560.0391 | 0.00493
|  | 560.2648 | 0.00398
|  | 560.4905 | 0.00443
|  | 560.7162 | 0.00433
|  | 560.9419 | 0.00485
|  | 561.1676 | 0.0035
|  | 561.3934 | 0.00437
|  | 561.6191 | 0.00443
|  | 561.8449 | 0.00486
|  | 562.0707 | 0.00406
|  | 562.2965 | 0.00454
|  | 562.5222 | 0.00426
|  | 562.7481 | 0.00509
|  | 562.9739 | 0.00301
|  | 563.1997 | 0.0038
|  | 563.4255 | 0.00439
|  | 563.6514 | 0.00513
|  | 563.8772 | 0.00419
|  | 564.1031 | 0.00462
|  | 564.329 | 0.00447
|  | 564.5549 | 0.00554
|  | 564.7808 | 0.00385
|  | 565.0067 | 0.00465
|  | 565.2326 | 0.00454
|  | 565.4586 | 0.00474
|  | 565.6844 | 0.00461
|  | 565.9104 | 0.00514
|  | 566.1364 | 0.00465
|  | 566.3624 | 0.00457
|  | 566.5883 | 0.00401
|  | 566.8143 | 0.00424
|  | 567.0403 | 0.00377
|  | 567.2664 | 0.00408
|  | 567.4924 | 0.00368
|  | 567.7184 | 0.00454
|  | 567.9445 | 0.00352
|  | 568.1705 | 0.00468
|  | 568.3966 | 0.00484
|  | 568.6227 | 0.00434
|  | 568.8487 | 0.00366
|  | 569.0748 | 0.00479
|  | 569.301 | 0.004
|  | 569.5271 | 0.00464
|  | 569.7532 | 0.00355
|  | 569.9794 | 0.00367
|  | 570.2055 | 0.00321
|  | 570.4317 | 0.00466
|  | 570.6578 | 0.00369
|  | 570.884 | 0.00497
|  | 571.1102 | 0.00447
|  | 571.3364 | 0.00499
|  | 571.5626 | 0.00421
|  | 571.7889 | 0.0044
|  | 572.0151 | 0.0035
|  | 572.2413 | 0.00366
|  | 572.4676 | 0.00245
|  | 572.6938 | 0.00406
|  | 572.9202 | 0.0039
|  | 573.1464 | 0.00472
|  | 573.3727 | 0.00375
|  | 573.5991 | 0.00452
|  | 573.8254 | 0.00345
|  | 574.0517 | 0.00376
|  | 574.278 | 0.003
|  | 574.5044 | 0.00426
|  | 574.7307 | 0.00354
|  | 574.9571 | 0.00429
|  | 575.1835 | 0.00362
|  | 575.4099 | 0.00386
|  | 575.6363 | 0.00334
|  | 575.8627 | 0.00459
|  | 576.0891 | 0.00417
|  | 576.3156 | 0.00475
|  | 576.542 | 0.00324
|  | 576.7684 | 0.0036
|  | 576.9949 | 0.00349
|  | 577.2214 | 0.00424
|  | 577.4479 | 0.00434
|  | 577.6744 | 0.00363
|  | 577.9009 | 0.00344
|  | 578.1274 | 0.00381
|  | 578.3539 | 0.00416
|  | 578.5804 | 0.00362
|  | 578.807 | 0.00381
|  | 579.0336 | 0.00308
|  | 579.2601 | 0.00378
|  | 579.4867 | 0.00334
|  | 579.7133 | 0.00366
|  | 579.9399 | 0.00179
|  | 580.1665 | 0.0036
|  | 580.3931 | 0.00309
|  | 580.6197 | 0.00466
|  | 580.8464 | 0.00411
|  | 581.073 | 0.00456
|  | 581.2997 | 0.00303
|  | 581.5264 | 0.00389
|  | 581.7531 | 0.00331
|  | 581.9797 | 0.00339
|  | 582.2064 | 0.00316
|  | 582.4332 | 0.00322
|  | 582.6599 | 0.00351
|  | 582.8866 | 0.00376
|  | 583.1133 | 0.00325
|  | 583.3401 | 0.00351
|  | 583.5669 | 0.00272
|  | 583.7936 | 0.00362
|  | 584.0204 | 0.00416
|  | 584.2473 | 0.00382
|  | 584.4741 | 0.00272
|  | 584.7009 | 0.00298
|  | 584.9277 | 0.00318
|  | 585.1545 | 0.00362
|  | 585.3813 | 0.00304
|  | 585.6082 | 0.00374
|  | 585.8351 | 0.00322
|  | 586.062 | 0.00402
|  | 586.2889 | 0.00294
|  | 586.5158 | 0.00383
|  | 586.7427 | 0.00279
|  | 586.9696 | 0.00364
|  | 587.1965 | 0.00362
|  | 587.4235 | 0.00386
|  | 587.6504 | 0.00378
|  | 587.8774 | 0.00412
|  | 588.1044 | 0.00329
|  | 588.3314 | 0.00338
|  | 588.5584 | 0.00314
|  | 588.7853 | 0.00358
|  | 589.0123 | 0.00331
|  | 589.2394 | 0.00361
|  | 589.4664 | 0.00296
|  | 589.6934 | 0.00382
|  | 589.9205 | 0.00303
|  | 590.1476 | 0.00351
|  | 590.3746 | 0.00366
|  | 590.6018 | 0.00407
|  | 590.8288 | 0.00301
|  | 591.0559 | 0.00317
|  | 591.283 | 0.00319
|  | 591.5102 | 0.00347
|  | 591.7373 | 0.00277
|  | 591.9645 | 0.00345
|  | 592.1916 | 0.00289
|  | 592.4188 | 0.00354
|  | 592.646 | 0.00273
|  | 592.8732 | 0.00406
|  | 593.1003 | 0.00377
|  | 593.3276 | 0.00351
|  | 593.5548 | 0.003
|  | 593.782 | 0.00377
|  | 594.0093 | 0.00403
|  | 594.2365 | 0.00452
|  | 594.4638 | 0.00313
|  | 594.691 | 0.00316
|  | 594.9183 | 0.00292
|  | 595.1456 | 0.0041
|  | 595.3729 | 0.00313
|  | 595.6002 | 0.00374
|  | 595.8276 | 0.00287
|  | 596.0549 | 0.00204
|  | 596.2822 | 0.00248
|  | 596.5096 | 0.00402
|  | 596.7369 | 0.00336
|  | 596.9644 | 0.00357
|  | 597.1917 | 0.00297
|  | 597.4191 | 0.00374
|  | 597.6465 | 0.00337
|  | 597.8739 | 0.00416
|  | 598.1014 | 0.00283
|  | 598.3288 | 0.00263
|  | 598.5562 | 0.0029
|  | 598.7837 | 0.00331
|  | 599.0112 | 0.00296
|  | 599.2387 | 0.00366
|  | 599.4661 | 0.00299
|  | 599.6936 | 0.00371
|  | 599.9211 | 0.00265
|  | 600.1486 | 0.00332
|  | 600.3762 | 0.00283
|  | 600.6037 | 0.00323
|  | 600.8312 | 0.00235
|  | 601.0588 | 0.00284
|  | 601.2864 | 0.00232
|  | 601.514 | 0.00369
|  | 601.7416 | 0.0027
|  | 601.9692 | 0.00332
|  | 602.1968 | 0.00304
|  | 602.4244 | 0.00378
|  | 602.652 | 0.00271
|  | 602.8797 | 0.00275
|  | 603.1073 | 0.0023
|  | 603.335 | 0.00315
|  | 603.5627 | 0.00268
|  | 603.7903 | 0.00368
|  | 604.0181 | 0.00306
|  | 604.2457 | 0.00336
|  | 604.4734 | 0.00228
|  | 604.7012 | 0.00349
|  | 604.9289 | 0.00306
|  | 605.1567 | 0.00358
|  | 605.3844 | 0.00312
|  | 605.6122 | 0.00329
|  | 605.84 | 0.00266
|  | 606.0678 | 0.00342
|  | 606.2955 | 0.00239
|  | 606.5233 | 0.00303
|  | 606.7512 | 0.00316
|  | 606.979 | 0.00323
|  | 607.2068 | 0.00266
|  | 607.4347 | 0.00367
|  | 607.6625 | 0.00288
|  | 607.8904 | 0.00357
|  | 608.1183 | 0.00269
|  | 608.3461 | 0.00322
|  | 608.574 | 0.0026
|  | 608.8019 | 0.003
|  | 609.0299 | 0.00234
|  | 609.2578 | 0.003
|  | 609.4857 | 0.0027
|  | 609.7137 | 0.00309
|  | 609.9416 | 0.00203
|  | 610.1696 | 0.00263
|  | 610.3976 | 0.0027
|  | 610.6256 | 0.00292
|  | 610.8536 | 0.0022
|  | 611.0816 | 0.00282
|  | 611.3096 | 0.00208
|  | 611.5377 | 0.0031
|  | 611.7657 | 0.00266
|  | 611.9938 | 0.003
|  | 612.2218 | 0.00245
|  | 612.4499 | 0.00349
|  | 612.678 | 0.00211
|  | 612.9061 | 0.00271
|  | 613.1342 | 0.00238
|  | 613.3622 | 0.0036
|  | 613.5904 | 0.00247
|  | 613.8185 | 0.00311
|  | 614.0467 | 0.00258
|  | 614.2748 | 0.00196
|  | 614.503 | 0.00142
|  | 614.7311 | 0.00302
|  | 614.9593 | 0.00232
|  | 615.1876 | 0.00316
|  | 615.4157 | 0.0024
|  | 615.6439 | 0.00266
|  | 615.8722 | 0.00225
|  | 616.1004 | 0.00272
|  | 616.3287 | 0.00243
|  | 616.5569 | 0.00287
|  | 616.7852 | 0.00227
|  | 617.0134 | 0.00308
|  | 617.2418 | 0.00276
|  | 617.47 | 0.0034
|  | 617.6984 | 0.00253
|  | 617.9266 | 0.00348
|  | 618.155 | 0.00172
|  | 618.3833 | 0.00288
|  | 618.6116 | 0.00239
|  | 618.84 | 0.00267
|  | 619.0684 | 0.00223
|  | 619.2967 | 0.00252
|  | 619.5252 | 0.00307
|  | 619.7535 | 0.00377
|  | 619.9819 | 0.00263
|  | 620.2104 | 0.00256
|  | 620.4388 | 0.00209
|  | 620.6672 | 0.00309
|  | 620.8957 | 0.00231
|  | 621.1241 | 0.00232
|  | 621.3526 | 0.00283
|  | 621.5811 | 0.0032
|  | 621.8096 | 0.00238
|  | 622.0381 | 0.00266
|  | 622.2666 | 0.00206
|  | 622.4951 | 0.00276
|  | 622.7236 | 0.00253
|  | 622.9522 | 0.00312
|  | 623.1807 | 0.00257
|  | 623.4093 | 0.00274
|  | 623.6379 | 0.00184
|  | 623.8665 | 0.00207
|  | 624.095 | 0.00193
|  | 624.3236 | 0.00305
|  | 624.5522 | 0.00315
|  | 624.7809 | 0.00265
|  | 625.0095 | 0.00193
|  | 625.2382 | 0.00249
|  | 625.4668 | 0.00181
|  | 625.6954 | 0.00216
|  | 625.9241 | 0.00138
|  | 626.1528 | 0.00247
|  | 626.3815 | 0.00223
|  | 626.6102 | 0.00276
|  | 626.8389 | 0.00168
|  | 627.0676 | 0.00241
|  | 627.2964 | 0.00172
|  | 627.5251 | 0.0028
|  | 627.7539 | 0.00239
|  | 627.9826 | 0.00256
|  | 628.2114 | 0.00271
|  | 628.4402 | 0.00335
|  | 628.6689 | 0.00233
|  | 628.8978 | 0.00258
|  | 629.1266 | 0.00229
|  | 629.3554 | 0.00257
|  | 629.5842 | 0.00224
|  | 629.813 | 0.00259
|  | 630.0419 | 0.00278
|  | 630.2708 | 0.00338
|  | 630.4997 | 0.00212
|  | 630.7286 | 0.00287
|  | 630.9575 | 0.00274
|  | 631.1863 | 0.00237
|  | 631.4153 | 0.00199
|  | 631.6442 | 0.00206
|  | 631.8731 | 0.00151
|  | 632.102 | 0.00242
|  | 632.3311 | 0.00247
|  | 632.56 | 0.00245
|  | 632.7889 | 0.00173
|  | 633.0179 | 0.00316
|  | 633.2469 | 0.00196
|  | 633.476 | 0.00232
|  | 633.705 | 0.00163
|  | 633.934 | 0.00281
|  | 634.163 | 0.00202
|  | 634.3921 | 0.00246
|  | 634.6211 | 0.00139
|  | 634.8502 | 0.00209
|  | 635.0793 | 0.0022
|  | 635.3084 | 0.00224
|  | 635.5375 | 0.00149
|  | 635.7665 | 0.00172
|  | 635.9957 | 0.00171
|  | 636.2248 | 0.00322
|  | 636.4539 | 0.00196
|  | 636.6831 | 0.00224
|  | 636.9122 | 0.00292
|  | 637.1414 | 0.00137
|  | 637.3706 | 0.00239
|  | 637.5997 | 0.00164
|  | 637.829 | 0.0027
|  | 638.0582 | 0.00229
|  | 638.2873 | 0.00205
|  | 638.5166 | 0.0022
|  | 638.7459 | 0.00277
|  | 638.9751 | 0.00255
|  | 639.2043 | 0.00268
|  | 639.4336 | 0.00209
|  | 639.6629 | 0.00263
|  | 639.8922 | 0.00256
|  | 640.1215 | 0.00337
|  | 640.3508 | 0.00139
|  | 640.5801 | 0.00222
|  | 640.8094 | 0.00211
|  | 641.0388 | 0.0024
|  | 641.2681 | 0.00189
|  | 641.4975 | 0.00148
|  | 641.7268 | 0.0018
|  | 641.9562 | 0.00268
|  | 642.1856 | 0.00167
|  | 642.415 | 0.00221
|  | 642.6444 | 0.0016
|  | 642.8738 | 0.00229
|  | 643.1033 | 0.00167
|  | 643.3327 | 0.00207
|  | 643.5621 | 0.0014
|  | 643.7916 | 0.00275
|  | 644.0211 | 0.00319
|  | 644.2505 | 0.00273
|  | 644.48 | 0.0018
|  | 644.7095 | 0.00193
|  | 644.939 | 0.00175
|  | 645.1686 | 0.00313
|  | 645.3981 | 0.002
|  | 645.6276 | 0.0023
|  | 645.8572 | 0.00141
|  | 646.0867 | 0.0023
|  | 646.3163 | 0.00177
|  | 646.5458 | 0.00233
|  | 646.7754 | 0.0012
|  | 647.0051 | 0.00239
|  | 647.2347 | 0.00195
|  | 647.4643 | 0.00234
|  | 647.6939 | 0.00193
|  | 647.9235 | 0.00244
|  | 648.1532 | 0.00203
|  | 648.3829 | 0.00255
|  | 648.6125 | 0.00156
|  | 648.8422 | 0.00225
|  | 649.0719 | 0.00129
|  | 649.3016 | 0.00215
|  | 649.5313 | 0.00168
|  | 649.761 | 0.00152
|  | 649.9907 | 0.00086175
|  | 650.2205 | 0.00242
|  | 650.4502 | 0.0014
|  | 650.68 | 0.00264
|  | 650.9097 | 0.00177
|  | 651.1395 | 0.00177
|  | 651.3693 | 0.00188
|  | 651.5991 | 0.00223
|  | 651.8289 | 0.00122
|  | 652.0587 | 0.00174
|  | 652.2886 | 0.00095912
|  | 652.5184 | 0.00137
|  | 652.7482 | -8.2839e-05
|  | 652.9781 | 0.0018
|  | 653.2079 | 0.00081346
|  | 653.4379 | 0.0015
|  | 653.6677 | -6.8767e-05
|  | 653.8976 | 0.00108
|  | 654.1276 | 0.00071128
|  | 654.3575 | 0.00127
|  | 654.5874 | 0.00073793
|  | 654.8173 | 0.00162
|  | 655.0473 | 0.00024769
|  | 655.2772 | 0.00084387
|  | 655.5072 | 0.00033494
|  | 655.7372 | 0.0013
|  | 655.9672 | 0.00124
|  | 656.1971 | 0.00165
|  | 656.4272 | 0.00118
|  | 656.6572 | 0.00131
|  | 656.8872 | 0.00062736
|  | 657.1173 | 0.00161
|  | 657.3473 | 0.00138
|  | 657.5773 | 0.00234
|  | 657.8074 | 0.00092446
|  | 658.0375 | 0.00173
|  | 658.2676 | 0.00157
|  | 658.4977 | 0.00152
|  | 658.7278 | 0.00059048
|  | 658.9579 | 0.00116
|  | 659.188 | 0.00124
|  | 659.4181 | 0.00164
|  | 659.6483 | 0.00046101
|  | 659.8785 | 0.00104
|  | 660.1086 | 0.00077994
|  | 660.3388 | 0.00090956
|  | 660.569 | 0.00063045
|  | 660.7992 | 0.00177
|  | 661.0294 | 0.00018486
|  | 661.2596 | 0.00085697
|  | 661.4899 | 0.00061887
|  | 661.7201 | 0.00146
|  | 661.9503 | 0.00081008
|  | 662.1806 | 0.00123
|  | 662.4108 | 0.0006775
|  | 662.6411 | 0.00106
|  | 662.8714 | 0.00070788
|  | 663.1017 | 0.00159
|  | 663.332 | 0.00102
|  | 663.5623 | 0.0011
|  | 663.7927 | 0.00062489
|  | 664.023 | 0.00118
|  | 664.2534 | 0.00084845
|  | 664.4837 | 0.00102
|  | 664.7141 | 0.00084142
|  | 664.9445 | 0.00171
|  | 665.1748 | 0.0013
|  | 665.4052 | 0.00136
|  | 665.6356 | 4.3666e-05
|  | 665.866 | 0.00067912
|  | 666.0964 | 0.00069945
|  | 666.3269 | 0.0015
|  | 666.5573 | 0.00073341
|  | 666.7878 | 0.00158
|  | 667.0182 | 0.00062873
|  | 667.2487 | 0.00126
|  | 667.4792 | 0.00040508
|  | 667.7097 | 0.00106
|  | 667.9402 | 0.00123
|  | 668.1707 | 0.00076209
|  | 668.4013 | 0.00019592
|  | 668.6318 | 0.00109
|  | 668.8623 | 0.00090379
|  | 669.0929 | 0.00106
|  | 669.3234 | 0.00031006
|  | 669.554 | 0.00128
|  | 669.7846 | 0.00048018
|  | 670.0152 | 0.00142
|  | 670.2458 | 0.00117
|  | 670.4764 | 0.0012
|  | 670.707 | 0.00099082
|  | 670.9377 | 0.00123
|  | 671.1683 | 0.00051631
|  | 671.3989 | 0.0011
|  | 671.6296 | 0.00095291
|  | 671.8603 | 0.0014
|  | 672.0909 | 0.00088319
|  | 672.3217 | 0.00097519
|  | 672.5524 | 0.00061104
|  | 672.7831 | 0.00139
|  | 673.0138 | 0.00067369
|  | 673.2445 | 0.00107
|  | 673.4753 | 0.00113
|  | 673.706 | 0.00155
|  | 673.9368 | 0.00069128
|  | 674.1675 | 0.00078253
|  | 674.3983 | 0.00085652
|  | 674.6291 | 0.00089916
|  | 674.8599 | -4.097e-06
|  | 675.0907 | 0.00096924
|  | 675.3215 | 0.00043801
|  | 675.5524 | 0.00122
|  | 675.7832 | 0.00023782
|  | 676.014 | 0.00132
|  | 676.2449 | 0.00117
|  | 676.4758 | 0.00139
|  | 676.7067 | 0.00096933
|  | 676.9376 | 0.00134
|  | 677.1685 | 0.00036593
|  | 677.3994 | 0.00153
|  | 677.6303 | 0.00087219
|  | 677.8612 | 0.0014
|  | 678.0922 | 0.0006175
|  | 678.3231 | 0.00128
|  | 678.5541 | 0.00066485
|  | 678.785 | 0.00149
|  | 679.016 | 0.00090113
|  | 679.247 | 0.00086441
|  | 679.478 | -5.952e-05
|  | 679.709 | 0.00123
|  | 679.94 | 0.00090838
|  | 680.171 | 0.00101
|  | 680.402 | 0.0003164
|  | 680.6331 | 0.00101
|  | 680.8641 | 0.00064747
|  | 681.0952 | 0.00106
|  | 681.3263 | 0.00064174
|  | 681.5574 | 0.00113
|  | 681.7885 | 0.00049452
|  | 682.0196 | 0.0009553
|  | 682.2507 | 0.00042371
|  | 682.4818 | 0.00092455
|  | 682.7129 | 0.00043129
|  | 682.9441 | 0.00158
|  | 683.1752 | 0.00055803
|  | 683.4064 | 0.00105
|  | 683.6376 | 0.00067623
|  | 683.8688 | 0.00091228
|  | 684.1 | -0.00023462
|  | 684.3312 | 0.00076765
|  | 684.5624 | 0.00077947
|  | 684.7936 | 0.0013
|  | 685.0248 | 0.00085565
|  | 685.2561 | 0.00131
|  | 685.4874 | 0.00122
|  | 685.7186 | 0.00086448
|  | 685.9499 | 0.00088991
|  | 686.1812 | 0.00126
|  | 686.4125 | 0.0003055
|  | 686.6437 | 0.0012
|  | 686.8751 | 0.00035908
|  | 687.1064 | 0.00065919
|  | 687.3377 | -0.0001025
|  | 687.569 | 0.00091582
|  | 687.8004 | 0.00042837
|  | 688.0317 | 0.00094241
|  | 688.2631 | 0.00037686
|  | 688.4945 | 0.0006253
|  | 688.7259 | 0.00054752
|  | 688.9573 | 0.00127
|  | 689.1887 | 0.00055405
|  | 689.4201 | 0.0006594
|  | 689.6516 | 0.00011953
|  | 689.883 | 0.00091144
|  | 690.1144 | 0.00036987
|  | 690.3459 | 0.00139
|  | 690.5773 | 0.00064699
|  | 690.8088 | 0.0009991
|  | 691.0403 | 0.0003907
|  | 691.2718 | 0.00202
|  | 691.5034 | 0.00052189
|  | 691.7349 | 0.00091491
|  | 691.9664 | 0.00096523
|  | 692.1979 | 0.00103
|  | 692.4294 | 0.00028184
|  | 692.661 | 0.00105
|  | 692.8926 | 0.00065613
|  | 693.1241 | 0.00144
|  | 693.3557 | 0.00022001
|  | 693.5873 | 0.00050607
|  | 693.8189 | 0.00024029
|  | 694.0505 | 0.00108
|  | 694.2822 | 0.00045744
|  | 694.5138 | 0.00112
|  | 694.7454 | 0.00056839
|  | 694.9771 | 0.00088499
|  | 695.2087 | 0.00061477
|  | 695.4404 | 0.00119
|  | 695.6721 | 0.00198
|  | 695.9038 | 0.00041911
|  | 696.1355 | 0.00102
|  | 696.3672 | 0.00081191
|  | 696.5989 | 0.00146
|  | 696.8307 | -9.4706e-05
|  | 697.0624 | 7.4724e-05
|  | 697.2941 | 0.00032057
|  | 697.5259 | 0.00080006
|  | 697.7577 | 0.0004418
|  | 697.9894 | 0.00059842
|  | 698.2213 | 0.00042198
|  | 698.4531 | 0.00117
|  | 698.6849 | 0.00078945
|  | 698.9167 | 0.00132
|  | 699.1485 | 0.00035919
|  | 699.3804 | 0.00066226
|  | 699.6122 | -0.000179
|  | 699.8441 | 0.00134
|  | 700.0759 | 8.2276e-05
|  | 700.3078 | 0.00077007
|  | 700.5397 | 0.00013644
|  | 700.7716 | 0.00077097
|  | 701.0035 | 0.00022628
|  | 701.2354 | 0.00141
|  | 701.4674 | 0.00095402
|  | 701.6993 | 0.00081366
|  | 701.9312 | 0.00042733
|  | 702.1631 | 0.00108
|  | 702.3951 | 0.00026327
|  | 702.6271 | 0.00088112
|  | 702.8591 | 0.00012977
|  | 703.0911 | 0.00116
|  | 703.3231 | 0.00085645
|  | 703.5551 | 0.00103
|  | 703.7871 | 0.00074261
|  | 704.0191 | 0.00050814
|  | 704.2512 | 0.00058005
|  | 704.4832 | 0.00106
|  | 704.7153 | 0.00043458
|  | 704.9473 | 0.00126
|  | 705.1794 | -5.6948e-05
|  | 705.4115 | 0.00094554
|  | 705.6436 | 0.00085605
|  | 705.8757 | 0.00166
|  | 706.1078 | 0.00042418
|  | 706.34 | 0.00097589
|  | 706.5721 | 0.00059794
|  | 706.8043 | 0.00084305
|  | 707.0364 | 0.00021559
|  | 707.2686 | 0.00066855
|  | 707.5008 | 0.00126
|  | 707.733 | 0.00115
|  | 707.9651 | 0.00064655
|  | 708.1974 | 0.00104
|  | 708.4296 | 0.00031383
|  | 708.6618 | 0.00059895
|  | 708.894 | 0.00024303
|  | 709.1263 | 0.00137
|  | 709.3585 | -0.00012646
|  | 709.5908 | 0.00111
|  | 709.8231 | 0.00030813
|  | 710.0554 | 0.00098749
|  | 710.2877 | 0.00139
|  | 710.52 | 0.0012
|  | 710.7523 | 0.00016428
|  | 710.9846 | 0.00104
|  | 711.2169 | 0.00033066
|  | 711.4493 | 0.00066705
|  | 711.6816 | 0.00029048
|  | 711.9139 | 0.00069146
|  | 712.1464 | -0.00027062
|  | 712.3787 | 0.00077658
|  | 712.6111 | 0.00021933
|  | 712.8435 | 0.00109
|  | 713.0759 | 0.00161
|  | 713.3084 | 0.00085061
|  | 713.5408 | 0.0004041
|  | 713.7732 | 0.00026224
|  | 714.0057 | -0.00011199
|  | 714.2381 | 0.00028296
|  | 714.4706 | -9.5183e-05
|  | 714.7031 | 0.00051045
|  | 714.9356 | 0.00109
|  | 715.168 | 0.0011
|  | 715.4005 | 0.00034334
|  | 715.6331 | 0.00082182
|  | 715.8656 | 8.7937e-05
|  | 716.0981 | 0.00079833
|  | 716.3306 | 0.00102
|  | 716.5632 | 0.0009667
|  | 716.7958 | 0.00067881
|  | 717.0283 | 0.00075704
|  | 717.2609 | -0.00031926
|  | 717.4935 | 0.00054796
|  | 717.7261 | 0.0001757
|  | 717.9587 | 0.00123
|  | 718.1914 | -0.00018476
|  | 718.4239 | 0.00037576
|  | 718.6566 | 0.00057921
|  | 718.8893 | 0.00082734
|  | 719.1219 | -0.00015843
|  | 719.3546 | 0.00051136
|  | 719.5873 | -9.7788e-06
|  | 719.8199 | 0.0004946
|  | 720.0527 | 0.00072455
|  | 720.2853 | 0.00147
|  | 720.5181 | 8.0133e-05
|  | 720.7508 | 0.00118
|  | 720.9835 | 0.00029239
|  | 721.2163 | 0.00145
|  | 721.449 | 0.0002148
|  | 721.6818 | 0.00138
|  | 721.9146 | 0.00056152
|  | 722.1474 | 0.0014
|  | 722.3802 | 0.00041588
|  | 722.613 | 0.00055128
|  | 722.8458 | -0.000418
|  | 723.0786 | 0.00075834
|  | 723.3115 | -4.2343e-05
|  | 723.5443 | 0.00089125
|  | 723.7771 | -1.8417e-06
|  | 724.01 | 0.00068132
|  | 724.2429 | 0.00078489
|  | 724.4758 | 0.00074648
|  | 724.7086 | -4.4161e-05
|  | 724.9415 | 0.00079133
|  | 725.1744 | 0.0001865
|  | 725.4073 | 0.00065714
|  | 725.6403 | -0.00015808
|  | 725.8732 | 0.00022339
|  | 726.1061 | -0.00012105
|  | 726.3391 | 0.0014
|  | 726.5721 | 0.0005161
|  | 726.8051 | 0.00048693
|  | 727.038 | 8.1267e-05
|  | 727.2711 | 0.00099913
|  | 727.504 | 0.00074912
|  | 727.7371 | 0.00049161
|  | 727.9701 | -0.00032799
|  | 728.2031 | 0.00109
|  | 728.4362 | 0.00024831
|  | 728.6692 | 0.00048795
|  | 728.9023 | -0.00013198
|  | 729.1354 | 0.00048418
|  | 729.3684 | -0.00013693
|  | 729.6015 | 0.00022726
|  | 729.8346 | 0.00042747
|  | 730.0678 | 0.00123
|  | 730.3008 | 0.00025183
|  | 730.534 | 0.00115
|  | 730.7671 | -9.2826e-05
|  | 731.0002 | 0.00090777
|  | 731.2334 | 0.00012762
|  | 731.4666 | 0.00065012
|  | 731.6998 | -0.00035671
|  | 731.9329 | 0.00064875
|  | 732.1661 | -0.00063916
|  | 732.3994 | 0.00053069
|  | 732.6326 | 0.00033946
|  | 732.8658 | 0.0018
|  | 733.099 | 0.00062639
|  | 733.3323 | 0.00101
|  | 733.5655 | 0.00027089
|  | 733.7988 | 0.00059662
|  | 734.032 | 0.00078993
|  | 734.2653 | 0.00122
|  | 734.4986 | 0.00038246
|  | 734.7319 | 0.00025333
|  | 734.9652 | 3.0696e-05
|  | 735.1985 | 0.000906
|  | 735.4319 | 0.00015569
|  | 735.6652 | 0.00045109
|  | 735.8986 | 0.0005202
|  | 736.1319 | 0.00153
|  | 736.3653 | 0.00057648
|  | 736.5987 | 0.00106
|  | 736.832 | 0.00065999
|  | 737.0654 | 0.0003719
|  | 737.2988 | -0.0002479
|  | 737.5323 | 0.00092014
|  | 737.7657 | 0.00031222
|  | 737.9991 | 0.00187
|  | 738.2325 | 0.00068015
|  | 738.466 | 0.00136
|  | 738.6995 | 0.0013
|  | 738.933 | 0.00433
|  | 739.1664 | 0.00101
|  | 739.3999 | 0.00082608
|  | 739.6334 | -3.1902e-05
|  | 739.8669 | 0.00043066
|  | 740.1005 | -0.00070712
|  | 740.334 | 0.00040815
|  | 740.5675 | -0.00047882
|  | 740.8011 | 0.00055286
|  | 741.0346 | -0.0002513
|  | 741.2682 | 0.00083959
|  | 741.5018 | 8.4213e-05
|  | 741.7354 | 0.00043114
|  | 741.9689 | 0.00036421
|  | 742.2026 | 0.00085881
|  | 742.4362 | 0.00015574
|  | 742.6698 | 0.00055486
|  | 742.9034 | 0.00051001
|  | 743.1371 | 0.00112
|  | 743.3707 | 0.00031547
|  | 743.6044 | 0.00079348
|  | 743.8381 | 0.00014891
|  | 744.0717 | 0.00075863
|  | 744.3054 | 6.8963e-05
|  | 744.5391 | 0.00067995
|  | 744.7728 | 9.1382e-06
|  | 745.0065 | 0.00037645
|  | 745.2403 | 0.00038049
|  | 745.474 | 0.00169
|  | 745.7078 | 0.0008116
|  | 745.9415 | 0.00132
|  | 746.1753 | 0.00018618
|  | 746.4091 | 0.0002626
|  | 746.6428 | 7.8156e-05
|  | 746.8767 | 0.00051123
|  | 747.1104 | 0.00031296
|  | 747.3442 | 0.00117
|  | 747.5781 | 0.00114
|  | 747.8119 | 0.00146
|  | 748.0458 | 0.00019718
|  | 748.2796 | 0.00011803
|  | 748.5134 | 0.00050755
|  | 748.7473 | 0.00112
|  | 748.9812 | 0.00032082
|  | 749.2151 | 0.00073877
|  | 749.449 | 0.00024968
|  | 749.6829 | 0.00031951
|  | 749.9168 | -0.00056281
|  | 750.1508 | 0.0009265
|  | 750.3847 | 0.00104
|  | 750.6187 | 0.00115
|  | 750.8526 | 0.0002552
|  | 751.0865 | 0.00051133
|  | 751.3205 | 0.00014135
|  | 751.5545 | 0.00094441
|  | 751.7885 | 8.7343e-05
|  | 752.0225 | 0.00108
|  | 752.2565 | -0.00013313
|  | 752.4905 | 0.00059135
|  | 752.7246 | 0.00047603
|  | 752.9586 | 0.00021487
|  | 753.1926 | 0.00015473
|  | 753.4267 | 0.00071046
|  | 753.6608 | 6.0892e-05
|  | 753.8948 | 0.0005309
|  | 754.1289 | -0.00041825
|  | 754.363 | 0.00015122
|  | 754.5971 | 0.00028773
|  | 754.8312 | 0.00033419
|  | 755.0654 | -0.00024006
|  | 755.2995 | -0.00034422
|  | 755.5336 | 0.00045577
|  | 755.7678 | 0.00014775
|  | 756.0019 | 0.00060567
|  | 756.2361 | 0.00012347
|  | 756.4703 | 0.00042353
|  | 756.7045 | 0.00038765
|  | 756.9387 | 0.00104
|  | 757.1729 | 0.00041483
|  | 757.4071 | 0.00091618
|  | 757.6414 | 0.00040225
|  | 757.8756 | 0.00053469
|  | 758.1099 | 0.00041292
|  | 758.3441 | 0.00111
|  | 758.5784 | 1.811e-05
|  | 758.8126 | 0.00047008
|  | 759.0469 | -0.00016792
|  | 759.2812 | 0.00042377
|  | 759.5155 | 0.00017582
|  | 759.7498 | 0.00071831
|  | 759.9841 | 3.713e-05
|  | 760.2185 | 0.00090401
|  | 760.4528 | 0.00035208
|  | 760.6872 | 0.0007057
|  | 760.9215 | 0.00019751
|  | 761.1559 | 0.00050477
|  | 761.3903 | 0.0001829
|  | 761.6247 | 0.00052781
|  | 761.8591 | -0.00063457
|  | 762.0934 | 0.00014603
|  | 762.3279 | 0.00027138
|  | 762.5623 | 0.00098697
|  | 762.7967 | 0.00051704
|  | 763.0312 | 0.00059591
|  | 763.2656 | -3.571e-05
|  | 763.5001 | 0.00013431
|  | 763.7346 | -0.00029252
|  | 763.9691 | 0.00049361
|  | 764.2035 | 0.00060209
|  | 764.438 | 0.00098565
|  | 764.6726 | 0.00021526
|  | 764.9071 | 0.00047622
|  | 765.1416 | 0.00026397
|  | 765.3762 | 0.00050386
|  | 765.6107 | 9.4013e-05
|  | 765.8452 | 9.7543e-05
|  | 766.0798 | 0.00041026
|  | 766.3144 | 0.00081752
|  | 766.5489 | 0.00040182
|  | 766.7836 | 0.00050861
|  | 767.0182 | 6.1365e-05
|  | 767.2527 | 0.00081223
|  | 767.4874 | 7.7459e-05
|  | 767.722 | 0.00064016
|  | 767.9567 | 0.00036999
|  | 768.1914 | 0.00072817
|  | 768.426 | 0.00058399
|  | 768.6606 | 0.00060526
|  | 768.8953 | -0.00014957
|  | 769.13 | -3.7495e-05
|  | 769.3647 | 0.00034716
|  | 769.5994 | 0.00066533
|  | 769.8341 | 0.00035066
|  | 770.0688 | 0.0003268
|  | 770.3036 | 0.00045997
|  | 770.5383 | 0.00070558
|  | 770.7731 | 0.0001166
|  | 771.0078 | 0.00107
|  | 771.2426 | 0.00017264
|  | 771.4774 | 0.00075217
|  | 771.7122 | 0.00017785
|  | 771.947 | 0.00106
|  | 772.1818 | 0.00010456
|  | 772.4166 | 0.0012
|  | 772.6514 | -0.00022864
|  | 772.8863 | 0.00032965
|  | 773.1211 | 0.00039222
|  | 773.356 | 0.0003737
|  | 773.5908 | 0.00105
|  | 773.8257 | 0.00083991
|  | 774.0606 | -0.00028021
|  | 774.2955 | -8.5708e-05
|  | 774.5304 | 0.00028242
|  | 774.7653 | 0.0011
|  | 775.0002 | -3.8493e-05
|  | 775.2352 | 0.0003398
|  | 775.4701 | 0.00085715
|  | 775.705 | 0.0008356
|  | 775.94 | 0.00035107
|  | 776.1749 | 0.0009567
|  | 776.4099 | 0.00025883
|  | 776.6449 | 0.00030042
|  | 776.8799 | 0.00060182
|  | 777.1149 | 0.0013
|  | 777.3499 | -5.2162e-05
|  | 777.585 | 0.0009121
|  | 777.8199 | 7.8407e-05
|  | 778.055 | 0.00068109
|  | 778.29 | -0.00010815
|  | 778.5252 | 0.00042656
|  | 778.7602 | -0.00016484
|  | 778.9953 | 0.00032361
|  | 779.2304 | -0.00037848
|  | 779.4655 | 0.00049259
|  | 779.7006 | 0.00017912
|  | 779.9357 | 0.00128
|  | 780.1708 | 0.00032815
|  | 780.4059 | 0.00021041
|  | 780.641 | -0.00016248
|  | 780.8762 | 0.00082226
|  | 781.1114 | 0.00017677
|  | 781.3466 | 0.00028895
|  | 781.5817 | -0.00071254
|  | 781.817 | 0.00042057
|  | 782.0521 | 0.00031762
|  | 782.2873 | 0.00082667
|  | 782.5226 | 0.00067249
|  | 782.7577 | 0.00046143
|  | 782.993 | -0.00010188
|  | 783.2283 | 4.6707e-05
|  | 783.4635 | 6.398e-05
|  | 783.6988 | 0.00039372
|  | 783.934 | -0.00024677
|  | 784.1693 | 0.00026001
|  | 784.4046 | -0.00044442
|  | 784.6399 | 0.00028201
|  | 784.8752 | 0.00020185
|  | 785.1105 | 0.00088907
|  | 785.3459 | -0.00043692
|  | 785.5812 | 0.00065986
|  | 785.8166 | 0.00012427
|  | 786.0519 | 0.00049115
|  | 786.2873 | -4.3318e-05
|  | 786.5226 | 0.00063469
|  | 786.7581 | 0.00013408
|  | 786.9934 | 0.00045759
|  | 787.2288 | 0.00026056
|  | 787.4642 | 0.0004837
|  | 787.6997 | -8.9122e-05
|  | 787.9351 | 0.00024493
|  | 788.1705 | -0.00031185
|  | 788.406 | 0.0006374
|  | 788.6414 | 0.00028821
|  | 788.8769 | 0.00057885
|  | 789.1124 | -0.0001826
|  | 789.3479 | 0.00059767
|  | 789.5834 | -2.9221e-05
|  | 789.8188 | 0.0004283
|  | 790.0544 | -0.00020626
|  | 790.2899 | 0.0003512
|  | 790.5254 | 0.00022601
|  | 790.761 | 0.00051344
|  | 790.9965 | -0.00061769
|  | 791.2321 | 0.00011001
|  | 791.4677 | -0.00024186
|  | 791.7033 | 0.00041249
|  | 791.9388 | -0.00013933
|  | 792.1744 | 0.00091656
|  | 792.41 | 0.00031639
|  | 792.6456 | 0.00090221
|  | 792.8812 | 0.00036854
|  | 793.1169 | 0.00139
|  | 793.3525 | -9.6068e-05
|  | 793.5882 | 0.00041341
|  | 793.8238 | -0.00046255
|  | 794.0595 | 0.00042758
|  | 794.2952 | 0.00048717
|  | 794.5309 | 0.00134
|  | 794.7666 | 4.6997e-05
|  | 795.0023 | 0.00019858
|  | 795.238 | -9.0403e-05
|  | 795.4737 | 0.00036821
|  | 795.7095 | -0.00060565
|  | 795.9452 | 0.00049638
|  | 796.181 | -0.00051895
|  | 796.4167 | 0.00086174
|  | 796.6525 | -4.8123e-05
|  | 796.8882 | 0.00048914
|  | 797.124 | -0.00016937
|  | 797.3599 | 0.00031047
|  | 797.5956 | -0.00042541
|  | 797.8315 | 0.00080513
|  | 798.0673 | 0.00053702
|  | 798.3031 | 0.0011
|  | 798.539 | 6.6117e-05
|  | 798.7748 | 0.00057107
|  | 799.0107 | -0.0001028
|  | 799.2466 | 0.00075359
|  | 799.4824 | 0.0001451
|  | 799.7183 | 0.00054329
|  | 799.9542 | 0.00012256
|  | 800.1901 | 0.00065423
|  | 800.4261 | -0.00013131
|  | 800.662 | 0.00050608
|  | 800.898 | 0.00034992
|  | 801.1339 | 0.00034454
|  | 801.3698 | -0.00037176
|  | 801.6058 | 0.00036529
|  | 801.8417 | -0.0001007
|  | 802.0778 | -0.0002029
|  | 802.3137 | -0.00016463
|  | 802.5497 | 0.00031706
|  | 802.7857 | -7.766e-05
|  | 803.0217 | 0.00028665
|  | 803.2577 | 0.00033987
|  | 803.4938 | 0.00106
|  | 803.7299 | 0.00055469
|  | 803.9659 | 0.00089117
|  | 804.202 | -1.4557e-05
|  | 804.438 | 0.00065638
|  | 804.6741 | 0.00046235
|  | 804.9102 | 0.00136
|  | 805.1463 | 0.00011538
|  | 805.3824 | 0.00051399
|  | 805.6185 | 3.9364e-05
|  | 805.8547 | 0.00017423
|  | 806.0908 | -3.9037e-05
|  | 806.327 | 0.00086945
|  | 806.5631 | -0.00040637
|  | 806.7993 | -0.0003696
|  | 807.0355 | -0.00053831
|  | 807.2717 | 0.00050484
|  | 807.5078 | -0.0001787
|  | 807.744 | 0.00037748
|  | 807.9802 | -8.02e-05
|  | 808.2165 | 4.9349e-05
|  | 808.4527 | 1.9384e-05
|  | 808.6889 | 8.091e-05
|  | 808.9252 | -0.0003598
|  | 809.1614 | 0.00032288
|  | 809.3977 | 0.0002265
|  | 809.634 | 0.00084337
|  | 809.8702 | 0.00010616
|  | 810.1066 | 0.0002377
|  | 810.3428 | 9.6818e-06
|  | 810.5792 | 0.00024332
|  | 810.8155 | 1.1918e-05
|  | 811.0518 | 0.00027015
|  | 811.2881 | -0.00024139
|  | 811.5245 | 0.00083163
|  | 811.7609 | 0.0002818
|  | 811.9972 | 0.00115
|  | 812.2336 | 0.00032737
|  | 812.47 | 0.00033
|  | 812.7064 | 3.8895e-05
|  | 812.9428 | 0.00107
|  | 813.1792 | 0.0003086
|  | 813.4156 | 0.00080688
|  | 813.652 | -3.3417e-05
|  | 813.8885 | 0.00025847
|  | 814.1249 | 7.7479e-05
|  | 814.3614 | 0.0009323
|  | 814.5978 | -3.7595e-05
|  | 814.8343 | 0.00064202
|  | 815.0708 | 0.00015654
|  | 815.3073 | 0.0012
|  | 815.5438 | 0.00078294
|  | 815.7803 | -0.00067832
|  | 816.0168 | 0.00017767
|  | 816.2534 | 0.00014997
|  | 816.4899 | 0.00059014
|  | 816.7264 | 0.00021655
|  | 816.963 | 0.00096508
|  | 817.1995 | -0.00060916
|  | 817.4361 | 0.00043529
|  | 817.6727 | 0.00089138
|  | 817.9093 | 0.00111
|  | 818.1459 | 0.00013587
|  | 818.3825 | 0.00068113
|  | 818.6191 | -3.3208e-05
|  | 818.8558 | 8.168e-05
|  | 819.0924 | -0.00041664
|  | 819.329 | 0.00077037
|  | 819.5657 | 0.00039368
|  | 819.8024 | 0.00046609
|  | 820.0391 | 0.00041179
|  | 820.2757 | 0.00071146
|  | 820.5124 | 0.00043597
|  | 820.7491 | 0.0002711
|  | 820.9858 | 0.00023295
|  | 821.2225 | 0.00108
|  | 821.4593 | 0.00036327
|  | 821.696 | 0.00027874
|  | 821.9327 | -0.00049882
|  | 822.1695 | 0.00027241
|  | 822.4062 | 1.4946e-05
|  | 822.6431 | 0.0001069
|  | 822.8798 | 8.0421e-05
|  | 823.1166 | 0.00065949
|  | 823.3534 | 1.2896e-05
|  | 823.5902 | 0.00087176
|  | 823.827 | 8.2127e-05
|  | 824.0639 | 0.0007275
|  | 824.3007 | 0.00023814
|  | 824.5375 | 0.00027704
|  | 824.7744 | -0.00018348
|  | 825.0113 | 0.00026273
|  | 825.2482 | -0.00056689
|  | 825.4851 | 0.00012825
|  | 825.7219 | -0.00011526
|  | 825.9588 | 1.1686e-05
|  | 826.1957 | -0.0004273
|  | 826.4327 | 0.00058479
|  | 826.6696 | 0.00104
|  | 826.9065 | 0.000761
|  | 827.1435 | -6.5519e-05
|  | 827.3804 | 0.0007141
|  | 827.6174 | -0.00033725
|  | 827.8544 | 0.00023772
|  | 828.0913 | 0.00037175
|  | 828.3283 | 0.00147
|  | 828.5653 | 0.00050193
|  | 828.8023 | 0.00075683
|  | 829.0394 | 0.00029229
|  | 829.2764 | 0.00043116
|  | 829.5134 | -9.2222e-05
|  | 829.7504 | 0.0011
|  | 829.9875 | 0.00147
|  | 830.2246 | 0.00745
|  | 830.4617 | 0.00086286
|  | 830.6987 | 0.00054657
|  | 830.9358 | 0.0003718
|  | 831.1729 | 0.00050346
|  | 831.41 | -0.00019396
|  | 831.6472 | 0.00109
|  | 831.8843 | 0.00014614
|  | 832.1214 | 0.00118
|  | 832.3585 | -0.00011333
|  | 832.5957 | -0.00026703
|  | 832.8328 | -0.00033581
|  | 833.07 | 0.00045156
|  | 833.3072 | 7.3686e-05
|  | 833.5444 | 0.00054986
|  | 833.7816 | 0.00012212
|  | 834.0188 | 0.00072813
|  | 834.256 | -2.2863e-05
|  | 834.4932 | 0.00043418
|  | 834.7305 | 0.00010552
|  | 834.9677 | 0.0001346
|  | 835.205 | 0.00041376
|  | 835.4422 | 0.00069858
|  | 835.6795 | 0.0004397
|  | 835.9167 | 0.00090493
|  | 836.154 | -0.00020612
|  | 836.3914 | 0.00048382
|  | 836.6287 | 0.00027512
|  | 836.866 | 0.00089846
|  | 837.1033 | -0.00027063
|  | 837.3406 | 0.00023333
|  | 837.5779 | 6.7012e-05
|  | 837.8153 | 0.00052727
|  | 838.0527 | 0.00026712
|  | 838.29 | 0.00062627
|  | 838.5274 | 0.00067236
|  | 838.7648 | 0.00124
|  | 839.0022 | 0.00045417
|  | 839.2396 | 0.00086035
|  | 839.477 | -4.1966e-05
|  | 839.7144 | 0.00058013
|  | 839.9518 | 0.00013155
|  | 840.1893 | 0.00059019
|  | 840.4268 | 0.00010897
|  | 840.6642 | 0.00024886
|  | 840.9017 | -0.00020042
|  | 841.1392 | 0.00017979
|  | 841.3767 | 0.00052995
|  | 841.6141 | 0.0012
|  | 841.8516 | 0.00037231
|  | 842.0892 | 0.00096296
|  | 842.3267 | 0.00063975
|  | 842.5642 | 0.00064644
|  | 842.8018 | 0.00024089
|  | 843.0393 | 0.00077412
|  | 843.2769 | 0.00043804
|  | 843.5144 | 0.00082631
|  | 843.7519 | -4.1184e-05
|  | 843.9896 | 0.00021878
|  | 844.2272 | -0.00056661
|  | 844.4647 | 0.00019587
|  | 844.7023 | -0.00012377
|  | 844.94 | 0.00068755
|  | 845.1776 | -0.00035556
|  | 845.4152 | 0.00057206
|  | 845.6529 | -0.00032648
|  | 845.8906 | 0.00010986
|  | 846.1282 | -0.00028073
|  | 846.3658 | 0.00055675
|  | 846.6036 | -2.4156e-05
|  | 846.8412 | 0.00064666
|  | 847.0789 | 0.00017426
|  | 847.3166 | 0.00106
|  | 847.5544 | 0.00048347
|  | 847.7921 | 0.00076228
|  | 848.0299 | 2.8452e-05
|  | 848.2676 | 0.00036744
|  | 848.5053 | -8.138e-05
|  | 848.7431 | 0.00097789
|  | 848.9808 | 0.00012015
|  | 849.2186 | 0.00058596
|  | 849.4564 | -0.00059131
|  | 849.6942 | 0.00020695
|  | 849.932 | 0.00013986
|  | 850.1699 | 0.00089469
|  | 850.4076 | 0.00027072
|  | 850.6455 | 0.00055247
|  | 850.8833 | -0.00017714
|  | 851.1211 | 0.0003693
|  | 851.359 | -0.00018851
|  | 851.5969 | 0.00035472
|  | 851.8348 | -4.787e-05
|  | 852.0727 | 0.00105
|  | 852.3106 | 0.00022457
|  | 852.5485 | 0.00058745
|  | 852.7864 | 0.00055632
|  | 853.0243 | 0.00025524
|  | 853.2622 | -0.00049255
|  | 853.5002 | 0.0006667
|  | 853.7381 | 0.00052691
|  | 853.9761 | 0.00131
|  | 854.2141 | -7.9437e-05
|  | 854.452 | 0.0008868
|  | 854.69 | -3.8629e-05
|  | 854.928 | 0.00062856
|  | 855.166 | -0.00028291
|  | 855.404 | 0.00057898
|  | 855.642 | -0.0001586
|  | 855.8801 | 0.0006364
|  | 856.1181 | -4.5601e-05
|  | 856.3561 | 0.00089606
|  | 856.5942 | 0.00028698
|  | 856.8322 | 0.00069983
|  | 857.0703 | -0.00082632
|  | 857.3084 | -0.0001552
|  | 857.5465 | -0.00029864
|  | 857.7846 | 0.00077318
|  | 858.0227 | 0.00088333
|  | 858.2608 | 0.00054875
|  | 858.499 | -0.00015833
|  | 858.7371 | 0.0005171
|  | 858.9752 | 0.00017132
|  | 859.2134 | 0.00139
|  | 859.4515 | 0.00055572
|  | 859.6897 | 0.00101
|  | 859.9279 | 0.0001987
|  | 860.1661 | 0.00052455
|  | 860.4042 | 0.00015107
|  | 860.6425 | 0.00014522
|  | 860.8807 | -0.0003374
|  | 861.1189 | 0.00039484
|  | 861.3571 | -7.0561e-05
|  | 861.5953 | 2.6711e-05
|  | 861.8336 | 5.8282e-05
|  | 862.0719 | 0.00051525
|  | 862.3101 | -0.00017641
|  | 862.5484 | 0.00044811
|  | 862.7867 | -0.00045613
|  | 863.025 | 0.00054153
|  | 863.2633 | 0.00019136
|  | 863.5016 | 0.0006243
|  | 863.7399 | 0.00040399
|  | 863.9783 | 0.00058604
|  | 864.2166 | 0.00031345
|  | 864.455 | 0.00062969
|  | 864.6933 | 0.00019301
|  | 864.9316 | 0.00050388
|  | 865.17 | 0.00028508
|  | 865.4084 | 0.00040879
|  | 865.6468 | -0.00023151
|  | 865.8852 | 0.00028647
|  | 866.1236 | -0.00049551
|  | 866.362 | 0.0007274
|  | 866.6005 | -6.9396e-06
|  | 866.8389 | 0.00056339
|  | 867.0773 | 5.0862e-05
|  | 867.3158 | 0.00111
|  | 867.5543 | 0.00030936
|  | 867.7927 | 0.0008599
|  | 868.0312 | 0.00018373
|  | 868.2696 | 0.00116
|  | 868.5082 | -4.3474e-05
|  | 868.7466 | 0.00031217
|  | 868.9852 | -0.00013482
|  | 869.2237 | 8.5528e-05
|  | 869.4622 | -0.00049229
|  | 869.7007 | 0.00024892
|  | 869.9393 | -0.00029221
|  | 870.1779 | 0.00065652
|  | 870.4164 | -0.00032659
|  | 870.655 | 0.0015
|  | 870.8936 | 3.8391e-05
|  | 871.1322 | 0.00098466
|  | 871.3708 | 0.00027603
|  | 871.6094 | 0.00056518
|  | 871.848 | -0.0003073
|  | 872.0867 | 0.00066619
|  | 872.3253 | 0.00063799
|  | 872.564 | 0.00056251
|  | 872.8026 | 0.00114
|  | 873.0413 | 0.00111
|  | 873.2799 | 0.0005755
|  | 873.5186 | 0.00045794
|  | 873.7573 | -8.193e-05
|  | 873.996 | -4.7041e-06
|  | 874.2347 | -0.0002418
|  | 874.4734 | 0.00080164
|  | 874.7122 | 0.00013522
|  | 874.9509 | 0.00069221
|  | 875.1896 | -0.00029043
|  | 875.4283 | 0.00027001
|  | 875.6671 | 0.0001597
|  | 875.9059 | 0.00059001
|  | 876.1446 | -0.0005518
|  | 876.3834 | -0.00027873
|  | 876.6223 | 0.00028059
|  | 876.861 | -0.0002843
|  | 877.0998 | 0.000296
|  | 877.3387 | -4.3747e-05
|  | 877.5775 | 0.00074892
|  | 877.8164 | 0.00058644
|  | 878.0552 | 0.00060474
|  | 878.2941 | 0.00029938
|  | 878.5329 | 0.00059878
|  | 878.7718 | 0.00019563
|  | 879.0107 | 0.00088998
|  | 879.2496 | 0.00060967
|  | 879.4885 | 0.0005505
|  | 879.7274 | 6.0133e-05
|  | 879.9663 | 0.00075371
|  | 880.2052 | -0.0002577
|  | 880.4442 | 0.00018677
|  | 880.6831 | 0.00020045
|  | 880.9221 | 0.00077968
|  | 881.161 | 0.00019579
|  | 881.4 | 0.0002072
|  | 881.6389 | -0.00066162
|  | 881.8779 | 0.00079545
|  | 882.1169 | 0.00019504
|  | 882.356 | 4.207e-05
|  | 882.595 | -9.7871e-07
|  | 882.834 | 0.00096681
|  | 883.073 | 0.00098788
|  | 883.312 | 0.00061731
|  | 883.5511 | -7.9544e-05
|  | 883.7902 | 4.6582e-05
|  | 884.0292 | -8.7138e-05
|  | 884.2682 | 0.00070456
|  | 884.5074 | 2.4141e-05
|  | 884.7465 | 0.00096796
|  | 884.9855 | 0.00063673
|  | 885.2247 | 0.00025984
|  | 885.4638 | 7.6806e-05
|  | 885.7029 | 0.00041206
|  | 885.942 | 3.7131e-05
|  | 886.1812 | 0.0002276
|  | 886.4203 | -0.00077593
|  | 886.6595 | 0.00033748
|  | 886.8987 | 0.00019725
|  | 887.1378 | 0.0011
|  | 887.377 | -0.00035182
|  | 887.6162 | 0.00043195
|  | 887.8554 | 0.0007453
|  | 888.0947 | 0.00077087
|  | 888.3339 | -0.00031095
|  | 888.5731 | 0.0008421
|  | 888.8123 | 0.00011072
|  | 889.0516 | 0.00117
|  | 889.2908 | 0.00050801
|  | 889.5301 | 0.00118
|  | 889.7694 | 0.00024862
|  | 890.0087 | 0.00084148
|  | 890.2479 | -0.00021145
|  | 890.4872 | 0.0006188
|  | 890.7266 | -0.00044144
|  | 890.9659 | 0.0009019
|  | 891.2052 | -0.00012948
|  | 891.4445 | -1.9563e-05
|  | 891.6839 | -0.00057141
|  | 891.9232 | 2.0567e-06
|  | 892.1626 | -0.00013655
|  | 892.402 | 0.0004599
|  | 892.6414 | -2.4091e-05
|  | 892.8807 | 0.00063549
|  | 893.1201 | -0.00038166
|  | 893.3596 | 0.00038349
|  | 893.5989 | -0.00034301
|  | 893.8384 | 0.0006343
|  | 894.0778 | -0.0001327
|  | 894.3173 | 0.00055676
|  | 894.5567 | -0.00030521
|  | 894.7961 | 0.00091699
|  | 895.0356 | -0.00046577
|  | 895.2751 | 0.00011571
|  | 895.5145 | -0.00029092
|  | 895.754 | 9.6036e-05
|  | 895.9935 | 0.00023725
|  | 896.233 | 0.00084551
|  | 896.4726 | -2.18e-05
|  | 896.7121 | 0.00093588
|  | 896.9516 | -2.227e-05
|  | 897.1912 | 0.0002633
|  | 897.4307 | 8.0946e-05
|  | 897.6703 | 0.00019303
|  | 897.9099 | -0.00043913
|  | 898.1494 | -7.1834e-05
|  | 898.389 | -0.00053853
|  | 898.6286 | 0.00010344
|  | 898.8682 | 0.00035149
|  | 899.1078 | 0.00072554
|  | 899.3474 | -0.0003446
|  | 899.5871 | 0.00021919
|  | 899.8267 | -0.00052576
|  | 900.0664 | 0.00028593
|  | 900.306 | -0.00033019
|  | 900.5457 | 0.0002359
|  | 900.7853 | -0.00028268
|  | 901.025 | 0.0008087
|  | 901.2647 | -0.00055469
|  | 901.5044 | 0.00024568
|  | 901.7441 | -0.00063843
|  | 901.9838 | 0.00024045
|  | 902.2236 | -0.00032754
|  | 902.4633 | 0.00064102
|  | 902.703 | -0.00025739
|  | 902.9428 | 0.00019592
|  | 903.1826 | -6.9855e-05
|  | 903.4223 | 0.00082449
|  | 903.6621 | 0.00042806
|  | 903.9019 | 0.00098917
|  | 904.1417 | -0.00010693
|  | 904.3815 | 0.00064182
|  | 904.6213 | -0.00016233
|  | 904.8611 | 0.00043161
|  | 905.1009 | -0.00023928
|  | 905.3408 | 0.00099145
|  | 905.5806 | 0.00078636
|  | 905.8204 | 0.00085467
|  | 906.0603 | 0.00068554
|  | 906.3002 | 6.1132e-05
|  | 906.54 | -0.00027723
|  | 906.78 | 0.00082736
|  | 907.0198 | -0.0001052
|  | 907.2598 | 0.00078829
|  | 907.4996 | 0.0005659
|  | 907.7396 | 0.00047465
|  | 907.9795 | -0.00024062
|  | 908.2195 | 0.00055172
|  | 908.4594 | -0.00043636
|  | 908.6993 | -0.00010851
|  | 908.9393 | 0.00012615
|  | 909.1793 | 0.00055534
|  | 909.4193 | 5.6574e-05
|  | 909.6592 | 0.00059745
|  | 909.8993 | 0.00012268
|  | 910.1393 | 0.0004248
|  | 910.3793 | -0.00037777
|  | 910.6193 | -9.3001e-05
|  | 910.8594 | -0.00010626
|  | 911.0994 | 0.0006623
|  | 911.3394 | 8.5548e-05
|  | 911.5795 | 0.00079334
|  | 911.8196 | 0.00046071
|  | 912.0596 | 0.0011
|  | 912.2997 | 0.00083584
|  | 912.5398 | 0.00058878
|  | 912.7799 | -0.00015373
|  | 913.02 | 0.00035506
|  | 913.2601 | -0.00010134
|  | 913.5003 | 0.00022221
|  | 913.7404 | -0.00020953
|  | 913.9805 | 0.0009855
|  | 914.2207 | 0.00068466
|  | 914.4609 | 0.0009767
|  | 914.7011 | -0.00041238
|  | 914.9412 | 0.00071488
|  | 915.1814 | 0.00048939
|  | 915.4216 | 0.00079981
|  | 915.6618 | 0.00035165
|  | 915.902 | 0.0006371
|  | 916.1423 | -0.00013371
|  | 916.3824 | 0.00083435
|  | 916.6227 | -4.5274e-05
|  | 916.863 | 0.00087041
|  | 917.1032 | -0.00018272
|  | 917.3435 | 4.8597e-06
|  | 917.5837 | -0.00029125
|  | 917.824 | 0.00031043
|  | 918.0643 | -2.6719e-05
|  | 918.3046 | 0.00099994
|  | 918.5449 | 0.00044042
|  | 918.7852 | 1.5309e-05
|  | 919.0256 | -0.00023178
|  | 919.2659 | 7.365e-05
|  | 919.5062 | -0.00053323
|  | 919.7466 | 0.00084842
|  | 919.9869 | 0.00027249
|  | 920.2273 | 0.00041399
|  | 920.4677 | 0.00022023
|  | 920.7081 | 0.00086038
|  | 920.9485 | 0.00054833
|  | 921.1888 | 0.00011265
|  | 921.4293 | -0.00032604
|  | 921.6697 | 0.0007767
|  | 921.9101 | 4.5121e-05
|  | 922.1506 | 0.000535
|  | 922.391 | -0.00045459
|  | 922.6315 | 0.0007358
|  | 922.8719 | -0.0001837
|  | 923.1124 | 0.00027559
|  | 923.3528 | 0.00029527
|  | 923.5933 | 0.00060964
|  | 923.8339 | -2.9282e-05
|  | 924.0743 | 0.00038564
|  | 924.3149 | 1.437e-05
|  | 924.5554 | 0.00070798
|  | 924.7959 | -0.00020684
|  | 925.0364 | 0.0003975
|  | 925.277 | 0.000391
|  | 925.5175 | 0.0007511
|  | 925.7581 | 0.0005424
|  | 925.9987 | 0.00115
|  | 926.2393 | 0.00016433
|  | 926.4799 | 0.00032443
|  | 926.7205 | -0.00025483
|  | 926.9611 | 0.00073985
|  | 927.2017 | 0.00048235
|  | 927.4423 | 0.00056417
|  | 927.6829 | 7.0361e-06
|  | 927.9235 | 0.00088367
|  | 928.1642 | 3.2295e-05
|  | 928.4049 | 0.00026405
|  | 928.6455 | 1.0705e-06
|  | 928.8862 | 0.00054504
|  | 929.1269 | 0.00062638
|  | 929.3676 | 0.00068505
|  | 929.6083 | -0.0002401
|  | 929.8489 | 0.00066753
|  | 930.0897 | -0.00022014
|  | 930.3304 | 0.00021932
|  | 930.5711 | 0.00011328
|  | 930.8119 | 0.00063393
|  | 931.0526 | -0.00062409
|  | 931.2934 | 0.00028395
|  | 931.5341 | -0.00029929
|  | 931.7749 | 0.00012052
|  | 932.0157 | -0.00040697
|  | 932.2565 | 0.00015482
|  | 932.4973 | 0.0003303
|  | 932.7381 | 0.0006992
|  | 932.9789 | 0.00029811
|  | 933.2197 | 0.00030363
|  | 933.4606 | -0.00032392
|  | 933.7014 | 0.00064044
|  | 933.9423 | -0.00017413
|  | 934.1831 | 0.00028343
|  | 934.424 | -0.00054716
|  | 934.6649 | 0.00013815
|  | 934.9058 | 4.7193e-05
|  | 935.1467 | 0.00043646
|  | 935.3876 | -5.7859e-05
|  | 935.6285 | 0.00044737
|  | 935.8694 | -2.3657e-05
|  | 936.1103 | 0.00086369
|  | 936.3513 | 0.00023147
|  | 936.5922 | 0.00042852
|  | 936.8331 | -0.00042061
|  | 937.0741 | 0.00027015
|  | 937.3151 | 0.00019807
|  | 937.556 | 0.00073034
|  | 937.797 | 0.00053472
|  | 938.038 | -0.00051307
|  | 938.279 | 0.00016164
|  | 938.52 | -0.00055895
|  | 938.761 | 0.00047703
|  | 939.0021 | 0.00024017
|  | 939.2431 | 0.00069633
|  | 939.4841 | -0.00069473
|  | 939.7252 | 0.00029118
|  | 939.9662 | -0.00011151
|  | 940.2073 | 0.00029369
|  | 940.4484 | -0.0003015
|  | 940.6895 | 0.00055207
|  | 940.9306 | -0.00071171
|  | 941.1717 | 0.00024287
|  | 941.4128 | 0.00010372
|  | 941.6539 | 0.00018116
|  | 941.8951 | -0.00012208
|  | 942.1362 | 0.00076225
|  | 942.3773 | 1.8496e-05
|  | 942.6185 | 0.00082535
|  | 942.8597 | -0.00034179
|  | 943.1008 | 0.00038056
|  | 943.342 | -0.00020328
|  | 943.5832 | 0.00077992
|  | 943.8244 | 6.7185e-05
|  | 944.0656 | 0.00030867
|  | 944.3068 | 0.00082313
|  | 944.548 | 0.00081966
|  | 944.7893 | 0.00012738
|  | 945.0305 | 0.00035338
|  | 945.2717 | -0.00037857
|  | 945.513 | 0.00020783
|  | 945.7543 | 0.0002418
|  | 945.9955 | 0.00089504
|  | 946.2368 | 4.5683e-05
|  | 946.4781 | 0.00027788
|  | 946.7194 | -0.00045567
|  | 946.9607 | 0.00138
|  | 947.202 | -0.00024687
|  | 947.4434 | 0.00024811
|  | 947.6847 | -0.00017719
|  | 947.926 | 0.00031178
|  | 948.1674 | 0.00058014
|  | 948.4087 | 0.00073667
|  | 948.6501 | -0.00022057
|  | 948.8914 | 0.00137
|  | 949.1328 | 0.000105
|  | 949.3742 | 0.00010149
|  | 949.6156 | -0.00034481
|  | 949.857 | -0.00024183
|  | 950.0984 | -7.5422e-05
|  | 950.3398 | 0.000667
|  | 950.5813 | 4.9425e-05
|  | 950.8227 | 8.9837e-05
|  | 951.0642 | -0.00018774
|  | 951.3056 | 0.00021704
|  | 951.5471 | -0.00019111
|  | 951.7886 | 0.00052515
|  | 952.03 | -0.00019348
|  | 952.2716 | 0.00052764
|  | 952.513 | 0.00011133
|  | 952.7545 | 0.00050955
|  | 952.996 | 8.8762e-05
|  | 953.2376 | 0.00075132
|  | 953.4791 | -0.00029851
|  | 953.7206 | 0.00051426
|  | 953.9622 | -0.0003918
|  | 954.2037 | 0.00146
|  | 954.4453 | 0.00222
|  | 954.6869 | 0.00104
|  | 954.9285 | 5.3617e-05
|  | 955.17 | 0.00052571
|  | 955.4116 | 5.7235e-05
|  | 955.6533 | 0.0004904
|  | 955.8948 | 0.00076572
|  | 956.1365 | 0.00101
|  | 956.3781 | -0.00023188
|  | 956.6197 | 0.00104
|  | 956.8614 | 0.00048925
|  | 957.1031 | 0.00106
|  | 957.3447 | 0.00017914
|  | 957.5864 | 0.00075882
|  | 957.8281 | -0.0001629
|  | 958.0698 | 0.0009613
|  | 958.3115 | -9.3249e-05
|  | 958.5532 | 0.00066116
|  | 958.7949 | -0.00032138
|  | 959.0366 | -6.292e-05
|  | 959.2783 | -0.00083494
|  | 959.5201 | 0.00048596
|  | 959.7618 | -9.1674e-05
|  | 960.0036 | 0.00027262
|  | 960.2454 | -0.00010718
|  | 960.4871 | 0.00020273
|  | 960.7289 | -0.00020536
|  | 960.9707 | 0.00080527
|  | 961.2125 | 3.2529e-05
|  | 961.4543 | 0.000371
|  | 961.6961 | -0.00041236
|  | 961.9379 | 0.00079241
|  | 962.1798 | 0.00066089
|  | 962.4216 | 0.00047911
|  | 962.6635 | 0.00021402
|  | 962.9053 | 0.00038213
|  | 963.1472 | -0.00018023
|  | 963.389 | 0.00063288
|  | 963.6309 | 7.5798e-05
|  | 963.8728 | 0.00060585
|  | 964.1147 | 7.4406e-06
|  | 964.3566 | 0.00052493
|  | 964.5985 | 4.7757e-05
|  | 964.8405 | 0.00106
|  | 965.0823 | 0.00048158
|  | 965.3243 | 0.00031777
|  | 965.5662 | -0.00033444
|  | 965.8082 | 0.0005213
|  | 966.0502 | -4.5918e-05
|  | 966.2921 | 0.00053128
|  | 966.5341 | 2.4177e-05
|  | 966.7761 | 0.00035636
|  | 967.0181 | 0.00076975
|  | 967.2601 | 0.0005047
|  | 967.5021 | 0.00027144
|  | 967.7441 | 0.00029001
|  | 967.9861 | -0.00054268
|  | 968.2282 | 0.00044369
|  | 968.4703 | 6.9653e-05
|  | 968.7123 | 0.00084789
|  | 968.9543 | -0.00051568
|  | 969.1964 | 0.00059157
|  | 969.4385 | -0.00012768
|  | 969.6806 | 0.0003878
|  | 969.9227 | 2.8365e-05
|  | 970.1648 | 0.00123
|  | 970.4069 | -5.3126e-05
|  | 970.649 | 0.00066334
|  | 970.8912 | 1.3612e-05
|  | 971.1333 | 9.5759e-05
|  | 971.3754 | -0.00041021
|  | 971.6176 | 0.00040716
|  | 971.8597 | 0.00045021
|  | 972.1019 | 0.00103
|  | 972.3441 | 0.00026908
|  | 972.5863 | 0.00045573
|  | 972.8285 | 5.4858e-06
|  | 973.0707 | 0.00054026
|  | 973.3129 | -0.00028425
|  | 973.5551 | 0.00016896
|  | 973.7974 | -0.00039524
|  | 974.0396 | 0.00083096
|  | 974.2818 | 0.00059431
|  | 974.5241 | 0.00073241
|  | 974.7664 | -0.00053125
|  | 975.0086 | 0.00025373
|  | 975.2509 | -0.00030136
|  | 975.4932 | 0.00057498
|  | 975.7355 | 0.00013823
|  | 975.9778 | 0.00098837
|  | 976.2201 | 0.00035492
|  | 976.4624 | 0.00056998
|  | 976.7047 | 0.00062217
|  | 976.9471 | 0.00075238
|  | 977.1894 | -0.00047909
|  | 977.4318 | 0.00091314
|  | 977.6741 | -0.00012514
|  | 977.9164 | 0.0008582
|  | 978.1589 | 0.00041347
|  | 978.4013 | 0.00087753
|  | 978.6436 | 0.00036969
|  | 978.886 | 0.00077375
|  | 979.1284 | 4.7715e-05
|  | 979.3709 | 0.00112
|  | 979.6133 | 0.00052854
|  | 979.8557 | 0.00077079
|  | 980.0981 | 0.00016669
|  | 980.3406 | 0.00067927
|  | 980.5831 | -6.273e-05
|  | 980.8255 | 0.00013413
|  | 981.068 | -0.00038356
|  | 981.3105 | 0.00030978
|  | 981.553 | 0.00024032
|  | 981.7955 | 0.00063108
|  | 982.038 | -0.00018145
|  | 982.2805 | 0.00076712
|  | 982.523 | 0.00010812
|  | 982.7656 | 0.00043258
|  | 983.0081 | -0.00058853
|  | 983.2506 | 0.00027211
|  | 983.4932 | 0.0002601
|  | 983.7357 | 0.00065131
|  | 983.9783 | 0.00050427
|  | 984.2209 | 0.00046731
|  | 984.4635 | -0.00023521
|  | 984.7061 | 0.00101
|  | 984.9487 | -2.2885e-05
|  | 985.1913 | 0.00055215
|  | 985.4339 | -0.00019604
|  | 985.6766 | 0.00021444
|  | 985.9192 | -0.0001277
|  | 986.1619 | 0.00058423
|  | 986.4045 | -0.00022086
|  | 986.6472 | 0.00039929
|  | 986.8898 | 0.00044392
|  | 987.1325 | 0.00117
|  | 987.3752 | 6.376e-05
|  | 987.6179 | 0.00030515
|  | 987.8606 | -1.2923e-05
|  | 988.1033 | 0.00115
|  | 988.346 | -0.00016645
|  | 988.5888 | -4.1383e-06
|  | 988.8315 | -0.00031919
|  | 989.0742 | 0.00039374
|  | 989.317 | 0.00022037
|  | 989.5598 | 0.00095
|  | 989.8025 | -8.6565e-05
|  | 990.0453 | 0.00114
|  | 990.2881 | 0.00053108
|  | 990.5309 | 0.00014211
|  | 990.7737 | 0.00019459
|  | 991.0165 | 0.00036195
|  | 991.2593 | -9.4976e-05
|  | 991.5021 | 0.00103
|  | 991.7449 | -0.00031061
|  | 991.9878 | 0.00050079
|  | 992.2306 | 0.00038007
|  | 992.4735 | 4.7489e-05
|  | 992.7164 | 0.00010394
|  | 992.9592 | 0.00083489
|  | 993.2021 | -0.00072036
|  | 993.445 | 0.00078033
|  | 993.6879 | 0.00011748
|  | 993.9308 | -0.00010196
|  | 994.1737 | -0.00029815
|  | 994.4166 | 0.00081178
|  | 994.6596 | 0.00039301
|  | 994.9025 | 0.00093448
|  | 995.1454 | 0.00044557
|  | 995.3884 | 0.00083631
|  | 995.6314 | -6.9845e-05
|  | 995.8743 | 0.00035385
|  | 996.1173 | -9.3318e-05
|  | 996.3604 | 0.00025678
|  | 996.6033 | -0.00011942
|  | 996.8463 | 0.00077184
|  | 997.0894 | -7.7049e-05
|  | 997.3323 | 0.00067209
|  | 997.5754 | -0.00022041
|  | 997.8184 | 0.00020852
|  | 998.0615 | 7.7368e-06
|  | 998.3045 | 0.00033385
|  | 998.5476 | -0.00025643
|  | 998.7907 | 0.00054281
|  | 999.0338 | 0.00017825
|  | 999.2768 | 0.0005053
|  | 999.5199 | -0.00056031
|  | 999.763 | -0.00034267
|  | 1000.0061 | 0.00042139
|  | 1000.2492 | 0.0002945
|  | 1000.4924 | 0.00149
|  | 1000.7355 | 0.00032643
|  | 1000.9786 | 0.00090012
|  | 1001.2218 | -0.00012655
|  | 1001.465 | 0.00051577
|  | 1001.7081 | -0.00012943
|  | 1001.9513 | 8.6288e-05
|  | 1002.1945 | 6.1596e-05
|  | 1002.4377 | 0.00084448
|  | 1002.6808 | -9.189e-05
|  | 1002.9241 | 0.00070216
|  | 1003.1673 | -0.0002049
|  | 1003.4105 | 0.00057005
|  | 1003.6537 | 0.00061487
|  | 1003.897 | 0.0006072
|  | 1004.1402 | -8.1922e-05
|  | 1004.3835 | 0.00073954
|  | 1004.6267 | -0.00053987
|  | 1004.87 | 0.00014046
|  | 1005.1133 | -0.00056675
|  | 1005.3566 | 0.0008206
|  | 1005.5998 | -7.8931e-05
|  | 1005.8432 | 0.00036843
|  | 1006.0865 | 0.00028928
|  | 1006.3298 | 0.00104
|  | 1006.5731 | 9.0676e-05
|  | 1006.8165 | 0.00026162
|  | 1007.0598 | -0.00024885
|  | 1007.3032 | 0.00075653
|  | 1007.5465 | -3.297e-05
|  | 1007.7899 | 0.00050493
|  | 1008.0333 | 0.00031769
|  | 1008.2767 | 0.00112
|  | 1008.52 | -0.00028282
|  | 1008.7634 | 0.00081056
|  | 1009.0068 | 0.00022357
|  | 1009.2502 | 0.00054226
|  | 1009.4937 | 0.00013261
|  | 1009.7371 | 0.00013159
|  | 1009.9806 | -0.00028097
|  | 1010.224 | 0.00021453
|  | 1010.4675 | -0.00065467
|  | 1010.7109 | 0.00075325
|  | 1010.9544 | 6.1858e-05
|  | 1011.1979 | 0.0005523
|  | 1011.4414 | -8.4661e-05
|  | 1011.6849 | 0.00061095
|  | 1011.9284 | -0.00052467
|  | 1012.1719 | 0.00032314
|  | 1012.4154 | 0.00041179
|  | 1012.6589 | 0.000423
|  | 1012.9025 | 0.00022253
|  | 1013.1461 | 0.00102
|  | 1013.3896 | -0.00034047
|  | 1013.6331 | 5.9619e-05
|  | 1013.8767 | 0.00017425
|  | 1014.1203 | 0.00087921
|  | 1014.3639 | 7.3395e-05
|  | 1014.6075 | 0.00080957
|  | 1014.8511 | -0.00014603
|  | 1015.0947 | 0.00103
|  | 1015.3383 | 0.00028839
|  | 1015.5819 | 0.00054489
|  | 1015.8256 | -8.238e-05
|  | 1016.0692 | 0.00054214
|  | 1016.3129 | -1.204e-05
|  | 1016.5565 | 0.00038113
|  | 1016.8002 | -0.00060948
|  | 1017.0438 | 6.6584e-05
|  | 1017.2875 | -0.00065837
|  | 1017.5312 | 0.00024781
|  | 1017.7749 | -6.2226e-05
|  | 1018.0186 | 0.00068383
|  | 1018.2623 | -0.00029881
|  | 1018.506 | 0.00015528
|  | 1018.7498 | -0.00041016
|  | 1018.9935 | 0.00013147
|  | 1019.2372 | 2.43e-05
|  | 1019.481 | -0.00040933
|  | 1019.7248 | -0.00059181
|  | 1019.9686 | 3.5312e-05
|  | 1020.2123 | 7.3334e-05
|  | 1020.4561 | 0.00026393
|  | 1020.6999 | -0.00064696
|  | 1020.9437 | 0.00025725
|  | 1021.1875 | -0.0003966
|  | 1021.4313 | 0.00034488
|  | 1021.6752 | -0.00206
|  | 1021.919 | -0.00184
|  | 1022.1628 | -0.00231
|  | 1020.9216 | 0
|  | 1021.1651 | 0
|  | 1021.4086 | 0