## M530L3 Spectrum
M530L3 Spectrum
|  | Wavelength (nm) | Normalized Intensity
|  | 194.11 | 0.00077218
|  | 194.31 | -0.00058385
|  | 194.52 | 0.00041703
|  | 194.72 | -0.00074527
Product Raw Data |  | 194.92 | -0.00013183
Green (530 nm) Collimated High-Power LED, 1000 mA |  | 195.12 | 2.9596e-05
|  | 195.33 | 0.00067532
Item # | M530L3-C1 M530L3-C2 M530L3-C3 M530L3-C4 | 195.53 | -0.0015524
|  | 195.73 | -0.001165
|  | 195.93 | -6.7263e-05
|  | 196.13 | -0.0012296
DISCLAIMER: The data presented here are typical. Slight variations in performance data will occur from lot to lot. Please contact Technical Support with any questions regarding the use or reliability of this data. |  | 196.34 | -0.002747
|  | 196.54 | 0.0004816
|  | 196.74 | -0.00061613
|  | 196.94 | -0.0012296
|  | 197.15 | -0.002747
|  | 197.35 | -0.0009067
|  | 197.55 | -0.0016815
Additional Information: |  | 197.75 | -0.00084214
The M530L3-C Collimated LEDs use an M530L3 Mounted High-Power LED attached to a microscope-port-compatible collimation package. The spectrum shown here is for the bare (uncollimated) LED. |  | 197.96 | -0.00071299
|  | 198.16 | -0.0016493
|  | 198.36 | -0.0014878
|  | 198.56 | 9.4169e-05
|  | 198.76 | -0.00022869
|  | 198.97 | 0.00080447
Due to variations in the manufacturing process and operating parameters such as temperature and current, the actual spectral output of any given LED will vary. Output plots are only intended to be used as a guideline. |  | 199.17 | -0.0014878
|  | 199.37 | 0.0019345
|  | 199.57 | -0.0006807
|  | 199.78 | -2.6905e-06
|  | 199.98 | -0.00039012
|  | 200.18 | -0.0024242
|  | 200.39 | 0.0009659
|  | 200.59 | -0.0030053
|  | 200.79 | -0.0022305
|  | 200.99 | -0.00097128
|  | 201.2 | 0.00099818
|  | 201.4 | -0.00087442
|  | 201.6 | -0.00019641
|  | 201.8 | 0.0015148
|  | 202.01 | -0.0023273
|  | 202.21 | -0.00058385
|  | 202.41 | -0.00058385
|  | 202.62 | -0.0023596
|  | 202.82 | -0.00026098
|  | 203.02 | 0.0011919
|  | 203.22 | 0.00073989
|  | 203.43 | 0.0004816
|  | 203.63 | 0.0037425
|  | 203.83 | -0.0015202
|  | 204.04 | -0.00087442
|  | 204.24 | 0.00090132
|  | 204.44 | -0.00071299
|  | 204.64 | -0.00074527
|  | 204.85 | -0.0010036
|  | 205.05 | 0.001095
|  | 205.25 | -0.0012296
|  | 205.46 | 0.00012645
|  | 205.66 | -0.0034573
|  | 205.86 | -0.0009067
|  | 206.07 | -0.00051927
|  | 206.27 | -0.0013587
|  | 206.47 | -0.0012619
|  | 206.68 | -0.0013587
|  | 206.88 | -0.0012619
|  | 207.08 | -9.9549e-05
|  | 207.29 | -0.0013909
|  | 207.49 | -0.00026098
|  | 207.69 | -0.0016815
|  | 207.89 | 0.0010305
|  | 208.1 | -0.0019076
|  | 208.3 | -0.0011004
|  | 208.5 | -0.0026501
|  | 208.71 | 0.0018699
|  | 208.91 | -0.0020045
|  | 209.12 | -0.0015847
|  | 209.32 | 0.00067532
|  | 209.52 | -0.0004547
|  | 209.73 | -0.0035865
|  | 209.93 | -9.9549e-05
|  | 210.13 | 0.00022331
|  | 210.34 | -0.0016815
|  | 210.54 | -0.0031991
|  | 210.74 | 0.0019991
|  | 210.95 | -0.0018108
|  | 211.15 | 0.00012645
|  | 211.35 | -0.00077756
|  | 211.56 | -0.00080984
|  | 211.76 | -0.0022951
|  | 211.96 | 0.0007076
|  | 212.17 | -0.0016493
|  | 212.37 | 0.00073989
|  | 212.58 | -0.00019641
|  | 212.78 | 0.00057846
|  | 212.98 | -6.7263e-05
|  | 213.19 | -0.00032556
|  | 213.39 | -0.0018752
|  | 213.59 | -0.00084214
|  | 213.8 | -0.0031667
|  | 214 | -0.00084214
|  | 214.21 | -0.0025855
|  | 214.41 | 0.0033874
|  | 214.61 | -0.0029407
|  | 214.82 | 0.00038475
|  | 215.02 | -0.0034897
|  | 215.23 | -0.001165
|  | 215.43 | 0.00093361
|  | 215.63 | -0.0019076
|  | 215.84 | 0.001547
|  | 216.04 | -0.00058385
|  | 216.25 | -0.0011973
|  | 216.45 | -0.00022869
|  | 216.65 | 0.00012645
|  | 216.86 | -0.0004547
|  | 217.06 | 0.001773
|  | 217.27 | -0.001165
|  | 217.47 | -0.0016493
|  | 217.67 | 0.0013856
|  | 217.88 | -0.0025855
|  | 218.08 | 0.0016761
|  | 218.29 | -0.0011973
|  | 218.49 | 6.1882e-05
|  | 218.7 | -0.002521
|  | 218.9 | -0.00048698
|  | 219.1 | -0.00087442
|  | 219.31 | -0.0017784
|  | 219.51 | 0.00038475
|  | 219.72 | 0.0007076
|  | 219.92 | -0.0011327
|  | 220.13 | 0.0009659
|  | 220.33 | -0.0023596
|  | 220.53 | -0.0010358
|  | 220.74 | -0.00039012
|  | 220.94 | -3.4977e-05
|  | 221.15 | -0.0026501
|  | 221.35 | 2.9596e-05
|  | 221.56 | -0.0037801
|  | 221.76 | 0.00035245
|  | 221.97 | -0.00061613
|  | 222.17 | -0.00061613
|  | 222.38 | -0.0015202
|  | 222.58 | -0.0012619
|  | 222.78 | -0.00077756
|  | 222.99 | -0.0018752
|  | 223.19 | -0.0011004
|  | 223.4 | -2.6905e-06
|  | 223.6 | -0.0035865
|  | 223.81 | 0.0019667
|  | 224.01 | -0.002069
|  | 224.22 | -0.00048698
|  | 224.42 | -0.001165
|  | 224.63 | -0.00080984
|  | 224.83 | -0.0030376
|  | 225.04 | 0.00028789
|  | 225.24 | -0.0023273
|  | 225.45 | 0.001095
|  | 225.65 | -0.0022305
|  | 225.86 | -0.00013183
|  | 226.06 | 0.00038475
|  | 226.27 | 0.0016439
|  | 226.47 | -0.0018108
|  | 226.68 | -0.00042241
|  | 226.88 | -0.0017461
|  | 227.09 | 0.00093361
|  | 227.29 | -0.001165
|  | 227.5 | 0.0010628
|  | 227.7 | 0.00090132
|  | 227.91 | 0.00028789
|  | 228.11 | -0.0009067
|  | 228.32 | 0.0002556
|  | 228.52 | -0.00061613
|  | 228.73 | -0.0014878
|  | 228.93 | -0.0023273
|  | 229.14 | -0.0034573
|  | 229.34 | -0.0011004
|  | 229.55 | -0.00055155
|  | 229.75 | -0.00084214
|  | 229.96 | -0.002069
|  | 230.16 | 0.0019022
|  | 230.37 | -0.00071299
|  | 230.57 | -0.0026179
|  | 230.78 | 0.0011596
|  | 230.98 | 0.0014502
|  | 231.19 | -0.00022869
|  | 231.39 | -0.001165
|  | 231.6 | 9.4169e-05
|  | 231.81 | -0.0012296
|  | 232.01 | -0.00058385
|  | 232.22 | 2.9596e-05
|  | 232.42 | 0.00032017
|  | 232.63 | 0.00028789
|  | 232.83 | -0.00032556
|  | 233.04 | -0.004329
|  | 233.24 | -0.0009067
|  | 233.45 | 0.00012645
|  | 233.65 | -0.0019721
|  | 233.86 | -0.0011327
|  | 234.07 | -0.002747
|  | 234.27 | -0.0022305
|  | 234.48 | 0.0027094
|  | 234.68 | -3.4977e-05
|  | 234.89 | -0.00061613
|  | 235.09 | 0.00019102
|  | 235.3 | -0.0011973
|  | 235.51 | 0.001095
|  | 235.71 | -0.00058385
|  | 235.92 | 6.1882e-05
|  | 236.12 | -0.00039012
|  | 236.33 | -0.0021982
|  | 236.53 | -0.0004547
|  | 236.74 | -0.00064841
|  | 236.95 | -0.0014878
|  | 237.15 | -0.0016493
|  | 237.36 | -0.002973
|  | 237.56 | -0.00074527
|  | 237.77 | -0.0011973
|  | 237.98 | -0.002521
|  | 238.18 | -0.00048698
|  | 238.39 | -0.0034897
|  | 238.59 | 0.00093361
|  | 238.8 | -0.0030698
|  | 239.01 | -0.00080984
|  | 239.21 | 0.00064304
|  | 239.42 | -0.001843
|  | 239.62 | -0.00077756
|  | 239.83 | -0.0010358
|  | 240.04 | -0.0021013
|  | 240.24 | -0.0023273
|  | 240.45 | -0.00016412
|  | 240.65 | -0.0011004
|  | 240.86 | -0.0014878
|  | 241.07 | -0.0017784
|  | 241.27 | 0.0010305
|  | 241.48 | -0.0012619
|  | 241.69 | -0.0022305
|  | 241.89 | 0.0016439
|  | 242.1 | -0.0023273
|  | 242.3 | -0.00022869
|  | 242.51 | -0.00013183
|  | 242.72 | -0.00016412
|  | 242.92 | -0.00097128
|  | 243.13 | 0.0004816
|  | 243.34 | -0.0040062
|  | 243.54 | -0.001165
|  | 243.75 | -0.0018752
|  | 243.96 | 0.00041703
|  | 244.16 | -0.0013909
|  | 244.37 | 0.0007076
|  | 244.58 | -0.0021013
|  | 244.78 | -0.001165
|  | 244.99 | -0.0031345
|  | 245.19 | -0.00058385
|  | 245.4 | -0.0006807
|  | 245.61 | -0.0015847
|  | 245.81 | -0.0013909
|  | 246.02 | -0.001617
|  | 246.23 | 0.00077218
|  | 246.43 | -0.00039012
|  | 246.64 | -0.0030698
|  | 246.85 | -9.9549e-05
|  | 247.05 | -0.0036833
|  | 247.26 | -0.0025533
|  | 247.47 | -0.0016493
|  | 247.67 | -0.00026098
|  | 247.88 | -0.00035784
|  | 248.09 | -2.6905e-06
|  | 248.3 | -3.4977e-05
|  | 248.5 | -0.00061613
|  | 248.71 | -0.00058385
|  | 248.92 | 0.00054618
|  | 249.12 | -0.00048698
|  | 249.33 | 9.4169e-05
|  | 249.54 | -0.00074527
|  | 249.74 | 0.00028789
|  | 249.95 | -0.0006807
|  | 250.16 | -0.0021013
|  | 250.36 | -0.0031345
|  | 250.57 | -0.00064841
|  | 250.78 | -0.0028439
|  | 250.99 | -0.0016815
|  | 251.19 | -0.00032556
|  | 251.4 | -6.7263e-05
|  | 251.61 | -0.00048698
|  | 251.81 | 0.0014179
|  | 252.02 | -0.00016412
|  | 252.23 | 0.0019345
|  | 252.44 | -0.0013909
|  | 252.64 | -0.0010358
|  | 252.85 | -0.0028439
|  | 253.06 | -0.00084214
|  | 253.26 | -3.4977e-05
|  | 253.47 | 0.0014824
|  | 253.68 | -0.0016815
|  | 253.89 | 0.0013211
|  | 254.09 | -0.0029407
|  | 254.3 | -0.00077756
|  | 254.51 | 0.00093361
|  | 254.72 | 0.0009659
|  | 254.92 | -0.0020045
|  | 255.13 | -0.00074527
|  | 255.34 | -0.00026098
|  | 255.54 | -0.0011973
|  | 255.75 | 0.00083675
|  | 255.96 | 0.00015874
|  | 256.17 | -0.0016815
|  | 256.37 | -0.00042241
|  | 256.58 | -0.00055155
|  | 256.79 | 0.0002556
|  | 257 | 0.00035245
|  | 257.2 | 0.0010628
|  | 257.41 | -0.00080984
|  | 257.62 | -0.001165
|  | 257.83 | -0.0017461
|  | 258.04 | -0.0012296
|  | 258.24 | -0.0022627
|  | 258.45 | -0.001165
|  | 258.66 | -0.0014233
|  | 258.87 | -0.00080984
|  | 259.07 | -0.00064841
|  | 259.28 | -0.00055155
|  | 259.49 | -0.0021982
|  | 259.7 | -0.00055155
|  | 259.9 | -0.0022627
|  | 260.11 | -0.0004547
|  | 260.32 | -0.00077756
|  | 260.53 | -0.00026098
|  | 260.74 | -0.0038125
|  | 260.94 | 6.1882e-05
|  | 261.15 | 0.00041703
|  | 261.36 | -0.0022951
|  | 261.57 | -0.0019721
|  | 261.78 | -0.00055155
|  | 261.98 | -0.0015524
|  | 262.19 | -0.00039012
|  | 262.4 | -0.00087442
|  | 262.61 | -0.0018752
|  | 262.82 | -0.0021658
|  | 263.02 | -0.0019721
|  | 263.23 | -0.001617
|  | 263.44 | 0.0014179
|  | 263.65 | -0.0021658
|  | 263.86 | -0.00016412
|  | 264.06 | -0.0013587
|  | 264.27 | -0.0006807
|  | 264.48 | 0.0011596
|  | 264.69 | 0.00080447
|  | 264.9 | -0.0039416
|  | 265.11 | -0.0024242
|  | 265.31 | -0.00093899
|  | 265.52 | -0.00029326
|  | 265.73 | -0.00061613
|  | 265.94 | 0.0018376
|  | 266.15 | -0.0027792
|  | 266.35 | -0.00055155
|  | 266.56 | -0.0024242
|  | 266.77 | -0.00051927
|  | 266.98 | -0.0012296
|  | 267.19 | 6.1882e-05
|  | 267.4 | -0.002521
|  | 267.61 | -0.00055155
|  | 267.81 | -0.0021982
|  | 268.02 | 6.1882e-05
|  | 268.23 | 0.0010628
|  | 268.44 | 0.00073989
|  | 268.65 | -0.0028439
|  | 268.86 | -0.00042241
|  | 269.06 | -0.0018108
|  | 269.27 | 0.0029676
|  | 269.48 | -0.0023919
|  | 269.69 | 0.00054618
|  | 269.9 | -0.0011327
|  | 270.11 | -3.4977e-05
|  | 270.32 | -0.00042241
|  | 270.52 | -0.0027792
|  | 270.73 | -0.0035541
|  | 270.94 | 0.00015874
|  | 271.15 | -0.00035784
|  | 271.36 | -0.00077756
|  | 271.57 | -0.0011004
|  | 271.78 | 0.00044931
|  | 271.99 | -0.0006807
|  | 272.19 | 0.0011596
|  | 272.4 | -0.0019076
|  | 272.61 | 0.0004816
|  | 272.82 | -0.0004547
|  | 273.03 | -0.0015847
|  | 273.24 | -0.0019721
|  | 273.45 | 0.0015793
|  | 273.66 | 0.00038475
|  | 273.87 | -0.0015202
|  | 274.07 | -0.0030376
|  | 274.28 | 0.00028789
|  | 274.49 | -0.0021982
|  | 274.7 | 0.00057846
|  | 274.91 | -0.0031667
|  | 275.12 | -0.0019076
|  | 275.33 | -0.002069
|  | 275.54 | -0.0019076
|  | 275.75 | -0.0019721
|  | 275.96 | 0.0016761
|  | 276.17 | -0.0013264
|  | 276.37 | -0.0006807
|  | 276.58 | -0.00022869
|  | 276.79 | -0.0010036
|  | 277 | -3.4977e-05
|  | 277.21 | 0.002677
|  | 277.42 | 0.00054618
|  | 277.63 | 0.00077218
|  | 277.84 | -0.00026098
|  | 278.05 | -0.0011973
|  | 278.26 | 0.0004816
|  | 278.47 | -0.0015524
|  | 278.68 | -0.00042241
|  | 278.89 | -9.9549e-05
|  | 279.09 | 0.00022331
|  | 279.3 | 0.0002556
|  | 279.51 | -0.0021336
|  | 279.72 | 0.00080447
|  | 279.93 | -0.0019399
|  | 280.14 | -0.0020367
|  | 280.35 | 0.00090132
|  | 280.56 | 0.00028789
|  | 280.77 | 0.00028789
|  | 280.98 | 0.00073989
|  | 281.19 | 0.00022331
|  | 281.4 | -2.6905e-06
|  | 281.61 | -0.002973
|  | 281.82 | -0.00022869
|  | 282.03 | -0.00084214
|  | 282.24 | 0.00073989
|  | 282.45 | -0.0030053
|  | 282.66 | -0.0033282
|  | 282.87 | -0.0021013
|  | 283.08 | -0.0009067
|  | 283.29 | -0.0009067
|  | 283.5 | -0.0010036
|  | 283.7 | 6.1882e-05
|  | 283.91 | -0.0026179
|  | 284.12 | 0.0018376
|  | 284.33 | 6.1882e-05
|  | 284.54 | -0.0012296
|  | 284.75 | 0.0015793
|  | 284.96 | 0.00067532
|  | 285.17 | 6.1882e-05
|  | 285.38 | -0.0037156
|  | 285.59 | -0.0017784
|  | 285.8 | -0.0035541
|  | 286.01 | 0.00015874
|  | 286.22 | -0.00029326
|  | 286.43 | 0.00041703
|  | 286.64 | -0.00039012
|  | 286.85 | 0.0010628
|  | 287.06 | -0.00071299
|  | 287.27 | -0.001843
|  | 287.48 | -0.0004547
|  | 287.69 | 0.00035245
|  | 287.9 | -0.001843
|  | 288.11 | -0.0016493
|  | 288.32 | -0.001165
|  | 288.53 | 0.00044931
|  | 288.74 | -0.00022869
|  | 288.95 | 0.0015793
|  | 289.16 | 0.00077218
|  | 289.37 | 0.00012645
|  | 289.58 | -0.0017139
|  | 289.79 | 0.00035245
|  | 290 | -0.0012941
|  | 290.21 | -0.0023273
|  | 290.43 | -0.0004547
|  | 290.64 | -0.0021982
|  | 290.85 | -0.0010358
|  | 291.06 | -0.0019076
|  | 291.27 | -0.0022951
|  | 291.48 | -0.0004547
|  | 291.69 | -0.0025855
|  | 291.9 | -0.0029407
|  | 292.11 | -0.0024564
|  | 292.32 | -0.0013909
|  | 292.53 | -0.0032313
|  | 292.74 | 0.0015793
|  | 292.95 | -0.0011327
|  | 293.16 | 0.0010628
|  | 293.37 | 0.00035245
|  | 293.58 | 6.1882e-05
|  | 293.79 | -0.0015847
|  | 294 | 0.00012645
|  | 294.21 | -0.0022305
|  | 294.42 | 0.0007076
|  | 294.63 | -3.4977e-05
|  | 294.84 | -0.00058385
|  | 295.06 | -0.00055155
|  | 295.27 | -0.00026098
|  | 295.48 | -0.0019076
|  | 295.69 | 6.1882e-05
|  | 295.9 | 0.0014179
|  | 296.11 | -0.00061613
|  | 296.32 | -0.0018752
|  | 296.53 | 0.001547
|  | 296.74 | -0.0019399
|  | 296.95 | 0.0023542
|  | 297.16 | -0.00074527
|  | 297.37 | -0.00097128
|  | 297.58 | -0.00022869
|  | 297.79 | -0.00061613
|  | 298.01 | -0.00061613
|  | 298.22 | -0.0024887
|  | 298.43 | -6.7263e-05
|  | 298.64 | 0.0011596
|  | 298.85 | 0.00038475
|  | 299.06 | -0.0021013
|  | 299.27 | -0.00077756
|  | 299.48 | 0.0040331
|  | 299.69 | -0.00042241
|  | 299.9 | 0.0002556
|  | 300.12 | -0.0017461
|  | 300.33 | -0.0015847
|  | 300.54 | -0.0029407
|  | 300.75 | -0.0011973
|  | 300.96 | 0.00064304
|  | 301.17 | -0.00026098
|  | 301.38 | -0.0013264
|  | 301.59 | -0.0015202
|  | 301.8 | -0.00019641
|  | 302.02 | 0.00054618
|  | 302.23 | -0.0011973
|  | 302.44 | 0.0004816
|  | 302.65 | 0.00099818
|  | 302.86 | 0.00093361
|  | 303.07 | -0.0030053
|  | 303.28 | -0.00064841
|  | 303.49 | -0.0021013
|  | 303.71 | 0.0031613
|  | 303.92 | 6.1882e-05
|  | 304.13 | -0.0019076
|  | 304.34 | 9.4169e-05
|  | 304.55 | 0.0010305
|  | 304.76 | -0.0016493
|  | 304.97 | -0.0037156
|  | 305.18 | 0.00019102
|  | 305.4 | 0.0007076
|  | 305.61 | -0.0030376
|  | 305.82 | -0.00013183
|  | 306.03 | -0.0011004
|  | 306.24 | -0.00029326
|  | 306.45 | -0.0012619
|  | 306.67 | 0.00080447
|  | 306.88 | -0.0024887
|  | 307.09 | -0.00051927
|  | 307.3 | -0.0028116
|  | 307.51 | 0.0010628
|  | 307.72 | -0.00026098
|  | 307.93 | 0.00028789
|  | 308.15 | -0.0006807
|  | 308.36 | -0.0022305
|  | 308.57 | 0.0021282
|  | 308.78 | 0.00035245
|  | 308.99 | -0.002973
|  | 309.21 | -0.0010036
|  | 309.42 | -0.00013183
|  | 309.63 | 0.00038475
|  | 309.84 | -0.0011973
|  | 310.05 | 0.0016439
|  | 310.26 | -0.0012941
|  | 310.48 | -0.00051927
|  | 310.69 | -0.0014878
|  | 310.9 | -3.4977e-05
|  | 311.11 | -0.00019641
|  | 311.32 | 0.00028789
|  | 311.54 | -0.0010358
|  | 311.75 | 0.00038475
|  | 311.96 | -0.00074527
|  | 312.17 | 0.001095
|  | 312.38 | -0.0039416
|  | 312.6 | 0.00083675
|  | 312.81 | 0.00077218
|  | 313.02 | 0.00064304
|  | 313.23 | -0.00042241
|  | 313.44 | 0.00073989
|  | 313.66 | -0.0017461
|  | 313.87 | -0.0004547
|  | 314.08 | -0.00093899
|  | 314.29 | 0.00064304
|  | 314.5 | -9.9549e-05
|  | 314.72 | -0.00061613
|  | 314.93 | -0.0012619
|  | 315.14 | 0.00012645
|  | 315.35 | 0.0018054
|  | 315.56 | 0.0009659
|  | 315.78 | -0.00039012
|  | 315.99 | 0.0007076
|  | 316.2 | -0.002069
|  | 316.41 | -0.00058385
|  | 316.63 | -0.00035784
|  | 316.84 | -0.00042241
|  | 317.05 | 0.00038475
|  | 317.26 | 0.00054618
|  | 317.48 | 0.00057846
|  | 317.69 | -6.7263e-05
|  | 317.9 | -0.00071299
|  | 318.11 | -0.0018752
|  | 318.33 | -0.0019721
|  | 318.54 | 0.0011596
|  | 318.75 | 0.00035245
|  | 318.96 | -0.0015524
|  | 319.17 | 0.00067532
|  | 319.39 | -0.00026098
|  | 319.6 | -0.00074527
|  | 319.81 | -0.0009067
|  | 320.03 | -0.00058385
|  | 320.24 | -0.00077756
|  | 320.45 | 0.00083675
|  | 320.66 | 0.00038475
|  | 320.88 | -0.00032556
|  | 321.09 | -0.0013909
|  | 321.3 | -0.0021658
|  | 321.51 | 0.00041703
|  | 321.73 | -0.002747
|  | 321.94 | -6.7263e-05
|  | 322.15 | -0.0014556
|  | 322.36 | -0.00061613
|  | 322.58 | -0.00061613
|  | 322.79 | 0.0020636
|  | 323 | -0.0018108
|  | 323.22 | 0.0011596
|  | 323.43 | 6.1882e-05
|  | 323.64 | -0.0013264
|  | 323.85 | -0.0013264
|  | 324.07 | 0.0011273
|  | 324.28 | -0.0019721
|  | 324.49 | -0.0010358
|  | 324.71 | -0.0014233
|  | 324.92 | 0.00073989
|  | 325.13 | -0.002973
|  | 325.34 | 0.00077218
|  | 325.56 | -0.0010358
|  | 325.77 | -0.0021013
|  | 325.98 | -0.0021013
|  | 326.2 | -0.00077756
|  | 326.41 | -0.0014878
|  | 326.62 | -0.00026098
|  | 326.84 | -0.00087442
|  | 327.05 | -0.00042241
|  | 327.26 | -6.7263e-05
|  | 327.47 | -0.00071299
|  | 327.69 | 9.4169e-05
|  | 327.9 | -0.0022305
|  | 328.11 | -0.0023273
|  | 328.33 | 2.9596e-05
|  | 328.54 | -0.0016493
|  | 328.75 | 0.00015874
|  | 328.97 | -0.0015847
|  | 329.18 | -0.0013264
|  | 329.39 | -0.00097128
|  | 329.61 | 0.0007076
|  | 329.82 | 0.00044931
|  | 330.03 | 0.00028789
|  | 330.25 | -0.0011327
|  | 330.46 | -3.4977e-05
|  | 330.67 | -0.0015524
|  | 330.89 | 0.00022331
|  | 331.1 | -0.0017784
|  | 331.31 | -0.0010036
|  | 331.53 | -0.0032636
|  | 331.74 | 0.0013533
|  | 331.95 | -0.00058385
|  | 332.17 | 0.0015793
|  | 332.38 | -0.0015847
|  | 332.59 | 0.0013211
|  | 332.81 | -0.00032556
|  | 333.02 | -0.0017784
|  | 333.24 | 0.0018699
|  | 333.45 | 0.0020636
|  | 333.66 | -0.0011004
|  | 333.88 | -0.00058385
|  | 334.09 | 0.002451
|  | 334.3 | -0.0010036
|  | 334.52 | 0.0013533
|  | 334.73 | 0.0015793
|  | 334.94 | -0.00035784
|  | 335.16 | 9.4169e-05
|  | 335.37 | -0.0035541
|  | 335.59 | 0.0010305
|  | 335.8 | -0.0018752
|  | 336.01 | 0.0024833
|  | 336.23 | -0.0013909
|  | 336.44 | 0.0011919
|  | 336.65 | 0.0017408
|  | 336.87 | -0.0012296
|  | 337.08 | 0.00032017
|  | 337.3 | -0.0013587
|  | 337.51 | -0.0028116
|  | 337.72 | 0.0028707
|  | 337.94 | 0.0004816
|  | 338.15 | -0.00071299
|  | 338.37 | -0.0014233
|  | 338.58 | 0.00077218
|  | 338.79 | -0.002069
|  | 339.01 | -0.00039012
|  | 339.22 | -0.0023919
|  | 339.44 | -0.0011327
|  | 339.65 | -0.0020367
|  | 339.86 | 0.00073989
|  | 340.08 | -0.0025855
|  | 340.29 | 0.00061074
|  | 340.51 | -0.0012941
|  | 340.72 | -0.0012619
|  | 340.93 | -0.0028116
|  | 341.15 | 0.0010305
|  | 341.36 | -0.0004547
|  | 341.58 | -0.00093899
|  | 341.79 | 0.00064304
|  | 342 | -0.0010036
|  | 342.22 | -0.0015202
|  | 342.43 | 0.00073989
|  | 342.65 | 0.0010628
|  | 342.86 | 0.0010305
|  | 343.08 | 0.00090132
|  | 343.29 | 0.0013211
|  | 343.5 | 2.9596e-05
|  | 343.72 | -0.0010681
|  | 343.93 | -0.0022305
|  | 344.15 | -0.0023919
|  | 344.36 | -0.0011973
|  | 344.58 | -0.0010036
|  | 344.79 | -0.00093899
|  | 345 | -0.0015847
|  | 345.22 | -0.0013264
|  | 345.43 | -0.0023273
|  | 345.65 | -0.0012619
|  | 345.86 | -0.00019641
|  | 346.08 | -2.6905e-06
|  | 346.29 | -0.00080984
|  | 346.51 | -0.0010358
|  | 346.72 | 0.0014502
|  | 346.94 | -0.0018108
|  | 347.15 | -0.00061613
|  | 347.36 | 0.00041703
|  | 347.58 | -3.4977e-05
|  | 347.79 | -0.0010036
|  | 348.01 | 0.00015874
|  | 348.22 | -0.0022627
|  | 348.44 | -0.002069
|  | 348.65 | -0.0023273
|  | 348.87 | -0.00013183
|  | 349.08 | -0.0004547
|  | 349.3 | -0.00087442
|  | 349.51 | 9.4169e-05
|  | 349.73 | -0.0009067
|  | 349.94 | -0.00051927
|  | 350.16 | 0.00028789
|  | 350.37 | 0.00035245
|  | 350.59 | 0.00061074
|  | 350.8 | -0.002973
|  | 351.01 | 0.0013211
|  | 351.23 | -0.0024564
|  | 351.44 | 0.0022251
|  | 351.66 | -0.0016815
|  | 351.87 | -0.0014556
|  | 352.09 | -0.0023919
|  | 352.3 | 0.00032017
|  | 352.52 | -0.0021982
|  | 352.73 | 0.00022331
|  | 352.95 | -0.0025855
|  | 353.16 | 0.00090132
|  | 353.38 | 0.00028789
|  | 353.59 | 0.00061074
|  | 353.81 | -0.00080984
|  | 354.02 | -0.00077756
|  | 354.24 | -0.0026824
|  | 354.45 | -0.00016412
|  | 354.67 | -0.0025533
|  | 354.88 | -0.00022869
|  | 355.1 | -0.0012619
|  | 355.32 | -0.00061613
|  | 355.53 | 0.00015874
|  | 355.75 | -0.00039012
|  | 355.96 | 0.00038475
|  | 356.18 | 6.1882e-05
|  | 356.39 | 0.0012565
|  | 356.61 | -0.0010036
|  | 356.82 | -0.0016815
|  | 357.04 | -0.0015847
|  | 357.25 | -0.0024564
|  | 357.47 | 0.00038475
|  | 357.68 | -0.002521
|  | 357.9 | -0.001617
|  | 358.11 | -0.00074527
|  | 358.33 | 0.00057846
|  | 358.54 | -0.0011004
|  | 358.76 | -0.0012296
|  | 358.98 | -0.0015202
|  | 359.19 | -0.0010681
|  | 359.41 | 0.0004816
|  | 359.62 | -0.00026098
|  | 359.84 | -9.9549e-05
|  | 360.05 | 0.00090132
|  | 360.27 | -0.00074527
|  | 360.48 | 9.4169e-05
|  | 360.7 | -0.0025533
|  | 360.91 | 0.00041703
|  | 361.13 | -0.00032556
|  | 361.35 | 0.0011919
|  | 361.56 | -2.6905e-06
|  | 361.78 | -0.0016493
|  | 361.99 | 6.1882e-05
|  | 362.21 | -0.001165
|  | 362.42 | 0.00086903
|  | 362.64 | 0.00015874
|  | 362.86 | -0.0012296
|  | 363.07 | -0.00071299
|  | 363.29 | -0.0010681
|  | 363.5 | -0.0015202
|  | 363.72 | -0.00077756
|  | 363.93 | 0.0009659
|  | 364.15 | -0.0009067
|  | 364.37 | 0.0015793
|  | 364.58 | -0.0023273
|  | 364.8 | 0.0013211
|  | 365.01 | -0.0019076
|  | 365.23 | -0.00035784
|  | 365.45 | -0.0024887
|  | 365.66 | -0.0013264
|  | 365.88 | 0.00038475
|  | 366.09 | -0.0020367
|  | 366.31 | 0.0022573
|  | 366.53 | -2.6905e-06
|  | 366.74 | -0.0004547
|  | 366.96 | 0.0010628
|  | 367.17 | -0.0028116
|  | 367.39 | 2.9596e-05
|  | 367.61 | -0.0021658
|  | 367.82 | -0.0021336
|  | 368.04 | -0.0037156
|  | 368.25 | -0.00026098
|  | 368.47 | -0.00097128
|  | 368.69 | -0.0015202
|  | 368.9 | -0.0013264
|  | 369.12 | 0.00044931
|  | 369.33 | 0.0016117
|  | 369.55 | 0.0015793
|  | 369.77 | -0.0030376
|  | 369.98 | -0.0014878
|  | 370.2 | 9.4169e-05
|  | 370.41 | 6.1882e-05
|  | 370.63 | -0.0029407
|  | 370.85 | -0.0006807
|  | 371.06 | -0.00093899
|  | 371.28 | -0.00026098
|  | 371.5 | -0.0004547
|  | 371.71 | -0.00048698
|  | 371.93 | -0.0013909
|  | 372.15 | 0.00073989
|  | 372.36 | -0.0017784
|  | 372.58 | 0.0024188
|  | 372.79 | 0.00032017
|  | 373.01 | -0.0015847
|  | 373.23 | -0.00048698
|  | 373.44 | -0.00051927
|  | 373.66 | 0.0002556
|  | 373.88 | 0.00064304
|  | 374.09 | -0.00019641
|  | 374.31 | 0.00012645
|  | 374.53 | -0.0009067
|  | 374.74 | -0.00084214
|  | 374.96 | 0.00032017
|  | 375.18 | -0.00084214
|  | 375.39 | -0.00055155
|  | 375.61 | 0.0002556
|  | 375.83 | -0.00084214
|  | 376.04 | -0.00055155
|  | 376.26 | -0.001165
|  | 376.48 | -0.0016493
|  | 376.69 | -0.00055155
|  | 376.91 | -0.0012296
|  | 377.13 | -0.00058385
|  | 377.34 | 0.0012565
|  | 377.56 | -0.0022627
|  | 377.78 | -0.00026098
|  | 377.99 | -0.0022305
|  | 378.21 | 0.00057846
|  | 378.43 | -0.0019076
|  | 378.64 | 0.00054618
|  | 378.86 | -0.0023596
|  | 379.08 | 0.00015874
|  | 379.29 | -0.00035784
|  | 379.51 | 0.0007076
|  | 379.73 | -0.0017461
|  | 379.94 | -0.00097128
|  | 380.16 | 0.0018699
|  | 380.38 | -0.00029326
|  | 380.6 | -0.0015524
|  | 380.81 | 0.00038475
|  | 381.03 | 0.00073989
|  | 381.25 | -0.00016412
|  | 381.46 | -0.0019076
|  | 381.68 | 0.00051389
|  | 381.9 | -0.0039094
|  | 382.11 | -0.0013587
|  | 382.33 | -0.0011327
|  | 382.55 | 0.00083675
|  | 382.77 | -0.00080984
|  | 382.98 | 0.00080447
|  | 383.2 | -0.0016815
|  | 383.42 | -0.00087442
|  | 383.63 | 0.0015148
|  | 383.85 | 0.0018376
|  | 384.07 | -0.0021982
|  | 384.29 | -0.0018108
|  | 384.5 | -0.00058385
|  | 384.72 | 0.00044931
|  | 384.94 | -0.00061613
|  | 385.15 | 0.00038475
|  | 385.37 | 6.1882e-05
|  | 385.59 | 0.0029676
|  | 385.81 | -3.4977e-05
|  | 386.02 | -0.00087442
|  | 386.24 | -0.0018108
|  | 386.46 | -0.0016815
|  | 386.68 | -0.00042241
|  | 386.89 | 0.0012888
|  | 387.11 | -6.7263e-05
|  | 387.33 | 0.0035165
|  | 387.55 | -0.0021013
|  | 387.76 | -0.00084214
|  | 387.98 | -2.6905e-06
|  | 388.2 | -0.0025533
|  | 388.42 | -0.0013587
|  | 388.63 | 0.00080447
|  | 388.85 | 0.00038475
|  | 389.07 | -9.9549e-05
|  | 389.29 | -0.0011327
|  | 389.5 | -6.7263e-05
|  | 389.72 | -0.0018752
|  | 389.94 | 0.0018699
|  | 390.16 | -0.00051927
|  | 390.37 | -0.00013183
|  | 390.59 | -0.00026098
|  | 390.81 | 0.0010305
|  | 391.03 | -0.0024564
|  | 391.24 | -0.00022869
|  | 391.46 | -0.00019641
|  | 391.68 | 0.00073989
|  | 391.9 | -0.00084214
|  | 392.11 | -0.00051927
|  | 392.33 | 0.00012645
|  | 392.55 | -0.0017139
|  | 392.77 | -0.0028116
|  | 392.99 | -0.00022869
|  | 393.2 | -0.0025533
|  | 393.42 | -0.00084214
|  | 393.64 | -0.00084214
|  | 393.86 | 0.0016117
|  | 394.07 | -0.00087442
|  | 394.29 | 0.00032017
|  | 394.51 | -0.0012941
|  | 394.73 | 0.00015874
|  | 394.95 | -0.0027792
|  | 395.16 | 0.0023542
|  | 395.38 | -0.00013183
|  | 395.6 | 0.00067532
|  | 395.82 | -0.0006807
|  | 396.04 | -6.7263e-05
|  | 396.25 | -0.0011327
|  | 396.47 | 0.00012645
|  | 396.69 | -0.0014556
|  | 396.91 | -0.00077756
|  | 397.13 | 0.0013211
|  | 397.34 | -3.4977e-05
|  | 397.56 | -0.0023596
|  | 397.78 | 0.00083675
|  | 398 | 9.4169e-05
|  | 398.22 | 0.0011919
|  | 398.44 | -0.0026179
|  | 398.65 | 0.0032259
|  | 398.87 | 0.0010305
|  | 399.09 | -0.00055155
|  | 399.31 | 0.00077218
|  | 399.53 | 0.0015793
|  | 399.74 | -0.0017461
|  | 399.96 | 0.00051389
|  | 400.18 | -0.00097128
|  | 400.4 | -0.00055155
|  | 400.62 | -0.0014233
|  | 400.84 | -0.00026098
|  | 401.05 | -0.00035784
|  | 401.27 | -0.00093899
|  | 401.49 | 0.00041703
|  | 401.71 | -2.6905e-06
|  | 401.93 | -0.0034573
|  | 402.15 | -0.0013909
|  | 402.36 | -0.0023919
|  | 402.58 | -0.0020367
|  | 402.8 | -0.00026098
|  | 403.02 | 0.00086903
|  | 403.24 | 0.00099818
|  | 403.46 | -0.00061613
|  | 403.68 | 0.00032017
|  | 403.89 | -0.00051927
|  | 404.11 | -0.0018752
|  | 404.33 | -0.0012296
|  | 404.55 | 0.00019102
|  | 404.77 | -0.00055155
|  | 404.99 | 0.0015793
|  | 405.21 | -0.0013264
|  | 405.42 | -0.0012619
|  | 405.64 | 0.0026448
|  | 405.86 | 0.00044931
|  | 406.08 | -0.00077756
|  | 406.3 | -0.0010681
|  | 406.52 | -0.0019399
|  | 406.74 | -0.0017784
|  | 406.95 | 0.00012645
|  | 407.17 | 0.0020314
|  | 407.39 | 0.0012242
|  | 407.61 | 0.001095
|  | 407.83 | -0.0017461
|  | 408.05 | 0.0020636
|  | 408.27 | -0.0013909
|  | 408.49 | -0.0014556
|  | 408.71 | -0.00029326
|  | 408.92 | -0.0012941
|  | 409.14 | -0.0026179
|  | 409.36 | 0.0011273
|  | 409.58 | -0.001617
|  | 409.8 | 0.00051389
|  | 410.02 | -0.00039012
|  | 410.24 | 0.0011919
|  | 410.46 | -0.00026098
|  | 410.68 | 0.0020636
|  | 410.89 | -0.0014556
|  | 411.11 | -0.00013183
|  | 411.33 | -0.001617
|  | 411.55 | 0.00073989
|  | 411.77 | -0.00026098
|  | 411.99 | 0.00028789
|  | 412.21 | -0.0016493
|  | 412.43 | -0.0010036
|  | 412.65 | -0.0019076
|  | 412.87 | 0.00080447
|  | 413.08 | -0.0041676
|  | 413.3 | 0.00015874
|  | 413.52 | -0.00097128
|  | 413.74 | -0.00013183
|  | 413.96 | -0.0018108
|  | 414.18 | -0.00042241
|  | 414.4 | -0.0014556
|  | 414.62 | -0.0014556
|  | 414.84 | -0.0024564
|  | 415.06 | 0.00067532
|  | 415.28 | -0.0010036
|  | 415.5 | -0.0010358
|  | 415.72 | 0.00064304
|  | 415.93 | -0.0010681
|  | 416.15 | 9.4169e-05
|  | 416.37 | -0.0020045
|  | 416.59 | -0.0021013
|  | 416.81 | 0.00067532
|  | 417.03 | -0.0010681
|  | 417.25 | -0.00074527
|  | 417.47 | -0.0026179
|  | 417.69 | -0.0017139
|  | 417.91 | -0.00022869
|  | 418.13 | 0.00044931
|  | 418.35 | -0.00064841
|  | 418.57 | -0.00051927
|  | 418.79 | 0.0012242
|  | 419.01 | -2.6905e-06
|  | 419.23 | -0.00071299
|  | 419.45 | -0.0011327
|  | 419.67 | -0.0031345
|  | 419.89 | 0.00022331
|  | 420.1 | -0.0016815
|  | 420.32 | -0.0012296
|  | 420.54 | 0.00022331
|  | 420.76 | 0.00038475
|  | 420.98 | 0.0014824
|  | 421.2 | -0.0013909
|  | 421.42 | -0.00093899
|  | 421.64 | -0.00022869
|  | 421.86 | -0.0013587
|  | 422.08 | 0.00090132
|  | 422.3 | 0.00061074
|  | 422.52 | -0.0016493
|  | 422.74 | -0.0006807
|  | 422.96 | 0.0007076
|  | 423.18 | 0.0019022
|  | 423.4 | 0.00077218
|  | 423.62 | -0.0023919
|  | 423.84 | 0.0011596
|  | 424.06 | -0.00077756
|  | 424.28 | 0.00012645
|  | 424.5 | 6.1882e-05
|  | 424.72 | 0.0010628
|  | 424.94 | 0.001095
|  | 425.16 | -0.00029326
|  | 425.38 | -0.00084214
|  | 425.6 | 0.0013856
|  | 425.82 | -0.00080984
|  | 426.04 | 0.0016761
|  | 426.26 | -0.00064841
|  | 426.48 | -0.0019076
|  | 426.7 | -0.0014878
|  | 426.92 | -0.0012296
|  | 427.14 | -0.0024887
|  | 427.36 | 0.00041703
|  | 427.58 | -0.0020045
|  | 427.8 | 0.0021282
|  | 428.02 | -0.0020367
|  | 428.24 | -0.0025533
|  | 428.46 | -0.00022869
|  | 428.68 | -0.00077756
|  | 428.9 | -0.0006807
|  | 429.12 | -0.0020367
|  | 429.34 | -0.0014233
|  | 429.56 | 2.9596e-05
|  | 429.78 | -0.0029407
|  | 430 | -0.0017461
|  | 430.22 | -0.0010681
|  | 430.44 | -0.0019399
|  | 430.66 | -0.0031667
|  | 430.88 | -0.00022869
|  | 431.1 | -0.00048698
|  | 431.32 | -0.00087442
|  | 431.54 | -0.0011327
|  | 431.76 | 0.0012565
|  | 431.98 | -0.0015202
|  | 432.2 | -0.00016412
|  | 432.42 | -0.00042241
|  | 432.64 | 0.0013533
|  | 432.87 | 0.00044931
|  | 433.09 | 6.1882e-05
|  | 433.31 | -0.0020045
|  | 433.53 | 0.00051389
|  | 433.75 | -0.00048698
|  | 433.97 | 0.00067532
|  | 434.19 | -0.00013183
|  | 434.41 | -0.0012941
|  | 434.63 | -0.0025533
|  | 434.85 | -0.00013183
|  | 435.07 | 6.1882e-05
|  | 435.29 | 0.00073989
|  | 435.51 | -0.00032556
|  | 435.73 | -0.0020367
|  | 435.95 | -0.001617
|  | 436.17 | 0.00073989
|  | 436.39 | -0.00019641
|  | 436.61 | 0.00099818
|  | 436.83 | 0.0029031
|  | 437.06 | -0.0013264
|  | 437.28 | 0.00028789
|  | 437.5 | 0.00028789
|  | 437.72 | 0.00041703
|  | 437.94 | -0.00048698
|  | 438.16 | 0.00044931
|  | 438.38 | -0.0012619
|  | 438.6 | -0.0018752
|  | 438.82 | 0.00054618
|  | 439.04 | -0.00074527
|  | 439.26 | -0.0010036
|  | 439.48 | -9.9549e-05
|  | 439.7 | 0.0020314
|  | 439.93 | 0.00015874
|  | 440.15 | -0.0013587
|  | 440.37 | -0.0004547
|  | 440.59 | -0.00061613
|  | 440.81 | -0.0018752
|  | 441.03 | -0.0011004
|  | 441.25 | -0.0026501
|  | 441.47 | 0.0012565
|  | 441.69 | 0.0011273
|  | 441.91 | -0.0014556
|  | 442.13 | -0.0006807
|  | 442.36 | 0.0010305
|  | 442.58 | -0.00039012
|  | 442.8 | 0.0016761
|  | 443.02 | -0.0018108
|  | 443.24 | -0.0011004
|  | 443.46 | 6.1882e-05
|  | 443.68 | 0.00012645
|  | 443.9 | -0.0010036
|  | 444.12 | -0.0017461
|  | 444.35 | -0.0010681
|  | 444.57 | -2.6905e-06
|  | 444.79 | 0.00032017
|  | 445.01 | -0.00039012
|  | 445.23 | -0.0024242
|  | 445.45 | 0.00015874
|  | 445.67 | -0.0019399
|  | 445.89 | -0.0030698
|  | 446.12 | -0.0010681
|  | 446.34 | 0.0035165
|  | 446.56 | -0.0015847
|  | 446.78 | -0.0012941
|  | 447 | -0.00026098
|  | 447.22 | 0.0013533
|  | 447.44 | 0.0023864
|  | 447.66 | 0.0018699
|  | 447.89 | -0.0010358
|  | 448.11 | -0.0015524
|  | 448.33 | 0.00057846
|  | 448.55 | -0.0011004
|  | 448.77 | -0.00019641
|  | 448.99 | 0.0009659
|  | 449.21 | -0.00058385
|  | 449.44 | -0.00084214
|  | 449.66 | -0.0014878
|  | 449.88 | -0.0026501
|  | 450.1 | -0.00022869
|  | 450.32 | 0.0010305
|  | 450.54 | -0.0012941
|  | 450.76 | -0.0014233
|  | 450.99 | -0.0012941
|  | 451.21 | 0.00019102
|  | 451.43 | -0.001843
|  | 451.65 | -0.00077756
|  | 451.87 | -0.0023273
|  | 452.09 | -0.0022305
|  | 452.32 | -9.9549e-05
|  | 452.54 | 0.00083675
|  | 452.76 | -0.0033604
|  | 452.98 | -0.00084214
|  | 453.2 | -0.0024242
|  | 453.42 | 0.00073989
|  | 453.65 | -0.0017461
|  | 453.87 | -0.0010681
|  | 454.09 | 0.00022331
|  | 454.31 | 0.0010305
|  | 454.53 | 0.00044931
|  | 454.75 | 0.00032017
|  | 454.98 | 0.00073989
|  | 455.2 | 0.00012645
|  | 455.42 | -0.00032556
|  | 455.64 | -3.4977e-05
|  | 455.86 | -0.0045874
|  | 456.09 | -0.0011327
|  | 456.31 | -0.00074527
|  | 456.53 | 0.00083675
|  | 456.75 | -0.0019399
|  | 456.97 | -0.00032556
|  | 457.19 | -0.00058385
|  | 457.42 | -0.001165
|  | 457.64 | 0.0019991
|  | 457.86 | -0.00087442
|  | 458.08 | -0.0025855
|  | 458.3 | -0.0029085
|  | 458.53 | 0.00080447
|  | 458.75 | -0.00093899
|  | 458.97 | -6.7263e-05
|  | 459.19 | 0.00032017
|  | 459.41 | -0.0012941
|  | 459.64 | -0.0016493
|  | 459.86 | -0.0020045
|  | 460.08 | -2.6905e-06
|  | 460.3 | 0.00080447
|  | 460.53 | -3.4977e-05
|  | 460.75 | 0.00051389
|  | 460.97 | -0.00035784
|  | 461.19 | 0.00064304
|  | 461.41 | 0.00041703
|  | 461.64 | -0.00022869
|  | 461.86 | -0.0047487
|  | 462.08 | 0.00051389
|  | 462.3 | -0.00032556
|  | 462.53 | -0.00077756
|  | 462.75 | -0.00032556
|  | 462.97 | -0.0013587
|  | 463.19 | -0.0014878
|  | 463.41 | -0.00061613
|  | 463.64 | -0.0016815
|  | 463.86 | -0.00048698
|  | 464.08 | -0.0018108
|  | 464.3 | -0.0016815
|  | 464.53 | -0.00093899
|  | 464.75 | 0.0010628
|  | 464.97 | -0.0030376
|  | 465.19 | 0.002096
|  | 465.42 | -0.00061613
|  | 465.64 | -9.9549e-05
|  | 465.86 | -0.0011327
|  | 466.08 | -0.0021013
|  | 466.31 | -0.0019399
|  | 466.53 | -3.4977e-05
|  | 466.75 | -0.0012619
|  | 466.97 | -0.0017139
|  | 467.2 | -0.0014233
|  | 467.42 | -0.00032556
|  | 467.64 | -0.00058385
|  | 467.86 | 0.0019991
|  | 468.09 | -0.0018752
|  | 468.31 | -0.0021013
|  | 468.53 | -0.0019399
|  | 468.75 | -0.00064841
|  | 468.98 | -0.0006807
|  | 469.2 | 0.0018054
|  | 469.42 | -0.0021982
|  | 469.64 | -0.00055155
|  | 469.87 | 0.0019991
|  | 470.09 | -0.00016412
|  | 470.31 | 0.00099818
|  | 470.54 | -0.0012941
|  | 470.76 | -0.0036833
|  | 470.98 | 0.0027416
|  | 471.2 | 0.00041703
|  | 471.43 | -0.0010036
|  | 471.65 | 0.00073989
|  | 471.87 | 0.00028789
|  | 472.09 | -0.0028439
|  | 472.32 | 0.00019102
|  | 472.54 | -0.0022951
|  | 472.76 | 0.0014502
|  | 472.99 | 0.001547
|  | 473.21 | -9.9549e-05
|  | 473.43 | 0.00090132
|  | 473.65 | -0.0009067
|  | 473.88 | 0.0012565
|  | 474.1 | 0.0023864
|  | 474.32 | -0.0013587
|  | 474.55 | 6.1882e-05
|  | 474.77 | -0.0011327
|  | 474.99 | -0.00055155
|  | 475.22 | -0.00084214
|  | 475.44 | 0.00090132
|  | 475.66 | -0.00064841
|  | 475.88 | 0.0021605
|  | 476.11 | -0.0024887
|  | 476.33 | 0.00038475
|  | 476.55 | 0.0014824
|  | 476.78 | 0.0013211
|  | 477 | -0.0014556
|  | 477.22 | 0.00032017
|  | 477.45 | -0.0010036
|  | 477.67 | -0.00029326
|  | 477.89 | -0.00055155
|  | 478.12 | 0.00099818
|  | 478.34 | -0.0017461
|  | 478.56 | 0.0020314
|  | 478.79 | -2.6905e-06
|  | 479.01 | -0.0019076
|  | 479.23 | -2.6905e-06
|  | 479.46 | 0.00086903
|  | 479.68 | 0.00083675
|  | 479.9 | 0.0012242
|  | 480.13 | -0.00048698
|  | 480.35 | -0.0026824
|  | 480.57 | 0.0007076
|  | 480.8 | 0.0013533
|  | 481.02 | 0.00093361
|  | 481.24 | 0.00093361
|  | 481.47 | -0.00019641
|  | 481.69 | 0.00080447
|  | 481.91 | -0.00074527
|  | 482.14 | 0.0029354
|  | 482.36 | 0.0051308
|  | 482.58 | 0.001773
|  | 482.81 | 0.0043883
|  | 483.03 | 0.00032017
|  | 483.25 | 0.0024833
|  | 483.48 | 0.0053892
|  | 483.7 | 0.0042268
|  | 483.92 | 0.0059057
|  | 484.15 | 0.0085855
|  | 484.37 | 0.0064223
|  | 484.59 | 0.00639
|  | 484.82 | 0.0090698
|  | 485.04 | 0.012557
|  | 485.26 | 0.014558
|  | 485.49 | 0.019143
|  | 485.71 | 0.017303
|  | 485.94 | 0.018918
|  | 486.16 | 0.017561
|  | 486.38 | 0.026343
|  | 486.61 | 0.02518
|  | 486.83 | 0.035577
|  | 487.05 | 0.031928
|  | 487.28 | 0.043326
|  | 487.5 | 0.042421
|  | 487.73 | 0.045747
|  | 487.95 | 0.055433
|  | 488.17 | 0.063019
|  | 488.4 | 0.063085
|  | 488.62 | 0.071221
|  | 488.84 | 0.077419
|  | 489.07 | 0.085975
|  | 489.29 | 0.089495
|  | 489.52 | 0.10041
|  | 489.74 | 0.10577
|  | 489.96 | 0.11807
|  | 490.19 | 0.11946
|  | 490.41 | 0.1285
|  | 490.64 | 0.13531
|  | 490.86 | 0.14618
|  | 491.08 | 0.14651
|  | 491.31 | 0.1592
|  | 491.53 | 0.16505
|  | 491.76 | 0.18674
|  | 491.98 | 0.18089
|  | 492.2 | 0.19713
|  | 492.43 | 0.20291
|  | 492.65 | 0.21661
|  | 492.88 | 0.21493
|  | 493.1 | 0.24024
|  | 493.32 | 0.24128
|  | 493.55 | 0.25642
|  | 493.77 | 0.26539
|  | 494 | 0.2806
|  | 494.22 | 0.28367
|  | 494.44 | 0.30074
|  | 494.67 | 0.31088
|  | 494.89 | 0.32292
|  | 495.12 | 0.32932
|  | 495.34 | 0.34984
|  | 495.56 | 0.35502
|  | 495.79 | 0.37217
|  | 496.01 | 0.38504
|  | 496.24 | 0.39273
|  | 496.46 | 0.40222
|  | 496.69 | 0.42417
|  | 496.91 | 0.42663
|  | 497.13 | 0.44823
|  | 497.36 | 0.45017
|  | 497.58 | 0.47021
|  | 497.81 | 0.47512
|  | 498.03 | 0.50017
|  | 498.26 | 0.5033
|  | 498.48 | 0.51603
|  | 498.71 | 0.53192
|  | 498.93 | 0.55173
|  | 499.15 | 0.55034
|  | 499.38 | 0.57349
|  | 499.6 | 0.57673
|  | 499.83 | 0.6052
|  | 500.05 | 0.60762
|  | 500.28 | 0.62057
|  | 500.5 | 0.63845
|  | 500.73 | 0.65873
|  | 500.95 | 0.65318
|  | 501.17 | 0.67678
|  | 501.4 | 0.68159
|  | 501.62 | 0.69709
|  | 501.85 | 0.70804
|  | 502.07 | 0.72843
|  | 502.3 | 0.72609
|  | 502.52 | 0.74833
|  | 502.75 | 0.74913
|  | 502.97 | 0.77209
|  | 503.2 | 0.77887
|  | 503.42 | 0.79743
|  | 503.64 | 0.80767
|  | 503.87 | 0.81799
|  | 504.09 | 0.81364
|  | 504.32 | 0.83134
|  | 504.54 | 0.83802
|  | 504.77 | 0.84502
|  | 504.99 | 0.84996
|  | 505.22 | 0.85614
|  | 505.44 | 0.8703
|  | 505.67 | 0.87282
|  | 505.89 | 0.87134
|  | 506.12 | 0.89517
|  | 506.34 | 0.90082
|  | 506.57 | 0.90504
|  | 506.79 | 0.91666
|  | 507.02 | 0.91605
|  | 507.24 | 0.92338
|  | 507.47 | 0.92267
|  | 507.69 | 0.93061
|  | 507.92 | 0.94491
|  | 508.14 | 0.94672
|  | 508.37 | 0.95099
|  | 508.59 | 0.94821
|  | 508.82 | 0.95819
|  | 509.04 | 0.95647
|  | 509.27 | 0.95932
|  | 509.49 | 0.96022
|  | 509.72 | 0.97107
|  | 509.94 | 0.96991
|  | 510.17 | 0.97185
|  | 510.39 | 0.98279
|  | 510.62 | 0.97943
|  | 510.84 | 0.97211
|  | 511.07 | 0.97333
|  | 511.29 | 0.98508
|  | 511.52 | 0.98773
|  | 511.74 | 0.97143
|  | 511.97 | 0.99235
|  | 512.19 | 0.97776
|  | 512.42 | 0.99151
|  | 512.64 | 0.99177
|  | 512.87 | 0.98301
|  | 513.09 | 0.98114
|  | 513.32 | 0.99202
|  | 513.54 | 0.97788
|  | 513.77 | 0.98586
|  | 513.99 | 0.9812
|  | 514.22 | 1
|  | 514.44 | 0.97536
|  | 514.67 | 0.98983
|  | 514.89 | 0.97207
|  | 515.12 | 0.98369
|  | 515.34 | 0.9784
|  | 515.57 | 0.99018
|  | 515.8 | 0.97853
|  | 516.02 | 0.99221
|  | 516.25 | 0.9833
|  | 516.47 | 0.99021
|  | 516.7 | 0.97097
|  | 516.92 | 0.98063
|  | 517.15 | 0.98809
|  | 517.37 | 0.97304
|  | 517.6 | 0.97149
|  | 517.82 | 0.97688
|  | 518.05 | 0.97397
|  | 518.27 | 0.97381
|  | 518.5 | 0.97582
|  | 518.73 | 0.96988
|  | 518.95 | 0.96939
|  | 519.18 | 0.965
|  | 519.4 | 0.97207
|  | 519.63 | 0.96386
|  | 519.85 | 0.96774
|  | 520.08 | 0.95783
|  | 520.3 | 0.96351
|  | 520.53 | 0.94665
|  | 520.76 | 0.96739
|  | 520.98 | 0.94559
|  | 521.21 | 0.95095
|  | 521.43 | 0.93716
|  | 521.66 | 0.94702
|  | 521.88 | 0.93584
|  | 522.11 | 0.94937
|  | 522.34 | 0.94224
|  | 522.56 | 0.93229
|  | 522.79 | 0.93465
|  | 523.01 | 0.928
|  | 523.24 | 0.92509
|  | 523.46 | 0.91141
|  | 523.69 | 0.90795
|  | 523.92 | 0.91027
|  | 524.14 | 0.90336
|  | 524.37 | 0.90678
|  | 524.59 | 0.89542
|  | 524.82 | 0.88454
|  | 525.05 | 0.88567
|  | 525.27 | 0.88806
|  | 525.5 | 0.87809
|  | 525.72 | 0.8734
|  | 525.95 | 0.86662
|  | 526.17 | 0.8684
|  | 526.4 | 0.85662
|  | 526.63 | 0.85268
|  | 526.85 | 0.85258
|  | 527.08 | 0.85239
|  | 527.3 | 0.84341
|  | 527.53 | 0.84412
|  | 527.76 | 0.82423
|  | 527.98 | 0.82307
|  | 528.21 | 0.82569
|  | 528.43 | 0.82307
|  | 528.66 | 0.80289
|  | 528.89 | 0.80638
|  | 529.11 | 0.79143
|  | 529.34 | 0.80124
|  | 529.56 | 0.79014
|  | 529.79 | 0.79204
|  | 530.02 | 0.78865
|  | 530.24 | 0.79195
|  | 530.47 | 0.78907
|  | 530.7 | 0.77412
|  | 530.92 | 0.76996
|  | 531.15 | 0.77703
|  | 531.37 | 0.75808
|  | 531.6 | 0.75436
|  | 531.83 | 0.74006
|  | 532.05 | 0.74853
|  | 532.28 | 0.73935
|  | 532.51 | 0.73593
|  | 532.73 | 0.73198
|  | 532.96 | 0.7264
|  | 533.18 | 0.71647
|  | 533.41 | 0.72055
|  | 533.64 | 0.70835
|  | 533.86 | 0.70965
|  | 534.09 | 0.69257
|  | 534.32 | 0.69586
|  | 534.54 | 0.68811
|  | 534.77 | 0.68055
|  | 535 | 0.67611
|  | 535.22 | 0.67558
|  | 535.45 | 0.66263
|  | 535.67 | 0.66354
|  | 535.9 | 0.65989
|  | 536.13 | 0.65005
|  | 536.35 | 0.63238
|  | 536.58 | 0.63593
|  | 536.81 | 0.61799
|  | 537.03 | 0.62399
|  | 537.26 | 0.6176
|  | 537.49 | 0.61424
|  | 537.71 | 0.60165
|  | 537.94 | 0.59632
|  | 538.17 | 0.59216
|  | 538.39 | 0.58573
|  | 538.62 | 0.5725
|  | 538.85 | 0.57437
|  | 539.07 | 0.54964
|  | 539.3 | 0.55551
|  | 539.53 | 0.53602
|  | 539.75 | 0.53366
|  | 539.98 | 0.52355
|  | 540.21 | 0.52633
|  | 540.43 | 0.50754
|  | 540.66 | 0.50661
|  | 540.89 | 0.49117
|  | 541.11 | 0.49097
|  | 541.34 | 0.47848
|  | 541.57 | 0.47784
|  | 541.79 | 0.46027
|  | 542.02 | 0.47299
|  | 542.25 | 0.44483
|  | 542.47 | 0.44587
|  | 542.7 | 0.43225
|  | 542.93 | 0.42843
|  | 543.15 | 0.42259
|  | 543.38 | 0.42113
|  | 543.61 | 0.40344
|  | 543.83 | 0.39693
|  | 544.06 | 0.3885
|  | 544.29 | 0.38753
|  | 544.51 | 0.37239
|  | 544.74 | 0.37019
|  | 544.97 | 0.3658
|  | 545.2 | 0.35809
|  | 545.42 | 0.34233
|  | 545.65 | 0.34558
|  | 545.88 | 0.33009
|  | 546.1 | 0.32813
|  | 546.33 | 0.31847
|  | 546.56 | 0.30746
|  | 546.78 | 0.30017
|  | 547.01 | 0.29578
|  | 547.24 | 0.28376
|  | 547.47 | 0.28435
|  | 547.69 | 0.26359
|  | 547.92 | 0.26342
|  | 548.15 | 0.25461
|  | 548.37 | 0.24925
|  | 548.6 | 0.23791
|  | 548.83 | 0.23927
|  | 549.06 | 0.22323
|  | 549.28 | 0.22535
|  | 549.51 | 0.21644
|  | 549.74 | 0.215
|  | 549.96 | 0.20017
|  | 550.19 | 0.1992
|  | 550.42 | 0.19479
|  | 550.65 | 0.18945
|  | 550.87 | 0.181
|  | 551.1 | 0.18144
|  | 551.33 | 0.16891
|  | 551.55 | 0.15697
|  | 551.78 | 0.15681
|  | 552.01 | 0.15252
|  | 552.24 | 0.14841
|  | 552.46 | 0.14183
|  | 552.69 | 0.13063
|  | 552.92 | 0.1323
|  | 553.15 | 0.12026
|  | 553.37 | 0.12785
|  | 553.6 | 0.10447
|  | 553.83 | 0.11226
|  | 554.06 | 0.099084
|  | 554.28 | 0.10241
|  | 554.51 | 0.092142
|  | 554.74 | 0.08788
|  | 554.97 | 0.082004
|  | 555.19 | 0.085362
|  | 555.42 | 0.071059
|  | 555.65 | 0.075805
|  | 555.87 | 0.064054
|  | 556.1 | 0.069639
|  | 556.33 | 0.062084
|  | 556.56 | 0.063988
|  | 556.79 | 0.053882
|  | 557.01 | 0.054851
|  | 557.24 | 0.047071
|  | 557.47 | 0.046424
|  | 557.7 | 0.038611
|  | 557.92 | 0.041969
|  | 558.15 | 0.033123
|  | 558.38 | 0.034544
|  | 558.61 | 0.032058
|  | 558.83 | 0.029862
|  | 559.06 | 0.026826
|  | 559.29 | 0.02702
|  | 559.52 | 0.022113
|  | 559.74 | 0.023598
|  | 559.97 | 0.020273
|  | 560.2 | 0.019789
|  | 560.43 | 0.018497
|  | 560.66 | 0.017012
|  | 560.88 | 0.013525
|  | 561.11 | 0.013881
|  | 561.34 | 0.0084886
|  | 561.57 | 0.01133
|  | 561.79 | 0.0092311
|  | 562.02 | 0.010716
|  | 562.25 | 0.0070357
|  | 562.48 | 0.0059057
|  | 562.71 | 0.0096832
|  | 562.93 | 0.0077783
|  | 563.16 | 0.0088114
|  | 563.39 | 0.0050986
|  | 563.62 | 0.0049693
|  | 563.84 | 0.005712
|  | 564.07 | 0.0066806
|  | 564.3 | 0.0036456
|  | 564.53 | 0.0051308
|  | 564.76 | 0.0038071
|  | 564.98 | 0.0016761
|  | 565.21 | 0.0017085
|  | 565.44 | 0.0028707
|  | 565.67 | 0.0016117
|  | 565.9 | 0.0027416
|  | 566.12 | 0.0030968
|  | 566.35 | 0.0027094
|  | 566.58 | 0.00028789
|  | 566.81 | 0.00041703
|  | 567.04 | 0.0031613
|  | 567.26 | -0.0012941
|  | 567.49 | 0.00061074
|  | 567.72 | 0.0025157
|  | 567.95 | 0.0020636
|  | 568.18 | 0.0021928
|  | 568.41 | 0.0014502
|  | 568.63 | 0.00080447
|  | 568.86 | -0.00026098
|  | 569.09 | 0.00038475
|  | 569.32 | -9.9549e-05
|  | 569.55 | 0.0009659
|  | 569.77 | 0.0025802
|  | 570 | -0.00074527
|  | 570.23 | -0.00074527
|  | 570.46 | 0.00083675
|  | 570.69 | 0.00019102
|  | 570.92 | -9.9549e-05
|  | 571.14 | 0.00038475
|  | 571.37 | 0.002096
|  | 571.6 | -0.0028439
|  | 571.83 | 0.0021605
|  | 572.06 | 9.4169e-05
|  | 572.29 | 0.00051389
|  | 572.51 | -0.0030376
|  | 572.74 | 0.001773
|  | 572.97 | -0.0015202
|  | 573.2 | 0.00061074
|  | 573.43 | -0.0018108
|  | 573.66 | 0.0002556
|  | 573.88 | -0.0014233
|  | 574.11 | 0.00044931
|  | 574.34 | 0.0025802
|  | 574.57 | 0.0028385
|  | 574.8 | 0.00041703
|  | 575.03 | 0.00057846
|  | 575.26 | 0.00057846
|  | 575.48 | -0.00097128
|  | 575.71 | -0.0006807
|  | 575.94 | -0.0027148
|  | 576.17 | -2.6905e-06
|  | 576.4 | -2.6905e-06
|  | 576.63 | 0.00090132
|  | 576.85 | -0.0028439
|  | 577.08 | -0.0011327
|  | 577.31 | -0.00029326
|  | 577.54 | -0.0010358
|  | 577.77 | 0.00015874
|  | 578 | 0.0014824
|  | 578.23 | -0.0032636
|  | 578.46 | -0.0015202
|  | 578.68 | -0.00048698
|  | 578.91 | 0.001095
|  | 579.14 | 0.00035245
|  | 579.37 | 0.00028789
|  | 579.6 | -0.0022951
|  | 579.83 | 0.00083675
|  | 580.06 | -0.00077756
|  | 580.28 | -0.0022305
|  | 580.51 | -0.0013909
|  | 580.74 | -0.001165
|  | 580.97 | 0.00022331
|  | 581.2 | -0.0013264
|  | 581.43 | -0.00074527
|  | 581.66 | -9.9549e-05
|  | 581.89 | -0.00077756
|  | 582.12 | -0.00074527
|  | 582.34 | -0.00080984
|  | 582.57 | -0.0014878
|  | 582.8 | -0.00061613
|  | 583.03 | 0.0019991
|  | 583.26 | -0.0019076
|  | 583.49 | -0.0010036
|  | 583.72 | -0.0015202
|  | 583.95 | -0.00035784
|  | 584.18 | 0.00083675
|  | 584.4 | 0.00090132
|  | 584.63 | -0.0015202
|  | 584.86 | 9.4169e-05
|  | 585.09 | -0.0010358
|  | 585.32 | -0.0009067
|  | 585.55 | -0.00087442
|  | 585.78 | 0.0014179
|  | 586.01 | 0.0018699
|  | 586.24 | -0.001843
|  | 586.47 | -0.00051927
|  | 586.69 | -0.00035784
|  | 586.92 | -0.0010036
|  | 587.15 | 0.00054618
|  | 587.38 | -0.0010358
|  | 587.61 | 0.0009659
|  | 587.84 | 0.0019991
|  | 588.07 | 0.00038475
|  | 588.3 | 0.00015874
|  | 588.53 | -0.00055155
|  | 588.76 | 0.0044205
|  | 588.99 | -0.0013587
|  | 589.21 | -0.0014233
|  | 589.44 | 2.9596e-05
|  | 589.67 | -9.9549e-05
|  | 589.9 | 6.1882e-05
|  | 590.13 | -0.00039012
|  | 590.36 | -0.00029326
|  | 590.59 | -0.00039012
|  | 590.82 | 0.0016439
|  | 591.05 | -0.0028116
|  | 591.28 | -0.00087442
|  | 591.51 | -0.0028761
|  | 591.74 | 0.0011273
|  | 591.97 | -0.0018108
|  | 592.19 | 0.0011596
|  | 592.42 | -0.0021013
|  | 592.65 | -0.0004547
|  | 592.88 | -0.0012619
|  | 593.11 | -0.0004547
|  | 593.34 | -0.002069
|  | 593.57 | -0.00084214
|  | 593.8 | -0.0025855
|  | 594.03 | 0.0004816
|  | 594.26 | 2.9596e-05
|  | 594.49 | -0.00097128
|  | 594.72 | -0.0015524
|  | 594.95 | 0.0013856
|  | 595.18 | 0.00022331
|  | 595.41 | 0.0015793
|  | 595.64 | -0.0015524
|  | 595.87 | -0.00022869
|  | 596.1 | -0.0015202
|  | 596.32 | -0.00093899
|  | 596.55 | 0.0012565
|  | 596.78 | -0.0010681
|  | 597.01 | -2.6905e-06
|  | 597.24 | -0.0015847
|  | 597.47 | -0.00064841
|  | 597.7 | -2.6905e-06
|  | 597.93 | 0.0012242
|  | 598.16 | -0.00016412
|  | 598.39 | -0.0037156
|  | 598.62 | 0.00022331
|  | 598.85 | 0.00041703
|  | 599.08 | -0.00077756
|  | 599.31 | -0.0006807
|  | 599.54 | -0.001165
|  | 599.77 | -0.00084214
|  | 600 | 0.00022331
|  | 600.23 | 0.00093361
|  | 600.46 | 0.0021605
|  | 600.69 | -0.0006807
|  | 600.92 | 6.1882e-05
|  | 601.15 | -0.0017139
|  | 601.38 | -0.0020367
|  | 601.61 | -0.00019641
|  | 601.84 | 0.00028789
|  | 602.07 | 0.00093361
|  | 602.3 | 0.00038475
|  | 602.53 | -0.0012296
|  | 602.76 | 0.00061074
|  | 602.99 | -0.0030053
|  | 603.22 | -0.0024242
|  | 603.45 | -0.00013183
|  | 603.68 | -0.00084214
|  | 603.91 | -0.00013183
|  | 604.14 | 0.00051389
|  | 604.36 | -0.00071299
|  | 604.59 | 0.00028789
|  | 604.82 | 0.00028789
|  | 605.05 | 0.00019102
|  | 605.28 | -0.00087442
|  | 605.51 | -0.00097128
|  | 605.74 | -0.0014878
|  | 605.97 | 0.00077218
|  | 606.2 | 0.00077218
|  | 606.43 | -0.0013587
|  | 606.66 | -0.0019076
|  | 606.89 | -0.0015524
|  | 607.12 | -0.0010036
|  | 607.35 | 0.0017085
|  | 607.58 | -0.0015524
|  | 607.81 | -6.7263e-05
|  | 608.05 | -0.00026098
|  | 608.28 | -0.0022951
|  | 608.51 | 0.0002556
|  | 608.74 | -0.0017784
|  | 608.97 | 0.00073989
|  | 609.2 | -0.0029085
|  | 609.43 | 2.9596e-05
|  | 609.66 | 0.0013533
|  | 609.89 | 0.0018699
|  | 610.12 | -0.0019399
|  | 610.35 | 0.00054618
|  | 610.58 | -0.0014878
|  | 610.81 | -0.00071299
|  | 611.04 | 0.0026125
|  | 611.27 | -0.0015847
|  | 611.5 | 0.00041703
|  | 611.73 | 0.00080447
|  | 611.96 | -0.0023273
|  | 612.19 | -0.0028761
|  | 612.42 | 0.0012242
|  | 612.65 | 0.001773
|  | 612.88 | -0.0019399
|  | 613.11 | -0.0014878
|  | 613.34 | -0.00058385
|  | 613.57 | -0.00061613
|  | 613.8 | 0.0016439
|  | 614.03 | -0.0021982
|  | 614.26 | -0.00061613
|  | 614.49 | 0.00090132
|  | 614.72 | -0.00042241
|  | 614.95 | -0.0016493
|  | 615.18 | -0.00013183
|  | 615.41 | 6.1882e-05
|  | 615.64 | 0.00041703
|  | 615.87 | 0.0016117
|  | 616.1 | 0.0015148
|  | 616.34 | 0.00077218
|  | 616.57 | 0.00090132
|  | 616.8 | -0.00074527
|  | 617.03 | -0.0017461
|  | 617.26 | 0.0002556
|  | 617.49 | -0.0006807
|  | 617.72 | -0.00032556
|  | 617.95 | -0.0010358
|  | 618.18 | -0.0019076
|  | 618.41 | -0.00093899
|  | 618.64 | -0.0009067
|  | 618.87 | 0.00077218
|  | 619.1 | -0.0021658
|  | 619.33 | -9.9549e-05
|  | 619.56 | -0.0022305
|  | 619.79 | -0.00048698
|  | 620.02 | -0.0022305
|  | 620.26 | -0.00087442
|  | 620.49 | -0.00055155
|  | 620.72 | -0.001843
|  | 620.95 | 0.00093361
|  | 621.18 | -0.0010036
|  | 621.41 | -0.0006807
|  | 621.64 | -0.0025533
|  | 621.87 | -0.0013909
|  | 622.1 | -0.0004547
|  | 622.33 | -0.0017139
|  | 622.56 | 6.1882e-05
|  | 622.79 | 0.00067532
|  | 623.02 | -0.00084214
|  | 623.25 | -0.00029326
|  | 623.49 | -0.001843
|  | 623.72 | -0.00064841
|  | 623.95 | -0.00064841
|  | 624.18 | -0.0037479
|  | 624.41 | -0.0016493
|  | 624.64 | 0.00038475
|  | 624.87 | 0.00099818
|  | 625.1 | -0.0023596
|  | 625.33 | -0.00055155
|  | 625.56 | 0.00090132
|  | 625.79 | -0.00032556
|  | 626.03 | -0.00071299
|  | 626.26 | -0.00039012
|  | 626.49 | -0.001617
|  | 626.72 | -0.0013587
|  | 626.95 | -0.002069
|  | 627.18 | 0.00064304
|  | 627.41 | -0.00064841
|  | 627.64 | 0.00028789
|  | 627.87 | -0.00061613
|  | 628.1 | 0.0014824
|  | 628.33 | -0.0028116
|  | 628.57 | -0.0024242
|  | 628.8 | -0.0017461
|  | 629.03 | -0.0010681
|  | 629.26 | 2.9596e-05
|  | 629.49 | -0.002521
|  | 629.72 | -0.0016493
|  | 629.95 | 6.1882e-05
|  | 630.18 | -2.6905e-06
|  | 630.41 | 0.00015874
|  | 630.65 | -0.0030376
|  | 630.88 | -0.0012941
|  | 631.11 | 0.0004816
|  | 631.34 | 0.00051389
|  | 631.57 | 0.00019102
|  | 631.8 | 0.00041703
|  | 632.03 | -0.0016493
|  | 632.26 | 0.00057846
|  | 632.5 | -0.0028116
|  | 632.73 | 0.00093361
|  | 632.96 | -0.0018108
|  | 633.19 | 0.00041703
|  | 633.42 | -0.0029085
|  | 633.65 | -0.0014878
|  | 633.88 | 0.0015793
|  | 634.11 | -2.6905e-06
|  | 634.35 | -0.00097128
|  | 634.58 | -0.00032556
|  | 634.81 | 0.00038475
|  | 635.04 | -9.9549e-05
|  | 635.27 | -0.00013183
|  | 635.5 | -0.00080984
|  | 635.73 | 0.0022573
|  | 635.96 | -0.0011327
|  | 636.2 | -0.00051927
|  | 636.43 | -0.00058385
|  | 636.66 | 0.00073989
|  | 636.89 | 0.0007076
|  | 637.12 | -0.0013587
|  | 637.35 | -0.0022627
|  | 637.58 | -0.00097128
|  | 637.82 | -0.0013264
|  | 638.05 | 0.00041703
|  | 638.28 | -0.0014878
|  | 638.51 | 0.00073989
|  | 638.74 | -0.0018108
|  | 638.97 | 0.0010628
|  | 639.21 | -0.0034573
|  | 639.44 | 0.00015874
|  | 639.67 | -6.7263e-05
|  | 639.9 | 0.0009659
|  | 640.13 | -0.00032556
|  | 640.36 | -0.001165
|  | 640.59 | -0.00097128
|  | 640.83 | -0.00048698
|  | 641.06 | -0.0016815
|  | 641.29 | -0.00064841
|  | 641.52 | 0.0018376
|  | 641.75 | 0.00061074
|  | 641.98 | -0.002069
|  | 642.22 | 0.0022251
|  | 642.45 | -0.0030376
|  | 642.68 | 0.0013211
|  | 642.91 | -0.0019721
|  | 643.14 | 0.001773
|  | 643.37 | -0.0024887
|  | 643.61 | 0.00012645
|  | 643.84 | 0.0002556
|  | 644.07 | -0.0027148
|  | 644.3 | -0.001843
|  | 644.53 | -0.0012296
|  | 644.76 | -6.7263e-05
|  | 645 | -0.00058385
|  | 645.23 | -0.00029326
|  | 645.46 | -0.00061613
|  | 645.69 | -0.0026501
|  | 645.92 | -0.0011004
|  | 646.16 | 0.00090132
|  | 646.39 | -0.00087442
|  | 646.62 | -0.0011973
|  | 646.85 | -0.001165
|  | 647.08 | -0.0033282
|  | 647.31 | 0.00077218
|  | 647.55 | -0.0012296
|  | 647.78 | -0.0014233
|  | 648.01 | -0.00035539
|  | 648.24 | -0.00058939
|  | 648.47 | -0.0023402
|  | 648.71 | 0.0016419
|  | 648.94 | -0.0012991
|  | 649.17 | -0.0009106
|  | 649.4 | -0.0020298
|  | 649.63 | 0.00096517
|  | 649.87 | -0.00036038
|  | 650.1 | -0.00045371
|  | 650.33 | -0.0006935
|  | 650.56 | 0.0011992
|  | 650.79 | -0.0018612
|  | 651.03 | 0.00065439
|  | 651.26 | -0.0020922
|  | 651.49 | 0.00053341
|  | 651.72 | -0.00011158
|  | 651.95 | 0.0022525
|  | 652.19 | -0.0012113
|  | 652.42 | -0.00048967
|  | 652.65 | -0.0027952
|  | 652.88 | 0.00016963
|  | 653.12 | 0.0014411
|  | 653.35 | -0.00075524
|  | 653.58 | 0.0016591
|  | 653.81 | 0.0010133
|  | 654.04 | 0.00013393
|  | 654.28 | -0.0014773
|  | 654.51 | -0.0002757
|  | 654.74 | -0.0013761
|  | 654.97 | 0.00013271
|  | 655.2 | -0.00037945
|  | 655.44 | -0.00034156
|  | 655.67 | -0.0018337
|  | 655.9 | -0.0005751
|  | 656.13 | 0.0022286
|  | 656.37 | -0.0032242
|  | 656.6 | -6.6701e-05
|  | 656.83 | 0.002083
|  | 657.06 | -0.00095512
|  | 657.3 | -0.0010493
|  | 657.53 | -0.0015936
|  | 657.76 | -0.002374
|  | 657.99 | -0.0013316
|  | 658.22 | 0.0022737
|  | 658.46 | -3.4956e-05
|  | 658.69 | 0.0013533
|  | 658.92 | 0.0014502
|  | 659.15 | -0.0022627
|  | 659.39 | -0.0027148
|  | 659.62 | -0.00080984
|  | 659.85 | 0.0013856
|  | 660.08 | -0.0006807
|  | 660.32 | -0.0019399
|  | 660.55 | -0.00097128
|  | 660.78 | 0.00057846
|  | 661.01 | -0.0029085
|  | 661.25 | -9.9549e-05
|  | 661.48 | -0.00097128
|  | 661.71 | -0.00055155
|  | 661.94 | -0.00077756
|  | 662.18 | -0.00035784
|  | 662.41 | -0.0033282
|  | 662.64 | -0.0010036
|  | 662.87 | -0.00019641
|  | 663.11 | -0.0015202
|  | 663.34 | 0.0012888
|  | 663.57 | 0.00054618
|  | 663.8 | 0.00093361
|  | 664.04 | -0.00022869
|  | 664.27 | -0.0012296
|  | 664.5 | -0.0010681
|  | 664.73 | -0.00016412
|  | 664.97 | 0.00064304
|  | 665.2 | -0.00039012
|  | 665.43 | 0.0034842
|  | 665.67 | -0.0024564
|  | 665.9 | 0.0002556
|  | 666.13 | -0.00077756
|  | 666.36 | -0.0017139
|  | 666.6 | -0.00084214
|  | 666.83 | 0.0017085
|  | 667.06 | -0.0019076
|  | 667.29 | -0.0010358
|  | 667.53 | 0.00032017
|  | 667.76 | 0.0014824
|  | 667.99 | -0.00087442
|  | 668.23 | 0.00019102
|  | 668.46 | 0.0013533
|  | 668.69 | -0.0004547
|  | 668.92 | 9.4169e-05
|  | 669.16 | -0.00093899
|  | 669.39 | -0.001843
|  | 669.62 | 0.0011919
|  | 669.86 | -2.6905e-06
|  | 670.09 | -0.0013587
|  | 670.32 | 0.00090132
|  | 670.55 | -0.00013183
|  | 670.79 | -0.0015524
|  | 671.02 | -6.7263e-05
|  | 671.25 | -0.0026824
|  | 671.49 | 0.0019345
|  | 671.72 | -0.00019641
|  | 671.95 | -0.00061613
|  | 672.18 | -0.0023596
|  | 672.42 | -0.00019641
|  | 672.65 | -0.0021013
|  | 672.88 | -0.00019641
|  | 673.12 | -0.001617
|  | 673.35 | 0.0030968
|  | 673.58 | 0.00054618
|  | 673.82 | -0.001165
|  | 674.05 | 0.0014179
|  | 674.28 | -0.0009067
|  | 674.51 | -0.0043613
|  | 674.75 | 0.00044931
|  | 674.98 | -0.0011327
|  | 675.21 | -0.00084214
|  | 675.45 | 0.0016439
|  | 675.68 | -0.0021336
|  | 675.91 | -0.0036188
|  | 676.15 | -0.00029326
|  | 676.38 | -0.00071299
|  | 676.61 | -0.00093899
|  | 676.85 | -0.0019399
|  | 677.08 | -0.00022869
|  | 677.31 | -0.00084214
|  | 677.54 | -0.00077756
|  | 677.78 | 0.00090132
|  | 678.01 | 0.0022573
|  | 678.24 | -0.003425
|  | 678.48 | -0.00048698
|  | 678.71 | -0.0022627
|  | 678.94 | -0.00087442
|  | 679.18 | -0.00051927
|  | 679.41 | 0.00077218
|  | 679.64 | 0.0011273
|  | 679.88 | -0.00016412
|  | 680.11 | -0.0015524
|  | 680.34 | -0.00061613
|  | 680.58 | 0.00012645
|  | 680.81 | -0.0017461
|  | 681.04 | -0.0029407
|  | 681.28 | -0.0006807
|  | 681.51 | 0.00012645
|  | 681.74 | -0.00080984
|  | 681.98 | -0.0041031
|  | 682.21 | -0.0019721
|  | 682.44 | -0.0013264
|  | 682.68 | 0.0016761
|  | 682.91 | -0.0016493
|  | 683.14 | 0.0022896
|  | 683.38 | -0.0030053
|  | 683.61 | -0.0013909
|  | 683.84 | -3.4977e-05
|  | 684.08 | -0.0010036
|  | 684.31 | 0.00012645
|  | 684.54 | -0.0010358
|  | 684.78 | -0.00029326
|  | 685.01 | 0.0012242
|  | 685.25 | -0.0004547
|  | 685.48 | -0.0021982
|  | 685.71 | 0.00019102
|  | 685.95 | 0.00073989
|  | 686.18 | 2.9596e-05
|  | 686.41 | -0.0006807
|  | 686.65 | -3.4977e-05
|  | 686.88 | 0.0012888
|  | 687.11 | -0.002069
|  | 687.35 | -0.0004547
|  | 687.58 | 9.4169e-05
|  | 687.81 | -0.00019641
|  | 688.05 | -0.0016815
|  | 688.28 | 2.9596e-05
|  | 688.52 | -0.0024887
|  | 688.75 | 0.0018699
|  | 688.98 | 6.1882e-05
|  | 689.22 | -0.00077756
|  | 689.45 | -0.00055155
|  | 689.68 | 0.00041703
|  | 689.92 | -0.00093899
|  | 690.15 | -0.0033604
|  | 690.38 | -0.00080984
|  | 690.62 | 0.00028789
|  | 690.85 | -0.0019399
|  | 691.09 | 0.0007076
|  | 691.32 | -0.00087442
|  | 691.55 | 0.002451
|  | 691.79 | -0.0034897
|  | 692.02 | 0.00090132
|  | 692.25 | 0.00032017
|  | 692.49 | -0.0014878
|  | 692.72 | -0.00084214
|  | 692.96 | 0.00022331
|  | 693.19 | -0.0023919
|  | 693.42 | -0.0015524
|  | 693.66 | -0.00039012
|  | 693.89 | -0.0020367
|  | 694.12 | -0.0004547
|  | 694.36 | -0.0027792
|  | 694.59 | -0.00061613
|  | 694.83 | -0.0014556
|  | 695.06 | 0.0004816
|  | 695.29 | -0.00013183
|  | 695.53 | -3.4977e-05
|  | 695.76 | -0.0022627
|  | 696 | -3.4977e-05
|  | 696.23 | 0.0007076
|  | 696.46 | 0.0028707
|  | 696.7 | 0.00032017
|  | 696.93 | -0.0014556
|  | 697.17 | -0.0028116
|  | 697.4 | -0.00087442
|  | 697.63 | -0.0009067
|  | 697.87 | -0.0011004
|  | 698.1 | 0.00086903
|  | 698.34 | -0.0014556
|  | 698.57 | -0.00032556
|  | 698.8 | -0.001617
|  | 699.04 | -0.0031667
|  | 699.27 | 0.00019102
|  | 699.51 | -0.0004547
|  | 699.74 | 0.001773
|  | 699.97 | -0.0017139
|  | 700.21 | 0.0024188
|  | 700.44 | -2.6905e-06
|  | 700.68 | -0.0011004
|  | 700.91 | 0.00077218
|  | 701.14 | 0.00038475
|  | 701.38 | -0.00013183
|  | 701.61 | 0.0010628
|  | 701.85 | 0.00041703
|  | 702.08 | -0.0011004
|  | 702.32 | -0.00035784
|  | 702.55 | -0.00084214
|  | 702.78 | 0.00015874
|  | 703.02 | 0.0007076
|  | 703.25 | -0.0012619
|  | 703.49 | 9.4169e-05
|  | 703.72 | -0.0014233
|  | 703.96 | 0.0002556
|  | 704.19 | -0.002747
|  | 704.42 | -0.00058385
|  | 704.66 | 0.0002556
|  | 704.89 | -0.0012619
|  | 705.13 | 0.00035245
|  | 705.36 | -0.00077756
|  | 705.6 | -0.0014878
|  | 705.83 | -0.00013183
|  | 706.06 | -0.00064841
|  | 706.3 | 2.9596e-05
|  | 706.53 | -0.00077756
|  | 706.77 | -0.00039012
|  | 707 | -0.00077756
|  | 707.24 | -9.9549e-05
|  | 707.47 | -0.0013264
|  | 707.7 | 0.00019102
|  | 707.94 | -0.0020367
|  | 708.17 | 0.00093361
|  | 708.41 | -0.001843
|  | 708.64 | 0.00057846
|  | 708.88 | -0.00077756
|  | 709.11 | 0.0015148
|  | 709.35 | -0.00093899
|  | 709.58 | 0.00032017
|  | 709.81 | 0.00028789
|  | 710.05 | -0.0006807
|  | 710.28 | -0.002069
|  | 710.52 | -0.0017461
|  | 710.75 | 0.00093361
|  | 710.99 | 0.00028789
|  | 711.22 | -0.0021336
|  | 711.46 | -0.00022869
|  | 711.69 | -0.00051927
|  | 711.92 | -0.00022869
|  | 712.16 | -0.0010036
|  | 712.39 | -0.0021982
|  | 712.63 | -0.0011327
|  | 712.86 | -0.0004547
|  | 713.1 | -0.0014878
|  | 713.33 | -0.0022305
|  | 713.57 | -0.0024887
|  | 713.8 | -0.00058385
|  | 714.04 | -0.0021336
|  | 714.27 | 0.00012645
|  | 714.51 | -0.00022869
|  | 714.74 | -0.00042241
|  | 714.97 | 2.9596e-05
|  | 715.21 | -0.00039012
|  | 715.44 | -0.0024242
|  | 715.68 | 0.00054618
|  | 715.91 | -0.0010036
|  | 716.15 | 0.0002556
|  | 716.38 | -0.0020045
|  | 716.62 | -0.00061613
|  | 716.85 | -0.0018752
|  | 717.09 | -6.7263e-05
|  | 717.32 | -0.0010358
|  | 717.56 | -0.002521
|  | 717.79 | 0.00073989
|  | 718.03 | -0.0031022
|  | 718.26 | -0.0033928
|  | 718.5 | 6.1882e-05
|  | 718.73 | -0.00064841
|  | 718.97 | 0.00044931
|  | 719.2 | -0.00064841
|  | 719.44 | -0.0004547
|  | 719.67 | -0.00064841
|  | 719.91 | -0.0021013
|  | 720.14 | 0.0002556
|  | 720.37 | -0.00055155
|  | 720.61 | 0.0014502
|  | 720.84 | -2.6905e-06
|  | 721.08 | -0.0019721
|  | 721.31 | 0.0015148
|  | 721.55 | -0.00019641
|  | 721.78 | 0.00090132
|  | 722.02 | -0.0010036
|  | 722.25 | -3.4977e-05
|  | 722.49 | -0.0016815
|  | 722.72 | 0.0019022
|  | 722.96 | -0.0004547
|  | 723.19 | 0.0030968
|  | 723.43 | 0.00012645
|  | 723.66 | -0.0022305
|  | 723.9 | 0.00090132
|  | 724.13 | 0.001095
|  | 724.37 | -0.0036188
|  | 724.6 | 0.00022331
|  | 724.84 | -0.0010681
|  | 725.07 | 0.00012645
|  | 725.31 | -0.0014556
|  | 725.54 | 0.00038475
|  | 725.78 | -0.00019641
|  | 726.01 | 0.00032017
|  | 726.25 | -6.7263e-05
|  | 726.48 | 0.00077218
|  | 726.72 | -0.0010358
|  | 726.96 | -0.0015847
|  | 727.19 | -0.0020045
|  | 727.43 | -0.00071299
|  | 727.66 | 0.0011596
|  | 727.9 | 0.00032017
|  | 728.13 | 0.0084562
|  | 728.37 | -0.0010358
|  | 728.6 | -0.0032636
|  | 728.84 | 0.0013856
|  | 729.07 | -0.00084214
|  | 729.31 | 6.1882e-05
|  | 729.54 | -0.002069
|  | 729.78 | 0.0011596
|  | 730.01 | 0.00015874
|  | 730.25 | -0.0028761
|  | 730.48 | -0.0013264
|  | 730.72 | -0.00055155
|  | 730.95 | -0.002521
|  | 731.19 | -0.002069
|  | 731.42 | 0.00028789
|  | 731.66 | -0.001617
|  | 731.89 | -0.0021336
|  | 732.13 | -0.00058385
|  | 732.37 | -0.0019721
|  | 732.6 | -0.00039012
|  | 732.84 | -0.0024887
|  | 733.07 | -0.00055155
|  | 733.31 | -0.0017139
|  | 733.54 | 0.00064304
|  | 733.78 | -0.0028439
|  | 734.01 | -0.0032636
|  | 734.25 | -0.0004547
|  | 734.48 | 0.00061074
|  | 734.72 | -0.00061613
|  | 734.95 | 0.0029031
|  | 735.19 | -0.00055155
|  | 735.43 | -0.0018108
|  | 735.66 | 0.0013533
|  | 735.9 | -0.00071299
|  | 736.13 | -0.0010358
|  | 736.37 | 0.00090132
|  | 736.6 | -0.0016815
|  | 736.84 | -0.0011327
|  | 737.07 | -0.00077756
|  | 737.31 | -0.0012941
|  | 737.55 | -0.00035784
|  | 737.78 | 6.1882e-05
|  | 738.02 | -0.00071299
|  | 738.25 | -0.00013183
|  | 738.49 | -0.0012619
|  | 738.72 | 0.00086903
|  | 738.96 | -3.4977e-05
|  | 739.19 | 0.0002556
|  | 739.43 | -0.0021336
|  | 739.67 | 0.0009659
|  | 739.9 | 0.001095
|  | 740.14 | 0.00061074
|  | 740.37 | -0.0023273
|  | 740.61 | -0.0017139
|  | 740.84 | -0.00013183
|  | 741.08 | 0.0013533
|  | 741.31 | -0.00064841
|  | 741.55 | -0.0020367
|  | 741.79 | -0.0012296
|  | 742.02 | 0.0012888
|  | 742.26 | 0.0002556
|  | 742.49 | -0.00080984
|  | 742.73 | -0.00016412
|  | 742.96 | 0.0016439
|  | 743.2 | 6.1882e-05
|  | 743.44 | -9.9549e-05
|  | 743.67 | -0.0029085
|  | 743.91 | -0.00077756
|  | 744.14 | -0.0032636
|  | 744.38 | -0.00013183
|  | 744.61 | -0.00022869
|  | 744.85 | -0.0025855
|  | 745.09 | 0.00022331
|  | 745.32 | -0.0012619
|  | 745.56 | -0.0014878
|  | 745.79 | 9.4169e-05
|  | 746.03 | -0.0015847
|  | 746.27 | 0.00057846
|  | 746.5 | -0.0006807
|  | 746.74 | 0.00054618
|  | 746.97 | 0.0018376
|  | 747.21 | -0.0010036
|  | 747.44 | -0.00016412
|  | 747.68 | 0.00012645
|  | 747.92 | -0.0011327
|  | 748.15 | 0.00064304
|  | 748.39 | -0.00071299
|  | 748.62 | -0.0010681
|  | 748.86 | -0.0026824
|  | 749.1 | 0.00032017
|  | 749.33 | -0.00013183
|  | 749.57 | -0.0019399
|  | 749.8 | -0.0033282
|  | 750.04 | -0.0012619
|  | 750.28 | 0.001773
|  | 750.51 | 0.00038475
|  | 750.75 | -0.0014556
|  | 750.98 | 0.00032017
|  | 751.22 | -0.0021658
|  | 751.46 | -0.0004547
|  | 751.69 | -0.0019399
|  | 751.93 | -0.0027792
|  | 752.16 | 0.00041703
|  | 752.4 | -0.0016815
|  | 752.64 | 0.00077218
|  | 752.87 | -0.00019641
|  | 753.11 | -0.00035784
|  | 753.34 | -0.0020367
|  | 753.58 | -0.00032556
|  | 753.82 | -0.00058385
|  | 754.05 | 0.0017408
|  | 754.29 | -0.00097128
|  | 754.53 | -0.0010036
|  | 754.76 | -0.0022951
|  | 755 | -0.00093899
|  | 755.23 | -0.003877
|  | 755.47 | 0.00086903
|  | 755.71 | 0.00015874
|  | 755.94 | -0.0016815
|  | 756.18 | 0.00038475
|  | 756.41 | -0.00042241
|  | 756.65 | -0.00084214
|  | 756.89 | 0.0004816
|  | 757.12 | -0.0012941
|  | 757.36 | 0.0007076
|  | 757.6 | -0.00032556
|  | 757.83 | -3.4977e-05
|  | 758.07 | 0.00073989
|  | 758.3 | 0.00054618
|  | 758.54 | -0.00093899
|  | 758.78 | -0.00051927
|  | 759.01 | -0.0011973
|  | 759.25 | -0.0021658
|  | 759.49 | -0.0012941
|  | 759.72 | 0.0024188
|  | 759.96 | 0.00015874
|  | 760.2 | -0.00039012
|  | 760.43 | 0.0015148
|  | 760.67 | 0.00032017
|  | 760.9 | -0.00064841
|  | 761.14 | -0.00058385
|  | 761.38 | -0.0013909
|  | 761.61 | -0.00061613
|  | 761.85 | -0.00080984
|  | 762.09 | 0.0018054
|  | 762.32 | 0.001095
|  | 762.56 | -0.0019076
|  | 762.8 | -0.0012619
|  | 763.03 | -0.0004547
|  | 763.27 | -0.0012296
|  | 763.5 | 0.00083675
|  | 763.74 | -0.0017461
|  | 763.98 | -0.00097128
|  | 764.21 | -0.001165
|  | 764.45 | -3.4977e-05
|  | 764.69 | -0.0012619
|  | 764.92 | -0.00035784
|  | 765.16 | -0.0019076
|  | 765.4 | -0.00019641
|  | 765.63 | -0.0012619
|  | 765.87 | -0.0015847
|  | 766.11 | -0.00013183
|  | 766.34 | 0.00067532
|  | 766.58 | -0.00042241
|  | 766.82 | 0.0011273
|  | 767.05 | 0.00073989
|  | 767.29 | 0.0025157
|  | 767.53 | -0.0010681
|  | 767.76 | 0.00041703
|  | 768 | -0.00093899
|  | 768.24 | 0.00012645
|  | 768.47 | -0.002521
|  | 768.71 | 0.00093361
|  | 768.95 | -0.0004547
|  | 769.18 | -0.0010681
|  | 769.42 | 0.002096
|  | 769.66 | -0.00048698
|  | 769.89 | -0.00026098
|  | 770.13 | -0.0004547
|  | 770.37 | -0.0024564
|  | 770.6 | -6.7263e-05
|  | 770.84 | 0.0017408
|  | 771.08 | -0.00016412
|  | 771.31 | -0.00013183
|  | 771.55 | 0.0012242
|  | 771.79 | -0.001165
|  | 772.02 | -0.0010358
|  | 772.26 | -0.0010036
|  | 772.5 | 0.0021928
|  | 772.73 | -0.0006807
|  | 772.97 | -0.0004547
|  | 773.21 | 0.00019102
|  | 773.44 | 0.0028062
|  | 773.68 | -0.00019641
|  | 773.92 | 0.0019991
|  | 774.15 | -0.00013183
|  | 774.39 | -0.00016412
|  | 774.63 | -0.0009067
|  | 774.86 | 9.4169e-05
|  | 775.1 | -0.0004547
|  | 775.34 | -0.0013264
|  | 775.57 | 0.00067532
|  | 775.81 | 0.0013533
|  | 776.05 | -0.00051927
|  | 776.29 | 0.00051389
|  | 776.52 | 0.0022896
|  | 776.76 | 0.0014502
|  | 777 | -0.0016815
|  | 777.23 | -0.00087442
|  | 777.47 | -0.00055155
|  | 777.71 | 0.00032017
|  | 777.94 | -0.001165
|  | 778.18 | -0.00077756
|  | 778.42 | -0.0023273
|  | 778.65 | -0.00048698
|  | 778.89 | -0.00042241
|  | 779.13 | -0.00061613
|  | 779.37 | -0.0037156
|  | 779.6 | -0.0028761
|  | 779.84 | -0.00026098
|  | 780.08 | -0.0019399
|  | 780.31 | 0.0014824
|  | 780.55 | 0.00064304
|  | 780.79 | -0.0020367
|  | 781.02 | -0.0031022
|  | 781.26 | -0.00016412
|  | 781.5 | 0.00041703
|  | 781.74 | -0.0031345
|  | 781.97 | -0.00032556
|  | 782.21 | 0.00015874
|  | 782.45 | -0.00051927
|  | 782.68 | -0.0033928
|  | 782.92 | -0.00087442
|  | 783.16 | -0.00061613
|  | 783.4 | -0.00029326
|  | 783.63 | 0.0018376
|  | 783.87 | 0.00035245
|  | 784.11 | -0.0020045
|  | 784.34 | -0.00035784
|  | 784.58 | -0.0013587
|  | 784.82 | -0.0012941
|  | 785.06 | 0.00044931
|  | 785.29 | 0.0015793
|  | 785.53 | -0.00026098
|  | 785.77 | 0.0027094
|  | 786 | -0.00026098
|  | 786.24 | -0.0011004
|  | 786.48 | -0.00042241
|  | 786.72 | -0.00080984
|  | 786.95 | -0.00032556
|  | 787.19 | -0.0012619
|  | 787.43 | -0.0014878
|  | 787.67 | -0.0021013
|  | 787.9 | -0.0014556
|  | 788.14 | 0.0016117
|  | 788.38 | 0.00022331
|  | 788.61 | -0.00080984
|  | 788.85 | -0.0021336
|  | 789.09 | -0.0010681
|  | 789.33 | -0.0006807
|  | 789.56 | -0.00071299
|  | 789.8 | -0.0023919
|  | 790.04 | 0.002451
|  | 790.28 | -0.0025855
|  | 790.51 | -0.00019641
|  | 790.75 | -0.0015202
|  | 790.99 | -0.00051927
|  | 791.23 | -0.0017139
|  | 791.46 | -0.0018108
|  | 791.7 | -0.0012941
|  | 791.94 | -0.0020367
|  | 792.17 | -0.0016815
|  | 792.41 | 0.0018699
|  | 792.65 | -0.00071299
|  | 792.89 | 0.0004816
|  | 793.12 | 0.0027416
|  | 793.36 | -0.0021658
|  | 793.6 | -0.0016815
|  | 793.84 | -0.0014556
|  | 794.07 | -0.0015847
|  | 794.31 | -0.0013587
|  | 794.55 | -0.0026501
|  | 794.79 | -0.00026098
|  | 795.02 | -0.0019399
|  | 795.26 | -0.0016493
|  | 795.5 | 0.001095
|  | 795.74 | 0.0031937
|  | 795.97 | -0.00061613
|  | 796.21 | -0.0006807
|  | 796.45 | -0.00058385
|  | 796.69 | -0.00074527
|  | 796.92 | 0.00067532
|  | 797.16 | 0.00041703
|  | 797.4 | -0.0019399
|  | 797.64 | -0.0013264
|  | 797.88 | -0.00035784
|  | 798.11 | -0.0017461
|  | 798.35 | -0.00077756
|  | 798.59 | 0.00090132
|  | 798.83 | -0.0015524
|  | 799.06 | -0.00080984
|  | 799.3 | 0.00067532
|  | 799.54 | 9.4169e-05
|  | 799.78 | -0.0019721
|  | 800.01 | 0.00080447
|  | 800.25 | 6.1882e-05
|  | 800.49 | 0.00019102
|  | 800.73 | -6.7263e-05
|  | 800.96 | -0.0021658
|  | 801.2 | -0.0010036
|  | 801.44 | 0.0012565
|  | 801.68 | -0.0012619
|  | 801.92 | -0.0027792
|  | 802.15 | -0.0010681
|  | 802.39 | 0.001095
|  | 802.63 | -0.0035219
|  | 802.87 | 0.0002556
|  | 803.1 | 0.00028789
|  | 803.34 | -0.00029326
|  | 803.58 | -0.0028761
|  | 803.82 | 0.00073989
|  | 804.06 | -0.0028439
|  | 804.29 | 0.00032017
|  | 804.53 | 0.0014502
|  | 804.77 | 0.00077218
|  | 805.01 | -0.0039416
|  | 805.24 | 0.0010305
|  | 805.48 | 0.00012645
|  | 805.72 | -0.00019641
|  | 805.96 | 0.00035245
|  | 806.2 | -9.9549e-05
|  | 806.43 | 0.00032017
|  | 806.67 | 0.00093361
|  | 806.91 | -0.00019641
|  | 807.15 | -6.7263e-05
|  | 807.39 | -0.0027148
|  | 807.62 | -0.0023919
|  | 807.86 | -2.6905e-06
|  | 808.1 | -6.7263e-05
|  | 808.34 | -0.0037801
|  | 808.58 | -0.0026179
|  | 808.81 | 0.00064304
|  | 809.05 | 0.0013533
|  | 809.29 | -0.0023919
|  | 809.53 | 0.0025157
|  | 809.76 | -0.00064841
|  | 810 | 0.00064304
|  | 810.24 | -0.00013183
|  | 810.48 | 0.0018699
|  | 810.72 | -0.0017784
|  | 810.95 | -0.00039012
|  | 811.19 | -0.0006807
|  | 811.43 | 0.0011596
|  | 811.67 | -0.0031667
|  | 811.91 | 0.0014502
|  | 812.15 | -3.4977e-05
|  | 812.38 | 0.0010628
|  | 812.62 | -0.0031345
|  | 812.86 | -0.00097128
|  | 813.1 | -0.0019399
|  | 813.34 | 0.00012645
|  | 813.57 | -0.0017784
|  | 813.81 | 0.0012242
|  | 814.05 | 0.00086903
|  | 814.29 | -0.0021658
|  | 814.53 | 0.0014179
|  | 814.76 | -0.0011973
|  | 815 | 0.00028789
|  | 815.24 | 0.0029354
|  | 815.48 | -0.0019076
|  | 815.72 | 0.0011273
|  | 815.95 | -0.0013264
|  | 816.19 | -0.0020045
|  | 816.43 | -0.0011327
|  | 816.67 | 0.00032017
|  | 816.91 | 0.00041703
|  | 817.15 | -0.001165
|  | 817.38 | 0.0012242
|  | 817.62 | -0.00019641
|  | 817.86 | 9.4169e-05
|  | 818.1 | 0.0002556
|  | 818.34 | 0.0002556
|  | 818.58 | -0.0011327
|  | 818.81 | 0.00028789
|  | 819.05 | 0.0009659
|  | 819.29 | 0.0013533
|  | 819.53 | -0.0021013
|  | 819.77 | 0.00051389
|  | 820 | -0.0011973
|  | 820.24 | -0.0014878
|  | 820.48 | -0.00080984
|  | 820.72 | 6.1882e-05
|  | 820.96 | 0.0012888
|  | 821.2 | 0.0018699
|  | 821.43 | -0.00013183
|  | 821.67 | 0.00083675
|  | 821.91 | -0.00058385
|  | 822.15 | -0.0021013
|  | 822.39 | -0.0012296
|  | 822.63 | 0.001095
|  | 822.86 | -0.00016412
|  | 823.1 | 2.9596e-05
|  | 823.34 | -0.0010358
|  | 823.58 | 2.9596e-05
|  | 823.82 | 0.00012645
|  | 824.06 | 0.00038475
|  | 824.3 | 0.00015874
|  | 824.53 | 0.0015148
|  | 824.77 | -0.0013909
|  | 825.01 | -0.0017784
|  | 825.25 | -0.00051927
|  | 825.49 | 0.0007076
|  | 825.73 | -0.0028761
|  | 825.96 | -0.0009067
|  | 826.2 | -0.00055155
|  | 826.44 | 0.00080447
|  | 826.68 | 0.00015874
|  | 826.92 | -0.0010358
|  | 827.16 | -0.00051927
|  | 827.4 | 0.0014502
|  | 827.63 | -0.0013587
|  | 827.87 | -0.0020367
|  | 828.11 | -0.0025855
|  | 828.35 | -0.00064841
|  | 828.59 | 0.00038475
|  | 828.83 | -3.4977e-05
|  | 829.07 | -0.00026098
|  | 829.3 | -0.0009067
|  | 829.54 | 0.00077218
|  | 829.78 | 0.00015874
|  | 830.02 | -0.00051927
|  | 830.26 | -0.0013264
|  | 830.5 | -0.00042241
|  | 830.74 | -0.00077756
|  | 830.97 | 0.0018699
|  | 831.21 | 2.9596e-05
|  | 831.45 | 0.00067532
|  | 831.69 | -0.00042241
|  | 831.93 | -0.00061613
|  | 832.17 | -0.0014556
|  | 832.41 | -0.00087442
|  | 832.64 | 2.9596e-05
|  | 832.88 | -0.0023596
|  | 833.12 | 0.0014502
|  | 833.36 | 0.00022331
|  | 833.6 | -0.0026501
|  | 833.84 | -9.9549e-05
|  | 834.08 | -0.00061613
|  | 834.32 | 0.0015148
|  | 834.55 | 0.00028789
|  | 834.79 | -0.00035784
|  | 835.03 | -0.0034897
|  | 835.27 | 0.00012645
|  | 835.51 | 9.4169e-05
|  | 835.75 | -0.00097128
|  | 835.99 | -0.00029326
|  | 836.23 | -0.00087442
|  | 836.46 | -0.00042241
|  | 836.7 | -0.00058385
|  | 836.94 | 0.0017408
|  | 837.18 | 0.0014179
|  | 837.42 | -0.0014233
|  | 837.66 | -0.0016815
|  | 837.9 | 0.00093361
|  | 838.14 | -0.00058385
|  | 838.38 | -0.0013264
|  | 838.61 | -0.0014556
|  | 838.85 | -0.00055155
|  | 839.09 | -0.0018752
|  | 839.33 | -0.0019399
|  | 839.57 | -0.002069
|  | 839.81 | 0.0011273
|  | 840.05 | -0.001165
|  | 840.29 | -0.00058385
|  | 840.52 | -0.0036188
|  | 840.76 | -0.00080984
|  | 841 | -0.0010681
|  | 841.24 | -0.00022869
|  | 841.48 | -0.0032636
|  | 841.72 | 0.00073989
|  | 841.96 | -2.6905e-06
|  | 842.2 | -0.0019076
|  | 842.44 | -0.00035784
|  | 842.68 | -0.0004547
|  | 842.91 | 0.0004816
|  | 843.15 | 0.0029031
|  | 843.39 | -0.0011004
|  | 843.63 | 6.1882e-05
|  | 843.87 | -0.00055155
|  | 844.11 | -0.0016815
|  | 844.35 | 0.0014179
|  | 844.59 | 0.00077218
|  | 844.83 | -0.0011327
|  | 845.07 | -0.0012941
|  | 845.3 | -0.00074527
|  | 845.54 | 0.001095
|  | 845.78 | 0.0016761
|  | 846.02 | 0.00061074
|  | 846.26 | 0.0015148
|  | 846.5 | -0.00039012
|  | 846.74 | -0.002521
|  | 846.98 | -0.00026098
|  | 847.22 | 0.0002556
|  | 847.46 | 0.0012565
|  | 847.7 | 0.00044931
|  | 847.93 | -0.00051927
|  | 848.17 | -0.00026098
|  | 848.41 | -0.0011973
|  | 848.65 | -0.0010358
|  | 848.89 | -0.00071299
|  | 849.13 | -0.0023596
|  | 849.37 | 0.00022331
|  | 849.61 | 6.1882e-05
|  | 849.85 | 0.0004816
|  | 850.09 | -0.0019721
|  | 850.33 | 0.00061074
|  | 850.57 | -0.00077756
|  | 850.8 | -0.00084214
|  | 851.04 | 0.002096
|  | 851.28 | 0.0004816
|  | 851.52 | -0.00019641
|  | 851.76 | -3.4977e-05
|  | 852 | -0.0023273
|  | 852.24 | 0.00044931
|  | 852.48 | -0.00097128
|  | 852.72 | -2.6905e-06
|  | 852.96 | -0.0023919
|  | 853.2 | -0.00035784
|  | 853.44 | -0.0013264
|  | 853.68 | -0.00058385
|  | 853.91 | -0.0012619
|  | 854.15 | -0.00051927
|  | 854.39 | -0.0018752
|  | 854.63 | 0.0010305
|  | 854.87 | -0.0011004
|  | 855.11 | 0.0019345
|  | 855.35 | -0.0012619
|  | 855.59 | 0.0011919
|  | 855.83 | -0.00051927
|  | 856.07 | 0.0016439
|  | 856.31 | 0.00099818
|  | 856.55 | 0.0022896
|  | 856.79 | -0.0026824
|  | 857.03 | 0.0023542
|  | 857.27 | 0.00022331
|  | 857.5 | 0.0014502
|  | 857.74 | -0.00061613
|  | 857.98 | -0.0029407
|  | 858.22 | 0.0013533
|  | 858.46 | -0.001617
|  | 858.7 | -0.0021336
|  | 858.94 | -0.00042241
|  | 859.18 | -0.0021982
|  | 859.42 | -0.00032556
|  | 859.66 | -3.4977e-05
|  | 859.9 | -0.0012941
|  | 860.14 | -0.001617
|  | 860.38 | -0.0023273
|  | 860.62 | -0.0013264
|  | 860.86 | -0.00084214
|  | 861.1 | 0.001095
|  | 861.34 | 0.00035245
|  | 861.58 | -0.0010358
|  | 861.81 | -0.0012296
|  | 862.05 | 0.00022331
|  | 862.29 | -0.0026179
|  | 862.53 | -0.0017461
|  | 862.77 | 0.0015793
|  | 863.01 | 0.0010628
|  | 863.25 | 0.00035245
|  | 863.49 | 0.00064304
|  | 863.73 | 0.00090132
|  | 863.97 | -0.0015524
|  | 864.21 | -0.00064841
|  | 864.45 | -0.0020367
|  | 864.69 | -0.00058385
|  | 864.93 | -0.00051927
|  | 865.17 | -0.002973
|  | 865.41 | -0.0012941
|  | 865.65 | -0.00074527
|  | 865.89 | -0.0004547
|  | 866.13 | 0.0019345
|  | 866.37 | -0.0012296
|  | 866.61 | 0.00077218
|  | 866.85 | 0.00093361
|  | 867.09 | -0.00097128
|  | 867.32 | 6.1882e-05
|  | 867.56 | -0.00084214
|  | 867.8 | -0.0012296
|  | 868.04 | -2.6905e-06
|  | 868.28 | -0.0011973
|  | 868.52 | -0.0015202
|  | 868.76 | -0.00032556
|  | 869 | 0.0004816
|  | 869.24 | -0.0017461
|  | 869.48 | -0.00055155
|  | 869.72 | -0.0018108
|  | 869.96 | -0.00093899
|  | 870.2 | -0.0013909
|  | 870.44 | 0.0002556
|  | 870.68 | 0.0011919
|  | 870.92 | 9.4169e-05
|  | 871.16 | -0.0010358
|  | 871.4 | 0.0004816
|  | 871.64 | -0.00097128
|  | 871.88 | -0.0012296
|  | 872.12 | -0.002521
|  | 872.36 | 0.0011596
|  | 872.6 | -0.0024564
|  | 872.84 | 0.0016117
|  | 873.08 | -0.0027792
|  | 873.32 | 0.001547
|  | 873.56 | -0.0010036
|  | 873.8 | 0.0012242
|  | 874.04 | -0.0029407
|  | 874.28 | 0.0009659
|  | 874.52 | -0.0014878
|  | 874.76 | -0.0021982
|  | 875 | 0.0010628
|  | 875.24 | -0.0023596
|  | 875.48 | -0.00077756
|  | 875.72 | 0.0025479
|  | 875.96 | -0.00035784
|  | 876.2 | 0.00054618
|  | 876.44 | 9.4169e-05
|  | 876.68 | -9.9549e-05
|  | 876.92 | -0.00039012
|  | 877.16 | -0.0020367
|  | 877.4 | 0.0012565
|  | 877.64 | -0.0022951
|  | 877.88 | -0.0019076
|  | 878.12 | 2.9596e-05
|  | 878.36 | 0.00012645
|  | 878.6 | -0.0017461
|  | 878.84 | -0.0018752
|  | 879.08 | -0.00084214
|  | 879.32 | 0.002451
|  | 879.56 | -0.0004547
|  | 879.8 | -0.0011327
|  | 880.04 | 9.4169e-05
|  | 880.28 | 0.001547
|  | 880.52 | -0.00026098
|  | 880.76 | -0.0011004
|  | 881 | -0.0023273
|  | 881.24 | -0.0011973
|  | 881.48 | -0.00042241
|  | 881.72 | 0.00019102
|  | 881.96 | -0.0012619
|  | 882.2 | 0.001095
|  | 882.44 | -0.00013183
|  | 882.68 | -0.00061613
|  | 882.92 | -0.0050071
|  | 883.16 | -0.00064841
|  | 883.4 | -0.00077756
|  | 883.64 | 0.00086903
|  | 883.88 | -0.0009067
|  | 884.12 | 0.0030645
|  | 884.36 | -0.0012296
|  | 884.6 | -0.0030053
|  | 884.84 | -0.0017139
|  | 885.08 | -0.00051927
|  | 885.32 | -0.001165
|  | 885.56 | -0.00071299
|  | 885.8 | -0.00064841
|  | 886.04 | 0.00077218
|  | 886.28 | -0.0030053
|  | 886.52 | 0.00067532
|  | 886.76 | -0.0009067
|  | 887 | 0.00015874
|  | 887.24 | -0.00064841
|  | 887.48 | 0.0016117
|  | 887.72 | -0.0017784
|  | 887.96 | 9.4169e-05
|  | 888.2 | -0.0021336
|  | 888.44 | 0.0019022
|  | 888.68 | -0.001617
|  | 888.92 | 0.00028789
|  | 889.16 | -0.0013587
|  | 889.4 | 0.0014824
|  | 889.64 | 0.0013533
|  | 889.88 | 0.00038475
|  | 890.12 | -0.00042241
|  | 890.36 | -0.00016412
|  | 890.6 | -0.0017139
|  | 890.84 | -0.0016493
|  | 891.08 | -0.0016493
|  | 891.32 | 0.0011596
|  | 891.56 | -0.0028439
|  | 891.8 | 9.4169e-05
|  | 892.04 | 0.0010628
|  | 892.28 | 0.0020636
|  | 892.52 | 0.0009659
|  | 892.76 | -0.0015847
|  | 893 | -0.00051927
|  | 893.24 | -0.0021982
|  | 893.48 | -0.0015202
|  | 893.73 | -0.00019641
|  | 893.97 | -0.00051927
|  | 894.21 | 0.0028707
|  | 894.45 | 0.0022251
|  | 894.69 | -0.0015847
|  | 894.93 | 0.00093361
|  | 895.17 | -9.9549e-05
|  | 895.41 | -0.00026098
|  | 895.65 | 0.00041703
|  | 895.89 | -0.00071299
|  | 896.13 | -9.9549e-05
|  | 896.37 | -0.0004547
|  | 896.61 | -0.0006807
|  | 896.85 | -0.0033928
|  | 897.09 | -0.00064841
|  | 897.33 | -0.0014878
|  | 897.57 | 0.0014502
|  | 897.81 | -0.0039416
|  | 898.05 | 2.9596e-05
|  | 898.29 | -0.0016815
|  | 898.53 | 0.00077218
|  | 898.77 | 0.0009659
|  | 899.01 | -0.0014878
|  | 899.25 | -0.0010681
|  | 899.5 | -0.00013183
|  | 899.74 | -0.0020045
|  | 899.98 | 0.0014502
|  | 900.22 | -0.00061613
|  | 900.46 | -0.00013183
|  | 900.7 | 0.0004816
|  | 900.94 | 0.00044931
|  | 901.18 | 0.0016439
|  | 901.42 | -0.00084214
|  | 901.66 | 0.00038475
|  | 901.9 | -0.00055155
|  | 902.14 | -9.9549e-05
|  | 902.38 | -2.6905e-06
|  | 902.62 | -0.0016815
|  | 902.86 | -0.0010681
|  | 903.1 | 0.00077218
|  | 903.34 | -0.00077756
|  | 903.58 | -0.00093899
|  | 903.82 | 0.0018054
|  | 904.07 | 0.0014824
|  | 904.31 | 0.0015148
|  | 904.55 | -3.4977e-05
|  | 904.79 | -2.6905e-06
|  | 905.03 | 0.0030645
|  | 905.27 | -3.4977e-05
|  | 905.51 | 0.00032017
|  | 905.75 | -0.00084214
|  | 905.99 | 0.0018699
|  | 906.23 | 0.00064304
|  | 906.47 | 0.00086903
|  | 906.71 | 0.0010305
|  | 906.95 | -0.0011327
|  | 907.19 | 0.0012242
|  | 907.43 | -0.00084214
|  | 907.68 | 0.0031937
|  | 907.92 | -0.00019641
|  | 908.16 | -0.0024242
|  | 908.4 | 0.0004816
|  | 908.64 | 0.00086903
|  | 908.88 | 0.0002556
|  | 909.12 | 0.0012242
|  | 909.36 | 6.1882e-05
|  | 909.6 | -0.0014233
|  | 909.84 | 0.00019102
|  | 910.08 | -0.0011004
|  | 910.32 | -0.0015524
|  | 910.56 | -0.00097128
|  | 910.8 | 0.00038475
|  | 911.05 | 0.0018054
|  | 911.29 | 0.0031291
|  | 911.53 | 0.0012888
|  | 911.77 | -0.0016493
|  | 912.01 | -0.0010358
|  | 912.25 | 6.1882e-05
|  | 912.49 | -0.00039012
|  | 912.73 | 0.001095
|  | 912.97 | -0.00039012
|  | 913.21 | -0.0030376
|  | 913.45 | -0.00058385
|  | 913.69 | -0.00026098
|  | 913.93 | -0.0010036
|  | 914.18 | -0.0013587
|  | 914.42 | -0.00026098
|  | 914.66 | 0.00083675
|  | 914.9 | -0.0013909
|  | 915.14 | 0.00057846
|  | 915.38 | 0.0025157
|  | 915.62 | -0.0017461
|  | 915.86 | -0.00087442
|  | 916.1 | -0.0015202
|  | 916.34 | -0.0028761
|  | 916.58 | -0.00016412
|  | 916.83 | -0.0019399
|  | 917.07 | 0.00054618
|  | 917.31 | -3.4977e-05
|  | 917.55 | -0.0012941
|  | 917.79 | -0.00013183
|  | 918.03 | -0.0012296
|  | 918.27 | -0.0013909
|  | 918.51 | -0.0014233
|  | 918.75 | 0.0013856
|  | 918.99 | -0.0017139
|  | 919.23 | 0.00073989
|  | 919.48 | 0.00022331
|  | 919.72 | -0.00093899
|  | 919.96 | -0.00064841
|  | 920.2 | -0.0011327
|  | 920.44 | -0.0004547
|  | 920.68 | 0.00067532
|  | 920.92 | -3.4977e-05
|  | 921.16 | 0.0017085
|  | 921.4 | -0.0013264
|  | 921.64 | 0.0015793
|  | 921.89 | -0.00029326
|  | 922.13 | 0.00054618
|  | 922.37 | 0.00080447
|  | 922.61 | -0.001843
|  | 922.85 | -0.0018108
|  | 923.09 | 0.0024833
|  | 923.33 | -0.0012941
|  | 923.57 | 0.0020636
|  | 923.81 | -0.0021982
|  | 924.05 | -0.0013587
|  | 924.3 | -0.0019399
|  | 924.54 | -0.0012619
|  | 924.78 | 0.001095
|  | 925.02 | -0.00097128
|  | 925.26 | -0.00080984
|  | 925.5 | -0.00013183
|  | 925.74 | 0.00022331
|  | 925.98 | 0.00099818
|  | 926.22 | 0.00041703
|  | 926.47 | 0.0015793
|  | 926.71 | -0.0013264
|  | 926.95 | -0.0010036
|  | 927.19 | 0.00064304
|  | 927.43 | -0.0013264
|  | 927.67 | 0.0013211
|  | 927.91 | -6.7263e-05
|  | 928.15 | -0.00061613
|  | 928.4 | -0.0012941
|  | 928.64 | -0.0032313
|  | 928.88 | 0.0024833
|  | 929.12 | -0.0017139
|  | 929.36 | -0.0010036
|  | 929.6 | -0.00051927
|  | 929.84 | -2.6905e-06
|  | 930.08 | -0.0020367
|  | 930.32 | 0.0018376
|  | 930.57 | -0.0016815
|  | 930.81 | 0.001547
|  | 931.05 | -0.0015202
|  | 931.29 | -0.0026824
|  | 931.53 | -3.4977e-05
|  | 931.77 | 0.0012565
|  | 932.01 | 0.00012645
|  | 932.25 | 0.00051389
|  | 932.5 | -0.00013183
|  | 932.74 | 0.0017408
|  | 932.98 | -0.0012296
|  | 933.22 | -0.00039012
|  | 933.46 | -0.0010036
|  | 933.7 | -0.0026824
|  | 933.94 | 0.0011919
|  | 934.18 | -0.00058385
|  | 934.43 | -0.002069
|  | 934.67 | -0.0010358
|  | 934.91 | 0.00028789
|  | 935.15 | -0.00016412
|  | 935.39 | -0.0025855
|  | 935.63 | -0.0025855
|  | 935.87 | 0.0010628
|  | 936.12 | -0.0012619
|  | 936.36 | -0.00048698
|  | 936.6 | -0.0027792
|  | 936.84 | -0.00022869
|  | 937.08 | -9.9549e-05
|  | 937.32 | 0.00028789
|  | 937.56 | -0.0019721
|  | 937.8 | 0.0011919
|  | 938.05 | -0.00022869
|  | 938.29 | 0.00015874
|  | 938.53 | 0.0011273
|  | 938.77 | 0.00090132
|  | 939.01 | 9.4169e-05
|  | 939.25 | 0.00064304
|  | 939.49 | -0.00029326
|  | 939.74 | 0.0019667
|  | 939.98 | -0.00077756
|  | 940.22 | 0.00051389
|  | 940.46 | -0.0021658
|  | 940.7 | -0.001165
|  | 940.94 | -0.0022951
|  | 941.18 | -0.0014233
|  | 941.43 | -9.9549e-05
|  | 941.67 | 0.00073989
|  | 941.91 | -0.0026179
|  | 942.15 | 0.00022331
|  | 942.39 | 0.00077218
|  | 942.63 | 0.00054618
|  | 942.87 | -0.0020367
|  | 943.12 | 0.0012565
|  | 943.36 | 0.00051389
|  | 943.6 | -0.00051927
|  | 943.84 | 0.00064304
|  | 944.08 | -0.00048698
|  | 944.32 | -0.0027792
|  | 944.57 | -0.00016412
|  | 944.81 | -0.00026098
|  | 945.05 | 0.00054618
|  | 945.29 | 0.0013211
|  | 945.53 | 0.00019102
|  | 945.77 | -0.00016412
|  | 946.01 | -0.00064841
|  | 946.26 | -0.0006807
|  | 946.5 | 0.00012645
|  | 946.74 | -0.0029407
|  | 946.98 | 0.00012645
|  | 947.22 | -0.0012941
|  | 947.46 | 0.0012888
|  | 947.71 | -0.0024887
|  | 947.95 | 2.9596e-05
|  | 948.19 | -0.0011327
|  | 948.43 | 0.0002556
|  | 948.67 | -0.0017784
|  | 948.91 | -0.00058385
|  | 949.16 | 0.0018376
|  | 949.4 | 0.0019345
|  | 949.64 | -0.0010681
|  | 949.88 | 0.0025802
|  | 950.12 | -0.0020367
|  | 950.36 | 9.4169e-05
|  | 950.61 | 9.4169e-05
|  | 950.85 | -9.9549e-05
|  | 951.09 | 6.1882e-05
|  | 951.33 | 9.4169e-05
|  | 951.57 | -0.0010036
|  | 951.81 | 0.0012565
|  | 952.06 | 0.0015793
|  | 952.3 | 0.00093361
|  | 952.54 | -0.00055155
|  | 952.78 | 0.00093361
|  | 953.02 | -0.0023273
|  | 953.26 | -0.0024887
|  | 953.51 | -6.7263e-05
|  | 953.75 | -0.00071299
|  | 953.99 | 0.0012888
|  | 954.23 | 0.0014824
|  | 954.47 | -0.0018108
|  | 954.71 | 0.0009659
|  | 954.96 | -0.00093899
|  | 955.2 | -0.00074527
|  | 955.44 | 0.00032017
|  | 955.68 | 2.9596e-05
|  | 955.92 | -0.00087442
|  | 956.16 | -0.0013264
|  | 956.41 | -0.0023919
|  | 956.65 | -0.0015202
|  | 956.89 | -0.00074527
|  | 957.13 | 0.00057846
|  | 957.37 | -0.0021336
|  | 957.62 | 0.00015874
|  | 957.86 | -0.00058385
|  | 958.1 | 0.0014179
|  | 958.34 | -0.0024242
|  | 958.58 | -0.0010358
|  | 958.82 | -0.001843
|  | 959.07 | 0.00019102
|  | 959.31 | 0.0004816
|  | 959.55 | 0.001095
|  | 959.79 | 0.00051389
|  | 960.03 | 9.4169e-05
|  | 960.28 | -2.6905e-06
|  | 960.52 | -0.0010036
|  | 960.76 | 6.1882e-05
|  | 961 | 0.00015874
|  | 961.24 | -0.0011973
|  | 961.48 | -2.6905e-06
|  | 961.73 | -0.0013909
|  | 961.97 | 0.0015793
|  | 962.21 | 0.0002556
|  | 962.45 | 0.0025479
|  | 962.69 | 0.00093361
|  | 962.94 | 0.0007076
|  | 963.18 | 0.0012888
|  | 963.42 | 0.00012645
|  | 963.66 | -0.00087442
|  | 963.9 | 0.0007076
|  | 964.15 | 0.001547
|  | 964.39 | -0.00087442
|  | 964.63 | -0.0033282
|  | 964.87 | -3.4977e-05
|  | 965.11 | -0.00080984
|  | 965.36 | -0.0021013
|  | 965.6 | 0.00035245
|  | 965.84 | 0.00051389
|  | 966.08 | -0.0017461
|  | 966.32 | 0.0020636
|  | 966.57 | -0.00064841
|  | 966.81 | 0.0018054
|  | 967.05 | -0.0013587
|  | 967.29 | 0.00041703
|  | 967.53 | -0.0009067
|  | 967.77 | -0.00019641
|  | 968.02 | -0.0021658
|  | 968.26 | -0.0012619
|  | 968.5 | -0.0019076
|  | 968.74 | -0.0010358
|  | 968.99 | 0.00080447
|  | 969.23 | -3.4977e-05
|  | 969.47 | -0.0014556
|  | 969.71 | 0.0016761
|  | 969.95 | -0.00029326
|  | 970.2 | -0.00074527
|  | 970.44 | -0.0020367
|  | 970.68 | -0.00026098
|  | 970.92 | 0.0004816
|  | 971.16 | 0.00073989
|  | 971.41 | 0.00041703
|  | 971.65 | -0.00084214
|  | 971.89 | 0.00019102
|  | 972.13 | 0.0011596
|  | 972.37 | -0.0004547
|  | 972.62 | -2.6905e-06
|  | 972.86 | -0.0019076
|  | 973.1 | -0.00074527
|  | 973.34 | -0.0024564
|  | 973.58 | -0.0010036
|  | 973.83 | -0.00016412
|  | 974.07 | 0.00057846
|  | 974.31 | -0.0017139
|  | 974.55 | 0.0021605
|  | 974.8 | 0.00057846
|  | 975.04 | 0.0009659
|  | 975.28 | 0.00044931
|  | 975.52 | -0.00026098
|  | 975.76 | 0.0017085
|  | 976.01 | -0.00097128
|  | 976.25 | -0.00029326
|  | 976.49 | -0.0017139
|  | 976.73 | 0.0009659
|  | 976.97 | 0.0020314
|  | 977.22 | -0.0015847
|  | 977.46 | -0.0006807
|  | 977.7 | -0.001843
|  | 977.94 | -0.001165
|  | 978.19 | 0.001095
|  | 978.43 | 0.0023219
|  | 978.67 | 0.00022331
|  | 978.91 | 0.00057846
|  | 979.15 | -0.00016412
|  | 979.4 | -0.0018108
|  | 979.64 | -0.0011004
|  | 979.88 | 0.00077218
|  | 980.12 | 0.0010305
|  | 980.37 | 0.0014824
|  | 980.61 | 0.00051389
|  | 980.85 | 0.00067532
|  | 981.09 | -0.00032556
|  | 981.33 | -0.0020045
|  | 981.58 | 0.00064304
|  | 981.82 | -0.0006807
|  | 982.06 | -0.0015202
|  | 982.3 | 0.00077218
|  | 982.55 | -0.00087442
|  | 982.79 | -0.00022869
|  | 983.03 | -0.00035784
|  | 983.27 | 0.0017085
|  | 983.52 | 0.00073989
|  | 983.76 | 0.0012565
|  | 984 | -0.0004547
|  | 984.24 | 0.0016439
|  | 984.48 | 0.00015874
|  | 984.73 | 0.0025802
|  | 984.97 | -0.0023273
|  | 985.21 | 0.00090132
|  | 985.45 | -0.0015202
|  | 985.7 | 0.00032017
|  | 985.94 | -0.00093899
|  | 986.18 | 0.00067532
|  | 986.42 | 0.0004816
|  | 986.67 | -2.6905e-06
|  | 986.91 | -0.002973
|  | 987.15 | 0.0007076
|  | 987.39 | 0.00044931
|  | 987.63 | 0.0011919
|  | 987.88 | 0.0020314
|  | 988.12 | -0.0011327
|  | 988.36 | 0.0012565
|  | 988.6 | 0.00041703
|  | 988.85 | -0.00097128
|  | 989.09 | 0.00041703
|  | 989.33 | -0.0015847
|  | 989.57 | 0.0025802
|  | 989.82 | 0.00064304
|  | 990.06 | 0.0011273
|  | 990.3 | -0.0013909
|  | 990.54 | 0.0019022
|  | 990.79 | -0.0011004
|  | 991.03 | 0.00061074
|  | 991.27 | 2.9596e-05
|  | 991.51 | 0.00077218
|  | 991.76 | 0.00019102
|  | 992 | -0.0017139
|  | 992.24 | -2.6905e-06
|  | 992.48 | 0.001547
|  | 992.73 | -9.9549e-05
|  | 992.97 | 0.00064304
|  | 993.21 | -0.0028761
|  | 993.45 | 0.00077218
|  | 993.7 | 0.00093361
|  | 993.94 | 0.0052923
|  | 994.18 | -0.00071299
|  | 994.42 | 0.001095
|  | 994.67 | 0.00080447
|  | 994.91 | 0.0022573
|  | 995.15 | 0.0011596
|  | 995.39 | 0.0016439
|  | 995.64 | -0.00029326
|  | 995.88 | 0.0014824
|  | 996.12 | -0.0019076
|  | 996.36 | -0.00058385
|  | 996.61 | 0.00038475
|  | 996.85 | 0.00057846
|  | 997.09 | 0.00061074
|  | 997.33 | -0.00097128
|  | 997.58 | -0.00084214
|  | 997.82 | 0.0004816
|  | 998.06 | -0.0011973
|  | 998.3 | 9.4169e-05
|  | 998.55 | -0.0022627
|  | 998.79 | -0.0015202
|  | 999.03 | -0.00074527
|  | 999.27 | -0.0009067
|  | 999.52 | 0.0015793
|  | 999.76 | 0.00099818
|  | 1000 | 0.00032017
|  | 1000.2 | -0.00058385
|  | 1000.5 | 0.0016761
|  | 1000.7 | -0.0025855
|  | 1001 | -6.7263e-05
|  | 1001.2 | -0.0014556
|  | 1001.5 | -0.00032556
|  | 1001.7 | -0.00051927
|  | 1001.9 | 0.0015793
|  | 1002.2 | -0.0012296
|  | 1002.4 | -0.0009067
|  | 1002.7 | 0.00041703
|  | 1002.9 | -0.00013183
|  | 1003.2 | -0.002521
|  | 1003.4 | 0.0030968
|  | 1003.6 | -0.00080984
|  | 1003.9 | -0.0011004
|  | 1004.1 | -0.0026179
|  | 1004.4 | 0.0002556
|  | 1004.6 | -0.00019641
|  | 1004.9 | 0.0012565
|  | 1005.1 | -0.0013909
|  | 1005.3 | 0.00083675
|  | 1005.6 | -0.0027792
|  | 1005.8 | -0.0010358
|  | 1006.1 | 0.001547
|  | 1006.3 | 0.0010628
|  | 1006.6 | -0.0010681
|  | 1006.8 | 0.0020314
|  | 1007 | 0.00093361
|  | 1007.3 | 0.0015793
|  | 1007.5 | 0.001547
|  | 1007.8 | -0.00013183
|  | 1008 | -0.00058385
|  | 1008.3 | -0.00087442
|  | 1008.5 | -0.0034897
|  | 1008.7 | 0.0002556
|  | 1009 | -0.00055155
|  | 1009.2 | 0.0010628
|  | 1009.5 | 0.00057846
|  | 1009.7 | -0.00032556
|  | 1010 | -0.00029326
|  | 1010.2 | 0.0012565
|  | 1010.4 | 0.00035245
|  | 1010.7 | -0.00084214
|  | 1010.9 | 0.00064304
|  | 1011.2 | 0.00032017
|  | 1011.4 | -0.0009067
|  | 1011.7 | -3.4977e-05
|  | 1011.9 | -0.00022869
|  | 1012.1 | -0.00022869
|  | 1012.4 | -0.001617
|  | 1012.6 | -0.00026098
|  | 1012.9 | 0.0011919
|  | 1013.1 | 0.0030322
|  | 1013.4 | 9.4169e-05
|  | 1013.6 | 0.0029031
|  | 1013.8 | -0.0018752
|  | 1014.1 | -0.0019076
|  | 1014.3 | 0.00057846
|  | 1014.6 | 0.00041703
|  | 1014.8 | -0.0010036
|  | 1015.1 | 0.002451
|  | 1015.3 | -0.0041353
|  | 1015.5 | 2.9596e-05
|  | 1015.8 | -0.0023596
|  | 1016 | 0.0013533
|  | 1016.3 | -0.00039012
|  | 1016.5 | 0.0012242
|  | 1016.8 | -0.0014878
|  | 1017 | 0.00015874
|  | 1017.2 | -0.0013587
|  | 1017.5 | 0.0016761
|  | 1017.7 | -0.0011004
|  | 1018 | 0.0009659
|  | 1018.2 | -0.0013909
|  | 1018.5 | 0.0014502
|  | 1018.7 | -2.6905e-06
|  | 1018.9 | 0.0024188
|  | 1019.2 | -3.4977e-05
|  | 1019.4 | 0.0024833
|  | 1019.7 | -0.00039012
|  | 1019.9 | -0.0015847
|  | 1020.2 | 0.00083675
|  | 1020.4 | 0.0013211
|  | 1020.6 | -0.0032636
|  | 1020.9 | -0.0035541
|  | 1021.1 | -0.0054268
|  | 1021.4 | -0.0022951
|  | 1021.6 | -0.0026501
|  | 1021.9 | -0.0011327