## Spectrum
M780L3 Spectrum
|  | Wavelength (nm) | Normalized Intensity
|  | 498.5586 | 0.001547
|  | 498.7121 | 0.0020398
|  | 498.8657 | 0.0017403
|  | 499.0192 | 0.0019694
Product Raw Data |  | 499.1728 | 0.0018634
IR (780 nm) Collimated High-Power LED, 800 mA |  | 499.3263 | 0.00070337
|  | 499.4799 | 0.001336
Item # | M780L3-C1 M780L3-C2 M780L3-C4 M780L3-C5 | 499.6335 | 0.0013012
|  | 499.787 | 0.002215
|  | 499.9406 | 0.0018463
|  | 500.0943 | 0.0010196
DISCLAIMER: The data presented here are typical. Slight variations in performance data will occur from lot to lot. Please contact Technical Support with any questions regarding the use or reliability of this data. |  | 500.2479 | 0.0010726
|  | 500.4015 | 0.0019337
|  | 500.5551 | 0.0014595
|  | 500.7088 | 0.0021798
|  | 500.8624 | 0.0019167
|  | 501.0161 | 0.0032345
|  | 501.1698 | 0.0017232
Additional Information: |  | 501.3234 | 0.002215
The M780L3-C Collimated LEDs use an M780L3 Mounted High-Power LED attached to a microscope-port-compatible collimation package. The spectrum shown here is for the bare (uncollimated) LED. |  | 501.4771 | 0.0018463
|  | 501.6308 | 0.0024083
|  | 501.7845 | 0.001776
|  | 501.9383 | 0.0029357
|  | 502.092 | 0.001354
|  | 502.2457 | 0.0019337
Due to variations in the manufacturing process and operating parameters such as temperature and current, the actual spectral output of any given LED will vary. Output plots are only intended to be used as a guideline. |  | 502.3995 | 0.0021628
|  | 502.5532 | 0.0024259
|  | 502.707 | 0.001055
|  | 502.8608 | 0.0030939
|  | 503.0145 | 0.0015122
|  | 503.1683 | 0.001881
|  | 503.3221 | 0.0011078
|  | 503.4759 | 0.0018282
|  | 503.6298 | 0.0010726
|  | 503.7836 | 0.0024083
|  | 503.9374 | 0.001565
|  | 504.0913 | 0.002883
|  | 504.2451 | 0.0011605
|  | 504.399 | 0.0020216
|  | 504.5529 | 0.0022683
|  | 504.7067 | 0.0015997
|  | 504.8606 | 0.0010375
|  | 505.0145 | 0.0029884
|  | 505.1684 | 0.0023914
|  | 505.3224 | 0.0026017
|  | 505.4763 | 0.0014595
|  | 505.6302 | 0.0027423
|  | 505.7842 | 0.0016881
|  | 505.9381 | 0.0013184
|  | 506.0921 | 0.0023738
|  | 506.2461 | 0.0029181
|  | 506.4001 | 0.0010023
|  | 506.554 | 0.00086137
|  | 506.708 | 0.0015298
|  | 506.8621 | 0.0025665
|  | 507.0161 | 0.0002286
|  | 507.1701 | 0.0016524
|  | 507.3241 | 0.0020222
|  | 507.4782 | 0.0024962
|  | 507.6323 | 0.0025321
|  | 507.7863 | 0.0011602
|  | 507.9404 | 0.0013012
|  | 508.0945 | 0.0017403
|  | 508.2486 | 0.0023211
|  | 508.4027 | 0.002338
|  | 508.5568 | 0.0012836
|  | 508.7109 | 0.0023204
|  | 508.865 | 0.00094954
|  | 509.0192 | 0.0018282
|  | 509.1733 | 0.0023211
|  | 509.3275 | 0.0021271
|  | 509.4816 | 0.0022859
|  | 509.6358 | 0.002215
|  | 509.79 | 0.0025849
|  | 509.9442 | 0.0028302
|  | 510.0984 | 0.0027079
|  | 510.2526 | 0.0023732
|  | 510.4068 | 0.0023563
|  | 510.5611 | 0
|  | 510.7153 | 0.001354
|  | 510.8695 | 0.0020743
|  | 511.0238 | 0.0018991
|  | 511.1781 | 0.0023556
|  | 511.3323 | 0.001776
|  | 511.4866 | 0.0016173
|  | 511.6409 | 0.0006682
|  | 511.7952 | 0.0019337
|  | 511.9495 | 0
|  | 512.1038 | 0.0015821
|  | 512.2582 | 0.0016881
|  | 512.4125 | 0.0029357
|  | 512.5669 | 0.0020749
|  | 512.7212 | 0.003006
|  | 512.8756 | 0.0026024
|  | 513.0299 | 0.0039025
|  | 513.1843 | 0.0012485
|  | 513.3387 | 0.0021446
|  | 513.4931 | 0.0020925
|  | 513.6475 | 0.0017403
|  | 513.8019 | 0.0021453
|  | 513.9564 | 0.0021271
|  | 514.1108 | 0.0020925
|  | 514.2653 | 0.0021446
|  | 514.4197 | 0.0009847
|  | 514.5742 | 0.0021622
|  | 514.7287 | 0.0016529
|  | 514.8831 | 0.0034455
|  | 515.0376 | 0.0012661
|  | 515.1921 | 0.0018282
|  | 515.3466 | 0.0013891
|  | 515.5011 | 0.0019337
|  | 515.6557 | 0.0021804
|  | 515.8102 | 0.002883
|  | 515.9648 | 0.0022156
|  | 516.1193 | 0.0027951
|  | 516.2739 | 0.0018287
|  | 516.4284 | 0.0028126
|  | 516.583 | 0.0030948
|  | 516.7376 | 0.0024259
|  | 516.8922 | 0.0021277
|  | 517.0468 | 0.0021271
|  | 517.2014 | 0.0015474
|  | 517.3561 | 0.0014415
|  | 517.5107 | 0.0011605
|  | 517.6653 | 0.001547
|  | 517.82 | 0.0025321
|  | 517.9746 | 0.001002
|  | 518.1293 | 0.0018287
|  | 518.284 | 0.0020743
|  | 518.4387 | 0.0012836
|  | 518.5934 | 0.0021974
|  | 518.7481 | 0.00068578
|  | 518.9028 | 0.0011426
|  | 519.0575 | 0.0023914
|  | 519.2122 | 0.0031642
|  | 519.367 | 0.00084403
|  | 519.5217 | 0.0032873
|  | 519.6765 | 0.0019342
|  | 519.8313 | 0.0042717
|  | 519.986 | 0.0029541
|  | 520.1408 | 0.00065043
|  | 520.2956 | 0.00091437
|  | 520.4504 | 0.0021446
|  | 520.6052 | 0.0037454
|  | 520.7601 | 0.0034103
|  | 520.9149 | 0.0014771
|  | 521.0697 | 0.0027072
|  | 521.2246 | 0.0021101
|  | 521.3794 | 0.0028478
|  | 521.5343 | 0.0018639
|  | 521.6892 | 0.0020216
|  | 521.844 | 0.0020046
|  | 521.9989 | 0.0022853
|  | 522.1538 | 0.0013188
|  | 522.3087 | 0.0013887
|  | 522.4637 | 0.0033234
|  | 522.6186 | 0.0018458
|  | 522.7735 | 0.0024266
|  | 522.9285 | 0.0025138
|  | 523.0834 | 0.0022859
|  | 523.2384 | 0.0033927
|  | 523.3934 | 0.0021277
|  | 523.5483 | 0.0021095
|  | 523.7033 | 0.0031124
|  | 523.8583 | 0.0033049
|  | 524.0133 | 0.0021453
|  | 524.1683 | 0.0024259
|  | 524.3234 | 0.0016705
|  | 524.4784 | 0.0031466
|  | 524.6334 | 0.0016353
|  | 524.7885 | 0.0031994
|  | 524.9436 | 0.001565
|  | 525.0986 | 0.0027775
|  | 525.2537 | 0.0003341
|  | 525.4088 | 0.003217
|  | 525.5639 | 0.0027783
|  | 525.719 | 0.0026193
|  | 525.8741 | 0.0026024
|  | 526.0292 | 0.0029181
|  | 526.1843 | 0.003341
|  | 526.3395 | 0.0020216
|  | 526.4946 | 0.0013891
|  | 526.6498 | 0.0026896
|  | 526.8049 | 0.00024618
|  | 526.9601 | 0.0030412
|  | 527.1153 | 0.0023387
|  | 527.2705 | 0.0025314
|  | 527.4257 | 0.0018639
|  | 527.5809 | 0.0024786
|  | 527.7361 | 0.00096712
|  | 527.8913 | 0.0017052
|  | 528.0466 | 0.0013188
|  | 528.2018 | 0.0031818
|  | 528.3571 | 0.001776
|  | 528.5123 | 0.0037619
|  | 528.6676 | 0.0021453
|  | 528.8229 | 0.0027247
|  | 528.9782 | 0.00038685
|  | 529.1335 | 0.0031994
|  | 529.2888 | 0.0018287
|  | 529.4441 | 0.0021446
|  | 529.5994 | 0.0028662
|  | 529.7547 | 0.002883
|  | 529.9101 | 0.0011078
|  | 530.0654 | 0.003674
|  | 530.2208 | 0.001143
|  | 530.3761 | 0.0034279
|  | 530.5315 | 0.0011078
|  | 530.6869 | 0.0018634
|  | 530.8423 | 0.0008792
|  | 530.9977 | 0.003006
|  | 531.1531 | 0.00091437
|  | 531.3085 | 0.0029533
|  | 531.4639 | 0.0026728
|  | 531.6194 | 0.0029709
|  | 531.7748 | 0.0017584
|  | 531.9303 | 0.0032873
|  | 532.0857 | 0.0015826
|  | 532.2412 | 0.0024435
|  | 532.3967 | 0.0024442
|  | 532.5522 | 0.0030939
|  | 532.7077 | 0.0020573
|  | 532.8632 | 0.0029357
|  | 533.0187 | 0.0014419
|  | 533.1742 | 0.0035334
|  | 533.3297 | 0.0014595
|  | 533.4853 | 0.0038322
|  | 533.6408 | 0.0018112
|  | 533.7964 | 0.0029005
|  | 533.9519 | 0.0027255
|  | 534.1075 | 0.0029181
|  | 534.2631 | 0.0036751
|  | 534.4187 | 0.0018458
|  | 534.5743 | 0.0025673
|  | 534.7299 | 0.00049221
|  | 534.8855 | 0.0017936
|  | 535.0411 | 0.0022853
|  | 535.1968 | 0.00080887
|  | 535.3524 | 0.0021622
|  | 535.508 | 0.0021453
|  | 535.6637 | 0.0031994
|  | 535.8194 | 0.0021453
|  | 535.975 | 0.0024786
|  | 536.1307 | 0.0022332
|  | 536.2864 | 0.0020743
|  | 536.4421 | 0.0019342
|  | 536.5978 | 0.0035334
|  | 536.7536 | 0.0030948
|  | 536.9093 | 0.0028126
|  | 537.065 | 0.0023211
|  | 537.2208 | 0.0030236
|  | 537.3765 | 0.0018991
|  | 537.5323 | 0.0028478
|  | 537.688 | 0.0020749
|  | 537.8438 | 0.0040256
|  | 537.9996 | 0.0017408
|  | 538.1554 | 0.0033927
|  | 538.3112 | 0.00063303
|  | 538.467 | 0.0033927
|  | 538.6229 | 0.0012309
|  | 538.7787 | 0.004219
|  | 538.9345 | 0.0016705
|  | 539.0904 | 0.0034631
|  | 539.2462 | 0.0024794
|  | 539.4021 | 0.0040432
|  | 539.558 | 0.0021804
|  | 539.7138 | 0.0026017
|  | 539.8697 | 0.0014419
|  | 540.0256 | 0.0027599
|  | 540.1815 | 0.00049235
|  | 540.3375 | 0.0040608
|  | 540.4934 | 0.0023563
|  | 540.6493 | 0.0020567
|  | 540.8052 | 0.001776
|  | 540.9612 | 0.0023204
|  | 541.1172 | 0.0027079
|  | 541.2731 | 0.0038322
|  | 541.4291 | 0.00262
|  | 541.5851 | 0.0032873
|  | 541.7411 | 0.0034465
|  | 541.8971 | 0.0026193
|  | 542.0531 | 0.0018112
|  | 542.2091 | 0.0041135
|  | 542.3651 | 0.0027783
|  | 542.5212 | 0.0021622
|  | 542.6772 | 0.0016002
|  | 542.8333 | 0.0021271
|  | 542.9893 | 0.0016353
|  | 543.1454 | 0.0029357
|  | 543.3015 | 0.0029365
|  | 543.4575 | 0.0045881
|  | 543.6136 | 0.0022683
|  | 543.7697 | 0.0024786
|  | 543.9258 | 0.0029014
|  | 544.082 | 0.0027775
|  | 544.2381 | 0.0026904
|  | 544.3942 | 0.0043069
|  | 544.5504 | 0.0026552
|  | 544.7065 | 0.0031115
|  | 544.8627 | 0.0029893
|  | 545.0189 | 0.0030412
|  | 545.175 | 0.0032179
|  | 545.3312 | 0.00334
|  | 545.4874 | 0.0018112
|  | 545.6436 | 0.0042717
|  | 545.7998 | 0.0026024
|  | 545.9561 | 0.0014591
|  | 546.1123 | 0.0018815
|  | 546.2685 | 0.0020919
|  | 546.4248 | 0.0024969
|  | 546.581 | 0.0031818
|  | 546.7373 | 0.003042
|  | 546.8935 | 0.0034279
|  | 547.0498 | 0.0020749
|  | 547.2061 | 0.0037795
|  | 547.3624 | 0.0029014
|  | 547.5187 | 0.0038498
|  | 547.675 | 0.0032706
|  | 547.8313 | 0.0031994
|  | 547.9877 | 0.0018991
|  | 548.144 | 0.0028302
|  | 548.3004 | 0.0021277
|  | 548.4567 | 0.0040608
|  | 548.6131 | 0.0021453
|  | 548.7694 | 0.002004
|  | 548.9258 | 0.0023211
|  | 549.0822 | 0.0022325
|  | 549.2386 | 0.0032003
|  | 549.395 | 0.0030763
|  | 549.5514 | 0.0035872
|  | 549.7078 | 0.0036389
|  | 549.8643 | 0.0026552
|  | 550.0207 | 0.0029884
|  | 550.1772 | 0.0031827
|  | 550.3336 | 0.0032521
|  | 550.4901 | 0.0032531
|  | 550.6465 | 0.0041311
|  | 550.803 | 0.00313
|  | 550.9595 | 0.0035861
|  | 551.116 | 0.0019342
|  | 551.2725 | 0.0036213
|  | 551.429 | 0.0028486
|  | 551.5855 | 0.003551
|  | 551.7421 | 0.0035696
|  | 551.8986 | 0.0039729
|  | 552.0552 | 0.0026728
|  | 552.2117 | 0.0035158
|  | 552.3683 | 0.001055
|  | 552.5248 | 0.0024435
|  | 552.6814 | 0.0029717
|  | 552.838 | 0.0023907
|  | 552.9946 | 0.0026552
|  | 553.1512 | 0.0043069
|  | 553.3078 | 0.0046598
|  | 553.4644 | 0.0043069
|  | 553.6211 | 0.0012485
|  | 553.7777 | 0.0030412
|  | 553.9343 | 0.0029893
|  | 554.091 | 0.0033576
|  | 554.2477 | 0.0034992
|  | 554.4043 | 0.0039553
|  | 554.561 | 0.0016705
|  | 554.7177 | 0.0025841
|  | 554.8744 | 0.0034992
|  | 555.0311 | 0.0027072
|  | 555.1878 | 0.0024442
|  | 555.3445 | 0.0050276
|  | 555.5013 | 0.0028135
|  | 555.658 | 0.0037795
|  | 555.8147 | 0.00096712
|  | 555.9715 | 0.0030939
|  | 556.1282 | 0.0044312
|  | 556.285 | 0.0040959
|  | 556.4418 | 0.0032882
|  | 556.5986 | 0.002672
|  | 556.7554 | 0.0020749
|  | 556.9122 | 0.0036389
|  | 557.069 | 0.001776
|  | 557.2258 | 0.002883
|  | 557.3826 | 0.0026728
|  | 557.5395 | 0.004676
|  | 557.6963 | 0.0021453
|  | 557.8531 | 0.0033927
|  | 558.01 | 0.0033058
|  | 558.1669 | 0.0048694
|  | 558.3237 | 0.0023387
|  | 558.4806 | 0.0031291
|  | 558.6375 | 0.0023563
|  | 558.7944 | 0.0032697
|  | 558.9513 | 0.0027607
|  | 559.1082 | 0.0039553
|  | 559.2652 | 0.0036751
|  | 559.4221 | 0.004676
|  | 559.579 | 0.0029893
|  | 559.736 | 0.0029884
|  | 559.8929 | 0.0029014
|  | 560.0499 | 0.0041487
|  | 560.2069 | 0.0012485
|  | 560.3639 | 0.0034806
|  | 560.5209 | 0.0012485
|  | 560.6779 | 0.0028126
|  | 560.8349 | 0.0024794
|  | 560.9919 | 0.0042893
|  | 561.1489 | 0.0026024
|  | 561.3059 | 0.0033752
|  | 561.463 | 0.0032003
|  | 561.62 | 0.0030939
|  | 561.7771 | 0.002919
|  | 561.9341 | 0.0044299
|  | 562.0912 | 0.0016529
|  | 562.2483 | 0.0042365
|  | 562.4054 | 0.00262
|  | 562.5625 | 0.0022853
|  | 562.7196 | 0.0026024
|  | 562.8767 | 0.0040783
|  | 563.0338 | 0.0021804
|  | 563.1909 | 0.0043069
|  | 563.3481 | 0.0027959
|  | 563.5052 | 0.0033576
|  | 563.6623 | 0.0030596
|  | 563.8195 | 0.0051155
|  | 563.9767 | 0.0032355
|  | 564.1338 | 0.0036564
|  | 564.291 | 0.003974
|  | 564.4482 | 0.0052561
|  | 564.6054 | 0.003341
|  | 564.7626 | 0.0034806
|  | 564.9198 | 0.0030245
|  | 565.0771 | 0.003885
|  | 565.2343 | 0.0029541
|  | 565.3915 | 0.0032345
|  | 565.5488 | 0.0020749
|  | 565.7061 | 0.0054495
|  | 565.8633 | 0.0016002
|  | 566.0206 | 0.003217
|  | 566.1779 | 0.0026024
|  | 566.3352 | 0.0039377
|  | 566.4925 | 0.0019694
|  | 566.6498 | 0.0037619
|  | 566.8071 | 0.0029893
|  | 566.9644 | 0.004219
|  | 567.1217 | 0.0032003
|  | 567.2791 | 0.0043244
|  | 567.4364 | 0.0019518
|  | 567.5938 | 0.003885
|  | 567.7511 | 0.0022156
|  | 567.9085 | 0.0036564
|  | 568.0659 | 0.0027959
|  | 568.2232 | 0.0040256
|  | 568.3806 | 0.0034816
|  | 568.538 | 0.0029533
|  | 568.6954 | 0.0032882
|  | 568.8529 | 0.0048694
|  | 569.0103 | 0.0019694
|  | 569.1677 | 0.0042717
|  | 569.3252 | 0.003552
|  | 569.4826 | 0.0033752
|  | 569.6401 | 0.002831
|  | 569.7975 | 0.0049924
|  | 569.955 | 0.0017232
|  | 570.1125 | 0.0038147
|  | 570.27 | 0.0026552
|  | 570.4275 | 0.0039553
|  | 570.585 | 0.0029893
|  | 570.7425 | 0.0053792
|  | 570.9 | 0.0016529
|  | 571.0575 | 0.0037092
|  | 571.2151 | 0.0040268
|  | 571.3726 | 0.0042014
|  | 571.5302 | 0.0029717
|  | 571.6877 | 0.0039025
|  | 571.8453 | 0.0021453
|  | 572.0029 | 0.0040432
|  | 572.1605 | 0.003042
|  | 572.318 | 0.0045178
|  | 572.4756 | 0.0017408
|  | 572.6333 | 0.0044123
|  | 572.7909 | 0.0030069
|  | 572.9485 | 0.0035861
|  | 573.1061 | 0.0024442
|  | 573.2638 | 0.0033927
|  | 573.4214 | 0.001987
|  | 573.5791 | 0.0031291
|  | 573.7367 | 0.003974
|  | 573.8944 | 0.0033927
|  | 574.0521 | 0.0027607
|  | 574.2098 | 0.0034806
|  | 574.3675 | 0.0023035
|  | 574.5252 | 0.0041487
|  | 574.6829 | 0.0043784
|  | 574.8406 | 0.0043069
|  | 574.9983 | 0.0026728
|  | 575.1561 | 0.0034103
|  | 575.3138 | 0.0023387
|  | 575.4715 | 0.0024962
|  | 575.6293 | 0.0040795
|  | 575.7871 | 0.0035861
|  | 575.9448 | 0.0030596
|  | 576.1026 | 0.0020216
|  | 576.2604 | 0.0029014
|  | 576.4182 | 0.0036037
|  | 576.576 | 0.0023738
|  | 576.7338 | 0.0017579
|  | 576.8916 | 0.0031475
|  | 577.0495 | 0.0037092
|  | 577.2073 | 0.0037982
|  | 577.3652 | 0.0036037
|  | 577.523 | 0.0031651
|  | 577.6809 | 0.0045354
|  | 577.8387 | 0.0029541
|  | 577.9966 | 0.0037092
|  | 578.1545 | 0.0031827
|  | 578.3124 | 0.0031818
|  | 578.4703 | 0.0024442
|  | 578.6282 | 0.0038322
|  | 578.7861 | 0.0033761
|  | 578.944 | 0.0041838
|  | 579.102 | 0.0033761
|  | 579.2599 | 0.0037092
|  | 579.4178 | 0.0028662
|  | 579.5758 | 0.0045178
|  | 579.7337 | 0.0037102
|  | 579.8917 | 0.0052034
|  | 580.0497 | 0.0034992
|  | 580.2077 | 0.0052737
|  | 580.3657 | 0.0026904
|  | 580.5237 | 0.0047288
|  | 580.6817 | 0.0033586
|  | 580.8397 | 0.0040432
|  | 580.9977 | 0.0036399
|  | 581.1557 | 0.0044123
|  | 581.3138 | 0.0030772
|  | 581.4718 | 0.0052385
|  | 581.6299 | 0.0034465
|  | 581.788 | 0.0040608
|  | 581.946 | 0.0035696
|  | 582.1041 | 0.0049573
|  | 582.2622 | 0.0041674
|  | 582.4203 | 0.0041838
|  | 582.5784 | 0.0044136
|  | 582.7365 | 0.0029181
|  | 582.8946 | 0.0027783
|  | 583.0527 | 0.0053792
|  | 583.2109 | 0.0027959
|  | 583.369 | 0.0039904
|  | 583.5271 | 0.0041674
|  | 583.6853 | 0.00334
|  | 583.8435 | 0.0037806
|  | 584.0016 | 0.0031818
|  | 584.1598 | 0.0023211
|  | 584.318 | 0.0043244
|  | 584.4762 | 0.002409
|  | 584.6344 | 0.0031291
|  | 584.7926 | 0.0034113
|  | 584.9508 | 0.0041662
|  | 585.109 | 0.002831
|  | 585.2673 | 0.0043244
|  | 585.4255 | 0.0023914
|  | 585.5838 | 0.0028478
|  | 585.742 | 0.0032706
|  | 585.9003 | 0.0051155
|  | 586.0586 | 0.00313
|  | 586.2168 | 0.0030763
|  | 586.3751 | 0.0036927
|  | 586.5334 | 0.0044475
|  | 586.6917 | 0.0042905
|  | 586.85 | 0.0039553
|  | 587.0083 | 0.002831
|  | 587.1667 | 0.0050628
|  | 587.325 | 0.005029
|  | 587.4833 | 0.0044299
|  | 587.6417 | 0.0045719
|  | 587.8 | 0.0055374
|  | 587.9584 | 0.0029717
|  | 588.1168 | 0.0036389
|  | 588.2751 | 0.0037982
|  | 588.4335 | 0.0046233
|  | 588.5919 | 0.0032003
|  | 588.7503 | 0.0035158
|  | 588.9087 | 0.0035696
|  | 589.0671 | 0.0026193
|  | 589.2256 | 0.0041674
|  | 589.384 | 0.0047815
|  | 589.5424 | 0.0031124
|  | 589.7009 | 0.0036564
|  | 589.8593 | 0.0033937
|  | 590.0178 | 0.0031994
|  | 590.1763 | 0.0026728
|  | 590.3347 | 0.0055022
|  | 590.4932 | 0.0023914
|  | 590.6517 | 0.0031642
|  | 590.8102 | 0.0033058
|  | 590.9687 | 0.004219
|  | 591.1272 | 0.003042
|  | 591.2858 | 0.0047463
|  | 591.4443 | 0.0032003
|  | 591.6028 | 0.0020743
|  | 591.7614 | 0.0036575
|  | 591.9199 | 0.0053968
|  | 592.0785 | 0.0036047
|  | 592.2371 | 0.004676
|  | 592.3956 | 0.0022156
|  | 592.5542 | 0.0043772
|  | 592.7128 | 0.0032179
|  | 592.8714 | 0.0030763
|  | 593.03 | 0.0053456
|  | 593.1886 | 0.0040608
|  | 593.3472 | 0.0041323
|  | 593.5059 | 0.0041487
|  | 593.6645 | 0.003341
|  | 593.8232 | 0.0046057
|  | 593.9818 | 0.00262
|  | 594.1405 | 0.0038674
|  | 594.2991 | 0.0039212
|  | 594.4578 | 0.0051682
|  | 594.6165 | 0.0036399
|  | 594.7752 | 0.0040608
|  | 594.9339 | 0.0035872
|  | 595.0926 | 0.0045705
|  | 595.2513 | 0.0034816
|  | 595.41 | 0.0045881
|  | 595.5687 | 0.0027079
|  | 595.7275 | 0.0034982
|  | 595.8862 | 0.0036575
|  | 596.0449 | 0.0050979
|  | 596.2037 | 0.003974
|  | 596.3625 | 0.0051331
|  | 596.5212 | 0.0040795
|  | 596.68 | 0.0047991
|  | 596.8388 | 0.003042
|  | 596.9976 | 0.0043596
|  | 597.1564 | 0.0036575
|  | 597.3152 | 0.0029005
|  | 597.474 | 0.0043257
|  | 597.6328 | 0.0047639
|  | 597.7917 | 0.0031651
|  | 597.9505 | 0.0049397
|  | 598.1094 | 0.0043784
|  | 598.2682 | 0.0052737
|  | 598.4271 | 0.0040092
|  | 598.5859 | 0.0033049
|  | 598.7448 | 0.0040619
|  | 598.9037 | 0.0043948
|  | 599.0626 | 0.003552
|  | 599.2215 | 0.0051858
|  | 599.3804 | 0.0035168
|  | 599.5393 | 0.003674
|  | 599.6982 | 0.0027607
|  | 599.8572 | 0.0050803
|  | 600.0161 | 0.00262
|  | 600.175 | 0.0050276
|  | 600.334 | 0.0051697
|  | 600.4929 | 0.0048167
|  | 600.6519 | 0.0034289
|  | 600.8109 | 0.0029005
|  | 600.9699 | 0.0036927
|  | 601.1288 | 0.005221
|  | 601.2878 | 0.0035696
|  | 601.4468 | 0.0041311
|  | 601.6058 | 0.0041498
|  | 601.7649 | 0.0046936
|  | 601.9239 | 0.0026552
|  | 602.0829 | 0.0041311
|  | 602.242 | 0.0045367
|  | 602.401 | 0.0066273
|  | 602.5601 | 0.0021804
|  | 602.7191 | 0.0048342
|  | 602.8782 | 0.0048532
|  | 603.0373 | 0.0067152
|  | 603.1963 | 0.0034816
|  | 603.3554 | 0.0054319
|  | 603.5145 | 0.0029717
|  | 603.6736 | 0.0051858
|  | 603.8327 | 0.0033937
|  | 603.9919 | 0.004008
|  | 604.151 | 0.0032179
|  | 604.3101 | 0.0047639
|  | 604.4693 | 0.003974
|  | 604.6284 | 0.0055198
|  | 604.7876 | 0.0044839
|  | 604.9467 | 0.0063285
|  | 605.1059 | 0.0031651
|  | 605.2651 | 0.0058362
|  | 605.4243 | 0.0041147
|  | 605.5835 | 0.0055901
|  | 605.7427 | 0.0035696
|  | 605.9019 | 0.0051331
|  | 606.0611 | 0.0036575
|  | 606.2203 | 0.0039553
|  | 606.3795 | 0.0045543
|  | 606.5388 | 0.0027951
|  | 606.698 | 0.0046949
|  | 606.8573 | 0.0056956
|  | 607.0165 | 0.0031124
|  | 607.1758 | 0.0048518
|  | 607.3351 | 0.0039037
|  | 607.4944 | 0.0031466
|  | 607.6536 | 0.0043608
|  | 607.8129 | 0.0044475
|  | 607.9722 | 0.0034113
|  | 608.1316 | 0.0043596
|  | 608.2909 | 0.0027431
|  | 608.4502 | 0.0036916
|  | 608.6095 | 0.0044312
|  | 608.7689 | 0.0049045
|  | 608.9282 | 0.005328
|  | 609.0876 | 0.0051507
|  | 609.2469 | 0.0048004
|  | 609.4063 | 0.0056077
|  | 609.5657 | 0.0050466
|  | 609.7251 | 0.006223
|  | 609.8844 | 0.0035168
|  | 610.0438 | 0.0039377
|  | 610.2032 | 0.0039037
|  | 610.3627 | 0.0054143
|  | 610.5221 | 0.0033937
|  | 610.6815 | 0.0054846
|  | 610.8409 | 0.0035696
|  | 611.0004 | 0.0059769
|  | 611.1598 | 0.0037278
|  | 611.3193 | 0.0042717
|  | 611.4787 | 0.0046422
|  | 611.6382 | 0.0039729
|  | 611.7977 | 0.0033761
|  | 611.9572 | 0.004676
|  | 612.1167 | 0.0028135
|  | 612.2762 | 0.0037619
|  | 612.4357 | 0.0037454
|  | 612.5952 | 0.005344
|  | 612.7547 | 0.0034992
|  | 612.9142 | 0.0057483
|  | 613.0738 | 0.0044664
|  | 613.2333 | 0.0041838
|  | 613.3929 | 0.002919
|  | 613.5524 | 0.0043244
|  | 613.712 | 0.0056972
|  | 613.8715 | 0.0051331
|  | 614.0311 | 0.0048532
|  | 614.1907 | 0.0049397
|  | 614.3503 | 0.0042378
|  | 614.5099 | 0.0047463
|  | 614.6695 | 0.0045015
|  | 614.8291 | 0.0043772
|  | 614.9887 | 0.0040971
|  | 615.1484 | 0.005221
|  | 615.308 | 0.0035168
|  | 615.4676 | 0.0048694
|  | 615.6273 | 0.0040443
|  | 615.7869 | 0.006223
|  | 615.9466 | 0.0037102
|  | 616.1063 | 0.0051507
|  | 616.266 | 0.0037278
|  | 616.4256 | 0.0047463
|  | 616.5853 | 0.0036575
|  | 616.745 | 0.004676
|  | 616.9047 | 0.0033761
|  | 617.0644 | 0.0071019
|  | 617.2242 | 0.0034641
|  | 617.3839 | 0.0048518
|  | 617.5436 | 0.003341
|  | 617.7034 | 0.0056077
|  | 617.8631 | 0.0034289
|  | 618.0229 | 0.0056253
|  | 618.1826 | 0.0035344
|  | 618.3424 | 0.0062581
|  | 618.5022 | 0.0035696
|  | 618.662 | 0.0044475
|  | 618.8218 | 0.0048356
|  | 618.9816 | 0.004219
|  | 619.1414 | 0.0031475
|  | 619.3012 | 0.0031115
|  | 619.461 | 0.004607
|  | 619.6208 | 0.0048518
|  | 619.7807 | 0.0031124
|  | 619.9405 | 0.0027423
|  | 620.1004 | 0.0046422
|  | 620.2602 | 0.0043596
|  | 620.4201 | 0.004818
|  | 620.5799 | 0.0046584
|  | 620.7398 | 0.004185
|  | 620.8997 | 0.0044475
|  | 621.0596 | 0.0045191
|  | 621.2195 | 0.0052913
|  | 621.3794 | 0.003974
|  | 621.5393 | 0.0058714
|  | 621.6992 | 0.0039388
|  | 621.8591 | 0.004887
|  | 622.0191 | 0.0042553
|  | 622.179 | 0.0046409
|  | 622.339 | 0.004396
|  | 622.4989 | 0.0049045
|  | 622.6589 | 0.0039212
|  | 622.8188 | 0.0039729
|  | 622.9788 | 0.003341
|  | 623.1388 | 0.0048694
|  | 623.2988 | 0.0031124
|  | 623.4588 | 0.0052737
|  | 623.6188 | 0.0036927
|  | 623.7788 | 0.0051331
|  | 623.9388 | 0.004185
|  | 624.0988 | 0.006223
|  | 624.2589 | 0.0044312
|  | 624.4189 | 0.0053792
|  | 624.579 | 0.0037278
|  | 624.739 | 0.0051331
|  | 624.8991 | 0.003763
|  | 625.0591 | 0.0031642
|  | 625.2192 | 0.0038509
|  | 625.3793 | 0.0057483
|  | 625.5394 | 0.0040092
|  | 625.6995 | 0.0052737
|  | 625.8596 | 0.0036927
|  | 626.0197 | 0.0057132
|  | 626.1798 | 0.003552
|  | 626.3399 | 0.0047815
|  | 626.5 | 0.0036399
|  | 626.6602 | 0.0051507
|  | 626.8203 | 0.0036223
|  | 626.9805 | 0.005889
|  | 627.1406 | 0.0041323
|  | 627.3008 | 0.0064515
|  | 627.4609 | 0.0021101
|  | 627.6211 | 0.0039377
|  | 627.7813 | 0.0030772
|  | 627.9415 | 0.0056956
|  | 628.1017 | 0.0026024
|  | 628.2619 | 0.0044651
|  | 628.4221 | 0.0047829
|  | 628.5823 | 0.0039201
|  | 628.7426 | 0.0034641
|  | 628.9028 | 0.0046936
|  | 629.063 | 0.0046774
|  | 629.2233 | 0.004887
|  | 629.3835 | 0.004185
|  | 629.5438 | 0.0039025
|  | 629.7041 | 0.0030596
|  | 629.8643 | 0.0046057
|  | 630.0246 | 0.004818
|  | 630.1849 | 0.0042893
|  | 630.3452 | 0.0034465
|  | 630.5055 | 0.0053968
|  | 630.6658 | 0.0043257
|  | 630.8261 | 0.0041135
|  | 630.9864 | 0.0037982
|  | 631.1468 | 0.0034806
|  | 631.3071 | 0.0041498
|  | 631.4674 | 0.0063636
|  | 631.6278 | 0.0048356
|  | 631.7881 | 0.0058362
|  | 631.9485 | 0.0044839
|  | 632.1089 | 0.0053616
|  | 632.2693 | 0.0040795
|  | 632.4296 | 0.0061175
|  | 632.59 | 0.0031124
|  | 632.7504 | 0.0049045
|  | 632.9108 | 0.0036399
|  | 633.0712 | 0.0061351
|  | 633.2317 | 0.0035872
|  | 633.3921 | 0.0051682
|  | 633.5525 | 0.0030245
|  | 633.713 | 0.0048342
|  | 633.8734 | 0.0041147
|  | 634.0339 | 0.0049221
|  | 634.1943 | 0.0046598
|  | 634.3548 | 0.006346
|  | 634.5153 | 0.0046774
|  | 634.6757 | 0.0047815
|  | 634.8362 | 0.0036047
|  | 634.9967 | 0.0046409
|  | 635.1572 | 0.0037278
|  | 635.3177 | 0.0052385
|  | 635.4782 | 0.0025849
|  | 635.6387 | 0.0054846
|  | 635.7993 | 0.0028486
|  | 635.9598 | 0.0043596
|  | 636.1203 | 0.0041147
|  | 636.2809 | 0.004553
|  | 636.4414 | 0.004185
|  | 636.602 | 0.0043948
|  | 636.7626 | 0.0036751
|  | 636.9232 | 0.0045705
|  | 637.0837 | 0.0043257
|  | 637.2443 | 0.0047112
|  | 637.4049 | 0.0037278
|  | 637.5655 | 0.0050628
|  | 637.7261 | 0.0044664
|  | 637.8867 | 0.0054495
|  | 638.0474 | 0.0034816
|  | 638.208 | 0.0052913
|  | 638.3686 | 0.0043433
|  | 638.5293 | 0.0047288
|  | 638.6899 | 0.0038157
|  | 638.8506 | 0.0059944
|  | 639.0112 | 0.0047653
|  | 639.1719 | 0.0067503
|  | 639.3326 | 0.0027255
|  | 639.4933 | 0.0047991
|  | 639.6539 | 0.0032882
|  | 639.8146 | 0.0064339
|  | 639.9753 | 0.0032882
|  | 640.136 | 0.0047991
|  | 640.2968 | 0.0031124
|  | 640.4575 | 0.0030939
|  | 640.6182 | 0.0023211
|  | 640.779 | 0.0043244
|  | 640.9397 | 0.0033761
|  | 641.1004 | 0.0066273
|  | 641.2612 | 0.0034289
|  | 641.422 | 0.005221
|  | 641.5827 | 0.0043081
|  | 641.7435 | 0.005889
|  | 641.9043 | 0.0056972
|  | 642.0651 | 0.0051331
|  | 642.2259 | 0.0027431
|  | 642.3867 | 0.00501
|  | 642.5475 | 0.0037454
|  | 642.7083 | 0.0044123
|  | 642.8691 | 0.0043608
|  | 643.03 | 0.0048342
|  | 643.1908 | 0.0040971
|  | 643.3516 | 0.004887
|  | 643.5125 | 0.0031475
|  | 643.6733 | 0.00334
|  | 643.8342 | 0.00313
|  | 643.9951 | 0.0058362
|  | 644.1559 | 0.0040092
|  | 644.3168 | 0.005678
|  | 644.4777 | 0.0043433
|  | 644.6386 | 0.0056253
|  | 644.7995 | 0.0036399
|  | 644.9604 | 0.0047639
|  | 645.1213 | 0.0038685
|  | 645.2823 | 0.0044651
|  | 645.4432 | 0.0046774
|  | 645.6041 | 0.0044827
|  | 645.7651 | 0.0033937
|  | 645.926 | 0.0038498
|  | 646.087 | 0.0054159
|  | 646.2479 | 0.0048694
|  | 646.4089 | 0.0036575
|  | 646.5699 | 0.0047288
|  | 646.7309 | 0.0044136
|  | 646.8918 | 0.0040608
|  | 647.0528 | 0.0029893
|  | 647.2138 | 0.0043244
|  | 647.3748 | 0.0029365
|  | 647.5359 | 0.0037443
|  | 647.6969 | 0.0040795
|  | 647.8579 | 0.0054495
|  | 648.0189 | 0.0043081
|  | 648.18 | 0.0052561
|  | 648.341 | 0.0034641
|  | 648.5021 | 0.0044827
|  | 648.6631 | 0.0037454
|  | 648.8242 | 0.0083325
|  | 648.9853 | 0.0040268
|  | 649.1464 | 0.005344
|  | 649.3075 | 0.0046949
|  | 649.4685 | 0.0067328
|  | 649.6296 | 0.003974
|  | 649.7908 | 0.0060472
|  | 649.9519 | 0.0025849
|  | 650.113 | 0.0041662
|  | 650.2741 | 0.003974
|  | 650.4352 | 0.0051682
|  | 650.5964 | 0.0036047
|  | 650.7575 | 0.0074008
|  | 650.9187 | 0.0038509
|  | 651.0798 | 0.0059241
|  | 651.241 | 0.0034289
|  | 651.4022 | 0.0063636
|  | 651.5634 | 0.0030948
|  | 651.7245 | 0.0062581
|  | 651.8857 | 0.0049939
|  | 652.0469 | 0.0045354
|  | 652.2081 | 0.0032179
|  | 652.3693 | 0.0035685
|  | 652.5306 | 0.0032003
|  | 652.6918 | 0.0042541
|  | 652.853 | 0.0039916
|  | 653.0142 | 0.00501
|  | 653.1755 | 0.0031475
|  | 653.3367 | 0.0041135
|  | 653.498 | 0.0032706
|  | 653.6593 | 0.0049924
|  | 653.8205 | 0.003974
|  | 653.9818 | 0.0041311
|  | 654.1431 | 0.0029717
|  | 654.3044 | 0.0047815
|  | 654.4657 | 0.0052049
|  | 654.627 | 0.0051858
|  | 654.7883 | 0.0038685
|  | 654.9496 | 0.0042014
|  | 655.1109 | 0.0036575
|  | 655.2722 | 0.0041662
|  | 655.4336 | 0.0047477
|  | 655.5949 | 0.0032697
|  | 655.7563 | 0.0045719
|  | 655.9176 | 0.0042893
|  | 656.079 | 0.004818
|  | 656.2403 | 0.0026544
|  | 656.4017 | 0.0038157
|  | 656.5631 | 0.0069965
|  | 656.7245 | 0.0042026
|  | 656.8859 | 0.0036213
|  | 657.0473 | 0.004906
|  | 657.2087 | 0.0029533
|  | 657.3701 | 0.0052928
|  | 657.5315 | 0.0036213
|  | 657.6929 | 0.0044136
|  | 657.8543 | 0.0045354
|  | 658.0158 | 0.0041147
|  | 658.1772 | 0.0037268
|  | 658.3387 | 0.0041147
|  | 658.5001 | 0.0027775
|  | 658.6616 | 0.0047125
|  | 658.823 | 0.0042365
|  | 658.9845 | 0.0046246
|  | 659.146 | 0.0043244
|  | 659.3075 | 0.0042026
|  | 659.469 | 0.0027423
|  | 659.6305 | 0.0037278
|  | 659.792 | 0.003217
|  | 659.9535 | 0.0045894
|  | 660.115 | 0.0041135
|  | 660.2765 | 0.0042729
|  | 660.4381 | 0.0039729
|  | 660.5996 | 0.0069105
|  | 660.7612 | 0.0038674
|  | 660.9227 | 0.0039388
|  | 661.0843 | 0.0047639
|  | 661.2458 | 0.0038685
|  | 661.4074 | 0.0043244
|  | 661.569 | 0.004396
|  | 661.7306 | 0.0043596
|  | 661.8921 | 0.0044312
|  | 662.0537 | 0.0049573
|  | 662.2153 | 0.0043257
|  | 662.3769 | 0.0038147
|  | 662.5386 | 0.0032179
|  | 662.7002 | 0.0049397
|  | 662.8618 | 0.0029893
|  | 663.0234 | 0.0053089
|  | 663.1851 | 0.0053807
|  | 663.3467 | 0.00334
|  | 663.5084 | 0.0035168
|  | 663.67 | 0.0042541
|  | 663.8317 | 0.0043608
|  | 663.9934 | 0.004008
|  | 664.155 | 0.0058907
|  | 664.3167 | 0.0043772
|  | 664.4784 | 0.0052928
|  | 664.6401 | 0.0036389
|  | 664.8018 | 0.0031827
|  | 664.9635 | 0.0041838
|  | 665.1252 | 0.0041323
|  | 665.287 | 0.0046409
|  | 665.4487 | 0.0049587
|  | 665.6104 | 0.0039025
|  | 665.7722 | 0.0052225
|  | 665.9339 | 0.003674
|  | 666.0957 | 0.0036223
|  | 666.2574 | 0.0044475
|  | 666.4192 | 0.004607
|  | 666.581 | 0.0055198
|  | 666.7427 | 0.0036399
|  | 666.9045 | 0.002883
|  | 667.0663 | 0.0037278
|  | 667.2281 | 0.0043244
|  | 667.3899 | 0.0047653
|  | 667.5517 | 0.0039025
|  | 667.7135 | 0.005961
|  | 667.8753 | 0.0040608
|  | 668.0372 | 0.004185
|  | 668.199 | 0.0038674
|  | 668.3608 | 0.0031651
|  | 668.5227 | 0.0037268
|  | 668.6845 | 0.0043081
|  | 668.8464 | 0.0042365
|  | 669.0083 | 0.0070688
|  | 669.1701 | 0.0039201
|  | 669.332 | 0.0045894
|  | 669.4939 | 0.003885
|  | 669.6558 | 0.004818
|  | 669.8177 | 0.0048518
|  | 669.9796 | 0.0027607
|  | 670.1415 | 0.0037795
|  | 670.3034 | 0.0042202
|  | 670.4653 | 0.0035861
|  | 670.6272 | 0.004185
|  | 670.7892 | 0.004342
|  | 670.9511 | 0.0037982
|  | 671.1131 | 0.0039377
|  | 671.275 | 0.0031827
|  | 671.437 | 0.0043069
|  | 671.5989 | 0.0037102
|  | 671.7609 | 0.0029357
|  | 671.9229 | 0.0056972
|  | 672.0848 | 0.0038674
|  | 672.2468 | 0.0043608
|  | 672.4088 | 0.003674
|  | 672.5708 | 0.0037982
|  | 672.7328 | 0.0039377
|  | 672.8948 | 0.0043784
|  | 673.0569 | 0.0046584
|  | 673.2189 | 0.0050818
|  | 673.3809 | 0.0032697
|  | 673.543 | 0.0048532
|  | 673.705 | 0.0034982
|  | 673.867 | 0.0044488
|  | 674.0291 | 0.0067152
|  | 674.1912 | 0.0053456
|  | 674.3532 | 0.0048167
|  | 674.5153 | 0.0040092
|  | 674.6774 | 0.0030763
|  | 674.8395 | 0.0043608
|  | 675.0016 | 0.0034455
|  | 675.1637 | 0.0047125
|  | 675.3258 | 0.0039904
|  | 675.4879 | 0.0045543
|  | 675.65 | 0.0042893
|  | 675.8121 | 0.0034992
|  | 675.9742 | 0.003885
|  | 676.1364 | 0.0044664
|  | 676.2985 | 0.0039025
|  | 676.4606 | 0.0040268
|  | 676.6228 | 0.0051682
|  | 676.785 | 0.0030596
|  | 676.9471 | 0.0048342
|  | 677.1093 | 0.0053631
|  | 677.2715 | 0.0040432
|  | 677.4337 | 0.004185
|  | 677.5958 | 0.0030587
|  | 677.758 | 0.0043608
|  | 677.9202 | 0.0034806
|  | 678.0824 | 0.0034992
|  | 678.2447 | 0.0032697
|  | 678.4069 | 0.0045367
|  | 678.5691 | 0.0039377
|  | 678.7313 | 0.0036751
|  | 678.8936 | 0.0030939
|  | 679.0558 | 0.0042905
|  | 679.2181 | 0.0053089
|  | 679.3803 | 0.0030245
|  | 679.5426 | 0.0044475
|  | 679.7048 | 0.0030596
|  | 679.8671 | 0.0039377
|  | 680.0294 | 0.0040619
|  | 680.1917 | 0.0046584
|  | 680.354 | 0.0045543
|  | 680.5163 | 0.0035861
|  | 680.6786 | 0.0053104
|  | 680.8409 | 0.0024083
|  | 681.0032 | 0.0043257
|  | 681.1655 | 0.0030939
|  | 681.3278 | 0.0039037
|  | 681.4902 | 0.0033752
|  | 681.6525 | 0.0045015
|  | 681.8148 | 0.0040959
|  | 681.9772 | 0.0033586
|  | 682.1396 | 0.0046233
|  | 682.3019 | 0.0046422
|  | 682.4643 | 0.0041662
|  | 682.6267 | 0.0043784
|  | 682.789 | 0.0037092
|  | 682.9514 | 0.0033761
|  | 683.1138 | 0.0027072
|  | 683.2762 | 0.00313
|  | 683.4386 | 0.0035685
|  | 683.601 | 0.0048708
|  | 683.7634 | 0.0046057
|  | 683.9259 | 0.0047125
|  | 684.0883 | 0.0034982
|  | 684.2507 | 0.0040971
|  | 684.4132 | 0.0038147
|  | 684.5756 | 0.0044136
|  | 684.7381 | 0.0018634
|  | 684.9005 | 0.0055566
|  | 685.063 | 0.003885
|  | 685.2255 | 0.0049587
|  | 685.3879 | 0.0046409
|  | 685.5504 | 0.0037102
|  | 685.7129 | 0.003885
|  | 685.8754 | 0.0046774
|  | 686.0379 | 0.0046057
|  | 686.2004 | 0.0049587
|  | 686.3629 | 0.0037619
|  | 686.5254 | 0.0049939
|  | 686.6879 | 0.0027423
|  | 686.8505 | 0.0044488
|  | 687.013 | 0.0031115
|  | 687.1756 | 0.0035344
|  | 687.3381 | 0.0045881
|  | 687.5006 | 0.0049763
|  | 687.6632 | 0.004887
|  | 687.8258 | 0.0037982
|  | 687.9883 | 0.0047463
|  | 688.1509 | 0.0048532
|  | 688.3135 | 0.0045178
|  | 688.4761 | 0.0046949
|  | 688.6387 | 0.0046584
|  | 688.8013 | 0.0048004
|  | 688.9639 | 0.0036037
|  | 689.1265 | 0.0045367
|  | 689.2891 | 0.0039729
|  | 689.4517 | 0.0043433
|  | 689.6144 | 0.0029357
|  | 689.777 | 0.004396
|  | 689.9396 | 0.0034806
|  | 690.1023 | 0.0045719
|  | 690.2649 | 0.0038147
|  | 690.4276 | 0.0044136
|  | 690.5902 | 0.0041662
|  | 690.7529 | 0.0052576
|  | 690.9156 | 0.0051858
|  | 691.0783 | 0.005539
|  | 691.241 | 0.0041311
|  | 691.4036 | 0.0045015
|  | 691.5663 | 0.0041838
|  | 691.729 | 0.0044312
|  | 691.8918 | 0.0032521
|  | 692.0545 | 0.0047125
|  | 692.2172 | 0.0045002
|  | 692.3799 | 0.0057148
|  | 692.5427 | 0.0050452
|  | 692.7054 | 0.0053807
|  | 692.8681 | 0.0061175
|  | 693.0309 | 0.0056445
|  | 693.1936 | 0.0044299
|  | 693.3564 | 0.0058555
|  | 693.5192 | 0.0041135
|  | 693.6819 | 0.0064533
|  | 693.8447 | 0.0043948
|  | 694.0075 | 0.0047829
|  | 694.1703 | 0.0056077
|  | 694.3331 | 0.0039564
|  | 694.4959 | 0.0048167
|  | 694.6587 | 0.0061896
|  | 694.8215 | 0.0050803
|  | 694.9843 | 0.0068402
|  | 695.1472 | 0.0048167
|  | 695.31 | 0.0052752
|  | 695.4728 | 0.0056253
|  | 695.6357 | 0.0064006
|  | 695.7985 | 0.0065921
|  | 695.9614 | 0.0069985
|  | 696.1242 | 0.0052034
|  | 696.2871 | 0.0066468
|  | 696.45 | 0.0067152
|  | 696.6128 | 0.0055566
|  | 696.7757 | 0.0066976
|  | 696.9386 | 0.0056972
|  | 697.1015 | 0.0091411
|  | 697.2644 | 0.0071215
|  | 697.4273 | 0.0064515
|  | 697.5902 | 0.0054686
|  | 697.7531 | 0.0079106
|  | 697.916 | 0.0064358
|  | 698.079 | 0.0087368
|  | 698.2419 | 0.0068578
|  | 698.4048 | 0.0079457
|  | 698.5678 | 0.0070512
|  | 698.7307 | 0.010794
|  | 698.8937 | 0.0065413
|  | 699.0567 | 0.0094048
|  | 699.2196 | 0.0080887
|  | 699.3826 | 0.011743
|  | 699.5456 | 0.0089854
|  | 699.7086 | 0.011479
|  | 699.8716 | 0.0090734
|  | 700.0345 | 0.011567
|  | 700.1975 | 0.0078249
|  | 700.3606 | 0.011057
|  | 700.5236 | 0.012766
|  | 700.6866 | 0.012217
|  | 700.8496 | 0.013329
|  | 701.0126 | 0.010706
|  | 701.1757 | 0.010761
|  | 701.3387 | 0.0138
|  | 701.5018 | 0.01259
|  | 701.6648 | 0.013342
|  | 701.8279 | 0.013012
|  | 701.9909 | 0.013782
|  | 702.154 | 0.010744
|  | 702.3171 | 0.014468
|  | 702.4802 | 0.012467
|  | 702.6432 | 0.014274
|  | 702.8063 | 0.012784
|  | 702.9694 | 0.01496
|  | 703.1325 | 0.011271
|  | 703.2956 | 0.014661
|  | 703.4588 | 0.015368
|  | 703.6219 | 0.014661
|  | 703.785 | 0.015017
|  | 703.9481 | 0.015241
|  | 704.1113 | 0.014911
|  | 704.2744 | 0.014872
|  | 704.4376 | 0.014946
|  | 704.6007 | 0.015188
|  | 704.7639 | 0.015439
|  | 704.927 | 0.015136
|  | 705.0902 | 0.015843
|  | 705.2534 | 0.015048
|  | 705.4165 | 0.01521
|  | 705.5797 | 0.014538
|  | 705.7429 | 0.015984
|  | 705.9061 | 0.014854
|  | 706.0693 | 0.016072
|  | 706.2325 | 0.014907
|  | 706.3957 | 0.015826
|  | 706.559 | 0.01496
|  | 706.7222 | 0.015632
|  | 706.8854 | 0.014344
|  | 707.0487 | 0.01579
|  | 707.2119 | 0.013694
|  | 707.3751 | 0.015562
|  | 707.5384 | 0.013694
|  | 707.7017 | 0.015685
|  | 707.8649 | 0.01394
|  | 708.0282 | 0.015562
|  | 708.1915 | 0.013835
|  | 708.3547 | 0.015755
|  | 708.518 | 0.0138
|  | 708.6813 | 0.015421
|  | 708.8446 | 0.013641
|  | 709.0079 | 0.015597
|  | 709.1712 | 0.013659
|  | 709.3345 | 0.016775
|  | 709.4979 | 0.013624
|  | 709.6612 | 0.016336
|  | 709.8245 | 0.013747
|  | 709.9878 | 0.016037
|  | 710.1512 | 0.013501
|  | 710.3145 | 0.017303
|  | 710.4779 | 0.015821
|  | 710.6412 | 0.017496
|  | 710.8046 | 0.013712
|  | 710.968 | 0.017479
|  | 711.1313 | 0.016647
|  | 711.2947 | 0.017619
|  | 711.4581 | 0.016313
|  | 711.6215 | 0.013962
|  | 711.7849 | 0.018106
|  | 711.9483 | 0.01616
|  | 712.1117 | 0.017808
|  | 712.2751 | 0.014401
|  | 712.4385 | 0.01735
|  | 712.6019 | 0.012959
|  | 712.7654 | 0.017544
|  | 712.9288 | 0.013522
|  | 713.0922 | 0.016999
|  | 713.2557 | 0.014718
|  | 713.4191 | 0.017755
|  | 713.5826 | 0.013434
|  | 713.7461 | 0.014872
|  | 713.9095 | 0.013135
|  | 714.073 | 0.016032
|  | 714.2365 | 0.013153
|  | 714.3999 | 0.015417
|  | 714.5634 | 0.013012
|  | 714.7269 | 0.01568
|  | 714.8904 | 0.012959
|  | 715.0539 | 0.0151
|  | 715.2174 | 0.013716
|  | 715.3809 | 0.015698
|  | 715.5445 | 0.01841
|  | 715.708 | 0.02716
|  | 715.8715 | 0.022455
|  | 716.0351 | 0.027792
|  | 716.1986 | 0.021453
|  | 716.3621 | 0.028232
|  | 716.5257 | 0.018833
|  | 716.6893 | 0.029146
|  | 716.8528 | 0.022912
|  | 717.0164 | 0.030728
|  | 717.18 | 0.024829
|  | 717.3435 | 0.027898
|  | 717.5071 | 0.02416
|  | 717.6707 | 0.031923
|  | 717.8343 | 0.026956
|  | 717.9979 | 0.032099
|  | 718.1615 | 0.027255
|  | 718.3251 | 0.027915
|  | 718.4887 | 0.027044
|  | 718.6524 | 0.029111
|  | 718.816 | 0.026446
|  | 718.9796 | 0.028302
|  | 719.1432 | 0.034043
|  | 719.3069 | 0.029076
|  | 719.4705 | 0.028609
|  | 719.6342 | 0.029181
|  | 719.7979 | 0.038544
|  | 719.9615 | 0.02897
|  | 720.1252 | 0.038316
|  | 720.2889 | 0.033963
|  | 720.4525 | 0.038456
|  | 720.6162 | 0.034525
|  | 720.7799 | 0.038404
|  | 720.9436 | 0.036758
|  | 721.1073 | 0.034183
|  | 721.271 | 0.037092
|  | 721.4347 | 0.037577
|  | 721.5984 | 0.037936
|  | 721.7622 | 0.033972
|  | 721.9259 | 0.033857
|  | 722.0896 | 0.033533
|  | 722.2534 | 0.034191
|  | 722.4171 | 0.033023
|  | 722.5809 | 0.03449
|  | 722.7446 | 0.033164
|  | 722.9084 | 0.034701
|  | 723.0721 | 0.033709
|  | 723.2359 | 0.035756
|  | 723.3997 | 0.034113
|  | 723.5634 | 0.036652
|  | 723.7272 | 0.033691
|  | 723.891 | 0.039236
|  | 724.0548 | 0.037999
|  | 724.2186 | 0.039447
|  | 724.3824 | 0.037296
|  | 724.5462 | 0.042383
|  | 724.7101 | 0.038896
|  | 724.8739 | 0.041592
|  | 725.0377 | 0.042026
|  | 725.2015 | 0.041785
|  | 725.3654 | 0.039933
|  | 725.5292 | 0.045231
|  | 725.6931 | 0.042923
|  | 725.8569 | 0.046022
|  | 726.0208 | 0.045314
|  | 726.1846 | 0.045653
|  | 726.3485 | 0.050343
|  | 726.5124 | 0.049186
|  | 726.6763 | 0.050607
|  | 726.8401 | 0.050909
|  | 727.004 | 0.051117
|  | 727.1679 | 0.050083
|  | 727.3318 | 0.048725
|  | 727.4957 | 0.053264
|  | 727.6596 | 0.053262
|  | 727.8235 | 0.053159
|  | 727.9875 | 0.053561
|  | 728.1514 | 0.054776
|  | 728.3153 | 0.053051
|  | 728.4793 | 0.05497
|  | 728.6432 | 0.05597
|  | 728.8071 | 0.058784
|  | 728.9711 | 0.057904
|  | 729.1351 | 0.05831
|  | 729.299 | 0.058924
|  | 729.463 | 0.059769
|  | 729.627 | 0.059118
|  | 729.7909 | 0.061527
|  | 729.9549 | 0.059645
|  | 730.1189 | 0.061474
|  | 730.2829 | 0.06077
|  | 730.4469 | 0.06172
|  | 730.6109 | 0.063021
|  | 730.7749 | 0.062441
|  | 730.9389 | 0.060331
|  | 731.1029 | 0.06571
|  | 731.2669 | 0.063654
|  | 731.431 | 0.064779
|  | 731.595 | 0.066046
|  | 731.759 | 0.06673
|  | 731.9231 | 0.066397
|  | 732.0871 | 0.067802
|  | 732.2512 | 0.068209
|  | 732.4152 | 0.069754
|  | 732.5793 | 0.071848
|  | 732.7434 | 0.070105
|  | 732.9075 | 0.071391
|  | 733.0715 | 0.074517
|  | 733.2356 | 0.074451
|  | 733.3997 | 0.07406
|  | 733.5638 | 0.074398
|  | 733.7279 | 0.077488
|  | 733.892 | 0.07737
|  | 734.0561 | 0.077945
|  | 734.2202 | 0.077018
|  | 734.3843 | 0.081321
|  | 734.5485 | 0.079128
|  | 734.7126 | 0.081953
|  | 734.8767 | 0.080201
|  | 735.0409 | 0.082323
|  | 735.205 | 0.080975
|  | 735.3692 | 0.083078
|  | 735.5333 | 0.08268
|  | 735.6975 | 0.08234
|  | 735.8616 | 0.085546
|  | 736.0258 | 0.086102
|  | 736.19 | 0.08741
|  | 736.3542 | 0.089319
|  | 736.5184 | 0.090312
|  | 736.6825 | 0.088686
|  | 736.8467 | 0.088835
|  | 737.0109 | 0.091692
|  | 737.1751 | 0.092615
|  | 737.3394 | 0.092096
|  | 737.5036 | 0.09207
|  | 737.6678 | 0.094839
|  | 737.832 | 0.095956
|  | 737.9962 | 0.097054
|  | 738.1605 | 0.099385
|  | 738.3247 | 0.10076
|  | 738.489 | 0.10255
|  | 738.6532 | 0.1021
|  | 738.8175 | 0.10165
|  | 738.9817 | 0.10635
|  | 739.146 | 0.10652
|  | 739.3103 | 0.10878
|  | 739.4745 | 0.10821
|  | 739.6388 | 0.11207
|  | 739.8031 | 0.1095
|  | 739.9674 | 0.11263
|  | 740.1317 | 0.11277
|  | 740.296 | 0.11701
|  | 740.4603 | 0.11521
|  | 740.6246 | 0.11943
|  | 740.7889 | 0.1159
|  | 740.9532 | 0.11945
|  | 741.1175 | 0.11968
|  | 741.2819 | 0.11998
|  | 741.4462 | 0.12244
|  | 741.6105 | 0.12486
|  | 741.7749 | 0.12622
|  | 741.9392 | 0.12471
|  | 742.1036 | 0.1278
|  | 742.2679 | 0.12877
|  | 742.4323 | 0.13185
|  | 742.5967 | 0.13144
|  | 742.7611 | 0.12995
|  | 742.9254 | 0.13226
|  | 743.0898 | 0.13332
|  | 743.2542 | 0.13538
|  | 743.4186 | 0.13563
|  | 743.583 | 0.14053
|  | 743.7474 | 0.14
|  | 743.9118 | 0.14149
|  | 744.0762 | 0.14143
|  | 744.2406 | 0.14278
|  | 744.4051 | 0.14517
|  | 744.5695 | 0.14596
|  | 744.7339 | 0.14667
|  | 744.8983 | 0.15023
|  | 745.0628 | 0.15611
|  | 745.2272 | 0.15471
|  | 745.3917 | 0.15829
|  | 745.5561 | 0.15427
|  | 745.7206 | 0.15805
|  | 745.8851 | 0.16041
|  | 746.0495 | 0.16156
|  | 746.214 | 0.16287
|  | 746.3785 | 0.16805
|  | 746.543 | 0.16864
|  | 746.7075 | 0.169
|  | 746.872 | 0.17129
|  | 747.0365 | 0.16981
|  | 747.201 | 0.17421
|  | 747.3655 | 0.17431
|  | 747.53 | 0.17509
|  | 747.6945 | 0.17883
|  | 747.859 | 0.1853
|  | 748.0236 | 0.18571
|  | 748.1881 | 0.18567
|  | 748.3526 | 0.18637
|  | 748.5172 | 0.1905
|  | 748.6817 | 0.18935
|  | 748.8463 | 0.19293
|  | 749.0108 | 0.19332
|  | 749.1754 | 0.19163
|  | 749.34 | 0.19998
|  | 749.5045 | 0.19525
|  | 749.6691 | 0.20151
|  | 749.8337 | 0.2068
|  | 749.9983 | 0.20777
|  | 750.1629 | 0.21028
|  | 750.3275 | 0.20811
|  | 750.4921 | 0.21441
|  | 750.6567 | 0.21555
|  | 750.8213 | 0.2184
|  | 750.9859 | 0.214
|  | 751.1505 | 0.22287
|  | 751.3151 | 0.22319
|  | 751.4798 | 0.22651
|  | 751.6444 | 0.22497
|  | 751.809 | 0.22955
|  | 751.9737 | 0.23461
|  | 752.1383 | 0.23589
|  | 752.303 | 0.23719
|  | 752.4676 | 0.2422
|  | 752.6323 | 0.24477
|  | 752.797 | 0.24665
|  | 752.9616 | 0.25281
|  | 753.1263 | 0.24707
|  | 753.291 | 0.25091
|  | 753.4557 | 0.25604
|  | 753.6204 | 0.26058
|  | 753.7851 | 0.26291
|  | 753.9498 | 0.26584
|  | 754.1145 | 0.26052
|  | 754.2792 | 0.2665
|  | 754.4439 | 0.27012
|  | 754.6086 | 0.27254
|  | 754.7733 | 0.27318
|  | 754.9381 | 0.2767
|  | 755.1028 | 0.27687
|  | 755.2675 | 0.28384
|  | 755.4323 | 0.28671
|  | 755.597 | 0.28687
|  | 755.7618 | 0.28657
|  | 755.9265 | 0.2919
|  | 756.0913 | 0.29441
|  | 756.2561 | 0.29928
|  | 756.4208 | 0.29884
|  | 756.5856 | 0.30447
|  | 756.7504 | 0.30389
|  | 756.9152 | 0.30955
|  | 757.08 | 0.31693
|  | 757.2448 | 0.32165
|  | 757.4096 | 0.31922
|  | 757.5744 | 0.31852
|  | 757.7392 | 0.32716
|  | 757.904 | 0.32212
|  | 758.0688 | 0.33889
|  | 758.2336 | 0.34466
|  | 758.3984 | 0.34564
|  | 758.5633 | 0.34746
|  | 758.7281 | 0.34727
|  | 758.893 | 0.35282
|  | 759.0578 | 0.35452
|  | 759.2226 | 0.36079
|  | 759.3875 | 0.36441
|  | 759.5524 | 0.37115
|  | 759.7172 | 0.37104
|  | 759.8821 | 0.37834
|  | 760.047 | 0.38064
|  | 760.2118 | 0.38124
|  | 760.3767 | 0.38132
|  | 760.5416 | 0.38984
|  | 760.7065 | 0.39124
|  | 760.8714 | 0.40158
|  | 761.0363 | 0.40383
|  | 761.2012 | 0.40586
|  | 761.3661 | 0.40957
|  | 761.531 | 0.40918
|  | 761.6959 | 0.41828
|  | 761.8609 | 0.4214
|  | 762.0258 | 0.42942
|  | 762.1907 | 0.43327
|  | 762.3557 | 0.43121
|  | 762.5206 | 0.43863
|  | 762.6855 | 0.44155
|  | 762.8505 | 0.45212
|  | 763.0154 | 0.45269
|  | 763.1804 | 0.45875
|  | 763.3454 | 0.46256
|  | 763.5103 | 0.46988
|  | 763.6753 | 0.4723
|  | 763.8403 | 0.47647
|  | 764.0053 | 0.48151
|  | 764.1703 | 0.48442
|  | 764.3353 | 0.48525
|  | 764.5002 | 0.49098
|  | 764.6652 | 0.50186
|  | 764.8303 | 0.50428
|  | 764.9953 | 0.51137
|  | 765.1603 | 0.51718
|  | 765.3253 | 0.5206
|  | 765.4903 | 0.52801
|  | 765.6553 | 0.5325
|  | 765.8204 | 0.53424
|  | 765.9854 | 0.54658
|  | 766.1505 | 0.54593
|  | 766.3155 | 0.55304
|  | 766.4805 | 0.55583
|  | 766.6456 | 0.56339
|  | 766.8107 | 0.56719
|  | 766.9757 | 0.57833
|  | 767.1408 | 0.58259
|  | 767.3059 | 0.58955
|  | 767.4709 | 0.59501
|  | 767.636 | 0.60625
|  | 767.8011 | 0.6079
|  | 767.9662 | 0.61331
|  | 768.1313 | 0.6176
|  | 768.2964 | 0.6239
|  | 768.4615 | 0.63294
|  | 768.6266 | 0.63764
|  | 768.7917 | 0.63978
|  | 768.9568 | 0.64408
|  | 769.122 | 0.65873
|  | 769.2871 | 0.665
|  | 769.4522 | 0.67241
|  | 769.6173 | 0.67479
|  | 769.7825 | 0.67955
|  | 769.9476 | 0.68737
|  | 770.1128 | 0.69081
|  | 770.2779 | 0.70524
|  | 770.4431 | 0.70697
|  | 770.6082 | 0.72076
|  | 770.7734 | 0.72701
|  | 770.9386 | 0.73264
|  | 771.1038 | 0.73582
|  | 771.2689 | 0.74092
|  | 771.4341 | 0.75073
|  | 771.5993 | 0.752
|  | 771.7645 | 0.76424
|  | 771.9297 | 0.77358
|  | 772.0949 | 0.78071
|  | 772.2601 | 0.78432
|  | 772.4253 | 0.79162
|  | 772.5905 | 0.79663
|  | 772.7557 | 0.80727
|  | 772.921 | 0.81196
|  | 773.0862 | 0.81303
|  | 773.2514 | 0.81589
|  | 773.4167 | 0.82402
|  | 773.5819 | 0.83135
|  | 773.7471 | 0.83893
|  | 773.9124 | 0.84058
|  | 774.0776 | 0.85184
|  | 774.2429 | 0.8565
|  | 774.4082 | 0.86547
|  | 774.5734 | 0.87007
|  | 774.7387 | 0.87753
|  | 774.904 | 0.87948
|  | 775.0693 | 0.892
|  | 775.2345 | 0.89416
|  | 775.3998 | 0.90125
|  | 775.5651 | 0.9069
|  | 775.7304 | 0.91743
|  | 775.8957 | 0.92362
|  | 776.061 | 0.92334
|  | 776.2263 | 0.93666
|  | 776.3917 | 0.93373
|  | 776.557 | 0.94536
|  | 776.7223 | 0.93925
|  | 776.8876 | 0.94594
|  | 777.053 | 0.95223
|  | 777.2183 | 0.95419
|  | 777.3836 | 0.96049
|  | 777.549 | 0.96934
|  | 777.7143 | 0.96702
|  | 777.8797 | 0.97541
|  | 778.045 | 0.98274
|  | 778.2104 | 0.9733
|  | 778.3758 | 0.97968
|  | 778.5411 | 0.97898
|  | 778.7065 | 0.98173
|  | 778.8719 | 0.98856
|  | 779.0373 | 0.98571
|  | 779.2027 | 0.99205
|  | 779.368 | 0.99733
|  | 779.5334 | 0.9949
|  | 779.6988 | 0.99396
|  | 779.8642 | 0.99084
|  | 780.0297 | 0.99496
|  | 780.1951 | 0.99314
|  | 780.3605 | 0.99434
|  | 780.5259 | 0.99801
|  | 780.6913 | 0.99877
|  | 780.8568 | 1
|  | 781.0222 | 0.99965
|  | 781.1876 | 0.99445
|  | 781.3531 | 0.99112
|  | 781.5185 | 0.98866
|  | 781.684 | 0.98128
|  | 781.8494 | 0.98066
|  | 782.0149 | 0.9829
|  | 782.1804 | 0.99246
|  | 782.3458 | 0.9805
|  | 782.5113 | 0.98207
|  | 782.6768 | 0.97846
|  | 782.8423 | 0.97523
|  | 783.0077 | 0.97124
|  | 783.1732 | 0.96658
|  | 783.3387 | 0.96658
|  | 783.5042 | 0.9673
|  | 783.6697 | 0.96686
|  | 783.8352 | 0.96656
|  | 784.0007 | 0.95898
|  | 784.1662 | 0.95962
|  | 784.3318 | 0.94212
|  | 784.4973 | 0.93636
|  | 784.6628 | 0.9268
|  | 784.8283 | 0.92636
|  | 784.9939 | 0.92568
|  | 785.1594 | 0.92471
|  | 785.325 | 0.91525
|  | 785.4905 | 0.90249
|  | 785.6561 | 0.88952
|  | 785.8216 | 0.88772
|  | 785.9872 | 0.88138
|  | 786.1527 | 0.86283
|  | 786.3183 | 0.85995
|  | 786.4839 | 0.85656
|  | 786.6495 | 0.85047
|  | 786.815 | 0.84907
|  | 786.9806 | 0.8328
|  | 787.1462 | 0.82727
|  | 787.3118 | 0.821
|  | 787.4774 | 0.8119
|  | 787.643 | 0.80401
|  | 787.8086 | 0.80449
|  | 787.9742 | 0.78977
|  | 788.1398 | 0.78228
|  | 788.3055 | 0.78177
|  | 788.4711 | 0.77015
|  | 788.6367 | 0.76236
|  | 788.8023 | 0.75512
|  | 788.968 | 0.73927
|  | 789.1336 | 0.73777
|  | 789.2993 | 0.7271
|  | 789.4649 | 0.71575
|  | 789.6306 | 0.70862
|  | 789.7962 | 0.70582
|  | 789.9619 | 0.69016
|  | 790.1275 | 0.6846
|  | 790.2932 | 0.6725
|  | 790.4589 | 0.66125
|  | 790.6245 | 0.65861
|  | 790.7902 | 0.64378
|  | 790.9559 | 0.63399
|  | 791.1216 | 0.62824
|  | 791.2873 | 0.61525
|  | 791.453 | 0.61006
|  | 791.6187 | 0.59948
|  | 791.7844 | 0.58714
|  | 791.9501 | 0.58539
|  | 792.1158 | 0.57461
|  | 792.2815 | 0.56724
|  | 792.4472 | 0.55381
|  | 792.613 | 0.54127
|  | 792.7787 | 0.53305
|  | 792.9444 | 0.52031
|  | 793.1102 | 0.50895
|  | 793.2759 | 0.5026
|  | 793.4416 | 0.49604
|  | 793.6074 | 0.48112
|  | 793.7731 | 0.47982
|  | 793.9389 | 0.47282
|  | 794.1047 | 0.46252
|  | 794.2704 | 0.4534
|  | 794.4362 | 0.44106
|  | 794.602 | 0.43153
|  | 794.7677 | 0.4206
|  | 794.9335 | 0.42346
|  | 795.0993 | 0.41332
|  | 795.2651 | 0.40545
|  | 795.4309 | 0.39581
|  | 795.5967 | 0.38768
|  | 795.7625 | 0.38139
|  | 795.9283 | 0.37535
|  | 796.0941 | 0.36483
|  | 796.2599 | 0.35718
|  | 796.4257 | 0.35123
|  | 796.5915 | 0.34122
|  | 796.7574 | 0.33599
|  | 796.9232 | 0.32812
|  | 797.089 | 0.32736
|  | 797.2549 | 0.31938
|  | 797.4207 | 0.30572
|  | 797.5866 | 0.30582
|  | 797.7524 | 0.29781
|  | 797.9183 | 0.29075
|  | 798.0841 | 0.29185
|  | 798.25 | 0.27908
|  | 798.4158 | 0.27814
|  | 798.5817 | 0.26527
|  | 798.7476 | 0.2626
|  | 798.9134 | 0.25813
|  | 799.0793 | 0.2543
|  | 799.2452 | 0.24743
|  | 799.4111 | 0.24277
|  | 799.577 | 0.2342
|  | 799.7429 | 0.22835
|  | 799.9088 | 0.22358
|  | 800.0747 | 0.21949
|  | 800.2406 | 0.21576
|  | 800.4065 | 0.21128
|  | 800.5724 | 0.20855
|  | 800.7383 | 0.20673
|  | 800.9043 | 0.19671
|  | 801.0702 | 0.1921
|  | 801.2361 | 0.18998
|  | 801.4021 | 0.18752
|  | 801.568 | 0.18196
|  | 801.7339 | 0.18316
|  | 801.8999 | 0.17598
|  | 802.0658 | 0.16911
|  | 802.2318 | 0.16566
|  | 802.3977 | 0.16232
|  | 802.5637 | 0.1594
|  | 802.7297 | 0.15285
|  | 802.8956 | 0.15221
|  | 803.0616 | 0.15162
|  | 803.2276 | 0.14716
|  | 803.3936 | 0.14617
|  | 803.5596 | 0.13877
|  | 803.7255 | 0.13785
|  | 803.8915 | 0.13526
|  | 804.0575 | 0.13165
|  | 804.2235 | 0.13211
|  | 804.3895 | 0.13042
|  | 804.5555 | 0.12699
|  | 804.7216 | 0.12203
|  | 804.8876 | 0.12026
|  | 805.0536 | 0.1201
|  | 805.2196 | 0.11285
|  | 805.3856 | 0.11249
|  | 805.5517 | 0.10823
|  | 805.7177 | 0.1086
|  | 805.8837 | 0.10783
|  | 806.0498 | 0.10628
|  | 806.2158 | 0.10186
|  | 806.3819 | 0.10099
|  | 806.5479 | 0.09782
|  | 806.714 | 0.095894
|  | 806.8801 | 0.094039
|  | 807.0461 | 0.092606
|  | 807.2122 | 0.089134
|  | 807.3783 | 0.086542
|  | 807.5443 | 0.087111
|  | 807.7104 | 0.085575
|  | 807.8765 | 0.082487
|  | 808.0426 | 0.080248
|  | 808.2087 | 0.078794
|  | 808.3748 | 0.081074
|  | 808.5409 | 0.074468
|  | 808.707 | 0.073656
|  | 808.8731 | 0.072429
|  | 809.0392 | 0.073129
|  | 809.2053 | 0.070037
|  | 809.3714 | 0.069771
|  | 809.5375 | 0.067224
|  | 809.7037 | 0.066958
|  | 809.8698 | 0.063988
|  | 810.0359 | 0.0639
|  | 810.2021 | 0.062898
|  | 810.3682 | 0.062564
|  | 810.5344 | 0.061878
|  | 810.7005 | 0.057677
|  | 810.8667 | 0.058819
|  | 811.0328 | 0.056165
|  | 811.199 | 0.053983
|  | 811.3651 | 0.053968
|  | 811.5313 | 0.051732
|  | 811.6975 | 0.05221
|  | 811.8636 | 0.051556
|  | 812.0298 | 0.049643
|  | 812.196 | 0.049657
|  | 812.3622 | 0.048606
|  | 812.5284 | 0.049288
|  | 812.6946 | 0.044211
|  | 812.8608 | 0.045068
|  | 813.027 | 0.040274
|  | 813.1932 | 0.038333
|  | 813.3594 | 0.040801
|  | 813.5256 | 0.035151
|  | 813.6918 | 0.037936
|  | 813.858 | 0.037349
|  | 814.0242 | 0.035474
|  | 814.1905 | 0.034482
|  | 814.3567 | 0.033787
|  | 814.5229 | 0.033058
|  | 814.6892 | 0.033928
|  | 814.8554 | 0.035344
|  | 815.0216 | 0.036881
|  | 815.1879 | 0.036329
|  | 815.3541 | 0.038076
|  | 815.5204 | 0.038597
|  | 815.6867 | 0.030043
|  | 815.8529 | 0.038404
|  | 816.0192 | 0.028373
|  | 816.1855 | 0.036276
|  | 816.3517 | 0.028249
|  | 816.518 | 0.02613
|  | 816.6843 | 0.027599
|  | 816.8506 | 0.025356
|  | 817.0169 | 0.0289
|  | 817.1831 | 0.027326
|  | 817.3494 | 0.031431
|  | 817.5157 | 0.026183
|  | 817.682 | 0.030886
|  | 817.8483 | 0.020661
|  | 818.0147 | 0.029849
|  | 818.181 | 0.020011
|  | 818.3473 | 0.021148
|  | 818.5136 | 0.018938
|  | 818.6799 | 0.019442
|  | 818.8463 | 0.015298
|  | 819.0126 | 0.017808
|  | 819.1789 | 0.013258
|  | 819.3453 | 0.014415
|  | 819.5116 | 0.013083
|  | 819.6779 | 0.016014
|  | 819.8443 | 0.016195
|  | 820.0106 | 0.017808
|  | 820.177 | 0.014612
|  | 820.3434 | 0.01677
|  | 820.5097 | 0.015281
|  | 820.6761 | 0.017843
|  | 820.8425 | 0.01732
|  | 821.0088 | 0.014942
|  | 821.1752 | 0.017514
|  | 821.3416 | 0.015962
|  | 821.508 | 0.017619
|  | 821.6744 | 0.017403
|  | 821.8408 | 0.017338
|  | 822.0072 | 0.014573
|  | 822.1736 | 0.016494
|  | 822.34 | 0.013747
|  | 822.5064 | 0.015544
|  | 822.6728 | 0.014063
|  | 822.8392 | 0.015544
|  | 823.0056 | 0.015751
|  | 823.172 | 0.013751
|  | 823.3384 | 0.015786
|  | 823.5049 | 0.013522
|  | 823.6713 | 0.016067
|  | 823.8377 | 0.013663
|  | 824.0042 | 0.015856
|  | 824.1706 | 0.014982
|  | 824.3371 | 0.016102
|  | 824.5035 | 0.014472
|  | 824.67 | 0.015856
|  | 824.8364 | 0.013733
|  | 825.0029 | 0.015962
|  | 825.1693 | 0.014489
|  | 825.3358 | 0.016243
|  | 825.5023 | 0.014683
|  | 825.6687 | 0.01612
|  | 825.8352 | 0.015087
|  | 826.0017 | 0.016313
|  | 826.1682 | 0.01463
|  | 826.3347 | 0.015575
|  | 826.5011 | 0.014894
|  | 826.6676 | 0.015944
|  | 826.8341 | 0.015105
|  | 827.0006 | 0.016067
|  | 827.1671 | 0.014823
|  | 827.3336 | 0.014872
|  | 827.5002 | 0.015052
|  | 827.6667 | 0.015874
|  | 827.8332 | 0.014823
|  | 827.9997 | 0.014766
|  | 828.1662 | 0.014436
|  | 828.3328 | 0.014872
|  | 828.4993 | 0.012573
|  | 828.6658 | 0.014573
|  | 828.8324 | 0.014489
|  | 828.9989 | 0.015259
|  | 829.1654 | 0.012256
|  | 829.332 | 0.01445
|  | 829.4985 | 0.01456
|  | 829.6651 | 0.013237
|  | 829.8317 | 0.012221
|  | 829.9982 | 0.011813
|  | 830.1648 | 0.012643
|  | 830.3313 | 0.011778
|  | 830.4979 | 0.01004
|  | 830.6645 | 0.012587
|  | 830.8311 | 0.013522
|  | 830.9977 | 0.0093696
|  | 831.1642 | 0.010533
|  | 831.3308 | 0.0081918
|  | 831.4974 | 0.0088975
|  | 831.664 | 0.010512
|  | 831.8306 | 0.009935
|  | 831.9972 | 0.010741
|  | 832.1638 | 0.010463
|  | 832.3304 | 0.0082797
|  | 832.497 | 0.0096361
|  | 832.6637 | 0.0081215
|  | 832.8303 | 0.0075436
|  | 832.9969 | 0.009897
|  | 833.1635 | 0.011869
|  | 833.3301 | 0.0089653
|  | 833.4968 | 0.0090382
|  | 833.6634 | 0.0081215
|  | 833.8301 | 0.010251
|  | 833.9967 | 0.0073305
|  | 834.1633 | 0.007737
|  | 834.33 | 0.0078227
|  | 834.4966 | 0.0074556
|  | 834.6633 | 0.0052913
|  | 834.83 | 0.0067874
|  | 834.9966 | 0.0070492
|  | 835.1633 | 0.0085634
|  | 835.33 | 0.007225
|  | 835.4966 | 0.0064006
|  | 835.6633 | 0.0064163
|  | 835.83 | 0.0071743
|  | 835.9967 | 0.0080863
|  | 836.1633 | 0.007948
|  | 836.33 | 0.0076996
|  | 836.4967 | 0.0064006
|  | 836.6634 | 0.0065218
|  | 836.8301 | 0.0066292
|  | 836.9968 | 0.0068558
|  | 837.1635 | 0.0070688
|  | 837.3302 | 0.0065042
|  | 837.4969 | 0.0063127
|  | 837.6637 | 0.0062406
|  | 837.8304 | 0.0049939
|  | 837.9971 | 0.0073129
|  | 838.1638 | 0.0052049
|  | 838.3306 | 0.0053792
|  | 838.4973 | 0.0078952
|  | 838.664 | 0.0046584
|  | 838.8308 | 0.0061544
|  | 838.9975 | 0.0043948
|  | 839.1642 | 0.0058555
|  | 839.331 | 0.0047112
|  | 839.4977 | 0.0052049
|  | 839.6645 | 0.0045881
|  | 839.8312 | 0.0067874
|  | 839.998 | 0.0050979
|  | 840.1648 | 0.0040795
|  | 840.3315 | 0.004676
|  | 840.4983 | 0.0052576
|  | 840.6651 | 0.0053968
|  | 840.8319 | 0.0064885
|  | 840.9986 | 0.0059944
|  | 841.1654 | 0.0062951
|  | 841.3322 | 0.0045178
|  | 841.499 | 0.0048884
|  | 841.6658 | 0.0054846
|  | 841.8326 | 0.0048004
|  | 841.9994 | 0.0052385
|  | 842.1662 | 0.0051873
|  | 842.333 | 0.0053968
|  | 842.4998 | 0.005117
|  | 842.6666 | 0.0045705
|  | 842.8334 | 0.0056269
|  | 843.0002 | 0.0061702
|  | 843.1671 | 0.0047653
|  | 843.3339 | 0.0036916
|  | 843.5007 | 0.0046422
|  | 843.6675 | 0.0056253
|  | 843.8344 | 0.0056269
|  | 844.0012 | 0.0044299
|  | 844.1681 | 0.0066644
|  | 844.3349 | 0.0053968
|  | 844.5017 | 0.0047653
|  | 844.6686 | 0.0038147
|  | 844.8354 | 0.0057324
|  | 845.0023 | 0.0041311
|  | 845.1692 | 0.0034992
|  | 845.336 | 0.0043244
|  | 845.5029 | 0.0068578
|  | 845.6698 | 0.0043948
|  | 845.8366 | 0.0048532
|  | 846.0035 | 0.0047991
|  | 846.1704 | 0.005328
|  | 846.3373 | 0.004008
|  | 846.5041 | 0.0046774
|  | 846.671 | 0.0049749
|  | 846.8379 | 0.0042202
|  | 847.0048 | 0.0043948
|  | 847.1717 | 0.0044488
|  | 847.3386 | 0.0039377
|  | 847.5055 | 0.0045191
|  | 847.6724 | 0.0051507
|  | 847.8393 | 0.0043433
|  | 848.0062 | 0.0040959
|  | 848.1732 | 0.0043433
|  | 848.3401 | 0.0061878
|  | 848.507 | 0.0049587
|  | 848.6739 | 0.0055901
|  | 848.8408 | 0.0040268
|  | 849.0078 | 0.005555
|  | 849.1747 | 0.0033937
|  | 849.3416 | 0.0051858
|  | 849.5086 | 0.0056972
|  | 849.6755 | 0.0044299
|  | 849.8425 | 0.0049763
|  | 850.0094 | 0.0033752
|  | 850.1764 | 0.0053104
|  | 850.3433 | 0.0043772
|  | 850.5103 | 0.0058027
|  | 850.6772 | 0.0043596
|  | 850.8442 | 0.0058027
|  | 851.0112 | 0.0029709
|  | 851.1781 | 0.0052401
|  | 851.3451 | 0.0049221
|  | 851.5121 | 0.0039037
|  | 851.6791 | 0.0034279
|  | 851.8461 | 0.0024442
|  | 852.013 | 0.0043948
|  | 852.18 | 0.0044664
|  | 852.347 | 0.0041487
|  | 852.514 | 0.0045015
|  | 852.681 | 0.0038147
|  | 852.848 | 0.0051521
|  | 853.015 | 0.0041135
|  | 853.182 | 0.0033761
|  | 853.349 | 0.0043069
|  | 853.516 | 0.0042026
|  | 853.6831 | 0.0041311
|  | 853.8501 | 0.0051697
|  | 854.0171 | 0.0053792
|  | 854.1841 | 0.0047829
|  | 854.3512 | 0.0039377
|  | 854.5182 | 0.005029
|  | 854.6852 | 0.0038322
|  | 854.8522 | 0.0060665
|  | 855.0193 | 0.0037092
|  | 855.1863 | 0.0048884
|  | 855.3534 | 0.003885
|  | 855.5204 | 0.0050642
|  | 855.6875 | 0.0034806
|  | 855.8545 | 0.0051345
|  | 856.0216 | 0.0036564
|  | 856.1886 | 0.0054511
|  | 856.3557 | 0.003885
|  | 856.5228 | 0.0051345
|  | 856.6898 | 0.0047288
|  | 856.8569 | 0.0047477
|  | 857.024 | 0.0048167
|  | 857.1911 | 0.0057148
|  | 857.3581 | 0.0056253
|  | 857.5252 | 0.0057676
|  | 857.6923 | 0.0039025
|  | 857.8594 | 0.0046598
|  | 858.0265 | 0.0039729
|  | 858.1936 | 0.0047477
|  | 858.3607 | 0.0039025
|  | 858.5278 | 0.0045543
|  | 858.6949 | 0.0030763
|  | 858.862 | 0.0020925
|  | 859.0291 | 0.0029357
|  | 859.1962 | 0.0047829
|  | 859.3633 | 0.0038147
|  | 859.5305 | 0.0036575
|  | 859.6976 | 0.0032345
|  | 859.8647 | 0.0062248
|  | 860.0318 | 0.0042014
|  | 860.199 | 0.0053807
|  | 860.3661 | 0.0034455
|  | 860.5332 | 0.0024794
|  | 860.7004 | 0.0041135
|  | 860.8675 | 0.0046422
|  | 861.0347 | 0.0037092
|  | 861.2018 | 0.0061368
|  | 861.3689 | 0.0057132
|  | 861.5361 | 0.0037982
|  | 861.7033 | 0.0049573
|  | 861.8704 | 0.0051521
|  | 862.0376 | 0.0033927
|  | 862.2047 | 0.0058027
|  | 862.3719 | 0.0047463
|  | 862.5391 | 0.0052928
|  | 862.7063 | 0.004342
|  | 862.8734 | 0.0046422
|  | 863.0406 | 0.0054143
|  | 863.2078 | 0.0037278
|  | 863.375 | 0.0042541
|  | 863.5422 | 0.0046949
|  | 863.7093 | 0.0034103
|  | 863.8765 | 0.0050115
|  | 864.0437 | 0.0049397
|  | 864.2109 | 0.004607
|  | 864.3781 | 0.0042893
|  | 864.5453 | 0.0050642
|  | 864.7125 | 0.0039729
|  | 864.8798 | 0.0049411
|  | 865.047 | 0.0047288
|  | 865.2142 | 0.0030069
|  | 865.3814 | 0.0040783
|  | 865.5486 | 0.0041323
|  | 865.7158 | 0.0053264
|  | 865.8831 | 0.0032706
|  | 866.0503 | 0.0044475
|  | 866.2175 | 0.0032003
|  | 866.3848 | 0.0049045
|  | 866.552 | 0.0042905
|  | 866.7192 | 0.0040959
|  | 866.8865 | 0.0039564
|  | 867.0537 | 0.0053264
|  | 867.221 | 0.0051521
|  | 867.3882 | 0.0051331
|  | 867.5555 | 0.0051345
|  | 867.7227 | 0.0031115
|  | 867.89 | 0.0034816
|  | 868.0573 | 0.0056077
|  | 868.2245 | 0.0042026
|  | 868.3918 | 0.0039729
|  | 868.5591 | 0.0027255
|  | 868.7263 | 0.0056253
|  | 868.8936 | 0.0036223
|  | 869.0609 | 0.0040783
|  | 869.2282 | 0.0035696
|  | 869.3955 | 0.0043244
|  | 869.5627 | 0.0036399
|  | 869.73 | 0.0054495
|  | 869.8973 | 0.0030596
|  | 870.0646 | 0.0043772
|  | 870.2319 | 0.0032706
|  | 870.3992 | 0.0040256
|  | 870.5665 | 0.0029541
|  | 870.7338 | 0.0050628
|  | 870.9011 | 0.0033586
|  | 871.0684 | 0.0053616
|  | 871.2358 | 0.0045191
|  | 871.4031 | 0.004676
|  | 871.5704 | 0.0039916
|  | 871.7377 | 0.0040608
|  | 871.905 | 0.0039212
|  | 872.0724 | 0.0053792
|  | 872.2397 | 0.0039916
|  | 872.407 | 0.0059944
|  | 872.5744 | 0.0028662
|  | 872.7417 | 0.0045705
|  | 872.909 | 0.0031651
|  | 873.0764 | 0.0049397
|  | 873.2437 | 0.0034289
|  | 873.4111 | 0.0044827
|  | 873.5784 | 0.0029893
|  | 873.7458 | 0.0042893
|  | 873.9131 | 0.0036575
|  | 874.0805 | 0.0056253
|  | 874.2479 | 0.0033761
|  | 874.4152 | 0.0052561
|  | 874.5826 | 0.0030948
|  | 874.75 | 0.0052737
|  | 874.9173 | 0.003763
|  | 875.0847 | 0.004008
|  | 875.2521 | 0.0042378
|  | 875.4195 | 0.0048342
|  | 875.5869 | 0.0030596
|  | 875.7542 | 0.0045002
|  | 875.9216 | 0.0044136
|  | 876.089 | 0.0041311
|  | 876.2564 | 0.0034465
|  | 876.4238 | 0.0059944
|  | 876.5912 | 0.003341
|  | 876.7586 | 0.0048342
|  | 876.926 | 0.0037102
|  | 877.0934 | 0.0052385
|  | 877.2608 | 0.0042378
|  | 877.4282 | 0.0064339
|  | 877.5957 | 0.0032179
|  | 877.7631 | 0.0039201
|  | 877.9305 | 0.0037806
|  | 878.0979 | 0.0040783
|  | 878.2653 | 0.007016
|  | 878.4328 | 0.0029533
|  | 878.6002 | 0.0029365
|  | 878.7676 | 0.0044827
|  | 878.9351 | 0.0038333
|  | 879.1025 | 0.0044123
|  | 879.2699 | 0.0030948
|  | 879.4374 | 0.0051507
|  | 879.6048 | 0.0024618
|  | 879.7723 | 0.0044123
|  | 879.9397 | 0.0038861
|  | 880.1072 | 0.0046409
|  | 880.2746 | 0.0032882
|  | 880.4421 | 0.0053968
|  | 880.6095 | 0.0025497
|  | 880.777 | 0.0065746
|  | 880.9445 | 0.0042553
|  | 881.1119 | 0.0045705
|  | 881.2794 | 0.0030069
|  | 881.4469 | 0.0050628
|  | 881.6144 | 0.0045015
|  | 881.7818 | 0.0040608
|  | 881.9493 | 0.0033761
|  | 882.1168 | 0.0060472
|  | 882.2843 | 0.0034992
|  | 882.4518 | 0.0051858
|  | 882.6193 | 0.0029541
|  | 882.7868 | 0.0043596
|  | 882.9543 | 0.0053456
|  | 883.1218 | 0.0045002
|  | 883.2893 | 0.0030596
|  | 883.4568 | 0.005555
|  | 883.6243 | 0.0049763
|  | 883.7918 | 0.0054143
|  | 883.9593 | 0.0041147
|  | 884.1268 | 0.0049045
|  | 884.2943 | 0.0038157
|  | 884.4618 | 0.003885
|  | 884.6293 | 0.0038861
|  | 884.7969 | 0.0051155
|  | 884.9644 | 0.0067171
|  | 885.1319 | 0.0063636
|  | 885.2995 | 0.0032355
|  | 885.467 | 0.0049924
|  | 885.6345 | 0.0036751
|  | 885.8021 | 0.0049924
|  | 885.9696 | 0.0021804
|  | 886.1371 | 0.004553
|  | 886.3047 | 0.00575
|  | 886.4722 | 0.0057132
|  | 886.6398 | 0.0029541
|  | 886.8073 | 0.0049397
|  | 886.9749 | 0.0033761
|  | 887.1424 | 0.0056253
|  | 887.31 | 0.0043081
|  | 887.4776 | 0.0049573
|  | 887.6451 | 0.0046774
|  | 887.8127 | 0.0055198
|  | 887.9803 | 0.00313
|  | 888.1478 | 0.005889
|  | 888.3154 | 0.0043608
|  | 888.483 | 0.0046584
|  | 888.6506 | 0.0030596
|  | 888.8181 | 0.0043772
|  | 888.9857 | 0.0029717
|  | 889.1533 | 0.0059241
|  | 889.3209 | 0.0031827
|  | 889.4885 | 0.0065218
|  | 889.6561 | 0.0029717
|  | 889.8237 | 0.004219
|  | 889.9913 | 0.0036047
|  | 890.1589 | 0.0047112
|  | 890.3265 | 0.003763
|  | 890.4941 | 0.0062933
|  | 890.6617 | 0.0040443
|  | 890.8293 | 0.0036916
|  | 890.9969 | 0.0031827
|  | 891.1645 | 0.0048167
|  | 891.3321 | 0.0061017
|  | 891.4998 | 0.0043069
|  | 891.6674 | 0.0038333
|  | 891.835 | 0.0057835
|  | 892.0026 | 0.004607
|  | 892.1703 | 0.0046584
|  | 892.3379 | 0.0031475
|  | 892.5055 | 0.0034631
|  | 892.6732 | 0.0048884
|  | 892.8408 | 0.0050803
|  | 893.0084 | 0.0036047
|  | 893.1761 | 0.0054495
|  | 893.3437 | 0.0031124
|  | 893.5114 | 0.0048342
|  | 893.679 | 0.0037982
|  | 893.8467 | 0.006012
|  | 894.0143 | 0.003974
|  | 894.182 | 0.0057835
|  | 894.3496 | 0.0044136
|  | 894.5173 | 0.0048342
|  | 894.685 | 0.0045367
|  | 894.8526 | 0.005678
|  | 895.0203 | 0.0049235
|  | 895.188 | 0.0052561
|  | 895.3556 | 0.0029717
|  | 895.5233 | 0.0046057
|  | 895.691 | 0.0034113
|  | 895.8587 | 0.0048167
|  | 896.0263 | 0.003552
|  | 896.194 | 0.0076117
|  | 896.3617 | 0.0040795
|  | 896.5294 | 0.0052034
|  | 896.6971 | 0.0050642
|  | 896.8648 | 0.0049924
|  | 897.0325 | 0.0047653
|  | 897.2002 | 0.0055198
|  | 897.3679 | 0.002919
|  | 897.5356 | 0.004553
|  | 897.7033 | 0.0038861
|  | 897.871 | 0.005344
|  | 898.0387 | 0.0041498
|  | 898.2064 | 0.0055901
|  | 898.3741 | 0.0031651
|  | 898.5418 | 0.0055725
|  | 898.7096 | 0.0036223
|  | 898.8773 | 0.0063636
|  | 899.045 | 0.004185
|  | 899.2127 | 0.0049749
|  | 899.3804 | 0.0034289
|  | 899.5482 | 0.0062054
|  | 899.7159 | 0.0037278
|  | 899.8836 | 0.0030587
|  | 900.0514 | 0.0047477
|  | 900.2191 | 0.0040256
|  | 900.3868 | 0.0054335
|  | 900.5546 | 0.0059065
|  | 900.7223 | 0.0036047
|  | 900.8901 | 0.0065218
|  | 901.0578 | 0.0031475
|  | 901.2256 | 0.0042014
|  | 901.3933 | 0.0032003
|  | 901.5611 | 0.0054143
|  | 901.7288 | 0.0035872
|  | 901.8966 | 0.0034455
|  | 902.0644 | 0.0042729
|  | 902.2321 | 0.005555
|  | 902.3999 | 0.0042378
|  | 902.5677 | 0.0039025
|  | 902.7354 | 0.0035168
|  | 902.9032 | 0.00501
|  | 903.071 | 0.0054335
|  | 903.2387 | 0.0052385
|  | 903.4065 | 0.004185
|  | 903.5743 | 0.0040256
|  | 903.7421 | 0.0044839
|  | 903.9099 | 0.005555
|  | 904.0777 | 0.0055741
|  | 904.2454 | 0.0041662
|  | 904.4132 | 0.0037102
|  | 904.581 | 0.0047288
|  | 904.7488 | 0.0030069
|  | 904.9166 | 0.0054671
|  | 905.0844 | 0.0045719
|  | 905.2522 | 0.0051858
|  | 905.42 | 0.0034465
|  | 905.5878 | 0.0051507
|  | 905.7556 | 0.0041323
|  | 905.9235 | 0.0063812
|  | 906.0913 | 0.0050115
|  | 906.2591 | 0.0053264
|  | 906.4269 | 0.0054159
|  | 906.5947 | 0.0046233
|  | 906.7625 | 0.0031651
|  | 906.9304 | 0.0042541
|  | 907.0982 | 0.0044312
|  | 907.266 | 0.0057835
|  | 907.4338 | 0.0050466
|  | 907.6017 | 0.0057132
|  | 907.7695 | 0.0024969
|  | 907.9373 | 0.0049221
|  | 908.1052 | 0.0040619
|  | 908.273 | 0.0057659
|  | 908.4409 | 0.0053456
|  | 908.6087 | 0.0054495
|  | 908.7765 | 0.0048356
|  | 908.9444 | 0.004219
|  | 909.1122 | 0.0050642
|  | 909.2801 | 0.0050276
|  | 909.4479 | 0.0054159
|  | 909.6158 | 0.0042014
|  | 909.7837 | 0.0052401
|  | 909.9515 | 0.0059769
|  | 910.1194 | 0.0043433
|  | 910.2872 | 0.0039025
|  | 910.4551 | 0.0056621
|  | 910.623 | 0.0050628
|  | 910.7909 | 0.0026728
|  | 910.9587 | 0.0044299
|  | 911.1266 | 0.0057852
|  | 911.2945 | 0.0033927
|  | 911.4624 | 0.0037806
|  | 911.6302 | 0.0031818
|  | 911.7981 | 0.0045894
|  | 911.966 | 0.0043069
|  | 912.1339 | 0.0067171
|  | 912.3018 | 0.0048694
|  | 912.4697 | 0.0065589
|  | 912.6376 | 0.0047991
|  | 912.8054 | 0.0059434
|  | 912.9733 | 0.0046936
|  | 913.1412 | 0.0051345
|  | 913.3091 | 0.0059593
|  | 913.477 | 0.0042378
|  | 913.6449 | 0.0042717
|  | 913.8129 | 0.003974
|  | 913.9808 | 0.003217
|  | 914.1487 | 0.0041498
|  | 914.3166 | 0.0045178
|  | 914.4845 | 0.0044136
|  | 914.6524 | 0.004553
|  | 914.8203 | 0.0034992
|  | 914.9882 | 0.0043596
|  | 915.1562 | 0.0052928
|  | 915.3241 | 0.0043244
|  | 915.492 | 0.0095657
|  | 915.6599 | 0.0039201
|  | 915.8279 | 0.0047125
|  | 915.9958 | 0.0044475
|  | 916.1637 | 0.0057676
|  | 916.3317 | 0.0043772
|  | 916.4996 | 0.0050115
|  | 916.6675 | 0.0044475
|  | 916.8355 | 0.0052225
|  | 917.0034 | 0.004219
|  | 917.1714 | 0.005961
|  | 917.3393 | 0.004342
|  | 917.5073 | 0.0034465
|  | 917.6752 | 0.0055901
|  | 917.8432 | 0.0046422
|  | 918.0111 | 0.0042014
|  | 918.1791 | 0.0068226
|  | 918.347 | 0.0045705
|  | 918.515 | 0.0040619
|  | 918.683 | 0.0043596
|  | 918.8509 | 0.0054511
|  | 919.0189 | 0.0054671
|  | 919.1869 | 0.0049587
|  | 919.3548 | 0.0043772
|  | 919.5228 | 0.0059962
|  | 919.6908 | 0.0038674
|  | 919.8587 | 0.0053807
|  | 920.0267 | 0.0059417
|  | 920.1947 | 0.0048004
|  | 920.3627 | 0.0044475
|  | 920.5307 | 0.0052576
|  | 920.6987 | 0.0060823
|  | 920.8666 | 0.0040092
|  | 921.0346 | 0.0048167
|  | 921.2026 | 0.004607
|  | 921.3706 | 0.0046409
|  | 921.5386 | 0.0033586
|  | 921.7066 | 0.0039729
|  | 921.8746 | 0.0054511
|  | 922.0426 | 0.0054319
|  | 922.2106 | 0.0066468
|  | 922.3786 | 0.0044827
|  | 922.5466 | 0.0053104
|  | 922.7146 | 0.0046409
|  | 922.8826 | 0.0058027
|  | 923.0506 | 0.0046409
|  | 923.2186 | 0.0044312
|  | 923.3866 | 0.0035158
|  | 923.5547 | 0.006805
|  | 923.7227 | 0.0040256
|  | 923.8907 | 0.0049235
|  | 924.0587 | 0.0033752
|  | 924.2267 | 0.0044312
|  | 924.3948 | 0.0036037
|  | 924.5628 | 0.0059434
|  | 924.7308 | 0.0041838
|  | 924.8988 | 0.0054511
|  | 925.0669 | 0.0044299
|  | 925.2349 | 0.0038509
|  | 925.4029 | 0.005221
|  | 925.571 | 0.0056093
|  | 925.739 | 0.0042014
|  | 925.9071 | 0.0046246
|  | 926.0751 | 0.004887
|  | 926.2431 | 0.0045894
|  | 926.4112 | 0.0045881
|  | 926.5792 | 0.0063654
|  | 926.7473 | 0.0051331
|  | 926.9153 | 0.0041323
|  | 927.0834 | 0.0052034
|  | 927.2514 | 0.0047301
|  | 927.4195 | 0.004676
|  | 927.5876 | 0.0053631
|  | 927.7556 | 0.0052385
|  | 927.9237 | 0.0047829
|  | 928.0917 | 0.0047991
|  | 928.2598 | 0.0050115
|  | 928.4279 | 0.0041838
|  | 928.5959 | 0.0041498
|  | 928.764 | 0.0040783
|  | 928.9321 | 0.0040795
|  | 929.1002 | 0.0062054
|  | 929.2682 | 0.0058379
|  | 929.4363 | 0.0052561
|  | 929.6044 | 0.0039388
|  | 929.7725 | 0.0069261
|  | 929.9405 | 0.0063303
|  | 930.1086 | 0.0046936
|  | 930.2767 | 0.0052752
|  | 930.4448 | 0.0068031
|  | 930.6129 | 0.0054511
|  | 930.781 | 0.0041487
|  | 930.9491 | 0.0051521
|  | 931.1172 | 0.0047463
|  | 931.2853 | 0.0052049
|  | 931.4534 | 0.0043772
|  | 931.6215 | 0.0040795
|  | 931.7896 | 0.0060648
|  | 931.9577 | 0.0065061
|  | 932.1258 | 0.0044123
|  | 932.2939 | 0.0043257
|  | 932.462 | 0.0050803
|  | 932.6301 | 0.0061193
|  | 932.7982 | 0.0039025
|  | 932.9663 | 0.005029
|  | 933.1344 | 0.0052913
|  | 933.3025 | 0.0044839
|  | 933.4706 | 0.0048342
|  | 933.6388 | 0.0043081
|  | 933.8069 | 0.004553
|  | 933.975 | 0.0084755
|  | 934.1431 | 0.0057659
|  | 934.3113 | 0.0069105
|  | 934.4794 | 0.0059417
|  | 934.6475 | 0.0046774
|  | 934.8156 | 0.0049749
|  | 934.9838 | 0.0042378
|  | 935.1519 | 0.0056429
|  | 935.32 | 0.0046598
|  | 935.4882 | 0.0053264
|  | 935.6563 | 0.00575
|  | 935.8244 | 0.0044299
|  | 935.9926 | 0.0041674
|  | 936.1607 | 0.0038147
|  | 936.3289 | 0.0060489
|  | 936.497 | 0.0028478
|  | 936.6652 | 0.0046598
|  | 936.8333 | 0.0046936
|  | 937.0015 | 0.0034289
|  | 937.1696 | 0.0042893
|  | 937.3378 | 0.0057148
|  | 937.5059 | 0.0039729
|  | 937.6741 | 0.0053631
|  | 937.8422 | 0.003885
|  | 938.0104 | 0.0042553
|  | 938.1786 | 0.0048518
|  | 938.3467 | 0.0045015
|  | 938.5149 | 0.0049045
|  | 938.683 | 0.0057148
|  | 938.8512 | 0.004342
|  | 939.0194 | 0.0065061
|  | 939.1876 | 0.0039904
|  | 939.3557 | 0.0050994
|  | 939.5239 | 0.003885
|  | 939.6921 | 0.0054335
|  | 939.8603 | 0.006012
|  | 940.0284 | 0.0055741
|  | 940.1966 | 0.0049045
|  | 940.3648 | 0.0046774
|  | 940.533 | 0.0063812
|  | 940.7012 | 0.0035872
|  | 940.8693 | 0.0056253
|  | 941.0375 | 0.0070864
|  | 941.2057 | 0.0064867
|  | 941.3739 | 0.0059786
|  | 941.5421 | 0.0049573
|  | 941.7103 | 0.0048708
|  | 941.8785 | 0.0058186
|  | 942.0467 | 0.0045191
|  | 942.2149 | 0.0035861
|  | 942.3831 | 0.0054159
|  | 942.5513 | 0.0059593
|  | 942.7195 | 0.0047829
|  | 942.8877 | 0.0049397
|  | 943.0559 | 0.0062951
|  | 943.2241 | 0.003885
|  | 943.3923 | 0.0065764
|  | 943.5605 | 0.0070843
|  | 943.7287 | 0.0038861
|  | 943.8969 | 0.0044123
|  | 944.0652 | 0.0055917
|  | 944.2334 | 0.0058538
|  | 944.4016 | 0.0029541
|  | 944.5698 | 0.0048342
|  | 944.738 | 0.0063303
|  | 944.9062 | 0.0041311
|  | 945.0745 | 0.0052928
|  | 945.2427 | 0.0060999
|  | 945.4109 | 0.0046598
|  | 945.5791 | 0.0060648
|  | 945.7474 | 0.0050466
|  | 945.9156 | 0.0038147
|  | 946.0838 | 0.0052401
|  | 946.2521 | 0.0041662
|  | 946.4203 | 0.0049235
|  | 946.5885 | 0.0049221
|  | 946.7568 | 0.0047125
|  | 946.925 | 0.0047112
|  | 947.0932 | 0.004607
|  | 947.2615 | 0.0047288
|  | 947.4297 | 0.0054862
|  | 947.598 | 0.0058011
|  | 947.7662 | 0.0066644
|  | 947.9345 | 0.0059241
|  | 948.1027 | 0.0074556
|  | 948.271 | 0.0060296
|  | 948.4392 | 0.0047125
|  | 948.6075 | 0.0046584
|  | 948.7757 | 0.0063478
|  | 948.944 | 0.0047463
|  | 949.1122 | 0.0049763
|  | 949.2805 | 0.0064691
|  | 949.4487 | 0.005328
|  | 949.617 | 0.0050803
|  | 949.7853 | 0.0046598
|  | 949.9535 | 0.0034279
|  | 950.1218 | 0.0052401
|  | 950.2901 | 0.0038674
|  | 950.4583 | 0.0051521
|  | 950.6266 | 0.0056253
|  | 950.7949 | 0.0052752
|  | 950.9631 | 0.0054671
|  | 951.1314 | 0.0045367
|  | 951.2997 | 0.0059417
|  | 951.468 | 0.0054862
|  | 951.6362 | 0.0062933
|  | 951.8045 | 0.0043784
|  | 951.9728 | 0.0057308
|  | 952.1411 | 0.003974
|  | 952.3093 | 0.0044299
|  | 952.4776 | 0.0047829
|  | 952.6459 | 0.0058362
|  | 952.8142 | 0.0054686
|  | 952.9825 | 0.0062581
|  | 953.1508 | 0.0037102
|  | 953.3191 | 0.0048518
|  | 953.4874 | 0.0025145
|  | 953.6556 | 0.0050276
|  | 953.8239 | 0.0055741
|  | 953.9922 | 0.0052034
|  | 954.1605 | 0.0051345
|  | 954.3288 | 0.00501
|  | 954.4971 | 0.0044136
|  | 954.6654 | 0.0072601
|  | 954.8337 | 0.0036399
|  | 955.002 | 0.0058714
|  | 955.1703 | 0.0045015
|  | 955.3386 | 0.0058186
|  | 955.5069 | 0.0043784
|  | 955.6752 | 0.0047639
|  | 955.8436 | 0.0036047
|  | 956.0119 | 0.0062933
|  | 956.1802 | 0.0044839
|  | 956.3485 | 0.0055901
|  | 956.5168 | 0.0047829
|  | 956.6851 | 0.0052737
|  | 956.8534 | 0.0047477
|  | 957.0218 | 0.0042014
|  | 957.1901 | 0.0073326
|  | 957.3584 | 0.0052385
|  | 957.5267 | 0.0038861
|  | 957.695 | 0.0053792
|  | 957.8634 | 0.0047829
|  | 958.0317 | 0.0057835
|  | 958.2 | 0.0043433
|  | 958.3683 | 0.0051155
|  | 958.5367 | 0.0053983
|  | 958.705 | 0.0062581
|  | 958.8733 | 0.0037278
|  | 959.0417 | 0.0055374
|  | 959.21 | 0.0034992
|  | 959.3783 | 0.0053264
|  | 959.5467 | 0.0050115
|  | 959.715 | 0.0071371
|  | 959.8833 | 0.0062072
|  | 960.0517 | 0.0069086
|  | 960.22 | 0.0058379
|  | 960.3883 | 0.0059417
|  | 960.5567 | 0.0061544
|  | 960.725 | 0.005555
|  | 960.8934 | 0.0055741
|  | 961.0617 | 0.0077172
|  | 961.2301 | 0.0037454
|  | 961.3984 | 0.0063988
|  | 961.5668 | 0.0042553
|  | 961.7351 | 0.0061351
|  | 961.9035 | 0.005961
|  | 962.0718 | 0.006012
|  | 962.2402 | 0.0026376
|  | 962.4085 | 0.0063109
|  | 962.5769 | 0.0042202
|  | 962.7452 | 0.0052561
|  | 962.9136 | 0.0047829
|  | 963.082 | 0.0058714
|  | 963.2503 | 0.0045367
|  | 963.4187 | 0.0053264
|  | 963.5871 | 0.0071919
|  | 963.7554 | 0.0049924
|  | 963.9238 | 0.0045367
|  | 964.0921 | 0.0065218
|  | 964.2605 | 0.0053104
|  | 964.4289 | 0.0060823
|  | 964.5973 | 0.0054335
|  | 964.7656 | 0.0069437
|  | 964.934 | 0.0043608
|  | 965.1024 | 0.0042717
|  | 965.2707 | 0.0058027
|  | 965.4391 | 0.0091587
|  | 965.6075 | 0.0034465
|  | 965.7759 | 0.0060648
|  | 965.9443 | 0.0058027
|  | 966.1126 | 0.005221
|  | 966.281 | 0.0041147
|  | 966.4494 | 0.0057659
|  | 966.6178 | 0.0051521
|  | 966.7862 | 0.0061175
|  | 966.9545 | 0.0043081
|  | 967.1229 | 0.0050628
|  | 967.2913 | 0.0048356
|  | 967.4597 | 0.004342
|  | 967.6281 | 0.0062599
|  | 967.7965 | 0.0055022
|  | 967.9649 | 0.0058027
|  | 968.1333 | 0.0047288
|  | 968.3017 | 0.003763
|  | 968.4701 | 0.0081742
|  | 968.6385 | 0.0056093
|  | 968.8068 | 0.0071722
|  | 968.9752 | 0.0055741
|  | 969.1436 | 0.0066625
|  | 969.312 | 0.0058379
|  | 969.4804 | 0.0064163
|  | 969.6488 | 0.0021628
|  | 969.8173 | 0.0061527
|  | 969.9857 | 0.0046598
|  | 970.1541 | 0.006012
|  | 970.3225 | 0.0053104
|  | 970.4909 | 0.0057308
|  | 970.6593 | 0.0054686
|  | 970.8277 | 0.0051155
|  | 970.9961 | 0.0077018
|  | 971.1645 | 0.0079633
|  | 971.3329 | 0.0033761
|  | 971.5013 | 0.0072074
|  | 971.6697 | 0.00575
|  | 971.8382 | 0.0054319
|  | 972.0066 | 0.0043257
|  | 972.175 | 0.0069789
|  | 972.3434 | 0.0044136
|  | 972.5118 | 0.0061878
|  | 972.6802 | 0.0050642
|  | 972.8487 | 0.0055198
|  | 973.0171 | 0.0046949
|  | 973.1855 | 0.0061351
|  | 973.3539 | 0.0046422
|  | 973.5224 | 0.004553
|  | 973.6908 | 0.004185
|  | 973.8592 | 0.0061878
|  | 974.0276 | 0.0053456
|  | 974.1961 | 0.0062933
|  | 974.3645 | 0.0052401
|  | 974.5329 | 0.0076117
|  | 974.7014 | 0.0061896
|  | 974.8698 | 0.0061878
|  | 975.0382 | 0.0065764
|  | 975.2067 | 0.0064515
|  | 975.3751 | 0.0048884
|  | 975.5435 | 0.0076644
|  | 975.712 | 0.0043081
|  | 975.8804 | 0.0063636
|  | 976.0488 | 0.0052225
|  | 976.2173 | 0.0049573
|  | 976.3857 | 0.0048356
|  | 976.5542 | 0.0055901
|  | 976.7226 | 0.0042378
|  | 976.891 | 0.0067503
|  | 977.0595 | 0.0054511
|  | 977.2279 | 0.0052913
|  | 977.3964 | 0.0052752
|  | 977.5648 | 0.0063988
|  | 977.7333 | 0.0049587
|  | 977.9017 | 0.0058186
|  | 978.0702 | 0.0061368
|  | 978.2386 | 0.0068031
|  | 978.4071 | 0.0034992
|  | 978.5755 | 0.0058538
|  | 978.744 | 0.004906
|  | 978.9124 | 0.0052385
|  | 979.0809 | 0.0045191
|  | 979.2493 | 0.0058186
|  | 979.4178 | 0.005029
|  | 979.5862 | 0.0077699
|  | 979.7547 | 0.0054862
|  | 979.9232 | 0.0056956
|  | 980.0916 | 0.0051345
|  | 980.2601 | 0.004553
|  | 980.4285 | 0.0054686
|  | 980.597 | 0.0061878
|  | 980.7655 | 0.0046598
|  | 980.9339 | 0.0065042
|  | 981.1024 | 0.0038861
|  | 981.2709 | 0.0063636
|  | 981.4393 | 0.0039037
|  | 981.6078 | 0.0062581
|  | 981.7763 | 0.0048356
|  | 981.9447 | 0.0058714
|  | 982.1132 | 0.0049235
|  | 982.2817 | 0.0058538
|  | 982.4501 | 0.0059962
|  | 982.6186 | 0.0056077
|  | 982.7871 | 0.0053456
|  | 982.9556 | 0.0067679
|  | 983.124 | 0.0056445
|  | 983.2925 | 0.0055198
|  | 983.461 | 0.0052576
|  | 983.6295 | 0.0047288
|  | 983.7979 | 0.0059434
|  | 983.9664 | 0.0045705
|  | 984.1349 | 0.0043257
|  | 984.3034 | 0.0061878
|  | 984.4718 | 0.0064182
|  | 984.6403 | 0.0058011
|  | 984.8088 | 0.006172
|  | 984.9773 | 0.0057483
|  | 985.1458 | 0.0048532
|  | 985.3143 | 0.006012
|  | 985.4827 | 0.0050818
|  | 985.6512 | 0.0034631
|  | 985.8197 | 0.0039212
|  | 985.9882 | 0.0076469
|  | 986.1567 | 0.0080887
|  | 986.3252 | 0.0076293
|  | 986.4937 | 0.0061193
|  | 986.6622 | 0.0049397
|  | 986.8307 | 0.0050642
|  | 986.9991 | 0.0067679
|  | 987.1676 | 0.0072798
|  | 987.3361 | 0.0068734
|  | 987.5046 | 0.0054686
|  | 987.6731 | 0.0049573
|  | 987.8416 | 0.0055038
|  | 988.0101 | 0.0063988
|  | 988.1786 | 0.003763
|  | 988.3471 | 0.0068031
|  | 988.5156 | 0.0045543
|  | 988.6841 | 0.0064867
|  | 988.8526 | 0.005961
|  | 989.0211 | 0.0058186
|  | 989.1896 | 0.0048004
|  | 989.3581 | 0.0053792
|  | 989.5266 | 0.0042553
|  | 989.6951 | 0.0058538
|  | 989.8636 | 0.0056972
|  | 990.0321 | 0.0052913
|  | 990.2006 | 0.0054335
|  | 990.3691 | 0.0071195
|  | 990.5376 | 0.0045191
|  | 990.7061 | 0.0054495
|  | 990.8746 | 0.0053456
|  | 991.0431 | 0.0059417
|  | 991.2117 | 0.0060137
|  | 991.3802 | 0.0057659
|  | 991.5487 | 0.0071919
|  | 991.7172 | 0.0060472
|  | 991.8857 | 0.0058379
|  | 992.0542 | 0.0061878
|  | 992.2227 | 0.0054511
|  | 992.3912 | 0.0071019
|  | 992.5597 | 0.0059786
|  | 992.7283 | 0.0057483
|  | 992.8968 | 0.0053807
|  | 993.0653 | 0.0054495
|  | 993.2338 | 0.0050818
|  | 993.4023 | 0.0071898
|  | 993.5708 | 0.0064709
|  | 993.7394 | 0.0047639
|  | 993.9079 | 0.0041674
|  | 994.0764 | 0.0064691
|  | 994.2449 | 0.0053983
|  | 994.4134 | 0.0079984
|  | 994.582 | 0.0054159
|  | 994.7505 | 0.006223
|  | 994.919 | 0.0064182
|  | 995.0875 | 0.0076996
|  | 995.2561 | 0.0057148
|  | 995.4246 | 0.0054143
|  | 995.5931 | 0.0065061
|  | 995.7616 | 0.0052385
|  | 995.9302 | 0.0061368
|  | 996.0987 | 0.0051682
|  | 996.2672 | 0.0040971
|  | 996.4357 | 0.0062933
|  | 996.6043 | 0.0047653
|  | 996.7728 | 0.0069613
|  | 996.9413 | 0.0064885
|  | 997.1098 | 0.0054319
|  | 997.2784 | 0.0060841
|  | 997.4469 | 0.0057483
|  | 997.6154 | 0.0055566
|  | 997.784 | 0.0053089
|  | 997.9525 | 0.0059258
|  | 998.121 | 0.0049221
|  | 998.2896 | 0.0064885
|  | 998.4581 | 0.006223
|  | 998.6266 | 0.0078952
|  | 998.7952 | 0.0052561
|  | 998.9637 | 0.0046422
|  | 999.1322 | 0.0059769
|  | 999.3008 | 0.0056269
|  | 999.4693 | 0.0040783
|  | 999.6379 | 0.0056797
|  | 999.8064 | 0.0053264
|  | 999.9749 | 0.0045543
|  | 1000.1435 | 0.0056429
|  | 1000.312 | 0.0067874
|  | 1000.4806 | 0.0070492
|  | 1000.6491 | 0.0064182
|  | 1000.8176 | 0.0056604
|  | 1000.9862 | 0.0055566
|  | 1001.1547 | 0.0072601
|  | 1001.3233 | 0.0062423
|  | 1001.4918 | 0.0050452
|  | 1001.6604 | 0.0060137
|  | 1001.8289 | 0.0055725
|  | 1001.9974 | 0.0061368
|  | 1002.166 | 0.0059241
|  | 1002.3345 | 0.0060489
|  | 1002.5031 | 0.0053792
|  | 1002.6716 | 0.0072622
|  | 1002.8402 | 0.0047112
|  | 1003.0087 | 0.0055566
|  | 1003.1773 | 0.0062933
|  | 1003.3458 | 0.0055741
|  | 1003.5144 | 0.0047815
|  | 1003.6829 | 0.006805
|  | 1003.8515 | 0.0074887
|  | 1004.02 | 0.0051345
|  | 1004.1886 | 0.0058011
|  | 1004.3571 | 0.0069281
|  | 1004.5257 | 0.0061702
|  | 1004.6942 | 0.0075436
|  | 1004.8628 | 0.0068734
|  | 1005.0313 | 0.0084228
|  | 1005.1999 | 0.0060648
|  | 1005.3684 | 0.0065413
|  | 1005.537 | 0.0041838
|  | 1005.7055 | 0.0078952
|  | 1005.8741 | 0.0061702
|  | 1006.0426 | 0.0058555
|  | 1006.2112 | 0.0066625
|  | 1006.3798 | 0.0063478
|  | 1006.5483 | 0.0060999
|  | 1006.7169 | 0.0060489
|  | 1006.8854 | 0.005344
|  | 1007.054 | 0.0074908
|  | 1007.2225 | 0.0044827
|  | 1007.3911 | 0.0054335
|  | 1007.5597 | 0.0042365
|  | 1007.7282 | 0.0090382
|  | 1007.8968 | 0.0051155
|  | 1008.0653 | 0.0064709
|  | 1008.2339 | 0.0054143
|  | 1008.4025 | 0.0059962
|  | 1008.571 | 0.0059944
|  | 1008.7396 | 0.0076315
|  | 1008.9081 | 0.0072426
|  | 1009.0767 | 0.0057676
|  | 1009.2453 | 0.0060823
|  | 1009.4138 | 0.0076139
|  | 1009.5824 | 0.0070492
|  | 1009.751 | 0.0064709
|  | 1009.9195 | 0.00668
|  | 1010.0881 | 0.0069281
|  | 1010.2566 | 0.0066449
|  | 1010.4252 | 0.0049763
|  | 1010.5938 | 0.0084907
|  | 1010.7623 | 0.0046949
|  | 1010.9309 | 0.0062581
|  | 1011.0995 | 0.0048884
|  | 1011.268 | 0.010249
|  | 1011.4366 | 0.006383
|  | 1011.6052 | 0.0049573
|  | 1011.7737 | 0.0059258
|  | 1011.9423 | 0.0059769
|  | 1012.1109 | 0.0060841
|  | 1012.2794 | 0.007348
|  | 1012.448 | 0.0069457
|  | 1012.6166 | 0.0058538
|  | 1012.7851 | 0.0074205
|  | 1012.9537 | 0.006223
|  | 1013.1223 | 0.0059962
|  | 1013.2909 | 0.0057483
|  | 1013.4594 | 0.0059434
|  | 1013.628 | 0.0059065
|  | 1013.7966 | 0.0069105
|  | 1013.9651 | 0.0076469
|  | 1014.1337 | 0.0052225
|  | 1014.3023 | 0.0062581
|  | 1014.4708 | 0.0061017
|  | 1014.6394 | 0.0056429
|  | 1014.808 | 0.0070512
|  | 1014.9766 | 0.0058186
|  | 1015.1451 | 0.0059786
|  | 1015.3137 | 0.0064339
|  | 1015.4823 | 0.0066819
|  | 1015.6509 | 0.0056956
|  | 1015.8194 | 0.0054335
|  | 1015.988 | 0.0056253
|  | 1016.1566 | 0.0062423
|  | 1016.3252 | 0.0045354
|  | 1016.4937 | 0.0076666
|  | 1016.6623 | 0.0050803
|  | 1016.8309 | 0.0044488
|  | 1016.9995 | 0.0069261
|  | 1017.168 | 0.00575
|  | 1017.3366 | 0.0075238
|  | 1017.5052 | 0.0056093
|  | 1017.6738 | 0.00668
|  | 1017.8423 | 0.0068754
|  | 1018.0109 | 0.0047112
|  | 1018.1795 | 0.0073326
|  | 1018.3481 | 0.0056604
|  | 1018.5166 | 0.0061368
|  | 1018.6852 | 0.0046936
|  | 1018.8538 | 0.006805
|  | 1019.0224 | 0.0050628
|  | 1019.1909 | 0.0064006
|  | 1019.3595 | 0.005889
|  | 1019.5281 | 0.0054862
|  | 1019.6967 | 0.0046233
|  | 1019.8653 | 0.0047301
|  | 1020.0338 | 0.0055198
|  | 1020.2024 | 0.005961
|  | 1020.371 | 0.005889
|  | 1020.5396 | 0.0076491
|  | 1020.7082 | 0.0068031
|  | 1020.8767 | 0.0082469
|  | 1021.0453 | 0.0066097
|  | 1021.2139 | 0.0052049
|  | 1021.3825 | 0.0050628
|  | 1021.5511 | 0.0047125
|  | 1021.7196 | 0.0079809
|  | 1021.8882 | 0.0062951
|  | 1022.0568 | 0.0054495
|  | 1022.2254 | 0.0066644
|  | 1022.394 | 0.006557
|  | 1022.5625 | 0.0075084
|  | 1022.7311 | 0.0055022
|  | 1022.8997 | 0.0059434
|  | 1023.0683 | 0.0059769
|  | 1023.2369 | 0.0060489
|  | 1023.4054 | 0.0052913
|  | 1023.574 | 0.0067347
|  | 1023.7426 | 0.0059065
|  | 1023.9112 | 0.0067874
|  | 1024.0798 | 0.0053968
|  | 1024.2483 | 0.0058555
|  | 1024.4169 | 0.0093696
|  | 1024.5855 | 0.0067874
|  | 1024.7541 | 0.0070843
|  | 1024.9227 | 0.0061896
|  | 1025.0913 | 0.006012
|  | 1025.2598 | 0.0066995
|  | 1025.4284 | 0.0047112
|  | 1025.597 | 0.0075787
|  | 1025.7656 | 0.0083676
|  | 1025.9342 | 0.0057324
|  | 1026.1028 | 0.0079281
|  | 1026.2713 | 0.007104
|  | 1026.4399 | 0.0098618
|  | 1026.6085 | 0.0061193
|  | 1026.7771 | 0.0046057
|  | 1026.9457 | 0.00575
|  | 1027.1143 | 0.0058186
|  | 1027.2828 | 0.0066116
|  | 1027.4514 | 0.0065042
|  | 1027.62 | 0.0070512
|  | 1027.7886 | 0.0079457
|  | 1027.9572 | 0.0080183
|  | 1028.1257 | 0.0059769
|  | 1028.2943 | 0.0055214
|  | 1028.4629 | 0.0069613
|  | 1028.6315 | 0.0058379
|  | 1028.8001 | 0.0095102
|  | 1028.9687 | 0.007526
|  | 1029.1372 | 0.006223
|  | 1029.3058 | 0.0076139
|  | 1029.4744 | 0.0069437
|  | 1029.643 | 0.0058907
|  | 1029.8116 | 0.0066273
|  | 1029.9802 | 0.0073501
|  | 1030.1487 | 0.0070668
|  | 1030.3173 | 0.0082118
|  | 1030.4859 | 0.0057835
|  | 1030.6545 | 0.0063303
|  | 1030.8231 | 0.0074887
|  | 1030.9917 | 0.0059434
|  | 1031.1602 | 0.0056253
|  | 1031.3288 | 0.0062775
|  | 1031.4974 | 0.0060296
|  | 1031.666 | 0.0069457
|  | 1031.8346 | 0.0052737
|  | 1032.0032 | 0.0082293
|  | 1032.1717 | 0.0049573
|  | 1032.3403 | 0.0070864
|  | 1032.5089 | 0.0056077
|  | 1032.6775 | 0.0068226
|  | 1032.8461 | 0.0055022
|  | 1033.0147 | 0.0058907
|  | 1033.1832 | 0.0079281
|  | 1033.3518 | 0.0061544
|  | 1033.5204 | 0.0058538
|  | 1033.689 | 0.0071919
|  | 1033.8576 | 0.0097212
|  | 1034.0262 | 0.0053807
|  | 1034.1947 | 0.0047815
|  | 1034.3633 | 0.0077722
|  | 1034.5319 | 0.0068207
|  | 1034.7005 | 0.0062248
|  | 1034.8691 | 0.007225
|  | 1035.0376 | 0.0056269
|  | 1035.2062 | 0.0053089
|  | 1035.3748 | 0.0076666
|  | 1035.5434 | 0.0045178
|  | 1035.712 | 0.0067699
|  | 1035.8806 | 0.0057835
|  | 1036.0491 | 0.0068402
|  | 1036.2177 | 0.0062933
|  | 1036.3863 | 0.0053631
|  | 1036.5549 | 0.0057308
|  | 1036.7235 | 0.0064182
|  | 1036.892 | 0.0069261
|  | 1037.0606 | 0.0057676
|  | 1037.2292 | 0.0079633
|  | 1037.3978 | 0.0063654
|  | 1037.5664 | 0.0055374
|  | 1037.7349 | 0.0096888
|  | 1037.9035 | 0.0085434
|  | 1038.0721 | 0.006594
|  | 1038.2407 | 0.0076469
|  | 1038.4093 | 0.0047477
|  | 1038.5778 | 0.0086665
|  | 1038.7464 | 0.0069985
|  | 1038.915 | 0.010354
|  | 1039.0836 | 0.0056797
|  | 1039.2522 | 0.006891
|  | 1039.4207 | 0.0058731
|  | 1039.5893 | 0.007559
|  | 1039.7579 | 0.0087744
|  | 1039.9265 | 0.0068558
|  | 1040.0951 | 0.0041674
|  | 1040.2636 | 0.0068734
|  | 1040.4322 | 0.0052225
|  | 1040.6008 | 0.0074535
|  | 1040.7694 | 0.0062072
|  | 1040.9379 | 0.0058362
|  | 1041.1065 | 0.0059962
|  | 1041.2751 | 0.0077523
|  | 1041.4437 | 0.0076139
|  | 1041.6122 | 0.0073129
|  | 1041.7808 | 0.0073677
|  | 1041.9494 | 0.0085434
|  | 1042.118 | 0.0066819
|  | 1042.2865 | 0.0074535
|  | 1042.4551 | 0.0078425
|  | 1042.6237 | 0.0073305
|  | 1042.7923 | 0.0061544
|  | 1042.9608 | 0.0076293
|  | 1043.1294 | 0.005117
|  | 1043.298 | 0.0099497
|  | 1043.4666 | 0.0071391
|  | 1043.6351 | 0.0055198
|  | 1043.8037 | 0.0051521
|  | 1043.9723 | 0.0073129
|  | 1044.1409 | 0.0051521
|  | 1044.3094 | 0.0083676
|  | 1044.478 | 0.0070512
|  | 1044.6466 | 0.0065218
|  | 1044.8151 | 0.0066819
|  | 1044.9837 | 0.0060296
|  | 1045.1523 | 0.0058379
|  | 1045.3209 | 0.0091411
|  | 1045.4894 | 0.0070336
|  | 1045.658 | 0.0076293
|  | 1045.8266 | 0.004906
|  | 1045.9951 | 0.010055
|  | 1046.1637 | 0.0068754
|  | 1046.3323 | 0.0088598
|  | 1046.5009 | 0.0070688
|  | 1046.6694 | 0.0092641
|  | 1046.838 | 0.0060137
|  | 1047.0066 | 0.0069086
|  | 1047.1751 | 0.0059786
|  | 1047.3437 | 0.0083325
|  | 1047.5123 | 0.0076666
|  | 1047.6808 | 0.0077875
|  | 1047.8494 | 0.0069281
|  | 1048.018 | 0.0095454
|  | 1048.1865 | 0.0071743
|  | 1048.3551 | 0.0084907
|  | 1048.5237 | 0.0069105
|  | 1048.6922 | 0.0074359
|  | 1048.8608 | 0.0067874
|  | 1049.0294 | 0.0070316
|  | 1049.1979 | 0.0077018
|  | 1049.3665 | 0.0078402
|  | 1049.535 | 0.006383
|  | 1049.7036 | 0.0086313
|  | 1049.8722 | 0.007948
|  | 1050.0407 | 0.0083852
|  | 1050.2093 | 0.005117
|  | 1050.3779 | 0.0097915
|  | 1050.5464 | 0.0056972
|  | 1050.715 | 0.0092114
|  | 1050.8835 | 0.0081942
|  | 1051.0521 | 0.0092817
|  | 1051.2207 | 0.0058907
|  | 1051.3892 | 0.0091938
|  | 1051.5578 | 0.0056269
|  | 1051.7263 | 0.0092817
|  | 1051.8949 | 0.0062072
|  | 1052.0635 | 0.0069789
|  | 1052.232 | 0.0096009
|  | 1052.4006 | 0.0072426
|  | 1052.5691 | 0.0063478
|  | 1052.7377 | 0.0074711
|  | 1052.9062 | 0.010709
|  | 1053.0748 | 0.0087719
|  | 1053.2434 | 0.0095481
|  | 1053.4119 | 0.0071195
|  | 1053.5805 | 0.0057676
|  | 1053.749 | 0.0064163
|  | 1053.9176 | 0.0087217
|  | 1054.0861 | 0.0078051
|  | 1054.2547 | 0.0082645
|  | 1054.4232 | 0.0064867
|  | 1054.5918 | 0.0070688
|  | 1054.7603 | 0.0086665
|  | 1054.9289 | 0.0061544
|  | 1055.0974 | 0.0094399
|  | 1055.266 | 0.0067523
|  | 1055.4345 | 0.0071547
|  | 1055.6031 | 0.010304
|  | 1055.7716 | 0.010055
|  | 1055.9402 | 0.0055917
|  | 1056.1087 | 0.0094927
|  | 1056.2773 | 0.0060489
|  | 1056.4458 | 0.0076469
|  | 1056.6144 | 0.0094075
|  | 1056.7829 | 0.0074359
|  | 1056.9515 | 0.0062951
|  | 1057.12 | 0.0090356
|  | 1057.2886 | 0.008581
|  | 1057.4571 | 0.0067152
|  | 1057.6257 | 0.0094778
|  | 1057.7942 | 0.0083676
|  | 1057.9627 | 0.007104
|  | 1058.1313 | 0.007559
|  | 1058.2998 | 0.0068226
|  | 1058.4684 | 0.0080512
|  | 1058.6369 | 0.0068226
|  | 1058.8054 | 0.0069789
|  | 1058.974 | 0.00575
|  | 1059.1425 | 0.0075941
|  | 1059.3111 | 0.0040971
|  | 1059.4796 | 0.0078402
|  | 1059.6481 | 0.0059786
|  | 1059.8167 | 0.0062581
|  | 1059.9852 | 0.0065589
|  | 1060.1538 | 0.0073305
|  | 1060.3223 | 0.005961
|  | 1060.4908 | 0.0088071
|  | 1060.6594 | 0.010691
|  | 1060.8279 | 0.010038
|  | 1060.9964 | 0.0080535
|  | 1061.165 | 0.0084379
|  | 1061.3335 | 0.010832
|  | 1061.502 | 0.010776
|  | 1061.6706 | 0.0089503
|  | 1061.8391 | 0.010829
|  | 1062.0076 | 0.0074556
|  | 1062.1762 | 0.0094224
|  | 1062.3447 | 0.010726
|  | 1062.5132 | 0.010899
|  | 1062.6817 | 0.0095833
|  | 1062.8503 | 0.008895
|  | 1063.0188 | 0.0077194
|  | 1063.1873 | 0.010284
|  | 1063.3559 | 0.0078425
|  | 1063.5244 | 0.010917
|  | 1063.6929 | 0.0079304
|  | 1063.8614 | 0.0093872
|  | 1064.03 | 0.010181
|  | 1064.1985 | 0.012938
|  | 1064.367 | 0.010867
|  | 1064.5355 | 0.012059
|  | 1064.704 | 0.011465
|  | 1064.8726 | 0.0091587
|  | 1065.0411 | 0.012608
|  | 1065.2096 | 0.010284
|  | 1065.3781 | 0.013258
|  | 1065.5466 | 0.012868
|  | 1065.7152 | 0.014788
|  | 1065.8837 | 0.0097036
|  | 1066.0522 | 0.01092
|  | 1066.2207 | 0.013184
|  | 1066.3892 | 0.014085
|  | 1066.5577 | 0.013624
|  | 1066.7263 | 0.012186
|  | 1066.8948 | 0.015276
|  | 1067.0633 | 0.01572
|  | 1067.2318 | 0.015188
|  | 1067.4003 | 0.01572
|  | 1067.5688 | 0.014696
|  | 1067.7373 | 0.015949
|  | 1067.9058 | 0.014555
|  | 1068.0744 | 0.015984
|  | 1068.2429 | 0.014098
|  | 1068.4114 | 0.015931
|  | 1068.5799 | 0.013905
|  | 1068.7484 | 0.015896
|  | 1068.9169 | 0.013764
|  | 1069.0854 | 0.015931
|  | 1069.2539 | 0.013782
|  | 1069.4224 | 0.015281
|  | 1069.5909 | 0.014063
|  | 1069.7594 | 0.015509
|  | 1069.9279 | 0.013729
|  | 1070.0964 | 0.015228
|  | 1070.2649 | 0.013553
|  | 1070.4334 | 0.015703
|  | 1070.6019 | 0.015188
|  | 1070.7704 | 0.015984
|  | 1070.9389 | 0.013448
|  | 1071.1074 | 0.015456
|  | 1071.2759 | 0.013378
|  | 1071.4444 | 0.01565
|  | 1071.6129 | 0.014766
|  | 1071.7814 | 0.015949
|  | 1071.9499 | 0.014169
|  | 1072.1184 | 0.015826
|  | 1072.2869 | 0.014696
|  | 1072.4554 | 0.015914
|  | 1072.6239 | 0.015241
|  | 1072.7923 | 0.015808
|  | 1072.9608 | 0.013659
|  | 1073.1293 | 0.015421
|  | 1073.2978 | 0.013905
|  | 1073.4663 | 0.015263
|  | 1073.6348 | 0.013835
|  | 1073.8033 | 0.015615
|  | 1073.9718 | 0.013852
|  | 1074.1402 | 0.015368
|  | 1074.3087 | 0.013712
|  | 1074.4772 | 0.015632
|  | 1074.6457 | 0.014186
|  | 1074.8142 | 0.015896
|  | 1074.9826 | 0.015188
|  | 1075.1511 | 0.015843
|  | 1075.3196 | 0.01503
|  | 1075.4881 | 0.016001
|  | 1075.6566 | 0.01452
|  | 1075.825 | 0.015966
|  | 1075.9935 | 0.014872
|  | 1076.162 | 0.015843
|  | 1076.3305 | 0.014292
|  | 1076.4989 | 0.015755
|  | 1076.6674 | 0.014151
|  | 1076.8359 | 0.015984
|  | 1077.0044 | 0.014731
|  | 1077.1728 | 0.015931
|  | 1077.3413 | 0.014925
|  | 1077.5098 | 0.01579
|  | 1077.6782 | 0.014274
|  | 1077.8467 | 0.015878
|  | 1078.0152 | 0.01394
|  | 1078.1836 | 0.015667
|  | 1078.3521 | 0.014098
|  | 1078.5206 | 0.015597
|  | 1078.689 | 0.01496
|  | 1078.8575 | 0.01572
|  | 1079.0259 | 0.015522
|  | 1079.1944 | 0.015773
|  | 1079.3629 | 0.014239
|  | 1079.5313 | 0.015685
|  | 1079.6998 | 0.014503
|  | 1079.8682 | 0.015896
|  | 1080.0367 | 0.014362
|  | 1080.2051 | 0.015755
|  | 1080.3736 | 0.014714
|  | 1080.5421 | 0.015773
|  | 1080.7105 | 0.014678
|  | 1080.879 | 0.015914
|  | 1081.0474 | 0.016261
|  | 1081.2159 | 0.014489
|  | 1081.3843 | 0.016296
|  | 1081.5528 | 0.014032
|  | 1081.7212 | 0.016278
|  | 1081.8896 | 0.014472
|  | 1082.0581 | 0.016155
|  | 1082.2265 | 0.013839
|  | 1082.395 | 0.015856
|  | 1082.5634 | 0.014138
|  | 1082.7319 | 0.016014
|  | 1082.9003 | 0.013575
|  | 1083.0687 | 0.015944
|  | 1083.2372 | 0.014278
|  | 1083.4056 | 0.016243
|  | 1083.5741 | 0.013768
|  | 1083.7425 | 0.016243
|  | 1083.9109 | 0.013821
|  | 1084.0794 | 0.016454
|  | 1084.2478 | 0.013663
|  | 1084.4162 | 0.016067
|  | 1084.5847 | 0.01514
|  | 1084.7531 | 0.016366
|  | 1084.9215 | 0.013452
|  | 1085.09 | 0.015927
|  | 1085.2584 | 0.013733
|  | 1085.4268 | 0.016173
|  | 1085.5952 | 0.014911
|  | 1085.7637 | 0.01554
|  | 1085.9321 | 0.014771
|  | 1086.1005 | 0.016155
|  | 1086.2689 | 0.014436
|  | 1086.4374 | 0.016384
|  | 1086.6058 | 0.013909
|  | 1086.7742 | 0.016225
|  | 1086.9426 | 0.014032
|  | 1087.111 | 0.016138
|  | 1087.2795 | 0.01456
|  | 1087.4479 | 0.016296
|  | 1087.6163 | 0.014419
|  | 1087.7847 | 0.016278
|  | 1087.9531 | 0.014296
|  | 1088.1215 | 0.016296
|  | 1088.2899 | 0.013346
|  | 1088.4583 | 0.01561
|  | 1088.6268 | 0.013979
|  | 1088.7952 | 0.015962
|  | 1088.9636 | 0.013364
|  | 1089.132 | 0.016085
|  | 1089.3004 | 0.014454
|  | 1089.4688 | 0.016348
|  | 1089.6372 | 0.013469
|  | 1089.8056 | 0.016032
|  | 1089.974 | 0.01419
|  | 1090.1424 | 0.016208
|  | 1090.3108 | 0.014278
|  | 1090.4792 | 0.016419
|  | 1090.6476 | 0.014542
|  | 1090.816 | 0.016173
|  | 1090.9844 | 0.014366
|  | 1091.1528 | 0.016261
|  | 1091.3212 | 0.01507
|  | 1091.4895 | 0.01619
|  | 1091.6579 | 0.014102
|  | 1091.8263 | 0.016401
|  | 1091.9947 | 0.014349
|  | 1092.1631 | 0.016331
|  | 1092.3315 | 0.013698
|  | 1092.4999 | 0.01605
|  | 1092.6683 | 0.014683
|  | 1092.8366 | 0.016173
|  | 1093.005 | 0.014806
|  | 1093.1734 | 0.016173
|  | 1093.3418 | 0.014841
|  | 1093.5102 | 0.016067
|  | 1093.6785 | 0.01419
|  | 1093.8469 | 0.016173
|  | 1094.0153 | 0.014032
|  | 1094.1837 | 0.016208
|  | 1094.352 | 0.013997
|  | 1094.5204 | 0.016366
|  | 1094.6888 | 0.014155
|  | 1094.8572 | 0.016243
|  | 1095.0255 | 0.013716
|  | 1095.1939 | 0.016243
|  | 1095.3623 | 0.013803
|  | 1095.5306 | 0.016454
|  | 1095.699 | 0.014454
|  | 1095.8674 | 0.016173
|  | 1096.0357 | 0.0097064
|  | 1096.2041 | 0.00045705
|  | 1096.3724 | 0
|  | 1096.5408 | 0
|  | 1096.7092 | 5.2751e-05
|  | 1096.8775 | 0
|  | 1097.0459 | 0.00068578