## M940L3 Spectrum
M940L3 Spectrum
|  | Wavelength (nm) | Normalized Intensity
|  | 498.5586 | 0.0039528
|  | 498.7121 | 0.0039745
|  | 498.8657 | 0.0037525
|  | 499.0192 | 0.0039556
Product Raw Data |  | 499.1728 | 0.0038054
IR (940 nm) Collimated High-Power LED, 1000 mA |  | 499.3263 | 0.0039568
|  | 499.4799 | 0.003742
Item # | M940L3-C1 M940L3-C2 M940L3-C3 M940L3-C4 | 499.6335 | 0.003915
|  | 499.787 | 0.0037436
|  | 499.9406 | 0.0039547
|  | 500.0943 | 0.0037919
DISCLAIMER: The data presented here are typical. Slight variations in performance data will occur from lot to lot. Please contact Technical Support with any questions regarding the use or reliability of this data. |  | 500.2479 | 0.0040506
|  | 500.4015 | 0.0038717
|  | 500.5551 | 0.0041033
|  | 500.7088 | 0.0038282
|  | 500.8624 | 0.0040489
|  | 501.0161 | 0.0038771
|  | 501.1698 | 0.0041513
Additional Information: |  | 501.3234 | 0.003992
The M940L3-C Collimated LEDs use an M940L3 Mounted High-Power LED attached to a microscope-port-compatible collimation package. The spectrum shown here is for the bare (uncollimated) LED. |  | 501.4771 | 0.0042318
|  | 501.6308 | 0.0040649
|  | 501.7845 | 0.004235
|  | 501.9383 | 0.0039383
|  | 502.092 | 0.0040467
|  | 502.2457 | 0.0038217
Due to variations in the manufacturing process and operating parameters such as temperature and current, the actual spectral output of any given LED will vary. Output plots are only intended to be used as a guideline. |  | 502.3995 | 0.0041203
|  | 502.5532 | 0.00388
|  | 502.707 | 0.0041041
|  | 502.8608 | 0.003834
|  | 503.0145 | 0.0041005
|  | 503.1683 | 0.0038771
|  | 503.3221 | 0.0040313
|  | 503.4759 | 0.0037941
|  | 503.6298 | 0.004061
|  | 503.7836 | 0.0039108
|  | 503.9374 | 0.004136
|  | 504.0913 | 0.0038506
|  | 504.2451 | 0.0040416
|  | 504.399 | 0.0039032
|  | 504.5529 | 0.0041567
|  | 504.7067 | 0.0039742
|  | 504.8606 | 0.0041493
|  | 505.0145 | 0.0039543
|  | 505.1684 | 0.0041598
|  | 505.3224 | 0.0039786
|  | 505.4763 | 0.0041258
|  | 505.6302 | 0.0039737
|  | 505.7842 | 0.0041755
|  | 505.9381 | 0.0040282
|  | 506.0921 | 0.0041612
|  | 506.2461 | 0.0039253
|  | 506.4001 | 0.0041561
|  | 506.554 | 0.0040152
|  | 506.708 | 0.0042313
|  | 506.8621 | 0.0039737
|  | 507.0161 | 0.00422
|  | 507.1701 | 0.0040984
|  | 507.3241 | 0.0043138
|  | 507.4782 | 0.0040518
|  | 507.6323 | 0.0042317
|  | 507.7863 | 0.0041404
|  | 507.9404 | 0.0042941
|  | 508.0945 | 0.0040496
|  | 508.2486 | 0.0042017
|  | 508.4027 | 0.0040911
|  | 508.5568 | 0.0041989
|  | 508.7109 | 0.0039221
|  | 508.865 | 0.0040969
|  | 509.0192 | 0.0039761
|  | 509.1733 | 0.0042104
|  | 509.3275 | 0.0039476
|  | 509.4816 | 0.0040909
|  | 509.6358 | 0.0038184
|  | 509.79 | 0.0040444
|  | 509.9442 | 0.0039166
|  | 510.0984 | 0.0042509
|  | 510.2526 | 0.004087
|  | 510.4068 | 0.0043317
|  | 510.5611 | 0.0040984
|  | 510.7153 | 0.0043709
|  | 510.8695 | 0.0041464
|  | 511.0238 | 0.0044664
|  | 511.1781 | 0.0041992
|  | 511.3323 | 0.0043811
|  | 511.4866 | 0.0040289
|  | 511.6409 | 0.004233
|  | 511.7952 | 0.004059
|  | 511.9495 | 0.004226
|  | 512.1038 | 0.0039933
|  | 512.2582 | 0.0041668
|  | 512.4125 | 0.004022
|  | 512.5669 | 0.0042516
|  | 512.7212 | 0.0040907
|  | 512.8756 | 0.0042704
|  | 513.0299 | 0.0039961
|  | 513.1843 | 0.0042402
|  | 513.3387 | 0.0039889
|  | 513.4931 | 0.0042788
|  | 513.6475 | 0.0039613
|  | 513.8019 | 0.0041884
|  | 513.9564 | 0.0039702
|  | 514.1108 | 0.0042081
|  | 514.2653 | 0.0040329
|  | 514.4197 | 0.0041972
|  | 514.5742 | 0.0040277
|  | 514.7287 | 0.0042131
|  | 514.8831 | 0.0039896
|  | 515.0376 | 0.0042431
|  | 515.1921 | 0.0040287
|  | 515.3466 | 0.0042003
|  | 515.5011 | 0.0038567
|  | 515.6557 | 0.0040687
|  | 515.8102 | 0.0039065
|  | 515.9648 | 0.0041739
|  | 516.1193 | 0.0039351
|  | 516.2739 | 0.0042171
|  | 516.4284 | 0.004004
|  | 516.583 | 0.0043488
|  | 516.7376 | 0.0040706
|  | 516.8922 | 0.0043921
|  | 517.0468 | 0.0040347
|  | 517.2014 | 0.0042879
|  | 517.3561 | 0.004029
|  | 517.5107 | 0.0043454
|  | 517.6653 | 0.0041679
|  | 517.82 | 0.0043305
|  | 517.9746 | 0.0040772
|  | 518.1293 | 0.004231
|  | 518.284 | 0.0039459
|  | 518.4387 | 0.0041365
|  | 518.5934 | 0.0039238
|  | 518.7481 | 0.0042036
|  | 518.9028 | 0.0040303
|  | 519.0575 | 0.0042417
|  | 519.2122 | 0.0040062
|  | 519.367 | 0.0041273
|  | 519.5217 | 0.0038875
|  | 519.6765 | 0.00419
|  | 519.8313 | 0.0040453
|  | 519.986 | 0.0043182
|  | 520.1408 | 0.0039887
|  | 520.2956 | 0.0042663
|  | 520.4504 | 0.0040916
|  | 520.6052 | 0.0043264
|  | 520.7601 | 0.0040295
|  | 520.9149 | 0.0041839
|  | 521.0697 | 0.0039546
|  | 521.2246 | 0.0042077
|  | 521.3794 | 0.0040313
|  | 521.5343 | 0.0042761
|  | 521.6892 | 0.0040393
|  | 521.844 | 0.0042035
|  | 521.9989 | 0.0040043
|  | 522.1538 | 0.004153
|  | 522.3087 | 0.0039714
|  | 522.4637 | 0.0041644
|  | 522.6186 | 0.0039975
|  | 522.7735 | 0.0041861
|  | 522.9285 | 0.0039612
|  | 523.0834 | 0.0041793
|  | 523.2384 | 0.0039457
|  | 523.3934 | 0.0042038
|  | 523.5483 | 0.0039964
|  | 523.7033 | 0.0042311
|  | 523.8583 | 0.0039069
|  | 524.0133 | 0.0041831
|  | 524.1683 | 0.0039243
|  | 524.3234 | 0.0042171
|  | 524.4784 | 0.0038823
|  | 524.6334 | 0.0041418
|  | 524.7885 | 0.0039067
|  | 524.9436 | 0.0041364
|  | 525.0986 | 0.0038589
|  | 525.2537 | 0.0040476
|  | 525.4088 | 0.0038445
|  | 525.5639 | 0.0040314
|  | 525.719 | 0.0038137
|  | 525.8741 | 0.0040602
|  | 526.0292 | 0.0039361
|  | 526.1843 | 0.0042161
|  | 526.3395 | 0.0039872
|  | 526.4946 | 0.0041494
|  | 526.6498 | 0.0039186
|  | 526.8049 | 0.0040765
|  | 526.9601 | 0.0038995
|  | 527.1153 | 0.0040786
|  | 527.2705 | 0.0039308
|  | 527.4257 | 0.0040103
|  | 527.5809 | 0.0037873
|  | 527.7361 | 0.0039341
|  | 527.8913 | 0.0037935
|  | 528.0466 | 0.0040406
|  | 528.2018 | 0.0038498
|  | 528.3571 | 0.0040281
|  | 528.5123 | 0.003766
|  | 528.6676 | 0.0039459
|  | 528.8229 | 0.003777
|  | 528.9782 | 0.0039507
|  | 529.1335 | 0.0037454
|  | 529.2888 | 0.0039134
|  | 529.4441 | 0.0037508
|  | 529.5994 | 0.0039602
|  | 529.7547 | 0.0038316
|  | 529.9101 | 0.0040323
|  | 530.0654 | 0.0038527
|  | 530.2208 | 0.0040068
|  | 530.3761 | 0.0038231
|  | 530.5315 | 0.0040153
|  | 530.6869 | 0.0037854
|  | 530.8423 | 0.0039076
|  | 530.9977 | 0.0037291
|  | 531.1531 | 0.0039531
|  | 531.3085 | 0.0037959
|  | 531.4639 | 0.0040117
|  | 531.6194 | 0.0038083
|  | 531.7748 | 0.0039796
|  | 531.9303 | 0.0037672
|  | 532.0857 | 0.0039624
|  | 532.2412 | 0.0037771
|  | 532.3967 | 0.0039154
|  | 532.5522 | 0.0036846
|  | 532.7077 | 0.0039248
|  | 532.8632 | 0.0037325
|  | 533.0187 | 0.0039793
|  | 533.1742 | 0.0037456
|  | 533.3297 | 0.0039722
|  | 533.4853 | 0.0037587
|  | 533.6408 | 0.0039838
|  | 533.7964 | 0.0037748
|  | 533.9519 | 0.0038884
|  | 534.1075 | 0.0036917
|  | 534.2631 | 0.0038727
|  | 534.4187 | 0.0037394
|  | 534.5743 | 0.0038945
|  | 534.7299 | 0.0037171
|  | 534.8855 | 0.003976
|  | 535.0411 | 0.0037912
|  | 535.1968 | 0.0039809
|  | 535.3524 | 0.0037384
|  | 535.508 | 0.0039486
|  | 535.6637 | 0.0037599
|  | 535.8194 | 0.0039671
|  | 535.975 | 0.0037924
|  | 536.1307 | 0.0039528
|  | 536.2864 | 0.0037037
|  | 536.4421 | 0.0038489
|  | 536.5978 | 0.0036018
|  | 536.7536 | 0.0038307
|  | 536.9093 | 0.0036672
|  | 537.065 | 0.0039201
|  | 537.2208 | 0.0037039
|  | 537.3765 | 0.0038159
|  | 537.5323 | 0.0035889
|  | 537.688 | 0.0037429
|  | 537.8438 | 0.0035829
|  | 537.9996 | 0.0037287
|  | 538.1554 | 0.0035597
|  | 538.3112 | 0.003799
|  | 538.467 | 0.0036221
|  | 538.6229 | 0.0037457
|  | 538.7787 | 0.0035136
|  | 538.9345 | 0.0037115
|  | 539.0904 | 0.0036178
|  | 539.2462 | 0.0037445
|  | 539.4021 | 0.0035944
|  | 539.558 | 0.0037626
|  | 539.7138 | 0.0036218
|  | 539.8697 | 0.0038005
|  | 540.0256 | 0.0035865
|  | 540.1815 | 0.00379
|  | 540.3375 | 0.0035626
|  | 540.4934 | 0.0037296
|  | 540.6493 | 0.0035005
|  | 540.8052 | 0.0037347
|  | 540.9612 | 0.003595
|  | 541.1172 | 0.0037922
|  | 541.2731 | 0.0035696
|  | 541.4291 | 0.003745
|  | 541.5851 | 0.0035561
|  | 541.7411 | 0.0037625
|  | 541.8971 | 0.0035585
|  | 542.0531 | 0.0038075
|  | 542.2091 | 0.003604
|  | 542.3651 | 0.0037208
|  | 542.5212 | 0.0034355
|  | 542.6772 | 0.0035521
|  | 542.8333 | 0.0034113
|  | 542.9893 | 0.0036513
|  | 543.1454 | 0.0035624
|  | 543.3015 | 0.0037803
|  | 543.4575 | 0.0035585
|  | 543.6136 | 0.0036836
|  | 543.7697 | 0.0034761
|  | 543.9258 | 0.0036657
|  | 544.082 | 0.0035296
|  | 544.2381 | 0.0036511
|  | 544.3942 | 0.0034673
|  | 544.5504 | 0.0036248
|  | 544.7065 | 0.0034937
|  | 544.8627 | 0.0036607
|  | 545.0189 | 0.0034216
|  | 545.175 | 0.0036152
|  | 545.3312 | 0.0033652
|  | 545.4874 | 0.0036278
|  | 545.6436 | 0.0034128
|  | 545.7998 | 0.0036492
|  | 545.9561 | 0.0033821
|  | 546.1123 | 0.003509
|  | 546.2685 | 0.0033061
|  | 546.4248 | 0.0035087
|  | 546.581 | 0.0034326
|  | 546.7373 | 0.0036686
|  | 546.8935 | 0.0035073
|  | 547.0498 | 0.0036156
|  | 547.2061 | 0.0033752
|  | 547.3624 | 0.0035397
|  | 547.5187 | 0.0033549
|  | 547.675 | 0.003566
|  | 547.8313 | 0.0033417
|  | 547.9877 | 0.0034775
|  | 548.144 | 0.003251
|  | 548.3004 | 0.003515
|  | 548.4567 | 0.0033984
|  | 548.6131 | 0.0036037
|  | 548.7694 | 0.0034157
|  | 548.9258 | 0.003565
|  | 549.0822 | 0.0033378
|  | 549.2386 | 0.0034817
|  | 549.395 | 0.0033
|  | 549.5514 | 0.0035089
|  | 549.7078 | 0.0033283
|  | 549.8643 | 0.0035356
|  | 550.0207 | 0.0033585
|  | 550.1772 | 0.0035712
|  | 550.3336 | 0.0033416
|  | 550.4901 | 0.0034909
|  | 550.6465 | 0.0032683
|  | 550.803 | 0.0034557
|  | 550.9595 | 0.0033026
|  | 551.116 | 0.0035274
|  | 551.2725 | 0.0033693
|  | 551.429 | 0.0035849
|  | 551.5855 | 0.0033617
|  | 551.7421 | 0.003508
|  | 551.8986 | 0.0033398
|  | 552.0552 | 0.0035023
|  | 552.2117 | 0.0032933
|  | 552.3683 | 0.0033618
|  | 552.5248 | 0.003147
|  | 552.6814 | 0.0033793
|  | 552.838 | 0.0032316
|  | 552.9946 | 0.003456
|  | 553.1512 | 0.0032358
|  | 553.3078 | 0.0033888
|  | 553.4644 | 0.0031372
|  | 553.6211 | 0.003383
|  | 553.7777 | 0.0032346
|  | 553.9343 | 0.0034373
|  | 554.091 | 0.0031979
|  | 554.2477 | 0.0033625
|  | 554.4043 | 0.0032065
|  | 554.561 | 0.0034368
|  | 554.7177 | 0.0032517
|  | 554.8744 | 0.0033625
|  | 555.0311 | 0.0031123
|  | 555.1878 | 0.0033049
|  | 555.3445 | 0.0031615
|  | 555.5013 | 0.0033841
|  | 555.658 | 0.0031532
|  | 555.8147 | 0.0033034
|  | 555.9715 | 0.0030633
|  | 556.1282 | 0.0032646
|  | 556.285 | 0.0031394
|  | 556.4418 | 0.0033558
|  | 556.5986 | 0.0031782
|  | 556.7554 | 0.0033708
|  | 556.9122 | 0.0031816
|  | 557.069 | 0.0034311
|  | 557.2258 | 0.0031953
|  | 557.3826 | 0.0033575
|  | 557.5395 | 0.0031051
|  | 557.6963 | 0.0032607
|  | 557.8531 | 0.003088
|  | 558.01 | 0.0032038
|  | 558.1669 | 0.0031004
|  | 558.3237 | 0.0032575
|  | 558.4806 | 0.0031562
|  | 558.6375 | 0.0032375
|  | 558.7944 | 0.0030913
|  | 558.9513 | 0.0032835
|  | 559.1082 | 0.00321
|  | 559.2652 | 0.0033835
|  | 559.4221 | 0.0031634
|  | 559.579 | 0.0033076
|  | 559.736 | 0.0030619
|  | 559.8929 | 0.0032292
|  | 560.0499 | 0.0030114
|  | 560.2069 | 0.0032943
|  | 560.3639 | 0.0031057
|  | 560.5209 | 0.0033386
|  | 560.6779 | 0.0030805
|  | 560.8349 | 0.0032668
|  | 560.9919 | 0.0030476
|  | 561.1489 | 0.0032175
|  | 561.3059 | 0.0030361
|  | 561.463 | 0.0032238
|  | 561.62 | 0.0030949
|  | 561.7771 | 0.0032441
|  | 561.9341 | 0.0030271
|  | 562.0912 | 0.003121
|  | 562.2483 | 0.0029841
|  | 562.4054 | 0.003131
|  | 562.5625 | 0.0029698
|  | 562.7196 | 0.0031405
|  | 562.8767 | 0.0029707
|  | 563.0338 | 0.0031651
|  | 563.1909 | 0.002999
|  | 563.3481 | 0.0031417
|  | 563.5052 | 0.0029632
|  | 563.6623 | 0.0030228
|  | 563.8195 | 0.0029032
|  | 563.9767 | 0.0030837
|  | 564.1338 | 0.0030038
|  | 564.291 | 0.0031231
|  | 564.4482 | 0.0029355
|  | 564.6054 | 0.0031312
|  | 564.7626 | 0.0030079
|  | 564.9198 | 0.0031537
|  | 565.0771 | 0.0029694
|  | 565.2343 | 0.0030675
|  | 565.3915 | 0.0028826
|  | 565.5488 | 0.0030582
|  | 565.7061 | 0.0029521
|  | 565.8633 | 0.0031438
|  | 566.0206 | 0.0029485
|  | 566.1779 | 0.0030724
|  | 566.3352 | 0.0028835
|  | 566.4925 | 0.003044
|  | 566.6498 | 0.0029013
|  | 566.8071 | 0.0031591
|  | 566.9644 | 0.0029659
|  | 567.1217 | 0.0031675
|  | 567.2791 | 0.0028456
|  | 567.4364 | 0.003016
|  | 567.5938 | 0.0028274
|  | 567.7511 | 0.0030943
|  | 567.9085 | 0.002884
|  | 568.0659 | 0.0030823
|  | 568.2232 | 0.0028386
|  | 568.3806 | 0.0030272
|  | 568.538 | 0.0028388
|  | 568.6954 | 0.003036
|  | 568.8529 | 0.002886
|  | 569.0103 | 0.0029732
|  | 569.1677 | 0.0028469
|  | 569.3252 | 0.0030205
|  | 569.4826 | 0.0029092
|  | 569.6401 | 0.0030992
|  | 569.7975 | 0.0029606
|  | 569.955 | 0.0031496
|  | 570.1125 | 0.0028958
|  | 570.27 | 0.0030096
|  | 570.4275 | 0.0027648
|  | 570.585 | 0.0030002
|  | 570.7425 | 0.0028056
|  | 570.9 | 0.0029706
|  | 571.0575 | 0.0028156
|  | 571.2151 | 0.0030093
|  | 571.3726 | 0.0028388
|  | 571.5302 | 0.0028834
|  | 571.6877 | 0.002732
|  | 571.8453 | 0.0029657
|  | 572.0029 | 0.0028387
|  | 572.1605 | 0.002951
|  | 572.318 | 0.0027219
|  | 572.4756 | 0.0029637
|  | 572.6333 | 0.0028472
|  | 572.7909 | 0.0030495
|  | 572.9485 | 0.0027949
|  | 573.1061 | 0.0029785
|  | 573.2638 | 0.0027955
|  | 573.4214 | 0.0029627
|  | 573.5791 | 0.0027483
|  | 573.7367 | 0.0028546
|  | 573.8944 | 0.0026928
|  | 574.0521 | 0.0029283
|  | 574.2098 | 0.0028223
|  | 574.3675 | 0.0029893
|  | 574.5252 | 0.0027121
|  | 574.6829 | 0.0028004
|  | 574.8406 | 0.0025811
|  | 574.9983 | 0.0027921
|  | 575.1561 | 0.0026897
|  | 575.3138 | 0.0028937
|  | 575.4715 | 0.0027086
|  | 575.6293 | 0.002945
|  | 575.7871 | 0.0027691
|  | 575.9448 | 0.0028992
|  | 576.1026 | 0.0027032
|  | 576.2604 | 0.0029217
|  | 576.4182 | 0.0027898
|  | 576.576 | 0.0028252
|  | 576.7338 | 0.0025524
|  | 576.8916 | 0.0026987
|  | 577.0495 | 0.0026149
|  | 577.2073 | 0.0027961
|  | 577.3652 | 0.0026027
|  | 577.523 | 0.0027256
|  | 577.6809 | 0.0026039
|  | 577.8387 | 0.0027648
|  | 577.9966 | 0.0026275
|  | 578.1545 | 0.0027426
|  | 578.3124 | 0.0026268
|  | 578.4703 | 0.002828
|  | 578.6282 | 0.0027242
|  | 578.7861 | 0.0029273
|  | 578.944 | 0.0027232
|  | 579.102 | 0.0028286
|  | 579.2599 | 0.0026158
|  | 579.4178 | 0.0027021
|  | 579.5758 | 0.0025774
|  | 579.7337 | 0.0026812
|  | 579.8917 | 0.0026238
|  | 580.0497 | 0.0028046
|  | 580.2077 | 0.0026715
|  | 580.3657 | 0.0027832
|  | 580.5237 | 0.0025887
|  | 580.6817 | 0.002772
|  | 580.8397 | 0.0026129
|  | 580.9977 | 0.0027157
|  | 581.1557 | 0.0024945
|  | 581.3138 | 0.0026488
|  | 581.4718 | 0.0025267
|  | 581.6299 | 0.0026832
|  | 581.788 | 0.0025358
|  | 581.946 | 0.0027179
|  | 582.1041 | 0.0026038
|  | 582.2622 | 0.0027393
|  | 582.4203 | 0.0025646
|  | 582.5784 | 0.0026985
|  | 582.7365 | 0.0025417
|  | 582.8946 | 0.0026968
|  | 583.0527 | 0.0025437
|  | 583.2109 | 0.0026786
|  | 583.369 | 0.0024668
|  | 583.5271 | 0.0025763
|  | 583.6853 | 0.0024638
|  | 583.8435 | 0.0026643
|  | 584.0016 | 0.0025244
|  | 584.1598 | 0.002625
|  | 584.318 | 0.0024613
|  | 584.4762 | 0.0026342
|  | 584.6344 | 0.0025302
|  | 584.7926 | 0.0027461
|  | 584.9508 | 0.0025665
|  | 585.109 | 0.0026863
|  | 585.2673 | 0.0024083
|  | 585.4255 | 0.0025378
|  | 585.5838 | 0.002383
|  | 585.742 | 0.0025809
|  | 585.9003 | 0.0025258
|  | 586.0586 | 0.0026568
|  | 586.2168 | 0.002528
|  | 586.3751 | 0.0025332
|  | 586.5334 | 0.0023958
|  | 586.6917 | 0.0025686
|  | 586.85 | 0.0024651
|  | 587.0083 | 0.0025836
|  | 587.1667 | 0.0023889
|  | 587.325 | 0.0025564
|  | 587.4833 | 0.0024568
|  | 587.6417 | 0.0026063
|  | 587.8 | 0.0024758
|  | 587.9584 | 0.002543
|  | 588.1168 | 0.002401
|  | 588.2751 | 0.0024875
|  | 588.4335 | 0.0024021
|  | 588.5919 | 0.0025649
|  | 588.7503 | 0.002482
|  | 588.9087 | 0.0025555
|  | 589.0671 | 0.0024279
|  | 589.2256 | 0.0025524
|  | 589.384 | 0.0025181
|  | 589.5424 | 0.0025853
|  | 589.7009 | 0.002478
|  | 589.8593 | 0.0025449
|  | 590.0178 | 0.0023897
|  | 590.1763 | 0.0024801
|  | 590.3347 | 0.002345
|  | 590.4932 | 0.0025046
|  | 590.6517 | 0.0023556
|  | 590.8102 | 0.0024603
|  | 590.9687 | 0.0023436
|  | 591.1272 | 0.002438
|  | 591.2858 | 0.0023902
|  | 591.4443 | 0.0024872
|  | 591.6028 | 0.0023715
|  | 591.7614 | 0.0023752
|  | 591.9199 | 0.0022037
|  | 592.0785 | 0.0023306
|  | 592.2371 | 0.0022361
|  | 592.3956 | 0.0023327
|  | 592.5542 | 0.0021792
|  | 592.7128 | 0.0022812
|  | 592.8714 | 0.0022178
|  | 593.03 | 0.0023429
|  | 593.1886 | 0.0022408
|  | 593.3472 | 0.0023552
|  | 593.5059 | 0.00229
|  | 593.6645 | 0.0023908
|  | 593.8232 | 0.0022507
|  | 593.9818 | 0.0023144
|  | 594.1405 | 0.0022306
|  | 594.2991 | 0.0023347
|  | 594.4578 | 0.0022395
|  | 594.6165 | 0.0023314
|  | 594.7752 | 0.0021835
|  | 594.9339 | 0.0023446
|  | 595.0926 | 0.0022271
|  | 595.2513 | 0.0024193
|  | 595.41 | 0.0021988
|  | 595.5687 | 0.0022894
|  | 595.7275 | 0.0021407
|  | 595.8862 | 0.002282
|  | 596.0449 | 0.002223
|  | 596.2037 | 0.0023243
|  | 596.3625 | 0.0022287
|  | 596.5212 | 0.0022963
|  | 596.68 | 0.0022245
|  | 596.8388 | 0.0022457
|  | 596.9976 | 0.0021638
|  | 597.1564 | 0.0022703
|  | 597.3152 | 0.0022209
|  | 597.474 | 0.0022988
|  | 597.6328 | 0.0021458
|  | 597.7917 | 0.0022892
|  | 597.9505 | 0.0021832
|  | 598.1094 | 0.0023205
|  | 598.2682 | 0.0021913
|  | 598.4271 | 0.0022439
|  | 598.5859 | 0.002125
|  | 598.7448 | 0.0021612
|  | 598.9037 | 0.0020956
|  | 599.0626 | 0.0022103
|  | 599.2215 | 0.0021859
|  | 599.3804 | 0.0022298
|  | 599.5393 | 0.0020783
|  | 599.6982 | 0.0021432
|  | 599.8572 | 0.0021321
|  | 600.0161 | 0.0022872
|  | 600.175 | 0.0022245
|  | 600.334 | 0.0023391
|  | 600.4929 | 0.0022424
|  | 600.6519 | 0.0023392
|  | 600.8109 | 0.0021678
|  | 600.9699 | 0.0022549
|  | 601.1288 | 0.0021337
|  | 601.2878 | 0.0021971
|  | 601.4468 | 0.0020698
|  | 601.6058 | 0.0021593
|  | 601.7649 | 0.0020901
|  | 601.9239 | 0.0021924
|  | 602.0829 | 0.0020887
|  | 602.242 | 0.0021518
|  | 602.401 | 0.0020425
|  | 602.5601 | 0.002197
|  | 602.7191 | 0.0021341
|  | 602.8782 | 0.0022449
|  | 603.0373 | 0.002053
|  | 603.1963 | 0.002169
|  | 603.3554 | 0.0020907
|  | 603.5145 | 0.0022603
|  | 603.6736 | 0.0021596
|  | 603.8327 | 0.0022561
|  | 603.9919 | 0.0021055
|  | 604.151 | 0.0022371
|  | 604.3101 | 0.002114
|  | 604.4693 | 0.0022558
|  | 604.6284 | 0.0020932
|  | 604.7876 | 0.0021198
|  | 604.9467 | 0.0019956
|  | 605.1059 | 0.0021118
|  | 605.2651 | 0.0021314
|  | 605.4243 | 0.0022242
|  | 605.5835 | 0.002143
|  | 605.7427 | 0.002165
|  | 605.9019 | 0.0020336
|  | 606.0611 | 0.0021358
|  | 606.2203 | 0.0020347
|  | 606.3795 | 0.0021847
|  | 606.5388 | 0.0020319
|  | 606.698 | 0.0022349
|  | 606.8573 | 0.0020515
|  | 607.0165 | 0.0022354
|  | 607.1758 | 0.0020026
|  | 607.3351 | 0.0021035
|  | 607.4944 | 0.001943
|  | 607.6536 | 0.002067
|  | 607.8129 | 0.0019715
|  | 607.9722 | 0.0020834
|  | 608.1316 | 0.0018947
|  | 608.2909 | 0.0019868
|  | 608.4502 | 0.0018068
|  | 608.6095 | 0.0019953
|  | 608.7689 | 0.0019986
|  | 608.9282 | 0.0021476
|  | 609.0876 | 0.002048
|  | 609.2469 | 0.0021187
|  | 609.4063 | 0.0020069
|  | 609.5657 | 0.0021063
|  | 609.7251 | 0.0019359
|  | 609.8844 | 0.0020056
|  | 610.0438 | 0.0018249
|  | 610.2032 | 0.001897
|  | 610.3627 | 0.0017731
|  | 610.5221 | 0.0019192
|  | 610.6815 | 0.0018061
|  | 610.8409 | 0.0018788
|  | 611.0004 | 0.0017375
|  | 611.1598 | 0.0018833
|  | 611.3193 | 0.0019011
|  | 611.4787 | 0.0020109
|  | 611.6382 | 0.0019437
|  | 611.7977 | 0.0020092
|  | 611.9572 | 0.001915
|  | 612.1167 | 0.0020246
|  | 612.2762 | 0.0018817
|  | 612.4357 | 0.0020227
|  | 612.5952 | 0.0018467
|  | 612.7547 | 0.0019674
|  | 612.9142 | 0.0018142
|  | 613.0738 | 0.0019518
|  | 613.2333 | 0.0018679
|  | 613.3929 | 0.0020648
|  | 613.5524 | 0.0019595
|  | 613.712 | 0.0020701
|  | 613.8715 | 0.0018492
|  | 614.0311 | 0.0020284
|  | 614.1907 | 0.0019119
|  | 614.3503 | 0.0019312
|  | 614.5099 | 0.0017244
|  | 614.6695 | 0.0018661
|  | 614.8291 | 0.0018389
|  | 614.9887 | 0.0019517
|  | 615.1484 | 0.001749
|  | 615.308 | 0.0019035
|  | 615.4676 | 0.0017973
|  | 615.6273 | 0.001883
|  | 615.7869 | 0.0017737
|  | 615.9466 | 0.0019417
|  | 616.1063 | 0.0018934
|  | 616.266 | 0.0021141
|  | 616.4256 | 0.0019825
|  | 616.5853 | 0.0020961
|  | 616.745 | 0.0018152
|  | 616.9047 | 0.0018836
|  | 617.0644 | 0.0017923
|  | 617.2242 | 0.0019372
|  | 617.3839 | 0.0018211
|  | 617.5436 | 0.0018845
|  | 617.7034 | 0.0017884
|  | 617.8631 | 0.0019008
|  | 618.0229 | 0.0018346
|  | 618.1826 | 0.0019298
|  | 618.3424 | 0.0018583
|  | 618.5022 | 0.00196
|  | 618.662 | 0.0018617
|  | 618.8218 | 0.0019797
|  | 618.9816 | 0.001836
|  | 619.1414 | 0.0018802
|  | 619.3012 | 0.0017061
|  | 619.461 | 0.0018334
|  | 619.6208 | 0.0018758
|  | 619.7807 | 0.002003
|  | 619.9405 | 0.0019198
|  | 620.1004 | 0.0019406
|  | 620.2602 | 0.0017955
|  | 620.4201 | 0.0018031
|  | 620.5799 | 0.0016837
|  | 620.7398 | 0.0017576
|  | 620.8997 | 0.0016915
|  | 621.0596 | 0.0017752
|  | 621.2195 | 0.001719
|  | 621.3794 | 0.0018626
|  | 621.5393 | 0.0017771
|  | 621.6992 | 0.0018896
|  | 621.8591 | 0.0017259
|  | 622.0191 | 0.0018324
|  | 622.179 | 0.001777
|  | 622.339 | 0.0019553
|  | 622.4989 | 0.0018609
|  | 622.6589 | 0.0019388
|  | 622.8188 | 0.0017694
|  | 622.9788 | 0.0018295
|  | 623.1388 | 0.0017252
|  | 623.2988 | 0.0017724
|  | 623.4588 | 0.0017188
|  | 623.6188 | 0.0018259
|  | 623.7788 | 0.0018227
|  | 623.9388 | 0.0018822
|  | 624.0988 | 0.0017376
|  | 624.2589 | 0.0018596
|  | 624.4189 | 0.0018288
|  | 624.579 | 0.0019409
|  | 624.739 | 0.0017394
|  | 624.8991 | 0.0017997
|  | 625.0591 | 0.0017148
|  | 625.2192 | 0.0019237
|  | 625.3793 | 0.0018303
|  | 625.5394 | 0.001871
|  | 625.6995 | 0.001719
|  | 625.8596 | 0.0017913
|  | 626.0197 | 0.0017272
|  | 626.1798 | 0.0017857
|  | 626.3399 | 0.0017102
|  | 626.5 | 0.0018757
|  | 626.6602 | 0.0018072
|  | 626.8203 | 0.0018839
|  | 626.9805 | 0.0017449
|  | 627.1406 | 0.0018521
|  | 627.3008 | 0.0017286
|  | 627.4609 | 0.0018061
|  | 627.6211 | 0.001701
|  | 627.7813 | 0.0018193
|  | 627.9415 | 0.0016997
|  | 628.1017 | 0.0018523
|  | 628.2619 | 0.0018259
|  | 628.4221 | 0.0018864
|  | 628.5823 | 0.001748
|  | 628.7426 | 0.001751
|  | 628.9028 | 0.0016805
|  | 629.063 | 0.0017091
|  | 629.2233 | 0.0016128
|  | 629.3835 | 0.0017848
|  | 629.5438 | 0.0017663
|  | 629.7041 | 0.00186
|  | 629.8643 | 0.0017697
|  | 630.0246 | 0.0018129
|  | 630.1849 | 0.0017935
|  | 630.3452 | 0.0018263
|  | 630.5055 | 0.0017947
|  | 630.6658 | 0.0018313
|  | 630.8261 | 0.0017306
|  | 630.9864 | 0.001786
|  | 631.1468 | 0.0017227
|  | 631.3071 | 0.0018573
|  | 631.4674 | 0.0017249
|  | 631.6278 | 0.0018278
|  | 631.7881 | 0.0016708
|  | 631.9485 | 0.0018555
|  | 632.1089 | 0.0016456
|  | 632.2693 | 0.0018097
|  | 632.4296 | 0.0016134
|  | 632.59 | 0.0018051
|  | 632.7504 | 0.0016289
|  | 632.9108 | 0.0017102
|  | 633.0712 | 0.0016414
|  | 633.2317 | 0.0017585
|  | 633.3921 | 0.0017194
|  | 633.5525 | 0.0017687
|  | 633.713 | 0.0016997
|  | 633.8734 | 0.0017446
|  | 634.0339 | 0.0016754
|  | 634.1943 | 0.001755
|  | 634.3548 | 0.001717
|  | 634.5153 | 0.0017457
|  | 634.6757 | 0.0016817
|  | 634.8362 | 0.0017236
|  | 634.9967 | 0.0017342
|  | 635.1572 | 0.0017879
|  | 635.3177 | 0.0017552
|  | 635.4782 | 0.001789
|  | 635.6387 | 0.0016853
|  | 635.7993 | 0.0017248
|  | 635.9598 | 0.001631
|  | 636.1203 | 0.0017094
|  | 636.2809 | 0.0016912
|  | 636.4414 | 0.0018138
|  | 636.602 | 0.0017887
|  | 636.7626 | 0.0018248
|  | 636.9232 | 0.0017109
|  | 637.0837 | 0.0016856
|  | 637.2443 | 0.0015507
|  | 637.4049 | 0.0016737
|  | 637.5655 | 0.0016347
|  | 637.7261 | 0.0017351
|  | 637.8867 | 0.0015839
|  | 638.0474 | 0.0017323
|  | 638.208 | 0.0017156
|  | 638.3686 | 0.0017668
|  | 638.5293 | 0.0016699
|  | 638.6899 | 0.0017061
|  | 638.8506 | 0.0016691
|  | 639.0112 | 0.0016799
|  | 639.1719 | 0.0016022
|  | 639.3326 | 0.0016972
|  | 639.4933 | 0.0016566
|  | 639.6539 | 0.0017994
|  | 639.8146 | 0.0016335
|  | 639.9753 | 0.0017801
|  | 640.136 | 0.0016558
|  | 640.2968 | 0.0017928
|  | 640.4575 | 0.0016716
|  | 640.6182 | 0.0017877
|  | 640.779 | 0.0017347
|  | 640.9397 | 0.0017945
|  | 641.1004 | 0.0015994
|  | 641.2612 | 0.001703
|  | 641.422 | 0.0016073
|  | 641.5827 | 0.0017521
|  | 641.7435 | 0.0015858
|  | 641.9043 | 0.0017327
|  | 642.0651 | 0.0016253
|  | 642.2259 | 0.0017557
|  | 642.3867 | 0.0016228
|  | 642.5475 | 0.0016975
|  | 642.7083 | 0.0015955
|  | 642.8691 | 0.0017156
|  | 643.03 | 0.0016537
|  | 643.1908 | 0.0017899
|  | 643.3516 | 0.0016817
|  | 643.5125 | 0.0018557
|  | 643.6733 | 0.0017325
|  | 643.8342 | 0.0018151
|  | 643.9951 | 0.0016324
|  | 644.1559 | 0.0017443
|  | 644.3168 | 0.0016182
|  | 644.4777 | 0.0017364
|  | 644.6386 | 0.0016368
|  | 644.7995 | 0.0017312
|  | 644.9604 | 0.0015924
|  | 645.1213 | 0.0016552
|  | 645.2823 | 0.0016265
|  | 645.4432 | 0.0017504
|  | 645.6041 | 0.0016608
|  | 645.7651 | 0.0017268
|  | 645.926 | 0.0016676
|  | 646.087 | 0.0017494
|  | 646.2479 | 0.0016114
|  | 646.4089 | 0.001788
|  | 646.5699 | 0.0016772
|  | 646.7309 | 0.0018435
|  | 646.8918 | 0.0016246
|  | 647.0528 | 0.001782
|  | 647.2138 | 0.0016139
|  | 647.3748 | 0.0017079
|  | 647.5359 | 0.0015793
|  | 647.6969 | 0.0017036
|  | 647.8579 | 0.0016194
|  | 648.0189 | 0.0017487
|  | 648.18 | 0.0016358
|  | 648.341 | 0.0016933
|  | 648.5021 | 0.0015744
|  | 648.6631 | 0.0016824
|  | 648.8242 | 0.0016972
|  | 648.9853 | 0.0017922
|  | 649.1464 | 0.0016907
|  | 649.3075 | 0.0017437
|  | 649.4685 | 0.0016317
|  | 649.6296 | 0.0017518
|  | 649.7908 | 0.001624
|  | 649.9519 | 0.0017512
|  | 650.113 | 0.0016956
|  | 650.2741 | 0.001789
|  | 650.4352 | 0.0017689
|  | 650.5964 | 0.0018594
|  | 650.7575 | 0.0018251
|  | 650.9187 | 0.0017596
|  | 651.0798 | 0.0016331
|  | 651.241 | 0.0017228
|  | 651.4022 | 0.0017285
|  | 651.5634 | 0.001788
|  | 651.7245 | 0.0016578
|  | 651.8857 | 0.0017193
|  | 652.0469 | 0.0016981
|  | 652.2081 | 0.0017741
|  | 652.3693 | 0.001719
|  | 652.5306 | 0.0017526
|  | 652.6918 | 0.0016041
|  | 652.853 | 0.0016176
|  | 653.0142 | 0.0015328
|  | 653.1755 | 0.0016754
|  | 653.3367 | 0.0016649
|  | 653.498 | 0.0018182
|  | 653.6593 | 0.0017835
|  | 653.8205 | 0.0018424
|  | 653.9818 | 0.0017079
|  | 654.1431 | 0.0018134
|  | 654.3044 | 0.0016451
|  | 654.4657 | 0.0017119
|  | 654.627 | 0.0015698
|  | 654.7883 | 0.0016453
|  | 654.9496 | 0.0016858
|  | 655.1109 | 0.0016709
|  | 655.2722 | 0.0018408
|  | 655.4336 | 0.0016634
|  | 655.5949 | 0.0018199
|  | 655.7563 | 0.001723
|  | 655.9176 | 0.001895
|  | 656.079 | 0.0017603
|  | 656.2403 | 0.001787
|  | 656.4017 | 0.0017075
|  | 656.5631 | 0.0018713
|  | 656.7245 | 0.0017565
|  | 656.8859 | 0.0018398
|  | 657.0473 | 0.0016157
|  | 657.2087 | 0.001741
|  | 657.3701 | 0.0015744
|  | 657.5315 | 0.0017316
|  | 657.6929 | 0.0016181
|  | 657.8543 | 0.0017479
|  | 658.0158 | 0.0016054
|  | 658.1772 | 0.0017506
|  | 658.3387 | 0.0016704
|  | 658.5001 | 0.0018677
|  | 658.6616 | 0.0017495
|  | 658.823 | 0.0019294
|  | 658.9845 | 0.0017496
|  | 659.146 | 0.001875
|  | 659.3075 | 0.0017395
|  | 659.469 | 0.0018547
|  | 659.6305 | 0.0016811
|  | 659.792 | 0.0017802
|  | 659.9535 | 0.0016216
|  | 660.115 | 0.0017925
|  | 660.2765 | 0.0016052
|  | 660.4381 | 0.0018477
|  | 660.5996 | 0.0017169
|  | 660.7612 | 0.0018517
|  | 660.9227 | 0.0016893
|  | 661.0843 | 0.001822
|  | 661.2458 | 0.001752
|  | 661.4074 | 0.0018946
|  | 661.569 | 0.0017498
|  | 661.7306 | 0.0018177
|  | 661.8921 | 0.0016733
|  | 662.0537 | 0.0017905
|  | 662.2153 | 0.0016825
|  | 662.3769 | 0.0018095
|  | 662.5386 | 0.0017353
|  | 662.7002 | 0.0018253
|  | 662.8618 | 0.0016551
|  | 663.0234 | 0.0017182
|  | 663.1851 | 0.0016743
|  | 663.3467 | 0.0018176
|  | 663.5084 | 0.0017052
|  | 663.67 | 0.0018293
|  | 663.8317 | 0.0016594
|  | 663.9934 | 0.0017966
|  | 664.155 | 0.0016433
|  | 664.3167 | 0.0018255
|  | 664.4784 | 0.0016918
|  | 664.6401 | 0.0018084
|  | 664.8018 | 0.0016637
|  | 664.9635 | 0.0017657
|  | 665.1252 | 0.0016958
|  | 665.287 | 0.0018683
|  | 665.4487 | 0.0017522
|  | 665.6104 | 0.0018104
|  | 665.7722 | 0.0016191
|  | 665.9339 | 0.001736
|  | 666.0957 | 0.0016101
|  | 666.2574 | 0.0017732
|  | 666.4192 | 0.0016947
|  | 666.581 | 0.0018867
|  | 666.7427 | 0.001782
|  | 666.9045 | 0.0018453
|  | 667.0663 | 0.0016714
|  | 667.2281 | 0.001781
|  | 667.3899 | 0.001693
|  | 667.5517 | 0.0017613
|  | 667.7135 | 0.0016477
|  | 667.8753 | 0.0018664
|  | 668.0372 | 0.0017852
|  | 668.199 | 0.0019166
|  | 668.3608 | 0.0016839
|  | 668.5227 | 0.0018294
|  | 668.6845 | 0.0016994
|  | 668.8464 | 0.0018058
|  | 669.0083 | 0.0016375
|  | 669.1701 | 0.0016489
|  | 669.332 | 0.001522
|  | 669.4939 | 0.0017544
|  | 669.6558 | 0.0017202
|  | 669.8177 | 0.0018943
|  | 669.9796 | 0.0017177
|  | 670.1415 | 0.0018558
|  | 670.3034 | 0.0016958
|  | 670.4653 | 0.0018956
|  | 670.6272 | 0.001781
|  | 670.7892 | 0.0019368
|  | 670.9511 | 0.0017486
|  | 671.1131 | 0.0018964
|  | 671.275 | 0.0017156
|  | 671.437 | 0.0018152
|  | 671.5989 | 0.0016915
|  | 671.7609 | 0.0019413
|  | 671.9229 | 0.0018083
|  | 672.0848 | 0.0019189
|  | 672.2468 | 0.0017607
|  | 672.4088 | 0.0018994
|  | 672.5708 | 0.0017475
|  | 672.7328 | 0.001901
|  | 672.8948 | 0.0018312
|  | 673.0569 | 0.0019289
|  | 673.2189 | 0.0017151
|  | 673.3809 | 0.0018495
|  | 673.543 | 0.0017604
|  | 673.705 | 0.0018932
|  | 673.867 | 0.0017152
|  | 674.0291 | 0.0018438
|  | 674.1912 | 0.0017081
|  | 674.3532 | 0.0018305
|  | 674.5153 | 0.0017524
|  | 674.6774 | 0.0019154
|  | 674.8395 | 0.0017917
|  | 675.0016 | 0.0018721
|  | 675.1637 | 0.0017061
|  | 675.3258 | 0.001778
|  | 675.4879 | 0.0016195
|  | 675.65 | 0.0017746
|  | 675.8121 | 0.0016086
|  | 675.9742 | 0.0017483
|  | 676.1364 | 0.0016506
|  | 676.2985 | 0.0018391
|  | 676.4606 | 0.0017302
|  | 676.6228 | 0.00179
|  | 676.785 | 0.0017
|  | 676.9471 | 0.0018102
|  | 677.1093 | 0.0017591
|  | 677.2715 | 0.0018859
|  | 677.4337 | 0.0017766
|  | 677.5958 | 0.0018928
|  | 677.758 | 0.0017499
|  | 677.9202 | 0.0018799
|  | 678.0824 | 0.0017076
|  | 678.2447 | 0.0018341
|  | 678.4069 | 0.001705
|  | 678.5691 | 0.0018889
|  | 678.7313 | 0.0017953
|  | 678.8936 | 0.0018696
|  | 679.0558 | 0.001755
|  | 679.2181 | 0.0017656
|  | 679.3803 | 0.0017143
|  | 679.5426 | 0.0017318
|  | 679.7048 | 0.0017458
|  | 679.8671 | 0.0018633
|  | 680.0294 | 0.0018261
|  | 680.1917 | 0.0019481
|  | 680.354 | 0.0018447
|  | 680.5163 | 0.0019632
|  | 680.6786 | 0.0018297
|  | 680.8409 | 0.001906
|  | 681.0032 | 0.0017723
|  | 681.1655 | 0.0018744
|  | 681.3278 | 0.0017276
|  | 681.4902 | 0.0018999
|  | 681.6525 | 0.0017704
|  | 681.8148 | 0.0018744
|  | 681.9772 | 0.0016645
|  | 682.1396 | 0.0017767
|  | 682.3019 | 0.0016856
|  | 682.4643 | 0.001845
|  | 682.6267 | 0.0017026
|  | 682.789 | 0.0018921
|  | 682.9514 | 0.0017669
|  | 683.1138 | 0.0019232
|  | 683.2762 | 0.0017255
|  | 683.4386 | 0.0018408
|  | 683.601 | 0.0017141
|  | 683.7634 | 0.0018713
|  | 683.9259 | 0.0017701
|  | 684.0883 | 0.0019124
|  | 684.2507 | 0.0017609
|  | 684.4132 | 0.0019468
|  | 684.5756 | 0.0018206
|  | 684.7381 | 0.0020091
|  | 684.9005 | 0.0018373
|  | 685.063 | 0.0020129
|  | 685.2255 | 0.0018219
|  | 685.3879 | 0.0018598
|  | 685.5504 | 0.0016509
|  | 685.7129 | 0.0017916
|  | 685.8754 | 0.0017532
|  | 686.0379 | 0.0019269
|  | 686.2004 | 0.0018389
|  | 686.3629 | 0.0018869
|  | 686.5254 | 0.0017062
|  | 686.6879 | 0.0017806
|  | 686.8505 | 0.0017362
|  | 687.013 | 0.001942
|  | 687.1756 | 0.0018913
|  | 687.3381 | 0.0019985
|  | 687.5006 | 0.0018087
|  | 687.6632 | 0.0019768
|  | 687.8258 | 0.0018527
|  | 687.9883 | 0.0019508
|  | 688.1509 | 0.0017404
|  | 688.3135 | 0.0018431
|  | 688.4761 | 0.0017999
|  | 688.6387 | 0.0020174
|  | 688.8013 | 0.0019468
|  | 688.9639 | 0.0020962
|  | 689.1265 | 0.0019039
|  | 689.2891 | 0.0020216
|  | 689.4517 | 0.001794
|  | 689.6144 | 0.0019316
|  | 689.777 | 0.0018059
|  | 689.9396 | 0.0019663
|  | 690.1023 | 0.0018084
|  | 690.2649 | 0.0018529
|  | 690.4276 | 0.0017558
|  | 690.5902 | 0.0019455
|  | 690.7529 | 0.0018826
|  | 690.9156 | 0.0020174
|  | 691.0783 | 0.001764
|  | 691.241 | 0.001936
|  | 691.4036 | 0.0017989
|  | 691.5663 | 0.0020476
|  | 691.729 | 0.0018272
|  | 691.8918 | 0.0019545
|  | 692.0545 | 0.001738
|  | 692.2172 | 0.0019351
|  | 692.3799 | 0.0017973
|  | 692.5427 | 0.0019521
|  | 692.7054 | 0.0017951
|  | 692.8681 | 0.0019248
|  | 693.0309 | 0.0018648
|  | 693.1936 | 0.0020443
|  | 693.3564 | 0.0018685
|  | 693.5192 | 0.0019778
|  | 693.6819 | 0.0017986
|  | 693.8447 | 0.0020101
|  | 694.0075 | 0.0018173
|  | 694.1703 | 0.0019424
|  | 694.3331 | 0.0018177
|  | 694.4959 | 0.0019765
|  | 694.6587 | 0.0018763
|  | 694.8215 | 0.0020714
|  | 694.9843 | 0.0020144
|  | 695.1472 | 0.0021274
|  | 695.31 | 0.0018687
|  | 695.4728 | 0.001978
|  | 695.6357 | 0.0018682
|  | 695.7985 | 0.0021265
|  | 695.9614 | 0.0019498
|  | 696.1242 | 0.0021281
|  | 696.2871 | 0.0020397
|  | 696.45 | 0.0020816
|  | 696.6128 | 0.0020388
|  | 696.7757 | 0.0019338
|  | 696.9386 | 0.0020143
|  | 697.1015 | 0.0019201
|  | 697.2644 | 0.0019823
|  | 697.4273 | 0.001879
|  | 697.5902 | 0.0019566
|  | 697.7531 | 0.0018884
|  | 697.916 | 0.0020034
|  | 698.079 | 0.0019256
|  | 698.2419 | 0.0020395
|  | 698.4048 | 0.0019575
|  | 698.5678 | 0.0019674
|  | 698.7307 | 0.0018126
|  | 698.8937 | 0.0019401
|  | 699.0567 | 0.0019013
|  | 699.2196 | 0.0021165
|  | 699.3826 | 0.0020306
|  | 699.5456 | 0.0021068
|  | 699.7086 | 0.0019221
|  | 699.8716 | 0.0020065
|  | 700.0345 | 0.0019864
|  | 700.1975 | 0.0021685
|  | 700.3606 | 0.0020479
|  | 700.5236 | 0.0020972
|  | 700.6866 | 0.0019128
|  | 700.8496 | 0.0019752
|  | 701.0126 | 0.0018933
|  | 701.1757 | 0.0019972
|  | 701.3387 | 0.0019026
|  | 701.5018 | 0.0020573
|  | 701.6648 | 0.0020054
|  | 701.8279 | 0.0021
|  | 701.9909 | 0.0019612
|  | 702.154 | 0.0020767
|  | 702.3171 | 0.0020166
|  | 702.4802 | 0.0020664
|  | 702.6432 | 0.0019203
|  | 702.8063 | 0.0019632
|  | 702.9694 | 0.0019067
|  | 703.1325 | 0.0020309
|  | 703.2956 | 0.0020459
|  | 703.4588 | 0.0021924
|  | 703.6219 | 0.0020291
|  | 703.785 | 0.0020401
|  | 703.9481 | 0.0019171
|  | 704.1113 | 0.002103
|  | 704.2744 | 0.002021
|  | 704.4376 | 0.0021754
|  | 704.6007 | 0.0020044
|  | 704.7639 | 0.0020753
|  | 704.927 | 0.0018817
|  | 705.0902 | 0.0020792
|  | 705.2534 | 0.0020111
|  | 705.4165 | 0.0021386
|  | 705.5797 | 0.0019602
|  | 705.7429 | 0.0021014
|  | 705.9061 | 0.0019513
|  | 706.0693 | 0.0021226
|  | 706.2325 | 0.0019453
|  | 706.3957 | 0.0020962
|  | 706.559 | 0.0019321
|  | 706.7222 | 0.0021543
|  | 706.8854 | 0.0020727
|  | 707.0487 | 0.0021975
|  | 707.2119 | 0.0020608
|  | 707.3751 | 0.0021107
|  | 707.5384 | 0.0020036
|  | 707.7017 | 0.0020895
|  | 707.8649 | 0.001973
|  | 708.0282 | 0.0020815
|  | 708.1915 | 0.0019925
|  | 708.3547 | 0.0021595
|  | 708.518 | 0.002091
|  | 708.6813 | 0.0022367
|  | 708.8446 | 0.0022027
|  | 709.0079 | 0.0022712
|  | 709.1712 | 0.0020275
|  | 709.3345 | 0.0020225
|  | 709.4979 | 0.0019236
|  | 709.6612 | 0.0021624
|  | 709.8245 | 0.0020762
|  | 709.9878 | 0.0021834
|  | 710.1512 | 0.0020076
|  | 710.3145 | 0.0021052
|  | 710.4779 | 0.0020253
|  | 710.6412 | 0.0021332
|  | 710.8046 | 0.0020031
|  | 710.968 | 0.0021011
|  | 711.1313 | 0.0020405
|  | 711.2947 | 0.0022098
|  | 711.4581 | 0.0021079
|  | 711.6215 | 0.0022443
|  | 711.7849 | 0.0020426
|  | 711.9483 | 0.0021553
|  | 712.1117 | 0.0019835
|  | 712.2751 | 0.002177
|  | 712.4385 | 0.0019608
|  | 712.6019 | 0.0020688
|  | 712.7654 | 0.0019573
|  | 712.9288 | 0.0021398
|  | 713.0922 | 0.0020415
|  | 713.2557 | 0.0021475
|  | 713.4191 | 0.0020631
|  | 713.5826 | 0.0022165
|  | 713.7461 | 0.0021716
|  | 713.9095 | 0.00221
|  | 714.073 | 0.0020319
|  | 714.2365 | 0.0020715
|  | 714.3999 | 0.0020258
|  | 714.5634 | 0.0022228
|  | 714.7269 | 0.0020706
|  | 714.8904 | 0.0022294
|  | 715.0539 | 0.002083
|  | 715.2174 | 0.0019599
|  | 715.3809 | 0.001811
|  | 715.5445 | 0.001892
|  | 715.708 | 0.0020959
|  | 715.8715 | 0.0021892
|  | 716.0351 | 0.0021228
|  | 716.1986 | 0.0022674
|  | 716.3621 | 0.0021757
|  | 716.5257 | 0.0021945
|  | 716.6893 | 0.0020561
|  | 716.8528 | 0.002147
|  | 717.0164 | 0.0021398
|  | 717.18 | 0.0022846
|  | 717.3435 | 0.0021319
|  | 717.5071 | 0.0021856
|  | 717.6707 | 0.0020502
|  | 717.8343 | 0.002191
|  | 717.9979 | 0.0021253
|  | 718.1615 | 0.0022522
|  | 718.3251 | 0.0021943
|  | 718.4887 | 0.0023019
|  | 718.6524 | 0.0021667
|  | 718.816 | 0.0022708
|  | 718.9796 | 0.0021603
|  | 719.1432 | 0.0022516
|  | 719.3069 | 0.0021114
|  | 719.4705 | 0.0021809
|  | 719.6342 | 0.0020578
|  | 719.7979 | 0.0022357
|  | 719.9615 | 0.0021611
|  | 720.1252 | 0.0022839
|  | 720.2889 | 0.0021702
|  | 720.4525 | 0.0023078
|  | 720.6162 | 0.0021902
|  | 720.7799 | 0.0022361
|  | 720.9436 | 0.0021157
|  | 721.1073 | 0.0022715
|  | 721.271 | 0.0022323
|  | 721.4347 | 0.0022602
|  | 721.5984 | 0.002114
|  | 721.7622 | 0.0022097
|  | 721.9259 | 0.0021767
|  | 722.0896 | 0.0023553
|  | 722.2534 | 0.002232
|  | 722.4171 | 0.002353
|  | 722.5809 | 0.0021979
|  | 722.7446 | 0.0023184
|  | 722.9084 | 0.0021691
|  | 723.0721 | 0.0022267
|  | 723.2359 | 0.002069
|  | 723.3997 | 0.0022066
|  | 723.5634 | 0.0021419
|  | 723.7272 | 0.0023209
|  | 723.891 | 0.0022454
|  | 724.0548 | 0.0024124
|  | 724.2186 | 0.0022685
|  | 724.3824 | 0.0023527
|  | 724.5462 | 0.0021694
|  | 724.7101 | 0.0022202
|  | 724.8739 | 0.0020912
|  | 725.0377 | 0.0022671
|  | 725.2015 | 0.0022217
|  | 725.3654 | 0.0023437
|  | 725.5292 | 0.0021793
|  | 725.6931 | 0.0022538
|  | 725.8569 | 0.0021939
|  | 726.0208 | 0.002393
|  | 726.1846 | 0.0023906
|  | 726.3485 | 0.0024772
|  | 726.5124 | 0.0023147
|  | 726.6763 | 0.0023688
|  | 726.8401 | 0.0022811
|  | 727.004 | 0.0023702
|  | 727.1679 | 0.0022425
|  | 727.3318 | 0.0023641
|  | 727.4957 | 0.0022688
|  | 727.6596 | 0.0024422
|  | 727.8235 | 0.0022677
|  | 727.9875 | 0.002408
|  | 728.1514 | 0.0022284
|  | 728.3153 | 0.0023752
|  | 728.4793 | 0.0022054
|  | 728.6432 | 0.002281
|  | 728.8071 | 0.0021519
|  | 728.9711 | 0.0023453
|  | 729.1351 | 0.0023462
|  | 729.299 | 0.002503
|  | 729.463 | 0.0023487
|  | 729.627 | 0.0024283
|  | 729.7909 | 0.002264
|  | 729.9549 | 0.0023045
|  | 730.1189 | 0.00214
|  | 730.2829 | 0.0023119
|  | 730.4469 | 0.0023211
|  | 730.6109 | 0.0024595
|  | 730.7749 | 0.0023111
|  | 730.9389 | 0.0023862
|  | 731.1029 | 0.0023024
|  | 731.2669 | 0.0023769
|  | 731.431 | 0.0022599
|  | 731.595 | 0.0023018
|  | 731.759 | 0.0022928
|  | 731.9231 | 0.0024346
|  | 732.0871 | 0.0023531
|  | 732.2512 | 0.0023825
|  | 732.4152 | 0.0022245
|  | 732.5793 | 0.0023633
|  | 732.7434 | 0.0022562
|  | 732.9075 | 0.0023976
|  | 733.0715 | 0.002333
|  | 733.2356 | 0.0024988
|  | 733.3997 | 0.0023666
|  | 733.5638 | 0.0024674
|  | 733.7279 | 0.002297
|  | 733.892 | 0.0024918
|  | 734.0561 | 0.0023746
|  | 734.2202 | 0.0025665
|  | 734.3843 | 0.0024162
|  | 734.5485 | 0.0025264
|  | 734.7126 | 0.0023998
|  | 734.8767 | 0.0024932
|  | 735.0409 | 0.0023589
|  | 735.205 | 0.0025043
|  | 735.3692 | 0.0023602
|  | 735.5333 | 0.002538
|  | 735.6975 | 0.0023667
|  | 735.8616 | 0.0025582
|  | 736.0258 | 0.002422
|  | 736.19 | 0.0024715
|  | 736.3542 | 0.0023235
|  | 736.5184 | 0.0024118
|  | 736.6825 | 0.0023893
|  | 736.8467 | 0.0025249
|  | 737.0109 | 0.0023892
|  | 737.1751 | 0.0025252
|  | 737.3394 | 0.0023818
|  | 737.5036 | 0.0025773
|  | 737.6678 | 0.0024289
|  | 737.832 | 0.0025121
|  | 737.9962 | 0.002385
|  | 738.1605 | 0.0024056
|  | 738.3247 | 0.0024049
|  | 738.489 | 0.0023868
|  | 738.6532 | 0.002525
|  | 738.8175 | 0.0024308
|  | 738.9817 | 0.0025564
|  | 739.146 | 0.0024206
|  | 739.3103 | 0.0025978
|  | 739.4745 | 0.0024905
|  | 739.6388 | 0.0025779
|  | 739.8031 | 0.0024042
|  | 739.9674 | 0.0024853
|  | 740.1317 | 0.0023502
|  | 740.296 | 0.0025311
|  | 740.4603 | 0.0024322
|  | 740.6246 | 0.0026225
|  | 740.7889 | 0.0025398
|  | 740.9532 | 0.0026682
|  | 741.1175 | 0.0024879
|  | 741.2819 | 0.0026083
|  | 741.4462 | 0.0024776
|  | 741.6105 | 0.0026863
|  | 741.7749 | 0.0024747
|  | 741.9392 | 0.0026196
|  | 742.1036 | 0.0024603
|  | 742.2679 | 0.0027424
|  | 742.4323 | 0.0026726
|  | 742.5967 | 0.0028091
|  | 742.7611 | 0.0025721
|  | 742.9254 | 0.0027073
|  | 743.0898 | 0.0025918
|  | 743.2542 | 0.0027833
|  | 743.4186 | 0.0026574
|  | 743.583 | 0.0028126
|  | 743.7474 | 0.0026386
|  | 743.9118 | 0.0027643
|  | 744.0762 | 0.0025805
|  | 744.2406 | 0.0026879
|  | 744.4051 | 0.0025305
|  | 744.5695 | 0.0027248
|  | 744.7339 | 0.0025859
|  | 744.8983 | 0.0027936
|  | 745.0628 | 0.0026428
|  | 745.2272 | 0.0028568
|  | 745.3917 | 0.0026397
|  | 745.5561 | 0.0028287
|  | 745.7206 | 0.002726
|  | 745.8851 | 0.0028781
|  | 746.0495 | 0.0026717
|  | 746.214 | 0.0027635
|  | 746.3785 | 0.0025941
|  | 746.543 | 0.0028475
|  | 746.7075 | 0.0026974
|  | 746.872 | 0.0028509
|  | 747.0365 | 0.0026855
|  | 747.201 | 0.0028031
|  | 747.3655 | 0.0026743
|  | 747.53 | 0.0028155
|  | 747.6945 | 0.0026796
|  | 747.859 | 0.0028648
|  | 748.0236 | 0.002695
|  | 748.1881 | 0.0029178
|  | 748.3526 | 0.0027486
|  | 748.5172 | 0.0028857
|  | 748.6817 | 0.0027145
|  | 748.8463 | 0.0029423
|  | 749.0108 | 0.0027835
|  | 749.1754 | 0.0029627
|  | 749.34 | 0.002692
|  | 749.5045 | 0.0029008
|  | 749.6691 | 0.0026825
|  | 749.8337 | 0.0029118
|  | 749.9983 | 0.0027114
|  | 750.1629 | 0.0029276
|  | 750.3275 | 0.002752
|  | 750.4921 | 0.0029111
|  | 750.6567 | 0.0027241
|  | 750.8213 | 0.002963
|  | 750.9859 | 0.0027879
|  | 751.1505 | 0.0030128
|  | 751.3151 | 0.0028281
|  | 751.4798 | 0.0030361
|  | 751.6444 | 0.0028218
|  | 751.809 | 0.0029514
|  | 751.9737 | 0.0027689
|  | 752.1383 | 0.0028753
|  | 752.303 | 0.002746
|  | 752.4676 | 0.002945
|  | 752.6323 | 0.0028843
|  | 752.797 | 0.0030303
|  | 752.9616 | 0.0028307
|  | 753.1263 | 0.0029858
|  | 753.291 | 0.0028513
|  | 753.4557 | 0.0030298
|  | 753.6204 | 0.0028764
|  | 753.7851 | 0.0030546
|  | 753.9498 | 0.0029293
|  | 754.1145 | 0.0031229
|  | 754.2792 | 0.0029594
|  | 754.4439 | 0.003164
|  | 754.6086 | 0.002952
|  | 754.7733 | 0.0031574
|  | 754.9381 | 0.0029586
|  | 755.1028 | 0.0031229
|  | 755.2675 | 0.0029223
|  | 755.4323 | 0.0030819
|  | 755.597 | 0.0029374
|  | 755.7618 | 0.0030977
|  | 755.9265 | 0.0029217
|  | 756.0913 | 0.0031817
|  | 756.2561 | 0.0029699
|  | 756.4208 | 0.003127
|  | 756.5856 | 0.0028872
|  | 756.7504 | 0.0030905
|  | 756.9152 | 0.0029289
|  | 757.08 | 0.0031223
|  | 757.2448 | 0.003012
|  | 757.4096 | 0.0032519
|  | 757.5744 | 0.0030654
|  | 757.7392 | 0.0032953
|  | 757.904 | 0.0031316
|  | 758.0688 | 0.003342
|  | 758.2336 | 0.0030499
|  | 758.3984 | 0.0032224
|  | 758.5633 | 0.0030379
|  | 758.7281 | 0.0032527
|  | 758.893 | 0.0030672
|  | 759.0578 | 0.0032323
|  | 759.2226 | 0.0030878
|  | 759.3875 | 0.0033302
|  | 759.5524 | 0.003202
|  | 759.7172 | 0.0033927
|  | 759.8821 | 0.0031898
|  | 760.047 | 0.0033659
|  | 760.2118 | 0.0032174
|  | 760.3767 | 0.0033874
|  | 760.5416 | 0.0031396
|  | 760.7065 | 0.0033596
|  | 760.8714 | 0.003211
|  | 761.0363 | 0.0034115
|  | 761.2012 | 0.0031988
|  | 761.3661 | 0.0033672
|  | 761.531 | 0.0031753
|  | 761.6959 | 0.0033247
|  | 761.8609 | 0.0030617
|  | 762.0258 | 0.0033418
|  | 762.1907 | 0.0031877
|  | 762.3557 | 0.0035402
|  | 762.5206 | 0.0033218
|  | 762.6855 | 0.0035613
|  | 762.8505 | 0.0033431
|  | 763.0154 | 0.003599
|  | 763.1804 | 0.003322
|  | 763.3454 | 0.003488
|  | 763.5103 | 0.0032888
|  | 763.6753 | 0.0036232
|  | 763.8403 | 0.0034182
|  | 764.0053 | 0.0035973
|  | 764.1703 | 0.0033157
|  | 764.3353 | 0.0036195
|  | 764.5002 | 0.0034584
|  | 764.6652 | 0.0037158
|  | 764.8303 | 0.0034723
|  | 764.9953 | 0.0036501
|  | 765.1603 | 0.0034499
|  | 765.3253 | 0.0037213
|  | 765.4903 | 0.0035692
|  | 765.6553 | 0.0038047
|  | 765.8204 | 0.0035335
|  | 765.9854 | 0.0036862
|  | 766.1505 | 0.0034854
|  | 766.3155 | 0.0037262
|  | 766.4805 | 0.0036264
|  | 766.6456 | 0.0038129
|  | 766.8107 | 0.0036629
|  | 766.9757 | 0.0038258
|  | 767.1408 | 0.0036924
|  | 767.3059 | 0.0039116
|  | 767.4709 | 0.0037814
|  | 767.636 | 0.0039654
|  | 767.8011 | 0.0037599
|  | 767.9662 | 0.0039218
|  | 768.1313 | 0.0036985
|  | 768.2964 | 0.0038325
|  | 768.4615 | 0.0037405
|  | 768.6266 | 0.0040271
|  | 768.7917 | 0.0039065
|  | 768.9568 | 0.0040876
|  | 769.122 | 0.0038781
|  | 769.2871 | 0.0041874
|  | 769.4522 | 0.0040217
|  | 769.6173 | 0.0042035
|  | 769.7825 | 0.0038681
|  | 769.9476 | 0.0041397
|  | 770.1128 | 0.0040106
|  | 770.2779 | 0.0042958
|  | 770.4431 | 0.0040306
|  | 770.6082 | 0.0042797
|  | 770.7734 | 0.0041165
|  | 770.9386 | 0.0043306
|  | 771.1038 | 0.0040739
|  | 771.2689 | 0.0042552
|  | 771.4341 | 0.0040981
|  | 771.5993 | 0.004346
|  | 771.7645 | 0.0041709
|  | 771.9297 | 0.0043839
|  | 772.0949 | 0.0041809
|  | 772.2601 | 0.0044485
|  | 772.4253 | 0.0042228
|  | 772.5905 | 0.0045743
|  | 772.7557 | 0.0043906
|  | 772.921 | 0.004739
|  | 773.0862 | 0.0044384
|  | 773.2514 | 0.0047121
|  | 773.4167 | 0.0044341
|  | 773.5819 | 0.0047191
|  | 773.7471 | 0.0044467
|  | 773.9124 | 0.0047215
|  | 774.0776 | 0.004486
|  | 774.2429 | 0.0047738
|  | 774.4082 | 0.0044979
|  | 774.5734 | 0.0047188
|  | 774.7387 | 0.0044298
|  | 774.904 | 0.0048175
|  | 775.0693 | 0.0045952
|  | 775.2345 | 0.0049224
|  | 775.3998 | 0.0046631
|  | 775.5651 | 0.0050074
|  | 775.7304 | 0.0047905
|  | 775.8957 | 0.0050965
|  | 776.061 | 0.0048606
|  | 776.2263 | 0.0051194
|  | 776.3917 | 0.0048002
|  | 776.557 | 0.0050826
|  | 776.7223 | 0.0048337
|  | 776.8876 | 0.0051916
|  | 777.053 | 0.0049905
|  | 777.2183 | 0.0053982
|  | 777.3836 | 0.0051507
|  | 777.549 | 0.0054826
|  | 777.7143 | 0.0051657
|  | 777.8797 | 0.0054671
|  | 778.045 | 0.0052079
|  | 778.2104 | 0.0056116
|  | 778.3758 | 0.0053378
|  | 778.5411 | 0.0056759
|  | 778.7065 | 0.0053962
|  | 778.8719 | 0.0058599
|  | 779.0373 | 0.0056558
|  | 779.2027 | 0.0060083
|  | 779.368 | 0.0056441
|  | 779.5334 | 0.0058603
|  | 779.6988 | 0.0055534
|  | 779.8642 | 0.0059093
|  | 780.0297 | 0.0057081
|  | 780.1951 | 0.0059509
|  | 780.3605 | 0.0060321
|  | 780.5259 | 0.0061283
|  | 780.6913 | 0.0062797
|  | 780.8568 | 0.0059946
|  | 781.0222 | 0.0062901
|  | 781.1876 | 0.0061251
|  | 781.3531 | 0.0065267
|  | 781.5185 | 0.0063544
|  | 781.684 | 0.0066904
|  | 781.8494 | 0.0064849
|  | 782.0149 | 0.0067758
|  | 782.1804 | 0.0065405
|  | 782.3458 | 0.0069555
|  | 782.5113 | 0.006816
|  | 782.6768 | 0.0069666
|  | 782.8423 | 0.0066475
|  | 783.0077 | 0.0070172
|  | 783.1732 | 0.0068829
|  | 783.3387 | 0.0071753
|  | 783.5042 | 0.0069134
|  | 783.6697 | 0.0072715
|  | 783.8352 | 0.0071081
|  | 784.0007 | 0.0074285
|  | 784.1662 | 0.0074541
|  | 784.3318 | 0.007864
|  | 784.4973 | 0.0077973
|  | 784.6628 | 0.0080715
|  | 784.8283 | 0.0080282
|  | 784.9939 | 0.0084844
|  | 785.1594 | 0.0082965
|  | 785.325 | 0.0085847
|  | 785.4905 | 0.0083505
|  | 785.6561 | 0.0087311
|  | 785.8216 | 0.0084537
|  | 785.9872 | 0.0085573
|  | 786.1527 | 0.0084214
|  | 786.3183 | 0.0089277
|  | 786.4839 | 0.0090589
|  | 786.6495 | 0.009425
|  | 786.815 | 0.0093499
|  | 786.9806 | 0.0097433
|  | 787.1462 | 0.0097168
|  | 787.3118 | 0.0099909
|  | 787.4774 | 0.0099497
|  | 787.643 | 0.010341
|  | 787.8086 | 0.010314
|  | 787.9742 | 0.010597
|  | 788.1398 | 0.010613
|  | 788.3055 | 0.010986
|  | 788.4711 | 0.011019
|  | 788.6367 | 0.011219
|  | 788.8023 | 0.011224
|  | 788.968 | 0.011545
|  | 789.1336 | 0.011575
|  | 789.2993 | 0.011848
|  | 789.4649 | 0.0117
|  | 789.6306 | 0.012011
|  | 789.7962 | 0.012061
|  | 789.9619 | 0.012368
|  | 790.1275 | 0.012403
|  | 790.2932 | 0.012673
|  | 790.4589 | 0.012806
|  | 790.6245 | 0.013052
|  | 790.7902 | 0.013017
|  | 790.9559 | 0.013199
|  | 791.1216 | 0.013252
|  | 791.2873 | 0.013477
|  | 791.453 | 0.01346
|  | 791.6187 | 0.01357
|  | 791.7844 | 0.013639
|  | 791.9501 | 0.013813
|  | 792.1158 | 0.013918
|  | 792.2815 | 0.014033
|  | 792.4472 | 0.014221
|  | 792.613 | 0.014269
|  | 792.7787 | 0.014407
|  | 792.9444 | 0.014386
|  | 793.1102 | 0.01457
|  | 793.2759 | 0.01449
|  | 793.4416 | 0.014643
|  | 793.6074 | 0.014583
|  | 793.7731 | 0.014852
|  | 793.9389 | 0.014726
|  | 794.1047 | 0.014969
|  | 794.2704 | 0.014763
|  | 794.4362 | 0.015027
|  | 794.602 | 0.014774
|  | 794.7677 | 0.015039
|  | 794.9335 | 0.014737
|  | 795.0993 | 0.015078
|  | 795.2651 | 0.01478
|  | 795.4309 | 0.015178
|  | 795.5967 | 0.014742
|  | 795.7625 | 0.015141
|  | 795.9283 | 0.014716
|  | 796.0941 | 0.015169
|  | 796.2599 | 0.014686
|  | 796.4257 | 0.015133
|  | 796.5915 | 0.014653
|  | 796.7574 | 0.01513
|  | 796.9232 | 0.014585
|  | 797.089 | 0.01506
|  | 797.2549 | 0.014445
|  | 797.4207 | 0.01497
|  | 797.5866 | 0.014386
|  | 797.7524 | 0.014984
|  | 797.9183 | 0.014398
|  | 798.0841 | 0.014989
|  | 798.25 | 0.014315
|  | 798.4158 | 0.014868
|  | 798.5817 | 0.014156
|  | 798.7476 | 0.014782
|  | 798.9134 | 0.014094
|  | 799.0793 | 0.014768
|  | 799.2452 | 0.014066
|  | 799.4111 | 0.014762
|  | 799.577 | 0.014015
|  | 799.7429 | 0.014723
|  | 799.9088 | 0.013989
|  | 800.0747 | 0.01479
|  | 800.2406 | 0.01409
|  | 800.4065 | 0.014855
|  | 800.5724 | 0.014126
|  | 800.7383 | 0.014938
|  | 800.9043 | 0.014317
|  | 801.0702 | 0.015116
|  | 801.2361 | 0.014425
|  | 801.4021 | 0.015265
|  | 801.568 | 0.014593
|  | 801.7339 | 0.015506
|  | 801.8999 | 0.014804
|  | 802.0658 | 0.015776
|  | 802.2318 | 0.015208
|  | 802.3977 | 0.016103
|  | 802.5637 | 0.015542
|  | 802.7297 | 0.016271
|  | 802.8956 | 0.015717
|  | 803.0616 | 0.016363
|  | 803.2276 | 0.015871
|  | 803.3936 | 0.01641
|  | 803.5596 | 0.016073
|  | 803.7255 | 0.016417
|  | 803.8915 | 0.016182
|  | 804.0575 | 0.016225
|  | 804.2235 | 0.016283
|  | 804.3895 | 0.016257
|  | 804.5555 | 0.016472
|  | 804.7216 | 0.015831
|  | 804.8876 | 0.016131
|  | 805.0536 | 0.01555
|  | 805.2196 | 0.016211
|  | 805.3856 | 0.015301
|  | 805.5517 | 0.015777
|  | 805.7177 | 0.015007
|  | 805.8837 | 0.01569
|  | 806.0498 | 0.01478
|  | 806.2158 | 0.015208
|  | 806.3819 | 0.014283
|  | 806.5479 | 0.014823
|  | 806.714 | 0.013983
|  | 806.8801 | 0.014457
|  | 807.0461 | 0.013775
|  | 807.2122 | 0.01428
|  | 807.3783 | 0.013792
|  | 807.5443 | 0.014271
|  | 807.7104 | 0.013898
|  | 807.8765 | 0.014456
|  | 808.0426 | 0.014259
|  | 808.2087 | 0.014878
|  | 808.3748 | 0.014631
|  | 808.5409 | 0.015252
|  | 808.707 | 0.015094
|  | 808.8731 | 0.01615
|  | 809.0392 | 0.016175
|  | 809.2053 | 0.017311
|  | 809.3714 | 0.016898
|  | 809.5375 | 0.017836
|  | 809.7037 | 0.017379
|  | 809.8698 | 0.018862
|  | 810.0359 | 0.018734
|  | 810.2021 | 0.020936
|  | 810.3682 | 0.020562
|  | 810.5344 | 0.022697
|  | 810.7005 | 0.021696
|  | 810.8667 | 0.023879
|  | 811.0328 | 0.022728
|  | 811.199 | 0.025202
|  | 811.3651 | 0.023939
|  | 811.5313 | 0.026206
|  | 811.6975 | 0.024615
|  | 811.8636 | 0.026806
|  | 812.0298 | 0.025611
|  | 812.196 | 0.027716
|  | 812.3622 | 0.026509
|  | 812.5284 | 0.028069
|  | 812.6946 | 0.026752
|  | 812.8608 | 0.02811
|  | 813.027 | 0.026919
|  | 813.1932 | 0.028047
|  | 813.3594 | 0.026922
|  | 813.5256 | 0.027837
|  | 813.6918 | 0.026837
|  | 813.858 | 0.027508
|  | 814.0242 | 0.026718
|  | 814.1905 | 0.027291
|  | 814.3567 | 0.026695
|  | 814.5229 | 0.02706
|  | 814.6892 | 0.026867
|  | 814.8554 | 0.027195
|  | 815.0216 | 0.027511
|  | 815.1879 | 0.027524
|  | 815.3541 | 0.028452
|  | 815.5204 | 0.028441
|  | 815.6867 | 0.02985
|  | 815.8529 | 0.029305
|  | 816.0192 | 0.030399
|  | 816.1855 | 0.029268
|  | 816.3517 | 0.030745
|  | 816.518 | 0.030253
|  | 816.6843 | 0.032581
|  | 816.8506 | 0.031952
|  | 817.0169 | 0.033793
|  | 817.1831 | 0.032611
|  | 817.3494 | 0.034351
|  | 817.5157 | 0.033427
|  | 817.682 | 0.034958
|  | 817.8483 | 0.034105
|  | 818.0147 | 0.035117
|  | 818.181 | 0.034738
|  | 818.3473 | 0.035433
|  | 818.5136 | 0.03514
|  | 818.6799 | 0.035144
|  | 818.8463 | 0.03478
|  | 819.0126 | 0.034622
|  | 819.1789 | 0.034467
|  | 819.3453 | 0.034325
|  | 819.5116 | 0.03435
|  | 819.6779 | 0.034112
|  | 819.8443 | 0.034009
|  | 820.0106 | 0.033693
|  | 820.177 | 0.033698
|  | 820.3434 | 0.033428
|  | 820.5097 | 0.033341
|  | 820.6761 | 0.032892
|  | 820.8425 | 0.032889
|  | 821.0088 | 0.032561
|  | 821.1752 | 0.03283
|  | 821.3416 | 0.032583
|  | 821.508 | 0.032926
|  | 821.6744 | 0.032664
|  | 821.8408 | 0.033189
|  | 822.0072 | 0.032888
|  | 822.1736 | 0.033321
|  | 822.34 | 0.032911
|  | 822.5064 | 0.033352
|  | 822.6728 | 0.032986
|  | 822.8392 | 0.033218
|  | 823.0056 | 0.033804
|  | 823.172 | 0.034152
|  | 823.3384 | 0.035169
|  | 823.5049 | 0.034698
|  | 823.6713 | 0.035691
|  | 823.8377 | 0.035034
|  | 824.0042 | 0.03611
|  | 824.1706 | 0.035647
|  | 824.3371 | 0.036788
|  | 824.5035 | 0.036139
|  | 824.67 | 0.037047
|  | 824.8364 | 0.03635
|  | 825.0029 | 0.037356
|  | 825.1693 | 0.037046
|  | 825.3358 | 0.038098
|  | 825.5023 | 0.03773
|  | 825.6687 | 0.038405
|  | 825.8352 | 0.038107
|  | 826.0017 | 0.03895
|  | 826.1682 | 0.038964
|  | 826.3347 | 0.039798
|  | 826.5011 | 0.039851
|  | 826.6676 | 0.040418
|  | 826.8341 | 0.040541
|  | 827.0006 | 0.041084
|  | 827.1671 | 0.04131
|  | 827.3336 | 0.041735
|  | 827.5002 | 0.04204
|  | 827.6667 | 0.042451
|  | 827.8332 | 0.042802
|  | 827.9997 | 0.043205
|  | 828.1662 | 0.043702
|  | 828.3328 | 0.044001
|  | 828.4993 | 0.044318
|  | 828.6658 | 0.0446
|  | 828.8324 | 0.045573
|  | 828.9989 | 0.046369
|  | 829.1654 | 0.047449
|  | 829.332 | 0.04787
|  | 829.4985 | 0.048298
|  | 829.6651 | 0.048261
|  | 829.8317 | 0.048413
|  | 829.9982 | 0.048319
|  | 830.1648 | 0.048566
|  | 830.3313 | 0.048945
|  | 830.4979 | 0.049547
|  | 830.6645 | 0.049842
|  | 830.8311 | 0.049856
|  | 830.9977 | 0.049837
|  | 831.1642 | 0.049889
|  | 831.3308 | 0.050136
|  | 831.4974 | 0.050465
|  | 831.664 | 0.050901
|  | 831.8306 | 0.051138
|  | 831.9972 | 0.051483
|  | 832.1638 | 0.051613
|  | 832.3304 | 0.051927
|  | 832.497 | 0.051981
|  | 832.6637 | 0.052433
|  | 832.8303 | 0.052733
|  | 832.9969 | 0.053298
|  | 833.1635 | 0.053351
|  | 833.3301 | 0.053589
|  | 833.4968 | 0.053387
|  | 833.6634 | 0.053533
|  | 833.8301 | 0.053357
|  | 833.9967 | 0.053727
|  | 834.1633 | 0.053868
|  | 834.33 | 0.054317
|  | 834.4966 | 0.054447
|  | 834.6633 | 0.05485
|  | 834.83 | 0.054961
|  | 834.9966 | 0.05535
|  | 835.1633 | 0.055476
|  | 835.33 | 0.055851
|  | 835.4966 | 0.055779
|  | 835.6633 | 0.055925
|  | 835.83 | 0.055759
|  | 835.9967 | 0.056248
|  | 836.1633 | 0.056365
|  | 836.33 | 0.056875
|  | 836.4967 | 0.056825
|  | 836.6634 | 0.057283
|  | 836.8301 | 0.057483
|  | 836.9968 | 0.058082
|  | 837.1635 | 0.058255
|  | 837.3302 | 0.058644
|  | 837.4969 | 0.058699
|  | 837.6637 | 0.059153
|  | 837.8304 | 0.05927
|  | 837.9971 | 0.059655
|  | 838.1638 | 0.059734
|  | 838.3306 | 0.060337
|  | 838.4973 | 0.060579
|  | 838.664 | 0.061286
|  | 838.8308 | 0.061374
|  | 838.9975 | 0.062005
|  | 839.1642 | 0.062099
|  | 839.331 | 0.062777
|  | 839.4977 | 0.062976
|  | 839.6645 | 0.063527
|  | 839.8312 | 0.063539
|  | 839.998 | 0.0639
|  | 840.1648 | 0.063993
|  | 840.3315 | 0.064391
|  | 840.4983 | 0.064378
|  | 840.6651 | 0.064554
|  | 840.8319 | 0.064583
|  | 840.9986 | 0.06506
|  | 841.1654 | 0.065375
|  | 841.3322 | 0.065889
|  | 841.499 | 0.06604
|  | 841.6658 | 0.066359
|  | 841.8326 | 0.066447
|  | 841.9994 | 0.066798
|  | 842.1662 | 0.066848
|  | 842.333 | 0.067401
|  | 842.4998 | 0.067607
|  | 842.6666 | 0.068379
|  | 842.8334 | 0.068683
|  | 843.0002 | 0.069516
|  | 843.1671 | 0.069854
|  | 843.3339 | 0.070481
|  | 843.5007 | 0.070507
|  | 843.6675 | 0.070675
|  | 843.8344 | 0.070576
|  | 844.0012 | 0.070987
|  | 844.1681 | 0.07128
|  | 844.3349 | 0.071779
|  | 844.5017 | 0.071959
|  | 844.6686 | 0.072395
|  | 844.8354 | 0.07267
|  | 845.0023 | 0.073056
|  | 845.1692 | 0.073211
|  | 845.336 | 0.073534
|  | 845.5029 | 0.07385
|  | 845.6698 | 0.07439
|  | 845.8366 | 0.074745
|  | 846.0035 | 0.075268
|  | 846.1704 | 0.07554
|  | 846.3373 | 0.076045
|  | 846.5041 | 0.076354
|  | 846.671 | 0.077118
|  | 846.8379 | 0.077591
|  | 847.0048 | 0.078319
|  | 847.1717 | 0.078584
|  | 847.3386 | 0.079103
|  | 847.5055 | 0.079423
|  | 847.6724 | 0.07988
|  | 847.8393 | 0.080266
|  | 848.0062 | 0.080684
|  | 848.1732 | 0.08076
|  | 848.3401 | 0.080986
|  | 848.507 | 0.081158
|  | 848.6739 | 0.081797
|  | 848.8408 | 0.082232
|  | 849.0078 | 0.083022
|  | 849.1747 | 0.083553
|  | 849.3416 | 0.084303
|  | 849.5086 | 0.0846
|  | 849.6755 | 0.085265
|  | 849.8425 | 0.085782
|  | 850.0094 | 0.08644
|  | 850.1764 | 0.086751
|  | 850.3433 | 0.087142
|  | 850.5103 | 0.087441
|  | 850.6772 | 0.088141
|  | 850.8442 | 0.088366
|  | 851.0112 | 0.088692
|  | 851.1781 | 0.08859
|  | 851.3451 | 0.08908
|  | 851.5121 | 0.089407
|  | 851.6791 | 0.090063
|  | 851.8461 | 0.090525
|  | 852.013 | 0.091124
|  | 852.18 | 0.091319
|  | 852.347 | 0.091412
|  | 852.514 | 0.09129
|  | 852.681 | 0.091648
|  | 852.848 | 0.091889
|  | 853.015 | 0.092618
|  | 853.182 | 0.092966
|  | 853.349 | 0.093881
|  | 853.516 | 0.094618
|  | 853.6831 | 0.095689
|  | 853.8501 | 0.096055
|  | 854.0171 | 0.096554
|  | 854.1841 | 0.096732
|  | 854.3512 | 0.097474
|  | 854.5182 | 0.098147
|  | 854.6852 | 0.099355
|  | 854.8522 | 0.10012
|  | 855.0193 | 0.1009
|  | 855.1863 | 0.10113
|  | 855.3534 | 0.1016
|  | 855.5204 | 0.10169
|  | 855.6875 | 0.10187
|  | 855.8545 | 0.10188
|  | 856.0216 | 0.10237
|  | 856.1886 | 0.10287
|  | 856.3557 | 0.10364
|  | 856.5228 | 0.10398
|  | 856.6898 | 0.10454
|  | 856.8569 | 0.10491
|  | 857.024 | 0.10567
|  | 857.1911 | 0.10608
|  | 857.3581 | 0.10675
|  | 857.5252 | 0.10706
|  | 857.6923 | 0.10775
|  | 857.8594 | 0.10808
|  | 858.0265 | 0.10904
|  | 858.1936 | 0.10972
|  | 858.3607 | 0.1106
|  | 858.5278 | 0.11081
|  | 858.6949 | 0.11141
|  | 858.862 | 0.11194
|  | 859.0291 | 0.11287
|  | 859.1962 | 0.11339
|  | 859.3633 | 0.11404
|  | 859.5305 | 0.11449
|  | 859.6976 | 0.11537
|  | 859.8647 | 0.11589
|  | 860.0318 | 0.11655
|  | 860.199 | 0.11674
|  | 860.3661 | 0.11767
|  | 860.5332 | 0.11832
|  | 860.7004 | 0.11939
|  | 860.8675 | 0.11995
|  | 861.0347 | 0.12086
|  | 861.2018 | 0.12166
|  | 861.3689 | 0.12285
|  | 861.5361 | 0.12359
|  | 861.7033 | 0.12446
|  | 861.8704 | 0.12481
|  | 862.0376 | 0.12586
|  | 862.2047 | 0.12629
|  | 862.3719 | 0.12732
|  | 862.5391 | 0.12801
|  | 862.7063 | 0.12917
|  | 862.8734 | 0.12978
|  | 863.0406 | 0.13046
|  | 863.2078 | 0.13081
|  | 863.375 | 0.13161
|  | 863.5422 | 0.13177
|  | 863.7093 | 0.13229
|  | 863.8765 | 0.13223
|  | 864.0437 | 0.1328
|  | 864.2109 | 0.13307
|  | 864.3781 | 0.13375
|  | 864.5453 | 0.13434
|  | 864.7125 | 0.13559
|  | 864.8798 | 0.13679
|  | 865.047 | 0.13852
|  | 865.2142 | 0.13968
|  | 865.3814 | 0.14108
|  | 865.5486 | 0.14222
|  | 865.7158 | 0.14339
|  | 865.8831 | 0.14443
|  | 866.0503 | 0.14475
|  | 866.2175 | 0.14499
|  | 866.3848 | 0.14518
|  | 866.552 | 0.14612
|  | 866.7192 | 0.14713
|  | 866.8865 | 0.14823
|  | 867.0537 | 0.14835
|  | 867.221 | 0.14858
|  | 867.3882 | 0.1487
|  | 867.5555 | 0.14985
|  | 867.7227 | 0.15055
|  | 867.89 | 0.15098
|  | 868.0573 | 0.15085
|  | 868.2245 | 0.15169
|  | 868.3918 | 0.15306
|  | 868.5591 | 0.15523
|  | 868.7263 | 0.15665
|  | 868.8936 | 0.15814
|  | 869.0609 | 0.15893
|  | 869.2282 | 0.16048
|  | 869.3955 | 0.16138
|  | 869.5627 | 0.16259
|  | 869.73 | 0.16301
|  | 869.8973 | 0.16461
|  | 870.0646 | 0.16604
|  | 870.2319 | 0.16771
|  | 870.3992 | 0.16805
|  | 870.5665 | 0.16839
|  | 870.7338 | 0.16847
|  | 870.9011 | 0.16916
|  | 871.0684 | 0.16994
|  | 871.2358 | 0.17103
|  | 871.4031 | 0.17219
|  | 871.5704 | 0.17344
|  | 871.7377 | 0.17467
|  | 871.905 | 0.17627
|  | 872.0724 | 0.17766
|  | 872.2397 | 0.17899
|  | 872.407 | 0.17965
|  | 872.5744 | 0.1806
|  | 872.7417 | 0.18168
|  | 872.909 | 0.18282
|  | 873.0764 | 0.18369
|  | 873.2437 | 0.18472
|  | 873.4111 | 0.18554
|  | 873.5784 | 0.18692
|  | 873.7458 | 0.18785
|  | 873.9131 | 0.18974
|  | 874.0805 | 0.19099
|  | 874.2479 | 0.19252
|  | 874.4152 | 0.1931
|  | 874.5826 | 0.19426
|  | 874.75 | 0.19454
|  | 874.9173 | 0.19533
|  | 875.0847 | 0.19547
|  | 875.2521 | 0.19672
|  | 875.4195 | 0.19779
|  | 875.5869 | 0.19921
|  | 875.7542 | 0.19991
|  | 875.9216 | 0.20068
|  | 876.089 | 0.20088
|  | 876.2564 | 0.20176
|  | 876.4238 | 0.20265
|  | 876.5912 | 0.20406
|  | 876.7586 | 0.20553
|  | 876.926 | 0.2072
|  | 877.0934 | 0.2085
|  | 877.2608 | 0.20949
|  | 877.4282 | 0.21001
|  | 877.5957 | 0.211
|  | 877.7631 | 0.21205
|  | 877.9305 | 0.21378
|  | 878.0979 | 0.21535
|  | 878.2653 | 0.2167
|  | 878.4328 | 0.21753
|  | 878.6002 | 0.21865
|  | 878.7676 | 0.22004
|  | 878.9351 | 0.22227
|  | 879.1025 | 0.22374
|  | 879.2699 | 0.22534
|  | 879.4374 | 0.22559
|  | 879.6048 | 0.22651
|  | 879.7723 | 0.22678
|  | 879.9397 | 0.22788
|  | 880.1072 | 0.22862
|  | 880.2746 | 0.23017
|  | 880.4421 | 0.23101
|  | 880.6095 | 0.23216
|  | 880.777 | 0.23273
|  | 880.9445 | 0.23431
|  | 881.1119 | 0.23573
|  | 881.2794 | 0.23756
|  | 881.4469 | 0.23882
|  | 881.6144 | 0.24024
|  | 881.7818 | 0.24093
|  | 881.9493 | 0.24192
|  | 882.1168 | 0.24285
|  | 882.2843 | 0.245
|  | 882.4518 | 0.24709
|  | 882.6193 | 0.25
|  | 882.7868 | 0.25224
|  | 882.9543 | 0.25437
|  | 883.1218 | 0.25528
|  | 883.2893 | 0.25627
|  | 883.4568 | 0.25695
|  | 883.6243 | 0.25832
|  | 883.7918 | 0.25922
|  | 883.9593 | 0.26082
|  | 884.1268 | 0.26181
|  | 884.2943 | 0.26393
|  | 884.4618 | 0.2654
|  | 884.6293 | 0.2676
|  | 884.7969 | 0.26883
|  | 884.9644 | 0.27015
|  | 885.1319 | 0.27048
|  | 885.2995 | 0.27151
|  | 885.467 | 0.27206
|  | 885.6345 | 0.27357
|  | 885.8021 | 0.27457
|  | 885.9696 | 0.27648
|  | 886.1371 | 0.27815
|  | 886.3047 | 0.28005
|  | 886.4722 | 0.28169
|  | 886.6398 | 0.28331
|  | 886.8073 | 0.2851
|  | 886.9749 | 0.28742
|  | 887.1424 | 0.28979
|  | 887.31 | 0.29213
|  | 887.4776 | 0.29344
|  | 887.6451 | 0.29494
|  | 887.8127 | 0.29585
|  | 887.9803 | 0.29746
|  | 888.1478 | 0.29818
|  | 888.3154 | 0.29992
|  | 888.483 | 0.30107
|  | 888.6506 | 0.30358
|  | 888.8181 | 0.30572
|  | 888.9857 | 0.30884
|  | 889.1533 | 0.31155
|  | 889.3209 | 0.3149
|  | 889.4885 | 0.31744
|  | 889.6561 | 0.31971
|  | 889.8237 | 0.32039
|  | 889.9913 | 0.32112
|  | 890.1589 | 0.32137
|  | 890.3265 | 0.32224
|  | 890.4941 | 0.32238
|  | 890.6617 | 0.3232
|  | 890.8293 | 0.32371
|  | 890.9969 | 0.32586
|  | 891.1645 | 0.32774
|  | 891.3321 | 0.33114
|  | 891.4998 | 0.33394
|  | 891.6674 | 0.33781
|  | 891.835 | 0.34038
|  | 892.0026 | 0.34329
|  | 892.1703 | 0.3447
|  | 892.3379 | 0.34653
|  | 892.5055 | 0.34759
|  | 892.6732 | 0.34957
|  | 892.8408 | 0.35108
|  | 893.0084 | 0.35306
|  | 893.1761 | 0.35447
|  | 893.3437 | 0.3568
|  | 893.5114 | 0.35903
|  | 893.679 | 0.36208
|  | 893.8467 | 0.36434
|  | 894.0143 | 0.36658
|  | 894.182 | 0.36797
|  | 894.3496 | 0.37043
|  | 894.5173 | 0.37288
|  | 894.685 | 0.37563
|  | 894.8526 | 0.37641
|  | 895.0203 | 0.37731
|  | 895.188 | 0.37712
|  | 895.3556 | 0.37816
|  | 895.5233 | 0.37903
|  | 895.691 | 0.38159
|  | 895.8587 | 0.38401
|  | 896.0263 | 0.38694
|  | 896.194 | 0.38881
|  | 896.3617 | 0.39147
|  | 896.5294 | 0.39398
|  | 896.6971 | 0.39744
|  | 896.8648 | 0.40043
|  | 897.0325 | 0.40337
|  | 897.2002 | 0.40515
|  | 897.3679 | 0.40705
|  | 897.5356 | 0.40813
|  | 897.7033 | 0.41063
|  | 897.871 | 0.41233
|  | 898.0387 | 0.41503
|  | 898.2064 | 0.41706
|  | 898.3741 | 0.4209
|  | 898.5418 | 0.42417
|  | 898.7096 | 0.42816
|  | 898.8773 | 0.43083
|  | 899.045 | 0.43391
|  | 899.2127 | 0.4358
|  | 899.3804 | 0.43818
|  | 899.5482 | 0.44009
|  | 899.7159 | 0.44259
|  | 899.8836 | 0.44397
|  | 900.0514 | 0.44625
|  | 900.2191 | 0.44827
|  | 900.3868 | 0.45133
|  | 900.5546 | 0.45423
|  | 900.7223 | 0.45822
|  | 900.8901 | 0.46148
|  | 901.0578 | 0.46433
|  | 901.2256 | 0.46531
|  | 901.3933 | 0.46733
|  | 901.5611 | 0.46848
|  | 901.7288 | 0.47077
|  | 901.8966 | 0.47161
|  | 902.0644 | 0.47321
|  | 902.2321 | 0.47421
|  | 902.3999 | 0.47642
|  | 902.5677 | 0.47857
|  | 902.7354 | 0.48132
|  | 902.9032 | 0.48347
|  | 903.071 | 0.48603
|  | 903.2387 | 0.48786
|  | 903.4065 | 0.48984
|  | 903.5743 | 0.49136
|  | 903.7421 | 0.49414
|  | 903.9099 | 0.49685
|  | 904.0777 | 0.50127
|  | 904.2454 | 0.5048
|  | 904.4132 | 0.50949
|  | 904.581 | 0.51255
|  | 904.7488 | 0.51606
|  | 904.9166 | 0.51733
|  | 905.0844 | 0.51841
|  | 905.2522 | 0.5189
|  | 905.42 | 0.52098
|  | 905.5878 | 0.52304
|  | 905.7556 | 0.52585
|  | 905.9235 | 0.52839
|  | 906.0913 | 0.53238
|  | 906.2591 | 0.53556
|  | 906.4269 | 0.53916
|  | 906.5947 | 0.54033
|  | 906.7625 | 0.54148
|  | 906.9304 | 0.54114
|  | 907.0982 | 0.54266
|  | 907.266 | 0.54426
|  | 907.4338 | 0.54703
|  | 907.6017 | 0.54901
|  | 907.7695 | 0.55281
|  | 907.9373 | 0.55765
|  | 908.1052 | 0.56348
|  | 908.273 | 0.56748
|  | 908.4409 | 0.57175
|  | 908.6087 | 0.57653
|  | 908.7765 | 0.58141
|  | 908.9444 | 0.58551
|  | 909.1122 | 0.58872
|  | 909.2801 | 0.59288
|  | 909.4479 | 0.59416
|  | 909.6158 | 0.59503
|  | 909.7837 | 0.59378
|  | 909.9515 | 0.59498
|  | 910.1194 | 0.59619
|  | 910.2872 | 0.6001
|  | 910.4551 | 0.60427
|  | 910.623 | 0.60956
|  | 910.7909 | 0.61262
|  | 910.9587 | 0.61501
|  | 911.1266 | 0.6162
|  | 911.2945 | 0.61936
|  | 911.4624 | 0.62288
|  | 911.6302 | 0.62718
|  | 911.7981 | 0.63011
|  | 911.966 | 0.63345
|  | 912.1339 | 0.63536
|  | 912.3018 | 0.63838
|  | 912.4697 | 0.6404
|  | 912.6376 | 0.64427
|  | 912.8054 | 0.64665
|  | 912.9733 | 0.64982
|  | 913.1412 | 0.65172
|  | 913.3091 | 0.6552
|  | 913.477 | 0.65801
|  | 913.6449 | 0.66149
|  | 913.8129 | 0.66346
|  | 913.9808 | 0.6661
|  | 914.1487 | 0.6681
|  | 914.3166 | 0.67155
|  | 914.4845 | 0.67345
|  | 914.6524 | 0.67649
|  | 914.8203 | 0.67781
|  | 914.9882 | 0.68096
|  | 915.1562 | 0.68269
|  | 915.3241 | 0.68623
|  | 915.492 | 0.68842
|  | 915.6599 | 0.69205
|  | 915.8279 | 0.69412
|  | 915.9958 | 0.69658
|  | 916.1637 | 0.6982
|  | 916.3317 | 0.70146
|  | 916.4996 | 0.70388
|  | 916.6675 | 0.70686
|  | 916.8355 | 0.7079
|  | 917.0034 | 0.7103
|  | 917.1714 | 0.71107
|  | 917.3393 | 0.71339
|  | 917.5073 | 0.7153
|  | 917.6752 | 0.71975
|  | 917.8432 | 0.72407
|  | 918.0111 | 0.72905
|  | 918.1791 | 0.7316
|  | 918.347 | 0.73358
|  | 918.515 | 0.7338
|  | 918.683 | 0.73524
|  | 918.8509 | 0.73523
|  | 919.0189 | 0.73673
|  | 919.1869 | 0.73613
|  | 919.3548 | 0.73665
|  | 919.5228 | 0.7353
|  | 919.6908 | 0.7366
|  | 919.8587 | 0.73781
|  | 920.0267 | 0.74073
|  | 920.1947 | 0.74125
|  | 920.3627 | 0.74171
|  | 920.5307 | 0.74121
|  | 920.6987 | 0.74147
|  | 920.8666 | 0.74079
|  | 921.0346 | 0.74141
|  | 921.2026 | 0.74285
|  | 921.3706 | 0.74689
|  | 921.5386 | 0.75008
|  | 921.7066 | 0.75323
|  | 921.8746 | 0.75431
|  | 922.0426 | 0.7565
|  | 922.2106 | 0.75842
|  | 922.3786 | 0.7622
|  | 922.5466 | 0.76579
|  | 922.7146 | 0.7707
|  | 922.8826 | 0.7742
|  | 923.0506 | 0.77735
|  | 923.2186 | 0.77912
|  | 923.3866 | 0.78132
|  | 923.5547 | 0.78224
|  | 923.7227 | 0.78366
|  | 923.8907 | 0.78385
|  | 924.0587 | 0.78553
|  | 924.2267 | 0.78625
|  | 924.3948 | 0.78858
|  | 924.5628 | 0.79068
|  | 924.7308 | 0.79444
|  | 924.8988 | 0.79857
|  | 925.0669 | 0.8036
|  | 925.2349 | 0.80815
|  | 925.4029 | 0.81308
|  | 925.571 | 0.81526
|  | 925.739 | 0.81704
|  | 925.9071 | 0.81549
|  | 926.0751 | 0.81481
|  | 926.2431 | 0.81231
|  | 926.4112 | 0.81196
|  | 926.5792 | 0.81166
|  | 926.7473 | 0.81289
|  | 926.9153 | 0.81363
|  | 927.0834 | 0.81517
|  | 927.2514 | 0.81604
|  | 927.4195 | 0.81888
|  | 927.5876 | 0.82199
|  | 927.7556 | 0.82658
|  | 927.9237 | 0.82981
|  | 928.0917 | 0.83413
|  | 928.2598 | 0.83618
|  | 928.4279 | 0.83869
|  | 928.5959 | 0.83855
|  | 928.764 | 0.84105
|  | 928.9321 | 0.84257
|  | 929.1002 | 0.8462
|  | 929.2682 | 0.84777
|  | 929.4363 | 0.84911
|  | 929.6044 | 0.8484
|  | 929.7725 | 0.84952
|  | 929.9405 | 0.85157
|  | 930.1086 | 0.85584
|  | 930.2767 | 0.85887
|  | 930.4448 | 0.86254
|  | 930.6129 | 0.86511
|  | 930.781 | 0.8695
|  | 930.9491 | 0.8727
|  | 931.1172 | 0.87623
|  | 931.2853 | 0.87841
|  | 931.4534 | 0.88181
|  | 931.6215 | 0.88471
|  | 931.7896 | 0.88833
|  | 931.9577 | 0.88947
|  | 932.1258 | 0.89099
|  | 932.2939 | 0.89037
|  | 932.462 | 0.89114
|  | 932.6301 | 0.89018
|  | 932.7982 | 0.89085
|  | 932.9663 | 0.89028
|  | 933.1344 | 0.89194
|  | 933.3025 | 0.89219
|  | 933.4706 | 0.89385
|  | 933.6388 | 0.89418
|  | 933.8069 | 0.89573
|  | 933.975 | 0.89689
|  | 934.1431 | 0.89878
|  | 934.3113 | 0.89938
|  | 934.4794 | 0.90061
|  | 934.6475 | 0.90136
|  | 934.8156 | 0.90416
|  | 934.9838 | 0.90595
|  | 935.1519 | 0.90787
|  | 935.32 | 0.90746
|  | 935.4882 | 0.9069
|  | 935.6563 | 0.90579
|  | 935.8244 | 0.907
|  | 935.9926 | 0.90781
|  | 936.1607 | 0.90984
|  | 936.3289 | 0.91064
|  | 936.497 | 0.91322
|  | 936.6652 | 0.91636
|  | 936.8333 | 0.92122
|  | 937.0015 | 0.92447
|  | 937.1696 | 0.92612
|  | 937.3378 | 0.92475
|  | 937.5059 | 0.92393
|  | 937.6741 | 0.92319
|  | 937.8422 | 0.92451
|  | 938.0104 | 0.92504
|  | 938.1786 | 0.9267
|  | 938.3467 | 0.92753
|  | 938.5149 | 0.93043
|  | 938.683 | 0.93186
|  | 938.8512 | 0.93421
|  | 939.0194 | 0.93494
|  | 939.1876 | 0.93618
|  | 939.3557 | 0.93619
|  | 939.5239 | 0.93687
|  | 939.6921 | 0.93745
|  | 939.8603 | 0.93883
|  | 940.0284 | 0.93957
|  | 940.1966 | 0.94169
|  | 940.3648 | 0.94321
|  | 940.533 | 0.9456
|  | 940.7012 | 0.94685
|  | 940.8693 | 0.94839
|  | 941.0375 | 0.94925
|  | 941.2057 | 0.94973
|  | 941.3739 | 0.94958
|  | 941.5421 | 0.94994
|  | 941.7103 | 0.95006
|  | 941.8785 | 0.95155
|  | 942.0467 | 0.95307
|  | 942.2149 | 0.95633
|  | 942.3831 | 0.95894
|  | 942.5513 | 0.9625
|  | 942.7195 | 0.96507
|  | 942.8877 | 0.96828
|  | 943.0559 | 0.97101
|  | 943.2241 | 0.97381
|  | 943.3923 | 0.97544
|  | 943.5605 | 0.97703
|  | 943.7287 | 0.97758
|  | 943.8969 | 0.97826
|  | 944.0652 | 0.97806
|  | 944.2334 | 0.97839
|  | 944.4016 | 0.97822
|  | 944.5698 | 0.97888
|  | 944.738 | 0.98032
|  | 944.9062 | 0.98361
|  | 945.0745 | 0.98654
|  | 945.2427 | 0.9899
|  | 945.4109 | 0.99199
|  | 945.5791 | 0.99425
|  | 945.7474 | 0.99463
|  | 945.9156 | 0.99509
|  | 946.0838 | 0.9939
|  | 946.2521 | 0.99312
|  | 946.4203 | 0.99098
|  | 946.5885 | 0.9898
|  | 946.7568 | 0.98828
|  | 946.925 | 0.98811
|  | 947.0932 | 0.98708
|  | 947.2615 | 0.98667
|  | 947.4297 | 0.98537
|  | 947.598 | 0.98538
|  | 947.7662 | 0.98533
|  | 947.9345 | 0.98658
|  | 948.1027 | 0.98747
|  | 948.271 | 0.98894
|  | 948.4392 | 0.9896
|  | 948.6075 | 0.99044
|  | 948.7757 | 0.98983
|  | 948.944 | 0.99028
|  | 949.1122 | 0.99035
|  | 949.2805 | 0.9913
|  | 949.4487 | 0.99119
|  | 949.617 | 0.99218
|  | 949.7853 | 0.9935
|  | 949.9535 | 0.99613
|  | 950.1218 | 0.99798
|  | 950.2901 | 1
|  | 950.4583 | 0.99993
|  | 950.6266 | 0.99981
|  | 950.7949 | 0.99822
|  | 950.9631 | 0.99695
|  | 951.1314 | 0.99425
|  | 951.2997 | 0.99185
|  | 951.468 | 0.98934
|  | 951.6362 | 0.98777
|  | 951.8045 | 0.98669
|  | 951.9728 | 0.9856
|  | 952.1411 | 0.98467
|  | 952.3093 | 0.98255
|  | 952.4776 | 0.98057
|  | 952.6459 | 0.97768
|  | 952.8142 | 0.97572
|  | 952.9825 | 0.97342
|  | 953.1508 | 0.9721
|  | 953.3191 | 0.97089
|  | 953.4874 | 0.97084
|  | 953.6556 | 0.96963
|  | 953.8239 | 0.96859
|  | 953.9922 | 0.96648
|  | 954.1605 | 0.96515
|  | 954.3288 | 0.96257
|  | 954.4971 | 0.96014
|  | 954.6654 | 0.95719
|  | 954.8337 | 0.95504
|  | 955.002 | 0.95251
|  | 955.1703 | 0.95007
|  | 955.3386 | 0.94647
|  | 955.5069 | 0.94347
|  | 955.6752 | 0.9404
|  | 955.8436 | 0.93858
|  | 956.0119 | 0.93731
|  | 956.1802 | 0.9369
|  | 956.3485 | 0.93672
|  | 956.5168 | 0.93617
|  | 956.6851 | 0.93348
|  | 956.8534 | 0.92954
|  | 957.0218 | 0.92414
|  | 957.1901 | 0.91931
|  | 957.3584 | 0.91432
|  | 957.5267 | 0.91011
|  | 957.695 | 0.90566
|  | 957.8634 | 0.90182
|  | 958.0317 | 0.89683
|  | 958.2 | 0.89285
|  | 958.3683 | 0.88839
|  | 958.5367 | 0.88452
|  | 958.705 | 0.87997
|  | 958.8733 | 0.8765
|  | 959.0417 | 0.87285
|  | 959.21 | 0.87025
|  | 959.3783 | 0.86633
|  | 959.5467 | 0.86292
|  | 959.715 | 0.85822
|  | 959.8833 | 0.85545
|  | 960.0517 | 0.85235
|  | 960.22 | 0.84961
|  | 960.3883 | 0.84395
|  | 960.5567 | 0.83801
|  | 960.725 | 0.83177
|  | 960.8934 | 0.82699
|  | 961.0617 | 0.82185
|  | 961.2301 | 0.81695
|  | 961.3984 | 0.81121
|  | 961.5668 | 0.80543
|  | 961.7351 | 0.79808
|  | 961.9035 | 0.79091
|  | 962.0718 | 0.78365
|  | 962.2402 | 0.77767
|  | 962.4085 | 0.77097
|  | 962.5769 | 0.76417
|  | 962.7452 | 0.75501
|  | 962.9136 | 0.74597
|  | 963.082 | 0.73633
|  | 963.2503 | 0.72885
|  | 963.4187 | 0.72158
|  | 963.5871 | 0.71621
|  | 963.7554 | 0.70977
|  | 963.9238 | 0.70328
|  | 964.0921 | 0.69516
|  | 964.2605 | 0.68812
|  | 964.4289 | 0.68043
|  | 964.5973 | 0.67325
|  | 964.7656 | 0.66483
|  | 964.934 | 0.65769
|  | 965.1024 | 0.65041
|  | 965.2707 | 0.64484
|  | 965.4391 | 0.63866
|  | 965.6075 | 0.63257
|  | 965.7759 | 0.62505
|  | 965.9443 | 0.61698
|  | 966.1126 | 0.60671
|  | 966.281 | 0.5961
|  | 966.4494 | 0.5847
|  | 966.6178 | 0.57556
|  | 966.7862 | 0.56659
|  | 966.9545 | 0.55908
|  | 967.1229 | 0.5505
|  | 967.2913 | 0.54255
|  | 967.4597 | 0.53362
|  | 967.6281 | 0.52535
|  | 967.7965 | 0.51605
|  | 967.9649 | 0.50744
|  | 968.1333 | 0.4982
|  | 968.3017 | 0.48991
|  | 968.4701 | 0.48128
|  | 968.6385 | 0.47356
|  | 968.8068 | 0.46584
|  | 968.9752 | 0.45871
|  | 969.1436 | 0.45095
|  | 969.312 | 0.44301
|  | 969.4804 | 0.43449
|  | 969.6488 | 0.42735
|  | 969.8173 | 0.42027
|  | 969.9857 | 0.41381
|  | 970.1541 | 0.40612
|  | 970.3225 | 0.39844
|  | 970.4909 | 0.39018
|  | 970.6593 | 0.383
|  | 970.8277 | 0.37557
|  | 970.9961 | 0.36904
|  | 971.1645 | 0.36182
|  | 971.3329 | 0.3558
|  | 971.5013 | 0.34985
|  | 971.6697 | 0.34475
|  | 971.8382 | 0.33917
|  | 972.0066 | 0.33399
|  | 972.175 | 0.32797
|  | 972.3434 | 0.32271
|  | 972.5118 | 0.31699
|  | 972.6802 | 0.31217
|  | 972.8487 | 0.30644
|  | 973.0171 | 0.30126
|  | 973.1855 | 0.29582
|  | 973.3539 | 0.29125
|  | 973.5224 | 0.28626
|  | 973.6908 | 0.28171
|  | 973.8592 | 0.27655
|  | 974.0276 | 0.27179
|  | 974.1961 | 0.26633
|  | 974.3645 | 0.26115
|  | 974.5329 | 0.2552
|  | 974.7014 | 0.24973
|  | 974.8698 | 0.24452
|  | 975.0382 | 0.24025
|  | 975.2067 | 0.23615
|  | 975.3751 | 0.23236
|  | 975.5435 | 0.22821
|  | 975.712 | 0.22433
|  | 975.8804 | 0.22029
|  | 976.0488 | 0.21637
|  | 976.2173 | 0.21183
|  | 976.3857 | 0.2072
|  | 976.5542 | 0.20235
|  | 976.7226 | 0.19833
|  | 976.891 | 0.19409
|  | 977.0595 | 0.19039
|  | 977.2279 | 0.18616
|  | 977.3964 | 0.1826
|  | 977.5648 | 0.17895
|  | 977.7333 | 0.1756
|  | 977.9017 | 0.17235
|  | 978.0702 | 0.1697
|  | 978.2386 | 0.16724
|  | 978.4071 | 0.16518
|  | 978.5755 | 0.16245
|  | 978.744 | 0.15983
|  | 978.9124 | 0.15665
|  | 979.0809 | 0.15382
|  | 979.2493 | 0.15059
|  | 979.4178 | 0.14752
|  | 979.5862 | 0.1441
|  | 979.7547 | 0.14134
|  | 979.9232 | 0.13819
|  | 980.0916 | 0.13586
|  | 980.2601 | 0.13305
|  | 980.4285 | 0.13074
|  | 980.597 | 0.12785
|  | 980.7655 | 0.12559
|  | 980.9339 | 0.12302
|  | 981.1024 | 0.12075
|  | 981.2709 | 0.11798
|  | 981.4393 | 0.11557
|  | 981.6078 | 0.11318
|  | 981.7763 | 0.11112
|  | 981.9447 | 0.10876
|  | 982.1132 | 0.10666
|  | 982.2817 | 0.10423
|  | 982.4501 | 0.10246
|  | 982.6186 | 0.1004
|  | 982.7871 | 0.098849
|  | 982.9556 | 0.096883
|  | 983.124 | 0.095183
|  | 983.2925 | 0.093048
|  | 983.461 | 0.091189
|  | 983.6295 | 0.089027
|  | 983.7979 | 0.087367
|  | 983.9664 | 0.085476
|  | 984.1349 | 0.083991
|  | 984.3034 | 0.082101
|  | 984.4718 | 0.080554
|  | 984.6403 | 0.078638
|  | 984.8088 | 0.077265
|  | 984.9773 | 0.075542
|  | 985.1458 | 0.074203
|  | 985.3143 | 0.072392
|  | 985.4827 | 0.07102
|  | 985.6512 | 0.069394
|  | 985.8197 | 0.068117
|  | 985.9882 | 0.066477
|  | 986.1567 | 0.06525
|  | 986.3252 | 0.063825
|  | 986.4937 | 0.062556
|  | 986.6622 | 0.061098
|  | 986.8307 | 0.059921
|  | 986.9991 | 0.058673
|  | 987.1676 | 0.057433
|  | 987.3361 | 0.056096
|  | 987.5046 | 0.055151
|  | 987.6731 | 0.054086
|  | 987.8416 | 0.053227
|  | 988.0101 | 0.052156
|  | 988.1786 | 0.051241
|  | 988.3471 | 0.050201
|  | 988.5156 | 0.049264
|  | 988.6841 | 0.048096
|  | 988.8526 | 0.046826
|  | 989.0211 | 0.045388
|  | 989.1896 | 0.043966
|  | 989.3581 | 0.042535
|  | 989.5266 | 0.041186
|  | 989.6951 | 0.039593
|  | 989.8636 | 0.038707
|  | 990.0321 | 0.037225
|  | 990.2006 | 0.036971
|  | 990.3691 | 0.035395
|  | 990.5376 | 0.035212
|  | 990.7061 | 0.033815
|  | 990.8746 | 0.033706
|  | 991.0431 | 0.032781
|  | 991.2117 | 0.032863
|  | 991.3802 | 0.032585
|  | 991.5487 | 0.033086
|  | 991.7172 | 0.033404
|  | 991.8857 | 0.034224
|  | 992.0542 | 0.034841
|  | 992.2227 | 0.034934
|  | 992.3912 | 0.035221
|  | 992.5597 | 0.034037
|  | 992.7283 | 0.033954
|  | 992.8968 | 0.031323
|  | 993.0653 | 0.030785
|  | 993.2338 | 0.028686
|  | 993.4023 | 0.028287
|  | 993.5708 | 0.027295
|  | 993.7394 | 0.026606
|  | 993.9079 | 0.027157
|  | 994.0764 | 0.026571
|  | 994.2449 | 0.027811
|  | 994.4134 | 0.026882
|  | 994.582 | 0.026267
|  | 994.7505 | 0.025909
|  | 994.919 | 0.024622
|  | 995.0875 | 0.025347
|  | 995.2561 | 0.022334
|  | 995.4246 | 0.02237
|  | 995.5931 | 0.019476
|  | 995.7616 | 0.019724
|  | 995.9302 | 0.017632
|  | 996.0987 | 0.017566
|  | 996.2672 | 0.015655
|  | 996.4357 | 0.015716
|  | 996.6043 | 0.014632
|  | 996.7728 | 0.014858
|  | 996.9413 | 0.013943
|  | 997.1098 | 0.014232
|  | 997.2784 | 0.013685
|  | 997.4469 | 0.014462
|  | 997.6154 | 0.01414
|  | 997.784 | 0.015235
|  | 997.9525 | 0.014917
|  | 998.121 | 0.015959
|  | 998.2896 | 0.015563
|  | 998.4581 | 0.016323
|  | 998.6266 | 0.016075
|  | 998.7952 | 0.016489
|  | 998.9637 | 0.016446
|  | 999.1322 | 0.016385
|  | 999.3008 | 0.016529
|  | 999.4693 | 0.016106
|  | 999.6379 | 0.016366
|  | 999.8064 | 0.015619
|  | 999.9749 | 0.016116
|  | 1000.1435 | 0.015372
|  | 1000.312 | 0.01601
|  | 1000.4806 | 0.015078
|  | 1000.6491 | 0.015675
|  | 1000.8176 | 0.01464
|  | 1000.9862 | 0.015234
|  | 1001.1547 | 0.014293
|  | 1001.3233 | 0.014976
|  | 1001.4918 | 0.014172
|  | 1001.6604 | 0.014796
|  | 1001.8289 | 0.014041
|  | 1001.9974 | 0.014703
|  | 1002.166 | 0.014034
|  | 1002.3345 | 0.014684
|  | 1002.5031 | 0.014048
|  | 1002.6716 | 0.01471
|  | 1002.8402 | 0.014154
|  | 1003.0087 | 0.014806
|  | 1003.1773 | 0.014233
|  | 1003.3458 | 0.014843
|  | 1003.5144 | 0.014277
|  | 1003.6829 | 0.014905
|  | 1003.8515 | 0.014399
|  | 1004.02 | 0.015001
|  | 1004.1886 | 0.014518
|  | 1004.3571 | 0.015072
|  | 1004.5257 | 0.014592
|  | 1004.6942 | 0.015099
|  | 1004.8628 | 0.014651
|  | 1005.0313 | 0.015142
|  | 1005.1999 | 0.014752
|  | 1005.3684 | 0.015178
|  | 1005.537 | 0.014775
|  | 1005.7055 | 0.015135
|  | 1005.8741 | 0.014795
|  | 1006.0426 | 0.01515
|  | 1006.2112 | 0.014819
|  | 1006.3798 | 0.015088
|  | 1006.5483 | 0.014789
|  | 1006.7169 | 0.014954
|  | 1006.8854 | 0.014707
|  | 1007.054 | 0.014934
|  | 1007.2225 | 0.014778
|  | 1007.3911 | 0.014917
|  | 1007.5597 | 0.014655
|  | 1007.7282 | 0.014707
|  | 1007.8968 | 0.014526
|  | 1008.0653 | 0.014557
|  | 1008.2339 | 0.014445
|  | 1008.4025 | 0.014481
|  | 1008.571 | 0.014377
|  | 1008.7396 | 0.014382
|  | 1008.9081 | 0.014262
|  | 1009.0767 | 0.014221
|  | 1009.2453 | 0.014123
|  | 1009.4138 | 0.01403
|  | 1009.5824 | 0.013966
|  | 1009.751 | 0.013786
|  | 1009.9195 | 0.013761
|  | 1010.0881 | 0.01355
|  | 1010.2566 | 0.013684
|  | 1010.4252 | 0.013515
|  | 1010.5938 | 0.013583
|  | 1010.7623 | 0.013277
|  | 1010.9309 | 0.013208
|  | 1011.0995 | 0.013029
|  | 1011.268 | 0.013025
|  | 1011.4366 | 0.012896
|  | 1011.6052 | 0.01293
|  | 1011.7737 | 0.012813
|  | 1011.9423 | 0.012879
|  | 1012.1109 | 0.012756
|  | 1012.2794 | 0.012701
|  | 1012.448 | 0.012363
|  | 1012.6166 | 0.012254
|  | 1012.7851 | 0.012038
|  | 1012.9537 | 0.012139
|  | 1013.1223 | 0.011951
|  | 1013.2909 | 0.011964
|  | 1013.4594 | 0.011702
|  | 1013.628 | 0.0118
|  | 1013.7966 | 0.01156
|  | 1013.9651 | 0.011715
|  | 1014.1337 | 0.011359
|  | 1014.3023 | 0.011488
|  | 1014.4708 | 0.011091
|  | 1014.6394 | 0.011075
|  | 1014.808 | 0.011004
|  | 1014.9766 | 0.01115
|  | 1015.1451 | 0.011196
|  | 1015.3137 | 0.011208
|  | 1015.4823 | 0.01091
|  | 1015.6509 | 0.010926
|  | 1015.8194 | 0.010572
|  | 1015.988 | 0.010826
|  | 1016.1566 | 0.010421
|  | 1016.3252 | 0.010544
|  | 1016.4937 | 0.010099
|  | 1016.6623 | 0.010351
|  | 1016.8309 | 0.010188
|  | 1016.9995 | 0.010562
|  | 1017.168 | 0.010212
|  | 1017.3366 | 0.010285
|  | 1017.5052 | 0.0099722
|  | 1017.6738 | 0.010242
|  | 1017.8423 | 0.0098617
|  | 1018.0109 | 0.0099228
|  | 1018.1795 | 0.0095326
|  | 1018.3481 | 0.0097235
|  | 1018.5166 | 0.0093384
|  | 1018.6852 | 0.0096867
|  | 1018.8538 | 0.0094075
|  | 1019.0224 | 0.0097135
|  | 1019.1909 | 0.0093398
|  | 1019.3595 | 0.0095569
|  | 1019.5281 | 0.0090742
|  | 1019.6967 | 0.009287
|  | 1019.8653 | 0.0089976
|  | 1020.0338 | 0.0092719
|  | 1020.2024 | 0.0087376
|  | 1020.371 | 0.0086523
|  | 1020.5396 | 0.0084203
|  | 1020.7082 | 0.0086557
|  | 1020.8767 | 0.0086564
|  | 1021.0453 | 0.0088915
|  | 1021.2139 | 0.0086257
|  | 1021.3825 | 0.0087998
|  | 1021.5511 | 0.0084338
|  | 1021.7196 | 0.0087394
|  | 1021.8882 | 0.0083799
|  | 1022.0568 | 0.0085769
|  | 1022.2254 | 0.0082799
|  | 1022.394 | 0.0084938
|  | 1022.5625 | 0.0081876
|  | 1022.7311 | 0.0083835
|  | 1022.8997 | 0.00813
|  | 1023.0683 | 0.0082262
|  | 1023.2369 | 0.0077502
|  | 1023.4054 | 0.0079703
|  | 1023.574 | 0.0078004
|  | 1023.7426 | 0.0082046
|  | 1023.9112 | 0.0080003
|  | 1024.0798 | 0.0082576
|  | 1024.2483 | 0.0080993
|  | 1024.4169 | 0.0083181
|  | 1024.5855 | 0.008006
|  | 1024.7541 | 0.0081063
|  | 1024.9227 | 0.0078966
|  | 1025.0913 | 0.0081452
|  | 1025.2598 | 0.0078876
|  | 1025.4284 | 0.0079639
|  | 1025.597 | 0.0077527
|  | 1025.7656 | 0.0080203
|  | 1025.9342 | 0.0076844
|  | 1026.1028 | 0.0079324
|  | 1026.2713 | 0.0075143
|  | 1026.4399 | 0.0078194
|  | 1026.6085 | 0.0076474
|  | 1026.7771 | 0.0079745
|  | 1026.9457 | 0.0076463
|  | 1027.1143 | 0.0077032
|  | 1027.2828 | 0.007409
|  | 1027.4514 | 0.0078225
|  | 1027.62 | 0.0075341
|  | 1027.7886 | 0.0077591
|  | 1027.9572 | 0.0073694
|  | 1028.1257 | 0.0077446
|  | 1028.2943 | 0.0073604
|  | 1028.4629 | 0.0076182
|  | 1028.6315 | 0.0072453
|  | 1028.8001 | 0.0075513
|  | 1028.9687 | 0.0071606
|  | 1029.1372 | 0.0073965
|  | 1029.3058 | 0.0071378
|  | 1029.4744 | 0.0074849
|  | 1029.643 | 0.0072858
|  | 1029.8116 | 0.0075413
|  | 1029.9802 | 0.0072397
|  | 1030.1487 | 0.0073639
|  | 1030.3173 | 0.0071067
|  | 1030.4859 | 0.0073617
|  | 1030.6545 | 0.0070982
|  | 1030.8231 | 0.0073928
|  | 1030.9917 | 0.0072012
|  | 1031.1602 | 0.0075935
|  | 1031.3288 | 0.0072924
|  | 1031.4974 | 0.0077145
|  | 1031.666 | 0.0074473
|  | 1031.8346 | 0.0077267
|  | 1032.0032 | 0.007238
|  | 1032.1717 | 0.0075183
|  | 1032.3403 | 0.0073126
|  | 1032.5089 | 0.007588
|  | 1032.6775 | 0.0072031
|  | 1032.8461 | 0.0075089
|  | 1033.0147 | 0.0071572
|  | 1033.1832 | 0.0072904
|  | 1033.3518 | 0.0068655
|  | 1033.5204 | 0.0072517
|  | 1033.689 | 0.0071824
|  | 1033.8576 | 0.0074936
|  | 1034.0262 | 0.007105
|  | 1034.1947 | 0.0074546
|  | 1034.3633 | 0.0072077
|  | 1034.5319 | 0.0075181
|  | 1034.7005 | 0.0071229
|  | 1034.8691 | 0.0073816
|  | 1035.0376 | 0.0071878
|  | 1035.2062 | 0.0074528
|  | 1035.3748 | 0.0070882
|  | 1035.5434 | 0.0073873
|  | 1035.712 | 0.0070848
|  | 1035.8806 | 0.0074611
|  | 1036.0491 | 0.0071438
|  | 1036.2177 | 0.007331
|  | 1036.3863 | 0.0068465
|  | 1036.5549 | 0.0069893
|  | 1036.7235 | 0.0067124
|  | 1036.892 | 0.0070639
|  | 1037.0606 | 0.0068258
|  | 1037.2292 | 0.0071175
|  | 1037.3978 | 0.0068667
|  | 1037.5664 | 0.0071354
|  | 1037.7349 | 0.0071736
|  | 1037.9035 | 0.0072985
|  | 1038.0721 | 0.0072559
|  | 1038.2407 | 0.00706
|  | 1038.4093 | 0.0071536
|  | 1038.5778 | 0.0068807
|  | 1038.7464 | 0.0071633
|  | 1038.915 | 0.0070213
|  | 1039.0836 | 0.0073356
|  | 1039.2522 | 0.0070259
|  | 1039.4207 | 0.0073282
|  | 1039.5893 | 0.0070597
|  | 1039.7579 | 0.007367
|  | 1039.9265 | 0.0070641
|  | 1040.0951 | 0.0074567
|  | 1040.2636 | 0.007306
|  | 1040.4322 | 0.0075567
|  | 1040.6008 | 0.0072038
|  | 1040.7694 | 0.0073357
|  | 1040.9379 | 0.0070784
|  | 1041.1065 | 0.0072823
|  | 1041.2751 | 0.0070758
|  | 1041.4437 | 0.0073477
|  | 1041.6122 | 0.0072102
|  | 1041.7808 | 0.0073977
|  | 1041.9494 | 0.0071889
|  | 1042.118 | 0.0073642
|  | 1042.2865 | 0.0070635
|  | 1042.4551 | 0.0073075
|  | 1042.6237 | 0.0071084
|  | 1042.7923 | 0.0073131
|  | 1042.9608 | 0.0069127
|  | 1043.1294 | 0.0070304
|  | 1043.298 | 0.0068786
|  | 1043.4666 | 0.0071182
|  | 1043.6351 | 0.0069541
|  | 1043.8037 | 0.0072632
|  | 1043.9723 | 0.0071499
|  | 1044.1409 | 0.0074096
|  | 1044.3094 | 0.0070595
|  | 1044.478 | 0.0073073
|  | 1044.6466 | 0.0069966
|  | 1044.8151 | 0.0072276
|  | 1044.9837 | 0.0069671
|  | 1045.1523 | 0.0072277
|  | 1045.3209 | 0.0069696
|  | 1045.4894 | 0.0071517
|  | 1045.658 | 0.0069579
|  | 1045.8266 | 0.0073047
|  | 1045.9951 | 0.0071249
|  | 1046.1637 | 0.0073893
|  | 1046.3323 | 0.0071224
|  | 1046.5009 | 0.0072818
|  | 1046.6694 | 0.007023
|  | 1046.838 | 0.0072994
|  | 1047.0066 | 0.0071965
|  | 1047.1751 | 0.0074562
|  | 1047.3437 | 0.0071186
|  | 1047.5123 | 0.0072126
|  | 1047.6808 | 0.0069712
|  | 1047.8494 | 0.0071842
|  | 1048.018 | 0.0069278
|  | 1048.1865 | 0.0070599
|  | 1048.3551 | 0.006885
|  | 1048.5237 | 0.0072232
|  | 1048.6922 | 0.0070744
|  | 1048.8608 | 0.007276
|  | 1049.0294 | 0.0069757
|  | 1049.1979 | 0.0072123
|  | 1049.3665 | 0.0070144
|  | 1049.535 | 0.007316
|  | 1049.7036 | 0.0069812
|  | 1049.8722 | 0.0070897
|  | 1050.0407 | 0.0069148
|  | 1050.2093 | 0.00724
|  | 1050.3779 | 0.0070515
|  | 1050.5464 | 0.0071531
|  | 1050.715 | 0.0069426
|  | 1050.8835 | 0.007295
|  | 1051.0521 | 0.007158
|  | 1051.2207 | 0.0075305
|  | 1051.3892 | 0.0074127
|  | 1051.5578 | 0.0076643
|  | 1051.7263 | 0.0072177
|  | 1051.8949 | 0.0073164
|  | 1052.0635 | 0.006982
|  | 1052.232 | 0.0073874
|  | 1052.4006 | 0.0071372
|  | 1052.5691 | 0.0074848
|  | 1052.7377 | 0.0072806
|  | 1052.9062 | 0.0075028
|  | 1053.0748 | 0.0072313
|  | 1053.2434 | 0.007429
|  | 1053.4119 | 0.0072083
|  | 1053.5805 | 0.0074921
|  | 1053.749 | 0.0073503
|  | 1053.9176 | 0.007613
|  | 1054.0861 | 0.0073463
|  | 1054.2547 | 0.0075533
|  | 1054.4232 | 0.0073506
|  | 1054.5918 | 0.0075146
|  | 1054.7603 | 0.0070229
|  | 1054.9289 | 0.0072897
|  | 1055.0974 | 0.0069476
|  | 1055.266 | 0.0072956
|  | 1055.4345 | 0.0069508
|  | 1055.6031 | 0.007333
|  | 1055.7716 | 0.0071289
|  | 1055.9402 | 0.0074664
|  | 1056.1087 | 0.0072193
|  | 1056.2773 | 0.0074902
|  | 1056.4458 | 0.0071737
|  | 1056.6144 | 0.00745
|  | 1056.7829 | 0.0072802
|  | 1056.9515 | 0.0076291
|  | 1057.12 | 0.0074848
|  | 1057.2886 | 0.0076456
|  | 1057.4571 | 0.0073763
|  | 1057.6257 | 0.0075793
|  | 1057.7942 | 0.0073787
|  | 1057.9627 | 0.0075567
|  | 1058.1313 | 0.0072688
|  | 1058.2998 | 0.0074842
|  | 1058.4684 | 0.007227
|  | 1058.6369 | 0.0074511
|  | 1058.8054 | 0.0071774
|  | 1058.974 | 0.0074709
|  | 1059.1425 | 0.0072466
|  | 1059.3111 | 0.0075813
|  | 1059.4796 | 0.0074291
|  | 1059.6481 | 0.0076713
|  | 1059.8167 | 0.0073563
|  | 1059.9852 | 0.0074689
|  | 1060.1538 | 0.0071584
|  | 1060.3223 | 0.0074018
|  | 1060.4908 | 0.0071897
|  | 1060.6594 | 0.0075945
|  | 1060.8279 | 0.0074403
|  | 1060.9964 | 0.0078754
|  | 1061.165 | 0.0076424
|  | 1061.3335 | 0.0078484
|  | 1061.502 | 0.0075216
|  | 1061.6706 | 0.0077521
|  | 1061.8391 | 0.0075573
|  | 1062.0076 | 0.0079713
|  | 1062.1762 | 0.0079705
|  | 1062.3447 | 0.0084127
|  | 1062.5132 | 0.0081067
|  | 1062.6817 | 0.0082659
|  | 1062.8503 | 0.0079822
|  | 1063.0188 | 0.0082677
|  | 1063.1873 | 0.0079798
|  | 1063.3559 | 0.0081458
|  | 1063.5244 | 0.0078653
|  | 1063.6929 | 0.0080176
|  | 1063.8614 | 0.007728
|  | 1064.03 | 0.0079804
|  | 1064.1985 | 0.0079234
|  | 1064.367 | 0.0083129
|  | 1064.5355 | 0.008476
|  | 1064.704 | 0.0088485
|  | 1064.8726 | 0.0090565
|  | 1065.0411 | 0.0094966
|  | 1065.2096 | 0.009914
|  | 1065.3781 | 0.010443
|  | 1065.5466 | 0.010496
|  | 1065.7152 | 0.010644
|  | 1065.8837 | 0.010462
|  | 1066.0522 | 0.010848
|  | 1066.2207 | 0.011216
|  | 1066.3892 | 0.01176
|  | 1066.5577 | 0.011664
|  | 1066.7263 | 0.011823
|  | 1066.8948 | 0.012201
|  | 1067.0633 | 0.01301
|  | 1067.2318 | 0.013518
|  | 1067.4003 | 0.013907
|  | 1067.5688 | 0.014296
|  | 1067.7373 | 0.014523
|  | 1067.9058 | 0.014846
|  | 1068.0744 | 0.014729
|  | 1068.2429 | 0.01505
|  | 1068.4114 | 0.014772
|  | 1068.5799 | 0.015126
|  | 1068.7484 | 0.014758
|  | 1068.9169 | 0.015168
|  | 1069.0854 | 0.014706
|  | 1069.2539 | 0.015132
|  | 1069.4224 | 0.01451
|  | 1069.5909 | 0.014974
|  | 1069.7594 | 0.014308
|  | 1069.9279 | 0.014886
|  | 1070.0964 | 0.01419
|  | 1070.2649 | 0.014797
|  | 1070.4334 | 0.014113
|  | 1070.6019 | 0.014775
|  | 1070.7704 | 0.014131
|  | 1070.9389 | 0.014814
|  | 1071.1074 | 0.014275
|  | 1071.2759 | 0.014985
|  | 1071.4444 | 0.014541
|  | 1071.6129 | 0.015146
|  | 1071.7814 | 0.014764
|  | 1071.9499 | 0.015169
|  | 1072.1184 | 0.014796
|  | 1072.2869 | 0.015035
|  | 1072.4554 | 0.014705
|  | 1072.6239 | 0.014797
|  | 1072.7923 | 0.014541
|  | 1072.9608 | 0.014856
|  | 1073.1293 | 0.014737
|  | 1073.2978 | 0.015085
|  | 1073.4663 | 0.01475
|  | 1073.6348 | 0.015137
|  | 1073.8033 | 0.01467
|  | 1073.9718 | 0.015097
|  | 1074.1402 | 0.014566
|  | 1074.3087 | 0.01507
|  | 1074.4772 | 0.014545
|  | 1074.6457 | 0.015093
|  | 1074.8142 | 0.014644
|  | 1074.9826 | 0.015156
|  | 1075.1511 | 0.014752
|  | 1075.3196 | 0.01505
|  | 1075.4881 | 0.014695
|  | 1075.6566 | 0.01492
|  | 1075.825 | 0.014685
|  | 1075.9935 | 0.014915
|  | 1076.162 | 0.014691
|  | 1076.3305 | 0.015035
|  | 1076.4989 | 0.014772
|  | 1076.6674 | 0.015148
|  | 1076.8359 | 0.014712
|  | 1077.0044 | 0.015121
|  | 1077.1728 | 0.014637
|  | 1077.3413 | 0.015131
|  | 1077.5098 | 0.014724
|  | 1077.6782 | 0.015203
|  | 1077.8467 | 0.01479
|  | 1078.0152 | 0.015101
|  | 1078.1836 | 0.01475
|  | 1078.3521 | 0.015022
|  | 1078.5206 | 0.014722
|  | 1078.689 | 0.015047
|  | 1078.8575 | 0.014738
|  | 1079.0259 | 0.015132
|  | 1079.1944 | 0.014719
|  | 1079.3629 | 0.015151
|  | 1079.5313 | 0.014769
|  | 1079.6998 | 0.015176
|  | 1079.8682 | 0.014794
|  | 1080.0367 | 0.015063
|  | 1080.2051 | 0.014722
|  | 1080.3736 | 0.015021
|  | 1080.5421 | 0.014717
|  | 1080.7105 | 0.015088
|  | 1080.879 | 0.015139
|  | 1081.0474 | 0.015097
|  | 1081.2159 | 0.015108
|  | 1081.3843 | 0.014773
|  | 1081.5528 | 0.015199
|  | 1081.7212 | 0.014782
|  | 1081.8896 | 0.015142
|  | 1082.0581 | 0.014711
|  | 1082.2265 | 0.015137
|  | 1082.395 | 0.01469
|  | 1082.5634 | 0.01515
|  | 1082.7319 | 0.014701
|  | 1082.9003 | 0.015145
|  | 1083.0687 | 0.014756
|  | 1083.2372 | 0.015156
|  | 1083.4056 | 0.014803
|  | 1083.5741 | 0.015158
|  | 1083.7425 | 0.014783
|  | 1083.9109 | 0.015125
|  | 1084.0794 | 0.014714
|  | 1084.2478 | 0.015124
|  | 1084.4162 | 0.014748
|  | 1084.5847 | 0.015174
|  | 1084.7531 | 0.014769
|  | 1084.9215 | 0.015152
|  | 1085.09 | 0.01473
|  | 1085.2584 | 0.015114
|  | 1085.4268 | 0.014687
|  | 1085.5952 | 0.015124
|  | 1085.7637 | 0.014676
|  | 1085.9321 | 0.015117
|  | 1086.1005 | 0.014709
|  | 1086.2689 | 0.015167
|  | 1086.4374 | 0.014797
|  | 1086.6058 | 0.015155
|  | 1086.7742 | 0.014794
|  | 1086.9426 | 0.015107
|  | 1087.111 | 0.014774
|  | 1087.2795 | 0.015137
|  | 1087.4479 | 0.014697
|  | 1087.6163 | 0.015075
|  | 1087.7847 | 0.014509
|  | 1087.9531 | 0.014971
|  | 1088.1215 | 0.014289
|  | 1088.2899 | 0.014789
|  | 1088.4583 | 0.014178
|  | 1088.6268 | 0.014816
|  | 1088.7952 | 0.014264
|  | 1088.9636 | 0.014873
|  | 1089.132 | 0.014385
|  | 1089.3004 | 0.015011
|  | 1089.4688 | 0.01451
|  | 1089.6372 | 0.015047
|  | 1089.8056 | 0.014599
|  | 1089.974 | 0.015135
|  | 1090.1424 | 0.014704
|  | 1090.3108 | 0.015155
|  | 1090.4792 | 0.014759
|  | 1090.6476 | 0.015174
|  | 1090.816 | 0.014775
|  | 1090.9844 | 0.015156
|  | 1091.1528 | 0.014798
|  | 1091.3212 | 0.015145
|  | 1091.4895 | 0.014774
|  | 1091.6579 | 0.015121
|  | 1091.8263 | 0.014798
|  | 1091.9947 | 0.015142
|  | 1092.1631 | 0.014794
|  | 1092.3315 | 0.015142
|  | 1092.4999 | 0.014781
|  | 1092.6683 | 0.015136
|  | 1092.8366 | 0.014804
|  | 1093.005 | 0.015188
|  | 1093.1734 | 0.014805
|  | 1093.3418 | 0.015141
|  | 1093.5102 | 0.014781
|  | 1093.6785 | 0.015152
|  | 1093.8469 | 0.014762
|  | 1094.0153 | 0.015127
|  | 1094.1837 | 0.014729
|  | 1094.352 | 0.015134
|  | 1094.5204 | 0.014748
|  | 1094.6888 | 0.01516
|  | 1094.8572 | 0.014731
|  | 1095.0255 | 0.01513
|  | 1095.1939 | 0.01466
|  | 1095.3623 | 0.015114
|  | 1095.5306 | 0.014709
|  | 1095.699 | 0.015191
|  | 1095.8674 | 0.013069
|  | 1096.0357 | 0.0083627
|  | 1096.2041 | 0.0032712
|  | 1096.3724 | 0.00022355
|  | 1096.5408 | 0.0002081
|  | 1096.7092 | 0.00018544
|  | 1096.8775 | 0.00024441
|  | 1097.0459 | 0.0002648