## Graph
Product Raw Data
Metal-Core PCB Purple LED
DISCLAIMER: The data presented here are typical. Slight variations in performance data will occur from lot to lot. Please contact Technical Support with any questions regarding the use or reliability of this data.
This data may be used in publications. However, please cite Thorlabs as the source.
Additional Information:
For each LED, the normalized output spectrum has been scaled to the minimum specified output power and plotted in the graph to the right. Due to variations in the manufacturing process and operating parameters such as temperature and current, the actual spectral output of any given LED will vary. Output plots are only intended to be used as a guideline.

## Spectra Scaled to Min Power
LED Item # | MPRP1D2
Min Output Power (mW) | 275
Scaling Constant | 2.4039
Spectra | Wavelength (nm) | Spectral Flux (mW/nm)
| 199.975 | 1.0747e-05
| 200.177 | 2.1469e-05
| 200.378 | 1.6085e-05
| 200.58 | 8.3813e-09
| 200.781 | 2.1486e-05
| 200.983 | 5.3597e-05
| 201.184 | 6.9622e-05
| 201.386 | 5.8942e-05
| 201.588 | 3.2119e-05
| 201.789 | 3.743e-05
| 201.991 | 5.3516e-05
| 202.193 | 2.1396e-05
| 202.394 | 3.7521e-05
| 202.596 | 2.1396e-05
| 202.798 | 5.3546e-06
| 202.999 | 1.0708e-05
| 203.201 | 6.9624e-05
| 203.403 | 3.2108e-05
| 203.605 | 5.901e-05
| 203.806 | 5.8827e-05
| 204.008 | 1.0685e-05
| 204.21 | 3.7388e-05
| 204.412 | 3.2143e-05
| 204.614 | 8.5651e-05
| 204.816 | 1.6062e-05
| 205.018 | 3.7475e-05
| 205.219 | 1.0708e-05
| 205.421 | 2.1454e-05
| 205.623 | 4.2851e-05
| 205.825 | 1.6085e-05
| 206.027 | 3.2162e-05
| 206.229 | 1.0732e-05
| 206.431 | 3.2135e-05
| 206.633 | 4.2809e-05
| 206.836 | 2.6751e-05
| 207.038 | 3.7481e-05
| 207.24 | 3.7496e-05
| 207.442 | 2.6774e-05
| 207.644 | 2.6774e-05
| 207.846 | 2.1463e-05
| 208.048 | 1.0731e-05
| 208.251 | 1.61e-05
| 208.453 | 3.212e-05
| 208.655 | 5.3473e-05
| 208.857 | 1.5975e-05
| 209.06 | 4.2809e-05
| 209.262 | 0
| 209.464 | 4.8176e-05
| 209.667 | 4.8162e-05
| 209.869 | 6.9543e-05
| 210.071 | 4.2865e-05
| 210.274 | 3.7481e-05
| 210.476 | 3.212e-05
| 210.678 | 9.1049e-05
| 210.881 | 8.0298e-05
| 211.083 | 2.1396e-05
| 211.286 | 4.2776e-05
| 211.488 | 5.8898e-05
| 211.691 | 2.147e-05
| 211.893 | 4.2867e-05
| 212.096 | 4.8201e-05
| 212.299 | 4.2867e-05
| 212.501 | -5.3111e-06
| 212.704 | 4.2828e-05
| 212.906 | 6.4197e-05
| 213.109 | 3.7498e-05
| 213.312 | 4.2867e-05
| 213.514 | 5.8886e-05
| 213.717 | 5.3516e-05
| 213.92 | 5.8894e-05
| 214.123 | 4.8205e-05
| 214.325 | 3.212e-05
| 214.528 | 2.6766e-05
| 214.731 | 1.6085e-05
| 214.934 | 3.2143e-05
| 215.137 | 4.2867e-05
| 215.339 | 4.8221e-05
| 215.542 | 4.8221e-05
| 215.745 | 5.3516e-05
| 215.948 | 4.8162e-05
| 216.151 | 1.0724e-05
| 216.354 | 3.7475e-05
| 216.557 | 4.813e-05
| 216.76 | 2.6751e-05
| 216.963 | 3.7498e-05
| 217.166 | 1.0666e-05
| 217.369 | 4.8263e-05
| 217.572 | 1.6085e-05
| 217.775 | 3.3531e-08
| 217.978 | 2.1388e-05
| 218.181 | 6.4263e-05
| 218.385 | 3.7488e-05
| 218.588 | 1.0641e-05
| 218.791 | 8.0282e-05
| 218.994 | 2.6742e-05
| 219.197 | 5.3965e-06
| 219.4 | 1.6152e-05
| 219.604 | 5.3508e-05
| 219.807 | 6.4263e-05
| 220.01 | 6.9632e-05
| 220.214 | 4.28e-05
| 220.417 | 5.3531e-05
| 220.62 | 4.2792e-05
| 220.824 | 2.6774e-05
| 221.027 | 3.2187e-05
| 221.23 | 3.7483e-05
| 221.434 | 3.2128e-05
| 221.637 | 4.8228e-05
| 221.841 | 5.3539e-05
| 222.044 | 3.7438e-05
| 222.248 | 4.8153e-05
| 222.451 | 4.8169e-05
| 222.655 | 2.6766e-05
| 222.858 | 3.212e-05
| 223.062 | 2.6809e-05
| 223.265 | 2.6832e-05
| 223.469 | 1.6085e-05
| 223.672 | 5.3574e-05
| 223.876 | 2.1454e-05
| 224.08 | 6.964e-05
| 224.283 | 3.7506e-05
| 224.487 | 2.1388e-05
| 224.691 | 4.2852e-05
| 224.894 | 4.28e-05
| 225.098 | -5.3922e-06
| 225.302 | 8.0273e-05
| 225.506 | 5.4126e-06
| 225.71 | 5.3531e-05
| 225.913 | -1.6026e-05
| 226.117 | 4.8227e-05
| 226.321 | 2.1411e-05
| 226.525 | 6.964e-05
| 226.729 | -1.6058e-05
| 226.933 | 3.7498e-05
| 227.137 | 2.144e-05
| 227.341 | 4.8211e-05
| 227.544 | 1.6077e-05
| 227.748 | 2.1373e-05
| 227.952 | 4.2809e-05
| 228.156 | 3.2062e-05
| 228.361 | 4.2809e-05
| 228.565 | 4.8205e-05
| 228.769 | 5.3583e-05
| 228.973 | 4.8221e-05
| 229.177 | 1.0643e-05
| 229.381 | -1.0813e-05
| 229.585 | -1.6101e-05
| 229.789 | 5.3692e-06
| 229.993 | 3.2076e-05
| 230.198 | 1.6108e-05
| 230.402 | 2.144e-05
| 230.606 | 1.0666e-05
| 230.81 | 1.0708e-05
| 231.015 | 3.7489e-05
| 231.219 | 3.2076e-05
| 231.423 | 4.2809e-05
| 231.627 | 5.8908e-05
| 231.832 | 1.6043e-05
| 232.036 | 2.6699e-05
| 232.241 | 2.6832e-05
| 232.445 | 2.6716e-05
| 232.649 | 5.3713e-06
| 232.854 | 2.1434e-05
| 233.058 | 4.2792e-05
| 233.263 | 8.0282e-05
| 233.467 | 4.2917e-05
| 233.672 | 3.2211e-05
| 233.876 | 2.1396e-05
| 234.081 | 1.6027e-05
| 234.285 | 1.6085e-05
| 234.49 | 4.2865e-05
| 234.695 | 4.2851e-05
| 234.899 | 4.2867e-05
| 235.104 | 1.6042e-05
| 235.308 | 3.7473e-05
| 235.513 | 1.6129e-05
| 235.718 | 3.7516e-05
| 235.922 | 5.8862e-05
| 236.127 | 4.8153e-05
| 236.332 | 6.4255e-05
| 236.537 | 5.8886e-05
| 236.741 | 2.6767e-05
| 236.946 | 5.89e-05
| 237.151 | 5.3589e-05
| 237.356 | 2.6823e-05
| 237.561 | 3.7521e-05
| 237.766 | 3.7504e-05
| 237.971 | 2.6751e-05
| 238.175 | 4.2786e-05
| 238.38 | 4.2851e-05
| 238.585 | 1.0708e-05
| 238.79 | 2.6742e-05
| 238.995 | 1.0708e-05
| 239.2 | 2.6751e-05
| 239.405 | 2.6751e-05
| 239.61 | 5.8894e-05
| 239.815 | 8.5651e-05
| 240.02 | 8.5665e-05
| 240.225 | 1.6108e-05
| 240.431 | 3.7483e-05
| 240.636 | 2.1338e-05
| 240.841 | 3.2062e-05
| 241.046 | 5.3776e-06
| 241.251 | 2.143e-05
| 241.456 | 2.1453e-05
| 241.662 | -1.0724e-05
| 241.867 | -5.353e-06
| 242.072 | 5.8943e-05
| 242.277 | 3.7498e-05
| 242.483 | 3.7454e-05
| 242.688 | -5.8062e-08
| 242.893 | 4.2888e-05
| 243.098 | 3.2135e-05
| 243.304 | 6.4263e-05
| 243.509 | 2.1396e-05
| 243.715 | 5.3533e-05
| 243.92 | 6.9566e-05
| 244.125 | 9.102e-05
| 244.331 | 4.8243e-05
| 244.536 | 3.7498e-05
| 244.742 | 2.6809e-05
| 244.947 | 3.7498e-05
| 245.153 | 4.2817e-05
| 245.358 | 1.6043e-05
| 245.564 | 3.2128e-05
| 245.769 | 3.744e-05
| 245.975 | 0
| 246.181 | 2.1454e-05
| 246.386 | 3.2076e-05
| 246.592 | 4.28e-05
| 246.798 | 5.3508e-05
| 247.003 | 5.3539e-05
| 247.209 | 3.2187e-05
| 247.415 | 2.1454e-05
| 247.62 | 4.2828e-05
| 247.826 | 5.3641e-05
| 248.032 | 3.7498e-05
| 248.238 | 2.6832e-05
| 248.443 | 3.743e-05
| 248.649 | 3.7496e-05
| 248.855 | 0.00010719
| 249.061 | 4.2799e-05
| 249.267 | 2.1388e-05
| 249.473 | 4.8153e-05
| 249.679 | 8.0215e-05
| 249.885 | 4.8153e-05
| 250.091 | 3.7589e-05
| 250.297 | 2.6794e-05
| 250.502 | 5.8886e-05
| 250.708 | 3.2128e-05
| 250.914 | 3.212e-05
| 251.121 | 5.3531e-05
| 251.327 | 2.6741e-05
| 251.533 | 4.8153e-05
| 251.739 | 2.1405e-05
| 251.945 | 2.1389e-05
| 252.151 | 5.2881e-06
| 252.357 | 3.7454e-05
| 252.563 | 5.3597e-05
| 252.769 | 4.2851e-05
| 252.976 | 5.8952e-05
| 253.182 | 3.212e-05
| 253.388 | 3.7431e-05
| 253.594 | 3.2187e-05
| 253.801 | 4.2852e-05
| 254.007 | 5.3531e-05
| 254.213 | 4.8162e-05
| 254.419 | 4.2852e-05
| 254.626 | 4.2842e-05
| 254.832 | 1.0724e-05
| 255.039 | 2.6809e-05
| 255.245 | 4.28e-05
| 255.451 | 6.4197e-05
| 255.658 | 4.8162e-05
| 255.864 | 2.6766e-05
| 256.071 | 4.2894e-05
| 256.277 | 1.6085e-05
| 256.484 | 3.7388e-05
| 256.69 | 6.4205e-05
| 256.897 | 2.6817e-05
| 257.103 | 2.1456e-05
| 257.31 | 3.7498e-05
| 257.516 | 2.1353e-05
| 257.723 | 3.2187e-05
| 257.93 | 1.079e-05
| 258.136 | 1.6101e-05
| 258.343 | 2.144e-05
| 258.55 | 2.6788e-05
| 258.756 | -1.6035e-05
| 258.963 | 3.2076e-05
| 259.17 | 4.8244e-05
| 259.376 | 6.4321e-05
| 259.583 | 5.3516e-05
| 259.79 | 4.8178e-05
| 259.997 | 3.7533e-05
| 260.204 | 7.4958e-05
| 260.41 | 3.7431e-05
| 260.617 | 5.8871e-05
| 260.824 | 2.6832e-05
| 261.031 | 4.822e-05
| 261.238 | 1.6042e-05
| 261.445 | 5.8952e-05
| 261.652 | 1.0805e-05
| 261.859 | 4.8163e-05
| 262.066 | 4.28e-05
| 262.273 | 2.6742e-05
| 262.48 | 1.6077e-05
| 262.687 | 4.8176e-05
| 262.894 | 2.1419e-05
| 263.101 | 5.8842e-05
| 263.308 | 8.0306e-05
| 263.515 | 4.8178e-05
| 263.722 | 3.7489e-05
| 263.929 | 0.00010712
| 264.136 | 6.4219e-05
| 264.343 | 2.1396e-05
| 264.551 | 3.2187e-05
| 264.758 | 2.1521e-05
| 264.965 | 3.212e-05
| 265.172 | 5.3516e-05
| 265.38 | 3.212e-05
| 265.587 | 5.3546e-06
| 265.794 | 1.6085e-05
| 266.001 | 4.822e-05
| 266.209 | 5.8886e-05
| 266.416 | 4.2809e-05
| 266.623 | 4.8186e-05
| 266.831 | 2.1405e-05
| 267.038 | 2.6774e-05
| 267.246 | 2.1456e-05
| 267.453 | 2.6809e-05
| 267.66 | 3.212e-05
| 267.868 | 3.7473e-05
| 268.075 | 2.1454e-05
| 268.283 | 3.2128e-05
| 268.49 | 3.2128e-05
| 268.698 | 6.9632e-05
| 268.905 | 2.1454e-05
| 269.113 | 2.6803e-05
| 269.321 | 1.0666e-05
| 269.528 | 4.8139e-05
| 269.736 | 4.8172e-05
| 269.943 | 2.1396e-05
| 270.151 | -1.0637e-05
| 270.359 | 1.6085e-05
| 270.567 | 4.8174e-05
| 270.774 | 5.3531e-05
| 270.982 | 7.4987e-05
| 271.19 | 5.3562e-05
| 271.397 | 4.8249e-05
| 271.605 | 3.7454e-05
| 271.813 | -5.3027e-06
| 272.021 | 3.2075e-05
| 272.229 | 3.2076e-05
| 272.436 | 6.4321e-05
| 272.644 | 3.2143e-05
| 272.852 | 3.7519e-05
| 273.06 | 3.7408e-05
| 273.268 | 3.744e-05
| 273.476 | 3.2151e-05
| 273.684 | 6.9551e-05
| 273.892 | 2.1396e-05
| 274.1 | 4.2792e-05
| 274.308 | 6.9506e-05
| 274.516 | 5.3473e-05
| 274.724 | 5.8908e-05
| 274.932 | 5.8827e-05
| 275.14 | 5.8842e-05
| 275.348 | 4.28e-05
| 275.556 | 3.7431e-05
| 275.764 | 5.3508e-05
| 275.973 | 3.7547e-05
| 276.181 | 2.6823e-05
| 276.389 | 3.7498e-05
| 276.597 | 4.2867e-05
| 276.805 | 2.6847e-05
| 277.013 | 2.6855e-05
| 277.222 | 2.6766e-05
| 277.43 | 2.6823e-05
| 277.638 | 3.2187e-05
| 277.847 | 3.7498e-05
| 278.055 | 1.6019e-05
| 278.263 | -1.4605e-08
| 278.472 | 2.144e-05
| 278.68 | 2.144e-05
| 278.888 | 3.754e-05
| 279.097 | 3.7498e-05
| 279.305 | 5.8879e-05
| 279.514 | 8.0282e-05
| 279.722 | 4.2851e-05
| 279.93 | 5.3554e-05
| 280.139 | 3.212e-05
| 280.347 | 3.2085e-05
| 280.556 | 3.2046e-05
| 280.764 | 1.6027e-05
| 280.973 | 1.6019e-05
| 281.182 | 2.1482e-05
| 281.39 | 6.9632e-05
| 281.599 | 4.8139e-05
| 281.807 | 4.2902e-05
| 282.016 | 1.0732e-05
| 282.225 | 3.2143e-05
| 282.433 | 1.0659e-05
| 282.642 | 8.0282e-05
| 282.851 | 1.0718e-05
| 283.06 | 1.6087e-05
| 283.268 | 5.3574e-05
| 283.477 | 6.4388e-05
| 283.686 | 4.2809e-05
| 283.895 | 3.7504e-05
| 284.103 | 4.8185e-05
| 284.312 | 6.9622e-05
| 284.521 | 2.6751e-05
| 284.73 | 1.6019e-05
| 284.939 | 1.6077e-05
| 285.148 | 3.2135e-05
| 285.357 | 6.4253e-05
| 285.566 | 6.9609e-05
| 285.775 | 4.822e-05
| 285.984 | 1.6085e-05
| 286.193 | 2.6817e-05
| 286.402 | 1.6019e-05
| 286.611 | 3.743e-05
| 286.82 | 2.6751e-05
| 287.029 | 1.065e-05
| 287.238 | 1.6042e-05
| 287.447 | 2.6772e-05
| 287.656 | 1.0716e-05
| 287.865 | 2.6766e-05
| 288.074 | 5.3531e-05
| 288.283 | 4.2807e-05
| 288.492 | 3.2143e-05
| 288.702 | 2.1454e-05
| 288.911 | 3.7531e-05
| 289.12 | 4.2842e-05
| 289.329 | 3.2076e-05
| 289.539 | 3.2143e-05
| 289.748 | 3.2187e-05
| 289.957 | 4.2852e-05
| 290.166 | 6.4197e-05
| 290.376 | 5.3516e-05
| 290.585 | 3.212e-05
| 290.795 | 3.7465e-05
| 291.004 | 4.8153e-05
| 291.213 | 6.4263e-05
| 291.423 | 4.8162e-05
| 291.632 | 5.885e-05
| 291.842 | 4.8228e-05
| 292.051 | 5.3539e-05
| 292.26 | 4.2807e-05
| 292.47 | 8.5651e-05
| 292.68 | 3.7473e-05
| 292.889 | 6.4247e-05
| 293.099 | 4.8205e-05
| 293.308 | 5.3574e-05
| 293.518 | 4.8205e-05
| 293.727 | 4.822e-05
| 293.937 | 3.7454e-05
| 294.147 | 6.4263e-05
| 294.356 | 9.1086e-05
| 294.566 | 5.8881e-05
| 294.776 | 2.1338e-05
| 294.985 | 3.2112e-05
| 295.195 | 3.2135e-05
| 295.405 | 5.3555e-05
| 295.614 | 4.8286e-05
| 295.824 | 5.8894e-05
| 296.034 | 2.1419e-05
| 296.244 | 5.8819e-05
| 296.454 | 5.8894e-05
| 296.663 | 6.4255e-05
| 296.873 | 2.6817e-05
| 297.083 | 7.4937e-05
| 297.293 | 5.8917e-05
| 297.503 | 9.6358e-05
| 297.713 | 0
| 297.923 | 6.4232e-05
| 298.133 | 4.8162e-05
| 298.343 | 7.4952e-05
| 298.553 | 5.3614e-06
| 298.763 | 4.8153e-05
| 298.973 | 4.8162e-05
| 299.183 | 2.6817e-05
| 299.393 | 4.2875e-05
| 299.603 | 6.9618e-05
| 299.813 | 5.89e-05
| 300.023 | 3.744e-05
| 300.233 | 2.6751e-05
| 300.443 | 6.424e-05
| 300.654 | 9.1072e-05
| 300.864 | 8.0406e-05
| 301.074 | 6.9618e-05
| 301.284 | 8.0298e-05
| 301.494 | 7.4971e-05
| 301.705 | 5.8869e-05
| 301.915 | 4.8139e-05
| 302.125 | 5.3516e-05
| 302.335 | 4.2851e-05
| 302.546 | 5.8908e-05
| 302.756 | 9.1012e-05
| 302.966 | 6.9616e-05
| 303.177 | 5.8908e-05
| 303.387 | 4.822e-05
| 303.598 | 5.3589e-05
| 303.808 | 6.9632e-05
| 304.018 | 5.8943e-05
| 304.229 | 3.2143e-05
| 304.439 | 4.8162e-05
| 304.65 | 4.8205e-05
| 304.86 | 3.212e-05
| 305.071 | 2.6766e-05
| 305.281 | 4.8228e-05
| 305.492 | 3.7498e-05
| 305.702 | 2.6809e-05
| 305.913 | 5.8894e-05
| 306.124 | 8.035e-05
| 306.334 | 9.1014e-05
| 306.545 | 6.964e-05
| 306.755 | 8.0363e-05
| 306.966 | 8.0259e-05
| 307.177 | 5.3531e-05
| 307.387 | 6.4153e-05
| 307.598 | 5.8886e-05
| 307.809 | 5.8929e-05
| 308.02 | 9.0939e-05
| 308.23 | 3.754e-05
| 308.441 | 3.7556e-05
| 308.652 | 5.3508e-05
| 308.863 | 3.743e-05
| 309.074 | 7.4904e-05
| 309.284 | 3.2128e-05
| 309.495 | 6.4219e-05
| 309.706 | 6.9574e-05
| 309.917 | 2.6736e-05
| 310.128 | 5.3574e-05
| 310.339 | 3.2135e-05
| 310.55 | 3.2143e-05
| 310.761 | 3.7488e-05
| 310.972 | 3.2201e-05
| 311.183 | 5.3612e-05
| 311.394 | 6.4231e-05
| 311.605 | 5.3531e-05
| 311.816 | 9.634e-05
| 312.027 | 8.034e-05
| 312.238 | 5.3506e-05
| 312.449 | 9.1086e-05
| 312.66 | 5.3531e-05
| 312.871 | 8.5636e-05
| 313.083 | 4.8205e-05
| 313.294 | 6.424e-05
| 313.505 | 3.212e-05
| 313.716 | 7.4943e-05
| 313.927 | 5.8886e-05
| 314.139 | 9.0962e-05
| 314.35 | 5.3531e-05
| 314.561 | 8.5674e-05
| 314.772 | 5.3531e-05
| 314.984 | 4.8205e-05
| 315.195 | 5.3583e-05
| 315.406 | 6.4263e-05
| 315.618 | 5.8908e-05
| 315.829 | 3.7496e-05
| 316.04 | 4.2865e-05
| 316.252 | 4.8263e-05
| 316.463 | 6.4263e-05
| 316.675 | 5.3531e-05
| 316.886 | 2.6832e-05
| 317.097 | 3.2187e-05
| 317.309 | 4.8139e-05
| 317.52 | 5.3473e-05
| 317.732 | 5.3539e-05
| 317.943 | 5.3583e-05
| 318.155 | 4.8162e-05
| 318.367 | 3.7496e-05
| 318.578 | 4.2851e-05
| 318.79 | 4.2794e-05
| 319.001 | 4.2794e-05
| 319.213 | 5.8871e-05
| 319.425 | 5.3516e-05
| 319.636 | 5.8908e-05
| 319.848 | 6.9616e-05
| 320.06 | 5.8908e-05
| 320.271 | 9.6406e-05
| 320.483 | 0.00010707
| 320.695 | 6.9639e-05
| 320.907 | 4.2851e-05
| 321.118 | 2.1396e-05
| 321.33 | 5.8886e-05
| 321.542 | 9.6375e-05
| 321.754 | 8.5651e-05
| 321.966 | 7.4971e-05
| 322.177 | 8.5642e-05
| 322.389 | 7.4985e-05
| 322.601 | 5.8952e-05
| 322.813 | 2.6766e-05
| 323.025 | 1.6108e-05
| 323.237 | 4.8185e-05
| 323.449 | 2.6766e-05
| 323.661 | 4.2784e-05
| 323.873 | 2.6735e-05
| 324.085 | 4.2851e-05
| 324.297 | 3.2143e-05
| 324.509 | 6.4203e-05
| 324.721 | 4.822e-05
| 324.933 | 6.9632e-05
| 325.145 | 5.8886e-05
| 325.357 | 8.0248e-05
| 325.569 | 7.4952e-05
| 325.781 | 6.4181e-05
| 325.994 | 3.2119e-05
| 326.206 | 3.2162e-05
| 326.418 | 4.8234e-05
| 326.63 | 7.4927e-05
| 326.842 | 5.3384e-06
| 327.055 | 5.3583e-05
| 327.267 | 5.3583e-05
| 327.479 | 5.8908e-05
| 327.691 | 1.61e-05
| 327.904 | 8.0272e-05
| 328.116 | 8.034e-05
| 328.328 | 7.4962e-05
| 328.541 | 5.89e-05
| 328.753 | 4.8147e-05
| 328.965 | 5.3508e-05
| 329.178 | 0.00010174
| 329.39 | 1.6085e-05
| 329.603 | 6.4313e-05
| 329.815 | 6.4211e-05
| 330.028 | 5.8908e-05
| 330.24 | 5.8857e-05
| 330.453 | 5.3516e-05
| 330.665 | 3.2166e-05
| 330.878 | 6.9551e-05
| 331.09 | 3.7481e-05
| 331.303 | 6.9624e-05
| 331.515 | 4.8139e-05
| 331.728 | 6.9608e-05
| 331.94 | 2.1388e-05
| 332.153 | 2.6793e-05
| 332.366 | 5.885e-05
| 332.578 | 5.3473e-05
| 332.791 | 3.2195e-05
| 333.004 | 4.2851e-05
| 333.216 | 5.3546e-06
| 333.429 | 5.8862e-05
| 333.642 | 5.8894e-05
| 333.855 | 8.0282e-05
| 334.067 | 5.3516e-05
| 334.28 | 2.6751e-05
| 334.493 | 3.7431e-05
| 334.706 | 6.9632e-05
| 334.919 | 4.8186e-05
| 335.132 | 4.8213e-05
| 335.344 | 2.6774e-05
| 335.557 | 5.3516e-05
| 335.77 | 6.9616e-05
| 335.983 | 5.8894e-05
| 336.196 | 6.4248e-05
| 336.409 | 5.3583e-05
| 336.622 | 3.212e-05
| 336.835 | 5.8886e-05
| 337.048 | 3.2062e-05
| 337.261 | 4.8205e-05
| 337.474 | 3.2147e-05
| 337.687 | 3.7498e-05
| 337.9 | 4.2865e-05
| 338.113 | 5.3597e-05
| 338.326 | 5.8894e-05
| 338.539 | 8.0296e-05
| 338.752 | 6.9608e-05
| 338.966 | 6.9551e-05
| 339.179 | 6.4197e-05
| 339.392 | 5.8884e-05
| 339.605 | 4.2783e-05
| 339.818 | 4.2807e-05
| 340.032 | 6.4286e-05
| 340.245 | 6.9587e-05
| 340.458 | 3.743e-05
| 340.671 | 1.6062e-05
| 340.885 | 3.7465e-05
| 341.098 | 5.8886e-05
| 341.311 | 6.4263e-05
| 341.525 | 4.8153e-05
| 341.738 | 3.7489e-05
| 341.951 | 4.2851e-05
| 342.165 | 5.8908e-05
| 342.378 | 5.8908e-05
| 342.591 | 4.822e-05
| 342.805 | 5.8842e-05
| 343.018 | 6.4197e-05
| 343.232 | 4.277e-05
| 343.445 | 6.9602e-05
| 343.659 | 6.4263e-05
| 343.872 | 6.4238e-05
| 344.086 | 3.7496e-05
| 344.299 | 4.8228e-05
| 344.513 | 4.8213e-05
| 344.727 | 5.896e-05
| 344.94 | 5.3539e-05
| 345.154 | 5.8869e-05
| 345.367 | 9.1005e-05
| 345.581 | 3.2128e-05
| 345.795 | 7.4912e-05
| 346.008 | 5.3502e-05
| 346.222 | 6.424e-05
| 346.436 | 4.2852e-05
| 346.649 | 3.7431e-05
| 346.863 | 4.8185e-05
| 347.077 | 3.2172e-05
| 347.291 | 4.8205e-05
| 347.504 | 2.1448e-05
| 347.718 | 4.8243e-05
| 347.932 | 5.3546e-05
| 348.146 | 3.212e-05
| 348.36 | 4.8263e-05
| 348.574 | 4.822e-05
| 348.787 | 4.8162e-05
| 349.001 | 5.89e-05
| 349.215 | 4.8205e-05
| 349.429 | 8.0282e-05
| 349.643 | 6.9589e-05
| 349.857 | 0.00010169
| 350.071 | 3.2062e-05
| 350.285 | 5.8908e-05
| 350.499 | 5.3606e-05
| 350.713 | 8.5608e-05
| 350.927 | 9.0929e-05
| 351.141 | 5.3516e-05
| 351.355 | 5.3539e-05
| 351.569 | 2.1506e-05
| 351.783 | 2.1373e-05
| 351.998 | 4.8139e-05
| 352.212 | 5.8943e-05
| 352.426 | 4.2816e-05
| 352.64 | 4.8155e-05
| 352.854 | 7.4952e-05
| 353.068 | 8.034e-05
| 353.283 | 7.4927e-05
| 353.497 | 4.2842e-05
| 353.711 | 6.9593e-05
| 353.925 | 5.3597e-05
| 354.14 | 6.4319e-05
| 354.354 | 4.8205e-05
| 354.568 | 4.806e-05
| 354.783 | 8.5675e-05
| 354.997 | 9.0947e-05
| 355.211 | 4.822e-05
| 355.426 | 5.8827e-05
| 355.64 | 8.0282e-05
| 355.854 | 9.1004e-05
| 356.069 | 6.424e-05
| 356.283 | 4.8205e-05
| 356.498 | 3.7467e-05
| 356.712 | 4.817e-05
| 356.927 | 5.3525e-05
| 357.141 | 3.7498e-05
| 357.356 | 7.4987e-05
| 357.57 | 6.4321e-05
| 357.785 | 3.2178e-05
| 357.999 | 4.8221e-05
| 358.214 | 4.8186e-05
| 358.429 | 6.4248e-05
| 358.643 | 3.7475e-05
| 358.858 | 3.2178e-05
| 359.072 | 2.6809e-05
| 359.287 | 5.3574e-05
| 359.502 | 3.2062e-05
| 359.716 | 5.3473e-05
| 359.931 | 5.3531e-05
| 360.146 | 4.822e-05
| 360.361 | 2.6774e-05
| 360.575 | 4.8163e-05
| 360.79 | 1.6101e-05
| 361.005 | 5.3589e-05
| 361.22 | 4.8162e-05
| 361.434 | 6.4238e-05
| 361.649 | 6.9618e-05
| 361.864 | 6.4205e-05
| 362.079 | 4.817e-05
| 362.294 | 4.8221e-05
| 362.509 | 3.2172e-05
| 362.724 | 6.9674e-05
| 362.939 | 5.3612e-05
| 363.154 | 5.3692e-06
| 363.369 | 1.6e-05
| 363.583 | 7.4942e-05
| 363.798 | 6.955e-05
| 364.013 | 5.8827e-05
| 364.228 | 4.2917e-05
| 364.444 | 4.2865e-05
| 364.659 | 4.8178e-05
| 364.874 | 4.8176e-05
| 365.089 | 4.8162e-05
| 365.304 | 5.8886e-05
| 365.519 | 8.0313e-05
| 365.734 | 7.5e-05
| 365.949 | 4.8176e-05
| 366.164 | 3.21e-05
| 366.38 | 5.3554e-05
| 366.595 | 5.3531e-05
| 366.81 | 5.8908e-05
| 367.025 | 6.964e-05
| 367.24 | 6.964e-05
| 367.456 | 4.8221e-05
| 367.671 | 8.034e-05
| 367.886 | 6.4238e-05
| 368.101 | 5.8952e-05
| 368.317 | 7.5068e-05
| 368.532 | 5.8958e-05
| 368.747 | 4.8211e-05
| 368.963 | 7.4943e-05
| 369.178 | 6.4219e-05
| 369.394 | 5.3531e-05
| 369.609 | 4.2842e-05
| 369.824 | 5.3531e-05
| 370.04 | 6.9574e-05
| 370.255 | 6.9574e-05
| 370.471 | 6.964e-05
| 370.686 | 5.3583e-05
| 370.902 | 8.5674e-05
| 371.117 | 9.6398e-05
| 371.333 | 4.8205e-05
| 371.548 | 1.6129e-05
| 371.764 | 1.6143e-05
| 371.98 | 5.3589e-05
| 372.195 | 8.0296e-05
| 372.411 | 3.7498e-05
| 372.626 | 1.6058e-05
| 372.842 | 8.0313e-05
| 373.058 | 5.3516e-05
| 373.273 | 5.8952e-05
| 373.489 | 5.3597e-05
| 373.705 | 4.8176e-05
| 373.92 | 4.8178e-05
| 374.136 | 6.9551e-05
| 374.352 | 8.0267e-05
| 374.568 | 6.4224e-05
| 374.783 | 5.3508e-05
| 374.999 | 6.9574e-05
| 375.215 | 6.4205e-05
| 375.431 | 2.144e-05
| 375.647 | 5.3516e-05
| 375.863 | 3.7498e-05
| 376.078 | 4.8228e-05
| 376.294 | 6.4263e-05
| 376.51 | 3.744e-05
| 376.726 | 5.3515e-05
| 376.942 | 5.8952e-05
| 377.158 | 3.2143e-05
| 377.374 | 5.3566e-05
| 377.59 | 4.2842e-05
| 377.806 | 5.3597e-05
| 378.022 | 9.634e-05
| 378.238 | 8.0325e-05
| 378.454 | 7.5037e-05
| 378.67 | 4.2809e-05
| 378.886 | 5.8887e-05
| 379.102 | 8.5717e-05
| 379.318 | 5.8967e-05
| 379.535 | 6.4352e-05
| 379.751 | 4.822e-05
| 379.967 | 7.4987e-05
| 380.183 | 8.0348e-05
| 380.399 | 3.2062e-05
| 380.615 | 5.8827e-05
| 380.832 | 6.4182e-05
| 381.048 | 6.9639e-05
| 381.264 | 4.2851e-05
| 381.48 | 5.3539e-05
| 381.697 | 4.2786e-05
| 381.913 | 4.2828e-05
| 382.129 | 4.2741e-05
| 382.346 | 4.2851e-05
| 382.562 | 2.6832e-05
| 382.778 | 6.4172e-05
| 382.995 | 6.9632e-05
| 383.211 | 4.8172e-05
| 383.427 | 2.1454e-05
| 383.644 | 9.102e-05
| 383.86 | 6.9616e-05
| 384.077 | 0.0036299
| 384.293 | 0.022765
| 384.51 | 0.026635
| 384.726 | 0.037669
| 384.943 | 0.048655
| 385.159 | 0.043582
| 385.376 | 0.035433
| 385.592 | 0.032188
| 385.809 | 0.045361
| 386.025 | 0.039856
| 386.242 | 0.043366
| 386.458 | 0.033246
| 386.675 | 0.05214
| 386.892 | 0.020409
| 387.108 | 0.025914
| 387.325 | 0.02714
| 387.542 | 0.02714
| 387.758 | 0.020265
| 387.975 | 0.027356
| 388.192 | 0.032116
| 388.409 | 0.02351
| 388.625 | 0.036659
| 388.842 | 0.028702
| 389.059 | 0.016779
| 389.276 | 0.041659
| 389.493 | 0.020217
| 389.709 | 0.028005
| 389.926 | 0.024159
| 390.143 | 0.037501
| 390.36 | 0.030794
| 390.577 | 0.028222
| 390.794 | 0.0066828
| 391.011 | 0.023991
| 391.228 | 0.032525
| 391.445 | 0.031611
| 391.662 | 0.0065386
| 391.879 | 0.030385
| 392.096 | 0.014616
| 392.313 | 0.02
| 392.53 | 0.025337
| 392.747 | 0.020529
| 392.964 | 0.013558
| 393.181 | 0.024904
| 393.398 | 0.02452
| 393.615 | 0.015048
| 393.832 | 0.014688
| 394.049 | 0.022909
| 394.267 | 0.017284
| 394.484 | 0.015529
| 394.701 | 0.013053
| 394.918 | 0.018438
| 395.135 | 0.0084136
| 395.353 | 0.0064184
| 395.57 | 0.032957
| 395.787 | 0.036948
| 396.004 | 0.01762
| 396.222 | 0.012861
| 396.439 | 0.010192
| 396.656 | 0.0091107
| 396.874 | 0.032813
| 397.091 | 0.010265
| 397.308 | 0.018606
| 397.526 | 0.015241
| 397.743 | 0.022861
| 397.96 | 0.015169
| 398.178 | 0.012092
| 398.395 | 0.012861
| 398.613 | 0.014063
| 398.83 | 0.0087742
| 399.048 | 0.02339
| 399.265 | 0.02613
| 399.483 | 0.0036779
| 399.7 | 0.013053
| 399.918 | 0.011803
| 400.135 | 0.027092
| 400.353 | 0.021971
| 400.571 | 0.018294
| 400.788 | 0.018005
| 401.006 | 0.029928
| 401.223 | -0.0032452
| 401.441 | 0.023534
| 401.659 | 0.013678
| 401.876 | 0.021371
| 402.094 | 0.016635
| 402.312 | 0.038222
| 402.53 | 0.011683
| 402.747 | 0.031395
| 402.965 | 0.028919
| 403.183 | 0.034496
| 403.401 | 0.013798
| 403.618 | 0.045169
| 403.836 | 0.011851
| 404.054 | 0.024423
| 404.272 | 0.012861
| 404.49 | 0.025072
| 404.708 | 0.020529
| 404.926 | 0.030529
| 405.144 | 0.022765
| 405.361 | 0.026563
| 405.579 | 0.017693
| 405.797 | 0.015625
| 406.015 | 0.010842
| 406.233 | 0.025962
| 406.451 | 0.015265
| 406.669 | 0.027428
| 406.887 | 0.023053
| 407.105 | 0.024399
| 407.323 | 0.01113
| 407.541 | 0.017284
| 407.76 | 0.018414
| 407.978 | 0.018846
| 408.196 | 0.01226
| 408.414 | 0.022452
| 408.632 | 0.028246
| 408.85 | 0.023486
| 409.068 | 0.014183
| 409.287 | 0.013197
| 409.505 | 0.032717
| 409.723 | 0.016635
| 409.941 | 0.021827
| 410.159 | 0.013774
| 410.378 | 0.024832
| 410.596 | 0.021106
| 410.814 | 0.028462
| 411.033 | 0.017524
| 411.251 | 0.036611
| 411.469 | 0.017476
| 411.688 | 0.024183
| 411.906 | 0.019952
| 412.124 | 0.02238
| 412.343 | 0.021851
| 412.561 | 0.02125
| 412.78 | 0.009279
| 412.998 | 0.016947
| 413.216 | 0.016899
| 413.435 | 0.020914
| 413.653 | 0.018582
| 413.872 | 0.028967
| 414.09 | 0.024832
| 414.309 | 0.024808
| 414.528 | 0.017957
| 414.746 | 0.022933
| 414.965 | 0.014928
| 415.183 | 0.018774
| 415.402 | 0.02202
| 415.62 | 0.017933
| 415.839 | 0.017428
| 416.058 | 0.020145
| 416.276 | 0.018029
| 416.495 | 0.017092
| 416.714 | 0.017164
| 416.932 | 0.031178
| 417.151 | 0.023222
| 417.37 | 0.025361
| 417.589 | 0.017981
| 417.807 | 0.015409
| 418.026 | 0.020096
| 418.245 | 0.026274
| 418.464 | 0.020481
| 418.683 | 0.029568
| 418.901 | 0.018294
| 419.12 | 0.021322
| 419.339 | 0.020649
| 419.558 | 0.021755
| 419.777 | 0.02601
| 419.996 | 0.025842
| 420.215 | 0.021082
| 420.434 | 0.029448
| 420.653 | 0.032188
| 420.872 | 0.027212
| 421.091 | 0.018967
| 421.31 | 0.030361
| 421.529 | 0.026274
| 421.748 | 0.024832
| 421.967 | 0.02839
| 422.186 | 0.034279
| 422.405 | 0.028125
| 422.624 | 0.030121
| 422.843 | 0.029736
| 423.062 | 0.035698
| 423.281 | 0.027212
| 423.5 | 0.033414
| 423.72 | 0.030794
| 423.939 | 0.036154
| 424.158 | 0.033775
| 424.377 | 0.041419
| 424.596 | 0.035842
| 424.816 | 0.03339
| 425.035 | 0.041611
| 425.254 | 0.043606
| 425.473 | 0.050049
| 425.693 | 0.058703
| 425.912 | 0.053486
| 426.131 | 0.045914
| 426.351 | 0.051419
| 426.57 | 0.055674
| 426.789 | 0.048943
| 427.009 | 0.048775
| 427.228 | 0.047332
| 427.448 | 0.060289
| 427.667 | 0.053703
| 427.886 | 0.061924
| 428.106 | 0.0594
| 428.325 | 0.069881
| 428.545 | 0.064881
| 428.764 | 0.068054
| 428.984 | 0.064737
| 429.203 | 0.071227
| 429.423 | 0.072068
| 429.642 | 0.083463
| 429.862 | 0.078799
| 430.082 | 0.074448
| 430.301 | 0.074713
| 430.521 | 0.081251
| 430.74 | 0.0944
| 430.96 | 0.098463
| 431.18 | 0.085049
| 431.399 | 0.098295
| 431.619 | 0.097598
| 431.839 | 0.10587
| 432.058 | 0.099929
| 432.278 | 0.11041
| 432.498 | 0.11265
| 432.718 | 0.11902
| 432.937 | 0.1187
| 433.157 | 0.12815
| 433.377 | 0.12539
| 433.597 | 0.13565
| 433.817 | 0.13664
| 434.036 | 0.13885
| 434.256 | 0.13882
| 434.476 | 0.13354
| 434.696 | 0.14856
| 434.916 | 0.16039
| 435.136 | 0.15524
| 435.356 | 0.16558
| 435.576 | 0.16861
| 435.796 | 0.1707
| 436.016 | 0.16844
| 436.236 | 0.18455
| 436.456 | 0.18969
| 436.676 | 0.20082
| 436.896 | 0.20445
| 437.116 | 0.2045
| 437.336 | 0.20683
| 437.556 | 0.22135
| 437.776 | 0.21712
| 437.996 | 0.23931
| 438.216 | 0.23661
| 438.436 | 0.25128
| 438.656 | 0.25128
| 438.877 | 0.26046
| 439.097 | 0.26815
| 439.317 | 0.2896
| 439.537 | 0.28621
| 439.757 | 0.30017
| 439.978 | 0.30914
| 440.198 | 0.31419
| 440.418 | 0.33025
| 440.638 | 0.33976
| 440.859 | 0.3445
| 441.079 | 0.37587
| 441.299 | 0.37943
| 441.519 | 0.3908
| 441.74 | 0.40515
| 441.96 | 0.42193
| 442.181 | 0.42068
| 442.401 | 0.43544
| 442.621 | 0.44775
| 442.842 | 0.46217
| 443.062 | 0.48039
| 443.283 | 0.5028
| 443.503 | 0.50592
| 443.724 | 0.54172
| 443.944 | 0.54496
| 444.164 | 0.55503
| 444.385 | 0.5751
| 444.606 | 0.59136
| 444.826 | 0.61025
| 445.047 | 0.64138
| 445.267 | 0.66023
| 445.488 | 0.67499
| 445.708 | 0.69958
| 445.929 | 0.72585
| 446.15 | 0.74617
| 446.37 | 0.77225
| 446.591 | 0.79145
| 446.812 | 0.81268
| 447.032 | 0.83097
| 447.253 | 0.86456
| 447.474 | 0.881
| 447.694 | 0.90629
| 447.915 | 0.90682
| 448.136 | 0.94187
| 448.357 | 0.96672
| 448.577 | 1.0098
| 448.798 | 1.0094
| 449.019 | 1.0411
| 449.24 | 1.0568
| 449.461 | 1.0829
| 449.682 | 1.0783
| 449.902 | 1.113
| 450.123 | 1.1255
| 450.344 | 1.1674
| 450.565 | 1.1658
| 450.786 | 1.1857
| 451.007 | 1.2046
| 451.228 | 1.2406
| 451.449 | 1.2498
| 451.67 | 1.2696
| 451.891 | 1.2686
| 452.112 | 1.2833
| 452.333 | 1.2868
| 452.554 | 1.296
| 452.775 | 1.3165
| 452.996 | 1.3404
| 453.217 | 1.3462
| 453.438 | 1.3558
| 453.659 | 1.3535
| 453.88 | 1.3529
| 454.101 | 1.3437
| 454.323 | 1.325
| 454.544 | 1.3387
| 454.765 | 1.3401
| 454.986 | 1.3276
| 455.207 | 1.3192
| 455.429 | 1.2988
| 455.65 | 1.2954
| 455.871 | 1.2754
| 456.092 | 1.2718
| 456.314 | 1.2434
| 456.535 | 1.2442
| 456.756 | 1.2174
| 456.977 | 1.2132
| 457.199 | 1.1762
| 457.42 | 1.1833
| 457.641 | 1.1509
| 457.863 | 1.1399
| 458.084 | 1.1037
| 458.306 | 1.101
| 458.527 | 1.0777
| 458.748 | 1.0556
| 458.97 | 1.0279
| 459.191 | 1.0091
| 459.413 | 0.98026
| 459.634 | 0.98518
| 459.856 | 0.95042
| 460.077 | 0.93105
| 460.299 | 0.89775
| 460.52 | 0.88619
| 460.742 | 0.85888
| 460.963 | 0.84831
| 461.185 | 0.82561
| 461.407 | 0.81778
| 461.628 | 0.80463
| 461.85 | 0.79763
| 462.071 | 0.7791
| 462.293 | 0.76975
| 462.515 | 0.73249
| 462.736 | 0.73967
| 462.958 | 0.72258
| 463.18 | 0.70624
| 463.402 | 0.69818
| 463.623 | 0.69816
| 463.845 | 0.67816
| 464.067 | 0.65119
| 464.289 | 0.64588
| 464.51 | 0.62972
| 464.732 | 0.63914
| 464.954 | 0.58977
| 465.176 | 0.58996
| 465.398 | 0.58301
| 465.619 | 0.58794
| 465.841 | 0.57748
| 466.063 | 0.56804
| 466.285 | 0.56018
| 466.507 | 0.5553
| 466.729 | 0.54258
| 466.951 | 0.54345
| 467.173 | 0.51616
| 467.395 | 0.51498
| 467.617 | 0.50561
| 467.839 | 0.50027
| 468.061 | 0.50943
| 468.283 | 0.50772
| 468.505 | 0.48732
| 468.727 | 0.48909
| 468.949 | 0.47744
| 469.171 | 0.46522
| 469.393 | 0.45316
| 469.615 | 0.4407
| 469.837 | 0.4409
| 470.059 | 0.43965
| 470.282 | 0.42462
| 470.504 | 0.43063
| 470.726 | 0.41462
| 470.948 | 0.4133
| 471.17 | 0.39453
| 471.393 | 0.39128
| 471.615 | 0.37448
| 471.837 | 0.3719
| 472.059 | 0.36799
| 472.282 | 0.36811
| 472.504 | 0.36152
| 472.726 | 0.35654
| 472.948 | 0.34371
| 473.171 | 0.33916
| 473.393 | 0.3388
| 473.615 | 0.33236
| 473.838 | 0.32892
| 474.06 | 0.31633
| 474.283 | 0.31347
| 474.505 | 0.3095
| 474.727 | 0.29938
| 474.95 | 0.29546
| 475.172 | 0.29085
| 475.395 | 0.28089
| 475.617 | 0.26472
| 475.84 | 0.2688
| 476.062 | 0.26094
| 476.285 | 0.25503
| 476.507 | 0.24628
| 476.73 | 0.24873
| 476.952 | 0.23827
| 477.175 | 0.23443
| 477.397 | 0.22861
| 477.62 | 0.23306
| 477.843 | 0.22159
| 478.065 | 0.21777
| 478.288 | 0.21532
| 478.511 | 0.21839
| 478.733 | 0.20671
| 478.956 | 0.20604
| 479.179 | 0.2001
| 479.401 | 0.20217
| 479.624 | 0.19649
| 479.847 | 0.19375
| 480.069 | 0.18493
| 480.292 | 0.18207
| 480.515 | 0.1787
| 480.738 | 0.17796
| 480.961 | 0.1712
| 481.183 | 0.16806
| 481.406 | 0.16387
| 481.629 | 0.16207
| 481.852 | 0.16089
| 482.075 | 0.15748
| 482.298 | 0.15351
| 482.521 | 0.15173
| 482.743 | 0.15164
| 482.966 | 0.14772
| 483.189 | 0.14118
| 483.412 | 0.14034
| 483.635 | 0.13724
| 483.858 | 0.13435
| 484.081 | 0.13168
| 484.304 | 0.13159
| 484.527 | 0.1268
| 484.75 | 0.12971
| 484.973 | 0.12642
| 485.196 | 0.12522
| 485.419 | 0.12498
| 485.642 | 0.11392
| 485.866 | 0.10991
| 486.089 | 0.11296
| 486.312 | 0.11166
| 486.535 | 0.11051
| 486.758 | 0.10803
| 486.981 | 0.10406
| 487.204 | 0.10118
| 487.428 | 0.10079
| 487.651 | 0.096444
| 487.874 | 0.095025
| 488.097 | 0.094521
| 488.32 | 0.092574
| 488.544 | 0.093583
| 488.767 | 0.091997
| 488.99 | 0.08666
| 489.214 | 0.084448
| 489.437 | 0.084689
| 489.66 | 0.083054
| 489.884 | 0.079352
| 490.107 | 0.077934
| 490.33 | 0.076323
| 490.554 | 0.074088
| 490.777 | 0.072621
| 491 | 0.076443
| 491.224 | 0.080434
| 491.447 | 0.075867
| 491.671 | 0.077044
| 491.894 | 0.075602
| 492.118 | 0.071516
| 492.341 | 0.067717
| 492.565 | 0.065939
| 492.788 | 0.06964
| 493.012 | 0.071395
| 493.235 | 0.065145
| 493.459 | 0.066179
| 493.682 | 0.067068
| 493.906 | 0.070314
| 494.129 | 0.065914
| 494.353 | 0.062044
| 494.577 | 0.061587
| 494.8 | 0.062453
| 495.024 | 0.062116
| 495.248 | 0.05577
| 495.471 | 0.052597
| 495.695 | 0.05577
| 495.919 | 0.057885
| 496.142 | 0.059544
| 496.366 | 0.053246
| 496.59 | 0.053895
| 496.814 | 0.049568
| 497.037 | 0.046659
| 497.261 | 0.050986
| 497.485 | 0.049015
| 497.709 | 0.045914
| 497.932 | 0.046804
| 498.156 | 0.046443
| 498.38 | 0.049232
| 498.604 | 0.043606
| 498.828 | 0.044063
| 499.052 | 0.046707
| 499.276 | 0.047717
| 499.5 | 0.044472
| 499.723 | 0.045193
| 499.947 | 0.037861
| 500.171 | 0.044832
| 500.395 | 0.041467
| 500.619 | 0.044159
| 500.843 | 0.038678
| 501.067 | 0.043823
| 501.291 | 0.038943
| 501.515 | 0.045962
| 501.739 | 0.038727
| 501.963 | 0.041058
| 502.187 | 0.037188
| 502.412 | 0.038751
| 502.636 | 0.035626
| 502.86 | 0.037068
| 503.084 | 0.037428
| 503.308 | 0.037477
| 503.532 | 0.033222
| 503.756 | 0.037789
| 503.98 | 0.026996
| 504.205 | 0.036467
| 504.429 | 0.036539
| 504.653 | 0.037404
| 504.877 | 0.027452
| 505.101 | 0.033799
| 505.326 | 0.028654
| 505.55 | 0.034928
| 505.774 | 0.033823
| 505.999 | 0.028654
| 506.223 | 0.038799
| 506.447 | 0.03613
| 506.672 | 0.025097
| 506.896 | 0.037092
| 507.12 | 0.028149
| 507.345 | 0.030409
| 507.569 | 0.02851
| 507.793 | 0.032909
| 508.018 | 0.031731
| 508.242 | 0.035313
| 508.467 | 0.030938
| 508.691 | 0.027573
| 508.916 | 0.026347
| 509.14 | 0.027164
| 509.364 | 0.023029
| 509.589 | 0.032957
| 509.813 | 0.030914
| 510.038 | 0.026347
| 510.263 | 0.023654
| 510.487 | 0.027452
| 510.712 | 0.029351
| 510.936 | 0.026948
| 511.161 | 0.023077
| 511.385 | 0.027212
| 511.61 | 0.025673
| 511.835 | 0.021539
| 512.059 | 0.023895
| 512.284 | 0.023678
| 512.509 | 0.024472
| 512.733 | 0.026371
| 512.958 | 0.029832
| 513.183 | 0.027957
| 513.407 | 0.024351
| 513.632 | 0.026996
| 513.857 | 0.024472
| 514.082 | 0.023294
| 514.306 | 0.026851
| 514.531 | 0.024664
| 514.756 | 0.026298
| 514.981 | 0.023438
| 515.206 | 0.019808
| 515.43 | 0.028294
| 515.655 | 0.026996
| 515.88 | 0.026347
| 516.105 | 0.023822
| 516.33 | 0.02363
| 516.555 | 0.023366
| 516.78 | 0.031851
| 517.005 | 0.023702
| 517.23 | 0.025625
| 517.455 | 0.024327
| 517.679 | 0.023149
| 517.904 | 0.022621
| 518.129 | 0.025072
| 518.354 | 0.026298
| 518.579 | 0.025938
| 518.804 | 0.023462
| 519.03 | 0.023991
| 519.255 | 0.027789
| 519.48 | 0.029952
| 519.705 | 0.025673
| 519.93 | 0.023197
| 520.155 | 0.023029
| 520.38 | 0.027645
| 520.605 | 0.023798
| 520.83 | 0.022164
| 521.055 | 0.026443
| 521.281 | 0.023654
| 521.506 | 0.027236
| 521.731 | 0.025938
| 521.956 | 0.024952
| 522.181 | 0.02702
| 522.407 | 0.027452
| 522.632 | 0.025097
| 522.857 | 0.027861
| 523.082 | 0.026827
| 523.308 | 0.028294
| 523.533 | 0.025048
| 523.758 | 0.025601
| 523.984 | 0.027693
| 524.209 | 0.0275
| 524.434 | 0.028606
| 524.66 | 0.032476
| 524.885 | 0.034808
| 525.11 | 0.033823
| 525.336 | 0.030145
| 525.561 | 0.029303
| 525.787 | 0.030361
| 526.012 | 0.029664
| 526.238 | 0.03226
| 526.463 | 0.031347
| 526.689 | 0.030433
| 526.914 | 0.030698
| 527.14 | 0.033871
| 527.365 | 0.031467
| 527.591 | 0.033775
| 527.816 | 0.035626
| 528.042 | 0.031323
| 528.267 | 0.032717
| 528.493 | 0.036611
| 528.718 | 0.03613
| 528.944 | 0.035169
| 529.17 | 0.032621
| 529.395 | 0.033077
| 529.621 | 0.032044
| 529.847 | 0.033847
| 530.072 | 0.03601
| 530.298 | 0.036683
| 530.524 | 0.037573
| 530.749 | 0.036996
| 530.975 | 0.032813
| 531.201 | 0.035241
| 531.426 | 0.037308
| 531.652 | 0.037092
| 531.878 | 0.038582
| 532.104 | 0.036347
| 532.33 | 0.035986
| 532.555 | 0.035169
| 532.781 | 0.035361
| 533.007 | 0.03863
| 533.233 | 0.037693
| 533.459 | 0.038654
| 533.685 | 0.040073
| 533.91 | 0.041275
| 534.136 | 0.037981
| 534.362 | 0.039832
| 534.588 | 0.038703
| 534.814 | 0.041323
| 535.04 | 0.036419
| 535.266 | 0.037044
| 535.492 | 0.036876
| 535.718 | 0.043102
| 535.944 | 0.037477
| 536.17 | 0.044183
| 536.396 | 0.03863
| 536.622 | 0.038678
| 536.848 | 0.042573
| 537.074 | 0.037933
| 537.3 | 0.044977
| 537.526 | 0.040938
| 537.752 | 0.040169
| 537.978 | 0.040457
| 538.205 | 0.04702
| 538.431 | 0.047933
| 538.657 | 0.046731
| 538.883 | 0.050313
| 539.109 | 0.041563
| 539.335 | 0.045073
| 539.562 | 0.041491
| 539.788 | 0.046948
| 540.014 | 0.046707
| 540.24 | 0.049232
| 540.466 | 0.048679
| 540.693 | 0.053919
| 540.919 | 0.052717
| 541.145 | 0.053462
| 541.372 | 0.050049
| 541.598 | 0.048631
| 541.824 | 0.046659
| 542.05 | 0.048414
| 542.277 | 0.053895
| 542.503 | 0.057477
| 542.73 | 0.050193
| 542.956 | 0.05476
| 543.182 | 0.054256
| 543.409 | 0.050169
| 543.635 | 0.052621
| 543.862 | 0.053607
| 544.088 | 0.050482
| 544.314 | 0.061107
| 544.541 | 0.051491
| 544.767 | 0.058222
| 544.994 | 0.05678
| 545.22 | 0.058102
| 545.447 | 0.056732
| 545.673 | 0.058871
| 545.9 | 0.052405
| 546.127 | 0.05678
| 546.353 | 0.058342
| 546.58 | 0.063198
| 546.806 | 0.063463
| 547.033 | 0.069256
| 547.26 | 0.066011
| 547.486 | 0.063775
| 547.713 | 0.058126
| 547.939 | 0.064015
| 548.166 | 0.064929
| 548.393 | 0.064977
| 548.619 | 0.063967
| 548.846 | 0.065939
| 549.073 | 0.067092
| 549.3 | 0.064857
| 549.526 | 0.064039
| 549.753 | 0.066059
| 549.98 | 0.066924
| 550.207 | 0.071564
| 550.433 | 0.071828
| 550.66 | 0.073222
| 550.887 | 0.072237
| 551.114 | 0.07279
| 551.341 | 0.070698
| 551.568 | 0.073487
| 551.794 | 0.074544
| 552.021 | 0.075891
| 552.248 | 0.076275
| 552.475 | 0.07904
| 552.702 | 0.078294
| 552.929 | 0.083415
| 553.156 | 0.0869
| 553.383 | 0.082357
| 553.61 | 0.083126
| 553.837 | 0.083992
| 554.064 | 0.085386
| 554.291 | 0.084953
| 554.518 | 0.085963
| 554.745 | 0.089521
| 554.972 | 0.090771
| 555.199 | 0.090939
| 555.426 | 0.09267
| 555.653 | 0.09315
| 555.88 | 0.091924
| 556.107 | 0.091949
| 556.334 | 0.093487
| 556.561 | 0.095122
| 556.788 | 0.097093
| 557.016 | 0.098367
| 557.243 | 0.10262
| 557.47 | 0.10382
| 557.697 | 0.1062
| 557.924 | 0.10505
| 558.152 | 0.10534
| 558.379 | 0.10592
| 558.606 | 0.1087
| 558.833 | 0.10805
| 559.06 | 0.11048
| 559.288 | 0.11135
| 559.515 | 0.11245
| 559.742 | 0.1156
| 559.97 | 0.11856
| 560.197 | 0.11861
| 560.424 | 0.11918
| 560.652 | 0.12209
| 560.879 | 0.12116
| 561.106 | 0.12241
| 561.334 | 0.12551
| 561.561 | 0.12702
| 561.788 | 0.12748
| 562.016 | 0.12676
| 562.243 | 0.13142
| 562.471 | 0.13248
| 562.698 | 0.13334
| 562.926 | 0.13779
| 563.153 | 0.1369
| 563.381 | 0.13959
| 563.608 | 0.14116
| 563.836 | 0.13851
| 564.063 | 0.14375
| 564.291 | 0.14507
| 564.518 | 0.15051
| 564.746 | 0.14892
| 564.973 | 0.15604
| 565.201 | 0.15358
| 565.428 | 0.155
| 565.656 | 0.15827
| 565.884 | 0.16296
| 566.111 | 0.15589
| 566.339 | 0.16647
| 566.567 | 0.16443
| 566.794 | 0.1701
| 567.022 | 0.16887
| 567.25 | 0.17363
| 567.477 | 0.16839
| 567.705 | 0.17743
| 567.933 | 0.18469
| 568.16 | 0.18623
| 568.388 | 0.18995
| 568.616 | 0.19017
| 568.844 | 0.18688
| 569.072 | 0.1963
| 569.299 | 0.19551
| 569.527 | 0.20135
| 569.755 | 0.1976
| 569.983 | 0.20426
| 570.211 | 0.20801
| 570.438 | 0.20791
| 570.666 | 0.20933
| 570.894 | 0.21183
| 571.122 | 0.20964
| 571.35 | 0.22058
| 571.578 | 0.21967
| 571.806 | 0.22258
| 572.034 | 0.22284
| 572.262 | 0.22633
| 572.49 | 0.22991
| 572.718 | 0.2376
| 572.946 | 0.23332
| 573.174 | 0.23729
| 573.402 | 0.24133
| 573.63 | 0.24616
| 573.858 | 0.24683
| 574.086 | 0.25332
| 574.314 | 0.25974
| 574.542 | 0.26012
| 574.77 | 0.25731
| 574.998 | 0.26289
| 575.226 | 0.26505
| 575.454 | 0.27335
| 575.682 | 0.27433
| 575.911 | 0.28063
| 576.139 | 0.28399
| 576.367 | 0.28967
| 576.595 | 0.29037
| 576.823 | 0.2957
| 577.051 | 0.2975
| 577.28 | 0.30587
| 577.508 | 0.31025
| 577.736 | 0.31236
| 577.964 | 0.31635
| 578.193 | 0.32154
| 578.421 | 0.32616
| 578.649 | 0.32724
| 578.878 | 0.33275
| 579.106 | 0.33839
| 579.334 | 0.34323
| 579.562 | 0.34402
| 579.791 | 0.3469
| 580.019 | 0.35231
| 580.248 | 0.36022
| 580.476 | 0.36577
| 580.704 | 0.36866
| 580.933 | 0.37325
| 581.161 | 0.37852
| 581.39 | 0.38106
| 581.618 | 0.3864
| 581.846 | 0.3946
| 582.075 | 0.40075
| 582.303 | 0.40421
| 582.532 | 0.40832
| 582.76 | 0.41436
| 582.989 | 0.42248
| 583.217 | 0.4265
| 583.446 | 0.43063
| 583.674 | 0.43902
| 583.903 | 0.44376
| 584.132 | 0.44895
| 584.36 | 0.45159
| 584.589 | 0.46022
| 584.817 | 0.47203
| 585.046 | 0.48381
| 585.275 | 0.48453
| 585.503 | 0.48953
| 585.732 | 0.4984
| 585.96 | 0.50712
| 586.189 | 0.5101
| 586.418 | 0.51655
| 586.647 | 0.51847
| 586.875 | 0.52616
| 587.104 | 0.52592
| 587.333 | 0.53674
| 587.561 | 0.54542
| 587.79 | 0.55318
| 588.019 | 0.55732
| 588.248 | 0.56503
| 588.476 | 0.56359
| 588.705 | 0.58388
| 588.934 | 0.5889
| 589.163 | 0.59018
| 589.392 | 0.60244
| 589.621 | 0.61282
| 589.849 | 0.62239
| 590.078 | 0.62652
| 590.307 | 0.63619
| 590.536 | 0.64258
| 590.765 | 0.64652
| 590.994 | 0.66181
| 591.223 | 0.66133
| 591.452 | 0.67388
| 591.681 | 0.67991
| 591.91 | 0.69001
| 592.139 | 0.69297
| 592.368 | 0.70804
| 592.597 | 0.71595
| 592.826 | 0.72436
| 593.055 | 0.72407
| 593.284 | 0.74042
| 593.513 | 0.72405
| 593.742 | 0.74653
| 593.971 | 0.75285
| 594.2 | 0.76412
| 594.429 | 0.76787
| 594.658 | 0.77936
| 594.887 | 0.78145
| 595.116 | 0.79564
| 595.345 | 0.79722
| 595.575 | 0.81258
| 595.804 | 0.81843
| 596.033 | 0.82994
| 596.262 | 0.83924
| 596.491 | 0.84896
| 596.721 | 0.86357
| 596.95 | 0.86944
| 597.179 | 0.87686
| 597.408 | 0.88775
| 597.637 | 0.89838
| 597.867 | 0.90708
| 598.096 | 0.91643
| 598.325 | 0.9273
| 598.555 | 0.93434
| 598.784 | 0.94893
| 599.013 | 0.94903
| 599.242 | 0.96345
| 599.472 | 0.9678
| 599.701 | 0.9822
| 599.931 | 0.99338
| 600.16 | 1.009
| 600.389 | 1.0091
| 600.619 | 1.0211
| 600.848 | 1.03
| 601.078 | 1.0403
| 601.307 | 1.048
| 601.536 | 1.0584
| 601.766 | 1.0667
| 601.995 | 1.0799
| 602.225 | 1.0931
| 602.454 | 1.1052
| 602.684 | 1.1125
| 602.913 | 1.1307
| 603.143 | 1.147
| 603.372 | 1.1591
| 603.602 | 1.1658
| 603.831 | 1.1732
| 604.061 | 1.1865
| 604.291 | 1.2006
| 604.52 | 1.2094
| 604.75 | 1.2172
| 604.979 | 1.2261
| 605.209 | 1.2335
| 605.439 | 1.2464
| 605.668 | 1.2602
| 605.898 | 1.2708
| 606.128 | 1.2767
| 606.357 | 1.291
| 606.587 | 1.2967
| 606.817 | 1.3084
| 607.046 | 1.3221
| 607.276 | 1.333
| 607.506 | 1.3387
| 607.736 | 1.3581
| 607.965 | 1.3688
| 608.195 | 1.3765
| 608.425 | 1.3948
| 608.655 | 1.4112
| 608.885 | 1.4154
| 609.114 | 1.4224
| 609.344 | 1.4315
| 609.574 | 1.4427
| 609.804 | 1.4557
| 610.034 | 1.4681
| 610.264 | 1.476
| 610.494 | 1.4956
| 610.723 | 1.5016
| 610.953 | 1.5166
| 611.183 | 1.5194
| 611.413 | 1.5247
| 611.643 | 1.534
| 611.873 | 1.5442
| 612.103 | 1.5507
| 612.333 | 1.5723
| 612.563 | 1.5712
| 612.793 | 1.5938
| 613.023 | 1.599
| 613.253 | 1.6168
| 613.483 | 1.6189
| 613.713 | 1.6356
| 613.943 | 1.6367
| 614.173 | 1.6573
| 614.403 | 1.6538
| 614.633 | 1.6672
| 614.864 | 1.6733
| 615.094 | 1.6948
| 615.324 | 1.7017
| 615.554 | 1.7186
| 615.784 | 1.7161
| 616.014 | 1.7364
| 616.244 | 1.7307
| 616.475 | 1.7533
| 616.705 | 1.7516
| 616.935 | 1.7653
| 617.165 | 1.7714
| 617.395 | 1.7923
| 617.626 | 1.7934
| 617.856 | 1.8127
| 618.086 | 1.8103
| 618.316 | 1.8221
| 618.547 | 1.8259
| 618.777 | 1.8429
| 619.007 | 1.8432
| 619.237 | 1.8585
| 619.468 | 1.8636
| 619.698 | 1.8792
| 619.928 | 1.8897
| 620.159 | 1.9022
| 620.389 | 1.9053
| 620.62 | 1.9204
| 620.85 | 1.9211
| 621.08 | 1.938
| 621.311 | 1.9452
| 621.541 | 1.9612
| 621.772 | 1.9653
| 622.002 | 1.9789
| 622.233 | 1.9853
| 622.463 | 1.9942
| 622.693 | 1.9948
| 622.924 | 2.0116
| 623.154 | 2.0152
| 623.385 | 2.0253
| 623.615 | 2.0306
| 623.846 | 2.0407
| 624.077 | 2.046
| 624.307 | 2.0515
| 624.538 | 2.0571
| 624.768 | 2.0758
| 624.999 | 2.0849
| 625.229 | 2.0975
| 625.46 | 2.1047
| 625.691 | 2.1155
| 625.921 | 2.1333
| 626.152 | 2.1442
| 626.383 | 2.1502
| 626.613 | 2.1572
| 626.844 | 2.1672
| 627.075 | 2.173
| 627.305 | 2.184
| 627.536 | 2.1915
| 627.767 | 2.1985
| 627.997 | 2.201
| 628.228 | 2.2113
| 628.459 | 2.2192
| 628.69 | 2.2278
| 628.92 | 2.2404
| 629.151 | 2.2521
| 629.382 | 2.2668
| 629.613 | 2.2747
| 629.844 | 2.2566
| 630.074 | 2.2669
| 630.305 | 2.2789
| 630.536 | 2.2756
| 630.767 | 2.2781
| 630.998 | 2.2855
| 631.229 | 2.3055
| 631.46 | 2.324
| 631.691 | 2.3233
| 631.921 | 2.3311
| 632.152 | 2.3628
| 632.383 | 2.3369
| 632.614 | 2.3239
| 632.845 | 2.3438
| 633.076 | 2.3493
| 633.307 | 2.3448
| 633.538 | 2.3458
| 633.769 | 2.335
| 634 | 2.349
| 634.231 | 2.3516
| 634.462 | 2.3683
| 634.693 | 2.383
| 634.924 | 2.3728
| 635.155 | 2.3679
| 635.386 | 2.3983
| 635.618 | 2.3811
| 635.849 | 2.3623
| 636.08 | 2.386
| 636.311 | 2.3871
| 636.542 | 2.3747
| 636.773 | 2.4007
| 637.004 | 2.3841
| 637.235 | 2.3875
| 637.467 | 2.4016
| 637.698 | 2.4005
| 637.929 | 2.3855
| 638.16 | 2.3858
| 638.391 | 2.3633
| 638.623 | 2.3864
| 638.854 | 2.4023
| 639.085 | 2.369
| 639.316 | 2.4039
| 639.548 | 2.3907
| 639.779 | 2.3779
| 640.01 | 2.3721
| 640.242 | 2.3629
| 640.473 | 2.3505
| 640.704 | 2.37
| 640.936 | 2.3789
| 641.167 | 2.3919
| 641.398 | 2.374
| 641.63 | 2.4021
| 641.861 | 2.3698
| 642.092 | 2.3536
| 642.324 | 2.3435
| 642.555 | 2.3473
| 642.787 | 2.3584
| 643.018 | 2.3659
| 643.25 | 2.3618
| 643.481 | 2.3419
| 643.712 | 2.357
| 643.944 | 2.349
| 644.175 | 2.3559
| 644.407 | 2.3375
| 644.638 | 2.3354
| 644.87 | 2.3587
| 645.101 | 2.3453
| 645.333 | 2.3385
| 645.564 | 2.3371
| 645.796 | 2.3338
| 646.028 | 2.3295
| 646.259 | 2.3304
| 646.491 | 2.3389
| 646.722 | 2.3409
| 646.954 | 2.3352
| 647.186 | 2.3219
| 647.417 | 2.3213
| 647.649 | 2.3169
| 647.881 | 2.3047
| 648.112 | 2.2896
| 648.344 | 2.2659
| 648.576 | 2.2775
| 648.807 | 2.2946
| 649.039 | 2.3046
| 649.271 | 2.299
| 649.502 | 2.302
| 649.734 | 2.3015
| 649.966 | 2.3037
| 650.198 | 2.3016
| 650.429 | 2.297
| 650.661 | 2.2978
| 650.893 | 2.2862
| 651.125 | 2.2929
| 651.357 | 2.2942
| 651.588 | 2.2868
| 651.82 | 2.307
| 652.052 | 2.3249
| 652.284 | 2.3123
| 652.516 | 2.3149
| 652.748 | 2.2999
| 652.98 | 2.309
| 653.212 | 2.3288
| 653.443 | 2.3173
| 653.675 | 2.3066
| 653.907 | 2.2789
| 654.139 | 2.2688
| 654.371 | 2.2578
| 654.603 | 2.2462
| 654.835 | 2.2544
| 655.067 | 2.2358
| 655.299 | 2.2367
| 655.531 | 2.2367
| 655.763 | 2.2263
| 655.995 | 2.2296
| 656.227 | 2.2314
| 656.459 | 2.2067
| 656.691 | 2.2234
| 656.923 | 2.2321
| 657.155 | 2.2207
| 657.388 | 2.168
| 657.62 | 2.2073
| 657.852 | 2.1999
| 658.084 | 2.1801
| 658.316 | 2.1934
| 658.548 | 2.1929
| 658.78 | 2.1729
| 659.012 | 2.1769
| 659.245 | 2.1513
| 659.477 | 2.1639
| 659.709 | 2.1497
| 659.941 | 2.1534
| 660.173 | 2.1658
| 660.406 | 2.1606
| 660.638 | 2.1578
| 660.87 | 2.1559
| 661.102 | 2.1723
| 661.335 | 2.1531
| 661.567 | 2.1402
| 661.799 | 2.1505
| 662.031 | 2.1463
| 662.264 | 2.1366
| 662.496 | 2.1303
| 662.728 | 2.1209
| 662.961 | 2.122
| 663.193 | 2.1239
| 663.425 | 2.1156
| 663.658 | 2.12
| 663.89 | 2.0875
| 664.123 | 2.0791
| 664.355 | 2.0668
| 664.587 | 2.0689
| 664.82 | 2.0745
| 665.052 | 2.0728
| 665.285 | 2.0947
| 665.517 | 2.0712
| 665.75 | 2.0696
| 665.982 | 2.0683
| 666.214 | 2.0488
| 666.447 | 2.0375
| 666.679 | 2.0264
| 666.912 | 2.02
| 667.144 | 2.017
| 667.377 | 2.0095
| 667.61 | 2.0049
| 667.842 | 1.9976
| 668.075 | 1.9955
| 668.307 | 1.9921
| 668.54 | 1.9769
| 668.772 | 1.9767
| 669.005 | 1.9696
| 669.238 | 1.9671
| 669.47 | 1.9608
| 669.703 | 1.9479
| 669.936 | 1.9367
| 670.168 | 1.9413
| 670.401 | 1.9379
| 670.634 | 1.9262
| 670.866 | 1.9066
| 671.099 | 1.9039
| 671.332 | 1.8995
| 671.564 | 1.8956
| 671.797 | 1.8849
| 672.03 | 1.885
| 672.263 | 1.8688
| 672.495 | 1.8694
| 672.728 | 1.8651
| 672.961 | 1.8633
| 673.194 | 1.8458
| 673.426 | 1.847
| 673.659 | 1.8294
| 673.892 | 1.8273
| 674.125 | 1.8128
| 674.358 | 1.8072
| 674.591 | 1.8006
| 674.823 | 1.8008
| 675.056 | 1.7899
| 675.289 | 1.7888
| 675.522 | 1.7788
| 675.755 | 1.7779
| 675.988 | 1.759
| 676.221 | 1.7571
| 676.454 | 1.7466
| 676.687 | 1.7424
| 676.92 | 1.7311
| 677.153 | 1.7373
| 677.386 | 1.722
| 677.619 | 1.7204
| 677.851 | 1.7094
| 678.084 | 1.7078
| 678.317 | 1.6961
| 678.551 | 1.6935
| 678.784 | 1.6791
| 679.017 | 1.6797
| 679.25 | 1.662
| 679.483 | 1.6632
| 679.716 | 1.6451
| 679.949 | 1.6511
| 680.182 | 1.6327
| 680.415 | 1.6318
| 680.648 | 1.6217
| 680.881 | 1.6177
| 681.114 | 1.6039
| 681.348 | 1.6025
| 681.581 | 1.5891
| 681.814 | 1.5919
| 682.047 | 1.5776
| 682.28 | 1.576
| 682.513 | 1.5684
| 682.747 | 1.5646
| 682.98 | 1.553
| 683.213 | 1.5505
| 683.446 | 1.5362
| 683.679 | 1.5308
| 683.913 | 1.5247
| 684.146 | 1.5206
| 684.379 | 1.5136
| 684.613 | 1.5095
| 684.846 | 1.4946
| 685.079 | 1.4925
| 685.312 | 1.4823
| 685.546 | 1.475
| 685.779 | 1.4681
| 686.012 | 1.4625
| 686.246 | 1.451
| 686.479 | 1.4411
| 686.713 | 1.4335
| 686.946 | 1.4295
| 687.179 | 1.4267
| 687.413 | 1.4215
| 687.646 | 1.4151
| 687.88 | 1.4028
| 688.113 | 1.3953
| 688.346 | 1.3938
| 688.58 | 1.3886
| 688.813 | 1.3811
| 689.047 | 1.3747
| 689.28 | 1.3659
| 689.514 | 1.3566
| 689.747 | 1.3502
| 689.981 | 1.3461
| 690.214 | 1.3403
| 690.448 | 1.3389
| 690.681 | 1.3252
| 690.915 | 1.3196
| 691.148 | 1.3046
| 691.382 | 1.2952
| 691.616 | 1.2872
| 691.849 | 1.2838
| 692.083 | 1.2749
| 692.316 | 1.2752
| 692.55 | 1.271
| 692.784 | 1.2657
| 693.017 | 1.2499
| 693.251 | 1.249
| 693.485 | 1.2391
| 693.718 | 1.2383
| 693.952 | 1.226
| 694.186 | 1.2283
| 694.419 | 1.2091
| 694.653 | 1.2136
| 694.887 | 1.2036
| 695.12 | 1.2027
| 695.354 | 1.1824
| 695.588 | 1.1674
| 695.822 | 1.1692
| 696.055 | 1.1552
| 696.289 | 1.1558
| 696.523 | 1.1305
| 696.757 | 1.1397
| 696.991 | 1.1265
| 697.224 | 1.1278
| 697.458 | 1.1137
| 697.692 | 1.112
| 697.926 | 1.1098
| 698.16 | 1.0996
| 698.394 | 1.0911
| 698.627 | 1.0919
| 698.861 | 1.0699
| 699.095 | 1.0748
| 699.329 | 1.0609
| 699.563 | 1.0652
| 699.797 | 1.0511
| 700.031 | 1.0527
| 700.265 | 1.0336
| 700.499 | 1.0374
| 700.733 | 1.028
| 700.967 | 1.0218
| 701.201 | 1.0145
| 701.435 | 1.0179
| 701.669 | 1.0042
| 701.903 | 0.99713
| 702.137 | 0.98735
| 702.371 | 0.98554
| 702.605 | 0.97566
| 702.839 | 0.97114
| 703.073 | 0.9597
| 703.307 | 0.96153
| 703.541 | 0.95131
| 703.775 | 0.94915
| 704.009 | 0.93985
| 704.243 | 0.9367
| 704.477 | 0.92213
| 704.711 | 0.91802
| 704.946 | 0.91023
| 705.18 | 0.91184
| 705.414 | 0.90352
| 705.648 | 0.89968
| 705.882 | 0.89595
| 706.116 | 0.89307
| 706.351 | 0.88369
| 706.585 | 0.87537
| 706.819 | 0.87403
| 707.053 | 0.87316
| 707.287 | 0.86206
| 707.522 | 0.85771
| 707.756 | 0.85643
| 707.99 | 0.84994
| 708.224 | 0.84653
| 708.459 | 0.84208
| 708.693 | 0.83196
| 708.927 | 0.82706
| 709.162 | 0.81963
| 709.396 | 0.81016
| 709.63 | 0.80403
| 709.865 | 0.79422
| 710.099 | 0.78948
| 710.333 | 0.78698
| 710.568 | 0.7904
| 710.802 | 0.78261
| 711.036 | 0.78008
| 711.271 | 0.77052
| 711.505 | 0.76943
| 711.74 | 0.76126
| 711.974 | 0.7591
| 712.208 | 0.75287
| 712.443 | 0.75484
| 712.677 | 0.74208
| 712.912 | 0.74273
| 713.146 | 0.73196
| 713.381 | 0.72835
| 713.615 | 0.72268
| 713.85 | 0.7215
| 714.084 | 0.71191
| 714.319 | 0.7133
| 714.553 | 0.70727
| 714.788 | 0.7078
| 715.022 | 0.69583
| 715.257 | 0.69907
| 715.491 | 0.69169
| 715.726 | 0.68583
| 715.961 | 0.67838
| 716.195 | 0.67371
| 716.43 | 0.67097
| 716.664 | 0.66602
| 716.899 | 0.66008
| 717.134 | 0.66378
| 717.368 | 0.6508
| 717.603 | 0.6609
| 717.838 | 0.63869
| 718.072 | 0.64095
| 718.307 | 0.63484
| 718.542 | 0.63636
| 718.776 | 0.62595
| 719.011 | 0.62631
| 719.246 | 0.62321
| 719.48 | 0.61799
| 719.715 | 0.60782
| 719.95 | 0.60696
| 720.185 | 0.604
| 720.419 | 0.60119
| 720.654 | 0.5915
| 720.889 | 0.59724
| 721.124 | 0.58924
| 721.359 | 0.58607
| 721.593 | 0.57196
| 721.828 | 0.5753
| 722.063 | 0.57095
| 722.298 | 0.57003
| 722.533 | 0.5639
| 722.768 | 0.56227
| 723.002 | 0.5595
| 723.237 | 0.55498
| 723.472 | 0.54922
| 723.707 | 0.54775
| 723.942 | 0.54328
| 724.177 | 0.54458
| 724.412 | 0.53885
| 724.647 | 0.534
| 724.882 | 0.53434
| 725.117 | 0.5315
| 725.352 | 0.5234
| 725.586 | 0.52306
| 725.821 | 0.51962
| 726.056 | 0.51614
| 726.291 | 0.5115
| 726.526 | 0.50676
| 726.761 | 0.5052
| 726.996 | 0.50256
| 727.231 | 0.49919
| 727.467 | 0.49763
| 727.702 | 0.48957
| 727.937 | 0.48527
| 728.172 | 0.48268
| 728.407 | 0.47917
| 728.642 | 0.47763
| 728.877 | 0.47707
| 729.112 | 0.4715
| 729.347 | 0.46455
| 729.582 | 0.46328
| 729.817 | 0.45325
| 730.053 | 0.45092
| 730.288 | 0.45282
| 730.523 | 0.44907
| 730.758 | 0.4459
| 730.993 | 0.44683
| 731.228 | 0.43885
| 731.464 | 0.43599
| 731.699 | 0.43003
| 731.934 | 0.42948
| 732.169 | 0.42652
| 732.404 | 0.42154
| 732.64 | 0.41681
| 732.875 | 0.42392
| 733.11 | 0.41549
| 733.345 | 0.41493
| 733.581 | 0.40609
| 733.816 | 0.40727
| 734.051 | 0.40246
| 734.287 | 0.4052
| 734.522 | 0.39715
| 734.757 | 0.39056
| 734.993 | 0.39008
| 735.228 | 0.38847
| 735.463 | 0.38986
| 735.699 | 0.3894
| 735.934 | 0.38255
| 736.169 | 0.37996
| 736.405 | 0.37986
| 736.64 | 0.37349
| 736.876 | 0.36515
| 737.111 | 0.36856
| 737.346 | 0.36455
| 737.582 | 0.36166
| 737.817 | 0.35335
| 738.053 | 0.36186
| 738.288 | 0.3564
| 738.524 | 0.35094
| 738.759 | 0.34676
| 738.995 | 0.34955
| 739.23 | 0.34714
| 739.466 | 0.34318
| 739.701 | 0.33789
| 739.937 | 0.34056
| 740.172 | 0.3345
| 740.408 | 0.32943
| 740.643 | 0.32705
| 740.879 | 0.32277
| 741.114 | 0.3189
| 741.35 | 0.32188
| 741.586 | 0.31991
| 741.821 | 0.3244
| 742.057 | 0.31308
| 742.292 | 0.31142
| 742.528 | 0.30936
| 742.764 | 0.30871
| 742.999 | 0.30325
| 743.235 | 0.30378
| 743.471 | 0.30097
| 743.706 | 0.30044
| 743.942 | 0.29606
| 744.178 | 0.29226
| 744.413 | 0.28678
| 744.649 | 0.28883
| 744.885 | 0.28431
| 745.12 | 0.27955
| 745.356 | 0.28024
| 745.592 | 0.27902
| 745.828 | 0.275
| 746.063 | 0.27111
| 746.299 | 0.26885
| 746.535 | 0.26976
| 746.771 | 0.26907
| 747.006 | 0.26839
| 747.242 | 0.26279
| 747.478 | 0.26125
| 747.714 | 0.25861
| 747.95 | 0.2583
| 748.186 | 0.25698
| 748.421 | 0.25375
| 748.657 | 0.25111
| 748.893 | 0.24895
| 749.129 | 0.2481
| 749.365 | 0.24633
| 749.601 | 0.24637
| 749.837 | 0.24318
| 750.073 | 0.24171
| 750.309 | 0.24022
| 750.544 | 0.23911
| 750.78 | 0.23464
| 751.016 | 0.23303
| 751.252 | 0.23068
| 751.488 | 0.2308
| 751.724 | 0.22803
| 751.96 | 0.2257
| 752.196 | 0.22313
| 752.432 | 0.22231
| 752.668 | 0.22169
| 752.904 | 0.22152
| 753.14 | 0.21794
| 753.376 | 0.21945
| 753.612 | 0.21623
| 753.848 | 0.2175
| 754.084 | 0.21488
| 754.32 | 0.21164
| 754.556 | 0.20962
| 754.793 | 0.20262
| 755.029 | 0.2025
| 755.265 | 0.20145
| 755.501 | 0.20339
| 755.737 | 0.19861
| 755.973 | 0.197
| 756.209 | 0.19524
| 756.445 | 0.1988
| 756.682 | 0.18971
| 756.918 | 0.19431
| 757.154 | 0.19041
| 757.39 | 0.18832
| 757.626 | 0.18815
| 757.862 | 0.18678
| 758.099 | 0.18224
| 758.335 | 0.18366
| 758.571 | 0.18515
| 758.807 | 0.18224
| 759.044 | 0.17558
| 759.28 | 0.17878
| 759.516 | 0.17541
| 759.752 | 0.18104
| 759.989 | 0.17108
| 760.225 | 0.16955
| 760.461 | 0.16868
| 760.697 | 0.16736
| 760.934 | 0.16714
| 761.17 | 0.17096
| 761.406 | 0.16565
| 761.643 | 0.16491
| 761.879 | 0.16236
| 762.115 | 0.16128
| 762.352 | 0.16195
| 762.588 | 0.1575
| 762.825 | 0.15875
| 763.061 | 0.15786
| 763.297 | 0.1532
| 763.534 | 0.15669
| 763.77 | 0.15183
| 764.007 | 0.15217
| 764.243 | 0.15209
| 764.479 | 0.15099
| 764.716 | 0.14842
| 764.952 | 0.1457
| 765.189 | 0.14397
| 765.425 | 0.14493
| 765.662 | 0.14286
| 765.898 | 0.14421
| 766.135 | 0.14144
| 766.371 | 0.14166
| 766.608 | 0.13947
| 766.844 | 0.1388
| 767.081 | 0.13767
| 767.317 | 0.13875
| 767.554 | 0.1363
| 767.791 | 0.13517
| 768.027 | 0.13527
| 768.264 | 0.13332
| 768.5 | 0.13193
| 768.737 | 0.13325
| 768.973 | 0.12986
| 769.21 | 0.1287
| 769.447 | 0.1287
| 769.683 | 0.12673
| 769.92 | 0.12743
| 770.157 | 0.1257
| 770.393 | 0.12337
| 770.63 | 0.1225
| 770.867 | 0.12241
| 771.103 | 0.12214
| 771.34 | 0.12144
| 771.577 | 0.1214
| 771.813 | 0.12166
| 772.05 | 0.11887
| 772.287 | 0.1162
| 772.524 | 0.11397
| 772.76 | 0.11551
| 772.997 | 0.11241
| 773.234 | 0.11414
| 773.471 | 0.10423
| 773.707 | 0.10988
| 773.944 | 0.11048
| 774.181 | 0.10991
| 774.418 | 0.11128
| 774.654 | 0.11358
| 774.891 | 0.10596
| 775.128 | 0.10666
| 775.365 | 0.10647
| 775.602 | 0.10815
| 775.839 | 0.10305
| 776.075 | 0.10491
| 776.312 | 0.1037
| 776.549 | 0.1037
| 776.786 | 0.10096
| 777.023 | 0.10577
| 777.26 | 0.095699
| 777.497 | 0.097694
| 777.734 | 0.10075
| 777.971 | 0.10029
| 778.208 | 0.094809
| 778.444 | 0.092045
| 778.681 | 0.095843
| 778.918 | 0.10092
| 779.155 | 0.09392
| 779.392 | 0.096925
| 779.629 | 0.092285
| 779.866 | 0.098703
| 780.103 | 0.090001
| 780.34 | 0.094208
| 780.577 | 0.0894
| 780.814 | 0.092453
| 781.051 | 0.089521
| 781.288 | 0.087477
| 781.525 | 0.083871
| 781.763 | 0.089809
| 782 | 0.08928
| 782.237 | 0.08928
| 782.474 | 0.08642
| 782.711 | 0.087189
| 782.948 | 0.086275
| 783.185 | 0.088607
| 783.422 | 0.0819
| 783.659 | 0.084256
| 783.896 | 0.082237
| 784.134 | 0.079665
| 784.371 | 0.076371
| 784.608 | 0.082958
| 784.845 | 0.08303
| 785.082 | 0.081516
| 785.319 | 0.07553
| 785.557 | 0.07452
| 785.794 | 0.076179
| 786.031 | 0.075698
| 786.268 | 0.074617
| 786.505 | 0.077742
| 786.743 | 0.074184
| 786.98 | 0.072838
| 787.217 | 0.071612
| 787.454 | 0.071347
| 787.692 | 0.072381
| 787.929 | 0.072477
| 788.166 | 0.0694
| 788.404 | 0.06791
| 788.641 | 0.066203
| 788.878 | 0.069809
| 789.115 | 0.069857
| 789.353 | 0.070818
| 789.59 | 0.070602
| 789.827 | 0.068559
| 790.065 | 0.069809
| 790.302 | 0.071035
| 790.539 | 0.067429
| 790.777 | 0.065963
| 791.014 | 0.06416
| 791.252 | 0.065169
| 791.489 | 0.063631
| 791.726 | 0.063006
| 791.964 | 0.06815
| 792.201 | 0.065097
| 792.439 | 0.060506
| 792.676 | 0.063679
| 792.914 | 0.066828
| 793.151 | 0.06077
| 793.388 | 0.062597
| 793.626 | 0.061011
| 793.863 | 0.066732
| 794.101 | 0.061924
| 794.338 | 0.058102
| 794.576 | 0.054448
| 794.813 | 0.057405
| 795.051 | 0.05666
| 795.288 | 0.061275
| 795.526 | 0.061491
| 795.764 | 0.057477
| 796.001 | 0.054664
| 796.239 | 0.049977
| 796.476 | 0.052164
| 796.714 | 0.052813
| 796.951 | 0.055698
| 797.189 | 0.059833
| 797.427 | 0.053895
| 797.664 | 0.050409
| 797.902 | 0.05315
| 798.139 | 0.058198
| 798.377 | 0.054328
| 798.615 | 0.052741
| 798.852 | 0.048871
| 799.09 | 0.051227
| 799.328 | 0.047982
| 799.565 | 0.053559
| 799.803 | 0.045289
| 800.041 | 0.051539
| 800.278 | 0.051203
| 800.516 | 0.049039
| 800.754 | 0.042717
| 800.991 | 0.049712
| 801.229 | 0.047381
| 801.467 | 0.048054
| 801.705 | 0.039207
| 801.942 | 0.044832
| 802.18 | 0.040938
| 802.418 | 0.048943
| 802.656 | 0.040073
| 802.894 | 0.047477
| 803.131 | 0.043991
| 803.369 | 0.042116
| 803.607 | 0.044015
| 803.845 | 0.041251
| 804.083 | 0.045674
| 804.32 | 0.046323
| 804.558 | 0.042236
| 804.796 | 0.044063
| 805.034 | 0.045049
| 805.272 | 0.048294
| 805.51 | 0.037861
| 805.748 | 0.028774
| 805.985 | 0.041996
| 806.223 | 0.046275
| 806.461 | 0.03952
| 806.699 | 0.039159
| 806.937 | 0.041034
| 807.175 | 0.037861
| 807.413 | 0.038558
| 807.651 | 0.039063
| 807.889 | 0.033101
| 808.127 | 0.040938
| 808.365 | 0.039063
| 808.603 | 0.038678
| 808.841 | 0.037837
| 809.079 | 0.040097
| 809.317 | 0.037404
| 809.555 | 0.034736
| 809.793 | 0.03125
| 810.031 | 0.033005
| 810.269 | 0.030361
| 810.507 | 0.033438
| 810.745 | 0.03726
| 810.983 | 0.03577
| 811.221 | 0.030794
| 811.459 | 0.031299
| 811.697 | 0.033101
| 811.935 | 0.030481
| 812.173 | 0.031323
| 812.411 | 0.032837
| 812.649 | 0.031611
| 812.888 | 0.033486
| 813.126 | 0.033198
| 813.364 | 0.029568
| 813.602 | 0.03202
| 813.84 | 0.03565
| 814.078 | 0.032909
| 814.316 | 0.029808
| 814.555 | 0.032404
| 814.793 | 0.033029
| 815.031 | 0.027885
| 815.269 | 0.02726
| 815.507 | 0.028486
| 815.745 | 0.030193
| 815.984 | 0.030049
| 816.222 | 0.034784
| 816.46 | 0.028582
| 816.698 | 0.030794
| 816.937 | 0.030361
| 817.175 | 0.029351
| 817.413 | 0.027308
| 817.651 | 0.025938
| 817.89 | 0.026058
| 818.128 | 0.028414
| 818.366 | 0.028366
| 818.605 | 0.030241
| 818.843 | 0.032669
| 819.081 | 0.034784
| 819.319 | 0.028294
| 819.558 | 0.032332
| 819.796 | 0.025818
| 820.035 | 0.031779
| 820.273 | 0.027188
| 820.511 | 0.029856
| 820.75 | 0.02351
| 820.988 | 0.028919
| 821.226 | 0.023654
| 821.465 | 0.020842
| 821.703 | 0.023798
| 821.942 | 0.027236
| 822.18 | 0.022332
| 822.418 | 0.029039
| 822.657 | 0.023678
| 822.895 | 0.025121
| 823.134 | 0.025313
| 823.372 | 0.023366
| 823.611 | 0.025818
| 823.849 | 0.025481
| 824.088 | 0.018245
| 824.326 | 0.026899
| 824.565 | 0.021779
| 824.803 | 0.025457
| 825.042 | 0.021587
| 825.28 | 0.024616
| 825.519 | 0.024832
| 825.757 | 0.022356
| 825.996 | 0.01863
| 826.234 | 0.020842
| 826.473 | 0.02363
| 826.711 | 0.019808
| 826.95 | 0.020649
| 827.188 | 0.022981
| 827.427 | 0.01988
| 827.666 | 0.023943
| 827.904 | 0.01827
| 828.143 | 0.024544
| 828.381 | 0.024784
| 828.62 | 0.023005
| 828.859 | 0.016274
| 829.097 | 0.01952
| 829.336 | 0.017765
| 829.575 | 0.021779
| 829.813 | 0.019544
| 830.052 | 0.020241
| 830.291 | 0.017236
| 830.529 | 0.020361
| 830.768 | 0.017092
| 831.007 | 0.021611
| 831.245 | 0.020746
| 831.484 | 0.021106
| 831.723 | 0.021947
| 831.961 | 0.02113
| 832.2 | 0.019447
| 832.439 | 0.021154
| 832.678 | 0.018919
| 832.916 | 0.020794
| 833.155 | 0.022837
| 833.394 | 0.019832
| 833.633 | 0.016346
| 833.872 | 0.017813
| 834.11 | 0.021034
| 834.349 | 0.020457
| 834.588 | 0.01863
| 834.827 | 0.020193
| 835.066 | 0.016394
| 835.304 | 0.015986
| 835.543 | 0.017428
| 835.782 | 0.015169
| 836.021 | 0.015721
| 836.26 | 0.017693
| 836.499 | 0.017332
| 836.738 | 0.019904
| 836.976 | 0.019904
| 837.215 | 0.016947
| 837.454 | 0.017284
| 837.693 | 0.016539
| 837.932 | 0.017717
| 838.171 | 0.016154
| 838.41 | 0.016515
| 838.649 | 0.017548
| 838.888 | 0.017957
| 839.127 | 0.016346
| 839.366 | 0.015361
| 839.605 | 0.01464
| 839.844 | 0.016971
| 840.083 | 0.015265
| 840.322 | 0.017741
| 840.561 | 0.014928
| 840.8 | 0.012644
| 841.039 | 0.014856
| 841.278 | 0.02012
| 841.517 | 0.016731
| 841.756 | 0.021539
| 841.995 | 0.016178
| 842.234 | 0.018774
| 842.473 | 0.013606
| 842.712 | 0.01637
| 842.951 | 0.014135
| 843.19 | 0.017188
| 843.429 | 0.015361
| 843.668 | 0.014399
| 843.907 | 0.015337
| 844.146 | 0.017741
| 844.385 | 0.011274
| 844.624 | 0.014471
| 844.864 | 0.014207
| 845.103 | 0.010553
| 845.342 | 0.014712
| 845.581 | 0.016419
| 845.82 | 0.011923
| 846.059 | 0.013125
| 846.298 | 0.011418
| 846.538 | 0.015144
| 846.777 | 0.010553
| 847.016 | 0.010168
| 847.255 | 0.012116
| 847.494 | 0.012524
| 847.734 | 0.0082213
| 847.973 | 0.015553
| 848.212 | 0.0097357
| 848.451 | 0.0095434
| 848.691 | 0.014423
| 848.93 | 0.012524
| 849.169 | 0.011491
| 849.408 | 0.018318
| 849.648 | 0.012765
| 849.887 | 0.014303
| 850.126 | 0.0092309
| 850.365 | 0.01488
| 850.605 | 0.008053
| 850.844 | 0.013486
| 851.083 | 0.012933
| 851.323 | 0.013005
| 851.562 | 0.011539
| 851.801 | 0.01
| 852.041 | 0.012933
| 852.28 | 0.0083174
| 852.519 | 0.0064424
| 852.759 | 0.010793
| 852.998 | 0.01089
| 853.237 | 0.010793
| 853.477 | 0.014664
| 853.716 | 0.0089665
| 853.956 | 0.0081732
| 854.195 | 0.012116
| 854.434 | 0.0058895
| 854.674 | 0.012043
| 854.913 | 0.014399
| 855.153 | 0.011515
| 855.392 | 0.0086059
| 855.632 | 0.011442
| 855.871 | 0.013582
| 856.11 | 0.01339
| 856.35 | 0.00988
| 856.589 | 0.0084376
| 856.829 | 0.0072597
| 857.068 | 0.0082213
| 857.308 | 0.0063703
| 857.547 | 0.011082
| 857.787 | 0.011394
| 858.026 | 0.010914
| 858.266 | 0.010842
| 858.505 | 0.0068511
| 858.745 | 0.0076203
| 858.985 | 0.008053
| 859.224 | 0.0064664
| 859.464 | 0.0084136
| 859.703 | 0.0084857
| 859.943 | 0.0068511
| 860.182 | 0.0057693
| 860.422 | 0.0079328
| 860.662 | 0.0095434
| 860.901 | 0.0077165
| 861.141 | 0.0073078
| 861.38 | 0.012212
| 861.62 | 0.012861
| 861.86 | 0.012332
| 862.099 | 0.0095915
| 862.339 | 0.0095675
| 862.579 | 0.014976
| 862.818 | 0.012188
| 863.058 | 0.010217
| 863.298 | 0.008053
| 863.537 | 0.0043991
| 863.777 | 0.0072838
| 864.017 | 0.011635
| 864.256 | 0.010217
| 864.496 | 0.0078607
| 864.736 | 0.0056491
| 864.975 | 0.0085097
| 865.215 | 0.0066828
| 865.455 | 0.0096155
| 865.695 | 0.012476
| 865.934 | 0.0075482
| 866.174 | 0.0064664
| 866.414 | 0.014664
| 866.654 | 0.010385
| 866.893 | 0.012741
| 867.133 | 0.0066107
| 867.373 | 0.0090146
| 867.613 | 0.010817
| 867.853 | 0.010048
| 868.092 | 0.010385
| 868.332 | 0.0091828
| 868.572 | 0.0069953
| 868.812 | 0.0096636
| 869.052 | 0.0095675
| 869.292 | 0.013678
| 869.531 | 0.011683
| 869.771 | 0.01387
| 870.011 | 0.0081251
| 870.251 | 0.01101
| 870.491 | 0.0065626
| 870.731 | 0.0084376
| 870.971 | 0.010793
| 871.211 | 0.0090626
| 871.45 | 0.0029808
| 871.69 | 0.011106
| 871.93 | 0.006803
| 872.17 | 0.0053366
| 872.41 | 0.0054809
| 872.65 | 0.0088703
| 872.89 | 0.010745
| 873.13 | 0.015024
| 873.37 | 0.0085338
| 873.61 | 0.013991
| 873.85 | 0.013149
| 874.09 | 0.017596
| 874.33 | 0.0051924
| 874.57 | 0.010241
| 874.81 | 0.0036539
| 875.05 | 0.012644
| 875.29 | 0.0062261
| 875.53 | 0.003702
| 875.77 | 0.013053
| 876.01 | 0.0040145
| 876.25 | 0.012644
| 876.49 | 0.012116
| 876.73 | 0.0046395
| 876.97 | 0.0032693
| 877.21 | 0.011082
| 877.45 | 0.0072357
| 877.69 | 0.013774
| 877.93 | 0.012524
| 878.171 | 0.0061299
| 878.411 | 0.009928
| 878.651 | 0.011947
| 878.891 | 0.0064184
| 879.131 | 0.0066347
| 879.371 | 0.001825
| 879.611 | 0.0063463
| 879.851 | 0.0048318
| 880.091 | 0.0070915
| 880.332 | 0.0054087
| 880.572 | 0.0065626
| 880.812 | 0.0034376
| 881.052 | 0.0050001
| 881.292 | 0.011082
| 881.533 | 0.0078847
| 881.773 | 0.0011914
| 882.013 | 0.012092
| 882.253 | 0.0096636
| 882.493 | 0.010313
| 882.734 | 0.0061299
| 882.974 | 0.007452
| 883.214 | 0.0026683
| 883.454 | 0.007452
| 883.695 | 0.0053366
| 883.935 | 0.0073318
| 884.175 | 0.0091107
| 884.415 | 0.013101
| 884.656 | 0.0074761
| 884.896 | 0.0055289
| 885.136 | 0.0029087
| 885.376 | 0.0057453
| 885.617 | 0.004976
| 885.857 | 0.0068751
| 886.097 | 0.009303
| 886.338 | 0.016178
| 886.578 | 0.015457
| 886.818 | 0.0077645
| 887.059 | 0.0050001
| 887.299 | 0.011418
| 887.539 | 0.010673
| 887.78 | 0.0075722
| 888.02 | 0.0077405
| 888.26 | 0.0063463
| 888.501 | 0.004351
| 888.741 | 0.0088463
| 888.982 | 0.0089424
| 889.222 | 0.0019677
| 889.462 | 0.00081593
| 889.703 | 0.0081732
| 889.943 | 0.0081011
| 890.184 | 0.0036779
| 890.424 | 0.0073318
| 890.665 | 0.007428
| 890.905 | 0.011058
| 891.145 | 0.012837
| 891.386 | 0.0096876
| 891.626 | 0.0027404
| 891.867 | 0.004327
| 892.107 | 0.0051924
| 892.348 | 0.0021369
| 892.588 | 0.0023092
| 892.829 | 0.0041347
| 893.069 | 0.0034376
| 893.31 | 0.011418
| 893.55 | 0.013173
| 893.791 | 0.0078126
| 894.031 | 0.0046155
| 894.272 | 0.0066347
| 894.512 | 0.0051924
| 894.753 | 0.0088944
| 894.994 | 0.0077886
| 895.234 | 0.0068751
| 895.475 | 0.0096636
| 895.715 | 0.012452
| 895.956 | 0.0040145
| 896.196 | 0.00081532
| 896.437 | 0.0081251
| 896.678 | 0.0085338
| 896.918 | 0.0069953
| 897.159 | 0.0094953
| 897.399 | 0.003101
| 897.64 | 0.0068511
| 897.881 | 0.0046395
| 898.121 | 0.0084136
| 898.362 | 0.0077165
| 898.603 | 0.012861
| 898.843 | 0.014303
| 899.084 | 0.016226
| 899.325 | 0.004976
| 899.565 | 0.015433
| 899.806 | 0.010361
| 900.047 | 0.010769
| 900.287 | 0.006803
| 900.528 | 0.01238
| 900.769 | 0.015601
| 901.009 | 0.015337
| 901.25 | 0.0093992
| 901.491 | 0.01613
| 901.732 | 0.011058
| 901.972 | 0.01113
| 902.213 | 0.0075722
| 902.454 | 0.022885
| 902.695 | 0.012284
| 902.935 | 0.0065145
| 903.176 | 0.012116
| 903.417 | 0.0078847
| 903.658 | 0.0046155
| 903.898 | 0.016659
| 904.139 | 0.006803
| 904.38 | 0.0055049
| 904.621 | -0.0029327
| 904.862 | 0.013318
| 905.103 | 0.0064184
| 905.343 | 0.010986
| 905.584 | 0.0041347
| 905.825 | 0.0018298
| 906.066 | 0.0015252
| 906.307 | 0.0069472
| 906.548 | 0.016082
| 906.788 | 0.018053
| 907.029 | 0.016635
| 907.27 | 0.011827
| 907.511 | 0.00097897
| 907.752 | 0.0077886
| 907.993 | 0.0015864
| 908.234 | 0.0093511
| 908.475 | 0.01363
| 908.716 | 0.0068991
| 908.956 | 0.0094713
| 909.197 | 0.013967
| 909.438 | 0.017693
| 909.679 | 0.013918
| 909.92 | 0.0091107
| 910.161 | 0.0099521
| 910.402 | 0.0023683
| 910.643 | 0.011683
| 910.884 | 0.014928
| 911.125 | 0.011226
| 911.366 | 0.010769
| 911.607 | 0.021178
| 911.848 | 0.0022677
| 912.089 | 0.0046155
| 912.33 | 0.0041828
| 912.571 | 0.0073078
| 912.812 | 0.011731
| 913.053 | 0.0050482
| 913.294 | 0.010866
| 913.535 | 0.015241
| 913.776 | 0.0083896
| 914.017 | 0.0059616
| 914.258 | 0.0034135
| 914.499 | 0.015745
| 914.74 | 0.016419
| 914.981 | 0.010433
| 915.223 | 0.010601
| 915.464 | 0.0065386
| 915.705 | 0.0028847
| 915.946 | -0.0025
| 916.187 | 0.0094953
| 916.428 | 0.010144
| 916.669 | 0.0048318
| 916.91 | 0.0069953
| 917.151 | 0.012067
| 917.393 | 0.017789
| 917.634 | 0.0068751
| 917.875 | 0.0056491
| 918.116 | 0.0024016
| 918.357 | 0.0082694
| 918.598 | 0.010866
| 918.839 | 0.016803
| 919.081 | 0.016971
| 919.322 | 0.012861
| 919.563 | 0.0089905
| 919.804 | 0.0093511
| 920.045 | 0.011467
| 920.287 | 0.01875
| 920.528 | 0.01464
| 920.769 | 0.0095434
| 921.01 | 0.0045433
| 921.251 | 0.0026202
| 921.493 | 0.0058655
| 921.734 | 0.012019
| 921.975 | 0.0092069
| 922.216 | 0.0091828
| 922.458 | 0.012452
| 922.699 | 0.011755
| 922.94 | 0.015986
| 923.182 | 0.01113
| 923.423 | 0.0059376
| 923.664 | 0.0034376
| 923.905 | 0.00031156
| 924.147 | 0.0057934
| 924.388 | 0.011418
| 924.629 | 0.015529
| 924.871 | 0.016995
| 925.112 | 0.016707
| 925.353 | 0.0087021
| 925.595 | -0.0016416
| 925.836 | 0.0052645
| 926.077 | 0.0025
| 926.319 | 0.0088463
| 926.56 | 0.019784
| 926.801 | 0.014808
| 927.043 | 0.0061299
| 927.284 | 0.0067789
| 927.526 | 0.0014782
| 927.767 | 0.0064905
| 928.008 | 0.0067068
| 928.25 | 0.011707
| 928.491 | 0.0031491
| 928.733 | 0.0098078
| 928.974 | 0.018943
| 929.215 | 0.012308
| 929.457 | 0.0023541
| 929.698 | -0.0028606
| 929.94 | 0.00013896
| 930.181 | 0.0090867
| 930.423 | 0.004928
| 930.664 | 0.0082694
| 930.906 | 0.017236
| 931.147 | 0.0059136
| 931.389 | -8.8072e-05
| 931.63 | 0.0026443
| 931.872 | 0.0090867
| 932.113 | 0.0094473
| 932.355 | 0.0018477
| 932.596 | 0.013366
| 932.838 | 0.0097357
| 933.079 | 0.0062501
| 933.321 | 0.0013709
| 933.562 | 0.0076684
| 933.804 | 0.0175
| 934.045 | 0.0085338
| 934.287 | 0.013149
| 934.528 | 0.0056251
| 934.77 | 0.0067789
| 935.011 | 0.0081251
| 935.253 | 0.0075722
| 935.495 | 0.012164
| 935.736 | 0.0063943
| 935.978 | 0.028101
| 936.219 | 0.022548
| 936.461 | 0.019664
| 936.703 | 0.0094953
| 936.944 | 0.011827
| 937.186 | 0.0099761
| 937.427 | 0.014255
| 937.669 | 0.011178
| 937.911 | -0.0026923
| 938.152 | 0.010241
| 938.394 | -0.0028125
| 938.636 | 0.0064905
| 938.877 | 0.02077
| 939.119 | 0.014063
| 939.361 | 0.0062741
| 939.602 | 0.012116
| 939.844 | -0.0017974
| 940.086 | 0.0053847
| 940.327 | 0.0030049
| 940.569 | 0.012116
| 940.811 | 0.016587
| 941.052 | 0.011178
| 941.294 | 0.022645
| 941.536 | 0.015289
| 941.778 | 0.014471
| 942.019 | 0.01226
| 942.261 | -0.0032693
| 942.503 | 0.021395
| 942.745 | 0.011515
| 942.986 | 0.0047356
| 943.228 | 0.012717
| 943.47 | 0.02327
| 943.712 | 0.018582
| 943.953 | 0.0069232
| 944.195 | 0.00081701
| 944.437 | 0.010842
| 944.679 | -0.0048799
| 944.921 | 0.016731
| 945.162 | 0.0085819
| 945.404 | 0.012548
| 945.646 | 0.013678
| 945.888 | 0.022524
| 946.13 | 0.020457
| 946.371 | 0.0090146
| 946.613 | 0.0042789
| 946.855 | 0.0064664
| 947.097 | 0.011034
| 947.339 | 0.036924
| 947.581 | 0.029135
| 947.823 | 0.028726
| 948.064 | 0.011827
| 948.306 | 0.037861
| 948.548 | -0.011394
| 948.79 | 0.008029
| 949.032 | 0.0039664
| 949.274 | 0.022524
| 949.516 | 0.0044231
| 949.758 | 0.027284
| 950 | 0.012933
| 950.242 | 0.015096
| 950.483 | 0.027068
| 950.725 | 0.030505
| 950.967 | 0.0073559
| 951.209 | 0.0076443
| 951.451 | 0.0013061
| 951.693 | 0.0090146
| 951.935 | 0.014111
| 952.177 | 0.019447
| 952.419 | 0.007452
| 952.661 | 0.0099761
| 952.903 | 0.0014121
| 953.145 | 0.016322
| 953.387 | -0.0035818
| 953.629 | 0.0040145
| 953.871 | -0.00090417
| 954.113 | 0.00022577
| 954.355 | 0.012092
| 954.597 | 0.015625
| 954.839 | 0.0033174
| 955.081 | 0.0069232
| 955.323 | 0.012356
| 955.565 | 0.015433
| 955.807 | 0.0083415
| 956.049 | 0.011947
| 956.291 | 0.0016496
| 956.533 | 0.017452
| 956.775 | 0.013318
| 957.018 | 0.021491
| 957.26 | 0.0070674
| 957.502 | 0.0075242
| 957.744 | 6.1082e-06
| 957.986 | 0.011851
| 958.228 | 0.012092
| 958.47 | 0.0064905
| 958.712 | 0.0054568
| 958.954 | 0.0091828
| 959.196 | 0.010529
| 959.439 | 0.021611
| 959.681 | 0.017524
| 959.923 | 0.012164
| 960.165 | 0.023053
| 960.407 | 0.014159
| 960.649 | 0.015048
| 960.891 | 0.017236
| 961.134 | 0.017765
| 961.376 | 0.023438
| 961.618 | 0.0073559
| 961.86 | 0.0018695
| 962.102 | 0.0060337
| 962.345 | 0.01226
| 962.587 | 0.011947
| 962.829 | 0.018486
| 963.071 | 0.0066107
| 963.313 | 0.0091107
| 963.556 | 0.0053366
| 963.798 | 0.0058655
| 964.04 | 0.016178
| 964.282 | 0.017957
| 964.524 | 0.01113
| 964.767 | 0.023702
| 965.009 | 0.023991
| 965.251 | 0.012933
| 965.493 | 0.011779
| 965.736 | 0.015697
| 965.978 | 0.021082
| 966.22 | 0.022957
| 966.463 | 0.010793
| 966.705 | 0.0080049
| 966.947 | 0.0079088
| 967.189 | 0.018582
| 967.432 | 0.024952
| 967.674 | 0.014231
| 967.916 | 0.013967
| 968.159 | 0.020241
| 968.401 | 0.020361
| 968.643 | 0.011563
| 968.886 | 0.0016937
| 969.128 | 0.0050001
| 969.37 | 0.014688
| 969.613 | 0.018438
| 969.855 | 0.011827
| 970.097 | 0.0070193
| 970.34 | 0.014231
| 970.582 | 0.020072
| 970.825 | 0.017789
| 971.067 | 0.00024546
| 971.309 | 0.011058
| 971.552 | 0.024423
| 971.794 | 0.018943
| 972.037 | 0.015337
| 972.279 | 0.012188
| 972.521 | 0.0063222
| 972.764 | 0.021515
| 973.006 | 0.013943
| 973.249 | 0.0056251
| 973.491 | 0.011827
| 973.733 | 0.0038943
| 973.976 | 0.00026283
| 974.218 | 0.0032693
| 974.461 | 0.011491
| 974.703 | 0.014736
| 974.946 | 0.0056251
| 975.188 | 0.014159
| 975.431 | 0.025097
| 975.673 | 0.020241
| 975.916 | 0.0052405
| 976.158 | 0.020265
| 976.401 | 0.019952
| 976.643 | 0.010192
| 976.886 | 0.009303
| 977.128 | 0.028678
| 977.371 | 0.033654
| 977.613 | 0.031803
| 977.856 | -0.0035097
| 978.098 | 0.0018237
| 978.341 | 0.0095915
| 978.583 | 0.0060097
| 978.826 | 0.014784
| 979.068 | 0.019423
| 979.311 | 0.0096636
| 979.553 | 0.035505
| 979.796 | 0.014351
| 980.039 | 0.0041828
| 980.281 | 0.0022835
| 980.524 | 0.0036299
| 980.766 | 0.0047356
| 981.009 | 0.010144
| 981.252 | 0.014616
| 981.494 | 0.0098078
| 981.737 | -0.00053541
| 981.979 | 0.01637
| 982.222 | 0.025457
| 982.465 | 0.021683
| 982.707 | 0.0071395
| 982.95 | 0.035842
| 983.192 | 0.011418
| 983.435 | 0.0044472
| 983.678 | 0.016731
| 983.92 | 0.024087
| 984.163 | 0.0038943
| 984.406 | 0.0043991
| 984.648 | 0.01089
| 984.891 | 0.024928
| 985.134 | 0.011322
| 985.376 | 0.006827
| 985.619 | 0.019375
| 985.862 | 0.028029
| 986.104 | 0.0097598
| 986.347 | 0.010673
| 986.59 | 0.016611
| 986.833 | 0.023774
| 987.075 | 0.031106
| 987.318 | 0.029063
| 987.561 | 0.030625
| 987.803 | 0.029832
| 988.046 | 0.011226
| 988.289 | 0.011683
| 988.532 | 0.010457
| 988.774 | 0.008678
| 989.017 | 0.01089
| 989.26 | 0.034904
| 989.503 | 0.0089665
| 989.745 | 0.016154
| 989.988 | 0.0095675
| 990.231 | 0.013029
| 990.474 | 0.0094713
| 990.717 | 0.016683
| 990.959 | 0.011418
| 991.202 | 0.010817
| 991.445 | -0.0029808
| 991.688 | 0.013654
| 991.931 | 0.031659
| 992.173 | 0.028414
| 992.416 | 0.0025481
| 992.659 | 0.033486
| 992.902 | 0.0074761
| 993.145 | 0.018726
| 993.388 | 0.013053
| 993.63 | 0.017236
| 993.873 | -0.00018816
| 994.116 | 0.032284
| 994.359 | 0.0064905
| 994.602 | 0.015096
| 994.845 | 0.016995
| 995.088 | 0.015
| 995.33 | 0.020553
| 995.573 | 0.016707
| 995.816 | 0.0081251
| 996.059 | 0.029472
| 996.302 | -0.00021098
| 996.545 | 0.024015
| 996.788 | 0.023582
| 997.031 | 0.01851
| 997.274 | 0.032837
| 997.517 | 0.014568
| 997.759 | -0.0005128
| 998.002 | 0.022572
| 998.245 | 0.047645
| 998.488 | 0.019063
| 998.731 | 0.037308
| 998.974 | 0.02851
| 999.217 | 0.021395
| 999.46 | 0.033967
| 999.703 | 0.014952
| 999.946 | 0.010649
| 1000.189 | 0.017524
| 1000.432 | 0.0039424
| 1000.675 | 0.044063
| 1000.918 | -0.0023557
| 1001.161 | 0.037597
| 1001.404 | 0.01988
| 1001.647 | 0.06464
| 1001.89 | 0.021899
| 1002.133 | 0.028246
| 1002.376 | 0.023462
| 1002.619 | 0.021467
| 1002.862 | -0.003726
| 1003.105 | 0.02238
| 1003.348 | 0.034664
| 1003.591 | 0.0075242
| 1003.834 | 0.00016653
| 1004.077 | 0
| 1004.32 | 0
| 1004.563 | 0
| 1004.806 | 0
| 1005.049 | 0
| 1005.292 | 0
| 1005.536 | 0
| 1005.779 | 0
| 1006.022 | 0
| 1006.265 | 0
| 1006.508 | 0
| 1006.751 | 0
| 1006.994 | 0
| 1007.237 | 0
| 1007.48 | 0
| 1007.723 | 0
| 1007.967 | 0
| 1008.21 | 0
| 1008.453 | 0
| 1008.696 | 0
| 1008.939 | 0
| 1009.182 | 0
| 1009.425 | 0
| 1009.669 | 0
| 1009.912 | 0
| 1010.155 | 0
| 1010.398 | 0
| 1010.641 | 0
| 1010.884 | 0
| 1011.128 | 0
| 1011.371 | 0
| 1011.614 | 0
| 1011.857 | 0
| 1012.1 | 0
| 1012.343 | 0
| 1012.587 | 0
| 1012.83 | 0
| 1013.073 | 0
| 1013.316 | 0
| 1013.56 | 0
| 1013.803 | 0
| 1014.046 | 0
| 1014.289 | 0
| 1014.533 | 0
| 1014.776 | 0
| 1015.019 | 0
| 1015.262 | 0
| 1015.506 | 0
| 1015.749 | 0
| 1015.992 | 0
| 1016.235 | 0
| 1016.479 | 0
| 1016.722 | 0
| 1016.965 | 0
| 1017.208 | 0
| 1017.452 | 0
| 1017.695 | 0
| 1017.938 | 0
| 1018.182 | 0
| 1018.425 | 0
| 1018.668 | 0
| 1018.912 | 0
| 1019.155 | 0
| 1019.398 | 0
| 1019.642 | 0
| 1019.885 | 0
| 1020.128 | 0
| 1020.372 | 0
| 1020.615 | 0
| 1020.858 | 0
| 1021.102 | 0
| 1021.345 | 0
| 1021.588 | 0
| 1021.832 | 0
| 1022.075 | 0
| 1022.319 | 0
| 1022.562 | 0
| 1022.805 | 0
| 1023.049 | 0
| 1023.292 | 0
| 1023.536 | 0
| 1023.779 | 0
| 1024.022 | 0
| 1024.266 | 0
| 1024.509 | 0
| 1024.753 | 0
| 1024.996 | 0
| 1025.24 | 0
| 1025.483 | 0
| 1025.726 | 0
| 1025.97 | 0
| 1026.213 | 0
| 1026.457 | 0
| 1026.7 | 0
| 1026.944 | 0
| 0 | #REF!
| 0 | #REF!

## Normalized Spectra
LED Item # | MPRP1D2
Spectra | Wavelength (nm) | Normalized Intensity
| 199.975 | 4.4706e-06
| 200.177 | 8.9309e-06
| 200.378 | 6.6913e-06
| 200.58 | 3.4866e-09
| 200.781 | 8.9379e-06
| 200.983 | 2.2296e-05
| 201.184 | 2.8962e-05
| 201.386 | 2.452e-05
| 201.588 | 1.3361e-05
| 201.789 | 1.557e-05
| 201.991 | 2.2262e-05
| 202.193 | 8.9007e-06
| 202.394 | 1.5608e-05
| 202.596 | 8.9007e-06
| 202.798 | 2.2275e-06
| 202.999 | 4.4543e-06
| 203.201 | 2.8963e-05
| 203.403 | 1.3357e-05
| 203.605 | 2.4548e-05
| 203.806 | 2.4472e-05
| 204.008 | 4.4447e-06
| 204.21 | 1.5553e-05
| 204.412 | 1.3371e-05
| 204.614 | 3.563e-05
| 204.816 | 6.6818e-06
| 205.018 | 1.5589e-05
| 205.219 | 4.4543e-06
| 205.421 | 8.9249e-06
| 205.623 | 1.7826e-05
| 205.825 | 6.6913e-06
| 206.027 | 1.3379e-05
| 206.229 | 4.4645e-06
| 206.431 | 1.3368e-05
| 206.633 | 1.7808e-05
| 206.836 | 1.1128e-05
| 207.038 | 1.5592e-05
| 207.24 | 1.5598e-05
| 207.442 | 1.1138e-05
| 207.644 | 1.1138e-05
| 207.846 | 8.9284e-06
| 208.048 | 4.4638e-06
| 208.251 | 6.6974e-06
| 208.453 | 1.3362e-05
| 208.655 | 2.2244e-05
| 208.857 | 6.6456e-06
| 209.06 | 1.7808e-05
| 209.262 | 0
| 209.464 | 2.0041e-05
| 209.667 | 2.0035e-05
| 209.869 | 2.8929e-05
| 210.071 | 1.7832e-05
| 210.274 | 1.5592e-05
| 210.476 | 1.3362e-05
| 210.678 | 3.7876e-05
| 210.881 | 3.3403e-05
| 211.083 | 8.9007e-06
| 211.286 | 1.7795e-05
| 211.488 | 2.4501e-05
| 211.691 | 8.9316e-06
| 211.893 | 1.7832e-05
| 212.096 | 2.0051e-05
| 212.299 | 1.7832e-05
| 212.501 | -2.2094e-06
| 212.704 | 1.7816e-05
| 212.906 | 2.6705e-05
| 213.109 | 1.5599e-05
| 213.312 | 1.7832e-05
| 213.514 | 2.4496e-05
| 213.717 | 2.2262e-05
| 213.92 | 2.45e-05
| 214.123 | 2.0053e-05
| 214.325 | 1.3362e-05
| 214.528 | 1.1134e-05
| 214.731 | 6.6913e-06
| 214.934 | 1.3371e-05
| 215.137 | 1.7832e-05
| 215.339 | 2.006e-05
| 215.542 | 2.006e-05
| 215.745 | 2.2262e-05
| 215.948 | 2.0035e-05
| 216.151 | 4.461e-06
| 216.354 | 1.5589e-05
| 216.557 | 2.0022e-05
| 216.76 | 1.1128e-05
| 216.963 | 1.5599e-05
| 217.166 | 4.4369e-06
| 217.369 | 2.0077e-05
| 217.572 | 6.6913e-06
| 217.775 | 1.3949e-08
| 217.978 | 8.8972e-06
| 218.181 | 2.6733e-05
| 218.385 | 1.5595e-05
| 218.588 | 4.4267e-06
| 218.791 | 3.3397e-05
| 218.994 | 1.1125e-05
| 219.197 | 2.2449e-06
| 219.4 | 6.719e-06
| 219.604 | 2.2259e-05
| 219.807 | 2.6733e-05
| 220.01 | 2.8967e-05
| 220.214 | 1.7805e-05
| 220.417 | 2.2268e-05
| 220.62 | 1.7801e-05
| 220.824 | 1.1138e-05
| 221.027 | 1.3389e-05
| 221.23 | 1.5593e-05
| 221.434 | 1.3365e-05
| 221.637 | 2.0063e-05
| 221.841 | 2.2272e-05
| 222.044 | 1.5574e-05
| 222.248 | 2.0031e-05
| 222.451 | 2.0038e-05
| 222.655 | 1.1134e-05
| 222.858 | 1.3362e-05
| 223.062 | 1.1152e-05
| 223.265 | 1.1162e-05
| 223.469 | 6.6913e-06
| 223.672 | 2.2287e-05
| 223.876 | 8.9249e-06
| 224.08 | 2.897e-05
| 224.283 | 1.5602e-05
| 224.487 | 8.8972e-06
| 224.691 | 1.7826e-05
| 224.894 | 1.7805e-05
| 225.098 | -2.2431e-06
| 225.302 | 3.3393e-05
| 225.506 | 2.2516e-06
| 225.71 | 2.2268e-05
| 225.913 | -6.6669e-06
| 226.117 | 2.0062e-05
| 226.321 | 8.9068e-06
| 226.525 | 2.897e-05
| 226.729 | -6.68e-06
| 226.933 | 1.5599e-05
| 227.137 | 8.9188e-06
| 227.341 | 2.0056e-05
| 227.544 | 6.6878e-06
| 227.748 | 8.8912e-06
| 227.952 | 1.7808e-05
| 228.156 | 1.3338e-05
| 228.361 | 1.7808e-05
| 228.565 | 2.0053e-05
| 228.769 | 2.229e-05
| 228.973 | 2.006e-05
| 229.177 | 4.4273e-06
| 229.381 | -4.4982e-06
| 229.585 | -6.698e-06
| 229.789 | 2.2335e-06
| 229.993 | 1.3344e-05
| 230.198 | 6.7009e-06
| 230.402 | 8.9188e-06
| 230.606 | 4.4369e-06
| 230.81 | 4.4543e-06
| 231.015 | 1.5595e-05
| 231.219 | 1.3344e-05
| 231.423 | 1.7808e-05
| 231.627 | 2.4506e-05
| 231.832 | 6.6739e-06
| 232.036 | 1.1107e-05
| 232.241 | 1.1162e-05
| 232.445 | 1.1114e-05
| 232.649 | 2.2344e-06
| 232.854 | 8.9163e-06
| 233.058 | 1.7801e-05
| 233.263 | 3.3397e-05
| 233.467 | 1.7853e-05
| 233.672 | 1.34e-05
| 233.876 | 8.9007e-06
| 234.081 | 6.6672e-06
| 234.285 | 6.6913e-06
| 234.49 | 1.7832e-05
| 234.695 | 1.7826e-05
| 234.899 | 1.7832e-05
| 235.104 | 6.6732e-06
| 235.308 | 1.5589e-05
| 235.513 | 6.7094e-06
| 235.718 | 1.5607e-05
| 235.922 | 2.4486e-05
| 236.127 | 2.0031e-05
| 236.332 | 2.6729e-05
| 236.537 | 2.4496e-05
| 236.741 | 1.1135e-05
| 236.946 | 2.4502e-05
| 237.151 | 2.2293e-05
| 237.356 | 1.1158e-05
| 237.561 | 1.5608e-05
| 237.766 | 1.5602e-05
| 237.971 | 1.1128e-05
| 238.175 | 1.7799e-05
| 238.38 | 1.7826e-05
| 238.585 | 4.4543e-06
| 238.79 | 1.1125e-05
| 238.995 | 4.4543e-06
| 239.2 | 1.1128e-05
| 239.405 | 1.1128e-05
| 239.61 | 2.45e-05
| 239.815 | 3.563e-05
| 240.02 | 3.5636e-05
| 240.225 | 6.7009e-06
| 240.431 | 1.5593e-05
| 240.636 | 8.8766e-06
| 240.841 | 1.3338e-05
| 241.046 | 2.237e-06
| 241.251 | 8.9147e-06
| 241.456 | 8.9242e-06
| 241.662 | -4.461e-06
| 241.867 | -2.2268e-06
| 242.072 | 2.452e-05
| 242.277 | 1.5599e-05
| 242.483 | 1.5581e-05
| 242.688 | -2.4154e-08
| 242.893 | 1.7841e-05
| 243.098 | 1.3368e-05
| 243.304 | 2.6733e-05
| 243.509 | 8.9007e-06
| 243.715 | 2.2269e-05
| 243.92 | 2.8939e-05
| 244.125 | 3.7864e-05
| 244.331 | 2.0069e-05
| 244.536 | 1.5599e-05
| 244.742 | 1.1152e-05
| 244.947 | 1.5599e-05
| 245.153 | 1.7812e-05
| 245.358 | 6.6739e-06
| 245.564 | 1.3365e-05
| 245.769 | 1.5575e-05
| 245.975 | 0
| 246.181 | 8.9249e-06
| 246.386 | 1.3344e-05
| 246.592 | 1.7805e-05
| 246.798 | 2.2259e-05
| 247.003 | 2.2272e-05
| 247.209 | 1.3389e-05
| 247.415 | 8.9249e-06
| 247.62 | 1.7816e-05
| 247.826 | 2.2314e-05
| 248.032 | 1.5599e-05
| 248.238 | 1.1162e-05
| 248.443 | 1.557e-05
| 248.649 | 1.5598e-05
| 248.855 | 4.4589e-05
| 249.061 | 1.7804e-05
| 249.267 | 8.8972e-06
| 249.473 | 2.0031e-05
| 249.679 | 3.3369e-05
| 249.885 | 2.0031e-05
| 250.091 | 1.5637e-05
| 250.297 | 1.1146e-05
| 250.502 | 2.4496e-05
| 250.708 | 1.3365e-05
| 250.914 | 1.3362e-05
| 251.121 | 2.2268e-05
| 251.327 | 1.1124e-05
| 251.533 | 2.0031e-05
| 251.739 | 8.9042e-06
| 251.945 | 8.8979e-06
| 252.151 | 2.1998e-06
| 252.357 | 1.5581e-05
| 252.563 | 2.2296e-05
| 252.769 | 1.7826e-05
| 252.976 | 2.4524e-05
| 253.182 | 1.3362e-05
| 253.388 | 1.5571e-05
| 253.594 | 1.3389e-05
| 253.801 | 1.7826e-05
| 254.007 | 2.2268e-05
| 254.213 | 2.0035e-05
| 254.419 | 1.7826e-05
| 254.626 | 1.7822e-05
| 254.832 | 4.461e-06
| 255.039 | 1.1152e-05
| 255.245 | 1.7805e-05
| 255.451 | 2.6705e-05
| 255.658 | 2.0035e-05
| 255.864 | 1.1134e-05
| 256.071 | 1.7844e-05
| 256.277 | 6.6913e-06
| 256.484 | 1.5553e-05
| 256.69 | 2.6709e-05
| 256.897 | 1.1156e-05
| 257.103 | 8.9255e-06
| 257.31 | 1.5599e-05
| 257.516 | 8.8826e-06
| 257.723 | 1.3389e-05
| 257.93 | 4.4886e-06
| 258.136 | 6.698e-06
| 258.343 | 8.9188e-06
| 258.55 | 1.1144e-05
| 258.756 | -6.6704e-06
| 258.963 | 1.3344e-05
| 259.17 | 2.0069e-05
| 259.376 | 2.6757e-05
| 259.583 | 2.2262e-05
| 259.79 | 2.0042e-05
| 259.997 | 1.5613e-05
| 260.204 | 3.1182e-05
| 260.41 | 1.5571e-05
| 260.617 | 2.449e-05
| 260.824 | 1.1162e-05
| 261.031 | 2.0059e-05
| 261.238 | 6.6732e-06
| 261.445 | 2.4524e-05
| 261.652 | 4.4947e-06
| 261.859 | 2.0036e-05
| 262.066 | 1.7805e-05
| 262.273 | 1.1125e-05
| 262.48 | 6.6878e-06
| 262.687 | 2.0041e-05
| 262.894 | 8.9103e-06
| 263.101 | 2.4478e-05
| 263.308 | 3.3407e-05
| 263.515 | 2.0042e-05
| 263.722 | 1.5595e-05
| 263.929 | 4.4561e-05
| 264.136 | 2.6715e-05
| 264.343 | 8.9007e-06
| 264.551 | 1.3389e-05
| 264.758 | 8.9525e-06
| 264.965 | 1.3362e-05
| 265.172 | 2.2262e-05
| 265.38 | 1.3362e-05
| 265.587 | 2.2275e-06
| 265.794 | 6.6913e-06
| 266.001 | 2.0059e-05
| 266.209 | 2.4496e-05
| 266.416 | 1.7808e-05
| 266.623 | 2.0045e-05
| 266.831 | 8.9042e-06
| 267.038 | 1.1138e-05
| 267.246 | 8.9255e-06
| 267.453 | 1.1152e-05
| 267.66 | 1.3362e-05
| 267.868 | 1.5589e-05
| 268.075 | 8.9249e-06
| 268.283 | 1.3365e-05
| 268.49 | 1.3365e-05
| 268.698 | 2.8967e-05
| 268.905 | 8.9249e-06
| 269.113 | 1.115e-05
| 269.321 | 4.4369e-06
| 269.528 | 2.0025e-05
| 269.736 | 2.0039e-05
| 269.943 | 8.9007e-06
| 270.151 | -4.4248e-06
| 270.359 | 6.6913e-06
| 270.567 | 2.004e-05
| 270.774 | 2.2268e-05
| 270.982 | 3.1194e-05
| 271.19 | 2.2282e-05
| 271.397 | 2.0071e-05
| 271.605 | 1.5581e-05
| 271.813 | -2.2059e-06
| 272.021 | 1.3343e-05
| 272.229 | 1.3344e-05
| 272.436 | 2.6757e-05
| 272.644 | 1.3371e-05
| 272.852 | 1.5608e-05
| 273.06 | 1.5562e-05
| 273.268 | 1.5575e-05
| 273.476 | 1.3375e-05
| 273.684 | 2.8933e-05
| 273.892 | 8.9007e-06
| 274.1 | 1.7801e-05
| 274.308 | 2.8914e-05
| 274.516 | 2.2244e-05
| 274.724 | 2.4506e-05
| 274.932 | 2.4472e-05
| 275.14 | 2.4478e-05
| 275.348 | 1.7805e-05
| 275.556 | 1.5571e-05
| 275.764 | 2.2259e-05
| 275.973 | 1.5619e-05
| 276.181 | 1.1158e-05
| 276.389 | 1.5599e-05
| 276.597 | 1.7832e-05
| 276.805 | 1.1168e-05
| 277.013 | 1.1171e-05
| 277.222 | 1.1134e-05
| 277.43 | 1.1158e-05
| 277.638 | 1.3389e-05
| 277.847 | 1.5599e-05
| 278.055 | 6.6637e-06
| 278.263 | -6.0754e-09
| 278.472 | 8.9188e-06
| 278.68 | 8.9188e-06
| 278.888 | 1.5616e-05
| 279.097 | 1.5599e-05
| 279.305 | 2.4493e-05
| 279.514 | 3.3397e-05
| 279.722 | 1.7826e-05
| 279.93 | 2.2278e-05
| 280.139 | 1.3362e-05
| 280.347 | 1.3347e-05
| 280.556 | 1.3331e-05
| 280.764 | 6.6672e-06
| 280.973 | 6.6637e-06
| 281.182 | 8.9362e-06
| 281.39 | 2.8967e-05
| 281.599 | 2.0025e-05
| 281.807 | 1.7847e-05
| 282.016 | 4.4645e-06
| 282.225 | 1.3371e-05
| 282.433 | 4.4343e-06
| 282.642 | 3.3397e-05
| 282.851 | 4.4584e-06
| 283.06 | 6.692e-06
| 283.268 | 2.2287e-05
| 283.477 | 2.6785e-05
| 283.686 | 1.7808e-05
| 283.895 | 1.5602e-05
| 284.103 | 2.0045e-05
| 284.312 | 2.8962e-05
| 284.521 | 1.1128e-05
| 284.73 | 6.6637e-06
| 284.939 | 6.6878e-06
| 285.148 | 1.3368e-05
| 285.357 | 2.6729e-05
| 285.566 | 2.8957e-05
| 285.775 | 2.0059e-05
| 285.984 | 6.6913e-06
| 286.193 | 1.1156e-05
| 286.402 | 6.6637e-06
| 286.611 | 1.557e-05
| 286.82 | 1.1128e-05
| 287.029 | 4.4301e-06
| 287.238 | 6.6732e-06
| 287.447 | 1.1137e-05
| 287.656 | 4.4578e-06
| 287.865 | 1.1134e-05
| 288.074 | 2.2268e-05
| 288.283 | 1.7807e-05
| 288.492 | 1.3371e-05
| 288.702 | 8.9249e-06
| 288.911 | 1.5613e-05
| 289.12 | 1.7822e-05
| 289.329 | 1.3344e-05
| 289.539 | 1.3371e-05
| 289.748 | 1.3389e-05
| 289.957 | 1.7826e-05
| 290.166 | 2.6705e-05
| 290.376 | 2.2262e-05
| 290.585 | 1.3362e-05
| 290.795 | 1.5585e-05
| 291.004 | 2.0031e-05
| 291.213 | 2.6733e-05
| 291.423 | 2.0035e-05
| 291.632 | 2.4481e-05
| 291.842 | 2.0063e-05
| 292.051 | 2.2272e-05
| 292.26 | 1.7807e-05
| 292.47 | 3.563e-05
| 292.68 | 1.5589e-05
| 292.889 | 2.6726e-05
| 293.099 | 2.0053e-05
| 293.308 | 2.2287e-05
| 293.518 | 2.0053e-05
| 293.727 | 2.0059e-05
| 293.937 | 1.5581e-05
| 294.147 | 2.6733e-05
| 294.356 | 3.7891e-05
| 294.566 | 2.4494e-05
| 294.776 | 8.8766e-06
| 294.985 | 1.3358e-05
| 295.195 | 1.3368e-05
| 295.405 | 2.2279e-05
| 295.614 | 2.0087e-05
| 295.824 | 2.45e-05
| 296.034 | 8.9103e-06
| 296.244 | 2.4468e-05
| 296.454 | 2.45e-05
| 296.663 | 2.6729e-05
| 296.873 | 1.1156e-05
| 297.083 | 3.1173e-05
| 297.293 | 2.4509e-05
| 297.503 | 4.0084e-05
| 297.713 | 0
| 297.923 | 2.672e-05
| 298.133 | 2.0035e-05
| 298.343 | 3.1179e-05
| 298.553 | 2.2303e-06
| 298.763 | 2.0031e-05
| 298.973 | 2.0035e-05
| 299.183 | 1.1156e-05
| 299.393 | 1.7836e-05
| 299.603 | 2.8961e-05
| 299.813 | 2.4502e-05
| 300.023 | 1.5575e-05
| 300.233 | 1.1128e-05
| 300.443 | 2.6723e-05
| 300.654 | 3.7885e-05
| 300.864 | 3.3448e-05
| 301.074 | 2.8961e-05
| 301.284 | 3.3403e-05
| 301.494 | 3.1187e-05
| 301.705 | 2.4489e-05
| 301.915 | 2.0025e-05
| 302.125 | 2.2262e-05
| 302.335 | 1.7826e-05
| 302.546 | 2.4506e-05
| 302.756 | 3.7861e-05
| 302.966 | 2.896e-05
| 303.177 | 2.4506e-05
| 303.387 | 2.0059e-05
| 303.598 | 2.2293e-05
| 303.808 | 2.8967e-05
| 304.018 | 2.452e-05
| 304.229 | 1.3371e-05
| 304.439 | 2.0035e-05
| 304.65 | 2.0053e-05
| 304.86 | 1.3362e-05
| 305.071 | 1.1134e-05
| 305.281 | 2.0063e-05
| 305.492 | 1.5599e-05
| 305.702 | 1.1152e-05
| 305.913 | 2.45e-05
| 306.124 | 3.3425e-05
| 306.334 | 3.7861e-05
| 306.545 | 2.897e-05
| 306.755 | 3.343e-05
| 306.966 | 3.3387e-05
| 307.177 | 2.2268e-05
| 307.387 | 2.6687e-05
| 307.598 | 2.4496e-05
| 307.809 | 2.4514e-05
| 308.02 | 3.783e-05
| 308.23 | 1.5616e-05
| 308.441 | 1.5623e-05
| 308.652 | 2.2259e-05
| 308.863 | 1.557e-05
| 309.074 | 3.116e-05
| 309.284 | 1.3365e-05
| 309.495 | 2.6715e-05
| 309.706 | 2.8942e-05
| 309.917 | 1.1122e-05
| 310.128 | 2.2287e-05
| 310.339 | 1.3368e-05
| 310.55 | 1.3371e-05
| 310.761 | 1.5595e-05
| 310.972 | 1.3395e-05
| 311.183 | 2.2302e-05
| 311.394 | 2.672e-05
| 311.605 | 2.2268e-05
| 311.816 | 4.0077e-05
| 312.027 | 3.3421e-05
| 312.238 | 2.2258e-05
| 312.449 | 3.7891e-05
| 312.66 | 2.2268e-05
| 312.871 | 3.5624e-05
| 313.083 | 2.0053e-05
| 313.294 | 2.6723e-05
| 313.505 | 1.3362e-05
| 313.716 | 3.1176e-05
| 313.927 | 2.4496e-05
| 314.139 | 3.784e-05
| 314.35 | 2.2268e-05
| 314.561 | 3.564e-05
| 314.772 | 2.2268e-05
| 314.984 | 2.0053e-05
| 315.195 | 2.229e-05
| 315.406 | 2.6733e-05
| 315.618 | 2.4506e-05
| 315.829 | 1.5598e-05
| 316.04 | 1.7832e-05
| 316.252 | 2.0077e-05
| 316.463 | 2.6733e-05
| 316.675 | 2.2268e-05
| 316.886 | 1.1162e-05
| 317.097 | 1.3389e-05
| 317.309 | 2.0025e-05
| 317.52 | 2.2244e-05
| 317.732 | 2.2272e-05
| 317.943 | 2.229e-05
| 318.155 | 2.0035e-05
| 318.367 | 1.5598e-05
| 318.578 | 1.7826e-05
| 318.79 | 1.7802e-05
| 319.001 | 1.7802e-05
| 319.213 | 2.449e-05
| 319.425 | 2.2262e-05
| 319.636 | 2.4506e-05
| 319.848 | 2.896e-05
| 320.06 | 2.4506e-05
| 320.271 | 4.0104e-05
| 320.483 | 4.454e-05
| 320.695 | 2.8969e-05
| 320.907 | 1.7826e-05
| 321.118 | 8.9007e-06
| 321.33 | 2.4496e-05
| 321.542 | 4.0091e-05
| 321.754 | 3.563e-05
| 321.966 | 3.1187e-05
| 322.177 | 3.5627e-05
| 322.389 | 3.1193e-05
| 322.601 | 2.4524e-05
| 322.813 | 1.1134e-05
| 323.025 | 6.7009e-06
| 323.237 | 2.0045e-05
| 323.449 | 1.1134e-05
| 323.661 | 1.7798e-05
| 323.873 | 1.1122e-05
| 324.085 | 1.7826e-05
| 324.297 | 1.3371e-05
| 324.509 | 2.6708e-05
| 324.721 | 2.0059e-05
| 324.933 | 2.8967e-05
| 325.145 | 2.4496e-05
| 325.357 | 3.3383e-05
| 325.569 | 3.1179e-05
| 325.781 | 2.6699e-05
| 325.994 | 1.3361e-05
| 326.206 | 1.3379e-05
| 326.418 | 2.0065e-05
| 326.63 | 3.1169e-05
| 326.842 | 2.2207e-06
| 327.055 | 2.229e-05
| 327.267 | 2.229e-05
| 327.479 | 2.4506e-05
| 327.691 | 6.6974e-06
| 327.904 | 3.3393e-05
| 328.116 | 3.3421e-05
| 328.328 | 3.1184e-05
| 328.541 | 2.4502e-05
| 328.753 | 2.0029e-05
| 328.965 | 2.2259e-05
| 329.178 | 4.2322e-05
| 329.39 | 6.6913e-06
| 329.603 | 2.6754e-05
| 329.815 | 2.6711e-05
| 330.028 | 2.4506e-05
| 330.24 | 2.4484e-05
| 330.453 | 2.2262e-05
| 330.665 | 1.3381e-05
| 330.878 | 2.8933e-05
| 331.09 | 1.5592e-05
| 331.303 | 2.8963e-05
| 331.515 | 2.0025e-05
| 331.728 | 2.8956e-05
| 331.94 | 8.8972e-06
| 332.153 | 1.1146e-05
| 332.366 | 2.4481e-05
| 332.578 | 2.2244e-05
| 332.791 | 1.3393e-05
| 333.004 | 1.7826e-05
| 333.216 | 2.2275e-06
| 333.429 | 2.4486e-05
| 333.642 | 2.45e-05
| 333.855 | 3.3397e-05
| 334.067 | 2.2262e-05
| 334.28 | 1.1128e-05
| 334.493 | 1.5571e-05
| 334.706 | 2.8967e-05
| 334.919 | 2.0045e-05
| 335.132 | 2.0057e-05
| 335.344 | 1.1138e-05
| 335.557 | 2.2262e-05
| 335.77 | 2.896e-05
| 335.983 | 2.45e-05
| 336.196 | 2.6727e-05
| 336.409 | 2.229e-05
| 336.622 | 1.3362e-05
| 336.835 | 2.4496e-05
| 337.048 | 1.3338e-05
| 337.261 | 2.0053e-05
| 337.474 | 1.3373e-05
| 337.687 | 1.5599e-05
| 337.9 | 1.7832e-05
| 338.113 | 2.2296e-05
| 338.326 | 2.45e-05
| 338.539 | 3.3403e-05
| 338.752 | 2.8956e-05
| 338.966 | 2.8933e-05
| 339.179 | 2.6705e-05
| 339.392 | 2.4495e-05
| 339.605 | 1.7797e-05
| 339.818 | 1.7807e-05
| 340.032 | 2.6743e-05
| 340.245 | 2.8948e-05
| 340.458 | 1.557e-05
| 340.671 | 6.6818e-06
| 340.885 | 1.5585e-05
| 341.098 | 2.4496e-05
| 341.311 | 2.6733e-05
| 341.525 | 2.0031e-05
| 341.738 | 1.5595e-05
| 341.951 | 1.7826e-05
| 342.165 | 2.4506e-05
| 342.378 | 2.4506e-05
| 342.591 | 2.0059e-05
| 342.805 | 2.4478e-05
| 343.018 | 2.6705e-05
| 343.232 | 1.7792e-05
| 343.445 | 2.8954e-05
| 343.659 | 2.6733e-05
| 343.872 | 2.6723e-05
| 344.086 | 1.5598e-05
| 344.299 | 2.0063e-05
| 344.513 | 2.0057e-05
| 344.727 | 2.4527e-05
| 344.94 | 2.2272e-05
| 345.154 | 2.4489e-05
| 345.367 | 3.7858e-05
| 345.581 | 1.3365e-05
| 345.795 | 3.1163e-05
| 346.008 | 2.2256e-05
| 346.222 | 2.6723e-05
| 346.436 | 1.7826e-05
| 346.649 | 1.5571e-05
| 346.863 | 2.0045e-05
| 347.077 | 1.3383e-05
| 347.291 | 2.0053e-05
| 347.504 | 8.9223e-06
| 347.718 | 2.0069e-05
| 347.932 | 2.2275e-05
| 348.146 | 1.3362e-05
| 348.36 | 2.0077e-05
| 348.574 | 2.0059e-05
| 348.787 | 2.0035e-05
| 349.001 | 2.4502e-05
| 349.215 | 2.0053e-05
| 349.429 | 3.3397e-05
| 349.643 | 2.8948e-05
| 349.857 | 4.2303e-05
| 350.071 | 1.3338e-05
| 350.285 | 2.4506e-05
| 350.499 | 2.23e-05
| 350.713 | 3.5612e-05
| 350.927 | 3.7826e-05
| 351.141 | 2.2262e-05
| 351.355 | 2.2272e-05
| 351.569 | 8.9464e-06
| 351.783 | 8.8912e-06
| 351.998 | 2.0025e-05
| 352.212 | 2.452e-05
| 352.426 | 1.7811e-05
| 352.64 | 2.0032e-05
| 352.854 | 3.1179e-05
| 353.068 | 3.3421e-05
| 353.283 | 3.1169e-05
| 353.497 | 1.7822e-05
| 353.711 | 2.895e-05
| 353.925 | 2.2296e-05
| 354.14 | 2.6757e-05
| 354.354 | 2.0053e-05
| 354.568 | 1.9993e-05
| 354.783 | 3.564e-05
| 354.997 | 3.7834e-05
| 355.211 | 2.0059e-05
| 355.426 | 2.4472e-05
| 355.64 | 3.3397e-05
| 355.854 | 3.7857e-05
| 356.069 | 2.6723e-05
| 356.283 | 2.0053e-05
| 356.498 | 1.5586e-05
| 356.712 | 2.0039e-05
| 356.927 | 2.2266e-05
| 357.141 | 1.5599e-05
| 357.356 | 3.1194e-05
| 357.57 | 2.6757e-05
| 357.785 | 1.3386e-05
| 357.999 | 2.006e-05
| 358.214 | 2.0045e-05
| 358.429 | 2.6727e-05
| 358.643 | 1.5589e-05
| 358.858 | 1.3386e-05
| 359.072 | 1.1152e-05
| 359.287 | 2.2287e-05
| 359.502 | 1.3338e-05
| 359.716 | 2.2244e-05
| 359.931 | 2.2268e-05
| 360.146 | 2.0059e-05
| 360.361 | 1.1138e-05
| 360.575 | 2.0036e-05
| 360.79 | 6.698e-06
| 361.005 | 2.2293e-05
| 361.22 | 2.0035e-05
| 361.434 | 2.6723e-05
| 361.649 | 2.8961e-05
| 361.864 | 2.6709e-05
| 362.079 | 2.0039e-05
| 362.294 | 2.006e-05
| 362.509 | 1.3383e-05
| 362.724 | 2.8984e-05
| 362.939 | 2.2302e-05
| 363.154 | 2.2335e-06
| 363.369 | 6.6558e-06
| 363.583 | 3.1175e-05
| 363.798 | 2.8932e-05
| 364.013 | 2.4472e-05
| 364.228 | 1.7853e-05
| 364.444 | 1.7832e-05
| 364.659 | 2.0042e-05
| 364.874 | 2.0041e-05
| 365.089 | 2.0035e-05
| 365.304 | 2.4496e-05
| 365.519 | 3.3409e-05
| 365.734 | 3.1199e-05
| 365.949 | 2.0041e-05
| 366.164 | 1.3353e-05
| 366.38 | 2.2278e-05
| 366.595 | 2.2268e-05
| 366.81 | 2.4506e-05
| 367.025 | 2.897e-05
| 367.24 | 2.897e-05
| 367.456 | 2.006e-05
| 367.671 | 3.3421e-05
| 367.886 | 2.6723e-05
| 368.101 | 2.4524e-05
| 368.317 | 3.1228e-05
| 368.532 | 2.4526e-05
| 368.747 | 2.0056e-05
| 368.963 | 3.1176e-05
| 369.178 | 2.6715e-05
| 369.394 | 2.2268e-05
| 369.609 | 1.7822e-05
| 369.824 | 2.2268e-05
| 370.04 | 2.8942e-05
| 370.255 | 2.8942e-05
| 370.471 | 2.897e-05
| 370.686 | 2.229e-05
| 370.902 | 3.564e-05
| 371.117 | 4.0101e-05
| 371.333 | 2.0053e-05
| 371.548 | 6.7094e-06
| 371.764 | 6.7155e-06
| 371.98 | 2.2293e-05
| 372.195 | 3.3403e-05
| 372.411 | 1.5599e-05
| 372.626 | 6.68e-06
| 372.842 | 3.3409e-05
| 373.058 | 2.2262e-05
| 373.273 | 2.4524e-05
| 373.489 | 2.2296e-05
| 373.705 | 2.0041e-05
| 373.92 | 2.0042e-05
| 374.136 | 2.8933e-05
| 374.352 | 3.3391e-05
| 374.568 | 2.6717e-05
| 374.783 | 2.2259e-05
| 374.999 | 2.8942e-05
| 375.215 | 2.6709e-05
| 375.431 | 8.9188e-06
| 375.647 | 2.2262e-05
| 375.863 | 1.5599e-05
| 376.078 | 2.0063e-05
| 376.294 | 2.6733e-05
| 376.51 | 1.5575e-05
| 376.726 | 2.2262e-05
| 376.942 | 2.4524e-05
| 377.158 | 1.3371e-05
| 377.374 | 2.2283e-05
| 377.59 | 1.7822e-05
| 377.806 | 2.2296e-05
| 378.022 | 4.0077e-05
| 378.238 | 3.3415e-05
| 378.454 | 3.1215e-05
| 378.67 | 1.7808e-05
| 378.886 | 2.4497e-05
| 379.102 | 3.5658e-05
| 379.318 | 2.453e-05
| 379.535 | 2.677e-05
| 379.751 | 2.0059e-05
| 379.967 | 3.1194e-05
| 380.183 | 3.3424e-05
| 380.399 | 1.3338e-05
| 380.615 | 2.4472e-05
| 380.832 | 2.6699e-05
| 381.048 | 2.8969e-05
| 381.264 | 1.7826e-05
| 381.48 | 2.2272e-05
| 381.697 | 1.7799e-05
| 381.913 | 1.7816e-05
| 382.129 | 1.778e-05
| 382.346 | 1.7826e-05
| 382.562 | 1.1162e-05
| 382.778 | 2.6695e-05
| 382.995 | 2.8967e-05
| 383.211 | 2.0039e-05
| 383.427 | 8.9249e-06
| 383.644 | 3.7864e-05
| 383.86 | 2.896e-05
| 384.077 | 0.00151
| 384.293 | 0.00947
| 384.51 | 0.01108
| 384.726 | 0.01567
| 384.943 | 0.02024
| 385.159 | 0.01813
| 385.376 | 0.01474
| 385.592 | 0.01339
| 385.809 | 0.01887
| 386.025 | 0.01658
| 386.242 | 0.01804
| 386.458 | 0.01383
| 386.675 | 0.02169
| 386.892 | 0.00849
| 387.108 | 0.01078
| 387.325 | 0.01129
| 387.542 | 0.01129
| 387.758 | 0.00843
| 387.975 | 0.01138
| 388.192 | 0.01336
| 388.409 | 0.00978
| 388.625 | 0.01525
| 388.842 | 0.01194
| 389.059 | 0.00698
| 389.276 | 0.01733
| 389.493 | 0.00841
| 389.709 | 0.01165
| 389.926 | 0.01005
| 390.143 | 0.0156
| 390.36 | 0.01281
| 390.577 | 0.01174
| 390.794 | 0.00278
| 391.011 | 0.00998
| 391.228 | 0.01353
| 391.445 | 0.01315
| 391.662 | 0.00272
| 391.879 | 0.01264
| 392.096 | 0.00608
| 392.313 | 0.00832
| 392.53 | 0.01054
| 392.747 | 0.00854
| 392.964 | 0.00564
| 393.181 | 0.01036
| 393.398 | 0.0102
| 393.615 | 0.00626
| 393.832 | 0.00611
| 394.049 | 0.00953
| 394.267 | 0.00719
| 394.484 | 0.00646
| 394.701 | 0.00543
| 394.918 | 0.00767
| 395.135 | 0.0035
| 395.353 | 0.00267
| 395.57 | 0.01371
| 395.787 | 0.01537
| 396.004 | 0.00733
| 396.222 | 0.00535
| 396.439 | 0.00424
| 396.656 | 0.00379
| 396.874 | 0.01365
| 397.091 | 0.00427
| 397.308 | 0.00774
| 397.526 | 0.00634
| 397.743 | 0.00951
| 397.96 | 0.00631
| 398.178 | 0.00503
| 398.395 | 0.00535
| 398.613 | 0.00585
| 398.83 | 0.00365
| 399.048 | 0.00973
| 399.265 | 0.01087
| 399.483 | 0.00153
| 399.7 | 0.00543
| 399.918 | 0.00491
| 400.135 | 0.01127
| 400.353 | 0.00914
| 400.571 | 0.00761
| 400.788 | 0.00749
| 401.006 | 0.01245
| 401.223 | -0.00135
| 401.441 | 0.00979
| 401.659 | 0.00569
| 401.876 | 0.00889
| 402.094 | 0.00692
| 402.312 | 0.0159
| 402.53 | 0.00486
| 402.747 | 0.01306
| 402.965 | 0.01203
| 403.183 | 0.01435
| 403.401 | 0.00574
| 403.618 | 0.01879
| 403.836 | 0.00493
| 404.054 | 0.01016
| 404.272 | 0.00535
| 404.49 | 0.01043
| 404.708 | 0.00854
| 404.926 | 0.0127
| 405.144 | 0.00947
| 405.361 | 0.01105
| 405.579 | 0.00736
| 405.797 | 0.0065
| 406.015 | 0.00451
| 406.233 | 0.0108
| 406.451 | 0.00635
| 406.669 | 0.01141
| 406.887 | 0.00959
| 407.105 | 0.01015
| 407.323 | 0.00463
| 407.541 | 0.00719
| 407.76 | 0.00766
| 407.978 | 0.00784
| 408.196 | 0.0051
| 408.414 | 0.00934
| 408.632 | 0.01175
| 408.85 | 0.00977
| 409.068 | 0.0059
| 409.287 | 0.00549
| 409.505 | 0.01361
| 409.723 | 0.00692
| 409.941 | 0.00908
| 410.159 | 0.00573
| 410.378 | 0.01033
| 410.596 | 0.00878
| 410.814 | 0.01184
| 411.033 | 0.00729
| 411.251 | 0.01523
| 411.469 | 0.00727
| 411.688 | 0.01006
| 411.906 | 0.0083
| 412.124 | 0.00931
| 412.343 | 0.00909
| 412.561 | 0.00884
| 412.78 | 0.00386
| 412.998 | 0.00705
| 413.216 | 0.00703
| 413.435 | 0.0087
| 413.653 | 0.00773
| 413.872 | 0.01205
| 414.09 | 0.01033
| 414.309 | 0.01032
| 414.528 | 0.00747
| 414.746 | 0.00954
| 414.965 | 0.00621
| 415.183 | 0.00781
| 415.402 | 0.00916
| 415.62 | 0.00746
| 415.839 | 0.00725
| 416.058 | 0.00838
| 416.276 | 0.0075
| 416.495 | 0.00711
| 416.714 | 0.00714
| 416.932 | 0.01297
| 417.151 | 0.00966
| 417.37 | 0.01055
| 417.589 | 0.00748
| 417.807 | 0.00641
| 418.026 | 0.00836
| 418.245 | 0.01093
| 418.464 | 0.00852
| 418.683 | 0.0123
| 418.901 | 0.00761
| 419.12 | 0.00887
| 419.339 | 0.00859
| 419.558 | 0.00905
| 419.777 | 0.01082
| 419.996 | 0.01075
| 420.215 | 0.00877
| 420.434 | 0.01225
| 420.653 | 0.01339
| 420.872 | 0.01132
| 421.091 | 0.00789
| 421.31 | 0.01263
| 421.529 | 0.01093
| 421.748 | 0.01033
| 421.967 | 0.01181
| 422.186 | 0.01426
| 422.405 | 0.0117
| 422.624 | 0.01253
| 422.843 | 0.01237
| 423.062 | 0.01485
| 423.281 | 0.01132
| 423.5 | 0.0139
| 423.72 | 0.01281
| 423.939 | 0.01504
| 424.158 | 0.01405
| 424.377 | 0.01723
| 424.596 | 0.01491
| 424.816 | 0.01389
| 425.035 | 0.01731
| 425.254 | 0.01814
| 425.473 | 0.02082
| 425.693 | 0.02442
| 425.912 | 0.02225
| 426.131 | 0.0191
| 426.351 | 0.02139
| 426.57 | 0.02316
| 426.789 | 0.02036
| 427.009 | 0.02029
| 427.228 | 0.01969
| 427.448 | 0.02508
| 427.667 | 0.02234
| 427.886 | 0.02576
| 428.106 | 0.02471
| 428.325 | 0.02907
| 428.545 | 0.02699
| 428.764 | 0.02831
| 428.984 | 0.02693
| 429.203 | 0.02963
| 429.423 | 0.02998
| 429.642 | 0.03472
| 429.862 | 0.03278
| 430.082 | 0.03097
| 430.301 | 0.03108
| 430.521 | 0.0338
| 430.74 | 0.03927
| 430.96 | 0.04096
| 431.18 | 0.03538
| 431.399 | 0.04089
| 431.619 | 0.0406
| 431.839 | 0.04404
| 432.058 | 0.04157
| 432.278 | 0.04593
| 432.498 | 0.04686
| 432.718 | 0.04951
| 432.937 | 0.04938
| 433.157 | 0.05331
| 433.377 | 0.05216
| 433.597 | 0.05643
| 433.817 | 0.05684
| 434.036 | 0.05776
| 434.256 | 0.05775
| 434.476 | 0.05555
| 434.696 | 0.0618
| 434.916 | 0.06672
| 435.136 | 0.06458
| 435.356 | 0.06888
| 435.576 | 0.07014
| 435.796 | 0.07101
| 436.016 | 0.07007
| 436.236 | 0.07677
| 436.456 | 0.07891
| 436.676 | 0.08354
| 436.896 | 0.08505
| 437.116 | 0.08507
| 437.336 | 0.08604
| 437.556 | 0.09208
| 437.776 | 0.09032
| 437.996 | 0.09955
| 438.216 | 0.09843
| 438.436 | 0.10453
| 438.656 | 0.10453
| 438.877 | 0.10835
| 439.097 | 0.11155
| 439.317 | 0.12047
| 439.537 | 0.11906
| 439.757 | 0.12487
| 439.978 | 0.1286
| 440.198 | 0.1307
| 440.418 | 0.13738
| 440.638 | 0.14134
| 440.859 | 0.14331
| 441.079 | 0.15636
| 441.299 | 0.15784
| 441.519 | 0.16257
| 441.74 | 0.16854
| 441.96 | 0.17552
| 442.181 | 0.175
| 442.401 | 0.18114
| 442.621 | 0.18626
| 442.842 | 0.19226
| 443.062 | 0.19984
| 443.283 | 0.20916
| 443.503 | 0.21046
| 443.724 | 0.22535
| 443.944 | 0.2267
| 444.164 | 0.23089
| 444.385 | 0.23924
| 444.606 | 0.246
| 444.826 | 0.25386
| 445.047 | 0.26681
| 445.267 | 0.27465
| 445.488 | 0.28079
| 445.708 | 0.29102
| 445.929 | 0.30195
| 446.15 | 0.3104
| 446.37 | 0.32125
| 446.591 | 0.32924
| 446.812 | 0.33807
| 447.032 | 0.34568
| 447.253 | 0.35965
| 447.474 | 0.36649
| 447.694 | 0.37701
| 447.915 | 0.37723
| 448.136 | 0.39181
| 448.357 | 0.40215
| 448.577 | 0.42006
| 448.798 | 0.41991
| 449.019 | 0.4331
| 449.24 | 0.43964
| 449.461 | 0.45049
| 449.682 | 0.44855
| 449.902 | 0.46301
| 450.123 | 0.46819
| 450.344 | 0.48565
| 450.565 | 0.48498
| 450.786 | 0.49324
| 451.007 | 0.50111
| 451.228 | 0.51609
| 451.449 | 0.51991
| 451.67 | 0.52816
| 451.891 | 0.52771
| 452.112 | 0.53384
| 452.333 | 0.53531
| 452.554 | 0.53914
| 452.775 | 0.54765
| 452.996 | 0.5576
| 453.217 | 0.55999
| 453.438 | 0.56399
| 453.659 | 0.56303
| 453.88 | 0.56281
| 454.101 | 0.55899
| 454.323 | 0.55118
| 454.544 | 0.5569
| 454.765 | 0.55749
| 454.986 | 0.55229
| 455.207 | 0.54878
| 455.429 | 0.5403
| 455.65 | 0.53887
| 455.871 | 0.53055
| 456.092 | 0.52906
| 456.314 | 0.51724
| 456.535 | 0.51757
| 456.756 | 0.50645
| 456.977 | 0.50467
| 457.199 | 0.48929
| 457.42 | 0.49226
| 457.641 | 0.47875
| 457.863 | 0.47418
| 458.084 | 0.45915
| 458.306 | 0.45801
| 458.527 | 0.44831
| 458.748 | 0.43911
| 458.97 | 0.42759
| 459.191 | 0.41978
| 459.413 | 0.40778
| 459.634 | 0.40983
| 459.856 | 0.39537
| 460.077 | 0.38731
| 460.299 | 0.37346
| 460.52 | 0.36865
| 460.742 | 0.35729
| 460.963 | 0.35289
| 461.185 | 0.34345
| 461.407 | 0.34019
| 461.628 | 0.33472
| 461.85 | 0.33181
| 462.071 | 0.3241
| 462.293 | 0.32021
| 462.515 | 0.30471
| 462.736 | 0.3077
| 462.958 | 0.30059
| 463.18 | 0.29379
| 463.402 | 0.29044
| 463.623 | 0.29043
| 463.845 | 0.28211
| 464.067 | 0.27089
| 464.289 | 0.26868
| 464.51 | 0.26196
| 464.732 | 0.26588
| 464.954 | 0.24534
| 465.176 | 0.24542
| 465.398 | 0.24253
| 465.619 | 0.24458
| 465.841 | 0.24023
| 466.063 | 0.2363
| 466.285 | 0.23303
| 466.507 | 0.231
| 466.729 | 0.22571
| 466.951 | 0.22607
| 467.173 | 0.21472
| 467.395 | 0.21423
| 467.617 | 0.21033
| 467.839 | 0.20811
| 468.061 | 0.21192
| 468.283 | 0.21121
| 468.505 | 0.20272
| 468.727 | 0.20346
| 468.949 | 0.19861
| 469.171 | 0.19353
| 469.393 | 0.18851
| 469.615 | 0.18333
| 469.837 | 0.18341
| 470.059 | 0.18289
| 470.282 | 0.17664
| 470.504 | 0.17914
| 470.726 | 0.17248
| 470.948 | 0.17193
| 471.17 | 0.16412
| 471.393 | 0.16277
| 471.615 | 0.15578
| 471.837 | 0.15471
| 472.059 | 0.15308
| 472.282 | 0.15313
| 472.504 | 0.15039
| 472.726 | 0.14832
| 472.948 | 0.14298
| 473.171 | 0.14109
| 473.393 | 0.14094
| 473.615 | 0.13826
| 473.838 | 0.13683
| 474.06 | 0.13159
| 474.283 | 0.1304
| 474.505 | 0.12875
| 474.727 | 0.12454
| 474.95 | 0.12291
| 475.172 | 0.12099
| 475.395 | 0.11685
| 475.617 | 0.11012
| 475.84 | 0.11182
| 476.062 | 0.10855
| 476.285 | 0.10609
| 476.507 | 0.10245
| 476.73 | 0.10347
| 476.952 | 0.09912
| 477.175 | 0.09752
| 477.397 | 0.0951
| 477.62 | 0.09695
| 477.843 | 0.09218
| 478.065 | 0.09059
| 478.288 | 0.08957
| 478.511 | 0.09085
| 478.733 | 0.08599
| 478.956 | 0.08571
| 479.179 | 0.08324
| 479.401 | 0.0841
| 479.624 | 0.08174
| 479.847 | 0.0806
| 480.069 | 0.07693
| 480.292 | 0.07574
| 480.515 | 0.07434
| 480.738 | 0.07403
| 480.961 | 0.07122
| 481.183 | 0.06991
| 481.406 | 0.06817
| 481.629 | 0.06742
| 481.852 | 0.06693
| 482.075 | 0.06551
| 482.298 | 0.06386
| 482.521 | 0.06312
| 482.743 | 0.06308
| 482.966 | 0.06145
| 483.189 | 0.05873
| 483.412 | 0.05838
| 483.635 | 0.05709
| 483.858 | 0.05589
| 484.081 | 0.05478
| 484.304 | 0.05474
| 484.527 | 0.05275
| 484.75 | 0.05396
| 484.973 | 0.05259
| 485.196 | 0.05209
| 485.419 | 0.05199
| 485.642 | 0.04739
| 485.866 | 0.04572
| 486.089 | 0.04699
| 486.312 | 0.04645
| 486.535 | 0.04597
| 486.758 | 0.04494
| 486.981 | 0.04329
| 487.204 | 0.04209
| 487.428 | 0.04193
| 487.651 | 0.04012
| 487.874 | 0.03953
| 488.097 | 0.03932
| 488.32 | 0.03851
| 488.544 | 0.03893
| 488.767 | 0.03827
| 488.99 | 0.03605
| 489.214 | 0.03513
| 489.437 | 0.03523
| 489.66 | 0.03455
| 489.884 | 0.03301
| 490.107 | 0.03242
| 490.33 | 0.03175
| 490.554 | 0.03082
| 490.777 | 0.03021
| 491 | 0.0318
| 491.224 | 0.03346
| 491.447 | 0.03156
| 491.671 | 0.03205
| 491.894 | 0.03145
| 492.118 | 0.02975
| 492.341 | 0.02817
| 492.565 | 0.02743
| 492.788 | 0.02897
| 493.012 | 0.0297
| 493.235 | 0.0271
| 493.459 | 0.02753
| 493.682 | 0.0279
| 493.906 | 0.02925
| 494.129 | 0.02742
| 494.353 | 0.02581
| 494.577 | 0.02562
| 494.8 | 0.02598
| 495.024 | 0.02584
| 495.248 | 0.0232
| 495.471 | 0.02188
| 495.695 | 0.0232
| 495.919 | 0.02408
| 496.142 | 0.02477
| 496.366 | 0.02215
| 496.59 | 0.02242
| 496.814 | 0.02062
| 497.037 | 0.01941
| 497.261 | 0.02121
| 497.485 | 0.02039
| 497.709 | 0.0191
| 497.932 | 0.01947
| 498.156 | 0.01932
| 498.38 | 0.02048
| 498.604 | 0.01814
| 498.828 | 0.01833
| 499.052 | 0.01943
| 499.276 | 0.01985
| 499.5 | 0.0185
| 499.723 | 0.0188
| 499.947 | 0.01575
| 500.171 | 0.01865
| 500.395 | 0.01725
| 500.619 | 0.01837
| 500.843 | 0.01609
| 501.067 | 0.01823
| 501.291 | 0.0162
| 501.515 | 0.01912
| 501.739 | 0.01611
| 501.963 | 0.01708
| 502.187 | 0.01547
| 502.412 | 0.01612
| 502.636 | 0.01482
| 502.86 | 0.01542
| 503.084 | 0.01557
| 503.308 | 0.01559
| 503.532 | 0.01382
| 503.756 | 0.01572
| 503.98 | 0.01123
| 504.205 | 0.01517
| 504.429 | 0.0152
| 504.653 | 0.01556
| 504.877 | 0.01142
| 505.101 | 0.01406
| 505.326 | 0.01192
| 505.55 | 0.01453
| 505.774 | 0.01407
| 505.999 | 0.01192
| 506.223 | 0.01614
| 506.447 | 0.01503
| 506.672 | 0.01044
| 506.896 | 0.01543
| 507.12 | 0.01171
| 507.345 | 0.01265
| 507.569 | 0.01186
| 507.793 | 0.01369
| 508.018 | 0.0132
| 508.242 | 0.01469
| 508.467 | 0.01287
| 508.691 | 0.01147
| 508.916 | 0.01096
| 509.14 | 0.0113
| 509.364 | 0.00958
| 509.589 | 0.01371
| 509.813 | 0.01286
| 510.038 | 0.01096
| 510.263 | 0.00984
| 510.487 | 0.01142
| 510.712 | 0.01221
| 510.936 | 0.01121
| 511.161 | 0.0096
| 511.385 | 0.01132
| 511.61 | 0.01068
| 511.835 | 0.00896
| 512.059 | 0.00994
| 512.284 | 0.00985
| 512.509 | 0.01018
| 512.733 | 0.01097
| 512.958 | 0.01241
| 513.183 | 0.01163
| 513.407 | 0.01013
| 513.632 | 0.01123
| 513.857 | 0.01018
| 514.082 | 0.00969
| 514.306 | 0.01117
| 514.531 | 0.01026
| 514.756 | 0.01094
| 514.981 | 0.00975
| 515.206 | 0.00824
| 515.43 | 0.01177
| 515.655 | 0.01123
| 515.88 | 0.01096
| 516.105 | 0.00991
| 516.33 | 0.00983
| 516.555 | 0.00972
| 516.78 | 0.01325
| 517.005 | 0.00986
| 517.23 | 0.01066
| 517.455 | 0.01012
| 517.679 | 0.00963
| 517.904 | 0.00941
| 518.129 | 0.01043
| 518.354 | 0.01094
| 518.579 | 0.01079
| 518.804 | 0.00976
| 519.03 | 0.00998
| 519.255 | 0.01156
| 519.48 | 0.01246
| 519.705 | 0.01068
| 519.93 | 0.00965
| 520.155 | 0.00958
| 520.38 | 0.0115
| 520.605 | 0.0099
| 520.83 | 0.00922
| 521.055 | 0.011
| 521.281 | 0.00984
| 521.506 | 0.01133
| 521.731 | 0.01079
| 521.956 | 0.01038
| 522.181 | 0.01124
| 522.407 | 0.01142
| 522.632 | 0.01044
| 522.857 | 0.01159
| 523.082 | 0.01116
| 523.308 | 0.01177
| 523.533 | 0.01042
| 523.758 | 0.01065
| 523.984 | 0.01152
| 524.209 | 0.01144
| 524.434 | 0.0119
| 524.66 | 0.01351
| 524.885 | 0.01448
| 525.11 | 0.01407
| 525.336 | 0.01254
| 525.561 | 0.01219
| 525.787 | 0.01263
| 526.012 | 0.01234
| 526.238 | 0.01342
| 526.463 | 0.01304
| 526.689 | 0.01266
| 526.914 | 0.01277
| 527.14 | 0.01409
| 527.365 | 0.01309
| 527.591 | 0.01405
| 527.816 | 0.01482
| 528.042 | 0.01303
| 528.267 | 0.01361
| 528.493 | 0.01523
| 528.718 | 0.01503
| 528.944 | 0.01463
| 529.17 | 0.01357
| 529.395 | 0.01376
| 529.621 | 0.01333
| 529.847 | 0.01408
| 530.072 | 0.01498
| 530.298 | 0.01526
| 530.524 | 0.01563
| 530.749 | 0.01539
| 530.975 | 0.01365
| 531.201 | 0.01466
| 531.426 | 0.01552
| 531.652 | 0.01543
| 531.878 | 0.01605
| 532.104 | 0.01512
| 532.33 | 0.01497
| 532.555 | 0.01463
| 532.781 | 0.01471
| 533.007 | 0.01607
| 533.233 | 0.01568
| 533.459 | 0.01608
| 533.685 | 0.01667
| 533.91 | 0.01717
| 534.136 | 0.0158
| 534.362 | 0.01657
| 534.588 | 0.0161
| 534.814 | 0.01719
| 535.04 | 0.01515
| 535.266 | 0.01541
| 535.492 | 0.01534
| 535.718 | 0.01793
| 535.944 | 0.01559
| 536.17 | 0.01838
| 536.396 | 0.01607
| 536.622 | 0.01609
| 536.848 | 0.01771
| 537.074 | 0.01578
| 537.3 | 0.01871
| 537.526 | 0.01703
| 537.752 | 0.01671
| 537.978 | 0.01683
| 538.205 | 0.01956
| 538.431 | 0.01994
| 538.657 | 0.01944
| 538.883 | 0.02093
| 539.109 | 0.01729
| 539.335 | 0.01875
| 539.562 | 0.01726
| 539.788 | 0.01953
| 540.014 | 0.01943
| 540.24 | 0.02048
| 540.466 | 0.02025
| 540.693 | 0.02243
| 540.919 | 0.02193
| 541.145 | 0.02224
| 541.372 | 0.02082
| 541.598 | 0.02023
| 541.824 | 0.01941
| 542.05 | 0.02014
| 542.277 | 0.02242
| 542.503 | 0.02391
| 542.73 | 0.02088
| 542.956 | 0.02278
| 543.182 | 0.02257
| 543.409 | 0.02087
| 543.635 | 0.02189
| 543.862 | 0.0223
| 544.088 | 0.021
| 544.314 | 0.02542
| 544.541 | 0.02142
| 544.767 | 0.02422
| 544.994 | 0.02362
| 545.22 | 0.02417
| 545.447 | 0.0236
| 545.673 | 0.02449
| 545.9 | 0.0218
| 546.127 | 0.02362
| 546.353 | 0.02427
| 546.58 | 0.02629
| 546.806 | 0.0264
| 547.033 | 0.02881
| 547.26 | 0.02746
| 547.486 | 0.02653
| 547.713 | 0.02418
| 547.939 | 0.02663
| 548.166 | 0.02701
| 548.393 | 0.02703
| 548.619 | 0.02661
| 548.846 | 0.02743
| 549.073 | 0.02791
| 549.3 | 0.02698
| 549.526 | 0.02664
| 549.753 | 0.02748
| 549.98 | 0.02784
| 550.207 | 0.02977
| 550.433 | 0.02988
| 550.66 | 0.03046
| 550.887 | 0.03005
| 551.114 | 0.03028
| 551.341 | 0.02941
| 551.568 | 0.03057
| 551.794 | 0.03101
| 552.021 | 0.03157
| 552.248 | 0.03173
| 552.475 | 0.03288
| 552.702 | 0.03257
| 552.929 | 0.0347
| 553.156 | 0.03615
| 553.383 | 0.03426
| 553.61 | 0.03458
| 553.837 | 0.03494
| 554.064 | 0.03552
| 554.291 | 0.03534
| 554.518 | 0.03576
| 554.745 | 0.03724
| 554.972 | 0.03776
| 555.199 | 0.03783
| 555.426 | 0.03855
| 555.653 | 0.03875
| 555.88 | 0.03824
| 556.107 | 0.03825
| 556.334 | 0.03889
| 556.561 | 0.03957
| 556.788 | 0.04039
| 557.016 | 0.04092
| 557.243 | 0.04269
| 557.47 | 0.04319
| 557.697 | 0.04418
| 557.924 | 0.0437
| 558.152 | 0.04382
| 558.379 | 0.04406
| 558.606 | 0.04522
| 558.833 | 0.04495
| 559.06 | 0.04596
| 559.288 | 0.04632
| 559.515 | 0.04678
| 559.742 | 0.04809
| 559.97 | 0.04932
| 560.197 | 0.04934
| 560.424 | 0.04958
| 560.652 | 0.05079
| 560.879 | 0.0504
| 561.106 | 0.05092
| 561.334 | 0.05221
| 561.561 | 0.05284
| 561.788 | 0.05303
| 562.016 | 0.05273
| 562.243 | 0.05467
| 562.471 | 0.05511
| 562.698 | 0.05547
| 562.926 | 0.05732
| 563.153 | 0.05695
| 563.381 | 0.05807
| 563.608 | 0.05872
| 563.836 | 0.05762
| 564.063 | 0.0598
| 564.291 | 0.06035
| 564.518 | 0.06261
| 564.746 | 0.06195
| 564.973 | 0.06491
| 565.201 | 0.06389
| 565.428 | 0.06448
| 565.656 | 0.06584
| 565.884 | 0.06779
| 566.111 | 0.06485
| 566.339 | 0.06925
| 566.567 | 0.0684
| 566.794 | 0.07076
| 567.022 | 0.07025
| 567.25 | 0.07223
| 567.477 | 0.07005
| 567.705 | 0.07381
| 567.933 | 0.07683
| 568.16 | 0.07747
| 568.388 | 0.07902
| 568.616 | 0.07911
| 568.844 | 0.07774
| 569.072 | 0.08166
| 569.299 | 0.08133
| 569.527 | 0.08376
| 569.755 | 0.0822
| 569.983 | 0.08497
| 570.211 | 0.08653
| 570.438 | 0.08649
| 570.666 | 0.08708
| 570.894 | 0.08812
| 571.122 | 0.08721
| 571.35 | 0.09176
| 571.578 | 0.09138
| 571.806 | 0.09259
| 572.034 | 0.0927
| 572.262 | 0.09415
| 572.49 | 0.09564
| 572.718 | 0.09884
| 572.946 | 0.09706
| 573.174 | 0.09871
| 573.402 | 0.10039
| 573.63 | 0.1024
| 573.858 | 0.10268
| 574.086 | 0.10538
| 574.314 | 0.10805
| 574.542 | 0.10821
| 574.77 | 0.10704
| 574.998 | 0.10936
| 575.226 | 0.11026
| 575.454 | 0.11371
| 575.682 | 0.11412
| 575.911 | 0.11674
| 576.139 | 0.11814
| 576.367 | 0.1205
| 576.595 | 0.12079
| 576.823 | 0.12301
| 577.051 | 0.12376
| 577.28 | 0.12724
| 577.508 | 0.12906
| 577.736 | 0.12994
| 577.964 | 0.1316
| 578.193 | 0.13376
| 578.421 | 0.13568
| 578.649 | 0.13613
| 578.878 | 0.13842
| 579.106 | 0.14077
| 579.334 | 0.14278
| 579.562 | 0.14311
| 579.791 | 0.14431
| 580.019 | 0.14656
| 580.248 | 0.14985
| 580.476 | 0.15216
| 580.704 | 0.15336
| 580.933 | 0.15527
| 581.161 | 0.15746
| 581.39 | 0.15852
| 581.618 | 0.16074
| 581.846 | 0.16415
| 582.075 | 0.16671
| 582.303 | 0.16815
| 582.532 | 0.16986
| 582.76 | 0.17237
| 582.989 | 0.17575
| 583.217 | 0.17742
| 583.446 | 0.17914
| 583.674 | 0.18263
| 583.903 | 0.1846
| 584.132 | 0.18676
| 584.36 | 0.18786
| 584.589 | 0.19145
| 584.817 | 0.19636
| 585.046 | 0.20126
| 585.275 | 0.20156
| 585.503 | 0.20364
| 585.732 | 0.20733
| 585.96 | 0.21096
| 586.189 | 0.2122
| 586.418 | 0.21488
| 586.647 | 0.21568
| 586.875 | 0.21888
| 587.104 | 0.21878
| 587.333 | 0.22328
| 587.561 | 0.22689
| 587.79 | 0.23012
| 588.019 | 0.23184
| 588.248 | 0.23505
| 588.476 | 0.23445
| 588.705 | 0.24289
| 588.934 | 0.24498
| 589.163 | 0.24551
| 589.392 | 0.25061
| 589.621 | 0.25493
| 589.849 | 0.25891
| 590.078 | 0.26063
| 590.307 | 0.26465
| 590.536 | 0.26731
| 590.765 | 0.26895
| 590.994 | 0.27531
| 591.223 | 0.27511
| 591.452 | 0.28033
| 591.681 | 0.28284
| 591.91 | 0.28704
| 592.139 | 0.28827
| 592.368 | 0.29454
| 592.597 | 0.29783
| 592.826 | 0.30133
| 593.055 | 0.30121
| 593.284 | 0.30801
| 593.513 | 0.3012
| 593.742 | 0.31055
| 593.971 | 0.31318
| 594.2 | 0.31787
| 594.429 | 0.31943
| 594.658 | 0.32421
| 594.887 | 0.32508
| 595.116 | 0.33098
| 595.345 | 0.33164
| 595.575 | 0.33803
| 595.804 | 0.34046
| 596.033 | 0.34525
| 596.262 | 0.34912
| 596.491 | 0.35316
| 596.721 | 0.35924
| 596.95 | 0.36168
| 597.179 | 0.36477
| 597.408 | 0.3693
| 597.637 | 0.37372
| 597.867 | 0.37734
| 598.096 | 0.38123
| 598.325 | 0.38575
| 598.555 | 0.38868
| 598.784 | 0.39475
| 599.013 | 0.39479
| 599.242 | 0.40079
| 599.472 | 0.4026
| 599.701 | 0.40859
| 599.931 | 0.41324
| 600.16 | 0.41974
| 600.389 | 0.41976
| 600.619 | 0.42478
| 600.848 | 0.42848
| 601.078 | 0.43277
| 601.307 | 0.43597
| 601.536 | 0.44028
| 601.766 | 0.44375
| 601.995 | 0.44924
| 602.225 | 0.45472
| 602.454 | 0.45975
| 602.684 | 0.46281
| 602.913 | 0.47035
| 603.143 | 0.47714
| 603.372 | 0.48218
| 603.602 | 0.48497
| 603.831 | 0.48803
| 604.061 | 0.49356
| 604.291 | 0.49945
| 604.52 | 0.5031
| 604.75 | 0.50636
| 604.979 | 0.51006
| 605.209 | 0.51312
| 605.439 | 0.51848
| 605.668 | 0.52425
| 605.898 | 0.52864
| 606.128 | 0.53109
| 606.357 | 0.53704
| 606.587 | 0.5394
| 606.817 | 0.54428
| 607.046 | 0.55
| 607.276 | 0.55451
| 607.506 | 0.55689
| 607.736 | 0.56498
| 607.965 | 0.56941
| 608.195 | 0.57262
| 608.425 | 0.58021
| 608.655 | 0.58703
| 608.885 | 0.58879
| 609.114 | 0.5917
| 609.344 | 0.59548
| 609.574 | 0.60014
| 609.804 | 0.60557
| 610.034 | 0.61071
| 610.264 | 0.614
| 610.494 | 0.62214
| 610.723 | 0.62466
| 610.953 | 0.63091
| 611.183 | 0.63206
| 611.413 | 0.63426
| 611.643 | 0.63815
| 611.873 | 0.64236
| 612.103 | 0.6451
| 612.333 | 0.65407
| 612.563 | 0.6536
| 612.793 | 0.66302
| 613.023 | 0.66516
| 613.253 | 0.67256
| 613.483 | 0.67345
| 613.713 | 0.68038
| 613.943 | 0.68087
| 614.173 | 0.68943
| 614.403 | 0.68797
| 614.633 | 0.69356
| 614.864 | 0.69608
| 615.094 | 0.70501
| 615.324 | 0.70791
| 615.554 | 0.71493
| 615.784 | 0.7139
| 616.014 | 0.72234
| 616.244 | 0.71995
| 616.475 | 0.72936
| 616.705 | 0.72866
| 616.935 | 0.73434
| 617.165 | 0.7369
| 617.395 | 0.7456
| 617.626 | 0.74605
| 617.856 | 0.75406
| 618.086 | 0.75308
| 618.316 | 0.758
| 618.547 | 0.75955
| 618.777 | 0.76665
| 619.007 | 0.76676
| 619.237 | 0.77311
| 619.468 | 0.77526
| 619.698 | 0.78175
| 619.928 | 0.7861
| 620.159 | 0.7913
| 620.389 | 0.79261
| 620.62 | 0.79888
| 620.85 | 0.79918
| 621.08 | 0.80618
| 621.311 | 0.8092
| 621.541 | 0.81586
| 621.772 | 0.81757
| 622.002 | 0.82322
| 622.233 | 0.82588
| 622.463 | 0.82956
| 622.693 | 0.82984
| 622.924 | 0.8368
| 623.154 | 0.83829
| 623.385 | 0.84253
| 623.615 | 0.84472
| 623.846 | 0.84893
| 624.077 | 0.85112
| 624.307 | 0.85341
| 624.538 | 0.85575
| 624.768 | 0.86351
| 624.999 | 0.8673
| 625.229 | 0.87255
| 625.46 | 0.87553
| 625.691 | 0.88003
| 625.921 | 0.88743
| 626.152 | 0.89199
| 626.383 | 0.89447
| 626.613 | 0.89739
| 626.844 | 0.90153
| 627.075 | 0.90396
| 627.305 | 0.90853
| 627.536 | 0.91167
| 627.767 | 0.91456
| 627.997 | 0.9156
| 628.228 | 0.91989
| 628.459 | 0.92318
| 628.69 | 0.92676
| 628.92 | 0.93198
| 629.151 | 0.93684
| 629.382 | 0.94298
| 629.613 | 0.94627
| 629.844 | 0.93875
| 630.074 | 0.94301
| 630.305 | 0.94801
| 630.536 | 0.94665
| 630.767 | 0.94768
| 630.998 | 0.95074
| 631.229 | 0.95906
| 631.46 | 0.96676
| 631.691 | 0.96646
| 631.921 | 0.96974
| 632.152 | 0.98292
| 632.383 | 0.97215
| 632.614 | 0.96674
| 632.845 | 0.97502
| 633.076 | 0.97728
| 633.307 | 0.97544
| 633.538 | 0.97583
| 633.769 | 0.97136
| 634 | 0.97717
| 634.231 | 0.97825
| 634.462 | 0.98521
| 634.693 | 0.99133
| 634.924 | 0.98707
| 635.155 | 0.98503
| 635.386 | 0.99769
| 635.618 | 0.99051
| 635.849 | 0.98269
| 636.08 | 0.99257
| 636.311 | 0.99301
| 636.542 | 0.98788
| 636.773 | 0.99869
| 637.004 | 0.99179
| 637.235 | 0.9932
| 637.467 | 0.99906
| 637.698 | 0.99858
| 637.929 | 0.99235
| 638.16 | 0.99246
| 638.391 | 0.9831
| 638.623 | 0.99274
| 638.854 | 0.99933
| 639.085 | 0.98549
| 639.316 | 1
| 639.548 | 0.9945
| 639.779 | 0.98918
| 640.01 | 0.98678
| 640.242 | 0.98296
| 640.473 | 0.97778
| 640.704 | 0.98592
| 640.936 | 0.98961
| 641.167 | 0.99503
| 641.398 | 0.98755
| 641.63 | 0.99927
| 641.861 | 0.98584
| 642.092 | 0.97907
| 642.324 | 0.97488
| 642.555 | 0.97648
| 642.787 | 0.98109
| 643.018 | 0.98419
| 643.25 | 0.98248
| 643.481 | 0.97421
| 643.712 | 0.98048
| 643.944 | 0.97718
| 644.175 | 0.98005
| 644.407 | 0.97239
| 644.638 | 0.9715
| 644.87 | 0.9812
| 645.101 | 0.97561
| 645.333 | 0.97279
| 645.564 | 0.9722
| 645.796 | 0.97085
| 646.028 | 0.96906
| 646.259 | 0.96945
| 646.491 | 0.97296
| 646.722 | 0.97379
| 646.954 | 0.97144
| 647.186 | 0.96589
| 647.417 | 0.96566
| 647.649 | 0.96383
| 647.881 | 0.95873
| 648.112 | 0.95247
| 648.344 | 0.94258
| 648.576 | 0.94744
| 648.807 | 0.95452
| 649.039 | 0.95869
| 649.271 | 0.95635
| 649.502 | 0.95762
| 649.734 | 0.95742
| 649.966 | 0.95832
| 650.198 | 0.95744
| 650.429 | 0.95552
| 650.661 | 0.95586
| 650.893 | 0.95106
| 651.125 | 0.95384
| 651.357 | 0.95436
| 651.588 | 0.95131
| 651.82 | 0.95968
| 652.052 | 0.96715
| 652.284 | 0.96191
| 652.516 | 0.96298
| 652.748 | 0.95675
| 652.98 | 0.96051
| 653.212 | 0.96878
| 653.443 | 0.96398
| 653.675 | 0.95955
| 653.907 | 0.948
| 654.139 | 0.94382
| 654.371 | 0.93923
| 654.603 | 0.9344
| 654.835 | 0.93782
| 655.067 | 0.93008
| 655.299 | 0.93045
| 655.531 | 0.93044
| 655.763 | 0.92612
| 655.995 | 0.92748
| 656.227 | 0.92824
| 656.459 | 0.91796
| 656.691 | 0.92491
| 656.923 | 0.92853
| 657.155 | 0.9238
| 657.388 | 0.90186
| 657.62 | 0.91823
| 657.852 | 0.91514
| 658.084 | 0.90692
| 658.316 | 0.91245
| 658.548 | 0.91225
| 658.78 | 0.90392
| 659.012 | 0.90556
| 659.245 | 0.89491
| 659.477 | 0.90018
| 659.709 | 0.89428
| 659.941 | 0.89582
| 660.173 | 0.90095
| 660.406 | 0.89878
| 660.638 | 0.89764
| 660.87 | 0.89686
| 661.102 | 0.90365
| 661.335 | 0.89567
| 661.567 | 0.89032
| 661.799 | 0.89459
| 662.031 | 0.89286
| 662.264 | 0.88881
| 662.496 | 0.88619
| 662.728 | 0.88228
| 662.961 | 0.88274
| 663.193 | 0.88352
| 663.425 | 0.88009
| 663.658 | 0.8819
| 663.89 | 0.86839
| 664.123 | 0.8649
| 664.355 | 0.85976
| 664.587 | 0.86067
| 664.82 | 0.86296
| 665.052 | 0.86226
| 665.285 | 0.87138
| 665.517 | 0.86162
| 665.75 | 0.86095
| 665.982 | 0.86042
| 666.214 | 0.85229
| 666.447 | 0.84758
| 666.679 | 0.84297
| 666.912 | 0.84032
| 667.144 | 0.83905
| 667.377 | 0.83592
| 667.61 | 0.83401
| 667.842 | 0.831
| 668.075 | 0.83013
| 668.307 | 0.82869
| 668.54 | 0.82236
| 668.772 | 0.82229
| 669.005 | 0.81936
| 669.238 | 0.81829
| 669.47 | 0.8157
| 669.703 | 0.81031
| 669.936 | 0.80566
| 670.168 | 0.80758
| 670.401 | 0.80615
| 670.634 | 0.80127
| 670.866 | 0.79315
| 671.099 | 0.79201
| 671.332 | 0.79016
| 671.564 | 0.78854
| 671.797 | 0.78409
| 672.03 | 0.78415
| 672.263 | 0.77742
| 672.495 | 0.77767
| 672.728 | 0.77589
| 672.961 | 0.77511
| 673.194 | 0.76786
| 673.426 | 0.76833
| 673.659 | 0.761
| 673.892 | 0.76014
| 674.125 | 0.75413
| 674.358 | 0.75177
| 674.591 | 0.74904
| 674.823 | 0.74911
| 675.056 | 0.74459
| 675.289 | 0.74411
| 675.522 | 0.73998
| 675.755 | 0.73959
| 675.988 | 0.73173
| 676.221 | 0.73094
| 676.454 | 0.72658
| 676.687 | 0.72484
| 676.92 | 0.72013
| 677.153 | 0.72269
| 677.386 | 0.71635
| 677.619 | 0.71568
| 677.851 | 0.71111
| 678.084 | 0.71042
| 678.317 | 0.70555
| 678.551 | 0.70447
| 678.784 | 0.69849
| 679.017 | 0.69874
| 679.25 | 0.69137
| 679.483 | 0.69189
| 679.716 | 0.68434
| 679.949 | 0.68684
| 680.182 | 0.67919
| 680.415 | 0.67883
| 680.648 | 0.67461
| 680.881 | 0.67295
| 681.114 | 0.66721
| 681.348 | 0.66662
| 681.581 | 0.66107
| 681.814 | 0.66221
| 682.047 | 0.65629
| 682.28 | 0.65561
| 682.513 | 0.65245
| 682.747 | 0.65085
| 682.98 | 0.64603
| 683.213 | 0.64501
| 683.446 | 0.63907
| 683.679 | 0.6368
| 683.913 | 0.63427
| 684.146 | 0.63254
| 684.379 | 0.62965
| 684.613 | 0.62796
| 684.846 | 0.62175
| 685.079 | 0.62085
| 685.312 | 0.61663
| 685.546 | 0.61358
| 685.779 | 0.61074
| 686.012 | 0.60839
| 686.246 | 0.60361
| 686.479 | 0.59947
| 686.713 | 0.59633
| 686.946 | 0.59466
| 687.179 | 0.59351
| 687.413 | 0.59133
| 687.646 | 0.58867
| 687.88 | 0.58354
| 688.113 | 0.58045
| 688.346 | 0.57983
| 688.58 | 0.57764
| 688.813 | 0.57452
| 689.047 | 0.57185
| 689.28 | 0.56821
| 689.514 | 0.56434
| 689.747 | 0.56169
| 689.981 | 0.55998
| 690.214 | 0.55757
| 690.448 | 0.55696
| 690.681 | 0.55126
| 690.915 | 0.54894
| 691.148 | 0.54272
| 691.382 | 0.53879
| 691.616 | 0.53548
| 691.849 | 0.53407
| 692.083 | 0.53034
| 692.316 | 0.53047
| 692.55 | 0.52871
| 692.784 | 0.52653
| 693.017 | 0.51996
| 693.251 | 0.51957
| 693.485 | 0.51545
| 693.718 | 0.51514
| 693.952 | 0.51001
| 694.186 | 0.51098
| 694.419 | 0.50298
| 694.653 | 0.50483
| 694.887 | 0.50068
| 695.12 | 0.5003
| 695.354 | 0.49189
| 695.588 | 0.48562
| 695.822 | 0.48639
| 696.055 | 0.48056
| 696.289 | 0.48082
| 696.523 | 0.4703
| 696.757 | 0.4741
| 696.991 | 0.4686
| 697.224 | 0.46916
| 697.458 | 0.46331
| 697.692 | 0.46257
| 697.926 | 0.46168
| 698.16 | 0.45741
| 698.394 | 0.45388
| 698.627 | 0.45422
| 698.861 | 0.44509
| 699.095 | 0.44713
| 699.329 | 0.44131
| 699.563 | 0.44311
| 699.797 | 0.43726
| 700.031 | 0.43793
| 700.265 | 0.42998
| 700.499 | 0.43155
| 700.733 | 0.42764
| 700.967 | 0.42507
| 701.201 | 0.42201
| 701.435 | 0.42344
| 701.669 | 0.41775
| 701.903 | 0.4148
| 702.137 | 0.41073
| 702.371 | 0.40998
| 702.605 | 0.40587
| 702.839 | 0.40399
| 703.073 | 0.39923
| 703.307 | 0.39999
| 703.541 | 0.39574
| 703.775 | 0.39484
| 704.009 | 0.39097
| 704.243 | 0.38966
| 704.477 | 0.3836
| 704.711 | 0.38189
| 704.946 | 0.37865
| 705.18 | 0.37932
| 705.414 | 0.37586
| 705.648 | 0.37426
| 705.882 | 0.37271
| 706.116 | 0.37151
| 706.351 | 0.36761
| 706.585 | 0.36415
| 706.819 | 0.36359
| 707.053 | 0.36323
| 707.287 | 0.35861
| 707.522 | 0.3568
| 707.756 | 0.35627
| 707.99 | 0.35357
| 708.224 | 0.35215
| 708.459 | 0.3503
| 708.693 | 0.34609
| 708.927 | 0.34405
| 709.162 | 0.34096
| 709.396 | 0.33702
| 709.63 | 0.33447
| 709.865 | 0.33039
| 710.099 | 0.32842
| 710.333 | 0.32738
| 710.568 | 0.3288
| 710.802 | 0.32556
| 711.036 | 0.32451
| 711.271 | 0.32053
| 711.505 | 0.32008
| 711.74 | 0.31668
| 711.974 | 0.31578
| 712.208 | 0.31319
| 712.443 | 0.31401
| 712.677 | 0.3087
| 712.912 | 0.30897
| 713.146 | 0.30449
| 713.381 | 0.30299
| 713.615 | 0.30063
| 713.85 | 0.30014
| 714.084 | 0.29615
| 714.319 | 0.29673
| 714.553 | 0.29422
| 714.788 | 0.29444
| 715.022 | 0.28946
| 715.257 | 0.29081
| 715.491 | 0.28774
| 715.726 | 0.2853
| 715.961 | 0.2822
| 716.195 | 0.28026
| 716.43 | 0.27912
| 716.664 | 0.27706
| 716.899 | 0.27459
| 717.134 | 0.27613
| 717.368 | 0.27073
| 717.603 | 0.27493
| 717.838 | 0.26569
| 718.072 | 0.26663
| 718.307 | 0.26409
| 718.542 | 0.26472
| 718.776 | 0.26039
| 719.011 | 0.26054
| 719.246 | 0.25925
| 719.48 | 0.25708
| 719.715 | 0.25285
| 719.95 | 0.25249
| 720.185 | 0.25126
| 720.419 | 0.25009
| 720.654 | 0.24606
| 720.889 | 0.24845
| 721.124 | 0.24512
| 721.359 | 0.2438
| 721.593 | 0.23793
| 721.828 | 0.23932
| 722.063 | 0.23751
| 722.298 | 0.23713
| 722.533 | 0.23458
| 722.768 | 0.2339
| 723.002 | 0.23275
| 723.237 | 0.23087
| 723.472 | 0.22847
| 723.707 | 0.22786
| 723.942 | 0.226
| 724.177 | 0.22654
| 724.412 | 0.22416
| 724.647 | 0.22214
| 724.882 | 0.22228
| 725.117 | 0.2211
| 725.352 | 0.21773
| 725.586 | 0.21759
| 725.821 | 0.21616
| 726.056 | 0.21471
| 726.291 | 0.21278
| 726.526 | 0.21081
| 726.761 | 0.21016
| 726.996 | 0.20906
| 727.231 | 0.20766
| 727.467 | 0.20701
| 727.702 | 0.20366
| 727.937 | 0.20187
| 728.172 | 0.20079
| 728.407 | 0.19933
| 728.642 | 0.19869
| 728.877 | 0.19846
| 729.112 | 0.19614
| 729.347 | 0.19325
| 729.582 | 0.19272
| 729.817 | 0.18855
| 730.053 | 0.18758
| 730.288 | 0.18837
| 730.523 | 0.18681
| 730.758 | 0.18549
| 730.993 | 0.18588
| 731.228 | 0.18256
| 731.464 | 0.18137
| 731.699 | 0.17889
| 731.934 | 0.17866
| 732.169 | 0.17743
| 732.404 | 0.17536
| 732.64 | 0.17339
| 732.875 | 0.17635
| 733.11 | 0.17284
| 733.345 | 0.17261
| 733.581 | 0.16893
| 733.816 | 0.16942
| 734.051 | 0.16742
| 734.287 | 0.16856
| 734.522 | 0.16521
| 734.757 | 0.16247
| 734.993 | 0.16227
| 735.228 | 0.1616
| 735.463 | 0.16218
| 735.699 | 0.16199
| 735.934 | 0.15914
| 736.169 | 0.15806
| 736.405 | 0.15802
| 736.64 | 0.15537
| 736.876 | 0.1519
| 737.111 | 0.15332
| 737.346 | 0.15165
| 737.582 | 0.15045
| 737.817 | 0.14699
| 738.053 | 0.15053
| 738.288 | 0.14826
| 738.524 | 0.14599
| 738.759 | 0.14425
| 738.995 | 0.14541
| 739.23 | 0.14441
| 739.466 | 0.14276
| 739.701 | 0.14056
| 739.937 | 0.14167
| 740.172 | 0.13915
| 740.408 | 0.13704
| 740.643 | 0.13605
| 740.879 | 0.13427
| 741.114 | 0.13266
| 741.35 | 0.1339
| 741.586 | 0.13308
| 741.821 | 0.13495
| 742.057 | 0.13024
| 742.292 | 0.12955
| 742.528 | 0.12869
| 742.764 | 0.12842
| 742.999 | 0.12615
| 743.235 | 0.12637
| 743.471 | 0.1252
| 743.706 | 0.12498
| 743.942 | 0.12316
| 744.178 | 0.12158
| 744.413 | 0.1193
| 744.649 | 0.12015
| 744.885 | 0.11827
| 745.12 | 0.11629
| 745.356 | 0.11658
| 745.592 | 0.11607
| 745.828 | 0.1144
| 746.063 | 0.11278
| 746.299 | 0.11184
| 746.535 | 0.11222
| 746.771 | 0.11193
| 747.006 | 0.11165
| 747.242 | 0.10932
| 747.478 | 0.10868
| 747.714 | 0.10758
| 747.95 | 0.10745
| 748.186 | 0.1069
| 748.421 | 0.10556
| 748.657 | 0.10446
| 748.893 | 0.10356
| 749.129 | 0.10321
| 749.365 | 0.10247
| 749.601 | 0.10249
| 749.837 | 0.10116
| 750.073 | 0.10055
| 750.309 | 0.09993
| 750.544 | 0.09947
| 750.78 | 0.09761
| 751.016 | 0.09694
| 751.252 | 0.09596
| 751.488 | 0.09601
| 751.724 | 0.09486
| 751.96 | 0.09389
| 752.196 | 0.09282
| 752.432 | 0.09248
| 752.668 | 0.09222
| 752.904 | 0.09215
| 753.14 | 0.09066
| 753.376 | 0.09129
| 753.612 | 0.08995
| 753.848 | 0.09048
| 754.084 | 0.08939
| 754.32 | 0.08804
| 754.556 | 0.0872
| 754.793 | 0.08429
| 755.029 | 0.08424
| 755.265 | 0.0838
| 755.501 | 0.08461
| 755.737 | 0.08262
| 755.973 | 0.08195
| 756.209 | 0.08122
| 756.445 | 0.0827
| 756.682 | 0.07892
| 756.918 | 0.08083
| 757.154 | 0.07921
| 757.39 | 0.07834
| 757.626 | 0.07827
| 757.862 | 0.0777
| 758.099 | 0.07581
| 758.335 | 0.0764
| 758.571 | 0.07702
| 758.807 | 0.07581
| 759.044 | 0.07304
| 759.28 | 0.07437
| 759.516 | 0.07297
| 759.752 | 0.07531
| 759.989 | 0.07117
| 760.225 | 0.07053
| 760.461 | 0.07017
| 760.697 | 0.06962
| 760.934 | 0.06953
| 761.17 | 0.07112
| 761.406 | 0.06891
| 761.643 | 0.0686
| 761.879 | 0.06754
| 762.115 | 0.06709
| 762.352 | 0.06737
| 762.588 | 0.06552
| 762.825 | 0.06604
| 763.061 | 0.06567
| 763.297 | 0.06373
| 763.534 | 0.06518
| 763.77 | 0.06316
| 764.007 | 0.0633
| 764.243 | 0.06327
| 764.479 | 0.06281
| 764.716 | 0.06174
| 764.952 | 0.06061
| 765.189 | 0.05989
| 765.425 | 0.06029
| 765.662 | 0.05943
| 765.898 | 0.05999
| 766.135 | 0.05884
| 766.371 | 0.05893
| 766.608 | 0.05802
| 766.844 | 0.05774
| 767.081 | 0.05727
| 767.317 | 0.05772
| 767.554 | 0.0567
| 767.791 | 0.05623
| 768.027 | 0.05627
| 768.264 | 0.05546
| 768.5 | 0.05488
| 768.737 | 0.05543
| 768.973 | 0.05402
| 769.21 | 0.05354
| 769.447 | 0.05354
| 769.683 | 0.05272
| 769.92 | 0.05301
| 770.157 | 0.05229
| 770.393 | 0.05132
| 770.63 | 0.05096
| 770.867 | 0.05092
| 771.103 | 0.05081
| 771.34 | 0.05052
| 771.577 | 0.0505
| 771.813 | 0.05061
| 772.05 | 0.04945
| 772.287 | 0.04834
| 772.524 | 0.04741
| 772.76 | 0.04805
| 772.997 | 0.04676
| 773.234 | 0.04748
| 773.471 | 0.04336
| 773.707 | 0.04571
| 773.944 | 0.04596
| 774.181 | 0.04572
| 774.418 | 0.04629
| 774.654 | 0.04725
| 774.891 | 0.04408
| 775.128 | 0.04437
| 775.365 | 0.04429
| 775.602 | 0.04499
| 775.839 | 0.04287
| 776.075 | 0.04364
| 776.312 | 0.04314
| 776.549 | 0.04314
| 776.786 | 0.042
| 777.023 | 0.044
| 777.26 | 0.03981
| 777.497 | 0.04064
| 777.734 | 0.04191
| 777.971 | 0.04172
| 778.208 | 0.03944
| 778.444 | 0.03829
| 778.681 | 0.03987
| 778.918 | 0.04198
| 779.155 | 0.03907
| 779.392 | 0.04032
| 779.629 | 0.03839
| 779.866 | 0.04106
| 780.103 | 0.03744
| 780.34 | 0.03919
| 780.577 | 0.03719
| 780.814 | 0.03846
| 781.051 | 0.03724
| 781.288 | 0.03639
| 781.525 | 0.03489
| 781.763 | 0.03736
| 782 | 0.03714
| 782.237 | 0.03714
| 782.474 | 0.03595
| 782.711 | 0.03627
| 782.948 | 0.03589
| 783.185 | 0.03686
| 783.422 | 0.03407
| 783.659 | 0.03505
| 783.896 | 0.03421
| 784.134 | 0.03314
| 784.371 | 0.03177
| 784.608 | 0.03451
| 784.845 | 0.03454
| 785.082 | 0.03391
| 785.319 | 0.03142
| 785.557 | 0.031
| 785.794 | 0.03169
| 786.031 | 0.03149
| 786.268 | 0.03104
| 786.505 | 0.03234
| 786.743 | 0.03086
| 786.98 | 0.0303
| 787.217 | 0.02979
| 787.454 | 0.02968
| 787.692 | 0.03011
| 787.929 | 0.03015
| 788.166 | 0.02887
| 788.404 | 0.02825
| 788.641 | 0.02754
| 788.878 | 0.02904
| 789.115 | 0.02906
| 789.353 | 0.02946
| 789.59 | 0.02937
| 789.827 | 0.02852
| 790.065 | 0.02904
| 790.302 | 0.02955
| 790.539 | 0.02805
| 790.777 | 0.02744
| 791.014 | 0.02669
| 791.252 | 0.02711
| 791.489 | 0.02647
| 791.726 | 0.02621
| 791.964 | 0.02835
| 792.201 | 0.02708
| 792.439 | 0.02517
| 792.676 | 0.02649
| 792.914 | 0.0278
| 793.151 | 0.02528
| 793.388 | 0.02604
| 793.626 | 0.02538
| 793.863 | 0.02776
| 794.101 | 0.02576
| 794.338 | 0.02417
| 794.576 | 0.02265
| 794.813 | 0.02388
| 795.051 | 0.02357
| 795.288 | 0.02549
| 795.526 | 0.02558
| 795.764 | 0.02391
| 796.001 | 0.02274
| 796.239 | 0.02079
| 796.476 | 0.0217
| 796.714 | 0.02197
| 796.951 | 0.02317
| 797.189 | 0.02489
| 797.427 | 0.02242
| 797.664 | 0.02097
| 797.902 | 0.02211
| 798.139 | 0.02421
| 798.377 | 0.0226
| 798.615 | 0.02194
| 798.852 | 0.02033
| 799.09 | 0.02131
| 799.328 | 0.01996
| 799.565 | 0.02228
| 799.803 | 0.01884
| 800.041 | 0.02144
| 800.278 | 0.0213
| 800.516 | 0.0204
| 800.754 | 0.01777
| 800.991 | 0.02068
| 801.229 | 0.01971
| 801.467 | 0.01999
| 801.705 | 0.01631
| 801.942 | 0.01865
| 802.18 | 0.01703
| 802.418 | 0.02036
| 802.656 | 0.01667
| 802.894 | 0.01975
| 803.131 | 0.0183
| 803.369 | 0.01752
| 803.607 | 0.01831
| 803.845 | 0.01716
| 804.083 | 0.019
| 804.32 | 0.01927
| 804.558 | 0.01757
| 804.796 | 0.01833
| 805.034 | 0.01874
| 805.272 | 0.02009
| 805.51 | 0.01575
| 805.748 | 0.01197
| 805.985 | 0.01747
| 806.223 | 0.01925
| 806.461 | 0.01644
| 806.699 | 0.01629
| 806.937 | 0.01707
| 807.175 | 0.01575
| 807.413 | 0.01604
| 807.651 | 0.01625
| 807.889 | 0.01377
| 808.127 | 0.01703
| 808.365 | 0.01625
| 808.603 | 0.01609
| 808.841 | 0.01574
| 809.079 | 0.01668
| 809.317 | 0.01556
| 809.555 | 0.01445
| 809.793 | 0.013
| 810.031 | 0.01373
| 810.269 | 0.01263
| 810.507 | 0.01391
| 810.745 | 0.0155
| 810.983 | 0.01488
| 811.221 | 0.01281
| 811.459 | 0.01302
| 811.697 | 0.01377
| 811.935 | 0.01268
| 812.173 | 0.01303
| 812.411 | 0.01366
| 812.649 | 0.01315
| 812.888 | 0.01393
| 813.126 | 0.01381
| 813.364 | 0.0123
| 813.602 | 0.01332
| 813.84 | 0.01483
| 814.078 | 0.01369
| 814.316 | 0.0124
| 814.555 | 0.01348
| 814.793 | 0.01374
| 815.031 | 0.0116
| 815.269 | 0.01134
| 815.507 | 0.01185
| 815.745 | 0.01256
| 815.984 | 0.0125
| 816.222 | 0.01447
| 816.46 | 0.01189
| 816.698 | 0.01281
| 816.937 | 0.01263
| 817.175 | 0.01221
| 817.413 | 0.01136
| 817.651 | 0.01079
| 817.89 | 0.01084
| 818.128 | 0.01182
| 818.366 | 0.0118
| 818.605 | 0.01258
| 818.843 | 0.01359
| 819.081 | 0.01447
| 819.319 | 0.01177
| 819.558 | 0.01345
| 819.796 | 0.01074
| 820.035 | 0.01322
| 820.273 | 0.01131
| 820.511 | 0.01242
| 820.75 | 0.00978
| 820.988 | 0.01203
| 821.226 | 0.00984
| 821.465 | 0.00867
| 821.703 | 0.0099
| 821.942 | 0.01133
| 822.18 | 0.00929
| 822.418 | 0.01208
| 822.657 | 0.00985
| 822.895 | 0.01045
| 823.134 | 0.01053
| 823.372 | 0.00972
| 823.611 | 0.01074
| 823.849 | 0.0106
| 824.088 | 0.00759
| 824.326 | 0.01119
| 824.565 | 0.00906
| 824.803 | 0.01059
| 825.042 | 0.00898
| 825.28 | 0.01024
| 825.519 | 0.01033
| 825.757 | 0.0093
| 825.996 | 0.00775
| 826.234 | 0.00867
| 826.473 | 0.00983
| 826.711 | 0.00824
| 826.95 | 0.00859
| 827.188 | 0.00956
| 827.427 | 0.00827
| 827.666 | 0.00996
| 827.904 | 0.0076
| 828.143 | 0.01021
| 828.381 | 0.01031
| 828.62 | 0.00957
| 828.859 | 0.00677
| 829.097 | 0.00812
| 829.336 | 0.00739
| 829.575 | 0.00906
| 829.813 | 0.00813
| 830.052 | 0.00842
| 830.291 | 0.00717
| 830.529 | 0.00847
| 830.768 | 0.00711
| 831.007 | 0.00899
| 831.245 | 0.00863
| 831.484 | 0.00878
| 831.723 | 0.00913
| 831.961 | 0.00879
| 832.2 | 0.00809
| 832.439 | 0.0088
| 832.678 | 0.00787
| 832.916 | 0.00865
| 833.155 | 0.0095
| 833.394 | 0.00825
| 833.633 | 0.0068
| 833.872 | 0.00741
| 834.11 | 0.00875
| 834.349 | 0.00851
| 834.588 | 0.00775
| 834.827 | 0.0084
| 835.066 | 0.00682
| 835.304 | 0.00665
| 835.543 | 0.00725
| 835.782 | 0.00631
| 836.021 | 0.00654
| 836.26 | 0.00736
| 836.499 | 0.00721
| 836.738 | 0.00828
| 836.976 | 0.00828
| 837.215 | 0.00705
| 837.454 | 0.00719
| 837.693 | 0.00688
| 837.932 | 0.00737
| 838.171 | 0.00672
| 838.41 | 0.00687
| 838.649 | 0.0073
| 838.888 | 0.00747
| 839.127 | 0.0068
| 839.366 | 0.00639
| 839.605 | 0.00609
| 839.844 | 0.00706
| 840.083 | 0.00635
| 840.322 | 0.00738
| 840.561 | 0.00621
| 840.8 | 0.00526
| 841.039 | 0.00618
| 841.278 | 0.00837
| 841.517 | 0.00696
| 841.756 | 0.00896
| 841.995 | 0.00673
| 842.234 | 0.00781
| 842.473 | 0.00566
| 842.712 | 0.00681
| 842.951 | 0.00588
| 843.19 | 0.00715
| 843.429 | 0.00639
| 843.668 | 0.00599
| 843.907 | 0.00638
| 844.146 | 0.00738
| 844.385 | 0.00469
| 844.624 | 0.00602
| 844.864 | 0.00591
| 845.103 | 0.00439
| 845.342 | 0.00612
| 845.581 | 0.00683
| 845.82 | 0.00496
| 846.059 | 0.00546
| 846.298 | 0.00475
| 846.538 | 0.0063
| 846.777 | 0.00439
| 847.016 | 0.00423
| 847.255 | 0.00504
| 847.494 | 0.00521
| 847.734 | 0.00342
| 847.973 | 0.00647
| 848.212 | 0.00405
| 848.451 | 0.00397
| 848.691 | 0.006
| 848.93 | 0.00521
| 849.169 | 0.00478
| 849.408 | 0.00762
| 849.648 | 0.00531
| 849.887 | 0.00595
| 850.126 | 0.00384
| 850.365 | 0.00619
| 850.605 | 0.00335
| 850.844 | 0.00561
| 851.083 | 0.00538
| 851.323 | 0.00541
| 851.562 | 0.0048
| 851.801 | 0.00416
| 852.041 | 0.00538
| 852.28 | 0.00346
| 852.519 | 0.00268
| 852.759 | 0.00449
| 852.998 | 0.00453
| 853.237 | 0.00449
| 853.477 | 0.0061
| 853.716 | 0.00373
| 853.956 | 0.0034
| 854.195 | 0.00504
| 854.434 | 0.00245
| 854.674 | 0.00501
| 854.913 | 0.00599
| 855.153 | 0.00479
| 855.392 | 0.00358
| 855.632 | 0.00476
| 855.871 | 0.00565
| 856.11 | 0.00557
| 856.35 | 0.00411
| 856.589 | 0.00351
| 856.829 | 0.00302
| 857.068 | 0.00342
| 857.308 | 0.00265
| 857.547 | 0.00461
| 857.787 | 0.00474
| 858.026 | 0.00454
| 858.266 | 0.00451
| 858.505 | 0.00285
| 858.745 | 0.00317
| 858.985 | 0.00335
| 859.224 | 0.00269
| 859.464 | 0.0035
| 859.703 | 0.00353
| 859.943 | 0.00285
| 860.182 | 0.0024
| 860.422 | 0.0033
| 860.662 | 0.00397
| 860.901 | 0.00321
| 861.141 | 0.00304
| 861.38 | 0.00508
| 861.62 | 0.00535
| 861.86 | 0.00513
| 862.099 | 0.00399
| 862.339 | 0.00398
| 862.579 | 0.00623
| 862.818 | 0.00507
| 863.058 | 0.00425
| 863.298 | 0.00335
| 863.537 | 0.00183
| 863.777 | 0.00303
| 864.017 | 0.00484
| 864.256 | 0.00425
| 864.496 | 0.00327
| 864.736 | 0.00235
| 864.975 | 0.00354
| 865.215 | 0.00278
| 865.455 | 0.004
| 865.695 | 0.00519
| 865.934 | 0.00314
| 866.174 | 0.00269
| 866.414 | 0.0061
| 866.654 | 0.00432
| 866.893 | 0.0053
| 867.133 | 0.00275
| 867.373 | 0.00375
| 867.613 | 0.0045
| 867.853 | 0.00418
| 868.092 | 0.00432
| 868.332 | 0.00382
| 868.572 | 0.00291
| 868.812 | 0.00402
| 869.052 | 0.00398
| 869.292 | 0.00569
| 869.531 | 0.00486
| 869.771 | 0.00577
| 870.011 | 0.00338
| 870.251 | 0.00458
| 870.491 | 0.00273
| 870.731 | 0.00351
| 870.971 | 0.00449
| 871.211 | 0.00377
| 871.45 | 0.00124
| 871.69 | 0.00462
| 871.93 | 0.00283
| 872.17 | 0.00222
| 872.41 | 0.00228
| 872.65 | 0.00369
| 872.89 | 0.00447
| 873.13 | 0.00625
| 873.37 | 0.00355
| 873.61 | 0.00582
| 873.85 | 0.00547
| 874.09 | 0.00732
| 874.33 | 0.00216
| 874.57 | 0.00426
| 874.81 | 0.00152
| 875.05 | 0.00526
| 875.29 | 0.00259
| 875.53 | 0.00154
| 875.77 | 0.00543
| 876.01 | 0.00167
| 876.25 | 0.00526
| 876.49 | 0.00504
| 876.73 | 0.00193
| 876.97 | 0.00136
| 877.21 | 0.00461
| 877.45 | 0.00301
| 877.69 | 0.00573
| 877.93 | 0.00521
| 878.171 | 0.00255
| 878.411 | 0.00413
| 878.651 | 0.00497
| 878.891 | 0.00267
| 879.131 | 0.00276
| 879.371 | 0.00075917
| 879.611 | 0.00264
| 879.851 | 0.00201
| 880.091 | 0.00295
| 880.332 | 0.00225
| 880.572 | 0.00273
| 880.812 | 0.00143
| 881.052 | 0.00208
| 881.292 | 0.00461
| 881.533 | 0.00328
| 881.773 | 0.0004956
| 882.013 | 0.00503
| 882.253 | 0.00402
| 882.493 | 0.00429
| 882.734 | 0.00255
| 882.974 | 0.0031
| 883.214 | 0.00111
| 883.454 | 0.0031
| 883.695 | 0.00222
| 883.935 | 0.00305
| 884.175 | 0.00379
| 884.415 | 0.00545
| 884.656 | 0.00311
| 884.896 | 0.0023
| 885.136 | 0.00121
| 885.376 | 0.00239
| 885.617 | 0.00207
| 885.857 | 0.00286
| 886.097 | 0.00387
| 886.338 | 0.00673
| 886.578 | 0.00643
| 886.818 | 0.00323
| 887.059 | 0.00208
| 887.299 | 0.00475
| 887.539 | 0.00444
| 887.78 | 0.00315
| 888.02 | 0.00322
| 888.26 | 0.00264
| 888.501 | 0.00181
| 888.741 | 0.00368
| 888.982 | 0.00372
| 889.222 | 0.00081855
| 889.462 | 0.00033942
| 889.703 | 0.0034
| 889.943 | 0.00337
| 890.184 | 0.00153
| 890.424 | 0.00305
| 890.665 | 0.00309
| 890.905 | 0.0046
| 891.145 | 0.00534
| 891.386 | 0.00403
| 891.626 | 0.00114
| 891.867 | 0.0018
| 892.107 | 0.00216
| 892.348 | 0.00088892
| 892.588 | 0.00096063
| 892.829 | 0.00172
| 893.069 | 0.00143
| 893.31 | 0.00475
| 893.55 | 0.00548
| 893.791 | 0.00325
| 894.031 | 0.00192
| 894.272 | 0.00276
| 894.512 | 0.00216
| 894.753 | 0.0037
| 894.994 | 0.00324
| 895.234 | 0.00286
| 895.475 | 0.00402
| 895.715 | 0.00518
| 895.956 | 0.00167
| 896.196 | 0.00033917
| 896.437 | 0.00338
| 896.678 | 0.00355
| 896.918 | 0.00291
| 897.159 | 0.00395
| 897.399 | 0.00129
| 897.64 | 0.00285
| 897.881 | 0.00193
| 898.121 | 0.0035
| 898.362 | 0.00321
| 898.603 | 0.00535
| 898.843 | 0.00595
| 899.084 | 0.00675
| 899.325 | 0.00207
| 899.565 | 0.00642
| 899.806 | 0.00431
| 900.047 | 0.00448
| 900.287 | 0.00283
| 900.528 | 0.00515
| 900.769 | 0.00649
| 901.009 | 0.00638
| 901.25 | 0.00391
| 901.491 | 0.00671
| 901.732 | 0.0046
| 901.972 | 0.00463
| 902.213 | 0.00315
| 902.454 | 0.00952
| 902.695 | 0.00511
| 902.935 | 0.00271
| 903.176 | 0.00504
| 903.417 | 0.00328
| 903.658 | 0.00192
| 903.898 | 0.00693
| 904.139 | 0.00283
| 904.38 | 0.00229
| 904.621 | -0.00122
| 904.862 | 0.00554
| 905.103 | 0.00267
| 905.343 | 0.00457
| 905.584 | 0.00172
| 905.825 | 0.00076117
| 906.066 | 0.00063446
| 906.307 | 0.00289
| 906.548 | 0.00669
| 906.788 | 0.00751
| 907.029 | 0.00692
| 907.27 | 0.00492
| 907.511 | 0.00040724
| 907.752 | 0.00324
| 907.993 | 0.00065993
| 908.234 | 0.00389
| 908.475 | 0.00567
| 908.716 | 0.00287
| 908.956 | 0.00394
| 909.197 | 0.00581
| 909.438 | 0.00736
| 909.679 | 0.00579
| 909.92 | 0.00379
| 910.161 | 0.00414
| 910.402 | 0.0009852
| 910.643 | 0.00486
| 910.884 | 0.00621
| 911.125 | 0.00467
| 911.366 | 0.00448
| 911.607 | 0.00881
| 911.848 | 0.00094336
| 912.089 | 0.00192
| 912.33 | 0.00174
| 912.571 | 0.00304
| 912.812 | 0.00488
| 913.053 | 0.0021
| 913.294 | 0.00452
| 913.535 | 0.00634
| 913.776 | 0.00349
| 914.017 | 0.00248
| 914.258 | 0.00142
| 914.499 | 0.00655
| 914.74 | 0.00683
| 914.981 | 0.00434
| 915.223 | 0.00441
| 915.464 | 0.00272
| 915.705 | 0.0012
| 915.946 | -0.00104
| 916.187 | 0.00395
| 916.428 | 0.00422
| 916.669 | 0.00201
| 916.91 | 0.00291
| 917.151 | 0.00502
| 917.393 | 0.0074
| 917.634 | 0.00286
| 917.875 | 0.00235
| 918.116 | 0.00099905
| 918.357 | 0.00344
| 918.598 | 0.00452
| 918.839 | 0.00699
| 919.081 | 0.00706
| 919.322 | 0.00535
| 919.563 | 0.00374
| 919.804 | 0.00389
| 920.045 | 0.00477
| 920.287 | 0.0078
| 920.528 | 0.00609
| 920.769 | 0.00397
| 921.01 | 0.00189
| 921.251 | 0.00109
| 921.493 | 0.00244
| 921.734 | 0.005
| 921.975 | 0.00383
| 922.216 | 0.00382
| 922.458 | 0.00518
| 922.699 | 0.00489
| 922.94 | 0.00665
| 923.182 | 0.00463
| 923.423 | 0.00247
| 923.664 | 0.00143
| 923.905 | 0.00012961
| 924.147 | 0.00241
| 924.388 | 0.00475
| 924.629 | 0.00646
| 924.871 | 0.00707
| 925.112 | 0.00695
| 925.353 | 0.00362
| 925.595 | -0.00068288
| 925.836 | 0.00219
| 926.077 | 0.00104
| 926.319 | 0.00368
| 926.56 | 0.00823
| 926.801 | 0.00616
| 927.043 | 0.00255
| 927.284 | 0.00282
| 927.526 | 0.00061493
| 927.767 | 0.0027
| 928.008 | 0.00279
| 928.25 | 0.00487
| 928.491 | 0.00131
| 928.733 | 0.00408
| 928.974 | 0.00788
| 929.215 | 0.00512
| 929.457 | 0.00097929
| 929.698 | -0.00119
| 929.94 | 5.7807e-05
| 930.181 | 0.00378
| 930.423 | 0.00205
| 930.664 | 0.00344
| 930.906 | 0.00717
| 931.147 | 0.00246
| 931.389 | -3.6637e-05
| 931.63 | 0.0011
| 931.872 | 0.00378
| 932.113 | 0.00393
| 932.355 | 0.00076861
| 932.596 | 0.00556
| 932.838 | 0.00405
| 933.079 | 0.0026
| 933.321 | 0.0005703
| 933.562 | 0.00319
| 933.804 | 0.00728
| 934.045 | 0.00355
| 934.287 | 0.00547
| 934.528 | 0.00234
| 934.77 | 0.00282
| 935.011 | 0.00338
| 935.253 | 0.00315
| 935.495 | 0.00506
| 935.736 | 0.00266
| 935.978 | 0.01169
| 936.219 | 0.00938
| 936.461 | 0.00818
| 936.703 | 0.00395
| 936.944 | 0.00492
| 937.186 | 0.00415
| 937.427 | 0.00593
| 937.669 | 0.00465
| 937.911 | -0.00112
| 938.152 | 0.00426
| 938.394 | -0.00117
| 938.636 | 0.0027
| 938.877 | 0.00864
| 939.119 | 0.00585
| 939.361 | 0.00261
| 939.602 | 0.00504
| 939.844 | -0.0007477
| 940.086 | 0.00224
| 940.327 | 0.00125
| 940.569 | 0.00504
| 940.811 | 0.0069
| 941.052 | 0.00465
| 941.294 | 0.00942
| 941.536 | 0.00636
| 941.778 | 0.00602
| 942.019 | 0.0051
| 942.261 | -0.00136
| 942.503 | 0.0089
| 942.745 | 0.00479
| 942.986 | 0.00197
| 943.228 | 0.00529
| 943.47 | 0.00968
| 943.712 | 0.00773
| 943.953 | 0.00288
| 944.195 | 0.00033987
| 944.437 | 0.00451
| 944.679 | -0.00203
| 944.921 | 0.00696
| 945.162 | 0.00357
| 945.404 | 0.00522
| 945.646 | 0.00569
| 945.888 | 0.00937
| 946.13 | 0.00851
| 946.371 | 0.00375
| 946.613 | 0.00178
| 946.855 | 0.00269
| 947.097 | 0.00459
| 947.339 | 0.01536
| 947.581 | 0.01212
| 947.823 | 0.01195
| 948.064 | 0.00492
| 948.306 | 0.01575
| 948.548 | -0.00474
| 948.79 | 0.00334
| 949.032 | 0.00165
| 949.274 | 0.00937
| 949.516 | 0.00184
| 949.758 | 0.01135
| 950 | 0.00538
| 950.242 | 0.00628
| 950.483 | 0.01126
| 950.725 | 0.01269
| 950.967 | 0.00306
| 951.209 | 0.00318
| 951.451 | 0.00054332
| 951.693 | 0.00375
| 951.935 | 0.00587
| 952.177 | 0.00809
| 952.419 | 0.0031
| 952.661 | 0.00415
| 952.903 | 0.00058742
| 953.145 | 0.00679
| 953.387 | -0.00149
| 953.629 | 0.00167
| 953.871 | -0.00037613
| 954.113 | 9.3918e-05
| 954.355 | 0.00503
| 954.597 | 0.0065
| 954.839 | 0.00138
| 955.081 | 0.00288
| 955.323 | 0.00514
| 955.565 | 0.00642
| 955.807 | 0.00347
| 956.049 | 0.00497
| 956.291 | 0.00068623
| 956.533 | 0.00726
| 956.775 | 0.00554
| 957.018 | 0.00894
| 957.26 | 0.00294
| 957.502 | 0.00313
| 957.744 | 2.541e-06
| 957.986 | 0.00493
| 958.228 | 0.00503
| 958.47 | 0.0027
| 958.712 | 0.00227
| 958.954 | 0.00382
| 959.196 | 0.00438
| 959.439 | 0.00899
| 959.681 | 0.00729
| 959.923 | 0.00506
| 960.165 | 0.00959
| 960.407 | 0.00589
| 960.649 | 0.00626
| 960.891 | 0.00717
| 961.134 | 0.00739
| 961.376 | 0.00975
| 961.618 | 0.00306
| 961.86 | 0.0007777
| 962.102 | 0.00251
| 962.345 | 0.0051
| 962.587 | 0.00497
| 962.829 | 0.00769
| 963.071 | 0.00275
| 963.313 | 0.00379
| 963.556 | 0.00222
| 963.798 | 0.00244
| 964.04 | 0.00673
| 964.282 | 0.00747
| 964.524 | 0.00463
| 964.767 | 0.00986
| 965.009 | 0.00998
| 965.251 | 0.00538
| 965.493 | 0.0049
| 965.736 | 0.00653
| 965.978 | 0.00877
| 966.22 | 0.00955
| 966.463 | 0.00449
| 966.705 | 0.00333
| 966.947 | 0.00329
| 967.189 | 0.00773
| 967.432 | 0.01038
| 967.674 | 0.00592
| 967.916 | 0.00581
| 968.159 | 0.00842
| 968.401 | 0.00847
| 968.643 | 0.00481
| 968.886 | 0.00070459
| 969.128 | 0.00208
| 969.37 | 0.00611
| 969.613 | 0.00767
| 969.855 | 0.00492
| 970.097 | 0.00292
| 970.34 | 0.00592
| 970.582 | 0.00835
| 970.825 | 0.0074
| 971.067 | 0.00010211
| 971.309 | 0.0046
| 971.552 | 0.01016
| 971.794 | 0.00788
| 972.037 | 0.00638
| 972.279 | 0.00507
| 972.521 | 0.00263
| 972.764 | 0.00895
| 973.006 | 0.0058
| 973.249 | 0.00234
| 973.491 | 0.00492
| 973.733 | 0.00162
| 973.976 | 0.00010933
| 974.218 | 0.00136
| 974.461 | 0.00478
| 974.703 | 0.00613
| 974.946 | 0.00234
| 975.188 | 0.00589
| 975.431 | 0.01044
| 975.673 | 0.00842
| 975.916 | 0.00218
| 976.158 | 0.00843
| 976.401 | 0.0083
| 976.643 | 0.00424
| 976.886 | 0.00387
| 977.128 | 0.01193
| 977.371 | 0.014
| 977.613 | 0.01323
| 977.856 | -0.00146
| 978.098 | 0.00075866
| 978.341 | 0.00399
| 978.583 | 0.0025
| 978.826 | 0.00615
| 979.068 | 0.00808
| 979.311 | 0.00402
| 979.553 | 0.01477
| 979.796 | 0.00597
| 980.039 | 0.00174
| 980.281 | 0.00094991
| 980.524 | 0.00151
| 980.766 | 0.00197
| 981.009 | 0.00422
| 981.252 | 0.00608
| 981.494 | 0.00408
| 981.737 | -0.00022273
| 981.979 | 0.00681
| 982.222 | 0.01059
| 982.465 | 0.00902
| 982.707 | 0.00297
| 982.95 | 0.01491
| 983.192 | 0.00475
| 983.435 | 0.00185
| 983.678 | 0.00696
| 983.92 | 0.01002
| 984.163 | 0.00162
| 984.406 | 0.00183
| 984.648 | 0.00453
| 984.891 | 0.01037
| 985.134 | 0.00471
| 985.376 | 0.00284
| 985.619 | 0.00806
| 985.862 | 0.01166
| 986.104 | 0.00406
| 986.347 | 0.00444
| 986.59 | 0.00691
| 986.833 | 0.00989
| 987.075 | 0.01294
| 987.318 | 0.01209
| 987.561 | 0.01274
| 987.803 | 0.01241
| 988.046 | 0.00467
| 988.289 | 0.00486
| 988.532 | 0.00435
| 988.774 | 0.00361
| 989.017 | 0.00453
| 989.26 | 0.01452
| 989.503 | 0.00373
| 989.745 | 0.00672
| 989.988 | 0.00398
| 990.231 | 0.00542
| 990.474 | 0.00394
| 990.717 | 0.00694
| 990.959 | 0.00475
| 991.202 | 0.0045
| 991.445 | -0.00124
| 991.688 | 0.00568
| 991.931 | 0.01317
| 992.173 | 0.01182
| 992.416 | 0.00106
| 992.659 | 0.01393
| 992.902 | 0.00311
| 993.145 | 0.00779
| 993.388 | 0.00543
| 993.63 | 0.00717
| 993.873 | -7.8272e-05
| 994.116 | 0.01343
| 994.359 | 0.0027
| 994.602 | 0.00628
| 994.845 | 0.00707
| 995.088 | 0.00624
| 995.33 | 0.00855
| 995.573 | 0.00695
| 995.816 | 0.00338
| 996.059 | 0.01226
| 996.302 | -8.7766e-05
| 996.545 | 0.00999
| 996.788 | 0.00981
| 997.031 | 0.0077
| 997.274 | 0.01366
| 997.517 | 0.00606
| 997.759 | -0.00021332
| 998.002 | 0.00939
| 998.245 | 0.01982
| 998.488 | 0.00793
| 998.731 | 0.01552
| 998.974 | 0.01186
| 999.217 | 0.0089
| 999.46 | 0.01413
| 999.703 | 0.00622
| 999.946 | 0.00443
| 1000.189 | 0.00729
| 1000.432 | 0.00164
| 1000.675 | 0.01833
| 1000.918 | -0.00097994
| 1001.161 | 0.01564
| 1001.404 | 0.00827
| 1001.647 | 0.02689
| 1001.89 | 0.00911
| 1002.133 | 0.01175
| 1002.376 | 0.00976
| 1002.619 | 0.00893
| 1002.862 | -0.00155
| 1003.105 | 0.00931
| 1003.348 | 0.01442
| 1003.591 | 0.00313
| 1003.834 | 6.9275e-05
| 1004.077 | 0
| 1004.32 | 0
| 1004.563 | 0
| 1004.806 | 0
| 1005.049 | 0
| 1005.292 | 0
| 1005.536 | 0
| 1005.779 | 0
| 1006.022 | 0
| 1006.265 | 0
| 1006.508 | 0
| 1006.751 | 0
| 1006.994 | 0
| 1007.237 | 0
| 1007.48 | 0
| 1007.723 | 0
| 1007.967 | 0
| 1008.21 | 0
| 1008.453 | 0
| 1008.696 | 0
| 1008.939 | 0
| 1009.182 | 0
| 1009.425 | 0
| 1009.669 | 0
| 1009.912 | 0
| 1010.155 | 0
| 1010.398 | 0
| 1010.641 | 0
| 1010.884 | 0
| 1011.128 | 0
| 1011.371 | 0
| 1011.614 | 0
| 1011.857 | 0
| 1012.1 | 0
| 1012.343 | 0
| 1012.587 | 0
| 1012.83 | 0
| 1013.073 | 0
| 1013.316 | 0
| 1013.56 | 0
| 1013.803 | 0
| 1014.046 | 0
| 1014.289 | 0
| 1014.533 | 0
| 1014.776 | 0
| 1015.019 | 0
| 1015.262 | 0
| 1015.506 | 0
| 1015.749 | 0
| 1015.992 | 0
| 1016.235 | 0
| 1016.479 | 0
| 1016.722 | 0
| 1016.965 | 0
| 1017.208 | 0
| 1017.452 | 0
| 1017.695 | 0
| 1017.938 | 0
| 1018.182 | 0
| 1018.425 | 0
| 1018.668 | 0
| 1018.912 | 0
| 1019.155 | 0
| 1019.398 | 0
| 1019.642 | 0
| 1019.885 | 0
| 1020.128 | 0
| 1020.372 | 0
| 1020.615 | 0
| 1020.858 | 0
| 1021.102 | 0
| 1021.345 | 0
| 1021.588 | 0
| 1021.832 | 0
| 1022.075 | 0
| 1022.319 | 0
| 1022.562 | 0
| 1022.805 | 0
| 1023.049 | 0
| 1023.292 | 0
| 1023.536 | 0
| 1023.779 | 0
| 1024.022 | 0
| 1024.266 | 0
| 1024.509 | 0
| 1024.753 | 0
| 1024.996 | 0
| 1025.24 | 0
| 1025.483 | 0
| 1025.726 | 0
| 1025.97 | 0
| 1026.213 | 0
| 1026.457 | 0
| 1026.7 | 0
| 1026.944 | 0
1027.1872
1027.4306

## Integration (hidden)
LED Item # | MPRP1D2
Do Not Edit This Tab | Area Under Normalized Curve
114.3983
Integration
1.3536e-06
1.57e-06
6.7618e-07
8.9861e-07
3.1546e-06
5.1515e-06
5.4017e-06
3.8259e-06
2.9076e-06
3.8211e-06
3.1475e-06
2.4632e-06
2.4754e-06
1.1239e-06
6.7152e-07
3.3752e-06
4.2743e-06
3.8284e-06
4.9265e-06
2.9206e-06
2.0198e-06
2.9214e-06
4.9492e-06
4.2735e-06
2.2494e-06
2.0144e-06
1.3513e-06
2.7018e-06
2.4762e-06
2.0271e-06
1.8022e-06
1.8011e-06
3.1488e-06
2.937e-06
2.6987e-06
3.1502e-06
2.7003e-06
2.2498e-06
2.0267e-06
1.3526e-06
1.1329e-06
2.026e-06
3.5962e-06
2.9179e-06
2.4821e-06
1.7986e-06
2.0241e-06
4.0677e-06
4.9454e-06
4.7229e-06
3.3925e-06
2.9243e-06
5.175e-06
7.2348e-06
4.2727e-06
2.7096e-06
4.2719e-06
3.3934e-06
2.7032e-06
3.8452e-06
3.8452e-06
1.5779e-06
1.5841e-06
4.4967e-06
4.2939e-06
3.3933e-06
4.2752e-06
4.746e-06
4.7463e-06
4.5221e-06
3.3749e-06
2.4863e-06
1.8093e-06
2.0364e-06
3.1672e-06
3.8271e-06
4.0721e-06
4.2957e-06
4.2932e-06
2.4863e-06
2.0351e-06
3.6145e-06
3.1617e-06
2.7128e-06
2.0336e-06
2.4882e-06
2.717e-06
6.8058e-07
9.0448e-07
3.6165e-06
4.3174e-06
2.0322e-06
3.8391e-06
4.5189e-06
1.357e-06
9.0983e-07
2.9557e-06
4.9727e-06
5.6535e-06
4.7707e-06
4.0674e-06
4.0671e-06
2.9518e-06
2.4895e-06
2.9417e-06
2.9537e-06
3.3929e-06
4.3181e-06
3.8414e-06
3.6318e-06
4.0671e-06
3.1796e-06
2.4863e-06
2.5004e-06
2.2649e-06
1.821e-06
2.9413e-06
3.1836e-06
3.8653e-06
4.5241e-06
2.4989e-06
2.7258e-06
3.6165e-06
1.5873e-06
3.1773e-06
3.6358e-06
2.5011e-06
1.5836e-06
1.3663e-06
2.9548e-06
3.8634e-06
2.2736e-06
9.0972e-07
2.5008e-06
2.9554e-06
2.7145e-06
1.5891e-06
2.7233e-06
3.1769e-06
3.1924e-06
3.8618e-06
4.319e-06
4.3197e-06
2.4977e-06
-7.2328e-09
-1.142e-06
-4.5538e-07
1.5889e-06
2.0546e-06
1.5932e-06
1.3623e-06
9.069e-07
2.0551e-06
2.9518e-06
3.1775e-06
4.316e-06
3.1959e-06
1.8136e-06
2.2825e-06
2.2721e-06
1.3615e-06
1.143e-06
2.7252e-06
5.2478e-06
5.2275e-06
3.2034e-06
2.2746e-06
1.5957e-06
1.3626e-06
2.5136e-06
3.6549e-06
3.6371e-06
2.5118e-06
2.2707e-06
2.2855e-06
2.2874e-06
4.0895e-06
4.5631e-06
4.793e-06
5.2506e-06
3.6344e-06
3.6528e-06
4.7965e-06
3.4287e-06
2.7436e-06
3.199e-06
2.7398e-06
2.9505e-06
3.6515e-06
2.2837e-06
1.5968e-06
1.5968e-06
1.5972e-06
2.2813e-06
3.6518e-06
6.1633e-06
7.3048e-06
4.3396e-06
2.2962e-06
2.5081e-06
2.277e-06
1.5964e-06
1.143e-06
1.8285e-06
4.5971e-07
-6.855e-07
2.2851e-06
4.1122e-06
3.2115e-06
1.5945e-06
1.8262e-06
3.1989e-06
4.1304e-06
3.6525e-06
3.2105e-06
5.2488e-06
6.8473e-06
5.967e-06
3.6559e-06
2.7554e-06
2.742e-06
3.4413e-06
2.5098e-06
2.064e-06
2.9663e-06
1.6042e-06
9.1926e-07
2.2825e-06
3.2083e-06
4.1266e-06
4.5644e-06
3.6731e-06
2.2984e-06
2.7409e-06
4.1334e-06
3.905e-06
2.7564e-06
2.7401e-06
3.2104e-06
6.1993e-06
6.4265e-06
2.7502e-06
2.9797e-06
5.5003e-06
5.5003e-06
3.6738e-06
2.7587e-06
3.6533e-06
3.8997e-06
2.7529e-06
3.6877e-06
3.4394e-06
3.209e-06
2.9804e-06
1.8336e-06
1.1431e-06
1.8314e-06
3.9013e-06
4.1325e-06
4.3831e-06
3.9022e-06
2.9801e-06
2.9829e-06
3.2308e-06
4.1298e-06
4.3573e-06
3.8997e-06
3.6896e-06
2.2952e-06
1.616e-06
2.9826e-06
4.5845e-06
4.8376e-06
3.2104e-06
2.9992e-06
2.5271e-06
2.3023e-06
4.353e-06
3.919e-06
2.0684e-06
2.5383e-06
2.5216e-06
2.3052e-06
1.8504e-06
1.1522e-06
1.6163e-06
2.0765e-06
4.6076e-07
6.9068e-07
3.4582e-06
4.8231e-06
5.0735e-06
4.3785e-06
3.6903e-06
4.8433e-06
4.8156e-06
4.1463e-06
3.69e-06
3.2314e-06
2.7668e-06
3.2289e-06
3.0034e-06
2.5389e-06
3.9165e-06
2.9942e-06
1.8436e-06
2.7664e-06
2.9965e-06
3.4557e-06
5.9911e-06
5.5319e-06
3.6884e-06
6.2262e-06
7.3771e-06
3.6862e-06
2.3182e-06
2.3124e-06
2.3095e-06
3.6871e-06
3.7049e-06
1.6135e-06
9.2309e-07
2.7687e-06
4.6337e-06
4.3785e-06
3.9178e-06
3.0107e-06
2.0743e-06
2.0866e-06
2.0781e-06
2.5372e-06
3.0108e-06
2.5371e-06
2.3182e-06
2.7666e-06
4.4025e-06
3.9218e-06
2.0878e-06
1.621e-06
2.5318e-06
4.1667e-06
2.9953e-06
4.6549e-07
2.3571e-07
2.7801e-06
4.3789e-06
5.5601e-06
5.5615e-06
4.3835e-06
3.7078e-06
1.391e-06
1.1583e-06
2.7754e-06
4.1504e-06
4.1734e-06
3.0138e-06
3.2416e-06
3.2382e-06
3.0107e-06
4.4e-06
3.9347e-06
2.777e-06
4.8584e-06
5.3205e-06
4.862e-06
5.0936e-06
5.0908e-06
4.3974e-06
3.4711e-06
3.9343e-06
3.9583e-06
2.7849e-06
2.7827e-06
3.4768e-06
3.016e-06
2.3233e-06
2.331e-06
2.3184e-06
2.553e-06
3.0293e-06
2.3153e-06
6.9239e-07
9.3138e-07
1.8551e-06
2.5516e-06
3.262e-06
4.1696e-06
6.0495e-06
5.3271e-06
4.1708e-06
3.7244e-06
2.7777e-06
2.7879e-06
2.0798e-06
1.3931e-06
1.6302e-06
3.9419e-06
5.1197e-06
3.9387e-06
2.3316e-06
1.8638e-06
1.8518e-06
3.9533e-06
3.9559e-06
1.1652e-06
3.0138e-06
5.128e-06
4.66e-06
3.4913e-06
3.7072e-06
5.1212e-06
4.1895e-06
1.8593e-06
1.3952e-06
2.0958e-06
4.1901e-06
5.8192e-06
5.1222e-06
2.7954e-06
1.865e-06
1.8621e-06
2.3235e-06
2.79e-06
1.6258e-06
1.1603e-06
1.8612e-06
1.6297e-06
1.6294e-06
3.4906e-06
4.1879e-06
3.2582e-06
2.3411e-06
2.5642e-06
3.4939e-06
3.2568e-06
2.8051e-06
2.7965e-06
3.262e-06
4.6536e-06
5.1416e-06
3.7227e-06
3.0394e-06
3.7219e-06
4.8869e-06
4.9106e-06
4.652e-06
4.6771e-06
4.424e-06
4.1883e-06
5.611e-06
5.378e-06
4.4219e-06
4.9118e-06
4.4245e-06
4.4457e-06
4.1917e-06
3.7422e-06
4.4429e-06
6.7532e-06
6.5505e-06
3.5039e-06
2.3236e-06
2.8063e-06
3.7429e-06
4.4272e-06
4.6816e-06
3.508e-06
3.5047e-06
5.1416e-06
5.3534e-06
3.978e-06
4.4446e-06
5.8467e-06
6.7823e-06
4.2089e-06
2.8056e-06
4.9093e-06
5.3775e-06
3.508e-06
2.3375e-06
4.207e-06
3.275e-06
3.0441e-06
4.9136e-06
5.6136e-06
4.2081e-06
2.8038e-06
3.9744e-06
6.8162e-06
7.49e-06
6.5529e-06
6.5482e-06
6.782e-06
5.8739e-06
4.674e-06
4.4402e-06
4.2092e-06
4.4659e-06
6.5484e-06
7.0161e-06
5.6406e-06
4.6793e-06
4.4681e-06
5.3822e-06
5.6161e-06
3.9975e-06
3.5077e-06
4.2293e-06
3.5085e-06
2.5843e-06
3.2757e-06
3.7623e-06
2.8089e-06
3.7613e-06
6.111e-06
7.4851e-06
7.0507e-06
6.552e-06
7.0492e-06
5.8717e-06
5.1404e-06
5.3998e-06
5.1706e-06
6.5773e-06
5.6119e-06
3.2957e-06
3.9965e-06
3.991e-06
4.93e-06
4.6751e-06
4.2285e-06
5.8718e-06
4.2268e-06
3.5246e-06
3.7615e-06
2.821e-06
3.0559e-06
3.0584e-06
3.7661e-06
5.1718e-06
5.1682e-06
6.5774e-06
7.754e-06
5.8741e-06
6.3458e-06
6.3469e-06
6.1077e-06
5.9018e-06
4.9349e-06
4.229e-06
4.6987e-06
5.8734e-06
6.6076e-06
6.3414e-06
6.1093e-06
6.1093e-06
4.4861e-06
4.4672e-06
5.1719e-06
5.4313e-06
4.2309e-06
3.5268e-06
4.0183e-06
4.9385e-06
5.1942e-06
3.5269e-06
2.5902e-06
3.542e-06
4.4595e-06
4.7187e-06
4.7013e-06
4.4865e-06
3.7771e-06
3.5262e-06
3.7765e-06
3.7562e-06
4.483e-06
4.9557e-06
4.934e-06
5.6673e-06
5.6673e-06
6.8163e-06
8.9723e-06
7.792e-06
4.9603e-06
2.8196e-06
3.5401e-06
6.8462e-06
8.0265e-06
7.0827e-06
7.0489e-06
7.0829e-06
5.906e-06
3.7797e-06
1.8905e-06
2.835e-06
3.305e-06
3.0668e-06
3.0655e-06
3.0684e-06
3.3069e-06
4.2484e-06
4.9573e-06
5.1967e-06
5.667e-06
6.1351e-06
6.8436e-06
6.1351e-06
4.2664e-06
2.8345e-06
3.5451e-06
5.4308e-06
3.5393e-06
2.6104e-06
4.7255e-06
4.9603e-06
3.3075e-06
4.2696e-06
7.0822e-06
6.8481e-06
5.9305e-06
4.7203e-06
4.4825e-06
6.8778e-06
5.1954e-06
3.5619e-06
5.6673e-06
5.4546e-06
5.1929e-06
4.9785e-06
3.7782e-06
4.5064e-06
4.7196e-06
4.7451e-06
5.1928e-06
5.2166e-06
4.0125e-06
2.1346e-06
3.7943e-06
4.9529e-06
3.7954e-06
3.3248e-06
2.1256e-06
2.845e-06
5.217e-06
6.1659e-06
5.8999e-06
3.5561e-06
2.8435e-06
4.7433e-06
5.2198e-06
4.2708e-06
3.3066e-06
3.5571e-06
5.4552e-06
5.6934e-06
5.4556e-06
5.2203e-06
3.7969e-06
4.0318e-06
4.0293e-06
3.5561e-06
3.5599e-06
3.0855e-06
3.5603e-06
4.2736e-06
4.9837e-06
6.1666e-06
6.6412e-06
6.1941e-06
5.9255e-06
5.4529e-06
4.5042e-06
3.7919e-06
4.7669e-06
5.931e-06
4.7412e-06
2.3699e-06
2.3826e-06
4.2686e-06
5.4559e-06
5.0038e-06
3.7943e-06
3.5593e-06
4.5294e-06
5.2197e-06
4.7461e-06
4.7655e-06
5.451e-06
4.7612e-06
4.9784e-06
5.9585e-06
5.693e-06
4.5283e-06
3.7979e-06
4.2927e-06
4.7704e-06
4.9841e-06
5.0035e-06
6.64e-06
5.4809e-06
4.7645e-06
5.6892e-06
5.2408e-06
4.7668e-06
3.5568e-06
3.8109e-06
3.5768e-06
3.5777e-06
3.0859e-06
3.102e-06
4.5307e-06
3.8131e-06
3.578e-06
4.2946e-06
4.27e-06
4.7655e-06
4.7674e-06
5.7191e-06
6.6709e-06
7.624e-06
5.9536e-06
4.0492e-06
5.0081e-06
6.1966e-06
7.8579e-06
6.4294e-06
4.7652e-06
3.3404e-06
1.9086e-06
3.1085e-06
4.7664e-06
4.5294e-06
4.0492e-06
5.4796e-06
6.9122e-06
6.9434e-06
5.2421e-06
5.0046e-06
5.4834e-06
5.2732e-06
5.0086e-06
4.2849e-06
5.9806e-06
7.8617e-06
6.1945e-06
4.7871e-06
6.1919e-06
7.6242e-06
6.9424e-06
5.0051e-06
3.8312e-06
3.8118e-06
4.5477e-06
4.0515e-06
5.0302e-06
6.2008e-06
4.3154e-06
3.5787e-06
4.3113e-06
5.028e-06
4.5278e-06
3.1148e-06
2.6256e-06
3.5947e-06
3.8296e-06
3.8073e-06
4.7851e-06
4.5502e-06
3.3537e-06
3.3355e-06
2.8739e-06
3.1165e-06
4.5502e-06
5.0031e-06
5.986e-06
5.9845e-06
5.0253e-06
4.3106e-06
3.5951e-06
4.5545e-06
5.5133e-06
2.6376e-06
9.5561e-07
4.0479e-06
6.4616e-06
5.7409e-06
4.5499e-06
3.854e-06
4.0714e-06
4.3089e-06
4.3082e-06
4.7871e-06
6.2248e-06
6.9455e-06
5.5084e-06
3.5899e-06
3.8482e-06
4.7888e-06
5.0282e-06
5.7486e-06
6.2286e-06
5.2952e-06
5.7492e-06
6.4654e-06
5.509e-06
6.0211e-06
5.9935e-06
4.7925e-06
5.533e-06
6.2233e-06
5.2902e-06
4.3097e-06
4.3097e-06
5.5308e-06
6.2226e-06
6.2545e-06
5.5105e-06
6.2564e-06
8.1421e-06
6.4966e-06
2.877e-06
1.4499e-06
3.1329e-06
5.9873e-06
5.2922e-06
2.395e-06
4.3297e-06
6.0126e-06
5.0295e-06
5.0565e-06
4.5724e-06
4.3089e-06
5.2892e-06
6.7309e-06
6.4916e-06
5.2649e-06
5.5297e-06
6.0103e-06
3.8478e-06
3.3676e-06
4.089e-06
3.8336e-06
5.0539e-06
4.5692e-06
4.0863e-06
5.0528e-06
4.0926e-06
3.8507e-06
4.3314e-06
4.3328e-06
6.7363e-06
7.9371e-06
6.98e-06
5.2945e-06
4.5689e-06
6.4967e-06
6.5003e-06
5.566e-06
5.0576e-06
5.5353e-06
6.9788e-06
5.0503e-06
4.0834e-06
5.5521e-06
6.0122e-06
5.0539e-06
4.3305e-06
4.3477e-06
3.8464e-06
3.8444e-06
3.8632e-06
3.1307e-06
4.0886e-06
6.0393e-06
5.2926e-06
3.1281e-06
5.0766e-06
7.2169e-06
0.00016698
0.0011858
0.0022297
0.002889
0.0038962
0.004144
0.0035664
0.003038
0.0035002
0.0038286
0.0037563
0.003442
0.0038539
0.0032745
0.0020812
0.0023946
0.0024499
0.0021298
0.0021494
0.0026843
0.0025107
0.0027032
0.0029501
0.0020528
0.0026376
0.0027928
0.0021665
0.0023544
0.002783
0.0030825
0.0026637
0.0015754
0.0013845
0.0025508
0.0028948
0.0017219
0.0016666
0.0020311
0.0015624
0.0020463
0.0020702
0.0015385
0.001736
0.0022308
0.0017859
0.0013421
0.0016969
0.0018225
0.001481
0.0012901
0.0014213
0.0012119
0.00067253
0.0017772
0.0031552
0.002463
0.0013821
0.0010405
0.00087125
0.001901
0.0019443
0.0013031
0.0015347
0.0017197
0.0017165
0.0012361
0.0011262
0.0012208
0.0010307
0.0014584
0.0022351
0.0013516
0.00075516
0.0011271
0.0017555
0.0022247
0.0018258
0.0016383
0.0021735
0.0012044
0.00091996
0.0016873
0.0015819
0.0017233
0.0024874
0.0022628
0.0019443
0.0027348
0.0028754
0.0021898
0.0026615
0.0025855
0.0016448
0.0016906
0.00172
0.0020677
0.0023152
0.0024165
0.0022264
0.0020067
0.0015107
0.0012001
0.0016688
0.0018694
0.0019358
0.002289
0.0021517
0.001611
0.0012884
0.0016261
0.0016895
0.0014105
0.001574
0.0022988
0.0023457
0.001708
0.0012472
0.0020819
0.0022378
0.001744
0.0016143
0.0017586
0.002083
0.0022476
0.0020947
0.0024547
0.0024525
0.0018976
0.0020012
0.0019195
0.0020148
0.0019544
0.0013906
0.0011892
0.0015347
0.0017224
0.0017909
0.0021659
0.0024394
0.0022612
0.001948
0.0018541
0.0017246
0.0015282
0.0018582
0.0018116
0.0016107
0.0017115
0.0017309
0.0015998
0.0015604
0.002192
0.002478
0.002213
0.0019743
0.001514
0.0016173
0.0021123
0.0021298
0.0022798
0.0021702
0.0018046
0.0019119
0.0019316
0.0021758
0.0023619
0.0021374
0.0023017
0.0028076
0.0027057
0.0021035
0.0022469
0.0025798
0.002328
0.0024243
0.0028547
0.0028426
0.0026532
0.0027265
0.0029806
0.0028656
0.0027616
0.0029381
0.0030496
0.0031854
0.0034252
0.0035193
0.003168
0.0034164
0.0038818
0.0042661
0.0049764
0.0051104
0.0045278
0.0044539
0.0048782
0.0047654
0.0044715
0.0043778
0.0049247
0.0051925
0.005267
0.0055517
0.0058889
0.0061666
0.0060553
0.0060764
0.0061933
0.0065571
0.0070846
0.007425
0.0070125
0.0067945
0.0071368
0.0080012
0.0088253
0.0083974
0.0083516
0.0089639
0.0093104
0.0093743
0.009625
0.010207
0.010601
0.010828
0.011296
0.011602
0.011945
0.01246
0.012549
0.012706
0.012463
0.012909
0.014137
0.014443
0.014681
0.015292
0.015526
0.015519
0.016152
0.017125
0.017869
0.018545
0.018713
0.018822
0.019593
0.020064
0.020886
0.021778
0.022326
0.022997
0.023523
0.024189
0.025522
0.026348
0.026832
0.028008
0.028523
0.029489
0.030659
0.031454
0.032964
0.034562
0.035245
0.036588
0.037847
0.038732
0.039175
0.040414
0.041826
0.043131
0.045195
0.046158
0.048157
0.049726
0.050335
0.051949
0.053619
0.054985
0.057534
0.059561
0.061376
0.062899
0.065523
0.067665
0.069482
0.071879
0.073738
0.075212
0.077939
0.080238
0.081785
0.083344
0.084979
0.087733
0.090443
0.092817
0.094258
0.096438
0.098359
0.099344
0.10027
0.1029
0.1054
0.10725
0.10809
0.10988
0.1124
0.11448
0.11581
0.11667
0.1173
0.11814
0.11873
0.12009
0.12213
0.12349
0.1242
0.12454
0.12441
0.12396
0.12323
0.12244
0.12314
0.12263
0.12167
0.12089
0.11925
0.11817
0.11709
0.11614
0.11435
0.11315
0.11173
0.11033
0.10846
0.1073
0.10578
0.10313
0.1018
0.10015
0.09806
0.096204
0.093634
0.091859
0.090346
0.089377
0.086486
0.084445
0.082003
0.080579
0.078475
0.077294
0.075884
0.074578
0.073985
0.072478
0.071518
0.069366
0.067671
0.06752
0.065976
0.06485
0.064186
0.063552
0.061383
0.059892
0.058636
0.05859
0.056745
0.054474
0.054162
0.053826
0.053814
0.052895
0.052096
0.051507
0.050695
0.050148
0.048928
0.047613
0.047126
0.046447
0.046623
0.046967
0.045946
0.045086
0.04463
0.043528
0.042406
0.041274
0.040708
0.040659
0.040088
0.039492
0.03903
0.03823
0.037302
0.036448
0.035359
0.034464
0.034165
0.034142
0.033691
0.033157
0.032334
0.031674
0.031305
0.030991
0.030673
0.029795
0.029212
0.028766
0.028115
0.027591
0.027073
0.026519
0.025194
0.024746
0.024461
0.023932
0.023148
0.02296
0.022487
0.021925
0.021381
0.021414
0.021088
0.020287
0.020088
0.020117
0.019629
0.019145
0.018838
0.018575
0.018491
0.018101
0.017486
0.017023
0.016734
0.016543
0.016195
0.015665
0.015396
0.015118
0.01498
0.014767
0.014425
0.014158
0.014008
0.013885
0.0134
0.013058
0.012875
0.012597
0.01234
0.012211
0.011985
0.011898
0.01188
0.011672
0.011605
0.011081
0.010428
0.010337
0.010419
0.010305
0.010136
0.0098376
0.0095199
0.0094102
0.0091486
0.008881
0.0087918
0.008678
0.0086733
0.0086078
0.0082867
0.0079722
0.0078451
0.0077805
0.0075667
0.0072954
0.007155
0.0070078
0.0068048
0.0069141
0.0073091
0.0072497
0.0071243
0.0070803
0.0068544
0.0064581
0.0062272
0.0062886
0.006571
0.0063332
0.0061186
0.0061804
0.0064008
0.0063187
0.0059618
0.0057602
0.0057534
0.0058038
0.0054925
0.0050264
0.005049
0.0052954
0.0054468
0.005255
0.0049918
0.0048205
0.0044633
0.0045494
0.0046592
0.0044229
0.0043006
0.0043445
0.0044576
0.0043254
0.0040846
0.0042291
0.0043994
0.0042952
0.004159
0.0038696
0.0038528
0.0040208
0.0039894
0.0038595
0.0038438
0.0038562
0.0039558
0.0039458
0.0037173
0.0036456
0.0035539
0.0034653
0.0033869
0.0034709
0.0034899
0.0032939
0.0033085
0.0030184
0.00297
0.0034014
0.0034451
0.0030218
0.0028538
0.0029228
0.0029624
0.0032032
0.0029239
0.0031427
0.003491
0.0028654
0.0028974
0.0030397
0.0027405
0.0027451
0.0028616
0.0030251
0.0031237
0.0031005
0.0027261
0.0025234
0.0024931
0.0023386
0.0026201
0.0029758
0.0026798
0.00234
0.0023811
0.0026584
0.002623
0.0023411
0.002343
0.002475
0.0022095
0.0021168
0.0022264
0.0022534
0.0023688
0.0026303
0.0027045
0.0024371
0.002403
0.0024086
0.0022354
0.0023363
0.0024109
0.002385
0.0023276
0.0020239
0.0022411
0.0025875
0.0024964
0.0023479
0.0022208
0.0021994
0.0025841
0.0025999
0.0023085
0.0023378
0.002212
0.002142
0.002232
0.0024041
0.0024446
0.0023119
0.0022306
0.0024233
0.0027023
0.0026033
0.0022871
0.0021634
0.0023715
0.0024075
0.002151
0.0022747
0.0023549
0.0023816
0.0024885
0.0023816
0.0024323
0.0025606
0.0024592
0.0024784
0.0025594
0.0025911
0.0024964
0.0023704
0.0025052
0.002583
0.0026258
0.0028713
0.0031489
0.0032119
0.0030069
0.0027821
0.0028047
0.0028091
0.0029109
0.0029767
0.0029041
0.0028609
0.0030352
0.0030578
0.0030668
0.0032479
0.003147
0.002997
0.0032589
0.0034042
0.0033516
0.0031866
0.0030746
0.0030612
0.0030973
0.0032693
0.0034171
0.0034906
0.0034898
0.0032815
0.003199
0.0033953
0.0034973
0.0035572
0.0035222
0.0034002
0.00333
0.0033154
0.0034781
0.0035877
0.0035889
0.0037007
0.003807
0.0037256
0.0036578
0.0036917
0.0037618
0.0036544
0.0034533
0.0034747
0.0037595
0.0037878
0.0038386
0.0038928
0.0036341
0.0038194
0.0037844
0.0038974
0.0040386
0.0038126
0.00379
0.0041303
0.0044635
0.0044499
0.0045618
0.0043189
0.0040725
0.0040871
0.0041573
0.0044025
0.0045098
0.0046025
0.0048442
0.0050127
0.0049912
0.0048873
0.0046386
0.0044793
0.0044691
0.0048306
0.0052353
0.0050837
0.0049336
0.0051245
0.0049304
0.0048319
0.0050156
0.0048929
0.0052455
0.0053163
0.0051573
0.0054298
0.0054003
0.0054219
0.0054342
0.0052539
0.0051552
0.0054116
0.0057386
0.005954
0.0062663
0.0063866
0.0061009
0.0057556
0.0057415
0.0060881
0.0061335
0.0060613
0.0061335
0.0062811
0.00623
0.0060591
0.0061426
0.0062788
0.0065387
0.0067404
0.0068486
0.0068679
0.0068475
0.0067748
0.0068077
0.0069585
0.0071028
0.0071846
0.0073332
0.0074286
0.0076351
0.0080415
0.0079915
0.0078133
0.0078905
0.0079972
0.0080426
0.0080698
0.0082855
0.0085125
0.0085795
0.0086691
0.0087735
0.0087384
0.0086816
0.0087554
0.0089052
0.0090755
0.0092693
0.0094897
0.0097474
0.0099165
0.0099744
0.0099773
0.0099744
0.010133
0.010234
0.010318
0.01052
0.010567
0.010768
0.011105
0.011198
0.011227
0.011442
0.011485
0.0115
0.011757
0.011923
0.012016
0.012057
0.01219
0.012515
0.012551
0.012858
0.01297
0.013112
0.013256
0.013263
0.013327
0.013697
0.013956
0.0142
0.014399
0.014683
0.01457
0.014856
0.015234
0.015055
0.015287
0.015692
0.015795
0.016075
0.016243
0.016149
0.0164
0.017173
0.017513
0.01784
0.018027
0.017881
0.018172
0.018499
0.01882
0.018919
0.019057
0.019551
0.019638
0.019787
0.019973
0.019988
0.020403
0.020878
0.020973
0.021123
0.021301
0.021636
0.022171
0.022333
0.022318
0.022697
0.023118
0.023379
0.023719
0.024331
0.024654
0.024538
0.02467
0.025037
0.025533
0.025973
0.026433
0.026776
0.027205
0.027507
0.027793
0.028132
0.028739
0.029218
0.029526
0.029816
0.030384
0.030716
0.030986
0.031436
0.031828
0.032325
0.032591
0.03291
0.033159
0.033939
0.034429
0.034829
0.035338
0.035651
0.03618
0.036396
0.037037
0.037883
0.038174
0.038702
0.039014
0.03986
0.040261
0.040826
0.041242
0.042048
0.042521
0.042707
0.043431
0.04421
0.045527
0.046123
0.046193
0.047056
0.047685
0.048452
0.048901
0.049299
0.04954
0.050112
0.050616
0.051319
0.052328
0.052894
0.053459
0.053523
0.054655
0.055861
0.056161
0.056806
0.057884
0.058578
0.059487
0.060145
0.060909
0.061402
0.062318
0.063023
0.063598
0.064483
0.065251
0.065873
0.066732
0.067826
0.068604
0.068991
0.069756
0.069755
0.070045
0.071417
0.072255
0.072971
0.073697
0.074344
0.075119
0.07587
0.077012
0.077687
0.078514
0.079505
0.080411
0.081926
0.082545
0.083179
0.084051
0.085076
0.086372
0.086856
0.087819
0.089059
0.089703
0.090402
0.091094
0.09239
0.092881
0.09451
0.095376
0.096123
0.097122
0.097698
0.099044
0.099471
0.10033
0.10166
0.10225
0.10396
0.10471
0.10609
0.10685
0.10896
0.10984
0.11122
0.11141
0.11288
0.1142
0.11479
0.11609
0.11638
0.11767
0.11863
0.11939
0.12108
0.12187
0.1223
0.12379
0.12462
0.1253
0.12702
0.12781
0.12902
0.12989
0.13133
0.13258
0.13423
0.13522
0.13517
0.13653
0.1375
0.13866
0.13987
0.14084
0.14216
0.14276
0.14439
0.14524
0.14563
0.14633
0.14726
0.14806
0.1494
0.15038
0.15141
0.15274
0.15384
0.15479
0.15569
0.15654
0.15758
0.1584
0.15888
0.1605
0.16113
0.16249
0.16363
0.16432
0.16517
0.16586
0.1674
0.16767
0.16824
0.16919
0.17049
0.17229
0.17251
0.17332
0.17377
0.17528
0.17551
0.17634
0.17709
0.17884
0.17906
0.1803
0.18219
0.18215
0.18382
0.18378
0.18462
0.18658
0.18688
0.18866
0.18869
0.19047
0.19038
0.19083
0.1925
0.19264
0.19413
0.19403
0.19562
0.19636
0.19602
0.19741
0.19771
0.19991
0.20008
0.2019
0.20277
0.20326
0.20552
0.20634
0.20606
0.20778
0.20853
0.20844
0.21023
0.21093
0.21047
0.212
0.21287
0.21367
0.21376
0.21585
0.21712
0.21821
0.21772
0.2164
0.21841
0.21883
0.2188
0.21927
0.22058
0.22243
0.22329
0.22266
0.22553
0.22581
0.22394
0.22427
0.22549
0.22554
0.22537
0.2249
0.22506
0.22585
0.22678
0.22829
0.22851
0.22778
0.229
0.23063
0.2279
0.22814
0.22933
0.22879
0.22945
0.2299
0.22927
0.2311
0.23073
0.22995
0.22925
0.22818
0.2292
0.23008
0.22925
0.22932
0.23136
0.22912
0.22822
0.22849
0.22647
0.22681
0.22916
0.22923
0.22899
0.23047
0.22928
0.22695
0.22666
0.22538
0.22708
0.22699
0.22813
0.226
0.22577
0.22709
0.22606
0.22648
0.22452
0.22651
0.22601
0.22601
0.22465
0.22539
0.22503
0.2239
0.22532
0.22485
0.22565
0.22473
0.22309
0.22382
0.22302
0.22074
0.21983
0.21924
0.21968
0.22193
0.22214
0.22106
0.22214
0.22223
0.22223
0.22095
0.22172
0.2212
0.22097
0.22135
0.2201
0.22167
0.22351
0.22377
0.22329
0.22269
0.2224
0.2238
0.22323
0.22313
0.22128
0.21945
0.21843
0.21734
0.21718
0.21668
0.21582
0.21586
0.21536
0.21502
0.21526
0.21416
0.21377
0.215
0.21487
0.21269
0.21113
0.21267
0.21136
0.21105
0.21167
0.21068
0.2099
0.20975
0.20823
0.20816
0.20765
0.20843
0.20967
0.20838
0.20816
0.20886
0.20962
0.20717
0.20705
0.20734
0.20756
0.2059
0.20514
0.20562
0.20489
0.20458
0.20527
0.20303
0.20193
0.20006
0.19957
0.2008
0.20013
0.20197
0.20103
0.20068
0.19968
0.19867
0.19803
0.1961
0.1961
0.19481
0.19513
0.19455
0.19314
0.19352
0.19242
0.19235
0.19078
0.19125
0.19079
0.18954
0.18943
0.18826
0.18714
0.188
0.18726
0.18495
0.18467
0.18432
0.18313
0.18321
0.1827
0.18192
0.18039
0.18099
0.18069
0.17976
0.1782
0.17817
0.17721
0.17641
0.17544
0.17484
0.17379
0.17402
0.17343
0.1729
0.17237
0.17141
0.1704
0.1698
0.16909
0.16834
0.16809
0.16765
0.16683
0.16551
0.16561
0.16496
0.16497
0.16344
0.16278
0.16195
0.16115
0.16033
0.15974
0.15914
0.15821
0.15768
0.15699
0.15613
0.15606
0.15468
0.15416
0.15361
0.15284
0.15239
0.15249
0.15109
0.15041
0.1496
0.14864
0.14872
0.14758
0.14705
0.14714
0.14559
0.14476
0.14417
0.14393
0.14263
0.14203
0.1418
0.14016
0.13991
0.13875
0.13842
0.13863
0.13747
0.13715
0.1356
0.13517
0.13542
0.13423
0.13413
0.13282
0.13251
0.13118
0.13124
0.13019
0.1304
0.12911
0.12872
0.12718
0.12654
0.12569
0.1246
0.12454
0.12358
0.12392
0.12346
0.12192
0.12163
0.1211
0.12006
0.11994
0.11946
0.11813
0.11791
0.11764
0.11661
0.11609
0.11437
0.11373
0.11265
0.11248
0.11128
0.11049
0.1103
0.10925
0.1091
0.10833
0.10814
0.10753
0.10662
0.10579
0.10522
0.10439
0.10395
0.10348
0.103
0.1024
0.10155
0.1008
0.10053
0.099767
0.099108
0.098918
0.098419
0.097408
0.096587
0.096023
0.095454
0.094754
0.093977
0.093509
0.0931
0.092498
0.09194
0.091334
0.090471
0.089562
0.089363
0.088682
0.088356
0.087764
0.087395
0.087074
0.086847
0.085616
0.085146
0.085038
0.084455
0.084061
0.083429
0.083051
0.082569
0.082538
0.081478
0.080746
0.080489
0.079324
0.078564
0.078121
0.077081
0.076729
0.077101
0.07656
0.076058
0.075792
0.074951
0.074819
0.073998
0.073589
0.073696
0.072857
0.072576
0.071775
0.071379
0.070624
0.07059
0.069766
0.069663
0.069141
0.069168
0.068316
0.068182
0.06769
0.067332
0.066681
0.065808
0.065727
0.065073
0.064819
0.06471
0.063983
0.064115
0.063523
0.062281
0.06236
0.062135
0.061438
0.061209
0.061075
0.060411
0.059917
0.059377
0.059191
0.058658
0.058298
0.058105
0.057994
0.057448
0.056362
0.056077
0.056028
0.05577
0.055426
0.055046
0.054598
0.054475
0.053972
0.053619
0.053329
0.053173
0.052957
0.05244
0.052219
0.052097
0.051563
0.050932
0.050966
0.050627
0.05023
0.049772
0.049464
0.049258
0.048965
0.048931
0.048254
0.04765
0.047313
0.047014
0.046767
0.046665
0.046366
0.045753
0.045351
0.044799
0.044383
0.044174
0.044084
0.043745
0.043636
0.043292
0.042944
0.042331
0.042012
0.041841
0.041453
0.041152
0.041094
0.04103
0.04059
0.040302
0.039756
0.039579
0.039646
0.039218
0.038502
0.038319
0.038055
0.038044
0.038252
0.037733
0.037271
0.037297
0.036823
0.036258
0.035863
0.035834
0.035648
0.034949
0.035107
0.035108
0.034721
0.034103
0.03418
0.034054
0.033886
0.03329
0.033303
0.032996
0.03259
0.032088
0.031898
0.031364
0.031454
0.031504
0.031494
0.031292
0.030525
0.030472
0.030339
0.029912
0.029797
0.029685
0.029396
0.029281
0.028879
0.028303
0.028255
0.028134
0.027561
0.027479
0.027453
0.027195
0.026694
0.026505
0.026439
0.02645
0.026271
0.026074
0.025724
0.025519
0.025374
0.025293
0.024964
0.024782
0.024546
0.024399
0.02427
0.024185
0.024031
0.023802
0.023657
0.02343
0.023255
0.022957
0.022762
0.022652
0.022523
0.022272
0.022032
0.021865
0.021795
0.021756
0.021572
0.02147
0.021386
0.021291
0.021225
0.020937
0.020678
0.020322
0.019887
0.019829
0.019872
0.019733
0.019419
0.019254
0.019343
0.019152
0.01885
0.018885
0.018591
0.01848
0.018404
0.018191
0.017961
0.018104
0.018034
0.017639
0.017394
0.017386
0.017497
0.017358
0.016721
0.016603
0.016495
0.016489
0.016597
0.016524
0.016295
0.016065
0.015886
0.015934
0.015681
0.01559
0.015542
0.015269
0.015276
0.015144
0.014986
0.014935
0.014877
0.014759
0.014437
0.014279
0.014181
0.014187
0.014092
0.014081
0.013897
0.013859
0.01366
0.013629
0.013569
0.013559
0.013382
0.013275
0.01324
0.01302
0.013072
0.012915
0.012746
0.012689
0.012539
0.012529
0.012478
0.012226
0.01212
0.012073
0.012004
0.012008
0.011971
0.011931
0.011857
0.011588
0.011346
0.011264
0.011235
0.011167
0.010765
0.01051
0.010863
0.010864
0.010903
0.011038
0.010823
0.010481
0.010506
0.01058
0.010411
0.010208
0.010283
0.010224
0.010089
0.010191
0.0099315
0.0095333
0.0097822
0.0099102
0.0096175
0.0091721
0.009262
0.0096992
0.0096044
0.0094077
0.0093271
0.0094148
0.0093022
0.0090807
0.009051
0.0089645
0.0089705
0.0087252
0.0084467
0.0085978
0.0088282
0.0088022
0.0086612
0.0085581
0.008551
0.0086209
0.0084052
0.0081907
0.0082073
0.0080147
0.0076918
0.0078542
0.0081824
0.0081113
0.0077416
0.007428
0.0074288
0.0074868
0.0074098
0.0075105
0.0075208
0.0072475
0.0071207
0.0070472
0.007115
0.0071408
0.0069939
0.0067973
0.0066111
0.0067047
0.0068848
0.0069639
0.0069714
0.00686
0.0068496
0.0069429
0.0068256
0.0066033
0.0064144
0.0064022
0.0063492
0.0062426
0.0064926
0.0065685
0.0062177
0.0061217
0.0064605
0.00629
0.0060814
0.006119
0.0062971
0.0063689
0.0059167
0.0055716
0.0055138
0.0056466
0.0058136
0.0060773
0.0058893
0.005528
0.0051801
0.0050351
0.0051967
0.0053491
0.0057191
0.0056299
0.0051417
0.0051265
0.0054889
0.0055704
0.0053003
0.005009
0.0049552
0.0049111
0.0050054
0.0048933
0.0047933
0.0050647
0.0049623
0.0045422
0.0045563
0.0048064
0.0047243
0.0043197
0.0041428
0.0042459
0.0044494
0.0044066
0.004334
0.0045089
0.0042626
0.0042638
0.0042209
0.004303
0.004535
0.004384
0.0042721
0.0044113
0.0046208
0.004265
0.0032987
0.0034886
0.0043697
0.0042471
0.0038949
0.0039698
0.0039056
0.003783
0.0038425
0.0035724
0.0036652
0.0039603
0.0038485
0.0037878
0.003858
0.0038366
0.0035712
0.0032666
0.0031809
0.0031368
0.0031583
0.0034998
0.0036152
0.0032951
0.0030738
0.003188
0.0031475
0.0030595
0.0031761
0.0031904
0.0032361
0.0033011
0.0031071
0.0030488
0.0033499
0.0033939
0.0031047
0.0030927
0.0032392
0.0030155
0.0027299
0.0027596
0.0029048
0.0029947
0.0032094
0.0031368
0.0029393
0.0030401
0.002956
0.0028048
0.0026358
0.0025848
0.0026965
0.0028108
0.0029134
0.0031142
0.0033391
0.0031226
0.0030138
0.0028786
0.0028632
0.0029191
0.0028239
0.0026529
0.0025954
0.0026025
0.0022119
0.0022098
0.002537
0.0024538
0.002543
0.0026206
0.0024157
0.0025071
0.0024097
0.002445
0.0025395
0.0021737
0.0022348
0.0024199
0.0023383
0.0023386
0.0022872
0.0024581
0.002336
0.0020375
0.001954
0.0022107
0.0021503
0.0020112
0.0021598
0.0021307
0.0021785
0.0020896
0.0021283
0.0024419
0.0023757
0.0019526
0.0017719
0.0018534
0.0019658
0.0020456
0.0019777
0.001863
0.0018612
0.0018618
0.0019239
0.0020968
0.0020805
0.0021402
0.0021325
0.0020172
0.0020184
0.0019921
0.0019659
0.0021689
0.0021211
0.0017985
0.0016981
0.001923
0.0020626
0.0019431
0.0019299
0.0018188
0.0016029
0.0016611
0.0016204
0.0015356
0.0016611
0.0017411
0.0018511
0.0019706
0.0018319
0.0017017
0.0016814
0.0017029
0.0016838
0.001624
0.0016933
0.001765
0.0017053
0.0015762
0.0014914
0.0015714
0.0016025
0.0016407
0.001624
0.0013707
0.0013671
0.0017387
0.0018319
0.0019024
0.001875
0.0017375
0.0016097
0.0014902
0.0015165
0.0015571
0.001618
0.0014794
0.0014782
0.0016443
0.0014424
0.0012798
0.0014316
0.0012308
0.0012559
0.0015475
0.0014089
0.0012452
0.0012201
0.001326
0.0012775
0.0010301
0.0011078
0.0012249
0.0010356
0.0011819
0.0012571
0.00095839
0.0011964
0.0013396
0.0011938
0.0014818
0.0015516
0.0013456
0.0011699
0.0011986
0.0011448
0.0010707
0.0013133
0.0012948
0.0012201
0.0010707
0.0011448
0.0010564
0.00073373
0.0008604
0.0010779
0.0010779
0.0012708
0.0011747
0.0008556
0.0010086
0.00089505
0.0008952
0.0013145
0.0012936
0.0010002
0.0010008
0.001244
0.0013408
0.0011616
0.00091059
0.0007836
0.00076958
0.0007284
0.00086757
0.001122
0.001109
0.001086
0.00087952
0.0007224
0.0007824
0.00072178
0.0007428
0.00084008
0.0007656
0.00062738
0.000684
0.0008724
0.00085801
0.00075
0.00097034
0.0012516
0.0012576
0.0010898
0.0009564
0.0012252
0.0013504
0.0011184
0.000912
0.00061901
0.0005832
0.0009444
0.0010863
0.0009024
0.0006744
0.00070386
0.0007584
0.0008136
0.0011028
0.00099543
0.0006996
0.0010548
0.0012504
0.0011496
0.000966
0.00078
0.00099
0.0010416
0.0010158
0.0009768
0.0008076
0.0008316
0.00096
0.0011604
0.0012607
0.0012756
0.001098
0.0009552
0.0008772
0.0007488
0.00096
0.0009912
0.0005987
0.0007032
0.000894
0.000606
0.00054
0.0007164
0.0009792
0.0012864
0.001176
0.0011244
0.0013548
0.0015348
0.0011376
0.0007704
0.0006936
0.0008136
0.000942
0.0004956
0.0008364
0.000852
0.0008316
0.001236
0.0008364
0.0003948
0.0007164
0.0009144
0.0010488
0.0013128
0.00093508
0.0008016
0.001092
0.0009168
0.0006516
0.0004223
0.0004079
0.000558
0.0005952
0.0006266
0.0005976
0.0004992
0.0004212
0.0008028
0.00095074
0.00045307
0.00066307
0.001086
0.0009972
0.00082422
0.000678
0.0005052
0.0005052
0.00064106
0.0006324
0.0008208
0.0011088
0.0010315
0.0006492
0.0004212
0.000432
0.00053743
0.0005916
0.0008076
0.0012773
0.0015792
0.0011592
0.00063985
0.0008196
0.0011028
0.00091459
0.0007644
0.0007032
0.00053622
0.0006588
0.0008917
0.00054463
0.00013896
0.0004506
0.0008124
0.00059045
0.0005496
0.00073987
0.0009228
0.0011928
0.0011291
0.0006204
0.00035427
0.0004752
0.0003674
0.00022195
0.00032302
0.000378
0.00074469
0.0012276
0.001052
0.0006204
0.00056394
0.0005904
0.00070613
0.00083627
0.000732
0.00082904
0.001104
0.00082542
0.0002411
0.00044816
0.00083506
0.0007752
0.00082663
0.0006288
0.00049887
0.00057599
0.0006516
0.00080855
0.0010315
0.001356
0.0015303
0.0010628
0.0010188
0.001293
0.0010592
0.0008772
0.00096159
0.0014026
0.0015444
0.0012399
0.0012797
0.0013629
0.0011076
0.00093749
0.0015267
0.0017629
0.0009384
0.00093388
0.0010026
0.0006266
0.001062
0.0011761
0.00061696
0.00012893
0.00052056
0.0009893
0.0008688
0.00075794
0.00029898
0.00016817
0.0004247
0.0011544
0.001704
0.0017388
0.0014267
0.00064193
0.00043949
0.00046994
0.00054827
0.001152
0.0010291
0.0008172
0.0011749
0.001587
0.0015846
0.0011544
0.00095556
0.00061759
0.00070435
0.0013339
0.001311
0.0011026
0.0016014
0.0011753
0.00034503
0.00044103
0.00057599
0.00095436
0.00084109
0.00079771
0.0013086
0.0011845
0.00071939
0.00046995
0.00096038
0.0016123
0.001346
0.0010587
0.00085917
0.00047236
1.928e-05
0.00035065
0.00098448
0.00075071
0.00059286
0.00095556
0.0015028
0.0012363
0.0006278
0.00040356
0.00053491
0.00095918
0.001387
0.0017
0.0014954
0.0010953
0.00091941
0.0010435
0.001521
0.0016737
0.0012122
0.00070613
0.00035909
0.00042713
0.00089652
0.001064
0.00092182
0.001089
0.0012134
0.0013906
0.0013649
0.00085555
0.00046995
0.00018793
0.00030729
0.00086278
0.0013508
0.0016371
0.0016894
0.0012737
0.00035539
0.00018161
0.00038921
0.00057112
0.0014352
0.001734
0.0010539
0.00064708
0.00041563
0.00039945
0.00066154
0.00092686
0.00074469
0.00065219
0.0014412
0.0015665
0.00073801
-2.539e-05
-0.000137
0.00046246
0.00070543
0.00066154
0.0012838
0.0011604
0.00029323
0.00012814
0.00059048
0.00092906
0.00056853
0.0007626
0.0011628
0.00080132
0.00038361
0.00045312
0.0012669
0.001305
0.0010914
0.0009411
0.00062436
0.0007471
0.00079013
0.00099341
0.00093026
0.0017363
0.0025389
0.0021248
0.0014677
0.0010688
0.0010975
0.0012146
0.0012802
0.00042713
0.00037837
0.00037389
0.00018513
0.0013665
0.0017533
0.0010237
0.00092182
0.00051937
0.00018057
0.00042054
0.00076109
0.0014447
0.0013918
0.0017025
0.0019094
0.001498
0.00134
0.00045254
0.00091234
0.0016565
0.00081458
0.00087846
0.0018114
0.0021066
0.0012785
0.0003896
0.00058683
0.00030008
0.00059653
0.0012689
0.0010636
0.0013201
0.0018223
0.0021635
0.0014773
0.00066913
0.00054087
0.00088088
0.002414
0.0033251
0.0029125
0.0020328
0.0025011
0.0013322
-0.0001694
0.00060379
0.0013334
0.0013564
0.001596
0.0020243
0.0014109
0.0021136
0.002898
0.0019057
0.00075504
0.00045052
0.00051949
0.001164
0.0016892
0.001354
0.00087725
0.00057323
0.00089267
0.0006413
2.178e-05
0.00015656
-3.4148e-05
0.00061999
0.0013951
0.00095348
0.00051546
0.00097042
0.0013988
0.0011967
0.0010212
0.0006844
0.00096149
0.0015488
0.0017593
0.0014375
0.00073447
0.00037904
0.00059684
0.0012052
0.00093533
0.00060137
0.00073689
0.0009922
0.0016245
0.0019699
0.0014943
0.0017726
0.0018731
0.0014701
0.001625
0.001769
0.0020739
0.00155
0.00046436
0.00039781
0.00092462
0.0012185
0.0015319
0.0012632
0.00079134
0.00073022
0.00056386
0.0011096
0.0017182
0.0014641
0.0017605
0.0024006
0.0018586
0.0012439
0.0013887
0.0018513
0.0022167
0.0017059
0.00094622
0.00080102
0.0013334
0.0022004
0.0019723
0.0014193
0.0017289
0.0020437
0.0016069
0.00067002
0.00033694
0.00099099
0.0016743
0.0015234
0.00094864
0.0010741
0.0017267
0.0019136
0.00090776
0.00056896
0.0017933
0.0021828
0.0017326
0.0013854
0.0009317
0.001407
0.0017847
0.00098901
0.00087846
0.00079134
0.00021011
0.00017779
0.00074601
0.0013201
0.0010291
0.00099583
0.0019841
0.0022821
0.0012879
0.0012838
0.0020327
0.0015173
0.00098536
0.0019118
0.0031505
0.0032948
0.0014301
-8.4862e-05
0.00057696
0.00078529
0.001051
0.0017218
0.0014702
0.0022736
0.0025199
0.00093676
0.00032548
0.00029888
0.00042108
0.00075209
0.0012514
0.0012294
0.00046866
0.00079706
0.0021141
0.0023826
0.0014508
0.0021724
0.0023789
0.0008019
0.0010704
0.0020546
0.0014143
0.00041917
0.00076956
0.0018103
0.0018322
0.00091355
0.0013244
0.002396
0.0019021
0.0010327
0.001379
0.0020412
0.0027624
0.0030411
0.0030168
0.0030431
0.0020752
0.0011579
0.001119
0.00096316
0.00098901
0.0023146
0.0022174
0.0012644
0.0013001
0.0011421
0.0011372
0.0013219
0.0014145
0.0011239
0.00039609
0.00053946
0.0022903
0.0030238
0.0015649
0.0018213
0.0020704
0.0013243
0.0016062
0.0015246
0.00086164
0.0016222
0.0019598
0.0010911
0.001622
0.0016172
0.0017896
0.0018832
0.0012551
0.0019003
0.0014789
0.0012031
0.0024057
0.0021275
0.0025952
0.002396
0.00070745
0.001115
0.003549
0.0033716
0.0028492
0.0033267
0.0025223
0.0027981
0.0024725
0.001294
0.001424
0.001085
0.0024264
0.002108
0.0017812
0.0029051
0.0042719
0.004374
0.0025345
0.0026135
0.0022708
0.00089667
0.00094284
0.0028832
0.0021323
0.00038871
8.4169e-06
0
0
0
0
0
0
0
0
0
0
0
0
0
0
0
0
0
0
0
0
0
0
0
0
0
0
0
0
0
0
0
0
0
0
0
0
0
0
0
0
0
0
0
0
0
0
0
0
0
0
0
0
0
0
0
0
0
0
0
0
0
0
0
0
0
0
0
0
0
0
0
0
0
0
0
0
0
0
0
0
0
0
0
0
0
0
0
0
0
0
0
0
0
0