## Graph
Product Raw Data
Metal-Core PCB Visible LEDs
DISCLAIMER: The data presented here are typical. Slight variations in performance data will occur from lot to lot. Please contact Technical Support with any questions regarding the use or reliability of this data.
This data may be used in publications. However, please cite Thorlabs as the source.
Additional Information:
For each LED, the normalized output spectrum has been scaled to the minimum specified output power and plotted in the graph to the right. Due to variations in the manufacturing process and operating parameters such as temperature and current, the actual spectral output of any given LED will vary. Output plots are only intended to be used as a guideline.

## Spectra Scaled to Min Power
LED Item # | M415D2 |  | M430D3 |  | M450D4 |  | M455D3 |  | M470D4 |  | M490D3 |  | M505D4 |  | M530D3 |  | MINTD3 |  | M565D2 |  | M590D3 |  | M595D3 |  | M617D4 |  | M625D3 |  | M660D2 |  | M680D3 |  | M700D3 |  | M730D4
Min Output Power (mW) | 1640 |  | 529.2 |  | 2118.1 |  | 1150 |  | 809 |  | 205 |  | 550 |  | 370 |  | 650 |  | 880 |  | 230 |  | 820 |  | 737.4 |  | 700 |  | 940 |  | 380 |  | 290 |  | 780
Scaling Constant | 101.268 |  | 24.7108 |  | 91.8843 |  | 50.5962 |  | 24.8665 |  | 6.6629 |  | 15.6818 |  | 8.9458 |  | 4.9666 |  | 7.8942 |  | 11.6689 |  | 9.8314 |  | 34.5576 |  | 30.1235 |  | 36.8093 |  | 14.498 |  | 13.2146 |  | 20.36
Spectra | Wavelength (nm) | Spectral Flux (mW/nm) | Wavelength (nm) | Spectral Flux (mW/nm) | Wavelength (nm) | Spectral Flux (mW/nm) | Wavelength (nm) | Spectral Flux (mW/nm) | Wavelength (nm) | Spectral Flux (mW/nm) | Wavelength (nm) | Spectral Flux (mW/nm) | Wavelength (nm) | Spectral Flux (mW/nm) | Wavelength (nm) | Spectral Flux (mW/nm) | Wavelength (nm) | Spectral Flux (mW/nm) | Wavelength (nm) | Spectral Flux (mW/nm) | Wavelength (nm) | Spectral Flux (mW/nm) | Wavelength (nm) | Spectral Flux (mW/nm) | Wavelength (nm) | Spectral Flux (mW/nm) | Wavelength (nm) | Spectral Flux (mW/nm) | Wavelength (nm) | Spectral Flux (mW/nm) | Wavelength (nm) | Spectral Flux (mW/nm) | Wavelength (nm) | Spectral Flux (mW/nm) | Wavelength (nm) | Spectral Flux (mW/nm)
| 200.0376 | 0 | 199.7603 | 0 | 199.76 | 0 | 200.0376 | 0 | 199.7603 | 0 | 200.0376 | 0 | 206.8387 | 0.00010692 | 200.0376 | 9.272e-05 | 200.0376 | 0 | 199.9755 | 0 | 200.0376 | 0 | 200.0376 | 0.0070595 | 199.7603 | 0 | 200.0376 | 0.010256 | 199.9755 | 0 | 196.7404 | 0 | 195.3169 | 0 | 196.9242 | 0
| 200.2403 | 0 | 199.9619 | 0 | 199.96 | 0 | 200.2403 | 0 | 199.9619 | 0 | 200.2403 | 0 | 207.0456 | -9.1484e-06 | 200.2403 | 0 | 200.2403 | 0 | 200.1769 | 0 | 200.2403 | 0 | 200.2403 | 0.0026485 | 199.9619 | 0 | 200.2403 | -0.01725 | 200.1769 | 0 | 196.9482 | 0 | 195.5236 | 0 | 197.1304 | 0
| 200.443 | 0 | 200.1636 | 0 | 200.16 | 0 | 200.443 | 0 | 200.1636 | 0 | 200.443 | 0 | 207.2524 | 0.00014774 | 200.443 | 0.00011827 | 200.443 | 0 | 200.3784 | 0 | 200.443 | 0 | 200.443 | 0.0066927 | 200.1636 | 0 | 200.443 | 0.0076369 | 200.3784 | 0 | 197.1559 | 0 | 195.7303 | 0 | 197.3367 | 0
| 200.6458 | 0 | 200.3652 | 0 | 200.37 | 0 | 200.6458 | 0 | 200.3652 | 0 | 200.6458 | 0 | 207.4593 | 1.774e-05 | 200.6458 | 0 | 200.6458 | 0 | 200.5799 | 0 | 200.6458 | 0 | 200.6458 | -0.0032359 | 200.3652 | 0 | 200.6458 | -0.014335 | 200.5799 | 0 | 197.3637 | 0 | 195.9371 | 0 | 197.543 | 0
| 200.8485 | 0 | 200.5669 | 0 | 200.57 | 0 | 200.8485 | 0 | 200.5669 | 0 | 200.8485 | 0 | 207.6662 | 0.00010577 | 200.8485 | 0.00014652 | 200.8485 | 0 | 200.7814 | 0 | 200.8485 | 0 | 200.8485 | -0.00017035 | 200.5669 | 0 | 200.8485 | 0.014692 | 200.7814 | 0 | 197.5715 | 0 | 196.1438 | 0 | 197.7493 | 0
| 201.0513 | 0 | 200.7686 | 0 | 200.77 | 0 | 201.0513 | 0 | 200.7686 | 0 | 201.0513 | 0 | 207.8732 | -5.7459e-06 | 201.0513 | 0 | 201.0513 | 0 | 200.9829 | 0 | 201.0513 | 0 | 201.0513 | -0.0050206 | 200.7686 | 0 | 201.0513 | -0.017731 | 200.9829 | 0 | 197.7793 | 0 | 196.3506 | 0 | 197.9556 | 0
| 201.2541 | 0 | 200.9703 | 0 | 200.97 | 0 | 201.2541 | 0 | 200.9704 | 0 | 201.2541 | 0 | 208.0801 | 0.00012835 | 201.2541 | 0.00011284 | 201.2541 | 0 | 201.1845 | 0 | 201.2541 | 0 | 201.2541 | 0.0074072 | 200.9704 | 0 | 201.2541 | 0.0063154 | 201.1845 | 0 | 197.9871 | 0 | 196.5574 | 0 | 198.1619 | 0
| 201.4569 | 0 | 201.1721 | 0 | 201.17 | 0 | 201.4569 | 0 | 201.1721 | 0 | 201.4569 | 0 | 208.287 | -2.5191e-05 | 201.4569 | 0 | 201.4569 | 0 | 201.3861 | 0 | 201.4569 | 0 | 201.4569 | 0.0034081 | 201.1721 | 0 | 201.4569 | -0.015393 | 201.3861 | 0 | 198.1949 | 0 | 196.7642 | 0 | 198.3682 | 0
| 201.6598 | 0 | 201.3738 | 0 | 201.37 | 0 | 201.6597 | 0 | 201.3738 | 0 | 201.6597 | 0 | 208.494 | 0.0001232 | 201.6597 | 0.00016062 | 201.6598 | 0 | 201.5876 | 0 | 201.6597 | 0 | 201.6597 | 0.0030188 | 201.3738 | 0 | 201.6597 | 0.014032 | 201.5876 | 0 | 198.4027 | 0 | 196.971 | 0 | 198.5746 | 0
| 201.8626 | 0 | 201.5756 | 0 | 201.58 | 0 | 201.8626 | 0 | 201.5756 | 0 | 201.8626 | 0 | 208.7009 | 2.4141e-05 | 201.8626 | 0 | 201.8626 | 0 | 201.7892 | 0 | 201.8626 | 0 | 201.8626 | 0.0027781 | 201.5756 | 0 | 201.8626 | -0.014644 | 201.7893 | 0 | 198.6105 | 0 | 197.1778 | 0 | 198.7809 | 0
| 202.0655 | 0 | 201.7774 | 0 | 201.78 | 0 | 202.0655 | 0 | 201.7774 | 0 | 202.0655 | 0 | 208.9079 | 0.00013334 | 202.0655 | 0.00026204 | 202.0655 | 0 | 201.9909 | 0 | 202.0655 | 0 | 202.0655 | 0.0065878 | 201.7774 | 0 | 202.0655 | 0.018736 | 201.9909 | 0 | 198.8184 | 0 | 197.3846 | 0 | 198.9873 | 0
| 202.2683 | 0 | 201.9792 | 0 | 201.98 | 0 | 202.2683 | 0 | 201.9792 | 0 | 202.2683 | 0 | 209.1149 | -7.3388e-06 | 202.2683 | 0 | 202.2683 | 0 | 202.1925 | 0 | 202.2683 | 0 | 202.2683 | 0.00082065 | 201.9792 | 0 | 202.2683 | -0.016924 | 202.1925 | 0 | 199.0262 | 0 | 197.5915 | 0 | 199.1937 | 0
| 202.4712 | 0 | 202.181 | 0 | 202.18 | 0 | 202.4712 | 0 | 202.181 | 0 | 202.4712 | 0 | 209.3219 | 0.00012639 | 202.4713 | 0.00013886 | 202.4712 | 0 | 202.3942 | 0 | 202.4712 | 0 | 202.4713 | 0.0056656 | 202.181 | 0 | 202.4712 | 0.0081299 | 202.3942 | 0 | 199.2341 | 0 | 197.7984 | 0 | 199.4001 | 0
| 202.6742 | 0 | 202.3828 | 0 | 202.38 | 0 | 202.6742 | 0 | 202.3828 | 0 | 202.6742 | 0 | 209.5289 | 4.7572e-06 | 202.6742 | 0 | 202.6742 | 0 | 202.5959 | 0 | 202.6742 | 0 | 202.6742 | -0.0025054 | 202.3828 | 0 | 202.6742 | -0.018191 | 202.5959 | 0 | 199.442 | 0 | 198.0052 | 0 | 199.6065 | 0
| 202.8771 | 0 | 202.5846 | 0 | 202.58 | 0 | 202.8771 | 0 | 202.5846 | 0 | 202.8771 | 0 | 209.7359 | 0.0001321 | 202.8771 | 0.00017666 | 202.8771 | 0 | 202.7976 | 0 | 202.8771 | 0 | 202.8771 | 0.0051344 | 202.5846 | 0 | 202.8771 | 0.014986 | 202.7976 | 0 | 199.6499 | 0 | 198.2121 | 0 | 199.8129 | 0
| 203.08 | 0 | 202.7865 | 0 | 202.79 | 0 | 203.0801 | 0 | 202.7865 | 0 | 203.0801 | 0 | 209.943 | 1.5376e-05 | 203.08 | 0 | 203.08 | 0 | 202.9993 | 0 | 203.0801 | 0 | 203.08 | -0.00099674 | 202.7865 | 0 | 203.08 | -0.014568 | 202.9993 | 0 | 199.8578 | 0 | 198.419 | 0 | 200.0193 | 0
| 203.283 | 0 | 202.9884 | 0 | 202.99 | 0 | 203.283 | 0 | 202.9884 | 0 | 203.283 | 0 | 210.15 | 0.00013231 | 203.283 | 0.00010377 | 203.283 | 0 | 203.201 | 0 | 203.283 | 0 | 203.283 | 0.0047647 | 202.9884 | 0 | 203.283 | 0.010298 | 203.201 | 0 | 200.0657 | 0 | 198.626 | 0 | 200.2258 | 0
| 203.486 | 0 | 203.1902 | 0 | 203.19 | 0 | 203.486 | 0 | 203.1902 | 0 | 203.486 | 0 | 210.3571 | -2.6796e-05 | 203.486 | 0 | 203.486 | 0 | 203.4028 | 0 | 203.486 | 0 | 203.486 | -0.0013564 | 203.1902 | 0 | 203.486 | -0.015525 | 203.4028 | 0 | 200.2736 | 0 | 198.8329 | 0 | 200.4322 | 0
| 203.689 | 0 | 203.3921 | 0 | 203.39 | 0 | 203.689 | 0 | 203.3921 | 0 | 203.689 | 0 | 210.5642 | 0.00012236 | 203.689 | 0.00016081 | 203.689 | 0 | 203.6046 | 0 | 203.689 | 0 | 203.689 | 0.0086757 | 203.3921 | 0 | 203.689 | 0.013078 | 203.6045 | 0 | 200.4815 | 0 | 199.0399 | 0 | 200.6387 | 0
| 203.892 | 0 | 203.594 | 0 | 203.59 | 0 | 203.892 | 0 | 203.594 | 0 | 203.892 | 0 | 210.7712 | 1.3841e-05 | 203.892 | 0 | 203.892 | 0 | 203.8063 | 0 | 203.892 | 0 | 203.892 | -0.0037227 | 203.594 | 0 | 203.892 | -0.01311 | 203.8064 | 0 | 200.6895 | 0 | 199.2468 | 0 | 200.8452 | 0
| 204.0951 | 0 | 203.796 | 0 | 203.8 | 0 | 204.0951 | 0 | 203.796 | 0 | 204.0951 | 0 | 210.9784 | 0.00011875 | 204.0951 | 0.0001648 | 204.0951 | 0 | 204.0082 | 0 | 204.0951 | 0 | 204.0951 | 0.013578 | 203.796 | 0 | 204.0951 | 0.013874 | 204.0082 | 0 | 200.8974 | 0 | 199.4538 | 0 | 201.0517 | 0
| 204.2981 | 0 | 203.9979 | 0 | 204 | 0 | 204.2981 | 0 | 203.9979 | 0 | 204.2981 | 0 | 211.1855 | 1.9216e-05 | 204.2981 | 0 | 204.2981 | 0 | 204.21 | 0 | 204.2981 | 0 | 204.2981 | 0.00049017 | 203.9979 | 0 | 204.2981 | -0.013605 | 204.21 | 0 | 201.1054 | 0 | 199.6608 | 0 | 201.2582 | 0
| 204.5012 | 0 | 204.1998 | 0 | 204.2 | 0 | 204.5012 | 0 | 204.1998 | 0 | 204.5012 | 0 | 211.3926 | 0.00011984 | 204.5012 | 9.7014e-05 | 204.5012 | 0 | 204.4118 | 0 | 204.5012 | 0 | 204.5012 | 0.0048726 | 204.1998 | 0 | 204.5012 | 0.0076597 | 204.4118 | 0 | 201.3134 | 0 | 199.8678 | 0 | 201.4647 | 0
| 204.7043 | 0 | 204.4018 | 0 | 204.4 | 0 | 204.7043 | 0 | 204.4018 | 0 | 204.7043 | 0 | 211.5997 | -9.0178e-06 | 204.7043 | 0 | 204.7043 | 0 | 204.6137 | 0 | 204.7043 | 0 | 204.7043 | 0.00033915 | 204.4018 | 0 | 204.7043 | -0.016483 | 204.6137 | 0 | 201.5213 | 0 | 200.0748 | 0 | 201.6712 | 0
| 204.9074 | 0 | 204.6038 | 0 | 204.6 | 0 | 204.9074 | 0 | 204.6038 | 0 | 204.9074 | 0 | 211.8069 | 0.00011778 | 204.9074 | 0.00025635 | 204.9074 | 0 | 204.8156 | 0 | 204.9074 | 0 | 204.9074 | 0.001887 | 204.6038 | 0 | 204.9074 | 0.01408 | 204.8156 | 0 | 201.7293 | 0 | 200.2818 | 0 | 201.8778 | 0
| 205.1105 | 0 | 204.8058 | 0 | 204.81 | 0 | 205.1105 | 0 | 204.8058 | 0 | 205.1105 | 0 | 212.014 | 1.9576e-05 | 205.1105 | 0 | 205.1105 | 0 | 205.0175 | 0 | 205.1105 | 0 | 205.1105 | 0.0022359 | 204.8058 | 0 | 205.1105 | -0.015289 | 205.0175 | 0 | 201.9373 | 0 | 200.4889 | 0 | 202.0844 | 0
| 205.3136 | 0 | 205.0078 | 0 | 205.01 | 0 | 205.3136 | 0 | 205.0078 | 0 | 205.3136 | 0 | 212.2212 | 0.00010548 | 205.3136 | 0.0001408 | 205.3136 | 0 | 205.2194 | 0 | 205.3136 | 0 | 205.3136 | 0.0071155 | 205.0078 | 0 | 205.3136 | 0.0079955 | 205.2194 | 0 | 202.1454 | 0 | 200.696 | 0 | 202.2909 | 0
| 205.5168 | 0 | 205.2098 | 0 | 205.21 | 0 | 205.5168 | 0 | 205.2098 | 0 | 205.5168 | 0 | 212.4284 | 4.1109e-05 | 205.5168 | 0 | 205.5168 | 0 | 205.4214 | 0 | 205.5168 | 0 | 205.5168 | -0.00026783 | 205.2098 | 0 | 205.5168 | -0.015795 | 205.4214 | 0 | 202.3534 | 0 | 200.9031 | 0 | 202.4975 | 0
| 205.72 | 0 | 205.4118 | 0 | 205.41 | 0 | 205.72 | 0 | 205.4118 | 0 | 205.72 | 0 | 212.6356 | 0.00011846 | 205.72 | 0.00010775 | 205.72 | 0 | 205.6233 | 0 | 205.72 | 0 | 205.72 | 0.013815 | 205.4118 | 0 | 205.72 | 0.011176 | 205.6233 | 0 | 202.5614 | 0 | 201.1101 | 0 | 202.7041 | 0
| 205.9232 | 0 | 205.6139 | 0 | 205.61 | 0 | 205.9232 | 0 | 205.6139 | 0 | 205.9232 | 0 | 212.8428 | -1.5371e-05 | 205.9232 | 0 | 205.9232 | 0 | 205.8253 | 0 | 205.9232 | 0 | 205.9232 | -0.0022369 | 205.6139 | 0 | 205.9232 | -0.015918 | 205.8253 | 0 | 202.7695 | 0 | 201.3173 | 0 | 202.9107 | 0
| 206.1264 | 0 | 205.816 | 0 | 205.82 | 0 | 206.1264 | 0 | 205.816 | 0 | 206.1264 | 0 | 213.05 | 0.0001034 | 206.1264 | 0.00022391 | 206.1264 | 0 | 206.0273 | 0 | 206.1264 | 0 | 206.1264 | 0.002757 | 205.816 | 0 | 206.1264 | 0.011306 | 206.0273 | 0 | 202.9775 | 0 | 201.5244 | 0 | 203.1173 | 0
| 206.3296 | 0 | 206.018 | 0 | 206.02 | 0 | 206.3296 | 0 | 206.0181 | 0 | 206.3296 | 0 | 213.2573 | 1.8747e-05 | 206.3296 | 0 | 206.3296 | 0 | 206.2293 | 0 | 206.3296 | 0 | 206.3296 | -0.0012009 | 206.0181 | 0 | 206.3296 | -0.0096067 | 206.2293 | 0 | 203.1856 | 0 | 201.7315 | 0 | 203.324 | 0
| 206.5328 | 0 | 206.2201 | 0 | 206.22 | 0 | 206.5328 | 0 | 206.2202 | 0 | 206.5328 | 0 | 213.4645 | 0.00014006 | 206.5328 | 9.5371e-05 | 206.5328 | 0 | 206.4314 | 0 | 206.5328 | 0 | 206.5328 | 0.0016243 | 206.2202 | 0 | 206.5328 | 0.010358 | 206.4314 | 0 | 203.3937 | 0 | 201.9386 | 0 | 203.5306 | 0
| 206.7361 | 0 | 206.4223 | 0 | 206.42 | 0 | 206.7361 | 0 | 206.4223 | 0 | 206.7361 | 0 | 213.6718 | 3.6972e-06 | 206.7361 | 0 | 206.7361 | 0 | 206.6334 | 0 | 206.7361 | 0 | 206.7361 | 0.0046149 | 206.4223 | 0 | 206.7361 | -0.01207 | 206.6334 | 0 | 203.6017 | 0 | 202.1458 | 0 | 203.7373 | 0
| 206.9394 | 0 | 206.6244 | 0 | 206.62 | 0 | 206.9394 | 0 | 206.6244 | 0 | 206.9394 | 0 | 213.8791 | 8.975e-05 | 206.9394 | 0.00015126 | 206.9394 | 0 | 206.8355 | 0 | 206.9394 | 0 | 206.9394 | 0.0025212 | 206.6244 | 0 | 206.9394 | 0.0085071 | 206.8355 | 0 | 203.8098 | 0 | 202.353 | 0 | 203.944 | 0
| 207.1427 | 0 | 206.8265 | 0 | 206.83 | 0 | 207.1427 | 0 | 206.8265 | 0 | 207.1427 | 0 | 214.0864 | 1.1765e-05 | 207.1427 | 0 | 207.1427 | 0 | 207.0376 | 0 | 207.1427 | 0 | 207.1427 | -0.0028892 | 206.8265 | 0 | 207.1427 | -0.0099556 | 207.0376 | 0 | 204.018 | 0 | 202.5602 | 0 | 204.1507 | 0
| 207.346 | 0 | 207.0287 | 0 | 207.03 | 0 | 207.346 | 0 | 207.0287 | 0 | 207.346 | 0 | 214.2937 | 0.0001261 | 207.346 | 0.00010697 | 207.346 | 0 | 207.2397 | 0 | 207.346 | 0 | 207.346 | -0.00011124 | 207.0287 | 0 | 207.346 | 0.0048225 | 207.2397 | 0 | 204.2261 | 0 | 202.7674 | 0 | 204.3573 | 0
| 207.5493 | 0 | 207.2308 | 0 | 207.23 | 0 | 207.5493 | 0 | 207.2308 | 0 | 207.5493 | 0 | 214.501 | 2.2747e-05 | 207.5493 | 0 | 207.5493 | 0 | 207.4418 | 0 | 207.5493 | 0 | 207.5493 | -0.002018 | 207.2308 | 0 | 207.5493 | -0.017607 | 207.4418 | 0 | 204.4342 | 0 | 202.9746 | 0 | 204.5641 | 0
| 207.7526 | 0 | 207.433 | 0 | 207.43 | 0 | 207.7526 | 0 | 207.433 | 0 | 207.7526 | 0 | 214.7083 | 8.9155e-05 | 207.7526 | 7.9911e-05 | 207.7526 | 0 | 207.644 | 0 | 207.7526 | 0 | 207.7526 | 0.010776 | 207.433 | 0 | 207.7526 | 0.010753 | 207.644 | 0 | 204.6423 | 0 | 203.1818 | 0 | 204.7708 | 0
| 207.956 | 0 | 207.6352 | 0 | 207.64 | 0 | 207.956 | 0 | 207.6352 | 0 | 207.956 | 0 | 214.9156 | 1.2267e-05 | 207.956 | 0 | 207.956 | 0 | 207.8462 | 0 | 207.956 | 0 | 207.956 | -0.004022 | 207.6352 | 0 | 207.956 | -0.014262 | 207.8462 | 0 | 204.8505 | 0 | 203.3891 | 0 | 204.9775 | 0
| 208.1594 | 0 | 207.8374 | 0 | 207.84 | 0 | 208.1594 | 0 | 207.8374 | 0 | 208.1594 | 0 | 215.123 | 0.00010625 | 208.1594 | 8.9886e-05 | 208.1594 | 0 | 208.0483 | 0 | 208.1594 | 0 | 208.1594 | 0.010422 | 207.8374 | 0 | 208.1594 | 0.010956 | 208.0483 | 0 | 205.0587 | 0 | 203.5963 | 0 | 205.1843 | 0
| 208.3628 | 0 | 208.0397 | 0 | 208.04 | 0 | 208.3628 | 0 | 208.0397 | 0 | 208.3628 | 0 | 215.3304 | 8.6808e-06 | 208.3628 | 0 | 208.3628 | 0 | 208.2506 | 0 | 208.3628 | 0 | 208.3628 | 0.0025532 | 208.0397 | 0 | 208.3628 | -0.012656 | 208.2506 | 0 | 205.2668 | 0 | 203.8036 | 0 | 205.391 | 0
| 208.5662 | 0 | 208.2419 | 0 | 208.24 | 0 | 208.5662 | 0 | 208.2419 | 0 | 208.5662 | 0 | 215.5377 | 0.00010763 | 208.5662 | 0.00016936 | 208.5662 | 0 | 208.4528 | 0 | 208.5662 | 0 | 208.5662 | -0.0069998 | 208.2419 | 0 | 208.5662 | 0.0070212 | 208.4528 | 0 | 205.475 | 0 | 204.0109 | 0 | 205.5978 | 0
| 208.7696 | 0 | 208.4442 | 0 | 208.44 | 0 | 208.7696 | 0 | 208.4442 | 0 | 208.7696 | 0 | 215.7451 | 1.4924e-05 | 208.7696 | 0 | 208.7696 | 0 | 208.655 | 0 | 208.7696 | 0 | 208.7696 | -0.0052496 | 208.4442 | 0 | 208.7696 | -0.014909 | 208.655 | 0 | 205.6832 | 0 | 204.2182 | 0 | 205.8046 | 0
| 208.9731 | 0 | 208.6464 | 0 | 208.65 | 0 | 208.9731 | 0 | 208.6464 | 0 | 208.9731 | 0 | 215.9525 | 0.00013484 | 208.9731 | 0.00012486 | 208.9731 | 0 | 208.8573 | 0 | 208.9731 | 0 | 208.9731 | 0.0074545 | 208.6464 | 0 | 208.9731 | 0.01262 | 208.8573 | 0 | 205.8914 | 0 | 204.4255 | 0 | 206.0114 | 0
| 209.1765 | 0 | 208.8487 | 0 | 208.85 | 0 | 209.1765 | 0 | 208.8487 | 0 | 209.1765 | 0 | 216.1599 | 1.1131e-05 | 209.1765 | 0 | 209.1765 | 0 | 209.0596 | 0 | 209.1765 | 0 | 209.1765 | -0.0011255 | 208.8487 | 0 | 209.1765 | -0.016227 | 209.0596 | 0 | 206.0996 | 0 | 204.6329 | 0 | 206.2182 | 0
| 209.38 | 0 | 209.051 | 0 | 209.05 | 0 | 209.38 | 0 | 209.051 | 0 | 209.38 | 0 | 216.3674 | 0.00011111 | 209.38 | 0.00017317 | 209.38 | 0 | 209.2619 | 0 | 209.38 | 0 | 209.38 | 0.001729 | 209.051 | 0 | 209.38 | 0.011421 | 209.2619 | 0 | 206.3079 | 0 | 204.8402 | 0 | 206.425 | 0
| 209.5835 | 0 | 209.2533 | 0 | 209.25 | 0 | 209.5835 | 0 | 209.2533 | 0 | 209.5835 | 0 | 216.5748 | -4.5849e-05 | 209.5835 | 0 | 209.5835 | 0 | 209.4642 | 0 | 209.5835 | 0 | 209.5835 | -0.00037173 | 209.2533 | 0 | 209.5835 | -0.011581 | 209.4642 | 0 | 206.5161 | 0 | 205.0476 | 0 | 206.6319 | 0
| 209.787 | 0 | 209.4556 | 0 | 209.46 | 0 | 209.787 | 0 | 209.4556 | 0 | 209.787 | 0 | 216.7823 | 0.00013136 | 209.787 | 0.00015482 | 209.787 | 0 | 209.6665 | 0 | 209.787 | 0 | 209.787 | 0.0084682 | 209.4556 | 0 | 209.787 | 0.0089175 | 209.6665 | 0 | 206.7244 | 0 | 205.2549 | 0 | 206.8387 | 0
| 209.9905 | 0 | 209.658 | 0 | 209.66 | 0 | 209.9905 | 0 | 209.658 | 0 | 209.9905 | 0 | 216.9897 | -4.0547e-06 | 209.9905 | 0 | 209.9905 | 0 | 209.8689 | 0 | 209.9905 | 0 | 209.9905 | 0.0026862 | 209.658 | 0 | 209.9905 | -0.01572 | 209.8689 | 0 | 206.9326 | 0 | 205.4623 | 0 | 207.0456 | 0
| 210.1941 | 0 | 209.8603 | 0 | 209.86 | 0 | 210.1941 | 0 | 209.8603 | 0 | 210.1941 | 0 | 217.1972 | 0.00013843 | 210.1941 | 0.00016937 | 210.1941 | 0 | 210.0712 | 0 | 210.1941 | 0 | 210.1941 | 0.0063639 | 209.8603 | 0 | 210.1941 | 0.012138 | 210.0712 | 0 | 207.1409 | 0 | 205.6697 | 0 | 207.2524 | 0
| 210.3977 | 0 | 210.0627 | 0 | 210.06 | 0 | 210.3977 | 0 | 210.0627 | 0 | 210.3977 | 0 | 217.4047 | 6.4211e-06 | 210.3977 | 0 | 210.3977 | 0 | 210.2736 | 0 | 210.3977 | 0 | 210.3977 | -8.6017e-05 | 210.0627 | 0 | 210.3977 | -0.012519 | 210.2736 | 0 | 207.3492 | 0 | 205.8771 | 0 | 207.4593 | 0
| 210.6012 | 0 | 210.2651 | 0 | 210.27 | 0 | 210.6012 | 0 | 210.2651 | 0 | 210.6012 | 0 | 217.6122 | 0.00010094 | 210.6012 | 0.00019261 | 210.6012 | 0 | 210.476 | 0 | 210.6012 | 0 | 210.6012 | 0.0091392 | 210.2651 | 0 | 210.6012 | 0.012662 | 210.476 | 0 | 207.5575 | 0 | 206.0846 | 0 | 207.6662 | 0
| 210.8048 | 0 | 210.4675 | 0 | 210.47 | 0 | 210.8048 | 0 | 210.4675 | 0 | 210.8048 | 0 | 217.8197 | 1.4719e-05 | 210.8048 | 0 | 210.8048 | 0 | 210.6785 | 0 | 210.8048 | 0 | 210.8048 | 0.0003173 | 210.4675 | 0 | 210.8048 | -0.015162 | 210.6785 | 0 | 207.7658 | 0 | 206.292 | 0 | 207.8732 | 0
| 211.0085 | 0 | 210.6699 | 0 | 210.67 | 0 | 211.0085 | 0 | 210.6699 | 0 | 211.0085 | 0 | 218.0273 | 0.0001204 | 211.0085 | 0.00020094 | 211.0085 | 0 | 210.8809 | 0 | 211.0085 | 0 | 211.0085 | 0.0045245 | 210.6699 | 0 | 211.0085 | 0.016936 | 210.8809 | 0 | 207.9741 | 0 | 206.4995 | 0 | 208.0801 | 0
| 211.2121 | 0 | 210.8723 | 0 | 210.87 | 0 | 211.2121 | 0 | 210.8723 | 0 | 211.2121 | 0 | 218.2348 | 1.4675e-05 | 211.2121 | 0 | 211.2121 | 0 | 211.0834 | 0 | 211.2121 | 0 | 211.2121 | -0.0018004 | 210.8723 | 0 | 211.2121 | -0.012866 | 211.0834 | 0 | 208.1824 | 0 | 206.7069 | 0 | 208.287 | 0
| 211.4157 | 0 | 211.0747 | 0 | 211.07 | 0 | 211.4157 | 0 | 211.0748 | 0 | 211.4157 | 0 | 218.4423 | 9.2688e-05 | 211.4157 | 0.00011213 | 211.4157 | 0 | 211.2859 | 0 | 211.4157 | 0 | 211.4157 | 0.00042946 | 211.0748 | 0 | 211.4157 | 0.010723 | 211.2859 | 0 | 208.3907 | 0 | 206.9144 | 0 | 208.494 | 0
| 211.6194 | 0 | 211.2772 | 0 | 211.28 | 0 | 211.6194 | 0 | 211.2772 | 0 | 211.6194 | 0 | 218.6499 | -9.1709e-06 | 211.6194 | 0 | 211.6194 | 0 | 211.4884 | 0 | 211.6194 | 0 | 211.6194 | -0.0048011 | 211.2772 | 0 | 211.6194 | -0.015885 | 211.4884 | 0 | 208.5991 | 0 | 207.1219 | 0 | 208.7009 | 0
| 211.8231 | 0 | 211.4797 | 0 | 211.48 | 0 | 211.8231 | 0 | 211.4797 | 0 | 211.8231 | 0 | 218.8575 | 0.00011328 | 211.8231 | 7.7666e-05 | 211.8231 | 0 | 211.6909 | 0 | 211.8231 | 0 | 211.8231 | 0.0039063 | 211.4797 | 0 | 211.8231 | 0.0053051 | 211.6909 | 0 | 208.8074 | 0 | 207.3294 | 0 | 208.9079 | 0
| 212.0268 | 0 | 211.6822 | 0 | 211.68 | 0 | 212.0268 | 0 | 211.6822 | 0 | 212.0268 | 0 | 219.0651 | 2.0028e-06 | 212.0268 | 2.1505e-06 | 212.0268 | 0 | 211.8934 | 0 | 212.0268 | 0 | 212.0268 | 0.0019214 | 211.6822 | 0 | 212.0268 | -0.015149 | 211.8934 | 0 | 209.0158 | 0 | 207.537 | 0 | 209.1149 | 0
| 212.2305 | 0 | 211.8847 | 0 | 211.88 | 0 | 212.2305 | 0 | 211.8847 | 0 | 212.2305 | 0 | 219.2727 | 7.9361e-05 | 212.2305 | 8.5847e-05 | 212.2305 | 0 | 212.096 | 0 | 212.2305 | 0 | 212.2305 | 0.009345 | 211.8847 | 0 | 212.2305 | 0.0090964 | 212.096 | 0 | 209.2242 | 0 | 207.7445 | 0 | 209.3219 | 0
| 212.4342 | 0 | 212.0872 | 0 | 212.09 | 0 | 212.4342 | 0 | 212.0872 | 0 | 212.4342 | 0 | 219.4803 | 1.1281e-05 | 212.4342 | 0 | 212.4342 | 0 | 212.2986 | 0 | 212.4342 | 0 | 212.4342 | 6.4812e-05 | 212.0872 | 0 | 212.4342 | -0.01958 | 212.2986 | 0 | 209.4326 | 0 | 207.9521 | 0 | 209.5289 | 0
| 212.638 | 0 | 212.2897 | 0 | 212.29 | 0 | 212.638 | 0 | 212.2897 | 0 | 212.638 | 0 | 219.6879 | 0.00013926 | 212.638 | 9.1069e-05 | 212.638 | 0 | 212.5012 | 0 | 212.638 | 0 | 212.638 | 0.010695 | 212.2897 | 0 | 212.638 | 0.013558 | 212.5012 | 0 | 209.6409 | 0 | 208.1596 | 0 | 209.7359 | 0
| 212.8417 | 0 | 212.4922 | 0 | 212.49 | 0 | 212.8418 | 0 | 212.4922 | 0 | 212.8418 | 0 | 219.8955 | -7.1203e-06 | 212.8418 | 0 | 212.8417 | 0 | 212.7038 | 0 | 212.8418 | 0 | 212.8418 | -0.0029408 | 212.4922 | 0 | 212.8417 | -0.020141 | 212.7038 | 0 | 209.8494 | 0 | 208.3672 | 0 | 209.943 | 0
| 213.0455 | 0 | 212.6948 | 0 | 212.69 | 0 | 213.0455 | 0 | 212.6948 | 0 | 213.0455 | 0 | 220.1032 | 0.0001398 | 213.0455 | 5.1524e-05 | 213.0455 | 0 | 212.9064 | 0 | 213.0455 | 0 | 213.0455 | 0.0080596 | 212.6948 | 0 | 213.0455 | 0.0014804 | 212.9064 | 0 | 210.0578 | 0 | 208.5748 | 0 | 210.15 | 0
| 213.2493 | 0 | 212.8973 | 0 | 212.9 | 0 | 213.2493 | 0 | 212.8974 | 0 | 213.2493 | 0 | 220.3109 | 4.0202e-05 | 213.2493 | 0 | 213.2493 | 0 | 213.1091 | 0 | 213.2493 | 0 | 213.2493 | -0.0047804 | 212.8974 | 0 | 213.2493 | -0.019733 | 213.1091 | 0 | 210.2662 | 0 | 208.7824 | 0 | 210.3571 | 0
| 213.4532 | 0 | 213.1 | 0 | 213.1 | 0 | 213.4532 | 0 | 213.0999 | 0 | 213.4532 | 0 | 220.5186 | 0.00014878 | 213.4532 | 0.00023803 | 213.4532 | 0 | 213.3117 | 0 | 213.4532 | 0 | 213.4532 | 0.0048138 | 213.0999 | 0 | 213.4532 | 0.0098225 | 213.3117 | 0 | 210.4746 | 0 | 208.99 | 0 | 210.5641 | 0
| 213.657 | 0 | 213.3025 | 0 | 213.3 | 0 | 213.657 | 0 | 213.3025 | 0 | 213.657 | 0 | 220.7262 | 5.4332e-06 | 213.657 | 0 | 213.657 | 0 | 213.5144 | 0 | 213.657 | 0 | 213.657 | 0.00075051 | 213.3025 | 0 | 213.657 | -0.014364 | 213.5144 | 0 | 210.6831 | 0 | 209.1977 | 0 | 210.7712 | 0
| 213.8608 | 0 | 213.5052 | 0 | 213.51 | 0 | 213.8608 | 0 | 213.5052 | 0 | 213.8608 | 0 | 220.9339 | 0.00011243 | 213.8608 | 5.7651e-05 | 213.8608 | 0 | 213.7171 | 0 | 213.8608 | 0 | 213.8608 | 0.0063413 | 213.5052 | 0 | 213.8608 | 0.0070377 | 213.7171 | 0 | 210.8916 | 0 | 209.4053 | 0 | 210.9783 | 0
| 214.0647 | 0 | 213.7078 | 0 | 213.71 | 0 | 214.0647 | 0 | 213.7078 | 0 | 214.0647 | 0 | 221.1417 | 1.4174e-05 | 214.0647 | 0 | 214.0647 | 0 | 213.9199 | 0 | 214.0647 | 0 | 214.0647 | -0.0043939 | 213.7078 | 0 | 214.0647 | -0.014869 | 213.9199 | 0 | 211.1 | 0 | 209.613 | 0 | 211.1855 | 0
| 214.2686 | 0 | 213.9104 | 0 | 213.91 | 0 | 214.2686 | 0 | 213.9104 | 0 | 214.2686 | 0 | 221.3494 | 0.00013227 | 214.2686 | 0.00014398 | 214.2686 | 0 | 214.1226 | 0 | 214.2686 | 0 | 214.2686 | 0.0016218 | 213.9104 | 0 | 214.2686 | 0.0081929 | 214.1226 | 0 | 211.3085 | 0 | 209.8207 | 0 | 211.3926 | 0
| 214.4725 | 0 | 214.1131 | 0 | 214.11 | 0 | 214.4725 | 0 | 214.1131 | 0 | 214.4725 | 0 | 221.5571 | 2.893e-05 | 214.4725 | 0 | 214.4725 | 0 | 214.3254 | 0 | 214.4725 | 0 | 214.4725 | 0.00052724 | 214.1131 | 0 | 214.4725 | -0.01227 | 214.3254 | 0 | 211.517 | 0 | 210.0284 | 0 | 211.5997 | 0
| 214.6764 | 0 | 214.3158 | 0 | 214.32 | 0 | 214.6764 | 0 | 214.3158 | 0 | 214.6764 | 0 | 221.7649 | 0.00012019 | 214.6764 | 8.9174e-05 | 214.6764 | 0 | 214.5281 | 0 | 214.6764 | 0 | 214.6764 | 0.0072339 | 214.3158 | 0 | 214.6764 | 0.0085392 | 214.5282 | 0 | 211.7255 | 0 | 210.2361 | 0 | 211.8069 | 0
| 214.8804 | 0 | 214.5184 | 0 | 214.52 | 0 | 214.8804 | 0 | 214.5184 | 0 | 214.8804 | 0 | 221.9726 | 3.5126e-05 | 214.8804 | 0 | 214.8804 | 0 | 214.7309 | 0 | 214.8804 | 0 | 214.8804 | -0.0034348 | 214.5184 | 0 | 214.8804 | -0.014712 | 214.731 | 0 | 211.934 | 0 | 210.4438 | 0 | 212.014 | 0
| 215.0843 | 0 | 214.7211 | 0 | 214.72 | 0 | 215.0843 | 0 | 214.7211 | 0 | 215.0843 | 0 | 222.1804 | 0.00013521 | 215.0843 | 8.7781e-05 | 215.0843 | 0 | 214.9338 | 0 | 215.0843 | 0 | 215.0843 | 0.0028136 | 214.7211 | 0 | 215.0843 | 0.0067622 | 214.9338 | 0 | 212.1425 | 0 | 210.6516 | 0 | 212.2212 | 0
| 215.2883 | 0 | 214.9238 | 0 | 214.92 | 0 | 215.2883 | 0 | 214.9238 | 0 | 215.2883 | 0 | 222.3882 | 4.5521e-05 | 215.2883 | 0 | 215.2883 | 0 | 215.1366 | 0 | 215.2883 | 0 | 215.2883 | 0.00045433 | 214.9238 | 0 | 215.2883 | -0.01046 | 215.1366 | 0 | 212.3511 | 0 | 210.8593 | 0 | 212.4284 | 0
| 215.4923 | 0 | 215.1266 | 0 | 215.13 | 0 | 215.4923 | 0 | 215.1266 | 0 | 215.4923 | 0 | 222.596 | 0.00011269 | 215.4923 | 9.7444e-05 | 215.4923 | 0 | 215.3395 | 0 | 215.4923 | 0 | 215.4923 | 0.0033042 | 215.1266 | 0 | 215.4923 | 0.0073736 | 215.3395 | 0 | 212.5596 | 0 | 211.0671 | 0 | 212.6356 | 0
| 215.6963 | 0 | 215.3293 | 0 | 215.33 | 0 | 215.6963 | 0 | 215.3293 | 0 | 215.6963 | 0 | 222.8038 | 9.0235e-06 | 215.6963 | 0 | 215.6963 | 0 | 215.5423 | 0 | 215.6963 | 0 | 215.6963 | -0.0065554 | 215.3293 | 0 | 215.6963 | -0.020152 | 215.5423 | 0 | 212.7682 | 0 | 211.2749 | 0 | 212.8428 | 0
| 215.9003 | 0 | 215.5321 | 0 | 215.53 | 0 | 215.9003 | 0 | 215.5321 | 0 | 215.9003 | 0 | 223.0117 | 0.00011334 | 215.9003 | 5.7046e-05 | 215.9003 | 0 | 215.7452 | 0 | 215.9003 | 0 | 215.9003 | 0.0012932 | 215.5321 | 0 | 215.9003 | 0.0065241 | 215.7452 | 0 | 212.9767 | 0 | 211.4827 | 0 | 213.05 | 0
| 216.1043 | 0 | 215.7348 | 0 | 215.73 | 0 | 216.1043 | 0 | 215.7348 | 0 | 216.1043 | 0 | 223.2195 | -1.2011e-05 | 216.1043 | 0 | 216.1043 | 0 | 215.9481 | 0 | 216.1043 | 0 | 216.1043 | -0.0019433 | 215.7348 | 0 | 216.1043 | -0.015055 | 215.9481 | 0 | 213.1853 | 0 | 211.6905 | 0 | 213.2573 | 0
| 216.3084 | 0 | 215.9376 | 0 | 215.94 | 0 | 216.3084 | 0 | 215.9376 | 0 | 216.3084 | 0 | 223.4273 | 0.00014642 | 216.3084 | 0.00010377 | 216.3084 | 0 | 216.1511 | 0 | 216.3084 | 0 | 216.3084 | 0.0078456 | 215.9376 | 0 | 216.3084 | 0.014751 | 216.1511 | 0 | 213.3939 | 0 | 211.8983 | 0 | 213.4645 | 0
| 216.5125 | 0 | 216.1404 | 0 | 216.14 | 0 | 216.5125 | 0 | 216.1404 | 0 | 216.5125 | 0 | 223.6352 | 3.3592e-05 | 216.5125 | 0 | 216.5125 | 0 | 216.354 | 0 | 216.5125 | 0 | 216.5125 | -0.0060729 | 216.1404 | 0 | 216.5125 | -0.013181 | 216.354 | 0 | 213.6025 | 0 | 212.1061 | 0 | 213.6718 | 0
| 216.7166 | 0 | 216.3432 | 0 | 216.34 | 0 | 216.7166 | 0 | 216.3432 | 0 | 216.7166 | 0 | 223.8431 | 0.00012474 | 216.7166 | 0.00012275 | 216.7166 | 0 | 216.557 | 0 | 216.7166 | 0 | 216.7166 | 0.005267 | 216.3432 | 0 | 216.7166 | 0.0083988 | 216.557 | 0 | 213.8111 | 0 | 212.314 | 0 | 213.8791 | 0
| 216.9207 | 0 | 216.5461 | 0 | 216.55 | 0 | 216.9207 | 0 | 216.5461 | 0 | 216.9207 | 0 | 224.051 | 1.0402e-05 | 216.9207 | 0 | 216.9207 | 0 | 216.76 | 0 | 216.9207 | 0 | 216.9207 | 0.0016868 | 216.5461 | 0 | 216.9206 | -0.011059 | 216.76 | 0 | 214.0197 | 0 | 212.5219 | 0 | 214.0864 | 0
| 217.1248 | 0 | 216.7489 | 0 | 216.75 | 0 | 217.1248 | 0 | 216.7489 | 0 | 217.1248 | 0 | 224.2589 | 0.00013879 | 217.1248 | 0.00014505 | 217.1248 | 0 | 216.963 | 0 | 217.1248 | 0 | 217.1248 | 0.0056263 | 216.7489 | 0 | 217.1248 | 0.011328 | 216.963 | 0 | 214.2284 | 0 | 212.7297 | 0 | 214.2937 | 0
| 217.3289 | 0 | 216.9518 | 0 | 216.95 | 0 | 217.3289 | 0 | 216.9518 | 0 | 217.3289 | 0 | 224.4668 | -9.2577e-06 | 217.3289 | 0 | 217.3289 | 0 | 217.166 | 0 | 217.3289 | 0 | 217.3289 | 0.0017136 | 216.9518 | 0 | 217.3289 | -0.01497 | 217.166 | 0 | 214.437 | 0 | 212.9376 | 0 | 214.501 | 0
| 217.5331 | 0 | 217.1546 | 0 | 217.15 | 0 | 217.5331 | 0 | 217.1546 | 0 | 217.5331 | 0 | 224.6747 | 9.8265e-05 | 217.5331 | 0.00012477 | 217.5331 | 0 | 217.369 | 0 | 217.5331 | 0 | 217.5331 | 0.01011 | 217.1546 | 0 | 217.5331 | 0.010407 | 217.369 | 0 | 214.6457 | 0 | 213.1455 | 0 | 214.7083 | 0
| 217.7372 | 0 | 217.3575 | 0 | 217.36 | 0 | 217.7372 | 0 | 217.3575 | 0 | 217.7372 | 0 | 224.8827 | -7.7191e-07 | 217.7372 | 0 | 217.7372 | 0 | 217.5721 | 0 | 217.7372 | 0 | 217.7372 | -0.0001357 | 217.3575 | 0 | 217.7372 | -0.010963 | 217.5721 | 0 | 214.8543 | 0 | 213.3535 | 0 | 214.9156 | 0
| 217.9414 | 0 | 217.5604 | 0 | 217.56 | 0 | 217.9414 | 0 | 217.5604 | 0 | 217.9414 | 0 | 225.0906 | 0.00012321 | 217.9414 | 0.00012844 | 217.9414 | 0 | 217.7752 | 0 | 217.9414 | 0 | 217.9414 | 0.010549 | 217.5604 | 0 | 217.9414 | 0.0079004 | 217.7752 | 0 | 215.063 | 0 | 213.5614 | 0 | 215.123 | 0
| 218.1456 | 0 | 217.7633 | 0 | 217.76 | 0 | 218.1456 | 0 | 217.7633 | 0 | 218.1456 | 0 | 225.2986 | 1.7252e-05 | 218.1456 | 0 | 218.1456 | 0 | 217.9783 | 0 | 218.1456 | 0 | 218.1456 | -0.0046729 | 217.7633 | 0 | 218.1456 | -0.01586 | 217.9783 | 0 | 215.2717 | 0 | 213.7693 | 0 | 215.3304 | 0
| 218.3499 | 0 | 217.9662 | 0 | 217.97 | 0 | 218.3499 | 0 | 217.9662 | 0 | 218.3499 | 0 | 225.5066 | 0.00012529 | 218.3499 | 9.1025e-05 | 218.3499 | 0 | 218.1814 | 0 | 218.3499 | 0 | 218.3499 | 0.0016905 | 217.9662 | 0 | 218.3499 | 0.0092071 | 218.1814 | 0 | 215.4804 | 0 | 213.9773 | 0 | 215.5378 | 0
| 218.5541 | 0 | 218.1692 | 0 | 218.17 | 0 | 218.5541 | 0 | 218.1692 | 0 | 218.5541 | 0 | 225.7146 | 9.3793e-06 | 218.5541 | 0 | 218.5541 | 0 | 218.3845 | 0 | 218.5541 | 0 | 218.5541 | -0.0034386 | 218.1692 | 0 | 218.5541 | -0.01817 | 218.3845 | 0 | 215.6891 | 0 | 214.1853 | 0 | 215.7451 | 0
| 218.7584 | 0 | 218.3721 | 0 | 218.37 | 0 | 218.7584 | 0 | 218.3721 | 0 | 218.7584 | 0 | 225.9226 | 0.00012956 | 218.7584 | 0.00014457 | 218.7584 | 0 | 218.5877 | 0 | 218.7584 | 0 | 218.7584 | 0.010844 | 218.3721 | 0 | 218.7584 | 0.006843 | 218.5877 | 0 | 215.8978 | 0 | 214.3933 | 0 | 215.9525 | 0
| 218.9626 | 0 | 218.5751 | 0 | 218.58 | 0 | 218.9626 | 0 | 218.5751 | 0 | 218.9626 | 0 | 226.1306 | 7.1141e-06 | 218.9626 | 0 | 218.9626 | 0 | 218.7908 | 0 | 218.9626 | 0 | 218.9626 | -0.0047568 | 218.5751 | 0 | 218.9626 | -0.013112 | 218.7908 | 0 | 216.1065 | 0 | 214.6013 | 0 | 216.1599 | 0
| 219.1669 | 0 | 218.7781 | 0 | 218.78 | 0 | 219.1669 | 0 | 218.7781 | 0 | 219.1669 | 0 | 226.3386 | 0.00010884 | 219.1669 | 0.00012911 | 219.1669 | 0 | 218.994 | 0 | 219.1669 | 0 | 219.1669 | 0.0049882 | 218.7781 | 0 | 219.1669 | 0.011021 | 218.994 | 0 | 216.3152 | 0 | 214.8093 | 0 | 216.3674 | 0
| 219.3712 | 0 | 218.9811 | 0 | 218.98 | 0 | 219.3712 | 0 | 218.9811 | 0 | 219.3712 | 0 | 226.5466 | 2.7082e-05 | 219.3712 | 0 | 219.3712 | 0 | 219.1972 | 0 | 219.3712 | 0 | 219.3712 | -0.0002214 | 218.9811 | 0 | 219.3713 | -0.017755 | 219.1972 | 0 | 216.524 | 0 | 215.0173 | 0 | 216.5748 | 0
| 219.5756 | 0 | 219.1841 | 0 | 219.18 | 0 | 219.5756 | 0 | 219.1841 | 0 | 219.5756 | 0 | 226.7547 | 0.00010236 | 219.5756 | 0.00017074 | 219.5756 | 0 | 219.4004 | 0 | 219.5756 | 0 | 219.5756 | 0.0043877 | 219.1841 | 0 | 219.5756 | 0.010977 | 219.4005 | 0 | 216.7328 | 0 | 215.2254 | 0 | 216.7823 | 0
| 219.7799 | 0 | 219.3871 | 0 | 219.39 | 0 | 219.7799 | 0 | 219.3871 | 0 | 219.7799 | 0 | 226.9627 | -3.7003e-07 | 219.7799 | 0 | 219.7799 | 0 | 219.6037 | 0 | 219.7799 | 0 | 219.7799 | 0.00031689 | 219.3871 | 0 | 219.7799 | -0.019201 | 219.6037 | 0 | 216.9415 | 0 | 215.4334 | 0 | 216.9897 | 0
| 219.9843 | 0 | 219.5901 | 0 | 219.59 | 0 | 219.9843 | 0 | 219.5901 | 0 | 219.9843 | 0 | 227.1708 | 0.00060069 | 219.9843 | 8.2912e-05 | 219.9843 | 0 | 219.807 | 0 | 219.9843 | 0 | 219.9843 | 0.0094694 | 219.5901 | 0 | 219.9843 | 0.0055418 | 219.807 | 0 | 217.1503 | 0 | 215.6415 | 0 | 217.1972 | 0
| 220.1886 | 0 | 219.7932 | 0 | 219.79 | 0 | 220.1886 | 0 | 219.7932 | 0 | 220.1886 | 0 | 227.3789 | 6.8289e-06 | 220.1886 | 0 | 220.1886 | 0 | 220.0102 | 0 | 220.1886 | 0 | 220.1886 | 0.0067288 | 219.7932 | 0 | 220.1886 | -0.011589 | 220.0102 | 0 | 217.3591 | 0 | 215.8496 | 0 | 217.4047 | 0
| 220.393 | 0 | 219.9963 | 0 | 220 | 0 | 220.393 | 0 | 219.9963 | 0 | 220.393 | 0 | 227.587 | 0.00064237 | 220.393 | 5.0412e-05 | 220.393 | 0 | 220.2135 | 0 | 220.393 | 0 | 220.393 | 0.0024753 | 219.9963 | 0 | 220.393 | 0.0029832 | 220.2135 | 0 | 217.5679 | 0 | 216.0577 | 0 | 217.6122 | 0
| 220.5974 | 0 | 220.1994 | 0 | 220.2 | 0 | 220.5974 | 0 | 220.1994 | 0 | 220.5974 | 0 | 227.7951 | 0.00010212 | 220.5974 | 0 | 220.5974 | 0 | 220.4168 | 0 | 220.5974 | 0 | 220.5974 | 0.0017156 | 220.1994 | 0 | 220.5974 | -0.020392 | 220.4169 | 0 | 217.7767 | 0 | 216.2658 | 0 | 217.8197 | 0
| 220.8019 | 0 | 220.4025 | 0 | 220.4 | 0 | 220.8019 | 0 | 220.4025 | 0 | 220.8019 | 0 | 228.0033 | 0.00062741 | 220.8019 | 9.1529e-05 | 220.8019 | 0 | 220.6202 | 0 | 220.8019 | 0 | 220.8019 | 0.0056721 | 220.4025 | 0 | 220.8019 | 0.0072019 | 220.6202 | 0 | 217.9855 | 0 | 216.4739 | 0 | 218.0273 | 0
| 221.0063 | 0 | 220.6056 | 0 | 220.61 | 0 | 221.0063 | 0 | 220.6056 | 0 | 221.0063 | 0 | 228.2114 | 2.6783e-05 | 221.0063 | 0 | 221.0063 | 0 | 220.8235 | 0 | 221.0063 | 0 | 221.0063 | -0.0070267 | 220.6056 | 0 | 221.0063 | -0.015032 | 220.8235 | 0 | 218.1944 | 0 | 216.6821 | 0 | 218.2348 | 0
| 221.2108 | 0 | 220.8087 | 0 | 220.81 | 0 | 221.2108 | 0 | 220.8087 | 0 | 221.2108 | 0 | 228.4196 | 0.00056646 | 221.2108 | 0.00014216 | 221.2108 | 0 | 221.0269 | 0 | 221.2108 | 0 | 221.2108 | 0.0041396 | 220.8087 | 0 | 221.2108 | 0.0090729 | 221.0269 | 0 | 218.4032 | 0 | 216.8902 | 0 | 218.4423 | 0
| 221.4152 | 0 | 221.0118 | 0 | 221.01 | 0 | 221.4152 | 0 | 221.0118 | 0 | 221.4152 | 0 | 228.6277 | 9.0065e-05 | 221.4153 | 0 | 221.4152 | 0 | 221.2303 | 0 | 221.4152 | 0 | 221.4153 | 0.0015358 | 221.0118 | 0 | 221.4152 | -0.017398 | 221.2303 | 0 | 218.612 | 0 | 217.0984 | 0 | 218.6499 | 0
| 221.6197 | 0 | 221.215 | 0 | 221.21 | 0 | 221.6197 | 0 | 221.215 | 0 | 221.6197 | 0 | 228.8359 | 0.0006277 | 221.6197 | 0.00010227 | 221.6197 | 0 | 221.4337 | 0 | 221.6197 | 0 | 221.6197 | 0.0090452 | 221.215 | 0 | 221.6197 | 0.0083502 | 221.4337 | 0 | 218.8209 | 0 | 217.3066 | 0 | 218.8575 | 0
| 221.8243 | 0 | 221.4181 | 0 | 221.42 | 0 | 221.8242 | 0 | 221.4182 | 0 | 221.8242 | 0 | 229.0441 | 5.6431e-05 | 221.8242 | 0 | 221.8243 | 0 | 221.6371 | 0 | 221.8242 | 0 | 221.8242 | -0.0059158 | 221.4182 | 0 | 221.8243 | -0.017585 | 221.6371 | 0 | 219.0298 | 0 | 217.5148 | 0 | 219.0651 | 0
| 222.0288 | 0 | 221.6213 | 0 | 221.62 | 0 | 222.0288 | 0 | 221.6213 | 0 | 222.0288 | 0 | 229.2523 | 0.00062301 | 222.0288 | 0.00014298 | 222.0288 | 0 | 221.8406 | 0 | 222.0288 | 0 | 222.0288 | 0.012856 | 221.6213 | 0 | 222.0288 | 0.0096091 | 221.8406 | 0 | 219.2387 | 0 | 217.723 | 0 | 219.2727 | 0
| 222.2333 | 0 | 221.8245 | 0 | 221.82 | 0 | 222.2333 | 0 | 221.8245 | 0 | 222.2333 | 0 | 229.4605 | 2.7267e-05 | 222.2333 | 0 | 222.2333 | 0 | 222.044 | 0 | 222.2333 | 0 | 222.2333 | 0.0037249 | 221.8245 | 0 | 222.2333 | -0.010603 | 222.044 | 0 | 219.4476 | 0 | 217.9312 | 0 | 219.4803 | 0
| 222.4379 | 0 | 222.0277 | 0 | 222.03 | 0 | 222.4379 | 0 | 222.0277 | 0 | 222.4379 | 0 | 229.6687 | 0.00055823 | 222.4379 | 9.795e-05 | 222.4379 | 0 | 222.2475 | 0 | 222.4379 | 0 | 222.4379 | 0.0079647 | 222.0277 | 0 | 222.4379 | 0.0096928 | 222.2475 | 0 | 219.6565 | 0 | 218.1395 | 0 | 219.6879 | 0
| 222.6425 | 0 | 222.231 | 0 | 222.23 | 0 | 222.6425 | 0 | 222.231 | 0 | 222.6425 | 0 | 229.877 | 7.9368e-05 | 222.6425 | 0 | 222.6425 | 0 | 222.451 | 0 | 222.6425 | 0 | 222.6425 | -0.0062281 | 222.231 | 0 | 222.6425 | -0.009138 | 222.451 | 0 | 219.8654 | 0 | 218.3477 | 0 | 219.8956 | 0
| 222.847 | 0 | 222.4342 | 0 | 222.43 | 0 | 222.8471 | 0 | 222.4342 | 0 | 222.8471 | 0 | 230.0852 | 0.00060455 | 222.847 | 0.00012876 | 222.847 | 0 | 222.6545 | 0 | 222.8471 | 0 | 222.847 | 0.0055249 | 222.4342 | 0 | 222.847 | 0.0060179 | 222.6546 | 0 | 220.0743 | 0 | 218.556 | 0 | 220.1032 | 0
| 223.0517 | 0 | 222.6375 | 0 | 222.64 | 0 | 223.0517 | 0 | 222.6375 | 0 | 223.0517 | 0 | 230.2935 | 2.3747e-05 | 223.0517 | 9.8505e-06 | 223.0517 | 0 | 222.8581 | 0 | 223.0517 | 0 | 223.0517 | -0.004419 | 222.6375 | 0 | 223.0517 | -0.013671 | 222.8581 | 0 | 220.2832 | 0 | 218.7643 | 0 | 220.3109 | 0
| 223.2563 | 0 | 222.8407 | 0 | 222.84 | 0 | 223.2563 | 0 | 222.8407 | 0 | 223.2563 | 0 | 230.5018 | 0.00062316 | 223.2563 | 9.2216e-05 | 223.2563 | 0 | 223.0616 | 0 | 223.2563 | 0 | 223.2563 | 0.0041854 | 222.8407 | 0 | 223.2563 | 0.010803 | 223.0616 | 0 | 220.4922 | 0 | 218.9726 | 0 | 220.5186 | 0
| 223.4609 | 0 | 223.044 | 0 | 223.04 | 0 | 223.4609 | 0 | 223.044 | 0 | 223.4609 | 0 | 230.71 | 9.7926e-05 | 223.4609 | 0 | 223.4609 | 0 | 223.2652 | 0 | 223.4609 | 0 | 223.4609 | -0.0037487 | 223.044 | 0 | 223.4609 | -0.019735 | 223.2652 | 0 | 220.7011 | 0 | 219.1809 | 0 | 220.7262 | 0
| 223.6656 | 0 | 223.2473 | 0 | 223.25 | 0 | 223.6656 | 0 | 223.2473 | 0 | 223.6656 | 0 | 230.9184 | 0.00063401 | 223.6656 | 4.5946e-05 | 223.6656 | 0 | 223.4688 | 0 | 223.6656 | 0 | 223.6656 | 0.0032537 | 223.2473 | 0 | 223.6656 | 0.0027461 | 223.4688 | 0 | 220.9101 | 0 | 219.3892 | 0 | 220.9339 | 0
| 223.8703 | 0 | 223.4506 | 0 | 223.45 | 0 | 223.8703 | 0 | 223.4506 | 0 | 223.8703 | 0 | 231.1267 | 9.3103e-05 | 223.8703 | 0 | 223.8703 | 0 | 223.6724 | 0 | 223.8703 | 0 | 223.8703 | 0.00068494 | 223.4506 | 0 | 223.8703 | -0.016027 | 223.6724 | 0 | 221.1191 | 0 | 219.5976 | 0 | 221.1417 | 0
| 224.075 | 0 | 223.654 | 0 | 223.65 | 0 | 224.075 | 0 | 223.6539 | 0 | 224.075 | 0 | 231.335 | 0.00060787 | 224.075 | 0.0001503 | 224.075 | 0 | 223.876 | 0 | 224.075 | 0 | 224.075 | 0.0074065 | 223.6539 | 0 | 224.075 | 0.0047821 | 223.876 | 0 | 221.3281 | 0 | 219.8059 | 0 | 221.3494 | 0
| 224.2797 | 0 | 223.8573 | 0 | 223.86 | 0 | 224.2797 | 0 | 223.8573 | 0 | 224.2797 | 0 | 231.5433 | 0.00010846 | 224.2797 | 0 | 224.2797 | 0 | 224.0797 | 0 | 224.2797 | 0 | 224.2797 | -0.0029901 | 223.8573 | 0 | 224.2797 | -0.018105 | 224.0797 | 0 | 221.5371 | 0 | 220.0143 | 0 | 221.5571 | 0
| 224.4844 | 0 | 224.0606 | 0 | 224.06 | 0 | 224.4844 | 0 | 224.0606 | 0 | 224.4844 | 0 | 231.7517 | 0.0005634 | 224.4844 | 5.1266e-05 | 224.4844 | 0 | 224.2834 | 0 | 224.4844 | 0 | 224.4844 | 0.0014615 | 224.0606 | 0 | 224.4844 | -0.0023797 | 224.2834 | 0 | 221.7461 | 0 | 220.2227 | 0 | 221.7649 | 0
| 224.6892 | 0 | 224.264 | 0 | 224.26 | 0 | 224.6891 | 0 | 224.264 | 0 | 224.6891 | 0 | 231.96 | 8.5911e-05 | 224.6891 | 0 | 224.6892 | 0 | 224.487 | 0 | 224.6891 | 0 | 224.6891 | 0.0023767 | 224.264 | 0 | 224.6892 | -0.016318 | 224.487 | 0 | 221.9551 | 0 | 220.4311 | 0 | 221.9726 | 0
| 224.8939 | 0 | 224.4674 | 0 | 224.47 | 0 | 224.8939 | 0 | 224.4674 | 0 | 224.8939 | 0 | 232.1684 | 0.00056465 | 224.8939 | 8.0112e-05 | 224.8939 | 0 | 224.6907 | 0 | 224.8939 | 0 | 224.8939 | 0.0058737 | 224.4674 | 0 | 224.8939 | 0.011077 | 224.6908 | 0 | 222.1642 | 0 | 220.6395 | 0 | 222.1804 | 0
| 225.0987 | 0 | 224.6708 | 0 | 224.67 | 0 | 225.0987 | 0 | 224.6708 | 0 | 225.0987 | 0 | 232.3768 | 5.9752e-05 | 225.0987 | 0 | 225.0987 | 0 | 224.8945 | 0 | 225.0987 | 0 | 225.0987 | 0.0016479 | 224.6708 | 0 | 225.0987 | -0.020258 | 224.8945 | 0 | 222.3732 | 0 | 220.8479 | 0 | 222.3882 | 0
| 225.3035 | 0 | 224.8742 | 0 | 224.87 | 0 | 225.3035 | 0 | 224.8742 | 0 | 225.3035 | 0 | 232.5852 | 0.00068383 | 225.3035 | 0.00014314 | 225.3035 | 0 | 225.0982 | 0 | 225.3035 | 0 | 225.3035 | 0.0084849 | 224.8742 | 0 | 225.3035 | 0.017777 | 225.0982 | 0 | 222.5822 | 0 | 221.0564 | 0 | 222.596 | 0
| 225.5083 | 0 | 225.0776 | 0 | 225.08 | 0 | 225.5083 | 0 | 225.0776 | 0 | 225.5083 | 0 | 232.7936 | 7.2454e-05 | 225.5083 | 0 | 225.5083 | 0 | 225.302 | 0 | 225.5083 | 0 | 225.5083 | -0.0025128 | 225.0776 | 0 | 225.5083 | -0.016825 | 225.302 | 0 | 222.7913 | 0 | 221.2648 | 0 | 222.8038 | 0
| 225.7131 | 0 | 225.281 | 0 | 225.28 | 0 | 225.7131 | 0 | 225.2811 | 0 | 225.7131 | 0 | 233.002 | 0.00057799 | 225.7131 | 8.0693e-05 | 225.7131 | 0 | 225.5057 | 0 | 225.7131 | 0 | 225.7131 | 0.0041271 | 225.2811 | 0 | 225.7131 | 0.0074739 | 225.5057 | 0 | 223.0004 | 0 | 221.4733 | 0 | 223.0117 | 0
| 225.918 | 0 | 225.4845 | 0 | 225.48 | 0 | 225.918 | 0 | 225.4845 | 0 | 225.918 | 0 | 233.2105 | 0.00011675 | 225.918 | 0 | 225.918 | 0 | 225.7095 | 0 | 225.918 | 0 | 225.918 | -0.0039394 | 225.4845 | 0 | 225.918 | -0.017975 | 225.7095 | 0 | 223.2095 | 0 | 221.6817 | 0 | 223.2195 | 0
| 226.1228 | 0 | 225.688 | 0 | 225.69 | 0 | 226.1228 | 0 | 225.688 | 0 | 226.1228 | 0 | 233.4189 | 0.00058685 | 226.1228 | 0.00014765 | 226.1228 | 0 | 225.9133 | 0 | 226.1228 | 0 | 226.1228 | 0.0018923 | 225.688 | 0 | 226.1228 | 0.011595 | 225.9133 | 0 | 223.4186 | 0 | 221.8902 | 0 | 223.4274 | 0
| 226.3277 | 0 | 225.8914 | 0 | 225.89 | 0 | 226.3277 | 0 | 225.8914 | 0 | 226.3277 | 0 | 233.6274 | 6.875e-05 | 226.3277 | 0 | 226.3277 | 0 | 226.1172 | 0 | 226.3277 | 0 | 226.3277 | -0.00044599 | 225.8914 | 0 | 226.3277 | -0.011129 | 226.1172 | 0 | 223.6277 | 0 | 222.0987 | 0 | 223.6352 | 0
| 226.5326 | 0 | 226.0949 | 0 | 226.09 | 0 | 226.5326 | 0 | 226.0949 | 0 | 226.5326 | 0 | 233.8359 | 0.00058377 | 226.5326 | 0.00012601 | 226.5326 | 0 | 226.321 | 0 | 226.5326 | 0 | 226.5326 | 0.006862 | 226.0949 | 0 | 226.5326 | 0.010844 | 226.321 | 0 | 223.8368 | 0 | 222.3073 | 0 | 223.8431 | 0
| 226.7375 | 0 | 226.2985 | 0 | 226.3 | 0 | 226.7375 | 0 | 226.2984 | 0 | 226.7375 | 0 | 234.0444 | 7.8625e-05 | 226.7375 | 0 | 226.7375 | 0 | 226.5249 | 0 | 226.7375 | 0 | 226.7375 | 0.0020145 | 226.2984 | 0 | 226.7375 | -0.012406 | 226.5249 | 0 | 224.0459 | 0 | 222.5158 | 0 | 224.051 | 0
| 226.9424 | 0 | 226.502 | 0 | 226.5 | 0 | 226.9424 | 0 | 226.502 | 0 | 226.9424 | 0 | 234.2529 | 0.00054534 | 226.9424 | 0.00011921 | 226.9424 | 0 | 226.7288 | 0 | 226.9424 | 0 | 226.9424 | 0.0070202 | 226.502 | 0 | 226.9424 | 0.0092943 | 226.7288 | 0 | 224.2551 | 0 | 222.7243 | 0 | 224.2589 | 0
| 227.1474 | 0 | 226.7055 | 0 | 226.71 | 0 | 227.1474 | 0 | 226.7055 | 0 | 227.1474 | 0 | 234.4614 | -2.1874e-06 | 227.1474 | 0 | 227.1474 | 0 | 226.9327 | 0 | 227.1474 | 0 | 227.1474 | -0.00079828 | 226.7055 | 0 | 227.1474 | -0.013352 | 226.9327 | 0 | 224.4642 | 0 | 222.9329 | 0 | 224.4668 | 0
| 227.3524 | 0 | 226.9091 | 0 | 226.91 | 0 | 227.3524 | 0 | 226.9091 | 0 | 227.3524 | 0 | 234.6699 | 0.00058977 | 227.3524 | 9.7739e-05 | 227.3524 | 0 | 227.1366 | 0 | 227.3524 | 0 | 227.3524 | 0.0060095 | 226.9091 | 0 | 227.3524 | 0.0068646 | 227.1366 | 0 | 224.6734 | 0 | 223.1415 | 0 | 224.6747 | 0
| 227.5573 | 0 | 227.1126 | 0 | 227.11 | 0 | 227.5573 | 0 | 227.1126 | 0 | 227.5573 | 0 | 234.8784 | 0.00011793 | 227.5573 | 0 | 227.5573 | 0 | 227.3405 | 0 | 227.5573 | 0 | 227.5573 | -0.0020004 | 227.1126 | 0 | 227.5573 | -0.011134 | 227.3405 | 0 | 224.8825 | 0 | 223.3501 | 0 | 224.8827 | 0
| 227.7623 | 0 | 227.3162 | 0 | 227.32 | 0 | 227.7623 | 0 | 227.3162 | 0 | 227.7623 | 0 | 235.087 | 0.00056972 | 227.7623 | 8.3788e-05 | 227.7623 | 0 | 227.5445 | 0 | 227.7623 | 0 | 227.7623 | 0.0064075 | 227.3162 | 0 | 227.7623 | 0.0037266 | 227.5445 | 0 | 225.0917 | 0 | 223.5587 | 0 | 225.0906 | 0
| 227.9673 | 0 | 227.5198 | 0 | 227.52 | 0 | 227.9673 | 0 | 227.5198 | 0 | 227.9673 | 0 | 235.2955 | 1.4896e-05 | 227.9673 | 0 | 227.9673 | 0 | 227.7485 | 0 | 227.9673 | 0 | 227.9673 | -0.0019187 | 227.5198 | 0 | 227.9673 | -0.016607 | 227.7485 | 0 | 225.3009 | 0 | 223.7673 | 0 | 225.2986 | 0
| 228.1724 | 0 | 227.7234 | 0 | 227.72 | 0 | 228.1724 | 0 | 227.7234 | 0 | 228.1724 | 0 | 235.5041 | 0.00065954 | 228.1724 | 0.00013963 | 228.1724 | 0 | 227.9525 | 0 | 228.1724 | 0 | 228.1724 | 0.00021784 | 227.7234 | 0 | 228.1724 | 0.016481 | 227.9525 | 0 | 225.5101 | 0 | 223.9759 | 0 | 225.5066 | 0
| 228.3774 | 0 | 227.927 | 0 | 227.93 | 0 | 228.3774 | 0 | 227.927 | 0 | 228.3774 | 0 | 235.7127 | 5.9388e-05 | 228.3774 | 0 | 228.3774 | 0 | 228.1565 | 0 | 228.3774 | 0 | 228.3774 | -0.0063383 | 227.927 | 0 | 228.3774 | -0.016484 | 228.1565 | 0 | 225.7193 | 0 | 224.1846 | 0 | 225.7146 | 0
| 228.5825 | 0 | 228.1307 | 0 | 228.13 | 0 | 228.5825 | 0 | 228.1307 | 0 | 228.5825 | 0 | 235.9213 | 0.00057097 | 228.5825 | 7.2655e-05 | 228.5825 | 0 | 228.3605 | 0 | 228.5825 | 0 | 228.5825 | 0.0041468 | 228.1307 | 0 | 228.5825 | 0.0061254 | 228.3605 | 0 | 225.9285 | 0 | 224.3932 | 0 | 225.9226 | 0
| 228.7876 | 0 | 228.3343 | 0 | 228.33 | 0 | 228.7876 | 0 | 228.3343 | 0 | 228.7876 | 0 | 236.1299 | 3.7959e-05 | 228.7876 | 0 | 228.7876 | 0 | 228.5646 | 0 | 228.7876 | 0 | 228.7876 | -0.002699 | 228.3343 | 0 | 228.7876 | -0.011314 | 228.5646 | 0 | 226.1378 | 0 | 224.6019 | 0 | 226.1306 | 0
| 228.9926 | 0 | 228.538 | 0 | 228.54 | 0 | 228.9926 | 0 | 228.538 | 0 | 228.9926 | 0 | 236.3385 | 0.00059844 | 228.9926 | 0.00012184 | 228.9926 | 0 | 228.7686 | 0 | 228.9926 | 0 | 228.9926 | 0.0050079 | 228.538 | 0 | 228.9926 | 0.0089668 | 228.7686 | 0 | 226.347 | 0 | 224.8106 | 0 | 226.3386 | 0
| 229.1978 | 0 | 228.7416 | 0 | 228.74 | 0 | 229.1978 | 0 | 228.7417 | 0 | 229.1978 | 0 | 236.5472 | 4.5827e-05 | 229.1978 | 0 | 229.1978 | 0 | 228.9727 | 0 | 229.1978 | 0 | 229.1978 | 0.0031126 | 228.7417 | 0 | 229.1978 | -0.011561 | 228.9727 | 0 | 226.5563 | 0 | 225.0193 | 0 | 226.5466 | 0
| 229.4029 | 0 | 228.9453 | 0 | 228.95 | 0 | 229.4029 | 0 | 228.9453 | 0 | 229.4029 | 0 | 236.7558 | 0.00056569 | 229.4029 | 0.0001277 | 229.4029 | 0 | 229.1768 | 0 | 229.4029 | 0 | 229.4029 | 0.0060692 | 228.9453 | 0 | 229.4029 | 0.007477 | 229.1768 | 0 | 226.7655 | 0 | 225.228 | 0 | 226.7547 | 0
| 229.608 | 0 | 229.149 | 0 | 229.15 | 0 | 229.608 | 0 | 229.149 | 0 | 229.608 | 0 | 236.9645 | 5.6347e-05 | 229.608 | 0 | 229.608 | 0 | 229.3809 | 0 | 229.608 | 0 | 229.608 | 0.001375 | 229.149 | 0 | 229.608 | -0.012664 | 229.381 | 0 | 226.9748 | 0 | 225.4368 | 0 | 226.9628 | 0
| 229.8132 | 0 | 229.3528 | 0 | 229.35 | 0 | 229.8132 | 0 | 229.3528 | 0 | 229.8132 | 0 | 237.1732 | 0.00052024 | 229.8132 | 7.6241e-05 | 229.8132 | 0 | 229.5851 | 0 | 229.8132 | 0 | 229.8132 | 0.0051403 | 229.3528 | 0 | 229.8132 | 0.0096791 | 229.5851 | 0 | 227.1841 | 0 | 225.6455 | 0 | 227.1708 | 0
| 230.0184 | 0 | 229.5565 | 0 | 229.56 | 0 | 230.0184 | 0 | 229.5565 | 0 | 230.0184 | 0 | 237.3819 | 5.8473e-05 | 230.0184 | 0 | 230.0184 | 0 | 229.7892 | 0 | 230.0184 | 0 | 230.0184 | -0.0031784 | 229.5565 | 0 | 230.0184 | -0.016353 | 229.7893 | 0 | 227.3934 | 0 | 225.8543 | 0 | 227.3789 | 0
| 230.2236 | 0 | 229.7603 | 0 | 229.76 | 0 | 230.2236 | 0 | 229.7603 | 0 | 230.2236 | 0 | 237.5906 | 0.00055409 | 230.2236 | 0.00011705 | 230.2236 | 0 | 229.9934 | 0 | 230.2236 | 0 | 230.2236 | 0.0075118 | 229.7603 | 0 | 230.2236 | 0.015835 | 229.9934 | 0 | 227.6027 | 0 | 226.063 | 0 | 227.587 | 0
| 230.4288 | 0 | 229.964 | 0 | 229.96 | 0 | 230.4288 | 0 | 229.964 | 0 | 230.4288 | 0 | 237.7993 | 7.9745e-05 | 230.4288 | 0 | 230.4288 | 0 | 230.1976 | 0 | 230.4288 | 0 | 230.4288 | 0.0015111 | 229.964 | 0 | 230.4288 | -0.022487 | 230.1976 | 0 | 227.812 | 0 | 226.2718 | 0 | 227.7951 | 0
| 230.634 | 0 | 230.1678 | 0 | 230.17 | 0 | 230.634 | 0 | 230.1678 | 0 | 230.634 | 0 | 238.008 | 0.00054659 | 230.634 | 7.9881e-05 | 230.634 | 0 | 230.4018 | 0 | 230.634 | 0 | 230.634 | 0.0043146 | 230.1678 | 0 | 230.634 | 0.0097413 | 230.4018 | 0 | 228.0213 | 0 | 226.4806 | 0 | 228.0033 | 0
| 230.8393 | 0 | 230.3716 | 0 | 230.37 | 0 | 230.8393 | 0 | 230.3716 | 0 | 230.8393 | 0 | 238.2167 | 7.1967e-05 | 230.8393 | 0 | 230.8393 | 0 | 230.6061 | 0 | 230.8393 | 0 | 230.8393 | -0.0049099 | 230.3716 | 0 | 230.8393 | -0.011778 | 230.6061 | 0 | 228.2307 | 0 | 226.6894 | 0 | 228.2114 | 0
| 231.0445 | 0 | 230.5754 | 0 | 230.58 | 0 | 231.0445 | 0 | 230.5754 | 0 | 231.0445 | 0 | 238.4255 | 0.00058121 | 231.0445 | 0.00011924 | 231.0445 | 0 | 230.8103 | 0 | 231.0445 | 0 | 231.0445 | 0.0080404 | 230.5754 | 0 | 231.0445 | 0.0052612 | 230.8103 | 0 | 228.44 | 0 | 226.8982 | 0 | 228.4196 | 0
| 231.2498 | 0 | 230.7792 | 0 | 230.78 | 0 | 231.2498 | 0 | 230.7792 | 0 | 231.2498 | 0 | 238.6342 | -1.06e-05 | 231.2498 | 0 | 231.2498 | 0 | 231.0146 | 0 | 231.2498 | 0 | 231.2498 | 0.00061592 | 230.7792 | 0 | 231.2498 | -0.012331 | 231.0146 | 0 | 228.6494 | 0 | 227.1071 | 0 | 228.6277 | 0
| 231.4551 | 0 | 230.983 | 0 | 230.98 | 0 | 231.4551 | 0 | 230.983 | 0 | 231.4551 | 0 | 238.843 | 0.00055094 | 231.4551 | 1.8009e-05 | 231.4551 | 0 | 231.2189 | 0 | 231.4551 | 0 | 231.4551 | 0.0098147 | 230.983 | 0 | 231.4551 | 0.0023432 | 231.2189 | 0 | 228.8588 | 0 | 227.316 | 0 | 228.8359 | 0
| 231.6604 | 0 | 231.1869 | 0 | 231.19 | 0 | 231.6604 | 0 | 231.1869 | 0 | 231.6604 | 0 | 239.0518 | 7.119e-05 | 231.6604 | 0 | 231.6604 | 0 | 231.4232 | 0 | 231.6604 | 0 | 231.6604 | 2.3226e-05 | 231.1869 | 0 | 231.6604 | -0.016177 | 231.4232 | 0 | 229.0681 | 0 | 227.5248 | 0 | 229.0441 | 0
| 231.8657 | 0 | 231.3907 | 0 | 231.39 | 0 | 231.8657 | 0 | 231.3907 | 0 | 231.8657 | 0 | 239.2606 | 0.00057123 | 231.8657 | 0.00010246 | 231.8657 | 0 | 231.6275 | 0 | 231.8657 | 0 | 231.8657 | 0.0056213 | 231.3907 | 0 | 231.8657 | 0.0093027 | 231.6275 | 0 | 229.2775 | 0 | 227.7337 | 0 | 229.2523 | 0
| 232.0711 | 0 | 231.5946 | 0 | 231.59 | 0 | 232.0711 | 0 | 231.5946 | 0 | 232.0711 | 0 | 239.4694 | 5.3055e-05 | 232.0711 | 0 | 232.0711 | 0 | 231.8318 | 0 | 232.0711 | 0 | 232.0711 | 0.005883 | 231.5946 | 0 | 232.0711 | -0.014993 | 231.8318 | 0 | 229.4869 | 0 | 227.9426 | 0 | 229.4605 | 0
| 232.2764 | 0 | 231.7985 | 0 | 231.8 | 0 | 232.2764 | 0 | 231.7985 | 0 | 232.2764 | 0 | 239.6782 | 0.00063085 | 232.2764 | 8.5303e-05 | 232.2764 | 0 | 232.0362 | 0 | 232.2764 | 0 | 232.2764 | 0.0075897 | 231.7985 | 0 | 232.2764 | 0.010758 | 232.0362 | 0 | 229.6964 | 0 | 228.1515 | 0 | 229.6687 | 0
| 232.4818 | 0 | 232.0024 | 0 | 232 | 0 | 232.4818 | 0 | 232.0024 | 0 | 232.4818 | 0 | 239.8871 | 6.8568e-05 | 232.4818 | 0 | 232.4818 | 0 | 232.2406 | 0 | 232.4818 | 0 | 232.4818 | 0.0036445 | 232.0024 | 0 | 232.4818 | -0.01311 | 232.2406 | 0 | 229.9058 | 0 | 228.3604 | 0 | 229.877 | 0
| 232.6872 | 0 | 232.2063 | 0 | 232.21 | 0 | 232.6872 | 0 | 232.2063 | 0 | 232.6872 | 0 | 240.0959 | 0.00060459 | 232.6872 | 5.7726e-05 | 232.6872 | 0 | 232.445 | 0 | 232.6872 | 0 | 232.6872 | 0.0083376 | 232.2063 | 0 | 232.6872 | 0.010173 | 232.445 | 0 | 230.1152 | 0 | 228.5694 | 0 | 230.0852 | 0
| 232.8926 | 0 | 232.4103 | 0 | 232.41 | 0 | 232.8926 | 0 | 232.4103 | 0 | 232.8926 | 0 | 240.3048 | 9.2423e-05 | 232.8926 | 0 | 232.8926 | 0 | 232.6494 | 0 | 232.8926 | 0 | 232.8926 | 0.0023243 | 232.4103 | 0 | 232.8926 | -0.012628 | 232.6494 | 0 | 230.3247 | 0 | 228.7783 | 0 | 230.2935 | 0
| 233.0981 | 0 | 232.6142 | 0 | 232.61 | 0 | 233.0981 | 0 | 232.6142 | 0 | 233.0981 | 0 | 240.5136 | 0.00064104 | 233.0981 | 0.00013843 | 233.0981 | 0 | 232.8538 | 0 | 233.0981 | 0 | 233.0981 | 0.012248 | 232.6142 | 0 | 233.0981 | 0.0070631 | 232.8538 | 0 | 230.5341 | 0 | 228.9873 | 0 | 230.5018 | 0
| 233.3035 | 0 | 232.8182 | 0 | 232.82 | 0 | 233.3035 | 0 | 232.8182 | 0 | 233.3035 | 0 | 240.7225 | 3.2514e-05 | 233.3035 | 0 | 233.3035 | 0 | 233.0583 | 0 | 233.3035 | 0 | 233.3035 | 0.001387 | 232.8182 | 0 | 233.3035 | -0.017922 | 233.0583 | 0 | 230.7436 | 0 | 229.1963 | 0 | 230.7101 | 0
| 233.509 | 0 | 233.0222 | 0 | 233.02 | 0 | 233.509 | 0 | 233.0222 | 0 | 233.509 | 0 | 240.9314 | 0.00055978 | 233.509 | 4.9516e-05 | 233.509 | 0 | 233.2627 | 0 | 233.509 | 0 | 233.509 | 0.011279 | 233.0222 | 0 | 233.509 | 0.0034707 | 233.2627 | 0 | 230.953 | 0 | 229.4053 | 0 | 230.9184 | 0
| 233.7144 | 0 | 233.2261 | 0 | 233.23 | 0 | 233.7144 | 0 | 233.2261 | 0 | 233.7144 | 0 | 241.1403 | 0.0001066 | 233.7144 | 0 | 233.7144 | 0 | 233.4672 | 0 | 233.7144 | 0 | 233.7144 | -0.0014313 | 233.2261 | 0 | 233.7144 | -0.021654 | 233.4672 | 0 | 231.1625 | 0 | 229.6143 | 0 | 231.1267 | 0
| 233.9199 | 0 | 233.4301 | 0 | 233.43 | 0 | 233.9199 | 0 | 233.4301 | 0 | 233.9199 | 0 | 241.3493 | 0.00057265 | 233.9199 | 0.0001284 | 233.9199 | 0 | 233.6717 | 0 | 233.9199 | 0 | 233.9199 | 0.0044864 | 233.4301 | 0 | 233.9199 | 0.0068667 | 233.6717 | 0 | 231.372 | 0 | 229.8233 | 0 | 231.335 | 0
| 234.1255 | 0 | 233.6342 | 0 | 233.63 | 0 | 234.1255 | 0 | 233.6342 | 0 | 234.1255 | 0 | 241.5582 | 0.00012399 | 234.1255 | 0 | 234.1255 | 0 | 233.8763 | 0 | 234.1255 | 0 | 234.1255 | 0.00090217 | 233.6342 | 0 | 234.1255 | -0.016158 | 233.8762 | 0 | 231.5815 | 0 | 230.0324 | 0 | 231.5433 | 0
| 234.331 | 0 | 233.8382 | 0 | 233.84 | 0 | 234.331 | 0 | 233.8382 | 0 | 234.331 | 0 | 241.7671 | 0.00060451 | 234.331 | 0.00010112 | 234.331 | 0 | 234.0808 | 0 | 234.331 | 0 | 234.331 | 0.014746 | 233.8382 | 0 | 234.331 | 0.0091607 | 234.0808 | 0 | 231.7911 | 0 | 230.2414 | 0 | 231.7517 | 0
| 234.5365 | 0 | 234.0422 | 0 | 234.04 | 0 | 234.5365 | 0 | 234.0422 | 0 | 234.5365 | 0 | 241.9761 | 0.00010154 | 234.5365 | 0 | 234.5365 | 0 | 234.2854 | 0 | 234.5365 | 0 | 234.5365 | -0.0034219 | 234.0422 | 0 | 234.5365 | -0.018981 | 234.2853 | 0 | 232.0006 | 0 | 230.4504 | 0 | 231.9601 | 0
| 234.7421 | 0 | 234.2463 | 0 | 234.25 | 0 | 234.7421 | 0 | 234.2463 | 0 | 234.7421 | 0 | 242.1851 | 0.00052758 | 234.7421 | 5.4714e-05 | 234.7421 | 0 | 234.4899 | 0 | 234.7421 | 0 | 234.7421 | 0.010738 | 234.2463 | 0 | 234.7421 | 0.008611 | 234.4899 | 0 | 232.2101 | 0 | 230.6595 | 0 | 232.1684 | 0
| 234.9477 | 0 | 234.4504 | 0 | 234.45 | 0 | 234.9477 | 0 | 234.4504 | 0 | 234.9477 | 0 | 242.3941 | 5.1956e-05 | 234.9477 | 0 | 234.9477 | 0 | 234.6945 | 0 | 234.9477 | 0 | 234.9477 | -0.0023474 | 234.4504 | 0 | 234.9477 | -0.012956 | 234.6945 | 0 | 232.4197 | 0 | 230.8686 | 0 | 232.3768 | 0
| 235.1533 | 0 | 234.6544 | 0 | 234.65 | 0 | 235.1533 | 0 | 234.6544 | 0 | 235.1533 | 0 | 242.603 | 0.00062378 | 235.1533 | 8.3809e-05 | 235.1533 | 0 | 234.8991 | 0 | 235.1533 | 0 | 235.1533 | 0.0034777 | 234.6544 | 0 | 235.1533 | 0.0084239 | 234.8991 | 0 | 232.6292 | 0 | 231.0777 | 0 | 232.5852 | 0
| 235.3589 | 0 | 234.8586 | 0 | 234.86 | 0 | 235.3589 | 0 | 234.8586 | 0 | 235.3589 | 0 | 242.8121 | 7.5747e-05 | 235.3589 | 0 | 235.3589 | 0 | 235.1038 | 0 | 235.3589 | 0 | 235.3589 | -0.0007505 | 234.8586 | 0 | 235.3589 | -0.016713 | 235.1038 | 0 | 232.8388 | 0 | 231.2868 | 0 | 232.7936 | 0
| 235.5645 | 0 | 235.0627 | 0 | 235.06 | 0 | 235.5645 | 0 | 235.0627 | 0 | 235.5645 | 0 | 243.0211 | 0.00054327 | 235.5645 | 0.00019304 | 235.5645 | 0 | 235.3084 | 0 | 235.5645 | 0 | 235.5645 | 0.011471 | 235.0627 | 0 | 235.5645 | 0.0086866 | 235.3084 | 0 | 233.0484 | 0 | 231.496 | 0 | 233.002 | 0
| 235.7701 | 0 | 235.2668 | 0 | 235.27 | 0 | 235.7701 | 0 | 235.2668 | 0 | 235.7701 | 0 | 243.2301 | 0.00011212 | 235.7701 | 0 | 235.7701 | 0 | 235.5131 | 0 | 235.7701 | 0 | 235.7701 | -0.0035509 | 235.2668 | 0 | 235.7701 | -0.016692 | 235.5131 | 0 | 233.258 | 0 | 231.7051 | 0 | 233.2105 | 0
| 235.9758 | 0 | 235.4709 | 0 | 235.47 | 0 | 235.9758 | 0 | 235.4709 | 0 | 235.9758 | 0 | 243.4392 | 0.00063587 | 235.9758 | 8.05e-05 | 235.9758 | 0 | 235.7178 | 0 | 235.9758 | 0 | 235.9758 | 0.0092783 | 235.4709 | 0 | 235.9758 | 0.011265 | 235.7178 | 0 | 233.4676 | 0 | 231.9143 | 0 | 233.4189 | 0
| 236.1815 | 0 | 235.6751 | 0 | 235.68 | 0 | 236.1815 | 0 | 235.6751 | 0 | 236.1815 | 0 | 243.6482 | 7.4541e-05 | 236.1815 | 0 | 236.1815 | 0 | 235.9225 | 0 | 236.1815 | 0 | 236.1815 | 0.0041915 | 235.6751 | 0 | 236.1815 | -0.017667 | 235.9225 | 0 | 233.6772 | 0 | 232.1235 | 0 | 233.6274 | 0
| 236.3872 | 0 | 235.8793 | 0 | 235.88 | 0 | 236.3872 | 0 | 235.8793 | 0 | 236.3872 | 0 | 243.8573 | 0.00063167 | 236.3872 | 4.3377e-05 | 236.3872 | 0 | 236.1272 | 0 | 236.3872 | 0 | 236.3872 | 0.0015188 | 235.8793 | 0 | 236.3872 | 0.0074336 | 236.1272 | 0 | 233.8868 | 0 | 232.3327 | 0 | 233.8359 | 0
| 236.5929 | 0 | 236.0834 | 0 | 236.08 | 0 | 236.5929 | 0 | 236.0835 | 0 | 236.5929 | 0 | 244.0664 | 4.4747e-05 | 236.5929 | 0 | 236.5929 | 0 | 236.3319 | 0 | 236.5929 | 0 | 236.5929 | -0.0054256 | 236.0835 | 0 | 236.5929 | -0.010045 | 236.3319 | 0 | 234.0965 | 0 | 232.5419 | 0 | 234.0444 | 0
| 236.7986 | 0 | 236.2876 | 0 | 236.29 | 0 | 236.7986 | 0 | 236.2876 | 0 | 236.7986 | 0 | 244.2755 | 0.00058633 | 236.7986 | 5.1822e-05 | 236.7986 | 0 | 236.5367 | 0 | 236.7986 | 0 | 236.7986 | 0.0020389 | 236.2876 | 0 | 236.7986 | 0.0072174 | 236.5367 | 0 | 234.3061 | 0 | 232.7511 | 0 | 234.2529 | 0
| 237.0044 | 0 | 236.4918 | 0 | 236.49 | 0 | 237.0044 | 0 | 236.4919 | 0 | 237.0044 | 0 | 244.4846 | 0.00014987 | 237.0044 | 0 | 237.0044 | 0 | 236.7415 | 0 | 237.0044 | 0 | 237.0044 | -0.0015956 | 236.4919 | 0 | 237.0044 | -0.012684 | 236.7415 | 0 | 234.5158 | 0 | 232.9603 | 0 | 234.4614 | 0
| 237.2101 | 0 | 236.6961 | 0 | 236.7 | 0 | 237.2101 | 0 | 236.6961 | 0 | 237.2101 | 0 | 244.6937 | 0.00058444 | 237.2101 | 8.0838e-05 | 237.2101 | 0 | 236.9463 | 0 | 237.2101 | 0 | 237.2101 | 0.0081337 | 236.6961 | 0 | 237.2101 | 0.0073919 | 236.9463 | 0 | 234.7254 | 0 | 233.1695 | 0 | 234.6699 | 0
| 237.4159 | 0 | 236.9003 | 0 | 236.9 | 0 | 237.4159 | 0 | 236.9003 | 0 | 237.4159 | 0 | 244.9028 | 0.0001133 | 237.4159 | 0 | 237.4159 | 0 | 237.1511 | 0 | 237.4159 | 0 | 237.4159 | -0.0027843 | 236.9003 | 0 | 237.4159 | -0.019379 | 237.1511 | 0 | 234.9351 | 0 | 233.3788 | 0 | 234.8784 | 0
| 237.6217 | 0 | 237.1046 | 0 | 237.1 | 0 | 237.6217 | 0 | 237.1046 | 0 | 237.6217 | 0 | 245.112 | 0.00061821 | 237.6217 | 6.2624e-05 | 237.6217 | 0 | 237.3559 | 0 | 237.6217 | 0 | 237.6217 | 0.013871 | 237.1046 | 0 | 237.6217 | 0.0061511 | 237.3559 | 0 | 235.1448 | 0 | 233.5881 | 0 | 235.087 | 0
| 237.8275 | 0 | 237.3089 | 0 | 237.31 | 0 | 237.8275 | 0 | 237.3089 | 0 | 237.8275 | 0 | 245.3211 | 0.00011305 | 237.8275 | 0 | 237.8275 | 0 | 237.5608 | 0 | 237.8275 | 0 | 237.8275 | 1.9291e-07 | 237.3089 | 0 | 237.8275 | -0.021021 | 237.5608 | 0 | 235.3545 | 0 | 233.7974 | 0 | 235.2955 | 0
| 238.0333 | 0 | 237.5131 | 0 | 237.51 | 0 | 238.0333 | 0 | 237.5131 | 0 | 238.0333 | 0 | 245.5303 | 0.0005628 | 238.0333 | 0.00011843 | 238.0333 | 0 | 237.7656 | 0 | 238.0333 | 0 | 238.0333 | -0.0045331 | 237.5131 | 0 | 238.0333 | 0.0077828 | 237.7656 | 0 | 235.5642 | 0 | 234.0067 | 0 | 235.5041 | 0
| 238.2392 | 0 | 237.7174 | 0 | 237.72 | 0 | 238.2392 | 0 | 237.7174 | 0 | 238.2392 | 0 | 245.7395 | -7.7466e-06 | 238.2392 | 0 | 238.2392 | 0 | 237.9705 | 0 | 238.2392 | 0 | 238.2392 | -0.0020599 | 237.7174 | 0 | 238.2392 | -0.012894 | 237.9705 | 0 | 235.7739 | 0 | 234.216 | 0 | 235.7127 | 0
| 238.445 | 0 | 237.9217 | 0 | 237.92 | 0 | 238.445 | 0 | 237.9217 | 0 | 238.445 | 0 | 245.9487 | 0.00059314 | 238.445 | 7.4758e-05 | 238.445 | 0 | 238.1754 | 0 | 238.445 | 0 | 238.445 | 0.0034222 | 237.9217 | 0 | 238.445 | 0.0047626 | 238.1754 | 0 | 235.9836 | 0 | 234.4253 | 0 | 235.9213 | 0
| 238.6509 | 0 | 238.1261 | 0 | 238.13 | 0 | 238.6509 | 0 | 238.1261 | 0 | 238.6509 | 0 | 246.1579 | 9.9063e-05 | 238.6509 | 0 | 238.6509 | 0 | 238.3803 | 0 | 238.6509 | 0 | 238.6509 | 0.0023419 | 238.1261 | 0 | 238.6509 | -0.018944 | 238.3803 | 0 | 236.1934 | 0 | 234.6346 | 0 | 236.1299 | 0
| 238.8568 | 0 | 238.3304 | 0 | 238.33 | 0 | 238.8568 | 0 | 238.3304 | 0 | 238.8568 | 0 | 246.3671 | 0.00059666 | 238.8568 | 6.7719e-05 | 238.8568 | 0 | 238.5853 | 0 | 238.8568 | 0 | 238.8568 | 0.005044 | 238.3304 | 0 | 238.8568 | 0.010553 | 238.5853 | 0 | 236.4031 | 0 | 234.844 | 0 | 236.3385 | 0
| 239.0627 | 0 | 238.5348 | 0 | 238.53 | 0 | 239.0627 | 0 | 238.5348 | 0 | 239.0627 | 0 | 246.5763 | 8.2498e-05 | 239.0627 | 4.2724e-05 | 239.0627 | 0 | 238.7902 | 0 | 239.0627 | 0 | 239.0627 | -0.0047573 | 238.5348 | 0 | 239.0627 | -0.009474 | 238.7902 | 0 | 236.6129 | 0 | 235.0534 | 0 | 236.5472 | 0
| 239.2686 | 0 | 238.7391 | 0 | 238.74 | 0 | 239.2686 | 0 | 238.7391 | 0 | 239.2686 | 0 | 246.7856 | 0.00059828 | 239.2686 | 9.7876e-05 | 239.2686 | 0 | 238.9952 | 0 | 239.2686 | 0 | 239.2686 | 0.007559 | 238.7391 | 0 | 239.2686 | 0.0093412 | 238.9952 | 0 | 236.8227 | 0 | 235.2627 | 0 | 236.7558 | 0
| 239.4746 | 0 | 238.9435 | 0 | 238.94 | 0 | 239.4746 | 0 | 238.9435 | 0 | 239.4746 | 0 | 246.9948 | 7.7677e-05 | 239.4746 | 0 | 239.4746 | 0 | 239.2002 | 0 | 239.4746 | 0 | 239.4746 | -0.0020577 | 238.9435 | 0 | 239.4746 | -0.014158 | 239.2002 | 0 | 237.0325 | 0 | 235.4721 | 0 | 236.9645 | 0
| 239.6805 | 0 | 239.1479 | 0 | 239.15 | 0 | 239.6805 | 0 | 239.1479 | 0 | 239.6805 | 0 | 247.2041 | 0.00067923 | 239.6805 | 0.00010582 | 239.6805 | 0 | 239.4052 | 0 | 239.6805 | 0 | 239.6805 | 0.0055172 | 239.1479 | 0 | 239.6805 | 0.01156 | 239.4052 | 0 | 237.2422 | 0 | 235.6815 | 0 | 237.1732 | 0
| 239.8865 | 0 | 239.3523 | 0 | 239.35 | 0 | 239.8865 | 0 | 239.3523 | 0 | 239.8865 | 0 | 247.4134 | 3.7859e-05 | 239.8865 | 0 | 239.8865 | 0 | 239.6102 | 0 | 239.8865 | 0 | 239.8865 | -0.0029222 | 239.3523 | 0 | 239.8865 | -0.021157 | 239.6102 | 0 | 237.452 | 0 | 235.891 | 0 | 237.3819 | 0
| 240.0925 | 0 | 239.5567 | 0 | 239.56 | 0 | 240.0925 | 0 | 239.5567 | 0 | 240.0925 | 0 | 247.6227 | 0.0006193 | 240.0925 | 8.614e-05 | 240.0925 | 0 | 239.8153 | 0 | 240.0925 | 0 | 240.0925 | 0.0054301 | 239.5567 | 0 | 240.0925 | 0.004589 | 239.8153 | 0 | 237.6619 | 0 | 236.1004 | 0 | 237.5906 | 0
| 240.2985 | 0 | 239.7612 | 0 | 239.76 | 0 | 240.2985 | 0 | 239.7612 | 0 | 240.2985 | 0 | 247.832 | 3.2363e-05 | 240.2985 | 0 | 240.2985 | 0 | 240.0204 | 0 | 240.2985 | 0 | 240.2985 | 0.00082448 | 239.7612 | 0 | 240.2985 | -0.014282 | 240.0204 | 0 | 237.8717 | 0 | 236.3099 | 0 | 237.7993 | 0
| 240.5045 | 0 | 239.9656 | 0 | 239.97 | 0 | 240.5045 | 0 | 239.9656 | 0 | 240.5045 | 0 | 248.0413 | 0.00066212 | 240.5045 | 6.9497e-05 | 240.5045 | 0 | 240.2254 | 0 | 240.5045 | 0 | 240.5045 | 0.0069884 | 239.9656 | 0 | 240.5045 | 0.0084521 | 240.2254 | 0 | 238.0815 | 0 | 236.5193 | 0 | 238.008 | 0
| 240.7106 | 0 | 240.1701 | 0 | 240.17 | 0 | 240.7106 | 0 | 240.1701 | 0 | 240.7106 | 0 | 248.2506 | 5.137e-05 | 240.7106 | 0 | 240.7106 | 0 | 240.4305 | 0 | 240.7106 | 0 | 240.7106 | 0.00024018 | 240.1701 | 0 | 240.7106 | -0.018275 | 240.4305 | 0 | 238.2914 | 0 | 236.7288 | 0 | 238.2167 | 0
| 240.9166 | 0 | 240.3746 | 0 | 240.37 | 0 | 240.9166 | 0 | 240.3746 | 0 | 240.9166 | 0 | 248.4599 | 0.00065516 | 240.9166 | 9.8193e-05 | 240.9166 | 0 | 240.6357 | 0 | 240.9166 | 0 | 240.9166 | 0.0072078 | 240.3746 | 0 | 240.9166 | 0.0074506 | 240.6356 | 0 | 238.5012 | 0 | 236.9383 | 0 | 238.4255 | 0
| 241.1227 | 0 | 240.5791 | 0 | 240.58 | 0 | 241.1227 | 0 | 240.5791 | 0 | 241.1227 | 0 | 248.6693 | 9.8561e-05 | 241.1227 | 0 | 241.1227 | 0 | 240.8408 | 0 | 241.1227 | 0 | 241.1227 | 0.0029633 | 240.5791 | 0 | 241.1227 | -0.016953 | 240.8408 | 0 | 238.7111 | 0 | 237.1478 | 0 | 238.6342 | 0
| 241.3288 | 0 | 240.7835 | 0 | 240.78 | 0 | 241.3288 | 0 | 240.7836 | 0 | 241.3288 | 0 | 248.8787 | 0.00061156 | 241.3288 | 9.2879e-05 | 241.3288 | 0 | 241.0459 | 0 | 241.3288 | 0 | 241.3288 | 0.0018987 | 240.7836 | 0 | 241.3288 | 0.0084239 | 241.046 | 0 | 238.921 | 0 | 237.3573 | 0 | 238.843 | 0
| 241.5349 | 0 | 240.9881 | 0 | 240.99 | 0 | 241.5349 | 0 | 240.9881 | 0 | 241.5349 | 0 | 249.0881 | 0.00010233 | 241.5349 | 0 | 241.5349 | 0 | 241.2511 | 0 | 241.5349 | 0 | 241.5349 | -0.0026945 | 240.9881 | 0 | 241.5349 | -0.014463 | 241.2511 | 0 | 239.1308 | 0 | 237.5669 | 0 | 239.0518 | 0
| 241.741 | 0 | 241.1926 | 0 | 241.19 | 0 | 241.741 | 0 | 241.1926 | 0 | 241.741 | 0 | 249.2974 | 0.00061168 | 241.741 | 0.00010326 | 241.741 | 0 | 241.4563 | 0 | 241.741 | 0 | 241.741 | 0.007536 | 241.1926 | 0 | 241.741 | 0.0061282 | 241.4563 | 0 | 239.3407 | 0 | 237.7764 | 0 | 239.2606 | 0
| 241.9472 | 0 | 241.3972 | 0 | 241.4 | 0 | 241.9472 | 0 | 241.3972 | 0 | 241.9472 | 0 | 249.5068 | -3.4614e-05 | 241.9472 | 0 | 241.9472 | 0 | 241.6615 | 0 | 241.9472 | 0 | 241.9472 | -0.0033494 | 241.3972 | 0 | 241.9472 | -0.0096596 | 241.6615 | 0 | 239.5507 | 0 | 237.986 | 0 | 239.4694 | 0
| 242.1533 | 0 | 241.6017 | 0 | 241.6 | 0 | 242.1533 | 0 | 241.6017 | 0 | 242.1533 | 0 | 249.7163 | 0.00064649 | 242.1533 | 0.00012131 | 242.1533 | 0 | 241.8667 | 0 | 242.1533 | 0 | 242.1533 | 0.011151 | 241.6017 | 0 | 242.1533 | 0.010788 | 241.8667 | 0 | 239.7606 | 0 | 238.1955 | 0 | 239.6782 | 0
| 242.3595 | 0 | 241.8063 | 0 | 241.81 | 0 | 242.3595 | 0 | 241.8063 | 0 | 242.3595 | 0 | 249.9257 | 0.00010875 | 242.3595 | 0 | 242.3595 | 0 | 242.072 | 0 | 242.3595 | 0 | 242.3595 | 0.0052098 | 241.8063 | 0 | 242.3595 | -0.01279 | 242.072 | 0 | 239.9705 | 0 | 238.4051 | 0 | 239.8871 | 0
| 242.5657 | 0 | 242.0109 | 0 | 242.01 | 0 | 242.5657 | 0 | 242.0109 | 0 | 242.5657 | 0 | 250.1351 | 0.00062297 | 242.5657 | 7.9884e-05 | 242.5657 | 0 | 242.2773 | 0 | 242.5657 | 0 | 242.5657 | 0.00047477 | 242.0109 | 0 | 242.5657 | 0.0081233 | 242.2773 | 0 | 240.1805 | 0 | 238.6147 | 0 | 240.0959 | 0
| 242.7719 | 0 | 242.2155 | 0 | 242.22 | 0 | 242.7719 | 0 | 242.2155 | 0 | 242.7719 | 0 | 250.3446 | 4.7914e-05 | 242.7719 | 0 | 242.7719 | 0 | 242.4825 | 0 | 242.7719 | 0 | 242.7719 | -0.0061652 | 242.2155 | 0 | 242.7719 | -0.010676 | 242.4825 | 0 | 240.3904 | 0 | 238.8244 | 0 | 240.3048 | 0
| 242.9781 | 0 | 242.4201 | 0 | 242.42 | 0 | 242.9781 | 0 | 242.4201 | 0 | 242.9781 | 0 | 250.554 | 0.00068363 | 242.9781 | 0.00015925 | 242.9781 | 0 | 242.6878 | 0 | 242.9781 | 0 | 242.9781 | 0.0022686 | 242.4201 | 0 | 242.9781 | 0.01343 | 242.6878 | 0 | 240.6004 | 0 | 239.034 | 0 | 240.5136 | 0
| 243.1844 | 0 | 242.6248 | 0 | 242.62 | 0 | 243.1844 | 0 | 242.6248 | 0 | 243.1844 | 0 | 250.7635 | 0.00012344 | 243.1844 | 0 | 243.1844 | 0 | 242.8932 | 0 | 243.1844 | 0 | 243.1844 | -0.00063367 | 242.6248 | 0 | 243.1844 | -0.016261 | 242.8931 | 0 | 240.8103 | 0 | 239.2436 | 0 | 240.7225 | 0
| 243.3906 | 0 | 242.8294 | 0 | 242.83 | 0 | 243.3906 | 0 | 242.8294 | 0 | 243.3906 | 0 | 250.973 | 0.00063091 | 243.3906 | 9.2377e-05 | 243.3906 | 0 | 243.0985 | 0 | 243.3906 | 0 | 243.3906 | 0.012489 | 242.8294 | 0 | 243.3906 | 0.0084399 | 243.0985 | 0 | 241.0203 | 0 | 239.4533 | 0 | 240.9314 | 0
| 243.5969 | 0 | 243.0341 | 0 | 243.03 | 0 | 243.5969 | 0 | 243.0341 | 0 | 243.5969 | 0 | 251.1825 | 0.00015748 | 243.5969 | 0 | 243.5969 | 0 | 243.3038 | 0 | 243.5969 | 0 | 243.5969 | 0.0016557 | 243.0341 | 0 | 243.5969 | -0.015032 | 243.3038 | 0 | 241.2303 | 0 | 239.663 | 0 | 241.1403 | 0
| 243.8032 | 0 | 243.2387 | 0 | 243.24 | 0 | 243.8032 | 0 | 243.2387 | 0 | 243.8032 | 0 | 251.392 | 0.00066851 | 243.8032 | 3.5026e-05 | 243.8032 | 0 | 243.5092 | 0 | 243.8032 | 0 | 243.8032 | 0.006527 | 243.2387 | 0 | 243.8032 | 0.0061036 | 243.5092 | 0 | 241.4403 | 0 | 239.8726 | 0 | 241.3493 | 0
| 244.0095 | 0 | 243.4434 | 0 | 243.44 | 0 | 244.0095 | 0 | 243.4434 | 0 | 244.0095 | 0 | 251.6016 | 0.00016272 | 244.0095 | 0 | 244.0095 | 0 | 243.7146 | 0 | 244.0095 | 0 | 244.0095 | 0.0057905 | 243.4434 | 0 | 244.0095 | -0.016572 | 243.7146 | 0 | 241.6503 | 0 | 240.0823 | 0 | 241.5582 | 0
| 244.2158 | 0 | 243.6481 | 0 | 243.65 | 0 | 244.2158 | 0 | 243.6481 | 0 | 244.2158 | 0 | 251.8111 | 0.00057406 | 244.2158 | 4.53e-05 | 244.2158 | 0 | 243.92 | 0 | 244.2158 | 0 | 244.2158 | -0.0018381 | 243.6481 | 0 | 244.2158 | 0.0054783 | 243.92 | 0 | 241.8604 | 0 | 240.292 | 0 | 241.7671 | 0
| 244.4221 | 0 | 243.8528 | 0 | 243.85 | 0 | 244.4221 | 0 | 243.8528 | 0 | 244.4221 | 0 | 252.0206 | 0.00012055 | 244.4221 | 0 | 244.4221 | 0 | 244.1254 | 0 | 244.4221 | 0 | 244.4221 | -0.0022959 | 243.8528 | 0 | 244.4221 | -0.017341 | 244.1254 | 0 | 242.0704 | 0 | 240.5018 | 0 | 241.9761 | 0
| 244.6285 | 0 | 244.0576 | 0 | 244.06 | 0 | 244.6285 | 0 | 244.0576 | 0 | 244.6285 | 0 | 252.2302 | 0.0006331 | 244.6285 | 4.3616e-05 | 244.6285 | 0 | 244.3309 | 0 | 244.6285 | 0 | 244.6285 | 0.0045818 | 244.0576 | 0 | 244.6285 | 0.0089525 | 244.3309 | 0 | 242.2804 | 0 | 240.7115 | 0 | 242.1851 | 0
| 244.8349 | 0 | 244.2623 | 0 | 244.26 | 0 | 244.8349 | 0 | 244.2623 | 0 | 244.8349 | 0 | 252.4398 | 6.2604e-05 | 244.8349 | 0 | 244.8349 | 0 | 244.5363 | 0 | 244.8349 | 0 | 244.8349 | -0.0023739 | 244.2623 | 0 | 244.8349 | -0.019364 | 244.5363 | 0 | 242.4905 | 0 | 240.9213 | 0 | 242.3941 | 0
| 245.0413 | 0 | 244.4671 | 0 | 244.47 | 0 | 245.0413 | 0 | 244.4671 | 0 | 245.0413 | 0 | 252.6494 | 0.00062886 | 245.0413 | 6.1111e-05 | 245.0413 | 0 | 244.7418 | 0 | 245.0413 | 0 | 245.0413 | 0.0036388 | 244.4671 | 0 | 245.0413 | 0.006637 | 244.7418 | 0 | 242.7005 | 0 | 241.1311 | 0 | 242.603 | 0
| 245.2477 | 0 | 244.6718 | 0 | 244.67 | 0 | 245.2477 | 0 | 244.6718 | 0 | 245.2477 | 0 | 252.859 | 0.00012356 | 245.2477 | 0 | 245.2477 | 0 | 244.9473 | 0 | 245.2477 | 0 | 245.2477 | -0.0014522 | 244.6718 | 0 | 245.2477 | -0.010236 | 244.9473 | 0 | 242.9106 | 0 | 241.3408 | 0 | 242.8121 | 0
| 245.4541 | 0 | 244.8766 | 0 | 244.88 | 0 | 245.4541 | 0 | 244.8766 | 0 | 245.4541 | 0 | 253.0686 | 0.00067081 | 245.4541 | 0.00014774 | 245.4541 | 0 | 245.1528 | 0 | 245.4541 | 0 | 245.4541 | 0.0022253 | 244.8766 | 0 | 245.4541 | 0.011184 | 245.1528 | 0 | 243.1207 | 0 | 241.5506 | 0 | 243.0211 | 0
| 245.6605 | 0 | 245.0814 | 0 | 245.08 | 0 | 245.6605 | 0 | 245.0814 | 0 | 245.6605 | 0 | 253.2782 | 4.7823e-05 | 245.6605 | 0 | 245.6605 | 0 | 245.3584 | 0 | 245.6605 | 0 | 245.6605 | 0.0038587 | 245.0814 | 0 | 245.6605 | -0.022158 | 245.3584 | 0 | 243.3308 | 0 | 241.7604 | 0 | 243.2301 | 0
| 245.867 | 0 | 245.2862 | 0 | 245.29 | 0 | 245.867 | 0 | 245.2862 | 0 | 245.867 | 0 | 253.4879 | 0.00067949 | 245.867 | 9.2759e-05 | 245.867 | 0 | 245.5639 | 0 | 245.867 | 0 | 245.867 | 0.0024081 | 245.2862 | 0 | 245.867 | 0.0082797 | 245.5639 | 0 | 243.5409 | 0 | 241.9703 | 0 | 243.4391 | 0
| 246.0734 | 0 | 245.4911 | 0 | 245.49 | 0 | 246.0734 | 0 | 245.4911 | 0 | 246.0734 | 0 | 253.6975 | 0.00010468 | 246.0734 | 0 | 246.0734 | 0 | 245.7695 | 0 | 246.0734 | 0 | 246.0734 | -0.0022914 | 245.4911 | 0 | 246.0734 | -0.014215 | 245.7695 | 0 | 243.751 | 0 | 242.1801 | 0 | 243.6482 | 0
| 246.2799 | 0 | 245.6959 | 0 | 245.7 | 0 | 246.2799 | 0 | 245.6959 | 0 | 246.2799 | 0 | 253.9072 | 0.00068879 | 246.2799 | 0.00010035 | 246.2799 | 0 | 245.9751 | 0 | 246.2799 | 0 | 246.2799 | 0.0038471 | 245.6959 | 0 | 246.2799 | 0.006709 | 245.9751 | 0 | 243.9612 | 0 | 242.3899 | 0 | 243.8573 | 0
| 246.4864 | 0 | 245.9008 | 0 | 245.9 | 0 | 246.4864 | 0 | 245.9008 | 0 | 246.4864 | 0 | 254.1168 | 0.00010745 | 246.4864 | 0 | 246.4864 | 0 | 246.1807 | 0 | 246.4864 | 0 | 246.4864 | -0.0032696 | 245.9008 | 0 | 246.4864 | -0.016973 | 246.1807 | 0 | 244.1713 | 0 | 242.5998 | 0 | 244.0664 | 0
| 246.6929 | 0 | 246.1056 | 0 | 246.11 | 0 | 246.693 | 0 | 246.1056 | 0 | 246.693 | 0 | 254.3265 | 0.00060821 | 246.6929 | 0.00012621 | 246.6929 | 0 | 246.3863 | 0 | 246.693 | 0 | 246.6929 | 0.0064882 | 246.1056 | 0 | 246.6929 | 0.0081367 | 246.3863 | 0 | 244.3815 | 0 | 242.8097 | 0 | 244.2755 | 0
| 246.8995 | 0 | 246.3105 | 0 | 246.31 | 0 | 246.8995 | 0 | 246.3105 | 0 | 246.8995 | 0 | 254.5362 | 0.00014893 | 246.8995 | 0 | 246.8995 | 0 | 246.5919 | 0 | 246.8995 | 0 | 246.8995 | -0.00089365 | 246.3105 | 0 | 246.8995 | -0.017422 | 246.5919 | 0 | 244.5916 | 0 | 243.0196 | 0 | 244.4846 | 0
| 247.106 | 0 | 246.5154 | 0 | 246.52 | 0 | 247.106 | 0 | 246.5154 | 0 | 247.106 | 0 | 254.7459 | 0.00064285 | 247.106 | 0.00012091 | 247.106 | 0 | 246.7976 | 0 | 247.106 | 0 | 247.106 | 0.0053565 | 246.5154 | 0 | 247.106 | 0.0065717 | 246.7976 | 0 | 244.8018 | 0 | 243.2295 | 0 | 244.6937 | 0
| 247.3126 | 0 | 246.7203 | 0 | 246.72 | 0 | 247.3126 | 0 | 246.7203 | 0 | 247.3126 | 0 | 254.9557 | 0.00012885 | 247.3126 | 0 | 247.3126 | 0 | 247.0033 | 0 | 247.3126 | 0 | 247.3126 | 0.00089478 | 246.7203 | 0 | 247.3126 | -0.015715 | 247.0033 | 0 | 245.012 | 0 | 243.4394 | 0 | 244.9028 | 0
| 247.5192 | 0 | 246.9253 | 0 | 246.93 | 0 | 247.5192 | 0 | 246.9252 | 0 | 247.5192 | 0 | 255.1654 | 0.00064075 | 247.5192 | 0.00014729 | 247.5192 | 0 | 247.209 | 0 | 247.5192 | 0 | 247.5192 | 0.004301 | 246.9252 | 0 | 247.5192 | 0.0080786 | 247.2089 | 0 | 245.2222 | 0 | 243.6493 | 0 | 245.112 | 0
| 247.7258 | 0 | 247.1302 | 0 | 247.13 | 0 | 247.7258 | 0 | 247.1302 | 0 | 247.7258 | 0 | 255.3751 | 5.3565e-05 | 247.7258 | 0 | 247.7258 | 0 | 247.4147 | 0 | 247.7258 | 0 | 247.7258 | 0.0029418 | 247.1302 | 0 | 247.7258 | -0.015211 | 247.4147 | 0 | 245.4324 | 0 | 243.8593 | 0 | 245.3211 | 0
| 247.9324 | 0 | 247.3351 | 0 | 247.34 | 0 | 247.9324 | 0 | 247.3351 | 0 | 247.9324 | 0 | 255.5849 | 0.00060587 | 247.9324 | 0.0001455 | 247.9324 | 0 | 247.6204 | 0 | 247.9324 | 0 | 247.9324 | 0.0015244 | 247.3351 | 0 | 247.9324 | 0.0088537 | 247.6204 | 0 | 245.6426 | 0 | 244.0693 | 0 | 245.5303 | 0
| 248.139 | 0 | 247.5401 | 0 | 247.54 | 0 | 248.139 | 0 | 247.5401 | 0 | 248.139 | 0 | 255.7947 | 9.0492e-05 | 248.139 | 0 | 248.139 | 0 | 247.8261 | 0 | 248.139 | 0 | 248.139 | -0.005611 | 247.5401 | 0 | 248.139 | -0.012569 | 247.8261 | 0 | 245.8528 | 0 | 244.2792 | 0 | 245.7395 | 0
| 248.3457 | 0 | 247.7451 | 0 | 247.75 | 0 | 248.3457 | 0 | 247.7451 | 0 | 248.3457 | 0 | 256.0045 | 0.00068491 | 248.3457 | 1.5193e-05 | 248.3457 | 0 | 248.0319 | 0 | 248.3457 | 0 | 248.3457 | 0.0056828 | 247.7451 | 0 | 248.3457 | 0.0085361 | 248.0319 | 0 | 246.063 | 0 | 244.4892 | 0 | 245.9487 | 0
| 248.5524 | 0 | 247.9501 | 0 | 247.95 | 0 | 248.5524 | 0 | 247.9501 | 0 | 248.5524 | 0 | 256.2143 | 0.0001466 | 248.5524 | 0 | 248.5524 | 0 | 248.2377 | 0 | 248.5524 | 0 | 248.5524 | -0.0018358 | 247.9501 | 0 | 248.5523 | -0.019551 | 248.2377 | 0 | 246.2733 | 0 | 244.6992 | 0 | 246.1579 | 0
| 248.759 | 0 | 248.1551 | 0 | 248.16 | 0 | 248.759 | 0 | 248.1551 | 0 | 248.759 | 0 | 256.4241 | 0.0006697 | 248.759 | 0.00010819 | 248.759 | 0 | 248.4435 | 0 | 248.759 | 0 | 248.759 | 0.0062105 | 248.1551 | 0 | 248.7591 | 0.0077956 | 248.4435 | 0 | 246.4836 | 0 | 244.9093 | 0 | 246.3671 | 0
| 248.9657 | 0 | 248.3601 | 0 | 248.36 | 0 | 248.9657 | 0 | 248.3601 | 0 | 248.9657 | 0 | 256.6339 | 0.00011321 | 248.9657 | 0 | 248.9657 | 0 | 248.6493 | 0 | 248.9657 | 0 | 248.9657 | -0.0051212 | 248.3601 | 0 | 248.9657 | -0.018652 | 248.6493 | 0 | 246.6938 | 0 | 245.1193 | 0 | 246.5763 | 0
| 249.1725 | 0 | 248.5651 | 0 | 248.57 | 0 | 249.1725 | 0 | 248.5651 | 0 | 249.1725 | 0 | 256.8437 | 0.00069882 | 249.1725 | 0.00011312 | 249.1725 | 0 | 248.8551 | 0 | 249.1725 | 0 | 249.1725 | 0.0049693 | 248.5651 | 0 | 249.1724 | 0.012013 | 248.8551 | 0 | 246.9041 | 0 | 245.3293 | 0 | 246.7856 | 0
| 249.3792 | 0 | 248.7702 | 0 | 248.77 | 0 | 249.3792 | 0 | 248.7702 | 0 | 249.3792 | 0 | 257.0536 | 0.00011004 | 249.3792 | 0 | 249.3792 | 0 | 249.061 | 0 | 249.3792 | 0 | 249.3792 | -0.0045916 | 248.7702 | 0 | 249.3792 | -0.011614 | 249.061 | 0 | 247.1144 | 0 | 245.5394 | 0 | 246.9948 | 0
| 249.5859 | 0 | 248.9753 | 0 | 248.98 | 0 | 249.5859 | 0 | 248.9753 | 0 | 249.5859 | 0 | 257.2634 | 0.00068171 | 249.5859 | 9.0074e-05 | 249.5859 | 0 | 249.2669 | 0 | 249.5859 | 0 | 249.5859 | 0.0053525 | 248.9753 | 0 | 249.5859 | 0.003283 | 249.2669 | 0 | 247.3247 | 0 | 245.7494 | 0 | 247.2041 | 0
| 249.7927 | 0 | 249.1803 | 0 | 249.18 | 0 | 249.7927 | 0 | 249.1803 | 0 | 249.7927 | 0 | 257.4733 | 0.00013108 | 249.7927 | 0 | 249.7927 | 0 | 249.4728 | 0 | 249.7927 | 0 | 249.7927 | -0.0011766 | 249.1803 | 0 | 249.7927 | -0.018715 | 249.4728 | 0 | 247.535 | 0 | 245.9595 | 0 | 247.4134 | 0
| 249.9995 | 0 | 249.3854 | 0 | 249.39 | 0 | 249.9995 | 0 | 249.3854 | 0 | 249.9995 | 0 | 257.6832 | 0.00064342 | 249.9995 | 7.6714e-05 | 249.9995 | 0 | 249.6787 | 0 | 249.9995 | 0 | 249.9995 | 0.0048682 | 249.3854 | 0 | 249.9995 | 0.0047973 | 249.6787 | 0 | 247.7453 | 0 | 246.1696 | 0 | 247.6227 | 0
| 250.2063 | 0 | 249.5905 | 0 | 249.59 | 0 | 250.2063 | 0 | 249.5905 | 0 | 250.2063 | 0 | 257.8931 | 0.00018853 | 250.2063 | 0 | 250.2063 | 0 | 249.8846 | 0 | 250.2063 | 0 | 250.2063 | -0.0038078 | 249.5905 | 0 | 250.2063 | -0.01959 | 249.8846 | 0 | 247.9556 | 0 | 246.3798 | 0 | 247.832 | 0
| 250.4131 | 0 | 249.7956 | 0 | 249.8 | 0 | 250.4131 | 0 | 249.7957 | 0 | 250.4131 | 0 | 258.103 | 0.00065831 | 250.4131 | 8.536e-05 | 250.4131 | 0 | 250.0905 | 0 | 250.4131 | 0 | 250.4131 | 0.011694 | 249.7957 | 0 | 250.4131 | 0.012738 | 250.0905 | 0 | 248.166 | 0 | 246.5899 | 0 | 248.0413 | 0
| 250.6199 | 0 | 250.0008 | 0 | 250 | 0 | 250.6199 | 0 | 250.0008 | 0 | 250.6199 | 0 | 258.3129 | 0.00012589 | 250.6199 | 0 | 250.6199 | 0 | 250.2965 | 0 | 250.6199 | 0 | 250.6199 | 0.0018749 | 250.0008 | 0 | 250.6199 | -0.015656 | 250.2965 | 0 | 248.3763 | 0 | 246.8 | 0 | 248.2506 | 0
| 250.8268 | 0 | 250.2059 | 0 | 250.21 | 0 | 250.8268 | 0 | 250.2059 | 0 | 250.8268 | 0 | 258.5229 | 0.00066075 | 250.8268 | 7.3947e-05 | 250.8268 | 0 | 250.5025 | 0 | 250.8268 | 0 | 250.8268 | 0.0063648 | 250.2059 | 0 | 250.8268 | 0.0096356 | 250.5025 | 0 | 248.5867 | 0 | 247.0102 | 0 | 248.4599 | 0
| 251.0336 | 0 | 250.4111 | 0 | 250.41 | 0 | 251.0336 | 0 | 250.4111 | 0 | 251.0336 | 0 | 258.7328 | 0.00016281 | 251.0336 | 0 | 251.0336 | 0 | 250.7085 | 0 | 251.0336 | 0 | 251.0336 | -0.0038645 | 250.4111 | 0 | 251.0336 | -0.015813 | 250.7085 | 0 | 248.7971 | 0 | 247.2203 | 0 | 248.6693 | 0
| 251.2405 | 0 | 250.6163 | 0 | 250.62 | 0 | 251.2405 | 0 | 250.6163 | 0 | 251.2405 | 0 | 258.9427 | 0.00066192 | 251.2405 | 5.43e-05 | 251.2405 | 0 | 250.9145 | 0 | 251.2405 | 0 | 251.2405 | 0.0085251 | 250.6163 | 0 | 251.2405 | 0.0044252 | 250.9145 | 0 | 249.0074 | 0 | 247.4305 | 0 | 248.8787 | 0
| 251.4474 | 0 | 250.8215 | 0 | 250.82 | 0 | 251.4474 | 0 | 250.8215 | 0 | 251.4474 | 0 | 259.1527 | 0.000104 | 251.4474 | 0 | 251.4474 | 0 | 251.1205 | 0 | 251.4474 | 0 | 251.4474 | -0.0012943 | 250.8215 | 0 | 251.4474 | -0.014069 | 251.1205 | 0 | 249.2178 | 0 | 247.6407 | 0 | 249.0881 | 0
| 251.6543 | 0 | 251.0267 | 0 | 251.03 | 0 | 251.6543 | 0 | 251.0267 | 0 | 251.6543 | 0 | 259.3627 | 0.00070531 | 251.6543 | 1.7305e-05 | 251.6543 | 0 | 251.3266 | 0 | 251.6543 | 0 | 251.6543 | 0.0032223 | 251.0267 | 0 | 251.6543 | 0.009645 | 251.3266 | 0 | 249.4282 | 0 | 247.8509 | 0 | 249.2974 | 0
| 251.8613 | 0 | 251.2319 | 0 | 251.23 | 0 | 251.8613 | 0 | 251.2319 | 0 | 251.8613 | 0 | 259.5727 | 8.8553e-05 | 251.8613 | 0 | 251.8613 | 0 | 251.5326 | 0 | 251.8613 | 0 | 251.8613 | -0.0026831 | 251.2319 | 0 | 251.8613 | -0.014245 | 251.5326 | 0 | 249.6387 | 0 | 248.0612 | 0 | 249.5069 | 0
| 252.0682 | 0 | 251.4371 | 0 | 251.44 | 0 | 252.0682 | 0 | 251.4371 | 0 | 252.0682 | 0 | 259.7827 | 0.00069422 | 252.0682 | 0.00014352 | 252.0682 | 0 | 251.7387 | 0 | 252.0682 | 0 | 252.0682 | 0.0031929 | 251.4371 | 0 | 252.0682 | 0.0099625 | 251.7387 | 0 | 249.8491 | 0 | 248.2714 | 0 | 249.7163 | 0
| 252.2752 | 0 | 251.6423 | 0 | 251.64 | 0 | 252.2752 | 0 | 251.6423 | 0 | 252.2752 | 0 | 259.9927 | 7.8656e-05 | 252.2752 | 0 | 252.2752 | 0 | 251.9448 | 0 | 252.2752 | 0 | 252.2752 | 0.0033776 | 251.6423 | 0 | 252.2752 | -0.012671 | 251.9448 | 0 | 250.0595 | 0 | 248.4816 | 0 | 249.9257 | 0
| 252.4821 | 0 | 251.8476 | 0 | 251.85 | 0 | 252.4821 | 0 | 251.8476 | 0 | 252.4821 | 0 | 260.2028 | 0.00067573 | 252.4821 | 0.0001238 | 252.4821 | 0 | 252.1509 | 0 | 252.4821 | 0 | 252.4821 | 0.0069812 | 251.8476 | 0 | 252.4821 | 0.011354 | 252.1509 | 0 | 250.27 | 0 | 248.6919 | 0 | 250.1351 | 0
| 252.6891 | 0 | 252.0529 | 0 | 252.05 | 0 | 252.6891 | 0 | 252.0529 | 0 | 252.6891 | 0 | 260.4128 | 0.00011972 | 252.6891 | 0 | 252.6891 | 0 | 252.3571 | 0 | 252.6891 | 0 | 252.6891 | -0.00050875 | 252.0529 | 0 | 252.6891 | -0.01427 | 252.3571 | 0 | 250.4804 | 0 | 248.9022 | 0 | 250.3446 | 0
| 252.8961 | 0 | 252.2582 | 0 | 252.26 | 0 | 252.8961 | 0 | 252.2582 | 0 | 252.8961 | 0 | 260.6228 | 0.00067719 | 252.8961 | 8.2841e-05 | 252.8961 | 0 | 252.5632 | 0 | 252.8961 | 0 | 252.8961 | 0.0077191 | 252.2582 | 0 | 252.8961 | 0.0069664 | 252.5633 | 0 | 250.6909 | 0 | 249.1125 | 0 | 250.554 | 0
| 253.1032 | 0 | 252.4635 | 0 | 252.46 | 0 | 253.1032 | 0 | 252.4635 | 0 | 253.1032 | 0 | 260.8329 | 9.6179e-05 | 253.1032 | 0 | 253.1032 | 0 | 252.7694 | 0 | 253.1032 | 0 | 253.1032 | 0.0076468 | 252.4635 | 0 | 253.1032 | -0.01815 | 252.7694 | 0 | 250.9014 | 0 | 249.3228 | 0 | 250.7635 | 0
| 253.3102 | 0 | 252.6688 | 0 | 252.67 | 0 | 253.3102 | 0 | 252.6688 | 0 | 253.3102 | 0 | 261.043 | 0.0006447 | 253.3102 | 0.00011866 | 253.3102 | 0 | 252.9756 | 0 | 253.3102 | 0 | 253.3102 | 0.0044642 | 252.6688 | 0 | 253.3102 | 0.013165 | 252.9756 | 0 | 251.1118 | 0 | 249.5331 | 0 | 250.973 | 0
| 253.5173 | 0 | 252.8741 | 0 | 252.87 | 0 | 253.5173 | 0 | 252.8741 | 0 | 253.5173 | 0 | 261.2531 | 0.00012184 | 253.5173 | 0 | 253.5173 | 0 | 253.1818 | 0 | 253.5173 | 0 | 253.5173 | 0.0025276 | 252.8741 | 0 | 253.5173 | -0.01507 | 253.1818 | 0 | 251.3223 | 0 | 249.7434 | 0 | 251.1825 | 0
| 253.7243 | 0 | 253.0794 | 0 | 253.08 | 0 | 253.7243 | 0 | 253.0794 | 0 | 253.7243 | 0 | 261.4632 | 0.00062329 | 253.7243 | 4.3196e-05 | 253.7243 | 0 | 253.3881 | 0 | 253.7243 | 0 | 253.7243 | 0.0049926 | 253.0794 | 0 | 253.7243 | 0.0058275 | 253.388 | 0 | 251.5329 | 0 | 249.9538 | 0 | 251.392 | 0
| 253.9314 | 0 | 253.2848 | 0 | 253.28 | 0 | 253.9314 | 0 | 253.2848 | 0 | 253.9314 | 0 | 261.6733 | 0.00019423 | 253.9314 | 0 | 253.9314 | 0 | 253.5943 | 0 | 253.9314 | 0 | 253.9314 | -0.0016246 | 253.2848 | 0 | 253.9314 | -0.017298 | 253.5943 | 0 | 251.7434 | 0 | 250.1641 | 0 | 251.6016 | 0
| 254.1385 | 0 | 253.4902 | 0 | 253.49 | 0 | 254.1385 | 0 | 253.4902 | 0 | 254.1385 | 0 | 261.8834 | 0.0007573 | 254.1385 | 0.00011122 | 254.1385 | 0 | 253.8006 | 0 | 254.1385 | 0 | 254.1385 | 0.0018476 | 253.4902 | 0 | 254.1385 | 0.01302 | 253.8006 | 0 | 251.9539 | 0 | 250.3745 | 0 | 251.8111 | 0
| 254.3457 | 0 | 253.6955 | 0 | 253.7 | 0 | 254.3457 | 0 | 253.6955 | 0 | 254.3457 | 0 | 262.0936 | 0.00014903 | 254.3457 | 0 | 254.3457 | 0 | 254.0068 | 0 | 254.3457 | 0 | 254.3457 | 0.0067703 | 253.6955 | 0 | 254.3457 | -0.018082 | 254.0068 | 0 | 252.1644 | 0 | 250.5849 | 0 | 252.0206 | 0
| 254.5528 | 0 | 253.9009 | 0 | 253.9 | 0 | 254.5528 | 0 | 253.9009 | 0 | 254.5528 | 0 | 262.3037 | 0.00067332 | 254.5528 | 9.8762e-05 | 254.5528 | 0 | 254.2131 | 0 | 254.5528 | 0 | 254.5528 | 0.006508 | 253.9009 | 0 | 254.5528 | 0.010437 | 254.2131 | 0 | 252.375 | 0 | 250.7953 | 0 | 252.2302 | 0
| 254.76 | 0 | 254.1063 | 0 | 254.11 | 0 | 254.76 | 0 | 254.1064 | 0 | 254.76 | 0 | 262.5139 | 0.00016756 | 254.76 | 0 | 254.76 | 0 | 254.4195 | 0 | 254.76 | 0 | 254.76 | 0.00098216 | 254.1064 | 0 | 254.76 | -0.011576 | 254.4195 | 0 | 252.5856 | 0 | 251.0057 | 0 | 252.4398 | 0
| 254.9671 | 0 | 254.3118 | 0 | 254.31 | 0 | 254.9671 | 0 | 254.3118 | 0 | 254.9671 | 0 | 262.7241 | 0.00069685 | 254.9671 | 0.00011097 | 254.9671 | 0 | 254.6258 | 0 | 254.9671 | 0 | 254.9671 | 0.0055803 | 254.3118 | 0 | 254.9671 | 0.0037852 | 254.6258 | 0 | 252.7961 | 0 | 251.2161 | 0 | 252.6494 | 0
| 255.1743 | 0 | 254.5172 | 0 | 254.52 | 0 | 255.1743 | 0 | 254.5172 | 0 | 255.1743 | 0 | 262.9343 | 0.00017446 | 255.1743 | 0 | 255.1743 | 0 | 254.8321 | 0 | 255.1743 | 0 | 255.1743 | 0.0032568 | 254.5172 | 0 | 255.1743 | -0.018452 | 254.8321 | 0 | 253.0067 | 0 | 251.4266 | 0 | 252.859 | 0
| 255.3815 | 0 | 254.7227 | 0 | 254.72 | 0 | 255.3815 | 0 | 254.7227 | 0 | 255.3815 | 0 | 263.1445 | 0.00072949 | 255.3815 | 5.5504e-05 | 255.3815 | 0 | 255.0385 | 0 | 255.3815 | 0 | 255.3815 | 0.010051 | 254.7227 | 0 | 255.3815 | 0.0091093 | 255.0385 | 0 | 253.2173 | 0 | 251.637 | 0 | 253.0686 | 0
| 255.5888 | 0 | 254.9281 | 0 | 254.93 | 0 | 255.5888 | 0 | 254.9281 | 0 | 255.5888 | 0 | 263.3547 | 0.0001459 | 255.5888 | 0 | 255.5888 | 0 | 255.2449 | 0 | 255.5888 | 0 | 255.5888 | 0.000585 | 254.9281 | 0 | 255.5888 | -0.012862 | 255.2449 | 0 | 253.4279 | 0 | 251.8475 | 0 | 253.2782 | 0
| 255.796 | 0 | 255.1336 | 0 | 255.13 | 0 | 255.796 | 0 | 255.1336 | 0 | 255.796 | 0 | 263.5649 | 0.00060264 | 255.796 | 6.5462e-05 | 255.796 | 0 | 255.4513 | 0 | 255.796 | 0 | 255.796 | 0.0079769 | 255.1336 | 0 | 255.796 | 0.0086477 | 255.4513 | 0 | 253.6385 | 0 | 252.058 | 0 | 253.4879 | 0
| 256.0032 | 0 | 255.3391 | 0 | 255.34 | 0 | 256.0032 | 0 | 255.3391 | 0 | 256.0032 | 0 | 263.7751 | 9.354e-05 | 256.0032 | 0 | 256.0032 | 0 | 255.6577 | 0 | 256.0032 | 0 | 256.0032 | -0.0018794 | 255.3391 | 0 | 256.0032 | -0.016818 | 255.6577 | 0 | 253.8491 | 0 | 252.2685 | 0 | 253.6975 | 0
| 256.2105 | 0 | 255.5446 | 0 | 255.54 | 0 | 256.2105 | 0 | 255.5446 | 0 | 256.2105 | 0 | 263.9854 | 0.0006458 | 256.2105 | 0.00017906 | 256.2105 | 0 | 255.8642 | 0 | 256.2105 | 0 | 256.2105 | 0.0095213 | 255.5446 | 0 | 256.2105 | 0.0085955 | 255.8642 | 0 | 254.0598 | 0 | 252.479 | 0 | 253.9072 | 0
| 256.4178 | 0 | 255.7501 | 0 | 255.75 | 0 | 256.4178 | 0 | 255.7501 | 0 | 256.4178 | 0 | 264.1957 | 0.00016726 | 256.4178 | 0 | 256.4178 | 0 | 256.0706 | 0 | 256.4178 | 0 | 256.4178 | -0.0082922 | 255.7501 | 0 | 256.4178 | -0.014356 | 256.0706 | 0 | 254.2704 | 0 | 252.6895 | 0 | 254.1168 | 0
| 256.6251 | 0 | 255.9557 | 0 | 255.96 | 0 | 256.6251 | 0 | 255.9557 | 0 | 256.6251 | 0 | 264.4059 | 0.00068311 | 256.6251 | 5.6803e-05 | 256.6251 | 0 | 256.2771 | 0 | 256.6251 | 0 | 256.6251 | 0.0073806 | 255.9557 | 0 | 256.6251 | 0.0080337 | 256.2771 | 0 | 254.4811 | 0 | 252.9001 | 0 | 254.3265 | 0
| 256.8324 | 0 | 256.1612 | 0 | 256.16 | 0 | 256.8324 | 0 | 256.1612 | 0 | 256.8324 | 0 | 264.6162 | 0.00021818 | 256.8324 | 0 | 256.8324 | 0 | 256.4836 | 0 | 256.8324 | 0 | 256.8324 | -0.0017347 | 256.1612 | 0 | 256.8324 | -0.016826 | 256.4836 | 0 | 254.6917 | 0 | 253.1106 | 0 | 254.5362 | 0
| 257.0398 | 0 | 256.3668 | 0 | 256.37 | 0 | 257.0398 | 0 | 256.3668 | 0 | 257.0398 | 0 | 264.8265 | 0.00067217 | 257.0398 | 8.9492e-05 | 257.0398 | 0 | 256.6901 | 0 | 257.0398 | 0 | 257.0398 | 0.008271 | 256.3668 | 0 | 257.0398 | 0.0059915 | 256.6901 | 0 | 254.9024 | 0 | 253.3212 | 0 | 254.7459 | 0
| 257.2471 | 0 | 256.5723 | 0 | 256.57 | 0 | 257.2471 | 0 | 256.5723 | 0 | 257.2471 | 0 | 265.0368 | 0.00015849 | 257.2471 | 0 | 257.2471 | 0 | 256.8966 | 0 | 257.2471 | 0 | 257.2471 | 0.0021958 | 256.5723 | 0 | 257.2471 | -0.017231 | 256.8966 | 0 | 255.1131 | 0 | 253.5318 | 0 | 254.9557 | 0
| 257.4545 | 0 | 256.7779 | 0 | 256.78 | 0 | 257.4545 | 0 | 256.7779 | 0 | 257.4545 | 0 | 265.2472 | 0.00065863 | 257.4545 | 0.00014999 | 257.4545 | 0 | 257.1032 | 0 | 257.4545 | 0 | 257.4545 | 0.0071197 | 256.7779 | 0 | 257.4545 | 0.012762 | 257.1032 | 0 | 255.3238 | 0 | 253.7424 | 0 | 255.1654 | 0
| 257.6619 | 0 | 256.9835 | 0 | 256.98 | 0 | 257.6619 | 0 | 256.9835 | 0 | 257.6619 | 0 | 265.4575 | 0.00012515 | 257.6619 | 0 | 257.6619 | 0 | 257.3098 | 0 | 257.6619 | 0 | 257.6619 | 0.0047742 | 256.9835 | 0 | 257.6619 | -0.021264 | 257.3098 | 0 | 255.5345 | 0 | 253.953 | 0 | 255.3752 | 0
| 257.8693 | 0 | 257.1891 | 0 | 257.19 | 0 | 257.8693 | 0 | 257.1891 | 0 | 257.8693 | 0 | 265.6678 | 0.00073998 | 257.8693 | 8.0669e-05 | 257.8693 | 0 | 257.5163 | 0 | 257.8693 | 0 | 257.8693 | 0.0082229 | 257.1891 | 0 | 257.8693 | 0.010059 | 257.5163 | 0 | 255.7452 | 0 | 254.1636 | 0 | 255.5849 | 0
| 258.0767 | 0 | 257.3948 | 0 | 257.39 | 0 | 258.0767 | 0 | 257.3948 | 0 | 258.0767 | 0 | 265.8782 | 0.0001806 | 258.0767 | 0 | 258.0767 | 0 | 257.7229 | 0 | 258.0767 | 0 | 258.0767 | 0.0011119 | 257.3948 | 0 | 258.0767 | -0.015185 | 257.7229 | 0 | 255.956 | 0 | 254.3742 | 0 | 255.7947 | 0
| 258.2841 | 0 | 257.6004 | 0 | 257.6 | 0 | 258.2841 | 0 | 257.6004 | 0 | 258.2841 | 0 | 266.0886 | 0.00070613 | 258.2841 | 6.0051e-05 | 258.2841 | 0 | 257.9296 | 0 | 258.2841 | 0 | 258.2841 | 0.0073034 | 257.6004 | 0 | 258.2841 | 0.013611 | 257.9296 | 0 | 256.1667 | 0 | 254.5849 | 0 | 256.0045 | 0
| 258.4916 | 0 | 257.8061 | 0 | 257.81 | 0 | 258.4916 | 0 | 257.8061 | 0 | 258.4916 | 0 | 266.2989 | 0.00017612 | 258.4916 | 0 | 258.4916 | 0 | 258.1362 | 0 | 258.4916 | 0 | 258.4916 | -0.002851 | 257.8061 | 0 | 258.4916 | -0.016196 | 258.1362 | 0 | 256.3774 | 0 | 254.7955 | 0 | 256.2143 | 0
| 258.699 | 0 | 258.0118 | 0 | 258.01 | 0 | 258.699 | 0 | 258.0117 | 0 | 258.699 | 0 | 266.5094 | 0.00066159 | 258.699 | 6.8358e-05 | 258.699 | 0 | 258.3428 | 0 | 258.699 | 0 | 258.699 | 0.0026169 | 258.0117 | 0 | 258.699 | 0.0088118 | 258.3428 | 0 | 256.5882 | 0 | 255.0062 | 0 | 256.4241 | 0
| 258.9065 | 0 | 258.2174 | 0 | 258.22 | 0 | 258.9065 | 0 | 258.2174 | 0 | 258.9065 | 0 | 266.7198 | 0.0001832 | 258.9065 | 0 | 258.9065 | 0 | 258.5495 | 0 | 258.9065 | 0 | 258.9065 | -0.00093166 | 258.2174 | 0 | 258.9065 | -0.013786 | 258.5495 | 0 | 256.799 | 0 | 255.2169 | 0 | 256.6339 | 0
| 259.114 | 0 | 258.4231 | 0 | 258.42 | 0 | 259.114 | 0 | 258.4231 | 0 | 259.114 | 0 | 266.9302 | 0.00063066 | 259.114 | 6.3111e-05 | 259.114 | 0 | 258.7562 | 0 | 259.114 | 0 | 259.114 | 0.0092435 | 258.4231 | 0 | 259.114 | 0.0098622 | 258.7562 | 0 | 257.0098 | 0 | 255.4276 | 0 | 256.8437 | 0
| 259.3215 | 0 | 258.6288 | 0 | 258.63 | 0 | 259.3215 | 0 | 258.6288 | 0 | 259.3215 | 0 | 267.1406 | 0.0001364 | 259.3215 | 0 | 259.3215 | 0 | 258.9629 | 0 | 259.3215 | 0 | 259.3215 | 0.0051011 | 258.6288 | 0 | 259.3215 | -0.016008 | 258.9629 | 0 | 257.2206 | 0 | 255.6383 | 0 | 257.0536 | 0
| 259.5291 | 0 | 258.8346 | 0 | 258.83 | 0 | 259.5291 | 0 | 258.8346 | 0 | 259.5291 | 0 | 267.3511 | 0.0006919 | 259.5291 | 0.00011645 | 259.5291 | 0 | 259.1696 | 0 | 259.5291 | 0 | 259.5291 | 0.0093279 | 258.8346 | 0 | 259.529 | 0.0082894 | 259.1696 | 0 | 257.4314 | 0 | 255.849 | 0 | 257.2634 | 0
| 259.7366 | 0 | 259.0403 | 0 | 259.04 | 0 | 259.7366 | 0 | 259.0403 | 0 | 259.7366 | 0 | 267.5615 | 0.00021724 | 259.7366 | 0 | 259.7366 | 0 | 259.3764 | 0 | 259.7366 | 0 | 259.7366 | -0.00082783 | 259.0403 | 0 | 259.7366 | -0.011458 | 259.3764 | 0 | 257.6422 | 0 | 256.0598 | 0 | 257.4733 | 0
| 259.9442 | 0 | 259.2461 | 0 | 259.25 | 0 | 259.9442 | 0 | 259.2461 | 0 | 259.9442 | 0 | 267.772 | 0.00070732 | 259.9442 | 0.00011417 | 259.9442 | 0 | 259.5831 | 0 | 259.9442 | 0 | 259.9442 | 0.0089403 | 259.2461 | 0 | 259.9442 | 0.0112 | 259.5831 | 0 | 257.853 | 0 | 256.2705 | 0 | 257.6832 | 0
| 260.1517 | 0 | 259.4518 | 0 | 259.45 | 0 | 260.1517 | 0 | 259.4518 | 0 | 260.1517 | 0 | 267.9825 | 0.00019615 | 260.1518 | 0 | 260.1517 | 0 | 259.7899 | 0 | 260.1517 | 0 | 260.1518 | 0.0003044 | 259.4518 | 0 | 260.1518 | -0.013561 | 259.7899 | 0 | 258.0638 | 0 | 256.4813 | 0 | 257.8931 | 0
| 260.3594 | 0 | 259.6576 | 0 | 259.66 | 0 | 260.3593 | 0 | 259.6576 | 0 | 260.3593 | 0 | 268.193 | 0.00063991 | 260.3593 | 6.3402e-05 | 260.3594 | 0 | 259.9967 | 0 | 260.3593 | 0 | 260.3593 | 0.011047 | 259.6576 | 0 | 260.3593 | 0.0091593 | 259.9967 | 0 | 258.2747 | 0 | 256.6921 | 0 | 258.103 | 0
| 260.567 | 0 | 259.8634 | 0 | 259.86 | 0 | 260.567 | 0 | 259.8634 | 0 | 260.567 | 0 | 268.4035 | 9.2591e-05 | 260.567 | 0 | 260.567 | 0 | 260.2035 | 0 | 260.567 | 0 | 260.567 | 0.0014694 | 259.8634 | 0 | 260.567 | -0.014354 | 260.2035 | 0 | 258.4855 | 0 | 256.9029 | 0 | 258.3129 | 0
| 260.7746 | 0 | 260.0692 | 0 | 260.07 | 0 | 260.7746 | 0 | 260.0692 | 0 | 260.7746 | 0 | 268.614 | 0.00069829 | 260.7746 | 8.5191e-05 | 260.7746 | 0 | 260.4103 | 0 | 260.7746 | 0 | 260.7746 | 0.01201 | 260.0692 | 0 | 260.7746 | 0.0087165 | 260.4103 | 0 | 258.6964 | 0 | 257.1137 | 0 | 258.5229 | 0
| 260.9822 | 0 | 260.2751 | 0 | 260.28 | 0 | 260.9822 | 0 | 260.2751 | 0 | 260.9822 | 0 | 268.8245 | 8.388e-05 | 260.9822 | 0 | 260.9822 | 0 | 260.6172 | 0 | 260.9822 | 0 | 260.9822 | 0.00056603 | 260.2751 | 0 | 260.9822 | -0.012774 | 260.6172 | 0 | 258.9073 | 0 | 257.3245 | 0 | 258.7328 | 0
| 261.1899 | 0 | 260.4809 | 0 | 260.48 | 0 | 261.1899 | 0 | 260.4809 | 0 | 261.1899 | 0 | 269.0351 | 0.00067519 | 261.1899 | 0.00011046 | 261.1899 | 0 | 260.8241 | 0 | 261.1899 | 0 | 261.1899 | 0.0096731 | 260.4809 | 0 | 261.1899 | 0.0067336 | 260.8241 | 0 | 259.1182 | 0 | 257.5354 | 0 | 258.9427 | 0
| 261.3976 | 0 | 260.6867 | 0 | 260.69 | 0 | 261.3976 | 0 | 260.6867 | 0 | 261.3976 | 0 | 269.2456 | 0.00012168 | 261.3976 | 0 | 261.3976 | 0 | 261.0309 | 0 | 261.3976 | 0 | 261.3976 | -0.00092678 | 260.6867 | 0 | 261.3976 | -0.018522 | 261.0309 | 0 | 259.329 | 0 | 257.7462 | 0 | 259.1527 | 0
| 261.6053 | 0 | 260.8926 | 0 | 260.89 | 0 | 261.6053 | 0 | 260.8926 | 0 | 261.6053 | 0 | 269.4562 | 0.00067013 | 261.6053 | 0.00017075 | 261.6053 | 0 | 261.2378 | 0 | 261.6053 | 0 | 261.6053 | 0.0045405 | 260.8926 | 0 | 261.6053 | 0.013004 | 261.2378 | 0 | 259.5399 | 0 | 257.9571 | 0 | 259.3627 | 0
| 261.813 | 0 | 261.0985 | 0 | 261.1 | 0 | 261.813 | 0 | 261.0985 | 0 | 261.813 | 0 | 269.6668 | 0.00012454 | 261.813 | 0 | 261.813 | 0 | 261.4448 | 0 | 261.813 | 0 | 261.813 | 0.0046371 | 261.0985 | 0 | 261.813 | -0.0094182 | 261.4448 | 0 | 259.7509 | 0 | 258.168 | 0 | 259.5727 | 0
| 262.0207 | 0 | 261.3043 | 0 | 261.3 | 0 | 262.0207 | 0 | 261.3044 | 0 | 262.0207 | 0 | 269.8774 | 0.00067875 | 262.0207 | 0.0001088 | 262.0207 | 0 | 261.6517 | 0 | 262.0207 | 0 | 262.0207 | 0.0071865 | 261.3044 | 0 | 262.0207 | 0.012031 | 261.6517 | 0 | 259.9618 | 0 | 258.3789 | 0 | 259.7827 | 0
| 262.2284 | 0 | 261.5103 | 0 | 261.51 | 0 | 262.2284 | 0 | 261.5103 | 0 | 262.2284 | 0 | 270.088 | 0.00016917 | 262.2284 | 0 | 262.2284 | 0 | 261.8586 | 0 | 262.2284 | 0 | 262.2284 | -0.00094685 | 261.5103 | 0 | 262.2284 | -0.012276 | 261.8586 | 0 | 260.1728 | 0 | 258.5898 | 0 | 259.9927 | 0
| 262.4362 | 0 | 261.7162 | 0 | 261.72 | 0 | 262.4362 | 0 | 261.7162 | 0 | 262.4362 | 0 | 270.2986 | 0.00067114 | 262.4362 | 6.5321e-05 | 262.4362 | 0 | 262.0656 | 0 | 262.4362 | 0 | 262.4362 | 0.0082706 | 261.7162 | 0 | 262.4362 | 0.0097203 | 262.0656 | 0 | 260.3837 | 0 | 258.8007 | 0 | 260.2028 | 0
| 262.644 | 0 | 261.9221 | 0 | 261.92 | 0 | 262.644 | 0 | 261.9221 | 0 | 262.644 | 0 | 270.5093 | 0.00015025 | 262.644 | 0 | 262.644 | 0 | 262.2726 | 0 | 262.644 | 0 | 262.644 | -0.0020982 | 261.9221 | 0 | 262.644 | -0.018148 | 262.2726 | 0 | 260.5947 | 0 | 259.0116 | 0 | 260.4128 | 0
| 262.8518 | 0 | 262.1281 | 0 | 262.13 | 0 | 262.8518 | 0 | 262.1281 | 0 | 262.8518 | 0 | 270.7199 | 0.00069286 | 262.8517 | 5.6428e-05 | 262.8518 | 0 | 262.4796 | 0 | 262.8518 | 0 | 262.8517 | 0.0069726 | 262.1281 | 0 | 262.8517 | 0.0099703 | 262.4796 | 0 | 260.8056 | 0 | 259.2226 | 0 | 260.6228 | 0
| 263.0596 | 0 | 262.334 | 0 | 262.33 | 0 | 263.0596 | 0 | 262.334 | 0 | 263.0596 | 0 | 270.9305 | 9.0648e-05 | 263.0596 | 0 | 263.0596 | 0 | 262.6866 | 0 | 263.0596 | 0 | 263.0596 | 0.00012225 | 262.334 | 0 | 263.0596 | -0.013517 | 262.6866 | 0 | 261.0166 | 0 | 259.4335 | 0 | 260.8329 | 0
| 263.2674 | 0 | 262.54 | 0 | 262.54 | 0 | 263.2674 | 0 | 262.54 | 0 | 263.2674 | 0 | 271.1412 | 0.00072351 | 263.2674 | 8.2473e-05 | 263.2674 | 0 | 262.8937 | 0 | 263.2674 | 0 | 263.2674 | 0.010335 | 262.54 | 0 | 263.2674 | 0.010891 | 262.8937 | 0 | 261.2276 | 0 | 259.6445 | 0 | 261.043 | 0
| 263.4752 | 0 | 262.746 | 0 | 262.75 | 0 | 263.4752 | 0 | 262.746 | 0 | 263.4752 | 0 | 271.3519 | 0.00015668 | 263.4752 | 0 | 263.4752 | 0 | 263.1007 | 0 | 263.4752 | 0 | 263.4752 | 0.00024456 | 262.746 | 0 | 263.4752 | -0.014498 | 263.1007 | 0 | 261.4386 | 0 | 259.8555 | 0 | 261.2531 | 0
| 263.6831 | 0 | 262.952 | 0 | 262.95 | 0 | 263.6831 | 0 | 262.952 | 0 | 263.6831 | 0 | 271.5626 | 0.00066995 | 263.6831 | 8.9553e-05 | 263.6831 | 0 | 263.3078 | 0 | 263.6831 | 0 | 263.6831 | 0.0028906 | 262.952 | 0 | 263.6831 | 0.0085196 | 263.3078 | 0 | 261.6496 | 0 | 260.0665 | 0 | 261.4632 | 0
| 263.8909 | 0 | 263.158 | 0 | 263.16 | 0 | 263.8909 | 0 | 263.158 | 0 | 263.8909 | 0 | 271.7733 | 0.00010421 | 263.891 | 0 | 263.8909 | 0 | 263.5149 | 0 | 263.8909 | 0 | 263.891 | -0.0015574 | 263.158 | 0 | 263.891 | -0.01277 | 263.5149 | 0 | 261.8606 | 0 | 260.2775 | 0 | 261.6733 | 0
| 264.0988 | 0 | 263.364 | 0 | 263.36 | 0 | 264.0988 | 0 | 263.364 | 0 | 264.0988 | 0 | 271.984 | 0.00068414 | 264.0988 | 0.00012544 | 264.0988 | 0 | 263.722 | 0 | 264.0988 | 0 | 264.0988 | 0.0065714 | 263.364 | 0 | 264.0989 | 0.013127 | 263.722 | 0 | 262.0717 | 0 | 260.4886 | 0 | 261.8834 | 0
| 264.3067 | 0 | 263.5701 | 0 | 263.57 | 0 | 264.3067 | 0 | 263.5701 | 0 | 264.3067 | 0 | 272.1947 | 9.1311e-05 | 264.3067 | 0 | 264.3067 | 0 | 263.9291 | 0 | 264.3067 | 0 | 264.3067 | 0.0042007 | 263.5701 | 0 | 264.3067 | -0.013306 | 263.9291 | 0 | 262.2827 | 0 | 260.6996 | 0 | 262.0936 | 0
| 264.5147 | 0 | 263.7761 | 0 | 263.78 | 0 | 264.5147 | 0 | 263.7761 | 0 | 264.5147 | 0 | 272.4055 | 0.00067575 | 264.5146 | 0.00014087 | 264.5147 | 0 | 264.1363 | 0 | 264.5147 | 0 | 264.5146 | 0.0036782 | 263.7761 | 0 | 264.5147 | 0.010626 | 264.1363 | 0 | 262.4938 | 0 | 260.9107 | 0 | 262.3037 | 0
| 264.7226 | 0 | 263.9822 | 0 | 263.98 | 0 | 264.7226 | 0 | 263.9822 | 0 | 264.7226 | 0 | 272.6162 | 0.00014253 | 264.7226 | 0 | 264.7226 | 0 | 264.3434 | 0 | 264.7226 | 0 | 264.7226 | -0.0014137 | 263.9822 | 0 | 264.7226 | -0.019275 | 264.3435 | 0 | 262.7048 | 0 | 261.1217 | 0 | 262.5139 | 0
| 264.9305 | 0 | 264.1883 | 0 | 264.19 | 0 | 264.9305 | 0 | 264.1883 | 0 | 264.9305 | 0 | 272.827 | 0.00064753 | 264.9305 | 0.00015871 | 264.9305 | 0 | 264.5506 | 0 | 264.9305 | 0 | 264.9305 | 0.0016221 | 264.1883 | 0 | 264.9305 | 0.010329 | 264.5506 | 0 | 262.9159 | 0 | 261.3328 | 0 | 262.7241 | 0
| 265.1385 | 0 | 264.3944 | 0 | 264.39 | 0 | 265.1385 | 0 | 264.3944 | 0 | 265.1385 | 0 | 273.0378 | 0.00016834 | 265.1385 | 0 | 265.1385 | 0 | 264.7578 | 0 | 265.1385 | 0 | 265.1385 | -0.0012783 | 264.3944 | 0 | 265.1385 | -0.016188 | 264.7578 | 0 | 263.127 | 0 | 261.5439 | 0 | 262.9343 | 0
| 265.3465 | 0 | 264.6005 | 0 | 264.6 | 0 | 265.3465 | 0 | 264.6005 | 0 | 265.3465 | 0 | 273.2485 | 0.00065968 | 265.3465 | 8.9812e-05 | 265.3465 | 0 | 264.965 | 0 | 265.3465 | 0 | 265.3465 | 0.0040771 | 264.6005 | 0 | 265.3465 | 0.0025375 | 264.9651 | 0 | 263.3381 | 0 | 261.755 | 0 | 263.1445 | 0
| 265.5545 | 0 | 264.8066 | 0 | 264.81 | 0 | 265.5545 | 0 | 264.8066 | 0 | 265.5545 | 0 | 273.4593 | 0.00017668 | 265.5545 | 0 | 265.5545 | 0 | 265.1723 | 0 | 265.5545 | 0 | 265.5545 | 0.0025034 | 264.8066 | 0 | 265.5545 | -0.019761 | 265.1723 | 0 | 263.5492 | 0 | 261.9662 | 0 | 263.3547 | 0
| 265.7625 | 0 | 265.0128 | 0 | 265.01 | 0 | 265.7625 | 0 | 265.0128 | 0 | 265.7625 | 0 | 273.6701 | 0.00072098 | 265.7625 | 4.7818e-05 | 265.7625 | 0 | 265.3795 | 0 | 265.7625 | 0 | 265.7625 | 0.0017526 | 265.0128 | 0 | 265.7625 | 0.0038371 | 265.3795 | 0 | 263.7603 | 0 | 262.1773 | 0 | 263.5649 | 0
| 265.9705 | 0 | 265.2189 | 0 | 265.22 | 0 | 265.9705 | 0 | 265.2189 | 0 | 265.9705 | 0 | 273.881 | 0.00013472 | 265.9706 | 0 | 265.9705 | 0 | 265.5868 | 0 | 265.9705 | 0 | 265.9706 | 0.0015614 | 265.2189 | 0 | 265.9706 | -0.016088 | 265.5868 | 0 | 263.9714 | 0 | 262.3885 | 0 | 263.7751 | 0
| 266.1786 | 0 | 265.4251 | 0 | 265.43 | 0 | 266.1786 | 0 | 265.4251 | 0 | 266.1786 | 0 | 274.0918 | 0.00067142 | 266.1786 | 0.0001334 | 266.1786 | 0 | 265.7941 | 0 | 266.1786 | 0 | 266.1786 | 0.0063399 | 265.4251 | 0 | 266.1786 | 0.010201 | 265.7941 | 0 | 264.1826 | 0 | 262.5996 | 0 | 263.9854 | 0
| 266.3867 | 0 | 265.6313 | 0 | 265.63 | 0 | 266.3867 | 0 | 265.6313 | 0 | 266.3867 | 0 | 274.3027 | 0.00015716 | 266.3867 | 0 | 266.3867 | 0 | 266.0014 | 0 | 266.3867 | 0 | 266.3867 | -0.0042472 | 265.6313 | 0 | 266.3867 | -0.011764 | 266.0014 | 0 | 264.3937 | 0 | 262.8108 | 0 | 264.1956 | 0
| 266.5947 | 0 | 265.8374 | 0 | 265.84 | 0 | 266.5947 | 0 | 265.8374 | 0 | 266.5947 | 0 | 274.5135 | 0.00066798 | 266.5947 | 8.9825e-05 | 266.5947 | 0 | 266.2087 | 0 | 266.5947 | 0 | 266.5947 | 0.0055474 | 265.8374 | 0 | 266.5947 | 0.0064466 | 266.2087 | 0 | 264.6049 | 0 | 263.022 | 0 | 264.4059 | 0
| 266.8028 | 0 | 266.0436 | 0 | 266.04 | 0 | 266.8028 | 0 | 266.0436 | 0 | 266.8028 | 0 | 274.7244 | 0.00020654 | 266.8028 | 0 | 266.8028 | 0 | 266.4161 | 0 | 266.8028 | 0 | 266.8028 | -0.0016764 | 266.0436 | 0 | 266.8028 | -0.01666 | 266.416 | 0 | 264.8161 | 0 | 263.2332 | 0 | 264.6162 | 0
| 267.0109 | 0 | 266.2499 | 0 | 266.25 | 0 | 267.0109 | 0 | 266.2499 | 0 | 267.0109 | 0 | 274.9353 | 0.00071266 | 267.011 | 5.1022e-05 | 267.0109 | 0 | 266.6234 | 0 | 267.0109 | 0 | 267.011 | 0.0085194 | 266.2499 | 0 | 267.011 | 0.009538 | 266.6234 | 0 | 265.0273 | 0 | 263.4444 | 0 | 264.8265 | 0
| 267.2191 | 0 | 266.4561 | 0 | 266.46 | 0 | 267.2191 | 0 | 266.4561 | 0 | 267.2191 | 0 | 275.1462 | 0.00016105 | 267.2191 | 0 | 267.2191 | 0 | 266.8308 | 0 | 267.2191 | 0 | 267.2191 | 0.0023206 | 266.4561 | 0 | 267.2191 | -0.01982 | 266.8308 | 0 | 265.2384 | 0 | 263.6557 | 0 | 265.0368 | 0
| 267.4272 | 0 | 266.6624 | 0 | 266.66 | 0 | 267.4272 | 0 | 266.6624 | 0 | 267.4272 | 0 | 275.3571 | 0.00077005 | 267.4272 | 4.9728e-05 | 267.4272 | 0 | 267.0382 | 0 | 267.4272 | 0 | 267.4272 | 0.0093871 | 266.6624 | 0 | 267.4272 | 0.0031192 | 267.0382 | 0 | 265.4496 | 0 | 263.8669 | 0 | 265.2472 | 0
| 267.6354 | 0 | 266.8686 | 0 | 266.87 | 0 | 267.6354 | 0 | 266.8686 | 0 | 267.6354 | 0 | 275.568 | 7.4525e-05 | 267.6354 | 0 | 267.6354 | 0 | 267.2456 | 0 | 267.6354 | 0 | 267.6354 | 0.0022816 | 266.8686 | 0 | 267.6354 | -0.014735 | 267.2456 | 0 | 265.6609 | 0 | 264.0782 | 0 | 265.4575 | 0
| 267.8436 | 0 | 267.0749 | 0 | 267.07 | 0 | 267.8436 | 0 | 267.0749 | 0 | 267.8436 | 0 | 275.7789 | 0.00065947 | 267.8436 | 8.8596e-05 | 267.8436 | 0 | 267.453 | 0 | 267.8436 | 0 | 267.8436 | 0.0055202 | 267.0749 | 0 | 267.8436 | 0.0093703 | 267.453 | 0 | 265.8721 | 0 | 264.2895 | 0 | 265.6678 | 0
| 268.0518 | 0 | 267.2812 | 0 | 267.28 | 0 | 268.0518 | 0 | 267.2812 | 0 | 268.0518 | 0 | 275.9899 | 5.6831e-05 | 268.0518 | 0 | 268.0518 | 0 | 267.6605 | 0 | 268.0518 | 0 | 268.0518 | 0.006157 | 267.2812 | 0 | 268.0518 | -0.015034 | 267.6605 | 0 | 266.0833 | 0 | 264.5007 | 0 | 265.8782 | 0
| 268.26 | 0 | 267.4875 | 0 | 267.49 | 0 | 268.26 | 0 | 267.4875 | 0 | 268.26 | 0 | 276.2008 | 0.00068949 | 268.2599 | 0.00012631 | 268.26 | 0 | 267.8679 | 0 | 268.26 | 0 | 268.2599 | 0.011688 | 267.4875 | 0 | 268.26 | 0.0095526 | 267.8679 | 0 | 266.2946 | 0 | 264.712 | 0 | 266.0886 | 0
| 268.4682 | 0 | 267.6938 | 0 | 267.69 | 0 | 268.4682 | 0 | 267.6938 | 0 | 268.4682 | 0 | 276.4118 | 0.00017732 | 268.4682 | 0 | 268.4682 | 0 | 268.0754 | 0 | 268.4682 | 0 | 268.4682 | -0.0020737 | 267.6938 | 0 | 268.4682 | -0.017607 | 268.0754 | 0 | 266.5058 | 0 | 264.9233 | 0 | 266.299 | 0
| 268.6764 | 0 | 267.9001 | 0 | 267.9 | 0 | 268.6764 | 0 | 267.9001 | 0 | 268.6764 | 0 | 276.6228 | 0.00073374 | 268.6764 | 0.00012704 | 268.6764 | 0 | 268.2829 | 0 | 268.6764 | 0 | 268.6764 | 0.006684 | 267.9001 | 0 | 268.6764 | 0.0069801 | 268.2829 | 0 | 266.7171 | 0 | 265.1347 | 0 | 266.5094 | 0
| 268.8847 | 0 | 268.1065 | 0 | 268.11 | 0 | 268.8847 | 0 | 268.1065 | 0 | 268.8847 | 0 | 276.8338 | 0.0001715 | 268.8847 | 0 | 268.8847 | 0 | 268.4904 | 0 | 268.8847 | 0 | 268.8847 | -0.0012415 | 268.1065 | 0 | 268.8847 | -0.0099186 | 268.4904 | 0 | 266.9283 | 0 | 265.346 | 0 | 266.7198 | 0
| 269.093 | 0 | 268.3128 | 0 | 268.31 | 0 | 269.093 | 0 | 268.3128 | 0 | 269.093 | 0 | 277.0448 | 0.00069561 | 269.093 | 9.8355e-05 | 269.093 | 0 | 268.6979 | 0 | 269.093 | 0 | 269.093 | 0.0046465 | 268.3128 | 0 | 269.093 | 0.0075483 | 268.6979 | 0 | 267.1396 | 0 | 265.5574 | 0 | 266.9302 | 0
| 269.3012 | 0 | 268.5192 | 0 | 268.52 | 0 | 269.3013 | 0 | 268.5192 | 0 | 269.3013 | 0 | 277.2558 | 0.00021661 | 269.3012 | 0 | 269.3012 | 0 | 268.9055 | 0 | 269.3013 | 0 | 269.3012 | 0.00064781 | 268.5192 | 0 | 269.3012 | -0.019534 | 268.9055 | 0 | 267.3509 | 0 | 265.7688 | 0 | 267.1406 | 0
| 269.5096 | 0 | 268.7256 | 0 | 268.73 | 0 | 269.5096 | 0 | 268.7256 | 0 | 269.5096 | 0 | 277.4669 | 0.00071932 | 269.5096 | 0.0001023 | 269.5096 | 0 | 269.113 | 0 | 269.5096 | 0 | 269.5096 | 0.00033103 | 268.7256 | 0 | 269.5095 | -0.0005282 | 269.113 | 0 | 267.5622 | 0 | 265.9801 | 0 | 267.3511 | 0
| 269.7179 | 0 | 268.932 | 0 | 268.93 | 0 | 269.7179 | 0 | 268.932 | 0 | 269.7179 | 0 | 277.6779 | 0.00013501 | 269.7179 | 0 | 269.7179 | 0 | 269.3206 | 0 | 269.7179 | 0 | 269.7179 | 0.00074046 | 268.932 | 0 | 269.7179 | -0.015532 | 269.3206 | 0 | 267.7735 | 0 | 266.1915 | 0 | 267.5615 | 0
| 269.9262 | 0 | 269.1384 | 0 | 269.14 | 0 | 269.9262 | 0 | 269.1384 | 0 | 269.9262 | 0 | 277.889 | 0.00068939 | 269.9262 | 0.00015235 | 269.9262 | 0 | 269.5282 | 0 | 269.9262 | 0 | 269.9262 | 0.0079127 | 269.1384 | 0 | 269.9262 | 0.014343 | 269.5282 | 0 | 267.9849 | 0 | 266.4029 | 0 | 267.772 | 0
| 270.1346 | 0 | 269.3448 | 0 | 269.34 | 0 | 270.1346 | 0 | 269.3448 | 0 | 270.1346 | 0 | 278.1 | 0.00016402 | 270.1346 | 0 | 270.1346 | 0 | 269.7359 | 0 | 270.1346 | 0 | 270.1346 | -0.0032645 | 269.3448 | 0 | 270.1346 | -0.017107 | 269.7359 | 0 | 268.1962 | 0 | 266.6144 | 0 | 267.9825 | 0
| 270.3429 | 0 | 269.5512 | 0 | 269.55 | 0 | 270.3429 | 0 | 269.5512 | 0 | 270.3429 | 0 | 278.3111 | 0.0006765 | 270.3429 | 8.8175e-05 | 270.3429 | 0 | 269.9435 | 0 | 270.3429 | 0 | 270.3429 | 0.0074843 | 269.5512 | 0 | 270.3429 | 0.0044537 | 269.9435 | 0 | 268.4076 | 0 | 266.8258 | 0 | 268.193 | 0
| 270.5513 | 0 | 269.7577 | 0 | 269.76 | 0 | 270.5513 | 0 | 269.7577 | 0 | 270.5513 | 0 | 278.5222 | 0.00021871 | 270.5513 | 0 | 270.5513 | 0 | 270.1511 | 0 | 270.5513 | 0 | 270.5513 | -0.003012 | 269.7577 | 0 | 270.5513 | -0.015971 | 270.1511 | 0 | 268.6189 | 0 | 267.0373 | 0 | 268.4035 | 0
| 270.7597 | 0 | 269.9642 | 0 | 269.96 | 0 | 270.7597 | 0 | 269.9642 | 0 | 270.7597 | 0 | 278.7333 | 0.0007374 | 270.7597 | 7.2627e-05 | 270.7597 | 0 | 270.3588 | 0 | 270.7597 | 0 | 270.7597 | 0.00014201 | 269.9642 | 0 | 270.7597 | 0.01125 | 270.3588 | 0 | 268.8303 | 0 | 267.2487 | 0 | 268.614 | 0
| 270.9681 | 0 | 270.1707 | 0 | 270.17 | 0 | 270.9681 | 0 | 270.1707 | 0 | 270.9681 | 0 | 278.9444 | 0.00019219 | 270.9681 | 0 | 270.9681 | 0 | 270.5665 | 0 | 270.9681 | 0 | 270.9681 | -0.0015041 | 270.1707 | 0 | 270.9681 | -0.012184 | 270.5665 | 0 | 269.0417 | 0 | 267.4602 | 0 | 268.8246 | 0
| 271.1766 | 0 | 270.3771 | 0 | 270.38 | 0 | 271.1766 | 0 | 270.3771 | 0 | 271.1766 | 0 | 279.1556 | 0.00073803 | 271.1766 | 8.0698e-05 | 271.1766 | 0 | 270.7742 | 0 | 271.1766 | 0 | 271.1766 | 0.0073942 | 270.3771 | 0 | 271.1766 | 0.012791 | 270.7742 | 0 | 269.2531 | 0 | 267.6717 | 0 | 269.0351 | 0
| 271.385 | 0 | 270.5836 | 0 | 270.58 | 0 | 271.385 | 0 | 270.5836 | 0 | 271.385 | 0 | 279.3667 | 0.00012382 | 271.385 | 0 | 271.385 | 0 | 270.9819 | 0 | 271.385 | 0 | 271.385 | -0.00040948 | 270.5836 | 0 | 271.385 | -0.021251 | 270.9819 | 0 | 269.4644 | 0 | 267.8832 | 0 | 269.2456 | 0
| 271.5935 | 0 | 270.7902 | 0 | 270.79 | 0 | 271.5935 | 0 | 270.7902 | 0 | 271.5935 | 0 | 279.5779 | 0.00075541 | 271.5935 | 9.1098e-05 | 271.5935 | 0 | 271.1897 | 0 | 271.5935 | 0 | 271.5935 | 0.0017297 | 270.7902 | 0 | 271.5935 | 0.0061472 | 271.1897 | 0 | 269.6759 | 0 | 268.0947 | 0 | 269.4562 | 0
| 271.802 | 0 | 270.9967 | 0 | 271 | 0 | 271.802 | 0 | 270.9967 | 0 | 271.802 | 0 | 279.789 | 0.00012946 | 271.802 | 0 | 271.802 | 0 | 271.3974 | 0 | 271.802 | 0 | 271.802 | -0.0010178 | 270.9967 | 0 | 271.802 | -0.013369 | 271.3974 | 0 | 269.8873 | 0 | 268.3063 | 0 | 269.6668 | 0
| 272.0105 | 0 | 271.2033 | 0 | 271.2 | 0 | 272.0105 | 0 | 271.2032 | 0 | 272.0105 | 0 | 280.0002 | 0.00071515 | 272.0105 | 0.00011387 | 272.0105 | 0 | 271.6052 | 0 | 272.0105 | 0 | 272.0105 | 0.0073582 | 271.2032 | 0 | 272.0105 | 0.010427 | 271.6052 | 0 | 270.0987 | 0 | 268.5178 | 0 | 269.8774 | 0
| 272.219 | 0 | 271.4098 | 0 | 271.41 | 0 | 272.219 | 0 | 271.4098 | 0 | 272.219 | 0 | 280.2114 | 0.00018527 | 272.219 | 0 | 272.219 | 0 | 271.813 | 0 | 272.219 | 0 | 272.219 | 0.0018002 | 271.4098 | 0 | 272.219 | -0.014911 | 271.813 | 0 | 270.3102 | 0 | 268.7294 | 0 | 270.088 | 0
| 272.4275 | 0 | 271.6164 | 0 | 271.62 | 0 | 272.4275 | 0 | 271.6164 | 0 | 272.4275 | 0 | 280.4226 | 0.00073535 | 272.4275 | 5.2337e-05 | 272.4275 | 0 | 272.0208 | 0 | 272.4275 | 0 | 272.4275 | 0.0097956 | 271.6164 | 0 | 272.4275 | 0.0068774 | 272.0208 | 0 | 270.5216 | 0 | 268.9409 | 0 | 270.2986 | 0
| 272.6361 | 0 | 271.823 | 0 | 271.82 | 0 | 272.6361 | 0 | 271.823 | 0 | 272.6361 | 0 | 280.6338 | 0.00010483 | 272.6361 | 0 | 272.6361 | 0 | 272.2286 | 0 | 272.6361 | 0 | 272.6361 | 0.0058221 | 271.823 | 0 | 272.6361 | -0.015713 | 272.2286 | 0 | 270.7331 | 0 | 269.1526 | 0 | 270.5092 | 0
| 272.8446 | 0 | 272.0296 | 0 | 272.03 | 0 | 272.8446 | 0 | 272.0296 | 0 | 272.8446 | 0 | 280.845 | 0.00074807 | 272.8446 | 7.7787e-05 | 272.8446 | 0 | 272.4365 | 0 | 272.8446 | 0 | 272.8446 | 0.0084706 | 272.0296 | 0 | 272.8446 | 0.0077449 | 272.4365 | 0 | 270.9445 | 0 | 269.3641 | 0 | 270.7199 | 0
| 273.0532 | 0 | 272.2362 | 0 | 272.24 | 0 | 273.0532 | 0 | 272.2362 | 0 | 273.0532 | 0 | 281.0562 | 0.00021919 | 273.0532 | 0 | 273.0532 | 0 | 272.6443 | 0 | 273.0532 | 0 | 273.0532 | -0.0029539 | 272.2362 | 0 | 273.0532 | -0.015917 | 272.6443 | 0 | 271.156 | 0 | 269.5758 | 0 | 270.9305 | 0
| 273.2618 | 0 | 272.4428 | 0 | 272.44 | 0 | 273.2618 | 0 | 272.4428 | 0 | 273.2618 | 0 | 281.2675 | 0.00057949 | 273.2618 | 0.00010289 | 273.2618 | 0 | 272.8522 | 0 | 273.2618 | 0 | 273.2618 | 0.007831 | 272.4428 | 0 | 273.2618 | 0.012975 | 272.8522 | 0 | 271.3675 | 0 | 269.7874 | 0 | 271.1412 | 0
| 273.4704 | 0 | 272.6494 | 0 | 272.65 | 0 | 273.4704 | 0 | 272.6494 | 0 | 273.4704 | 0 | 281.4788 | 0.00017565 | 273.4704 | 0 | 273.4704 | 0 | 273.0601 | 0 | 273.4704 | 0 | 273.4704 | 0.0030378 | 272.6494 | 0 | 273.4704 | -0.019198 | 273.0601 | 0 | 271.579 | 0 | 269.999 | 0 | 271.3519 | 0
| 273.6791 | 0 | 272.8561 | 0 | 272.86 | 0 | 273.679 | 0 | 272.8561 | 0 | 273.679 | 0 | 281.69 | 0.00065259 | 273.679 | 0.00012495 | 273.6791 | 0 | 273.268 | 0 | 273.679 | 0 | 273.679 | 0.0073965 | 272.8561 | 0 | 273.6791 | 0.010833 | 273.268 | 0 | 271.7906 | 0 | 270.2107 | 0 | 271.5626 | 0
| 273.8877 | 0 | 273.0628 | 0 | 273.06 | 0 | 273.8877 | 0 | 273.0628 | 0 | 273.8877 | 0 | 281.9013 | 0.00016256 | 273.8877 | 0 | 273.8877 | 0 | 273.476 | 0 | 273.8877 | 0 | 273.8877 | -0.001531 | 273.0628 | 0 | 273.8877 | -0.01196 | 273.476 | 0 | 272.0021 | 0 | 270.4224 | 0 | 271.7733 | 0
| 274.0963 | 0 | 273.2695 | 0 | 273.27 | 0 | 274.0963 | 0 | 273.2695 | 0 | 274.0963 | 0 | 282.1126 | 0.00064042 | 274.0963 | 0.00011634 | 274.0963 | 0 | 273.6839 | 0 | 274.0963 | 0 | 274.0963 | 0.0083302 | 273.2695 | 0 | 274.0963 | 0.006197 | 273.6839 | 0 | 272.2136 | 0 | 270.634 | 0 | 271.984 | 0
| 274.305 | 0 | 273.4762 | 0 | 273.48 | 0 | 274.305 | 0 | 273.4762 | 0 | 274.305 | 0 | 282.3239 | 0.00017757 | 274.305 | 0 | 274.305 | 0 | 273.8919 | 0 | 274.305 | 0 | 274.305 | 0.0013301 | 273.4762 | 0 | 274.305 | -0.015288 | 273.8919 | 0 | 272.4252 | 0 | 270.8457 | 0 | 272.1947 | 0
| 274.5137 | 0 | 273.6829 | 0 | 273.68 | 0 | 274.5137 | 0 | 273.6829 | 0 | 274.5137 | 0 | 282.5353 | 0.00075556 | 274.5137 | 8.9743e-05 | 274.5137 | 0 | 274.0999 | 0 | 274.5137 | 0 | 274.5137 | 0.0041785 | 273.6829 | 0 | 274.5137 | 0.011741 | 274.0999 | 0 | 272.6367 | 0 | 271.0575 | 0 | 272.4055 | 0
| 274.7224 | 0 | 273.8896 | 0 | 273.89 | 0 | 274.7224 | 0 | 273.8896 | 0 | 274.7224 | 0 | 282.7466 | 0.00013021 | 274.7224 | 0 | 274.7224 | 0 | 274.3079 | 0 | 274.7224 | 0 | 274.7224 | 0.0030985 | 273.8896 | 0 | 274.7224 | -0.018284 | 274.3079 | 0 | 272.8483 | 0 | 271.2692 | 0 | 272.6162 | 0
| 274.9311 | 0 | 274.0963 | 0 | 274.1 | 0 | 274.9311 | 0 | 274.0963 | 0 | 274.9311 | 0 | 282.9579 | 0.00065525 | 274.9312 | 0.00021308 | 274.9311 | 0 | 274.5159 | 0 | 274.9311 | 0 | 274.9312 | 0.0094954 | 274.0963 | 0 | 274.9312 | 0.013462 | 274.5159 | 0 | 273.0599 | 0 | 271.4809 | 0 | 272.827 | 0
| 275.1399 | 0 | 274.3031 | 0 | 274.3 | 0 | 275.1399 | 0 | 274.3031 | 0 | 275.1399 | 0 | 283.1693 | 8.8872e-05 | 275.1399 | 0 | 275.1399 | 0 | 274.7239 | 0 | 275.1399 | 0 | 275.1399 | -0.001976 | 274.3031 | 0 | 275.1399 | -0.017007 | 274.7239 | 0 | 273.2715 | 0 | 271.6927 | 0 | 273.0378 | 0
| 275.3486 | 0 | 274.5099 | 0 | 274.51 | 0 | 275.3486 | 0 | 274.5099 | 0 | 275.3486 | 0 | 283.3807 | 0.00066346 | 275.3486 | 0.00011107 | 275.3486 | 0 | 274.932 | 0 | 275.3486 | 0 | 275.3486 | 0.0034076 | 274.5099 | 0 | 275.3486 | 0.010555 | 274.932 | 0 | 273.4831 | 0 | 271.9044 | 0 | 273.2485 | 0
| 275.5574 | 0 | 274.7166 | 0 | 274.72 | 0 | 275.5574 | 0 | 274.7166 | 0 | 275.5574 | 0 | 283.5921 | 0.00014112 | 275.5574 | 0 | 275.5574 | 0 | 275.14 | 0 | 275.5574 | 0 | 275.5574 | 0.0064053 | 274.7166 | 0 | 275.5574 | -0.017028 | 275.14 | 0 | 273.6947 | 0 | 272.1162 | 0 | 273.4594 | 0
| 275.7662 | 0 | 274.9234 | 0 | 274.92 | 0 | 275.7662 | 0 | 274.9234 | 0 | 275.7662 | 0 | 283.8035 | 0.00068752 | 275.7662 | 8.7709e-05 | 275.7662 | 0 | 275.3481 | 0 | 275.7662 | 0 | 275.7662 | 0.0076454 | 274.9234 | 0 | 275.7662 | 0.0045328 | 275.3481 | 0 | 273.9063 | 0 | 272.328 | 0 | 273.6701 | 0
| 275.975 | 0 | 275.1302 | 0 | 275.13 | 0 | 275.975 | 0 | 275.1302 | 0 | 275.975 | 0 | 284.0149 | 0.00015109 | 275.975 | 0 | 275.975 | 0 | 275.5562 | 0 | 275.975 | 0 | 275.975 | 0.0025131 | 275.1302 | 0 | 275.975 | -0.016222 | 275.5562 | 0 | 274.1179 | 0 | 272.5398 | 0 | 273.881 | 0
| 276.1838 | 0 | 275.337 | 0 | 275.34 | 0 | 276.1838 | 0 | 275.337 | 0 | 276.1838 | 0 | 284.2263 | 0.00063484 | 276.1838 | 9.9526e-05 | 276.1838 | 0 | 275.7644 | 0 | 276.1838 | 0 | 276.1838 | 0.0046543 | 275.337 | 0 | 276.1838 | 0.0091008 | 275.7644 | 0 | 274.3296 | 0 | 272.7516 | 0 | 274.0918 | 0
| 276.3927 | 0 | 275.5439 | 0 | 275.54 | 0 | 276.3926 | 0 | 275.5439 | 0 | 276.3926 | 0 | 284.4377 | 0.00016707 | 276.3926 | 0 | 276.3927 | 0 | 275.9725 | 0 | 276.3926 | 0 | 276.3926 | 0.0028967 | 275.5439 | 0 | 276.3926 | -0.013368 | 275.9725 | 0 | 274.5412 | 0 | 272.9635 | 0 | 274.3027 | 0
| 276.6015 | 0 | 275.7507 | 0 | 275.75 | 0 | 276.6015 | 0 | 275.7507 | 0 | 276.6015 | 0 | 284.6492 | 0.00070501 | 276.6015 | 4.5693e-05 | 276.6015 | 0 | 276.1807 | 0 | 276.6015 | 0 | 276.6015 | 0.00019899 | 275.7507 | 0 | 276.6015 | 0.010935 | 276.1807 | 0 | 274.7529 | 0 | 273.1753 | 0 | 274.5135 | 0
| 276.8104 | 0 | 275.9576 | 0 | 275.96 | 0 | 276.8104 | 0 | 275.9576 | 0 | 276.8104 | 0 | 284.8606 | 0.00011106 | 276.8104 | 0 | 276.8104 | 0 | 276.3888 | 0 | 276.8104 | 0 | 276.8104 | -0.00078842 | 275.9576 | 0 | 276.8104 | -0.018432 | 276.3888 | 0 | 274.9645 | 0 | 273.3872 | 0 | 274.7244 | 0
| 277.0192 | 0 | 276.1645 | 0 | 276.16 | 0 | 277.0192 | 0 | 276.1645 | 0 | 277.0192 | 0 | 285.0721 | 0.00072903 | 277.0193 | 9.9728e-05 | 277.0192 | 0 | 276.597 | 0 | 277.0192 | 0 | 277.0193 | 0.0059042 | 276.1645 | 0 | 277.0193 | 0.0078509 | 276.597 | 0 | 275.1762 | 0 | 273.599 | 0 | 274.9353 | 0
| 277.2282 | 0 | 276.3713 | 0 | 276.37 | 0 | 277.2281 | 0 | 276.3713 | 0 | 277.2281 | 0 | 285.2836 | 8.7124e-05 | 277.2281 | 0 | 277.2282 | 0 | 276.8052 | 0 | 277.2281 | 0 | 277.2281 | -0.00067816 | 276.3713 | 0 | 277.2282 | -0.01684 | 276.8052 | 0 | 275.3879 | 0 | 273.8109 | 0 | 275.1462 | 0
| 277.4371 | 0 | 276.5783 | 0 | 276.58 | 0 | 277.4371 | 0 | 276.5782 | 0 | 277.4371 | 0 | 285.4951 | 0.00067944 | 277.4371 | 9.6756e-05 | 277.4371 | 0 | 277.0135 | 0 | 277.4371 | 0 | 277.4371 | 0.0099188 | 276.5782 | 0 | 277.4371 | 0.0096699 | 277.0135 | 0 | 275.5996 | 0 | 274.0228 | 0 | 275.3571 | 0
| 277.646 | 0 | 276.7852 | 0 | 276.79 | 0 | 277.646 | 0 | 276.7852 | 0 | 277.646 | 0 | 285.7066 | 0.00013972 | 277.646 | 0 | 277.646 | 0 | 277.2217 | 0 | 277.646 | 0 | 277.646 | -0.0041598 | 276.7852 | 0 | 277.646 | -0.02242 | 277.2217 | 0 | 275.8113 | 0 | 274.2347 | 0 | 275.568 | 0
| 277.8549 | 0 | 276.9921 | 0 | 276.99 | 0 | 277.8549 | 0 | 276.9921 | 0 | 277.8549 | 0 | 285.9181 | 0.00064695 | 277.8549 | 8.8454e-05 | 277.8549 | 0 | 277.43 | 0 | 277.8549 | 0 | 277.8549 | 0.0073325 | 276.9921 | 0 | 277.8549 | 0.010044 | 277.43 | 0 | 276.0231 | 0 | 274.4467 | 0 | 275.7789 | 0
| 278.0639 | 0 | 277.199 | 0 | 277.2 | 0 | 278.0639 | 0 | 277.199 | 0 | 278.0639 | 0 | 286.1296 | 7.415e-05 | 278.0639 | 0 | 278.0639 | 0 | 277.6383 | 0 | 278.0639 | 0 | 278.0639 | -0.0042311 | 277.199 | 0 | 278.0639 | -0.019196 | 277.6383 | 0 | 276.2348 | 0 | 274.6586 | 0 | 275.9899 | 0
| 278.2729 | 0 | 277.406 | 0 | 277.41 | 0 | 278.2729 | 0 | 277.406 | 0 | 278.2729 | 0 | 286.3412 | 0.00069726 | 278.2729 | 9.9531e-05 | 278.2729 | 0 | 277.8465 | 0 | 278.2729 | 0 | 278.2729 | 0.0016183 | 277.406 | 0 | 278.2729 | 0.012277 | 277.8465 | 0 | 276.4465 | 0 | 274.8705 | 0 | 276.2008 | 0
| 278.4819 | 0 | 277.613 | 0 | 277.61 | 0 | 278.4819 | 0 | 277.6129 | 0 | 278.4819 | 0 | 286.5527 | 0.0001715 | 278.4819 | 0 | 278.4819 | 0 | 278.0549 | 0 | 278.4819 | 0 | 278.4819 | 0.0022994 | 277.6129 | 0 | 278.4819 | -0.01774 | 278.0549 | 0 | 276.6583 | 0 | 275.0825 | 0 | 276.4118 | 0
| 278.6909 | 0 | 277.8199 | 0 | 277.82 | 0 | 278.6909 | 0 | 277.8199 | 0 | 278.6909 | 0 | 286.7643 | 0.00073889 | 278.6909 | 6.5283e-05 | 278.6909 | 0 | 278.2632 | 0 | 278.6909 | 0 | 278.6909 | 0.0061541 | 277.8199 | 0 | 278.6909 | 0.014442 | 278.2632 | 0 | 276.8701 | 0 | 275.2945 | 0 | 276.6228 | 0
| 278.8999 | 0 | 278.0269 | 0 | 278.03 | 0 | 278.8999 | 0 | 278.0269 | 0 | 278.8999 | 0 | 286.9759 | 0.00019405 | 278.8999 | 0 | 278.8999 | 0 | 278.4715 | 0 | 278.8999 | 0 | 278.8999 | 0.0072943 | 278.0269 | 0 | 278.8999 | -0.016563 | 278.4715 | 0 | 277.0818 | 0 | 275.5065 | 0 | 276.8338 | 0
| 279.1089 | 0 | 278.2339 | 0 | 278.23 | 0 | 279.109 | 0 | 278.2339 | 0 | 279.109 | 0 | 287.1874 | 0.00073176 | 279.1089 | 5.5414e-05 | 279.1089 | 0 | 278.6799 | 0 | 279.109 | 0 | 279.1089 | 0.0036535 | 278.2339 | 0 | 279.1089 | 0.009219 | 278.6799 | 0 | 277.2936 | 0 | 275.7185 | 0 | 277.0448 | 0
| 279.318 | 0 | 278.4409 | 0 | 278.44 | 0 | 279.318 | 0 | 278.4409 | 0 | 279.318 | 0 | 287.399 | 0.00017833 | 279.318 | 0 | 279.318 | 0 | 278.8883 | 0 | 279.318 | 0 | 279.318 | 0.0037354 | 278.4409 | 0 | 279.318 | -0.016596 | 278.8883 | 0 | 277.5054 | 0 | 275.9305 | 0 | 277.2558 | 0
| 279.5271 | 0 | 278.648 | 0 | 278.65 | 0 | 279.5271 | 0 | 278.648 | 0 | 279.5271 | 0 | 287.6107 | 0.00067744 | 279.5271 | 0.00011477 | 279.5271 | 0 | 279.0967 | 0 | 279.5271 | 0 | 279.5271 | 0.0090601 | 278.648 | 0 | 279.5271 | 0.0055682 | 279.0967 | 0 | 277.7172 | 0 | 276.1426 | 0 | 277.4669 | 0
| 279.7362 | 0 | 278.855 | 0 | 278.86 | 0 | 279.7362 | 0 | 278.855 | 0 | 279.7362 | 0 | 287.8223 | 0.00010873 | 279.7362 | 0 | 279.7362 | 0 | 279.3051 | 0 | 279.7362 | 0 | 279.7362 | -0.0018396 | 278.855 | 0 | 279.7362 | -0.010058 | 279.3051 | 0 | 277.929 | 0 | 276.3546 | 0 | 277.6779 | 0
| 279.9453 | 0 | 279.0621 | 0 | 279.06 | 0 | 279.9453 | 0 | 279.0621 | 0 | 279.9453 | 0 | 288.0339 | 0.00059491 | 279.9453 | 6.6788e-05 | 279.9453 | 0 | 279.5135 | 0 | 279.9453 | 0 | 279.9453 | 0.0097518 | 279.0621 | 0 | 279.9453 | 0.009506 | 279.5135 | 0 | 278.1409 | 0 | 276.5667 | 0 | 277.8889 | 0
| 280.1544 | 0 | 279.2692 | 0 | 279.27 | 0 | 280.1544 | 0 | 279.2692 | 0 | 280.1544 | 0 | 288.2456 | 4.6845e-05 | 280.1544 | 0 | 280.1544 | 0 | 279.722 | 0 | 280.1544 | 0 | 280.1544 | 0.0023447 | 279.2692 | 0 | 280.1544 | -0.012545 | 279.722 | 0 | 278.3527 | 0 | 276.7788 | 0 | 278.1 | 0
| 280.3635 | 0 | 279.4763 | 0 | 279.48 | 0 | 280.3635 | 0 | 279.4763 | 0 | 280.3635 | 0 | 288.4572 | 0.0010224 | 280.3635 | 9.1158e-05 | 280.3635 | 0 | 279.9305 | 0 | 280.3635 | 0 | 280.3635 | 0.0025505 | 279.4763 | 0 | 280.3635 | 0.01219 | 279.9305 | 0 | 278.5646 | 0 | 276.9908 | 0 | 278.3111 | 0
| 280.5727 | 0 | 279.6834 | 0 | 279.68 | 0 | 280.5727 | 0 | 279.6833 | 0 | 280.5727 | 0 | 288.6689 | 0.00019814 | 280.5727 | 0 | 280.5727 | 0 | 280.1389 | 0 | 280.5727 | 0 | 280.5727 | -0.0041117 | 279.6833 | 0 | 280.5727 | -0.017125 | 280.1389 | 0 | 278.7764 | 0 | 277.2029 | 0 | 278.5222 | 0
| 280.7819 | 0 | 279.8905 | 0 | 279.89 | 0 | 280.7819 | 0 | 279.8905 | 0 | 280.7819 | 0 | 288.8806 | 0.00071005 | 280.7819 | 8.8257e-05 | 280.7819 | 0 | 280.3474 | 0 | 280.7819 | 0 | 280.7819 | 0.0076172 | 279.8905 | 0 | 280.7819 | 0.0023897 | 280.3474 | 0 | 278.9883 | 0 | 277.4151 | 0 | 278.7333 | 0
| 280.991 | 0 | 280.0976 | 0 | 280.1 | 0 | 280.991 | 0 | 280.0976 | 0 | 280.991 | 0 | 289.0923 | 0.0001903 | 280.9911 | 0 | 280.991 | 0 | 280.556 | 0 | 280.991 | 0 | 280.9911 | -0.0018586 | 280.0976 | 0 | 280.9911 | -0.021829 | 280.556 | 0 | 279.2002 | 0 | 277.6272 | 0 | 278.9444 | 0
| 281.2002 | 0 | 280.3048 | 0 | 280.3 | 0 | 281.2002 | 0 | 280.3047 | 0 | 281.2002 | 0 | 289.304 | 0.00071404 | 281.2003 | 0.00011185 | 281.2002 | 0 | 280.7645 | 0 | 281.2002 | 0 | 281.2003 | 0.0089488 | 280.3047 | 0 | 281.2003 | 0.0093359 | 280.7645 | 0 | 279.4121 | 0 | 277.8393 | 0 | 279.1555 | 0
| 281.4095 | 0 | 280.5119 | 0 | 280.51 | 0 | 281.4095 | 0 | 280.5119 | 0 | 281.4095 | 0 | 289.5157 | 0.0002136 | 281.4095 | 0 | 281.4095 | 0 | 280.9731 | 0 | 281.4095 | 0 | 281.4095 | -0.00086645 | 280.5119 | 0 | 281.4094 | -0.013193 | 280.9731 | 0 | 279.624 | 0 | 278.0515 | 0 | 279.3667 | 0
| 281.6187 | 0 | 280.7191 | 0 | 280.72 | 0 | 281.6187 | 0 | 280.7191 | 0 | 281.6187 | 0 | 289.7274 | 0.00066047 | 281.6187 | 7.3036e-05 | 281.6187 | 0 | 281.1816 | 0 | 281.6187 | 0 | 281.6187 | 0.0053101 | 280.7191 | 0 | 281.6187 | 0.0088427 | 281.1816 | 0 | 279.8359 | 0 | 278.2637 | 0 | 279.5779 | 0
| 281.8279 | 0 | 280.9263 | 0 | 280.93 | 0 | 281.8279 | 0 | 280.9263 | 0 | 281.8279 | 0 | 289.9392 | 0.00018889 | 281.8279 | 0 | 281.8279 | 0 | 281.3902 | 0 | 281.8279 | 0 | 281.8279 | 0.00044566 | 280.9263 | 0 | 281.8279 | -0.011931 | 281.3902 | 0 | 280.0478 | 0 | 278.4759 | 0 | 279.789 | 0
| 282.0372 | 0 | 281.1334 | 0 | 281.13 | 0 | 282.0372 | 0 | 281.1335 | 0 | 282.0372 | 0 | 290.151 | 0.00061426 | 282.0372 | 0.00010243 | 282.0372 | 0 | 281.5988 | 0 | 282.0372 | 0 | 282.0372 | 0.01056 | 281.1335 | 0 | 282.0372 | 0.0065088 | 281.5988 | 0 | 280.2598 | 0 | 278.688 | 0 | 280.0002 | 0
| 282.2465 | 0 | 281.3407 | 0 | 281.34 | 0 | 282.2465 | 0 | 281.3407 | 0 | 282.2465 | 0 | 290.3627 | 0.00013827 | 282.2465 | 1.3567e-05 | 282.2465 | 0 | 281.8075 | 0 | 282.2465 | 0 | 282.2465 | -0.00029914 | 281.3407 | 0 | 282.2465 | -0.018786 | 281.8075 | 0 | 280.4717 | 0 | 278.9003 | 0 | 280.2114 | 0
| 282.4558 | 0 | 281.5479 | 0 | 281.55 | 0 | 282.4558 | 0 | 281.5479 | 0 | 282.4558 | 0 | 290.5745 | 0.00066613 | 282.4558 | 7.1743e-05 | 282.4558 | 0 | 282.0161 | 0 | 282.4558 | 0 | 282.4558 | 0.001773 | 281.5479 | 0 | 282.4558 | 0.0054976 | 282.0161 | 0 | 280.6837 | 0 | 279.1125 | 0 | 280.4226 | 0
| 282.6651 | 0 | 281.7551 | 0 | 281.76 | 0 | 282.6651 | 0 | 281.7551 | 0 | 282.6651 | 0 | 290.7863 | 8.9496e-05 | 282.6651 | 0 | 282.6651 | 0 | 282.2247 | 0 | 282.6651 | 0 | 282.6651 | 0.0018267 | 281.7551 | 0 | 282.6651 | -0.014663 | 282.2247 | 0 | 280.8956 | 0 | 279.3247 | 0 | 280.6338 | 0
| 282.8744 | 0 | 281.9624 | 0 | 281.96 | 0 | 282.8744 | 0 | 281.9624 | 0 | 282.8744 | 0 | 290.9981 | 0.00071707 | 282.8744 | 6.9254e-05 | 282.8744 | 0 | 282.4334 | 0 | 282.8744 | 0 | 282.8744 | 0.0084894 | 281.9624 | 0 | 282.8744 | 0.0081123 | 282.4334 | 0 | 281.1076 | 0 | 279.537 | 0 | 280.845 | 0
| 283.0838 | 0 | 282.1696 | 0 | 282.17 | 0 | 283.0838 | 0 | 282.1696 | 0 | 283.0838 | 0 | 291.2099 | 0.00012362 | 283.0838 | 0 | 283.0838 | 0 | 282.6421 | 0 | 283.0838 | 0 | 283.0838 | -0.0057469 | 282.1696 | 0 | 283.0838 | -0.018808 | 282.6421 | 0 | 281.3196 | 0 | 279.7492 | 0 | 281.0562 | 0
| 283.2931 | 0 | 282.3769 | 0 | 282.38 | 0 | 283.2931 | 0 | 282.3769 | 0 | 283.2931 | 0 | 291.4218 | 0.00061755 | 283.2931 | 0.00013461 | 283.2931 | 0 | 282.8508 | 0 | 283.2931 | 0 | 283.2931 | 0.0045421 | 282.3769 | 0 | 283.2931 | 0.0069866 | 282.8508 | 0 | 281.5316 | 0 | 279.9615 | 0 | 281.2675 | 0
| 283.5025 | 0 | 282.5842 | 0 | 282.58 | 0 | 283.5025 | 0 | 282.5842 | 0 | 283.5025 | 0 | 291.6336 | 0.000162 | 283.5025 | 0 | 283.5025 | 0 | 283.0596 | 0 | 283.5025 | 0 | 283.5025 | -0.0015961 | 282.5842 | 0 | 283.5025 | -0.012461 | 283.0596 | 0 | 281.7436 | 0 | 280.1738 | 0 | 281.4788 | 0
| 283.7119 | 0 | 282.7915 | 0 | 282.79 | 0 | 283.7119 | 0 | 282.7915 | 0 | 283.7119 | 0 | 291.8455 | 0.00066429 | 283.7119 | 0.00011276 | 283.7119 | 0 | 283.2683 | 0 | 283.7119 | 0 | 283.7119 | 0.0088969 | 282.7915 | 0 | 283.7119 | 0.0083288 | 283.2683 | 0 | 281.9556 | 0 | 280.3861 | 0 | 281.69 | 0
| 283.9213 | 0 | 282.9988 | 0 | 283 | 0 | 283.9213 | 0 | 282.9988 | 0 | 283.9213 | 0 | 292.0573 | 0.00017 | 283.9213 | 0 | 283.9213 | 0 | 283.4771 | 0 | 283.9213 | 0 | 283.9213 | -0.0043103 | 282.9988 | 0 | 283.9213 | -0.017968 | 283.4771 | 0 | 282.1676 | 0 | 280.5985 | 0 | 281.9013 | 0
| 284.1307 | 0 | 283.2062 | 0 | 283.21 | 0 | 284.1307 | 0 | 283.2062 | 0 | 284.1307 | 0 | 292.2692 | 0.00068291 | 284.1307 | 0.00014652 | 284.1307 | 0 | 283.6858 | 0 | 284.1307 | 0 | 284.1307 | 0.01147 | 283.2062 | 0 | 284.1307 | 0.0088893 | 283.6858 | 0 | 282.3797 | 0 | 280.8108 | 0 | 282.1126 | 0
| 284.3402 | 0 | 283.4135 | 0 | 283.41 | 0 | 284.3402 | 0 | 283.4135 | 0 | 284.3402 | 0 | 292.4811 | 0.00011602 | 284.3402 | 0 | 284.3402 | 0 | 283.8946 | 0 | 284.3402 | 0 | 284.3402 | -0.001416 | 283.4135 | 0 | 284.3402 | -0.014921 | 283.8946 | 0 | 282.5917 | 0 | 281.0231 | 0 | 282.3239 | 0
| 284.5496 | 0 | 283.6209 | 0 | 283.62 | 0.23501 | 284.5496 | 0 | 283.6209 | 0 | 284.5496 | 0 | 292.693 | 0.00068251 | 284.5496 | 7.3043e-05 | 284.5496 | 0 | 284.1034 | 0 | 284.5496 | 0 | 284.5496 | 0.0065437 | 283.6209 | 0 | 284.5496 | 0.011864 | 284.1035 | 0 | 282.8038 | 0 | 281.2355 | 0 | 282.5353 | 0
| 284.7591 | 0 | 283.8283 | 0 | 283.83 | 0 | 284.7591 | 0 | 283.8282 | 0 | 284.7591 | 0 | 292.9049 | 0.00015254 | 284.7591 | 0 | 284.7591 | 0 | 284.3123 | 0 | 284.7591 | 0 | 284.7591 | -0.0015907 | 283.8282 | 0 | 284.7591 | -0.01435 | 284.3123 | 0 | 283.0158 | 0 | 281.4479 | 0 | 282.7466 | 0
| 284.9686 | 0 | 284.0356 | 0 | 284.04 | 0 | 284.9686 | 0 | 284.0356 | 0 | 284.9686 | 0 | 293.1168 | 0.00069752 | 284.9686 | 9.4691e-05 | 284.9686 | 0 | 284.5211 | 0 | 284.9686 | 0 | 284.9686 | 0.0096591 | 284.0356 | 0 | 284.9686 | 0.0074865 | 284.5211 | 0 | 283.2279 | 0 | 281.6603 | 0 | 282.9579 | 0
| 285.1781 | 0 | 284.243 | 0 | 284.24 | 0 | 285.1781 | 0 | 284.243 | 0 | 285.1781 | 0 | 293.3288 | 0.00013178 | 285.1781 | 0 | 285.1781 | 0 | 284.73 | 0 | 285.1781 | 0 | 285.1781 | 0.0037672 | 284.243 | 0 | 285.1781 | -0.017315 | 284.73 | 0 | 283.44 | 0 | 281.8727 | 0 | 283.1693 | 0
| 285.3876 | 0 | 284.4504 | 0 | 284.45 | 0 | 285.3876 | 0 | 284.4504 | 0 | 285.3876 | 0 | 293.5407 | 0.0006366 | 285.3876 | 7.3274e-05 | 285.3876 | 0 | 284.9389 | 0 | 285.3876 | 0 | 285.3876 | 0.005473 | 284.4504 | 0 | 285.3876 | 0.0089056 | 284.9389 | 0 | 283.6521 | 0 | 282.0851 | 0 | 283.3807 | 0
| 285.5971 | 0 | 284.6579 | 0 | 284.66 | 0 | 285.5971 | 0 | 284.6579 | 0 | 285.5971 | 0 | 293.7527 | 0.00016515 | 285.5971 | 0 | 285.5971 | 0 | 285.1478 | 0 | 285.5971 | 0 | 285.5971 | 0.0061217 | 284.6579 | 0 | 285.5971 | -0.02101 | 285.1478 | 0 | 283.8642 | 0 | 282.2975 | 0 | 283.5921 | 0
| 285.8067 | 0 | 284.8653 | 0 | 284.87 | 0 | 285.8067 | 0 | 284.8653 | 0 | 285.8067 | 0 | 293.9647 | 0.00068077 | 285.8067 | 0.0001194 | 285.8067 | 0 | 285.3567 | 0 | 285.8067 | 0 | 285.8067 | 0.0060461 | 284.8653 | 0 | 285.8067 | 0.0094476 | 285.3567 | 0 | 284.0764 | 0 | 282.5099 | 0 | 283.8035 | 0
| 286.0163 | 0 | 285.0727 | 0 | 285.07 | 0 | 286.0163 | 0 | 285.0728 | 0 | 286.0163 | 0 | 294.1767 | 0.00022034 | 286.0163 | 0 | 286.0163 | 0 | 285.5656 | 0 | 286.0163 | 0 | 286.0163 | 0.0048437 | 285.0728 | 0 | 286.0163 | -0.016556 | 285.5656 | 0 | 284.2885 | 0 | 282.7224 | 0 | 284.0149 | 0
| 286.2258 | 0 | 285.2802 | 0 | 285.28 | 0 | 286.2258 | 0 | 285.2802 | 0 | 286.2258 | 0 | 294.3887 | 0.00068695 | 286.2258 | 5.521e-05 | 286.2258 | 0 | 285.7746 | 0 | 286.2258 | 0 | 286.2258 | 0.0052948 | 285.2802 | 0 | 286.2258 | 0.0053501 | 285.7746 | 0 | 284.5006 | 0 | 282.9348 | 0 | 284.2263 | 0
| 286.4354 | 0 | 285.4877 | 0 | 285.49 | 0 | 286.4354 | 0 | 285.4877 | 0 | 286.4354 | 0 | 294.6007 | 0.00018355 | 286.4354 | 0 | 286.4354 | 0 | 285.9835 | 0 | 286.4354 | 0 | 286.4354 | 0.00017907 | 285.4877 | 0 | 286.4354 | -0.013432 | 285.9835 | 0 | 284.7128 | 0 | 283.1473 | 0 | 284.4377 | 0
| 286.6451 | 0 | 285.6952 | 0 | 285.7 | 0 | 286.645 | 0 | 285.6952 | 0 | 286.645 | 0 | 294.8127 | 0.00072097 | 286.6451 | 6.0968e-05 | 286.6451 | 0 | 286.1925 | 0 | 286.645 | 0 | 286.6451 | 0.006581 | 285.6952 | 0 | 286.6451 | 0.00994 | 286.1925 | 0 | 284.925 | 0 | 283.3598 | 0 | 284.6492 | 0
| 286.8547 | 0 | 285.9027 | 0 | 285.9 | 0 | 286.8547 | 0 | 285.9027 | 0 | 286.8547 | 0 | 295.0247 | 0.00012283 | 286.8547 | 0 | 286.8547 | 0 | 286.4015 | 0 | 286.8547 | 0 | 286.8547 | 0.0060399 | 285.9027 | 0 | 286.8547 | -0.017333 | 286.4015 | 0 | 285.1371 | 0 | 283.5723 | 0 | 284.8606 | 0
| 287.0643 | 0 | 286.1102 | 0 | 286.11 | 0 | 287.0643 | 0 | 286.1102 | 0 | 287.0643 | 0 | 295.2368 | 0.00064684 | 287.0643 | 5.4574e-05 | 287.0643 | 0 | 286.6105 | 0 | 287.0643 | 0 | 287.0643 | 0.0056802 | 286.1102 | 0 | 287.0643 | 0.0052645 | 286.6105 | 0 | 285.3493 | 0 | 283.7849 | 0 | 285.0721 | 0
| 287.274 | 0 | 286.3177 | 0 | 286.32 | 0 | 287.274 | 0 | 286.3177 | 0 | 287.274 | 0 | 295.4488 | 0.00020729 | 287.274 | 0 | 287.274 | 0 | 286.8196 | 0 | 287.274 | 0 | 287.274 | 0.00034042 | 286.3177 | 0 | 287.274 | -0.013547 | 286.8196 | 0 | 285.5615 | 0 | 283.9974 | 0 | 285.2836 | 0
| 287.4837 | 0 | 286.5253 | 0 | 286.53 | 0 | 287.4837 | 0 | 286.5253 | 0 | 287.4837 | 0 | 295.6609 | 0.0007049 | 287.4836 | 3.4463e-05 | 287.4837 | 0 | 287.0286 | 0 | 287.4837 | 0 | 287.4836 | 0.0084223 | 286.5253 | 0 | 287.4836 | 0.011628 | 287.0286 | 0 | 285.7737 | 0 | 284.2099 | 0 | 285.4951 | 0
| 287.6934 | 0 | 286.7329 | 0 | 286.73 | 0 | 287.6934 | 0 | 286.7329 | 0 | 287.6934 | 0 | 295.873 | 0.00011768 | 287.6934 | 0 | 287.6934 | 0 | 287.2377 | 0 | 287.6934 | 0 | 287.6934 | -0.0015723 | 286.7329 | 0 | 287.6934 | -0.012684 | 287.2377 | 0 | 285.9859 | 0 | 284.4225 | 0 | 285.7066 | 0
| 287.9031 | 0 | 286.9404 | 0 | 286.94 | 0 | 287.9031 | 0 | 286.9404 | 0 | 287.9031 | 0 | 296.0851 | 0.00073077 | 287.903 | 9.8641e-05 | 287.9031 | 0 | 287.4468 | 0 | 287.9031 | 0 | 287.903 | 0.0097272 | 286.9404 | 0 | 287.9031 | 0.0040479 | 287.4468 | 0 | 286.1982 | 0 | 284.6351 | 0 | 285.9181 | 0
| 288.1128 | 0 | 287.148 | 0 | 287.15 | 0 | 288.1128 | 0 | 287.148 | 0 | 288.1128 | 0 | 296.2972 | 0.00020004 | 288.1128 | 0 | 288.1128 | 0 | 287.6559 | 0 | 288.1128 | 0 | 288.1128 | -0.00088112 | 287.148 | 0 | 288.1128 | -0.013107 | 287.6559 | 0 | 286.4104 | 0 | 284.8477 | 0 | 286.1296 | 0
| 288.3225 | 0 | 287.3556 | 0 | 287.36 | 0 | 288.3225 | 0 | 287.3556 | 0 | 288.3225 | 0 | 296.5093 | 0.00067962 | 288.3225 | 0.00012268 | 288.3225 | 0 | 287.865 | 0 | 288.3225 | 0 | 288.3225 | 0.0020437 | 287.3556 | 0 | 288.3225 | 0.0068826 | 287.865 | 0 | 286.6227 | 0 | 285.0602 | 0 | 286.3412 | 0
| 288.5323 | 0 | 287.5632 | 0 | 287.56 | 0 | 288.5323 | 0 | 287.5632 | 0 | 288.5323 | 0 | 296.7215 | 0.00016797 | 288.5323 | 0 | 288.5323 | 0 | 288.0741 | 0 | 288.5323 | 0 | 288.5323 | -0.0010011 | 287.5632 | 0 | 288.5323 | -0.013834 | 288.0741 | 0 | 286.8349 | 0 | 285.2729 | 0 | 286.5527 | 0
| 288.7421 | 0 | 287.7709 | 0 | 287.77 | 0 | 288.742 | 0 | 287.7709 | 0 | 288.742 | 0 | 296.9336 | 0.00071974 | 288.742 | 0.00014408 | 288.7421 | 0 | 288.2833 | 0 | 288.742 | 0 | 288.742 | 0.0016121 | 287.7709 | 0 | 288.742 | 0.017607 | 288.2833 | 0 | 287.0471 | 0 | 285.4855 | 0 | 286.7643 | 0
| 288.9518 | 0 | 287.9785 | 0 | 287.98 | 0 | 288.9518 | 0 | 287.9785 | 0 | 288.9518 | 0 | 297.1458 | 0.00015862 | 288.9518 | 0 | 288.9518 | 0 | 288.4925 | 0 | 288.9518 | 0 | 288.9518 | 0.006487 | 287.9785 | 0 | 288.9518 | -0.0157 | 288.4925 | 0 | 287.2594 | 0 | 285.6981 | 0 | 286.9759 | 0
| 289.1616 | 0 | 288.1862 | 0 | 288.19 | 0 | 289.1616 | 0 | 288.1862 | 0 | 289.1616 | 0 | 297.3579 | 0.00064168 | 289.1617 | 8.3939e-05 | 289.1616 | 0 | 288.7017 | 0 | 289.1616 | 0 | 289.1617 | 0.0061303 | 288.1862 | 0 | 289.1617 | 0.013651 | 288.7017 | 0 | 287.4717 | 0 | 285.9108 | 0 | 287.1874 | 0
| 289.3715 | 0 | 288.3938 | 0 | 288.39 | 0 | 289.3715 | 0 | 288.3938 | 0 | 289.3715 | 0 | 297.5701 | 0.00010432 | 289.3715 | 0 | 289.3715 | 0 | 288.9109 | 0 | 289.3715 | 0 | 289.3715 | -0.0092293 | 288.3938 | 0 | 289.3715 | -0.019368 | 288.9109 | 0 | 287.684 | 0 | 286.1235 | 0 | 287.399 | 0
| 289.5813 | 0 | 288.6015 | 0 | 288.6 | 0 | 289.5813 | 0 | 288.6015 | 0 | 289.5813 | 0 | 297.7823 | 0.00068793 | 289.5813 | 8.1897e-05 | 289.5813 | 0 | 289.1201 | 0 | 289.5813 | 0 | 289.5813 | 0.0052847 | 288.6015 | 0 | 289.5813 | 0.006192 | 289.1201 | 0 | 287.8963 | 0 | 286.3361 | 0 | 287.6107 | 0
| 289.7911 | 0 | 288.8092 | 0 | 288.81 | 0 | 289.7911 | 0 | 288.8092 | 0 | 289.7911 | 0 | 297.9945 | 0.00020303 | 289.7911 | 4.9387e-06 | 289.7911 | 0 | 289.3293 | 0 | 289.7911 | 0 | 289.7911 | -0.0017671 | 288.8092 | 0 | 289.7911 | -0.010653 | 289.3293 | 0 | 288.1087 | 0 | 286.5489 | 0 | 287.8223 | 0
| 290.001 | 0 | 289.0169 | 0 | 289.02 | 0 | 290.001 | 0 | 289.0169 | 0 | 290.001 | 0 | 298.2067 | 0.00064979 | 290.001 | 7.3302e-05 | 290.001 | 0 | 289.5386 | 0 | 290.001 | 0 | 290.001 | 0.0053371 | 289.0169 | 0 | 290.001 | 0.0089107 | 289.5386 | 0 | 288.321 | 0 | 286.7616 | 0 | 288.0339 | 0
| 290.2109 | 0 | 289.2246 | 0 | 289.22 | 0 | 290.2109 | 0 | 289.2246 | 0 | 290.2109 | 0 | 298.419 | 0.00020691 | 290.2109 | 0 | 290.2109 | 0 | 289.7479 | 0 | 290.2109 | 0 | 290.2109 | -0.005581 | 289.2246 | 0 | 290.2109 | -0.017557 | 289.7479 | 0 | 288.5333 | 0 | 286.9743 | 0 | 288.2456 | 0
| 290.4208 | 0 | 289.4324 | 0 | 289.43 | 0 | 290.4208 | 0 | 289.4324 | 0 | 290.4208 | 0 | 298.6312 | 0.00068681 | 290.4208 | 4.3334e-05 | 290.4208 | 0 | 289.9572 | 0 | 290.4208 | 0 | 290.4208 | 0.00091632 | 289.4324 | 0 | 290.4208 | 0.016324 | 289.9572 | 0 | 288.7457 | 0 | 287.187 | 0 | 288.4572 | 0
| 290.6307 | 0 | 289.6401 | 0 | 289.64 | 0 | 290.6307 | 0 | 289.6401 | 0 | 290.6307 | 0 | 298.8435 | 0.00016876 | 290.6307 | 0 | 290.6307 | 0 | 290.1665 | 0 | 290.6307 | 0 | 290.6307 | -0.00095619 | 289.6401 | 0 | 290.6307 | -0.016524 | 290.1665 | 0 | 288.958 | 0 | 287.3997 | 0 | 288.6689 | 0
| 290.8406 | 0 | 289.8479 | 0 | 289.85 | 0 | 290.8406 | 0 | 289.8479 | 0 | 290.8406 | 0 | 299.0557 | 0.00067851 | 290.8406 | 0.00016972 | 290.8406 | 0 | 290.3758 | 0 | 290.8406 | 0 | 290.8406 | 0.013106 | 289.8479 | 0 | 290.8406 | 0.013493 | 290.3758 | 0 | 289.1704 | 0 | 287.6125 | 0 | 288.8806 | 0
| 291.0506 | 0 | 290.0557 | 0 | 290.06 | 0 | 291.0506 | 0 | 290.0557 | 0 | 291.0506 | 0 | 299.268 | 0.00018083 | 291.0506 | 3.0821e-05 | 291.0506 | 0 | 290.5851 | 0 | 291.0506 | 0 | 291.0506 | 0.0081542 | 290.0557 | 0 | 291.0506 | -0.01134 | 290.5851 | 0 | 289.3828 | 0 | 287.8253 | 0 | 289.0923 | 0
| 291.2605 | 0 | 290.2635 | 0 | 290.26 | 0 | 291.2605 | 0 | 290.2635 | 0 | 291.2605 | 0 | 299.4803 | 0.00071705 | 291.2605 | 3.9478e-05 | 291.2605 | 0 | 290.7945 | 0 | 291.2605 | 0 | 291.2605 | 0.0016328 | 290.2635 | 0 | 291.2605 | 0.012602 | 290.7945 | 0 | 289.5952 | 0 | 288.0381 | 0 | 289.304 | 0
| 291.4705 | 0 | 290.4712 | 0 | 290.47 | 0 | 291.4705 | 0 | 290.4713 | 0 | 291.4705 | 0 | 299.6926 | 0.00017698 | 291.4705 | 0 | 291.4705 | 0 | 291.0039 | 0 | 291.4705 | 0 | 291.4705 | 0.0036121 | 290.4713 | 0 | 291.4705 | -0.021921 | 291.0039 | 0 | 289.8076 | 0 | 288.2509 | 0 | 289.5157 | 0
| 291.6805 | 0 | 290.6791 | 0 | 290.68 | 0 | 291.6805 | 0 | 290.679 | 0 | 291.6805 | 0 | 299.9049 | 0.00069102 | 291.6805 | 0.00011376 | 291.6805 | 0 | 291.2133 | 0 | 291.6805 | 0 | 291.6805 | -0.00017797 | 290.679 | 0 | 291.6805 | 0.0050147 | 291.2133 | 0 | 290.02 | 0 | 288.4637 | 0 | 289.7274 | 0
| 291.8905 | 0 | 290.8869 | 0 | 290.89 | 0 | 291.8905 | 0 | 290.8869 | 0 | 291.8905 | 0 | 300.1172 | 0.00018639 | 291.8905 | 0 | 291.8905 | 0 | 291.4227 | 0 | 291.8905 | 0 | 291.8905 | 0.0073068 | 290.8869 | 0 | 291.8905 | -0.013162 | 291.4227 | 0 | 290.2325 | 0 | 288.6765 | 0 | 289.9392 | 0
| 292.1005 | 0 | 291.0947 | 0 | 291.09 | 0 | 292.1005 | 0 | 291.0947 | 0 | 292.1005 | 0 | 300.3296 | 0.00060759 | 292.1005 | 6.2988e-05 | 292.1005 | 0 | 291.6321 | 0 | 292.1005 | 0 | 292.1005 | 0.006493 | 291.0947 | 0 | 292.1005 | 0.0097642 | 291.6321 | 0 | 290.4449 | 0 | 288.8894 | 0 | 290.151 | 0
| 292.3106 | 0 | 291.3026 | 0 | 291.3 | 0 | 292.3106 | 0 | 291.3026 | 0 | 292.3106 | 0 | 300.5419 | 0.00017007 | 292.3106 | 0 | 292.3106 | 0 | 291.8416 | 0 | 292.3106 | 0 | 292.3106 | -0.0037718 | 291.3026 | 0 | 292.3106 | -0.011758 | 291.8416 | 0 | 290.6573 | 0 | 289.1022 | 0 | 290.3627 | 0
| 292.5206 | 0 | 291.5104 | 0 | 291.51 | 0 | 292.5206 | 0 | 291.5104 | 0 | 292.5206 | 0 | 300.7543 | 0.00076308 | 292.5206 | 0.00010188 | 292.5206 | 0 | 292.051 | 0 | 292.5206 | 0 | 292.5206 | 0.0025688 | 291.5104 | 0 | 292.5206 | 0.0080869 | 292.051 | 0 | 290.8698 | 0 | 289.3151 | 0 | 290.5745 | 0
| 292.7307 | 0 | 291.7183 | 0 | 291.72 | 0 | 292.7307 | 0 | 291.7183 | 0 | 292.7307 | 0 | 300.9666 | 0.00017749 | 292.7307 | 0 | 292.7307 | 0 | 292.2605 | 0 | 292.7307 | 0 | 292.7307 | 0.0029426 | 291.7183 | 0 | 292.7307 | -0.01399 | 292.2605 | 0 | 291.0822 | 0 | 289.528 | 0 | 290.7863 | 0
| 292.9408 | 0 | 291.9262 | 0 | 291.93 | 0 | 292.9408 | 0 | 291.9262 | 0 | 292.9408 | 0 | 301.1791 | 0.00071303 | 292.9408 | 0.00011096 | 292.9408 | 0 | 292.47 | 0 | 292.9408 | 0 | 292.9408 | 0.0074095 | 291.9262 | 0 | 292.9408 | 0.0059279 | 292.47 | 0 | 291.2947 | 0 | 289.7409 | 0 | 290.9981 | 0
| 293.1509 | 0 | 292.1341 | 0 | 292.13 | 0 | 293.1509 | 0 | 292.1341 | 0 | 293.1509 | 0 | 301.3915 | 0.00015317 | 293.1509 | 0 | 293.1509 | 0 | 292.6795 | 0 | 293.1509 | 0 | 293.1509 | 0.0053686 | 292.1341 | 0 | 293.1509 | -0.020099 | 292.6795 | 0 | 291.5072 | 0 | 289.9538 | 0 | 291.2099 | 0
| 293.361 | 0 | 292.3421 | 0 | 292.34 | 0 | 293.361 | 0 | 292.3421 | 0 | 293.361 | 0 | 301.6039 | 0.00063688 | 293.361 | 5.8049e-05 | 293.361 | 0 | 292.889 | 0 | 293.361 | 0 | 293.361 | -0.00038368 | 292.3421 | 0 | 293.361 | 0.0013369 | 292.889 | 0 | 291.7197 | 0 | 290.1667 | 0 | 291.4218 | 0
| 293.5711 | 0 | 292.55 | 0 | 292.55 | 0 | 293.5711 | 0 | 292.55 | 0 | 293.5711 | 0 | 301.8163 | 0.00011911 | 293.5711 | 0 | 293.5711 | 0 | 293.0986 | 0 | 293.5711 | 0 | 293.5711 | 0.0034067 | 292.55 | 0 | 293.5711 | -0.0090536 | 293.0986 | 0 | 291.9322 | 0 | 290.3797 | 0 | 291.6336 | 0
| 293.7813 | 0 | 292.7579 | 0 | 292.76 | 0 | 293.7813 | 0 | 292.7579 | 0 | 293.7813 | 0 | 302.0287 | 0.00065306 | 293.7813 | 0.00013934 | 293.7813 | 0 | 293.3082 | 0 | 293.7813 | 0 | 293.7813 | 0.010032 | 292.7579 | 0 | 293.7813 | 0.0093633 | 293.3082 | 0 | 292.1447 | 0 | 290.5926 | 0 | 291.8455 | 0
| 293.9915 | 0 | 292.9659 | 0 | 292.97 | 0 | 293.9915 | 0 | 292.9659 | 0 | 293.9915 | 0 | 302.2412 | 0.00012095 | 293.9915 | 1.1706e-06 | 293.9915 | 0 | 293.5177 | 0 | 293.9915 | 0 | 293.9915 | 0.0024894 | 292.9659 | 0 | 293.9915 | -0.013556 | 293.5177 | 0 | 292.3573 | 0 | 290.8056 | 0 | 292.0573 | 0
| 294.2016 | 0 | 293.1739 | 0 | 293.17 | 0 | 294.2016 | 0 | 293.1739 | 0 | 294.2016 | 0 | 302.4536 | 0.00070954 | 294.2016 | 8.7608e-05 | 294.2016 | 0 | 293.7273 | 0 | 294.2016 | 0 | 294.2016 | 0.0025218 | 293.1739 | 0 | 294.2016 | 0.0068326 | 293.7273 | 0 | 292.5698 | 0 | 291.0186 | 0 | 292.2692 | 0
| 294.4118 | 0 | 293.3819 | 0 | 293.38 | 0 | 294.4118 | 0 | 293.3819 | 0 | 294.4118 | 0 | 302.6661 | 0.00014882 | 294.4118 | 0 | 294.4118 | 0 | 293.9369 | 0 | 294.4118 | 0 | 294.4118 | 0.00037751 | 293.3819 | 0 | 294.4118 | -0.016209 | 293.937 | 0 | 292.7823 | 0 | 291.2316 | 0 | 292.4811 | 0
| 294.6221 | 0 | 293.5899 | 0 | 293.59 | 0 | 294.622 | 0 | 293.5899 | 0 | 294.622 | 0 | 302.8785 | 0.00065621 | 294.622 | 9.0348e-05 | 294.6221 | 0 | 294.1466 | 0 | 294.622 | 0 | 294.622 | 0.008447 | 293.5899 | 0 | 294.622 | 0.012401 | 294.1466 | 0 | 292.9949 | 0 | 291.4445 | 0 | 292.693 | 0
| 294.8323 | 0 | 293.7979 | 0 | 293.8 | 0 | 294.8323 | 0 | 293.7979 | 0 | 294.8323 | 0 | 303.091 | 0.00013373 | 294.8323 | 0 | 294.8323 | 0 | 294.3562 | 0 | 294.8323 | 0 | 294.8323 | 0.00026949 | 293.7979 | 0 | 294.8323 | -0.012834 | 294.3562 | 0 | 293.2075 | 0 | 291.6576 | 0 | 292.9049 | 0
| 295.0425 | 0 | 294.0059 | 0 | 294.01 | 0 | 295.0425 | 0 | 294.0059 | 0 | 295.0425 | 0 | 303.3036 | 0.00066427 | 295.0425 | 9.6953e-05 | 295.0425 | 0 | 294.5659 | 0 | 295.0425 | 0 | 295.0425 | 0.0072881 | 294.0059 | 0 | 295.0425 | 0.0070494 | 294.5659 | 0 | 293.4201 | 0 | 291.8706 | 0 | 293.1169 | 0
| 295.2528 | 0 | 294.214 | 0 | 294.21 | 0 | 295.2528 | 0 | 294.214 | 0 | 295.2528 | 0 | 303.5161 | 0.00016598 | 295.2528 | 0 | 295.2528 | 0 | 294.7756 | 0 | 295.2528 | 0 | 295.2528 | 0.0053727 | 294.214 | 0 | 295.2528 | -0.011002 | 294.7756 | 0 | 293.6327 | 0 | 292.0836 | 0 | 293.3288 | 0
| 295.4631 | 0 | 294.422 | 0 | 294.42 | 0 | 295.4631 | 0 | 294.422 | 0 | 295.4631 | 0 | 303.7286 | 0.00070176 | 295.463 | 0.00011807 | 295.4631 | 0 | 294.9853 | 0 | 295.4631 | 0 | 295.463 | 0.013684 | 294.422 | 0 | 295.463 | 0.01043 | 294.9853 | 0 | 293.8452 | 0 | 292.2967 | 0 | 293.5407 | 0
| 295.6733 | 0 | 294.6301 | 0 | 294.63 | 0 | 295.6733 | 0 | 294.6301 | 0 | 295.6733 | 0 | 303.9411 | 0.0001844 | 295.6733 | 0 | 295.6733 | 0 | 295.195 | 0 | 295.6733 | 0 | 295.6733 | 0.0027478 | 294.6301 | 0 | 295.6733 | -0.0068092 | 295.195 | 0 | 294.0579 | 0 | 292.5098 | 0 | 293.7527 | 0
| 295.8836 | 0 | 294.8382 | 0 | 294.84 | 0 | 295.8837 | 0 | 294.8382 | 0 | 295.8837 | 0 | 304.1537 | 0.00064377 | 295.8836 | 5.7342e-05 | 295.8836 | 0 | 295.4047 | 0 | 295.8837 | 0 | 295.8836 | 0.0086666 | 294.8382 | 0 | 295.8836 | 0.0081063 | 295.4047 | 0 | 294.2705 | 0 | 292.7229 | 0 | 293.9647 | 0
| 296.094 | 0 | 295.0463 | 0 | 295.05 | 0 | 296.094 | 0 | 295.0463 | 0 | 296.094 | 0 | 304.3663 | 0.00014716 | 296.094 | 0 | 296.094 | 0 | 295.6145 | 0 | 296.094 | 0 | 296.094 | -0.0011916 | 295.0463 | 0 | 296.094 | -0.0092168 | 295.6145 | 0 | 294.4831 | 0 | 292.936 | 0 | 294.1767 | 0
| 296.3043 | 0 | 295.2544 | 0 | 295.25 | 0 | 296.3043 | 0 | 295.2544 | 0 | 296.3043 | 0 | 304.5788 | 0.00068405 | 296.3043 | 0.00011524 | 296.3043 | 0 | 295.8242 | 0 | 296.3043 | 0 | 296.3043 | 0.008083 | 295.2544 | 0 | 296.3043 | 0.0088724 | 295.8243 | 0 | 294.6958 | 0 | 293.1491 | 0 | 294.3887 | 0
| 296.5147 | 0 | 295.4625 | 0 | 295.46 | 0 | 296.5147 | 0 | 295.4625 | 0 | 296.5147 | 0 | 304.7914 | 0.0001491 | 296.5146 | 0 | 296.5147 | 0 | 296.034 | 0 | 296.5147 | 0 | 296.5146 | -0.0033675 | 295.4625 | 0 | 296.5147 | -0.017088 | 296.034 | 0 | 294.9084 | 0 | 293.3622 | 0 | 294.6007 | 0
| 296.725 | 0 | 295.6706 | 0 | 295.67 | 0 | 296.725 | 0 | 295.6706 | 0 | 296.725 | 0 | 305.004 | 0.00065852 | 296.725 | 4.4011e-05 | 296.725 | 0 | 296.2438 | 0 | 296.725 | 0 | 296.725 | 0.0038083 | 295.6706 | 0 | 296.725 | 0.0094573 | 296.2438 | 0 | 295.1211 | 0 | 293.5754 | 0 | 294.8127 | 0
| 296.9354 | 0 | 295.8788 | 0 | 295.88 | 0 | 296.9354 | 0 | 295.8788 | 0 | 296.9354 | 0 | 305.2166 | 0.00020545 | 296.9354 | 0 | 296.9354 | 0 | 296.4537 | 0 | 296.9354 | 0 | 296.9354 | -0.00028131 | 295.8788 | 0 | 296.9354 | -0.020611 | 296.4537 | 0 | 295.3338 | 0 | 293.7885 | 0 | 295.0247 | 0
| 297.1458 | 0 | 296.0869 | 0 | 296.09 | 0 | 297.1458 | 0 | 296.0869 | 0 | 297.1458 | 0 | 305.4293 | 0.00067091 | 297.1458 | 7.2669e-05 | 297.1458 | 0 | 296.6635 | 0 | 297.1458 | 0 | 297.1458 | 0.0020352 | 296.0869 | 0 | 297.1458 | 0.0084876 | 296.6635 | 0 | 295.5464 | 0 | 294.0017 | 0 | 295.2368 | 0
| 297.3562 | 0 | 296.2951 | 0 | 296.3 | 0 | 297.3562 | 0 | 296.2951 | 0 | 297.3562 | 0 | 305.6419 | 9.9586e-05 | 297.3562 | 0 | 297.3562 | 0 | 296.8733 | 0 | 297.3562 | 0 | 297.3562 | 0.0027575 | 296.2951 | 0 | 297.3562 | -0.013758 | 296.8733 | 0 | 295.7592 | 0 | 294.2148 | 0 | 295.4489 | 0
| 297.5667 | 0 | 296.5033 | 0 | 296.5 | 0 | 297.5667 | 0 | 296.5033 | 0 | 297.5667 | 0 | 305.8546 | 0.00069266 | 297.5667 | 5.0568e-05 | 297.5667 | 0 | 297.0832 | 0 | 297.5667 | 0 | 297.5667 | 0.0092498 | 296.5033 | 0 | 297.5666 | 0.0071167 | 297.0832 | 0 | 295.9719 | 0 | 294.428 | 0 | 295.6609 | 0
| 297.7771 | 0 | 296.7115 | 0 | 296.71 | 0 | 297.7771 | 0 | 296.7115 | 0 | 297.7771 | 0 | 306.0672 | 8.9492e-05 | 297.7771 | 0 | 297.7771 | 0 | 297.2931 | 0 | 297.7771 | 0 | 297.7771 | 0.0019097 | 296.7115 | 0 | 297.7771 | -0.016917 | 297.2931 | 0 | 296.1846 | 0 | 294.6412 | 0 | 295.873 | 0
| 297.9876 | 0 | 296.9197 | 0 | 296.92 | 0 | 297.9876 | 0 | 296.9197 | 0 | 297.9876 | 0 | 306.2799 | 0.00062174 | 297.9876 | 0.00012896 | 297.9876 | 0 | 297.503 | 0 | 297.9876 | 0 | 297.9876 | 0.011566 | 296.9197 | 0 | 297.9876 | 0.0087612 | 297.503 | 0 | 296.3973 | 0 | 294.8545 | 0 | 296.0851 | 0
| 298.1981 | 0 | 297.1279 | 0 | 297.13 | 0 | 298.1981 | 0 | 297.1279 | 0 | 298.1981 | 0 | 306.4926 | 0.00017568 | 298.1981 | 0 | 298.1981 | 0 | 297.7129 | 0 | 298.1981 | 0 | 298.1981 | -0.00082181 | 297.1279 | 0 | 298.1981 | -0.0133 | 297.7129 | 0 | 296.61 | 0 | 295.0677 | 0 | 296.2972 | 0
| 298.4085 | 0 | 297.3362 | 0 | 297.34 | 0 | 298.4085 | 0 | 297.3362 | 0 | 298.4085 | 0 | 306.7053 | 0.00077554 | 298.4085 | 0.00013042 | 298.4085 | 0 | 297.9229 | 0 | 298.4085 | 0 | 298.4085 | 0.008092 | 297.3362 | 0 | 298.4085 | 0.010516 | 297.9229 | 0 | 296.8228 | 0 | 295.2809 | 0 | 296.5093 | 0
| 298.6191 | 0 | 297.5444 | 0 | 297.54 | 0 | 298.6191 | 0 | 297.5444 | 0 | 298.6191 | 0 | 306.918 | 0.00016185 | 298.619 | 0 | 298.6191 | 0 | 298.1328 | 0 | 298.6191 | 0 | 298.619 | -0.00012323 | 297.5444 | 0 | 298.6191 | -0.016332 | 298.1328 | 0 | 297.0355 | 0 | 295.4942 | 0 | 296.7215 | 0
| 298.8296 | 0 | 297.7527 | 0 | 297.75 | 0 | 298.8296 | 0 | 297.7527 | 0 | 298.8296 | 0 | 307.1307 | 0.00071087 | 298.8296 | 8.0408e-05 | 298.8296 | 0 | 298.3428 | 0 | 298.8296 | 0 | 298.8296 | 0.0070615 | 297.7527 | 0 | 298.8296 | 0.0061648 | 298.3428 | 0 | 297.2483 | 0 | 295.7075 | 0 | 296.9336 | 0
| 299.0401 | 0 | 297.961 | 0 | 297.96 | 0 | 299.0401 | 0 | 297.961 | 0 | 299.0401 | 0 | 307.3434 | 6.5458e-05 | 299.0401 | 0 | 299.0401 | 0 | 298.5528 | 0 | 299.0401 | 0 | 299.0401 | 0.00014222 | 297.961 | 0 | 299.0401 | -0.010253 | 298.5528 | 0 | 297.4611 | 0 | 295.9207 | 0 | 297.1458 | 0
| 299.2507 | 0 | 298.1693 | 0 | 298.17 | 0 | 299.2507 | 0 | 298.1693 | 0 | 299.2507 | 0 | 307.5562 | 0.00069891 | 299.2507 | 8.5662e-05 | 299.2507 | 0 | 298.7628 | 0 | 299.2507 | 0 | 299.2507 | 0.0026019 | 298.1693 | 0 | 299.2507 | 0.0082252 | 298.7628 | 0 | 297.6739 | 0 | 296.1341 | 0 | 297.3579 | 0
| 299.4613 | 0 | 298.3776 | 0 | 298.38 | 0 | 299.4613 | 0 | 298.3776 | 0 | 299.4613 | 0 | 307.7689 | 0.00020503 | 299.4612 | 0 | 299.4613 | 0 | 298.9728 | 0 | 299.4613 | 0 | 299.4612 | -0.0059983 | 298.3776 | 0 | 299.4612 | -0.018074 | 298.9728 | 0 | 297.8867 | 0 | 296.3474 | 0 | 297.5701 | 0
| 299.6718 | 0 | 298.5859 | 0 | 298.59 | 0 | 299.6718 | 0 | 298.5859 | 0 | 299.6718 | 0 | 307.9817 | 0.00068675 | 299.6718 | 7.342e-05 | 299.6718 | 0 | 299.1828 | 0 | 299.6718 | 0 | 299.6718 | 0.0018814 | 298.5859 | 0 | 299.6718 | 0.0067773 | 299.1828 | 0 | 298.0995 | 0 | 296.5607 | 0 | 297.7823 | 0
| 299.8825 | 0 | 298.7942 | 0 | 298.79 | 0 | 299.8824 | 0 | 298.7942 | 0 | 299.8824 | 0 | 308.1945 | 0.00020471 | 299.8824 | 0 | 299.8825 | 0 | 299.3929 | 0 | 299.8824 | 0 | 299.8824 | -0.0021768 | 298.7942 | 0 | 299.8825 | -0.019566 | 299.3929 | 0 | 298.3123 | 0 | 296.774 | 0 | 297.9945 | 0
| 300.0931 | 0 | 299.0026 | 0 | 299 | 0 | 300.0931 | 0 | 299.0026 | 0 | 300.0931 | 0 | 308.4073 | 0.00069835 | 300.0931 | 0.00012958 | 300.0931 | 0 | 299.603 | 0 | 300.0931 | 0 | 300.0931 | 0.0037123 | 299.0026 | 0 | 300.0931 | 0.0080104 | 299.603 | 0 | 298.5251 | 0 | 296.9874 | 0 | 298.2067 | 0
| 300.3037 | 0 | 299.2109 | 0 | 299.21 | 0 | 300.3037 | 0 | 299.2109 | 0 | 300.3037 | 0 | 308.6201 | 0.0001683 | 300.3037 | 0 | 300.3037 | 0 | 299.8131 | 0 | 300.3037 | 0 | 300.3037 | -0.0017519 | 299.2109 | 0 | 300.3037 | -0.019119 | 299.8131 | 0 | 298.738 | 0 | 297.2007 | 0 | 298.419 | 0
| 300.5143 | 0 | 299.4193 | 0 | 299.42 | 0 | 300.5144 | 0 | 299.4193 | 0 | 300.5144 | 0 | 308.8329 | 0.00063949 | 300.5143 | 0.00014327 | 300.5143 | 0 | 300.0232 | 0 | 300.5144 | 0 | 300.5143 | 0.0077984 | 299.4193 | 0 | 300.5143 | 0.0092563 | 300.0232 | 0 | 298.9508 | 0 | 297.4141 | 0 | 298.6312 | 0
| 300.725 | 0 | 299.6277 | 0 | 299.63 | 0 | 300.725 | 0 | 299.6277 | 0 | 300.725 | 0 | 309.0457 | 0.00015857 | 300.725 | 0 | 300.725 | 0 | 300.2333 | 0 | 300.725 | 0 | 300.725 | 0.0013299 | 299.6277 | 0 | 300.725 | -0.018854 | 300.2333 | 0 | 299.1637 | 0 | 297.6275 | 0 | 298.8435 | 0
| 300.9357 | 0 | 299.8361 | 0 | 299.84 | 0 | 300.9357 | 0 | 299.8361 | 0 | 300.9357 | 0 | 309.2586 | 0.0006855 | 300.9357 | 8.4718e-05 | 300.9357 | 0 | 300.4434 | 0 | 300.9357 | 0 | 300.9357 | 0.0068362 | 299.8361 | 0 | 300.9357 | 0.010071 | 300.4434 | 0 | 299.3766 | 0 | 297.8409 | 0 | 299.0557 | 0
| 301.1464 | 0 | 300.0445 | 0 | 300.04 | 0 | 301.1464 | 0 | 300.0445 | 0 | 301.1464 | 0 | 309.4714 | 0.00022799 | 301.1464 | 0 | 301.1464 | 0 | 300.6536 | 0 | 301.1464 | 0 | 301.1464 | -1.7633e-05 | 300.0445 | 0 | 301.1464 | -0.016562 | 300.6536 | 0 | 299.5894 | 0 | 298.0543 | 0 | 299.268 | 0
| 301.3571 | 0 | 300.253 | 0 | 300.25 | 0 | 301.3571 | 0 | 300.253 | 0 | 301.3571 | 0 | 309.6843 | 0.00068718 | 301.3571 | 7.3096e-05 | 301.3571 | 0 | 300.8638 | 0 | 301.3571 | 0 | 301.3571 | 0.005586 | 300.253 | 0 | 301.3571 | 0.0044539 | 300.8638 | 0 | 299.8023 | 0 | 298.2678 | 0 | 299.4803 | 0
| 301.5678 | 0 | 300.4614 | 0 | 300.46 | 0 | 301.5678 | 0 | 300.4614 | 0 | 301.5678 | 0 | 309.8972 | 0.00020006 | 301.5678 | 2.1172e-05 | 301.5678 | 0 | 301.0739 | 0 | 301.5678 | 0 | 301.5678 | -0.0029153 | 300.4614 | 0 | 301.5678 | -0.0098519 | 301.074 | 0 | 300.0153 | 0 | 298.4812 | 0 | 299.6926 | 0
| 301.7786 | 0 | 300.6698 | 0 | 300.67 | 0 | 301.7786 | 0 | 300.6698 | 0 | 301.7786 | 0 | 310.1101 | 0.00065717 | 301.7786 | 8.6312e-05 | 301.7786 | 0 | 301.2842 | 0 | 301.7786 | 0 | 301.7786 | 0.0053886 | 300.6698 | 0 | 301.7786 | 0.0044227 | 301.2842 | 0 | 300.2281 | 0 | 298.6947 | 0 | 299.9049 | 0
| 301.9893 | 0 | 300.8783 | 0 | 300.88 | 0 | 301.9893 | 0 | 300.8783 | 0 | 301.9893 | 0 | 310.323 | 0.00017454 | 301.9893 | 0 | 301.9893 | 0 | 301.4944 | 0 | 301.9893 | 0 | 301.9893 | -0.0026017 | 300.8783 | 0 | 301.9894 | -0.012763 | 301.4944 | 0 | 300.4411 | 0 | 298.9082 | 0 | 300.1172 | 0
| 302.2001 | 0 | 301.0868 | 0 | 301.09 | 0 | 302.2001 | 0 | 301.0868 | 0 | 302.2001 | 0 | 310.5359 | 0.00071629 | 302.2001 | 4.7072e-05 | 302.2001 | 0 | 301.7046 | 0 | 302.2001 | 0 | 302.2001 | 0.0077803 | 301.0868 | 0 | 302.2001 | 0.0037961 | 301.7046 | 0 | 300.654 | 0 | 299.1216 | 0 | 300.3296 | 0
| 302.4109 | 0 | 301.2953 | 0 | 301.3 | 0 | 302.4109 | 0 | 301.2953 | 0 | 302.4109 | 0 | 310.7488 | 0.00016437 | 302.4109 | 0 | 302.4109 | 0 | 301.9149 | 0 | 302.4109 | 0 | 302.4109 | 0.0025266 | 301.2953 | 0 | 302.4109 | -0.012298 | 301.9149 | 0 | 300.867 | 0 | 299.3351 | 0 | 300.5419 | 0
| 302.6217 | 0 | 301.5038 | 0 | 301.5 | 0 | 302.6217 | 0 | 301.5038 | 0 | 302.6217 | 0 | 310.9617 | 0.0006308 | 302.6217 | 6.8512e-05 | 302.6217 | 0 | 302.1252 | 0 | 302.6217 | 0 | 302.6217 | 0.011376 | 301.5038 | 0 | 302.6217 | 0.0081741 | 302.1252 | 0 | 301.0799 | 0 | 299.5487 | 0 | 300.7543 | 0
| 302.8325 | 0 | 301.7123 | 0 | 301.71 | 0 | 302.8325 | 0 | 301.7123 | 0 | 302.8325 | 0 | 311.1747 | 0.00020451 | 302.8326 | 0 | 302.8325 | 0 | 302.3354 | 0 | 302.8325 | 0 | 302.8326 | -0.0047628 | 301.7123 | 0 | 302.8326 | -0.017168 | 302.3354 | 0 | 301.2929 | 0 | 299.7622 | 0 | 300.9666 | 0
| 303.0434 | 0 | 301.9208 | 0 | 301.92 | 0 | 303.0434 | 0 | 301.9208 | 0 | 303.0434 | 0 | 311.3876 | 0.0006912 | 303.0434 | 9.767e-05 | 303.0434 | 0 | 302.5458 | 0 | 303.0434 | 0 | 303.0434 | 0.0043853 | 301.9208 | 0 | 303.0434 | 0.008658 | 302.5457 | 0 | 301.5059 | 0 | 299.9757 | 0 | 301.179 | 0
| 303.2542 | 0 | 302.1294 | 0 | 302.13 | 0 | 303.2542 | 0 | 302.1294 | 0 | 303.2542 | 0 | 311.6006 | 0.00015084 | 303.2542 | 0 | 303.2542 | 0 | 302.7561 | 0 | 303.2542 | 0 | 303.2542 | 0.0046836 | 302.1294 | 0 | 303.2542 | -0.017724 | 302.7561 | 0 | 301.7188 | 0 | 300.1893 | -0.00015114 | 301.3914 | 0
| 303.4651 | 0 | 302.3379 | 0 | 302.34 | 0 | 303.4651 | 0 | 302.338 | 0 | 303.4651 | 0 | 311.8136 | 0.00069409 | 303.4651 | 1.7298e-05 | 303.4651 | 0 | 302.9664 | 0 | 303.4651 | 0 | 303.4651 | 0.0084245 | 302.338 | 0 | 303.4651 | 0.0079653 | 302.9664 | 0 | 301.9319 | 0 | 300.4029 | 0.00021494 | 301.6039 | 0
| 303.676 | 0 | 302.5465 | 0 | 302.55 | 0 | 303.676 | 0 | 302.5465 | 0 | 303.676 | 0 | 312.0266 | 0.00021112 | 303.676 | 0 | 303.676 | 0 | 303.1768 | 0 | 303.676 | 0 | 303.676 | 0.00021033 | 302.5465 | 0 | 303.676 | -0.014907 | 303.1768 | 0 | 302.1449 | 0 | 300.6164 | -0.00017598 | 301.8163 | 0
| 303.8869 | 0 | 302.7551 | 0 | 302.76 | 0 | 303.8869 | 0 | 302.7551 | 0 | 303.8869 | 0 | 312.2396 | 0.00064037 | 303.8869 | 8.2029e-05 | 303.8869 | 0 | 303.3872 | 0 | 303.8869 | 0 | 303.8869 | 0.00771 | 302.7551 | 0 | 303.8869 | 0.011734 | 303.3872 | 0 | 302.3579 | 0 | 300.83 | 0.00022243 | 302.0287 | 0
| 304.0978 | 0 | 302.9637 | 0 | 302.96 | 0 | 304.0978 | 0 | 302.9637 | 0 | 304.0978 | 0 | 312.4526 | 0.00018724 | 304.0978 | 0 | 304.0978 | 0 | 303.5975 | 0 | 304.0978 | 0 | 304.0978 | -0.00088888 | 302.9637 | 0 | 304.0978 | -0.014465 | 303.5976 | 0 | 302.5709 | 0 | 301.0436 | -0.00013479 | 302.2411 | 0
| 304.3087 | 0 | 303.1723 | 0 | 303.17 | 0 | 304.3087 | 0 | 303.1723 | 0 | 304.3087 | 0 | 312.6657 | 0.0006114 | 304.3087 | 0.00010207 | 304.3087 | 0 | 303.808 | 0 | 304.3087 | 0 | 304.3087 | 0.010121 | 303.1723 | 0 | 304.3087 | 0.0070398 | 303.808 | 0 | 302.7839 | 0 | 301.2573 | 0.00021514 | 302.4536 | 0
| 304.5197 | 0 | 303.3809 | 0 | 303.38 | 0 | 304.5197 | 0 | 303.381 | 0 | 304.5197 | 0 | 312.8787 | 0.00014949 | 304.5197 | 0 | 304.5197 | 0 | 304.0184 | 0 | 304.5197 | 0 | 304.5197 | 0.0017323 | 303.381 | 0 | 304.5197 | -0.011669 | 304.0184 | 0 | 302.997 | 0 | 301.4709 | -0.00014856 | 302.6661 | 0
| 304.7306 | 0 | 303.5896 | 0 | 303.59 | 0.23501 | 304.7306 | 0 | 303.5896 | 0 | 304.7306 | 0 | 313.0917 | 0.00072912 | 304.7307 | 0.00021958 | 304.7306 | 0 | 304.2288 | 0 | 304.7306 | 0 | 304.7307 | 0.0075188 | 303.5896 | 0 | 304.7307 | 0.011643 | 304.2288 | 0 | 303.2101 | 0 | 301.6845 | 0.00026826 | 302.8785 | 0
| 304.9416 | 0 | 303.7982 | 0 | 303.8 | 0 | 304.9416 | 0 | 303.7982 | 0 | 304.9416 | 0 | 313.3048 | 0.00011589 | 304.9416 | 0 | 304.9416 | 0 | 304.4393 | 0 | 304.9416 | 0 | 304.9416 | -0.00035967 | 303.7982 | 0 | 304.9416 | -0.019907 | 304.4393 | 0 | 303.4231 | 0 | 301.8982 | -0.00015513 | 303.091 | 0
| 305.1526 | 0 | 304.0069 | 0 | 304.01 | 0 | 305.1526 | 0 | 304.0069 | 0 | 305.1526 | 0 | 313.5179 | 0.00063674 | 305.1526 | 7.999e-05 | 305.1526 | 0 | 304.6498 | 0 | 305.1526 | 0 | 305.1526 | 0.00094111 | 304.0069 | 0 | 305.1526 | 0.013532 | 304.6498 | 0 | 303.6362 | 0 | 302.1119 | 0.00024686 | 303.3036 | 0
| 305.3636 | 0 | 304.2156 | 0 | 304.22 | 0 | 305.3636 | 0 | 304.2156 | 0 | 305.3636 | 0 | 313.731 | 0.00016476 | 305.3636 | 0 | 305.3636 | 0 | 304.8603 | 0 | 305.3636 | 0 | 305.3636 | 0.0017738 | 304.2156 | 0 | 305.3636 | -0.016144 | 304.8603 | 0 | 303.8493 | 0 | 302.3256 | -0.0002035 | 303.5161 | 0
| 305.5746 | 0 | 304.4243 | 0 | 304.42 | 0 | 305.5746 | 0 | 304.4243 | 0 | 305.5746 | 0 | 313.9441 | 0.00065887 | 305.5746 | 0.00011594 | 305.5746 | 0 | 305.0708 | 0 | 305.5746 | 0 | 305.5746 | 0.0098313 | 304.4243 | 0 | 305.5747 | 0.0070544 | 305.0708 | 0 | 304.0624 | 0 | 302.5392 | 0.00021214 | 303.7286 | 0
| 305.7857 | 0 | 304.633 | 0 | 304.63 | 0 | 305.7857 | 0 | 304.633 | 0 | 305.7857 | 0 | 314.1572 | 0.00019194 | 305.7857 | 0 | 305.7857 | 0 | 305.2813 | 0 | 305.7857 | 0 | 305.7857 | -0.0044325 | 304.633 | 0 | 305.7857 | -0.020191 | 305.2813 | 0 | 304.2755 | 0 | 302.753 | -0.00017886 | 303.9411 | 0
| 305.9967 | 0 | 304.8417 | 0 | 304.84 | 0 | 305.9967 | 0 | 304.8417 | 0 | 305.9967 | 0 | 314.3703 | 0.00065143 | 305.9967 | 8.6965e-05 | 305.9967 | 0 | 305.4918 | 0 | 305.9967 | 0 | 305.9967 | 0.0072559 | 304.8417 | 0 | 305.9967 | 0.008374 | 305.4918 | 0 | 304.4886 | 0 | 302.9667 | 0.00022248 | 304.1537 | 0
| 306.2078 | 0 | 305.0504 | 0 | 305.05 | 0 | 306.2078 | 0 | 305.0504 | 0 | 306.2078 | 0 | 314.5835 | 0.00010508 | 306.2078 | 0 | 306.2078 | 0 | 305.7024 | 0 | 306.2078 | 0 | 306.2078 | 0.00018356 | 305.0504 | 0 | 306.2078 | -0.019413 | 305.7024 | 0 | 304.7018 | 0 | 303.1804 | -0.00016809 | 304.3663 | 0
| 306.4189 | 0 | 305.2592 | 0 | 305.26 | 0 | 306.4189 | 0 | 305.2592 | 0 | 306.4189 | 0 | 314.7966 | 0.00068295 | 306.4189 | 7.2587e-05 | 306.4189 | 0 | 305.913 | 0 | 306.4189 | 0 | 306.4189 | 0.0039838 | 305.2592 | 0 | 306.4189 | 0.0076235 | 305.913 | 0 | 304.9149 | 0 | 303.3942 | 0.00021631 | 304.5788 | 0
| 306.63 | 0 | 305.4679 | 0 | 305.47 | 0 | 306.63 | 0 | 305.4679 | 0 | 306.63 | 0 | 315.0098 | 0.00021388 | 306.63 | 0 | 306.63 | 0 | 306.1236 | 0 | 306.63 | 0 | 306.63 | -0.002322 | 305.4679 | 0 | 306.63 | -0.017699 | 306.1236 | 0 | 305.1281 | 0 | 303.6079 | -0.00016292 | 304.7914 | 0
| 306.8411 | 0 | 305.6767 | 0 | 305.68 | 0 | 306.8411 | 0 | 305.6767 | 0 | 306.8411 | 0 | 315.223 | 0.00071329 | 306.8411 | 7.7293e-05 | 306.8411 | 0 | 306.3342 | 0 | 306.8411 | 0 | 306.8411 | 0.0029302 | 305.6767 | 0 | 306.8411 | 0.013749 | 306.3342 | 0 | 305.3412 | 0 | 303.8218 | 0.00026811 | 305.004 | 0
| 307.0523 | 0 | 305.8855 | 0 | 305.89 | 0 | 307.0522 | 0 | 305.8855 | 0 | 307.0522 | 0 | 315.4362 | 0.00010534 | 307.0522 | 0 | 307.0523 | 0 | 306.5448 | 0 | 307.0522 | 0 | 307.0522 | 0.0022339 | 305.8855 | 0 | 307.0523 | -0.015609 | 306.5448 | 0 | 305.5544 | 0 | 304.0355 | -0.00016364 | 305.2166 | 0
| 307.2634 | 0 | 306.0943 | 0 | 306.09 | 0 | 307.2634 | 0 | 306.0943 | 0 | 307.2634 | 0 | 315.6494 | 0.00070365 | 307.2634 | 9.7666e-05 | 307.2634 | 0 | 306.7554 | 0 | 307.2634 | 0 | 307.2634 | 0.0062574 | 306.0943 | 0 | 307.2634 | 0.013204 | 306.7554 | 0 | 305.7676 | 0 | 304.2493 | 0.0002076 | 305.4293 | 0
| 307.4746 | 0 | 306.3031 | 0 | 306.3 | 0 | 307.4746 | 0 | 306.3031 | 0 | 307.4746 | 0 | 315.8626 | 0.00020132 | 307.4745 | 0 | 307.4746 | 0 | 306.9661 | 0 | 307.4746 | 0 | 307.4745 | 0.0024122 | 306.3031 | 0 | 307.4746 | -0.01436 | 306.9661 | 0 | 305.9808 | 0 | 304.4632 | -0.00014867 | 305.6419 | 0
| 307.6857 | 0 | 306.5119 | 0 | 306.51 | 0 | 307.6857 | 0 | 306.5119 | 0 | 307.6857 | 0 | 316.0758 | 0.00065587 | 307.6857 | 4.6341e-05 | 307.6857 | 0 | 307.1768 | 0 | 307.6857 | 0 | 307.6857 | 0.0080308 | 306.5119 | 0 | 307.6857 | 0.010094 | 307.1768 | 0 | 306.194 | 0 | 304.677 | 0.00022995 | 305.8546 | 0
| 307.8969 | 0 | 306.7207 | 0 | 306.72 | 0 | 307.8969 | 0 | 306.7207 | 0 | 307.8969 | 0 | 316.289 | 0.00012199 | 307.8969 | 0 | 307.8969 | 0 | 307.3875 | 0 | 307.8969 | 0 | 307.8969 | 0.00010826 | 306.7207 | 0 | 307.8969 | -0.0089714 | 307.3875 | 0 | 306.4072 | 0 | 304.8908 | -0.0001701 | 306.0672 | 0
| 308.1082 | 0 | 306.9296 | 0 | 306.93 | 0 | 308.1081 | 0 | 306.9296 | 0 | 308.1081 | 0 | 316.5023 | 0.00063715 | 308.1082 | 6.9815e-05 | 308.1082 | 0 | 307.5982 | 0 | 308.1081 | 0 | 308.1082 | 0.003378 | 306.9296 | 0 | 308.1082 | 0.0088959 | 307.5982 | 0 | 306.6204 | 0 | 305.1047 | 0.00026146 | 306.2799 | 0
| 308.3194 | 0 | 307.1385 | 0 | 307.14 | 0 | 308.3194 | 0 | 307.1385 | 0 | 308.3194 | 0 | 316.7155 | 0.00011908 | 308.3194 | 0 | 308.3194 | 0 | 307.8089 | 0 | 308.3194 | 0 | 308.3194 | 0.0020143 | 307.1385 | 0 | 308.3194 | -0.0070987 | 307.8089 | 0 | 306.8337 | 0 | 305.3186 | -0.0001801 | 306.4926 | 0
| 308.5306 | 0 | 307.3473 | 0 | 307.35 | 0 | 308.5306 | 0 | 307.3473 | 0 | 308.5306 | 0 | 316.9288 | 0.00075342 | 308.5306 | 7.3018e-05 | 308.5306 | 0 | 308.0197 | 0 | 308.5306 | 0 | 308.5306 | 0.0092453 | 307.3473 | 0 | 308.5306 | 0.0058612 | 308.0197 | 0 | 307.0469 | 0 | 305.5324 | 0.00021372 | 306.7053 | 0
| 308.7419 | 0 | 307.5562 | 0 | 307.56 | 0 | 308.7419 | 0 | 307.5562 | 0 | 308.7419 | 0 | 317.1421 | 0.00025456 | 308.7419 | 0 | 308.7419 | 0 | 308.2304 | 0 | 308.7419 | 0 | 308.7419 | 0.0020353 | 307.5562 | 0 | 308.7419 | -0.017197 | 308.2304 | 0 | 307.2602 | 0 | 305.7463 | -0.0001797 | 306.918 | 0
| 308.9531 | 0 | 307.7651 | 0 | 307.77 | 0 | 308.9531 | 0 | 307.7651 | 0 | 308.9531 | 0 | 317.3554 | 0.00069871 | 308.9532 | 5.741e-05 | 308.9531 | 0 | 308.4412 | 0 | 308.9531 | 0 | 308.9532 | 0.0039888 | 307.7651 | 0 | 308.9532 | 0.0079149 | 308.4412 | 0 | 307.4734 | 0 | 305.9603 | 0.00023837 | 307.1307 | 0
| 309.1644 | 0 | 307.974 | 0 | 307.97 | 0 | 309.1644 | 0 | 307.974 | 0 | 309.1644 | 0 | 317.5687 | 0.00018611 | 309.1644 | 0 | 309.1644 | 0 | 308.652 | 0 | 309.1644 | 0 | 309.1644 | 0.0060821 | 307.974 | 0 | 309.1644 | -0.013036 | 308.652 | 0 | 307.6867 | 0 | 306.1742 | -0.00016096 | 307.3434 | 0
| 309.3757 | 0 | 308.183 | 0 | 308.18 | 0 | 309.3757 | 0 | 308.183 | 0 | 309.3757 | 0 | 317.782 | 0.00064402 | 309.3757 | 8.1778e-05 | 309.3757 | 0 | 308.8628 | 0 | 309.3757 | 0 | 309.3757 | 0.010675 | 308.183 | 0 | 309.3757 | 0.0068208 | 308.8628 | 0 | 307.9 | 0 | 306.3881 | 0.00022081 | 307.5562 | 0
| 309.587 | 0 | 308.3919 | 0 | 308.39 | 0 | 309.5871 | 0 | 308.3919 | 0 | 309.5871 | 0 | 317.9953 | 0.00013118 | 309.5871 | 0 | 309.587 | 0 | 309.0736 | 0 | 309.5871 | 0 | 309.5871 | 0.001328 | 308.3919 | 0 | 309.5871 | -0.015282 | 309.0736 | 0 | 308.1133 | 0 | 306.6021 | -0.00013983 | 307.7689 | 0
| 309.7984 | 0 | 308.6009 | 0 | 308.6 | 0 | 309.7984 | 0 | 308.6009 | 0 | 309.7984 | 0 | 318.2087 | 0.00075165 | 309.7984 | 2.3845e-05 | 309.7984 | 0 | 309.2845 | 0 | 309.7984 | 0 | 309.7984 | 0.010086 | 308.6009 | 0 | 309.7984 | 0.0033204 | 309.2845 | 0 | 308.3266 | 0 | 306.816 | 0.00026785 | 307.9817 | 0
| 310.0097 | 0 | 308.8098 | 0 | 308.81 | 0 | 310.0097 | 0 | 308.8098 | 0 | 310.0097 | 0 | 318.422 | 0.00016686 | 310.0097 | 0 | 310.0097 | 0 | 309.4953 | 0 | 310.0097 | 0 | 310.0097 | -0.0065868 | 308.8098 | 0 | 310.0097 | -0.018355 | 309.4953 | 0 | 308.5399 | 0 | 307.03 | -0.00018799 | 308.1945 | 0
| 310.2211 | 0 | 309.0188 | 0 | 309.02 | 0 | 310.2211 | 0 | 309.0188 | 0 | 310.2211 | 0 | 318.6354 | 0.00077979 | 310.2211 | 5.4457e-05 | 310.2211 | 0 | 309.7062 | 0 | 310.2211 | 0 | 310.2211 | 0.0074524 | 309.0188 | 0 | 310.2211 | 0.01193 | 309.7062 | 0 | 308.7533 | 0 | 307.244 | 0.00023323 | 308.4073 | 0
| 310.4325 | 0 | 309.2278 | 0 | 309.23 | 0 | 310.4325 | 0 | 309.2278 | 0 | 310.4325 | 0 | 318.8488 | 0.00018697 | 310.4325 | 0 | 310.4325 | 0 | 309.9171 | 0 | 310.4325 | 0 | 310.4325 | -0.0014672 | 309.2278 | 0 | 310.4325 | -0.013209 | 309.9171 | 0 | 308.9666 | 0 | 307.458 | -0.00015941 | 308.6201 | 0
| 310.6439 | 0 | 309.4368 | 0 | 309.44 | 0 | 310.6439 | 0 | 309.4368 | 0 | 310.6439 | 0 | 319.0622 | 0.00069588 | 310.6439 | 9.7748e-05 | 310.6439 | 0 | 310.128 | 0 | 310.6439 | 0 | 310.6439 | 0.0049565 | 309.4368 | 0 | 310.6439 | 0.0094107 | 310.128 | 0 | 309.18 | 0 | 307.6721 | 0.00022839 | 308.8329 | 0
| 310.8553 | 0 | 309.6458 | 0 | 309.65 | 0 | 310.8553 | 0 | 309.6458 | 0 | 310.8553 | 0 | 319.2756 | 0.00017494 | 310.8553 | 0 | 310.8553 | 0 | 310.3389 | 0 | 310.8553 | 0 | 310.8553 | 0.00019197 | 309.6458 | 0 | 310.8553 | -0.013401 | 310.339 | 0 | 309.3933 | 0 | 307.8861 | -0.000192 | 309.0457 | 0
| 311.0667 | 0 | 309.8549 | 0 | 309.85 | 0 | 311.0667 | 0 | 309.8549 | 0 | 311.0667 | 0 | 319.489 | 0.00071906 | 311.0667 | 1.0127e-05 | 311.0667 | 0 | 310.5499 | 0 | 311.0667 | 0 | 311.0667 | 0.011336 | 309.8549 | 0 | 311.0667 | 0.0023782 | 310.5499 | 0 | 309.6067 | 0 | 308.1001 | 0.00025544 | 309.2586 | 0
| 311.2782 | 0 | 310.0639 | 0 | 310.06 | 0 | 311.2782 | 0 | 310.0639 | 0 | 311.2782 | 0 | 319.7024 | 0.00014416 | 311.2782 | 0 | 311.2782 | 0 | 310.7609 | 0 | 311.2782 | 0 | 311.2782 | 0.0039819 | 310.0639 | 0 | 311.2782 | -0.012776 | 310.7609 | 0 | 309.8201 | 0 | 308.3142 | -0.00017776 | 309.4714 | 0
| 311.4896 | 0 | 310.273 | 0 | 310.27 | 0 | 311.4896 | 0 | 310.273 | 0 | 311.4896 | 0 | 319.9158 | 0.00069138 | 311.4896 | 4.7875e-05 | 311.4896 | 0 | 310.9718 | 0 | 311.4896 | 0 | 311.4896 | 0.0090496 | 310.273 | 0 | 311.4896 | 0.00028388 | 310.9718 | 0 | 310.0335 | 0 | 308.5283 | 0.00019917 | 309.6843 | 0
| 311.7011 | 0 | 310.4821 | 0 | 310.48 | 0 | 311.7011 | 0 | 310.4821 | 0 | 311.7011 | 0 | 320.1293 | 0.00013975 | 311.7011 | 0 | 311.7011 | 0 | 311.1828 | 0 | 311.7011 | 0 | 311.7011 | -0.0022533 | 310.4821 | 0 | 311.7011 | -0.019216 | 311.1828 | 0 | 310.2469 | 0 | 308.7423 | -0.00013245 | 309.8972 | 0
| 311.9126 | 0 | 310.6911 | 0 | 310.69 | 0 | 311.9126 | 0 | 310.6911 | 0 | 311.9126 | 0 | 320.3427 | 0.00068206 | 311.9126 | 9.8514e-05 | 311.9126 | 0 | 311.3938 | 0 | 311.9126 | 0 | 311.9126 | 0.0076531 | 310.6911 | 0 | 311.9126 | 0.010512 | 311.3938 | 0 | 310.4603 | 0 | 308.9565 | 0.00023621 | 310.11 | 0
| 312.1241 | 0 | 310.9002 | 0 | 310.9 | 0 | 312.1241 | 0 | 310.9002 | 0 | 312.1241 | 0 | 320.5562 | 0.00016407 | 312.1241 | 0 | 312.1241 | 0 | 311.6049 | 0 | 312.1241 | 0 | 312.1241 | -0.0088731 | 310.9002 | 0 | 312.1241 | -0.013675 | 311.6049 | 0 | 310.6737 | 0 | 309.1706 | -0.00015936 | 310.323 | 0
| 312.3356 | 0 | 311.1093 | 0 | 311.11 | 0 | 312.3356 | 0 | 311.1093 | 0 | 312.3356 | 0 | 320.7697 | 0.0007271 | 312.3356 | 8.3415e-05 | 312.3356 | 0 | 311.8159 | 0 | 312.3356 | 0 | 312.3356 | 0.00662 | 311.1093 | 0 | 312.3356 | 0.0077979 | 311.8159 | 0 | 310.8871 | 0 | 309.3847 | 0.00020609 | 310.5359 | 0
| 312.5471 | 0 | 311.3185 | 0 | 311.32 | 0 | 312.5471 | 0 | 311.3185 | 0 | 312.5471 | 0 | 320.9832 | 0.00019249 | 312.5471 | 0 | 312.5471 | 0 | 312.027 | 0 | 312.5471 | 0 | 312.5471 | 0.0070661 | 311.3185 | 0 | 312.5471 | -0.013671 | 312.027 | 0 | 311.1006 | 0 | 309.5988 | -0.00014332 | 310.7488 | 0
| 312.7587 | 0 | 311.5276 | 0 | 311.53 | 0 | 312.7587 | 0 | 311.5276 | 0 | 312.7587 | 0 | 321.1967 | 0.00075046 | 312.7587 | 9.403e-05 | 312.7587 | 0 | 312.238 | 0 | 312.7587 | 0 | 312.7587 | 0.0035596 | 311.5276 | 0 | 312.7587 | 0.0098533 | 312.238 | 0 | 311.3141 | 0 | 309.813 | 0.00019944 | 310.9617 | 0
| 312.9703 | 0 | 311.7368 | 0 | 311.74 | 0 | 312.9703 | 0 | 311.7368 | 0 | 312.9703 | 0 | 321.4103 | 0.00020427 | 312.9703 | 0 | 312.9703 | 0 | 312.4491 | 0 | 312.9703 | 0 | 312.9703 | -0.00047642 | 311.7368 | 0 | 312.9703 | -0.017938 | 312.4491 | 0 | 311.5275 | 0 | 310.0271 | -0.0001229 | 311.1747 | 0
| 313.1818 | 0 | 311.9459 | 0 | 311.95 | 0 | 313.1818 | 0 | 311.9459 | 0 | 313.1818 | 0 | 321.6238 | 0.00074509 | 313.1819 | 8.285e-05 | 313.1818 | 0 | 312.6603 | 0 | 313.1818 | 0 | 313.1819 | 0.0044319 | 311.9459 | 0 | 313.1818 | 0.0077199 | 312.6603 | 0 | 311.741 | 0 | 310.2413 | 0.00022917 | 311.3876 | 0
| 313.3934 | 0 | 312.1551 | 0 | 312.16 | 0 | 313.3934 | 0 | 312.1551 | 0 | 313.3934 | 0 | 321.8373 | 0.00014264 | 313.3934 | 0 | 313.3934 | 0 | 312.8714 | 0 | 313.3934 | 0 | 313.3934 | -0.0015117 | 312.1551 | 0 | 313.3934 | -0.011181 | 312.8714 | 0 | 311.9545 | 0 | 310.4555 | -0.00015703 | 311.6006 | 0
| 313.6051 | 0 | 312.3643 | 0 | 312.36 | 0 | 313.6051 | 0 | 312.3643 | 0 | 313.6051 | 0 | 322.0509 | 0.00064808 | 313.605 | 8.6738e-05 | 313.6051 | 0 | 313.0825 | 0 | 313.6051 | 0 | 313.605 | 0.0075596 | 312.3643 | 0 | 313.605 | 0.012263 | 313.0825 | 0 | 312.168 | 0 | 310.6697 | 0.00024452 | 311.8136 | 0
| 313.8167 | 0 | 312.5735 | 0 | 312.57 | 0 | 313.8167 | 0 | 312.5735 | 0 | 313.8167 | 0 | 322.2644 | 0.00014537 | 313.8167 | 0 | 313.8167 | 0 | 313.2937 | 0 | 313.8167 | 0 | 313.8167 | 0.0032204 | 312.5735 | 0 | 313.8167 | -0.019289 | 313.2937 | 0 | 312.3815 | 0 | 310.8839 | -0.00016489 | 312.0266 | 0
| 314.0283 | 0 | 312.7827 | 0 | 312.78 | 0 | 314.0283 | 0 | 312.7827 | 0 | 314.0283 | 0 | 322.478 | 0.00073013 | 314.0283 | 7.9044e-05 | 314.0283 | 0 | 313.5049 | 0 | 314.0283 | 0 | 314.0283 | 0.0019535 | 312.7827 | 0 | 314.0283 | 0.012582 | 313.5049 | 0 | 312.595 | 0 | 311.0981 | 0.00018439 | 312.2396 | 0
| 314.24 | 0 | 312.9919 | 0 | 312.99 | 0 | 314.24 | 0 | 312.9919 | 0 | 314.24 | 0 | 322.6916 | 0.00012081 | 314.24 | 0 | 314.24 | 0 | 313.7161 | 0 | 314.24 | 0 | 314.24 | -0.0014667 | 312.9919 | 0 | 314.24 | -0.016817 | 313.7161 | 0 | 312.8085 | 0 | 311.3124 | -0.00015412 | 312.4526 | 0
| 314.4517 | 0 | 313.2012 | 0 | 313.2 | 0 | 314.4517 | 0 | 313.2012 | 0 | 314.4517 | 0 | 322.9052 | 0.00070793 | 314.4517 | 5.4682e-05 | 314.4517 | 0 | 313.9273 | 0 | 314.4517 | 0 | 314.4517 | 0.0081577 | 313.2012 | 0 | 314.4517 | 0.0097053 | 313.9273 | 0 | 313.0221 | 0 | 311.5267 | 0.00022198 | 312.6656 | 0
| 314.6633 | 0 | 313.4105 | 0 | 313.41 | 0 | 314.6633 | 0 | 313.4105 | 0 | 314.6633 | 0 | 323.1188 | 0.00014291 | 314.6634 | 0 | 314.6633 | 0 | 314.1385 | 0 | 314.6633 | 0 | 314.6634 | -0.00028701 | 313.4105 | 0 | 314.6634 | -0.016648 | 314.1385 | 0 | 313.2356 | 0 | 311.7409 | -0.00017044 | 312.8787 | 0
| 314.875 | 0 | 313.6197 | 0 | 313.62 | 0 | 314.8751 | 0 | 313.6197 | 0 | 314.8751 | 0 | 323.3325 | 0.00067871 | 314.8751 | 0 | 314.875 | 0 | 314.3497 | 0 | 314.8751 | 0 | 314.8751 | 0.0083116 | 313.6197 | 0 | 314.8751 | 0.004817 | 314.3497 | 0 | 313.4492 | 0 | 311.9552 | 0.00026894 | 313.0917 | 0
| 315.0868 | 0 | 313.829 | 0 | 313.83 | 0 | 315.0868 | 0 | 313.829 | 0 | 315.0868 | 0 | 323.5461 | 0.0001822 | 315.0868 | 0 | 315.0868 | 0 | 314.561 | 0 | 315.0868 | 0 | 315.0868 | 0.00082053 | 313.829 | 0 | 315.0868 | -0.020956 | 314.561 | 0 | 313.6627 | 0 | 312.1695 | -0.00016134 | 313.3048 | 0
| 315.2985 | 0 | 314.0383 | 0 | 314.04 | 0 | 315.2985 | 0 | 314.0383 | 0 | 315.2985 | 0 | 323.7598 | 0.00072503 | 315.2985 | 9.7677e-05 | 315.2985 | 0 | 314.7723 | 0 | 315.2985 | 0 | 315.2985 | 0.0092663 | 314.0383 | 0 | 315.2985 | 0.011587 | 314.7723 | 0 | 313.8763 | 0 | 312.3838 | 0.00024406 | 313.5179 | 0
| 315.5103 | 0 | 314.2476 | 0 | 314.25 | 0 | 315.5103 | 0 | 314.2476 | 0 | 315.5103 | 0 | 323.9734 | 0.00014366 | 315.5103 | 0 | 315.5103 | 0 | 314.9836 | 0 | 315.5103 | 0 | 315.5103 | 0.0029692 | 314.2476 | 0 | 315.5102 | -0.013541 | 314.9836 | 0 | 314.0899 | 0 | 312.5981 | -0.00017018 | 313.731 | 0
| 315.722 | 0 | 314.4569 | 0 | 314.46 | 0 | 315.722 | 0 | 314.4569 | 0 | 315.722 | 0 | 324.1871 | 0.0006648 | 315.722 | 4.9598e-05 | 315.722 | 0 | 315.1949 | 0 | 315.722 | 0 | 315.722 | 0.0027089 | 314.4569 | 0 | 315.722 | 0.0067895 | 315.1949 | 0 | 314.3035 | 0 | 312.8125 | 0.00020633 | 313.9441 | 0
| 315.9338 | 0 | 314.6663 | 0 | 314.67 | 0 | 315.9338 | 0 | 314.6663 | 0 | 315.9338 | 0 | 324.4008 | 0.00016815 | 315.9338 | 0 | 315.9338 | 0 | 315.4062 | 0 | 315.9338 | 0 | 315.9338 | 0.0070767 | 314.6663 | 0 | 315.9338 | -0.017152 | 315.4062 | 0 | 314.5171 | 0 | 313.0268 | -0.00017939 | 314.1572 | 0
| 316.1456 | 0 | 314.8756 | 0 | 314.88 | 0 | 316.1456 | 0 | 314.8756 | 0 | 316.1456 | 0 | 324.6145 | 0.00063359 | 316.1456 | 9.8269e-05 | 316.1456 | 0 | 315.6176 | 0 | 316.1456 | 0 | 316.1456 | 0.0066084 | 314.8756 | 0 | 316.1456 | 0.0086705 | 315.6175 | 0 | 314.7307 | 0 | 313.2412 | 0.00026104 | 314.3703 | 0
| 316.3574 | 0 | 315.085 | 0 | 315.08 | 0 | 316.3574 | 0 | 315.085 | 0 | 316.3574 | 0 | 324.8282 | 0.00016205 | 316.3574 | 0 | 316.3574 | 0 | 315.8289 | 0 | 316.3574 | 0 | 316.3574 | -0.0051502 | 315.085 | 0 | 316.3574 | -0.015293 | 315.8289 | 0 | 314.9444 | 0 | 313.4556 | -0.00015843 | 314.5835 | 0
| 316.5693 | 0 | 315.2944 | 0 | 315.29 | 0 | 316.5692 | 0 | 315.2944 | 0 | 316.5692 | 0 | 325.0419 | 0.00060435 | 316.5692 | 9.8488e-05 | 316.5693 | 0 | 316.0403 | 0 | 316.5692 | 0 | 316.5692 | 0.0045096 | 315.2944 | 0 | 316.5692 | 0.0087348 | 316.0403 | 0 | 315.158 | 0 | 313.6699 | 0.00021812 | 314.7966 | 0
| 316.7811 | 0 | 315.5038 | 0 | 315.5 | 0 | 316.7811 | 0 | 315.5038 | 0 | 316.7811 | 0 | 325.2557 | 0.00014146 | 316.7811 | 0 | 316.7811 | 0 | 316.2517 | 0 | 316.7811 | 0 | 316.7811 | -0.0044194 | 315.5038 | 0 | 316.7811 | -0.0117 | 316.2517 | 0 | 315.3717 | 0 | 313.8844 | -0.00014139 | 315.0098 | 0
| 316.993 | 0 | 315.7131 | 0 | 315.71 | 0 | 316.9929 | 0 | 315.7131 | 0 | 316.9929 | 0 | 325.4694 | 0.00065925 | 316.993 | 4.1741e-05 | 316.993 | 0 | 316.4631 | 0 | 316.9929 | 0 | 316.993 | 0.0088075 | 315.7131 | 0 | 316.993 | 0.0092589 | 316.4631 | 0 | 315.5853 | 0 | 314.0988 | 0.00026772 | 315.223 | 0
| 317.2048 | 0 | 315.9226 | 0 | 315.92 | 0 | 317.2048 | 0 | 315.9225 | 0 | 317.2048 | 0 | 325.6831 | 0.00014062 | 317.2048 | 0 | 317.2048 | 0 | 316.6745 | 0 | 317.2048 | 0 | 317.2048 | -0.00037093 | 315.9225 | 0 | 317.2048 | -0.011976 | 316.6745 | 0 | 315.799 | 0 | 314.3132 | -0.00012895 | 315.4362 | 0
| 317.4167 | 0 | 316.132 | 0 | 316.13 | 0 | 317.4167 | 0 | 316.132 | 0 | 317.4167 | 0 | 325.8969 | 0.00066426 | 317.4167 | 7.8716e-05 | 317.4167 | 0 | 316.886 | 0 | 317.4167 | 0 | 317.4167 | 0.0056393 | 316.132 | 0 | 317.4167 | 0.010158 | 316.886 | 0 | 316.0127 | 0 | 314.5276 | 0.00020389 | 315.6494 | 0
| 317.6286 | 0 | 316.3414 | 0 | 316.34 | 0 | 317.6286 | 0 | 316.3414 | 0 | 317.6286 | 0 | 326.1107 | 0.00014487 | 317.6286 | 0 | 317.6286 | 0 | 317.0974 | 0 | 317.6286 | 0 | 317.6286 | 0.0034751 | 316.3414 | 0 | 317.6286 | -0.016641 | 317.0974 | 0 | 316.2264 | 0 | 314.7421 | -0.00010537 | 315.8626 | 0
| 317.8405 | 0 | 316.5509 | 0 | 316.55 | 0 | 317.8405 | 0 | 316.5509 | 0 | 317.8405 | 0 | 326.3245 | 0.00068649 | 317.8405 | 4.9507e-05 | 317.8405 | 0 | 317.3089 | 0 | 317.8405 | 0 | 317.8405 | 0.0032356 | 316.5509 | 0 | 317.8406 | 0.014313 | 317.3089 | 0 | 316.4401 | 0 | 314.9566 | 0.00024273 | 316.0758 | 0
| 318.0525 | 0 | 316.7604 | 0 | 316.76 | 0 | 318.0525 | 0 | 316.7603 | 0 | 318.0525 | 0 | 326.5383 | 0.00018236 | 318.0525 | 0 | 318.0525 | 0 | 317.5204 | 0 | 318.0525 | 0 | 318.0525 | -0.002868 | 316.7603 | 0 | 318.0525 | -0.020232 | 317.5204 | 0 | 316.6538 | 0 | 315.1711 | -0.0001426 | 316.289 | 0
| 318.2644 | 0 | 316.9698 | 0 | 316.97 | 0 | 318.2644 | 0 | 316.9698 | 0 | 318.2644 | 0 | 326.7521 | 0.00061176 | 318.2644 | 5.5797e-05 | 318.2644 | 0 | 317.7319 | 0 | 318.2644 | 0 | 318.2644 | 0.0053185 | 316.9698 | 0 | 318.2644 | 0.015832 | 317.7319 | 0 | 316.8675 | 0 | 315.3856 | 0.00025129 | 316.5023 | 0
| 318.4764 | 0 | 317.1793 | 0 | 317.18 | 0 | 318.4764 | 0 | 317.1793 | 0 | 318.4764 | 0 | 326.9659 | 0.00019369 | 318.4764 | 0 | 318.4764 | 0 | 317.9434 | 0 | 318.4764 | 0 | 318.4764 | 0.0015693 | 317.1793 | 0 | 318.4764 | -0.0075719 | 317.9434 | 0 | 317.0813 | 0 | 315.6001 | -0.00017095 | 316.7155 | 0
| 318.6884 | 0 | 317.3888 | 0 | 317.39 | 0 | 318.6884 | 0 | 317.3888 | 0 | 318.6884 | 0 | 327.1798 | 0.00066928 | 318.6884 | 3.7561e-05 | 318.6884 | 0 | 318.155 | 0 | 318.6884 | 0 | 318.6884 | 0.012406 | 317.3888 | 0 | 318.6884 | 0.0053742 | 318.155 | 0 | 317.295 | 0 | 315.8146 | 0.00020478 | 316.9288 | 0
| 318.9004 | 0 | 317.5983 | 0 | 317.6 | 0 | 318.9004 | 0 | 317.5983 | 0 | 318.9004 | 0 | 327.3936 | 0.00013932 | 318.9004 | 0 | 318.9004 | 0 | 318.3665 | 0 | 318.9004 | 0 | 318.9004 | -0.0029952 | 317.5983 | 0 | 318.9004 | -0.0144 | 318.3665 | 0 | 317.5088 | 0 | 316.0291 | -0.00015737 | 317.1421 | 0
| 319.1124 | 0 | 317.8079 | 0 | 317.81 | 0 | 319.1124 | 0 | 317.8079 | 0 | 319.1124 | 0 | 327.6075 | 0.0006641 | 319.1124 | 8.4283e-05 | 319.1124 | 0 | 318.5781 | 0 | 319.1124 | 0 | 319.1124 | 0.00922 | 317.8079 | 0 | 319.1124 | 0.0043785 | 318.5781 | 0 | 317.7225 | 0 | 316.2437 | 0.00023867 | 317.3554 | 0
| 319.3244 | 0 | 318.0174 | 0 | 318.02 | 0 | 319.3244 | 0 | 318.0174 | 0 | 319.3244 | 0 | 327.8214 | 0.00013494 | 319.3244 | 0 | 319.3244 | 0 | 318.7897 | 0 | 319.3244 | 0 | 319.3244 | 0.00098137 | 318.0174 | 0 | 319.3244 | -0.016352 | 318.7897 | 0 | 317.9363 | 0 | 316.4583 | -0.00017583 | 317.5687 | 0
| 319.5365 | 0 | 318.227 | 0 | 318.23 | 0 | 319.5365 | 0 | 318.227 | 0 | 319.5365 | 0 | 328.0353 | 0.00071438 | 319.5364 | 4.0145e-05 | 319.5365 | 0 | 319.0013 | 0 | 319.5365 | 0 | 319.5364 | 0.0062094 | 318.227 | 0 | 319.5364 | 0.010913 | 319.0013 | 0 | 318.1501 | 0 | 316.6728 | 0.00023892 | 317.782 | 0
| 319.7485 | 0 | 318.4366 | 0 | 318.44 | 0 | 319.7485 | 0 | 318.4366 | 0 | 319.7485 | 0 | 328.2492 | 0.00018329 | 319.7485 | 0 | 319.7485 | 0 | 319.2129 | 0 | 319.7485 | 0 | 319.7485 | 0.0036156 | 318.4366 | 0 | 319.7485 | -0.013078 | 319.2129 | 0 | 318.3639 | 0 | 316.8874 | -0.00016819 | 317.9953 | 0
| 319.9606 | 0 | 318.6461 | 0 | 318.65 | 0 | 319.9606 | 0 | 318.6461 | 0 | 319.9606 | 0 | 328.4631 | 0.00071188 | 319.9606 | 0.00011374 | 319.9606 | 0 | 319.4246 | 0 | 319.9606 | 0 | 319.9606 | 0.001415 | 318.6461 | 0 | 319.9606 | 0.012351 | 319.4246 | 0 | 318.5777 | 0 | 317.102 | 0.00025826 | 318.2087 | 0
| 320.1727 | 0 | 318.8557 | 0 | 318.86 | 0 | 320.1727 | 0 | 318.8557 | 0 | 320.1727 | 0 | 328.677 | 0.00012865 | 320.1727 | 0 | 320.1727 | 0 | 319.6362 | 0 | 320.1727 | 0 | 320.1727 | 0.0007047 | 318.8557 | 0 | 320.1727 | -0.019709 | 319.6362 | 0 | 318.7915 | 0 | 317.3166 | -0.00014647 | 318.422 | 0
| 320.3848 | 0 | 319.0653 | 0 | 319.07 | 0 | 320.3848 | 0 | 319.0653 | 0 | 320.3848 | 0 | 328.891 | 0.0007167 | 320.3848 | 7.7501e-05 | 320.3848 | 0 | 319.8479 | 0 | 320.3848 | 0 | 320.3848 | 0.0032223 | 319.0653 | 0 | 320.3848 | 0.0076454 | 319.8479 | 0 | 319.0053 | 0 | 317.5312 | 0.00023057 | 318.6354 | 0
| 320.5969 | 0 | 319.275 | 0 | 319.27 | 0 | 320.5969 | 0 | 319.275 | 0 | 320.5969 | 0 | 329.1049 | 0.0001956 | 320.5969 | 0 | 320.5969 | 0 | 320.0596 | 0 | 320.5969 | 0 | 320.5969 | 0.0032149 | 319.275 | 0 | 320.5969 | -0.013487 | 320.0596 | 0 | 319.2192 | 0 | 317.7459 | -0.00016079 | 318.8488 | 0
| 320.809 | 0 | 319.4846 | 0 | 319.48 | 0 | 320.809 | 0 | 319.4846 | 0 | 320.809 | 0 | 329.3188 | 0.0007216 | 320.809 | 3.5126e-05 | 320.809 | 0 | 320.2713 | 0 | 320.809 | 0 | 320.809 | 0.0075334 | 319.4846 | 0 | 320.809 | 0.0082299 | 320.2713 | 0 | 319.433 | 0 | 317.9605 | 0.00023322 | 319.0622 | 0
| 321.0212 | 0 | 319.6942 | 0 | 319.69 | 0 | 321.0212 | 0 | 319.6942 | 0 | 321.0212 | 0 | 329.5328 | 0.00015222 | 321.0212 | 0 | 321.0212 | 0 | 320.483 | 0 | 321.0212 | 0 | 321.0212 | 0.00056679 | 319.6942 | 0 | 321.0212 | -0.01657 | 320.483 | 0 | 319.6469 | 0 | 318.1752 | -0.00020008 | 319.2756 | 0
| 321.2333 | 0 | 319.9039 | 0 | 319.9 | 0 | 321.2333 | 0 | 319.9039 | 0 | 321.2333 | 0 | 329.7468 | 0.00070562 | 321.2333 | 7.2193e-05 | 321.2333 | 0 | 320.6948 | 0 | 321.2333 | 0 | 321.2333 | 0.0029467 | 319.9039 | 0 | 321.2333 | 0.0091154 | 320.6948 | 0 | 319.8607 | 0 | 318.3899 | 0.00024179 | 319.489 | 0
| 321.4455 | 0 | 320.1136 | 0 | 320.11 | 0 | 321.4455 | 0 | 320.1136 | 0 | 321.4455 | 0 | 329.9608 | 0.0001678 | 321.4455 | 0 | 321.4455 | 0 | 320.9065 | 0 | 321.4455 | 0 | 321.4455 | 0.00065361 | 320.1136 | 0 | 321.4455 | -0.019408 | 320.9065 | 0 | 320.0746 | 0 | 318.6046 | -0.00017893 | 319.7024 | 0
| 321.6577 | 0 | 320.3233 | 0 | 320.32 | 0 | 321.6577 | 0 | 320.3233 | 0 | 321.6577 | 0 | 330.1748 | 0.00068109 | 321.6577 | 8.8716e-05 | 321.6577 | 0 | 321.1183 | 0 | 321.6577 | 0 | 321.6577 | 0.0059315 | 320.3233 | 0 | 321.6577 | 0.008724 | 321.1183 | 0 | 320.2885 | 0 | 318.8193 | 0.0002322 | 319.9158 | 0
| 321.8699 | 0 | 320.533 | 0 | 320.53 | 0 | 321.8699 | 0 | 320.533 | 0 | 321.8699 | 0 | 330.3888 | 0.00019276 | 321.8699 | 0 | 321.8699 | 0 | 321.3301 | 0 | 321.8699 | 0 | 321.8699 | 0.00055873 | 320.533 | 0 | 321.8699 | -0.012033 | 321.3301 | 0 | 320.5024 | 0 | 319.034 | -0.00016938 | 320.1293 | 0
| 322.0822 | 0 | 320.7427 | 0 | 320.74 | 0 | 322.0822 | 0 | 320.7427 | 0 | 322.0822 | 0 | 330.6029 | 0.00069386 | 322.0822 | 8.6698e-05 | 322.0822 | 0 | 321.5419 | 0 | 322.0822 | 0 | 322.0822 | 0.0014512 | 320.7427 | 0 | 322.0822 | 0.0075923 | 321.5419 | 0 | 320.7163 | 0 | 319.2487 | 0.00024094 | 320.3427 | 0
| 322.2944 | 0 | 320.9524 | 0 | 320.95 | 0 | 322.2944 | 0 | 320.9524 | 0 | 322.2944 | 0 | 330.8169 | 0.00024336 | 322.2944 | 0 | 322.2944 | 0 | 321.7537 | 0 | 322.2944 | 0 | 322.2944 | 0.0011835 | 320.9524 | 0 | 322.2944 | -0.01464 | 321.7537 | 0 | 320.9303 | 0 | 319.4635 | -0.00016429 | 320.5562 | 0
| 322.5067 | 0 | 321.1621 | 0 | 321.16 | 0 | 322.5067 | 0 | 321.1621 | 0 | 322.5067 | 0 | 331.031 | 0.00066624 | 322.5067 | 3.6722e-05 | 322.5067 | 0 | 321.9655 | 0 | 322.5067 | 0 | 322.5067 | 0.010587 | 321.1621 | 0 | 322.5066 | 0.0067011 | 321.9655 | 0 | 321.1442 | 0 | 319.6782 | 0.00021559 | 320.7697 | 0
| 322.7189 | 0 | 321.3719 | 0 | 321.37 | 0 | 322.7189 | 0 | 321.3719 | 0 | 322.7189 | 0 | 331.245 | 0.00017474 | 322.7189 | 0 | 322.7189 | 0 | 322.1774 | 0 | 322.7189 | 0 | 322.7189 | 0.0021571 | 321.3719 | 0 | 322.7189 | -0.017902 | 322.1774 | 0 | 321.3581 | 0 | 319.893 | -0.00015246 | 320.9832 | 0
| 322.9312 | 0 | 321.5817 | 0 | 321.58 | 0 | 322.9312 | 0 | 321.5817 | 0 | 322.9312 | 0 | 331.4591 | 0.00063615 | 322.9312 | 6.8292e-05 | 322.9312 | 0 | 322.3893 | 0 | 322.9312 | 0 | 322.9312 | 0.01202 | 321.5817 | 0 | 322.9312 | 0.0063062 | 322.3893 | 0 | 321.5721 | 0 | 320.1078 | 0.0002571 | 321.1967 | 0
| 323.1435 | 0 | 321.7914 | 0 | 321.79 | 0 | 323.1435 | 0 | 321.7914 | 0 | 323.1435 | 0 | 331.6732 | 0.00017795 | 323.1435 | 0 | 323.1435 | 0 | 322.6012 | 0 | 323.1435 | 0 | 323.1435 | 0.0036437 | 321.7914 | 0 | 323.1435 | -0.021889 | 322.6012 | 0 | 321.786 | 0 | 320.3226 | -0.00016004 | 321.4102 | 0
| 323.3558 | 0 | 322.0012 | 0 | 322 | 0 | 323.3558 | 0 | 322.0012 | 0 | 323.3558 | 0 | 331.8873 | 0.00068878 | 323.3558 | 5.6515e-05 | 323.3558 | 0 | 322.8131 | 0 | 323.3558 | 0 | 323.3558 | 0.0050006 | 322.0012 | 0 | 323.3558 | 0.0071358 | 322.8131 | 0 | 322 | 0 | 320.5374 | 0.00017616 | 321.6238 | 0
| 323.5682 | 0 | 322.211 | 0 | 322.21 | 0 | 323.5682 | 0 | 322.211 | 0 | 323.5682 | 0 | 332.1014 | 0.0001702 | 323.5682 | 0 | 323.5682 | 0 | 323.025 | 0 | 323.5682 | 0 | 323.5682 | -0.0033731 | 322.211 | 0 | 323.5682 | -0.016303 | 323.025 | 0 | 322.214 | 0 | 320.7523 | -0.00011158 | 321.8373 | 0
| 323.7805 | 0 | 322.4209 | 0 | 322.42 | 0 | 323.7805 | 0 | 322.4209 | 0 | 323.7805 | 0 | 332.3155 | 0.00069964 | 323.7805 | 7.7821e-05 | 323.7805 | 0 | 323.2369 | 0 | 323.7805 | 0 | 323.7805 | 0.0073308 | 322.4209 | 0 | 323.7805 | 0.0056593 | 323.2369 | 0 | 322.428 | 0 | 320.9671 | 0.0002519 | 322.0509 | 0
| 323.9929 | 0 | 322.6307 | 0 | 322.63 | 0 | 323.9929 | 0 | 322.6307 | 0 | 323.9929 | 0 | 332.5297 | 0.00015622 | 323.9929 | 0 | 323.9929 | 0 | 323.4489 | 0 | 323.9929 | 0 | 323.9929 | -0.00087061 | 322.6307 | 0 | 323.9929 | -0.017405 | 323.4489 | 0 | 322.642 | 0 | 321.1819 | -0.00016294 | 322.2644 | 0
| 324.2053 | 0 | 322.8406 | 0 | 322.84 | 0 | 324.2053 | 0 | 322.8405 | 0 | 324.2053 | 0 | 332.7438 | 0.00074562 | 324.2053 | 4.7991e-05 | 324.2053 | 0 | 323.6608 | 0 | 324.2053 | 0 | 324.2053 | 0.013771 | 322.8405 | 0 | 324.2053 | 0.012119 | 323.6608 | 0 | 322.856 | 0 | 321.3968 | 0.00020213 | 322.478 | 0
| 324.4177 | 0 | 323.0504 | 0 | 323.05 | 0 | 324.4177 | 0 | 323.0504 | 0 | 324.4177 | 0 | 332.958 | 0.0001767 | 324.4177 | 0 | 324.4177 | 0 | 323.8728 | 0 | 324.4177 | 0 | 324.4177 | -0.0012636 | 323.0504 | 0 | 324.4177 | -0.012564 | 323.8728 | 0 | 323.07 | 0 | 321.6117 | -0.00023877 | 322.6916 | 0
| 324.6301 | 0 | 323.2602 | 0 | 323.26 | 0 | 324.6301 | 0 | 323.2603 | 0 | 324.6301 | 0 | 333.1721 | 0.00069443 | 324.6301 | 1.9954e-05 | 324.6301 | 0 | 324.0848 | 0 | 324.6301 | 0 | 324.6301 | 0.0096869 | 323.2603 | 0 | 324.6301 | 0.0040036 | 324.0848 | 0 | 323.2841 | 0 | 321.8266 | 0.00036608 | 322.9052 | 0
| 324.8425 | 0 | 323.4701 | 0 | 323.47 | 0 | 324.8425 | 0 | 323.4702 | 0 | 324.8425 | 0 | 333.3863 | 0.00019092 | 324.8425 | 0 | 324.8425 | 0 | 324.2969 | 0 | 324.8425 | 0 | 324.8425 | -0.0043013 | 323.4702 | 0 | 324.8425 | -0.012914 | 324.2969 | 0 | 323.4981 | 0 | 322.0415 | -0.00019512 | 323.1188 | 0
| 325.0549 | 0 | 323.68 | 0 | 323.68 | 0 | 325.0549 | 0 | 323.68 | 0 | 325.0549 | 0 | 333.6005 | 0.00080117 | 325.0549 | 7.1363e-05 | 325.0549 | 0 | 324.5089 | 0 | 325.0549 | 0 | 325.0549 | 0.0090428 | 323.68 | 0 | 325.0549 | 0.0015257 | 324.5089 | 0 | 323.7122 | 0 | 322.2564 | 0.00021916 | 323.3325 | 0
| 325.2674 | 0 | 323.8899 | 0 | 323.89 | 0 | 325.2674 | 0 | 323.89 | 0 | 325.2674 | 0 | 333.8148 | 0.00019045 | 325.2674 | 0 | 325.2674 | 0 | 324.7209 | 0 | 325.2674 | 0 | 325.2674 | 0.0039196 | 323.89 | 0 | 325.2674 | -0.014981 | 324.7209 | 0 | 323.9263 | 0 | 322.4713 | -0.00013289 | 323.5461 | 0
| 325.4799 | 0 | 324.0999 | 0 | 324.1 | 0 | 325.4799 | 0 | 324.0999 | 0 | 325.4799 | 0 | 334.029 | 0.00070421 | 325.4799 | 5.0534e-05 | 325.4799 | 0 | 324.933 | 0 | 325.4799 | 0 | 325.4799 | 0.0059536 | 324.0999 | 0 | 325.4799 | 0.0092439 | 324.933 | 0 | 324.1404 | 0 | 322.6863 | 0.00022134 | 323.7598 | 0
| 325.6923 | 0 | 324.3098 | 0 | 324.31 | 0 | 325.6924 | 0 | 324.3098 | 0 | 325.6924 | 0 | 334.2432 | 0.00011229 | 325.6924 | 0 | 325.6923 | 0 | 325.1451 | 0 | 325.6924 | 0 | 325.6924 | 0.00024042 | 324.3098 | 0 | 325.6923 | -0.012767 | 325.1451 | 0 | 324.3544 | 0 | 322.9013 | -0.00017943 | 323.9734 | 0
| 325.9049 | 0 | 324.5197 | 0 | 324.52 | 0 | 325.9049 | 0 | 324.5197 | 0 | 325.9049 | 0 | 334.4574 | 0.00072087 | 325.9048 | 0.00015336 | 325.9049 | 0 | 325.3572 | 0 | 325.9049 | 0 | 325.9048 | 0.0033922 | 324.5197 | 0 | 325.9049 | 0.01001 | 325.3572 | 0 | 324.5685 | 0 | 323.1162 | 0.00023274 | 324.1871 | 0
| 326.1174 | 0 | 324.7297 | 0 | 324.73 | 0 | 326.1174 | 0 | 324.7297 | 0 | 326.1174 | 0 | 334.6717 | 0.00020257 | 326.1174 | 0 | 326.1174 | 0 | 325.5693 | 0 | 326.1174 | 0 | 326.1174 | 0.0012353 | 324.7297 | 0 | 326.1174 | -0.022627 | 325.5693 | 0 | 324.7826 | 0 | 323.3312 | -0.00014174 | 324.4008 | 0
| 326.3299 | 0 | 324.9397 | 0 | 324.94 | 0 | 326.3299 | 0 | 324.9397 | 0 | 326.3299 | 0 | 334.886 | 0.0006803 | 326.3299 | 5.9032e-05 | 326.3299 | 0 | 325.7814 | 0 | 326.3299 | 0 | 326.3299 | 0.0026216 | 324.9397 | 0 | 326.3299 | 0.0083194 | 325.7815 | 0 | 324.9967 | 0 | 323.5462 | 0.00024581 | 324.6145 | 0
| 326.5424 | 0 | 325.1497 | 0 | 325.15 | 0 | 326.5425 | 0 | 325.1497 | 0 | 326.5425 | 0 | 335.1003 | 0.00018137 | 326.5424 | 0 | 326.5424 | 0 | 325.9936 | 0 | 326.5425 | 0 | 326.5424 | -0.001309 | 325.1497 | 0 | 326.5424 | -0.014878 | 325.9936 | 0 | 325.2109 | 0 | 323.7612 | -0.00016935 | 324.8282 | 0
| 326.755 | 0 | 325.3597 | 0 | 325.36 | 0 | 326.755 | 0 | 325.3597 | 0 | 326.755 | 0 | 335.3145 | 0.00067895 | 326.755 | 6.3894e-05 | 326.755 | 0 | 326.2058 | 0 | 326.755 | 0 | 326.755 | -0.00048029 | 325.3597 | 0 | 326.755 | 0.0052033 | 326.2058 | 0 | 325.425 | 0 | 323.9763 | 0.00022777 | 325.0419 | 0
| 326.9676 | 0 | 325.5697 | 0 | 325.57 | 0 | 326.9676 | 0 | 325.5697 | 0 | 326.9676 | 0 | 335.5288 | 0.00012937 | 326.9676 | 0 | 326.9676 | 0 | 326.4179 | 0 | 326.9676 | 0 | 326.9676 | 0.00028584 | 325.5697 | 0 | 326.9676 | -0.011242 | 326.418 | 0 | 325.6392 | 0 | 324.1913 | -0.00015679 | 325.2556 | 0
| 327.1802 | 0 | 325.7797 | 0 | 325.78 | 0 | 327.1802 | 0 | 325.7797 | 0 | 327.1802 | 0 | 335.7432 | 0.00068491 | 327.1802 | 0.00012912 | 327.1802 | 0 | 326.6301 | 0 | 327.1802 | 0 | 327.1802 | 0.0034611 | 325.7797 | 0 | 327.1802 | 0.0066583 | 326.6302 | 0 | 325.8533 | 0 | 324.4063 | 0.00020025 | 325.4694 | 0
| 327.3928 | 0 | 325.9898 | 0 | 325.99 | 0 | 327.3928 | 0 | 325.9897 | 0 | 327.3928 | 0 | 335.9575 | 0.00024212 | 327.3928 | 0 | 327.3928 | 0 | 326.8424 | 0 | 327.3928 | 0 | 327.3928 | -0.0047528 | 325.9897 | 0 | 327.3928 | -0.017417 | 326.8424 | 0 | 326.0675 | 0 | 324.6214 | -0.00015005 | 325.6831 | 0
| 327.6054 | 0 | 326.1998 | 0 | 326.2 | 0 | 327.6054 | 0 | 326.1998 | 0 | 327.6054 | 0 | 336.1718 | 0.00064375 | 327.6054 | 5.9412e-05 | 327.6054 | 0 | 327.0546 | 0 | 327.6054 | 0 | 327.6054 | 0.010782 | 326.1998 | 0 | 327.6054 | 0.0053328 | 327.0546 | 0 | 326.2817 | 0 | 324.8365 | 0.00022656 | 325.8969 | 0
| 327.8181 | 0 | 326.4099 | 0 | 326.41 | 0 | 327.8181 | 0 | 326.4099 | 0 | 327.8181 | 0 | 336.3862 | 0.00017647 | 327.8181 | 0 | 327.8181 | 0 | 327.2668 | 0 | 327.8181 | 0 | 327.8181 | 0.0023575 | 326.4099 | 0 | 327.8181 | -0.011008 | 327.2668 | 0 | 326.4959 | 0 | 325.0516 | -0.00019069 | 326.1107 | 0
| 328.0307 | 0 | 326.6199 | 0 | 326.62 | 0 | 328.0307 | 0 | 326.6199 | 0 | 328.0307 | 0 | 336.6005 | 0.00067752 | 328.0307 | 5.9947e-05 | 328.0307 | 0 | 327.4791 | 0 | 328.0307 | 0 | 328.0307 | 0.0074614 | 326.6199 | 0 | 328.0307 | 0.007148 | 327.4791 | 0 | 326.7101 | 0 | 325.2667 | 0.00025408 | 326.3245 | 0
| 328.2434 | 0 | 326.83 | 0 | 326.83 | 0 | 328.2434 | 0 | 326.83 | 0 | 328.2434 | 0 | 336.8149 | 0.00018598 | 328.2434 | 0 | 328.2434 | 0 | 327.6914 | 0 | 328.2434 | 0 | 328.2434 | 0.0015492 | 326.83 | 0 | 328.2434 | -0.015996 | 327.6914 | 0 | 326.9243 | 0 | 325.4818 | -0.00013642 | 326.5383 | 0
| 328.4561 | 0 | 327.0401 | 0 | 327.04 | 0 | 328.4561 | 0 | 327.0401 | 0 | 328.4561 | 0 | 337.0293 | 0.00067021 | 328.4561 | 5.706e-05 | 328.4561 | 0 | 327.9037 | 0 | 328.4561 | 0 | 328.4561 | 0.005841 | 327.0401 | 0 | 328.4561 | 0.0061429 | 327.9037 | 0 | 327.1385 | 0 | 325.6969 | 0.00020739 | 326.7521 | 0
| 328.6688 | 0 | 327.2502 | 0 | 327.25 | 0 | 328.6688 | 0 | 327.2502 | 0 | 328.6688 | 0 | 337.2437 | 0.00018383 | 328.6688 | 0 | 328.6688 | 0 | 328.116 | 0 | 328.6688 | 0 | 328.6688 | 0.0055997 | 327.2502 | 0 | 328.6688 | -0.018977 | 328.116 | 0 | 327.3528 | 0 | 325.9121 | -0.0001575 | 326.9659 | 0
| 328.8815 | 0 | 327.4604 | 0 | 327.46 | 0 | 328.8815 | 0 | 327.4604 | 0 | 328.8815 | 0 | 337.4581 | 0.00066841 | 328.8815 | 0.00010786 | 328.8815 | 0 | 328.3283 | 0 | 328.8815 | 0 | 328.8815 | 0.0057727 | 327.4604 | 0 | 328.8815 | 0.010021 | 328.3283 | 0 | 327.567 | 0 | 326.1272 | 0.00021712 | 327.1798 | 0
| 329.0942 | 0 | 327.6705 | 0 | 327.67 | 0 | 329.0942 | 0 | 327.6705 | 0 | 329.0942 | 0 | 337.6725 | 0.00014549 | 329.0942 | 0 | 329.0942 | 0 | 328.5407 | 0 | 329.0942 | 0 | 329.0942 | 0.0046322 | 327.6705 | 0 | 329.0942 | -0.016129 | 328.5407 | 0 | 327.7812 | 0 | 326.3424 | -0.00014243 | 327.3936 | 0
| 329.3069 | 0 | 327.8807 | 0 | 327.88 | 0 | 329.307 | 0 | 327.8807 | 0 | 329.307 | 0 | 337.887 | 0.0006277 | 329.3069 | 5.4406e-05 | 329.3069 | 0 | 328.753 | 0 | 329.307 | 0 | 329.3069 | 0.013085 | 327.8807 | 0 | 329.3069 | 0.0070829 | 328.753 | 0 | 327.9955 | 0 | 326.5576 | 0.00022133 | 327.6075 | 0
| 329.5197 | 0 | 328.0908 | 0 | 328.09 | 0 | 329.5197 | 0 | 328.0909 | 0 | 329.5197 | 0 | 338.1014 | 0.00017355 | 329.5197 | 0 | 329.5197 | 0 | 328.9654 | 0 | 329.5197 | 0 | 329.5197 | 0.0011768 | 328.0909 | 0 | 329.5197 | -0.017783 | 328.9654 | 0 | 328.2098 | 0 | 326.7728 | -0.00017949 | 327.8214 | 0
| 329.7325 | 0 | 328.301 | 0 | 328.3 | 0 | 329.7325 | 0 | 328.301 | 0 | 329.7325 | 0 | 338.3159 | 0.00065053 | 329.7325 | 9.933e-05 | 329.7325 | 0 | 329.1778 | 0 | 329.7325 | 0 | 329.7325 | 0.010266 | 328.301 | 0 | 329.7325 | 0.0048428 | 329.1778 | 0 | 328.424 | 0 | 326.988 | 0.00023962 | 328.0353 | 0
| 329.9453 | 0 | 328.5112 | 0 | 328.51 | 0 | 329.9453 | 0 | 328.5112 | 0 | 329.9453 | 0 | 338.5303 | 0.00011474 | 329.9453 | 0 | 329.9453 | 0 | 329.3902 | 0 | 329.9453 | 0 | 329.9453 | 0.0035569 | 328.5112 | 0 | 329.9453 | -0.0094667 | 329.3902 | 0 | 328.6383 | 0 | 327.2032 | -0.00016948 | 328.2492 | 0
| 330.1581 | 0 | 328.7214 | 0 | 328.72 | 0 | 330.1581 | 0 | 328.7214 | 0 | 330.1581 | 0 | 338.7448 | 0.00069178 | 330.1581 | 5.5544e-05 | 330.1581 | 0 | 329.6027 | 0 | 330.1581 | 0 | 330.1581 | 0.0073877 | 328.7214 | 0 | 330.1581 | 0.0083383 | 329.6027 | 0 | 328.8527 | 0 | 327.4184 | 0.00018993 | 328.4631 | 0
| 330.3709 | 0 | 328.9316 | 0 | 328.93 | 0 | 330.3709 | 0 | 328.9316 | 0 | 330.3709 | 0 | 338.9593 | 0.00014447 | 330.3709 | 0 | 330.3709 | 0 | 329.8151 | 0 | 330.3709 | 0 | 330.3709 | 0.0014544 | 328.9316 | 0 | 330.3709 | -0.016494 | 329.8151 | 0 | 329.067 | 0 | 327.6337 | -0.00017294 | 328.677 | 0
| 330.5837 | 0 | 329.1419 | 0 | 329.14 | 0 | 330.5837 | 0 | 329.1419 | 0 | 330.5837 | 0 | 339.1738 | 0.00071546 | 330.5837 | 8.0481e-05 | 330.5837 | 0 | 330.0276 | 0 | 330.5837 | 0 | 330.5837 | 0.011716 | 329.1419 | 0 | 330.5837 | 0.0043112 | 330.0276 | 0 | 329.2813 | 0 | 327.8489 | 0.00023796 | 328.891 | 0
| 330.7966 | 0 | 329.3521 | 0 | 329.35 | 0 | 330.7966 | 0 | 329.3521 | 0 | 330.7966 | 0 | 339.3883 | 0.00015499 | 330.7966 | 0 | 330.7966 | 0 | 330.24 | 0 | 330.7966 | 0 | 330.7966 | 0.0038622 | 329.3521 | 0 | 330.7966 | -0.020988 | 330.24 | 0 | 329.4956 | 0 | 328.0642 | -0.00017735 | 329.1049 | 0
| 331.0095 | 0 | 329.5624 | 0 | 329.56 | 0 | 331.0095 | 0 | 329.5624 | 0 | 331.0095 | 0 | 339.6028 | 0.00066332 | 331.0095 | 5.5775e-05 | 331.0095 | 0 | 330.4525 | 0 | 331.0095 | 0 | 331.0095 | 0.0041237 | 329.5624 | 0 | 331.0095 | 0.0075475 | 330.4525 | 0 | 329.71 | 0 | 328.2795 | 0.00023514 | 329.3188 | 0
| 331.2223 | 0 | 329.7726 | 0 | 329.77 | 0 | 331.2223 | 0 | 329.7726 | 0 | 331.2223 | 0 | 339.8174 | 0.0001455 | 331.2224 | 0 | 331.2223 | 0 | 330.665 | 0 | 331.2223 | 0 | 331.2224 | -0.0018695 | 329.7726 | 0 | 331.2224 | -0.015981 | 330.665 | 0 | 329.9243 | 0 | 328.4948 | -0.00014253 | 329.5328 | 0
| 331.4352 | 0 | 329.9829 | 0 | 329.98 | 0 | 331.4352 | 0 | 329.9829 | 0 | 331.4352 | 0 | 340.0319 | 0.00066667 | 331.4352 | 5.8146e-05 | 331.4352 | 0 | 330.8776 | 0 | 331.4352 | 0 | 331.4352 | 0.0080619 | 329.9829 | 0 | 331.4352 | 0.010461 | 330.8776 | 0 | 330.1387 | 0 | 328.7101 | 0.00024089 | 329.7468 | 0
| 331.6481 | 0 | 330.1932 | 0 | 330.19 | 0 | 331.6481 | 0 | 330.1932 | 0 | 331.6481 | 0 | 340.2465 | 0.0001862 | 331.6482 | 0 | 331.6481 | 0 | 331.0901 | 0 | 331.6481 | 0 | 331.6482 | 0.0028556 | 330.1932 | 0 | 331.6482 | -0.013062 | 331.0901 | 0 | 330.3531 | 0 | 328.9254 | -0.00015174 | 329.9608 | 0
| 331.8611 | 0 | 330.4035 | 0 | 330.4 | 0 | 331.8611 | 0 | 330.4035 | 0 | 331.8611 | 0 | 340.4611 | 0.0007203 | 331.8611 | 0.00011067 | 331.8611 | 0 | 331.3027 | 0 | 331.8611 | 0 | 331.8611 | 0.0091315 | 330.4035 | 0 | 331.8611 | 0.0059307 | 331.3027 | 0 | 330.5675 | 0 | 329.1408 | 0.00022636 | 330.1748 | 0
| 332.074 | 0 | 330.6139 | 0 | 330.61 | 0 | 332.074 | 0 | 330.6139 | 0 | 332.074 | 0 | 340.6757 | 0.00011758 | 332.074 | 0 | 332.074 | 0 | 331.5152 | 0 | 332.074 | 0 | 332.074 | -0.0028685 | 330.6139 | 0 | 332.074 | -0.018761 | 331.5152 | 0 | 330.7819 | 0 | 329.3561 | -0.00020223 | 330.3888 | 0
| 332.287 | 0 | 330.8242 | 0 | 330.82 | 0 | 332.287 | 0 | 330.8242 | 0 | 332.287 | 0 | 340.8903 | 0.00060931 | 332.287 | 6.7339e-05 | 332.287 | 0 | 331.7278 | 0 | 332.287 | 0 | 332.287 | 0.007422 | 330.8242 | 0 | 332.287 | 0.0038486 | 331.7278 | 0 | 330.9963 | 0 | 329.5715 | 0.00024712 | 330.6029 | 0
| 332.5 | 0 | 331.0346 | 0 | 331.03 | 0 | 332.4999 | 0 | 331.0345 | 0 | 332.4999 | 0 | 341.1049 | 0.00014292 | 332.4999 | 0 | 332.5 | 0 | 331.9404 | 0 | 332.4999 | 0 | 332.4999 | 0.0038647 | 331.0345 | 0 | 332.4999 | -0.017844 | 331.9404 | 0 | 331.2107 | 0 | 329.7869 | -0.00011556 | 330.8169 | 0
| 332.7129 | 0 | 331.2449 | 0 | 331.24 | 0 | 332.7129 | 0 | 331.2449 | 0 | 332.7129 | 0 | 341.3195 | 0.00066695 | 332.7129 | 5.567e-05 | 332.7129 | 0 | 332.1531 | 0 | 332.7129 | 0 | 332.7129 | 0.0028276 | 331.2449 | 0 | 332.7129 | 0.0093344 | 332.1531 | 0 | 331.4251 | 0 | 330.0023 | 0.00026312 | 331.031 | 0
| 332.9259 | 0 | 331.4553 | 0 | 331.46 | 0 | 332.9259 | 0 | 331.4553 | 0 | 332.9259 | 0 | 341.5341 | 0.00015905 | 332.9259 | 0 | 332.9259 | 0 | 332.3657 | 0 | 332.9259 | 0 | 332.9259 | 0.0055749 | 331.4553 | 0 | 332.9259 | -0.015653 | 332.3657 | 0 | 331.6396 | 0 | 330.2176 | -0.00012214 | 331.245 | 0
| 333.139 | 0 | 331.6657 | 0 | 331.67 | 0 | 333.139 | 0 | 331.6656 | 0 | 333.139 | 0 | 341.7487 | 0.00067707 | 333.1389 | 7.6373e-05 | 333.139 | 0 | 332.5784 | 0 | 333.139 | 0 | 333.1389 | 0.010604 | 331.6656 | 0 | 333.139 | 0.011892 | 332.5784 | 0 | 331.854 | 0 | 330.4331 | 0.00023539 | 331.4591 | 0
| 333.352 | 0 | 331.8761 | 0 | 331.88 | 0 | 333.352 | 0 | 331.8761 | 0 | 333.352 | 0 | 341.9634 | 0.00012098 | 333.352 | 0 | 333.352 | 0 | 332.791 | 0 | 333.352 | 0 | 333.352 | -0.0040865 | 331.8761 | 0 | 333.352 | -0.017218 | 332.791 | 0 | 332.0685 | 0 | 330.6485 | -0.0001531 | 331.6732 | 0
| 333.565 | 0 | 332.0865 | 0 | 332.09 | 0 | 333.565 | 0 | 332.0865 | 0 | 333.565 | 0 | 342.1781 | 0.00071009 | 333.565 | 8.1088e-05 | 333.565 | 0 | 333.0037 | 0 | 333.565 | 0 | 333.565 | 0.0025825 | 332.0865 | 0 | 333.565 | 0.0056182 | 333.0037 | 0 | 332.283 | 0 | 330.8639 | 0.00021474 | 331.8873 | 0
| 333.7781 | 0 | 332.2969 | 0 | 332.3 | 0 | 333.7781 | 0 | 332.2969 | 0 | 333.7781 | 0 | 342.3928 | 0.00015127 | 333.7781 | 0 | 333.7781 | 0 | 333.2164 | 0 | 333.7781 | 0 | 333.7781 | -0.005208 | 332.2969 | 0 | 333.7781 | -0.01345 | 333.2164 | 0 | 332.4974 | 0 | 331.0794 | -0.00014645 | 332.1014 | 0
| 333.9912 | 0 | 332.5073 | 0 | 332.51 | 0 | 333.9912 | 0 | 332.5073 | 0 | 333.9912 | 0 | 342.6074 | 0.00074045 | 333.9912 | 7.3368e-05 | 333.9912 | 0 | 333.4292 | 0 | 333.9912 | 0 | 333.9912 | 0.007206 | 332.5073 | 0 | 333.9912 | 0.0038279 | 333.4291 | 0 | 332.7119 | 0 | 331.2949 | 0.00023016 | 332.3156 | 0
| 334.2043 | 0 | 332.7178 | 0 | 332.72 | 0 | 334.2043 | 0 | 332.7178 | 0 | 334.2043 | 0 | 342.8221 | 0.00021096 | 334.2043 | 0 | 334.2043 | 0 | 333.6419 | 0 | 334.2043 | 0 | 334.2043 | 0.0035795 | 332.7178 | 0 | 334.2043 | -0.017758 | 333.6419 | 0 | 332.9264 | 0 | 331.5104 | -0.00019689 | 332.5297 | 0
| 334.4174 | 0 | 332.9282 | 0 | 332.93 | 0 | 334.4174 | 0 | 332.9283 | 0 | 334.4174 | 0 | 343.0369 | 0.00069975 | 334.4174 | 8.877e-05 | 334.4174 | 0 | 333.8546 | 0 | 334.4174 | 0 | 334.4174 | 0.0026621 | 332.9283 | 0 | 334.4174 | 0.013083 | 333.8546 | 0 | 333.1409 | 0 | 331.7259 | 0.00025604 | 332.7438 | 0
| 334.6305 | 0 | 333.1387 | 0 | 333.14 | 0 | 334.6305 | 0 | 333.1387 | 0 | 334.6305 | 0 | 343.2516 | 0.00018464 | 334.6305 | 0 | 334.6305 | 0 | 334.0674 | 0 | 334.6305 | 0 | 334.6305 | -0.0039938 | 333.1387 | 0 | 334.6305 | -0.02256 | 334.0674 | 0 | 333.3554 | 0 | 331.9414 | -0.00014136 | 332.958 | 0
| 334.8436 | 0 | 333.3492 | 0 | 333.35 | 0 | 334.8436 | 0 | 333.3492 | 0 | 334.8436 | 0 | 343.4663 | 0.00072372 | 334.8436 | 1.9442e-05 | 334.8436 | 0 | 334.2802 | 0 | 334.8436 | 0 | 334.8436 | 0.010475 | 333.3492 | 0 | 334.8436 | 0.0094153 | 334.2802 | 0 | 333.57 | 0 | 332.1569 | 0.00019491 | 333.1721 | 0
| 335.0568 | 0 | 333.5597 | 0 | 333.56 | 0 | 335.0568 | 0 | 333.5597 | 0 | 335.0568 | 0 | 343.6811 | 0.00017016 | 335.0568 | 0 | 335.0568 | 0 | 334.493 | 0 | 335.0568 | 0 | 335.0568 | -0.0026941 | 333.5597 | 0 | 335.0568 | -0.013196 | 334.493 | 0 | 333.7845 | 0 | 332.3724 | -0.0001334 | 333.3864 | 0
| 335.27 | 0 | 333.7702 | 0 | 333.77 | 0 | 335.27 | 0 | 333.7702 | 0 | 335.27 | 0 | 343.8958 | 0.00072335 | 335.27 | 0.00010144 | 335.27 | 0 | 334.7058 | 0 | 335.27 | 0 | 335.27 | 0.0055054 | 333.7702 | 0 | 335.27 | 0.008396 | 334.7058 | 0 | 333.9991 | 0 | 332.588 | 0.00024313 | 333.6005 | 0
| 335.4832 | 0 | 333.9808 | 0 | 333.98 | 0 | 335.4831 | 0 | 333.9808 | 0 | 335.4831 | 0 | 344.1106 | 0.0001735 | 335.4832 | 0 | 335.4832 | 0 | 334.9187 | 0 | 335.4831 | 0 | 335.4832 | 0.0072761 | 333.9808 | 0 | 335.4832 | -0.018924 | 334.9187 | 0 | 334.2137 | 0 | 332.8036 | -0.00016471 | 333.8148 | 0
| 335.6963 | 0 | 334.1913 | 0 | 334.19 | 0 | 335.6963 | 0 | 334.1913 | 0 | 335.6963 | 0 | 344.3254 | 0.00066283 | 335.6964 | 0.00024185 | 335.6963 | 0 | 335.1315 | 0 | 335.6963 | 0 | 335.6964 | 0.009538 | 334.1913 | 0 | 335.6963 | 0.015751 | 335.1315 | 0 | 334.4282 | 0 | 333.0191 | 0.00025386 | 334.029 | 0
| 335.9096 | 0 | 334.4019 | 0 | 334.4 | 0 | 335.9096 | 0 | 334.4019 | 0 | 335.9096 | 0 | 344.5402 | 0.00015265 | 335.9096 | 0 | 335.9096 | 0 | 335.3444 | 0 | 335.9096 | 0 | 335.9096 | 0.002342 | 334.4019 | 0 | 335.9096 | -0.017545 | 335.3444 | 0 | 334.6428 | 0 | 333.2347 | -0.00018045 | 334.2432 | 0
| 336.1228 | 0 | 334.6124 | 0 | 334.61 | 0 | 336.1228 | 0 | 334.6124 | 0 | 336.1228 | 0 | 344.755 | 0.00063227 | 336.1228 | 6.2079e-05 | 336.1228 | 0 | 335.5573 | 0 | 336.1228 | 0 | 336.1228 | 0.0057178 | 334.6124 | 0 | 336.1228 | 0.0083576 | 335.5573 | 0 | 334.8574 | 0 | 333.4503 | 0.00021113 | 334.4574 | 0
| 336.336 | 0 | 334.823 | 0 | 334.82 | 0 | 336.336 | 0 | 334.823 | 0 | 336.336 | 0 | 344.9699 | 0.00020666 | 336.336 | 0 | 336.336 | 0 | 335.7702 | 0 | 336.336 | 0 | 336.336 | 0.004395 | 334.823 | 0 | 336.336 | -0.014215 | 335.7702 | 0 | 335.072 | 0 | 333.6659 | -0.00017852 | 334.6717 | 0
| 336.5493 | 0 | 335.0336 | 0 | 335.03 | 0 | 336.5493 | 0 | 335.0336 | 0 | 336.5493 | 0 | 345.1847 | 0.00068416 | 336.5493 | 6.3497e-05 | 336.5493 | 0 | 335.9831 | 0 | 336.5493 | 0 | 336.5493 | 0.0032929 | 335.0336 | 0 | 336.5493 | 0.010235 | 335.9831 | 0 | 335.2866 | 0 | 333.8816 | 0.00024592 | 334.886 | 0
| 336.7626 | 0 | 335.2442 | 0 | 335.24 | 0 | 336.7626 | 0 | 335.2442 | 0 | 336.7626 | 0 | 345.3995 | 0.18065 | 336.7626 | 0 | 336.7626 | 0 | 336.196 | 0 | 336.7626 | 0 | 336.7626 | -0.0036785 | 335.2442 | 0 | 336.7626 | -0.014417 | 336.196 | 0 | 335.5013 | 0 | 334.0972 | -0.00017572 | 335.1003 | 0
| 336.9759 | 0 | 335.4548 | 0 | 335.45 | 0 | 336.9759 | 0 | 335.4548 | 0 | 336.9759 | 0 | 345.6144 | 0.68059 | 336.9759 | 8.4095e-05 | 336.9759 | 0 | 336.409 | 0 | 336.9759 | 0 | 336.9759 | 0.0072204 | 335.4548 | 0 | 336.9759 | 0.010551 | 336.409 | 0 | 335.7159 | 0 | 334.3128 | 0.00023526 | 335.3145 | 0
| 337.1892 | 0 | 335.6654 | 0 | 335.67 | 0 | 337.1892 | 0 | 335.6654 | 0 | 337.1892 | 0 | 345.8292 | 0.20512 | 337.1892 | 0 | 337.1892 | 0 | 336.6219 | 0 | 337.1892 | 0 | 337.1892 | 0.00021064 | 335.6654 | 0 | 337.1892 | -0.014765 | 336.6219 | 0 | 335.9305 | 0 | 334.5285 | -0.00015346 | 335.5288 | 0
| 337.4025 | 0 | 335.8761 | 0 | 335.88 | 0 | 337.4025 | 0 | 335.8761 | 0 | 337.4025 | 0 | 346.0441 | 0.65534 | 337.4025 | 7.8145e-05 | 337.4025 | 0 | 336.8349 | 0 | 337.4025 | 0 | 337.4025 | 0.0011503 | 335.8761 | 0 | 337.4025 | 0.012952 | 336.8349 | 0 | 336.1452 | 0 | 334.7442 | 0.00021764 | 335.7432 | 0
| 337.6158 | 0 | 336.0868 | 0 | 336.09 | 0 | 337.6158 | 0 | 336.0868 | 0 | 337.6158 | 0 | 346.259 | 0.19461 | 337.6158 | 0 | 337.6158 | 0 | 337.0479 | 0 | 337.6158 | 0 | 337.6158 | 0.0066567 | 336.0868 | 0 | 337.6158 | -0.012143 | 337.0479 | 0 | 336.3599 | 0 | 334.9599 | -0.0001507 | 335.9575 | 0
| 337.8292 | 0 | 336.2974 | 0 | 336.3 | 0 | 337.8292 | 0 | 336.2974 | 0 | 337.8292 | 0 | 346.4739 | 0.66648 | 337.8292 | 8.9825e-05 | 337.8292 | 0 | 337.2609 | 0 | 337.8292 | 0 | 337.8292 | 0.0043027 | 336.2974 | 0 | 337.8292 | 0.013853 | 337.2609 | 0 | 336.5745 | 0 | 335.1756 | 0.0002571 | 336.1718 | 0
| 338.0425 | 0 | 336.5081 | 0 | 336.51 | 0 | 338.0425 | 0 | 336.5081 | 0 | 338.0425 | 0 | 346.6888 | 0.16717 | 338.0425 | 0 | 338.0425 | 0 | 337.4739 | 0 | 338.0425 | 0 | 338.0425 | -7.2791e-05 | 336.5081 | 0 | 338.0425 | -0.016819 | 337.4739 | 0 | 336.7892 | 0 | 335.3913 | -0.0001285 | 336.3862 | 0
| 338.2559 | 0 | 336.7188 | 0 | 336.72 | 0 | 338.2559 | 0 | 336.7188 | 0 | 338.2559 | 0 | 346.9038 | 0.57145 | 338.2559 | 9.2463e-05 | 338.2559 | 0 | 337.687 | 0 | 338.2559 | 0 | 338.2559 | 0.0094649 | 336.7188 | 0 | 338.2559 | 0.012968 | 337.687 | 0 | 337.0039 | 0 | 335.6071 | 0.00026837 | 336.6005 | 0
| 338.4693 | 0 | 336.9295 | 0 | 336.93 | 0 | 338.4693 | 0 | 336.9295 | 0 | 338.4693 | 0 | 347.1187 | 0.11793 | 338.4693 | 0 | 338.4693 | 0 | 337.9 | 0 | 338.4693 | 0 | 338.4693 | 0.00093192 | 336.9295 | 0 | 338.4693 | -0.013741 | 337.9 | 0 | 337.2186 | 0 | 335.8228 | -0.00018233 | 336.8149 | 0
| 338.6827 | 0 | 337.1402 | 0 | 337.14 | 0 | 338.6827 | 0 | 337.1402 | 0 | 338.6827 | 0 | 347.3336 | 0.49821 | 338.6827 | 3.5088e-05 | 338.6827 | 0 | 338.1131 | 0 | 338.6827 | 0 | 338.6827 | 0.0091883 | 337.1402 | 0 | 338.6827 | 0.0099461 | 338.1131 | 0 | 337.4333 | 0 | 336.0385 | 0.00025912 | 337.0293 | 0
| 338.8961 | 0 | 337.351 | 0 | 337.35 | 0 | 338.8961 | 0 | 337.351 | 0 | 338.8961 | 0 | 347.5486 | 0.13377 | 338.8961 | 0 | 338.8961 | 0 | 338.3262 | 0 | 338.8961 | 0 | 338.8961 | 0.001063 | 337.351 | 0 | 338.8961 | -0.010242 | 338.3262 | 0 | 337.6481 | 0 | 336.2543 | -0.00017949 | 337.2437 | 0
| 339.1096 | 0 | 337.5617 | 0 | 337.56 | 0 | 339.1096 | 0 | 337.5617 | 0 | 339.1096 | 0 | 347.7636 | 0.49743 | 339.1096 | 0.00012492 | 339.1096 | 0 | 338.5393 | 0 | 339.1096 | 0 | 339.1096 | 0.0090808 | 337.5617 | 0 | 339.1096 | 0.011548 | 338.5393 | 0 | 337.8628 | 0 | 336.4701 | 0.00024685 | 337.4581 | 0
| 339.323 | 0 | 337.7725 | 0 | 337.77 | 0 | 339.323 | 0 | 337.7725 | 0 | 339.323 | 0 | 347.9786 | 0.10601 | 339.323 | 0 | 339.323 | 0 | 338.7524 | 0 | 339.323 | 0 | 339.323 | 0.0013139 | 337.7725 | 0 | 339.323 | -0.01196 | 338.7525 | 0 | 338.0775 | 0 | 336.6859 | -0.00012302 | 337.6725 | 0
| 339.5365 | 0 | 337.9832 | 0 | 337.98 | 0 | 339.5365 | 0 | 337.9832 | 0 | 339.5365 | 0 | 348.1936 | 0.49194 | 339.5365 | 4.1596e-05 | 339.5365 | 0 | 338.9656 | 0 | 339.5365 | 0 | 339.5365 | 0.0083178 | 337.9832 | 0 | 339.5365 | 0.0091857 | 338.9656 | 0 | 338.2923 | 0 | 336.9017 | 0.0002681 | 337.887 | 0
| 339.75 | 0 | 338.194 | 0 | 338.19 | 0 | 339.75 | 0 | 338.194 | 0 | 339.75 | 0 | 348.4086 | 0.097698 | 339.75 | 0 | 339.75 | 0 | 339.1787 | 0 | 339.75 | 0 | 339.75 | 0.0032984 | 338.194 | 0 | 339.75 | -0.020455 | 339.1787 | 0 | 338.5071 | 0 | 337.1175 | -0.00015498 | 338.1014 | 0
| 339.9635 | 0 | 338.4048 | 0 | 338.4 | 0 | 339.9635 | 0 | 338.4048 | 0 | 339.9635 | 0 | 348.6236 | 0.43203 | 339.9635 | 1.4776e-05 | 339.9635 | 0 | 339.3919 | 0 | 339.9635 | 0 | 339.9635 | 0.0049419 | 338.4048 | 0 | 339.9635 | 0.0042409 | 339.3919 | 0 | 338.7219 | 0 | 337.3334 | 0.00027606 | 338.3159 | 0
| 340.177 | 0 | 338.6156 | 0 | 338.62 | 0 | 340.177 | 0 | 338.6156 | 0 | 340.177 | 0 | 348.8386 | 0.13267 | 340.177 | 0 | 340.177 | 0 | 339.6051 | 0 | 340.177 | 0 | 340.177 | 0.0021345 | 338.6156 | 0 | 340.177 | -0.0087441 | 339.6051 | 0 | 338.9366 | 0 | 337.5492 | -0.00014409 | 338.5303 | 0
| 340.3905 | 0 | 338.8265 | 0 | 338.83 | 0 | 340.3905 | 0 | 338.8264 | 0 | 340.3905 | 0 | 349.0537 | 0.47673 | 340.3905 | 5.1865e-05 | 340.3905 | 0 | 339.8183 | 0 | 340.3905 | 0 | 340.3905 | 0.0038942 | 338.8264 | 0 | 340.3905 | 0.010701 | 339.8183 | 0 | 339.1515 | 0 | 337.7651 | 0.00023578 | 338.7448 | 0
| 340.6041 | 0 | 339.0373 | 0 | 339.04 | 0 | 340.6041 | 0 | 339.0373 | 0 | 340.6041 | 0 | 349.2687 | 0.11463 | 340.6041 | 0 | 340.6041 | 0 | 340.0315 | 0 | 340.6041 | 0 | 340.6041 | 0.0031388 | 339.0373 | 0 | 340.6041 | -0.021434 | 340.0315 | 0 | 339.3663 | 0 | 337.981 | -0.00018878 | 338.9593 | 0
| 340.8177 | 0 | 339.2481 | 0 | 339.25 | 0 | 340.8176 | 0 | 339.2481 | 0 | 340.8176 | 0 | 349.4838 | 0.4576 | 340.8177 | 5.6319e-05 | 340.8177 | 0 | 340.2448 | 0 | 340.8176 | 0 | 340.8177 | 0.0057423 | 339.2481 | 0 | 340.8177 | 0.010375 | 340.2448 | 0 | 339.5811 | 0 | 338.1968 | 0.0002426 | 339.1738 | 0
| 341.0312 | 0 | 339.459 | 0 | 339.46 | 0 | 341.0312 | 0 | 339.459 | 0 | 341.0312 | 0 | 349.6989 | 0.10648 | 341.0312 | 0 | 341.0312 | 0 | 340.458 | 0 | 341.0312 | 0 | 341.0312 | 0.0056076 | 339.459 | 0 | 341.0312 | -0.012651 | 340.458 | 0 | 339.7959 | 0 | 338.4128 | -0.00016855 | 339.3883 | 0
| 341.2448 | 0 | 339.6699 | 0 | 339.67 | 0 | 341.2448 | 0 | 339.6699 | 0 | 341.2448 | 0 | 349.914 | 0.43188 | 341.2448 | 8.041e-05 | 341.2448 | 0 | 340.6713 | 0 | 341.2448 | 0 | 341.2448 | 0.0049535 | 339.6699 | 0 | 341.2448 | 0.0050748 | 340.6713 | 0 | 340.0108 | 0 | 338.6287 | 0.00021465 | 339.6028 | 0
| 341.4584 | 0 | 339.8808 | 0 | 339.88 | 0 | 341.4584 | 0 | 339.8808 | 0 | 341.4584 | 0 | 350.1291 | 0.1104 | 341.4584 | 0 | 341.4584 | 0 | 340.8846 | 0 | 341.4584 | 0 | 341.4584 | -0.0026971 | 339.8808 | 0 | 341.4584 | -0.014362 | 340.8846 | 0 | 340.2256 | 0 | 338.8446 | -0.00016504 | 339.8174 | 0
| 341.672 | 0 | 340.0917 | 0 | 340.09 | 0 | 341.672 | 0 | 340.0917 | 0 | 341.672 | 0 | 350.3442 | 0.41871 | 341.672 | 4.9745e-05 | 341.672 | 0 | 341.0979 | 0 | 341.672 | 0 | 341.672 | 0.011062 | 340.0917 | 0 | 341.672 | 0.0083616 | 341.0979 | 0 | 340.4405 | 0 | 339.0605 | 0.00023652 | 340.0319 | 0
| 341.8857 | 0 | 340.3026 | 0 | 340.3 | 0 | 341.8857 | 0 | 340.3026 | 0 | 341.8857 | 0 | 350.5593 | 0.12059 | 341.8857 | 0 | 341.8857 | 0 | 341.3112 | 0 | 341.8857 | 0 | 341.8857 | -0.000324 | 340.3026 | 0 | 341.8857 | -0.016492 | 341.3112 | 0 | 340.6554 | 0 | 339.2765 | -0.00017613 | 340.2465 | 0
| 342.0993 | 0 | 340.5135 | 0 | 340.51 | 0 | 342.0993 | 0 | 340.5135 | 0 | 342.0993 | 0 | 350.7744 | 0.39314 | 342.0993 | 9.0538e-05 | 342.0993 | 0 | 341.5246 | 0 | 342.0993 | 0 | 342.0993 | 0.0060786 | 340.5135 | 0 | 342.0993 | 0.0090096 | 341.5245 | 0 | 340.8702 | 0 | 339.4925 | 0.00025886 | 340.4611 | 0
| 342.313 | 0 | 340.7244 | 0 | 340.72 | 0 | 342.313 | 0 | 340.7244 | 0 | 342.313 | 0 | 350.9896 | 0.10648 | 342.313 | 0 | 342.313 | 0 | 341.7379 | 0 | 342.313 | 0 | 342.313 | -0.0047042 | 340.7244 | 0 | 342.313 | -0.011548 | 341.7379 | 0 | 341.0851 | 0 | 339.7084 | -0.00015368 | 340.6757 | 0
| 342.5267 | 0 | 340.9354 | 0 | 340.94 | 0 | 342.5267 | 0 | 340.9354 | 0 | 342.5267 | 0 | 351.2047 | 0.39189 | 342.5267 | 4.656e-05 | 342.5267 | 0 | 341.9513 | 0 | 342.5267 | 0 | 342.5267 | 0.010928 | 340.9354 | 0 | 342.5267 | 0.0092373 | 341.9513 | 0 | 341.3 | 0 | 339.9244 | 0.00025727 | 340.8903 | 0
| 342.7404 | 0 | 341.1464 | 0 | 341.15 | 0 | 342.7404 | 0 | 341.1464 | 0 | 342.7404 | 0 | 351.4199 | 0.060846 | 342.7404 | 0 | 342.7404 | 0 | 342.1647 | 0 | 342.7404 | 0 | 342.7404 | 0.0030542 | 341.1464 | 0 | 342.7404 | -0.017622 | 342.1646 | 0 | 341.515 | 0 | 340.1404 | -0.00016951 | 341.1049 | 0
| 342.9541 | 0 | 341.3573 | 0 | 341.36 | 0 | 342.9541 | 0 | 341.3573 | 0 | 342.9541 | 0 | 351.6351 | 0.40459 | 342.9541 | 8.2827e-05 | 342.9541 | 0 | 342.3781 | 0 | 342.9541 | 0 | 342.9541 | 0.005558 | 341.3573 | 0 | 342.9541 | 0.0083457 | 342.378 | 0 | 341.7299 | 0 | 340.3565 | 0.00023987 | 341.3195 | 0
| 343.1678 | 0 | 341.5683 | 0 | 341.57 | 0 | 343.1678 | 0 | 341.5683 | 0 | 343.1678 | 0 | 351.8503 | 0.071666 | 343.1678 | 0 | 343.1678 | 0 | 342.5915 | 0 | 343.1678 | 0 | 343.1678 | -0.0018696 | 341.5683 | 0 | 343.1678 | -0.017852 | 342.5915 | 0 | 341.9448 | 0 | 340.5725 | -0.00012337 | 341.5341 | 0
| 343.3816 | 0 | 341.7793 | 0 | 341.78 | 0 | 343.3815 | 0 | 341.7793 | 0 | 343.3815 | 0 | 352.0655 | 0.39189 | 343.3816 | 3.9824e-05 | 343.3816 | 0 | 342.8049 | 0 | 343.3815 | 0 | 343.3816 | 0.010084 | 341.7793 | 0 | 343.3816 | 0.011586 | 342.8049 | 0 | 342.1598 | 0 | 340.7885 | 0.00021142 | 341.7487 | 0
| 343.5953 | 0 | 341.9903 | 0 | 341.99 | 0 | 343.5953 | 0 | 341.9903 | 0 | 343.5953 | 0 | 352.2807 | 0.11165 | 343.5953 | 0 | 343.5953 | 0 | 343.0183 | 0 | 343.5953 | 0 | 343.5953 | 0.0011141 | 341.9903 | 0 | 343.5953 | -0.015351 | 343.0183 | 0 | 342.3747 | 0 | 341.0046 | -0.00013773 | 341.9634 | 0
| 343.8091 | 0 | 342.2013 | 0 | 342.2 | 0 | 343.8091 | 0 | 342.2014 | 0 | 343.8091 | 0 | 352.496 | 0.32038 | 343.8091 | 9.7198e-05 | 343.8091 | 0 | 343.2318 | 0 | 343.8091 | 0 | 343.8091 | 0.0046257 | 342.2014 | 0 | 343.8091 | 0.010993 | 343.2318 | 0 | 342.5897 | 0 | 341.2207 | 0.00021468 | 342.1781 | 0
| 344.0229 | 0 | 342.4124 | 0 | 342.41 | 0 | 344.0229 | 0 | 342.4124 | 0 | 344.0229 | 0 | 352.7112 | 0.056768 | 344.0229 | 0 | 344.0229 | 0 | 343.4453 | 0 | 344.0229 | 0 | 344.0229 | -0.0031148 | 342.4124 | 0 | 344.0229 | -0.017111 | 343.4453 | 0 | 342.8047 | 0 | 341.4368 | -0.00015299 | 342.3928 | 0
| 344.2367 | 0 | 342.6234 | 0 | 342.62 | 0 | 344.2367 | 0 | 342.6234 | 0 | 344.2367 | 0 | 352.9264 | 0.42388 | 344.2367 | 0.00011835 | 344.2367 | 0 | 343.6588 | 0 | 344.2367 | 0 | 344.2367 | 0.0033123 | 342.6234 | 0 | 344.2367 | 0.013711 | 343.6588 | 0 | 343.0197 | 0 | 341.6529 | 0.00022571 | 342.6075 | 0
| 344.4505 | 0 | 342.8345 | 0 | 342.83 | 0 | 344.4505 | 0 | 342.8345 | 0 | 344.4505 | 0 | 353.1417 | 0.054573 | 344.4505 | 0 | 344.4505 | 0 | 343.8723 | 0 | 344.4505 | 0 | 344.4505 | 0.0029742 | 342.8345 | 0 | 344.4505 | -0.012099 | 343.8723 | 0 | 343.2346 | 0 | 341.869 | -0.00014866 | 342.8221 | 0
| 344.6643 | 0 | 343.0456 | 0 | 343.05 | 0 | 344.6643 | 0 | 343.0456 | 0 | 344.6643 | 0 | 353.357 | 0.37511 | 344.6643 | 7.4765e-05 | 344.6643 | 0 | 344.0858 | 0 | 344.6643 | 0 | 344.6643 | 0.0074985 | 343.0456 | 0 | 344.6643 | 0.0035881 | 344.0858 | 0 | 343.4496 | 0 | 342.0851 | 0.00024189 | 343.0369 | 0
| 344.8782 | 0 | 343.2567 | 0 | 343.26 | 0 | 344.8782 | 0 | 343.2567 | 0 | 344.8782 | 0 | 353.5723 | 0.13753 | 344.8781 | 0 | 344.8782 | 0 | 344.2994 | 0 | 344.8782 | 0 | 344.8781 | -0.0019302 | 343.2567 | 0 | 344.8781 | -0.013533 | 344.2994 | 0 | 343.6647 | 0 | 342.3012 | -0.0001695 | 343.2516 | 0
| 345.092 | 0 | 343.4678 | 0 | 343.47 | 0 | 345.092 | 0 | 343.4678 | 0 | 345.092 | 0 | 353.7876 | 0.35394 | 345.092 | 4.9747e-05 | 345.092 | 0 | 344.5129 | 0 | 345.092 | 0 | 345.092 | 0.0074333 | 343.4678 | 0 | 345.092 | 0.0068193 | 344.5129 | 0 | 343.8797 | 0 | 342.5174 | 0.00025152 | 343.4663 | 0
| 345.3059 | 0 | 343.6789 | 0 | 343.68 | 0 | 345.3059 | 0 | 343.6789 | 0 | 345.3059 | 0 | 354.0029 | 0.07198 | 345.3059 | 0 | 345.3059 | 0 | 344.7265 | 0 | 345.3059 | 0 | 345.3059 | 0.002081 | 343.6789 | 0 | 345.3059 | -0.016837 | 344.7265 | 0 | 344.0947 | 0 | 342.7335 | -0.00016655 | 343.6811 | 0
| 345.5198 | 0 | 343.89 | 0 | 343.89 | 0 | 345.5198 | 0 | 343.89 | 0 | 345.5198 | 0 | 354.2182 | 0.33512 | 345.5198 | 7.9004e-05 | 345.5198 | 0 | 344.9401 | 0 | 345.5198 | 0 | 345.5198 | 0.010596 | 343.89 | 0 | 345.5198 | 0.010391 | 344.9401 | 0 | 344.3098 | 0 | 342.9497 | 0.00023854 | 343.8958 | 0
| 345.7337 | 0 | 344.1012 | 0 | 344.1 | 0 | 345.7337 | 0 | 344.1012 | 0 | 345.7337 | 0 | 354.4336 | 0.080918 | 345.7337 | 0 | 345.7337 | 0 | 345.1537 | 0 | 345.7337 | 0 | 345.7337 | 0.0014368 | 344.1012 | 0 | 345.7337 | -0.01333 | 345.1537 | 0 | 344.5248 | 0 | 343.1659 | -0.00014334 | 344.1106 | 0
| 345.9476 | 0 | 344.3123 | 0 | 344.31 | 0 | 345.9476 | 0 | 344.3123 | 0 | 345.9476 | 0 | 354.6489 | 0.33308 | 345.9476 | 8.375e-05 | 345.9476 | 0 | 345.3673 | 0 | 345.9476 | 0 | 345.9476 | 0.0090638 | 344.3123 | 0 | 345.9476 | 0.0072252 | 345.3673 | 0 | 344.7399 | 0 | 343.3821 | 0.00025813 | 344.3254 | 0
| 346.1615 | 0 | 344.5235 | 0 | 344.52 | 0 | 346.1615 | 0 | 344.5235 | 0 | 346.1615 | 0 | 354.8643 | 0.10695 | 346.1615 | 0 | 346.1615 | 0 | 345.581 | 0 | 346.1615 | 0 | 346.1615 | -0.00038169 | 344.5235 | 0 | 346.1615 | -0.018052 | 345.581 | 0 | 344.955 | 0 | 343.5983 | -0.00015811 | 344.5402 | 0
| 346.3755 | 0 | 344.7347 | 0 | 344.73 | 0 | 346.3755 | 0 | 344.7347 | 0 | 346.3755 | 0 | 355.0797 | 0.32367 | 346.3755 | 5.6162e-05 | 346.3755 | 0 | 345.7946 | 0 | 346.3755 | 0 | 346.3755 | 0.010332 | 344.7347 | 0 | 346.3755 | 0.0067882 | 345.7946 | 0 | 345.1701 | 0 | 343.8145 | 0.00020033 | 344.755 | 0
| 346.5894 | 0 | 344.9459 | 0 | 344.95 | 0 | 346.5895 | 0 | 344.9459 | 0 | 346.5895 | 0 | 355.295 | 0.10225 | 346.5894 | 0 | 346.5894 | 0 | 346.0083 | 0 | 346.5895 | 0 | 346.5894 | -0.001164 | 344.9459 | 0 | 346.5894 | -0.011811 | 346.0083 | 0 | 345.3852 | 0 | 344.0308 | -0.00013231 | 344.9698 | 0
| 346.8034 | 0 | 345.1571 | 0 | 345.16 | 0 | 346.8034 | 0 | 345.1571 | 0 | 346.8034 | 0 | 355.5104 | 0.35002 | 346.8034 | 9.8157e-05 | 346.8034 | 0 | 346.222 | 0 | 346.8034 | 0 | 346.8034 | 0.0060847 | 345.1571 | 0 | 346.8034 | 0.0060091 | 346.222 | 0 | 345.6003 | 0 | 344.247 | 0.00026793 | 345.1847 | 0
| 347.0174 | 0 | 345.3683 | 0 | 345.37 | 0 | 347.0174 | 0 | 345.3683 | 0 | 347.0174 | 0 | 355.7259 | 0.066021 | 347.0174 | 0 | 347.0174 | 0 | 346.4357 | 0 | 347.0174 | 0 | 347.0174 | 0.00052841 | 345.3683 | 0 | 347.0174 | -0.015058 | 346.4357 | 0 | 345.8154 | 0 | 344.4633 | -0.17959 | 345.3995 | 0
| 347.2314 | 0 | 345.5795 | 0 | 345.58 | 0 | 347.2314 | 0 | 345.5795 | 0 | 347.2314 | 0 | 355.9413 | 0.36868 | 347.2314 | 0.00011908 | 347.2314 | 0 | 346.6494 | 0 | 347.2314 | 0 | 347.2314 | 0.0071337 | 345.5795 | 0 | 347.2314 | 0.010032 | 346.6494 | 0 | 346.0305 | 0 | 344.6796 | 0.22967 | 345.6144 | 0
| 347.4455 | 0 | 345.7908 | 0 | 345.79 | 0 | 347.4455 | 0 | 345.7908 | 0 | 347.4455 | 0 | 356.1567 | 0.079507 | 347.4455 | 0 | 347.4455 | 0 | 346.8632 | 0 | 347.4455 | 0 | 347.4455 | 0.0016336 | 345.7908 | 0 | 347.4455 | -0.013308 | 346.8632 | 0 | 346.2457 | 0 | 344.8959 | -0.12144 | 345.8292 | 0
| 347.6595 | 0 | 346.002 | 0 | 346 | 0 | 347.6595 | 0 | 346.002 | 0 | 347.6595 | 0 | 356.3721 | 0.3334 | 347.6595 | 9.6062e-05 | 347.6595 | 0 | 347.0769 | 0 | 347.6595 | 0 | 347.6595 | 0.0047831 | 346.002 | 0 | 347.6595 | 0.0047275 | 347.0769 | 0 | 346.4608 | 0 | 345.1122 | 0.20417 | 346.0441 | 0
| 347.8736 | 0 | 346.2133 | 0 | 346.21 | 0 | 347.8736 | 0 | 346.2133 | 0 | 347.8736 | 0 | 356.5876 | 0.083898 | 347.8736 | 0 | 347.8736 | 0 | 347.2907 | 0 | 347.8736 | 0 | 347.8736 | 0.0042104 | 346.2133 | 0 | 347.8736 | -0.016852 | 347.2907 | 0 | 346.676 | 0 | 345.3285 | -0.16611 | 346.259 | 0
| 348.0876 | 0 | 346.4246 | 0 | 346.42 | 0 | 348.0876 | 0 | 346.4246 | 0 | 348.0876 | 0 | 356.8031 | 0.36852 | 348.0876 | 0.00012604 | 348.0876 | 0 | 347.5045 | 0 | 348.0876 | 0 | 348.0876 | 0.013608 | 346.4246 | 0 | 348.0876 | 0.002978 | 347.5045 | 0 | 346.8912 | 0 | 345.5448 | 0.20165 | 346.4739 | 0
| 348.3017 | 0 | 346.6359 | 0 | 346.64 | 0 | 348.3017 | 0 | 346.6359 | 0 | 348.3017 | 0 | 357.0185 | 0.060375 | 348.3017 | 0 | 348.3017 | 0 | 347.7183 | 0 | 348.3017 | 0 | 348.3017 | 0.00027625 | 346.6359 | 0 | 348.3017 | -0.012986 | 347.7183 | 0 | 347.1064 | 0 | 345.7612 | -0.15527 | 346.6888 | 0
| 348.5158 | 0 | 346.8472 | 0 | 346.85 | 0 | 348.5158 | 0 | 346.8472 | 0 | 348.5158 | 0 | 357.234 | 0.31866 | 348.5158 | 0.00010052 | 348.5158 | 0 | 347.9321 | 0 | 348.5158 | 0 | 348.5158 | 0.0068089 | 346.8472 | 0 | 348.5158 | 0.0081409 | 347.9321 | 0 | 347.3216 | 0 | 345.9775 | 0.1932 | 346.9037 | 0
| 348.7299 | 0 | 347.0585 | 0 | 347.06 | 0 | 348.7299 | 0 | 347.0585 | 0 | 348.7299 | 0 | 357.4495 | 0.08923 | 348.7299 | 0 | 348.7299 | 0 | 348.1459 | 0 | 348.7299 | 0 | 348.7299 | 0.00098203 | 347.0585 | 0 | 348.7299 | -0.018372 | 348.1459 | 0 | 347.5367 | 0 | 346.1939 | -0.099241 | 347.1187 | 0
| 348.9441 | 0 | 347.2698 | 0 | 347.27 | 0 | 348.9441 | 0 | 347.2698 | 0 | 348.9441 | 0 | 357.665 | 0.36993 | 348.9441 | 3.1404e-05 | 348.9441 | 0 | 348.3598 | 0 | 348.9441 | 0 | 348.9441 | 0.0135 | 347.2698 | 0 | 348.9441 | 0.0068196 | 348.3598 | 0 | 347.752 | 0 | 346.4103 | 0.17311 | 347.3336 | 0
| 349.1582 | 0 | 347.4812 | 0 | 347.48 | 0 | 349.1582 | 0 | 347.4812 | 0 | 349.1582 | 0 | 357.8806 | 0.085623 | 349.1582 | 0 | 349.1582 | 0 | 348.5736 | 0 | 349.1582 | 0 | 349.1582 | 0.0031639 | 347.4812 | 0 | 349.1582 | -0.012339 | 348.5736 | 0 | 347.9672 | 0 | 346.6267 | -0.10532 | 347.5486 | 0
| 349.3723 | 0 | 347.6925 | 0 | 347.69 | 0 | 349.3724 | 0 | 347.6925 | 0 | 349.3724 | 0 | 358.0961 | 0.33559 | 349.3723 | 0.00011415 | 349.3723 | 0 | 348.7875 | 0 | 349.3724 | 0 | 349.3723 | 0.0070315 | 347.6925 | 0 | 349.3723 | 0.010901 | 348.7875 | 0 | 348.1824 | 0 | 346.8431 | 0.18196 | 347.7636 | 0
| 349.5865 | 0 | 347.9039 | 0 | 347.9 | 0 | 349.5865 | 0 | 347.9039 | 0 | 349.5865 | 0 | 358.3116 | 0.10303 | 349.5865 | 0 | 349.5865 | 0 | 349.0014 | 0 | 349.5865 | 0 | 349.5865 | 0.00059375 | 347.9039 | 0 | 349.5865 | -0.015976 | 349.0014 | 0 | 348.3977 | 0 | 347.0595 | -0.080873 | 347.9786 | 0
| 349.8007 | 0 | 348.1153 | 0 | 348.12 | 0 | 349.8007 | 0 | 348.1153 | 0 | 349.8007 | 0 | 358.5272 | 0.34767 | 349.8007 | 2.7464e-05 | 349.8007 | 0 | 349.2153 | 0 | 349.8007 | 0 | 349.8007 | 0.0087693 | 348.1153 | 0 | 349.8007 | 0.0066033 | 349.2153 | 0 | 348.6129 | 0 | 347.276 | 0.16849 | 348.1936 | 0
| 350.0149 | 0 | 348.3267 | 0 | 348.33 | 0 | 350.0149 | 0 | 348.3267 | 0 | 350.0149 | 0 | 358.7428 | 0.090484 | 350.0149 | 0 | 350.0149 | 0 | 349.4292 | 0 | 350.0149 | 0 | 350.0149 | -0.004648 | 348.3267 | 0 | 350.0149 | -0.016559 | 349.4292 | 0 | 348.8282 | 0 | 347.4924 | -0.11853 | 348.4086 | 0
| 350.2291 | 0 | 348.5381 | 0 | 348.54 | 0 | 350.2291 | 0 | 348.5381 | 0 | 350.2291 | 0 | 358.9583 | 0.37699 | 350.2291 | 7.4531e-05 | 350.2291 | 0 | 349.6432 | 0 | 350.2291 | 0 | 350.2291 | 0.0069724 | 348.5381 | 0 | 350.2291 | 0.014115 | 349.6432 | 0 | 349.0435 | 0 | 347.7089 | 0.16056 | 348.6236 | 0
| 350.4434 | 0 | 348.7495 | 0 | 348.75 | 0 | 350.4434 | 0 | 348.7495 | 0 | 350.4434 | 0 | 359.1739 | 0.08233 | 350.4434 | 0 | 350.4434 | 0 | 349.8571 | 0 | 350.4434 | 0 | 350.4434 | 0.0034904 | 348.7495 | 0 | 350.4434 | -0.012925 | 349.8571 | 0 | 349.2588 | 0 | 347.9253 | -0.092106 | 348.8386 | 0
| 350.6576 | 0 | 348.961 | 0 | 348.96 | 0 | 350.6576 | 0 | 348.961 | 0 | 350.6576 | 0 | 359.3896 | 0.31238 | 350.6576 | 9.7058e-05 | 350.6576 | 0 | 350.0711 | 0 | 350.6576 | 0 | 350.6576 | 0.0073867 | 348.961 | 0 | 350.6576 | 0.0078704 | 350.0711 | 0 | 349.4741 | 0 | 348.1418 | 0.16822 | 349.0537 | 0
| 350.8719 | 0 | 349.1724 | 0 | 349.17 | 0 | 350.8719 | 0 | 349.1724 | 0 | 350.8719 | 0 | 359.6052 | 0.10005 | 350.8719 | 0 | 350.8719 | 0 | 350.2851 | 0 | 350.8719 | 0 | 350.8719 | -0.00097501 | 349.1724 | 0 | 350.8719 | -0.0086623 | 350.2851 | 0 | 349.6894 | 0 | 348.3583 | -0.088273 | 349.2687 | 0
| 351.0862 | 0 | 349.3839 | 0 | 349.38 | 0 | 351.0862 | 0 | 349.3839 | 0 | 351.0862 | 0 | 359.8208 | 0.28431 | 351.0862 | 0 | 351.0862 | 0 | 350.4991 | 0 | 351.0862 | 0 | 351.0862 | -0.0011002 | 349.3839 | 0 | 351.0861 | 0.010536 | 350.4991 | 0 | 349.9047 | 0 | 348.5749 | 0.15184 | 349.4838 | 0
| 351.3005 | 0 | 349.5953 | 0 | 349.6 | 0 | 351.3005 | 0 | 349.5953 | 0 | 351.3005 | 0 | 360.0364 | 0.091896 | 351.3004 | 0 | 351.3005 | 0 | 350.7131 | 0 | 351.3005 | 0 | 351.3004 | 0.0018139 | 349.5953 | 0 | 351.3005 | -0.01618 | 350.7131 | 0 | 350.12 | 0 | 348.7914 | -0.10519 | 349.6989 | 0
| 351.5148 | 0 | 349.8068 | 0 | 349.81 | 0 | 351.5148 | 0 | 349.8068 | 0 | 351.5148 | 0 | 360.2521 | 0.28463 | 351.5148 | 9.4647e-05 | 351.5148 | 0 | 350.9272 | 0 | 351.5148 | 0 | 351.5148 | 0.0080324 | 349.8068 | 0 | 351.5148 | 0.0087124 | 350.9272 | 0 | 350.3353 | 0 | 349.0079 | 0.17047 | 349.914 | 0
| 351.7291 | 0 | 350.0183 | 0 | 350.02 | 0 | 351.7291 | 0 | 350.0183 | 0 | 351.7291 | 0 | 360.4677 | 0.084682 | 351.7291 | 0 | 351.7291 | 0 | 351.1412 | 0 | 351.7291 | 0 | 351.7291 | 0.0049556 | 350.0183 | 0 | 351.7291 | -0.014562 | 351.1412 | 0 | 350.5507 | 0 | 349.2245 | -0.085895 | 350.1291 | 0
| 351.9434 | 0 | 350.2298 | 0 | 350.23 | 0 | 351.9434 | 0 | 350.2298 | 0 | 351.9434 | 0 | 360.6834 | 0.27663 | 351.9434 | 0.00010888 | 351.9434 | 0 | 351.3553 | 0 | 351.9434 | 0 | 351.9434 | 0.0031316 | 350.2298 | 0 | 351.9434 | 0.0049648 | 351.3553 | 0 | 350.7661 | 0 | 349.441 | 0.15487 | 350.3442 | 0
| 352.1578 | 0 | 350.4413 | 0 | 350.44 | 0 | 352.1578 | 0 | 350.4413 | 0 | 352.1578 | 0 | 360.8991 | 0.083584 | 352.1578 | 0 | 352.1578 | 0 | 351.5694 | 0 | 352.1578 | 0 | 352.1578 | -0.0034995 | 350.4413 | 0 | 352.1578 | -0.014455 | 351.5694 | 0 | 350.9814 | 0 | 349.6576 | -0.10268 | 350.5593 | 0
| 352.3721 | 0 | 350.6529 | 0 | 350.65 | 0 | 352.3721 | 0 | 350.6529 | 0 | 352.3721 | 0 | 361.1148 | 0.26926 | 352.3721 | 5.5814e-05 | 352.3721 | 0 | 351.7835 | 0 | 352.3721 | 0 | 352.3721 | 0.010782 | 350.6529 | 0 | 352.3721 | 0.0092216 | 351.7835 | 0 | 351.1968 | 0 | 349.8742 | 0.15593 | 350.7744 | 0
| 352.5865 | 0 | 350.8644 | 0 | 350.86 | 0 | 352.5865 | 0 | 350.8644 | 0 | 352.5865 | 0 | 361.3305 | 0.045791 | 352.5865 | 0 | 352.5865 | 0 | 351.9976 | 0 | 352.5865 | 0 | 352.5865 | 0.001409 | 350.8644 | 0 | 352.5865 | -0.015805 | 351.9976 | 0 | 351.4122 | 0 | 350.0908 | -0.096863 | 350.9896 | 0
| 352.8009 | 0 | 351.076 | 0 | 351.08 | 0 | 352.8009 | 0 | 351.076 | 0 | 352.8009 | 0 | 361.5463 | 0.27098 | 352.8009 | 0.0001035 | 352.8009 | 0 | 352.2117 | 0 | 352.8009 | 0 | 352.8009 | 0.0042947 | 351.076 | 0 | 352.8009 | 0.010725 | 352.2117 | 0 | 351.6276 | 0 | 350.3074 | 0.17047 | 351.2047 | 0
| 353.0153 | 0 | 351.2876 | 0 | 351.29 | 0 | 353.0153 | 0 | 351.2876 | 0 | 353.0153 | 0 | 361.762 | 0.059434 | 353.0153 | 0 | 353.0153 | 0 | 352.4259 | 0 | 353.0153 | 0 | 353.0153 | 0.0022426 | 351.2876 | 0 | 353.0153 | -0.01526 | 352.4259 | 0 | 351.843 | 0 | 350.5241 | -0.12052 | 351.4199 | 0
| 353.2298 | 0 | 351.4992 | 0 | 351.5 | 0 | 353.2298 | 0 | 351.4992 | 0 | 353.2298 | 0 | 361.9777 | 0.25922 | 353.2298 | 0.00012792 | 353.2298 | 0 | 352.6401 | 0 | 353.2298 | 0 | 353.2298 | 0.011853 | 351.4992 | 0 | 353.2298 | 0.0098658 | 352.64 | 0 | 352.0584 | 0 | 350.7407 | 0.16492 | 351.6351 | 0
| 353.4442 | 0 | 351.7108 | 0 | 351.71 | 0 | 353.4442 | 0 | 351.7108 | 0 | 353.4442 | 0 | 362.1935 | 0.054886 | 353.4442 | 0 | 353.4442 | 0 | 352.8542 | 0 | 353.4442 | 0 | 353.4442 | -0.0013051 | 351.7108 | 0 | 353.4442 | -0.018224 | 352.8542 | 0 | 352.2738 | 0 | 350.9574 | -0.079684 | 351.8503 | 0
| 353.6587 | 0 | 351.9224 | 0 | 351.92 | 0 | 353.6587 | 0 | 351.9224 | 0 | 353.6587 | 0 | 362.4093 | 0.25891 | 353.6587 | 0.00010708 | 353.6587 | 0 | 353.0684 | 0 | 353.6587 | 0 | 353.6587 | 0.0070542 | 351.9224 | 0 | 353.6587 | 0.010028 | 353.0684 | 0 | 352.4893 | 0 | 351.174 | 0.1488 | 352.0655 | 0
| 353.8731 | 0 | 352.134 | 0 | 352.13 | 0 | 353.8731 | 0 | 352.134 | 0 | 353.8731 | 0 | 362.625 | 0.07543 | 353.8731 | 0 | 353.8731 | 0 | 353.2826 | 0 | 353.8731 | 0 | 353.8731 | 0.00062729 | 352.134 | 0 | 353.8731 | -0.014805 | 353.2826 | 0 | 352.7047 | 0 | 351.3907 | -0.12845 | 352.2807 | 0
| 354.0876 | 0 | 352.3456 | 0 | 352.35 | 0 | 354.0876 | 0 | 352.3456 | 0 | 354.0876 | 0 | 362.8408 | 0.24244 | 354.0876 | 6.5932e-05 | 354.0876 | 0 | 353.4969 | 0 | 354.0876 | 0 | 354.0876 | 0.0081889 | 352.3456 | 0 | 354.0876 | 0.010008 | 353.4969 | 0 | 352.9202 | 0 | 351.6074 | 0.17536 | 352.496 | 0
| 354.3021 | 0 | 352.5573 | 0 | 352.56 | 0 | 354.3021 | 0 | 352.5573 | 0 | 354.3021 | 0 | 363.0566 | 0.076371 | 354.3021 | 0 | 354.3021 | 0 | 353.7111 | 0 | 354.3021 | 0 | 354.3021 | 0.0010547 | 352.5573 | 0 | 354.3021 | -0.017676 | 353.7111 | 0 | 353.1357 | 0 | 351.8241 | -0.10691 | 352.7112 | 0
| 354.5166 | 0 | 352.769 | 0 | 352.77 | 0 | 354.5166 | 0 | 352.769 | 0 | 354.5166 | 0 | 363.2725 | 0.268 | 354.5166 | 1.5907e-05 | 354.5166 | 0 | 353.9254 | 0 | 354.5166 | 0 | 354.5166 | 0.0063909 | 352.769 | 0 | 354.5166 | 0.0064013 | 353.9254 | 0 | 353.3511 | 0 | 352.0408 | 0.14034 | 352.9265 | 0
| 354.7312 | 0 | 352.9806 | 0 | 352.98 | 0 | 354.7312 | 0 | 352.9806 | 0 | 354.7312 | 0 | 363.4883 | 0.070255 | 354.7312 | 0 | 354.7312 | 0 | 354.1397 | 0 | 354.7312 | 0 | 354.7312 | -0.00097811 | 352.9806 | 0 | 354.7312 | -0.015894 | 354.1397 | 0 | 353.5667 | 0 | 352.2576 | -0.09422 | 353.1417 | 0
| 354.9457 | 0 | 353.1923 | 0 | 353.19 | 0 | 354.9457 | 0 | 353.1923 | 0 | 354.9457 | 0 | 363.7041 | 0.23946 | 354.9457 | 5.4379e-05 | 354.9457 | 0 | 354.354 | 0 | 354.9457 | 0 | 354.9457 | 0.0050539 | 353.1923 | 0 | 354.9457 | 0.0054497 | 354.354 | 0 | 353.7821 | 0 | 352.4743 | 0.16003 | 353.357 | 0
| 355.1603 | 0 | 353.404 | 0 | 353.4 | 0 | 355.1603 | 0 | 353.404 | 0 | 355.1603 | 0 | 363.9199 | 0.045007 | 355.1602 | 0 | 355.1603 | 0 | 354.5683 | 0 | 355.1603 | 0 | 355.1602 | 0.0027829 | 353.404 | 0 | 355.1603 | -0.013452 | 354.5683 | 0 | 353.9977 | 0 | 352.6911 | -0.09422 | 353.5723 | 0
| 355.3748 | 0 | 353.6157 | 0 | 353.62 | 0 | 355.3748 | 0 | 353.6157 | 0 | 355.3748 | 0 | 364.1358 | 0.22362 | 355.3748 | 7.4655e-05 | 355.3748 | 0 | 354.7826 | 0 | 355.3748 | 0 | 355.3748 | 0.010056 | 353.6157 | 0 | 355.3748 | 0.0057104 | 354.7826 | 0 | 354.2132 | 0 | 352.9079 | 0.16981 | 353.7876 | 0
| 355.5894 | 0 | 353.8274 | 0 | 353.83 | 0 | 355.5894 | 0 | 353.8275 | 0 | 355.5894 | 0 | 364.3517 | 0.066961 | 355.5894 | 0 | 355.5894 | 0 | 354.9969 | 0 | 355.5894 | 0 | 355.5894 | -0.002288 | 353.8275 | 0 | 355.5894 | -0.012809 | 354.9969 | 0 | 354.4287 | 0 | 353.1246 | -0.069112 | 354.0029 | 0
| 355.804 | 0 | 354.0392 | 0 | 354.04 | 0 | 355.804 | 0 | 354.0392 | 0 | 355.804 | 0 | 364.5676 | 0.24448 | 355.804 | 4.777e-05 | 355.804 | 0 | 355.2113 | 0 | 355.804 | 0 | 355.804 | 0.0041942 | 354.0392 | 0 | 355.804 | 0.0092444 | 355.2113 | 0 | 354.6443 | 0 | 353.3414 | 0.15739 | 354.2182 | 0
| 356.0186 | 0 | 354.2509 | 0 | 354.25 | 0 | 356.0186 | 0 | 354.2509 | 0 | 356.0186 | 0 | 364.7835 | 0.070725 | 356.0186 | 0 | 356.0186 | 0 | 355.4257 | 0 | 356.0186 | 0 | 356.0186 | 0.00063325 | 354.2509 | 0 | 356.0186 | -0.019734 | 355.4257 | 0 | 354.8598 | 0 | 353.5583 | -0.096466 | 354.4336 | 0
| 356.2333 | 0 | 354.4627 | 0 | 354.46 | 0 | 356.2333 | 0 | 354.4627 | 0 | 356.2333 | 0 | 364.9994 | 0.23523 | 356.2333 | 2.3528e-05 | 356.2333 | 0 | 355.64 | 0 | 356.2333 | 0 | 356.2333 | 0.0073872 | 354.4627 | 0 | 356.2333 | 0.0031349 | 355.64 | 0 | 355.0754 | 0 | 353.7751 | 0.14523 | 354.6489 | 0
| 356.4479 | 0 | 354.6745 | 0 | 354.67 | 0 | 356.4479 | 0 | 354.6745 | 0 | 356.4479 | 0 | 365.2153 | 0.060218 | 356.4479 | 0 | 356.4479 | 0 | 355.8545 | 0 | 356.4479 | 0 | 356.4479 | -0.0031723 | 354.6745 | 0 | 356.4479 | -0.011292 | 355.8544 | 0 | 355.291 | 0 | 353.9919 | -0.088934 | 354.8643 | 0
| 356.6626 | 0 | 354.8863 | 0 | 354.89 | 0 | 356.6626 | 0 | 354.8863 | 0 | 356.6626 | 0 | 365.4312 | 0.2299 | 356.6626 | 0.00011542 | 356.6626 | 0 | 356.0689 | 0 | 356.6626 | 0 | 356.6626 | 0.004623 | 354.8863 | 0 | 356.6626 | 0.010447 | 356.0689 | 0 | 355.5065 | 0 | 354.2088 | 0.16175 | 355.0797 | 0
| 356.8773 | 0 | 355.0981 | 0 | 355.1 | 0 | 356.8773 | 0 | 355.0981 | 0 | 356.8773 | 0 | 365.6472 | 0.049868 | 356.8773 | 0 | 356.8773 | 0 | 356.2833 | 0 | 356.8773 | 0 | 356.8773 | -0.0013281 | 355.0981 | 0 | 356.8773 | -0.012996 | 356.2833 | 0 | 355.7221 | 0 | 354.4256 | -0.13162 | 355.295 | 0
| 357.092 | 0 | 355.3099 | 0 | 355.31 | 0 | 357.092 | 0 | 355.3099 | 0 | 357.092 | 0 | 365.8631 | 0.23272 | 357.092 | 0.00010706 | 357.092 | 0 | 356.4978 | 0 | 357.092 | 0 | 357.092 | 0.009196 | 355.3099 | 0 | 357.092 | 0.01194 | 356.4978 | 0 | 355.9377 | 0 | 354.6425 | 0.16928 | 355.5104 | 0
| 357.3067 | 0 | 355.5217 | 0 | 355.52 | 0 | 357.3067 | 0 | 355.5217 | 0 | 357.3067 | 0 | 366.0791 | 0.059434 | 357.3067 | 0 | 357.3067 | 0 | 356.7122 | 0 | 357.3067 | 0 | 357.3067 | 0.0027078 | 355.5217 | 0 | 357.3067 | -0.016763 | 356.7122 | 0 | 356.1534 | 0 | 354.8594 | -0.10268 | 355.7259 | 0
| 357.5214 | 0 | 355.7335 | 0 | 355.73 | 0 | 357.5214 | 0 | 355.7336 | 0 | 357.5214 | 0 | 366.2951 | 0.2092 | 357.5214 | 6.4701e-05 | 357.5214 | 0 | 356.9267 | 0 | 357.5214 | 0 | 357.5214 | 0.011357 | 355.7336 | 0 | 357.5214 | 0.0049292 | 356.9267 | 0 | 356.369 | 0 | 355.0763 | 0.18342 | 355.9413 | 0
| 357.7361 | 0 | 355.9454 | 0 | 355.95 | 0 | 357.7361 | 0 | 355.9454 | 0 | 357.7361 | 0 | 366.5111 | 0.063511 | 357.7361 | 0 | 357.7361 | 0 | 357.1412 | 0 | 357.7361 | 0 | 357.7361 | 0.0033338 | 355.9454 | 0 | 357.7362 | -0.017602 | 357.1412 | 0 | 356.5846 | 0 | 355.2932 | -0.10373 | 356.1567 | 0
| 357.9509 | 0 | 356.1573 | 0 | 356.16 | 0 | 357.9509 | 0 | 356.1573 | 0 | 357.9509 | 0 | 366.7271 | 0.22268 | 357.9509 | 0.00010819 | 357.9509 | 0 | 357.3557 | 0 | 357.9509 | 0 | 357.9509 | 0.012578 | 356.1573 | 0 | 357.9509 | 0.0078923 | 357.3557 | 0 | 356.8003 | 0 | 355.5101 | 0.19161 | 356.3721 | 0
| 358.1657 | 0 | 356.3691 | 0 | 356.37 | 0 | 358.1657 | 0 | 356.3691 | 0 | 358.1657 | 0 | 366.9431 | 0.041871 | 358.1656 | 0 | 358.1657 | 0 | 357.5703 | 0 | 358.1657 | 0 | 358.1656 | -0.0074431 | 356.3691 | 0 | 358.1657 | -0.023263 | 357.5702 | 0 | 357.0159 | 0 | 355.7271 | -0.12382 | 356.5876 | 0
| 358.3804 | 0 | 356.581 | 0 | 356.58 | 0 | 358.3804 | 0 | 356.581 | 0 | 358.3804 | 0 | 367.1591 | 0.19477 | 358.3804 | 6.8702e-05 | 358.3804 | 0 | 357.7848 | 0 | 358.3804 | 0 | 358.3804 | 0.0062918 | 356.581 | 0 | 358.3804 | 0.0098256 | 357.7848 | 0 | 357.2316 | 0 | 355.944 | 0.14629 | 356.8031 | 0
| 358.5952 | 0 | 356.7929 | 0 | 356.79 | 0 | 358.5952 | 0 | 356.7929 | 0 | 358.5952 | 0 | 367.3752 | 0.062571 | 358.5952 | 0 | 358.5952 | 0 | 357.9994 | 0 | 358.5952 | 0 | 358.5952 | 0.001397 | 356.7929 | 0 | 358.5953 | -0.012079 | 357.9994 | 0 | 357.4473 | 0 | 356.161 | -0.10928 | 357.0185 | 0
| 358.81 | 0 | 357.0048 | 0 | 357 | 0 | 358.81 | 0 | 357.0048 | 0 | 358.81 | 0 | 367.5912 | 0.18944 | 358.81 | 3.9501e-05 | 358.81 | 0 | 358.2139 | 0 | 358.81 | 0 | 358.81 | 0.0051571 | 357.0048 | 0 | 358.81 | 0.007403 | 358.2139 | 0 | 357.6629 | 0 | 356.378 | 0.18302 | 357.234 | 0
| 359.0249 | 0 | 357.2168 | 0 | 357.22 | 0 | 359.0249 | 0 | 357.2168 | 0 | 359.0249 | 0 | 367.8073 | 0.0552 | 359.0249 | 0 | 359.0249 | 0 | 358.4285 | 0 | 359.0249 | 0 | 359.0249 | -0.0013723 | 357.2168 | 0 | 359.0249 | -0.014699 | 358.4285 | 0 | 357.8786 | 0 | 356.595 | -0.11827 | 357.4495 | 0
| 359.2397 | 0 | 357.4287 | 0 | 357.43 | 0 | 359.2397 | 0 | 357.4287 | 0 | 359.2397 | 0 | 368.0233 | 0.1885 | 359.2397 | 0.00012224 | 359.2397 | 0 | 358.6431 | 0 | 359.2397 | 0 | 359.2397 | 0.003905 | 357.4287 | 0 | 359.2397 | 0.009938 | 358.6431 | 0 | 358.0944 | 0 | 356.812 | 0.19386 | 357.665 | 0
| 359.4546 | 0 | 357.6407 | 0 | 357.64 | 0 | 359.4546 | 0 | 357.6407 | 0 | 359.4546 | 0 | 368.2394 | 0.043909 | 359.4546 | 0 | 359.4546 | 0 | 358.8578 | 0 | 359.4546 | 0 | 359.4546 | 0.004643 | 357.6407 | 0 | 359.4546 | -0.019602 | 358.8578 | 0 | 358.3101 | 0 | 357.029 | -0.1077 | 357.8806 | 0
| 359.6694 | 0 | 357.8526 | 0 | 357.85 | 0 | 359.6694 | 0 | 357.8526 | 0 | 359.6694 | 0 | 368.4555 | 0.15368 | 359.6694 | 3.3589e-05 | 359.6694 | 0 | 359.0724 | 0 | 359.6694 | 0 | 359.6694 | 0.0057575 | 357.8526 | 0 | 359.6694 | 0.0091067 | 359.0724 | 0 | 358.5258 | 0 | 357.246 | 0.1706 | 358.0961 | 0
| 359.8843 | 0 | 358.0646 | 0 | 358.06 | 0 | 359.8843 | 0 | 358.0646 | 0 | 359.8843 | 0 | 368.6716 | 0.049555 | 359.8843 | 0 | 359.8843 | 0 | 359.2871 | 0 | 359.8843 | 0 | 359.8843 | -0.0063699 | 358.0646 | 0 | 359.8843 | -0.01635 | 359.2871 | 0 | 358.7415 | 0 | 357.4631 | -0.11259 | 358.3116 | 0
| 360.0992 | 0 | 358.2766 | 0 | 358.28 | 0 | 360.0992 | 0 | 358.2766 | 0 | 360.0992 | 0 | 368.8877 | 0.19351 | 360.0992 | 0.00011918 | 360.0992 | 0 | 359.5017 | 0 | 360.0992 | 0 | 360.0992 | 0.0029333 | 358.2766 | 0 | 360.0992 | 0.0058137 | 359.5017 | 0 | 358.9573 | 0 | 357.6802 | 0.17443 | 358.5272 | 0
| 360.3141 | 0 | 358.4886 | 0 | 358.49 | 0 | 360.3141 | 0 | 358.4886 | 0 | 360.3141 | 0 | 369.1039 | 0.033089 | 360.3141 | 0 | 360.3141 | 0 | 359.7164 | 0 | 360.3141 | 0 | 360.3141 | 0.0031846 | 358.4886 | 0 | 360.3141 | -0.021004 | 359.7164 | 0 | 359.173 | 0 | 357.8972 | -0.097656 | 358.7428 | 0
| 360.5291 | 0 | 358.7006 | 0 | 358.7 | 0 | 360.5291 | 0 | 358.7006 | 0 | 360.5291 | 0 | 369.32 | 0.17344 | 360.5291 | 0.0001505 | 360.5291 | 0 | 359.9311 | 0 | 360.5291 | 0 | 360.5291 | 0.0035433 | 358.7006 | 0 | 360.529 | 0.0090235 | 359.9311 | 0 | 359.3888 | 0 | 358.1143 | 0.18276 | 358.9583 | 0
| 360.744 | 0 | 358.9126 | 0 | 358.91 | 0 | 360.744 | 0 | 358.9126 | 0 | 360.744 | 0 | 369.5362 | 0.041557 | 360.744 | 0 | 360.744 | 0 | 360.1458 | 0 | 360.744 | 0 | 360.744 | 0.0014528 | 358.9126 | 0 | 360.744 | -0.019239 | 360.1458 | 0 | 359.6046 | 0 | 358.3314 | -0.10215 | 359.174 | 0
| 360.959 | 0 | 359.1247 | 0 | 359.12 | 0 | 360.959 | 0 | 359.1247 | 0 | 360.959 | 0 | 369.7523 | 0.15807 | 360.959 | 6.9723e-05 | 360.959 | 0 | 360.3606 | 0 | 360.959 | 0 | 360.959 | 0.011781 | 359.1247 | 0 | 360.959 | 0.0072631 | 360.3606 | 0 | 359.8204 | 0 | 358.5485 | 0.15369 | 359.3896 | 0
| 361.1739 | 0 | 359.3367 | 0 | 359.34 | 0 | 361.1739 | 0 | 359.3367 | 0 | 361.1739 | 0 | 369.9685 | 0.045164 | 361.174 | 0 | 361.1739 | 0 | 360.5753 | 0 | 361.1739 | 0 | 361.174 | -1.0774e-05 | 359.3367 | 0 | 361.1739 | -0.014076 | 360.5753 | 0 | 360.0362 | 0 | 358.7656 | -0.10109 | 359.6052 | 0
| 361.3889 | 0 | 359.5488 | 0 | 359.55 | 0 | 361.3889 | 0 | 359.5488 | 0 | 361.3889 | 0 | 370.1847 | 0.16999 | 361.3889 | 4.1109e-05 | 361.3889 | 0 | 360.7901 | 0 | 361.3889 | 0 | 361.3889 | 0.0029395 | 359.5488 | 0 | 361.3889 | 0.010125 | 360.7901 | 0 | 360.252 | 0 | 358.9828 | 0.15078 | 359.8208 | 0
| 361.6039 | 0 | 359.7609 | 0 | 359.76 | 0 | 361.6039 | 0 | 359.7609 | 0 | 361.6039 | 0 | 370.4009 | 0.033089 | 361.6039 | 0 | 361.6039 | 0 | 361.0049 | 0 | 361.6039 | 0 | 361.6039 | 0.0017399 | 359.7609 | 0 | 361.6039 | -0.015451 | 361.0049 | 0 | 360.4678 | 0 | 359.1999 | -0.086952 | 360.0364 | 0
| 361.8189 | 0 | 359.973 | 0 | 359.97 | 0 | 361.8189 | 0 | 359.973 | 0 | 361.8189 | 0 | 370.6171 | 0.15305 | 361.8189 | 0.00010411 | 361.8189 | 0 | 361.2197 | 0 | 361.8189 | 0 | 361.8189 | 0.0067478 | 359.973 | 0 | 361.8189 | 0.0086209 | 361.2197 | 0 | 360.6837 | 0 | 359.4171 | 0.1562 | 360.2521 | 0
| 362.034 | 0 | 360.1851 | 0 | 360.19 | 0 | 362.034 | 0 | 360.1851 | 0 | 362.034 | 0 | 370.8333 | 0.041557 | 362.034 | 0 | 362.034 | 0 | 361.4345 | 0 | 362.034 | 0 | 362.034 | 0.0056724 | 360.1851 | 0 | 362.034 | -0.013383 | 361.4345 | 0 | 360.8995 | 0 | 359.6343 | -0.090256 | 360.4677 | 0
| 362.249 | 0 | 360.3972 | 0 | 360.4 | 0 | 362.249 | 0 | 360.3972 | 0 | 362.249 | 0 | 371.0495 | 0.16968 | 362.249 | 8.3279e-05 | 362.249 | 0 | 361.6493 | 0 | 362.249 | 0 | 362.249 | 0.0063708 | 360.3972 | 0 | 362.249 | 0.010014 | 361.6493 | 0 | 361.1154 | 0 | 359.8514 | 0.14391 | 360.6834 | 0
| 362.4641 | 0 | 360.6093 | 0 | 360.61 | 0 | 362.4641 | 0 | 360.6093 | 0 | 362.4641 | 0 | 371.2658 | 0.05473 | 362.4641 | 0 | 362.4641 | 0 | 361.8642 | 0 | 362.4641 | 0 | 362.4641 | 0.0045988 | 360.6093 | 0 | 362.4641 | -0.018155 | 361.8642 | 0 | 361.3312 | 0 | 360.0686 | -0.058276 | 360.8991 | 0
| 362.6792 | 0 | 360.8214 | 0 | 360.82 | 0 | 362.6792 | 0 | 360.8214 | 0 | 362.6792 | 0 | 371.4821 | 0.18128 | 362.6792 | 7.6046e-05 | 362.6792 | 0 | 362.079 | 0 | 362.6792 | 0 | 362.6792 | 0.0094721 | 360.8214 | 0 | 362.6792 | 0.0075822 | 362.079 | 0 | 361.5471 | 0 | 360.2858 | 0.13109 | 361.1148 | 0
| 362.8942 | 0 | 361.0336 | 0 | 361.03 | 0 | 362.8943 | 0 | 361.0336 | 0 | 362.8943 | 0 | 371.6983 | 0.047516 | 362.8943 | 0 | 362.8943 | 0 | 362.2939 | 0 | 362.8943 | 0 | 362.8943 | -0.00025224 | 361.0336 | 0 | 362.8943 | -0.019659 | 362.2939 | 0 | 361.763 | 0 | 360.503 | -0.086688 | 361.3305 | 0
| 363.1094 | 0 | 361.2458 | 0 | 361.25 | 0 | 363.1094 | 0 | 361.2458 | 0 | 363.1094 | 0 | 371.9146 | 0.16199 | 363.1094 | 7.7978e-05 | 363.1094 | 0 | 362.5088 | 0 | 363.1094 | 0 | 363.1094 | 0.011008 | 361.2458 | 0 | 363.1094 | 0.010276 | 362.5088 | 0 | 361.9789 | 0 | 360.7203 | 0.13836 | 361.5463 | 0
| 363.3245 | 0 | 361.4579 | 0 | 361.46 | 0 | 363.3245 | 0 | 361.4579 | 0 | 363.3245 | 0 | 372.1309 | 0.039518 | 363.3245 | 0 | 363.3245 | 0 | 362.7237 | 0 | 363.3245 | 0 | 363.3245 | 0.00060427 | 361.4579 | 0 | 363.3245 | -0.01095 | 362.7237 | 0 | 362.1948 | 0 | 360.9376 | -0.10109 | 361.762 | 0
| 363.5396 | 0 | 361.6701 | 0 | 361.67 | 0 | 363.5396 | 0 | 361.6701 | 0 | 363.5396 | 0 | 372.3472 | 0.15823 | 363.5396 | 6.7718e-05 | 363.5396 | 0 | 362.9386 | 0 | 363.5396 | 0 | 363.5396 | 0.0050634 | 361.6701 | 0 | 363.5396 | 0.015155 | 362.9386 | 0 | 362.4107 | 0 | 361.1548 | 0.13783 | 361.9777 | 0
| 363.7548 | 0 | 361.8823 | 0 | 361.88 | 0 | 363.7548 | 0 | 361.8823 | 0 | 363.7548 | 0 | 372.5635 | 0.037009 | 363.7548 | 0 | 363.7548 | 0 | 363.1536 | 0 | 363.7548 | 0 | 363.7548 | 0.0062203 | 361.8823 | 0 | 363.7548 | -0.015441 | 363.1536 | 0 | 362.6266 | 0 | 361.3721 | -0.08193 | 362.1935 | 0
| 363.9699 | 0 | 362.0945 | 0 | 362.09 | 0 | 363.9699 | 0 | 362.0945 | 0 | 363.9699 | 0 | 372.7798 | 0.16058 | 363.9699 | 0.00010957 | 363.9699 | 0 | 363.3685 | 0 | 363.9699 | 0 | 363.9699 | 0.01143 | 362.0945 | 0 | 363.9699 | 0.0056702 | 363.3685 | 0 | 362.8425 | 0 | 361.5894 | 0.13994 | 362.4093 | 0
| 364.1851 | 0 | 362.3068 | 0 | 362.31 | 0 | 364.1851 | 0 | 362.3068 | 0 | 364.1851 | 0 | 372.9962 | 0.057239 | 364.1851 | 0 | 364.1851 | 0 | 363.5835 | 0 | 364.1851 | 0 | 364.1851 | 0.0029398 | 362.3068 | 0 | 364.1851 | -0.014103 | 363.5835 | 0 | 363.0585 | 0 | 361.8067 | -0.11008 | 362.625 | 0
| 364.4003 | 0 | 362.519 | 0 | 362.52 | 0 | 364.4003 | 0 | 362.519 | 0 | 364.4003 | 0 | 373.2125 | 0.16199 | 364.4003 | 0.00010251 | 364.4003 | 0 | 363.7985 | 0 | 364.4003 | 0 | 364.4003 | 0.013093 | 362.519 | 0 | 364.4003 | 0.0097772 | 363.7985 | 0 | 363.2744 | 0 | 362.024 | 0.14787 | 362.8408 | 0
| 364.6155 | 0 | 362.7313 | 0 | 362.73 | 0 | 364.6155 | 0 | 362.7313 | 0 | 364.6155 | 0 | 373.4289 | 0.042655 | 364.6155 | 0 | 364.6155 | 0 | 364.0135 | 0 | 364.6155 | 0 | 364.6155 | -0.00088516 | 362.7313 | 0 | 364.6155 | -0.014369 | 364.0135 | 0 | 363.4904 | 0 | 362.2413 | -0.093427 | 363.0566 | 0
| 364.8307 | 0 | 362.9435 | 0 | 362.94 | 0 | 364.8307 | 0 | 362.9435 | 0 | 364.8307 | 0 | 373.6453 | 0.14067 | 364.8307 | 9.8252e-05 | 364.8307 | 0 | 364.2285 | 0 | 364.8307 | 0 | 364.8307 | 0.0076849 | 362.9435 | 0 | 364.8308 | 0.0082707 | 364.2285 | 0 | 363.7064 | 0 | 362.4587 | 0.11365 | 363.2725 | 0
| 365.046 | 0 | 363.1558 | 0 | 363.16 | 0 | 365.046 | 0 | 363.1558 | 0 | 365.046 | 0 | 373.8616 | 0.044223 | 365.046 | 0 | 365.046 | 0 | 364.4435 | 0 | 365.046 | 0 | 365.046 | 0.00050035 | 363.1558 | 0 | 365.046 | -0.016928 | 364.4435 | 0 | 363.9224 | 0 | 362.676 | -0.071359 | 363.4883 | 0
| 365.2612 | 0 | 363.3681 | 0 | 363.37 | 0 | 365.2612 | 0 | 363.3681 | 0 | 365.2612 | 0 | 374.078 | 0.14129 | 365.2612 | 6.8676e-05 | 365.2612 | 0 | 364.6586 | 0 | 365.2612 | 0 | 365.2612 | 0.0077658 | 363.3681 | 0 | 365.2612 | 0.0056467 | 364.6586 | 0 | 364.1383 | 0 | 362.8934 | 0.13889 | 363.7041 | 0
| 365.4765 | 0 | 363.5804 | 0 | 363.58 | 0 | 365.4765 | 0 | 363.5804 | 0 | 365.4765 | 0 | 374.2944 | 0.023052 | 365.4765 | 0 | 365.4765 | 0 | 364.8736 | 0 | 365.4765 | 0 | 365.4765 | 0.0035677 | 363.5804 | 0 | 365.4765 | -0.021692 | 364.8736 | 0 | 364.3544 | 0 | 363.1108 | -0.076909 | 363.92 | 0
| 365.6918 | 0 | 363.7927 | 0 | 363.79 | 0 | 365.6918 | 0 | 363.7927 | 0 | 365.6918 | 0 | 374.5109 | 0.14945 | 365.6918 | 0.00010155 | 365.6918 | 0 | 365.0887 | 0 | 365.6918 | 0 | 365.6918 | 0.00083745 | 363.7927 | 0 | 365.6918 | 0.012156 | 365.0887 | 0 | 364.5704 | 0 | 363.3282 | 0.12633 | 364.1358 | 0
| 365.9071 | 0 | 364.005 | 0 | 364.01 | 0 | 365.9071 | 0 | 364.005 | 0 | 365.9071 | 0 | 374.7273 | 0.053475 | 365.9071 | 0 | 365.9071 | 0 | 365.3038 | 0 | 365.9071 | 0 | 365.9071 | -0.00062001 | 364.005 | 0 | 365.9071 | -0.016565 | 365.3038 | 0 | 364.7864 | 0 | 363.5456 | -0.085366 | 364.3517 | 0
| 366.1224 | 0 | 364.2174 | 0 | 364.22 | 0.24112 | 366.1224 | 0 | 364.2174 | 0 | 366.1224 | 0 | 374.9437 | 0.16325 | 366.1224 | 9.8613e-05 | 366.1224 | 0 | 365.5189 | 0 | 366.1224 | 0 | 366.1224 | 0.0012601 | 364.2174 | 0 | 366.1224 | 0.010482 | 365.5189 | 0 | 365.0024 | 0 | 363.763 | 0.1118 | 364.5676 | 0
| 366.3377 | 0 | 364.4298 | 0 | 364.43 | 0 | 366.3377 | 0 | 364.4297 | 0 | 366.3377 | 0 | 375.1602 | 0.045634 | 366.3377 | 0 | 366.3377 | 0 | 365.7341 | 0 | 366.3377 | 0 | 366.3377 | 0.0063642 | 364.4297 | 0 | 366.3377 | -0.022029 | 365.7341 | 0 | 365.2185 | 0 | 363.9804 | -0.082195 | 364.7835 | 0
| 366.553 | 0 | 364.6421 | 0 | 364.64 | 0 | 366.553 | 0 | 364.6421 | 0 | 366.553 | 0 | 375.3766 | 0.15431 | 366.553 | 0.00010108 | 366.553 | 0 | 365.9492 | 0 | 366.553 | 0 | 366.553 | 0.0079288 | 364.6421 | 0 | 366.553 | 0.011173 | 365.9492 | 0 | 365.4345 | 0 | 364.1979 | 0.10611 | 364.9994 | 0
| 366.7684 | 0 | 364.8545 | 0 | 364.85 | 0 | 366.7684 | 0 | 364.8545 | 0 | 366.7684 | 0 | 375.5931 | 0.057709 | 366.7684 | 0 | 366.7684 | 0 | 366.1644 | 0 | 366.7684 | 0 | 366.7684 | 0.0020331 | 364.8545 | 0 | 366.7684 | -0.011364 | 366.1644 | 0 | 365.6506 | 0 | 364.4153 | -0.069509 | 365.2153 | 0
| 366.9838 | 0 | 365.0669 | 0 | 365.07 | 0 | 366.9838 | 0 | 365.0669 | 0 | 366.9838 | 0 | 375.8096 | 0.13706 | 366.9838 | 9.2262e-05 | 366.9838 | 0 | 366.3795 | 0 | 366.9838 | 0 | 366.9838 | 0.0032481 | 365.0669 | 0 | 366.9838 | 0.011599 | 366.3795 | 0 | 365.8667 | 0 | 364.6328 | 0.11761 | 365.4312 | 0
| 367.1992 | 0 | 365.2793 | 0 | 365.28 | 0 | 367.1992 | 0 | 365.2793 | 0 | 367.1992 | 0 | 376.0261 | 0.029168 | 367.1992 | 0 | 367.1992 | 0 | 366.5947 | 0 | 367.1992 | 0 | 367.1992 | 0.0027355 | 365.2793 | 0 | 367.1992 | -0.015111 | 366.5947 | 0 | 366.0828 | 0 | 364.8503 | -0.042947 | 365.6472 | 0
| 367.4146 | 0 | 365.4917 | 0 | 365.49 | 0 | 367.4146 | 0 | 365.4917 | 0 | 367.4146 | 0 | 376.2426 | 0.12969 | 367.4146 | 6.0523e-05 | 367.4146 | 0 | 366.8099 | 0 | 367.4146 | 0 | 367.4146 | 0.013801 | 365.4917 | 0 | 367.4146 | 0.0056059 | 366.8099 | 0 | 366.2989 | 0 | 365.0678 | 0.099241 | 365.8631 | 0
| 367.63 | 0 | 365.7041 | 0 | 365.7 | 0 | 367.63 | 0 | 365.7041 | 0 | 367.63 | 0 | 376.4591 | 0.021798 | 367.63 | 0 | 367.63 | 0 | 367.0252 | 0 | 367.63 | 0 | 367.63 | -0.00097274 | 365.7041 | 0 | 367.63 | -0.018559 | 367.0251 | 0 | 366.515 | 0 | 365.2853 | -0.046383 | 366.0791 | 0
| 367.8454 | 0 | 365.9166 | 0 | 365.92 | 0 | 367.8454 | 0 | 365.9166 | 0 | 367.8454 | 0 | 376.6757 | 0.13267 | 367.8454 | 8.5766e-05 | 367.8454 | 0 | 367.2404 | 0 | 367.8454 | 0 | 367.8454 | 0.0034244 | 365.9166 | 0 | 367.8454 | 0.0074106 | 367.2404 | 0 | 366.7311 | 0 | 365.5028 | 0.11047 | 366.2951 | 0
| 368.0608 | 0 | 366.129 | 0 | 366.13 | 0 | 368.0608 | 0 | 366.129 | 0 | 368.0608 | 0 | 376.8922 | 0.029482 | 368.0609 | 0 | 368.0608 | 0 | 367.4556 | 0 | 368.0608 | 0 | 368.0609 | 0.00073147 | 366.129 | 0 | 368.0609 | -0.013985 | 367.4556 | 0 | 366.9472 | 0 | 365.7203 | -0.071887 | 366.5111 | 0
| 368.2763 | 0 | 366.3415 | 0 | 366.34 | 0 | 368.2763 | 0 | 366.3415 | 0 | 368.2763 | 0 | 377.1088 | 0.13737 | 368.2763 | 0.00010905 | 368.2763 | 0 | 367.6709 | 0 | 368.2763 | 0 | 368.2763 | 0.011056 | 366.3415 | 0 | 368.2763 | 0.01236 | 367.6709 | 0 | 367.1634 | 0 | 365.9379 | 0.089066 | 366.7271 | 0
| 368.4918 | 0 | 366.554 | 0 | 366.55 | 0 | 368.4918 | 0 | 366.554 | 0 | 368.4918 | 0 | 377.3254 | 0.034343 | 368.4918 | 0 | 368.4918 | 0 | 367.8862 | 0 | 368.4918 | 0 | 368.4918 | 0.0016872 | 366.554 | 0 | 368.4918 | -0.017057 | 367.8862 | 0 | 367.3795 | 0 | 366.1554 | -0.058937 | 366.9431 | 0
| 368.7073 | 0 | 366.7665 | 0 | 366.77 | 0 | 368.7073 | 0 | 366.7664 | 0 | 368.7073 | 0 | 377.5419 | 0.14333 | 368.7072 | 7.8374e-05 | 368.7073 | 0 | 368.1015 | 0 | 368.7073 | 0 | 368.7072 | 0.004427 | 366.7664 | 0 | 368.7072 | 0.0092433 | 368.1015 | 0 | 367.5957 | 0 | 366.373 | 0.083516 | 367.1591 | 0
| 368.9228 | 0 | 366.9789 | 0 | 366.98 | 0 | 368.9228 | 0 | 366.9789 | 0 | 368.9228 | 0 | 377.7585 | 0.034186 | 368.9228 | 0 | 368.9228 | 0 | 368.3168 | 0 | 368.9228 | 0 | 368.9228 | 0.0035795 | 366.9789 | 0 | 368.9228 | -0.017417 | 368.3168 | 0 | 367.8119 | 0 | 366.5906 | -0.05048 | 367.3752 | 0
| 369.1383 | 0 | 367.1915 | 0 | 367.19 | 0 | 369.1383 | 0 | 367.1915 | 0 | 369.1383 | 0 | 377.9751 | 0.13722 | 369.1383 | 6.2545e-05 | 369.1383 | 0 | 368.5321 | 0 | 369.1383 | 0 | 369.1383 | 0.0035367 | 367.1915 | 0 | 369.1383 | 0.0094751 | 368.5321 | 0 | 368.028 | 0 | 366.8082 | 0.074795 | 367.5912 | 0
| 369.3538 | 0 | 367.404 | 0 | 367.4 | 0 | 369.3538 | 0 | 367.404 | 0 | 369.3538 | 0 | 378.1917 | 0.044536 | 369.3538 | 0 | 369.3538 | 0 | 368.7475 | 0 | 369.3538 | 0 | 369.3538 | 0.0058161 | 367.404 | 0 | 369.3538 | -0.014053 | 368.7475 | 0 | 368.2442 | 0 | 367.0258 | -0.056691 | 367.8073 | 0
| 369.5693 | 0 | 367.6165 | 0 | 367.62 | 0 | 369.5694 | 0 | 367.6165 | 0 | 369.5694 | 0 | 378.4084 | 0.13628 | 369.5693 | 8.2184e-05 | 369.5693 | 0 | 368.9628 | 0 | 369.5694 | 0 | 369.5693 | 0.012949 | 367.6165 | 0 | 369.5693 | 0.0062945 | 368.9629 | 0 | 368.4604 | 0 | 367.2434 | 0.074927 | 368.0233 | 0
| 369.7849 | 0 | 367.8291 | 0 | 367.83 | 0 | 369.7849 | 0 | 367.8291 | 0 | 369.7849 | 0 | 378.625 | 0.030109 | 369.7849 | 0 | 369.7849 | 0 | 369.1782 | 0 | 369.7849 | 0 | 369.7849 | -0.0043441 | 367.8291 | 0 | 369.7849 | -0.016977 | 369.1782 | 0 | 368.6766 | 0 | 367.4611 | -0.051933 | 368.2394 | 0
| 370.0005 | 0 | 368.0416 | 0 | 368.04 | 0 | 370.0005 | 0 | 368.0416 | 0 | 370.0005 | 0 | 378.8417 | 0.11369 | 370.0005 | 4.644e-05 | 370.0005 | 0 | 369.3936 | 0 | 370.0005 | 0 | 370.0005 | 0.0055406 | 368.0416 | 0 | 370.0005 | 0.0081212 | 369.3936 | 0 | 368.8929 | 0 | 367.6787 | 0.071755 | 368.4555 | 0
| 370.2161 | 0 | 368.2542 | 0 | 368.25 | 0 | 370.2161 | 0 | 368.2542 | 0 | 370.2161 | 0 | 379.0583 | 0.032775 | 370.2161 | 0 | 370.2161 | 0 | 369.609 | 0 | 370.2161 | 0 | 370.2161 | -0.0022303 | 368.2542 | 0 | 370.2161 | -0.017305 | 369.609 | 0 | 369.1091 | 0 | 367.8964 | -0.054973 | 368.6716 | 0
| 370.4317 | 0 | 368.4668 | 0 | 368.47 | 0 | 370.4317 | 0 | 368.4668 | 0 | 370.4317 | 0 | 379.275 | 0.13126 | 370.4317 | 9.9452e-05 | 370.4317 | 0 | 369.8244 | 0 | 370.4317 | 0 | 370.4317 | 0.0045698 | 368.4668 | 0 | 370.4317 | 0.0068548 | 369.8245 | 0 | 369.3253 | 0 | 368.114 | 0.072416 | 368.8877 | 0
| 370.6473 | 0 | 368.6794 | 0 | 368.68 | 0 | 370.6473 | 0 | 368.6794 | 0 | 370.6473 | 0 | 379.4917 | 0.034186 | 370.6473 | 0 | 370.6473 | 0 | 370.0399 | 0 | 370.6473 | 0 | 370.6473 | -0.00086628 | 368.6794 | 0 | 370.6473 | -0.015984 | 370.0399 | 0 | 369.5416 | 0 | 368.3318 | -0.066601 | 369.1039 | 0
| 370.8629 | 0 | 368.892 | 0 | 368.89 | 0 | 370.8629 | 0 | 368.892 | 0 | 370.8629 | 0 | 379.7084 | 0.11338 | 370.8629 | 0.00011651 | 370.8629 | 0 | 370.2553 | 0 | 370.8629 | 0 | 370.8629 | 0.011953 | 368.892 | 0 | 370.8629 | 0.014868 | 370.2553 | 0 | 369.7578 | 0 | 368.5494 | 0.077305 | 369.32 | 0
| 371.0786 | 0 | 369.1046 | 0 | 369.1 | 0 | 371.0786 | 0 | 369.1046 | 0 | 371.0786 | 0 | 379.9251 | 0.027286 | 371.0786 | 3.4873e-05 | 371.0786 | 0 | 370.4708 | 0 | 371.0786 | 0 | 371.0786 | 0.0016857 | 369.1046 | 0 | 371.0786 | -0.0098113 | 370.4708 | 0 | 369.9741 | 0 | 368.7672 | -0.047969 | 369.5362 | 0
| 371.2942 | 0 | 369.3173 | 0 | 369.32 | 0 | 371.2942 | 0 | 369.3173 | 0 | 371.2942 | 0 | 380.1418 | 0.12044 | 371.2943 | 6.6158e-05 | 371.2942 | 0 | 370.6863 | 0 | 371.2942 | 0 | 371.2943 | 0.0022066 | 369.3173 | 0 | 371.2942 | 0.0081709 | 370.6863 | 0 | 370.1904 | 0 | 368.9849 | 0.071094 | 369.7523 | 0
| 371.5099 | 0 | 369.5299 | 0 | 369.53 | 0 | 371.5099 | 0 | 369.5299 | 0 | 371.5099 | 0 | 380.3585 | 0.036539 | 371.5099 | 0 | 371.5099 | 0 | 370.9018 | 0 | 371.5099 | 0 | 371.5099 | 0.0040692 | 369.5299 | 0 | 371.5099 | -0.016822 | 370.9018 | 0 | 370.4067 | 0 | 369.2026 | -0.059598 | 369.9685 | 0
| 371.7256 | 0 | 369.7426 | 0 | 369.74 | 0 | 371.7256 | 0 | 369.7426 | 0 | 371.7256 | 0 | 380.5753 | 0.1126 | 371.7256 | 8.6697e-05 | 371.7256 | 0 | 371.1173 | 0 | 371.7256 | 0 | 371.7256 | 0.0058849 | 369.7426 | 0 | 371.7256 | 0.010097 | 371.1173 | 0 | 370.623 | 0 | 369.4204 | 0.074002 | 370.1847 | 0
| 371.9413 | 0 | 369.9553 | 0 | 369.96 | 0 | 371.9413 | 0 | 369.9553 | 0 | 371.9413 | 0 | 380.7921 | 0.0207 | 371.9413 | 0 | 371.9413 | 0 | 371.3328 | 0 | 371.9413 | 0 | 371.9413 | -0.0018275 | 369.9553 | 0 | 371.9413 | -0.012842 | 371.3329 | 0 | 370.8393 | 0 | 369.6381 | -0.039776 | 370.4009 | 0
| 372.157 | 0 | 370.168 | 0.1537 | 370.17 | 0 | 372.157 | 0 | 370.168 | 0 | 372.157 | 0 | 381.0088 | 0.10962 | 372.157 | 8.742e-05 | 372.157 | 0 | 371.5484 | 0 | 372.157 | 0 | 372.157 | 0.010404 | 370.168 | 0 | 372.157 | 0.0075674 | 371.5484 | 0 | 371.0556 | 0 | 369.8559 | 0.067659 | 370.6171 | 0
| 372.3728 | 0 | 370.3807 | 0.029159 | 370.38 | 0 | 372.3728 | 0 | 370.3807 | 0 | 372.3728 | 0 | 381.2256 | 0.0276 | 372.3728 | 0 | 372.3728 | 0 | 371.764 | 0 | 372.3728 | 0 | 372.3728 | 0.00022065 | 370.3807 | 0 | 372.3728 | -0.015758 | 371.764 | 0 | 371.272 | 0 | 370.0737 | -0.043212 | 370.8333 | 0
| 372.5885 | 0 | 370.5934 | 0.11392 | 370.59 | 0 | 372.5885 | 0 | 370.5934 | 0 | 372.5885 | 0 | 381.4424 | 0.10256 | 372.5885 | 4.4071e-05 | 372.5885 | 0 | 371.9795 | 0 | 372.5885 | 0 | 372.5885 | 0.0088926 | 370.5934 | 0 | 372.5885 | 0.013915 | 371.9795 | 0 | 371.4883 | 0 | 370.2915 | 0.07453 | 371.0495 | 0
| 372.8043 | 0 | 370.8061 | 0.002803 | 370.81 | 0 | 372.8043 | 0 | 370.8061 | 0 | 372.8043 | 0 | 381.6592 | 0.029011 | 372.8043 | 0 | 372.8043 | 0 | 372.1951 | 0 | 372.8043 | 0 | 372.8043 | 0.0028753 | 370.8061 | 0 | 372.8043 | -0.017497 | 372.1951 | 0 | 371.7047 | 0 | 370.5093 | -0.041097 | 371.2658 | 0
| 373.0201 | 0 | 371.0189 | 0.21869 | 371.02 | 0 | 373.0201 | 0 | 371.0189 | 0 | 373.0201 | 0 | 381.876 | 0.10021 | 373.0201 | 0.00013305 | 373.0201 | 0 | 372.4107 | 0 | 373.0201 | 0 | 373.0201 | 0.0074089 | 371.0189 | 0 | 373.0201 | 0.0071502 | 372.4107 | 0 | 371.9211 | 0 | 370.7272 | 0.068055 | 371.4821 | 0
| 373.2359 | 0 | 371.2316 | -0.012693 | 371.23 | 0 | 373.2358 | 0 | 371.2316 | 0 | 373.2358 | 0 | 382.0928 | 0.023523 | 373.2358 | 0 | 373.2359 | 0 | 372.6264 | 0 | 373.2358 | 0 | 373.2358 | 0.0036268 | 371.2316 | 0 | 373.2358 | -0.015173 | 372.6264 | 0 | 372.1374 | 0 | 370.945 | -0.052065 | 371.6983 | 0
| 373.4517 | 0 | 371.4444 | 0.23154 | 371.44 | 0 | 373.4517 | 0 | 371.4444 | 0 | 373.4517 | 0 | 382.3096 | 0.10977 | 373.4517 | 9.5946e-05 | 373.4517 | 0 | 372.842 | 0 | 373.4517 | 0 | 373.4517 | 0.0098965 | 371.4444 | 0 | 373.4517 | 0.0085748 | 372.842 | 0 | 372.3538 | 0 | 371.1629 | 0.069112 | 371.9146 | 0
| 373.6675 | 0 | 371.6571 | -0.00062098 | 371.66 | 0 | 373.6675 | 0 | 371.6571 | 0 | 373.6675 | 0 | 382.5265 | 0.033246 | 373.6675 | 0 | 373.6675 | 0 | 373.0577 | 0 | 373.6675 | 0 | 373.6675 | -0.0039302 | 371.6571 | 0 | 373.6675 | -0.01685 | 373.0577 | 0 | 372.5702 | 0 | 371.3807 | -0.04308 | 372.1309 | 0
| 373.8833 | 0 | 371.8699 | 0.20115 | 371.87 | 0 | 373.8833 | 0 | 371.8699 | 0 | 373.8833 | 0 | 382.7434 | 0.099893 | 373.8833 | 3.893e-05 | 373.8833 | 0 | 373.2733 | 0 | 373.8833 | 0 | 373.8833 | 0.0073294 | 371.8699 | 0 | 373.8833 | 0.0052879 | 373.2733 | 0 | 372.7866 | 0 | 371.5986 | 0.070962 | 372.3472 | 0
| 374.0992 | 0 | 372.0827 | 0.19571 | 372.08 | 0 | 374.0992 | 0 | 372.0827 | 0 | 374.0992 | 0 | 382.9602 | 0.026816 | 374.0992 | 0 | 374.0992 | 0 | 373.489 | 0 | 374.0992 | 0 | 374.0992 | -0.0015363 | 372.0827 | 0 | 374.0992 | -0.013978 | 373.489 | 0 | 373.003 | 0 | 371.8165 | -0.048497 | 372.5635 | 0
| 374.315 | 0 | 372.2956 | 0.14431 | 372.3 | 0 | 374.315 | 0 | 372.2956 | 0 | 374.315 | 0 | 383.1771 | 0.10193 | 374.315 | 0.00011807 | 374.315 | 0 | 373.7047 | 0 | 374.315 | 0 | 374.315 | 0.0078813 | 372.2956 | 0 | 374.315 | 0.0094364 | 373.7047 | 0 | 373.2195 | 0 | 372.0344 | 0.066998 | 372.7798 | 0
| 374.5309 | 0 | 372.5084 | 0.05214 | 372.51 | 0 | 374.5309 | 0 | 372.5084 | 0 | 374.5309 | 0 | 383.394 | 0.035127 | 374.5309 | 0 | 374.5309 | 0 | 373.9204 | 0 | 374.5309 | 0 | 374.5309 | 0.00044825 | 372.5084 | 0 | 374.5309 | -0.011314 | 373.9204 | 0 | 373.4359 | 0 | 372.2523 | -0.046383 | 372.9962 | 0
| 374.7468 | 0 | 372.7212 | 0.073144 | 372.72 | 0 | 374.7468 | 0 | 372.7212 | 0 | 374.7468 | 0 | 383.6109 | 0.088759 | 374.7468 | 7.8753e-05 | 374.7468 | 0 | 374.1362 | 0 | 374.7468 | 0 | 374.7468 | 0.0076808 | 372.7212 | 0 | 374.7468 | 0.010755 | 374.1362 | 0 | 373.6523 | 0 | 372.4703 | 0.067262 | 373.2125 | 0
| 374.9627 | 0 | 372.9341 | 0.012819 | 372.93 | 0 | 374.9627 | 0 | 372.9341 | 0 | 374.9627 | 0 | 383.8278 | 0.022268 | 374.9627 | 0 | 374.9627 | 0 | 374.3519 | 0 | 374.9627 | 0 | 374.9627 | 1.6818e-05 | 372.9341 | 0 | 374.9627 | -0.013328 | 374.3519 | 0 | 373.8688 | 0 | 372.6882 | -0.04308 | 373.4289 | 0
| 375.1786 | 0 | 373.1469 | 0.15494 | 373.15 | 0 | 375.1786 | 0 | 373.1469 | 0 | 375.1786 | 0 | 384.0447 | 0.099266 | 375.1786 | 0.00014436 | 375.1786 | 0 | 374.5677 | 0 | 375.1786 | 0 | 375.1786 | 0.0033629 | 373.1469 | 0 | 375.1787 | 0.013608 | 374.5677 | 0 | 374.0853 | 0 | 372.9062 | 0.060523 | 373.6453 | 0
| 375.3946 | 0 | 373.3598 | 0.065978 | 373.36 | 0 | 375.3946 | 0 | 373.3598 | 0 | 375.3946 | 0 | 384.2617 | 0.035911 | 375.3946 | 0 | 375.3946 | 0 | 374.7835 | 0 | 375.3946 | 0 | 375.3946 | 0.0030527 | 373.3598 | 0 | 375.3946 | -0.017983 | 374.7835 | 0 | 374.3017 | 0 | 373.1241 | -0.047969 | 373.8616 | 0
| 375.6105 | 0 | 373.5727 | 0.21523 | 373.57 | 0 | 375.6105 | 0 | 373.5727 | 0 | 375.6105 | 0 | 384.4786 | 0.093307 | 375.6105 | 8.7879e-05 | 375.6105 | 0 | 374.9993 | 0 | 375.6105 | 0 | 375.6105 | 0.0052097 | 373.5727 | 0 | 375.6105 | 0.0093537 | 374.9993 | 0 | 374.5182 | 0 | 373.3421 | 0.078098 | 374.078 | 0
| 375.8265 | 0 | 373.7856 | 0.047939 | 373.79 | 0 | 375.8265 | 0 | 373.7856 | 0 | 375.8265 | 0 | 384.6956 | 0.026973 | 375.8265 | 0 | 375.8265 | 0 | 375.2151 | 0 | 375.8265 | 0 | 375.8265 | -0.0052989 | 373.7856 | 0 | 375.8265 | -0.011566 | 375.2151 | 0 | 374.7347 | 0 | 373.5601 | -0.044269 | 374.2944 | 0
| 376.0425 | 0 | 373.9985 | 0.2093 | 374 | 0 | 376.0425 | 0 | 373.9985 | 0 | 376.0425 | 0 | 384.9126 | 0.084839 | 376.0425 | 0.00011873 | 376.0425 | 0 | 375.4309 | 0 | 376.0425 | 0 | 376.0425 | 0.0036901 | 373.9985 | 0 | 376.0425 | 0.0070579 | 375.4309 | 0 | 374.9512 | 0 | 373.7781 | 0.066073 | 374.5109 | 0
| 376.2585 | 0 | 374.2114 | 0.015016 | 374.21 | 0 | 376.2585 | 0 | 374.2114 | 0 | 376.2585 | 0 | 385.1295 | 0.019289 | 376.2585 | 0 | 376.2585 | 0 | 375.6467 | 0 | 376.2585 | 0 | 376.2585 | -0.0020758 | 374.2114 | 0 | 376.2585 | -0.013228 | 375.6467 | 0 | 375.1678 | 0 | 373.9962 | -0.033433 | 374.7273 | 0
| 376.4745 | 0 | 374.4244 | 0.18632 | 374.42 | 0 | 376.4745 | 0 | 374.4243 | 0 | 376.4745 | 0 | 385.3465 | 0.092052 | 376.4745 | 9.8829e-05 | 376.4745 | 0 | 375.8626 | 0 | 376.4745 | 0 | 376.4745 | 0.0071116 | 374.4243 | 0 | 376.4745 | 0.0042524 | 375.8626 | 0 | 375.3843 | 0 | 374.2142 | 0.07083 | 374.9437 | 0
| 376.6905 | 0 | 374.6373 | 0.074132 | 374.64 | 0 | 376.6905 | 0 | 374.6373 | 0 | 376.6905 | 0 | 385.5635 | 0.023993 | 376.6905 | 0 | 376.6905 | 0 | 376.0785 | 0 | 376.6905 | 0 | 376.6905 | 0.0051569 | 374.6373 | 0 | 376.6905 | -0.011893 | 376.0785 | 0 | 375.6008 | 0 | 374.4322 | -0.043608 | 375.1602 | 0
| 376.9065 | 0 | 374.8503 | 0.23006 | 374.85 | 0 | 376.9066 | 0 | 374.8503 | 0 | 376.9066 | 0 | 385.7806 | 0.082016 | 376.9066 | 0.00011581 | 376.9065 | 0 | 376.2944 | 0 | 376.9066 | 0 | 376.9066 | 0.0046119 | 374.8503 | 0 | 376.9066 | 0.013111 | 376.2944 | 0 | 375.8174 | 0 | 374.6503 | 0.070434 | 375.3766 | 0
| 377.1226 | 0 | 375.0632 | -0.020544 | 375.06 | 0 | 377.1226 | 0 | 375.0632 | 0 | 377.1226 | 0 | 385.9976 | 0.02415 | 377.1226 | 0 | 377.1226 | 0 | 376.5103 | 0 | 377.1226 | 0 | 377.1226 | -0.0025728 | 375.0632 | 0 | 377.1226 | -0.012351 | 376.5103 | 0 | 376.0339 | 0 | 374.8684 | -0.050612 | 375.5931 | 0
| 377.3387 | 0 | 375.2763 | 0.11466 | 375.28 | 0 | 377.3387 | 0 | 375.2762 | 0 | 377.3387 | 0 | 386.2146 | 0.085623 | 377.3387 | 0.00012941 | 377.3387 | 0 | 376.7262 | 0 | 377.3387 | 0 | 377.3387 | 0.0060421 | 375.2762 | 0 | 377.3387 | 0.010649 | 376.7262 | 0 | 376.2505 | 0 | 375.0864 | 0.078891 | 375.8096 | 0
| 377.5548 | 0 | 375.4892 | 0.084758 | 375.49 | 0 | 377.5548 | 0 | 375.4892 | 0 | 377.5548 | 0 | 386.4317 | 0.023836 | 377.5547 | 0 | 377.5548 | 0 | 376.9421 | 0 | 377.5548 | 0 | 377.5547 | 0.007538 | 375.4892 | 0 | 377.5548 | -0.018035 | 376.9421 | 0 | 376.4671 | 0 | 375.3045 | -0.049687 | 376.0261 | 0
| 377.7709 | 0 | 375.7022 | 0.14159 | 375.7 | 0 | 377.7709 | 0 | 375.7022 | 0 | 377.7709 | 0 | 386.6488 | 0.086564 | 377.7708 | 0.0001345 | 377.7709 | 0 | 377.1581 | 0 | 377.7709 | 0 | 377.7708 | 0.0060878 | 375.7022 | 0 | 377.7708 | 0.0087275 | 377.1581 | 0 | 376.6837 | 0 | 375.5226 | 0.064223 | 376.2426 | 0
| 377.987 | 0 | 375.9153 | 0.035831 | 375.92 | 0 | 377.987 | 0 | 375.9153 | 0 | 377.987 | 0 | 386.8658 | 0.012699 | 377.987 | 0 | 377.987 | 0 | 377.374 | 0 | 377.987 | 0 | 377.987 | -0.0041646 | 375.9153 | 0 | 377.987 | -0.012024 | 377.374 | 0 | 376.9003 | 0 | 375.7408 | -0.036604 | 376.4591 | 0
| 378.2031 | 0 | 376.1283 | 0.06153 | 376.13 | 0 | 378.2031 | 0 | 376.1283 | 0 | 378.2031 | 0 | 387.0829 | 0.085152 | 378.2031 | 6.9847e-05 | 378.2031 | 0 | 377.59 | 0 | 378.2031 | 0 | 378.2031 | 0.0055505 | 376.1283 | 0 | 378.2031 | 0.0052421 | 377.59 | 0 | 377.1169 | 0 | 375.9589 | 0.063826 | 376.6757 | 0
| 378.4192 | -0.65217 | 376.3413 | 0.095631 | 376.34 | 0 | 378.4192 | 0 | 376.3413 | 0 | 378.4192 | -0.012205 | 387.3 | 0.031207 | 378.4193 | 0 | 378.4192 | 0 | 377.806 | 0 | 378.4192 | 0 | 378.4193 | 0.0018284 | 376.3413 | 0 | 378.4192 | -0.01334 | 377.806 | 0 | 377.3335 | 0 | 376.1771 | -0.039776 | 376.8922 | 0
| 378.6354 | 0.62179 | 376.5544 | 0.13838 | 376.55 | 0 | 378.6354 | 0.24109 | 376.5544 | 0 | 378.6354 | 0.0066106 | 387.5171 | 0.092052 | 378.6354 | 0.051804 | 378.6354 | 0 | 378.022 | 0 | 378.6354 | 0.050355 | 378.6354 | 0.011469 | 376.5544 | 0 | 378.6354 | 0.0069275 | 378.022 | 0 | 377.5501 | 0 | 376.3952 | 0.06713 | 377.1088 | 0
| 378.8516 | -0.59951 | 376.7675 | -0.012015 | 376.77 | 0 | 378.8516 | 0 | 376.7675 | 0 | 378.8516 | -0.026368 | 387.7342 | 0.025405 | 378.8516 | 0 | 378.8516 | 0 | 378.2381 | 0 | 378.8516 | 0 | 378.8516 | 0.0051601 | 376.7675 | 0 | 378.8516 | -0.019576 | 378.2381 | 0 | 377.7668 | 0 | 376.6134 | -0.045855 | 377.3253 | 0
| 379.0677 | 0.31393 | 376.9806 | 0.096866 | 376.98 | 0 | 379.0677 | 0.23283 | 376.9806 | 0 | 379.0677 | 0.031172 | 387.9514 | 0.084368 | 379.0677 | 0.037053 | 379.0677 | 0 | 378.4541 | 0 | 379.0677 | 0.018319 | 379.0677 | 0.0077204 | 376.9806 | 0 | 379.0677 | 0.0064958 | 378.4541 | 0 | 377.9834 | 0 | 376.8316 | 0.067526 | 377.5419 | 0
| 379.284 | -0.48507 | 377.1937 | 0.018741 | 377.19 | 0 | 379.2839 | 0 | 377.1937 | 0 | 379.2839 | -0.04941 | 388.1685 | 0.012033 | 379.2839 | 0 | 379.284 | 0 | 378.6702 | 0 | 379.2839 | 0 | 379.2839 | 0.0058549 | 377.1937 | 0 | 379.2839 | -0.018916 | 378.6702 | 0 | 378.2001 | 0 | 377.0498 | -0.039776 | 377.7585 | 0
| 379.5002 | 0.45166 | 377.4068 | 0.15543 | 377.41 | 0 | 379.5002 | 0.17383 | 377.4068 | 0 | 379.5002 | 0.051816 | 388.3857 | 0.07888 | 379.5002 | 0.042136 | 379.5002 | 0 | 378.8862 | 0 | 379.5002 | 0.01885 | 379.5002 | 0.00046107 | 377.4068 | 0 | 379.5002 | 0.0016739 | 378.8862 | 0 | 378.4168 | 0 | 377.268 | 0.065544 | 377.9751 | 0
| 379.7164 | -0.33317 | 377.6199 | 0.12479 | 377.62 | 0 | 379.7164 | 0 | 377.6199 | 0 | 379.7164 | -0.0055185 | 388.6029 | 0.018975 | 379.7164 | 0.0085763 | 379.7164 | 0 | 379.1023 | 0 | 379.7164 | 0 | 379.7164 | 0.0038248 | 377.6199 | 0 | 379.7164 | -0.010463 | 379.1023 | 0 | 378.6335 | 0 | 377.4862 | -0.042947 | 378.1917 | 0
| 379.9326 | 0.37064 | 377.833 | 0.085746 | 377.83 | 0 | 379.9326 | 0.19615 | 377.833 | 0 | 379.9326 | 0.034797 | 388.82 | 0.075743 | 379.9326 | 0.028445 | 379.9326 | 0 | 379.3184 | 0 | 379.9326 | 0.023054 | 379.9326 | 0.0079827 | 377.833 | 0 | 379.9326 | 0.0055215 | 379.3184 | 0 | 378.8502 | 0 | 377.7045 | 0.078362 | 378.4084 | 0
| 380.1489 | -0.12557 | 378.0462 | 0.051151 | 378.05 | 0 | 380.1489 | 0 | 378.0462 | 0 | 380.1489 | 0.03846 | 389.0372 | 0.021955 | 380.1489 | 0.00439 | 380.1489 | 0.017681 | 379.5345 | 0 | 380.1489 | 0 | 380.1489 | -0.0019858 | 378.0462 | 0 | 380.1489 | -0.012936 | 379.5345 | 0 | 379.0669 | 0 | 377.9227 | -0.042947 | 378.625 | 0
| 380.3652 | 0.15798 | 378.2593 | 0.12182 | 378.26 | 0 | 380.3652 | 0.23591 | 378.2593 | 0 | 380.3652 | 0.015346 | 389.2544 | 0.081389 | 380.3652 | 0.019379 | 380.3652 | 0.049368 | 379.7507 | 0 | 380.3652 | 0.050012 | 380.3652 | 0.0045447 | 378.2593 | 0 | 380.3652 | 0.0017087 | 379.7507 | 0 | 379.2836 | 0 | 378.141 | 0.069112 | 378.8417 | 0
| 380.5814 | -0.26431 | 378.4725 | 0.01376 | 378.47 | 0 | 380.5814 | 0 | 378.4725 | 0 | 380.5814 | -0.04276 | 389.4717 | 0.023052 | 380.5815 | 0 | 380.5814 | 0.00044865 | 379.9668 | 0 | 380.5814 | 0 | 380.5815 | -0.0039033 | 378.4725 | 0 | 380.5815 | -0.011159 | 379.9668 | 0 | 379.5003 | 0 | 378.3592 | -0.050876 | 379.0583 | 0
| 380.7977 | 0.41824 | 378.6857 | 0.11589 | 378.69 | 0 | 380.7977 | 0.19753 | 378.6857 | 0 | 380.7977 | 0.026998 | 389.6889 | 0.069314 | 380.7977 | 0.043474 | 380.7977 | 0.048623 | 380.183 | 0 | 380.7977 | 0.038613 | 380.7977 | 0.0098983 | 378.6857 | 0 | 380.7977 | 0.0068393 | 380.183 | 0 | 379.717 | 0 | 378.5775 | 0.062901 | 379.275 | 0
| 381.0141 | -0.064648 | 378.8989 | 0.0057255 | 378.9 | 0 | 381.0141 | 0 | 378.8989 | 0 | 381.0141 | -0.013794 | 389.9061 | 0.012844 | 381.0141 | 0 | 381.0141 | 0.0051653 | 380.3992 | 0 | 381.0141 | 0 | 381.0141 | 0.0025169 | 378.8989 | 0 | 381.0141 | -0.015688 | 380.3992 | 0 | 379.9338 | 0 | 378.7958 | -0.04559 | 379.4917 | 0
| 381.2304 | 0.2238 | 379.1121 | 0.082534 | 379.11 | 0 | 381.2304 | 0.17758 | 379.1121 | 0 | 381.2304 | 0.016436 | 390.1234 | 0.12091 | 381.2304 | 0.015676 | 381.2304 | 0.051852 | 380.6154 | 0 | 381.2304 | 0.010904 | 381.2304 | -0.00018992 | 379.1121 | 0 | 381.2304 | 0.0067031 | 380.6154 | 0 | 380.1505 | 0 | 379.0142 | 0.060391 | 379.7084 | 0
| 381.4467 | -0.52457 | 379.3253 | 0.040031 | 379.33 | 0 | 381.4467 | 0 | 379.3253 | 0 | 381.4467 | -0.039756 | 390.3406 | 0.027286 | 381.4467 | 0 | 381.4467 | 0.0042284 | 380.8316 | 0 | 381.4467 | 0 | 381.4467 | 0.00062399 | 379.3253 | 0 | 381.4467 | -0.015926 | 380.8316 | 0 | 380.3673 | 0 | 379.2325 | -0.036604 | 379.9251 | 0
| 381.6631 | 0.47393 | 379.5385 | 0.11491 | 379.54 | 0 | 381.6631 | 0.19567 | 379.5385 | 0 | 381.6631 | 0.013513 | 390.5579 | 0.080134 | 381.6631 | 0.024988 | 381.6631 | 0.045196 | 381.0478 | 0 | 381.6631 | 0.043561 | 381.6631 | 0.0059305 | 379.5385 | 0 | 381.6631 | 0.01189 | 381.0478 | 0.22122 | 380.5841 | 0 | 379.4508 | 0.064091 | 380.1418 | 0
| 381.8795 | -0.23089 | 379.7518 | 0.043738 | 379.75 | 0 | 381.8795 | 0 | 379.7518 | 0 | 381.8795 | -0.020459 | 390.7752 | 0.023366 | 381.8795 | 0 | 381.8795 | -0.01634 | 381.2641 | 0 | 381.8795 | 0 | 381.8795 | -0.001463 | 379.7518 | 0 | 381.8795 | -0.012187 | 381.264 | -0.31288 | 380.8008 | 0 | 379.6692 | -0.045855 | 380.3586 | 0
| 382.0958 | 0.32305 | 379.9651 | 0.07858 | 379.97 | 0 | 382.0958 | 0.12226 | 379.9651 | 0 | 382.0958 | 0.024447 | 390.9925 | 0.07543 | 382.0959 | 0.026254 | 382.0958 | 0.030843 | 381.4803 | 0 | 382.0958 | 0.038718 | 382.0959 | 0.01131 | 379.9651 | 0 | 382.0959 | 0.0094617 | 381.4803 | 0.13877 | 381.0176 | 0 | 379.8875 | 0.060126 | 380.5753 | 0
| 382.3123 | -0.31798 | 380.1783 | 0.063507 | 380.18 | 0 | 382.3122 | 0 | 380.1783 | 0 | 382.3122 | -0.020586 | 391.2098 | 0.018818 | 382.3123 | 0 | 382.3123 | 0.035661 | 381.6966 | -0.042753 | 382.3122 | 0 | 382.3123 | 0.0048447 | 380.1783 | 0 | 382.3123 | -0.016006 | 381.6966 | -0.17337 | 381.2344 | 0 | 380.1059 | -0.036737 | 380.7921 | 0
| 382.5287 | 0.3676 | 380.3916 | 0.12479 | 380.39 | 0 | 382.5287 | 0.23539 | 380.3916 | 0 | 382.5287 | 0.017535 | 391.4271 | 0.073391 | 382.5287 | 0.023063 | 382.5287 | 0.044203 | 381.9129 | 0.0070127 | 382.5287 | 0.02491 | 382.5287 | 0.0084732 | 380.3916 | 0 | 382.5287 | 0.0067665 | 381.9129 | 0.14761 | 381.4513 | 0 | 380.3243 | 0.058276 | 381.0088 | 0
| 382.7451 | -0.37773 | 380.6049 | 0.015515 | 380.6 | 0 | 382.7451 | 0 | 380.6049 | 0 | 382.7451 | -0.026246 | 391.6444 | 0.016623 | 382.7451 | 0 | 382.7451 | 0.046587 | 382.1292 | -0.0086134 | 382.7451 | 0 | 382.7451 | -0.0040986 | 380.6049 | 0 | 382.7451 | -0.016151 | 382.1292 | -0.20245 | 381.6681 | 0 | 380.5427 | -0.037397 | 381.2256 | 0
| 382.9615 | 0.2633 | 380.8182 | 0.12257 | 380.82 | 0 | 382.9615 | 0.086793 | 380.8182 | 0 | 382.9615 | 0.042152 | 391.8618 | 0.074018 | 382.9615 | 0.039254 | 382.9615 | 0.027764 | 382.3455 | 0.059372 | 382.9615 | 0.043899 | 382.9615 | -0.0021369 | 380.8182 | 0 | 382.9615 | 0.0057449 | 382.3455 | 0.23779 | 381.8849 | 0 | 380.7611 | 0.050083 | 381.4424 | 0
| 383.178 | -0.21874 | 381.0315 | 0.042997 | 381.03 | 0 | 383.178 | 0 | 381.0315 | 0 | 383.178 | -0.0007727 | 392.0791 | 0.018818 | 383.178 | 0 | 383.178 | 0.0074003 | 382.5618 | 0.0032858 | 383.178 | 0 | 383.178 | 6.1127e-05 | 381.0315 | 0 | 383.178 | -0.017722 | 382.5618 | -0.14576 | 382.1018 | 0 | 380.9796 | -0.030129 | 381.6592 | 0
| 383.3945 | 0.5671 | 381.2449 | 0.065237 | 381.24 | 0 | 383.3945 | 0.12859 | 381.2449 | 0 | 383.3945 | 0.027901 | 392.2965 | 0.080605 | 383.3945 | 0.01701 | 383.3945 | 0.029204 | 382.7782 | 0.025685 | 383.3945 | 0.022608 | 383.3945 | 0.0055787 | 381.2449 | 0 | 383.3945 | 0.0042232 | 382.7782 | 0.090183 | 382.3186 | 0 | 381.198 | 0.060523 | 381.876 | 0
| 383.611 | 0.0746 | 381.4582 | 0.055846 | 381.46 | 0 | 383.611 | 0 | 381.4582 | 0 | 383.611 | -0.0067243 | 392.5139 | 0.022425 | 383.611 | 0 | 383.611 | 0.0034825 | 382.9945 | 0.0014891 | 383.611 | 0 | 383.611 | 0.007332 | 381.4582 | 0 | 383.611 | -0.017017 | 382.9946 | -0.10527 | 382.5355 | 0 | 381.4165 | -0.027222 | 382.0928 | 0
| 383.8275 | 0.14481 | 381.6716 | 0.12405 | 381.67 | 0 | 383.8275 | 0.12204 | 381.6716 | 0 | 383.8275 | 0.0075573 | 392.7313 | 0.077782 | 383.8275 | 0.015314 | 383.8275 | 0.043607 | 383.2109 | 0.048694 | 383.8275 | 0.0019535 | 383.8275 | 0.0077249 | 381.6716 | 0 | 383.8274 | 0.003604 | 383.2109 | 0.14576 | 382.7524 | 0 | 381.6349 | 0.057219 | 382.3096 | 0
| 384.044 | -0.2157 | 381.885 | 0.094889 | 381.88 | 0 | 384.044 | 0 | 381.8849 | 0 | 384.044 | -0.0083098 | 392.9486 | 0.0276 | 384.044 | 0 | 384.044 | -0.010629 | 383.4273 | -0.062393 | 384.044 | 0 | 384.044 | 0.0019506 | 381.8849 | 0 | 384.044 | -0.01177 | 383.4273 | -0.20245 | 382.9693 | 0 | 381.8534 | -0.022861 | 382.5265 | 0
| 384.2605 | 0.32811 | 382.0983 | 0.10823 | 382.1 | 0 | 384.2605 | 0.1668 | 382.0983 | 0 | 384.2605 | 0.0027404 | 393.166 | 0.07888 | 384.2605 | 0.026412 | 384.2605 | 0.040876 | 383.6437 | 0.038148 | 384.2605 | 0.0015204 | 384.2605 | 0.01184 | 382.0983 | 0 | 384.2605 | 0.0084662 | 383.6437 | 0.10564 | 383.1862 | 0 | 382.0719 | 0.051008 | 382.7433 | 0
| 384.4771 | -0.28558 | 382.3117 | 0.046703 | 382.31 | 0 | 384.4771 | 0 | 382.3117 | 0 | 384.4771 | -0.021722 | 393.3835 | 0.019759 | 384.4771 | 0 | 384.4771 | 0.0023139 | 383.8602 | -0.026718 | 384.4771 | 0 | 384.4771 | -0.0011713 | 382.3117 | 0 | 384.4771 | -0.013194 | 383.8602 | -0.16196 | 383.4031 | 0 | 382.2904 | -0.029072 | 382.9602 | 0
| 384.6936 | 0.36355 | 382.5251 | 0.12133 | 382.53 | 0 | 384.6936 | 0.13209 | 382.5251 | 0 | 384.6936 | 0.02638 | 393.6009 | 0.077782 | 384.6936 | 0.029546 | 384.6936 | 0.032979 | 384.0766 | 0.023522 | 384.6936 | 0.027465 | 384.6936 | 0.0061881 | 382.5251 | 0 | 384.6936 | 0.011408 | 384.0766 | 0.074355 | 383.62 | 0 | 382.5089 | 0.060258 | 383.1771 | 0
| 384.9102 | -0.32811 | 382.7385 | 0.029406 | 382.74 | 0 | 384.9102 | 0 | 382.7385 | 0 | 384.9102 | -0.029233 | 393.8184 | 0.01772 | 384.9102 | 0 | 384.9102 | 0.013509 | 384.2931 | -0.0024675 | 384.9102 | 0 | 384.9102 | 0.00035235 | 382.7385 | 0 | 384.9102 | -0.021296 | 384.2931 | -0.15607 | 383.8369 | 0 | 382.7275 | -0.043344 | 383.394 | 0
| 385.1268 | 0.20152 | 382.952 | 0.054364 | 382.95 | 0 | 385.1268 | 0.21254 | 382.952 | 0 | 385.1268 | 0.011919 | 394.0358 | 0.07888 | 385.1268 | 0.02448 | 385.1268 | 0.030843 | 384.5095 | 0.0074485 | 385.1268 | 0.0081827 | 385.1268 | 0.010982 | 382.952 | 0 | 385.1268 | 0.0072017 | 384.5095 | 0.047852 | 384.0539 | 0 | 382.946 | 0.050083 | 383.6109 | 0
| 385.3434 | 0.043829 | 383.1654 | 0.023693 | 383.17 | 0 | 385.3434 | 0 | 383.1654 | 0 | 385.3434 | -0.0066793 | 394.2533 | 0.030266 | 385.3434 | 0.008993 | 385.3434 | -0.0077976 | 384.726 | -0.0062004 | 385.3434 | 0 | 385.3434 | 0.0046832 | 383.1654 | 0 | 385.3434 | -0.016938 | 384.726 | -0.0773 | 384.2708 | 0 | 383.1646 | -0.028411 | 383.8278 | 0
| 385.56 | 0.41317 | 383.3789 | 0.097608 | 383.38 | 0 | 385.56 | 0.096659 | 383.3789 | 0 | 385.56 | 0.031363 | 394.4708 | 0.070882 | 385.56 | 0.028316 | 385.56 | 0.038541 | 384.9425 | 0.016319 | 385.56 | 0.018074 | 385.56 | 0.0056087 | 383.3789 | 0 | 385.56 | 0.010485 | 384.9425 | 0.048588 | 384.4878 | 0 | 383.3832 | 0.044401 | 384.0447 | 0
| 385.7766 | -0.22178 | 383.5923 | 0.060047 | 383.59 | 0 | 385.7766 | 0 | 383.5923 | 0 | 385.7766 | -0.036114 | 394.6882 | 0.01678 | 385.7766 | 0 | 385.7766 | -0.006854 | 385.159 | -0.03899 | 385.7766 | 0 | 385.7766 | 0.00061708 | 383.5923 | 0 | 385.7766 | -0.013746 | 385.159 | -0.097545 | 384.7047 | 0 | 383.6017 | -0.025901 | 384.2617 | 0
| 385.9933 | 0.55191 | 383.8058 | 0.0598 | 383.81 | 0 | 385.9933 | 0.055194 | 383.8058 | 0 | 385.9933 | 0.0018367 | 394.9058 | 0.072764 | 385.9933 | 0.017492 | 385.9933 | 0.01783 | 385.3756 | 0.024594 | 385.9933 | 0.0056209 | 385.9933 | 0.012035 | 383.8058 | 0 | 385.9933 | 0.013345 | 385.3756 | 0.078404 | 384.9217 | 0 | 383.8203 | 0.048233 | 384.4786 | 0
| 386.2099 | -0.015636 | 384.0193 | 0.021521 | 384.02 | 0 | 386.2099 | 0 | 384.0193 | 0 | 386.2099 | -0.026899 | 395.1233 | 0.021327 | 386.2099 | 0 | 386.2099 | -0.0054136 | 385.5921 | 0.0039242 | 386.2099 | 0 | 386.2099 | -0.0043421 | 384.0193 | 0 | 386.2099 | -0.012241 | 385.5921 | -0.13877 | 385.1387 | 0 | 384.0389 | -0.027486 | 384.6956 | 0
| 386.4266 | 0.44862 | 384.2328 | 0.08377 | 384.23 | 0 | 386.4266 | 0.22219 | 384.2328 | 0 | 386.4266 | 0.018733 | 395.3408 | 0.075116 | 386.4266 | 0.029121 | 386.4266 | 0.048971 | 385.8087 | 0.028822 | 386.4266 | 0.011701 | 386.4266 | 0.0044524 | 384.2328 | 0 | 386.4266 | 0.010776 | 385.8087 | 0.10012 | 385.3557 | 0 | 384.2575 | 0.049158 | 384.9126 | 0
| 386.6433 | -0.037415 | 384.4463 | 0.022556 | 384.45 | 0 | 386.6433 | 0 | 384.4463 | 0 | 386.6433 | -0.0087081 | 395.5583 | 0.018505 | 386.6433 | 0 | 386.6433 | 0.013857 | 386.0253 | -0.015605 | 386.6433 | 0 | 386.6433 | 0.0015431 | 384.4463 | 0 | 386.6433 | -0.012124 | 386.0253 | -0.091287 | 385.5727 | 0 | 384.4762 | -0.031186 | 385.1295 | 0
| 386.86 | 0.40811 | 384.6599 | 0.10477 | 384.66 | 0 | 386.86 | 0.11142 | 384.6599 | 0 | 386.86 | 0.013685 | 395.7759 | 0.076371 | 386.86 | 0.020963 | 386.86 | 0.0087413 | 386.2419 | 0.0087786 | 386.86 | 0.02215 | 386.86 | 0.0093789 | 384.6599 | 0 | 386.86 | 0.0071028 | 386.2419 | 0.043435 | 385.7897 | 0 | 384.6948 | 0.047308 | 385.3465 | 0
| 387.0767 | -0.016561 | 384.8734 | 0.049174 | 384.87 | 0 | 387.0767 | 0 | 384.8734 | 0 | 387.0767 | -0.017797 | 395.9934 | 0.023052 | 387.0767 | 0 | 387.0767 | 0.010976 | 386.4585 | -0.048913 | 387.0767 | 0 | 387.0767 | 0.0052102 | 384.8734 | 0 | 387.0767 | -0.012193 | 386.4585 | -0.12257 | 386.0068 | 0 | 384.9135 | -0.031715 | 385.5635 | 0
| 387.2935 | 0.30482 | 385.0869 | 0.056588 | 385.09 | 0 | 387.2935 | 0.060527 | 385.0869 | 0 | 387.2935 | 0.00327 | 396.211 | 0.077155 | 387.2935 | 0.012328 | 387.2935 | 0.031886 | 386.6751 | -0.030282 | 387.2935 | 0 | 387.2935 | 0.0033183 | 385.0869 | 0 | 387.2935 | 0.0036394 | 386.6751 | 0.041595 | 386.2238 | 0 | 385.1321 | 0.041229 | 385.7806 | 0
| 387.5102 | 0.064815 | 385.3005 | 0.023278 | 385.3 | 0 | 387.5102 | 0 | 385.3005 | 0 | 387.5102 | -0.0085779 | 396.4286 | 0.018818 | 387.5102 | 0 | 387.5102 | -0.00045227 | 386.8917 | -0.0048352 | 387.5102 | 0 | 387.5102 | 0.0012047 | 385.3005 | 0 | 387.5102 | -0.015985 | 386.8917 | -0.029912 | 386.4409 | 0 | 385.3508 | -0.027486 | 385.9976 | 0
| 387.727 | 0.49621 | 385.5141 | 0.097361 | 385.51 | 0 | 387.727 | 0.12522 | 385.5141 | 0 | 387.727 | 0.0085656 | 396.6462 | 0.073705 | 387.727 | 0.020193 | 387.727 | 0.0373 | 387.1084 | 0.028481 | 387.727 | 0.0082837 | 387.727 | 0.0038379 | 385.5141 | 0 | 387.727 | 0.004189 | 387.1084 | 0.096808 | 386.6579 | 0 | 385.5695 | 0.033169 | 386.2146 | 0
| 387.9437 | 0.14583 | 385.7277 | 0.075121 | 385.73 | 0 | 387.9437 | 0 | 385.7277 | 0 | 387.9437 | -0.01492 | 396.8638 | 0.026502 | 387.9437 | 0 | 387.9437 | 0.0029726 | 387.3251 | -0.030994 | 387.9437 | 0 | 387.9437 | 6.6269e-05 | 385.7277 | 0 | 387.9437 | -0.013257 | 387.3251 | -0.072514 | 386.875 | 0 | 385.7882 | -0.020086 | 386.4317 | 0
| 388.1605 | 0.55799 | 385.9413 | 0.13542 | 385.94 | 0 | 388.1605 | 0.14379 | 385.9413 | 0 | 388.1605 | 0.017648 | 397.0814 | 0.062884 | 388.1605 | 0.028654 | 388.1605 | 0.047233 | 387.5417 | 0.043663 | 388.1605 | 0.022252 | 388.1605 | 0.0043601 | 385.9413 | 0 | 388.1605 | 0.008324 | 387.5417 | 0.059263 | 387.0921 | 0 | 386.007 | 0.036076 | 386.6488 | 0
| 388.3773 | 0.26633 | 386.1549 | 0.091677 | 386.15 | 0 | 388.3773 | 0 | 386.1549 | 0 | 388.3773 | 0.001478 | 397.299 | 0.019445 | 388.3773 | 0.010571 | 388.3773 | -0.00089081 | 387.7584 | -0.019814 | 388.3773 | 0 | 388.3773 | -0.0018875 | 386.1549 | 0 | 388.3773 | -0.014469 | 387.7584 | -0.055214 | 387.3092 | 0 | 386.2257 | -0.024183 | 386.8658 | 0
| 388.5941 | 0.56508 | 386.3685 | 0.096125 | 386.37 | 0 | 388.5941 | 0.11305 | 386.3685 | 0 | 388.5941 | 0.031543 | 397.5167 | 0.066961 | 388.5941 | 0.025669 | 388.5941 | 0.019966 | 387.9752 | 0.021224 | 388.5941 | 0.023849 | 388.5941 | 0.0065672 | 386.3685 | 0 | 388.5942 | 0.0030869 | 387.9752 | 0.072882 | 387.5263 | 0 | 386.4445 | 0.037001 | 387.0829 | 0
| 388.811 | 0.17114 | 386.5822 | 0.072156 | 386.58 | 0 | 388.811 | 0 | 386.5822 | 0 | 388.811 | -0.015063 | 397.7343 | 0.018975 | 388.811 | 0 | 388.811 | 0.0049136 | 388.1919 | 0.011389 | 388.811 | 0 | 388.811 | -0.0046115 | 386.5822 | 0 | 388.811 | -0.018856 | 388.1919 | -0.12184 | 387.7434 | 0 | 386.6632 | -0.023522 | 387.3 | 0
| 389.0278 | 0.56102 | 386.7958 | 0.08204 | 386.8 | 0 | 389.0278 | 0.14991 | 386.7958 | 0 | 389.0278 | 0.018911 | 397.952 | 0.069157 | 389.0278 | 0.013074 | 389.0278 | 0.019867 | 388.4086 | 0.027039 | 389.0278 | 0.019387 | 389.0278 | 0.0064746 | 386.7958 | 0 | 389.0278 | 0.0066876 | 388.4086 | 0.10748 | 387.9605 | 0 | 386.882 | 0.037265 | 387.5171 | 0
| 389.2447 | 0.21975 | 387.0095 | 0.077345 | 387.01 | 0 | 389.2447 | 0 | 387.0095 | 0 | 389.2447 | -0.015236 | 398.1696 | 0.025561 | 389.2447 | 0 | 389.2447 | -0.0064566 | 388.6254 | 0.0053579 | 389.2447 | 0 | 389.2447 | -2.5115e-05 | 387.0095 | 0 | 389.2447 | -0.014606 | 388.6254 | -0.075827 | 388.1776 | 0 | 387.1008 | -0.020086 | 387.7343 | 0
| 389.4616 | 0.6066 | 387.2231 | 0.068202 | 387.22 | 0 | 389.4616 | 0.1104 | 387.2231 | 0 | 389.4616 | 0.0082695 | 398.3873 | 0.071352 | 389.4615 | 0.016694 | 389.4616 | 0.023641 | 388.8422 | 0.0184 | 389.4616 | 0.020883 | 389.4615 | 0.012175 | 387.2231 | 0 | 389.4615 | 0.012203 | 388.8422 | 0.051533 | 388.3948 | 0 | 387.3196 | 0.039115 | 387.9514 | 0
| 389.6784 | 0.18431 | 387.4368 | -0.027429 | 387.44 | 0 | 389.6784 | 0 | 387.4368 | 0 | 389.6784 | -0.020293 | 398.605 | 0.023209 | 389.6784 | 0 | 389.6784 | -0.00084585 | 389.059 | -0.042708 | 389.6784 | 0 | 389.6784 | 0.0020277 | 387.4368 | 0 | 389.6784 | -0.0188 | 389.059 | -0.14613 | 388.6119 | 0 | 387.5384 | -0.030526 | 388.1685 | 0
| 389.8954 | 0.7828 | 387.6505 | 0.079075 | 387.65 | 0 | 389.8954 | 0.19537 | 387.6505 | 0 | 389.8954 | 0.029479 | 398.8227 | 0.065236 | 389.8954 | 0.0321 | 389.8954 | 0.036952 | 389.2758 | 0.039732 | 389.8954 | 0.034517 | 389.8954 | 0.0020549 | 387.6505 | 0 | 389.8954 | 0.019802 | 389.2758 | 0.07914 | 388.8291 | 0 | 387.7572 | 0.039512 | 388.3857 | 0
| 390.1123 | 0.3352 | 387.8642 | 0.079322 | 387.86 | 0 | 390.1123 | 0 | 387.8642 | 0 | 390.1123 | -0.019386 | 399.0404 | 0.01772 | 390.1123 | 0 | 390.1123 | -0.011175 | 389.4926 | -0.024587 | 390.1123 | 0 | 390.1123 | 0.0028623 | 387.8642 | 0 | 390.1123 | -0.014398 | 389.4926 | -0.065889 | 389.0463 | 0 | 387.976 | -0.020483 | 388.6029 | 0
| 390.3292 | 0.91648 | 388.078 | 0.046951 | 388.08 | 0 | 390.3292 | 0.16504 | 388.078 | 0 | 390.3292 | 0.021484 | 399.2582 | 0.072607 | 390.3292 | 0.022117 | 390.3292 | 0.041919 | 389.7094 | 0.045829 | 390.3292 | 0.016704 | 390.3292 | 0.0076912 | 388.078 | 0 | 390.3292 | 0.0045329 | 389.7094 | 0.088342 | 389.2635 | 0 | 388.1949 | 0.029469 | 388.82 | 0
| 390.5462 | 0.49621 | 388.2917 | 0.013668 | 388.29 | 0 | 390.5461 | 0 | 388.2917 | 0 | 390.5461 | -0.017682 | 399.4759 | 0.020386 | 390.5461 | 0 | 390.5462 | 0.005513 | 389.9263 | -0.022034 | 390.5461 | 0 | 390.5461 | 0.0021883 | 388.2917 | 0 | 390.5461 | -0.011405 | 389.9263 | -0.10086 | 389.4807 | 0 | 388.4138 | -0.022333 | 389.0372 | 0
| 390.7631 | 0.89622 | 388.5055 | 0.1023 | 388.51 | 0 | 390.7631 | 0.14376 | 388.5055 | 0 | 390.7631 | -0.006405 | 399.6937 | 0.066021 | 390.7631 | 0.016705 | 390.7631 | 0.019569 | 390.1432 | -0.0081646 | 390.7631 | 0.019186 | 390.7631 | 0.0051957 | 388.5055 | 0 | 390.7631 | 0.005392 | 390.1432 | -0.030903 | 389.6979 | 0 | 388.6326 | 0.036472 | 389.2544 | 0
| 390.9801 | 0.50229 | 388.7192 | 0.064742 | 388.72 | 0 | 390.9801 | 0 | 388.7192 | 0 | 390.9801 | -0.011916 | 399.9114 | 0.020857 | 390.9801 | 0 | 390.9801 | 0.013559 | 390.36 | -0.034917 | 390.9801 | 0 | 390.9801 | 0.00063187 | 388.7192 | 0 | 390.9801 | -0.010309 | 390.36 | -0.10307 | 389.9151 | 0 | 388.8515 | -0.017047 | 389.4716 | 0
| 391.1971 | 0.93673 | 388.933 | 0.087723 | 388.93 | 0 | 391.1971 | 0.1383 | 388.933 | 0 | 391.1971 | 0.0032724 | 400.1292 | 0.067432 | 391.1971 | 0.011107 | 391.1971 | 0.046388 | 390.5769 | 0.018176 | 391.1971 | 0.0038872 | 391.1971 | 0.0069729 | 388.933 | 0 | 391.1971 | 0.0023382 | 390.5769 | 0.028959 | 390.1323 | 0 | 389.0704 | 0.032111 | 389.6889 | 0
| 391.4141 | 0.39495 | 389.1468 | -0.020705 | 389.15 | 0 | 391.4141 | 0 | 389.1468 | 0 | 391.4141 | -0.017484 | 400.347 | 0.016309 | 391.4141 | 0 | 391.4141 | 0.0079466 | 390.7939 | -0.027515 | 391.4141 | 0 | 391.4141 | 0.00043989 | 389.1468 | 0 | 391.4141 | -0.019244 | 390.7939 | -0.0946 | 390.3495 | 0 | 389.2893 | -0.023786 | 389.9061 | 0
| 391.6311 | 1.0907 | 389.3606 | 0.10453 | 389.36 | 0 | 391.6311 | 0.13418 | 389.3606 | 0 | 391.6311 | 0.012437 | 400.5648 | 0.060532 | 391.6311 | 0.02201 | 391.6311 | 0.016738 | 391.0108 | 0.04829 | 391.6311 | 0.023053 | 391.6311 | 0.0017375 | 389.3606 | 0 | 391.6311 | 0.011569 | 391.0108 | 0.021496 | 390.5668 | 0 | 389.5082 | 0.032111 | 390.1234 | 0
| 391.8481 | 0.59546 | 389.5744 | 0.030394 | 389.57 | 0 | 391.8481 | 0 | 389.5744 | 0 | 391.8481 | -0.01604 | 400.7826 | 0.022268 | 391.8481 | 0 | 391.8481 | -0.0055626 | 391.2277 | 0.00067464 | 391.8481 | 0 | 391.8481 | -0.0026127 | 389.5744 | 0 | 391.8481 | -0.018693 | 391.2277 | -0.12073 | 390.784 | 0 | 389.7272 | -0.022333 | 390.3406 | 0
| 392.0652 | 1.0512 | 389.7882 | 0.08797 | 389.79 | 0 | 392.0652 | 0.15416 | 389.7882 | 0 | 392.0652 | 0.018568 | 401.0004 | 0.060375 | 392.0652 | 0.020349 | 392.0652 | 0.025231 | 391.4447 | 0.029257 | 392.0652 | 0.019732 | 392.0652 | 0.0025865 | 389.7882 | 0 | 392.0652 | 0.010994 | 391.4447 | 0.10012 | 391.0013 | 0 | 389.9461 | 0.027883 | 390.5579 | 0
| 392.2822 | 0.73116 | 390.002 | 0.036325 | 390 | 0 | 392.2822 | 0 | 390.002 | 0 | 392.2822 | -0.02259 | 401.2183 | 0.019916 | 392.2822 | 0 | 392.2822 | 0.0026684 | 391.6617 | -0.020727 | 392.2822 | 0 | 392.2822 | -0.00094663 | 390.002 | 0 | 392.2822 | -0.019792 | 391.6617 | -0.071042 | 391.2186 | 0 | 390.1651 | -0.018897 | 390.7752 | 0
| 392.4993 | 1.197 | 390.2159 | 0.057082 | 390.22 | 0 | 392.4993 | 0.098315 | 390.2159 | 0 | 392.4993 | 0.011823 | 401.4361 | 0.064296 | 392.4993 | 0.019255 | 392.4993 | 0.048226 | 391.8787 | 0.012637 | 392.4993 | 0.0086239 | 392.4993 | 0.010993 | 390.2159 | 0 | 392.4993 | 0.011751 | 391.8786 | 0.058895 | 391.4359 | 0 | 390.3841 | 0.03079 | 390.9925 | 0
| 392.7164 | 0.92458 | 390.4297 | -0.015781 | 390.43 | 0 | 392.7164 | 0 | 390.4297 | 0 | 392.7164 | -0.019919 | 401.654 | 0.016623 | 392.7164 | 0 | 392.7164 | 0.013162 | 392.0957 | -0.0069968 | 392.7164 | 0 | 392.7164 | 0.0010694 | 390.4297 | 0 | 392.7164 | -0.01381 | 392.0957 | -0.1108 | 391.6532 | 0 | 390.6031 | -0.0222 | 391.2098 | 0
| 392.9335 | 1.274 | 390.6436 | 0.024667 | 390.64 | 0 | 392.9335 | 0.068867 | 390.6436 | 0 | 392.9335 | 0.014131 | 401.8718 | 0.066491 | 392.9335 | 0.0098166 | 392.9335 | 0.030197 | 392.3127 | 0.015803 | 392.9335 | 0.015908 | 392.9335 | 0.0046531 | 390.6436 | 0 | 392.9335 | 0.0083169 | 392.3127 | 0.054846 | 391.8705 | 0 | 390.8221 | 0.029072 | 391.4271 | 0
| 393.1506 | 0.98534 | 390.8575 | 0.032371 | 390.86 | 0 | 393.1506 | 0 | 390.8575 | 0 | 393.1506 | -0.025055 | 402.0897 | 0.016936 | 393.1506 | 0 | 393.1506 | -0.0069533 | 392.5297 | -0.013986 | 393.1506 | 0 | 393.1506 | 0.001864 | 390.8575 | 0 | 393.1506 | -0.018404 | 392.5297 | -0.052269 | 392.0878 | 0 | 391.0411 | -0.014932 | 391.6444 | 0
| 393.3678 | 1.6162 | 391.0714 | 0.063754 | 391.07 | 0 | 393.3678 | 0.16697 | 391.0714 | 0 | 393.3678 | 0.007871 | 402.3076 | 0.070098 | 393.3678 | 0.016028 | 393.3678 | 0.02985 | 392.7468 | 0.025213 | 393.3678 | 0.018638 | 393.3678 | 0.0022683 | 391.0714 | 0 | 393.3678 | 0.005744 | 392.7468 | 0.11742 | 392.3051 | 0 | 391.2601 | 0.028147 | 391.8618 | 0
| 393.5849 | 1.037 | 391.2853 | -0.011399 | 391.29 | 0 | 393.5849 | 0 | 391.2853 | 0 | 393.5849 | -0.011083 | 402.5255 | 0.022739 | 393.5849 | 0 | 393.5849 | -7.544e-05 | 392.9638 | -0.021279 | 393.5849 | 0 | 393.5849 | 0.0011484 | 391.2853 | 0 | 393.5849 | -0.016732 | 392.9638 | -0.10932 | 392.5225 | 0 | 391.4792 | -0.0185 | 392.0791 | 0
| 393.8021 | 1.5372 | 391.4992 | 0.080063 | 391.5 | 0 | 393.8021 | 0.11013 | 391.4992 | 0 | 393.8021 | 0.010681 | 402.7434 | 0.066805 | 393.8021 | 0.014204 | 393.8021 | 0.016291 | 393.1809 | 0.030337 | 393.8021 | 0.01908 | 393.8021 | 0.0060809 | 391.4992 | 0 | 393.8021 | 0.014915 | 393.1809 | 0.021415 | 392.7398 | 0 | 391.6982 | 0.028676 | 392.2965 | 0
| 394.0192 | 1.28 | 391.7131 | -0.0045922 | 391.71 | 0 | 394.0192 | 0 | 391.7131 | 0 | 394.0192 | -0.013646 | 402.9613 | 0.01772 | 394.0193 | 0 | 394.0192 | 0.019469 | 393.398 | -0.0070388 | 394.0192 | 0 | 394.0193 | 0.0025614 | 391.7131 | 0 | 394.0193 | -0.016742 | 393.398 | -0.090551 | 392.9572 | 0 | 391.9173 | -0.022597 | 392.5139 | 0
| 394.2364 | 1.7145 | 391.9271 | 0.067955 | 391.93 | 0 | 394.2364 | 0.17692 | 391.9271 | 0 | 394.2364 | 0.020577 | 403.1793 | 0.066334 | 394.2364 | 0.022944 | 394.2364 | 0.015248 | 393.6151 | 0.011163 | 394.2364 | 0 | 394.2364 | 0.0078751 | 391.9271 | 0 | 394.2364 | 0.012674 | 393.6151 | 0.030436 | 393.1745 | 0 | 392.1363 | 0.031715 | 392.7313 | 0
| 394.4536 | 1.5069 | 392.141 | 0.039784 | 392.14 | 0 | 394.4536 | 0 | 392.141 | 0 | 394.4536 | -0.017184 | 403.3972 | 0.025561 | 394.4536 | 0 | 394.4536 | 0.0072016 | 393.8322 | -0.011478 | 394.4536 | 0 | 394.4536 | 0.0071497 | 392.141 | 0 | 394.4536 | -0.013187 | 393.8322 | -0.078404 | 393.3919 | 0 | 392.3554 | -0.021936 | 392.9486 | 0
| 394.6708 | 1.9261 | 392.355 | 0.077592 | 392.36 | 0 | 394.6709 | 0.14985 | 392.355 | 0 | 394.6709 | 0.014756 | 403.6152 | 0.073862 | 394.6708 | 0.021876 | 394.6708 | 0.040578 | 394.0494 | 0.060851 | 394.6709 | 0.01175 | 394.6708 | 0.010243 | 392.355 | 0 | 394.6708 | 0.011002 | 394.0494 | 0.12442 | 393.6093 | 0 | 392.5745 | 0.031979 | 393.166 | 0
| 394.8881 | 1.6223 | 392.569 | 0.036572 | 392.57 | 0 | 394.8881 | 0 | 392.569 | 0 | 394.8881 | -0.0096596 | 403.8332 | 0.025091 | 394.8881 | 0 | 394.8881 | -9.4049e-05 | 394.2665 | -0.02328 | 394.8881 | 0 | 394.8881 | 0.0030054 | 392.569 | 0 | 394.8881 | -0.016717 | 394.2665 | -0.11043 | 393.8267 | 0 | 392.7936 | -0.018633 | 393.3835 | 0
| 395.1053 | 2.1418 | 392.783 | 0.044974 | 392.78 | 0 | 395.1053 | 0.093053 | 392.783 | 0 | 395.1053 | 0.014942 | 404.0512 | 0.063511 | 395.1053 | 0.010939 | 395.1053 | 0.023194 | 394.4837 | 0.041641 | 395.1053 | 0.024789 | 395.1053 | 0.0026813 | 392.783 | 0 | 395.1053 | 0.0094984 | 394.4837 | 0.0013232 | 394.0441 | 0 | 393.0128 | 0.031979 | 393.6009 | 0
| 395.3226 | 2.0628 | 392.997 | 0.055105 | 393 | 0 | 395.3226 | 0 | 392.997 | 0 | 395.3226 | -7.7822e-05 | 404.2691 | 0.020073 | 395.3226 | 0.0046817 | 395.3226 | 0.0098836 | 394.7009 | 0.009758 | 395.3226 | 0 | 395.3226 | -0.00098413 | 392.997 | 0 | 395.3226 | -0.013255 | 394.7009 | -0.08871 | 394.2615 | 0 | 393.2319 | -0.02339 | 393.8184 | 0
| 395.5399 | 2.4871 | 393.211 | 0.096125 | 393.21 | 0 | 395.5399 | 0.13813 | 393.211 | 0 | 395.5399 | 0.023272 | 404.4871 | 0.06853 | 395.5399 | 0.019548 | 395.5399 | 0.04018 | 394.9181 | 0.044285 | 395.5399 | 0.0042234 | 395.5399 | 0.00375 | 393.211 | 0 | 395.5399 | 0.011916 | 394.9181 | 0.04638 | 394.4789 | 0 | 393.4511 | 0.036472 | 394.0358 | 0
| 395.7572 | 2.397 | 393.425 | 0.011485 | 393.43 | 0 | 395.7572 | 0 | 393.425 | 0 | 395.7572 | -0.011295 | 404.7051 | 0.01725 | 395.7571 | 0 | 395.7572 | -0.012864 | 395.1353 | 0.0014747 | 395.7572 | 0 | 395.7571 | 0.0011065 | 393.425 | 0 | 395.7571 | -0.017431 | 395.1353 | -0.1303 | 394.6964 | 0 | 393.6702 | -0.022993 | 394.2533 | 0
| 395.9745 | 2.874 | 393.6391 | 0.062024 | 393.64 | 0 | 395.9745 | 0.1038 | 393.6391 | 0 | 395.9745 | 0.011112 | 404.9232 | 0.06853 | 395.9745 | 0.019502 | 395.9745 | 0.032134 | 395.3525 | 0.033313 | 395.9745 | 0.034503 | 395.9745 | 0.016852 | 393.6391 | 0 | 395.9745 | 0.010526 | 395.3525 | 0.018941 | 394.9138 | 0 | 393.8894 | 0.027354 | 394.4708 | 0
| 396.1918 | 2.4092 | 393.8531 | 0.0063493 | 393.85 | 0 | 396.1918 | 0 | 393.8531 | 0 | 396.1918 | -0.009757 | 405.1412 | 0.016152 | 396.1918 | 0 | 396.1918 | 0.009685 | 395.5698 | -0.015953 | 396.1918 | 0 | 396.1918 | -0.00036652 | 393.8531 | 0 | 396.1918 | -0.021365 | 395.5698 | -0.052637 | 395.1313 | 0 | 394.1086 | -0.020218 | 394.6882 | 0
| 396.4091 | 3.1889 | 394.0672 | 0.1107 | 394.07 | 0 | 396.4091 | 0.15961 | 394.0672 | 0 | 396.4091 | 0.0096906 | 405.3592 | 0.068216 | 396.4091 | 0.017224 | 396.4091 | 0.028409 | 395.787 | 0.028027 | 396.4091 | 0.018276 | 396.4091 | 0.0052702 | 394.0672 | 0 | 396.4091 | 0.01297 | 395.7871 | 0.078036 | 395.3488 | 0 | 394.3278 | 0.033036 | 394.9058 | 0
| 396.6264 | 2.8112 | 394.2812 | 0.035089 | 394.28 | 0 | 396.6265 | 0 | 394.2812 | 0 | 396.6265 | -0.024626 | 405.5773 | 0.017407 | 396.6265 | 0 | 396.6264 | 0.019022 | 396.0043 | -0.0088478 | 396.6265 | 0 | 396.6265 | 0.0015333 | 394.2812 | 0 | 396.6265 | -0.017108 | 396.0043 | -0.11006 | 395.5663 | 0 | 394.547 | -0.020086 | 395.1233 | 0
| 396.8438 | 3.5393 | 394.4954 | 0.07092 | 394.5 | 0 | 396.8438 | 0.13015 | 394.4954 | 0 | 396.8438 | 0.026165 | 405.7954 | 0.062571 | 396.8438 | 0.017329 | 396.8438 | 0.037846 | 396.2216 | 0.030694 | 396.8438 | 0 | 396.8438 | 0.011782 | 394.4954 | 0 | 396.8438 | 0.0098595 | 396.2216 | 0.10527 | 395.7838 | 0 | 394.7663 | 0.035547 | 395.3408 | 0
| 397.0612 | 3.2983 | 394.7094 | 0.026193 | 394.71 | 0 | 397.0612 | 0 | 394.7094 | 0 | 397.0612 | -0.013982 | 406.0135 | 0.014796 | 397.0612 | 0 | 397.0612 | 0.009238 | 396.4389 | -0.028645 | 397.0612 | 0 | 397.0612 | -0.00043605 | 394.7094 | 0 | 397.0612 | -0.013428 | 396.4389 | -0.18331 | 396.0013 | 0 | 394.9855 | -0.022861 | 395.5583 | 0
| 397.2786 | 3.8725 | 394.9235 | 0.10972 | 394.92 | 0 | 397.2786 | 0.14846 | 394.9236 | 0 | 397.2786 | 0.0093185 | 406.2316 | 0.061316 | 397.2786 | 0.0097694 | 397.2786 | 0.025926 | 396.6562 | 0.030061 | 397.2786 | 0.01044 | 397.2786 | 0.0080423 | 394.9236 | 0 | 397.2786 | 0.0066957 | 396.6562 | 0.043067 | 396.2188 | 0 | 395.2047 | 0.035151 | 395.7759 | 0
| 397.496 | 3.8219 | 395.1377 | 0.047692 | 395.14 | 0 | 397.496 | 0 | 395.1377 | 0 | 397.496 | -0.020533 | 406.4497 | 0.0078809 | 397.496 | 0 | 397.496 | -4.9013e-05 | 396.8736 | 0.00023848 | 397.496 | 0 | 397.496 | -0.00089477 | 395.1377 | 0 | 397.496 | -0.014242 | 396.8736 | -0.085766 | 396.4363 | 0 | 395.424 | -0.015329 | 395.9934 | 0
| 397.7134 | 4.3768 | 395.3518 | 0.082534 | 395.35 | 0 | 397.7134 | 0.076131 | 395.3518 | 0 | 397.7134 | 0.013889 | 406.6678 | 0.064609 | 397.7134 | 0.01377 | 397.7134 | 0.036306 | 397.0909 | 0.02306 | 397.7134 | 0.0090301 | 397.7134 | 0.0048394 | 395.3518 | 0 | 397.7134 | 0.0076876 | 397.0909 | 0.10307 | 396.6538 | 0 | 395.6433 | 0.036076 | 396.211 | 0
| 397.9308 | 4.2563 | 395.566 | 0.032618 | 395.57 | 0 | 397.9308 | 0 | 395.566 | 0 | 397.9308 | -0.020418 | 406.8859 | 0.015995 | 397.9308 | 0 | 397.9308 | 0.024486 | 397.3083 | -0.010289 | 397.9308 | 0 | 397.9308 | -3.7256e-05 | 395.566 | 0 | 397.9308 | -0.015742 | 397.3083 | -0.11669 | 396.8714 | 0 | 395.8626 | -0.021143 | 396.4286 | 0
| 398.1483 | 4.8892 | 395.7801 | 0.10403 | 395.78 | 0 | 398.1483 | 0.12533 | 395.7802 | 0 | 398.1483 | 0.01598 | 407.1041 | 0.056611 | 398.1483 | 0.028906 | 398.1483 | 0.048673 | 397.5257 | 0.048097 | 398.1483 | 0.017577 | 398.1483 | 0.012698 | 395.7802 | 0 | 398.1483 | 0.01145 | 397.5257 | 0.060735 | 397.0889 | 0 | 396.0819 | 0.032508 | 396.6462 | 0
| 398.3657 | 4.7697 | 395.9943 | 0.14752 | 395.99 | 0 | 398.3657 | 0 | 395.9943 | 0 | 398.3657 | -0.018569 | 407.3222 | 0.01772 | 398.3657 | 0 | 398.3657 | 0.006258 | 397.7431 | 0.0011012 | 398.3657 | 0 | 398.3657 | -0.0020567 | 395.9943 | 0 | 398.3657 | -0.015633 | 397.7431 | -0.070674 | 397.3065 | 0 | 396.3012 | -0.02035 | 396.8638 | 0
| 398.5832 | 5.5657 | 396.2085 | 0.098349 | 396.21 | 0 | 398.5832 | 0.15352 | 396.2085 | 0 | 398.5832 | 0.024377 | 407.5404 | 0.019602 | 398.5832 | 0.024195 | 398.5832 | 0.045792 | 397.9605 | 0.061583 | 398.5832 | 0.023849 | 398.5832 | 0.0097161 | 396.2085 | 0 | 398.5832 | 0.00547 | 397.9605 | 0.080244 | 397.524 | 0 | 396.5205 | 0.031979 | 397.0814 | 0
| 398.8007 | 5.272 | 396.4227 | 0.038055 | 396.42 | 0 | 398.8007 | 0 | 396.4227 | 0 | 398.8007 | -0.011768 | 407.7586 | 0.059905 | 398.8007 | 0 | 398.8007 | 0.011274 | 398.1779 | -0.015492 | 398.8007 | 0 | 398.8007 | -0.0011684 | 396.4227 | 0 | 398.8007 | -0.022852 | 398.1779 | -0.10932 | 397.7416 | 0 | 396.7399 | -0.031715 | 397.299 | 0
| 399.0182 | 5.7976 | 396.6369 | 0.085252 | 396.64 | 0 | 399.0182 | 0.12804 | 396.6369 | 0 | 399.0182 | 0.012866 | 407.9767 | 0.018348 | 399.0182 | 0.020125 | 399.0182 | 0.035164 | 398.3954 | 0.041764 | 399.0182 | 0.0073797 | 399.0182 | 0.010384 | 396.6369 | 0 | 399.0182 | 0.0077916 | 398.3954 | 0.039754 | 397.9592 | 0 | 396.9592 | 0.031054 | 397.5167 | 0
| 399.2357 | 5.6872 | 396.8511 | 0.013324 | 396.85 | 0 | 399.2357 | 0 | 396.8511 | 0 | 399.2357 | -0.023529 | 408.195 | 0.059434 | 399.2357 | 0 | 399.2357 | 0.0078473 | 398.6128 | 0.00095951 | 399.2357 | 0 | 399.2357 | 0.0017285 | 396.8511 | 0 | 399.2357 | -0.016325 | 398.6128 | -0.07141 | 398.1768 | 0 | 397.1786 | -0.026693 | 397.7343 | 0
| 399.4532 | 6.5703 | 397.0654 | 0.08031 | 397.07 | 0 | 399.4532 | 0.15404 | 397.0654 | 0 | 399.4532 | 0.0005128 | 408.4131 | 0.019602 | 399.4532 | 0.020536 | 399.4532 | 0.039088 | 398.8303 | 0.033507 | 399.4532 | 0.011155 | 399.4532 | 0.0053154 | 397.0654 | 0 | 399.4533 | 0.0093592 | 398.8303 | 0.032728 | 398.3944 | 0 | 397.398 | 0.033829 | 397.952 | 0
| 399.6708 | 6.3738 | 397.2796 | 0.085005 | 397.28 | 0 | 399.6708 | 0 | 397.2796 | 0 | 399.6708 | -0.026603 | 408.6314 | 0.057866 | 399.6708 | 0 | 399.6708 | 0.024088 | 399.0478 | 0.0041429 | 399.6708 | 0 | 399.6708 | -0.00032232 | 397.2796 | 0 | 399.6708 | -0.013106 | 399.0478 | -0.11779 | 398.6121 | 0 | 397.6174 | -0.024843 | 398.1696 | 0
| 399.8884 | 7.1475 | 397.4939 | 0.11466 | 397.49 | 0 | 399.8883 | 0.09949 | 397.4939 | 0 | 399.8883 | 0.0050992 | 408.8496 | 0.010609 | 399.8883 | 0.018668 | 399.8884 | 0.057116 | 399.2653 | 0.059706 | 399.8883 | 0.014256 | 399.8883 | 0.013617 | 397.4939 | 0 | 399.8883 | 0.012161 | 399.2653 | 0.038282 | 398.8297 | 0 | 397.8368 | 0.033169 | 398.3873 | 0
| 400.1059 | 7.0219 | 397.7081 | 0.077839 | 397.71 | 0 | 400.1059 | 0 | 397.7081 | 0 | 400.1059 | -0.021878 | 409.0678 | 0.05818 | 400.1059 | 0 | 400.1059 | 0.0018827 | 399.4828 | 0.010034 | 400.1059 | 0 | 400.1059 | 0.0052256 | 397.7081 | 0 | 400.1059 | -0.01716 | 399.4828 | -0.1465 | 399.0473 | 0 | 398.0562 | -0.022333 | 398.605 | 0
| 400.3235 | 7.8675 | 397.9224 | 0.092418 | 397.92 | 0 | 400.3235 | 0.090149 | 397.9224 | 0 | 400.3235 | 0.0030547 | 409.2861 | 0.014014 | 400.3235 | 0.014206 | 400.3235 | 0.039237 | 399.7003 | 0.022822 | 400.3235 | 0.010544 | 400.3235 | 0.0029535 | 397.9224 | 0 | 400.3235 | 0.0086743 | 399.7003 | 0.077668 | 399.265 | 0 | 398.2756 | 0.033301 | 398.8227 | 0
| 400.5411 | 7.9718 | 398.1367 | 0.095878 | 398.14 | 0 | 400.5411 | 0 | 398.1367 | 0 | 400.5411 | -0.016136 | 409.5044 | 0.056455 | 400.5411 | 0 | 400.5411 | 0.0013221 | 399.9179 | 0.0073547 | 400.5411 | 0 | 400.5411 | 0.00054293 | 398.1367 | 0 | 400.5411 | -0.013949 | 399.9179 | -0.15718 | 399.4827 | 0 | 398.4951 | -0.022333 | 399.0404 | 0
| 400.7587 | 8.5268 | 398.351 | 0.099337 | 398.35 | 0 | 400.7587 | 0.10371 | 398.351 | 0 | 400.7587 | 0.030354 | 409.7227 | 0.018348 | 400.7587 | 0.020721 | 400.7587 | 0.026323 | 400.1354 | 0.048623 | 400.7587 | 0.021458 | 400.7587 | 0.0031031 | 398.351 | 0 | 400.7587 | 0.0096083 | 400.1354 | 0.17963 | 399.7003 | 0 | 398.7145 | 0.038983 | 399.2582 | 0
| 400.9764 | 8.9065 | 398.5653 | 0.073391 | 398.57 | 0 | 400.9764 | 0 | 398.5653 | 0 | 400.9764 | -0.010427 | 409.9409 | 0.054102 | 400.9763 | 0 | 400.9764 | 0.030247 | 400.353 | -0.011721 | 400.9764 | 0 | 400.9763 | 0.00057518 | 398.5653 | 0 | 400.9764 | -0.014551 | 400.353 | -0.035616 | 399.918 | 0 | 398.934 | -0.02524 | 399.4759 | 0
| 401.194 | 9.6792 | 398.7797 | 0.12924 | 398.78 | 0 | 401.194 | 0.1144 | 398.7797 | 0 | 401.194 | 0.016916 | 410.1592 | 0.018034 | 401.194 | 0.023284 | 401.194 | 0.053987 | 400.5706 | 0.041224 | 401.194 | 0.00421 | 401.194 | 0.015606 | 398.7797 | 0 | 401.194 | 0.012772 | 400.5706 | 0.052269 | 400.1357 | 0 | 399.1535 | 0.035944 | 399.6937 | 0
| 401.4117 | 9.7967 | 398.994 | 0.056341 | 398.99 | 0 | 401.4117 | 0.014534 | 398.994 | 0 | 401.4117 | -0.011058 | 410.3776 | 0.060375 | 401.4117 | 0 | 401.4117 | 0.035214 | 400.7882 | 0.016356 | 401.4117 | 0 | 401.4117 | -0.0033267 | 398.994 | 0 | 401.4117 | -0.0090897 | 400.7882 | -0.017138 | 400.3534 | 0 | 399.373 | -0.026826 | 399.9114 | 0
| 401.6293 | 10.5045 | 399.2084 | 0.090442 | 399.21 | 0 | 401.6293 | 0.13338 | 399.2084 | 0 | 401.6293 | -0.0018333 | 410.5959 | 0.019759 | 401.6293 | 0.012647 | 401.6293 | 0.040826 | 401.0058 | 0.052797 | 401.6293 | 0.012323 | 401.6293 | 0.0071117 | 399.2084 | 0 | 401.6293 | 0.0056633 | 401.0058 | 0.038282 | 400.5711 | 0 | 399.5925 | 0.03634 | 400.1292 | 0.1164
| 401.847 | 10.7699 | 399.4227 | 0.085746 | 399.42 | 0 | 401.847 | 0.03171 | 399.4227 | 0 | 401.847 | -0.0068942 | 410.8142 | 0.058493 | 401.847 | 0.0026777 | 401.847 | 0.014751 | 401.2235 | 0.037073 | 401.847 | 0 | 401.847 | 0.0025048 | 399.4227 | 0 | 401.847 | -0.012207 | 401.2235 | -0.11853 | 400.7888 | 0 | 399.812 | -0.022465 | 400.347 | 0.0030037
| 402.0647 | 11.4372 | 399.6371 | 0.088712 | 399.64 | 0 | 402.0647 | 0.10548 | 399.6371 | 0 | 402.0647 | 0.011663 | 411.0326 | 0.013629 | 402.0647 | 0.014744 | 402.0647 | 0.06993 | 401.4411 | 0.055187 | 402.0647 | 0.012284 | 402.0647 | 0.014356 | 399.6371 | 0 | 402.0647 | 0.013564 | 401.4411 | 0.1038 | 401.0066 | 0 | 400.0316 | 0.036604 | 400.5648 | 0.11099
| 402.2824 | 11.7056 | 399.8515 | 0.079322 | 399.85 | 0 | 402.2824 | 0 | 399.8515 | 0 | 402.2824 | -0.0013343 | 411.2509 | 0.064452 | 402.2824 | 0.0020377 | 402.2824 | 0.007748 | 401.6588 | 0.031731 | 402.2824 | 0 | 402.2824 | 0.0043726 | 399.8515 | 0 | 402.2824 | -0.014674 | 401.6588 | -0.054478 | 401.2243 | 0 | 400.2511 | -0.020086 | 400.7826 | 0.01169
| 402.5002 | 12.618 | 400.0659 | 0.13344 | 400.07 | 0 | 402.5002 | 0.17819 | 400.0659 | 0.027372 | 402.5002 | 0.0095699 | 411.4693 | 0.018975 | 402.5002 | 0.014115 | 402.5002 | 0.05652 | 401.8765 | 0.06392 | 402.5002 | 0.013716 | 402.5002 | 0.0069166 | 400.0659 | 0.078531 | 402.5002 | 0.0068691 | 401.8765 | 0.039754 | 401.4421 | 0 | 400.4706 | 0.039908 | 401.0004 | 0.1077
| 402.7179 | 13.1608 | 400.2803 | 0.045715 | 400.28 | 0 | 402.7179 | 0 | 400.2803 | 0.061782 | 402.7179 | -0.028569 | 411.6877 | 0.063825 | 402.7179 | 0 | 402.7179 | 0.013112 | 402.0942 | 0.017056 | 402.7179 | 0 | 402.7179 | 0.0041383 | 400.2803 | 0.067746 | 402.7179 | -0.015089 | 402.0942 | -0.11926 | 401.6599 | 0 | 400.6902 | -0.027751 | 401.2183 | 0.017901
| 402.9357 | 14.2282 | 400.4948 | 0.13023 | 400.49 | 0 | 402.9357 | 0.14071 | 400.4948 | 0.10711 | 402.9357 | 0.0018568 | 411.906 | 0.018818 | 402.9357 | 0.014985 | 402.9357 | 0.051454 | 402.3119 | 0.057916 | 402.9357 | 0.0072462 | 402.9357 | 0.0046409 | 400.4948 | 0.052378 | 402.9357 | 0.0037786 | 402.3119 | 0.027947 | 401.8776 | 0 | 400.9098 | 0.038983 | 401.4361 | 0.1003
| 403.1534 | 14.5998 | 400.7092 | 0.081051 | 400.71 | 0 | 403.1534 | 0.018281 | 400.7092 | 0.097354 | 403.1534 | -0.010202 | 412.1245 | 0.057082 | 403.1534 | 0 | 403.1534 | 0.056024 | 402.5296 | 0.026952 | 403.1534 | 0 | 403.1534 | 0.0018937 | 400.7092 | -0.0023958 | 403.1534 | -0.012361 | 402.5296 | -0.075459 | 402.0954 | 0 | 401.1294 | -0.020615 | 401.654 | 0.004559
| 403.3712 | 15.5082 | 400.9237 | 0.14925 | 400.92 | 0 | 403.3712 | 0.17514 | 400.9236 | 0.08613 | 403.3712 | 0.013266 | 412.3429 | 0.017093 | 403.3712 | 0.0219 | 403.3712 | 0.044749 | 402.7474 | 0.035989 | 403.3712 | 0.011474 | 403.3712 | 0.01327 | 400.9236 | 0.22445 | 403.3712 | 0.0054002 | 402.7474 | 0.072882 | 402.3132 | 0 | 401.349 | 0.032508 | 401.8718 | 0.10735
| 403.589 | 16.2819 | 401.1381 | 0.094889 | 401.14 | 0 | 403.589 | 0 | 401.1381 | 0.036172 | 403.589 | -0.0062466 | 412.5613 | 0.060218 | 403.589 | 0.0016695 | 403.589 | 0.038243 | 402.9651 | 0.030515 | 403.589 | 0 | 403.589 | -2.999e-05 | 401.1381 | -0.010201 | 403.589 | -0.011379 | 402.9651 | -0.060735 | 402.531 | 0 | 401.5686 | -0.020483 | 402.0897 | 0.013655
| 403.8068 | 17.1943 | 401.3526 | 0.12257 | 401.35 | 0 | 403.8068 | 0.17974 | 401.3526 | 0.097518 | 403.8068 | 0.01713 | 412.7797 | 0.019759 | 403.8068 | 0.018883 | 403.8068 | 0.07147 | 403.1829 | 0.056328 | 403.8068 | 0.032073 | 403.8068 | 0.010549 | 401.3526 | 0.059656 | 403.8068 | 0.011638 | 403.1829 | 0.090183 | 402.7488 | 0 | 401.7882 | 0.034754 | 402.3076 | 0.1165
| 404.0247 | 17.6125 | 401.5671 | 0.10576 | 401.57 | 0 | 404.0247 | 0 | 401.5671 | 0.04608 | 404.0247 | -0.020474 | 412.9982 | 0.055043 | 404.0247 | 0 | 404.0247 | 0.027515 | 403.4007 | 0.04146 | 404.0247 | 0 | 404.0247 | 0.00030339 | 401.5671 | -0.053705 | 404.0247 | -0.015707 | 403.4007 | -0.078772 | 402.9667 | 0 | 402.0079 | -0.020879 | 402.5255 | 0.011559
| 404.2425 | 18.7062 | 401.7816 | 0.18558 | 401.78 | 0 | 404.2425 | 0.19092 | 401.7816 | 0.019794 | 404.2425 | 0.010693 | 413.2166 | 0.019916 | 404.2425 | 0.015994 | 404.2425 | 0.070477 | 403.6185 | 0.070592 | 404.2425 | 0.019579 | 404.2425 | 0.012507 | 401.7816 | -0.016372 | 404.2425 | 0.0044399 | 403.6185 | 0.069201 | 403.1845 | 0 | 402.2276 | 0.026561 | 402.7434 | 0.10245
| 404.4604 | 19.1964 | 401.9961 | 0.16037 | 402 | 0 | 404.4603 | 0 | 401.9961 | 0.07693 | 404.4603 | -0.014618 | 413.4351 | 0.057239 | 404.4604 | 0 | 404.4604 | 0.030893 | 403.8363 | 0.042726 | 404.4603 | 0 | 404.4604 | 0.0042088 | 401.9961 | 0.016512 | 404.4604 | -0.0086794 | 403.8363 | -0.082821 | 403.4023 | 0 | 402.4472 | -0.022597 | 402.9613 | 0.01017
| 404.6782 | 20.1078 | 402.2106 | 0.20584 | 402.21 | 0 | 404.6782 | 0.1177 | 402.2106 | 0.077844 | 404.6782 | 0.0091114 | 413.6536 | 0.023993 | 404.6782 | 0.01372 | 404.6782 | 0.059252 | 404.0541 | 0.068049 | 404.6782 | 0.010191 | 404.6782 | 0.0052125 | 402.2106 | 0.21496 | 404.6782 | 0.0026989 | 404.0541 | 0.11558 | 403.6202 | 0 | 402.6669 | 0.037265 | 403.1793 | 0.1102
| 404.8961 | 20.6789 | 402.4252 | 0.14085 | 402.43 | 0 | 404.8961 | 0 | 402.4252 | 0.048275 | 404.8961 | -0.01099 | 413.8721 | 0.064139 | 404.8961 | 0 | 404.8961 | 0.022549 | 404.272 | 0.041113 | 404.8961 | 0 | 404.8961 | 0.0044105 | 402.4252 | -0.040957 | 404.8961 | -0.016591 | 404.272 | -0.081349 | 403.8381 | 0 | 402.8866 | -0.022993 | 403.3972 | 0.018585
| 405.114 | 21.959 | 402.6397 | 0.15345 | 402.64 | 0 | 405.114 | 0.17338 | 402.6397 | 0.12705 | 405.114 | -0.0052612 | 414.0906 | 0.013202 | 405.114 | 0.013152 | 405.114 | 0.077678 | 404.4898 | 0.062068 | 405.114 | 0.011001 | 405.114 | 0.0056334 | 402.6397 | 0.071621 | 405.114 | 0.0050508 | 404.4898 | 0.044171 | 404.056 | 0 | 403.1063 | 0.028279 | 403.6152 | 0.099941
| 405.3319 | 22.9605 | 402.8543 | 0.10502 | 402.85 | 0 | 405.3319 | 0 | 402.8543 | 0.0094305 | 405.3319 | 0.0014849 | 414.3091 | 0.057239 | 405.3319 | 0 | 405.3319 | 0.056322 | 404.7077 | 0.055348 | 405.3319 | 0 | 405.3319 | -0.0021947 | 402.8543 | -0.051387 | 405.3319 | -0.016751 | 404.7077 | -0.06957 | 404.2738 | 0 | 403.326 | -0.019029 | 403.8332 | 0.021768
| 405.5498 | 24.0562 | 403.0688 | 0.20164 | 403.07 | 0 | 405.5498 | 0.11352 | 403.0688 | 0.092034 | 405.5498 | 0.0073089 | 414.5276 | 0.014632 | 405.5498 | 0.013821 | 405.5498 | 0.066056 | 404.9256 | 0.10205 | 405.5498 | 0.01168 | 405.5498 | 0.010182 | 403.0688 | 0.22437 | 405.5498 | 0.0047509 | 404.9256 | 0.028214 | 404.4918 | 0 | 403.5458 | 0.033829 | 404.0511 | 0.10961
| 405.7678 | 24.6193 | 403.2834 | 0.16087 | 403.28 | 0.23501 | 405.7678 | 0.029372 | 403.2834 | 0.014112 | 405.7678 | -0.010139 | 414.7462 | 0.060846 | 405.7678 | 0 | 405.7678 | 0.044451 | 405.1435 | 0.046888 | 405.7678 | 0 | 405.7678 | 0.0033436 | 403.2834 | 0.033513 | 405.7678 | -0.018935 | 405.1435 | -0.074723 | 404.7097 | 0 | 403.7655 | -0.024183 | 404.2691 | 0.0051854
| 405.9857 | 25.9742 | 403.498 | 0.20831 | 403.5 | 0 | 405.9857 | 0.11917 | 403.498 | 0.12941 | 405.9857 | 0.012222 | 414.9647 | 0.0207 | 405.9857 | 0.019228 | 405.9857 | 0.099035 | 405.3614 | 0.089214 | 405.9857 | 0.0024616 | 405.9857 | 0.01353 | 403.498 | 0.1813 | 405.9857 | 0.013434 | 405.3614 | 0.050797 | 404.9276 | 0 | 403.9853 | 0.033301 | 404.4871 | 0.1125
| 406.2037 | 26.8512 | 403.7126 | 0.19225 | 403.71 | 0.24112 | 406.2037 | 0.010937 | 403.7126 | 0.012291 | 406.2037 | -0.010162 | 415.1833 | 0.05473 | 406.2037 | 0 | 406.2037 | 0.048623 | 405.5794 | 0.058088 | 406.2037 | 0 | 406.2037 | 0.0039178 | 403.7126 | -0.084534 | 406.2037 | -0.010694 | 405.5794 | -0.08687 | 405.1455 | 0 | 404.2051 | -0.02035 | 404.7051 | 0.014638
| 406.4217 | 28.5313 | 403.9273 | 0.21918 | 403.93 | 0 | 406.4217 | 0.14532 | 403.9272 | 0.10029 | 406.4217 | 0.006497 | 415.4019 | 0.017564 | 406.4217 | 0.017602 | 406.4217 | 0.066106 | 405.7973 | 0.10936 | 406.4217 | 0.010792 | 406.4217 | 0.0087659 | 403.9272 | 0.057155 | 406.4217 | 0.0068073 | 405.7973 | 0.010302 | 405.3634 | 0 | 404.4248 | 0.029997 | 404.9232 | 0.11373
| 406.6397 | 29.5895 | 404.1419 | 0.20065 | 404.14 | 0 | 406.6397 | 0.0037396 | 404.1419 | 0.020483 | 406.6397 | -0.019159 | 415.6204 | 0.059748 | 406.6397 | 0 | 406.6397 | 0.063722 | 406.0153 | 0.0753 | 406.6397 | 0 | 406.6397 | 0.0022759 | 404.1419 | -0.068104 | 406.6397 | -0.014453 | 406.0153 | -0.062944 | 405.5814 | 0 | 404.6446 | -0.018897 | 405.1412 | 0.017266
| 406.8577 | 31.0852 | 404.3565 | 0.20411 | 404.36 | 0 | 406.8577 | 0.18278 | 404.3565 | 0.058196 | 406.8577 | 0.0040339 | 415.839 | 0.016152 | 406.8577 | 0.014138 | 406.8577 | 0.086072 | 406.2333 | 0.10673 | 406.8577 | 0.016974 | 406.8577 | 0.011721 | 404.3565 | 0.26362 | 406.8577 | 0.010953 | 406.2333 | 0.064416 | 405.7993 | 0 | 404.8644 | 0.031186 | 405.3593 | 0.11249
| 407.0757 | 32.3359 | 404.5712 | 0.23475 | 404.57 | 0 | 407.0757 | 0 | 404.5712 | 0.021571 | 407.0757 | -0.0039778 | 416.0577 | 0.058336 | 407.0757 | 0 | 407.0757 | 0.058606 | 406.4513 | 0.087217 | 407.0757 | 0 | 407.0757 | 0.0029279 | 404.5712 | 0.021924 | 407.0757 | -0.011356 | 406.4513 | -0.027173 | 406.0173 | 0 | 405.0843 | -0.016386 | 405.5773 | 0.0084835
| 407.2937 | 34.2438 | 404.7859 | 0.26515 | 404.79 | 0 | 407.2938 | 0.20253 | 404.7859 | 0.034871 | 407.2938 | 0.012835 | 416.2763 | 0.013093 | 407.2938 | 0.016762 | 407.2937 | 0.095558 | 406.6693 | 0.10343 | 407.2938 | 0.011071 | 407.2938 | 0.011106 | 404.7859 | 0.094097 | 407.2938 | 0.0091742 | 406.6693 | 0.087238 | 406.2353 | 0 | 405.3041 | 0.030394 | 405.7954 | 0.11168
| 407.5118 | 35.5461 | 405.0005 | 0.21918 | 405 | 0 | 407.5118 | 0 | 405.0005 | 0.045811 | 407.5118 | 1.7337e-06 | 416.4949 | 0.0621 | 407.5118 | 0.0024668 | 407.5118 | 0.077281 | 406.8873 | 0.095373 | 407.5118 | 0 | 407.5118 | -0.0060357 | 405.0005 | 0.011789 | 407.5118 | -0.016543 | 406.8873 | -0.091655 | 406.4533 | 0 | 405.5239 | -0.019558 | 406.0135 | 0.019863
| 407.7299 | 37.5907 | 405.2152 | 0.25897 | 405.22 | 0 | 407.7299 | 0.19333 | 405.2152 | 0.078939 | 407.7299 | 0.0093463 | 416.7135 | 0.012447 | 407.7299 | 0.017586 | 407.7299 | 0.081701 | 407.1053 | 0.11279 | 407.7299 | 0.013002 | 407.7299 | 0.0078617 | 405.2152 | 0.13002 | 407.7299 | 0.0048897 | 407.1053 | 0.064784 | 406.6713 | 0 | 405.7438 | 0.027222 | 406.2316 | 0.10571
| 407.9479 | 38.734 | 405.4299 | 0.24859 | 405.43 | 0 | 407.948 | 0.057557 | 405.4299 | 0.10156 | 407.948 | -0.014672 | 416.9322 | 0.056455 | 407.948 | 0 | 407.9479 | 0.083936 | 407.3234 | 0.088208 | 407.948 | 0 | 407.948 | 0.0047332 | 405.4299 | 0.0088228 | 407.948 | -0.016625 | 407.3234 | -0.078036 | 406.8893 | 0 | 405.9636 | -0.021143 | 406.4497 | -0.0055692
| 408.166 | 40.7239 | 405.6447 | 0.35979 | 405.64 | 0 | 408.166 | 0.17692 | 405.6447 | 0.092287 | 408.166 | -0.00036698 | 417.1508 | 0.019289 | 408.166 | 0.016351 | 408.166 | 0.10634 | 407.5415 | 0.11355 | 408.166 | 0 | 408.166 | 0.0040133 | 405.6447 | 0.029324 | 408.166 | 0.0093554 | 407.5415 | 0.043067 | 407.1073 | 0 | 406.1835 | 0.031319 | 406.6678 | 0.10239
| 408.3842 | 41.9807 | 405.8594 | 0.2476 | 405.86 | 0 | 408.3842 | 0.029755 | 405.8594 | 0.030373 | 408.3842 | -0.024849 | 417.3695 | 0.055827 | 408.3842 | 0 | 408.3842 | 0.086221 | 407.7595 | 0.088173 | 408.3842 | 0 | 408.3842 | 0.0045666 | 405.8594 | 0.068558 | 408.3842 | -0.016896 | 407.7595 | -0.076195 | 407.3253 | 0 | 406.4034 | -0.019822 | 406.8859 | 0.0032235
| 408.6023 | 43.8227 | 406.0741 | 0.31358 | 406.07 | 0 | 408.6023 | 0.15047 | 406.0741 | 0.088307 | 408.6023 | 0.0019404 | 417.5882 | 0.02023 | 408.6023 | 0.018241 | 408.6023 | 0.099383 | 407.9776 | 0.12241 | 408.6023 | 0.0038227 | 408.6023 | 0.015002 | 406.0741 | 0.023944 | 408.6023 | 0.0096174 | 407.9776 | 0.065521 | 407.5434 | 0 | 406.6234 | 0.027618 | 407.1041 | 0.11758
| 408.8204 | 45.4572 | 406.2889 | 0.34126 | 406.29 | 0 | 408.8204 | 0.021321 | 406.2889 | 0.020258 | 408.8204 | -0.012581 | 417.8069 | 0.057082 | 408.8204 | 0 | 408.8204 | 0.098439 | 408.1958 | 0.11311 | 408.8204 | 0 | 408.8204 | 0.0047888 | 406.2889 | -0.019868 | 408.8204 | -0.01825 | 408.1958 | -0.072882 | 407.7614 | 0 | 406.8433 | -0.021143 | 407.3222 | 0.010046
| 409.0386 | 49.9089 | 406.5036 | 0.3462 | 406.5 | 0 | 409.0386 | 0.10081 | 406.5036 | 0.063198 | 409.0386 | -0.0067137 | 418.0256 | 0.015143 | 409.0386 | 0.0014898 | 409.0386 | 0.082198 | 408.4139 | 0.13942 | 409.0386 | 0 | 409.0386 | 0.0015992 | 406.5036 | -0.034114 | 409.0386 | -0.019267 | 408.4139 | -0.086502 | 407.9795 | 0 | 407.0632 | -0.018765 | 407.5404 | 0.013451
| 409.2567 | 52.4356 | 406.7184 | 0.39636 | 406.72 | 0.47613 | 409.2567 | 0.21246 | 406.7184 | 0.022244 | 409.2567 | 0.011587 | 418.2443 | 0.057239 | 409.2567 | 0.015466 | 409.2567 | 0.13226 | 408.632 | 0.15958 | 409.2567 | 0.0065491 | 409.2567 | 0.0055809 | 406.7184 | 0.15128 | 409.2567 | 0.0058873 | 408.632 | 0.037177 | 408.1976 | 0 | 407.2831 | 0.027222 | 407.7586 | 0.10757
| 409.4749 | 53.6518 | 406.9332 | 0.36325 | 406.93 | 0 | 409.4749 | 0.030497 | 406.9332 | 0.049293 | 409.4749 | -0.011324 | 418.463 | 0.012911 | 409.4749 | 0 | 409.4749 | 0.11945 | 408.8502 | 0.13327 | 409.4749 | 0 | 409.4749 | 0.0075068 | 406.9332 | 0.0072596 | 409.4749 | -0.013353 | 408.8502 | -0.041226 | 408.4157 | 0 | 407.5031 | -0.018897 | 407.9767 | 0.01092
| 409.6931 | 55.4959 | 407.148 | 0.44257 | 407.15 | 0.22642 | 409.6931 | 0.21635 | 407.148 | 0.082599 | 409.6931 | 0.014018 | 418.6818 | 0.053005 | 409.6931 | 0.014735 | 409.6931 | 0.11726 | 409.0684 | 0.16734 | 409.6931 | 0.014192 | 409.6931 | 0.010684 | 407.148 | 0.04966 | 409.6931 | 0.0095011 | 409.0684 | 0.025396 | 408.6338 | 0 | 407.7231 | 0.029733 | 408.1949 | 0.10338
| 409.9113 | 57.0159 | 407.3628 | 0.42132 | 407.36 | 0.23501 | 409.9113 | 0.11171 | 407.3628 | 0.054289 | 409.9113 | -0.01312 | 418.9005 | 0.011245 | 409.9113 | 0 | 409.9113 | 0.097545 | 409.2866 | 0.13118 | 409.9113 | 0 | 409.9113 | 0.004543 | 407.3628 | -0.065136 | 409.9113 | -0.015501 | 409.2865 | -0.12294 | 408.8519 | 0 | 407.9431 | -0.021143 | 408.4131 | 0.013441
| 410.1295 | 59.5142 | 407.5776 | 0.46012 | 407.58 | 0.46143 | 410.1295 | 0.25618 | 407.5776 | 0.096154 | 410.1295 | 0.008079 | 419.1193 | 0.057866 | 410.1295 | 0.018972 | 410.1295 | 0.13872 | 409.5048 | 0.17033 | 410.1295 | 0.018165 | 410.1295 | 0.0092084 | 407.5776 | 0.069144 | 410.1295 | 0.011832 | 409.5048 | 0.044539 | 409.07 | 0 | 408.1631 | 0.021408 | 408.6314 | 0.095692
| 410.3478 | 60.5016 | 407.7925 | 0.48656 | 407.79 | 0.47613 | 410.3478 | 0.10245 | 407.7925 | 0.034618 | 410.3478 | -0.011592 | 419.3381 | 0.013772 | 410.3478 | 0 | 410.3478 | 0.11682 | 409.723 | 0.15406 | 410.3478 | 0 | 410.3478 | 0.0070723 | 407.7925 | -0.035253 | 410.3478 | -0.013403 | 409.723 | -0.084661 | 409.2881 | 0 | 408.3831 | -0.013479 | 408.8496 | -0.00057479
| 410.566 | 62.6343 | 408.0073 | 0.5209 | 408.01 | 0.93462 | 410.566 | 0.21871 | 408.0073 | 0.11493 | 410.566 | 0.0042658 | 419.5569 | 0.052848 | 410.566 | 0.016282 | 410.566 | 0.13524 | 409.9412 | 0.16043 | 410.566 | 0.015475 | 410.566 | 0.014628 | 408.0073 | -0.0016126 | 410.566 | 0.0076633 | 409.9412 | 0.032556 | 409.5062 | 0 | 408.6031 | 0.024315 | 409.0678 | 0.094489
| 410.7843 | 64.5158 | 408.2222 | 0.46728 | 408.22 | 0 | 410.7843 | 0.083706 | 408.2222 | 0.082335 | 410.7843 | -0.0093812 | 419.7757 | 0.015181 | 410.7843 | 0 | 410.7843 | 0.12094 | 410.1595 | 0.14993 | 410.7843 | 0 | 410.7843 | 0.008431 | 408.2222 | -0.065189 | 410.7843 | -0.016797 | 410.1595 | -0.075459 | 409.7244 | 0 | 408.8231 | -0.01784 | 409.2861 | 0.0061963
| 411.0026 | 67.2349 | 408.4371 | 0.56069 | 408.44 | 0.47613 | 411.0026 | 0.28014 | 408.4371 | 0.10644 | 411.0026 | 0.012307 | 419.9945 | 0.057239 | 411.0026 | 0.015934 | 411.0026 | 0.14612 | 410.3777 | 0.17221 | 411.0026 | 0.017347 | 411.0026 | 0.013016 | 408.4371 | 0.12127 | 411.0026 | 0.0089924 | 410.3777 | 0.073619 | 409.9425 | 0 | 409.0432 | 0.024051 | 409.5044 | 0.096288
| 411.2208 | 69.7099 | 408.6519 | 0.55352 | 408.65 | 0.46709 | 411.2208 | 0.14154 | 408.6519 | 0.02323 | 411.2208 | -0.0066698 | 420.2133 | 0.011968 | 411.2209 | 0 | 411.2208 | 0.13241 | 410.596 | 0.16276 | 411.2208 | 0 | 411.2209 | 0.0065196 | 408.6519 | 0.039879 | 411.2209 | -0.0153 | 410.596 | -0.037545 | 410.1607 | 0 | 409.2632 | -0.015329 | 409.7227 | -0.0035144
| 411.4391 | 71.8264 | 408.8668 | 0.62815 | 408.87 | 0.93462 | 411.4392 | 0.24188 | 408.8669 | 0.10621 | 411.4392 | 0.0047858 | 420.4321 | 0.055984 | 411.4391 | 0.0097247 | 411.4391 | 0.1487 | 410.8143 | 0.1749 | 411.4392 | 0.0030325 | 411.4391 | 0.015253 | 408.8669 | 0.11456 | 411.4391 | 0.0055826 | 410.8143 | 0.017577 | 410.3789 | 0 | 409.4833 | 0.02154 | 409.9409 | 0.10572
| 411.6575 | 73.552 | 409.0818 | 0.64001 | 409.08 | 0.46143 | 411.6575 | 0.17312 | 409.0818 | 0.026183 | 411.6575 | -0.0050749 | 420.651 | 0.017093 | 411.6575 | 0 | 411.6575 | 0.14537 | 411.0326 | 0.16622 | 411.6575 | 0 | 411.6575 | 0.010556 | 409.0818 | 0.0058927 | 411.6575 | -0.014222 | 411.0326 | -0.093864 | 410.597 | 0 | 409.7034 | -0.017047 | 410.1592 | 0.022493
| 411.8758 | 76.5019 | 409.2967 | 0.73638 | 409.3 | 0.92896 | 411.8758 | 0.28686 | 409.2967 | 0.081432 | 411.8758 | 0.017437 | 420.8698 | 0.054416 | 411.8758 | 0.020403 | 411.8758 | 0.1717 | 411.2509 | 0.20512 | 411.8758 | 0.018288 | 411.8758 | 0.012303 | 409.2967 | 0.0069322 | 411.8758 | 0.0080379 | 411.2509 | 0.053005 | 410.8152 | 0 | 409.9235 | 0.022597 | 410.3776 | 0.096837
| 412.0942 | 78.6437 | 409.5116 | 0.7092 | 409.51 | 0.69351 | 412.0942 | 0.16107 | 409.5116 | 0.010821 | 412.0942 | -0.0047553 | 421.0887 | 0.019916 | 412.0941 | 0 | 412.0942 | 0.14905 | 411.4693 | 0.20616 | 412.0942 | 0 | 412.0941 | 0.0045907 | 409.5116 | 0.063124 | 412.0942 | -0.015198 | 411.4692 | -0.059631 | 411.0334 | 0 | 410.1436 | -0.013611 | 410.5959 | 0.0074697
| 412.3125 | 80.3511 | 409.7266 | 0.78432 | 409.73 | 1.161 | 412.3125 | 0.29563 | 409.7266 | 0.050722 | 412.3125 | -0.00071293 | 421.3076 | 0.056611 | 412.3125 | 0.013189 | 412.3125 | 0.17299 | 411.6876 | 0.20427 | 412.3125 | 0.0066388 | 412.3125 | 0.012085 | 409.7266 | 0.06412 | 412.3125 | 0.0096856 | 411.6876 | -0.0037491 | 411.2516 | 0 | 410.3637 | 0.02035 | 410.8142 | 0.10028
| 412.5309 | 81.5998 | 409.9415 | 0.79099 | 409.94 | 0.68785 | 412.5309 | 0.15754 | 409.9415 | 0.01687 | 412.5309 | -0.010745 | 421.5265 | 0.019132 | 412.5309 | 0.0021344 | 412.5309 | 0.16608 | 411.906 | 0.18941 | 412.5309 | 0 | 412.5309 | 0.0085117 | 409.9415 | -0.14727 | 412.5309 | -0.015228 | 411.906 | -0.080612 | 411.4699 | 0 | 410.5839 | -0.017708 | 411.0326 | 0.016349
| 412.7493 | 84.5821 | 410.1565 | 0.87106 | 410.16 | 0.93462 | 412.7493 | 0.32456 | 410.1565 | 0.060107 | 412.7493 | 0.0030626 | 421.7454 | 0.051593 | 412.7493 | 0.0091228 | 412.7493 | 0.17696 | 412.1244 | 0.22737 | 412.7493 | 0.00015261 | 412.7493 | 0.013716 | 410.1565 | 0.068592 | 412.7493 | 0.013596 | 412.1243 | 0.07914 | 411.6881 | 0 | 410.804 | 0.019029 | 411.2509 | 0.095351
| 412.9677 | 87.1796 | 410.3715 | 0.84807 | 410.37 | 0.92896 | 412.9677 | 0.22141 | 410.3715 | 0.028345 | 412.9677 | -0.010843 | 421.9643 | 0.0096828 | 412.9677 | 0.0005592 | 412.9677 | 0.18064 | 412.3427 | 0.21095 | 412.9677 | 0 | 412.9677 | 0.0058149 | 410.3715 | 0.13653 | 412.9677 | -0.015427 | 412.3428 | -0.031478 | 411.9064 | 0 | 411.0242 | -0.018633 | 411.4693 | 0.01119
| 413.1861 | 87.7224 | 410.5865 | 0.88168 | 410.59 | 1.161 | 413.1861 | 0.34681 | 410.5865 | 0.010128 | 413.1861 | 0.006758 | 422.1832 | 0.056141 | 413.1861 | 0.012765 | 413.1861 | 0.19767 | 412.5612 | 0.22161 | 413.1861 | 0.019409 | 413.1861 | 0.011238 | 410.5865 | 0.031044 | 413.1861 | 0.013213 | 412.5612 | 0.036559 | 412.1246 | 0 | 411.2443 | 0.022333 | 411.6877 | 0.099446
| 413.4045 | 89.05 | 410.8014 | 0.94148 | 410.8 | 1.161 | 413.4045 | 0.20857 | 410.8015 | 0.021371 | 413.4045 | -0.0068293 | 422.4022 | 0.016309 | 413.4045 | 0 | 413.4045 | 0.17438 | 412.7796 | 0.22783 | 413.4045 | 0 | 413.4045 | 0.0091586 | 410.8015 | 0.015101 | 413.4045 | -0.017896 | 412.7796 | -0.053373 | 412.3429 | 0 | 411.4645 | -0.015461 | 411.906 | -0.00013078
| 413.623 | 91.4217 | 411.0165 | 1.0094 | 411.02 | 1.161 | 413.623 | 0.39707 | 411.0165 | 0.078339 | 413.623 | 0.0073315 | 422.6211 | 0.053632 | 413.623 | 0.009495 | 413.623 | 0.20984 | 412.998 | 0.25026 | 413.623 | 0.01079 | 413.623 | 0.013965 | 411.0165 | 0.13931 | 413.623 | 0.0092172 | 412.998 | 0.04049 | 412.5612 | 0 | 411.6847 | 0.018765 | 412.1245 | 0.089829
| 413.8414 | 93.1281 | 411.2315 | 1.0581 | 411.23 | 1.161 | 413.8414 | 0.30508 | 411.2315 | 0.041209 | 413.8414 | 0.0012041 | 422.8401 | 0.015251 | 413.8414 | 0.0048284 | 413.8414 | 0.19782 | 413.2165 | 0.24458 | 413.8414 | 0 | 413.8414 | 0.011162 | 411.2315 | 0.0014718 | 413.8414 | -0.017976 | 413.2165 | -0.040858 | 412.7794 | 0 | 411.9049 | -0.015857 | 412.3429 | 0.021083
| 414.0599 | 94.9712 | 411.4465 | 1.0475 | 411.45 | 1.161 | 414.0599 | 0.46549 | 411.4465 | 0.14667 | 414.0599 | 0.016771 | 423.059 | 0.055671 | 414.0599 | 0.014663 | 414.0599 | 0.21535 | 413.435 | 0.27319 | 414.0599 | 0.012192 | 414.0599 | 0.011009 | 411.4465 | -0.068268 | 414.0599 | 0.012642 | 413.435 | 0.053373 | 412.9977 | 0 | 412.1252 | 0.020218 | 412.5613 | 0.089494
| 414.2784 | 95.6851 | 411.6616 | 1.1411 | 411.66 | 1.161 | 414.2784 | 0.32329 | 411.6616 | 0.028136 | 414.2784 | -0.0093043 | 423.278 | 0.021484 | 414.2784 | 0 | 414.2784 | 0.21208 | 413.6534 | 0.2411 | 414.2784 | 0 | 414.2784 | 0.009413 | 411.6616 | -0.0305 | 414.2784 | -0.017465 | 413.6534 | -0.051165 | 413.216 | 0 | 412.3454 | -0.014932 | 412.7797 | 0.0096887
| 414.4969 | 96.5489 | 411.8766 | 1.2472 | 411.88 | 1.3961 | 414.4969 | 0.50192 | 411.8766 | 0.074334 | 414.4969 | -0.00038871 | 423.497 | 0.056141 | 414.4969 | 0.010906 | 414.4969 | 0.22802 | 413.8719 | 0.26682 | 414.4969 | 0.0092431 | 414.4969 | 0.027596 | 411.8766 | 0.038876 | 414.4969 | 0.0057199 | 413.8719 | 0.035486 | 413.4344 | 0 | 412.5656 | 0.020483 | 412.9982 | 0.095289
| 414.7154 | 97.8928 | 412.0917 | 1.1676 | 412.09 | 1.161 | 414.7154 | 0.32629 | 412.0917 | 0.040204 | 414.7154 | -0.00017494 | 423.716 | 0.014946 | 414.7154 | 0.00023831 | 414.7154 | 0.23209 | 414.0904 | 0.26403 | 414.7154 | 0 | 414.7154 | 0.012383 | 412.0917 | -0.10894 | 414.7154 | -0.012977 | 414.0904 | -0.066257 | 413.6527 | 0 | 412.7859 | -0.013079 | 413.2166 | 0.0063199
| 414.9339 | 99.029 | 412.3068 | 1.3327 | 412.31 | 1.3961 | 414.9339 | 0.49109 | 412.3068 | 0.067663 | 414.9339 | 0.0067041 | 423.935 | 0.054886 | 414.9339 | 0.012772 | 414.9339 | 0.25424 | 414.309 | 0.28894 | 414.9339 | 0.008582 | 414.9339 | 0.016112 | 412.3068 | -0.021304 | 414.9339 | 0.010496 | 414.309 | 0.035634 | 413.871 | 0 | 413.0062 | 0.020086 | 413.4351 | 0.094949
| 415.1525 | 98.7728 | 412.5219 | 1.3672 | 412.52 | 1.161 | 415.1525 | 0.37414 | 412.5219 | 0.045412 | 415.1525 | -0.0027903 | 424.154 | 0.012365 | 415.1525 | 0.001775 | 415.1525 | 0.23527 | 414.5275 | 0.26324 | 415.1525 | 0 | 415.1525 | 0.0069997 | 412.5219 | 0.056378 | 415.1525 | -0.015747 | 414.5275 | -0.039386 | 414.0894 | 0 | 413.2264 | -0.010051 | 413.6536 | 0.014285
| 415.371 | 100.2179 | 412.737 | 1.4112 | 412.74 | 1.161 | 415.371 | 0.55626 | 412.737 | 0.07254 | 415.371 | 0.005701 | 424.3731 | 0.052848 | 415.371 | 0.0099382 | 415.371 | 0.2613 | 414.7461 | 0.28742 | 415.371 | 0.012766 | 415.371 | 0.017035 | 412.737 | 0.029836 | 415.371 | 0.01102 | 414.7461 | 0.043067 | 414.3077 | 0 | 413.4468 | 0.019293 | 413.8721 | 0.092045
| 415.5896 | 100.4022 | 412.9522 | 1.4367 | 412.95 | 1.161 | 415.5896 | 0.45017 | 412.9521 | 0.0099334 | 415.5896 | -0.017517 | 424.5921 | 0.01075 | 415.5896 | 0 | 415.5896 | 0.25062 | 414.9647 | 0.29159 | 415.5896 | 0 | 415.5896 | 0.0082628 | 412.9521 | -0.10031 | 415.5896 | -0.022319 | 414.9647 | -0.043067 | 414.5261 | 0 | 413.6671 | -0.013743 | 414.0906 | 0.010721
| 415.8082 | 101.268 | 413.1673 | 1.5699 | 413.17 | 1.6372 | 415.8082 | 0.64071 | 413.1673 | 0.094698 | 415.8082 | 0.015537 | 424.8112 | 0.054573 | 415.8082 | 0.015594 | 415.8082 | 0.27878 | 415.1832 | 0.3263 | 415.8082 | 0.010949 | 415.8082 | 0.012836 | 413.1673 | 0.10974 | 415.8082 | 0.0089039 | 415.1832 | 0.035342 | 414.7445 | 0 | 413.8874 | 0.02154 | 414.3091 | 0.099538
| 416.0268 | 99.9617 | 413.3825 | 1.6401 | 413.38 | 1.6372 | 416.0268 | 0.49376 | 413.3824 | 0.062121 | 416.0268 | -0.0048966 | 425.0302 | 0.020386 | 416.0268 | 0 | 416.0268 | 0.25762 | 415.4018 | 0.28989 | 416.0268 | 0 | 416.0268 | 0.012516 | 413.3824 | -0.050589 | 416.0268 | -0.014372 | 415.4018 | -0.061103 | 414.9629 | 0 | 414.1077 | -0.013875 | 414.5276 | -0.00061003
| 416.2454 | 99.3652 | 413.5976 | 1.6581 | 413.6 | 1.3961 | 416.2454 | 0.63246 | 413.5976 | 0.10366 | 416.2454 | 0.0050035 | 425.2493 | 0.050496 | 416.2454 | 0.015786 | 416.2454 | 0.31454 | 415.6205 | 0.32984 | 416.2454 | 0.0074874 | 416.2454 | 0.02004 | 413.5976 | 0.045193 | 416.2454 | 0.013661 | 415.6205 | 0.036011 | 415.1812 | 0 | 414.3281 | 0.022068 | 414.7462 | 0.09583
| 416.464 | 99.5515 | 413.8128 | 1.7251 | 413.81 | 1.6225 | 416.464 | 0.56443 | 413.8128 | 0.050247 | 416.464 | -0.01456 | 425.4684 | 0.016466 | 416.464 | 0 | 416.464 | 0.28732 | 415.8391 | 0.31908 | 416.464 | 0 | 416.464 | 0.0068645 | 413.8128 | -0.022569 | 416.464 | -0.023429 | 415.8391 | -0.042331 | 415.3997 | 0 | 414.5484 | -0.013875 | 414.9647 | 0.013833
| 416.6827 | 99.7804 | 414.0279 | 1.7873 | 414.03 | 2.0957 | 416.6827 | 0.69835 | 414.028 | 0.12073 | 416.6827 | 0.010811 | 425.6875 | 0.048927 | 416.6827 | 0.016004 | 416.6827 | 0.32343 | 416.0577 | 0.33519 | 416.6827 | 0.022785 | 416.6827 | 0.017332 | 414.028 | 0.21919 | 416.6827 | 0.011886 | 416.0577 | 0.072514 | 415.6181 | 0 | 414.7688 | 0.01784 | 415.1833 | 0.10375
| 416.9013 | 97.7601 | 414.2432 | 1.9097 | 414.24 | 2.0957 | 416.9013 | 0.57863 | 414.2432 | 0.03453 | 416.9013 | -0.011073 | 425.9067 | 0.01471 | 416.9013 | 0 | 416.9013 | 0.31553 | 416.2764 | 0.33324 | 416.9013 | 0 | 416.9013 | 0.012151 | 414.2432 | -0.065909 | 416.9013 | -0.012912 | 416.2764 | -0.074355 | 415.8365 | 0 | 414.9892 | -0.016122 | 415.4019 | 0.013925
| 417.12 | 97.5029 | 414.4584 | 2.0139 | 414.46 | 2.3221 | 417.12 | 0.81649 | 414.4584 | 0.10631 | 417.12 | 0.0038213 | 426.1258 | 0.0552 | 417.12 | 0.011067 | 417.12 | 0.34419 | 416.4951 | 0.36266 | 417.12 | 0.013296 | 417.12 | 0.029973 | 414.4584 | 0.084728 | 417.12 | 0.010188 | 416.4951 | 0.033122 | 416.055 | 0 | 415.2096 | 0.020086 | 415.6204 | 0.094811
| 417.3387 | 95.9707 | 414.6736 | 2.0498 | 414.67 | 1.8692 | 417.3387 | 0.65397 | 414.6736 | 0.01745 | 417.3387 | -0.017221 | 426.3449 | 0.014895 | 417.3387 | 0 | 417.3387 | 0.3358 | 416.7138 | 0.32824 | 417.3387 | 0 | 417.3387 | 0.016744 | 414.6736 | -0.00042563 | 417.3387 | -0.018989 | 416.7138 | -0.059263 | 416.2734 | 0 | 415.43 | -0.016915 | 415.839 | 0.0077323
| 417.5574 | 95.7256 | 414.8888 | 2.1736 | 414.89 | 2.3307 | 417.5574 | 0.93445 | 414.8888 | 0.041967 | 417.5574 | 0.0091061 | 426.5641 | 0.051907 | 417.5574 | 0.014318 | 417.5574 | 0.36897 | 416.9325 | 0.37537 | 417.5574 | 0.0093397 | 417.5574 | 0.026815 | 414.8888 | 0.14406 | 417.5574 | 0.011275 | 416.9325 | 0.075827 | 416.4919 | 0 | 415.6504 | 0.020747 | 416.0576 | 0.095166
| 417.7761 | 92.8476 | 415.1041 | 2.2608 | 415.1 | 2.3307 | 417.7761 | 0.75741 | 415.1041 | 0.076594 | 417.7761 | -0.013667 | 426.7832 | 0.018191 | 417.7761 | 0 | 417.7761 | 0.34771 | 417.1512 | 0.36362 | 417.7761 | 0 | 417.7761 | 0.021984 | 415.1041 | 0.14684 | 417.7761 | -0.018696 | 417.1512 | -0.074355 | 416.7103 | 0 | 415.8709 | -0.014668 | 416.2762 | 0.021558
| 417.9948 | 91.6709 | 415.3193 | 2.3688 | 415.32 | 2.5571 | 417.9948 | 0.94587 | 415.3193 | 0.10749 | 417.9948 | 0.0070427 | 427.0024 | 0.051593 | 417.9948 | 0.0090792 | 417.9948 | 0.39162 | 417.3699 | 0.3667 | 417.9948 | 0.0048742 | 417.9948 | 0.023866 | 415.3193 | 0.12491 | 417.9948 | 0.0071217 | 417.3699 | 0.044907 | 416.9288 | 0 | 416.0913 | 0.02035 | 416.4949 | 0.10163
| 418.2135 | 89.2698 | 415.5346 | 2.3967 | 415.53 | 2.7982 | 418.2135 | 0.81245 | 415.5346 | 0.03042 | 418.2135 | -0.01573 | 427.2216 | 0.017093 | 418.2135 | 0 | 418.2135 | 0.37533 | 417.5887 | 0.35488 | 418.2135 | 0 | 418.2135 | 0.016933 | 415.5346 | -0.086163 | 418.2135 | -0.015508 | 417.5887 | -0.065889 | 417.1473 | 0 | 416.3118 | -0.017179 | 416.7135 | 0.012612
| 418.4323 | 88.2095 | 415.7498 | 2.605 | 415.75 | 2.5571 | 418.4323 | 1.0459 | 415.7498 | 0.10023 | 418.4323 | 0.027376 | 427.4408 | 0.04783 | 418.4323 | 0.021108 | 418.4323 | 0.42445 | 417.8074 | 0.39977 | 418.4323 | 0.02442 | 418.4323 | 0.025093 | 415.7498 | 0.1475 | 418.4323 | 0.013708 | 417.8074 | 0.10675 | 417.3658 | 0 | 416.5322 | 0.019822 | 416.9322 | 0.093434
| 418.6511 | 85.052 | 415.9651 | 2.6791 | 415.97 | 2.5571 | 418.6511 | 0.94005 | 415.9651 | 0.073785 | 418.6511 | -0.011446 | 427.66 | 0.014899 | 418.6511 | 0 | 418.6511 | 0.3946 | 418.0262 | 0.36586 | 418.6511 | 0 | 418.6511 | 0.015176 | 415.9651 | -0.01481 | 418.6511 | -0.019429 | 418.0262 | -0.062208 | 417.5843 | 0 | 416.7527 | -0.017575 | 417.1508 | 0.0050856
| 418.8698 | 82.9861 | 416.1805 | 2.7978 | 416.18 | 2.7982 | 418.8698 | 1.093 | 416.1805 | 0.036978 | 418.8698 | 0.013303 | 427.8792 | 0.055514 | 418.8698 | 0.0067125 | 418.8698 | 0.42425 | 418.245 | 0.39048 | 418.8698 | 0.0089813 | 418.8698 | 0.025769 | 416.1805 | 0.044985 | 418.8698 | 0.0092653 | 418.245 | 0.027024 | 417.8028 | 0 | 416.9732 | 0.015065 | 417.3695 | 0.092314
| 419.0886 | 80.1364 | 416.3958 | 2.8973 | 416.4 | 3.0156 | 419.0886 | 1.0099 | 416.3958 | 0.027553 | 419.0886 | -0.020033 | 428.0984 | 0.019916 | 419.0886 | 0 | 419.0886 | 0.41953 | 418.4638 | 0.36991 | 419.0886 | 0 | 419.0886 | 0.022143 | 416.3958 | -0.05805 | 419.0886 | -0.0083904 | 418.4638 | -0.0946 | 418.0214 | 0 | 417.1937 | -0.016915 | 417.5882 | 0.01062
| 419.3074 | 78.2883 | 416.6111 | 3.0552 | 416.61 | 3.4917 | 419.3074 | 1.287 | 416.6111 | 0.085784 | 419.3074 | 0.021117 | 428.3177 | 0.04783 | 419.3074 | 0.020695 | 419.3074 | 0.44635 | 418.6826 | 0.39579 | 419.3074 | 0.023306 | 419.3074 | 0.023726 | 416.6111 | 0.16945 | 419.3074 | 0.0097128 | 418.6826 | 0.051533 | 418.2399 | 0 | 417.4142 | 0.020747 | 417.8069 | 0.092897
| 419.5263 | 75.3222 | 416.8264 | 3.2072 | 416.83 | 3.2506 | 419.5263 | 1.1649 | 416.8264 | 0.052332 | 419.5263 | -0.02507 | 428.5369 | 0.014444 | 419.5262 | 0 | 419.5263 | 0.42743 | 418.9015 | 0.37948 | 419.5263 | 0 | 419.5262 | 0.020378 | 416.8264 | -0.030787 | 419.5263 | -0.014747 | 418.9015 | -0.067361 | 418.4584 | 0 | 417.6348 | -0.013743 | 418.0256 | 0.0032998
| 419.7451 | 72.8958 | 417.0418 | 3.3693 | 417.04 | 3.7181 | 419.7451 | 1.3322 | 417.0418 | 0.030061 | 419.7451 | 0.0075206 | 428.7562 | 0.050809 | 419.7451 | 0.014403 | 419.7451 | 0.45693 | 419.1203 | 0.3917 | 419.7451 | 0.0032349 | 419.7451 | 0.028415 | 417.0418 | -0.033335 | 419.7451 | 0.015388 | 419.1203 | 0.049693 | 418.677 | 0 | 417.8553 | 0.014668 | 418.2443 | 0.09397
| 419.9639 | 70.3458 | 417.2571 | 3.4934 | 417.26 | 3.4917 | 419.9639 | 1.2256 | 417.2571 | 0.032337 | 419.9639 | -0.017833 | 428.9754 | 0.016152 | 419.9639 | 0 | 419.9639 | 0.45564 | 419.3392 | 0.37773 | 419.9639 | 0 | 419.9639 | 0.020876 | 417.2571 | -0.079868 | 419.9639 | -0.016913 | 419.3392 | -0.046748 | 418.8956 | 0 | 418.0759 | -0.011807 | 418.463 | 0.012035
| 420.1828 | 68.6607 | 417.4725 | 3.6708 | 417.47 | 3.7181 | 420.1828 | 1.4715 | 417.4725 | 0.11554 | 420.1828 | 0.017681 | 429.1947 | 0.050496 | 420.1828 | 0.021055 | 420.1828 | 0.48405 | 419.5581 | 0.41715 | 420.1828 | 0.010293 | 420.1828 | 0.026354 | 417.4725 | 0.047504 | 420.1828 | 0.010324 | 419.5581 | 0.079508 | 419.1141 | 0 | 418.2964 | 0.022068 | 418.6818 | 0.08186
| 420.4017 | 65.1862 | 417.6879 | 3.7889 | 417.69 | 3.7181 | 420.4017 | 1.3623 | 417.6879 | 0.041673 | 420.4017 | -0.01789 | 429.414 | 0.0207 | 420.4017 | 0 | 420.4017 | 0.46865 | 419.777 | 0.38952 | 420.4017 | 0 | 420.4017 | 0.021531 | 417.6879 | 0.045023 | 420.4017 | -0.011096 | 419.777 | -0.087606 | 419.3327 | 0 | 418.517 | -0.014272 | 418.9005 | 0.0076555
| 420.6206 | 62.5219 | 417.9033 | 3.975 | 417.9 | 4.1857 | 420.6206 | 1.6008 | 417.9033 | 0.081704 | 420.6206 | 0.011646 | 429.6333 | 0.053005 | 420.6206 | 0.017502 | 420.6206 | 0.50193 | 419.9959 | 0.4056 | 420.6206 | 0.0033154 | 420.6206 | 0.027385 | 417.9033 | 0.23026 | 420.6206 | 0.013633 | 419.9959 | 0.019912 | 419.5513 | 0 | 418.7376 | 0.020747 | 419.1193 | 0.077733
| 420.8395 | 59.1527 | 418.1187 | 4.1168 | 418.12 | 4.1857 | 420.8395 | 1.4738 | 418.1187 | 0.061776 | 420.8395 | -0.013356 | 429.8526 | 0.014694 | 420.8395 | 0 | 420.8395 | 0.48633 | 420.2148 | 0.37661 | 420.8395 | 0 | 420.8395 | 0.016622 | 418.1187 | -0.11127 | 420.8395 | -0.01839 | 420.2148 | -0.061472 | 419.77 | 0 | 418.9583 | -0.016915 | 419.3381 | 0.0022001
| 421.0584 | 56.9207 | 418.3341 | 4.2905 | 418.33 | 4.6528 | 421.0584 | 1.6503 | 418.3341 | 0.079122 | 421.0584 | 0.0052486 | 430.072 | 0.052534 | 421.0584 | 0.013684 | 421.0584 | 0.52766 | 420.4338 | 0.39685 | 421.0584 | 0.014549 | 421.0584 | 0.021019 | 418.3341 | 0.091254 | 421.0584 | 0.009547 | 420.4337 | 0.029401 | 419.9886 | 0 | 419.1789 | 0.024051 | 419.5569 | 0.081011
| 421.2773 | 54.3546 | 418.5496 | 4.4356 | 418.55 | 4.6471 | 421.2773 | 1.5858 | 418.5496 | 0.066317 | 421.2773 | -0.012922 | 430.2913 | 0.016466 | 421.2773 | 0 | 421.2773 | 0.48931 | 420.6527 | 0.37042 | 421.2773 | 0 | 421.2773 | 0.017426 | 418.5496 | -0.049193 | 421.2773 | -0.021659 | 420.6527 | -0.064784 | 420.2072 | 0 | 419.3995 | -0.014272 | 419.7757 | -0.0023285
| 421.4963 | 52.1986 | 418.765 | 4.7294 | 418.77 | 4.8792 | 421.4963 | 1.7705 | 418.765 | 0.11261 | 421.4963 | 0.0095995 | 430.5106 | 0.052064 | 421.4963 | 0.016052 | 421.4963 | 0.52974 | 420.8717 | 0.40687 | 421.4963 | 0.0033173 | 421.4963 | 0.022507 | 418.765 | 0.070946 | 421.4963 | 0.0068486 | 420.8717 | 0.046012 | 420.4258 | 0 | 419.6202 | 0.020218 | 419.9945 | 0.087202
| 421.7152 | 49.7226 | 418.9805 | 4.8688 | 418.98 | 4.8792 | 421.7152 | 1.7223 | 418.9805 | 0.091204 | 421.7152 | -0.012219 | 430.73 | 0.01324 | 421.7152 | 0 | 421.7152 | 0.51579 | 421.0907 | 0.36584 | 421.7152 | 0 | 421.7152 | 0.017605 | 418.9805 | -0.031575 | 421.7152 | -0.014132 | 421.0907 | -0.055582 | 420.6445 | 0 | 419.8408 | -0.013479 | 420.2133 | 0.005353
| 421.9342 | 48.3413 | 419.1959 | 4.9985 | 419.2 | 5.3553 | 421.9342 | 1.8966 | 419.1959 | 0.06306 | 421.9342 | 0.0097534 | 430.9494 | 0.046105 | 421.9342 | 0.016776 | 421.9342 | 0.5433 | 421.3097 | 0.40715 | 421.9342 | 0.014741 | 421.9342 | 0.024853 | 419.1959 | 0.065738 | 421.9342 | 0.012174 | 421.3097 | 0.041595 | 420.8632 | 0 | 420.0615 | 0.022729 | 420.4321 | 0.074017
| 422.1532 | 46.6542 | 419.4114 | 5.2216 | 419.41 | 5.3553 | 422.1532 | 1.7922 | 419.4114 | 0.058338 | 422.1532 | -0.0062058 | 431.1688 | 0.019916 | 422.1532 | 0 | 422.1532 | 0.5365 | 421.5287 | 0.36277 | 422.1532 | 0 | 422.1532 | 0.021333 | 419.4114 | -0.073866 | 422.1532 | -0.016318 | 421.5287 | -0.024422 | 421.0818 | 0 | 420.2822 | -0.018765 | 420.651 | 0.0024197
| 422.3722 | 44.9397 | 419.6269 | 5.4885 | 419.63 | 5.8138 | 422.3722 | 2.0673 | 419.6269 | 0.050143 | 422.3722 | 0.0084855 | 431.3882 | 0.046889 | 422.3722 | 0.014712 | 422.3722 | 0.57583 | 421.7477 | 0.40773 | 422.3722 | 0.017562 | 422.3722 | 0.026159 | 419.6269 | 0.049312 | 422.3722 | 0.0099543 | 421.7477 | 0.097177 | 421.3005 | 0 | 420.5029 | 0.027486 | 420.8698 | 0.084701
| 422.5912 | 43.4146 | 419.8424 | 5.6098 | 419.84 | 5.8138 | 422.5912 | 1.9578 | 419.8424 | 0.10581 | 422.5912 | -0.0031959 | 431.6076 | 0.013928 | 422.5912 | 0 | 422.5912 | 0.56997 | 421.9667 | 0.39207 | 422.5912 | 0 | 422.5912 | 0.019408 | 419.8424 | -0.091103 | 422.5912 | -0.0098124 | 421.9667 | -0.050429 | 421.5192 | 0 | 420.7236 | -0.016122 | 421.0887 | 0.0014478
| 422.8102 | 41.69 | 420.0579 | 5.813 | 420.06 | 6.2752 | 422.8102 | 2.1612 | 420.0579 | 0.12832 | 422.8102 | 0.013248 | 431.827 | 0.047046 | 422.8102 | 0.012697 | 422.8102 | 0.60037 | 422.1858 | 0.38204 | 422.8102 | 0.016799 | 422.8102 | 0.027959 | 420.0579 | 0.17775 | 422.8102 | 0.0031352 | 422.1858 | 0.068833 | 421.7379 | 0 | 420.9443 | 0.024051 | 421.3076 | 0.076823
| 423.0293 | 40.1244 | 420.2734 | 6.0203 | 420.27 | 6.2752 | 423.0293 | 2.1356 | 420.2734 | 0.052091 | 423.0293 | 0.0051568 | 432.0464 | 0.015142 | 423.0293 | 0.0027468 | 423.0293 | 0.60146 | 422.4049 | 0.38313 | 423.0293 | 0 | 423.0293 | 0.022853 | 420.2734 | -0.10969 | 423.0293 | -0.01677 | 422.4049 | -0.061472 | 421.9566 | 0 | 421.165 | -0.015461 | 421.5265 | -0.0030074
| 423.2483 | 39.1988 | 420.489 | 6.2419 | 420.49 | 6.7428 | 423.2483 | 2.381 | 420.489 | 0.08905 | 423.2483 | 0.00911 | 432.2659 | 0.050809 | 423.2484 | 0.012038 | 423.2483 | 0.60861 | 422.624 | 0.39629 | 423.2483 | 0.010701 | 423.2484 | 0.031623 | 420.489 | 0.083574 | 423.2484 | 0.013412 | 422.6239 | 0.042331 | 422.1753 | 0 | 421.3858 | 0.020086 | 421.7454 | 0.086616
| 423.4674 | 37.8732 | 420.7045 | 6.4102 | 420.7 | 7.2099 | 423.4674 | 2.3683 | 420.7045 | 0.099504 | 423.4674 | -0.0045539 | 432.4853 | 0.020386 | 423.4674 | 0 | 423.4674 | 0.60891 | 422.8431 | 0.35287 | 423.4674 | 0 | 423.4674 | 0.02929 | 420.7045 | -0.0037785 | 423.4674 | -0.020039 | 422.8431 | -0.058159 | 422.3941 | 0 | 421.6065 | -0.015857 | 421.9643 | 0.0080256
| 423.6865 | 36.6945 | 420.9201 | 6.7248 | 420.92 | 7.2099 | 423.6865 | 2.582 | 420.9201 | 0.10889 | 423.6865 | -0.00011321 | 432.7048 | 0.048927 | 423.6865 | 0.0094011 | 423.6865 | 0.64487 | 423.0622 | 0.38656 | 423.6865 | 0.0015797 | 423.6865 | 0.024238 | 420.9201 | 0.10963 | 423.6865 | 0.011085 | 423.0622 | 0.055214 | 422.6128 | 0 | 421.8273 | 0.019954 | 422.1832 | 0.088669
| 423.9056 | 35.7274 | 421.1357 | 6.9262 | 421.14 | 7.2099 | 423.9056 | 2.6066 | 421.1357 | 0.081558 | 423.9056 | -0.0024271 | 432.9243 | 0.015839 | 423.9056 | 0 | 423.9056 | 0.64586 | 423.2813 | 0.37359 | 423.9056 | 0 | 423.9056 | 0.024024 | 421.1357 | -0.089063 | 423.9056 | -0.011576 | 423.2813 | -0.019181 | 422.8316 | 0 | 422.0481 | -0.016254 | 422.4022 | 0.010361
| 424.1247 | 35.2696 | 421.3513 | 7.1278 | 421.35 | 7.6774 | 424.1247 | 2.8871 | 421.3513 | 0.059661 | 424.1247 | 0.012823 | 433.1438 | 0.050182 | 424.1247 | 0.010285 | 424.1247 | 0.67919 | 423.5004 | 0.39684 | 424.1247 | 0.01989 | 424.1247 | 0.028396 | 421.3513 | 0.092807 | 424.1247 | 0.0078117 | 423.5004 | 0.033408 | 423.0503 | 0 | 422.2689 | 0.020879 | 422.6211 | 0.086592
| 424.3438 | 33.9876 | 421.5669 | 7.437 | 421.57 | 8.1359 | 424.3438 | 2.7786 | 421.5669 | 0.056538 | 424.3438 | -0.004397 | 433.3632 | 0.019445 | 424.3438 | 0 | 424.3438 | 0.66633 | 423.7196 | 0.36458 | 424.3438 | 0 | 424.3438 | 0.025132 | 421.5669 | -0.086284 | 424.3438 | -0.013594 | 423.7196 | -0.060735 | 423.2691 | 0 | 422.4897 | -0.014668 | 422.8401 | 0.0050904
| 424.563 | 33.5359 | 421.7825 | 7.6524 | 421.78 | 8.3709 | 424.563 | 3.1193 | 421.7825 | 0.070334 | 424.563 | 0.01373 | 433.5828 | 0.050809 | 424.563 | 0.018044 | 424.563 | 0.70417 | 423.9388 | 0.36417 | 424.563 | 0.011594 | 424.563 | 0.033587 | 421.7825 | 0.076665 | 424.563 | 0.0095392 | 423.9388 | 0.0055524 | 423.4879 | 0 | 422.7105 | 0.02154 | 423.059 | 0.08581
| 424.7821 | 32.7116 | 421.9981 | 7.9455 | 422 | 9.0587 | 424.7821 | 3.1471 | 421.9981 | 0.068459 | 424.7821 | -0.013661 | 433.8023 | 0.014981 | 424.7821 | 0 | 424.7821 | 0.7219 | 424.158 | 0.35293 | 424.7821 | 0 | 424.7821 | 0.023558 | 421.9981 | 0.041771 | 424.7821 | -0.011213 | 424.158 | -0.07914 | 423.7067 | 0 | 422.9313 | -0.017179 | 423.278 | 0.0085321
| 425.0013 | 32.7592 | 422.2138 | 8.2934 | 422.21 | 9.5319 | 425.0013 | 3.4521 | 422.2137 | 0.15043 | 425.0013 | 0.0048473 | 434.0218 | 0.05175 | 425.0013 | 0.018043 | 425.0013 | 0.75667 | 424.3772 | 0.36233 | 425.0013 | 0.014061 | 425.0013 | 0.025601 | 422.2137 | 0.13819 | 425.0013 | 0.0094444 | 424.3772 | 0.044907 | 423.9255 | 0 | 423.1522 | 0.02154 | 423.497 | 0.087153
| 425.2205 | 31.5369 | 422.4294 | 8.3873 | 422.43 | 9.7669 | 425.2205 | 3.4992 | 422.4294 | 0.075942 | 425.2205 | -0.0052401 | 434.2414 | 0.018191 | 425.2205 | 0 | 425.2205 | 0.76149 | 424.5964 | 0.34869 | 425.2205 | 0 | 425.2205 | 0.035005 | 422.4294 | -0.12142 | 425.2205 | -0.011525 | 424.5964 | -0.052269 | 424.1443 | 0 | 423.373 | -0.01287 | 423.716 | 0.0065998
| 425.4397 | 31.0306 | 422.6451 | 8.7919 | 422.65 | 10.4609 | 425.4397 | 3.7125 | 422.6451 | 0.15864 | 425.4397 | 0.015615 | 434.4609 | 0.052691 | 425.4397 | 0.013807 | 425.4397 | 0.76978 | 424.8156 | 0.34964 | 425.4397 | 0.025104 | 425.4397 | 0.029673 | 422.6451 | 0.10883 | 425.4397 | 0.0087051 | 424.8156 | 0.025997 | 424.3631 | 0 | 423.5939 | 0.023522 | 423.935 | 0.085631
| 425.6589 | 30.2498 | 422.8607 | 9.0138 | 422.86 | 10.4548 | 425.6589 | 3.7141 | 422.8607 | 0.15919 | 425.6589 | -0.014171 | 434.6805 | 0.017093 | 425.6589 | 0 | 425.6589 | 0.76183 | 425.0349 | 0.33342 | 425.6589 | 0 | 425.6589 | 0.025133 | 422.8607 | 0.01366 | 425.6589 | -0.021502 | 425.0349 | -0.068465 | 424.582 | 0 | 423.8148 | -0.015461 | 424.154 | 0.0085021
| 425.8781 | 29.9784 | 423.0764 | 9.3007 | 423.08 | 10.928 | 425.8781 | 4.0632 | 423.0764 | 0.13471 | 425.8781 | 0.0089555 | 434.9001 | 0.05473 | 425.8781 | 0.014032 | 425.8781 | 0.81145 | 425.2541 | 0.37016 | 425.8781 | 0.016508 | 425.8781 | 0.029612 | 423.0764 | 0.054978 | 425.8781 | 0.010641 | 425.2541 | 0.049324 | 424.8008 | 0 | 424.0357 | 0.02524 | 424.3731 | 0.087837
| 426.0973 | 28.7004 | 423.2921 | 9.5552 | 423.29 | 11.1544 | 426.0973 | 4.0647 | 423.2921 | 0.083561 | 426.0973 | -0.0098955 | 435.1196 | 0.023052 | 426.0973 | 0 | 426.0973 | 0.79655 | 425.4734 | 0.30793 | 426.0973 | 0 | 426.0973 | 0.031873 | 423.2921 | -0.041916 | 426.0973 | -0.01851 | 425.4734 | -0.072882 | 425.0197 | 0 | 424.2566 | -0.017575 | 424.5921 | -0.0022305
| 426.3166 | 28.1191 | 423.5078 | 10.0032 | 423.51 | 11.8479 | 426.3166 | 4.3532 | 423.5078 | 0.12955 | 426.3166 | 0.0039417 | 435.3392 | 0.053475 | 426.3166 | 0.0051776 | 426.3166 | 0.83887 | 425.6927 | 0.33711 | 426.3166 | 0.0038185 | 426.3166 | 0.030058 | 423.5078 | 0.11312 | 426.3166 | 0.011356 | 425.6927 | 0.012016 | 425.2385 | 0 | 424.4775 | 0.022993 | 424.8112 | 0.088407
| 426.5358 | 27.1773 | 423.7235 | 10.2567 | 423.72 | 12.3301 | 426.5358 | 4.3557 | 423.7235 | 0.074079 | 426.5358 | -0.017532 | 435.5588 | 0.021641 | 426.5359 | 0 | 426.5358 | 0.81369 | 425.912 | 0.313 | 426.5358 | 0 | 426.5359 | 0.026466 | 423.7235 | 5.7912e-05 | 426.5359 | -0.018639 | 425.912 | -0.050429 | 425.4574 | 0 | 424.6985 | -0.014404 | 425.0302 | -0.0021423
| 426.7551 | 27.3312 | 423.9392 | 10.6321 | 423.94 | 13.2501 | 426.7551 | 4.7471 | 423.9392 | 0.16304 | 426.7551 | 0.01067 | 435.7785 | 0.051907 | 426.7551 | 0.016372 | 426.7551 | 0.86102 | 426.1313 | 0.33565 | 426.7551 | 0.008494 | 426.7551 | 0.03468 | 423.9392 | 0.15456 | 426.7551 | 0.00909 | 426.1313 | 0.027634 | 425.6763 | 0 | 424.9194 | 0.02524 | 425.2493 | 0.084564
| 426.9744 | 26.2659 | 424.155 | 10.8547 | 424.15 | 13.4851 | 426.9744 | 4.7919 | 424.155 | 0.13156 | 426.9744 | -0.0072564 | 435.9981 | 0.018348 | 426.9744 | 0 | 426.9744 | 0.86936 | 426.3506 | 0.28319 | 426.9744 | 0 | 426.9744 | 0.026893 | 424.155 | -0.077023 | 426.9744 | -0.0137 | 426.3506 | -0.051533 | 425.8952 | 0 | 425.1404 | -0.013875 | 425.4684 | 0.0056949
| 427.1937 | 26.2973 | 424.3707 | 11.2881 | 424.37 | 14.1847 | 427.1937 | 5.1581 | 424.3707 | 0.16657 | 427.1937 | -0.0052695 | 436.2177 | 0.051907 | 427.1937 | 0.015521 | 427.1937 | 0.90463 | 426.57 | 0.31328 | 427.1937 | 0.0073708 | 427.1937 | 0.035212 | 424.3707 | 0.23279 | 427.1937 | 0.0050621 | 426.57 | 0.070674 | 426.1141 | 0 | 425.3613 | 0.02035 | 425.6875 | 0.071787
| 427.413 | 25.3838 | 424.5865 | 11.6487 | 424.59 | 14.4111 | 427.413 | 5.1799 | 424.5865 | 0.083338 | 427.413 | -0.015068 | 436.4374 | 0.015658 | 427.413 | 0 | 427.413 | 0.88923 | 426.7894 | 0.3021 | 427.413 | 0 | 427.413 | 0.019358 | 424.5865 | 0.030915 | 427.413 | -0.018035 | 426.7894 | -0.11889 | 426.333 | 0 | 425.5823 | -0.012705 | 425.9066 | -0.0014182
| 427.6324 | 25.2988 | 424.8023 | 11.9521 | 424.8 | 15.1075 | 427.6324 | 5.6839 | 424.8023 | 0.16236 | 427.6324 | 0.013847 | 436.6571 | 0.054102 | 427.6324 | 0.012457 | 427.6324 | 0.93313 | 427.0087 | 0.29387 | 427.6324 | 0.0099587 | 427.6324 | 0.035843 | 424.8023 | 0.060137 | 427.6324 | 0.013418 | 427.0087 | 0.079876 | 426.5519 | 0 | 425.8033 | 0.022465 | 426.1258 | 0.073398
| 427.8517 | 24.6071 | 425.0181 | 12.261 | 425.02 | 15.5721 | 427.8517 | 5.731 | 425.0181 | 0.13375 | 427.8517 | -0.0069734 | 436.8767 | 0.015159 | 427.8517 | 0.0052688 | 427.8517 | 0.94788 | 427.2281 | 0.29239 | 427.8517 | 0 | 427.8517 | 0.031926 | 425.0181 | -0.14379 | 427.8517 | -0.014717 | 427.2281 | -0.047852 | 426.7708 | 0 | 426.0243 | -0.012234 | 426.3449 | -0.00033094
| 428.0711 | 23.8891 | 425.2339 | 12.8526 | 425.23 | 16.7332 | 428.0711 | 6.0585 | 425.2339 | 0.16965 | 428.0711 | 0.0086224 | 437.0964 | 0.050809 | 428.0711 | 0.013063 | 428.0711 | 0.97321 | 427.4475 | 0.27858 | 428.0711 | 0.0086252 | 428.0711 | 0.030451 | 425.2339 | -0.012041 | 428.0711 | 0.008384 | 427.4475 | 0.040858 | 426.9898 | 0 | 426.2453 | 0.021408 | 426.5641 | 0.086085
| 428.2905 | 22.7276 | 425.4497 | 13.1419 | 425.45 | 16.9682 | 428.2905 | 6.0148 | 425.4497 | 0.1383 | 428.2905 | -0.015129 | 437.3161 | 0.020543 | 428.2904 | 0 | 428.2905 | 0.95072 | 427.6669 | 0.24277 | 428.2905 | 0 | 428.2904 | 0.030642 | 425.4497 | 0.0034103 | 428.2904 | -0.015572 | 427.6669 | -0.069201 | 427.2088 | 0 | 426.4664 | -0.021011 | 426.7832 | 0.002935
| 428.5098 | 22.6486 | 425.6655 | 13.6349 | 425.67 | 17.4357 | 428.5098 | 6.4506 | 425.6655 | 0.14478 | 428.5098 | 0.01039 | 437.5358 | 0.053475 | 428.5098 | 0.014369 | 428.5098 | 0.97684 | 427.8864 | 0.28755 | 428.5098 | 0.0028208 | 428.5098 | 0.034545 | 425.6655 | 0.19368 | 428.5098 | 0.0074599 | 427.8864 | 0.02305 | 427.4277 | 0 | 426.6874 | 0.022465 | 427.0024 | 0.080793
| 428.7292 | 21.6633 | 425.8813 | 14.1059 | 425.88 | 18.1292 | 428.7292 | 6.5315 | 425.8813 | 0.17649 | 428.7292 | -0.0084461 | 437.7556 | 0.021641 | 428.7292 | 0 | 428.7292 | 0.97416 | 428.1058 | 0.23952 | 428.7292 | 0 | 428.7292 | 0.030696 | 425.8813 | -0.0027105 | 428.7292 | -0.014829 | 428.1058 | -0.059999 | 427.6467 | 0 | 426.9085 | -0.018368 | 427.2216 | 0.0034331
| 428.9486 | 21.6076 | 426.0972 | 14.4435 | 426.1 | 19.2903 | 428.9487 | 6.9336 | 426.0972 | 0.15054 | 428.9487 | 0.01717 | 437.9753 | 0.054886 | 428.9487 | 0.016334 | 428.9486 | 0.99527 | 428.3253 | 0.27169 | 428.9487 | 0.016999 | 428.9487 | 0.034604 | 426.0972 | -0.0016232 | 428.9487 | 0.0088319 | 428.3253 | 0.049693 | 427.8657 | 0 | 427.1295 | 0.021936 | 427.4408 | 0.074079
| 429.1681 | 20.6526 | 426.313 | 14.9214 | 426.31 | 19.7517 | 429.1681 | 6.9093 | 426.313 | 0.17653 | 429.1681 | -0.0022963 | 438.195 | 0.022425 | 429.1681 | 0 | 429.1681 | 0.99457 | 428.5448 | 0.24274 | 429.1681 | 0 | 429.1681 | 0.028483 | 426.313 | 0.029457 | 429.1681 | -0.0092667 | 428.5448 | -0.060367 | 428.0847 | 0 | 427.3506 | -0.014668 | 427.66 | 0.0068449
| 429.3875 | 20.442 | 426.5289 | 15.425 | 426.53 | 20.4513 | 429.3875 | 7.3299 | 426.5289 | 0.21457 | 429.3875 | 0.0091122 | 438.4148 | 0.053946 | 429.3875 | 0.012767 | 429.3875 | 0.99869 | 428.7643 | 0.22653 | 429.3875 | 0.0091403 | 429.3875 | 0.03216 | 426.5289 | 0.0196 | 429.3875 | 0.012156 | 428.7643 | 0.012143 | 428.3037 | 0 | 427.5717 | 0.018897 | 427.8792 | 0.068932
| 429.607 | 19.7311 | 426.7448 | 15.8866 | 426.74 | 20.9127 | 429.607 | 7.6186 | 426.7448 | 0.17253 | 429.607 | 0.0013156 | 438.6345 | 0.025875 | 429.607 | 0 | 429.607 | 1.0198 | 428.9838 | 0.21233 | 429.607 | 0 | 429.607 | 0.027401 | 426.7448 | 0.0026126 | 429.607 | -0.0099082 | 428.9838 | -0.059999 | 428.5227 | 0 | 427.7928 | -0.017575 | 428.0984 | 0.0049538
| 429.8265 | 19.4536 | 426.9607 | 16.3882 | 426.96 | 21.6124 | 429.8265 | 8.0711 | 426.9607 | 0.21374 | 429.8265 | 0.0081247 | 438.8543 | 0.055514 | 429.8264 | 0.012949 | 429.8265 | 1.0415 | 429.2033 | 0.2322 | 429.8265 | 0.008 | 429.8264 | 0.037612 | 426.9607 | 0.10486 | 429.8265 | 0.010617 | 429.2033 | 0.017593 | 428.7417 | 0 | 428.014 | 0.02339 | 428.3177 | 0.077293
| 430.0459 | 18.3569 | 427.1766 | 16.873 | 427.18 | 22.547 | 430.0459 | 8.114 | 427.1766 | 0.17855 | 430.0459 | -0.0097707 | 439.0741 | 0.022582 | 430.0459 | 0 | 430.0459 | 1.0399 | 429.4228 | 0.19757 | 430.0459 | 0 | 430.0459 | 0.02788 | 427.1766 | -0.023713 | 430.0459 | -0.017017 | 429.4228 | -0.032398 | 428.9608 | 0 | 428.2351 | -0.015593 | 428.5369 | -0.002961
| 430.2654 | 18.1817 | 427.3925 | 17.3089 | 427.39 | 23.2348 | 430.2654 | 8.4854 | 427.3925 | 0.19045 | 430.2654 | 0.0098336 | 439.2939 | 0.064139 | 430.2654 | 0.012871 | 430.2654 | 1.0566 | 429.6424 | 0.24347 | 430.2654 | 0.022167 | 430.2654 | 0.036147 | 427.3925 | 0.088575 | 430.2654 | 0.0047153 | 429.6424 | 0.05411 | 429.1798 | 0 | 428.4562 | 0.022333 | 428.7562 | 0.071186
| 430.485 | 17.1528 | 427.6084 | 17.6121 | 427.61 | 24.1724 | 430.4849 | 8.5677 | 427.6084 | 0.12551 | 430.4849 | -0.0040517 | 439.5137 | 0.030109 | 430.485 | 0 | 430.485 | 1.0589 | 429.8619 | 0.18313 | 430.4849 | 0 | 430.485 | 0.034996 | 427.6084 | 0.089835 | 430.485 | -0.018278 | 429.8619 | -0.043435 | 429.3989 | 0 | 428.6774 | -0.017972 | 428.9754 | -0.007232
| 430.7045 | 16.8267 | 427.8244 | 18.2487 | 427.82 | 25.1041 | 430.7045 | 9.0598 | 427.8244 | 0.24733 | 430.7045 | 0.017306 | 439.7335 | 0.061002 | 430.7045 | 0.01222 | 430.7045 | 1.0943 | 430.0815 | 0.19956 | 430.7045 | 0.01423 | 430.7045 | 0.033107 | 427.8244 | 0.11329 | 430.7045 | 0.003894 | 430.0815 | 0.062208 | 429.618 | 0 | 428.8985 | 0.022729 | 429.1947 | 0.11625
| 430.924 | 15.9031 | 428.0403 | 18.5289 | 428.04 | 25.7976 | 430.924 | 9.1692 | 428.0403 | 0.20769 | 430.924 | -0.0047013 | 439.9534 | 0.030423 | 430.924 | 0 | 430.924 | 1.0682 | 430.3011 | 0.17858 | 430.924 | 0 | 430.924 | 0.025864 | 428.0403 | -0.03758 | 430.924 | -0.012851 | 430.3011 | -0.059631 | 429.837 | 0 | 429.1197 | -0.018104 | 429.414 | 0.014363
| 431.1436 | 15.9487 | 428.2563 | 19.0229 | 428.26 | 26.4854 | 431.1436 | 9.6243 | 428.2563 | 0.23752 | 431.1436 | 0.012398 | 440.1732 | 0.061159 | 431.1436 | 0.010081 | 431.1436 | 1.1064 | 430.5207 | 0.20053 | 431.1436 | 0.011197 | 431.1436 | 0.04506 | 428.2563 | 0.00055885 | 431.1436 | 0.0099721 | 430.5207 | 0.027244 | 430.0561 | 0 | 429.3409 | 0.023654 | 429.6333 | 0.076834
| 431.3631 | 15.2955 | 428.4723 | 19.3392 | 428.47 | 27.4262 | 431.3631 | 9.8848 | 428.4723 | 0.26307 | 431.3631 | -0.00086849 | 440.3931 | 0.026973 | 431.3631 | 0 | 431.3631 | 1.1121 | 430.7404 | 0.17951 | 431.3631 | 0 | 431.3631 | 0.026827 | 428.4723 | -0.052185 | 431.3631 | -0.0162 | 430.7403 | -0.075827 | 430.2752 | 0 | 429.5621 | -0.015065 | 429.8526 | 0.013275
| 431.5827 | 15.2732 | 428.6882 | 19.8502 | 428.69 | 27.8876 | 431.5827 | 10.6118 | 428.6882 | 0.25014 | 431.5827 | 0.011966 | 440.613 | 0.060375 | 431.5827 | 0.015361 | 431.5827 | 1.1392 | 430.96 | 0.19698 | 431.5827 | 0.011257 | 431.5827 | 0.036241 | 428.6882 | 0.13977 | 431.5827 | 0.008256 | 430.96 | 0.040122 | 430.4943 | 0 | 429.7834 | 0.02339 | 430.072 | 0.07966
| 431.8023 | 14.7639 | 428.9042 | 20.2851 | 428.9 | 29.275 | 431.8023 | 11.0349 | 428.9042 | 0.27772 | 431.8023 | -0.0089436 | 440.8329 | 0.028698 | 431.8023 | 0 | 431.8023 | 1.153 | 431.1796 | 0.17481 | 431.8023 | 0 | 431.8023 | 0.028361 | 428.9042 | -0.036987 | 431.8023 | -0.013157 | 431.1796 | -0.044171 | 430.7134 | 0 | 430.0046 | -0.015857 | 430.2913 | 0.0029078
| 432.0219 | 14.7294 | 429.1203 | 20.6659 | 429.12 | 29.9832 | 432.0219 | 11.5781 | 429.1203 | 0.28258 | 432.0219 | 0.020613 | 441.0527 | 0.056298 | 432.0219 | 0.017699 | 432.0219 | 1.1835 | 431.3993 | 0.19068 | 432.0219 | 0.018695 | 432.0219 | 0.040399 | 429.1203 | 0.08742 | 432.0219 | 0.010417 | 431.3993 | 0.048956 | 430.9326 | 0 | 430.2258 | 0.022465 | 430.5107 | 0.077102
| 432.2415 | 13.8666 | 429.3363 | 20.872 | 429.34 | 30.9032 | 432.2415 | 11.882 | 429.3363 | 0.285 | 432.2415 | 0.0020732 | 441.2726 | 0.029796 | 432.2415 | 0 | 432.2415 | 1.1716 | 431.619 | 0.15626 | 432.2415 | 0 | 432.2415 | 0.033484 | 429.3363 | -0.016595 | 432.2415 | -0.016538 | 431.619 | -0.040122 | 431.1517 | 0 | 430.4471 | -0.016122 | 430.73 | -0.00038722
| 432.4612 | 13.6236 | 429.5523 | 21.3958 | 429.55 | 32.3053 | 432.4612 | 12.3096 | 429.5523 | 0.27314 | 432.4612 | 0.016531 | 441.4925 | 0.05818 | 432.4612 | 0.01675 | 432.4612 | 1.199 | 431.8387 | 0.18385 | 432.4612 | 0.006403 | 432.4612 | 0.036547 | 429.5523 | 0.099925 | 432.4611 | 0.0085846 | 431.8387 | 0.025671 | 431.3708 | 0 | 430.6683 | 0.020483 | 430.9494 | 0.068671
| 432.6808 | 12.7031 | 429.7684 | 21.7423 | 429.77 | 32.9932 | 432.6808 | 12.4291 | 429.7684 | 0.30156 | 432.6808 | -0.0021324 | 441.7125 | 0.029482 | 432.6808 | 0 | 432.6808 | 1.1868 | 432.0584 | 0.13417 | 432.6808 | 0 | 432.6808 | 0.028006 | 429.7684 | 0.008689 | 432.6808 | -0.015012 | 432.0584 | -0.020816 | 431.59 | 0 | 430.8896 | -0.016915 | 431.1688 | 0.01069
| 432.9005 | 12.5086 | 429.9844 | 22.0265 | 429.98 | 33.6928 | 432.9005 | 13.0387 | 429.9844 | 0.31398 | 432.9005 | 0.0079549 | 441.9324 | 0.061316 | 432.9005 | 0.014245 | 432.9005 | 1.207 | 432.2781 | 0.16234 | 432.9005 | 0.005226 | 432.9005 | 0.038785 | 429.9844 | 0.0014389 | 432.9005 | 0.011194 | 432.2781 | 0.015619 | 431.8092 | 0 | 431.1109 | 0.021936 | 431.3882 | 0.072956
| 433.1202 | 11.7441 | 430.2005 | 22.3934 | 430.2 | 34.6274 | 433.1202 | 13.2588 | 430.2005 | 0.30756 | 433.1202 | 4.1344e-05 | 442.1523 | 0.029639 | 433.1201 | 0 | 433.1202 | 1.197 | 432.4979 | 0.13397 | 433.1202 | 0 | 433.1201 | 0.035195 | 430.2005 | -0.093022 | 433.1202 | -0.019369 | 432.4979 | -0.082821 | 432.0284 | 0 | 431.3322 | -0.016122 | 431.6076 | 0.003518
| 433.3398 | 11.5759 | 430.4166 | 22.6974 | 430.42 | 35.5473 | 433.3398 | 13.9075 | 430.4166 | 0.33716 | 433.3398 | 0.019246 | 442.3723 | 0.062571 | 433.3398 | 0.014127 | 433.3398 | 1.2423 | 432.7176 | 0.16016 | 433.3398 | 0.010243 | 433.3398 | 0.03638 | 430.4166 | 0.10335 | 433.3398 | 0.012385 | 432.7176 | 0.086134 | 432.2475 | 0 | 431.5535 | 0.024579 | 431.827 | 0.071726
| 433.5595 | 11.1334 | 430.6327 | 22.984 | 430.63 | 36.9404 | 433.5595 | 14.2384 | 430.6327 | 0.30521 | 433.5595 | -0.0041567 | 442.5923 | 0.02713 | 433.5595 | 0 | 433.5595 | 1.2125 | 432.9374 | 0.13737 | 433.5595 | 0 | 433.5595 | 0.027981 | 430.6327 | 0.052169 | 433.5595 | -0.011603 | 432.9374 | -0.050797 | 432.4667 | 0 | 431.7749 | -0.0148 | 432.0464 | 0.003839
| 433.7793 | 10.8225 | 430.8487 | 23.3218 | 430.85 | 37.8871 | 433.7793 | 15.0225 | 430.8488 | 0.40456 | 433.7793 | 0.017543 | 442.8123 | 0.061943 | 433.7793 | 0.0064648 | 433.7793 | 1.2559 | 433.1572 | 0.154 | 433.7793 | 0.0061835 | 433.7793 | 0.039335 | 430.8488 | 0.040115 | 433.7793 | 0.01221 | 433.1572 | 0.011079 | 432.6859 | 0 | 431.9962 | 0.021936 | 432.2659 | 0.065728
| 433.999 | 10.3749 | 431.0649 | 23.5449 | 431.06 | 39.0305 | 433.999 | 15.3903 | 431.0649 | 0.40394 | 433.999 | -0.005052 | 443.0323 | 0.032305 | 433.999 | 0 | 433.999 | 1.2579 | 433.377 | 0.13852 | 433.999 | 0 | 433.999 | 0.036004 | 431.0649 | 0.0077874 | 433.999 | -0.014141 | 433.377 | -0.08871 | 432.9052 | 0 | 432.2176 | -0.015857 | 432.4853 | 0.0045822
| 434.2187 | 10.4215 | 431.281 | 23.8736 | 431.28 | 40.4265 | 434.2187 | 16.1326 | 431.281 | 0.39587 | 434.2187 | 0.014144 | 443.2523 | 0.066177 | 434.2188 | 0.0091409 | 434.2187 | 1.2983 | 433.5968 | 0.15028 | 434.2187 | 0.0069895 | 434.2188 | 0.042088 | 431.281 | 0.051495 | 434.2188 | 0.0089297 | 433.5968 | 0.042699 | 433.1244 | 0 | 432.4389 | 0.01784 | 432.7048 | 0.072193
| 434.4385 | 9.9071 | 431.4972 | 23.9779 | 431.5 | 41.1291 | 434.4385 | 16.6055 | 431.4972 | 0.44393 | 434.4385 | 0.0043943 | 443.4723 | 0.032775 | 434.4385 | 0 | 434.4385 | 1.2732 | 433.8166 | 0.12907 | 434.4385 | 0 | 434.4385 | 0.034827 | 431.4972 | 0.011243 | 434.4385 | -0.023549 | 433.8166 | -0.050797 | 433.3436 | 0 | 432.6603 | -0.014007 | 432.9243 | -0.0049653
| 434.6583 | 9.6387 | 431.7133 | 24.2366 | 431.71 | 42.5226 | 434.6583 | 17.139 | 431.7133 | 0.41032 | 434.6583 | 0.022369 | 443.6923 | 0.064296 | 434.6583 | 0.011451 | 434.6583 | 1.293 | 434.0364 | 0.14597 | 434.6583 | 0.015026 | 434.6583 | 0.039462 | 431.7133 | 0.11053 | 434.6583 | 0.0093289 | 434.0364 | 0.068833 | 433.5629 | 0 | 432.8817 | 0.020218 | 433.1438 | 0.073808
| 434.878 | 9.0605 | 431.9295 | 24.2107 | 431.93 | 43.2161 | 434.8781 | 17.1757 | 431.9295 | 0.41252 | 434.8781 | -0.00090073 | 443.9123 | 0.035755 | 434.8781 | 0 | 434.878 | 1.2733 | 434.2563 | 0.10566 | 434.8781 | 0 | 434.8781 | 0.026226 | 431.9295 | -0.068145 | 434.878 | -0.013361 | 434.2563 | -0.050061 | 433.7821 | 0 | 433.1031 | -0.012404 | 433.3633 | -0.0034631
| 435.0978 | 8.7587 | 432.1456 | 24.3891 | 432.15 | 44.6092 | 435.0978 | 17.5464 | 432.1456 | 0.44209 | 435.0978 | 0.020541 | 444.1323 | 0.064609 | 435.0978 | 0.012049 | 435.0978 | 1.2755 | 434.4761 | 0.13455 | 435.0978 | 0.01443 | 435.0978 | 0.039194 | 432.1456 | 0.035502 | 435.0978 | 0.0066649 | 434.4762 | 0.075827 | 434.0014 | 0 | 433.3245 | 0.020879 | 433.5828 | 0.070671
| 435.3177 | 8.1673 | 432.3618 | 24.4943 | 432.36 | 45.7585 | 435.3177 | 17.8273 | 432.3618 | 0.39667 | 435.3177 | 0.01003 | 444.3524 | 0.035598 | 435.3177 | 0 | 435.3177 | 1.2479 | 434.696 | 0.11336 | 435.3177 | 0 | 435.3177 | 0.035995 | 432.3618 | 0.014583 | 435.3177 | -0.017201 | 434.696 | -0.044171 | 434.2207 | 0 | 433.5459 | -0.015197 | 433.8023 | 0.0034969
| 435.5375 | 8.1176 | 432.578 | 24.7108 | 432.58 | 46.6992 | 435.5375 | 18.4971 | 432.578 | 0.51236 | 435.5375 | 0.030113 | 444.5725 | 0.069157 | 435.5375 | 0.014465 | 435.5375 | 1.2667 | 434.9159 | 0.12907 | 435.5375 | 0.015395 | 435.5375 | 0.036861 | 432.578 | 0.040862 | 435.5375 | 0.0061243 | 434.9159 | 0.034293 | 434.44 | 0 | 433.7674 | 0.0185 | 434.0218 | 0.066562
| 435.7573 | 7.7308 | 432.7942 | 24.6604 | 432.79 | 48.5538 | 435.7573 | 19.1274 | 432.7943 | 0.47237 | 435.7573 | 0.0063493 | 444.7926 | 0.038734 | 435.7573 | 0.00082573 | 435.7573 | 1.2849 | 435.1358 | 0.099632 | 435.7573 | 0 | 435.7573 | 0.033981 | 432.7943 | 0.00010095 | 435.7573 | -0.01191 | 435.1358 | -0.021787 | 434.6593 | 0 | 433.9888 | -0.013875 | 434.2414 | 0.0077741
| 435.9772 | 7.6549 | 433.0105 | 24.6201 | 433.01 | 49.0066 | 435.9772 | 19.8862 | 433.0105 | 0.53043 | 435.9772 | 0.015417 | 445.0127 | 0.069941 | 435.9772 | 0.0096053 | 435.9772 | 1.2969 | 435.3558 | 0.11569 | 435.9772 | 0.0033453 | 435.9772 | 0.042581 | 433.0105 | -0.010067 | 435.9772 | 0.00179 | 435.3558 | 0.027725 | 434.8786 | 0 | 434.2103 | 0.019425 | 434.4609 | 0.074397
| 436.197 | 7.3288 | 433.2267 | 24.671 | 433.23 | 49.9412 | 436.197 | 20.3204 | 433.2267 | 0.54566 | 436.197 | 0.0072755 | 445.2328 | 0.041871 | 436.1971 | 0 | 436.197 | 1.2831 | 435.5757 | 0.10317 | 436.197 | 0 | 436.1971 | 0.032053 | 433.2267 | -0.0020168 | 436.197 | -0.0080167 | 435.5757 | -0.072514 | 435.0979 | 0 | 434.4318 | -0.011395 | 434.6805 | 0.0081362
| 436.4169 | 7.3217 | 433.4429 | 24.4256 | 433.44 | 51.8044 | 436.4169 | 20.9919 | 433.4429 | 0.52036 | 436.4169 | 0.030357 | 445.4529 | 0.074646 | 436.4169 | 0.014628 | 436.4169 | 1.3113 | 435.7957 | 0.11377 | 436.4169 | 0.0074234 | 436.4169 | 0.041483 | 433.4429 | 0.08403 | 436.4169 | 0.0058767 | 435.7957 | 0.032165 | 435.3173 | 0 | 434.6533 | 0.019293 | 434.9001 | 0.069376
| 436.6368 | 6.8477 | 433.6592 | 24.5564 | 433.66 | 52.7309 | 436.6368 | 21.5229 | 433.6592 | 0.56215 | 436.6368 | 0.015391 | 445.673 | 0.041086 | 436.6368 | 0.00028965 | 436.6368 | 1.289 | 436.0156 | 0.091733 | 436.6368 | 0 | 436.6368 | 0.035172 | 433.6592 | -0.024122 | 436.6368 | -0.016336 | 436.0156 | -0.061472 | 435.5366 | 0 | 434.8748 | -0.010727 | 435.1196 | 0.0065807
| 436.8567 | 6.8579 | 433.8755 | 24.416 | 433.88 | 54.3443 | 436.8567 | 22.2858 | 433.8755 | 0.60363 | 436.8567 | 0.022261 | 445.8931 | 0.070098 | 436.8567 | 0.012508 | 436.8567 | 1.3544 | 436.2356 | 0.11366 | 436.8567 | 0.0085461 | 436.8567 | 0.032961 | 433.8755 | 0.1051 | 436.8567 | 0.0048193 | 436.2356 | 0.03602 | 435.756 | 0 | 435.0963 | 0.017311 | 435.3392 | 0.070595
| 437.0766 | 6.4153 | 434.0917 | 24.1827 | 434.09 | 55.2936 | 437.0767 | 22.6574 | 434.0917 | 0.5868 | 437.0767 | 0.013258 | 446.1133 | 0.048143 | 437.0767 | 0 | 437.0766 | 1.3114 | 436.4556 | 0.09672 | 437.0767 | 0 | 437.0767 | 0.032086 | 434.0917 | -0.049843 | 437.0767 | -0.020788 | 436.4556 | -0.020766 | 435.9753 | 0 | 435.3178 | -0.014404 | 435.5588 | 0.0097159
| 437.2966 | 6.4174 | 434.308 | 24.0416 | 434.31 | 56.684 | 437.2966 | 23.4619 | 434.308 | 0.62854 | 437.2966 | 0.028603 | 446.3334 | 0.077312 | 437.2966 | 0.011747 | 437.2966 | 1.316 | 436.6756 | 0.095104 | 437.2966 | 0.0080216 | 437.2966 | 0.039216 | 434.308 | 0.15103 | 437.2966 | 0.0099463 | 436.6756 | 0.050061 | 436.1947 | 0 | 435.5394 | 0.018368 | 435.7785 | 0.070202
| 437.5165 | 6.0741 | 434.5244 | 23.8328 | 434.52 | 58.2949 | 437.5165 | 24.0111 | 434.5244 | 0.59777 | 437.5165 | 0.013689 | 446.5536 | 0.052534 | 437.5165 | 0.00054355 | 437.5165 | 1.3283 | 436.8956 | 0.086644 | 437.5165 | 0 | 437.5165 | 0.035531 | 434.5244 | 0.1523 | 437.5165 | -0.014191 | 436.8956 | -0.03023 | 436.4141 | 0 | 435.7609 | -0.012761 | 435.9981 | 0.013177
| 437.7365 | 6.0842 | 434.7407 | 23.7463 | 434.74 | 59.4589 | 437.7365 | 24.6217 | 434.7407 | 0.64021 | 437.7365 | 0.031982 | 446.7738 | 0.079821 | 437.7365 | 0.0075897 | 437.7365 | 1.3696 | 437.1157 | 0.10685 | 437.7365 | 0.0056212 | 437.7365 | 0.039039 | 434.7407 | 0.024624 | 437.7365 | 0.0086507 | 437.1157 | 0.029028 | 436.6335 | 0 | 435.9825 | 0.019029 | 436.2177 | 0.070211
| 437.9565 | 5.6184 | 434.957 | 23.3789 | 434.96 | 61.0784 | 437.9565 | 24.8464 | 434.957 | 0.71015 | 437.9565 | 0.014804 | 446.994 | 0.047986 | 437.9565 | 0 | 437.9565 | 1.3295 | 437.3357 | 0.078627 | 437.9565 | 0 | 437.9565 | 0.027077 | 434.957 | -0.11105 | 437.9565 | -0.013715 | 437.3357 | -0.03865 | 436.8528 | 0 | 436.204 | -0.013875 | 436.4374 | 0.0085485
| 438.1765 | 5.7834 | 435.1733 | 23.2803 | 435.17 | 62.4777 | 438.1765 | 25.9155 | 435.1733 | 0.75383 | 438.1765 | 0.028629 | 447.2142 | 0.081546 | 438.1765 | 0.011309 | 438.1765 | 1.391 | 437.5558 | 0.088942 | 438.1765 | 0.014364 | 438.1765 | 0.044264 | 435.1733 | -0.1095 | 438.1764 | 0.0033365 | 437.5558 | 0.02033 | 437.0723 | 0 | 436.4256 | 0.016783 | 436.6571 | 0.069163
| 438.3965 | 5.3591 | 435.3897 | 23.0174 | 435.39 | 63.6416 | 438.3965 | 26.4465 | 435.3897 | 0.68435 | 438.3965 | 0.015646 | 447.4344 | 0.055043 | 438.3965 | 0 | 438.3965 | 1.3731 | 437.7759 | 0.092338 | 438.3965 | 0 | 438.3965 | 0.032259 | 435.3897 | -0.061568 | 438.3965 | -0.011029 | 437.7759 | -0.03865 | 437.2917 | 0 | 436.6472 | -0.015065 | 436.8767 | 0.0051284
| 438.6165 | 5.588 | 435.606 | 22.8236 | 435.61 | 65.0201 | 438.6165 | 27.4417 | 435.606 | 0.78218 | 438.6165 | 0.045849 | 447.6546 | 0.084996 | 438.6165 | 0.018267 | 438.6165 | 1.3912 | 437.996 | 0.11134 | 438.6165 | 0.020938 | 438.6165 | 0.043031 | 435.606 | 0.13209 | 438.6165 | 0.01705 | 437.996 | 0.051165 | 437.5111 | 0 | 436.8688 | 0.01784 | 437.0964 | 0.068971
| 438.8365 | 5.1859 | 435.8224 | 22.4503 | 435.82 | 65.9314 | 438.8365 | 28.1681 | 435.8224 | 0.74812 | 438.8365 | 0.016298 | 447.8749 | 0.054102 | 438.8365 | 0.00097886 | 438.8365 | 1.4018 | 438.2161 | 0.077105 | 438.8365 | 0 | 438.8365 | 0.028058 | 435.8224 | 0.024992 | 438.8365 | -0.018299 | 438.2161 | -0.047116 | 437.7306 | 0 | 437.0905 | -0.01321 | 437.3161 | 0.01137
| 439.0566 | 5.269 | 436.0388 | 22.1757 | 436.04 | 67.8153 | 439.0566 | 29.1016 | 436.0388 | 0.83568 | 439.0566 | 0.038225 | 448.0951 | 0.091425 | 439.0565 | 0.01098 | 439.0566 | 1.4065 | 438.4362 | 0.085144 | 439.0566 | 0.012673 | 439.0565 | 0.034973 | 436.0388 | 0.13584 | 439.0566 | 0.0088277 | 438.4362 | 0.013827 | 437.95 | 0 | 437.3121 | 0.01665 | 437.5358 | 0.078482
| 439.2766 | 4.8619 | 436.2552 | 21.9041 | 436.26 | 68.4946 | 439.2766 | 29.6738 | 436.2552 | 0.8172 | 439.2766 | 0.021071 | 448.3154 | 0.057396 | 439.2766 | 0 | 439.2766 | 1.4109 | 438.6564 | 0.061129 | 439.2766 | 0 | 439.2766 | 0.035173 | 436.2552 | 0.013973 | 439.2766 | -0.019543 | 438.6564 | -0.036347 | 438.1695 | 0 | 437.5337 | -0.012025 | 437.7556 | 0.0068251
| 439.4967 | 5.0907 | 436.4716 | 21.5903 | 436.47 | 70.802 | 439.4967 | 30.5706 | 436.4716 | 0.90297 | 439.4967 | 0.043197 | 448.5356 | 0.089073 | 439.4967 | 0.015447 | 439.4967 | 1.4413 | 438.8765 | 0.10028 | 439.4967 | 0.0098224 | 439.4967 | 0.037554 | 436.4716 | 0.093984 | 439.4967 | 0.0058694 | 438.8765 | 0.057054 | 438.3889 | 0 | 437.7554 | 0.016122 | 437.9753 | 0.078989
| 439.7168 | 4.7221 | 436.688 | 21.2085 | 436.69 | 71.7366 | 439.7168 | 30.8932 | 436.688 | 0.83118 | 439.7168 | 0.020841 | 448.7559 | 0.061002 | 439.7168 | 0 | 439.7168 | 1.4219 | 439.0967 | 0.075113 | 439.7168 | 0 | 439.7168 | 0.035852 | 436.688 | -0.018778 | 439.7168 | -0.013465 | 439.0967 | -0.049324 | 438.6084 | 0 | 437.9771 | -0.011977 | 438.195 | 0.0014797
| 439.9369 | 4.8082 | 436.9044 | 20.8485 | 436.9 | 72.9123 | 439.9369 | 31.5013 | 436.9044 | 0.98466 | 439.9369 | 0.046101 | 448.9762 | 0.092523 | 439.9369 | 0.016342 | 439.9369 | 1.4517 | 439.3169 | 0.083081 | 439.9369 | 0.0058702 | 439.9369 | 0.036222 | 436.9044 | -0.01628 | 439.9369 | 0.0088275 | 439.3169 | 0.040858 | 438.8279 | 0 | 438.1988 | 0.015197 | 438.4148 | 0.072317
| 440.157 | 4.3991 | 437.1209 | 20.4059 | 437.12 | 74.3059 | 440.157 | 31.8435 | 437.1209 | 0.96066 | 440.157 | 0.030111 | 449.1965 | 0.068216 | 440.157 | 0 | 440.157 | 1.4317 | 439.5371 | 0.058016 | 440.157 | 0 | 440.157 | 0.027854 | 437.1209 | -0.0037749 | 440.157 | -0.017031 | 439.5371 | -0.037177 | 439.0474 | 0 | 438.4205 | -0.012158 | 438.6346 | -0.00028227
| 440.3771 | 4.5874 | 437.3373 | 20.1054 | 437.34 | 75.4552 | 440.3771 | 32.8255 | 437.3373 | 1.0034 | 440.3771 | 0.043988 | 449.4168 | 0.097698 | 440.3771 | 0.013254 | 440.3771 | 1.4391 | 439.7573 | 0.090193 | 440.3771 | 0.014032 | 440.3771 | 0.033188 | 437.3373 | 0.09305 | 440.3771 | 0.005441 | 439.7573 | 0.039386 | 439.2669 | 0 | 438.6422 | 0.014007 | 438.8543 | 0.080592
| 440.5972 | 4.2492 | 437.5538 | 19.5406 | 437.55 | 76.8483 | 440.5973 | 33.3739 | 437.5538 | 1.0313 | 440.5973 | 0.031334 | 449.6372 | 0.06555 | 440.5973 | 0 | 440.5972 | 1.4259 | 439.9775 | 0.055351 | 440.5973 | 0 | 440.5973 | 0.035667 | 437.5538 | 0.035823 | 440.5973 | -0.014464 | 439.9775 | -0.022242 | 439.4865 | 0 | 438.8639 | -0.012605 | 439.0741 | -0.003976
| 440.8174 | 4.3798 | 437.7703 | 19.3293 | 437.77 | 77.5422 | 440.8174 | 33.981 | 437.7703 | 1.0417 | 440.8174 | 0.054154 | 449.8575 | 0.1013 | 440.8174 | 0.019679 | 440.8174 | 1.444 | 440.1977 | 0.079201 | 440.8174 | 0.010151 | 440.8174 | 0.037205 | 437.7703 | 0.044197 | 440.8174 | 0.013507 | 440.1977 | 0.083557 | 439.706 | 0 | 439.0857 | 0.01599 | 439.2939 | 0.069576
| 441.0376 | 3.9484 | 437.9868 | 18.8714 | 437.99 | 78.9206 | 441.0376 | 34.3406 | 437.9868 | 1.1243 | 441.0376 | 0.031585 | 450.0779 | 0.07543 | 441.0376 | 0 | 441.0376 | 1.4262 | 440.418 | 0.052379 | 441.0376 | 0 | 441.0376 | 0.02898 | 437.9868 | 0.037478 | 441.0376 | -0.018179 | 440.418 | -0.028376 | 439.9255 | 0 | 439.3074 | -0.0091205 | 439.5137 | 0.0090719
| 441.2577 | 4.0062 | 438.2033 | 18.4066 | 438.2 | 80.0817 | 441.2578 | 35.4363 | 438.2033 | 1.172 | 441.2578 | 0.049282 | 450.2982 | 0.10366 | 441.2578 | 0.012913 | 441.2577 | 1.4735 | 440.6383 | 0.075259 | 441.2578 | 0.0063981 | 441.2578 | 0.037641 | 438.2033 | 0.04951 | 441.2577 | 0.0088671 | 440.6383 | 0.047852 | 440.1451 | 0 | 439.5292 | 0.019161 | 439.7336 | 0.073137
| 441.478 | 3.7884 | 438.4198 | 18.0194 | 438.42 | 81.0195 | 441.4779 | 35.8671 | 438.4198 | 1.2177 | 441.4779 | 0.038976 | 450.5186 | 0.079821 | 441.4779 | 0.0044823 | 441.478 | 1.4774 | 440.8585 | 0.057845 | 441.4779 | 0 | 441.4779 | 0.029844 | 438.4198 | -0.17373 | 441.4779 | -0.0094129 | 440.8585 | -0.049324 | 440.3647 | 0 | 439.7509 | -0.0090127 | 439.9534 | 0.0035116
| 441.6982 | 3.9353 | 438.6363 | 17.5585 | 438.64 | 82.1687 | 441.6982 | 36.5973 | 438.6363 | 1.2123 | 441.6982 | 0.061281 | 450.7389 | 0.10726 | 441.6982 | 0.015299 | 441.6982 | 1.4732 | 441.0788 | 0.076165 | 441.6982 | 0.010365 | 441.6982 | 0.033784 | 438.6363 | 0.071838 | 441.6981 | 0.013045 | 441.0788 | 0.027 | 440.5842 | 0 | 439.9727 | 0.016254 | 440.1732 | 0.070397
| 441.9184 | 3.5819 | 438.8529 | 17.2674 | 438.85 | 83.3212 | 441.9184 | 37.2639 | 438.8529 | 1.2569 | 441.9184 | 0.045806 | 450.9593 | 0.080448 | 441.9184 | 0 | 441.9184 | 1.4735 | 441.2992 | 0.059183 | 441.9184 | 0 | 441.9184 | 0.028495 | 438.8529 | 0.057572 | 441.9184 | -0.013294 | 441.2991 | -0.014188 | 440.8038 | 0 | 440.1945 | -0.013213 | 440.3931 | 0.0038276
| 442.1386 | 3.6689 | 439.0694 | 16.8009 | 439.07 | 84.7172 | 442.1386 | 37.9837 | 439.0694 | 1.3276 | 442.1386 | 0.050716 | 451.1798 | 0.10836 | 442.1386 | 0.011133 | 442.1386 | 1.4861 | 441.5195 | 0.067911 | 442.1386 | 0.0082597 | 442.1386 | 0.031359 | 439.0694 | 0.028316 | 442.1386 | 0.009151 | 441.5195 | 0.01962 | 441.0234 | 0 | 440.4164 | 0.0148 | 440.613 | 0.076099
| 442.3589 | 3.4462 | 439.286 | 16.4285 | 439.29 | 85.6403 | 442.3589 | 38.388 | 439.286 | 1.4059 | 442.3589 | 0.044416 | 451.4001 | 0.087505 | 442.3589 | 0.0033466 | 442.3589 | 1.4663 | 441.7398 | 0.043867 | 442.3589 | 0 | 442.3589 | 0.027633 | 439.286 | 0.0032078 | 442.3589 | -0.011239 | 441.7398 | -0.056318 | 441.243 | 0 | 440.6381 | -0.010406 | 440.8329 | 0.0093724
| 442.5791 | 3.4846 | 439.5025 | 16.0264 | 439.5 | 86.819 | 442.5791 | 39.108 | 439.5025 | 1.458 | 442.5791 | 0.062978 | 451.6206 | 0.11683 | 442.5791 | 0.01788 | 442.5791 | 1.4873 | 441.9602 | 0.078157 | 442.5791 | 0.011807 | 442.5791 | 0.033599 | 439.5025 | -0.032413 | 442.5791 | 0.009134 | 441.9602 | 0.036557 | 441.4626 | 0 | 440.86 | 0.015725 | 441.0527 | 0.065663
| 442.7994 | 3.3024 | 439.7191 | 15.6852 | 439.72 | 87.0368 | 442.7994 | 39.9606 | 439.7191 | 1.4561 | 442.7994 | 0.056512 | 451.841 | 0.092523 | 442.7994 | 0.002537 | 442.7994 | 1.496 | 442.1805 | 0.059378 | 442.7994 | 0 | 442.7994 | 0.02959 | 439.7191 | 0.082732 | 442.7994 | -0.01306 | 442.1805 | -0.070306 | 441.6823 | 0 | 441.0818 | -0.0074692 | 441.2726 | 0.00088036
| 443.0197 | 3.4127 | 439.9357 | 15.3662 | 439.94 | 88.4238 | 443.0197 | 41.0431 | 439.9357 | 1.5136 | 443.0197 | 0.066807 | 452.0615 | 0.11965 | 443.0197 | 0.013288 | 443.0197 | 1.5131 | 442.4009 | 0.077822 | 443.0197 | 0.011551 | 443.0197 | 0.037886 | 439.9357 | 0.1618 | 443.0197 | 0.01241 | 442.4009 | 0.029271 | 441.9019 | 0 | 441.3037 | 0.017311 | 441.4926 | 0.071378
| 443.24 | 3.1342 | 440.1523 | 14.95 | 440.15 | 88.6564 | 443.24 | 41.8612 | 440.1523 | 1.5145 | 443.24 | 0.062197 | 452.2819 | 0.099893 | 443.24 | 0.0037523 | 443.24 | 1.5284 | 442.6213 | 0.049877 | 443.24 | 0 | 443.24 | 0.026632 | 440.1523 | -0.037824 | 443.24 | -0.011299 | 442.6213 | -0.034119 | 442.1215 | 0 | 441.5256 | -0.012046 | 441.7125 | 0.0035392
| 443.4603 | 3.2163 | 440.369 | 14.6965 | 440.37 | 89.5763 | 443.4603 | 42.4965 | 440.369 | 1.6053 | 443.4603 | 0.066188 | 452.5024 | 0.13016 | 443.4603 | 0.0062084 | 443.4603 | 1.546 | 442.8417 | 0.057208 | 443.4603 | 0.0092305 | 443.4603 | 0.03356 | 440.369 | 0.037781 | 443.4603 | 0.0054647 | 442.8417 | 0.029097 | 442.3412 | 0 | 441.7475 | 0.013743 | 441.9324 | 0.064603
| 443.6806 | 2.8264 | 440.5856 | 14.2203 | 440.59 | 89.826 | 443.6806 | 42.3933 | 440.5856 | 1.6292 | 443.6806 | 0.055228 | 452.7229 | 0.10475 | 443.6806 | 0 | 443.6806 | 1.5168 | 443.0622 | 0.040912 | 443.6806 | 0 | 443.6806 | 0.025444 | 440.5856 | 0.013042 | 443.6806 | -0.013301 | 443.0622 | -0.035023 | 442.5609 | 0 | 441.9694 | -0.012702 | 442.1523 | 0.0062427
| 443.901 | 2.9854 | 440.8022 | 14.0212 | 440.8 | 90.7344 | 443.901 | 42.4166 | 440.8022 | 1.6875 | 443.901 | 0.073536 | 452.9434 | 0.13643 | 443.901 | 0.010826 | 443.901 | 1.5115 | 443.2826 | 0.058626 | 443.901 | 0.0028844 | 443.901 | 0.029523 | 440.8022 | -0.0066117 | 443.901 | 0.0087213 | 443.2826 | 0.017061 | 442.7805 | 0 | 442.1913 | 0.014536 | 442.3723 | 0.068349
| 444.1213 | 2.6694 | 441.0189 | 13.5643 | 441.02 | 90.517 | 444.1213 | 42.3649 | 441.0189 | 1.724 | 444.1213 | 0.062249 | 453.1639 | 0.11667 | 444.1213 | 0.0040228 | 444.1213 | 1.4822 | 443.5031 | 0.043051 | 444.1213 | 0 | 444.1213 | 0.023801 | 441.0189 | -0.086985 | 444.1213 | -0.015797 | 443.503 | -0.069201 | 443.0002 | 0 | 442.4132 | -0.0096121 | 442.5923 | 0.0020314
| 444.3417 | 2.8011 | 441.2355 | 13.309 | 441.24 | 91.2024 | 444.3417 | 42.412 | 441.2355 | 1.8305 | 444.3417 | 0.081747 | 453.3844 | 0.14929 | 444.3417 | 0.015716 | 444.3417 | 1.4753 | 443.7235 | 0.057568 | 444.3417 | 0.012107 | 444.3417 | 0.021757 | 441.2355 | 0.0076799 | 444.3417 | 0.013095 | 443.7235 | 0.054478 | 443.2199 | 0 | 442.6351 | 0.013875 | 442.8123 | 0.070837
| 444.5621 | 2.4679 | 441.4522 | 12.9578 | 441.45 | 91.4283 | 444.5621 | 42.3585 | 441.4522 | 1.8342 | 444.5621 | 0.064064 | 453.6049 | 0.1242 | 444.5621 | 0.002164 | 444.5621 | 1.447 | 443.944 | 0.050753 | 444.5621 | 0 | 444.5621 | 0.01726 | 441.4522 | -0.093822 | 444.5621 | -0.016396 | 443.944 | -0.06184 | 443.4396 | 0 | 442.8571 | -0.012139 | 443.0323 | 0.00069741
| 444.7825 | 2.5449 | 441.6689 | 12.6401 | 441.67 | 91.208 | 444.7825 | 42.5383 | 441.6689 | 1.9601 | 444.7825 | 0.082061 | 453.8254 | 0.15117 | 444.7825 | 0.013219 | 444.7825 | 1.4521 | 444.1645 | 0.058518 | 444.7825 | 0.0067841 | 444.7825 | 0.021441 | 441.6689 | 0.062436 | 444.7825 | 0.0075133 | 444.1645 | 0.041226 | 443.6593 | 0 | 443.079 | 0.018368 | 443.2523 | 0.060918
| 445.0029 | 2.3504 | 441.8856 | 12.3124 | 441.89 | 91.2141 | 445.0029 | 43.3944 | 441.8856 | 1.9788 | 445.0029 | 0.070426 | 454.046 | 0.1333 | 445.0029 | 0.0066207 | 445.0029 | 1.4326 | 444.385 | 0.033236 | 445.0029 | 0 | 445.0029 | 0.016456 | 441.8856 | 0.086606 | 445.0029 | -0.01363 | 444.385 | -0.034163 | 443.879 | 0 | 443.301 | -0.014404 | 443.4723 | -0.0012903
| 445.2233 | 2.4426 | 442.1023 | 12.0495 | 442.1 | 91.6523 | 445.2233 | 43.8076 | 442.1023 | 2.0315 | 445.2233 | 0.093988 | 454.2665 | 0.16027 | 445.2233 | 0.015646 | 445.2233 | 1.4661 | 444.6055 | 0.042761 | 445.2233 | 0.016463 | 445.2233 | 0.028573 | 442.1023 | 0.048294 | 445.2233 | 0.0072619 | 444.6055 | 0.01948 | 444.0988 | 0 | 443.523 | 0.015857 | 443.6923 | 0.064117
| 445.4438 | 2.1357 | 442.319 | 11.8847 | 442.32 | 91.4462 | 445.4438 | 44.0473 | 442.319 | 2.1412 | 445.4438 | 0.076649 | 454.4871 | 0.14208 | 445.4438 | 0.0034827 | 445.4438 | 1.4368 | 444.8261 | 0.025996 | 445.4438 | 0 | 445.4438 | 0.018917 | 442.319 | 0.010176 | 445.4438 | -0.0096637 | 444.8261 | -0.055582 | 444.3185 | 0 | 443.745 | -0.013479 | 443.9123 | 0.004893
| 445.6642 | 2.2887 | 442.5358 | 11.5157 | 442.54 | 91.8843 | 445.6642 | 44.8088 | 442.5358 | 2.2058 | 445.6642 | 0.1005 | 454.7077 | 0.1703 | 445.6642 | 0.012049 | 445.6642 | 1.4557 | 445.0466 | 0.04537 | 445.6642 | 0.012027 | 445.6642 | 0.02624 | 442.5358 | 0.064061 | 445.6642 | 0.010375 | 445.0466 | 0.026411 | 444.5383 | 0 | 443.967 | 0.016518 | 444.1324 | 0.067136
| 445.8847 | 2.1216 | 442.7525 | 11.1997 | 442.75 | 90.5116 | 445.8847 | 45.6635 | 442.7525 | 2.2882 | 445.8847 | 0.088985 | 454.9283 | 0.14898 | 445.8847 | 0 | 445.8847 | 1.4376 | 445.2672 | 0.02865 | 445.8847 | 0 | 445.8847 | 0.022117 | 442.7525 | -0.045362 | 445.8847 | -0.012782 | 445.2672 | -0.041963 | 444.758 | 0 | 444.189 | -0.011226 | 444.3524 | 0.0013817
| 446.1051 | 2.2522 | 442.9693 | 11.0008 | 442.97 | 90.2648 | 446.1051 | 47.044 | 442.9693 | 2.3953 | 446.1051 | 0.099265 | 455.1489 | 0.17548 | 446.1052 | 0.014131 | 446.1051 | 1.4858 | 445.4878 | 0.039918 | 446.1051 | 0.0064052 | 446.1052 | 0.026457 | 442.9693 | 0.11838 | 446.1052 | 0.0092491 | 445.4878 | 0.05595 | 444.9778 | 0 | 444.411 | 0.015725 | 444.5725 | 0.065403
| 446.3256 | 1.9636 | 443.186 | 10.8236 | 443.19 | 90.503 | 446.3256 | 48.0166 | 443.186 | 2.3462 | 446.3256 | 0.097717 | 455.3695 | 0.15541 | 446.3257 | 0.0046444 | 446.3256 | 1.4775 | 445.7084 | 0.021861 | 446.3256 | 0 | 446.3257 | 0.019905 | 443.186 | -0.026757 | 446.3256 | -0.012597 | 445.7084 | -0.018574 | 445.1976 | 0 | 444.6331 | -0.011929 | 444.7926 | 0.0080954
| 446.5462 | 2.1317 | 443.4028 | 10.5448 | 443.4 | 89.8009 | 446.5461 | 48.5794 | 443.4028 | 2.439 | 446.5461 | 0.11146 | 455.5901 | 0.18332 | 446.5461 | 0.015012 | 446.5462 | 1.4814 | 445.929 | 0.051515 | 446.5461 | 0.016229 | 446.5461 | 0.025386 | 443.4028 | 0.12409 | 446.5461 | 0.006482 | 445.929 | 0.013926 | 445.4174 | 0 | 444.8551 | 0.01599 | 445.0127 | 0.059547
| 446.7667 | 1.8704 | 443.6196 | 10.3793 | 443.62 | 89.1013 | 446.7667 | 49.3135 | 443.6196 | 2.4636 | 446.7667 | 0.10518 | 455.8108 | 0.16623 | 446.7667 | 0.0033277 | 446.7667 | 1.4919 | 446.1496 | 0.024476 | 446.7667 | 0 | 446.7667 | 0.021036 | 443.6196 | 0.023161 | 446.7667 | -0.01104 | 446.1496 | -0.048956 | 445.6372 | 0 | 445.0772 | -0.0093137 | 445.2328 | -0.0013021
| 446.9872 | 2.075 | 443.8364 | 10.1477 | 443.84 | 88.6489 | 446.9872 | 50.4645 | 443.8364 | 2.6794 | 446.9872 | 0.12766 | 456.0314 | 0.19398 | 446.9872 | 0.023068 | 446.9872 | 1.5084 | 446.3702 | 0.046059 | 446.9872 | 0.021617 | 446.9872 | 0.028185 | 443.8364 | 0.14022 | 446.9872 | 0.0098229 | 446.3702 | 0.057054 | 445.857 | 0 | 445.2993 | 0.01239 | 445.4529 | 0.066633
| 447.2077 | 1.8259 | 444.0532 | 9.9483 | 444.05 | 87.0027 | 447.2077 | 50.5962 | 444.0532 | 2.6048 | 447.2077 | 0.11269 | 456.2521 | 0.17579 | 447.2077 | 0.0018423 | 447.2077 | 1.4957 | 446.5909 | 0.029833 | 447.2077 | 0 | 447.2077 | 0.016671 | 444.0532 | -0.080217 | 447.2077 | -0.018906 | 446.5909 | -0.050429 | 446.0768 | 0 | 445.5214 | -0.012862 | 445.673 | 0.0082419
| 447.4283 | 1.8897 | 444.2701 | 9.7336 | 444.27 | 87.2585 | 447.4283 | 50.3135 | 444.2701 | 2.773 | 447.4283 | 0.13336 | 456.4728 | 0.20747 | 447.4283 | 0.018928 | 447.4283 | 1.4712 | 446.8116 | 0.056824 | 447.4283 | 0.0098843 | 447.4283 | 0.021358 | 444.2701 | 0.13658 | 447.4283 | 0.010113 | 446.8116 | 0.042699 | 446.2967 | 0 | 445.7435 | 0.01414 | 445.8931 | 0.063858
| 447.6489 | 1.5707 | 444.4869 | 9.5423 | 444.49 | 85.8534 | 447.6489 | 49.2964 | 444.4869 | 2.8408 | 447.6489 | 0.12724 | 456.6934 | 0.18959 | 447.6489 | 0.0055566 | 447.6489 | 1.4156 | 447.0322 | 0.028641 | 447.6489 | 0 | 447.6489 | 0.013899 | 444.4869 | -0.12347 | 447.6489 | -0.018688 | 447.0322 | -0.02365 | 446.5165 | 0 | 445.9656 | -0.012769 | 446.1133 | -0.0022263
| 447.8695 | 1.76 | 444.7037 | 9.3268 | 444.7 | 85.1538 | 447.8695 | 48.7894 | 444.7037 | 2.9351 | 447.8695 | 0.13616 | 456.9141 | 0.21939 | 447.8694 | 0.017621 | 447.8695 | 1.3986 | 447.2529 | 0.040197 | 447.8695 | 0.011602 | 447.8694 | 0.020253 | 444.7037 | -0.03374 | 447.8694 | 0.0082707 | 447.2529 | 0.061103 | 446.7364 | 0 | 446.1877 | 0.015725 | 446.3334 | 0.067276
| 448.0901 | 1.4046 | 444.9206 | 9.1227 | 444.92 | 83.2906 | 448.0901 | 48.184 | 444.9206 | 2.9744 | 448.0901 | 0.11697 | 457.1348 | 0.19853 | 448.0901 | 0.0032095 | 448.0901 | 1.3562 | 447.4736 | 0.014036 | 448.0901 | 0 | 448.0901 | 0.015699 | 444.9206 | -0.024999 | 448.0901 | -0.015269 | 447.4736 | -0.029029 | 446.9562 | 0 | 446.4099 | -0.0086609 | 446.5536 | -4.9333e-05
| 448.3107 | 1.6385 | 445.1375 | 8.8932 | 445.14 | 82.1443 | 448.3107 | 48.1666 | 445.1375 | 3.0605 | 448.3107 | 0.1425 | 457.3555 | 0.2335 | 448.3107 | 0.018879 | 448.3107 | 1.3692 | 447.6944 | 0.047239 | 448.3107 | 0.012433 | 448.3107 | 0.026287 | 445.1375 | 0.0085233 | 448.3107 | 0.0076565 | 447.6944 | 0.030732 | 447.1761 | 0 | 446.632 | 0.015329 | 446.7738 | 0.05954
| 448.5313 | 1.3418 | 445.3544 | 8.7605 | 445.35 | 81.2097 | 448.5313 | 47.9401 | 445.3544 | 3.1552 | 448.5313 | 0.13488 | 457.5763 | 0.21406 | 448.5313 | 0.0054961 | 448.5313 | 1.3403 | 447.9151 | 0.023936 | 448.5313 | 0 | 448.5313 | 0.012218 | 445.3544 | -0.034059 | 448.5313 | -0.012607 | 447.9151 | -0.044171 | 447.396 | 0 | 446.8542 | -0.010518 | 446.994 | 0.0049537
| 448.7519 | 1.5605 | 445.5713 | 8.6394 | 445.57 | 80.2807 | 448.7519 | 48.3973 | 445.5713 | 3.3315 | 448.7519 | 0.15068 | 457.797 | 0.24715 | 448.752 | 0.015426 | 448.7519 | 1.3475 | 448.1359 | 0.045572 | 448.7519 | 0.0083186 | 448.752 | 0.021179 | 445.5713 | 0.12667 | 448.752 | 0.0044878 | 448.1359 | 0.059263 | 447.6159 | 0 | 447.0764 | 0.0185 | 447.2142 | 0.069523
| 448.9726 | 1.3053 | 445.7882 | 8.4338 | 445.79 | 78.6668 | 448.9726 | 48.762 | 445.7882 | 3.3475 | 448.9726 | 0.15146 | 458.0178 | 0.22158 | 448.9726 | 0.0066405 | 448.9726 | 1.3255 | 448.3566 | 0.02348 | 448.9726 | 0 | 448.9726 | 0.012796 | 445.7882 | 0.024895 | 448.9726 | -0.016263 | 448.3566 | -0.031428 | 447.8358 | 0 | 447.2985 | -0.0098043 | 447.4344 | 0.002386
| 449.1933 | 1.5099 | 446.0051 | 8.2712 | 446.01 | 77.9677 | 449.1933 | 48.5174 | 446.0051 | 3.5135 | 449.1933 | 0.17332 | 458.2385 | 0.26157 | 449.1933 | 0.02261 | 449.1933 | 1.3331 | 448.5774 | 0.052447 | 449.1933 | 0.0073307 | 449.1933 | 0.015914 | 446.0051 | 0.058762 | 449.1933 | 0.011611 | 448.5774 | 0.037177 | 448.0557 | 0 | 447.5208 | 0.01784 | 447.6546 | 0.062477
| 449.4139 | 1.195 | 446.222 | 8.1051 | 446.22 | 76.8037 | 449.4139 | 47.8191 | 446.222 | 3.5035 | 449.4139 | 0.15961 | 458.4593 | 0.24824 | 449.4139 | 0.0053748 | 449.4139 | 1.2965 | 448.7982 | 0.028324 | 449.4139 | 0 | 449.4139 | 0.013522 | 446.222 | -0.13495 | 449.4139 | -0.012803 | 448.7982 | -0.013577 | 448.2757 | 0 | 447.743 | -0.011132 | 447.8749 | 0.0034949
| 449.6346 | 1.4998 | 446.439 | 7.9238 | 446.44 | 75.1842 | 449.6346 | 47.6105 | 446.439 | 3.6715 | 449.6346 | 0.18993 | 458.68 | 0.27569 | 449.6346 | 0.024665 | 449.6346 | 1.2737 | 449.019 | 0.048121 | 449.6346 | 0.021646 | 449.6346 | 0.018486 | 446.439 | 0.04875 | 449.6346 | 0.0097607 | 449.019 | 0.026823 | 448.4956 | 0 | 447.9652 | 0.016518 | 448.0951 | 0.061932
| 449.8553 | 1.1717 | 446.6559 | 7.7906 | 446.66 | 74.0378 | 449.8553 | 47.2569 | 446.6559 | 3.8174 | 449.8553 | 0.17753 | 458.9008 | 0.26001 | 449.8553 | 0.0067359 | 449.8553 | 1.2685 | 449.2398 | 0.019688 | 449.8553 | 0 | 449.8553 | 0.01516 | 446.6559 | 0.046324 | 449.8553 | -0.012254 | 449.2398 | -0.03033 | 448.7155 | 0 | 448.1874 | -0.011321 | 448.3154 | -0.0095618
| 450.0761 | 1.2264 | 446.8729 | 7.6455 | 446.87 | 72.8621 | 450.0761 | 47.0336 | 446.8729 | 3.8981 | 450.0761 | 0.19022 | 459.1216 | 0.28729 | 450.076 | 0.019146 | 450.0761 | 1.2423 | 449.4607 | 0.033178 | 450.0761 | 0.013943 | 450.076 | 0.016875 | 446.8729 | 0.00026808 | 450.0761 | 0.0094484 | 449.4606 | 0.0018508 | 448.9355 | 0 | 448.4097 | 0.014272 | 448.5356 | 0.065154
| 450.2968 | 0.99141 | 447.0898 | 7.4688 | 447.09 | 70.54 | 450.2968 | 46.2644 | 447.0898 | 3.9661 | 450.2968 | 0.18921 | 459.3425 | 0.27663 | 450.2968 | 0.0056918 | 450.2968 | 1.2282 | 449.6815 | 0.017496 | 450.2968 | 0 | 450.2968 | 0.012292 | 447.0898 | -0.078716 | 450.2968 | -0.012263 | 449.6815 | -0.071042 | 449.1555 | 0 | 448.632 | -0.012927 | 448.7559 | 0.0017533
| 450.5175 | 1.2334 | 447.3068 | 7.267 | 447.31 | 69.376 | 450.5175 | 45.8197 | 447.3069 | 4.1274 | 450.5175 | 0.20548 | 459.5633 | 0.30799 | 450.5175 | 0.019471 | 450.5175 | 1.2239 | 449.9024 | 0.031964 | 450.5175 | 0.00097071 | 450.5175 | 0.019362 | 447.3069 | -0.00058483 | 450.5176 | 0.0036989 | 449.9024 | 0.062576 | 449.3755 | 0 | 448.8542 | 0.016783 | 448.9762 | 0.061305
| 450.7383 | 0.98129 | 447.5238 | 7.1654 | 447.52 | 68.4561 | 450.7383 | 45.0319 | 447.5238 | 4.1968 | 450.7383 | 0.19907 | 459.7841 | 0.29388 | 450.7383 | 0.0080868 | 450.7383 | 1.187 | 450.1232 | 0.021864 | 450.7383 | 0 | 450.7383 | 0.0072292 | 447.5238 | -0.043985 | 450.7383 | -0.012795 | 450.1232 | -0.087974 | 449.5954 | 0 | 449.0765 | -0.0079383 | 449.1965 | 0.0010324
| 450.9591 | 1.1089 | 447.7408 | 6.981 | 447.74 | 66.5898 | 450.9591 | 44.7902 | 447.7408 | 4.3096 | 450.9591 | 0.21976 | 460.005 | 0.3334 | 450.9591 | 0.022011 | 450.9591 | 1.1928 | 450.3441 | 0.028651 | 450.9591 | 0.01437 | 450.9591 | 0.017022 | 447.7408 | 0.1151 | 450.9591 | 0.01322 | 450.3441 | 0.053373 | 449.8154 | 0 | 449.2988 | 0.017708 | 449.4168 | 0.056752
| 451.1799 | 0.90534 | 447.9579 | 6.92 | 447.96 | 65.6665 | 451.1799 | 43.9607 | 447.9579 | 4.4084 | 451.1799 | 0.20826 | 460.2258 | 0.31473 | 451.1799 | 0.006108 | 451.1799 | 1.1262 | 450.565 | 0.023029 | 451.1799 | 0 | 451.1799 | 0.011706 | 447.9579 | -0.04555 | 451.1799 | -0.018096 | 450.565 | -0.057791 | 450.0354 | 0 | 449.5211 | -0.010034 | 449.6371 | 0.0030336
| 451.4007 | 1.1069 | 448.1749 | 6.7522 | 448.17 | 64.0413 | 451.4007 | 43.5415 | 448.1749 | 4.6674 | 451.4007 | 0.23237 | 460.4467 | 0.34908 | 451.4007 | 0.02606 | 451.4007 | 1.1301 | 450.786 | 0.034475 | 451.4007 | 0.0080838 | 451.4007 | 0.01893 | 448.1749 | 0.023826 | 451.4007 | 0.0065721 | 450.786 | 0.050061 | 450.2555 | 0 | 449.7435 | 0.016518 | 449.8575 | 0.058074
| 451.6215 | 0.90736 | 448.392 | 6.5602 | 448.39 | 61.966 | 451.6215 | 42.7532 | 448.392 | 4.6752 | 451.6215 | 0.23013 | 460.6676 | 0.32869 | 451.6215 | 0.010911 | 451.6215 | 1.0917 | 451.0069 | 0.014462 | 451.6215 | 0 | 451.6215 | 0.012408 | 448.392 | -0.09694 | 451.6215 | -0.010951 | 451.0069 | -0.072146 | 450.4755 | 0 | 449.9658 | -0.011417 | 450.0779 | 0.0014427
| 451.8423 | 1.0694 | 448.609 | 6.476 | 448.61 | 61.4928 | 451.8423 | 42.107 | 448.609 | 4.8385 | 451.8423 | 0.25255 | 460.8885 | 0.36068 | 451.8423 | 0.022578 | 451.8423 | 1.0957 | 451.2278 | 0.033272 | 451.8423 | 0.016919 | 451.8423 | 0.020011 | 448.609 | 0.010406 | 451.8423 | 0.008108 | 451.2278 | 0.044171 | 450.6955 | 0 | 450.1882 | 0.017443 | 450.2982 | 0.06219
| 452.0632 | 0.79192 | 448.8261 | 6.3089 | 448.83 | 59.6378 | 452.0632 | 41.3873 | 448.8261 | 4.9911 | 452.0632 | 0.25012 | 461.1094 | 0.34735 | 452.0631 | 0.0090217 | 452.0632 | 1.0492 | 451.4488 | 0.0095724 | 452.0632 | 0 | 452.0631 | 0.010751 | 448.8261 | -0.090396 | 452.0631 | -0.01064 | 451.4488 | -0.024653 | 450.9156 | 0 | 450.4105 | -0.011839 | 450.5186 | -0.00025093
| 452.284 | 1.0198 | 449.0432 | 6.1144 | 449.04 | 58.2418 | 452.284 | 40.6139 | 449.0432 | 5.107 | 452.284 | 0.27263 | 461.3303 | 0.38656 | 452.284 | 0.030463 | 452.284 | 1.0336 | 451.6698 | 0.03038 | 452.284 | 0.0099552 | 452.284 | 0.016562 | 449.0432 | 0.090912 | 452.284 | 0.0097953 | 451.6698 | 0.050061 | 451.1356 | 0 | 450.6329 | 0.017443 | 450.739 | 0.052056
| 452.5049 | 0.76356 | 449.2602 | 6.0588 | 449.26 | 56.8486 | 452.5049 | 39.5958 | 449.2603 | 5.298 | 452.5049 | 0.26794 | 461.5512 | 0.37668 | 452.5049 | 0.012893 | 452.5049 | 1.0228 | 451.8908 | 0.017126 | 452.5049 | 0 | 452.5049 | 0.0082461 | 449.2603 | -0.18927 | 452.5049 | -0.015356 | 451.8908 | -0.043067 | 451.3557 | 0 | 450.8553 | -0.010238 | 450.9594 | 0.0058368
| 452.7258 | 0.9185 | 449.4774 | 5.9368 | 449.48 | 55.6933 | 452.7258 | 38.9288 | 449.4774 | 5.5652 | 452.7258 | 0.27911 | 461.7722 | 0.40804 | 452.7258 | 0.022467 | 452.7258 | 1.0039 | 452.1118 | 0.039874 | 452.7258 | 0.023235 | 452.7258 | 0.015874 | 449.4774 | 0.12181 | 452.7258 | 0.0090707 | 452.1118 | 0.012301 | 451.5758 | 0 | 451.0777 | 0.016518 | 451.1797 | 0.058932
| 452.9467 | 0.7028 | 449.6945 | 5.7584 | 449.69 | 53.8416 | 452.9467 | 37.8564 | 449.6945 | 5.5211 | 452.9467 | 0.28395 | 461.9931 | 0.40177 | 452.9467 | 0.010666 | 452.9467 | 0.96467 | 452.3328 | 0.010346 | 452.9467 | 0 | 452.9467 | 0.0044533 | 449.6945 | -0.071245 | 452.9467 | -0.021952 | 452.3328 | -0.035853 | 451.7959 | 0 | 451.3001 | -0.012643 | 451.4001 | -0.0033935
| 453.1676 | 0.88407 | 449.9116 | 5.6355 | 449.91 | 53.1477 | 453.1676 | 37.0936 | 449.9116 | 5.6723 | 453.1676 | 0.304 | 462.214 | 0.4336 | 453.1676 | 0.027348 | 453.1676 | 0.96189 | 452.5538 | 0.016328 | 453.1676 | 0.016121 | 453.1676 | 0.01724 | 449.9116 | 0.028517 | 453.1676 | 0.0054204 | 452.5538 | 0.062208 | 452.016 | 0 | 451.5225 | 0.017443 | 451.6206 | 0.056619
| 453.3885 | 0.72204 | 450.1287 | 5.5095 | 450.13 | 51.9928 | 453.3885 | 35.7285 | 450.1287 | 5.8433 | 453.3885 | 0.30254 | 462.435 | 0.41541 | 453.3885 | 0.015401 | 453.3885 | 0.90537 | 452.7749 | 0.02603 | 453.3885 | 0 | 453.3885 | 0.0028906 | 450.1287 | 0.039223 | 453.3885 | -0.012722 | 452.7749 | -0.0059307 | 452.2361 | 0 | 451.745 | -0.01024 | 451.841 | -0.0074874
| 453.6094 | 0.79799 | 450.3459 | 5.3533 | 450.35 | 50.1265 | 453.6094 | 34.7287 | 450.3459 | 5.9796 | 453.6094 | 0.31414 | 462.656 | 0.45948 | 453.6094 | 0.023592 | 453.6094 | 0.90363 | 452.9959 | 0.019575 | 453.6094 | 0.002882 | 453.6094 | 0.019356 | 450.3459 | 0.057614 | 453.6094 | 0.0080718 | 452.9959 | 0.055214 | 452.4562 | 0 | 451.9674 | 0.016254 | 452.0615 | 0.060574
| 453.8304 | 0.58229 | 450.563 | 5.2434 | 450.56 | 49.4382 | 453.8304 | 33.6897 | 450.563 | 6.198 | 453.8304 | 0.30961 | 462.877 | 0.45148 | 453.8304 | 0.013809 | 453.8304 | 0.86196 | 453.217 | 0.01948 | 453.8304 | 0 | 453.8304 | 0.0087581 | 450.563 | -0.065135 | 453.8304 | -0.020498 | 453.217 | -0.042699 | 452.6763 | 0 | 452.1898 | -0.011191 | 452.2819 | -0.0012754
| 454.0513 | 0.82128 | 450.7802 | 5.0768 | 450.78 | 48.2801 | 454.0513 | 33.1135 | 450.7802 | 6.3873 | 454.0513 | 0.33991 | 463.098 | 0.4979 | 454.0513 | 0.033889 | 454.0513 | 0.87055 | 453.4381 | 0.035432 | 454.0513 | 0.011108 | 454.0513 | 0.013083 | 450.7802 | -0.018962 | 454.0513 | 0.0084818 | 453.4381 | 0.040858 | 452.8965 | 0 | 452.4123 | 0.017575 | 452.5024 | 0.055472
| 454.2723 | 0.56305 | 450.9974 | 5.019 | 451 | 46.1815 | 454.2723 | 32.0996 | 450.9974 | 6.5048 | 454.2723 | 0.34148 | 463.319 | 0.48723 | 454.2723 | 0.016404 | 454.2723 | 0.83623 | 453.6592 | 0.0090929 | 454.2723 | 0 | 454.2723 | 0.0033519 | 450.9974 | -0.0438 | 454.2723 | -0.019178 | 453.6592 | -0.03123 | 453.1166 | 0 | 452.6348 | -0.012287 | 452.7229 | 0.002992
| 454.4933 | 0.87091 | 451.2146 | 4.9165 | 451.21 | 45.9489 | 454.4933 | 31.5918 | 451.2146 | 6.7289 | 454.4933 | 0.36798 | 463.54 | 0.52613 | 454.4933 | 0.034794 | 454.4933 | 0.84786 | 453.8803 | 0.035457 | 454.4933 | 0.020265 | 454.4933 | 0.0076347 | 451.2146 | 0.11269 | 454.4933 | 0.013573 | 453.8803 | 0.055582 | 453.3368 | 0 | 452.8573 | 0.016122 | 452.9434 | 0.056081
| 454.7143 | 0.47393 | 451.4318 | 4.7828 | 451.43 | 44.5558 | 454.7143 | 30.4875 | 451.4318 | 6.8589 | 454.7143 | 0.3494 | 463.7611 | 0.55373 | 454.7143 | 0.013983 | 454.7143 | 0.8115 | 454.1015 | 0.0028845 | 454.7143 | 0 | 454.7143 | 0.013148 | 451.4318 | -0.055961 | 454.7143 | -0.015581 | 454.1015 | -0.051533 | 453.5569 | 0 | 453.0798 | -0.011469 | 453.1639 | 0.0013152
| 454.9353 | 0.74635 | 451.649 | 4.6797 | 451.65 | 43.6359 | 454.9353 | 29.9853 | 451.649 | 7.0543 | 454.9353 | 0.39329 | 463.9821 | 0.54275 | 454.9353 | 0.038089 | 454.9353 | 0.78463 | 454.3226 | 0.037129 | 454.9353 | 0.01699 | 454.9353 | 0.017006 | 451.649 | 0.021817 | 454.9353 | 0.013566 | 454.3226 | 0.05411 | 453.7771 | 0 | 453.3023 | 0.018765 | 453.3844 | 0.053495
| 455.1563 | 0.639 | 451.8662 | 4.5819 | 451.87 | 42.7069 | 455.1563 | 29.0102 | 451.8662 | 7.2133 | 455.1563 | 0.39199 | 464.2032 | 0.58901 | 455.1563 | 0.02505 | 455.1563 | 0.75841 | 454.5438 | 0.0091428 | 455.1563 | 0 | 455.1563 | 0.00876 | 451.8662 | -0.074099 | 455.1563 | -0.010472 | 454.5438 | -0.01309 | 453.9973 | 0 | 453.5249 | -0.012441 | 453.6049 | 0.002428
| 455.3774 | 0.7109 | 452.0835 | 4.4136 | 452.08 | 41.5398 | 455.3774 | 28.0962 | 452.0835 | 7.4297 | 455.3774 | 0.40536 | 464.4242 | 0.58634 | 455.3774 | 0.032617 | 455.3774 | 0.75428 | 454.7649 | 0.0213 | 455.3774 | 0.0086327 | 455.3774 | 0.015214 | 452.0835 | 0.024914 | 455.3774 | 0.01024 | 454.7649 | 0.037545 | 454.2175 | 0 | 453.7474 | 0.020483 | 453.8254 | 0.049308
| 455.5985 | 0.41824 | 452.3007 | 4.3199 | 452.3 | 40.6199 | 455.5984 | 26.9741 | 452.3008 | 7.5572 | 455.5984 | 0.4038 | 464.6453 | 0.61457 | 455.5984 | 0.019015 | 455.5985 | 0.72329 | 454.9861 | 0.018144 | 455.5984 | 0 | 455.5984 | 0.004131 | 452.3008 | -0.028413 | 455.5985 | -0.015289 | 454.9861 | -0.030268 | 454.4377 | 0 | 453.97 | -0.015461 | 454.046 | 0.006483
| 455.8195 | 0.63495 | 452.518 | 4.2594 | 452.52 | 39.9203 | 455.8195 | 26.6146 | 452.518 | 7.7752 | 455.8195 | 0.43656 | 464.8664 | 0.60156 | 455.8195 | 0.034503 | 455.8195 | 0.72528 | 455.2073 | 0.02941 | 455.8195 | 0.010989 | 455.8195 | 0.0087745 | 452.518 | 0.069862 | 455.8195 | 0.010459 | 455.2073 | 0.047852 | 454.6579 | 0 | 454.1926 | 0.017443 | 454.2665 | 0.06713
| 456.0406 | 0.54887 | 452.7353 | 4.0746 | 452.74 | 38.9856 | 456.0406 | 25.8581 | 452.7353 | 7.9267 | 456.0406 | 0.42963 | 465.0875 | 0.64405 | 456.0406 | 0.02352 | 456.0406 | 0.70253 | 455.4285 | 0.012031 | 456.0406 | 0 | 456.0406 | 0.0063433 | 452.7353 | 0.010371 | 456.0406 | -0.012314 | 455.4285 | -0.053373 | 454.8782 | 0 | 454.4151 | -0.011686 | 454.4871 | -0.00054794
| 456.2617 | 0.6785 | 452.9526 | 4.0078 | 452.95 | 37.8246 | 456.2617 | 25.3988 | 452.9526 | 8.2273 | 456.2617 | 0.46054 | 465.3086 | 0.6428 | 456.2617 | 0.036889 | 456.2617 | 0.72136 | 455.6498 | 0.024624 | 456.2617 | 0.016649 | 456.2617 | 0.017661 | 452.9526 | 0.046254 | 456.2617 | 0.0092555 | 455.6498 | 0.017951 | 455.0984 | 0 | 454.6377 | 0.01969 | 454.7077 | 0.052247
| 456.4828 | 0.51242 | 453.1699 | 3.9253 | 453.17 | 36.9133 | 456.4828 | 24.3529 | 453.1699 | 8.3787 | 456.4828 | 0.46448 | 465.5297 | 0.68671 | 456.4828 | 0.025722 | 456.4828 | 0.68306 | 455.871 | 0.011468 | 456.4828 | 0 | 456.4828 | 0.0083707 | 453.1699 | -0.023943 | 456.4828 | -0.015124 | 455.871 | -0.04638 | 455.3187 | 0 | 454.8603 | -0.01414 | 454.9283 | 0.0022108
| 456.7039 | 0.61166 | 453.3872 | 3.7719 | 453.39 | 36.6665 | 456.7039 | 24.012 | 453.3872 | 8.6353 | 456.7039 | 0.49563 | 465.7509 | 0.67542 | 456.7039 | 0.038549 | 456.7039 | 0.68614 | 456.0923 | 0.038042 | 456.7039 | 0.0074852 | 456.7039 | 0.0090437 | 453.3872 | -0.00086588 | 456.7039 | 0.013579 | 456.0923 | 0.050797 | 455.5389 | 0 | 455.0829 | 0.018104 | 455.1489 | 0.060895
| 456.9251 | 0.44355 | 453.6045 | 3.7168 | 453.6 | 35.7346 | 456.9251 | 23.3932 | 453.6045 | 8.7438 | 456.9251 | 0.49995 | 465.972 | 0.71588 | 456.925 | 0.026493 | 456.9251 | 0.66533 | 456.3135 | 0.0062843 | 456.9251 | 0 | 456.925 | 0.006627 | 453.6045 | 0.0076771 | 456.925 | -0.0085503 | 456.3135 | -0.030019 | 455.7592 | 0 | 455.3056 | -0.010281 | 455.3695 | -0.0050167
| 457.1462 | 0.53368 | 453.8218 | 3.6051 | 453.82 | 35.5111 | 457.1462 | 22.9627 | 453.8218 | 9.0172 | 457.1462 | 0.51907 | 466.1932 | 0.71556 | 457.1462 | 0.036908 | 457.1462 | 0.66096 | 456.5348 | 0.029867 | 457.1462 | 0.014972 | 457.1462 | 0.017755 | 453.8218 | 0.031851 | 457.1462 | 0.0069869 | 456.5348 | 0.028173 | 455.9795 | 0 | 455.5282 | 0.016518 | 455.5901 | 0.049844
| 457.3674 | 0.41925 | 454.0392 | 3.5057 | 454.04 | 34.5765 | 457.3674 | 22.261 | 454.0392 | 9.1308 | 457.3674 | 0.52975 | 466.4143 | 0.76198 | 457.3674 | 0.027089 | 457.3674 | 0.63975 | 456.7561 | -0.0041023 | 457.3674 | 0 | 457.3674 | 0.013891 | 454.0392 | -0.042017 | 457.3674 | -0.0068165 | 456.7561 | -0.061472 | 456.1998 | 0 | 455.7509 | -0.010084 | 455.8108 | 0.0023254
| 457.5885 | 0.59039 | 454.2565 | 3.4143 | 454.26 | 34.1237 | 457.5886 | 21.8709 | 454.2565 | 9.4318 | 457.5886 | 0.55446 | 466.6355 | 0.75147 | 457.5886 | 0.043353 | 457.5885 | 0.63355 | 456.9774 | 0.021504 | 457.5886 | 0.015104 | 457.5886 | 0.019025 | 454.2565 | 0.014162 | 457.5886 | 0.012487 | 456.9774 | 0.043435 | 456.4201 | 0 | 455.9736 | 0.017179 | 456.0314 | 0.050697
| 457.8097 | 0.36153 | 454.4739 | 3.2393 | 454.47 | 32.945 | 457.8097 | 21.0635 | 454.4739 | 9.5788 | 457.8097 | 0.55434 | 466.8567 | 0.79099 | 457.8098 | 0.027907 | 457.8097 | 0.61815 | 457.1988 | 0.0089058 | 457.8097 | 0 | 457.8098 | 0.012295 | 454.4739 | -0.035742 | 457.8098 | -0.017738 | 457.1988 | -0.041963 | 456.6404 | 0 | 456.1962 | -0.011549 | 456.2521 | -0.00060306
| 458.0309 | 0.51647 | 454.6913 | 3.2658 | 454.69 | 32.7362 | 458.0309 | 20.539 | 454.6913 | 9.7544 | 458.0309 | 0.583 | 467.0779 | 0.81075 | 458.0309 | 0.040636 | 458.0309 | 0.62749 | 457.4201 | 0.031108 | 458.0309 | 0.0093147 | 458.0309 | 0.011614 | 454.6913 | 0.033388 | 458.0309 | 0.0084664 | 457.4201 | 0.026834 | 456.8607 | 0 | 456.4189 | 0.015725 | 456.4727 | 0.058715
| 458.2522 | 0.38684 | 454.9087 | 3.1291 | 454.91 | 31.7869 | 458.2522 | 19.8602 | 454.9087 | 10.0161 | 458.2522 | 0.59157 | 467.2991 | 0.84792 | 458.2522 | 0.029877 | 458.2522 | 0.60394 | 457.6415 | 0.014388 | 458.2522 | 0 | 458.2522 | 0.0055397 | 454.9087 | -0.008034 | 458.2522 | -0.0062514 | 457.6415 | -0.027667 | 457.081 | 0 | 456.6416 | -0.011621 | 456.6934 | 0.001838
| 458.4734 | 0.48001 | 455.1261 | 3.1353 | 455.13 | 31.102 | 458.4734 | 19.4238 | 455.1261 | 10.2467 | 458.4734 | 0.61852 | 467.5204 | 0.85105 | 458.4734 | 0.044626 | 458.4734 | 0.58373 | 457.8628 | 0.035858 | 458.4734 | 0.011606 | 458.4734 | 0.015865 | 455.1261 | 0.080842 | 458.4734 | 0.0084393 | 457.8628 | 0.0071128 | 457.3014 | 0 | 456.8644 | 0.017179 | 456.9141 | 0.055202
| 458.6946 | 0.32102 | 455.3435 | 2.9557 | 455.34 | 30.867 | 458.6946 | 19.0281 | 455.3435 | 10.3958 | 458.6946 | 0.62354 | 467.7416 | 0.89998 | 458.6946 | 0.02826 | 458.6946 | 0.5731 | 458.0842 | 0.011885 | 458.6946 | 0 | 458.6946 | 0.0077626 | 455.3435 | -0.011993 | 458.6946 | -0.011391 | 458.0842 | -0.026799 | 457.5217 | 0 | 457.0871 | -0.0099957 | 457.1348 | -0.0042147
| 458.9159 | 0.4871 | 455.5609 | 2.843 | 455.56 | 30.6349 | 458.9159 | 18.6531 | 455.5609 | 10.6608 | 458.9159 | 0.65479 | 467.9628 | 0.89779 | 458.9159 | 0.045316 | 458.9159 | 0.56565 | 458.3056 | 0.029966 | 458.9159 | 0.0032354 | 458.9159 | 0.010443 | 455.5609 | 0.027869 | 458.9159 | 0.014191 | 458.3056 | 0.011902 | 457.7421 | 0 | 457.3098 | 0.016783 | 457.3555 | 0.049347
| 459.1372 | 0.37165 | 455.7783 | 2.8393 | 455.78 | 29.9262 | 459.1372 | 18.2201 | 455.7784 | 10.9492 | 459.1372 | 0.66876 | 468.1841 | 0.94656 | 459.1371 | 0.039872 | 459.1372 | 0.54772 | 458.527 | 0.013236 | 459.1372 | 0 | 459.1371 | 0.0084755 | 455.7784 | -0.00032701 | 459.1372 | -0.011797 | 458.527 | -0.050061 | 457.9625 | 0 | 457.5326 | -0.01414 | 457.5763 | -0.0078758
| 459.3584 | 0.47799 | 455.9958 | 2.7896 | 456 | 29.2384 | 459.3584 | 18.0303 | 455.9958 | 11.1241 | 459.3584 | 0.71303 | 468.4054 | 0.95032 | 459.3584 | 0.047675 | 459.3584 | 0.56848 | 458.7484 | 0.023486 | 459.3584 | 0.0029116 | 459.3584 | 0.013051 | 455.9958 | 0.0089738 | 459.3584 | 0.017434 | 458.7484 | 0.065521 | 458.1828 | 0 | 457.7553 | 0.017047 | 457.797 | 0.053011
| 459.5797 | 0.32305 | 456.2133 | 2.6757 | 456.21 | 28.5535 | 459.5797 | 17.5658 | 456.2133 | 11.4074 | 459.5797 | 0.71759 | 468.6266 | 1.0082 | 459.5797 | 0.040166 | 459.5797 | 0.54151 | 458.9699 | 0.0098885 | 459.5797 | 0 | 459.5797 | 0.003566 | 456.2133 | -0.00053281 | 459.5797 | -0.009466 | 458.9699 | -0.027788 | 458.4032 | 0 | 457.9781 | -0.012937 | 458.0178 | 0.0071738
| 459.801 | 0.57216 | 456.4307 | 2.6018 | 456.43 | 28.0864 | 459.801 | 17.1596 | 456.4307 | 11.5558 | 459.801 | 0.74358 | 468.8479 | 1.0167 | 459.8011 | 0.054498 | 459.801 | 0.55304 | 459.1913 | 0.035871 | 459.801 | 0.009962 | 459.8011 | 0.01623 | 456.4307 | 0.073426 | 459.8011 | 0.015196 | 459.1913 | 0.019021 | 458.6236 | 0 | 458.2009 | 0.017179 | 458.2385 | 0.050758
| 460.0224 | 0.31798 | 456.6482 | 2.5341 | 456.65 | 27.3924 | 460.0224 | 16.5445 | 456.6482 | 11.805 | 460.0224 | 0.75305 | 469.0692 | 1.0664 | 460.0224 | 0.044688 | 460.0224 | 0.52895 | 459.4128 | 0.008769 | 460.0224 | 0 | 460.0224 | -0.00061096 | 456.6482 | 0.019268 | 460.0224 | -0.01032 | 459.4128 | -0.029043 | 458.844 | 0 | 458.4237 | -0.012911 | 458.4593 | 0.0049091
| 460.2437 | 0.46381 | 456.8657 | 2.4896 | 456.87 | 26.9249 | 460.2437 | 16.3827 | 456.8657 | 12.1244 | 460.2437 | 0.78791 | 469.2905 | 1.0775 | 460.2437 | 0.056854 | 460.2437 | 0.53198 | 459.6343 | 0.031763 | 460.2437 | 0.0078905 | 460.2437 | 0.010889 | 456.8657 | 0.02596 | 460.2437 | 0.010258 | 459.6343 | 0.018455 | 459.0645 | 0 | 458.6465 | 0.015065 | 458.6801 | 0.055894
| 460.4651 | 0.29469 | 457.0832 | 2.4271 | 457.08 | 26.9163 | 460.4651 | 15.9649 | 457.0832 | 12.2953 | 460.4651 | 0.78799 | 469.5119 | 1.1291 | 460.4651 | 0.041315 | 460.4651 | 0.51728 | 459.8558 | 0.0083524 | 460.4651 | 0 | 460.4651 | 0.0057039 | 457.0832 | -0.035928 | 460.4651 | -0.012266 | 459.8558 | -0.056686 | 459.2849 | 0 | 458.8693 | -0.010073 | 458.9008 | -0.00077795
| 460.6864 | 0.4395 | 457.3007 | 2.3651 | 457.3 | 26.4578 | 460.6864 | 15.6582 | 457.3007 | 12.6462 | 460.6864 | 0.83022 | 469.7332 | 1.1493 | 460.6864 | 0.055714 | 460.6864 | 0.52741 | 460.0773 | 0.040685 | 460.6864 | 0.013417 | 460.6864 | 0.015483 | 457.3007 | 0.045429 | 460.6864 | 0.011847 | 460.0773 | 0.019371 | 459.5053 | 0 | 459.0922 | 0.018368 | 459.1216 | 0.047572
| 460.9078 | 0.2876 | 457.5183 | 2.2988 | 457.52 | 25.7639 | 460.9078 | 15.438 | 457.5182 | 12.7933 | 460.9078 | 0.85244 | 469.9545 | 1.2023 | 460.9078 | 0.051052 | 460.9078 | 0.51474 | 460.2988 | 0.013725 | 460.9078 | 0 | 460.9078 | 0.012626 | 457.5182 | -0.055365 | 460.9078 | -0.014592 | 460.2988 | -0.03865 | 459.7258 | 0 | 459.315 | -0.012589 | 459.3425 | 0.0029215
| 461.1292 | 0.34127 | 457.7358 | 2.3102 | 457.74 | 25.0557 | 461.1292 | 15.3399 | 457.7358 | 13.0838 | 461.1292 | 0.88193 | 470.1759 | 1.2031 | 461.1292 | 0.058739 | 461.1292 | 0.51017 | 460.5203 | 0.016868 | 461.1292 | 0.0046946 | 461.1292 | 0.010494 | 457.7358 | 0.098517 | 461.1292 | 0.013725 | 460.5203 | 0.030007 | 459.9462 | 0 | 459.5379 | 0.014932 | 459.5633 | 0.051422
| 461.3506 | 0.21469 | 457.9533 | 2.1689 | 457.95 | 24.5972 | 461.3506 | 14.9091 | 457.9533 | 13.3531 | 461.3506 | 0.91433 | 470.3972 | 1.2796 | 461.3506 | 0.051526 | 461.3506 | 0.49776 | 460.7419 | 0.0084056 | 461.3506 | 0 | 461.3506 | 0.0071807 | 457.9533 | -0.0051897 | 461.3506 | -0.011517 | 460.7419 | -0.02888 | 460.1667 | 0 | 459.7608 | -0.012029 | 459.7841 | -0.0022259
| 461.572 | 0.38786 | 458.1709 | 2.1741 | 458.17 | 24.1357 | 461.572 | 14.8555 | 458.1709 | 13.6714 | 461.572 | 0.96034 | 470.6186 | 1.3008 | 461.572 | 0.062985 | 461.572 | 0.52343 | 460.9634 | 0.027056 | 461.572 | 0 | 461.572 | 0.016286 | 458.1709 | 0.10481 | 461.572 | 0.013219 | 460.9635 | 0.048588 | 460.3872 | 0 | 459.9837 | 0.014404 | 460.005 | 0.053728
| 461.7934 | 0.24709 | 458.3885 | 2.1202 | 458.39 | 23.8946 | 461.7934 | 14.6329 | 458.3885 | 13.7959 | 461.7934 | 0.98607 | 470.84 | 1.3526 | 461.7934 | 0.057765 | 461.7934 | 0.50387 | 461.185 | 0.017618 | 461.7934 | 0 | 461.7934 | 0.0070596 | 458.3885 | -0.032791 | 461.7934 | -0.011557 | 461.185 | -0.045644 | 460.6077 | 0 | 460.2066 | -0.012087 | 460.2258 | 0.0045456
| 462.0149 | 0.4314 | 458.606 | 2.0626 | 458.61 | 22.9686 | 462.0149 | 14.4464 | 458.606 | 14.2201 | 462.0149 | 1.0253 | 471.0614 | 1.3593 | 462.0149 | 0.067462 | 462.0149 | 0.50769 | 461.4066 | 0.021271 | 462.0149 | 0.0077863 | 462.0149 | 0.014881 | 458.606 | 0.05872 | 462.0149 | 0.011437 | 461.4066 | 0.04638 | 460.8282 | 0 | 460.4295 | 0.012555 | 460.4467 | 0.048567
| 462.2363 | 0.20861 | 458.8236 | 2.0013 | 458.82 | 22.7336 | 462.2363 | 13.9851 | 458.8236 | 14.4385 | 462.2363 | 1.0345 | 471.2828 | 1.4343 | 462.2363 | 0.059917 | 462.2363 | 0.47253 | 461.6282 | 0.011913 | 462.2363 | 0 | 462.2363 | 0.0077635 | 458.8236 | -0.015534 | 462.2363 | -0.012319 | 461.6282 | -0.041595 | 461.0487 | 0 | 460.6524 | -0.013171 | 460.6676 | -0.0010132
| 462.4578 | 0.31494 | 459.0413 | 2.0169 | 459.04 | 22.2807 | 462.4578 | 13.6457 | 459.0413 | 14.7986 | 462.4578 | 1.0727 | 471.5042 | 1.4496 | 462.4578 | 0.071126 | 462.4578 | 0.50357 | 461.8498 | 0.026028 | 462.4578 | 0.0057889 | 462.4578 | 0.0085575 | 459.0413 | 0.10244 | 462.4578 | 0.013144 | 461.8498 | 0.027954 | 461.2692 | 0 | 460.8753 | 0.025901 | 460.8885 | 0.049749
| 462.6793 | 0.16507 | 459.2589 | 1.9746 | 459.26 | 22.034 | 462.6793 | 13.2656 | 459.2589 | 14.9247 | 462.6793 | 1.0661 | 471.7257 | 1.5017 | 462.6793 | 0.058845 | 462.6793 | 0.47387 | 462.0715 | 0.014189 | 462.6793 | 0 | 462.6793 | 0.0055413 | 459.2589 | -0.0062957 | 462.6793 | -0.0088283 | 462.0715 | -0.014481 | 461.4897 | 0 | 461.0983 | -0.0095071 | 461.1094 | 0.0028221
| 462.9008 | 0.38077 | 459.4765 | 1.9129 | 459.48 | 21.5725 | 462.9008 | 13.0043 | 459.4765 | 15.1925 | 462.9008 | 1.1099 | 471.9471 | 1.5274 | 462.9008 | 0.073544 | 462.9008 | 0.46036 | 462.2931 | 0.0096275 | 462.9008 | 0.0077163 | 462.9008 | 0.013338 | 459.4765 | -0.019435 | 462.9008 | 0.016021 | 462.2931 | 0.063312 | 461.7103 | 0 | 461.3212 | 0.015197 | 461.3303 | 0.062636
| 463.1223 | 0.17114 | 459.6941 | 1.8093 | 459.69 | 21.3461 | 463.1223 | 12.6877 | 459.6942 | 15.4129 | 463.1223 | 1.1298 | 472.1686 | 1.5892 | 463.1223 | 0.062832 | 463.1223 | 0.47029 | 462.5148 | 0.009506 | 463.1223 | 0 | 463.1223 | 0.0025454 | 459.6942 | 0.068177 | 463.1223 | -0.011107 | 462.5148 | -0.024225 | 461.9308 | 0 | 461.5442 | -0.011227 | 461.5512 | 0.00057355
| 463.3438 | 0.32811 | 459.9118 | 1.7861 | 459.91 | 20.6612 | 463.3438 | 12.6231 | 459.9118 | 15.8 | 463.3438 | 1.1946 | 472.39 | 1.6013 | 463.3438 | 0.080437 | 463.3438 | 0.48435 | 462.7365 | 0.031211 | 463.3438 | 0.0060545 | 463.3438 | 0.014205 | 459.9118 | 0.075593 | 463.3438 | 0.010322 | 462.7364 | 0.048956 | 462.1514 | 0 | 461.7672 | 0.014932 | 461.7722 | 0.051866
| 463.5654 | 0.18127 | 460.1295 | 1.7456 | 460.13 | 19.7266 | 463.5653 | 12.2843 | 460.1295 | 16.1174 | 463.5653 | 1.2124 | 472.6115 | 1.6642 | 463.5653 | 0.068892 | 463.5654 | 0.46056 | 462.9581 | 0.0019247 | 463.5653 | 0 | 463.5653 | 0.0063646 | 460.1295 | 0.037836 | 463.5653 | -0.0098174 | 462.9581 | -0.0036948 | 462.372 | 0 | 461.9902 | -0.0098625 | 461.9931 | -0.0082832
| 463.7869 | 0.30988 | 460.3471 | 1.7831 | 460.35 | 19.9587 | 463.7869 | 12.2635 | 460.3471 | 16.3023 | 463.7869 | 1.2688 | 472.833 | 1.6809 | 463.7869 | 0.082516 | 463.7869 | 0.46672 | 463.1798 | 0.022314 | 463.7869 | 0.0058039 | 463.7869 | 0.010232 | 460.3471 | 0.082898 | 463.7869 | 0.013343 | 463.1798 | 0.023799 | 462.5926 | 0 | 462.2132 | 0.013347 | 462.2141 | 0.053032
| 464.0085 | 0.1914 | 460.5648 | 1.641 | 460.56 | 19.024 | 464.0085 | 11.9664 | 460.5648 | 16.4545 | 464.0085 | 1.2928 | 473.0545 | 1.739 | 464.0085 | 0.078565 | 464.0085 | 0.44496 | 463.4016 | 0.0057493 | 464.0085 | 0 | 464.0085 | 0.0047644 | 460.5648 | 0.044459 | 464.0084 | -0.0042028 | 463.4016 | -0.02825 | 462.8132 | 0 | 462.4362 | -0.0075347 | 462.435 | 0.001174
| 464.23 | 0.32912 | 460.7825 | 1.646 | 460.78 | 18.7976 | 464.23 | 11.7049 | 460.7825 | 16.744 | 464.23 | 1.3319 | 473.276 | 1.7713 | 464.23 | 0.08667 | 464.23 | 0.45609 | 463.6233 | 0.0244 | 464.23 | 0.01506 | 464.23 | 0.022047 | 460.7825 | 0.036206 | 464.23 | 0.013839 | 463.6233 | 0.047852 | 463.0338 | 0 | 462.6592 | 0.015065 | 462.656 | 0.053218
| 464.4516 | 0.19646 | 461.0002 | 1.6163 | 461 | 18.098 | 464.4516 | 11.2283 | 461.0002 | 17.0057 | 464.4516 | 1.3504 | 473.4975 | 1.8561 | 464.4516 | 0.079081 | 464.4516 | 0.42981 | 463.845 | 0.019896 | 464.4516 | 0 | 464.4516 | 0.0044983 | 461.0002 | -0.009584 | 464.4516 | -0.013663 | 463.845 | -0.0046521 | 463.2544 | 0 | 462.8823 | -0.011214 | 462.877 | 0.00051298
| 464.6732 | 0.35444 | 461.218 | 1.5938 | 461.22 | 17.8716 | 464.6732 | 11.0162 | 461.218 | 17.2666 | 464.6732 | 1.3818 | 473.7191 | 1.8436 | 464.6732 | 0.090421 | 464.6732 | 0.43145 | 464.0668 | 0.024168 | 464.6732 | 0.0077245 | 464.6732 | 0.014345 | 461.218 | 0.051038 | 464.6732 | 0.014295 | 464.0668 | 0.0088519 | 463.475 | 0 | 463.1053 | 0.01599 | 463.098 | 0.048215
| 464.8948 | 0.095957 | 461.4357 | 1.5494 | 461.44 | 16.937 | 464.8948 | 10.4502 | 461.4357 | 17.5302 | 464.8948 | 1.3902 | 473.9406 | 1.914 | 464.8948 | 0.080433 | 464.8948 | 0.42405 | 464.2886 | 0.0060379 | 464.8948 | 0 | 464.8948 | 0.0054823 | 461.4357 | -0.065535 | 464.8948 | -0.016119 | 464.2886 | -0.01246 | 463.6956 | 0 | 463.3284 | -0.011109 | 463.319 | -0.00090875
| 465.1165 | 0.27849 | 461.6534 | 1.4817 | 461.65 | 16.937 | 465.1165 | 10.2959 | 461.6534 | 17.8742 | 465.1165 | 1.4325 | 474.1622 | 1.9325 | 465.1165 | 0.092331 | 465.1165 | 0.42013 | 464.5103 | 0.017815 | 465.1165 | 0.0054168 | 465.1165 | 0.0085979 | 461.6534 | 0.1429 | 465.1165 | 0.020432 | 464.5104 | 0.023195 | 463.9163 | 0 | 463.5515 | 0.015593 | 463.54 | 0.049493
| 465.3381 | 0.29975 | 461.8712 | 1.4261 | 461.87 | 16.0171 | 465.3381 | 10.0153 | 461.8712 | 18.3128 | 465.3381 | 1.5204 | 474.3837 | 1.9674 | 465.3381 | 0.096432 | 465.3381 | 0.4093 | 464.7321 | 0.02331 | 465.3381 | 0.0033274 | 465.3381 | 0.016122 | 461.8712 | 0.10658 | 465.3381 | 0.015145 | 464.7321 | 0.020096 | 464.1369 | 0 | 463.7746 | 0.01268 | 463.7611 | 0.048161
| 465.5598 | 0.21165 | 462.089 | 1.4068 | 462.09 | 15.7759 | 465.5598 | 9.7381 | 462.089 | 18.6166 | 465.5598 | 1.5711 | 474.6053 | 1.9787 | 465.5598 | 0.097861 | 465.5598 | 0.40692 | 464.954 | 0.017335 | 465.5598 | 0 | 465.5598 | 0.0038282 | 462.089 | -0.015639 | 465.5598 | -0.0090267 | 464.954 | -0.04049 | 464.3576 | 0 | 463.9977 | -0.010145 | 463.9821 | -0.0010641
| 465.7814 | 0.30178 | 462.3067 | 1.3529 | 462.31 | 15.5439 | 465.7814 | 9.7173 | 462.3067 | 18.8351 | 465.7814 | 1.646 | 474.8269 | 2.0493 | 465.7814 | 0.10729 | 465.7814 | 0.41551 | 465.1758 | 0.025391 | 465.7814 | 0.0059381 | 465.7814 | 0.016792 | 462.3067 | 0.04552 | 465.7814 | 0.010759 | 465.1758 | 0.040858 | 464.5783 | 0 | 464.2208 | 0.013479 | 464.2032 | 0.042105
| 466.0031 | 0.083501 | 462.5245 | 1.307 | 462.52 | 14.6149 | 466.0031 | 9.4135 | 462.5245 | 19.1014 | 466.0031 | 1.676 | 475.0485 | 2.1018 | 466.0031 | 0.10049 | 466.0031 | 0.39862 | 465.3976 | 0.005521 | 466.0031 | 0 | 466.0031 | 0.0085846 | 462.5245 | 0.021474 | 466.0031 | -0.011336 | 465.3976 | -0.028398 | 464.799 | 0 | 464.444 | -0.011666 | 464.4242 | 0.0025817
| 466.2248 | 0.31292 | 462.7423 | 1.3225 | 462.74 | 14.6235 | 466.2248 | 9.3344 | 462.7423 | 19.3266 | 466.2248 | 1.7319 | 475.2701 | 2.1679 | 466.2248 | 0.11458 | 466.2248 | 0.39917 | 465.6195 | 0.021764 | 466.2248 | 0.0048552 | 466.2248 | 0.013348 | 462.7423 | 0.016881 | 466.2248 | 0.019668 | 465.6195 | 0.051901 | 465.0197 | 0 | 464.6671 | 0.013611 | 464.6453 | 0.051792
| 466.4465 | 0.11848 | 462.9601 | 1.256 | 462.96 | 14.1564 | 466.4465 | 8.9544 | 462.9601 | 19.5923 | 466.4465 | 1.765 | 475.4917 | 2.1991 | 466.4465 | 0.10881 | 466.4465 | 0.39127 | 465.8414 | 0.013654 | 466.4465 | 0 | 466.4465 | 0.0083442 | 462.9601 | -0.051676 | 466.4465 | -0.012915 | 465.8413 | -0.039754 | 465.2404 | 0 | 464.8903 | -0.0098922 | 464.8664 | -0.0058918
| 466.6682 | 0.31393 | 463.178 | 1.2383 | 463.18 | 13.93 | 466.6682 | 8.8892 | 463.1779 | 19.9015 | 466.6682 | 1.8288 | 475.7133 | 2.2676 | 466.6682 | 0.12225 | 466.6682 | 0.38884 | 466.0632 | 0.021505 | 466.6682 | 0.0033191 | 466.6682 | 0.014043 | 463.1779 | 0.042289 | 466.6682 | 0.014763 | 466.0632 | 0.051901 | 465.4611 | 0 | 465.1134 | 0.01414 | 465.0875 | 0.048951
| 466.89 | 0.074389 | 463.3958 | 1.1861 | 463.4 | 13.4539 | 466.89 | 8.5402 | 463.3958 | 20.0936 | 466.89 | 1.8454 | 475.935 | 2.2922 | 466.89 | 0.112 | 466.89 | 0.38253 | 466.2851 | 0.018912 | 466.89 | 0 | 466.89 | 0.010158 | 463.3958 | -0.03093 | 466.8899 | -0.0062195 | 466.2851 | -0.032534 | 465.6818 | 0 | 465.3366 | -0.0094096 | 465.3086 | 0.0015222
| 467.1117 | 0.26735 | 463.6136 | 1.2227 | 463.61 | 13.001 | 467.1117 | 8.3452 | 463.6136 | 20.1974 | 467.1117 | 1.9035 | 476.1567 | 2.4133 | 467.1117 | 0.12486 | 467.1117 | 0.387 | 466.507 | 0.024508 | 467.1117 | 0.00036772 | 467.1117 | 0.017053 | 463.6136 | 0.055019 | 467.1117 | 0.010496 | 466.507 | 0.044907 | 465.9025 | 0 | 465.5598 | 0.01203 | 465.5298 | 0.047774
| 467.3335 | 0.11747 | 463.8315 | 1.1602 | 463.83 | 12.5425 | 467.3335 | 8.1187 | 463.8315 | 20.4441 | 467.3335 | 1.9447 | 476.3783 | 2.4658 | 467.3335 | 0.11782 | 467.3335 | 0.36718 | 466.729 | 0.00491 | 467.3335 | 0 | 467.3335 | 0.0062094 | 463.8315 | 0.020935 | 467.3335 | -0.013852 | 466.729 | -0.028917 | 466.1233 | 0 | 465.783 | -0.0093314 | 465.7509 | 0.0042116
| 467.5553 | 0.23089 | 464.0494 | 1.1145 | 464.05 | 12.7689 | 467.5552 | 8.0094 | 464.0493 | 20.8046 | 467.5552 | 2.0236 | 476.6 | 2.5919 | 467.5552 | 0.13394 | 467.5553 | 0.37096 | 466.9509 | 0.023826 | 467.5552 | 0.0090518 | 467.5552 | 0.01176 | 464.0493 | 0.080914 | 467.5552 | 0.016576 | 466.9509 | 0.012954 | 466.344 | 0 | 466.0062 | 0.01124 | 465.972 | 0.043703
| 467.777 | 0.13165 | 464.2672 | 1.089 | 464.27 | 12.0664 | 467.777 | 7.7102 | 464.2672 | 20.7901 | 467.777 | 2.0607 | 476.8217 | 2.6893 | 467.777 | 0.13102 | 467.777 | 0.3721 | 467.1728 | 0.01623 | 467.777 | 0 | 467.777 | 0.0065076 | 464.2672 | -0.040677 | 467.777 | -0.0074525 | 467.1728 | -0.01167 | 466.5648 | 0 | 466.2294 | -0.0097474 | 466.1932 | -0.0099238
| 467.9988 | 0.2157 | 464.4851 | 1.1392 | 464.49 | 11.3668 | 467.9988 | 7.542 | 464.4851 | 21.0117 | 467.9988 | 2.121 | 477.0434 | 2.7856 | 467.9988 | 0.13985 | 467.9988 | 0.36694 | 467.3948 | 0.026368 | 467.9988 | 0.0030298 | 467.9988 | 0.024276 | 464.4851 | 0.11447 | 467.9988 | 0.015742 | 467.3948 | 0.031189 | 466.7856 | 0 | 466.4527 | 0.012268 | 466.4143 | 0.047139
| 468.2206 | 0.10228 | 464.703 | 1.0038 | 464.7 | 11.5932 | 468.2206 | 7.2303 | 464.703 | 21.0772 | 468.2206 | 2.1584 | 477.2651 | 2.8447 | 468.2206 | 0.13341 | 468.2206 | 0.36108 | 467.6168 | 0.018405 | 468.2206 | 0 | 468.2206 | 0.0073443 | 464.703 | -0.019792 | 468.2206 | -0.005801 | 467.6168 | -0.043803 | 467.0063 | 0 | 466.6759 | -0.0070588 | 466.6355 | 0.0017465
| 468.4425 | 0.24608 | 464.9209 | 1.0285 | 464.92 | 10.9083 | 468.4425 | 7.2304 | 464.9209 | 21.2295 | 468.4425 | 2.2356 | 477.4868 | 2.9339 | 468.4425 | 0.14526 | 468.4425 | 0.35482 | 467.8388 | 0.025104 | 468.4425 | 0.0067152 | 468.4425 | 0.012593 | 464.9209 | 0.092611 | 468.4425 | 0.014305 | 467.8388 | 0.011659 | 467.2271 | 0 | 466.8992 | 0.012688 | 466.8567 | 0.05035
| 468.6643 | 0.10127 | 465.1388 | 0.983 | 465.14 | 10.6819 | 468.6643 | 6.9441 | 465.1389 | 21.3451 | 468.6643 | 2.2942 | 477.7085 | 3.0214 | 468.6643 | 0.14084 | 468.6643 | 0.34672 | 468.0608 | 0.013486 | 468.6643 | 0 | 468.6643 | 0.015435 | 465.1389 | -0.039133 | 468.6643 | -0.013083 | 468.0608 | -0.043435 | 467.4479 | 0 | 467.1225 | -0.010316 | 467.0779 | -0.0035093
| 468.8862 | 0.25722 | 465.3568 | 0.98052 | 465.36 | 10.4469 | 468.8862 | 6.8909 | 465.3568 | 21.5234 | 468.8862 | 2.3718 | 477.9303 | 3.1174 | 468.8862 | 0.1561 | 468.8862 | 0.36391 | 468.2828 | 0.017775 | 468.8862 | 0.0085196 | 468.8862 | 0.01363 | 465.3568 | 0.092785 | 468.8862 | 0.011723 | 468.2828 | 0.050061 | 467.6687 | 0 | 467.3457 | 0.013743 | 467.2991 | 0.05027
| 469.108 | 0.08932 | 465.5747 | 0.93753 | 465.57 | 10.4469 | 469.108 | 6.6029 | 465.5747 | 21.8487 | 469.108 | 2.417 | 478.152 | 3.1655 | 469.108 | 0.15059 | 469.108 | 0.34767 | 468.5048 | 0.011184 | 469.108 | 0 | 469.108 | 0.010123 | 465.5747 | 0.0093806 | 469.108 | -0.0099076 | 468.5048 | -0.039754 | 467.8896 | 0 | 467.5691 | -0.0098167 | 467.5204 | 0.0030852
| 469.3299 | 0.22988 | 465.7927 | 0.91924 | 465.79 | 10.2057 | 469.3299 | 6.5999 | 465.7927 | 21.8742 | 469.3299 | 2.514 | 478.3738 | 3.2403 | 469.3299 | 0.1658 | 469.3299 | 0.35993 | 468.7269 | 0.023328 | 469.3299 | 0.011527 | 469.3299 | 0.017132 | 465.7927 | 0.061161 | 469.3299 | 0.0053458 | 468.7269 | 0.025521 | 468.1104 | 0 | 467.7924 | 0.011591 | 467.7416 | 0.049984
| 469.5518 | 0.12456 | 466.0107 | 0.87229 | 466.01 | 9.7473 | 469.5518 | 6.3445 | 466.0107 | 22.0529 | 469.5518 | 2.5802 | 478.5956 | 3.2974 | 469.5518 | 0.16451 | 469.5518 | 0.33619 | 468.949 | 0.012978 | 469.5518 | 0 | 469.5518 | 0.0073969 | 466.0107 | 0.012064 | 469.5518 | -0.010362 | 468.949 | -0.0035632 | 468.3312 | 0 | 468.0157 | -0.0092981 | 467.9628 | -0.0029921
| 469.7737 | 0.24406 | 466.2287 | 0.90763 | 466.23 | 9.5208 | 469.7737 | 6.2838 | 466.2287 | 22.3142 | 469.7737 | 2.6592 | 478.8173 | 3.3697 | 469.7737 | 0.17736 | 469.7737 | 0.34389 | 469.171 | 0.036902 | 469.7737 | 0.003596 | 469.7737 | 0.012374 | 466.2287 | 0.0084045 | 469.7737 | 0.017107 | 469.171 | 0.026825 | 468.5521 | 0 | 468.239 | 0.013479 | 468.1841 | 0.049809
| 469.9956 | 0.082932 | 466.4467 | 0.85129 | 466.45 | 9.0447 | 469.9956 | 6.0706 | 466.4467 | 22.2272 | 469.9956 | 2.7214 | 479.0391 | 3.3877 | 469.9956 | 0.17283 | 469.9956 | 0.33833 | 469.3931 | 0.027349 | 469.9956 | 0 | 469.9956 | 0.0066642 | 466.4467 | -0.0065135 | 469.9956 | -0.0063086 | 469.3931 | -0.02402 | 468.773 | 0 | 468.4624 | -0.0077317 | 468.4054 | -0.0061351
| 470.2176 | 0.25114 | 466.6646 | 0.8545 | 466.66 | 8.8183 | 470.2176 | 6.0422 | 466.6646 | 22.5216 | 470.2176 | 2.8462 | 479.2609 | 3.4514 | 470.2176 | 0.18671 | 470.2176 | 0.34558 | 469.6152 | 0.026074 | 470.2176 | 0.0014093 | 470.2176 | 0.018774 | 466.6646 | 0.14028 | 470.2176 | 0.011751 | 469.6152 | 0.024338 | 468.9938 | 0 | 468.6857 | 0.011263 | 468.6266 | 0.042927
| 470.4395 | 0.094868 | 466.8827 | 0.78902 | 466.88 | 8.5862 | 470.4395 | 5.784 | 466.8827 | 22.5692 | 470.4395 | 2.9166 | 479.4827 | 3.5207 | 470.4395 | 0.18471 | 470.4395 | 0.32849 | 469.8373 | 0.011659 | 470.4395 | 0 | 470.4395 | 0.0039149 | 466.8827 | 0.063871 | 470.4395 | -0.0071839 | 469.8373 | -0.031092 | 469.2147 | 0 | 468.9091 | -0.0096686 | 468.8479 | 0.0074413
| 470.6615 | 0.18937 | 467.1007 | 0.83325 | 467.1 | 8.5919 | 470.6615 | 5.7769 | 467.1007 | 22.7918 | 470.6615 | 2.9963 | 479.7046 | 3.6297 | 470.6615 | 0.19695 | 470.6615 | 0.33813 | 470.0595 | 0.020055 | 470.6615 | 0.0006603 | 470.6615 | 0.013174 | 467.1007 | 0.026232 | 470.6615 | 0.010543 | 470.0595 | 0.030387 | 469.4356 | 0 | 469.1325 | 0.011404 | 469.0692 | 0.043875
| 470.8834 | 0.038104 | 467.3187 | 0.76356 | 467.32 | 8.3598 | 470.8834 | 5.5914 | 467.3187 | 22.8742 | 470.8834 | 3.0807 | 479.9264 | 3.7003 | 470.8834 | 0.19429 | 470.8834 | 0.32974 | 470.2816 | 0.018911 | 470.8834 | 0 | 470.8834 | 0.01094 | 467.3187 | -0.010243 | 470.8834 | -0.012878 | 470.2816 | -0.032261 | 469.6565 | 0 | 469.3559 | -0.006687 | 469.2905 | -0.00065764
| 471.1054 | 0.20051 | 467.5368 | 0.75912 | 467.54 | 8.3508 | 471.1054 | 5.5531 | 467.5368 | 23.2184 | 471.1054 | 3.1944 | 480.1483 | 3.8002 | 471.1054 | 0.21673 | 471.1054 | 0.34687 | 470.5038 | 0.033968 | 471.1054 | 0.013553 | 471.1054 | 0.015791 | 467.5368 | 0.025822 | 471.1054 | 0.014976 | 470.5038 | 0.039754 | 469.8774 | 0 | 469.5793 | 0.01226 | 469.5119 | 0.05035
| 471.3274 | 0.10937 | 467.7548 | 0.74404 | 467.75 | 8.1187 | 471.3274 | 5.318 | 467.7549 | 23.0774 | 471.3274 | 3.2561 | 480.3701 | 3.8863 | 471.3274 | 0.2097 | 471.3274 | 0.3269 | 470.7259 | 0.020977 | 471.3274 | 0 | 471.3274 | 0.006206 | 467.7549 | -0.043103 | 471.3274 | -0.013393 | 470.7259 | -0.012417 | 470.0984 | 0 | 469.8027 | -0.0072904 | 469.7332 | -0.00062382
| 471.5494 | 0.20355 | 467.9729 | 0.71884 | 467.97 | 7.6573 | 471.5494 | 5.2827 | 467.9729 | 23.494 | 471.5494 | 3.3689 | 480.592 | 4.0019 | 471.5494 | 0.22456 | 471.5494 | 0.34434 | 470.9481 | 0.033438 | 471.5494 | 0.011344 | 471.5494 | 0.011134 | 467.9729 | 0.057683 | 471.5494 | 0.015232 | 470.9481 | 0.029487 | 470.3193 | 0 | 470.0261 | 0.010343 | 469.9545 | 0.045628
| 471.7715 | 0.034083 | 468.191 | 0.69907 | 468.19 | 7.8923 | 471.7715 | 4.989 | 468.191 | 23.4634 | 471.7715 | 3.3983 | 480.8139 | 4.0505 | 471.7715 | 0.21663 | 471.7715 | 0.32124 | 471.1703 | 0.01878 | 471.7715 | 0 | 471.7715 | 0.015363 | 468.191 | -0.013361 | 471.7715 | -0.012339 | 471.1703 | -0.022807 | 470.5403 | 0 | 470.2496 | -0.0075667 | 470.1759 | -0.0033115
| 471.9935 | 0.20152 | 468.4091 | 0.66596 | 468.41 | 7.4308 | 471.9935 | 4.9052 | 468.4091 | 23.6234 | 471.9935 | 3.4753 | 481.0358 | 4.1444 | 471.9935 | 0.23567 | 471.9935 | 0.32298 | 471.3925 | 0.033009 | 471.9935 | 0.011392 | 471.9935 | 0.013171 | 468.4091 | 0.060321 | 471.9935 | 0.015233 | 471.3925 | 0.019644 | 470.7612 | 0 | 470.4731 | 0.012486 | 470.3972 | 0.042982
| 472.2155 | 0.050962 | 468.6272 | 0.65558 | 468.63 | 7.1988 | 472.2155 | 4.7123 | 468.6272 | 23.7269 | 472.2155 | 3.5367 | 481.2577 | 4.183 | 472.2155 | 0.23162 | 472.2155 | 0.31255 | 471.6148 | 0.021004 | 472.2155 | 0 | 472.2155 | 0.0096906 | 468.6272 | 0.052574 | 472.2156 | -0.0087614 | 471.6148 | -0.0095733 | 470.9821 | 0 | 470.6965 | -0.0068042 | 470.6186 | -0.005545
| 472.4376 | 0.1914 | 468.8453 | 0.66027 | 468.85 | 7.4308 | 472.4376 | 4.6245 | 468.8453 | 23.8503 | 472.4376 | 3.6112 | 481.4796 | 4.2976 | 472.4376 | 0.24629 | 472.4376 | 0.3279 | 471.837 | 0.039408 | 472.4376 | 0.0054042 | 472.4376 | 0.016034 | 468.8453 | 0.089859 | 472.4376 | 0.014449 | 471.837 | 0.018074 | 471.2031 | 0 | 470.92 | 0.012397 | 470.84 | 0.045858
| 472.6597 | 0.035877 | 469.0634 | 0.6447 | 469.06 | 6.7312 | 472.6597 | 4.4075 | 469.0634 | 23.9117 | 472.6597 | 3.659 | 481.7015 | 4.3879 | 472.6597 | 0.24309 | 472.6597 | 0.3121 | 472.0592 | 0.016499 | 472.6597 | 0 | 472.6597 | 0.013905 | 469.0634 | 0.0060065 | 472.6597 | -0.010855 | 472.0593 | -0.035253 | 471.4241 | 0 | 471.1435 | -0.0068229 | 471.0614 | -0.0058204
| 472.8818 | 0.26431 | 469.2816 | 0.64693 | 469.28 | 6.7312 | 472.8818 | 4.452 | 469.2816 | 24.013 | 472.8818 | 3.7813 | 481.9234 | 4.5437 | 472.8818 | 0.26213 | 472.8818 | 0.31245 | 472.2815 | 0.036487 | 472.8818 | 0.0072975 | 472.8818 | 0.015288 | 469.2816 | 0.019754 | 472.8818 | 0.017437 | 472.2815 | 0.04049 | 471.6451 | 0 | 471.367 | 0.0097517 | 471.2828 | 0.050155
| 473.1039 | 0.06181 | 469.4997 | 0.59528 | 469.5 | 6.7312 | 473.1039 | 4.2199 | 469.4997 | 24.1388 | 473.1039 | 3.8886 | 482.1454 | 4.6387 | 473.1039 | 0.26111 | 473.1039 | 0.30778 | 472.5038 | 0.03013 | 473.1039 | 0 | 473.1039 | 0.01158 | 469.4997 | 0.10973 | 473.1039 | -0.012396 | 472.5038 | -0.036394 | 471.8661 | 0 | 471.5905 | -0.0074082 | 471.5042 | 0.004573
| 473.326 | 0.16405 | 469.7179 | 0.62691 | 469.72 | 6.4991 | 473.326 | 4.1889 | 469.7179 | 24.3964 | 473.326 | 3.9754 | 482.3673 | 4.774 | 473.326 | 0.27467 | 473.326 | 0.31479 | 472.7261 | 0.031309 | 473.326 | 0 | 473.326 | 0.019046 | 469.7179 | -0.028305 | 473.326 | 0.012893 | 472.7261 | 0.031269 | 472.0871 | 0 | 471.814 | 0.0095521 | 471.7257 | 0.048718
| 473.5481 | 0.086192 | 469.9361 | 0.59281 | 469.94 | 6.2727 | 473.5481 | 4.0411 | 469.9361 | 24.3787 | 473.5481 | 4.0513 | 482.5893 | 4.8283 | 473.5481 | 0.27316 | 473.5481 | 0.30977 | 472.9484 | 0.030614 | 473.5481 | 0 | 473.5481 | 0.0087378 | 469.9361 | -0.027526 | 473.5481 | -0.0082501 | 472.9484 | -0.035225 | 472.3082 | 0 | 472.0376 | -0.0072476 | 471.9471 | -0.0031956
| 473.7703 | 0.1914 | 470.1543 | 0.59281 | 470.15 | 6.5048 | 473.7703 | 3.9735 | 470.1543 | 24.5698 | 473.7703 | 4.1087 | 482.8113 | 4.947 | 473.7703 | 0.2871 | 473.7703 | 0.30853 | 473.1707 | 0.033579 | 473.7703 | 0.008611 | 473.7703 | 0.016873 | 470.1543 | 0.10338 | 473.7703 | 0.015871 | 473.1707 | 0.026743 | 472.5292 | 0 | 472.2611 | 0.010804 | 472.1686 | 0.04018
| 473.9924 | 0.031672 | 470.3725 | 0.53104 | 470.37 | 5.7966 | 473.9924 | 3.7819 | 470.3725 | 24.4026 | 473.9924 | 4.1562 | 483.0333 | 5.1237 | 473.9924 | 0.28311 | 473.9924 | 0.30436 | 473.3931 | 0.021486 | 473.9924 | 0 | 473.9924 | 0.0072725 | 470.3725 | 0.013184 | 473.9924 | -0.0047848 | 473.3931 | -0.023062 | 472.7502 | 0 | 472.4847 | -0.0073032 | 472.39 | 0.00031378
| 474.2146 | 0.1995 | 470.5907 | 0.56291 | 470.59 | 5.8113 | 474.2146 | 3.7194 | 470.5907 | 24.734 | 474.2146 | 4.2595 | 483.2553 | 5.191 | 474.2146 | 0.30114 | 474.2146 | 0.30893 | 473.6154 | 0.046245 | 474.2146 | 0.0069603 | 474.2146 | 0.012465 | 470.5907 | -0.0074638 | 474.2146 | 0.018488 | 473.6154 | 0.016369 | 472.9713 | 0 | 472.7083 | 0.010402 | 472.6115 | 0.047771
| 474.4368 | 0.085956 | 470.8089 | 0.54339 | 470.81 | 5.5702 | 474.4368 | 3.585 | 470.8089 | 24.6612 | 474.4368 | 4.3374 | 483.4773 | 5.2584 | 474.4368 | 0.29637 | 474.4368 | 0.2979 | 473.8378 | 0.030527 | 474.4368 | 0 | 474.4368 | 0.0082731 | 470.8089 | -0.028988 | 474.4368 | -0.0076423 | 473.8378 | -0.024931 | 473.1924 | 0 | 472.9318 | -0.0058653 | 472.833 | -0.0086965
| 474.659 | 0.16608 | 471.0271 | 0.54413 | 471.03 | 5.5702 | 474.659 | 3.5804 | 471.0271 | 24.7787 | 474.659 | 4.457 | 483.6993 | 5.3257 | 474.659 | 0.31436 | 474.659 | 0.30495 | 474.0601 | 0.0339 | 474.659 | 0.009401 | 474.659 | 0.020304 | 471.0271 | 0.054177 | 474.659 | 0.014161 | 474.0601 | 0.026131 | 473.4135 | 0 | 473.1555 | 0.009662 | 473.0545 | 0.051656
| 474.8812 | 0.053142 | 471.2454 | 0.49743 | 471.25 | 5.5702 | 474.8812 | 3.4397 | 471.2454 | 24.7693 | 474.8812 | 4.5402 | 483.9214 | 5.3931 | 474.8812 | 0.31799 | 474.8812 | 0.31161 | 474.2825 | 0.03739 | 474.8812 | 0 | 474.8812 | 0.0066074 | 471.2454 | -0.066106 | 474.8812 | -0.0044328 | 474.2825 | -0.023166 | 473.6345 | 0 | 473.3791 | -0.0067904 | 473.276 | 0.0042277
| 475.1034 | 0.19342 | 471.4636 | 0.5251 | 471.46 | 5.5702 | 475.1034 | 3.4278 | 471.4636 | 24.7183 | 475.1034 | 4.6708 | 484.1434 | 5.4604 | 475.1034 | 0.33423 | 475.1034 | 0.31965 | 474.5049 | 0.049307 | 475.1034 | 0.0071357 | 475.1034 | 0.015199 | 471.4636 | 0.05919 | 475.1034 | 0.015709 | 474.5049 | 0.033635 | 473.8556 | 0 | 473.6027 | 0.0095567 | 473.4975 | 0.045084
| 475.3256 | 0.048089 | 471.6818 | 0.51967 | 471.68 | 5.097 | 475.3256 | 3.292 | 471.6819 | 24.7515 | 475.3256 | 4.7342 | 484.3655 | 5.5279 | 475.3256 | 0.33664 | 475.3256 | 0.30565 | 474.7274 | 0.034965 | 475.3256 | 0 | 475.3256 | 0.01133 | 471.6819 | -0.0030761 | 475.3256 | -0.011137 | 474.7274 | -0.023899 | 474.0767 | 0 | 473.8264 | -0.0069406 | 473.7191 | -0.00025606
| 475.5479 | 0.19038 | 471.9001 | 0.47198 | 471.9 | 5.5702 | 475.5479 | 3.3318 | 471.9001 | 24.8665 | 475.5479 | 4.8634 | 484.5876 | 5.5951 | 475.5479 | 0.35246 | 475.5479 | 0.31364 | 474.9498 | 0.045282 | 475.5479 | 0.0097213 | 475.5479 | 0.01985 | 471.9001 | -0.022044 | 475.5479 | 0.013444 | 474.9498 | 0.04049 | 474.2979 | 0 | 474.05 | 0.0099363 | 473.9406 | 0.045772
| 475.7701 | 0.035835 | 472.1184 | 0.48804 | 472.12 | 5.3381 | 475.7701 | 3.1762 | 472.1184 | 24.64 | 475.7701 | 4.9455 | 484.8096 | 5.6626 | 475.7701 | 0.35468 | 475.7701 | 0.30818 | 475.1722 | 0.038745 | 475.7701 | 0 | 475.7701 | 0.010066 | 472.1184 | -0.079417 | 475.7701 | -0.011385 | 475.1722 | -0.019486 | 474.519 | 0 | 474.2736 | -0.0052829 | 474.1622 | 0.0043998
| 475.9924 | 0.16 | 472.3367 | 0.45344 | 472.34 | 5.5702 | 475.9924 | 3.1864 | 472.3367 | 24.6987 | 475.9924 | 5.0891 | 485.0317 | 5.7298 | 475.9924 | 0.37852 | 475.9924 | 0.31508 | 475.3947 | 0.056236 | 475.9924 | 0.0078194 | 475.9924 | 0.015125 | 472.3367 | 0.079353 | 475.9924 | 0.012987 | 475.3947 | 0.06368 | 474.7401 | 0 | 474.4973 | 0.011952 | 474.3837 | 0.045576
| 476.2147 | 0.0069726 | 472.555 | 0.44924 | 472.56 | 5.1117 | 476.2147 | 3.0558 | 472.555 | 24.7775 | 476.2147 | 5.1574 | 485.2538 | 5.7973 | 476.2147 | 0.3784 | 476.2147 | 0.30724 | 475.6172 | 0.046918 | 476.2147 | 0 | 476.2147 | 0.0082781 | 472.555 | 0.013427 | 476.2147 | -0.0077326 | 475.6172 | -0.032369 | 474.9612 | 0 | 474.721 | -0.0078121 | 474.6053 | -0.003327
| 476.437 | 0.17418 | 472.7733 | 0.47321 | 472.77 | 4.862 | 476.437 | 3.0556 | 472.7733 | 24.7411 | 476.437 | 5.2387 | 485.4759 | 5.8645 | 476.437 | 0.39421 | 476.437 | 0.30371 | 475.8396 | 0.047048 | 476.437 | 0.012603 | 476.437 | 0.014589 | 472.7733 | 0.052159 | 476.437 | 0.013179 | 475.8396 | 0.02082 | 475.1824 | 0 | 474.9447 | 0.010511 | 474.8269 | 0.038383
| 476.6593 | 0.057997 | 472.9917 | 0.42774 | 472.99 | 4.6356 | 476.6593 | 2.8615 | 472.9917 | 24.5738 | 476.6593 | 5.2612 | 485.6981 | 5.932 | 476.6593 | 0.39261 | 476.6593 | 0.29969 | 476.0621 | 0.043788 | 476.6593 | 0 | 476.6593 | 0.0077621 | 472.9917 | 0.043309 | 476.6593 | -0.0068701 | 476.0621 | -0.01642 | 475.4036 | 0 | 475.1684 | -0.0079852 | 475.0485 | 0.001143
| 476.8816 | 0.20861 | 473.21 | 0.43021 | 473.21 | 4.8853 | 476.8816 | 2.8449 | 473.21 | 24.5333 | 476.8816 | 5.3188 | 485.9202 | 5.9992 | 476.8816 | 0.40936 | 476.8816 | 0.30386 | 476.2847 | 0.063683 | 476.8816 | 0.008024 | 476.8816 | 0.021325 | 473.21 | 0.05405 | 476.8816 | 0.014224 | 476.2846 | 0.023453 | 475.6248 | 0 | 475.3922 | 0.0099241 | 475.2701 | 0.04284
| 477.104 | 0.039193 | 473.4284 | 0.38821 | 473.43 | 4.4091 | 477.104 | 2.7296 | 473.4284 | 24.2801 | 477.104 | 5.4363 | 486.1423 | 6.0667 | 477.104 | 0.41265 | 477.104 | 0.30008 | 476.5072 | 0.043586 | 477.104 | 0 | 477.104 | 0.0085829 | 473.4284 | 0.0081089 | 477.104 | -0.006933 | 476.5072 | -0.036809 | 475.8459 | 0 | 475.6159 | -0.0073175 | 475.4917 | -0.0012856
| 477.3263 | 0.14583 | 473.6468 | 0.43639 | 473.65 | 4.4091 | 477.3263 | 2.7321 | 473.6468 | 24.2746 | 477.3263 | 5.5278 | 486.3645 | 6.134 | 477.3263 | 0.43446 | 477.3263 | 0.31806 | 476.7297 | 0.063143 | 477.3263 | 0.009693 | 477.3263 | 0.028508 | 473.6468 | 0.020991 | 477.3263 | 0.012457 | 476.7297 | 0.02376 | 476.0671 | 0 | 475.8396 | 0.010432 | 475.7133 | 0.046747
| 477.5487 | 0.033803 | 473.8651 | 0.35534 | 473.87 | 4.4091 | 477.5487 | 2.6023 | 473.8651 | 24.1534 | 477.5487 | 5.5887 | 486.5866 | 6.2014 | 477.5487 | 0.43609 | 477.5487 | 0.30783 | 476.9523 | 0.053711 | 477.5487 | 0 | 477.5487 | 0.0076318 | 473.8651 | 0.040781 | 477.5487 | -0.011372 | 476.9523 | -0.034194 | 476.2883 | 0 | 476.0634 | -0.0072908 | 475.935 | 0.0047124
| 477.7711 | 0.11747 | 474.0835 | 0.39809 | 474.08 | 4.4091 | 477.7711 | 2.6539 | 474.0835 | 24.0441 | 477.7711 | 5.6973 | 486.8088 | 6.2687 | 477.7711 | 0.45638 | 477.7711 | 0.30724 | 477.1748 | 0.06359 | 477.7711 | 0.0043609 | 477.7711 | 0.01944 | 474.0835 | -0.016719 | 477.7711 | 0.016642 | 477.1748 | 0.026082 | 476.5096 | 0 | 476.2872 | 0.0092159 | 476.1566 | 0.036553
| 477.9934 | 0.0021069 | 474.3019 | 0.36399 | 474.3 | 4.4091 | 477.9935 | 2.5322 | 474.3019 | 23.8827 | 477.9935 | 5.8098 | 487.031 | 6.3361 | 477.9934 | 0.45856 | 477.9934 | 0.31285 | 477.3974 | 0.043339 | 477.9935 | 0 | 477.9934 | 0.011369 | 474.3019 | -0.038091 | 477.9934 | -0.011806 | 477.3974 | -0.026349 | 476.7308 | 0 | 476.511 | -0.0081025 | 476.3783 | -0.003062
| 478.2158 | 0.1681 | 474.5203 | 0.38203 | 474.52 | 3.9507 | 478.2159 | 2.5417 | 474.5203 | 23.8017 | 478.2159 | 5.9265 | 487.2532 | 6.4034 | 478.2159 | 0.48501 | 478.2158 | 0.32065 | 477.62 | 0.078385 | 478.2159 | 0.0041352 | 478.2159 | 0.017946 | 474.5203 | 0.090816 | 478.2158 | 0.018272 | 477.62 | 0.029127 | 476.952 | 0 | 476.7347 | 0.012115 | 476.6 | 0.042834
| 478.4383 | 0.1195 | 474.7387 | 0.34274 | 474.74 | 4.4091 | 478.4383 | 2.4499 | 474.7387 | 23.4536 | 478.4383 | 6.039 | 487.4754 | 6.4708 | 478.4383 | 0.49547 | 478.4383 | 0.30331 | 477.8426 | 0.066899 | 478.4383 | 0 | 478.4383 | 0.0060525 | 474.7387 | 0.023213 | 478.4383 | -0.011082 | 477.8426 | -0.0036467 | 477.1732 | 0 | 476.9586 | -0.0056935 | 476.8217 | -0.00095199
| 478.6607 | 0.17418 | 474.9572 | 0.39068 | 474.96 | 4.4091 | 478.6607 | 2.4848 | 474.9572 | 23.3382 | 478.6607 | 6.1651 | 487.6977 | 6.7432 | 478.6607 | 0.52119 | 478.6607 | 0.32129 | 478.0652 | 0.084718 | 478.6607 | 0.0099445 | 478.6607 | 0.014296 | 474.9572 | 0.013323 | 478.6607 | 0.018694 | 478.0652 | 0.029018 | 477.3945 | 0 | 477.1824 | 0.011917 | 477.0434 | 0.041889
| 478.8831 | 0.0067612 | 475.1756 | 0.33409 | 475.18 | 3.9507 | 478.8831 | 2.3338 | 475.1756 | 23.2826 | 478.8831 | 6.2072 | 487.9199 | 6.8544 | 478.8831 | 0.51891 | 478.8831 | 0.32179 | 478.2879 | 0.062625 | 478.8831 | 0 | 478.8831 | 0.01183 | 475.1756 | -0.062401 | 478.8832 | -0.0079747 | 478.2879 | -0.0025597 | 477.6158 | 0 | 477.4062 | -0.0073678 | 477.2651 | 0.001416
| 479.1056 | 0.19342 | 475.3941 | 0.36078 | 475.39 | 4.168 | 479.1056 | 2.3703 | 475.3941 | 23.0789 | 479.1056 | 6.2526 | 488.1421 | 7.0708 | 479.1056 | 0.54203 | 479.1056 | 0.33073 | 478.5105 | 0.084624 | 479.1056 | 0.0096904 | 479.1056 | 0.017281 | 475.3941 | 0.14047 | 479.1056 | 0.018077 | 478.5105 | 0.014663 | 477.8371 | 0 | 477.63 | 0.01159 | 477.4868 | 0.043213
| 479.3281 | 0.015224 | 475.6125 | 0.32075 | 475.61 | 3.7242 | 479.3281 | 2.2217 | 475.6125 | 22.8284 | 479.3281 | 6.2187 | 488.3644 | 7.4136 | 479.3281 | 0.53626 | 479.3281 | 0.31191 | 478.7332 | 0.07775 | 479.3281 | 0 | 479.3281 | 0.0088231 | 475.6125 | 0.0061685 | 479.3281 | -0.0097575 | 478.7332 | -0.0035637 | 478.0583 | 0 | 477.8539 | -0.0078388 | 477.7085 | 0.00033344
| 479.5505 | 0.14583 | 475.831 | 0.34496 | 475.83 | 3.9507 | 479.5506 | 2.2254 | 475.831 | 22.7921 | 479.5506 | 6.247 | 488.5866 | 7.7591 | 479.5505 | 0.55598 | 479.5505 | 0.33396 | 478.9559 | 0.086699 | 479.5506 | 0.0051051 | 479.5505 | 0.019973 | 475.831 | 0.090157 | 479.5505 | 0.018265 | 478.9559 | 0.032715 | 478.2796 | 0 | 478.0778 | 0.010747 | 477.9303 | 0.043086
| 479.7731 | 7.5104e-05 | 476.0495 | 0.32272 | 476.05 | 3.7095 | 479.773 | 2.0827 | 476.0495 | 22.5333 | 479.773 | 6.2385 | 488.8089 | 8.0059 | 479.773 | 0.55919 | 479.7731 | 0.31508 | 479.1786 | 0.067441 | 479.773 | 0 | 479.773 | 0.017626 | 476.0495 | -0.014351 | 479.773 | -0.0083858 | 479.1785 | -0.016519 | 478.5009 | 0 | 478.3016 | -0.0070365 | 478.152 | -0.00090563
| 479.9955 | 0.13367 | 476.268 | 0.3163 | 476.27 | 3.7242 | 479.9956 | 2.0875 | 476.268 | 22.2844 | 479.9956 | 6.3095 | 489.0312 | 8.2816 | 479.9955 | 0.57724 | 479.9955 | 0.32884 | 479.4013 | 0.08723 | 479.9956 | 0.011622 | 479.9955 | 0.017078 | 476.268 | 0.040254 | 479.9955 | 0.018558 | 479.4013 | 0.020765 | 478.7223 | 0 | 478.5255 | 0.01099 | 478.3738 | 0.039778
| 480.2181 | 0.012372 | 476.4865 | 0.31556 | 476.49 | 3.7095 | 480.2181 | 1.9712 | 476.4865 | 22.125 | 480.2181 | 6.3534 | 489.2535 | 8.6225 | 480.2181 | 0.58318 | 480.2181 | 0.31543 | 479.624 | 0.070404 | 480.2181 | 0 | 480.2181 | 0.0077256 | 476.4865 | -0.0021309 | 480.2181 | -0.0086281 | 479.624 | -0.043435 | 478.9436 | 0 | 478.7494 | -0.0082196 | 478.5956 | -0.0048835
| 480.4406 | 0.22178 | 476.705 | 0.30839 | 476.71 | 3.7242 | 480.4406 | 2.0277 | 476.705 | 22.0883 | 480.4406 | 6.4236 | 489.4758 | 8.8425 | 480.4406 | 0.6162 | 480.4406 | 0.34166 | 479.8467 | 0.097272 | 480.4406 | 0.020956 | 480.4406 | 0.023186 | 476.705 | 0.026827 | 480.4406 | 0.019314 | 479.8467 | 0.032319 | 479.1649 | 0 | 478.9734 | 0.011869 | 478.8173 | 0.048941
| 480.6632 | 0.02947 | 476.9235 | 0.2901 | 476.92 | 3.2481 | 480.6632 | 1.9224 | 476.9236 | 21.7632 | 480.6632 | 6.4976 | 489.6981 | 8.9744 | 480.6631 | 0.62326 | 480.6632 | 0.32954 | 480.0694 | 0.082004 | 480.6632 | 0 | 480.6631 | 0.0072684 | 476.9236 | 0.0050428 | 480.6631 | -0.0067491 | 480.0695 | 0.00088899 | 479.3863 | 0 | 479.1973 | -0.0069616 | 479.0391 | -0.0007779
| 480.8857 | 0.21064 | 477.1421 | 0.29777 | 477.14 | 3.2481 | 480.8857 | 1.9849 | 477.1421 | 21.5221 | 480.8857 | 6.6069 | 489.9205 | 9.2319 | 480.8857 | 0.65099 | 480.8857 | 0.35084 | 480.2922 | 0.10847 | 480.8857 | 0.0052598 | 480.8857 | 0.016692 | 477.1421 | 0.074465 | 480.8857 | 0.015286 | 480.2922 | 0.010916 | 479.6076 | 0 | 479.4212 | 0.010379 | 479.2609 | 0.042997
| 481.1083 | 0.067403 | 477.3607 | 0.26416 | 477.36 | 3.2481 | 481.1083 | 1.8788 | 477.3607 | 21.269 | 481.1083 | 6.6337 | 490.1428 | 9.4612 | 481.1083 | 0.65827 | 481.1083 | 0.33128 | 480.515 | 0.084907 | 481.1083 | 0 | 481.1083 | 0.0037719 | 477.3607 | 0.011934 | 481.1083 | -0.0080103 | 480.515 | 0.0050702 | 479.829 | 0 | 479.6452 | -0.0082797 | 479.4827 | -0.0018053
| 481.3309 | 0.13469 | 477.5792 | 0.29109 | 477.58 | 3.4831 | 481.3309 | 1.8757 | 477.5792 | 21.152 | 481.3309 | 6.6537 | 490.3652 | 9.6004 | 481.3309 | 0.67664 | 481.3309 | 0.34498 | 480.7378 | 0.10611 | 481.3309 | 0.001895 | 481.3309 | 0.021394 | 477.5792 | 0.071877 | 481.3309 | 0.013561 | 480.7378 | 0.026931 | 480.0504 | 0 | 479.8691 | 0.011013 | 479.7046 | 0.041827
| 481.5535 | 0.06615 | 477.7978 | 0.2602 | 477.8 | 3.2481 | 481.5535 | 1.7697 | 477.7978 | 20.7003 | 481.5535 | 6.6629 | 490.5875 | 9.7678 | 481.5535 | 0.68414 | 481.5535 | 0.34141 | 480.9606 | 0.1079 | 481.5535 | 0 | 481.5535 | 0.014319 | 477.7978 | -0.027262 | 481.5535 | -0.006186 | 480.9606 | -0.016164 | 480.2718 | 0 | 480.0931 | -0.0067501 | 479.9264 | 0.0006118
| 481.7761 | 0.14076 | 478.0164 | 0.28368 | 478.02 | 3.2481 | 481.7761 | 1.7915 | 478.0164 | 20.5323 | 481.7761 | 6.645 | 490.8099 | 9.9092 | 481.7761 | 0.70884 | 481.7761 | 0.35889 | 481.1834 | 0.12084 | 481.7761 | 0.012805 | 481.7761 | 0.018655 | 478.0164 | 0.01839 | 481.7761 | 0.018714 | 481.1834 | 0.014984 | 480.4932 | 0 | 480.3171 | 0.011545 | 480.1483 | 0.042098
| 481.9987 | 0.012 | 478.235 | 0.25897 | 478.23 | 2.7896 | 481.9987 | 1.6591 | 478.235 | 20.1833 | 481.9987 | 6.6312 | 491.0323 | 10.1722 | 481.9987 | 0.71061 | 481.9987 | 0.34305 | 481.4062 | 0.10264 | 481.9987 | 0 | 481.9987 | 0.014115 | 478.235 | -0.018897 | 481.9987 | -0.004807 | 481.4062 | -0.019516 | 480.7146 | 0 | 480.5411 | -0.0075558 | 480.3701 | -0.0033429
| 482.2213 | 0.1438 | 478.4536 | 0.28047 | 478.45 | 3.2481 | 482.2214 | 1.6505 | 478.4536 | 20.059 | 482.2214 | 6.6133 | 491.2547 | 10.4082 | 482.2213 | 0.73421 | 482.2213 | 0.36336 | 481.629 | 0.11781 | 482.2214 | 0.0022231 | 482.2213 | 0.013927 | 478.4536 | 0.053789 | 482.2213 | 0.011418 | 481.629 | 0.05411 | 480.936 | 0 | 480.7651 | 0.012053 | 480.592 | 0.043222
| 482.444 | -0.0030055 | 478.6722 | 0.24241 | 478.67 | 2.7896 | 482.444 | 1.5348 | 478.6722 | 19.7026 | 482.444 | 6.6124 | 491.4771 | 10.5824 | 482.444 | 0.7399 | 482.444 | 0.35243 | 481.8519 | 0.11574 | 482.444 | 0 | 482.444 | 0.011855 | 478.6722 | 0.038935 | 482.444 | -0.0086545 | 481.8519 | -0.033536 | 481.1574 | 0 | 480.9891 | -0.0075383 | 480.8139 | -0.0040958
| 482.6667 | 0.15089 | 478.8909 | 0.26465 | 478.89 | 2.7896 | 482.6667 | 1.6039 | 478.8909 | 19.3212 | 482.6667 | 6.6213 | 491.6995 | 10.7262 | 482.6667 | 0.76763 | 482.6667 | 0.36599 | 482.0747 | 0.14122 | 482.6667 | 0.0063333 | 482.6667 | 0.017656 | 478.8909 | 0.07104 | 482.6667 | 0.013607 | 482.0747 | 0.033379 | 481.3788 | 0 | 481.2132 | 0.0086973 | 481.0358 | 0.039727
| 482.8893 | -0.015309 | 479.1095 | 0.23401 | 479.11 | 2.5485 | 482.8893 | 1.4908 | 479.1095 | 19.0944 | 482.8893 | 6.607 | 491.9219 | 10.9168 | 482.8893 | 0.77609 | 482.8893 | 0.34826 | 482.2976 | 0.14983 | 482.8893 | 0 | 482.8893 | 0.015057 | 479.1095 | 0.048087 | 482.8893 | -0.0087202 | 482.2976 | -0.023272 | 481.6003 | 0 | 481.4372 | -0.0067906 | 481.2577 | -0.0050608
| 483.112 | 0.080082 | 479.3282 | 0.25551 | 479.33 | 3.016 | 483.112 | 1.4873 | 479.3282 | 19.091 | 483.112 | 6.6013 | 492.1444 | 11.0835 | 483.112 | 0.79529 | 483.112 | 0.36659 | 482.5205 | 0.15843 | 483.112 | 0.0051485 | 483.112 | 0.018427 | 479.3282 | 0.10132 | 483.112 | 0.012445 | 482.5205 | 0.027848 | 481.8217 | 0 | 481.6612 | 0.0098148 | 481.4796 | 0.03914
| 483.3347 | 0.031791 | 479.5468 | 0.2004 | 479.55 | 2.3221 | 483.3347 | 1.4043 | 479.5468 | 18.6712 | 483.3347 | 6.5677 | 492.3668 | 11.1569 | 483.3347 | 0.80664 | 483.3347 | 0.36768 | 482.7434 | 0.16703 | 483.3347 | 0 | 483.3347 | 0.018769 | 479.5468 | 0.0099479 | 483.3347 | -0.0097669 | 482.7434 | -0.028005 | 482.0432 | 0 | 481.8854 | -0.0086133 | 481.7015 | -0.00099272
| 483.5575 | 0.11241 | 479.7655 | 0.23525 | 479.77 | 2.5632 | 483.5575 | 1.4301 | 479.7655 | 18.3973 | 483.5575 | 6.5741 | 492.5893 | 11.346 | 483.5575 | 0.83303 | 483.5575 | 0.38437 | 482.9663 | 0.17563 | 483.5575 | 0.0025432 | 483.5575 | 0.011997 | 479.7655 | 0.076726 | 483.5575 | 0.011753 | 482.9663 | 0.031343 | 482.2647 | 0 | 482.1094 | 0.010109 | 481.9234 | 0.035354
| 483.7802 | 0.013871 | 479.9842 | 0.19077 | 479.98 | 2.3221 | 483.7802 | 1.3401 | 479.9842 | 18.1299 | 483.7802 | 6.5347 | 492.8118 | 11.6946 | 483.7802 | 0.84306 | 483.7802 | 0.36396 | 483.1893 | 0.18423 | 483.7802 | 0 | 483.7802 | 0.01441 | 479.9842 | 0.029489 | 483.7802 | -0.009371 | 483.1893 | -0.017069 | 482.4862 | 0 | 482.3335 | -0.0081572 | 482.1454 | -0.0020374
| 484.0029 | 0.14076 | 480.2029 | 0.22339 | 480.2 | 2.3221 | 484.0029 | 1.3783 | 480.2029 | 18.1101 | 484.0029 | 6.5121 | 493.0342 | 11.943 | 484.0029 | 0.87392 | 484.0029 | 0.38844 | 483.4122 | 0.19284 | 484.0029 | 0.0043766 | 484.0029 | 0.01851 | 480.2029 | 0.067109 | 484.0029 | 0.019413 | 483.4122 | 0.01807 | 482.7077 | 0 | 482.5576 | 0.011136 | 482.3673 | 0.047247
| 484.2257 | -0.012473 | 480.4216 | 0.21128 | 480.42 | 2.3221 | 484.2257 | 1.2539 | 480.4216 | 17.7076 | 484.2257 | 6.4937 | 493.2567 | 12.0691 | 484.2257 | 0.87795 | 484.2257 | 0.36669 | 483.6352 | 0.20144 | 484.2257 | 0 | 484.2257 | 0.017478 | 480.4216 | 0.0070858 | 484.2257 | -0.011907 | 483.6352 | -0.017325 | 482.9292 | 0 | 482.7817 | -0.0086772 | 482.5893 | -0.002144
| 484.4484 | 0.14684 | 480.6403 | 0.23945 | 480.64 | 2.3221 | 484.4485 | 1.3046 | 480.6403 | 17.8559 | 484.4485 | 6.4669 | 493.4792 | 12.1955 | 484.4485 | 0.90714 | 484.4484 | 0.3867 | 483.8582 | 0.21004 | 484.4485 | 0.0067028 | 484.4485 | 0.015381 | 480.6403 | 0.051906 | 484.4485 | 0.012946 | 483.8582 | 0.020437 | 483.1507 | 0 | 483.0059 | 0.011823 | 482.8113 | 0.039188
| 484.6712 | 0.020238 | 480.8591 | 0.214 | 480.86 | 2.3221 | 484.6712 | 1.1938 | 480.8591 | 17.593 | 484.6712 | 6.4171 | 493.7018 | 12.2469 | 484.6712 | 0.92138 | 484.6712 | 0.37831 | 484.0811 | 0.21864 | 484.6712 | 0 | 484.6712 | 0.013666 | 480.8591 | -0.046859 | 484.6712 | -0.0081162 | 484.0811 | -0.02164 | 483.3722 | 0 | 483.23 | -0.0094605 | 483.0333 | -0.0018854
| 484.894 | 0.09651 | 481.0778 | 0.21424 | 481.08 | 2.3221 | 484.894 | 1.2552 | 481.0778 | 17.491 | 484.894 | 6.398 | 493.9243 | 12.4258 | 484.894 | 0.94405 | 484.894 | 0.39862 | 484.3041 | 0.22725 | 484.894 | 0.011533 | 484.894 | 0.028651 | 481.0778 | 0.062614 | 484.894 | 0.01388 | 484.3041 | 0.019545 | 483.5938 | 0 | 483.4542 | 0.010377 | 483.2553 | 0.040711
| 485.1168 | -0.0072615 | 481.2966 | 0.18385 | 481.3 | 2.3221 | 485.1168 | 1.1216 | 481.2966 | 17.2436 | 485.1168 | 6.3362 | 494.1468 | 12.5361 | 485.1168 | 0.96213 | 485.1168 | 0.39465 | 484.5272 | 0.23585 | 485.1168 | 0 | 485.1168 | 0.0092014 | 481.2966 | -0.05606 | 485.1168 | -0.0030584 | 484.5272 | -0.016612 | 483.8153 | 0 | 483.6783 | -0.0081538 | 483.4773 | -0.00035344
| 485.3397 | 0.10937 | 481.5153 | 0.2261 | 481.52 | 2.3221 | 485.3397 | 1.1762 | 481.5153 | 17.1443 | 485.3397 | 6.3079 | 494.3693 | 12.7569 | 485.3397 | 0.99066 | 485.3397 | 0.40106 | 484.7502 | 0.24445 | 485.3397 | 0.00677 | 485.3397 | 0.026683 | 481.5153 | -0.020448 | 485.3397 | 0.01392 | 484.7502 | 0.041226 | 484.0369 | 0 | 483.9025 | 0.012867 | 483.6993 | 0.046373
| 485.5625 | -0.00251 | 481.7341 | 0.20559 | 481.73 | 2.0871 | 485.5625 | 1.0786 | 481.7341 | 16.9805 | 485.5625 | 6.2606 | 494.5919 | 13.1059 | 485.5625 | 1.0042 | 485.5625 | 0.39152 | 484.9732 | 0.25305 | 485.5625 | 0 | 485.5625 | 0.012547 | 481.7341 | -0.022656 | 485.5625 | -0.011304 | 484.9732 | -0.0037615 | 484.2584 | 0 | 484.1267 | -0.0086863 | 483.9214 | -0.0039348
| 485.7853 | 0.14178 | 481.9529 | 0.23179 | 481.95 | 2.0957 | 485.7853 | 1.11 | 481.9529 | 16.8997 | 485.7853 | 6.2435 | 494.8145 | 13.4168 | 485.7853 | 1.0337 | 485.7853 | 0.41546 | 485.1963 | 0.26165 | 485.7853 | 0.0052666 | 485.7853 | 0.023639 | 481.9529 | 0.044709 | 485.7853 | 0.014076 | 485.1963 | 0.048588 | 484.48 | 0 | 484.3509 | 0.015197 | 484.1434 | 0.042526
| 486.0082 | 0.02497 | 482.1717 | 0.18261 | 482.17 | 2.0871 | 486.0082 | 1.0244 | 482.1717 | 16.7636 | 486.0082 | 6.1752 | 495.0371 | 13.4916 | 486.0082 | 1.0524 | 486.0082 | 0.41616 | 485.4193 | 0.27026 | 486.0082 | 0 | 486.0082 | 0.013729 | 482.1717 | -0.033924 | 486.0082 | -0.014541 | 485.4193 | -0.029997 | 484.7016 | 0 | 484.5751 | -0.0075412 | 484.3655 | -0.0070042
| 486.2311 | 0.18836 | 482.3905 | 0.23722 | 482.39 | 2.3221 | 486.2311 | 1.0888 | 482.3905 | 16.6434 | 486.2311 | 6.1574 | 495.2597 | 13.593 | 486.231 | 1.0856 | 486.2311 | 0.44054 | 485.6424 | 0.27886 | 486.2311 | 0.0086187 | 486.231 | 0.026848 | 482.3905 | 0.063646 | 486.231 | 0.016765 | 485.6424 | 0.057054 | 484.9232 | 0 | 484.7994 | 0.01414 | 484.5876 | 0.046471
| 486.454 | 0.031033 | 482.6093 | 0.18632 | 482.61 | 1.855 | 486.4539 | 0.96818 | 482.6093 | 16.395 | 486.4539 | 6.0793 | 495.4823 | 13.548 | 486.4539 | 1.0982 | 486.454 | 0.42351 | 485.8655 | 0.28746 | 486.4539 | 0 | 486.4539 | 0.022444 | 482.6093 | 0.038589 | 486.454 | -0.0061637 | 485.8655 | 0.0067067 | 485.1448 | 0 | 485.0236 | -0.0094332 | 484.8096 | -0.0030454
| 486.6769 | 0.13064 | 482.8282 | 0.21573 | 482.83 | 2.09 | 486.6768 | 1.0024 | 482.8282 | 16.3495 | 486.6768 | 6.0385 | 495.7049 | 13.659 | 486.6768 | 1.1334 | 486.6769 | 0.44596 | 486.0886 | 0.29606 | 486.6768 | 0.0073347 | 486.6768 | 0.02582 | 482.8282 | 0.078635 | 486.6769 | 0.013855 | 486.0886 | 0.022862 | 485.3664 | 0 | 485.2478 | 0.013079 | 485.0317 | 0.050658
| 486.8998 | 0.016394 | 483.047 | 0.18533 | 483.05 | 1.8459 | 486.8998 | 0.96142 | 483.047 | 15.9419 | 486.8998 | 5.9718 | 495.9275 | 13.6542 | 486.8997 | 1.1438 | 486.8998 | 0.43066 | 486.3117 | 0.30466 | 486.8998 | 0 | 486.8997 | 0.014537 | 483.047 | -0.045269 | 486.8997 | -0.0074494 | 486.3118 | -0.022568 | 485.588 | 0 | 485.4721 | -0.0068975 | 485.2538 | 0.0035446
| 487.1227 | 0.10836 | 483.2659 | 0.20881 | 483.27 | 2.0871 | 487.1227 | 0.98279 | 483.2659 | 15.5665 | 487.1227 | 5.9402 | 496.1501 | 13.9437 | 487.1227 | 1.1779 | 487.1227 | 0.4541 | 486.5349 | 0.31327 | 487.1227 | 0.0050323 | 487.1227 | 0.024417 | 483.2659 | 0.050486 | 487.1227 | 0.012888 | 486.5349 | 0.01587 | 485.8097 | 0 | 485.6964 | 0.011074 | 485.4759 | 0.047846
| 487.3456 | 0.0012026 | 483.4847 | 0.14925 | 483.48 | 1.6195 | 487.3456 | 0.86675 | 483.4847 | 15.2905 | 487.3456 | 5.8689 | 496.3728 | 14.0508 | 487.3456 | 1.2047 | 487.3456 | 0.44804 | 486.758 | 0.32187 | 487.3456 | 0 | 487.3456 | 0.015852 | 483.4847 | -0.041603 | 487.3456 | -0.0082896 | 486.758 | -0.036058 | 486.0313 | 0 | 485.9207 | -0.010596 | 485.6981 | -0.00069015
| 487.5686 | 0.067848 | 483.7036 | 0.18583 | 483.7 | 1.4022 | 487.5686 | 0.94416 | 483.7036 | 15.1466 | 487.5686 | 5.8362 | 496.5955 | 14.1679 | 487.5686 | 1.2371 | 487.5686 | 0.45946 | 486.9812 | 0.33047 | 487.5686 | 0.0076756 | 487.5686 | 0.027615 | 483.7036 | 0.094589 | 487.5686 | 0.0082868 | 486.9812 | 0.02724 | 486.253 | 0 | 486.145 | 0.01414 | 485.9202 | 0.046586
| 487.7915 | -0.026299 | 483.9225 | 0.16754 | 483.92 | 1.4022 | 487.7915 | 0.86193 | 483.9225 | 14.8665 | 487.7915 | 5.7731 | 496.8181 | 14.1919 | 487.7915 | 1.2557 | 487.7915 | 0.4684 | 487.2044 | 0.33907 | 487.7915 | 0 | 487.7915 | 0.016913 | 483.9225 | 0.028922 | 487.7915 | -0.012511 | 487.2044 | -0.020914 | 486.4746 | 0 | 486.3693 | -0.0078609 | 486.1423 | -0.0045955
| 488.0145 | 0.14481 | 484.1414 | 0.19917 | 484.14 | 1.4022 | 488.0145 | 0.88855 | 484.1414 | 14.5963 | 488.0145 | 5.7209 | 497.0408 | 14.0826 | 488.0145 | 1.2931 | 488.0145 | 0.48569 | 487.4276 | 0.34768 | 488.0145 | 0.0073476 | 488.0145 | 0.023407 | 484.1414 | 0.086308 | 488.0145 | 0.014982 | 487.4276 | 0.034671 | 486.6963 | 0 | 486.5936 | 0.010999 | 486.3645 | 0.043173
| 488.2375 | -0.074485 | 484.3603 | 0.1584 | 484.36 | 1.161 | 488.2375 | 0.79193 | 484.3603 | 14.2921 | 488.2375 | 5.643 | 497.2635 | 14.1449 | 488.2375 | 1.3152 | 488.2375 | 0.47516 | 487.6508 | 0.35628 | 488.2375 | 0 | 488.2375 | 0.018128 | 484.3603 | -0.020973 | 488.2375 | -0.011704 | 487.6508 | -0.016501 | 486.918 | 0 | 486.8179 | -0.0058404 | 486.5866 | -0.0040973
| 488.4605 | 0.12355 | 484.5792 | 0.15321 | 484.58 | 1.161 | 488.4605 | 0.83013 | 484.5792 | 14.1153 | 488.4605 | 5.6038 | 497.4862 | 14.222 | 488.4605 | 1.3565 | 488.4605 | 0.50516 | 487.874 | 0.36488 | 488.4605 | 0.0086999 | 488.4605 | 0.025424 | 484.5792 | 0.061106 | 488.4605 | 0.019757 | 487.874 | 0.036809 | 487.1397 | 0 | 487.0423 | 0.012038 | 486.8088 | 0.030545
| 488.6835 | -0.0066261 | 484.7982 | 0.16556 | 484.8 | 1.161 | 488.6835 | 0.76669 | 484.7982 | 13.5998 | 488.6835 | 5.5241 | 497.7089 | 14.2873 | 488.6835 | 1.3754 | 488.6835 | 0.49825 | 488.0972 | 0.37348 | 488.6835 | 0 | 488.6835 | 0.017021 | 484.7982 | -0.011847 | 488.6835 | -0.0073865 | 488.0972 | -0.019303 | 487.3614 | 0 | 487.2666 | -0.0080367 | 487.031 | -0.0019675
| 488.9065 | 0.17621 | 485.0171 | 0.14678 | 485.02 | 1.161 | 488.9065 | 0.81954 | 485.0171 | 13.4476 | 488.9065 | 5.4878 | 497.9316 | 14.6022 | 488.9065 | 1.42 | 488.9065 | 0.51638 | 488.3204 | 0.38208 | 488.9065 | 0.010714 | 488.9065 | 0.020844 | 485.0171 | 0.027693 | 488.9065 | 0.016699 | 488.3204 | 0.044171 | 487.5831 | 0 | 487.491 | 0.012047 | 487.2532 | 0.030012
| 489.1296 | -0.015082 | 485.2361 | 0.15864 | 485.24 | 1.161 | 489.1296 | 0.73286 | 485.2361 | 13.0608 | 489.1296 | 5.4219 | 498.1544 | 14.8639 | 489.1296 | 1.4483 | 489.1296 | 0.51052 | 488.5437 | 0.39069 | 489.1296 | 0 | 489.1296 | 0.024781 | 485.2361 | 0.032384 | 489.1296 | -0.0063729 | 488.5437 | -0.01252 | 487.8049 | 0 | 487.7154 | -0.0060509 | 487.4754 | -0.0037476
| 489.3526 | 0.12355 | 485.4551 | 0.16853 | 485.46 | 1.161 | 489.3526 | 0.77745 | 485.455 | 12.8222 | 489.3526 | 5.3909 | 498.3771 | 15.029 | 489.3526 | 1.4931 | 489.3526 | 0.53039 | 488.767 | 0.39929 | 489.3526 | 0.0051895 | 489.3526 | 0.023061 | 485.455 | 0.034082 | 489.3526 | 0.016417 | 488.767 | 0.014941 | 488.0266 | 0 | 487.9398 | 0.012764 | 487.6977 | 0.029022
| 489.5757 | -0.0038404 | 485.674 | 0.14233 | 485.67 | 1.161 | 489.5757 | 0.68383 | 485.674 | 12.5008 | 489.5757 | 5.3072 | 498.5999 | 14.9762 | 489.5757 | 1.5119 | 489.5757 | 0.5291 | 488.9902 | 0.40789 | 489.5757 | 0 | 489.5757 | 0.017331 | 485.674 | -0.0095355 | 489.5757 | -0.011415 | 488.9903 | -0.03136 | 488.2484 | 0 | 488.1642 | -0.007553 | 487.9199 | -0.004363
| 489.7988 | 0.095917 | 485.893 | 0.15049 | 485.89 | 1.3875 | 489.7988 | 0.74648 | 485.893 | 12.2372 | 489.7988 | 5.2624 | 498.8226 | 15.0307 | 489.7988 | 1.5609 | 489.7988 | 0.56381 | 489.2135 | 0.40789 | 489.7988 | 0.0077097 | 489.7988 | 0.027349 | 485.893 | 0.059386 | 489.7988 | 0.012686 | 489.2135 | 0.050797 | 488.4701 | 0 | 488.3886 | 0.013743 | 488.1421 | 0.038893
| 490.0219 | -0.0010015 | 486.112 | 0.12652 | 486.11 | 1.161 | 490.0219 | 0.67327 | 486.112 | 11.941 | 490.0219 | 5.1983 | 499.0454 | 15.1273 | 490.0219 | 1.5881 | 490.0219 | 0.5585 | 489.4369 | 0.40908 | 490.0219 | 0 | 490.0219 | 0.015827 | 486.112 | 0.027008 | 490.0218 | -0.0069277 | 489.4368 | -0.037177 | 488.6919 | 0 | 488.613 | -0.0091071 | 488.3644 | -0.0059791
| 490.245 | 0.15899 | 486.331 | 0.15963 | 486.33 | 1.161 | 490.245 | 0.70732 | 486.331 | 11.5982 | 490.245 | 5.1373 | 499.2682 | 15.1865 | 490.245 | 1.6375 | 490.245 | 0.5882 | 489.6602 | 0.43728 | 490.245 | 0.0055827 | 490.245 | 0.032962 | 486.331 | 0.023998 | 490.245 | 0.014745 | 489.6602 | 0.048956 | 488.9136 | 0 | 488.8375 | 0.012227 | 488.5866 | 0.032197
| 490.4681 | -0.020595 | 486.55 | 0.1369 | 486.55 | 1.161 | 490.4681 | 0.64296 | 486.55 | 11.2817 | 490.4681 | 5.0769 | 499.491 | 15.175 | 490.4681 | 1.6649 | 490.4681 | 0.58646 | 489.8835 | 0.44156 | 490.4681 | 0 | 490.4681 | 0.033179 | 486.55 | -0.036071 | 490.4681 | -0.003539 | 489.8835 | -0.014709 | 489.1354 | 0 | 489.062 | -0.0074948 | 488.8089 | -0.0014185
| 490.6912 | 0.093067 | 486.7691 | 0.13097 | 486.77 | 1.161 | 490.6912 | 0.70583 | 486.7691 | 11.0375 | 490.6912 | 5.0512 | 499.7138 | 15.18 | 490.6912 | 1.715 | 490.6912 | 0.61909 | 490.1069 | 0.46778 | 490.6912 | 0.0061934 | 490.6912 | 0.028179 | 486.7691 | 0.046538 | 490.6912 | 0.015221 | 490.1069 | 0.037545 | 489.3572 | 0 | 489.2864 | 0.012353 | 489.0312 | 0.031567
| 490.9144 | 0.01499 | 486.9881 | 0.1154 | 486.99 | 1.161 | 490.9144 | 0.62355 | 486.9881 | 10.6694 | 490.9144 | 4.9856 | 499.9366 | 15.3209 | 490.9144 | 1.7499 | 490.9144 | 0.6026 | 490.3302 | 0.48482 | 490.9144 | 0 | 490.9144 | 0.023479 | 486.9881 | 0.084655 | 490.9144 | -0.0065816 | 490.3302 | -0.0060178 | 489.579 | 0 | 489.5109 | -0.0073955 | 489.2535 | -0.0024483
| 491.1375 | 0.13064 | 487.2072 | 0.12677 | 487.21 | 1.161 | 491.1375 | 0.66371 | 487.2072 | 10.3972 | 491.1375 | 4.9085 | 500.1594 | 15.4501 | 491.1375 | 1.7922 | 491.1375 | 0.6324 | 490.5536 | 0.50508 | 491.1375 | 0.0083131 | 491.1375 | 0.031041 | 487.2072 | 0.029893 | 491.1375 | 0.016535 | 490.5536 | 0.038282 | 489.8008 | 0 | 489.7354 | 0.012821 | 489.4758 | 0.032814
| 491.3607 | -0.0014198 | 487.4262 | 0.12652 | 487.43 | 1.161 | 491.3607 | 0.58018 | 487.4262 | 10.1281 | 491.3607 | 4.8251 | 500.3823 | 15.2992 | 491.3607 | 1.8265 | 491.3607 | 0.63434 | 490.777 | 0.5119 | 491.3607 | 0 | 491.3607 | 0.036224 | 487.4262 | 0.00013365 | 491.3607 | -0.0075101 | 490.777 | -0.0095343 | 490.0227 | 0 | 489.9599 | -0.006873 | 489.6982 | -0.0010416
| 491.5839 | 0.091273 | 487.6453 | 0.12158 | 487.65 | 1.161 | 491.5839 | 0.63662 | 487.6453 | 9.9005 | 491.5839 | 4.8065 | 500.6051 | 15.3905 | 491.5839 | 1.8805 | 491.5839 | 0.67527 | 491.0004 | 0.52902 | 491.5839 | 0.0053144 | 491.5839 | 0.031825 | 487.6453 | 0.11439 | 491.5839 | 0.013338 | 491.0004 | 0.041226 | 490.2445 | 0 | 490.1844 | 0.010404 | 489.9205 | 0.039914
| 491.8071 | -0.029002 | 487.8644 | 0.11219 | 487.86 | 1.161 | 491.8071 | 0.55999 | 487.8644 | 9.4916 | 491.8071 | 4.7328 | 500.828 | 15.3792 | 491.8071 | 1.9206 | 491.8071 | 0.65644 | 491.2238 | 0.53385 | 491.8071 | 0 | 491.8071 | 0.031939 | 487.8644 | 0.011876 | 491.8071 | -0.014509 | 491.2238 | -0.0078462 | 490.4664 | 0 | 490.4089 | -0.0076189 | 490.1428 | -0.0016551
| 492.0303 | 0.15291 | 488.0835 | 0.13467 | 488.08 | 1.161 | 492.0303 | 0.59375 | 488.0835 | 9.2829 | 492.0303 | 4.6843 | 501.0509 | 15.4875 | 492.0303 | 1.9701 | 492.0303 | 0.67914 | 491.4472 | 0.56886 | 492.0303 | 0.0054689 | 492.0303 | 0.032268 | 488.0835 | 0.075252 | 492.0303 | 0.015733 | 491.4472 | 0.024904 | 490.6882 | 0 | 490.6334 | 0.013032 | 490.3652 | 0.043652
| 492.2535 | -0.0010446 | 488.3026 | 0.090689 | 488.3 | 1.161 | 492.2535 | 0.49493 | 488.3026 | 8.9402 | 492.2535 | 4.6073 | 501.2737 | 15.4292 | 492.2535 | 2.0002 | 492.2535 | 0.68719 | 491.6707 | 0.58287 | 492.2535 | 0 | 492.2535 | 0.025378 | 488.3026 | -0.040787 | 492.2535 | -0.0090178 | 491.6707 | -0.029985 | 490.9101 | 0 | 490.858 | -0.008081 | 490.5875 | -0.002752
| 492.4767 | 0.17621 | 488.5217 | 0.13566 | 488.52 | 1.161 | 492.4767 | 0.61705 | 488.5217 | 8.7724 | 492.4767 | 4.5479 | 501.4966 | 15.5591 | 492.4767 | 2.0501 | 492.4767 | 0.70914 | 491.8941 | 0.61058 | 492.4767 | 0.0093638 | 492.4767 | 0.033845 | 488.5217 | 0.10096 | 492.4767 | 0.017631 | 491.8941 | 0.035236 | 491.132 | 0 | 491.0826 | 0.01276 | 490.8099 | 0.032808
| 492.7 | 0.069436 | 488.7409 | 0.096619 | 488.74 | 1.161 | 492.7 | 0.50504 | 488.7409 | 8.3897 | 492.7 | 4.5022 | 501.7195 | 15.6818 | 492.7 | 2.1029 | 492.7 | 0.72016 | 492.1176 | 0.61728 | 492.7 | 0 | 492.7 | 0.031641 | 488.7409 | 0.025651 | 492.7 | -0.010423 | 492.1176 | -0.018916 | 491.3539 | 0 | 491.3072 | -0.0075092 | 491.0323 | -0.015933
| 492.9232 | 0.13975 | 488.96 | 0.11985 | 488.96 | 1.161 | 492.9232 | 0.55445 | 488.96 | 8.2534 | 492.9232 | 4.4803 | 501.9425 | 15.6516 | 492.9232 | 2.1744 | 492.9232 | 0.75657 | 492.3411 | 0.65149 | 492.9232 | 0.0046034 | 492.9232 | 0.042449 | 488.96 | 0.037485 | 492.9232 | 0.008082 | 492.3411 | 0.034036 | 491.5757 | 0 | 491.5317 | 0.011738 | 491.2547 | 0.052207
| 493.1465 | 0.032391 | 489.1792 | 0.095631 | 489.18 | 1.161 | 493.1465 | 0.45869 | 489.1792 | 7.9362 | 493.1465 | 4.434 | 502.1654 | 15.547 | 493.1465 | 2.2167 | 493.1465 | 0.75483 | 492.5646 | 0.66556 | 493.1465 | 0 | 493.1465 | 0.033592 | 489.1792 | 0.0062925 | 493.1465 | -0.011805 | 492.5646 | -0.028085 | 491.7977 | 0 | 491.7563 | -0.0088086 | 491.4771 | 0.0013364
| 493.3698 | 0.15595 | 489.3983 | 0.12182 | 489.4 | 1.161 | 493.3698 | 0.52955 | 489.3983 | 7.7835 | 493.3698 | 4.3627 | 502.3883 | 15.4571 | 493.3698 | 2.2564 | 493.3698 | 0.77887 | 492.7881 | 0.70737 | 493.3698 | 0.0032538 | 493.3698 | 0.035201 | 489.3983 | 0.022107 | 493.3698 | 0.017787 | 492.7881 | 0.0167 | 492.0196 | 0 | 491.981 | 0.012691 | 491.6995 | 0.038036
| 493.5931 | 0.012743 | 489.6175 | 0.10453 | 489.62 | 1.161 | 493.5931 | 0.47588 | 489.6175 | 7.5273 | 493.5931 | 4.2828 | 502.6113 | 15.2611 | 493.5931 | 2.2954 | 493.5931 | 0.79233 | 493.0116 | 0.71282 | 493.5931 | 0 | 493.5931 | 0.033511 | 489.6175 | 0.019189 | 493.5931 | -0.0095061 | 493.0116 | -0.0015971 | 492.2415 | 0 | 492.2056 | -0.0093689 | 491.9219 | 0.00080139
| 493.8164 | 0.10127 | 489.8367 | 0.090194 | 489.84 | 1.161 | 493.8164 | 0.52572 | 489.8367 | 7.3338 | 493.8164 | 4.2217 | 502.8343 | 15.2105 | 493.8164 | 2.3495 | 493.8164 | 0.79844 | 493.2351 | 0.7323 | 493.8164 | 0.0064299 | 493.8164 | 0.04297 | 489.8367 | 0.025946 | 493.8164 | 0.016058 | 493.2351 | 0.035795 | 492.4634 | 0 | 492.4302 | 0.011031 | 492.1444 | 0.036137
| 494.0397 | -0.006101 | 490.0559 | 0.089947 | 490.06 | 1.161 | 494.0397 | 0.43348 | 490.0559 | 7.1788 | 494.0397 | 4.1812 | 503.0572 | 14.9484 | 494.0397 | 2.4067 | 494.0397 | 0.82347 | 493.4587 | 0.76034 | 494.0397 | 0 | 494.0397 | 0.040144 | 490.0559 | -0.021995 | 494.0397 | -0.0081279 | 493.4587 | -0.017133 | 492.6854 | 0 | 492.6549 | -0.0079992 | 492.3668 | 0.0005769
| 494.263 | 0.11646 | 490.2751 | 0.08031 | 490.28 | 1.161 | 494.263 | 0.51936 | 490.2751 | 7.0182 | 494.263 | 4.2207 | 503.2802 | 14.8548 | 494.263 | 2.5198 | 494.263 | 0.86678 | 493.6823 | 0.81827 | 494.263 | 0.012891 | 494.263 | 0.041516 | 490.2751 | -0.047209 | 494.263 | 0.01303 | 493.6823 | 0.036205 | 492.9073 | 0 | 492.8795 | 0.012579 | 492.5893 | 0.037468
| 494.4864 | -0.001286 | 490.4943 | 0.088959 | 490.49 | 1.161 | 494.4864 | 0.43831 | 490.4944 | 6.984 | 494.4864 | 4.174 | 503.5032 | 14.843 | 494.4864 | 2.5791 | 494.4864 | 0.8862 | 493.9058 | 0.83713 | 494.4864 | 0 | 494.4864 | 0.033962 | 490.4944 | -0.017606 | 494.4864 | -0.011006 | 493.9058 | -0.013654 | 493.1293 | 0 | 493.1042 | -0.0078839 | 492.8118 | -0.0016506
| 494.7097 | 0.11545 | 490.7136 | 0.098102 | 490.71 | 1.161 | 494.7098 | 0.50386 | 490.7136 | 6.9011 | 494.7098 | 4.119 | 503.7262 | 14.7701 | 494.7097 | 2.6323 | 494.7097 | 0.89886 | 494.1294 | 0.88153 | 494.7098 | 0.005325 | 494.7097 | 0.048177 | 490.7136 | 0.018186 | 494.7097 | 0.018744 | 494.1294 | 0.048588 | 493.3513 | 0 | 493.3289 | 0.01161 | 493.0342 | 0.03346
| 494.9331 | -0.010057 | 490.9328 | 0.07858 | 490.93 | 1.161 | 494.9331 | 0.424 | 490.9328 | 6.7725 | 494.9331 | 4.0081 | 503.9492 | 14.6222 | 494.9331 | 2.6536 | 494.9331 | 0.89211 | 494.353 | 0.89007 | 494.9331 | 0 | 494.9331 | 0.035033 | 490.9328 | -0.029663 | 494.9331 | -0.001794 | 494.353 | -0.026782 | 493.5733 | 0 | 493.5536 | -0.0083628 | 493.2567 | -0.0066679
| 495.1565 | 0.14279 | 491.1521 | 0.12108 | 491.15 | 1.161 | 495.1565 | 0.49094 | 491.1521 | 6.7156 | 495.1565 | 3.9405 | 504.1722 | 14.6261 | 495.1565 | 2.71 | 495.1565 | 0.92022 | 494.5766 | 0.91817 | 495.1565 | 0.011437 | 495.1565 | 0.039986 | 491.1521 | 0.084391 | 495.1565 | 0.012234 | 494.5766 | 0.031139 | 493.7953 | 0 | 493.7783 | 0.010649 | 493.4792 | 0.033005
| 495.3799 | 0.038587 | 491.3713 | 0.062765 | 491.37 | 0.69961 | 495.3799 | 0.39053 | 491.3713 | 6.6286 | 495.3799 | 3.9032 | 504.3953 | 14.7386 | 495.3799 | 2.7619 | 495.3799 | 0.93805 | 494.8003 | 0.94369 | 495.3799 | 0 | 495.3799 | 0.038639 | 491.3713 | -0.042937 | 495.3799 | -0.0097199 | 494.8003 | -0.0040016 | 494.0173 | 0 | 494.003 | -0.0078167 | 493.7018 | -0.002307
| 495.6033 | 0.081171 | 491.5906 | 0.099585 | 491.59 | 1.161 | 495.6033 | 0.47674 | 491.5906 | 6.6252 | 495.6033 | 3.879 | 504.6183 | 14.7234 | 495.6033 | 2.8311 | 495.6033 | 0.96462 | 495.0239 | 0.97931 | 495.6033 | 0.0079687 | 495.6033 | 0.04579 | 491.5906 | 0.056122 | 495.6033 | 0.01246 | 495.0239 | 0.027716 | 494.2393 | 0 | 494.2277 | 0.013103 | 493.9243 | 0.034698
| 495.8268 | -0.015113 | 491.8099 | 0.079569 | 491.81 | 1.161 | 495.8268 | 0.36689 | 491.8099 | 6.5515 | 495.8268 | 3.8429 | 504.8414 | 14.6672 | 495.8268 | 2.9017 | 495.8268 | 0.98325 | 495.2476 | 1.007 | 495.8268 | 0 | 495.8268 | 0.03926 | 491.8099 | -0.044115 | 495.8268 | -0.0088269 | 495.2476 | -0.01371 | 494.4613 | 0 | 494.4524 | -0.0082661 | 494.1468 | 0.0031722
| 496.0502 | 0.14684 | 492.0292 | 0.088218 | 492.03 | 1.161 | 496.0502 | 0.46627 | 492.0292 | 6.4891 | 496.0502 | 3.8138 | 505.0645 | 14.8393 | 496.0502 | 2.9821 | 496.0502 | 1.0211 | 495.4712 | 1.0702 | 496.0502 | 0.0072305 | 496.0502 | 0.046369 | 492.0292 | 0.018188 | 496.0502 | 0.014681 | 495.4712 | 0.035181 | 494.6834 | 0 | 494.6772 | 0.009743 | 494.3694 | 0.0349
| 496.2736 | 0.00019215 | 492.2485 | 0.077098 | 492.25 | 0.92603 | 496.2736 | 0.38622 | 492.2485 | 6.4372 | 496.2736 | 3.7839 | 505.2875 | 14.9003 | 496.2737 | 3.0654 | 496.2736 | 1.0312 | 495.6949 | 1.0841 | 496.2736 | 0 | 496.2737 | 0.049639 | 492.2485 | -0.032128 | 496.2736 | -0.0058841 | 495.6949 | -0.0091077 | 494.9054 | 0 | 494.9019 | -0.0070684 | 494.5919 | -0.0029099
| 496.4971 | 0.085326 | 492.4678 | 0.096619 | 492.47 | 1.161 | 496.4971 | 0.42127 | 492.4678 | 6.3878 | 496.4971 | 3.752 | 505.5106 | 14.5971 | 496.4971 | 3.1392 | 496.4971 | 1.0802 | 495.9186 | 1.133 | 496.4971 | 0.0080101 | 496.4971 | 0.056465 | 492.4678 | 0.0048735 | 496.4971 | 0.011231 | 495.9186 | 0.037914 | 495.1275 | 0 | 495.1267 | 0.010911 | 494.8145 | 0.034597
| 496.7206 | -0.057092 | 492.6872 | 0.063013 | 492.69 | 0.69395 | 496.7206 | 0.32673 | 492.6872 | 6.3262 | 496.7206 | 3.6569 | 505.7337 | 14.4237 | 496.7206 | 3.1581 | 496.7206 | 1.0618 | 496.1423 | 1.1355 | 496.7206 | 0 | 496.7206 | 0.04612 | 492.6872 | -0.00016456 | 496.7206 | -0.010161 | 496.1423 | -0.039386 | 495.3495 | 0 | 495.3515 | -0.0067789 | 495.0371 | -0.0067234
| 496.9441 | 0.12051 | 492.9065 | 0.088218 | 492.91 | 1.161 | 496.9441 | 0.40211 | 492.9065 | 6.3582 | 496.9441 | 3.5951 | 505.9568 | 14.2586 | 496.9441 | 3.2221 | 496.9441 | 1.102 | 496.366 | 1.1932 | 496.9441 | 0.0076914 | 496.9441 | 0.05844 | 492.9065 | 0.031125 | 496.9441 | 0.017458 | 496.366 | 0.055582 | 495.5716 | 0 | 495.5763 | 0.0097126 | 495.2597 | 0.037529
| 497.1676 | 0.02442 | 493.1259 | 0.08377 | 493.13 | 0.69961 | 497.1676 | 0.35791 | 493.1259 | 6.1308 | 497.1676 | 3.5347 | 506.18 | 14.2992 | 497.1676 | 3.2784 | 497.1676 | 1.1058 | 496.5898 | 1.2209 | 497.1676 | 0 | 497.1676 | 0.055154 | 493.1259 | -0.047498 | 497.1676 | -0.0015067 | 496.5898 | 0.0044071 | 495.7937 | 0 | 495.8012 | -0.0060723 | 495.4823 | -0.0062015
| 497.3911 | 0.10329 | 493.3452 | 0.093407 | 493.35 | 1.161 | 497.3911 | 0.38931 | 493.3452 | 6.129 | 497.3911 | 3.4604 | 506.4031 | 14.2695 | 497.3911 | 3.3092 | 497.3911 | 1.1218 | 496.8135 | 1.2362 | 497.3911 | 0.0082994 | 497.3911 | 0.063808 | 493.3452 | -0.025036 | 497.3911 | 0.014796 | 496.8135 | 0.032201 | 496.0158 | 0 | 496.026 | 0.0080218 | 495.7049 | 0.036283
| 497.6146 | 0.035353 | 493.5646 | 0.070673 | 493.56 | 1.161 | 497.6146 | 0.31919 | 493.5646 | 6.0248 | 497.6146 | 3.3557 | 506.6262 | 14.0961 | 497.6146 | 3.3123 | 497.6146 | 1.1169 | 497.0373 | 1.2549 | 497.6146 | 0 | 497.6146 | 0.05521 | 493.5646 | 0.059054 | 497.6146 | -0.012668 | 497.0373 | -0.01336 | 496.2379 | 0 | 496.2508 | -0.0057168 | 495.9275 | -0.0034115
| 497.8382 | 0.10734 | 493.784 | 0.090194 | 493.78 | 1.161 | 497.8382 | 0.40309 | 493.784 | 5.9061 | 497.8382 | 3.3163 | 506.8494 | 13.8442 | 497.8382 | 3.3707 | 497.8382 | 1.1397 | 497.2611 | 1.2787 | 497.8382 | 0.0036446 | 497.8382 | 0.063873 | 493.784 | 0.074434 | 497.8382 | 0.012856 | 497.2611 | 0.031704 | 496.46 | 0 | 496.4756 | 0.010764 | 496.1501 | 0.036223
| 498.0617 | -0.015422 | 494.0034 | 0.086735 | 494 | 0.93462 | 498.0617 | 0.31049 | 494.0034 | 5.8942 | 498.0617 | 3.2579 | 507.0725 | 13.7084 | 498.0617 | 3.4472 | 498.0617 | 1.1533 | 497.4849 | 1.2959 | 498.0617 | 0 | 498.0617 | 0.052491 | 494.0034 | -0.029332 | 498.0617 | -0.012851 | 497.4848 | -0.024605 | 496.6822 | 0 | 496.7005 | -0.0063915 | 496.3728 | -0.0011947
| 498.2853 | 0.14684 | 494.2228 | 0.083028 | 494.22 | 0.92603 | 498.2853 | 0.36952 | 494.2228 | 5.723 | 498.2853 | 3.2367 | 507.2957 | 13.4542 | 498.2853 | 3.5327 | 498.2853 | 1.1923 | 497.7087 | 1.3523 | 498.2853 | 0.012674 | 498.2853 | 0.060938 | 494.2228 | 0.041951 | 498.2853 | 0.019335 | 497.7087 | 0.017297 | 496.9043 | 0 | 496.9254 | 0.0083883 | 496.5955 | 0.036432
| 498.5089 | -0.034709 | 494.4422 | 0.067955 | 494.44 | 0.69961 | 498.5089 | 0.28333 | 494.4422 | 5.6283 | 498.5089 | 3.1741 | 507.5189 | 13.0777 | 498.5089 | 3.5743 | 498.5089 | 1.2081 | 497.9325 | 1.3786 | 498.5089 | 0 | 498.5089 | 0.064159 | 494.4422 | -0.012148 | 498.5088 | -0.013335 | 497.9325 | -0.021998 | 497.1264 | 0 | 497.1503 | -0.0071419 | 496.8181 | -0.0010521
| 498.7324 | 0.08109 | 494.6617 | 0.09143 | 494.66 | 0.93462 | 498.7324 | 0.35579 | 494.6617 | 5.549 | 498.7324 | 3.1592 | 507.7421 | 13.0722 | 498.7325 | 3.6608 | 498.7324 | 1.2353 | 498.1563 | 1.4251 | 498.7324 | 0.0056372 | 498.7325 | 0.074903 | 494.6617 | 0.0074299 | 498.7324 | 0.010493 | 498.1563 | 0.024119 | 497.3486 | 0 | 497.3752 | 0.0077382 | 497.0408 | 0.033273
| 498.9561 | -0.0357 | 494.8811 | 0.096866 | 494.88 | 0.45849 | 498.9561 | 0.26511 | 494.8811 | 5.377 | 498.9561 | 3.1344 | 507.9653 | 13.2454 | 498.9561 | 3.7529 | 498.9561 | 1.2525 | 498.3801 | 1.4543 | 498.9561 | 0 | 498.9561 | 0.063336 | 494.8811 | -0.017153 | 498.9561 | -0.011122 | 498.3801 | -0.014765 | 497.5708 | 0 | 497.6001 | -0.0065994 | 497.2635 | -0.00068659
| 499.1797 | 0.10633 | 495.1005 | 0.091183 | 495.1 | 1.161 | 499.1797 | 0.36616 | 495.1005 | 5.3099 | 499.1797 | 3.1204 | 508.1885 | 13.2163 | 499.1797 | 3.8474 | 499.1797 | 1.3079 | 498.604 | 1.4988 | 499.1797 | 0.0043928 | 499.1797 | 0.080796 | 495.1005 | 0.021217 | 499.1797 | 0.019319 | 498.604 | 0.024738 | 497.7929 | 0 | 497.825 | 0.0091718 | 497.4862 | 0.035411
| 499.4033 | 0.013242 | 495.32 | 0.04868 | 495.32 | 0.46753 | 499.4033 | 0.28756 | 495.32 | 5.2442 | 499.4033 | 3.0696 | 508.4118 | 13.1292 | 499.4033 | 3.9375 | 499.4033 | 1.3216 | 498.8279 | 1.5312 | 499.4033 | 0 | 499.4033 | 0.071921 | 495.32 | -0.002346 | 499.4033 | -0.0089977 | 498.8279 | -0.019412 | 498.0151 | 0 | 498.0499 | -0.0079324 | 497.7089 | -0.0026071
| 499.6269 | 0.11443 | 495.5395 | 0.086241 | 495.54 | 1.161 | 499.6269 | 0.35572 | 495.5395 | 5.1499 | 499.6269 | 3.0139 | 508.635 | 13.1224 | 499.627 | 3.9713 | 499.6269 | 1.3615 | 499.0517 | 1.5737 | 499.6269 | 0.0039178 | 499.627 | 0.087038 | 495.5395 | 0.037117 | 499.627 | 0.016482 | 499.0517 | 0.029676 | 498.2373 | 0 | 498.2749 | 0.0097589 | 497.9316 | 0.035309
| 499.8506 | 0.067455 | 495.759 | 0.056094 | 495.76 | 0.92896 | 499.8506 | 0.25616 | 495.759 | 4.9765 | 499.8506 | 2.9638 | 508.8583 | 12.8779 | 499.8506 | 4.0421 | 499.8506 | 1.3597 | 499.2756 | 1.5976 | 499.8506 | 0 | 499.8506 | 0.07716 | 495.759 | 0.0046111 | 499.8506 | -0.0024988 | 499.2756 | -0.0098424 | 498.4595 | 0 | 498.4998 | -0.0067817 | 498.1544 | -0.00060753
| 500.0743 | 0.089006 | 495.9785 | 0.078086 | 495.98 | 0.46753 | 500.0743 | 0.3287 | 495.9785 | 4.8735 | 500.0743 | 2.9451 | 509.0815 | 12.6582 | 500.0743 | 4.1496 | 500.0743 | 1.4025 | 499.4995 | 1.6587 | 500.0743 | 0.0066384 | 500.0743 | 0.081867 | 495.9785 | 0.026519 | 500.0743 | 0.015385 | 499.4995 | 0.019755 | 498.6818 | 0 | 498.7248 | 0.0090166 | 498.3771 | 0.033373
| 500.298 | 0.014021 | 496.198 | 0.048433 | 496.2 | 0.47319 | 500.2979 | 0.27653 | 496.198 | 4.8532 | 500.2979 | 2.8933 | 509.3048 | 12.4776 | 500.2979 | 4.2032 | 500.298 | 1.4087 | 499.7235 | 1.6767 | 500.2979 | 0 | 500.2979 | 0.08016 | 496.198 | -0.0082076 | 500.2979 | -0.0075795 | 499.7235 | -0.0092761 | 498.904 | 0 | 498.9498 | -0.0072105 | 498.5999 | -0.0035201
| 500.5216 | 0.11342 | 496.4175 | 0.082534 | 496.42 | 0.70821 | 500.5216 | 0.32393 | 496.4175 | 4.6856 | 500.5216 | 2.8531 | 509.5281 | 12.3324 | 500.5216 | 4.2843 | 500.5216 | 1.4568 | 499.9474 | 1.728 | 500.5216 | 0.0052024 | 500.5216 | 0.086303 | 496.4175 | 0.057731 | 500.5216 | 0.013725 | 499.9474 | 0.028889 | 499.1262 | 0 | 499.1747 | 0.0081767 | 498.8226 | 0.038591
| 500.7453 | -0.0037467 | 496.637 | 0.057082 | 496.64 | 0.70255 | 500.7453 | 0.25558 | 496.637 | 4.5589 | 500.7453 | 2.7905 | 509.7514 | 12.3444 | 500.7454 | 4.3252 | 500.7453 | 1.4677 | 500.1713 | 1.7359 | 500.7453 | 0 | 500.7454 | 0.083914 | 496.637 | -0.0078693 | 500.7454 | -0.013545 | 500.1713 | -0.0098962 | 499.3485 | 0 | 499.3997 | -0.0073693 | 499.0454 | -0.0037573
| 500.9691 | 0.074114 | 496.8566 | 0.074874 | 496.86 | 0.68785 | 500.9691 | 0.30894 | 496.8566 | 4.5544 | 500.9691 | 2.7536 | 509.9747 | 12.2265 | 500.9691 | 4.4177 | 500.9691 | 1.4975 | 500.3953 | 1.8016 | 500.9691 | 0.0053608 | 500.9691 | 0.094297 | 496.8566 | 0.034617 | 500.9691 | 0.018522 | 500.3953 | 0.018015 | 499.5707 | 0 | 499.6248 | 0.0083708 | 499.2682 | 0.032403
| 501.1928 | 0.016566 | 497.0761 | 0.057082 | 497.08 | 0.47613 | 501.1928 | 0.23548 | 497.0761 | 4.3827 | 501.1928 | 2.7283 | 510.198 | 11.8533 | 501.1928 | 4.491 | 501.1928 | 1.5134 | 500.6193 | 1.8228 | 501.1928 | 0 | 501.1928 | 0.092637 | 497.0761 | 0.00013012 | 501.1928 | -0.012768 | 500.6193 | 0.0039891 | 499.793 | 0 | 499.8498 | -0.0069011 | 499.491 | 0.0020018
| 501.4165 | 0.11646 | 497.2957 | 0.073391 | 497.3 | 0.92603 | 501.4165 | 0.29728 | 497.2957 | 4.3616 | 501.4165 | 2.701 | 510.4214 | 11.651 | 501.4165 | 4.5843 | 501.4165 | 1.5569 | 500.8433 | 1.8709 | 501.4165 | 0.0020723 | 501.4165 | 0.10197 | 497.2957 | 0.046582 | 501.4165 | 0.017775 | 500.8433 | 0.028616 | 500.0153 | 0 | 500.0748 | 0.0088113 | 499.7138 | 0.036238
| 501.6403 | -0.015986 | 497.5152 | 0.063754 | 497.52 | 0.69961 | 501.6403 | 0.21665 | 497.5152 | 4.207 | 501.6403 | 2.6754 | 510.6447 | 11.4018 | 501.6403 | 4.6906 | 501.6403 | 1.5929 | 501.0673 | 1.9185 | 501.6403 | 0 | 501.6403 | 0.083833 | 497.5152 | 0.058682 | 501.6403 | -0.013899 | 501.0673 | -0.014809 | 500.2375 | 0 | 500.2999 | -0.0058295 | 499.9366 | -0.0079469
| 501.8641 | 0.096424 | 497.7348 | 0.069932 | 497.73 | 0.23208 | 501.8641 | 0.26812 | 497.7348 | 4.1734 | 501.8641 | 2.6584 | 510.868 | 11.1954 | 501.8641 | 4.7951 | 501.8641 | 1.609 | 501.2913 | 2.0079 | 501.8641 | 0 | 501.8641 | 0.10385 | 497.7348 | -0.0091033 | 501.8641 | 0.014495 | 501.2913 | 0.036729 | 500.4599 | 0 | 500.5249 | 0.0090918 | 500.1594 | 0.033514
| 502.0879 | -0.018676 | 497.9544 | 0.059306 | 497.95 | 0.23208 | 502.0879 | 0.21135 | 497.9544 | 4.0274 | 502.0879 | 2.5974 | 511.0914 | 10.7855 | 502.0879 | 4.8425 | 502.0879 | 1.6322 | 501.5153 | 2.0331 | 502.0879 | 0 | 502.0879 | 0.10888 | 497.9544 | 0.0030941 | 502.0879 | -0.0074449 | 501.5153 | -0.003506 | 500.6822 | 0 | 500.75 | -0.005555 | 500.3823 | -0.0046723
| 502.3116 | 0.11545 | 498.174 | 0.073144 | 498.17 | 0.22642 | 502.3117 | 0.27488 | 498.174 | 3.99 | 502.3117 | 2.5453 | 511.3148 | 10.7645 | 502.3116 | 4.8921 | 502.3116 | 1.6504 | 501.7393 | 2.0798 | 502.3117 | 0.0078508 | 502.3116 | 0.10373 | 498.174 | 0.027398 | 502.3116 | 0.011944 | 501.7393 | 0.037914 | 500.9045 | 0 | 500.9751 | 0.010001 | 500.6051 | 0.035428
| 502.5355 | -0.011629 | 498.3936 | 0.064742 | 498.39 | 0.24112 | 502.5355 | 0.2099 | 498.3936 | 3.8665 | 502.5355 | 2.4839 | 511.5381 | 10.6715 | 502.5355 | 4.929 | 502.5355 | 1.6689 | 501.9634 | 2.1139 | 502.5355 | 0 | 502.5355 | 0.10015 | 498.3936 | -0.02508 | 502.5355 | -0.012135 | 501.9634 | -0.02939 | 501.1268 | 0 | 501.2002 | -0.0074841 | 500.828 | -0.0021251
| 502.7593 | 0.059436 | 498.6133 | 0.073144 | 498.61 | 0.46753 | 502.7593 | 0.27872 | 498.6133 | 3.8721 | 502.7593 | 2.4279 | 511.7615 | 10.5691 | 502.7593 | 4.981 | 502.7593 | 1.6958 | 502.1875 | 2.1329 | 502.7593 | 0.0067321 | 502.7593 | 0.11927 | 498.6133 | 0.027418 | 502.7593 | 0.014962 | 502.1875 | 0.022721 | 501.3492 | 0 | 501.4253 | 0.0084957 | 501.0509 | 0.036984
| 502.9831 | 0.0057731 | 498.8329 | 0.069932 | 498.83 | 0.47319 | 502.9831 | 0.20856 | 498.8329 | 3.7545 | 502.9831 | 2.3802 | 511.985 | 10.4632 | 502.9831 | 5.0491 | 502.9831 | 1.7086 | 502.4115 | 2.1879 | 502.9831 | 0 | 502.9831 | 0.10976 | 498.8329 | 0.0029865 | 502.9831 | 0.0013634 | 502.4115 | -0.013063 | 501.5715 | 0 | 501.6504 | -0.0065141 | 501.2737 | -0.00089156
| 503.207 | 0.079927 | 499.0525 | 0.084264 | 499.05 | 0.22642 | 503.207 | 0.24418 | 499.0526 | 3.667 | 503.207 | 2.3587 | 512.2084 | 10.3282 | 503.207 | 5.14 | 503.207 | 1.7491 | 502.6356 | 2.2332 | 503.207 | 0.0089542 | 503.207 | 0.11574 | 499.0526 | 0.024734 | 503.207 | 0.015447 | 502.6356 | 0.01079 | 501.7939 | 0 | 501.8756 | 0.0089441 | 501.4966 | 0.036002
| 503.4308 | 0.01441 | 499.2722 | 0.074874 | 499.27 | 0.22642 | 503.4308 | 0.20117 | 499.2722 | 3.5709 | 503.4308 | 2.3226 | 512.4318 | 10.2327 | 503.4308 | 5.2203 | 503.4308 | 1.7786 | 502.8597 | 2.2867 | 503.4308 | 0 | 503.4308 | 0.12116 | 499.2722 | -0.037313 | 503.4308 | -0.0071368 | 502.8597 | -0.014912 | 502.0162 | 0 | 502.1007 | -0.0065525 | 501.7195 | 0.003251
| 503.6547 | 0.1357 | 499.4919 | 0.082781 | 499.49 | 0.22642 | 503.6547 | 0.23942 | 499.4919 | 3.5479 | 503.6547 | 2.297 | 512.6552 | 10.2537 | 503.6547 | 5.3124 | 503.6547 | 1.8257 | 503.0838 | 2.3388 | 503.6547 | 0.0062752 | 503.6547 | 0.12689 | 499.4919 | 0.059792 | 503.6547 | 0.016002 | 503.0838 | 0.025139 | 502.2386 | 0 | 502.3259 | 0.0089986 | 501.9425 | 0.031245
| 503.8786 | 0.018858 | 499.7116 | 0.050904 | 499.71 | 0.24112 | 503.8786 | 0.17234 | 499.7116 | 3.3812 | 503.8786 | 2.2326 | 512.8787 | 10.0086 | 503.8786 | 5.3376 | 503.8786 | 1.8182 | 503.308 | 2.3795 | 503.8786 | 0 | 503.8786 | 0.12888 | 499.7116 | 0.017355 | 503.8786 | -0.014088 | 503.308 | -0.0055952 | 502.461 | 0 | 502.551 | -0.0045203 | 502.1654 | -0.0015203
| 504.1025 | 0.12253 | 499.9313 | 0.0598 | 499.93 | 0.70255 | 504.1025 | 0.2286 | 499.9313 | 3.4179 | 504.1025 | 2.2174 | 513.1021 | 9.9484 | 504.1025 | 5.4403 | 504.1025 | 1.8577 | 503.5321 | 2.4446 | 504.1025 | 0.0049228 | 504.1025 | 0.13686 | 499.9313 | 0.055818 | 504.1025 | 0.015785 | 503.5321 | 0.015693 | 502.6834 | 0 | 502.7762 | 0.0076082 | 502.3883 | 0.037657
| 504.3264 | 0.00058903 | 500.151 | 0.079569 | 500.15 | 0 | 504.3264 | 0.17184 | 500.151 | 3.3054 | 504.3264 | 2.1692 | 513.3256 | 9.9015 | 504.3264 | 5.5057 | 504.3264 | 1.8787 | 503.7563 | 2.4751 | 504.3264 | 0 | 504.3264 | 0.12607 | 500.151 | 1.7901e-05 | 504.3264 | -0.01052 | 503.7563 | -0.018969 | 502.9058 | 0 | 503.0014 | -0.0060211 | 502.6113 | 0.00019932
| 504.5503 | 0.082052 | 500.3707 | 0.055105 | 500.37 | 0 | 504.5503 | 0.23688 | 500.3707 | 3.197 | 504.5503 | 2.149 | 513.5491 | 9.7974 | 504.5503 | 5.613 | 504.5503 | 1.9306 | 503.9804 | 2.5263 | 504.5503 | 0.0079797 | 504.5503 | 0.14051 | 500.3707 | 0.074883 | 504.5503 | 0.013566 | 503.9805 | 0.034529 | 503.1282 | 0 | 503.2266 | 0.0077206 | 502.8343 | 0.033838
| 504.7742 | 0.024799 | 500.5904 | 0.052881 | 500.59 | 0.24112 | 504.7742 | 0.18384 | 500.5904 | 3.1236 | 504.7742 | 2.104 | 513.7726 | 9.4652 | 504.7742 | 5.6774 | 504.7742 | 1.9297 | 504.2046 | 2.5973 | 504.7742 | 0 | 504.7742 | 0.13756 | 500.5904 | -0.033626 | 504.7742 | -0.011939 | 504.2046 | -0.015332 | 503.3506 | 0 | 503.4518 | -0.0058371 | 503.0572 | -0.0043324
| 504.9982 | 0.094188 | 500.8102 | 0.055599 | 500.81 | 0.46709 | 504.9982 | 0.24058 | 500.8102 | 3.1164 | 504.9982 | 2.0583 | 513.996 | 9.326 | 504.9982 | 5.7107 | 504.9982 | 1.9663 | 504.4288 | 2.6559 | 504.9982 | 0.0052174 | 504.9982 | 0.14441 | 500.8102 | 0.016127 | 504.9982 | 0.016988 | 504.4288 | 0.018493 | 503.5731 | 0 | 503.6771 | 0.0091578 | 503.2802 | 0.028941
| 505.2221 | -0.029569 | 501.0299 | 0.032865 | 501.03 | 0 | 505.2221 | 0.1714 | 501.0299 | 3.0415 | 505.2221 | 2.0161 | 514.2195 | 9.1582 | 505.2221 | 5.783 | 505.2221 | 1.9876 | 504.653 | 2.6829 | 505.2221 | 0 | 505.2221 | 0.14452 | 501.0299 | 0.063308 | 505.2221 | -0.010022 | 504.653 | -0.0049053 | 503.7955 | 0 | 503.9023 | -0.0065298 | 503.5032 | -0.0045503
| 505.4461 | 0.12051 | 501.2497 | 0.07265 | 501.25 | 0.24112 | 505.4461 | 0.23179 | 501.2497 | 3.0896 | 505.4461 | 2.0015 | 514.4431 | 9.0676 | 505.4461 | 5.9006 | 505.4461 | 2.0265 | 504.8773 | 2.7587 | 505.4461 | 0.0051732 | 505.4461 | 0.16029 | 501.2497 | -0.029029 | 505.4461 | 0.013365 | 504.8773 | 0.027993 | 504.018 | 0 | 504.1276 | 0.0077425 | 503.7262 | 0.031557
| 505.6701 | 0.017306 | 501.4694 | 0.041267 | 501.47 | 0.22642 | 505.6701 | 0.15117 | 501.4694 | 2.9009 | 505.6701 | 1.9564 | 514.6666 | 8.9888 | 505.6701 | 5.9731 | 505.6701 | 2.0505 | 505.1015 | 2.8026 | 505.6701 | 0 | 505.6701 | 0.14696 | 501.4694 | 0.0099735 | 505.6701 | -0.0087642 | 505.1015 | -0.019894 | 504.2404 | 0 | 504.3528 | -0.0054595 | 503.9492 | -0.001931
| 505.8941 | 0.092711 | 501.6892 | 0.076109 | 501.69 | 0 | 505.8941 | 0.21013 | 501.6892 | 2.8652 | 505.8941 | 1.9364 | 514.8901 | 9.0108 | 505.8941 | 6.0579 | 505.8941 | 2.087 | 505.3257 | 2.8718 | 505.8941 | 0.0055751 | 505.8941 | 0.1643 | 501.6892 | 0.055651 | 505.8941 | 0.01058 | 505.3258 | 0.020721 | 504.4629 | 0 | 504.5781 | 0.0081228 | 504.1722 | 0.039359
| 506.1181 | 0.025784 | 501.909 | 0.02817 | 501.91 | 0.23501 | 506.1181 | 0.13995 | 501.909 | 2.8541 | 506.1181 | 1.9004 | 515.1137 | 8.8463 | 506.1181 | 6.1598 | 506.1181 | 2.1167 | 505.55 | 2.9676 | 506.1181 | 0 | 506.1181 | 0.1626 | 501.909 | -0.022365 | 506.1181 | -0.008637 | 505.55 | -0.012045 | 504.6854 | 0 | 504.8034 | -0.0048316 | 504.3953 | -0.0015616
| 506.3421 | 0.12152 | 502.1288 | 0.046209 | 502.13 | 0.92896 | 506.3421 | 0.2009 | 502.1288 | 2.839 | 506.3421 | 1.8874 | 515.3373 | 8.8276 | 506.3421 | 6.2522 | 506.3421 | 2.1563 | 505.7743 | 3.0256 | 506.3421 | 0.0070624 | 506.3421 | 0.17334 | 502.1288 | 0.041029 | 506.3421 | 0.012681 | 505.7743 | 0.022048 | 504.9079 | 0 | 505.0287 | 0.0082295 | 504.6183 | 0.030901
| 506.5662 | -0.0043352 | 502.3486 | 0.054611 | 502.35 | 0 | 506.5662 | 0.12978 | 502.3486 | 2.7303 | 506.5662 | 1.8475 | 515.5608 | 8.7257 | 506.5662 | 6.3402 | 506.5662 | 2.2012 | 505.9986 | 3.0643 | 506.5662 | 0 | 506.5662 | 0.17238 | 502.3486 | -0.0085148 | 506.5662 | -0.01115 | 505.9986 | -0.012299 | 505.1304 | 0 | 505.254 | -0.0057784 | 504.8414 | -0.0036767
| 506.7902 | 0.11443 | 502.5684 | 0.048186 | 502.57 | 0.46753 | 506.7902 | 0.21326 | 502.5685 | 2.6797 | 506.7902 | 1.8128 | 515.7844 | 8.5905 | 506.7902 | 6.4028 | 506.7902 | 2.2334 | 506.2229 | 3.102 | 506.7902 | 0.0047532 | 506.7902 | 0.17661 | 502.5685 | 0.072429 | 506.7902 | 0.018343 | 506.2229 | 0.02181 | 505.3529 | 0 | 505.4793 | 0.0067199 | 505.0645 | 0.038233
| 507.0143 | -0.0075762 | 502.7883 | 0.044479 | 502.79 | 0 | 507.0143 | 0.14646 | 502.7883 | 2.5678 | 507.0143 | 1.7603 | 516.0081 | 8.4597 | 507.0143 | 6.4301 | 507.0143 | 2.2315 | 506.4472 | 3.1227 | 507.0143 | 0 | 507.0143 | 0.17825 | 502.7883 | -0.049523 | 507.0143 | -0.01377 | 506.4472 | -0.020765 | 505.5755 | 0 | 505.7047 | -0.005713 | 505.2875 | -0.003231
| 507.2384 | 0.11848 | 503.0081 | 0.065978 | 503.01 | 0.24112 | 507.2384 | 0.19216 | 503.0081 | 2.5195 | 507.2384 | 1.7275 | 516.2316 | 8.3868 | 507.2384 | 6.4968 | 507.2384 | 2.2677 | 506.6715 | 3.2044 | 507.2384 | 0.0035962 | 507.2384 | 0.19425 | 503.0081 | 0.13855 | 507.2384 | 0.013402 | 506.6715 | 0.036069 | 505.798 | 0 | 505.93 | 0.0081834 | 505.5106 | 0.031016
| 507.4624 | 0.019179 | 503.228 | 0.021583 | 503.23 | 0.22642 | 507.4625 | 0.12933 | 503.228 | 2.498 | 507.4625 | 1.695 | 516.4553 | 8.2029 | 507.4625 | 6.5494 | 507.4624 | 2.2933 | 506.8959 | 3.2588 | 507.4625 | 0 | 507.4625 | 0.18776 | 503.228 | -0.034144 | 507.4625 | -0.0098796 | 506.8958 | -0.022287 | 506.0205 | 0 | 506.1554 | -0.0051973 | 505.7337 | -0.003604
| 507.6866 | 0.11139 | 503.4479 | 0.080557 | 503.45 | 0 | 507.6866 | 0.18999 | 503.4478 | 2.4228 | 507.6866 | 1.6741 | 516.6789 | 8.0976 | 507.6866 | 6.6466 | 507.6866 | 2.3364 | 507.1202 | 3.3222 | 507.6866 | 0.0068411 | 507.6866 | 0.19361 | 503.4478 | 0.082673 | 507.6866 | 0.011862 | 507.1202 | 0.026484 | 506.2431 | 0 | 506.3807 | 0.0073116 | 505.9568 | 0.032095
| 507.9107 | 0.04528 | 503.6677 | 0.044232 | 503.67 | 0 | 507.9107 | 0.13884 | 503.6677 | 2.3656 | 507.9107 | 1.631 | 516.9025 | 7.9123 | 507.9107 | 6.7176 | 507.9107 | 2.3489 | 507.3446 | 3.3686 | 507.9107 | 0 | 507.9107 | 0.19442 | 503.6677 | 0.00089624 | 507.9107 | -0.0087827 | 507.3446 | -0.015152 | 506.4657 | 0 | 506.6061 | -0.0049902 | 506.18 | -0.0048807
| 508.1348 | 0.097963 | 503.8876 | 0.064742 | 503.89 | 0 | 508.1348 | 0.17668 | 503.8876 | 2.2725 | 508.1348 | 1.6223 | 517.1262 | 7.6764 | 508.1348 | 6.8293 | 508.1348 | 2.3995 | 507.569 | 3.4532 | 508.1348 | 0.0034471 | 508.1348 | 0.20332 | 503.8876 | 0.0091885 | 508.1348 | 0.010816 | 507.5689 | 0.0251 | 506.6882 | 0 | 506.8315 | 0.0060556 | 506.4031 | 0.034651
| 508.3589 | 0.0049245 | 504.1075 | 0.045715 | 504.11 | 0 | 508.3589 | 0.12604 | 504.1075 | 2.2711 | 508.3589 | 1.5993 | 517.3498 | 7.4272 | 508.3589 | 6.9471 | 508.3589 | 2.4434 | 507.7933 | 3.4922 | 508.3589 | 0 | 508.3589 | 0.20543 | 504.1075 | 0.026037 | 508.3589 | -0.0075382 | 507.7933 | -0.0077459 | 506.9108 | 0 | 507.0569 | -0.0043733 | 506.6262 | -0.0043169
| 508.5831 | 0.099375 | 504.3274 | 0.044232 | 504.33 | 0.24112 | 508.5831 | 0.1868 | 504.3274 | 2.1999 | 508.5831 | 1.5831 | 517.5735 | 7.3992 | 508.5831 | 7.0355 | 508.5831 | 2.4956 | 508.0178 | 3.5643 | 508.5831 | 0.002922 | 508.5831 | 0.21594 | 504.3274 | 0.035375 | 508.5831 | 0.015422 | 508.0177 | 0.039754 | 507.1334 | 0 | 507.2823 | 0.0083072 | 506.8494 | 0.03571
| 508.8072 | 0.026031 | 504.5474 | 0.039537 | 504.55 | 0 | 508.8072 | 0.12993 | 504.5474 | 2.149 | 508.8072 | 1.542 | 517.7972 | 7.3742 | 508.8073 | 7.1079 | 508.8072 | 2.5139 | 508.2422 | 3.6163 | 508.8072 | 0 | 508.8073 | 0.2145 | 504.5474 | -0.005037 | 508.8073 | -0.010722 | 508.2422 | -0.025241 | 507.356 | 0 | 507.5077 | -0.0051294 | 507.0725 | -0.0014245
| 509.0314 | 0.13469 | 504.7673 | 0.050904 | 504.77 | 0 | 509.0314 | 0.15914 | 504.7673 | 2.1526 | 509.0314 | 1.5247 | 518.0209 | 7.2499 | 509.0314 | 7.1985 | 509.0314 | 2.5524 | 508.4666 | 3.7135 | 509.0314 | 0.0059679 | 509.0314 | 0.22836 | 504.7673 | 0.022598 | 509.0314 | 0.013337 | 508.4666 | 0.0076571 | 507.5786 | 0 | 507.7332 | 0.0078415 | 507.2957 | 0.035505
| 509.2556 | -0.0051426 | 504.9872 | 0.056341 | 504.99 | 0 | 509.2556 | 0.10603 | 504.9872 | 2.0627 | 509.2556 | 1.4838 | 518.2446 | 7.1224 | 509.2556 | 7.231 | 509.2556 | 2.5763 | 508.691 | 3.7638 | 509.2556 | 0 | 509.2556 | 0.2231 | 504.9872 | 0.061914 | 509.2556 | -0.011643 | 508.6911 | -0.01041 | 507.8013 | 0 | 507.9586 | -0.0053561 | 507.5189 | -0.0029902
| 509.4798 | 0.11139 | 505.2072 | 0.055599 | 505.21 | 0 | 509.4798 | 0.15717 | 505.2072 | 2.0407 | 509.4798 | 1.452 | 518.4683 | 7.118 | 509.4798 | 7.2723 | 509.4798 | 2.6067 | 508.9155 | 3.8299 | 509.4798 | 0.0047534 | 509.4798 | 0.22923 | 505.2072 | 0.059544 | 509.4798 | 0.018143 | 508.9155 | 0.0046352 | 508.0239 | 0 | 508.1841 | 0.0070348 | 507.7421 | 0.033651
| 509.704 | 0.040567 | 505.4271 | 0.034842 | 505.43 | 0 | 509.704 | 0.1164 | 505.4272 | 2.0033 | 509.704 | 1.4208 | 518.6921 | 7.0617 | 509.704 | 7.3439 | 509.704 | 2.6331 | 509.14 | 3.862 | 509.704 | 0 | 509.704 | 0.22826 | 505.4272 | 0.0087105 | 509.704 | -0.011877 | 509.14 | -0.0052185 | 508.2466 | 0 | 508.4096 | -0.0059604 | 507.9653 | -0.0021806
| 509.9282 | 0.097805 | 505.6471 | 0.069437 | 505.65 | 0.46143 | 509.9282 | 0.17763 | 505.6471 | 1.9663 | 509.9282 | 1.3967 | 518.9158 | 6.9438 | 509.9283 | 7.3697 | 509.9282 | 2.6421 | 509.3645 | 3.8958 | 509.9282 | 0.0029868 | 509.9283 | 0.24087 | 505.6471 | 0.0044314 | 509.9282 | 0.011935 | 509.3645 | 0.01667 | 508.4692 | 0 | 508.6351 | 0.0067027 | 508.1885 | 0.029569
| 510.1525 | 0.0016562 | 505.8671 | 0.029653 | 505.87 | 0.23208 | 510.1525 | 0.09606 | 505.8671 | 1.8865 | 510.1525 | 1.365 | 519.1395 | 6.8381 | 510.1525 | 7.3972 | 510.1525 | 2.6713 | 509.589 | 3.9623 | 510.1525 | 0 | 510.1525 | 0.23644 | 505.8671 | 0.011195 | 510.1525 | -0.01405 | 509.589 | -0.020983 | 508.6919 | 0 | 508.8606 | -0.0047616 | 508.4118 | 0.0026808
| 510.3767 | 0.080874 | 506.0871 | 0.070426 | 506.09 | 0 | 510.3767 | 0.16045 | 506.0871 | 1.8701 | 510.3767 | 1.3431 | 519.3633 | 6.9318 | 510.3767 | 7.4805 | 510.3767 | 2.7143 | 509.8135 | 4.0483 | 510.3767 | 0.0036187 | 510.3767 | 0.25296 | 506.0871 | 0.055003 | 510.3767 | 0.011655 | 509.8135 | 0.021165 | 508.9146 | 0 | 509.0861 | 0.0065783 | 508.635 | 0.030725
| 510.601 | 0.0052586 | 506.3071 | 0.058317 | 506.31 | 0 | 510.601 | 0.10947 | 506.3071 | 1.8771 | 510.601 | 1.3024 | 519.587 | 6.9353 | 510.601 | 7.5268 | 510.601 | 2.7257 | 510.038 | 4.0876 | 510.601 | 0 | 510.601 | 0.25196 | 506.3071 | 0.033584 | 510.601 | -0.011837 | 510.038 | -0.018104 | 509.1372 | 0 | 509.3116 | -0.0056406 | 508.8583 | -0.000692
| 510.8253 | 0.10329 | 506.5272 | 0.059553 | 506.53 | 0 | 510.8253 | 0.13578 | 506.5272 | 1.8228 | 510.8253 | 1.2892 | 519.8108 | 6.8729 | 510.8253 | 7.5682 | 510.8253 | 2.759 | 510.2625 | 4.1531 | 510.8253 | 0.0036936 | 510.8253 | 0.25841 | 506.5272 | -0.010747 | 510.8253 | 0.012687 | 510.2625 | 0.02957 | 509.36 | 0 | 509.5371 | 0.007459 | 509.0815 | 0.028863
| 511.0496 | -0.028903 | 506.7472 | 0.067955 | 506.75 | 0 | 511.0496 | 0.099085 | 506.7472 | 1.7923 | 511.0496 | 1.2523 | 520.0346 | 6.7727 | 511.0496 | 7.6293 | 511.0496 | 2.7765 | 510.4871 | 4.17 | 511.0496 | 0 | 511.0496 | 0.25153 | 506.7472 | -0.022513 | 511.0496 | -0.013148 | 510.4871 | -0.0032605 | 509.5826 | 0 | 509.7627 | -0.004512 | 509.3048 | -0.0020002
| 511.2739 | 0.097935 | 506.9672 | 0.057576 | 506.97 | 0 | 511.2739 | 0.14864 | 506.9672 | 1.7409 | 511.2739 | 1.2348 | 520.2584 | 6.6075 | 511.2739 | 7.6431 | 511.2739 | 2.7863 | 510.7116 | 4.2194 | 511.2739 | 0.0076756 | 511.2739 | 0.27541 | 506.9672 | 0.10274 | 511.2739 | 0.014929 | 510.7116 | 0.019658 | 509.8054 | 0 | 509.9882 | 0.0069453 | 509.5281 | 0.031949
| 511.4982 | 0.0019446 | 507.1873 | 0.043491 | 507.19 | 0 | 511.4982 | 0.086436 | 507.1873 | 1.6536 | 511.4982 | 1.2026 | 520.4822 | 6.414 | 511.4982 | 7.6794 | 511.4982 | 2.8156 | 510.9362 | 4.2757 | 511.4982 | 0 | 511.4982 | 0.25605 | 507.1873 | 0.0017862 | 511.4982 | -0.0062912 | 510.9362 | -0.0050604 | 510.0281 | 0 | 510.2138 | -0.0044294 | 509.7514 | 0.0014087
| 511.7225 | 0.079589 | 507.4074 | 0.054611 | 507.41 | 0 | 511.7225 | 0.14404 | 507.4073 | 1.6995 | 511.7225 | 1.1844 | 520.7061 | 6.2144 | 511.7225 | 7.7185 | 511.7225 | 2.8343 | 511.1608 | 4.3731 | 511.7225 | 0.0061599 | 511.7225 | 0.27891 | 507.4073 | 0.030053 | 511.7225 | 0.014883 | 511.1608 | 0.041226 | 510.2508 | 0 | 510.4394 | 0.0079018 | 509.9747 | 0.029879
| 511.9468 | -0.018273 | 507.6274 | 0.040773 | 507.63 | 0 | 511.9469 | 0.10333 | 507.6274 | 1.6736 | 511.9469 | 1.1448 | 520.9299 | 6.1797 | 511.9468 | 7.7231 | 511.9468 | 2.833 | 511.3854 | 4.428 | 511.9469 | 0 | 511.9468 | 0.26973 | 507.6274 | 0.0070322 | 511.9468 | -0.0091313 | 511.3854 | -0.015551 | 510.4736 | 0 | 510.665 | -0.0050331 | 510.198 | 0.00092873
| 512.1712 | 0.12659 | 507.8475 | 0.050163 | 507.85 | 0 | 512.1712 | 0.13281 | 507.8475 | 1.6192 | 512.1712 | 1.1328 | 521.1537 | 6.1285 | 512.1712 | 7.7742 | 512.1712 | 2.8773 | 511.61 | 4.4909 | 512.1712 | 0.0039779 | 512.1712 | 0.28409 | 507.8475 | -0.053908 | 512.1712 | 0.01788 | 511.61 | 0.044171 | 510.6963 | 0 | 510.8906 | 0.0059341 | 510.4214 | 0.030514
| 512.3956 | 0.014234 | 508.0676 | 0.032865 | 508.07 | 0 | 512.3956 | 0.089277 | 508.0676 | 1.5348 | 512.3956 | 1.0997 | 521.3776 | 6.1111 | 512.3956 | 7.7817 | 512.3956 | 2.893 | 511.8346 | 4.4736 | 512.3956 | 0 | 512.3956 | 0.27505 | 508.0676 | 0.019363 | 512.3956 | -0.010417 | 511.8346 | -0.010643 | 510.9191 | 0 | 511.1162 | -0.0045191 | 510.6447 | 0.00034744
| 512.6199 | 0.10431 | 508.2877 | 0.059059 | 508.29 | 0 | 512.6199 | 0.14793 | 508.2877 | 1.5262 | 512.6199 | 1.0918 | 521.6014 | 6.0185 | 512.6199 | 7.8188 | 512.6199 | 2.9075 | 512.0593 | 4.5427 | 512.6199 | 0.00513 | 512.6199 | 0.29149 | 508.2877 | 0.045681 | 512.6199 | 0.012086 | 512.0593 | 0.023266 | 511.1419 | 0 | 511.3419 | 0.0071997 | 510.868 | 0.026789
| 512.8443 | 0.058388 | 508.5078 | 0.043491 | 508.51 | 0 | 512.8443 | 0.094809 | 508.5078 | 1.5333 | 512.8443 | 1.0504 | 521.8253 | 5.9257 | 512.8444 | 7.8095 | 512.8443 | 2.9177 | 512.2839 | 4.5492 | 512.8443 | 0 | 512.8444 | 0.2883 | 508.5078 | 0.019395 | 512.8444 | -0.011384 | 512.2839 | -0.0029179 | 511.3647 | 0 | 511.5675 | -0.004021 | 511.0914 | -0.0023027
| 513.0687 | 0.12962 | 508.7279 | 0.043491 | 508.73 | 0 | 513.0687 | 0.13635 | 508.7279 | 1.4557 | 513.0687 | 1.0423 | 522.0493 | 5.9041 | 513.0687 | 7.8423 | 513.0687 | 2.9567 | 512.5086 | 4.6058 | 513.0687 | 0.0046921 | 513.0687 | 0.29311 | 508.7279 | 0.077971 | 513.0687 | 0.016188 | 512.5086 | 0.03252 | 511.5875 | 0 | 511.7932 | 0.0073297 | 511.3148 | 0.029455
| 513.2931 | -0.037324 | 508.9481 | 0.042503 | 508.95 | 0.23208 | 513.2932 | 0.087025 | 508.9481 | 1.4913 | 513.2932 | 1.0172 | 522.2731 | 5.8078 | 513.2932 | 7.9236 | 513.2931 | 2.9851 | 512.7333 | 4.7184 | 513.2932 | 0 | 513.2932 | 0.28836 | 508.9481 | 0.013799 | 513.2931 | -0.014116 | 512.7333 | -0.025804 | 511.8103 | 0 | 512.0188 | -0.0044386 | 511.5381 | 0.00099978
| 513.5176 | 0.13469 | 509.1682 | 0.049669 | 509.17 | 0 | 513.5176 | 0.1408 | 509.1682 | 1.43 | 513.5176 | 1.0147 | 522.497 | 5.6135 | 513.5176 | 8.0219 | 513.5176 | 3.0491 | 512.958 | 4.7775 | 513.5176 | 0.0055284 | 513.5176 | 0.30316 | 509.1682 | 0.0085887 | 513.5176 | 0.013127 | 512.958 | 0.02411 | 512.0331 | 0 | 512.2445 | 0.0071726 | 511.7615 | 0.03133
| 513.742 | -0.030368 | 509.3884 | 0.050657 | 509.39 | 0 | 513.742 | 0.075224 | 509.3884 | 1.4372 | 513.742 | 0.98652 | 522.721 | 5.5931 | 513.742 | 8.0725 | 513.742 | 3.0632 | 513.1827 | 4.8151 | 513.742 | 0 | 513.742 | 0.30692 | 509.3884 | -0.051879 | 513.742 | -0.0067092 | 513.1827 | -0.02806 | 512.2559 | 0 | 512.4701 | -0.0037711 | 511.985 | -0.0021686
| 513.9665 | 0.11139 | 509.6086 | 0.043738 | 509.61 | 0 | 513.9665 | 0.13433 | 509.6086 | 1.3852 | 513.9665 | 0.97532 | 522.9449 | 5.5622 | 513.9665 | 8.125 | 513.9665 | 3.1147 | 513.4074 | 4.8678 | 513.9665 | 0.0045888 | 513.9665 | 0.32278 | 509.6086 | 0.075127 | 513.9665 | 0.01496 | 513.4074 | 0.023606 | 512.4788 | 0 | 512.6959 | 0.0064911 | 512.2084 | 0.027014
| 514.1909 | -0.0075071 | 509.8288 | 0.036325 | 509.83 | 0 | 514.1909 | 0.070997 | 509.8288 | 1.3018 | 514.1909 | 0.95788 | 523.1688 | 5.4552 | 514.1909 | 8.201 | 514.1909 | 3.1377 | 513.6321 | 4.9562 | 514.1909 | 0 | 514.1909 | 0.30618 | 509.8288 | -0.018712 | 514.1909 | -0.0079311 | 513.6321 | -0.029716 | 512.7016 | 0 | 512.9216 | -0.0044694 | 512.4318 | -0.0013306
| 514.4154 | 0.093233 | 510.0489 | 0.044727 | 510.05 | 0 | 514.4154 | 0.1348 | 510.049 | 1.3104 | 514.4154 | 0.94521 | 523.3928 | 5.2954 | 514.4154 | 8.2013 | 514.4154 | 3.1468 | 513.8569 | 5.0254 | 514.4154 | 0.0070787 | 514.4154 | 0.31596 | 510.049 | 0.042163 | 514.4154 | 0.0082409 | 513.8569 | 0.015428 | 512.9244 | 0 | 513.1473 | 0.0075238 | 512.6552 | 0.031184
| 514.6399 | -0.0028809 | 510.2691 | 0.042997 | 510.27 | 0 | 514.6399 | 0.088248 | 510.2691 | 1.2584 | 514.6399 | 0.91753 | 523.6168 | 5.2533 | 514.6399 | 8.2101 | 514.6399 | 3.1562 | 514.0816 | 5.0393 | 514.6399 | 0 | 514.6399 | 0.31156 | 510.2691 | 0.020515 | 514.6399 | -0.0086143 | 514.0816 | 0.0040884 | 513.1473 | 0 | 513.3731 | -0.004557 | 512.8787 | -0.0049437
| 514.8644 | 0.10633 | 510.4894 | 0.031877 | 510.49 | 0 | 514.8644 | 0.13808 | 510.4893 | 1.2576 | 514.8644 | 0.90388 | 523.8407 | 5.191 | 514.8644 | 8.2608 | 514.8644 | 3.1794 | 514.3064 | 5.1023 | 514.8644 | 0.010021 | 514.8644 | 0.32594 | 510.4893 | 0.032728 | 514.8644 | 0.020142 | 514.3064 | 0.018591 | 513.3702 | 0 | 513.5988 | 0.0077409 | 513.1021 | 0.027145
| 515.0889 | -0.0070544 | 510.7096 | 0.035831 | 510.71 | 0 | 515.0889 | 0.082565 | 510.7096 | 1.2411 | 515.0889 | 0.87833 | 524.0647 | 5.0994 | 515.0889 | 8.2438 | 515.0889 | 3.2083 | 514.5312 | 5.0918 | 515.0889 | 0 | 515.0889 | 0.31458 | 510.7096 | -0.027698 | 515.0889 | -0.013148 | 514.5312 | -0.018253 | 513.5931 | 0 | 513.8246 | -0.0045098 | 513.3256 | -0.0033449
| 515.3134 | 0.082631 | 510.9298 | 0.046703 | 510.93 | 0 | 515.3135 | 0.1362 | 510.9298 | 1.2465 | 515.3135 | 0.88156 | 524.2887 | 4.9014 | 515.3135 | 8.3434 | 515.3134 | 3.2733 | 514.756 | 5.1725 | 515.3135 | 0.0071706 | 515.3135 | 0.33792 | 510.9298 | 0.040665 | 515.3135 | 0.011764 | 514.756 | 0.02353 | 513.816 | 0 | 514.0503 | 0.0085987 | 513.5491 | 0.033745
| 515.538 | 0.00051613 | 511.1501 | 0.026193 | 511.15 | 0 | 515.538 | 0.070196 | 511.1501 | 1.1931 | 515.538 | 0.85188 | 524.5127 | 4.7897 | 515.538 | 8.3463 | 515.538 | 3.2734 | 514.9808 | 5.2056 | 515.538 | 0 | 515.538 | 0.32766 | 511.1501 | -0.010986 | 515.538 | -0.0050852 | 514.9808 | -0.0073149 | 514.0389 | 0 | 514.2761 | -0.0051671 | 513.7726 | -0.0014108
| 515.7626 | 0.10532 | 511.3703 | 0.044479 | 511.37 | 0 | 515.7625 | 0.12693 | 511.3703 | 1.1975 | 515.7625 | 0.84653 | 524.7367 | 4.7276 | 515.7626 | 8.4077 | 515.7626 | 3.3263 | 515.2056 | 5.2614 | 515.7625 | 0.0047395 | 515.7626 | 0.33767 | 511.3703 | 0.058173 | 515.7626 | 0.017156 | 515.2056 | 0.033699 | 514.2618 | 0 | 514.5019 | 0.0081114 | 513.996 | 0.030474
| 515.9871 | 0.0049295 | 511.5906 | 0.033854 | 511.59 | 0 | 515.9871 | 0.067289 | 511.5906 | 1.1692 | 515.9871 | 0.81794 | 524.9607 | 4.6578 | 515.9871 | 8.3587 | 515.9871 | 3.3118 | 515.4304 | 5.2702 | 515.9871 | 0 | 515.9871 | 0.33906 | 511.5906 | -0.04401 | 515.9871 | -0.010166 | 515.4304 | -0.013728 | 514.4847 | 0 | 514.7277 | -0.0049807 | 514.2195 | -0.0024928
| 516.2117 | 0.1357 | 511.8109 | 0.054611 | 511.81 | 0 | 516.2117 | 0.12349 | 511.8109 | 1.1313 | 516.2117 | 0.81412 | 525.1848 | 4.5325 | 516.2117 | 8.3936 | 516.2117 | 3.3527 | 515.6553 | 5.3679 | 516.2117 | 0.0083517 | 516.2117 | 0.34114 | 511.8109 | 0.075766 | 516.2117 | 0.014092 | 515.6553 | 0.020904 | 514.7076 | 0 | 514.9535 | 0.0083529 | 514.4431 | 0.02984
| 516.4363 | 0.001733 | 512.0312 | 0.051151 | 512.03 | 0 | 516.4363 | 0.072264 | 512.0312 | 1.1093 | 516.4363 | 0.79277 | 525.4088 | 4.5096 | 516.4363 | 8.419 | 516.4363 | 3.3661 | 515.8801 | 5.4123 | 516.4363 | 0 | 516.4363 | 0.34504 | 512.0312 | 0.060325 | 516.4363 | -0.007498 | 515.8801 | -0.011154 | 514.9306 | 0 | 515.1794 | -0.0053234 | 514.6666 | 0.00042464
| 516.6609 | 0.13266 | 512.2515 | 0.046951 | 512.25 | 0 | 516.6609 | 0.12178 | 512.2515 | 1.0802 | 516.6609 | 0.79177 | 525.6329 | 4.4591 | 516.6609 | 8.4867 | 516.6609 | 3.4324 | 516.105 | 5.4944 | 516.6609 | 0.0068819 | 516.6609 | 0.35262 | 512.2515 | 0.0068547 | 516.6609 | 0.015133 | 516.105 | 0.046748 | 515.1536 | 0 | 515.4052 | 0.0075295 | 514.8901 | 0.031779
| 516.8855 | -0.0027119 | 512.4718 | 0.0051158 | 512.47 | 0 | 516.8855 | 0.078852 | 512.4718 | 1.0436 | 516.8855 | 0.78606 | 525.8569 | 4.4002 | 516.8855 | 8.6043 | 516.8855 | 3.4772 | 516.3299 | 5.5548 | 516.8855 | 0 | 516.8855 | 0.34656 | 512.4718 | -0.041783 | 516.8855 | -0.010448 | 516.3299 | -4.8489e-05 | 515.3765 | 0 | 515.631 | -0.0040656 | 515.1137 | -0.00059203
| 517.1101 | 0.09667 | 512.6921 | 0.043491 | 512.69 | 0 | 517.1101 | 0.1315 | 512.6921 | 1.082 | 517.1101 | 0.77299 | 526.0811 | 4.2785 | 517.1101 | 8.6589 | 517.1101 | 3.5194 | 516.5548 | 5.638 | 517.1101 | 0.0032568 | 517.1101 | 0.35854 | 512.6921 | 0.055834 | 517.1101 | 0.0093965 | 516.5548 | 0.026285 | 515.5995 | 0 | 515.8569 | 0.0082277 | 515.3373 | 0.026498
| 517.3348 | -0.01901 | 512.9124 | 0.038055 | 512.91 | 0 | 517.3348 | 0.077337 | 512.9124 | 1.0304 | 517.3348 | 0.75407 | 526.3051 | 4.2201 | 517.3348 | 8.6641 | 517.3348 | 3.5574 | 516.7797 | 5.684 | 517.3348 | 0 | 517.3348 | 0.35045 | 512.9124 | -0.025027 | 517.3348 | -0.0097481 | 516.7797 | -0.003316 | 515.8225 | 0 | 516.0828 | -0.0033662 | 515.5609 | 0.00034481
| 517.5594 | 0.11545 | 513.1328 | 0.046209 | 513.13 | 0 | 517.5594 | 0.12428 | 513.1328 | 1.0077 | 517.5594 | 0.75255 | 526.5292 | 4.177 | 517.5594 | 8.6775 | 517.5594 | 3.5767 | 517.0046 | 5.7207 | 517.5594 | 0.0072869 | 517.5594 | 0.36021 | 513.1328 | 0.058606 | 517.5594 | 0.013844 | 517.0046 | 0.039386 | 516.0455 | 0 | 516.3087 | 0.0084029 | 515.7844 | 0.031828
| 517.7841 | 0.031717 | 513.3532 | 0.025205 | 513.35 | 0 | 517.7841 | 0.061977 | 513.3531 | 0.98678 | 517.7841 | 0.72923 | 526.7534 | 4.1508 | 517.7841 | 8.6726 | 517.7841 | 3.5957 | 517.2296 | 5.7173 | 517.7841 | 0 | 517.7841 | 0.35964 | 513.3531 | -0.019473 | 517.7841 | -0.0095942 | 517.2296 | -0.014956 | 516.2685 | 0 | 516.5346 | -0.0046844 | 516.0081 | -0.0016208
| 518.0088 | 0.12557 | 513.5735 | 0.045962 | 513.57 | 0 | 518.0088 | 0.11614 | 513.5735 | 0.99668 | 518.0088 | 0.7187 | 526.9775 | 4.0301 | 518.0088 | 8.702 | 518.0088 | 3.6235 | 517.4545 | 5.7654 | 518.0088 | 0.0052522 | 518.0088 | 0.35991 | 513.5735 | 0.060952 | 518.0088 | 0.013057 | 517.4545 | 0.024804 | 516.4915 | 0 | 516.7605 | 0.0081271 | 516.2316 | 0.036548
| 518.2335 | -0.03715 | 513.7939 | 0.046456 | 513.79 | 0 | 518.2335 | 0.05989 | 513.7939 | 0.93988 | 518.2335 | 0.69863 | 527.2016 | 4.0456 | 518.2335 | 8.6415 | 518.2335 | 3.6287 | 517.6795 | 5.7842 | 518.2335 | 0 | 518.2335 | 0.37746 | 513.7939 | -0.0051861 | 518.2335 | -0.0075744 | 517.6795 | -0.025657 | 516.7145 | 0 | 516.9864 | -0.0042248 | 516.4553 | -0.005647
| 518.4582 | 0.052899 | 514.0143 | 0.052634 | 514.01 | 0.22642 | 518.4582 | 0.1101 | 514.0143 | 0.94236 | 518.4582 | 0.69196 | 527.4257 | 3.9609 | 518.4581 | 8.6547 | 518.4582 | 3.6522 | 517.9045 | 5.8506 | 518.4582 | 0.0070683 | 518.4581 | 0.37495 | 514.0143 | 0.021643 | 518.4581 | 0.012876 | 517.9045 | 0.018815 | 516.9376 | 0 | 517.2124 | 0.0073822 | 516.6789 | 0.029851
| 518.6829 | 0.0037372 | 514.2347 | 0.020736 | 514.23 | 0 | 518.6829 | 0.070616 | 514.2347 | 0.89952 | 518.6829 | 0.66193 | 527.6499 | 3.9012 | 518.6829 | 8.6099 | 518.6829 | 3.6499 | 518.1295 | 5.8858 | 518.6829 | 0 | 518.6829 | 0.37556 | 514.2347 | -0.016865 | 518.6829 | -0.010209 | 518.1295 | -0.02613 | 517.1606 | 0 | 517.4383 | -0.0048846 | 516.9025 | -0.0019712
| 518.9076 | 0.1519 | 514.4551 | 0.027923 | 514.46 | 0 | 518.9076 | 0.12415 | 514.4551 | 0.93519 | 518.9076 | 0.67154 | 527.874 | 3.7781 | 518.9076 | 8.7082 | 518.9076 | 3.7186 | 518.3545 | 6.0021 | 518.9076 | 0.0085848 | 518.9076 | 0.38168 | 514.4551 | 0.017171 | 518.9076 | 0.016637 | 518.3545 | 0.024066 | 517.3837 | 0 | 517.6643 | 0.0089258 | 517.1262 | 0.030847
| 519.1323 | -0.0035953 | 514.6755 | 0.046703 | 514.68 | 0 | 519.1323 | 0.064454 | 514.6755 | 0.89163 | 519.1323 | 0.65095 | 528.0982 | 3.71 | 519.1323 | 8.6707 | 519.1323 | 3.7351 | 518.5795 | 5.9897 | 519.1323 | 0 | 519.1323 | 0.37844 | 514.6755 | -0.052906 | 519.1323 | -0.014675 | 518.5795 | -0.02715 | 517.6068 | 0 | 517.8903 | -0.0037322 | 517.3499 | -0.00074951
| 519.3571 | 0.12861 | 514.8959 | 0.063754 | 514.9 | 0 | 519.3571 | 0.11071 | 514.8959 | 0.89828 | 519.3571 | 0.65811 | 528.3224 | 3.6404 | 519.3571 | 8.7367 | 519.3571 | 3.7851 | 518.8045 | 6.1018 | 519.3571 | 0.0048678 | 519.3571 | 0.38921 | 514.8959 | 0.035516 | 519.3571 | 0.01545 | 518.8045 | 0.029266 | 517.8298 | 0 | 518.1162 | 0.009476 | 517.5735 | 0.027988
| 519.5819 | -0.0016581 | 515.1164 | 0.037808 | 515.12 | 0 | 519.5819 | 0.046385 | 515.1164 | 0.84195 | 519.5819 | 0.64118 | 528.5466 | 3.5808 | 519.5818 | 8.8213 | 519.5819 | 3.8473 | 519.0295 | 6.1941 | 519.5819 | 0 | 519.5818 | 0.39157 | 515.1164 | 0.024386 | 519.5819 | -0.011401 | 519.0295 | -0.025679 | 518.0529 | 0 | 518.3422 | -0.0040282 | 517.7972 | -0.0021192
| 519.8066 | 0.13064 | 515.3369 | 0.054611 | 515.34 | 0 | 519.8066 | 0.099071 | 515.3369 | 0.88357 | 519.8066 | 0.64338 | 528.7708 | 3.4916 | 519.8066 | 8.8658 | 519.8066 | 3.8817 | 519.2546 | 6.232 | 519.8066 | 0.0022509 | 519.8066 | 0.39789 | 515.3369 | 0.073252 | 519.8066 | 0.016171 | 519.2546 | 0.025305 | 518.276 | 0 | 518.5682 | 0.0088906 | 518.0209 | 0.032586
| 520.0314 | 0.00090203 | 515.5573 | 0.036572 | 515.56 | 0 | 520.0314 | 0.048252 | 515.5573 | 0.79809 | 520.0314 | 0.62239 | 528.9951 | 3.4525 | 520.0314 | 8.8192 | 520.0314 | 3.8864 | 519.4797 | 6.2322 | 520.0314 | 0 | 520.0314 | 0.39935 | 515.5573 | -0.030188 | 520.0314 | -0.0059174 | 519.4797 | -0.027397 | 518.4991 | 0 | 518.7943 | -0.0048238 | 518.2446 | 0.00040528
| 520.2562 | 0.11848 | 515.7778 | 0.032865 | 515.78 | 0 | 520.2562 | 0.11347 | 515.7778 | 0.81586 | 520.2562 | 0.61895 | 529.2192 | 3.4089 | 520.2562 | 8.8108 | 520.2562 | 3.9301 | 519.7047 | 6.2857 | 520.2562 | 0 | 520.2562 | 0.40647 | 515.7778 | 0.037268 | 520.2562 | 0.010354 | 519.7047 | 0.021513 | 518.7222 | 0 | 519.0203 | 0.0078752 | 518.4683 | 0.031603
| 520.481 | -0.032512 | 515.9982 | 0.040279 | 516 | 0.22642 | 520.481 | 0.041422 | 515.9982 | 0.81727 | 520.481 | 0.60057 | 529.4435 | 3.3683 | 520.4811 | 8.741 | 520.481 | 3.9044 | 519.9298 | 6.2823 | 520.481 | 0 | 520.4811 | 0.40148 | 515.9982 | -0.022929 | 520.4811 | -0.012824 | 519.9298 | -0.0087768 | 518.9453 | 0 | 519.2463 | -0.0043462 | 518.6921 | -0.0047317
| 520.7059 | 0.15494 | 516.2188 | 0.06326 | 516.22 | 0 | 520.7059 | 0.12037 | 516.2188 | 0.80213 | 520.7059 | 0.60548 | 529.6678 | 3.2581 | 520.7059 | 8.8135 | 520.7059 | 3.9624 | 520.1549 | 6.4139 | 520.7059 | 0.01102 | 520.7059 | 0.41087 | 516.2188 | 0.024538 | 520.7059 | 0.019915 | 520.1549 | 0.039754 | 519.1685 | 0 | 519.4724 | 0.0082119 | 518.9158 | 0.030937
| 520.9307 | -0.0030926 | 516.4393 | 0.036325 | 516.44 | 0 | 520.9307 | 0.055336 | 516.4393 | 0.76873 | 520.9307 | 0.59591 | 529.892 | 3.2635 | 520.9307 | 8.8847 | 520.9307 | 4.0497 | 520.3801 | 6.421 | 520.9307 | 0 | 520.9307 | 0.39826 | 516.4393 | -0.0018134 | 520.9307 | -0.0088596 | 520.38 | -0.014498 | 519.3916 | 0 | 519.6984 | -0.0048258 | 519.1395 | -0.0015219
| 521.1556 | 0.10633 | 516.6598 | 0.046209 | 516.66 | 0.22642 | 521.1556 | 0.094072 | 516.6598 | 0.79502 | 521.1556 | 0.58971 | 530.1163 | 3.2289 | 521.1556 | 8.865 | 521.1556 | 4.0836 | 520.6052 | 6.5292 | 521.1556 | 0.0050367 | 521.1556 | 0.42006 | 516.6598 | 0.084222 | 521.1556 | 0.008176 | 520.6052 | -0.00070821 | 519.6147 | 0 | 519.9245 | 0.010234 | 519.3633 | 0.032468
| 521.3804 | -0.021831 | 516.8803 | 0.031877 | 516.88 | 0 | 521.3804 | 0.04017 | 516.8803 | 0.73266 | 521.3804 | 0.56507 | 530.3406 | 3.208 | 521.3804 | 8.8186 | 521.3804 | 4.056 | 520.8303 | 6.5284 | 521.3804 | 0 | 521.3804 | 0.40749 | 516.8803 | 0.016456 | 521.3804 | -0.01048 | 520.8303 | -0.02338 | 519.838 | 0 | 520.1506 | -0.005525 | 519.587 | 0.0026488
| 521.6053 | 0.098791 | 517.1008 | 0.039043 | 517.1 | 0 | 521.6053 | 0.12064 | 517.1008 | 0.73697 | 521.6053 | 0.5702 | 530.5649 | 3.1362 | 521.6053 | 8.8358 | 521.6053 | 4.157 | 521.0555 | 6.5857 | 521.6053 | 0.0066576 | 521.6053 | 0.41853 | 517.1008 | -0.02422 | 521.6053 | 0.01738 | 521.0555 | 0.030921 | 520.0611 | 0 | 520.3767 | 0.0088741 | 519.8109 | 0.030945
| 521.8302 | -0.034647 | 517.3214 | 0.052387 | 517.32 | 0 | 521.8302 | 0.071641 | 517.3214 | 0.67571 | 521.8302 | 0.55204 | 530.7892 | 3.1119 | 521.8302 | 8.8789 | 521.8302 | 4.1472 | 521.2807 | 6.6169 | 521.8302 | 0 | 521.8302 | 0.41194 | 517.3214 | -0.073266 | 521.8302 | -0.011654 | 521.2807 | -0.0032579 | 520.2843 | 0 | 520.6028 | -0.0044411 | 520.0346 | 0.00077953
| 522.0551 | 0.071951 | 517.5419 | 0.057082 | 517.54 | 0 | 522.0551 | 0.11975 | 517.5419 | 0.75344 | 522.0551 | 0.55783 | 531.0135 | 3.0741 | 522.0551 | 8.9458 | 522.0551 | 4.2554 | 521.5058 | 6.6512 | 522.0551 | 0.0067227 | 522.0551 | 0.42278 | 517.5419 | 0.072078 | 522.0551 | 0.012648 | 521.5058 | 0.035504 | 520.5075 | 0 | 520.829 | 0.0089084 | 520.2584 | 0.029663
| 522.28 | -0.027358 | 517.7625 | 0.032865 | 517.76 | 0 | 522.28 | 0.042058 | 517.7625 | 0.70358 | 522.28 | 0.53716 | 531.2378 | 3.0548 | 522.28 | 8.8398 | 522.28 | 4.2162 | 521.731 | 6.6767 | 522.28 | 0 | 522.28 | 0.41657 | 517.7625 | 0.023773 | 522.28 | -0.0085179 | 521.731 | -0.015154 | 520.7307 | 0 | 521.0551 | -0.0043125 | 520.4822 | -0.0042769
| 522.505 | -0.010562 | 517.9831 | 0.026935 | 517.98 | 0 | 522.505 | 0.028153 | 517.9831 | 0.67897 | 522.505 | 0.51406 | 531.4622 | 2.9921 | 522.5049 | 8.7007 | 522.505 | 4.2531 | 521.9562 | 6.7493 | 522.505 | 0 | 522.5049 | 0.41998 | 517.9831 | -0.021091 | 522.5049 | -0.013089 | 521.9562 | -0.02596 | 520.9539 | 0 | 521.2812 | -0.0058326 | 520.7061 | -0.0052482
| 522.7299 | 0.10329 | 518.2037 | 0.037808 | 518.2 | 0 | 522.7299 | 0.093233 | 518.2037 | 0.66317 | 522.7299 | 0.51225 | 531.6865 | 2.9463 | 522.7299 | 8.6578 | 522.7299 | 4.2437 | 522.1815 | 6.7983 | 522.7299 | 0.010133 | 522.7299 | 0.44459 | 518.2037 | 0.007258 | 522.7299 | 0.014984 | 522.1815 | 0.021425 | 521.1771 | 0 | 521.5074 | 0.0085 | 520.9299 | 0.030149
| 522.9548 | -0.024451 | 518.4243 | 0.012451 | 518.42 | 0 | 522.9548 | 0.059457 | 518.4243 | 0.67637 | 522.9548 | 0.49689 | 531.9108 | 2.9185 | 522.9548 | 8.6125 | 522.9548 | 4.2438 | 522.4067 | 6.8072 | 522.9548 | 0 | 522.9548 | 0.44001 | 518.4243 | -0.033906 | 522.9548 | -0.0074439 | 522.4067 | -0.033144 | 521.4003 | 0 | 521.7336 | -0.0036456 | 521.1537 | 0.0013617
| 523.1798 | 0.11139 | 518.6449 | 0.024958 | 518.64 | 0 | 523.1798 | 0.0983 | 518.6449 | 0.65252 | 523.1798 | 0.49078 | 532.1352 | 2.8491 | 523.1798 | 8.5346 | 523.1798 | 4.2549 | 522.6319 | 6.8312 | 523.1798 | 0.0092317 | 523.1798 | 0.46152 | 518.6449 | 0.010146 | 523.1798 | 0.012958 | 522.6319 | 0.034553 | 521.6236 | 0 | 521.9597 | 0.0098988 | 521.3776 | 0.03076
| 523.4048 | -0.0064359 | 518.8655 | 0.038549 | 518.87 | 0 | 523.4048 | 0.04515 | 518.8655 | 0.60498 | 523.4048 | 0.47649 | 532.3596 | 2.7613 | 523.4048 | 8.4885 | 523.4048 | 4.2694 | 522.8572 | 6.7755 | 523.4048 | 0 | 523.4048 | 0.45174 | 518.8655 | 0.045713 | 523.4048 | -0.0055628 | 522.8572 | -0.033652 | 521.8469 | 0 | 522.1859 | -0.0038001 | 521.6014 | -0.003992
| 523.6298 | 0.13165 | 519.0862 | 0.03336 | 519.09 | 0 | 523.6298 | 0.077156 | 519.0862 | 0.65241 | 523.6298 | 0.47148 | 532.584 | 2.7092 | 523.6298 | 8.4134 | 523.6298 | 4.2883 | 523.0825 | 6.7736 | 523.6298 | 0.0053315 | 523.6298 | 0.45726 | 519.0862 | 0.083552 | 523.6298 | 0.014454 | 523.0825 | 0.0014369 | 522.0701 | 0 | 522.4122 | 0.010216 | 521.8253 | 0.032291
| 523.8548 | 0.012972 | 519.3068 | 0.034595 | 519.31 | 0 | 523.8548 | 0.021147 | 519.3068 | 0.58529 | 523.8548 | 0.46104 | 532.8084 | 2.6422 | 523.8548 | 8.406 | 523.8548 | 4.3195 | 523.3077 | 6.8433 | 523.8548 | 0 | 523.8548 | 0.44007 | 519.3068 | 0.006903 | 523.8548 | -0.0085937 | 523.3077 | -0.011962 | 522.2934 | 0 | 522.6384 | -0.0037136 | 522.0493 | -0.00079021
| 524.0798 | 0.12456 | 519.5275 | 0.057329 | 519.53 | 0 | 524.0798 | 0.11649 | 519.5275 | 0.59937 | 524.0798 | 0.46148 | 533.0328 | 2.6029 | 524.0798 | 8.3296 | 524.0798 | 4.3148 | 523.533 | 6.9489 | 524.0798 | 0.0096555 | 524.0798 | 0.45974 | 519.5275 | 0.077665 | 524.0798 | 0.016884 | 523.533 | 0.028287 | 522.5167 | 0 | 522.8646 | 0.0089872 | 522.2731 | 0.032272
| 524.3048 | -0.027006 | 519.7481 | 0.026193 | 519.75 | 0 | 524.3048 | 0.03308 | 519.7481 | 0.558 | 524.3048 | 0.4414 | 533.2572 | 2.5375 | 524.3048 | 8.25 | 524.3048 | 4.3129 | 523.7584 | 6.9783 | 524.3048 | 0 | 524.3048 | 0.45238 | 519.7481 | -0.010443 | 524.3048 | -0.009173 | 523.7583 | -0.014677 | 522.74 | 0 | 523.0908 | -0.0050744 | 522.497 | -0.0021251
| 524.5299 | 0.11038 | 519.9688 | 0.050163 | 519.97 | 0 | 524.5299 | 0.10329 | 519.9688 | 0.56025 | 524.5299 | 0.43679 | 533.4816 | 2.5044 | 524.5298 | 8.201 | 524.5299 | 4.3433 | 523.9837 | 6.9663 | 524.5299 | 0.0093663 | 524.5298 | 0.46665 | 519.9688 | 0.039857 | 524.5299 | 0.019224 | 523.9837 | 0.022838 | 522.9633 | 0 | 523.3171 | 0.010637 | 522.7209 | 0.034791
| 524.7549 | -0.072343 | 520.1895 | 0.017434 | 520.19 | 0.24112 | 524.7549 | 0.010253 | 520.1895 | 0.5441 | 524.7549 | 0.42401 | 533.7061 | 2.4515 | 524.7549 | 8.153 | 524.7549 | 4.3528 | 524.209 | 7.0071 | 524.7549 | 0 | 524.7549 | 0.47748 | 520.1895 | 0.011438 | 524.7549 | -0.010228 | 524.209 | -0.022427 | 523.1866 | 0 | 523.5433 | -0.0043851 | 522.9449 | -0.0011683
| 524.98 | 0.11139 | 520.4102 | 0.06919 | 520.41 | 0 | 524.98 | 0.10328 | 520.4102 | 0.54461 | 524.98 | 0.42794 | 533.9305 | 2.4196 | 524.98 | 8.098 | 524.98 | 4.3521 | 524.4344 | 6.9776 | 524.98 | 0.011345 | 524.98 | 0.48498 | 520.4102 | 0.10621 | 524.98 | 0.011104 | 524.4344 | 0.031975 | 523.4099 | 0 | 523.7696 | 0.0081316 | 523.1688 | 0.033793
| 525.2051 | -0.012652 | 520.6309 | 0.04102 | 520.63 | 0 | 525.2051 | 0.03041 | 520.6309 | 0.51233 | 525.2051 | 0.40489 | 534.155 | 2.3437 | 525.2051 | 8.0338 | 525.2051 | 4.3621 | 524.6597 | 7.075 | 525.2051 | 0 | 525.2051 | 0.46991 | 520.6309 | 0.053414 | 525.2051 | -0.010141 | 524.6597 | -0.0062555 | 523.6332 | 0 | 523.9959 | -0.0026176 | 523.3928 | -0.002137
| 525.4301 | 0.072584 | 520.8516 | 0.047445 | 520.85 | 0 | 525.4301 | 0.093078 | 520.8516 | 0.49509 | 525.4301 | 0.40787 | 534.3795 | 2.3153 | 525.4301 | 7.8585 | 525.4301 | 4.3519 | 524.8851 | 7.0734 | 525.4301 | 0.0076005 | 525.4301 | 0.48447 | 520.8516 | 0.05894 | 525.4301 | 0.0091268 | 524.8851 | 0.0063878 | 523.8566 | 0 | 524.2222 | 0.010361 | 523.6168 | 0.03164
| 525.6552 | -0.016006 | 521.0723 | 0.044727 | 521.07 | 0 | 525.6552 | 0.020979 | 521.0723 | 0.48926 | 525.6552 | 0.38248 | 534.6039 | 2.2721 | 525.6552 | 7.7689 | 525.6552 | 4.337 | 525.1105 | 7.0598 | 525.6552 | 0 | 525.6552 | 0.48181 | 521.0723 | 0.0083353 | 525.6552 | -0.01498 | 525.1105 | -0.02458 | 524.08 | 0 | 524.4485 | -0.0049072 | 523.8407 | -0.0050194
| 525.8804 | 0.12557 | 521.2931 | 0.046703 | 521.29 | 0 | 525.8804 | 0.091763 | 521.2931 | 0.50096 | 525.8804 | 0.39358 | 534.8285 | 2.2387 | 525.8804 | 7.7133 | 525.8804 | 4.3322 | 525.3359 | 7.0209 | 525.8804 | 0.0058611 | 525.8804 | 0.48509 | 521.2931 | 0.056387 | 525.8804 | 0.014413 | 525.3359 | 0.019551 | 524.3033 | 0 | 524.6749 | 0.0097041 | 524.0647 | 0.027858
| 526.1055 | 0.030785 | 521.5139 | 0.02817 | 521.51 | 0 | 526.1055 | 0.030408 | 521.5139 | 0.46247 | 526.1055 | 0.37713 | 535.053 | 2.1926 | 526.1055 | 7.6909 | 526.1055 | 4.3874 | 525.5613 | 7.0888 | 526.1055 | 0 | 526.1055 | 0.48713 | 521.5139 | -0.0078225 | 526.1055 | -0.010519 | 525.5613 | -0.017293 | 524.5267 | 0 | 524.9012 | -0.0045523 | 524.2887 | -0.00088799
| 526.3306 | 0.086583 | 521.7346 | 0.035831 | 521.73 | 0 | 526.3306 | 0.0944 | 521.7346 | 0.48598 | 526.3306 | 0.3733 | 535.2775 | 2.1757 | 526.3306 | 7.589 | 526.3306 | 4.373 | 525.7867 | 7.0853 | 526.3306 | 0.013943 | 526.3306 | 0.49842 | 521.7346 | 0.047437 | 526.3306 | 0.0085738 | 525.7867 | 0.044539 | 524.7501 | 0 | 525.1275 | 0.010005 | 524.5127 | 0.03091
| 526.5558 | -0.010527 | 521.9554 | 0.023297 | 521.96 | 0 | 526.5558 | 0.023328 | 521.9554 | 0.43434 | 526.5558 | 0.3657 | 535.502 | 2.1277 | 526.5558 | 7.561 | 526.5558 | 4.3891 | 526.0121 | 7.1727 | 526.5558 | 0 | 526.5558 | 0.50395 | 521.9554 | -0.03276 | 526.5558 | -0.01197 | 526.0122 | -0.027572 | 524.9734 | 0 | 525.3539 | -0.0036865 | 524.7367 | 0.0020837
| 526.7809 | 0.091645 | 522.1762 | 0.022817 | 522.18 | 0 | 526.7809 | 0.081946 | 522.1761 | 0.4571 | 526.7809 | 0.35931 | 535.7266 | 2.1092 | 526.7809 | 7.5077 | 526.7809 | 4.4268 | 526.2376 | 7.2444 | 526.7809 | 0.0039978 | 526.7809 | 0.50016 | 522.1761 | 0.036217 | 526.7809 | 0.0081062 | 526.2376 | 0.014461 | 525.1968 | 0 | 525.5803 | 0.0096647 | 524.9608 | 0.026255
| 527.0061 | 0.046336 | 522.397 | 0.030394 | 522.4 | 0 | 527.0061 | 0.033802 | 522.397 | 0.44519 | 527.0061 | 0.34972 | 535.9511 | 2.0565 | 527.0061 | 7.3921 | 527.0061 | 4.4038 | 526.4631 | 7.233 | 527.0061 | 0 | 527.0061 | 0.50529 | 522.397 | -0.012073 | 527.0061 | -0.0046169 | 526.4631 | -0.0012526 | 525.4203 | 0 | 525.8066 | -0.0044462 | 525.1848 | -0.00145
| 527.2313 | 0.12861 | 522.6177 | 0.046951 | 522.62 | 0 | 527.2313 | 0.10563 | 522.6177 | 0.47092 | 527.2313 | 0.34757 | 536.1757 | 2.043 | 527.2313 | 7.2857 | 527.2313 | 4.3919 | 526.6885 | 7.2168 | 527.2313 | 0.0030811 | 527.2313 | 0.51595 | 522.6177 | 0.043258 | 527.2313 | 0.015781 | 526.6885 | 0.013942 | 525.6437 | 0 | 526.033 | 0.0098362 | 525.4088 | 0.030518
| 527.4565 | 0.022772 | 522.8386 | 0.037066 | 522.84 | 0 | 527.4565 | 0.023826 | 522.8386 | 0.43731 | 527.4565 | 0.32951 | 536.4002 | 2.0019 | 527.4565 | 7.1958 | 527.4565 | 4.3724 | 526.914 | 7.1304 | 527.4565 | 0 | 527.4565 | 0.52182 | 522.8386 | -0.049257 | 527.4565 | -0.008437 | 526.914 | -0.0053124 | 525.8671 | 0 | 526.2595 | -0.0045095 | 525.6329 | -0.0042897
| 527.6817 | 0.090774 | 523.0594 | 0.071167 | 523.06 | 0 | 527.6817 | 0.081856 | 523.0594 | 0.43228 | 527.6817 | 0.33551 | 536.6248 | 1.982 | 527.6817 | 7.1224 | 527.6817 | 4.394 | 527.1395 | 7.1438 | 527.6817 | 0.0062165 | 527.6817 | 0.53184 | 523.0594 | 0.055792 | 527.6817 | 0.019611 | 527.1395 | 0.018655 | 526.0906 | 0 | 526.4858 | 0.011106 | 525.8569 | 0.032326
| 527.9069 | 0.024828 | 523.2803 | 0.037808 | 523.28 | 0 | 527.9069 | 0.043737 | 523.2803 | 0.4184 | 527.9069 | 0.31489 | 536.8494 | 1.9179 | 527.9069 | 7.0337 | 527.9069 | 4.3871 | 527.365 | 7.0932 | 527.9069 | 0 | 527.9069 | 0.52288 | 523.2803 | -0.021252 | 527.9069 | -0.011036 | 527.365 | -0.032635 | 526.314 | 0 | 526.7123 | -0.0039284 | 526.0811 | -0.0022654
| 528.1322 | 0.099286 | 523.5011 | 0.046703 | 523.5 | 0 | 528.1322 | 0.075991 | 523.5011 | 0.42215 | 528.1322 | 0.31968 | 537.074 | 1.9119 | 528.1322 | 7.014 | 528.1322 | 4.4369 | 527.5906 | 7.1498 | 528.1322 | 0.0091579 | 528.1322 | 0.53355 | 523.5011 | 0.093788 | 528.1322 | 0.011356 | 527.5906 | 0.025536 | 526.5375 | 0 | 526.9387 | 0.010936 | 526.3051 | 0.030269
| 528.3574 | -0.011422 | 523.722 | 0.0089304 | 523.72 | 0 | 528.3574 | 0.044819 | 523.722 | 0.36393 | 528.3574 | 0.30728 | 537.2986 | 1.885 | 528.3574 | 6.9288 | 528.3574 | 4.4606 | 527.8161 | 7.1702 | 528.3574 | 0 | 528.3574 | 0.52636 | 523.722 | 0.016996 | 528.3574 | -0.0052363 | 527.8161 | -0.022762 | 526.761 | 0 | 527.1652 | -0.0059256 | 526.5292 | -0.00096531
| 528.5827 | 0.10228 | 523.9428 | 0.056588 | 523.94 | 0 | 528.5827 | 0.086316 | 523.9428 | 0.38781 | 528.5827 | 0.30615 | 537.5232 | 1.8669 | 528.5827 | 6.8082 | 528.5827 | 4.4082 | 528.0417 | 7.1515 | 528.5827 | 0.0072736 | 528.5827 | 0.53899 | 523.9428 | 0.030799 | 528.5827 | 0.0077121 | 528.0417 | 0.028072 | 526.9844 | 0 | 527.3917 | 0.010822 | 526.7534 | 0.029441
| 528.808 | 0.019835 | 524.1637 | 0.045221 | 524.16 | 0 | 528.808 | 0.019671 | 524.1637 | 0.37669 | 528.808 | 0.28807 | 537.7479 | 1.8131 | 528.808 | 6.7697 | 528.808 | 4.4118 | 528.2672 | 7.1944 | 528.808 | 0 | 528.808 | 0.54121 | 524.1637 | -0.031799 | 528.808 | -0.010487 | 528.2672 | -0.0359 | 527.2079 | 0 | 527.6181 | -0.0048069 | 526.9775 | 0.0019116
| 529.0332 | 0.10836 | 524.3846 | 0.043738 | 524.38 | 0 | 529.0332 | 0.089292 | 524.3846 | 0.38973 | 529.0332 | 0.29678 | 537.9725 | 1.8075 | 529.0333 | 6.74 | 529.0332 | 4.4719 | 528.4928 | 7.2139 | 529.0332 | 0.008929 | 529.0333 | 0.55727 | 524.3846 | 0.089424 | 529.0333 | 0.010432 | 528.4928 | 0.029813 | 527.4315 | 0 | 527.8446 | 0.0096721 | 527.2016 | 0.031275
| 529.2586 | -0.011297 | 524.6055 | 0.022167 | 524.61 | 0 | 529.2585 | 0.025305 | 524.6055 | 0.3472 | 529.2585 | 0.28218 | 538.1972 | 1.7722 | 529.2585 | 6.6833 | 529.2586 | 4.4826 | 528.7184 | 7.2593 | 529.2585 | 0 | 529.2585 | 0.55053 | 524.6055 | -0.0021564 | 529.2585 | -0.010475 | 528.7184 | -0.02628 | 527.655 | 0 | 528.0711 | -0.0025912 | 527.4257 | -0.00043725
| 529.4839 | 0.10064 | 524.8264 | 0.046456 | 524.83 | 0 | 529.4839 | 0.10455 | 524.8264 | 0.40266 | 529.4839 | 0.28913 | 538.4219 | 1.7412 | 529.4839 | 6.5925 | 529.4839 | 4.4812 | 528.944 | 7.2538 | 529.4839 | 0.0079754 | 529.4839 | 0.57026 | 524.8264 | 0.043611 | 529.4839 | 0.011237 | 528.944 | 0.030586 | 527.8785 | 0 | 528.2976 | 0.011545 | 527.6499 | 0.030661
| 529.7092 | -0.027685 | 525.0474 | 0.0074524 | 525.05 | 0 | 529.7092 | 0.031263 | 525.0474 | 0.34985 | 529.7092 | 0.26941 | 538.6466 | 1.6758 | 529.7092 | 6.5197 | 529.7092 | 4.5061 | 529.1696 | 7.2723 | 529.7092 | 0 | 529.7092 | 0.57849 | 525.0474 | -0.00069922 | 529.7092 | -0.010866 | 529.1696 | -0.021617 | 528.102 | 0 | 528.5241 | -0.0043914 | 527.874 | -0.0032249
| 529.9345 | 0.068987 | 525.2682 | 0.060047 | 525.27 | 0 | 529.9345 | 0.083554 | 525.2682 | 0.35088 | 529.9345 | 0.28181 | 538.8712 | 1.658 | 529.9345 | 6.4262 | 529.9345 | 4.5109 | 529.3952 | 7.338 | 529.9345 | 0.0074277 | 529.9345 | 0.56985 | 525.2682 | 0.040805 | 529.9345 | 0.014178 | 529.3952 | 0.028268 | 528.3256 | 0 | 528.7507 | 0.0094633 | 528.0982 | 0.031961
| 530.1599 | 0.017141 | 525.4892 | 0.02817 | 525.49 | 0 | 530.1599 | 0.011453 | 525.4892 | 0.35219 | 530.1599 | 0.2644 | 539.0959 | 1.6282 | 530.1599 | 6.3565 | 530.1599 | 4.5026 | 529.6209 | 7.3008 | 530.1599 | 0 | 530.1599 | 0.57822 | 525.4892 | 0.026026 | 530.1599 | -0.012964 | 529.6209 | -0.0080437 | 528.5491 | 0 | 528.9772 | -0.0036788 | 528.3224 | 0.00065066
| 530.3852 | 0.091768 | 525.7101 | 0.044232 | 525.71 | 0 | 530.3852 | 0.10509 | 525.7101 | 0.35558 | 530.3852 | 0.26658 | 539.3206 | 1.6209 | 530.3853 | 6.318 | 530.3852 | 4.5395 | 529.8465 | 7.3947 | 530.3852 | 0.0085079 | 530.3853 | 0.6062 | 525.7101 | 0.048801 | 530.3853 | 0.0054064 | 529.8465 | 0.025677 | 528.7726 | 0 | 529.2038 | 0.010144 | 528.5466 | 0.032033
| 530.6106 | -0.018654 | 525.9312 | 0.030394 | 525.93 | 0 | 530.6106 | 0 | 525.9312 | 0.3498 | 530.6106 | 0.25597 | 539.5453 | 1.5785 | 530.6106 | 6.2858 | 530.6106 | 4.5683 | 530.0722 | 7.459 | 530.6106 | 0 | 530.6106 | 0.59764 | 525.9312 | 0.032111 | 530.6106 | -0.012229 | 530.0722 | -0.03865 | 528.9962 | 0 | 529.4304 | -0.0058291 | 528.7708 | -0.0012243
| 530.836 | 0.09658 | 526.1521 | 0.036819 | 526.15 | 0.22642 | 530.836 | 0.10226 | 526.1521 | 0.36903 | 530.836 | 0.25717 | 539.7701 | 1.5842 | 530.836 | 6.2431 | 530.836 | 4.583 | 530.2979 | 7.5541 | 530.836 | 0.010002 | 530.836 | 0.59364 | 526.1521 | 0.060929 | 530.836 | 0.014858 | 530.2979 | 0.026739 | 529.2198 | 0 | 529.6569 | 0.0099347 | 528.9951 | 0.028419
| 531.0614 | -0.024465 | 526.3731 | 0.022314 | 526.37 | 0 | 531.0614 | 0.030026 | 526.3731 | 0.32522 | 531.0614 | 0.24737 | 539.9948 | 1.558 | 531.0614 | 6.1116 | 531.0614 | 4.5642 | 530.5236 | 7.5515 | 531.0614 | 0 | 531.0614 | 0.60605 | 526.3731 | 0.020588 | 531.0614 | -0.0071857 | 530.5236 | -0.0049742 | 529.4434 | 0 | 529.8835 | -0.0042182 | 529.2192 | -0.0022253
| 531.2868 | 0.14583 | 526.5941 | 0.039537 | 526.59 | 0 | 531.2868 | 0.092504 | 526.5941 | 0.33566 | 531.2868 | 0.25012 | 540.2195 | 1.54 | 531.2868 | 6.0641 | 531.2868 | 4.5822 | 530.7493 | 7.619 | 531.2868 | 0.013598 | 531.2868 | 0.62204 | 526.5941 | 0.0050312 | 531.2868 | 0.009799 | 530.7493 | 0.035711 | 529.667 | 0 | 530.1101 | 0.010433 | 529.4435 | 0.02766
| 531.5122 | -0.044747 | 526.8151 | 0.012708 | 526.82 | 0 | 531.5122 | 0.034422 | 526.8151 | 0.34645 | 531.5122 | 0.23354 | 540.4443 | 1.499 | 531.5122 | 5.9804 | 531.5122 | 4.5647 | 530.975 | 7.6089 | 531.5122 | 0 | 531.5122 | 0.61148 | 526.8151 | -0.036596 | 531.5122 | -0.0094494 | 530.975 | -0.0078823 | 529.8906 | 0 | 530.3367 | -0.0056972 | 529.6678 | -0.0029814
| 531.7377 | 0.10836 | 527.0361 | 0.030147 | 527.04 | 0 | 531.7377 | 0.082331 | 527.0361 | 0.36074 | 531.7377 | 0.23917 | 540.6691 | 1.4932 | 531.7377 | 5.9159 | 531.7377 | 4.585 | 531.2007 | 7.6157 | 531.7377 | 0.0082843 | 531.7377 | 0.6354 | 527.0361 | 0.051322 | 531.7377 | 0.025669 | 531.2007 | 0.035708 | 530.1143 | 0 | 530.5634 | 0.011367 | 529.892 | 0.029289
| 531.9631 | -0.057461 | 527.2571 | 0.040031 | 527.26 | 0 | 531.9631 | 0 | 527.2571 | 0.26518 | 531.9631 | 0.21822 | 540.8939 | 1.4678 | 531.9631 | 5.8251 | 531.9631 | 4.5943 | 531.4264 | 7.6094 | 531.9631 | 0 | 531.9631 | 0.6401 | 527.2571 | -0.019044 | 531.9631 | -0.0070836 | 531.4264 | -0.033895 | 530.3379 | 0 | 530.79 | -0.0055577 | 530.1163 | 0.0014576
| 532.1886 | 0.099451 | 527.4782 | 0.044479 | 527.48 | 0 | 532.1886 | 0.081556 | 527.4782 | 0.30124 | 532.1886 | 0.22487 | 541.1187 | 1.4663 | 532.1885 | 5.7376 | 532.1886 | 4.5677 | 531.6522 | 7.5469 | 532.1886 | 0.0090137 | 532.1885 | 0.64094 | 527.4782 | 0.048744 | 532.1885 | 0.011052 | 531.6522 | 0.017174 | 530.5615 | 0 | 531.0167 | 0.010597 | 530.3406 | 0.030256
| 532.414 | -0.019523 | 527.6992 | 0.022776 | 527.7 | 0 | 532.414 | 0.043882 | 527.6992 | 0.29721 | 532.414 | 0.21302 | 541.3434 | 1.4187 | 532.414 | 5.6221 | 532.414 | 4.5347 | 531.878 | 7.5415 | 532.414 | 0 | 532.414 | 0.64366 | 527.6992 | -0.018916 | 532.414 | -0.016336 | 531.878 | -0.030804 | 530.7852 | 0 | 531.2433 | -0.0053355 | 530.5649 | -0.0030285
| 532.6395 | 0.10734 | 527.9203 | 0.040526 | 527.92 | 0 | 532.6395 | 0.09275 | 527.9203 | 0.31057 | 532.6395 | 0.22308 | 541.5683 | 1.4238 | 532.6395 | 5.5594 | 532.6395 | 4.5658 | 532.1037 | 7.5458 | 532.6395 | 0.013083 | 532.6395 | 0.65964 | 527.9203 | 0.014956 | 532.6395 | 0.019924 | 532.1037 | 0.019644 | 531.0089 | 0 | 531.47 | 0.010598 | 530.7892 | 0.031996
| 532.865 | -0.013808 | 528.1414 | 0.033607 | 528.14 | 0 | 532.865 | 0.032241 | 528.1414 | 0.27799 | 532.865 | 0.20741 | 541.7931 | 1.3831 | 532.865 | 5.472 | 532.865 | 4.5226 | 532.3295 | 7.5168 | 532.865 | 0 | 532.865 | 0.66629 | 528.1414 | -0.012698 | 532.865 | -0.0087858 | 532.3295 | -0.026655 | 531.2325 | 0 | 531.6967 | -0.0061256 | 531.0135 | 0.0016055
| 533.0905 | 0.073528 | 528.3624 | 0.043738 | 528.36 | 0 | 533.0905 | 0.087967 | 528.3624 | 0.3317 | 533.0905 | 0.20493 | 542.0179 | 1.3718 | 533.0905 | 5.4202 | 533.0905 | 4.5464 | 532.5553 | 7.4797 | 533.0905 | 0.0069466 | 533.0905 | 0.66922 | 528.3624 | 0.033935 | 533.0905 | 0.012493 | 532.5553 | 0.014864 | 531.4562 | 0 | 531.9233 | 0.011032 | 531.2378 | 0.03825
| 533.316 | 0.017283 | 528.5836 | 0.023505 | 528.58 | 0 | 533.316 | 0.007476 | 528.5836 | 0.27282 | 533.316 | 0.1962 | 542.2428 | 1.317 | 533.316 | 5.32 | 533.316 | 4.544 | 532.7812 | 7.4943 | 533.316 | 0 | 533.316 | 0.68019 | 528.5836 | -0.010915 | 533.316 | -0.013153 | 532.7812 | -0.020719 | 531.6799 | 0 | 532.1501 | -0.0047922 | 531.4622 | 8.4629e-05
| 533.5416 | 0.10734 | 528.8046 | 0.035584 | 528.8 | 0 | 533.5416 | 0.077805 | 528.8046 | 0.28034 | 533.5416 | 0.20226 | 542.4677 | 1.3066 | 533.5416 | 5.236 | 533.5416 | 4.5441 | 533.007 | 7.5509 | 533.5416 | 0.01069 | 533.5416 | 0.68277 | 528.8046 | 0.033448 | 533.5416 | 0.012408 | 533.007 | 0.022091 | 531.9036 | 0 | 532.3768 | 0.010859 | 531.6865 | 0.028902
| 533.7671 | 0.033219 | 529.0258 | 0.02817 | 529.03 | 0 | 533.7671 | 0.031677 | 529.0258 | 0.26794 | 533.7671 | 0.18528 | 542.6925 | 1.2876 | 533.7672 | 5.1313 | 533.7671 | 4.4825 | 533.2328 | 7.4446 | 533.7671 | 0 | 533.7672 | 0.69164 | 529.0258 | 0.026423 | 533.7672 | -0.011297 | 533.2328 | -0.0073981 | 532.1273 | 0 | 532.6035 | -0.0046121 | 531.9108 | -0.0036179
| 533.9927 | 0.092685 | 529.2469 | 0.023143 | 529.25 | 0 | 533.9927 | 0.076451 | 529.2469 | 0.29615 | 533.9927 | 0.18965 | 542.9174 | 1.2721 | 533.9927 | 5.064 | 533.9927 | 4.4975 | 533.4587 | 7.4409 | 533.9927 | 0.010539 | 533.9927 | 0.70245 | 529.2469 | 0.009586 | 533.9927 | 0.015451 | 533.4587 | 0.012741 | 532.351 | 0 | 532.8303 | 0.011382 | 532.1352 | 0.034731
| 534.2183 | -0.000546 | 529.468 | 0.029653 | 529.47 | 0 | 534.2182 | 0.0038413 | 529.468 | 0.23982 | 534.2182 | 0.17787 | 543.1423 | 1.2304 | 534.2183 | 4.9611 | 534.2183 | 4.4652 | 533.6845 | 7.3811 | 534.2182 | 0 | 534.2183 | 0.70725 | 529.468 | -0.047381 | 534.2183 | -0.015413 | 533.6845 | -0.0015753 | 532.5748 | 0 | 533.057 | -0.0030015 | 532.3596 | -0.001916
| 534.4438 | 0.12659 | 529.6892 | 0.047692 | 529.69 | 0 | 534.4438 | 0.080355 | 529.6891 | 0.26408 | 534.4438 | 0.18412 | 543.3672 | 1.2202 | 534.4438 | 4.9023 | 534.4438 | 4.4949 | 533.9104 | 7.408 | 534.4438 | 0.01067 | 534.4438 | 0.72067 | 529.6891 | 0.032329 | 534.4438 | 0.010248 | 533.9104 | 0.031083 | 532.7985 | 0 | 533.2838 | 0.009244 | 532.584 | 0.030677
| 534.6694 | -0.042453 | 529.9103 | 0.025946 | 529.91 | 0 | 534.6694 | 0.015199 | 529.9103 | 0.26776 | 534.6694 | 0.17456 | 543.5921 | 1.1863 | 534.6694 | 4.8184 | 534.6694 | 4.4518 | 534.1363 | 7.3667 | 534.6694 | 0.00030488 | 534.6694 | 0.72937 | 529.9103 | -0.0030035 | 534.6694 | -0.0093209 | 534.1363 | -0.021482 | 533.0222 | 0 | 533.5106 | -0.0036875 | 532.8084 | 0.0023352
| 534.895 | 0.098272 | 530.1315 | 0.051151 | 530.13 | 0 | 534.895 | 0.079354 | 530.1315 | 0.23375 | 534.895 | 0.17669 | 543.817 | 1.1834 | 534.895 | 4.7475 | 534.895 | 4.4589 | 534.3622 | 7.3374 | 534.895 | 0.0062998 | 534.895 | 0.74359 | 530.1315 | 0.040391 | 534.895 | 0.012342 | 534.3622 | 0.025594 | 533.246 | 0 | 533.7374 | 0.0092784 | 533.0328 | 0.029966
| 535.1206 | -0.023201 | 530.3527 | 0.03163 | 530.35 | 0 | 535.1207 | 0.013931 | 530.3527 | 0.20413 | 535.1207 | 0.16484 | 544.0419 | 1.1275 | 535.1207 | 4.6841 | 535.1206 | 4.4645 | 534.5881 | 7.308 | 535.1207 | 0 | 535.1207 | 0.75052 | 530.3527 | -0.016686 | 535.1207 | -0.013688 | 534.5882 | -0.018542 | 533.4698 | 0 | 533.9642 | -0.0026348 | 533.2572 | 0.0012671
| 535.3463 | 0.11545 | 530.5738 | 0.047692 | 530.57 | 0 | 535.3463 | 0.076282 | 530.5739 | 0.21876 | 535.3463 | 0.17198 | 544.2669 | 1.1283 | 535.3463 | 4.6268 | 535.3463 | 4.4613 | 534.8141 | 7.3468 | 535.3463 | 0.01102 | 535.3463 | 0.76271 | 530.5739 | 0.064338 | 535.3463 | 0.014977 | 534.8141 | 0.03142 | 533.6935 | 0 | 534.191 | 0.011325 | 533.4816 | 0.025878
| 535.5719 | -0.029813 | 530.795 | 0.031383 | 530.8 | 0 | 535.5719 | 0.01903 | 530.795 | 0.21651 | 535.5719 | 0.1552 | 544.4918 | 1.1038 | 535.5719 | 4.5865 | 535.5719 | 4.4693 | 535.04 | 7.4021 | 535.5719 | 0 | 535.5719 | 0.77157 | 530.795 | -0.054798 | 535.5719 | -0.012323 | 535.04 | -0.02549 | 533.9174 | 0 | 534.4178 | -0.0050705 | 533.7061 | -0.0043628
| 535.7976 | 0.092248 | 531.0162 | 0.049422 | 531.02 | 0 | 535.7976 | 0.057838 | 531.0162 | 0.27834 | 535.7976 | 0.16112 | 544.7168 | 1.0949 | 535.7976 | 4.5346 | 535.7976 | 4.4856 | 535.266 | 7.3926 | 535.7976 | 0.013891 | 535.7976 | 0.78578 | 531.0162 | 0.0107 | 535.7976 | 0.015532 | 535.266 | 0.032861 | 534.1412 | 0 | 534.6446 | 0.0095805 | 533.9305 | 0.031274
| 536.0232 | 0.031141 | 531.2375 | 0.015514 | 531.24 | 0 | 536.0233 | 0 | 531.2375 | 0.23069 | 536.0233 | 0.15576 | 544.9418 | 1.0581 | 536.0233 | 4.4947 | 536.0232 | 4.5005 | 535.4919 | 7.4118 | 536.0233 | 0 | 536.0233 | 0.79477 | 531.2375 | 0.023354 | 536.0232 | -0.010146 | 535.4919 | -0.010297 | 534.3649 | 0 | 534.8715 | -0.0028517 | 534.155 | 0.00099946
| 536.2489 | 0.10937 | 531.4587 | 0.044232 | 531.46 | 0 | 536.2489 | 0.076728 | 531.4587 | 0.23709 | 536.2489 | 0.16166 | 545.1667 | 1.0639 | 536.2489 | 4.4541 | 536.2489 | 4.5618 | 535.7179 | 7.4223 | 536.2489 | 0.013389 | 536.2489 | 0.78981 | 531.4587 | 0.050418 | 536.2489 | 0.014332 | 535.7179 | 0.014945 | 534.5888 | 0 | 535.0983 | 0.01051 | 534.3795 | 0.025907
| 536.4746 | 0.023944 | 531.6799 | 0.023965 | 531.68 | 0 | 536.4746 | 0.015927 | 531.6799 | 0.21409 | 536.4746 | 0.14982 | 545.3918 | 1.041 | 536.4746 | 4.3996 | 536.4746 | 4.5321 | 535.9439 | 7.4016 | 536.4746 | 0.0017196 | 536.4746 | 0.80865 | 531.6799 | -0.050137 | 536.4746 | -0.0094085 | 535.9439 | -0.0077129 | 534.8126 | 0 | 535.3252 | -0.0042713 | 534.6039 | 0.0039195
| 536.7003 | 0.13772 | 531.9012 | 0.04868 | 531.9 | 0 | 536.7003 | 0.067594 | 531.9012 | 0.22867 | 536.7003 | 0.15663 | 545.6168 | 1.0435 | 536.7003 | 4.3341 | 536.7003 | 4.5155 | 536.1699 | 7.4237 | 536.7003 | 0.015396 | 536.7003 | 0.82198 | 531.9012 | 0.036788 | 536.7003 | 0.014446 | 536.1699 | 0.035523 | 535.0364 | 0 | 535.5521 | 0.010084 | 534.8285 | 0.028101
| 536.9261 | 0.014995 | 532.1225 | 0.02321 | 532.12 | 0 | 536.926 | 0.026692 | 532.1225 | 0.21768 | 536.926 | 0.14624 | 545.8418 | 1.0132 | 536.926 | 4.265 | 536.9261 | 4.5154 | 536.3959 | 7.4274 | 536.926 | 0 | 536.926 | 0.82828 | 532.1225 | 0.015973 | 536.926 | -0.0064684 | 536.3959 | -0.014738 | 535.2603 | 0 | 535.779 | -0.004279 | 535.053 | -0.0018678
| 537.1518 | 0.087419 | 532.3438 | 0.043738 | 532.34 | 0 | 537.1518 | 0.088089 | 532.3438 | 0.2281 | 537.1518 | 0.14743 | 546.0668 | 1.0173 | 537.1518 | 4.2238 | 537.1518 | 4.5182 | 536.622 | 7.4247 | 537.1518 | 0.01361 | 537.1518 | 0.83271 | 532.3438 | 0.068103 | 537.1518 | 0.01143 | 536.622 | 0.027198 | 535.4841 | 0 | 536.0059 | 0.010227 | 535.2775 | 0.028357
| 537.3775 | 0.022236 | 532.565 | 0.021093 | 532.57 | 0 | 537.3775 | 0 | 532.565 | 0.17951 | 537.3775 | 0.14237 | 546.2919 | 1.0016 | 537.3775 | 4.1796 | 537.3775 | 4.5611 | 536.848 | 7.4743 | 537.3775 | 0.00608 | 537.3775 | 0.83941 | 532.565 | 0.011074 | 537.3775 | -0.0056372 | 536.848 | -0.022139 | 535.708 | 0 | 536.2328 | -0.0045689 | 535.502 | 0.00058954
| 537.6033 | 0.10532 | 532.7863 | 0.063507 | 532.79 | 0 | 537.6033 | 0.069921 | 532.7863 | 0.2129 | 537.6033 | 0.14386 | 546.5169 | 1.0022 | 537.6033 | 4.1646 | 537.6033 | 4.5753 | 537.0741 | 7.5203 | 537.6033 | 0.012872 | 537.6033 | 0.87616 | 532.7863 | 0.039706 | 537.6033 | 0.0095169 | 537.0741 | 0.013798 | 535.9319 | 0 | 536.4597 | 0.0087417 | 535.7266 | 0.03155
| 537.829 | -0.0092785 | 533.0076 | 0.0099583 | 533.01 | 0 | 537.829 | 0.005149 | 533.0076 | 0.19688 | 537.829 | 0.13419 | 546.7419 | 0.9649 | 537.829 | 4.1081 | 537.829 | 4.6015 | 537.3001 | 7.5375 | 537.829 | 0 | 537.829 | 0.87788 | 533.0076 | 0.050514 | 537.829 | -0.0072587 | 537.3001 | -0.019304 | 536.1558 | 0 | 536.6867 | -0.0056912 | 535.9511 | -0.0039707
| 538.0548 | 0.093311 | 533.2289 | 0.039784 | 533.23 | 0 | 538.0548 | 0.089852 | 533.2289 | 0.23421 | 538.0548 | 0.1333 | 546.967 | 0.9602 | 538.0548 | 4.0632 | 538.0548 | 4.6109 | 537.5262 | 7.5639 | 538.0548 | 0.014818 | 538.0548 | 0.88926 | 533.2289 | 0.028509 | 538.0548 | 0.017995 | 537.5262 | 0.0016609 | 536.3797 | 0 | 536.9136 | 0.010427 | 536.1757 | 0.030488
| 538.2806 | 0.041125 | 533.4503 | 0.017771 | 533.45 | 0 | 538.2806 | 0.017483 | 533.4503 | 0.18688 | 538.2806 | 0.12918 | 547.1921 | 0.92727 | 538.2806 | 4.0193 | 538.2806 | 4.6032 | 537.7523 | 7.6231 | 538.2806 | 3.6826e-05 | 538.2806 | 0.90138 | 533.4503 | 0.056714 | 538.2806 | -0.0093141 | 537.7523 | -0.028586 | 536.6036 | 0 | 537.1406 | -0.0040659 | 536.4002 | -0.00042379
| 538.5064 | 0.10118 | 533.6716 | 0.043738 | 533.67 | 0 | 538.5064 | 0.082733 | 533.6716 | 0.23328 | 538.5064 | 0.1331 | 547.4172 | 0.92194 | 538.5064 | 3.9737 | 538.5064 | 4.6264 | 537.9784 | 7.6222 | 538.5064 | 0.014182 | 538.5064 | 0.92165 | 533.6716 | 0.072606 | 538.5064 | 0.016043 | 537.9784 | 0.025601 | 536.8275 | 0 | 537.3676 | 0.010556 | 536.6248 | 0.028431
| 538.7322 | 0.033466 | 533.8929 | 0.022164 | 533.89 | 0 | 538.7322 | 0.03614 | 533.8929 | 0.16895 | 538.7322 | 0.12926 | 547.6423 | 0.87097 | 538.7322 | 3.9292 | 538.7322 | 4.6485 | 538.2045 | 7.6119 | 538.7322 | 0.0037242 | 538.7322 | 0.92851 | 533.8929 | -0.025269 | 538.7322 | -0.0097346 | 538.2045 | -0.0013495 | 537.0515 | 0 | 537.5945 | -0.0052949 | 536.8494 | -0.0013175
| 538.958 | 0.082989 | 534.1143 | 0.027429 | 534.11 | 0 | 538.9581 | 0.068471 | 534.1143 | 0.18824 | 538.9581 | 0.12856 | 547.8674 | 0.86924 | 538.9581 | 3.8828 | 538.958 | 4.6865 | 538.4307 | 7.6317 | 538.9581 | 0.015516 | 538.9581 | 0.94191 | 534.1143 | 0.030481 | 538.9581 | 0.0080031 | 538.4307 | 0.010819 | 537.2754 | 0 | 537.8215 | 0.0091775 | 537.074 | 0.026518
| 539.1839 | 0.0097742 | 534.3357 | 0.033112 | 534.34 | 0 | 539.1839 | 0.016796 | 534.3357 | 0.17923 | 539.1839 | 0.12147 | 548.0925 | 0.83992 | 539.1839 | 3.8698 | 539.1839 | 4.6829 | 538.6568 | 7.7282 | 539.1839 | 0.0041162 | 539.1839 | 0.94268 | 534.3357 | 0.025098 | 539.1839 | -0.014857 | 538.6568 | -0.013725 | 537.4993 | 0 | 538.0486 | -0.004949 | 537.2986 | -9.0896e-05
| 539.4097 | 0.12456 | 534.5571 | 0.036078 | 534.56 | 0 | 539.4097 | 0.082865 | 534.5571 | 0.20221 | 539.4097 | 0.12374 | 548.3176 | 0.836 | 539.4097 | 3.82 | 539.4097 | 4.6803 | 538.883 | 7.7727 | 539.4097 | 0.018338 | 539.4097 | 0.96927 | 534.5571 | 0.060643 | 539.4097 | 0.015813 | 538.883 | 0.021944 | 537.7233 | 0 | 538.2756 | 0.0087396 | 537.5233 | 0.030737
| 539.6356 | 0.031498 | 534.7784 | 0.024307 | 534.78 | 0 | 539.6356 | 0.013868 | 534.7784 | 0.1711 | 539.6356 | 0.11746 | 548.5428 | 0.80385 | 539.6356 | 3.7507 | 539.6356 | 4.6955 | 539.1091 | 7.7651 | 539.6356 | 0.0051785 | 539.6356 | 0.98847 | 534.7784 | -0.019931 | 539.6356 | -0.0041406 | 539.1091 | -0.006588 | 537.9473 | 0 | 538.5026 | -0.003803 | 537.7479 | -0.00039028
| 539.8615 | 0.0877 | 534.9998 | 0.029653 | 535 | 0 | 539.8615 | 0.071292 | 534.9998 | 0.18485 | 539.8615 | 0.12452 | 548.7679 | 0.79005 | 539.8615 | 3.7118 | 539.8615 | 4.7056 | 539.3353 | 7.8053 | 539.8615 | 0.015972 | 539.8615 | 1.0026 | 534.9998 | 0.015738 | 539.8615 | 0.01639 | 539.3353 | 0.027276 | 538.1713 | 0 | 538.7297 | 0.0085784 | 537.9725 | 0.032029
| 540.0874 | -0.0015838 | 535.2213 | 0.017988 | 535.22 | 0 | 540.0874 | 0.018456 | 535.2213 | 0.17004 | 540.0874 | 0.11359 | 548.9931 | 0.77986 | 540.0873 | 3.661 | 540.0874 | 4.6775 | 539.5615 | 7.7805 | 540.0874 | 0.005822 | 540.0873 | 1.007 | 535.2213 | -0.012509 | 540.0873 | -0.011519 | 539.5615 | -0.015355 | 538.3953 | 0 | 538.9567 | -0.0055214 | 538.1972 | -7.4965e-05
| 540.3133 | 0.13367 | 535.4427 | 0.047692 | 535.44 | 0 | 540.3133 | 0.07353 | 535.4427 | 0.18995 | 540.3133 | 0.12141 | 549.2183 | 0.77798 | 540.3133 | 3.6277 | 540.3133 | 4.7172 | 539.7877 | 7.8004 | 540.3133 | 0.018285 | 540.3133 | 1.0158 | 535.4427 | 0.042451 | 540.3133 | 0.015937 | 539.7877 | 0.024141 | 538.6193 | 0 | 539.1838 | 0.008349 | 538.4219 | 0.026815
| 540.5392 | -0.022121 | 535.6641 | 0.023096 | 535.66 | 0 | 540.5392 | 0.016732 | 535.6641 | 0.13405 | 540.5392 | 0.10985 | 549.4435 | 0.75383 | 540.5392 | 3.5736 | 540.5392 | 4.7344 | 540.0139 | 7.7973 | 540.5392 | 0.0085769 | 540.5392 | 1.0409 | 535.6641 | 0.03186 | 540.5392 | -0.013093 | 540.0139 | -0.017222 | 538.8433 | 0 | 539.4109 | -0.0025815 | 538.6465 | -0.0027133
| 540.7651 | 0.093701 | 535.8856 | 0.038549 | 535.89 | 0 | 540.7651 | 0.075596 | 535.8856 | 0.18341 | 540.7651 | 0.11378 | 549.6686 | 0.75273 | 540.7651 | 3.5233 | 540.7651 | 4.6889 | 540.2402 | 7.7829 | 540.7651 | 0.016501 | 540.7651 | 1.0382 | 535.8856 | 0.024017 | 540.7651 | 0.013182 | 540.2402 | 0.021664 | 539.0673 | 0 | 539.6379 | 0.010109 | 538.8712 | 0.026266
| 540.991 | 0.015257 | 536.107 | 0.032618 | 536.11 | 0 | 540.991 | 0.022669 | 536.107 | 0.15187 | 540.991 | 0.1031 | 549.8939 | 0.7314 | 540.991 | 3.4701 | 540.991 | 4.6938 | 540.4664 | 7.8109 | 540.991 | 0.0052695 | 540.991 | 1.059 | 536.107 | 0.018437 | 540.991 | -0.010492 | 540.4664 | -0.018821 | 539.2913 | 0 | 539.865 | -0.004932 | 539.0959 | 0.0023858
| 541.217 | 0.1195 | 536.3284 | 0.038302 | 536.33 | 0 | 541.217 | 0.071711 | 536.3284 | 0.1801 | 541.217 | 0.11285 | 550.1191 | 0.74034 | 541.217 | 3.443 | 541.217 | 4.7396 | 540.6927 | 7.8402 | 541.217 | 0.021407 | 541.217 | 1.0873 | 536.3284 | 0.064556 | 541.217 | 0.018267 | 540.6927 | 0.025089 | 539.5153 | 0 | 540.0922 | 0.0086951 | 539.3206 | 0.030596
| 541.443 | 0.013373 | 536.5499 | 0.02817 | 536.55 | 0 | 541.443 | 0.021272 | 536.5499 | 0.13869 | 541.443 | 0.10179 | 550.3443 | 0.71258 | 541.4429 | 3.3954 | 541.443 | 4.7347 | 540.9189 | 7.8081 | 541.443 | 0.0075823 | 541.4429 | 1.0801 | 536.5499 | 0.0062572 | 541.4429 | -0.012448 | 540.9189 | -0.025807 | 539.7394 | 0 | 540.3193 | -0.004642 | 539.5453 | -0.0031828
| 541.6689 | 0.091548 | 536.7714 | 0.056094 | 536.77 | 0.47613 | 541.6689 | 0.065693 | 536.7714 | 0.19564 | 541.6689 | 0.10872 | 550.5696 | 0.71917 | 541.6689 | 3.361 | 541.6689 | 4.7439 | 541.1452 | 7.7925 | 541.6689 | 0.014942 | 541.6689 | 1.1236 | 536.7714 | 0.080305 | 541.6689 | 0.0099783 | 541.1452 | 0.018298 | 539.9634 | 0 | 540.5465 | 0.0081984 | 539.7701 | 0.025822
| 541.8949 | -0.011078 | 536.9929 | 0.026688 | 536.99 | 0 | 541.8949 | 0.0072983 | 536.9929 | 0.14752 | 541.8949 | 0.099659 | 550.7948 | 0.70004 | 541.8949 | 3.3188 | 541.8949 | 4.7606 | 541.3715 | 7.8064 | 541.8949 | 0.0095588 | 541.8949 | 1.1198 | 536.9929 | -0.024728 | 541.8949 | -0.0084238 | 541.3715 | -0.017296 | 540.1875 | 0 | 540.7736 | -0.0039998 | 539.9948 | 0.00036251
| 542.1209 | 0.13266 | 537.2144 | 0.043491 | 537.21 | 0 | 542.1209 | 0.064422 | 537.2144 | 0.17123 | 542.1209 | 0.10706 | 551.0201 | 0.69282 | 542.1209 | 3.2754 | 542.1209 | 4.7574 | 541.5978 | 7.83 | 542.1209 | 0.022093 | 542.1209 | 1.1504 | 537.2144 | 0.013436 | 542.1209 | 0.015882 | 541.5978 | 0.01944 | 540.4116 | 0 | 541.0008 | 0.0087103 | 540.2195 | 0.025849
| 542.3469 | -0.0024908 | 537.4359 | 0.044232 | 537.44 | 0 | 542.3469 | 0.024347 | 537.4359 | 0.14279 | 542.3469 | 0.093487 | 551.2454 | 0.66711 | 542.3469 | 3.2063 | 542.3469 | 4.7094 | 541.8241 | 7.7522 | 542.3469 | 0.0084641 | 542.3469 | 1.1482 | 537.4359 | -0.024413 | 542.3469 | -0.0053203 | 541.8241 | -0.028173 | 540.6357 | 0 | 541.228 | -0.0046388 | 540.4443 | -0.00038145
| 542.5729 | 0.088657 | 537.6575 | 0.04102 | 537.66 | 0 | 542.5729 | 0.065133 | 537.6575 | 0.14344 | 542.5729 | 0.097587 | 551.4706 | 0.66616 | 542.5729 | 3.1717 | 542.5729 | 4.7217 | 542.0505 | 7.7608 | 542.5729 | 0.019359 | 542.5729 | 1.1822 | 537.6575 | -0.01318 | 542.5729 | 0.012063 | 542.0505 | 0.0091675 | 540.8598 | 0 | 541.4551 | 0.0080716 | 540.6691 | 0.02522
| 542.799 | 0.00062742 | 537.879 | 0.032865 | 537.88 | 0 | 542.799 | 0 | 537.879 | 0.12712 | 542.799 | 0.094939 | 551.6959 | 0.64264 | 542.799 | 3.1206 | 542.799 | 4.6929 | 542.2768 | 7.7214 | 542.799 | 0.011574 | 542.799 | 1.1889 | 537.879 | -0.027661 | 542.7989 | -0.0074318 | 542.2768 | -0.014438 | 541.0839 | 0 | 541.6823 | -0.0028317 | 540.8939 | -0.0031272
| 543.025 | 0.082571 | 538.1005 | 0.032124 | 538.1 | 0 | 543.025 | 0.065827 | 538.1005 | 0.13564 | 543.025 | 0.097267 | 551.9212 | 0.64437 | 543.025 | 3.0839 | 543.025 | 4.7477 | 542.5032 | 7.7282 | 543.025 | 0.024689 | 543.025 | 1.2122 | 538.1005 | 0.018781 | 543.025 | 0.010357 | 542.5032 | 0.017595 | 541.308 | 0 | 541.9095 | 0.0090377 | 541.1187 | 0.026899
| 543.2511 | 0.0082203 | 538.3221 | 0.029159 | 538.32 | 0 | 543.2511 | 0.012979 | 538.3221 | 0.13189 | 543.2511 | 0.089526 | 552.1466 | 0.621 | 543.2511 | 3.0235 | 543.2511 | 4.7099 | 542.7295 | 7.7197 | 543.2511 | 0.01019 | 543.2511 | 1.2279 | 538.3221 | -0.045676 | 543.2511 | -0.013912 | 542.7295 | -0.027258 | 541.5321 | 0 | 542.1367 | -0.0050746 | 541.3434 | 0.00050331
| 543.4772 | 0.098461 | 538.5436 | 0.031877 | 538.54 | 0 | 543.4772 | 0.079013 | 538.5436 | 0.15784 | 543.4772 | 0.091953 | 552.3718 | 0.6279 | 543.4772 | 2.9863 | 543.4772 | 4.7246 | 542.9559 | 7.7112 | 543.4772 | 0.022779 | 543.4772 | 1.2544 | 538.5436 | 0.033268 | 543.4772 | 0.016112 | 542.9559 | 0.0066096 | 541.7563 | 0 | 542.364 | 0.0080719 | 541.5683 | 0.032942
| 543.7032 | 0.026688 | 538.7653 | 0.04275 | 538.77 | 0 | 543.7032 | 0.0093222 | 538.7653 | 0.12162 | 543.7032 | 0.086124 | 552.5972 | 0.59983 | 543.7032 | 2.9255 | 543.7032 | 4.6717 | 543.1823 | 7.6701 | 543.7032 | 0.011971 | 543.7032 | 1.2597 | 538.7653 | 0.04976 | 543.7033 | -0.012345 | 543.1823 | -0.0062319 | 541.9804 | 0 | 542.5912 | -0.0032368 | 541.7931 | -0.000199
| 543.9293 | 0.14785 | 538.9868 | 0.037808 | 538.99 | 0 | 543.9293 | 0.081153 | 538.9868 | 0.13928 | 543.9293 | 0.092513 | 552.8225 | 0.60109 | 543.9293 | 2.8932 | 543.9293 | 4.6907 | 543.4087 | 7.7312 | 543.9293 | 0.033393 | 543.9293 | 1.2799 | 538.9868 | 0.052507 | 543.9293 | 0.016555 | 543.4087 | 0.0080514 | 542.2046 | 0 | 542.8185 | 0.0081832 | 542.0179 | 0.029692
| 544.1554 | -0.01956 | 539.2084 | 0.021985 | 539.21 | 0 | 544.1554 | 0.027423 | 539.2084 | 0.12205 | 544.1554 | 0.079301 | 553.0479 | 0.57176 | 544.1555 | 2.8544 | 544.1554 | 4.6891 | 543.6351 | 7.718 | 544.1554 | 0.011051 | 544.1555 | 1.275 | 539.2084 | -0.038605 | 544.1555 | -0.0083117 | 543.6351 | -0.018401 | 542.4288 | 0 | 543.0457 | -0.0045457 | 542.2428 | 0.00062015
| 544.3816 | 0.10127 | 539.4301 | 0.025452 | 539.43 | 0.23501 | 544.3816 | 0.067906 | 539.4301 | 0.14331 | 544.3816 | 0.091904 | 553.2732 | 0.57411 | 544.3815 | 2.8231 | 544.3816 | 4.7193 | 543.8616 | 7.7129 | 544.3816 | 0.027193 | 544.3815 | 1.3157 | 539.4301 | 0.087001 | 544.3815 | 0.017424 | 543.8616 | 0.021303 | 542.6529 | 0 | 543.273 | 0.0088511 | 542.4677 | 0.030258
| 544.6077 | 0.032226 | 539.6517 | 0.0070009 | 539.65 | 0 | 544.6077 | 0 | 539.6517 | 0.089825 | 544.6077 | 0.079349 | 553.4986 | 0.56392 | 544.6077 | 2.7859 | 544.6077 | 4.72 | 544.088 | 7.7466 | 544.6077 | 0.013889 | 544.6077 | 1.3309 | 539.6517 | -0.0087381 | 544.6077 | -0.0058832 | 544.088 | -0.016759 | 542.8771 | 0 | 543.5003 | -0.0040713 | 542.6925 | 0.00093491
| 544.8338 | 0.095251 | 539.8733 | 0.031383 | 539.87 | 0 | 544.8338 | 0.064139 | 539.8733 | 0.12623 | 544.8338 | 0.089095 | 553.724 | 0.57051 | 544.8339 | 2.7658 | 544.8338 | 4.7394 | 544.3145 | 7.8438 | 544.8338 | 0.030025 | 544.8339 | 1.3519 | 539.8733 | 0.05451 | 544.8339 | 0.020688 | 544.3144 | 0.018972 | 543.1013 | 0 | 543.7276 | 0.0076689 | 542.9174 | 0.025965
| 545.06 | 0.013516 | 540.0949 | 0.025699 | 540.09 | 0 | 545.06 | 0.004365 | 540.0949 | 0.12921 | 545.06 | 0.07878 | 553.9494 | 0.54604 | 545.06 | 2.7329 | 545.06 | 4.7639 | 544.5409 | 7.8344 | 545.06 | 0.02072 | 545.06 | 1.3673 | 540.0949 | -0.022577 | 545.06 | -0.0084137 | 544.5409 | -0.023606 | 543.3255 | 0 | 543.9549 | -0.0033059 | 543.1423 | -0.0042654
| 545.2862 | 0.096471 | 540.3166 | 0.040031 | 540.32 | 0 | 545.2862 | 0.081201 | 540.3166 | 0.11881 | 545.2862 | 0.08324 | 554.1748 | 0.54855 | 545.2861 | 2.6965 | 545.2862 | 4.753 | 544.7674 | 7.8509 | 545.2862 | 0.02905 | 545.2861 | 1.388 | 540.3166 | 0.069755 | 545.2861 | 0.017591 | 544.7674 | 0.022324 | 543.5497 | 0 | 544.1822 | 0.007609 | 543.3672 | 0.029618
| 545.5123 | -0.0021184 | 540.5382 | 0.030641 | 540.54 | 0 | 545.5123 | 0 | 540.5382 | 0.098873 | 545.5123 | 0.075553 | 554.4002 | 0.52769 | 545.5123 | 2.6596 | 545.5123 | 4.7551 | 544.9939 | 7.8305 | 545.5123 | 0.018187 | 545.5123 | 1.4088 | 540.5382 | 0.021959 | 545.5123 | -0.010084 | 544.9939 | -0.015384 | 543.7739 | 0 | 544.4095 | -0.0030829 | 543.5921 | -0.00050894
| 545.7385 | 0.11038 | 540.7599 | 0.036325 | 540.76 | 0 | 545.7385 | 0.069347 | 540.7599 | 0.1506 | 545.7385 | 0.080854 | 554.6257 | 0.52487 | 545.7385 | 2.6374 | 545.7385 | 4.7803 | 545.2204 | 7.8516 | 545.7385 | 0.031957 | 545.7385 | 1.4255 | 540.7599 | 0.02286 | 545.7385 | 0.02063 | 545.2204 | 0.017226 | 543.9982 | 0 | 544.6369 | 0.007323 | 543.817 | 0.026787
| 545.9647 | -0.0067584 | 540.9816 | 0.029406 | 540.98 | 0 | 545.9647 | 0.015745 | 540.9816 | 0.10589 | 545.9647 | 0.070182 | 554.8511 | 0.50056 | 545.9647 | 2.5842 | 545.9647 | 4.7797 | 545.4469 | 7.8405 | 545.9647 | 0.022313 | 545.9647 | 1.4424 | 540.9816 | 0.011999 | 545.9647 | -0.012681 | 545.4469 | -0.0007349 | 544.2224 | 0 | 544.8643 | -0.0028144 | 544.0419 | -0.003186
| 546.191 | 0.087833 | 541.2033 | 0.054858 | 541.2 | 0 | 546.191 | 0.058282 | 541.2032 | 0.14817 | 546.191 | 0.077436 | 555.0765 | 0.50386 | 546.191 | 2.5484 | 546.191 | 4.7878 | 545.6734 | 7.8655 | 546.191 | 0.033099 | 546.191 | 1.4621 | 541.2032 | 0.083921 | 546.191 | 0.013733 | 545.6734 | 0.01584 | 544.4467 | 0 | 545.0917 | 0.0075469 | 544.2669 | 0.028923
| 546.4172 | -0.0095273 | 541.425 | 0.019807 | 541.42 | 0 | 546.4172 | 0.015036 | 541.425 | 0.12132 | 546.4172 | 0.073502 | 555.302 | 0.48331 | 546.4172 | 2.5185 | 546.4172 | 4.7727 | 545.9 | 7.8244 | 546.4172 | 0.021809 | 546.4172 | 1.4841 | 541.425 | -0.0099705 | 546.4172 | -0.0055149 | 545.9 | -0.0083481 | 544.671 | 0 | 545.319 | -0.003135 | 544.4918 | 0.0012373
| 546.6434 | 0.075768 | 541.6467 | 0.054611 | 541.65 | 0 | 546.6434 | 0.056708 | 541.6467 | 0.12587 | 546.6434 | 0.075661 | 555.5275 | 0.48488 | 546.6434 | 2.4927 | 546.6434 | 4.7798 | 546.1265 | 7.8445 | 546.6434 | 0.033387 | 546.6434 | 1.4939 | 541.6467 | 0.065747 | 546.6434 | 0.019267 | 546.1265 | 0.0053732 | 544.8953 | 0 | 545.5465 | 0.0075597 | 544.7168 | 0.028686
| 546.8697 | -0.0019339 | 541.8684 | 0.029159 | 541.87 | 0 | 546.8697 | 0.00156 | 541.8684 | 0.12012 | 546.8697 | 0.066112 | 555.7529 | 0.46105 | 546.8697 | 2.4627 | 546.8697 | 4.8079 | 546.3531 | 7.8583 | 546.8697 | 0.028116 | 546.8697 | 1.5186 | 541.8684 | 0.013061 | 546.8697 | -0.0031667 | 546.3531 | -0.0079095 | 545.1195 | 0 | 545.7738 | -0.0040708 | 544.9418 | -0.0014066
| 547.0959 | 0.093249 | 542.0901 | 0.032865 | 542.09 | 0 | 547.0959 | 0.057879 | 542.0901 | 0.13293 | 547.0959 | 0.076128 | 555.9784 | 0.46011 | 547.0959 | 2.434 | 547.0959 | 4.8101 | 546.5797 | 7.8942 | 547.0959 | 0.036735 | 547.0959 | 1.5433 | 542.0901 | 0.03467 | 547.096 | 0.015999 | 546.5797 | 0.01519 | 545.3438 | 0 | 546.0012 | 0.0067651 | 545.1667 | 0.028081
| 547.3222 | 0.0073305 | 542.3119 | 0.010226 | 542.31 | 0 | 547.3222 | 0.0086806 | 542.3119 | 0.12035 | 547.3222 | 0.067628 | 556.2039 | 0.44176 | 547.3222 | 2.3897 | 547.3222 | 4.813 | 546.8063 | 7.83 | 547.3222 | 0.025382 | 547.3222 | 1.5484 | 542.3119 | 0.033244 | 547.3222 | -0.0084481 | 546.8063 | -0.012015 | 545.5681 | 0 | 546.2286 | -0.0032583 | 545.3918 | -0.0023032
| 547.5485 | 0.086824 | 542.5336 | 0.027676 | 542.53 | 0 | 547.5485 | 0.041326 | 542.5336 | 0.12799 | 547.5485 | 0.070304 | 556.4294 | 0.44772 | 547.5485 | 2.3451 | 547.5485 | 4.7958 | 547.0329 | 7.7974 | 547.5485 | 0.039502 | 547.5485 | 1.5836 | 542.5336 | 0.051661 | 547.5485 | 0.017399 | 547.0329 | 0.018065 | 545.7924 | 0 | 546.4561 | 0.0079502 | 545.6168 | 0.03041
| 547.7748 | -0.0097943 | 542.7554 | 0.032865 | 542.76 | 0 | 547.7748 | 0.017032 | 542.7554 | 0.087606 | 547.7748 | 0.064661 | 556.655 | 0.42372 | 547.7748 | 2.3125 | 547.7748 | 4.7844 | 547.2595 | 7.7938 | 547.7748 | 0.026143 | 547.7748 | 1.5982 | 542.7554 | 0.077523 | 547.7748 | -0.0045041 | 547.2595 | -0.0025501 | 546.0168 | 0 | 546.6835 | -0.0039005 | 545.8418 | 0.0023806
| 548.0011 | 0.11848 | 542.9772 | 0.049669 | 542.98 | 0 | 548.0011 | 0.051569 | 542.9772 | 0.11573 | 548.0011 | 0.07076 | 556.8805 | 0.43015 | 548.0011 | 2.2777 | 548.0011 | 4.7828 | 547.4861 | 7.807 | 548.0011 | 0.038845 | 548.0011 | 1.6117 | 542.9772 | 0.11258 | 548.0011 | 0.01361 | 547.4861 | 0.02273 | 546.2411 | 0 | 546.911 | 0.0062782 | 546.0668 | 0.029115
| 548.2274 | -0.00028943 | 543.199 | 0.012231 | 543.2 | 0 | 548.2274 | 0.0091001 | 543.199 | 0.11148 | 548.2274 | 0.062059 | 557.106 | 0.41573 | 548.2274 | 2.2433 | 548.2274 | 4.7747 | 547.7128 | 7.7775 | 548.2274 | 0.031499 | 548.2274 | 1.6341 | 543.199 | 0.050866 | 548.2274 | -0.0079696 | 547.7128 | -0.014704 | 546.4655 | 0 | 547.1385 | -0.0031088 | 546.2919 | -0.002647
| 548.4538 | 0.062051 | 543.4208 | 0.049422 | 543.42 | 0 | 548.4538 | 0.045011 | 543.4208 | 0.11461 | 548.4538 | 0.069041 | 557.3316 | 0.41855 | 548.4538 | 2.2059 | 548.4538 | 4.7755 | 547.9394 | 7.811 | 548.4538 | 0.042736 | 548.4538 | 1.6566 | 543.4208 | 0.10502 | 548.4538 | 0.015472 | 547.9394 | 0.022628 | 546.6898 | 0 | 547.366 | 0.0076509 | 546.5169 | 0.029056
| 548.6801 | -0.017369 | 543.6426 | 0.021215 | 543.64 | 0 | 548.6801 | 0.0081395 | 543.6426 | 0.11101 | 548.6801 | 0.059729 | 557.5571 | 0.39785 | 548.6801 | 2.176 | 548.6801 | 4.7827 | 548.1661 | 7.8068 | 548.6801 | 0.033057 | 548.6801 | 1.6828 | 543.6426 | -0.033096 | 548.6801 | -0.012113 | 548.1661 | -0.025927 | 546.9142 | 0 | 547.5934 | -0.0036674 | 546.7419 | -0.0014683
| 548.9065 | 0.098081 | 543.8644 | 0.05214 | 543.86 | 0 | 548.9065 | 0.053607 | 543.8644 | 0.097432 | 548.9065 | 0.063907 | 557.7827 | 0.40726 | 548.9065 | 2.144 | 548.9065 | 4.7975 | 548.3928 | 7.7767 | 548.9065 | 0.045891 | 548.9065 | 1.6996 | 543.8644 | 0.0092196 | 548.9065 | 0.012105 | 548.3928 | 0.017448 | 547.1385 | 0 | 547.821 | 0.0063494 | 546.967 | 0.029763
| 549.1329 | 0.026002 | 544.0862 | 0.018727 | 544.09 | 0 | 549.1329 | 0.02704 | 544.0862 | 0.1123 | 549.1329 | 0.063168 | 558.0083 | 0.38875 | 549.1329 | 2.1051 | 549.1329 | 4.7573 | 548.6194 | 7.7388 | 549.1329 | 0.040406 | 549.1329 | 1.7005 | 544.0862 | 0.00087147 | 549.1329 | -0.0025658 | 548.6195 | -0.0053175 | 547.3629 | 0 | 548.0485 | -0.0027706 | 547.1921 | -0.00059333
| 549.3592 | 0.10532 | 544.308 | 0.030394 | 544.31 | 0 | 549.3592 | 0.061096 | 544.308 | 0.1375 | 549.3592 | 0.061268 | 558.2339 | 0.39565 | 549.3593 | 2.0724 | 549.3592 | 4.7556 | 548.8462 | 7.7385 | 549.3592 | 0.043098 | 549.3593 | 1.7413 | 544.308 | 0.045933 | 549.3592 | 0.013585 | 548.8461 | 0.017944 | 547.5873 | 0 | 548.2761 | 0.0072634 | 547.4172 | 0.027336
| 549.5856 | 0.03931 | 544.5299 | 0.014479 | 544.53 | 0 | 549.5856 | 0.018956 | 544.5299 | 0.079211 | 549.5856 | 0.056792 | 558.4595 | 0.38185 | 549.5856 | 2.0496 | 549.5856 | 4.7698 | 549.0729 | 7.7143 | 549.5856 | 0.03688 | 549.5856 | 1.7667 | 544.5299 | -0.0060991 | 549.5856 | -0.0076311 | 549.0729 | -0.015561 | 547.8117 | 0 | 548.5036 | -0.0030656 | 547.6423 | -0.0030822
| 549.8121 | 0.079448 | 544.7518 | 0.049916 | 544.75 | 0 | 549.8121 | 0.059273 | 544.7518 | 0.11789 | 549.8121 | 0.062413 | 558.6851 | 0.38718 | 549.8121 | 2.0316 | 549.8121 | 4.8199 | 549.2996 | 7.7298 | 549.8121 | 0.047979 | 549.8121 | 1.7724 | 544.7518 | 0.022761 | 549.8121 | 0.017205 | 549.2996 | 0.022625 | 548.0361 | 0 | 548.7311 | 0.0066122 | 547.8674 | 0.030276
| 550.0385 | -0.010792 | 544.9736 | 0.040279 | 544.97 | 0 | 550.0385 | 0.015782 | 544.9736 | 0.059752 | 550.0385 | 0.055487 | 558.9108 | 0.37135 | 550.0385 | 2.0031 | 550.0385 | 4.8256 | 549.5263 | 7.747 | 550.0385 | 0.038802 | 550.0385 | 1.788 | 544.9736 | -0.028384 | 550.0385 | -0.0090764 | 549.5263 | -0.019359 | 548.2606 | 0 | 548.9587 | -0.0034448 | 548.0925 | 0.0017324
| 550.2649 | 0.068203 | 545.1956 | 0.042008 | 545.2 | 0 | 550.2649 | 0.040129 | 545.1956 | 0.10358 | 550.2649 | 0.058122 | 559.1364 | 0.37856 | 550.2649 | 1.9854 | 550.2649 | 4.8342 | 549.7531 | 7.7228 | 550.2649 | 0.054922 | 550.2649 | 1.835 | 545.1956 | 0.050682 | 550.2649 | 0.012227 | 549.7531 | 0.021944 | 548.485 | 0 | 549.1863 | 0.0065044 | 548.3176 | 0.028074
| 550.4914 | 0.046643 | 545.4174 | 0.032371 | 545.42 | 0 | 550.4914 | 0.01455 | 545.4174 | 0.089264 | 550.4914 | 0.05456 | 559.3621 | 0.35802 | 550.4913 | 1.9571 | 550.4914 | 4.8658 | 549.9798 | 7.7415 | 550.4914 | 0.045084 | 550.4913 | 1.8363 | 545.4174 | -0.0014035 | 550.4913 | -0.0060112 | 549.9799 | -0.0065438 | 548.7095 | 0 | 549.4139 | -0.002627 | 548.5428 | -6.4817e-05
| 550.7178 | 0.10633 | 545.6393 | 0.023209 | 545.64 | 0 | 550.7178 | 0.068339 | 545.6393 | 0.1156 | 550.7178 | 0.056274 | 559.5877 | 0.3668 | 550.7178 | 1.9375 | 550.7178 | 4.8702 | 550.2066 | 7.7774 | 550.7178 | 0.056336 | 550.7178 | 1.8731 | 545.6393 | 0.077536 | 550.7178 | 0.020038 | 550.2066 | 0.016904 | 548.9339 | 0 | 549.6415 | 0.0078043 | 548.7679 | 0.0274
| 550.9443 | 0.024686 | 545.8613 | 0.019251 | 545.86 | 0 | 550.9443 | 0.016122 | 545.8613 | 0.08843 | 550.9443 | 0.054599 | 559.8134 | 0.34798 | 550.9443 | 1.9071 | 550.9443 | 4.874 | 550.4334 | 7.7603 | 550.9443 | 0.04675 | 550.9443 | 1.8781 | 545.8613 | -0.010505 | 550.9443 | -0.0075097 | 550.4334 | -0.0050799 | 549.1584 | 0 | 549.8691 | -0.0033603 | 548.9931 | 0.0030614
| 551.1708 | 0.098239 | 546.0832 | 0.035584 | 546.08 | 0 | 551.1708 | 0.058814 | 546.0832 | 0.12437 | 551.1708 | 0.056559 | 560.0391 | 0.35457 | 551.1708 | 1.8849 | 551.1708 | 4.8791 | 550.6602 | 7.7922 | 551.1708 | 0.059779 | 551.1708 | 1.8998 | 546.0832 | 0.057316 | 551.1708 | 0.018081 | 550.6602 | 0.012791 | 549.3829 | 0 | 550.0967 | 0.006861 | 549.2183 | 0.029106
| 551.3973 | 0.046708 | 546.3051 | 0.017571 | 546.31 | 0 | 551.3973 | 0.038806 | 546.3051 | 0.085199 | 551.3973 | 0.051585 | 560.2648 | 0.33434 | 551.3973 | 1.8552 | 551.3973 | 4.8752 | 550.887 | 7.7831 | 551.3973 | 0.050873 | 551.3973 | 1.9333 | 546.3051 | -0.0024149 | 551.3973 | -0.0094209 | 550.887 | -0.012434 | 549.6073 | 0 | 550.3243 | -0.0029453 | 549.4435 | -0.0028268
| 551.6238 | 0.078306 | 546.527 | 0.031877 | 546.53 | 0 | 551.6238 | 0.057229 | 546.527 | 0.099183 | 551.6238 | 0.056754 | 560.4905 | 0.34202 | 551.6238 | 1.8267 | 551.6238 | 4.8723 | 551.1139 | 7.772 | 551.6238 | 0.064146 | 551.6238 | 1.9604 | 546.527 | 0.076627 | 551.6238 | 0.016357 | 551.1138 | 0.023876 | 549.8318 | 0 | 550.552 | 0.0072129 | 549.6686 | 0.02568
| 551.8503 | 0.0077224 | 546.749 | 0.024604 | 546.75 | 0 | 551.8503 | 0.016431 | 546.749 | 0.085521 | 551.8503 | 0.047332 | 560.7162 | 0.32383 | 551.8503 | 1.7937 | 551.8503 | 4.8678 | 551.3407 | 7.7451 | 551.8503 | 0.054605 | 551.8503 | 1.9844 | 546.749 | -0.035663 | 551.8503 | -0.0027807 | 551.3407 | -0.010495 | 550.0563 | 0 | 550.7797 | -0.0036378 | 549.8939 | 0.001184
| 552.0768 | 0.078332 | 546.971 | 0.042503 | 546.97 | 0 | 552.0768 | 0.050284 | 546.9709 | 0.095716 | 552.0768 | 0.053083 | 560.9419 | 0.3265 | 552.0768 | 1.7719 | 552.0768 | 4.8796 | 551.5675 | 7.7454 | 552.0768 | 0.071997 | 552.0768 | 2.0071 | 546.9709 | 0.069946 | 552.0768 | 0.022729 | 551.5675 | 0.0257 | 550.2808 | 0 | 551.0073 | 0.0064294 | 550.1191 | 0.026381
| 552.3034 | 0.023211 | 547.1929 | 0.0073285 | 547.19 | 0 | 552.3034 | 0.019859 | 547.1929 | 0.066604 | 552.3034 | 0.046376 | 561.1676 | 0.30831 | 552.3033 | 1.7366 | 552.3034 | 4.8723 | 551.7944 | 7.7341 | 552.3034 | 0.05663 | 552.3033 | 1.9985 | 547.1929 | 0.014669 | 552.3033 | -0.0090592 | 551.7944 | -0.016977 | 550.5054 | 0 | 551.235 | -0.0039715 | 550.3443 | -0.0008384
| 552.5299 | 0.1195 | 547.4149 | 0.04868 | 547.41 | 0 | 552.5299 | 0.067387 | 547.4149 | 0.10381 | 552.5299 | 0.05059 | 561.3934 | 0.31332 | 552.5299 | 1.7141 | 552.5299 | 4.8957 | 552.0213 | 7.7383 | 552.5299 | 0.072854 | 552.5299 | 2.0436 | 547.4149 | 0.10507 | 552.5299 | 0.014345 | 552.0213 | 0.017995 | 550.7299 | 0 | 551.4627 | 0.0069986 | 550.5696 | 0.026738
| 552.7565 | 0.0044429 | 547.6369 | 0.033112 | 547.64 | 0 | 552.7565 | 0.0084645 | 547.6369 | 0.075932 | 552.7565 | 0.044137 | 561.6191 | 0.30031 | 552.7565 | 1.6865 | 552.7565 | 4.8758 | 552.2482 | 7.7546 | 552.7565 | 0.062574 | 552.7565 | 2.0561 | 547.6369 | 0.039394 | 552.7565 | -0.0065787 | 552.2482 | -0.0075487 | 550.9545 | 0 | 551.6904 | -0.0039678 | 550.7948 | -0.00032034
| 552.9831 | 0.095711 | 547.8589 | 0.027923 | 547.86 | 0 | 552.9831 | 0.049959 | 547.8589 | 0.081342 | 552.9831 | 0.050732 | 561.8449 | 0.30438 | 552.983 | 1.6678 | 552.9831 | 4.8805 | 552.4751 | 7.7949 | 552.9831 | 0.074663 | 552.983 | 2.0871 | 547.8589 | 0.0010436 | 552.983 | 0.015139 | 552.4751 | 0.011984 | 551.179 | 0 | 551.9181 | 0.0075095 | 551.0201 | 0.028257
| 553.2097 | 0.0074891 | 548.0809 | 0.032865 | 548.08 | 0 | 553.2096 | 0.0098886 | 548.0809 | 0.078064 | 553.2096 | 0.045855 | 562.0707 | 0.28902 | 553.2097 | 1.6409 | 553.2097 | 4.8915 | 552.702 | 7.7771 | 553.2096 | 0.066406 | 553.2097 | 2.1123 | 548.0809 | -0.026312 | 553.2097 | -0.010299 | 552.702 | -0.012834 | 551.4036 | 0 | 552.1458 | -0.0037672 | 551.2454 | -0.0031057
| 553.4362 | 0.085376 | 548.303 | 0.024408 | 548.3 | 0 | 553.4362 | 0.053882 | 548.303 | 0.074169 | 553.4362 | 0.046659 | 562.2965 | 0.29529 | 553.4363 | 1.6166 | 553.4362 | 4.887 | 552.9289 | 7.7989 | 553.4362 | 0.078786 | 553.4363 | 2.1196 | 548.303 | 0.059562 | 553.4363 | 0.018254 | 552.9289 | 0.018759 | 551.6281 | 0 | 552.3735 | 0.0071042 | 551.4706 | 0.026237
| 553.6629 | 0.0085301 | 548.525 | 0.011419 | 548.53 | 0 | 553.6629 | 0.0087761 | 548.525 | 0.064637 | 553.6629 | 0.042151 | 562.5222 | 0.28102 | 553.6628 | 1.5851 | 553.6629 | 4.8584 | 553.1558 | 7.7949 | 553.6629 | 0.069423 | 553.6628 | 2.1356 | 548.525 | 0.013806 | 553.6628 | -0.0021838 | 553.1558 | -0.011834 | 551.8527 | 0 | 552.6013 | -0.003069 | 551.6959 | -0.00073564
| 553.8895 | 0.089222 | 548.7471 | 0.045962 | 548.75 | 0 | 553.8895 | 0.051837 | 548.7471 | 0.086396 | 553.8895 | 0.047709 | 562.7481 | 0.28619 | 553.8895 | 1.5648 | 553.8895 | 4.8809 | 553.3828 | 7.7989 | 553.8895 | 0.081784 | 553.8895 | 2.169 | 548.7471 | 0.051888 | 553.8895 | 0.019067 | 553.3828 | 0.016412 | 552.0773 | 0 | 552.8291 | 0.0069659 | 551.9212 | 0.027971
| 554.1161 | 0.018177 | 548.9691 | 0.027429 | 548.97 | 0 | 554.1161 | 0.0024498 | 548.9691 | 0.049768 | 554.1161 | 0.040245 | 562.9739 | 0.27004 | 554.1161 | 1.5403 | 554.1161 | 4.8562 | 553.6097 | 7.8428 | 554.1161 | 0.077583 | 554.1161 | 2.184 | 548.9691 | -0.033002 | 554.1161 | -0.0067069 | 553.6097 | -0.027808 | 552.3019 | 0 | 553.0568 | -0.0027597 | 552.1465 | 0.00098233
| 554.3428 | 0.10532 | 549.1912 | 0.047939 | 549.19 | 0 | 554.3428 | 0.07353 | 549.1912 | 0.1113 | 554.3428 | 0.043473 | 563.1997 | 0.27945 | 554.3428 | 1.5302 | 554.3428 | 4.9049 | 553.8367 | 7.8248 | 554.3428 | 0.085076 | 554.3428 | 2.216 | 549.1912 | 0.069017 | 554.3428 | 0.013639 | 553.8367 | 0.024556 | 552.5266 | 0 | 553.2846 | 0.0057707 | 552.3718 | 0.024406
| 554.5694 | -0.03152 | 549.4133 | 0.030641 | 549.41 | 0 | 554.5694 | 0.014243 | 549.4133 | 0.079248 | 554.5694 | 0.038652 | 563.4255 | 0.26267 | 554.5695 | 1.4982 | 554.5694 | 4.8891 | 554.0637 | 7.7957 | 554.5694 | 0.078862 | 554.5695 | 2.2376 | 549.4133 | -0.0104 | 554.5695 | -0.0075927 | 554.0637 | -0.0086508 | 552.7512 | 0 | 553.5124 | -0.0034561 | 552.5972 | 0.0010355
| 554.7961 | 0.065997 | 549.6353 | 0.033854 | 549.64 | 0 | 554.7961 | 0.051217 | 549.6353 | 0.11097 | 554.7961 | 0.041744 | 563.6514 | 0.26973 | 554.7961 | 1.4815 | 554.7961 | 4.9083 | 554.2907 | 7.7758 | 554.7961 | 0.095308 | 554.7961 | 2.2578 | 549.6353 | 0.018841 | 554.7961 | 0.016824 | 554.2907 | 0.015573 | 552.9758 | 0 | 553.7402 | 0.0062637 | 552.8225 | 0.025251
| 555.0228 | 0.013194 | 549.8574 | 0.025452 | 549.86 | 0 | 555.0228 | 0.01101 | 549.8574 | 0.082433 | 555.0228 | 0.038481 | 563.8772 | 0.25483 | 555.0228 | 1.4547 | 555.0228 | 4.925 | 554.5177 | 7.8119 | 555.0228 | 0.085829 | 555.0228 | 2.2622 | 549.8574 | -0.066091 | 555.0228 | -0.012279 | 554.5177 | -0.0017174 | 553.2004 | 0 | 553.9681 | -0.0023879 | 553.0479 | 0.00059276
| 555.2495 | 0.10532 | 550.0795 | 0.016341 | 550.08 | 0 | 555.2495 | 0.053273 | 550.0795 | 0.073458 | 555.2495 | 0.046909 | 564.1031 | 0.26016 | 555.2495 | 1.443 | 555.2495 | 4.9272 | 554.7447 | 7.8269 | 555.2495 | 0.10008 | 555.2495 | 2.308 | 550.0795 | 0.072792 | 555.2495 | 0.019191 | 554.7447 | 0.019615 | 553.425 | 0 | 554.1959 | 0.0060948 | 553.2733 | 0.02238
| 555.4762 | -0.0002456 | 550.3016 | 0.032124 | 550.3 | 0 | 555.4762 | 0.02357 | 550.3016 | 0.040536 | 555.4762 | 0.037599 | 564.329 | 0.24636 | 555.4762 | 1.4208 | 555.4762 | 4.9428 | 554.9718 | 7.8074 | 555.4762 | 0.090144 | 555.4762 | 2.3016 | 550.3016 | -0.0089873 | 555.4762 | -0.0053453 | 554.9718 | -0.010746 | 553.6497 | 0 | 554.4237 | -0.0027706 | 553.4986 | -0.0013226
| 555.7029 | 0.079275 | 550.5238 | 0.038796 | 550.52 | 0 | 555.7029 | 0.042201 | 550.5238 | 0.08129 | 555.7029 | 0.04164 | 564.5549 | 0.25389 | 555.7029 | 1.4028 | 555.7029 | 4.9425 | 555.1988 | 7.8107 | 555.7029 | 0.10281 | 555.7029 | 2.3384 | 550.5238 | 0.1169 | 555.7029 | 0.017166 | 555.1988 | 0.0049105 | 553.8744 | 0 | 554.6516 | 0.0053723 | 553.724 | 0.022972
| 555.9297 | -0.0012372 | 550.7459 | 0.019095 | 550.75 | 0 | 555.9297 | 0.012708 | 550.7459 | 0.062542 | 555.9297 | 0.036448 | 564.7808 | 0.23915 | 555.9297 | 1.3798 | 555.9297 | 4.946 | 555.4259 | 7.787 | 555.9297 | 0.099075 | 555.9297 | 2.3462 | 550.7459 | 0.01067 | 555.9297 | -0.0080855 | 555.4259 | -0.010148 | 554.0991 | 0 | 554.8795 | -0.0031367 | 553.9494 | -0.0073316
| 556.1564 | 0.074901 | 550.9681 | 0.041514 | 550.97 | 0 | 556.1564 | 0.040729 | 550.9681 | 0.087369 | 556.1564 | 0.040923 | 565.0067 | 0.24762 | 556.1564 | 1.3646 | 556.1564 | 4.9373 | 555.6529 | 7.8015 | 556.1564 | 0.11154 | 556.1564 | 2.3842 | 550.9681 | 0.070281 | 556.1564 | 0.019156 | 555.6529 | 0.016859 | 554.3238 | 0 | 555.1073 | 0.0065427 | 554.1748 | 0.044806
| 556.3832 | 0.0012587 | 551.1902 | 0.024264 | 551.19 | 0 | 556.3832 | 0.0039937 | 551.1902 | 0.05574 | 556.3832 | 0.035343 | 565.2326 | 0.23413 | 556.3832 | 1.3403 | 556.3832 | 4.9268 | 555.88 | 7.8054 | 556.3832 | 0.1053 | 556.3832 | 2.3881 | 551.1902 | -0.065452 | 556.3832 | 0.0014126 | 555.88 | -0.010658 | 554.5485 | 0 | 555.3352 | -0.0031929 | 554.4002 | 0.00021245
| 556.6099 | 0.11139 | 551.4124 | 0.048433 | 551.41 | 0 | 556.6099 | 0.050736 | 551.4124 | 0.077399 | 556.6099 | 0.042054 | 565.4586 | 0.24181 | 556.6099 | 1.3162 | 556.6099 | 4.9265 | 556.1071 | 7.7425 | 556.6099 | 0.11714 | 556.6099 | 2.4341 | 551.4124 | 0.060113 | 556.6099 | 0.019803 | 556.1071 | 0.016154 | 554.7732 | 0 | 555.5631 | 0.0062538 | 554.6257 | 0.026031
| 556.8367 | -0.010557 | 551.6346 | -0.00043973 | 551.63 | 0 | 556.8367 | 0.020515 | 551.6346 | 0.081925 | 556.8367 | 0.034777 | 565.6844 | 0.22911 | 556.8367 | 1.2952 | 556.8367 | 4.9226 | 556.3342 | 7.7379 | 556.8367 | 0.11085 | 556.8367 | 2.4484 | 551.6346 | -0.02533 | 556.8367 | -0.0094715 | 556.3342 | -0.014646 | 554.9979 | 0 | 555.791 | -0.002624 | 554.8511 | -0.0023874
| 557.0635 | 0.099183 | 551.8568 | 0.047939 | 551.86 | 0 | 557.0635 | 0.054504 | 551.8568 | 0.06396 | 557.0635 | 0.036874 | 565.9104 | 0.23507 | 557.0635 | 1.2741 | 557.0635 | 4.9363 | 556.5613 | 7.7613 | 557.0635 | 0.12688 | 557.0635 | 2.4592 | 551.8568 | 0.04438 | 557.0635 | 0.019332 | 556.5613 | 0.016302 | 555.2227 | 0 | 556.0189 | 0.0057825 | 555.0765 | 0.029078
| 557.2903 | 0.016103 | 552.079 | 0.013753 | 552.08 | 0 | 557.2903 | 0.017093 | 552.079 | 0.055026 | 557.2903 | 0.035327 | 566.1364 | 0.22268 | 557.2903 | 1.2523 | 557.2903 | 4.9258 | 556.7885 | 7.7333 | 557.2903 | 0.11963 | 557.2903 | 2.4839 | 552.079 | -0.0081031 | 557.2903 | -0.0031884 | 556.7885 | -0.0043384 | 555.4474 | 0 | 556.2469 | -0.0028624 | 555.302 | -0.0020221
| 557.5171 | 0.068807 | 552.3012 | 0.036078 | 552.3 | 0 | 557.5171 | 0.064809 | 552.3012 | 0.061528 | 557.5171 | 0.037119 | 566.3624 | 0.22864 | 557.5172 | 1.2363 | 557.5171 | 4.8944 | 557.0156 | 7.697 | 557.5171 | 0.12986 | 557.5172 | 2.5397 | 552.3012 | 0.071418 | 557.5172 | 0.024392 | 557.0156 | -0.0024538 | 555.6721 | 0 | 556.4748 | 0.0055833 | 555.5275 | 0.024104
| 557.744 | -0.01068 | 552.5234 | 0.034595 | 552.52 | 0 | 557.744 | 0.018579 | 552.5234 | 0.060338 | 557.744 | 0.029989 | 566.5883 | 0.21312 | 557.744 | 1.2107 | 557.744 | 4.8756 | 557.2428 | 7.666 | 557.744 | 0.12422 | 557.744 | 2.5048 | 552.5234 | -0.0024487 | 557.744 | -0.0054555 | 557.2428 | -0.010702 | 555.8969 | 0 | 556.7028 | -0.0036055 | 555.7529 | 0.0026282
| 557.9708 | 0.079699 | 552.7457 | 0.035831 | 552.75 | 0 | 557.9708 | 0.052641 | 552.7457 | 0.094705 | 557.9708 | 0.036443 | 566.8143 | 0.22158 | 557.9708 | 1.1991 | 557.9708 | 4.8902 | 557.4699 | 7.7203 | 557.9708 | 0.13886 | 557.9708 | 2.5743 | 552.7457 | 0.064173 | 557.9708 | 0.023638 | 557.4699 | 0.021367 | 556.1216 | 0 | 556.9307 | 0.0064333 | 555.9785 | 0.024613
| 558.1977 | 0.0036671 | 552.9679 | 0.015061 | 552.97 | 0 | 558.1977 | 0.0021213 | 552.9679 | 0.059498 | 558.1977 | 0.030134 | 567.0403 | 0.20935 | 558.1977 | 1.1775 | 558.1977 | 4.9047 | 557.6971 | 7.6982 | 558.1977 | 0.13057 | 558.1977 | 2.5853 | 552.9679 | -0.038667 | 558.1977 | -0.002559 | 557.6971 | -0.0079586 | 556.3464 | 0 | 557.1588 | -0.0030229 | 556.2039 | 0.0011554
| 558.4245 | 0.09785 | 553.1902 | 0.05041 | 553.19 | 0 | 558.4245 | 0.050657 | 553.1902 | 0.056468 | 558.4245 | 0.036466 | 567.2664 | 0.2139 | 558.4246 | 1.1586 | 558.4245 | 4.8715 | 557.9243 | 7.679 | 558.4245 | 0.14885 | 558.4246 | 2.5915 | 553.1902 | 0.027359 | 558.4246 | 0.025284 | 557.9243 | 0.012969 | 556.5712 | 0 | 557.3867 | 0.0062072 | 556.4294 | 0.024671
| 558.6514 | -0.0031324 | 553.4124 | 0.032618 | 553.41 | 0 | 558.6514 | 0.0086837 | 553.4124 | 0.03699 | 558.6514 | 0.031361 | 567.4924 | 0.20088 | 558.6514 | 1.1326 | 558.6514 | 4.8594 | 558.1515 | 7.626 | 558.6514 | 0.13729 | 558.6514 | 2.6069 | 553.4124 | 0.027709 | 558.6514 | -0.0012847 | 558.1515 | -0.0054748 | 556.796 | 0 | 557.6147 | -0.0028982 | 556.655 | -0.001885
| 558.8783 | 0.078786 | 553.6347 | 0.032618 | 553.63 | 0 | 558.8783 | 0.063002 | 553.6347 | 0.11507 | 558.8783 | 0.033434 | 567.7184 | 0.2081 | 558.8783 | 1.1168 | 558.8783 | 4.8651 | 558.3787 | 7.6097 | 558.8783 | 0.15601 | 558.8783 | 2.6205 | 553.6347 | 0.080976 | 558.8783 | 0.016682 | 558.3787 | 0.0060295 | 557.0209 | 0 | 557.8427 | 0.0068101 | 556.8805 | 0.023454
| 559.1052 | 0.026649 | 553.857 | 0.019222 | 553.86 | 0 | 559.1052 | 0.028359 | 553.857 | 0.019246 | 559.1052 | 0.031684 | 567.9445 | 0.19414 | 559.1052 | 1.0947 | 559.1052 | 4.8531 | 558.606 | 7.5748 | 559.1052 | 0.14623 | 559.1052 | 2.645 | 553.857 | -0.009083 | 559.1052 | -0.0010077 | 558.606 | -0.0054759 | 557.2457 | 0 | 558.0707 | -0.0048172 | 557.106 | 0.0014162
| 559.3321 | 0.12659 | 554.0793 | 0.04102 | 554.08 | 0 | 559.3321 | 0.070161 | 554.0793 | 0.054324 | 559.3321 | 0.034296 | 568.1705 | 0.20355 | 559.3321 | 1.0832 | 559.3321 | 4.8321 | 558.8332 | 7.585 | 559.3321 | 0.16277 | 559.3321 | 2.6783 | 554.0793 | 0.07768 | 559.3321 | 0.023181 | 558.8332 | 0.01635 | 557.4705 | 0 | 558.2988 | 0.006217 | 557.3316 | 0.02599
| 559.559 | -0.017843 | 554.3016 | 0.036078 | 554.3 | 0 | 559.559 | 0.016803 | 554.3016 | 0.033202 | 559.559 | 0.027933 | 568.3966 | 0.191 | 559.559 | 1.0569 | 559.559 | 4.8012 | 559.0604 | 7.5166 | 559.559 | 0.15327 | 559.559 | 2.6862 | 554.3016 | -0.014912 | 559.559 | 0.0038954 | 559.0604 | -0.013787 | 557.6953 | 0 | 558.5269 | -0.0032059 | 557.5571 | 0.0029131
| 559.786 | 0.077456 | 554.5239 | 0.039537 | 554.52 | 0 | 559.786 | 0.05423 | 554.5239 | 0.081177 | 559.786 | 0.034969 | 568.6227 | 0.19947 | 559.7859 | 1.0487 | 559.786 | 4.8208 | 559.2877 | 7.5466 | 559.786 | 0.1715 | 559.7859 | 2.7258 | 554.5239 | 0.0069844 | 559.7859 | 0.021554 | 559.2877 | 0.017147 | 557.9202 | 0 | 558.7549 | 0.0059634 | 557.7827 | 0.02684
| 560.0129 | -0.0044683 | 554.7462 | 0.016425 | 554.75 | 0 | 560.0129 | 0.0025778 | 554.7462 | 0.054114 | 560.0129 | 0.026916 | 568.8487 | 0.18552 | 560.0129 | 1.0268 | 560.0129 | 4.8154 | 559.515 | 7.5222 | 560.0129 | 0.16804 | 560.0129 | 2.7388 | 554.7462 | -0.032767 | 560.0129 | -0.0039599 | 559.515 | -0.016223 | 558.145 | 0 | 558.983 | -0.0035659 | 558.0083 | -0.00097712
| 560.2399 | 0.084733 | 554.9686 | 0.037066 | 554.97 | 0 | 560.2399 | 0.068107 | 554.9686 | 0.07569 | 560.2399 | 0.033855 | 569.0748 | 0.1932 | 560.2399 | 1.0127 | 560.2399 | 4.8235 | 559.7423 | 7.5347 | 560.2399 | 0.18064 | 560.2399 | 2.779 | 554.9686 | 0.062472 | 560.2399 | 0.021438 | 559.7423 | -0.011497 | 558.3699 | 0 | 559.2111 | 0.0051682 | 558.2339 | 0.026712
| 560.4669 | -0.0081469 | 555.1909 | 0.014477 | 555.19 | 0 | 560.4669 | 0.0045489 | 555.1909 | 0.044491 | 560.4669 | 0.025928 | 569.301 | 0.1805 | 560.4669 | 0.99441 | 560.4669 | 4.8254 | 559.9696 | 7.5024 | 560.4669 | 0.17554 | 560.4669 | 2.782 | 555.1909 | -0.0068595 | 560.4669 | 0.00029561 | 559.9696 | -0.014229 | 558.5948 | 0 | 559.4392 | -0.0041652 | 558.4595 | 0.00070612
| 560.6938 | 0.083885 | 555.4133 | 0.04102 | 555.41 | 0 | 560.6938 | 0.050676 | 555.4133 | 0.07433 | 560.6938 | 0.033025 | 569.5271 | 0.18865 | 560.6938 | 0.97782 | 560.6938 | 4.785 | 560.1969 | 7.4795 | 560.6938 | 0.19386 | 560.6938 | 2.8059 | 555.4133 | 0.049861 | 560.6938 | 0.028157 | 560.1969 | 0.013172 | 558.8197 | 0 | 559.6672 | 0.0063828 | 558.6851 | 0.025646
| 560.9208 | 0.016888 | 555.6356 | 0.029159 | 555.64 | 0 | 560.9208 | 0.0078681 | 555.6356 | 0.04223 | 560.9208 | 0.02477 | 569.7532 | 0.17438 | 560.9208 | 0.9606 | 560.9208 | 4.788 | 560.4242 | 7.4305 | 560.9208 | 0.18356 | 560.9208 | 2.8115 | 555.6356 | -0.010868 | 560.9208 | 0.002347 | 560.4242 | -0.023743 | 559.0446 | 0 | 559.8954 | -0.0034216 | 558.9108 | 0.00047615
| 561.1478 | 0.089568 | 555.858 | 0.033854 | 555.86 | 0 | 561.1478 | 0.063227 | 555.858 | 0.082678 | 561.1478 | 0.032088 | 569.9794 | 0.18207 | 561.1478 | 0.94582 | 561.1478 | 4.7674 | 560.6516 | 7.388 | 561.1478 | 0.2011 | 561.1478 | 2.8286 | 555.858 | 0.031819 | 561.1478 | 0.024788 | 560.6516 | 0.016254 | 559.2695 | 0 | 560.1235 | 0.0064515 | 559.1364 | 0.024734
| 561.3749 | -0.0012058 | 556.0804 | 0.021534 | 556.08 | 0 | 561.3749 | 0.010304 | 556.0804 | 0.070173 | 561.3749 | 0.023989 | 570.2055 | 0.16905 | 561.3749 | 0.92352 | 561.3749 | 4.755 | 560.8789 | 7.3589 | 561.3749 | 0.19114 | 561.3749 | 2.8283 | 556.0804 | 0.039873 | 561.3749 | 0.0020414 | 560.8789 | -0.016947 | 559.4944 | 0 | 560.3516 | -0.0024979 | 559.3621 | -0.00020676
| 561.6019 | 0.13165 | 556.3028 | 0.044232 | 556.3 | 0 | 561.6019 | 0.069584 | 556.3028 | 0.065212 | 561.6019 | 0.033054 | 570.4317 | 0.17689 | 561.6019 | 0.9158 | 561.6019 | 4.7484 | 561.1063 | 7.3897 | 561.6019 | 0.21324 | 561.6019 | 2.8698 | 556.3028 | 0.0048514 | 561.6019 | 0.030006 | 561.1063 | 0.026256 | 559.7194 | 0 | 560.5798 | 0.0061435 | 559.5877 | 0.028003
| 561.8289 | 0.0073752 | 556.5252 | 0.025699 | 556.53 | 0 | 561.8289 | 0 | 556.5252 | 0.022643 | 561.8289 | 0.022837 | 570.6578 | 0.16482 | 561.8289 | 0.89793 | 561.8289 | 4.7407 | 561.3336 | 7.3624 | 561.8289 | 0.20761 | 561.8289 | 2.8906 | 556.5252 | 0.014257 | 561.8289 | -0.0044343 | 561.3337 | -0.0088115 | 559.9443 | 0 | 560.808 | -0.003247 | 559.8134 | -0.0023114
| 562.056 | 0.085942 | 556.7476 | 0.037808 | 556.75 | 0 | 562.056 | 0.049357 | 556.7476 | 0.059548 | 562.056 | 0.032213 | 570.884 | 0.17234 | 562.056 | 0.89583 | 562.056 | 4.7769 | 561.561 | 7.4033 | 562.056 | 0.22441 | 562.056 | 2.9196 | 556.7476 | 0.076087 | 562.056 | 0.027162 | 561.561 | 0.023093 | 560.1693 | 0 | 561.0361 | 0.0075563 | 560.0391 | 0.027294
| 562.2831 | 0.0033608 | 556.97 | 0.031877 | 556.97 | 0 | 562.2831 | 0.020833 | 556.97 | 0.027257 | 562.2831 | 0.026719 | 571.1102 | 0.15666 | 562.2831 | 0.87945 | 562.2831 | 4.771 | 561.7884 | 7.3713 | 562.2831 | 0.22052 | 562.2831 | 2.9404 | 556.97 | 0.042038 | 562.2831 | 0.00093772 | 561.7884 | -0.010437 | 560.3942 | 0 | 561.2643 | -0.0024341 | 560.2648 | -0.0016964
| 562.5101 | 0.11848 | 557.1925 | 0.04868 | 557.19 | 0 | 562.5102 | 0.060086 | 557.1925 | 0.063554 | 562.5102 | 0.032558 | 571.3364 | 0.16607 | 562.5101 | 0.86908 | 562.5101 | 4.7942 | 562.0158 | 7.3925 | 562.5102 | 0.23601 | 562.5101 | 2.9687 | 557.1925 | 0.075987 | 562.5101 | 0.032835 | 562.0158 | 0.022863 | 560.6191 | 0 | 561.4925 | 0.0065035 | 560.4905 | 0.024153
| 562.7372 | 0.012274 | 557.4149 | 0.010206 | 557.41 | 0 | 562.7372 | 0 | 557.4149 | 0.039397 | 562.7372 | 0.020539 | 571.5626 | 0.15164 | 562.7372 | 0.85146 | 562.7372 | 4.777 | 562.2433 | 7.4165 | 562.7372 | 0.23672 | 562.7372 | 2.9785 | 557.4149 | -0.030779 | 562.7372 | 0.0034035 | 562.2433 | 9.0545e-05 | 560.8441 | 0 | 561.7207 | -0.0041308 | 560.7162 | 0.0022337
| 562.9643 | 0.077414 | 557.6374 | 0.042008 | 557.64 | 0 | 562.9643 | 0.04581 | 557.6374 | 0.061758 | 562.9643 | 0.029758 | 571.7889 | 0.16246 | 562.9644 | 0.8434 | 562.9643 | 4.7943 | 562.4707 | 7.3785 | 562.9643 | 0.24982 | 562.9644 | 2.9894 | 557.6374 | 0.042146 | 562.9644 | 0.029005 | 562.4707 | 0.02649 | 561.0692 | 0 | 561.949 | 0.0067149 | 560.9419 | 0.025578
| 563.1915 | 0.012531 | 557.8599 | 0.049422 | 557.86 | 0 | 563.1915 | 0.010698 | 557.8599 | 0.06422 | 563.1915 | 0.022607 | 572.0151 | 0.14819 | 563.1915 | 0.82686 | 563.1915 | 4.7876 | 562.6981 | 7.3382 | 563.1915 | 0.25037 | 563.1915 | 3.0239 | 557.8599 | 0.013489 | 563.1915 | 0.0066744 | 562.6982 | -0.0079875 | 561.2941 | 0 | 562.1772 | -0.0033245 | 561.1676 | 0.0012922
| 563.4186 | 0.066752 | 558.0823 | 0.030394 | 558.08 | 0 | 563.4186 | 0.066101 | 558.0823 | 0.071905 | 563.4186 | 0.027237 | 572.2413 | 0.1565 | 563.4186 | 0.82086 | 563.4186 | 4.7633 | 562.9256 | 7.3805 | 563.4186 | 0.2651 | 563.4186 | 3.0021 | 558.0823 | 0.058423 | 563.4186 | 0.022719 | 562.9256 | 0.027112 | 561.5191 | 0 | 562.4054 | 0.0072255 | 561.3934 | 0.024948
| 563.6457 | -0.027997 | 558.3049 | 0.022907 | 558.3 | 0 | 563.6457 | 0.0041761 | 558.3049 | 0.047285 | 563.6457 | 0.020126 | 572.4676 | 0.1449 | 563.6458 | 0.80403 | 563.6457 | 4.7835 | 563.1531 | 7.3662 | 563.6457 | 0.26442 | 563.6458 | 3.0299 | 558.3049 | 0.0070759 | 563.6458 | -0.002404 | 563.1531 | -0.020607 | 561.7441 | 0 | 562.6337 | -0.0032926 | 561.6191 | -0.0015285
| 563.8729 | 0.090886 | 558.5273 | 0.046456 | 558.53 | 0 | 563.8729 | 0.055622 | 558.5273 | 0.070609 | 563.8729 | 0.029488 | 572.6938 | 0.15305 | 563.8729 | 0.79869 | 563.8729 | 4.7675 | 563.3806 | 7.3649 | 563.8729 | 0.28322 | 563.8729 | 3.0578 | 558.5273 | 0.013887 | 563.8729 | 0.030062 | 563.3806 | 0.033717 | 561.9692 | 0 | 562.8619 | 0.0064419 | 561.8449 | 0.022377
| 564.1001 | -0.01613 | 558.7499 | 0.017869 | 558.75 | 0 | 564.1 | 0.0019146 | 558.7499 | 0.027975 | 564.1 | 0.020618 | 572.9202 | 0.14192 | 564.1 | 0.78423 | 564.1001 | 4.8027 | 563.6081 | 7.3643 | 564.1 | 0.28126 | 564.1 | 3.0991 | 558.7499 | 0.041267 | 564.1 | 0.0040946 | 563.6081 | -0.02087 | 562.1942 | 0 | 563.0902 | -0.0041471 | 562.0707 | 0.0022815
| 564.3272 | 0.060913 | 558.9724 | 0.039784 | 558.97 | 0 | 564.3272 | 0.048339 | 558.9724 | 0.083755 | 564.3272 | 0.025304 | 573.1464 | 0.15117 | 564.3272 | 0.77495 | 564.3272 | 4.8143 | 563.8356 | 7.3949 | 564.3272 | 0.30214 | 564.3272 | 3.1305 | 558.9724 | 0.088928 | 564.3272 | 0.022727 | 563.8356 | 0.01474 | 562.4193 | 0 | 563.3185 | 0.0058318 | 562.2964 | 0.023861
| 564.5544 | 0.024291 | 559.1949 | 0.016152 | 559.19 | 0 | 564.5544 | 0.018039 | 559.1949 | 0.051524 | 564.5544 | 0.021117 | 573.3727 | 0.13722 | 564.5544 | 0.76145 | 564.5544 | 4.7666 | 564.0631 | 7.3672 | 564.5544 | 0.30069 | 564.5544 | 3.1348 | 559.1949 | 0.0011948 | 564.5544 | 0.011449 | 564.0631 | 0.001799 | 562.6443 | 0 | 563.5468 | -0.0033477 | 562.5222 | 0.00054294
| 564.7816 | 0.10121 | 559.4175 | 0.036819 | 559.42 | 0 | 564.7816 | 0.049935 | 559.4175 | 0.081473 | 564.7816 | 0.026386 | 573.5991 | 0.14788 | 564.7816 | 0.74928 | 564.7816 | 4.7457 | 564.2906 | 7.368 | 564.7816 | 0.31682 | 564.7816 | 3.1494 | 559.4175 | 0.031937 | 564.7816 | 0.029353 | 564.2906 | 0.019554 | 562.8694 | 0 | 563.7752 | 0.0062619 | 562.748 | 0.023535
| 565.0088 | -0.025653 | 559.64 | 0.027429 | 559.64 | 0 | 565.0088 | 0.011879 | 559.64 | 0.028496 | 565.0088 | 0.019702 | 573.8254 | 0.13314 | 565.0088 | 0.73405 | 565.0088 | 4.7694 | 564.5182 | 7.3675 | 565.0088 | 0.31687 | 565.0088 | 3.1671 | 559.64 | 0.031871 | 565.0088 | 0.0094729 | 564.5181 | -0.012195 | 563.0945 | 0 | 564.0034 | -0.0027116 | 562.9739 | -0.0027855
| 565.236 | 0.10127 | 559.8626 | 0.03756 | 559.86 | 0 | 565.236 | 0.060526 | 559.8625 | 0.052127 | 565.236 | 0.025841 | 574.0517 | 0.14255 | 565.236 | 0.72872 | 565.236 | 4.7549 | 564.7457 | 7.3708 | 565.236 | 0.33339 | 565.236 | 3.1998 | 559.8625 | 0.057599 | 565.236 | 0.027877 | 564.7457 | 0.024374 | 563.3195 | 0 | 564.2318 | 0.0056818 | 563.1997 | 0.026325
| 565.4633 | 0.013854 | 560.0851 | 0.0023408 | 560.09 | 0 | 565.4633 | 0.018609 | 560.0851 | 0.032335 | 565.4633 | 0.018563 | 574.278 | 0.12765 | 565.4633 | 0.71265 | 565.4633 | 4.7652 | 564.9733 | 7.3882 | 565.4633 | 0.33199 | 565.4633 | 3.2101 | 560.0851 | 0.047325 | 565.4633 | 0.0042225 | 564.9733 | -0.0098738 | 563.5446 | 0 | 564.4601 | -0.0030863 | 563.4255 | 0.0018981
| 565.6905 | 0.050004 | 560.3077 | 0.021939 | 560.31 | 0 | 565.6905 | 0.050103 | 560.3077 | 0.075443 | 565.6905 | 0.026461 | 574.5044 | 0.13628 | 565.6905 | 0.70731 | 565.6905 | 4.7669 | 565.2009 | 7.4137 | 565.6905 | 0.35531 | 565.6905 | 3.2365 | 560.3077 | 0.022873 | 565.6905 | 0.027805 | 565.2009 | 0.012767 | 563.7698 | 0 | 564.6885 | 0.0077838 | 563.6514 | 0.026122
| 565.9178 | -0.0443 | 560.5303 | 0.018333 | 560.53 | 0 | 565.9178 | 0.011931 | 560.5303 | 0.041819 | 565.9178 | 0.014715 | 574.7307 | 0.12044 | 565.9178 | 0.6917 | 565.9178 | 4.7707 | 565.4284 | 7.3819 | 565.9178 | 0.35368 | 565.9178 | 3.2515 | 560.5303 | 0.055094 | 565.9178 | 0.010317 | 565.4284 | -0.023754 | 563.9949 | 0 | 564.9169 | -0.0030496 | 563.8772 | -0.0027858
| 566.145 | 0.097126 | 560.7529 | 0.038302 | 560.75 | 0 | 566.145 | 0.063534 | 560.7529 | 0.047363 | 566.145 | 0.028074 | 574.9571 | 0.13094 | 566.145 | 0.68801 | 566.145 | 4.7453 | 565.6561 | 7.383 | 566.145 | 0.37331 | 566.145 | 3.2587 | 560.7529 | 0.062768 | 566.145 | 0.035546 | 565.6561 | 0.0064575 | 564.22 | 0 | 565.1452 | 0.0068541 | 564.1031 | 0.023145
| 566.3723 | 0.032658 | 560.9755 | 0.02187 | 560.98 | 0 | 566.3723 | 0.01127 | 560.9755 | 0.050252 | 566.3723 | 0.021634 | 575.1835 | 0.11699 | 566.3723 | 0.66991 | 566.3723 | 4.7381 | 565.8837 | 7.3531 | 566.3723 | 0.37185 | 566.3723 | 3.2783 | 560.9755 | 0.016076 | 566.3723 | 0.013304 | 565.8837 | -0.0085594 | 564.4451 | 0 | 565.3736 | -0.0034972 | 564.329 | 0.00083151
| 566.5996 | 0.087301 | 561.1982 | 0.04868 | 561.2 | 0 | 566.5996 | 0.066364 | 561.1982 | 0.073801 | 566.5996 | 0.02242 | 575.4099 | 0.12718 | 566.5996 | 0.66317 | 566.5996 | 4.7232 | 566.1113 | 7.3521 | 566.5996 | 0.39154 | 566.5996 | 3.2867 | 561.1982 | 0.096759 | 566.5996 | 0.034642 | 566.1113 | 0.018984 | 564.6703 | 0 | 565.602 | 0.0058627 | 564.5549 | 0.024606
| 566.8269 | -0.032251 | 561.4208 | 0.035584 | 561.42 | 0 | 566.8269 | 0 | 561.4208 | 0.03399 | 566.8269 | 0.015013 | 575.6363 | 0.11495 | 566.8269 | 0.64664 | 566.8269 | 4.7199 | 566.3389 | 7.3299 | 566.8269 | 0.39242 | 566.8269 | 3.3455 | 561.4208 | 0.024995 | 566.8269 | 0.011768 | 566.3389 | -0.013699 | 564.8954 | 0 | 565.8304 | -0.0033936 | 564.7808 | -0.0013436
| 567.0543 | 0.068213 | 561.6434 | 0.029406 | 561.64 | 0 | 567.0542 | 0.064632 | 561.6434 | 0.064598 | 567.0542 | 0.021386 | 575.8627 | 0.12326 | 567.0543 | 0.64443 | 567.0543 | 4.7385 | 566.5666 | 7.3234 | 567.0542 | 0.41417 | 567.0543 | 3.3322 | 561.6434 | 0.050407 | 567.0543 | 0.028432 | 566.5666 | 0.012005 | 565.1206 | 0 | 566.0588 | 0.006925 | 565.0067 | 0.021106
| 567.2816 | -0.040657 | 561.8661 | 0.035089 | 561.87 | 0 | 567.2816 | 0.00023383 | 561.8661 | 0.050048 | 567.2816 | 0.019491 | 576.0891 | 0.11165 | 567.2816 | 0.63079 | 567.2816 | 4.7211 | 566.7942 | 7.3033 | 567.2816 | 0.41874 | 567.2816 | 3.3728 | 561.8661 | 0.064599 | 567.2816 | 0.011245 | 566.7943 | -0.016258 | 565.3458 | 0 | 566.2873 | -0.0042023 | 565.2326 | -0.00057352
| 567.5089 | 0.088584 | 562.0888 | 0.023303 | 562.09 | 0 | 567.5089 | 0.047142 | 562.0887 | 0.085907 | 567.5089 | 0.021251 | 576.3156 | 0.12138 | 567.5089 | 0.62618 | 567.5089 | 4.728 | 567.0219 | 7.324 | 567.5089 | 0.43895 | 567.5089 | 3.4115 | 562.0887 | 0.092811 | 567.5089 | 0.035245 | 567.0219 | 0.016208 | 565.5709 | 0 | 566.5158 | 0.0066267 | 565.4586 | 0.027106
| 567.7363 | -0.010747 | 562.3114 | 0.022284 | 562.31 | 0 | 567.7363 | 0.0019432 | 562.3114 | 0.044906 | 567.7363 | 0.015178 | 576.542 | 0.1093 | 567.7363 | 0.61119 | 567.7363 | 4.7279 | 567.2496 | 7.2898 | 567.7363 | 0.44168 | 567.7363 | 3.4134 | 562.3114 | 0.043522 | 567.7363 | 0.013894 | 567.2496 | -0.016038 | 565.7961 | 0 | 566.7442 | -0.0038369 | 565.6844 | 0.0012065
| 567.9636 | 0.088231 | 562.5341 | 0.033607 | 562.53 | 0 | 567.9636 | 0.04874 | 562.5341 | 0.058201 | 567.9636 | 0.02681 | 576.7684 | 0.11746 | 567.9636 | 0.61188 | 567.9636 | 4.7355 | 567.4773 | 7.2927 | 567.9636 | 0.46823 | 567.9636 | 3.4398 | 562.5341 | 0.089407 | 567.9636 | 0.036751 | 567.4773 | 0.0095066 | 566.0214 | 0 | 566.9727 | 0.0069117 | 565.9104 | 0.025126
| 568.191 | -0.0175 | 562.7568 | 0.013563 | 562.76 | 0 | 568.191 | 0 | 562.7568 | 0.052947 | 568.191 | 0.016459 | 576.9949 | 0.10366 | 568.191 | 0.59423 | 568.191 | 4.7065 | 567.705 | 7.2662 | 568.191 | 0.46562 | 568.191 | 3.4485 | 562.7568 | 0.02431 | 568.191 | 0.018422 | 567.705 | -0.0088876 | 566.2466 | 0 | 567.2012 | -0.0043143 | 566.1364 | 0.00045944
| 568.4184 | 0.056611 | 562.9795 | 0.04102 | 562.98 | 0 | 568.4184 | 0.064111 | 562.9795 | 0.048869 | 568.4184 | 0.024365 | 577.2214 | 0.11495 | 568.4184 | 0.58814 | 568.4184 | 4.7073 | 567.9327 | 7.2296 | 568.4184 | 0.49301 | 568.4184 | 3.4839 | 562.9795 | 0.15161 | 568.4184 | 0.036751 | 567.9328 | 0.01132 | 566.4718 | 0 | 567.4297 | 0.0066667 | 566.3624 | 0.024177
| 568.6458 | 0.015725 | 563.2022 | 0.031136 | 563.2 | 0 | 568.6458 | 0.00059247 | 563.2022 | 0.018503 | 568.6458 | 0.016962 | 577.4479 | 0.10209 | 568.6458 | 0.57455 | 568.6458 | 4.6799 | 568.1605 | 7.1805 | 568.6458 | 0.4934 | 568.6458 | 3.5121 | 563.2022 | 0.069975 | 568.6458 | 0.021936 | 568.1605 | -0.017483 | 566.697 | 0 | 567.6581 | -0.0038368 | 566.5883 | -0.00041795
| 568.8732 | 0.090507 | 563.425 | 0.030394 | 563.42 | 0 | 568.8732 | 0.041921 | 563.425 | 0.073428 | 568.8732 | 0.022895 | 577.6744 | 0.11056 | 568.8732 | 0.56796 | 568.8732 | 4.6555 | 568.3882 | 7.1445 | 568.8732 | 0.51675 | 568.8732 | 3.5192 | 563.425 | 0.10139 | 568.8732 | 0.043679 | 568.3882 | 0.016985 | 566.9222 | 0 | 567.8867 | 0.0079414 | 566.8143 | 0.022314
| 569.1006 | -0.031379 | 563.6477 | 0.024623 | 563.65 | 0 | 569.1006 | 0 | 563.6477 | 0.04265 | 569.1006 | 0.013571 | 577.9009 | 0.098012 | 569.1006 | 0.54991 | 569.1006 | 4.6284 | 568.616 | 7.1228 | 569.1006 | 0.51238 | 569.1006 | 3.5359 | 563.6477 | 0.0029115 | 569.1006 | 0.016591 | 568.616 | -0.0099893 | 567.1475 | 0 | 568.1152 | -0.0038664 | 567.0403 | 4.737e-06
| 569.3281 | 0.066314 | 563.8704 | 0.031383 | 563.87 | 0 | 569.3281 | 0.052539 | 563.8704 | 0.0528 | 569.3281 | 0.020034 | 578.1274 | 0.10789 | 569.3281 | 0.54613 | 569.3281 | 4.6538 | 568.8438 | 7.0761 | 569.3281 | 0.5387 | 569.3281 | 3.5826 | 563.8704 | 0.12352 | 569.3281 | 0.040667 | 568.8438 | 0.014532 | 567.3728 | 0 | 568.3438 | 0.0066254 | 567.2664 | 0.023309
| 569.5555 | -0.026813 | 564.0932 | 0.02087 | 564.09 | 0 | 569.5555 | 0 | 564.0932 | 0.021169 | 569.5555 | 0.014646 | 578.3539 | 0.10523 | 569.5555 | 0.53482 | 569.5555 | 4.6134 | 569.0715 | 7.0563 | 569.5555 | 0.54937 | 569.5555 | 3.591 | 564.0932 | 0.028781 | 569.5555 | 0.020599 | 569.0716 | -0.020208 | 567.5981 | 0 | 568.5723 | -0.0042031 | 567.4924 | -0.0014772
| 569.783 | 0.080434 | 564.316 | 0.032371 | 564.32 | 0 | 569.783 | 0.03964 | 564.316 | 0.060592 | 569.783 | 0.022256 | 578.5804 | 0.090327 | 569.783 | 0.53116 | 569.783 | 4.6277 | 569.2993 | 7.0472 | 569.783 | 0.56938 | 569.783 | 3.6099 | 564.316 | 0.12698 | 569.783 | 0.040064 | 569.2993 | 0.02459 | 567.8234 | 0 | 568.8008 | 0.0063577 | 567.7184 | 0.025146
| 570.0104 | 0.015974 | 564.5388 | 0.0089631 | 564.54 | 0 | 570.0104 | 0.0055196 | 564.5388 | 0.045284 | 570.0104 | 0.016842 | 578.807 | 0.10115 | 570.0104 | 0.52052 | 570.0104 | 4.6049 | 569.5271 | 7.0368 | 570.0104 | 0.57921 | 570.0104 | 3.6566 | 564.5388 | 0.033979 | 570.0104 | 0.017166 | 569.5272 | 0.0047195 | 568.0486 | 0 | 569.0294 | -0.0040784 | 567.9445 | 0.001066
| 570.2379 | 0.062952 | 564.7615 | 0.037313 | 564.76 | 0 | 570.2379 | 0.054466 | 564.7615 | 0.071846 | 570.2379 | 0.020407 | 579.0336 | 0.088132 | 570.2379 | 0.51379 | 570.2379 | 4.5793 | 569.755 | 7.0405 | 570.2379 | 0.60367 | 570.2379 | 3.6818 | 564.7615 | 0.063348 | 570.2379 | 0.046089 | 569.755 | 0.016609 | 568.2739 | 0 | 569.2581 | 0.0058282 | 568.1705 | 0.025455
| 570.4654 | -0.018454 | 564.9843 | 0.0089678 | 564.98 | 0 | 570.4654 | 0.00075436 | 564.9843 | 0.029024 | 570.4654 | 0.014431 | 579.2601 | 0.09958 | 570.4654 | 0.49806 | 570.4654 | 4.5417 | 569.9828 | 6.9452 | 570.4654 | 0.60632 | 570.4654 | 3.696 | 564.9843 | 0.08831 | 570.4654 | 0.019932 | 569.9828 | -0.0083339 | 568.4993 | 0 | 569.4866 | -0.0046412 | 568.3966 | 0.0024004
| 570.6929 | 0.07544 | 565.2071 | 0.029653 | 565.21 | 0 | 570.6929 | 0.05557 | 565.2072 | 0.048992 | 570.6929 | 0.021998 | 579.4867 | 0.083898 | 570.6929 | 0.49358 | 570.6929 | 4.5143 | 570.2106 | 6.9052 | 570.6929 | 0.63043 | 570.6929 | 3.7004 | 565.2072 | 0.07526 | 570.6929 | 0.04639 | 570.2106 | 0.029904 | 568.7245 | 0 | 569.7152 | 0.0071652 | 568.6227 | 0.024924
| 570.9204 | -0.0039312 | 565.4299 | 0.02053 | 565.43 | 0 | 570.9204 | 0.011009 | 565.4299 | 0.043228 | 570.9204 | 0.014202 | 579.7133 | 0.096914 | 570.9205 | 0.47923 | 570.9204 | 4.482 | 570.4385 | 6.8732 | 570.9204 | 0.63008 | 570.9205 | 3.7293 | 565.4299 | 0.060681 | 570.9205 | 0.025502 | 570.4385 | -0.011038 | 568.9499 | 0 | 569.9438 | -0.0025161 | 568.8488 | -0.00073314
| 571.148 | 0.072918 | 565.6528 | 0.031877 | 565.65 | 0 | 571.148 | 0.047109 | 565.6528 | 0.049051 | 571.148 | 0.019896 | 579.9399 | 0.083584 | 571.1479 | 0.47433 | 571.148 | 4.4689 | 570.6664 | 6.8621 | 571.148 | 0.65739 | 571.1479 | 3.7444 | 565.6528 | 0.10505 | 571.148 | 0.047294 | 570.6664 | 0.025879 | 569.1752 | 0 | 570.1725 | 0.0066918 | 569.0748 | 0.025274
| 571.3755 | -0.041017 | 565.8756 | 0.029406 | 565.88 | 0 | 571.3755 | 0 | 565.8756 | 0.030773 | 571.3755 | 0.013298 | 580.1665 | 0.094875 | 571.3755 | 0.46426 | 571.3755 | 4.4655 | 570.8942 | 6.8716 | 571.3755 | 0.66461 | 571.3755 | 3.7734 | 565.8756 | 0.021271 | 571.3755 | 0.024 | 570.8942 | -0.0090151 | 569.4006 | 0 | 570.4011 | -0.0042284 | 569.301 | -0.00077402
| 571.6031 | 0.074737 | 566.0984 | 0.033607 | 566.1 | 0 | 571.6031 | 0.062761 | 566.0984 | 0.053177 | 571.6031 | 0.020343 | 580.3931 | 0.081702 | 571.6031 | 0.45941 | 571.6031 | 4.4629 | 571.1221 | 6.8409 | 571.6031 | 0.6928 | 571.6031 | 3.8137 | 566.0984 | 0.12372 | 571.6031 | 0.046089 | 571.1221 | 0.022359 | 569.626 | 0 | 570.6298 | 0.0077071 | 569.5271 | 0.025238
| 571.8306 | 0.0024448 | 566.3214 | 0.0085498 | 566.32 | 0 | 571.8306 | 0.0064043 | 566.3214 | 0.031322 | 571.8306 | 0.014058 | 580.6197 | 0.0897 | 571.8306 | 0.44976 | 571.8306 | 4.473 | 571.35 | 6.8411 | 571.8306 | 0.70696 | 571.8306 | 3.8518 | 566.3214 | 0.052337 | 571.8306 | 0.028615 | 571.35 | -0.015053 | 569.8513 | 0 | 570.8585 | -0.0046239 | 569.7532 | -0.00092503
| 572.0582 | 0.14785 | 566.5442 | 0.044479 | 566.54 | 0 | 572.0582 | 0.053165 | 566.5442 | 0.065088 | 572.0582 | 0.024921 | 580.8464 | 0.078723 | 572.0582 | 0.45226 | 572.0582 | 4.4596 | 571.578 | 6.8309 | 572.0582 | 0.73904 | 572.0582 | 3.8546 | 566.5442 | 0.12648 | 572.0582 | 0.059343 | 571.5779 | 0.044539 | 570.0767 | 0 | 571.0871 | 0.0059097 | 569.9794 | 0.024128
| 572.2858 | -0.033172 | 566.7671 | 0.022903 | 566.77 | 0 | 572.2858 | 0 | 566.7671 | 0.021798 | 572.2858 | 0.010318 | 581.073 | 0.087662 | 572.2858 | 0.43377 | 572.2858 | 4.4746 | 571.8059 | 6.8157 | 572.2858 | 0.74136 | 572.2858 | 3.8738 | 566.7671 | 0.10289 | 572.2858 | 0.028999 | 571.8059 | 0.0065176 | 570.3021 | 0 | 571.3158 | -0.0040349 | 570.2055 | -0.00096501
| 572.5134 | 0.0667 | 566.99 | 0.028417 | 566.99 | 0 | 572.5134 | 0.065367 | 566.99 | 0.054817 | 572.5134 | 0.018927 | 581.2997 | 0.075743 | 572.5134 | 0.43275 | 572.5134 | 4.4461 | 572.0338 | 6.7718 | 572.5134 | 0.77105 | 572.5134 | 3.9129 | 566.99 | 0.12376 | 572.5134 | 0.049403 | 572.0338 | 0.034879 | 570.5275 | 0 | 571.5445 | 0.0079367 | 570.4317 | 0.020602
| 572.741 | -0.045673 | 567.2129 | 0.028912 | 567.21 | 0 | 572.741 | 0 | 567.2129 | 0.037864 | 572.741 | 0.008752 | 581.5264 | 0.086564 | 572.741 | 0.41853 | 572.741 | 4.4375 | 572.2618 | 6.7744 | 572.741 | 0.78618 | 572.741 | 3.9456 | 567.2129 | 0.088804 | 572.741 | 0.028186 | 572.2618 | -0.012045 | 570.7529 | 0 | 571.7732 | -0.0035216 | 570.6578 | -0.0022636
| 572.9686 | 0.056175 | 567.4358 | 0.032124 | 567.44 | 0 | 572.9686 | 0.053611 | 567.4358 | 0.053659 | 572.9686 | 0.012771 | 581.7531 | 0.073705 | 572.9686 | 0.4178 | 572.9686 | 4.411 | 572.4897 | 6.7761 | 572.9686 | 0.81114 | 572.9686 | 3.9518 | 567.4358 | 0.12776 | 572.9686 | 0.05603 | 572.4897 | 0.020583 | 570.9783 | 0 | 572.0019 | 0.0071696 | 570.884 | 0.026011
| 573.1963 | 0.026345 | 567.6587 | 0.017042 | 567.66 | 0 | 573.1963 | 0.016968 | 567.6587 | 0.032204 | 573.1963 | 0.015123 | 581.9797 | 0.0828 | 573.1963 | 0.40926 | 573.1963 | 4.4041 | 572.7177 | 6.7493 | 573.1963 | 0.83032 | 573.1963 | 3.9798 | 567.6587 | 0.067685 | 573.1963 | 0.034642 | 572.7177 | 0.0019201 | 571.2038 | 0 | 572.2306 | -0.0043385 | 571.1102 | 0.0028194
| 573.4239 | 0.080073 | 567.8817 | 0.021124 | 567.88 | 0 | 573.4239 | 0.064022 | 567.8817 | 0.060739 | 573.4239 | 0.018202 | 582.2064 | 0.070882 | 573.4239 | 0.40548 | 573.4239 | 4.4158 | 572.9457 | 6.7419 | 573.4239 | 0.85861 | 573.4239 | 4.0289 | 567.8817 | 0.087803 | 573.4239 | 0.054222 | 572.9457 | 0.01781 | 571.4292 | 0 | 572.4594 | 0.0085836 | 571.3364 | 0.023876
| 573.6516 | -0.011345 | 568.1046 | 0.0076582 | 568.1 | 0 | 573.6516 | 0.019569 | 568.1046 | 0.026695 | 573.6516 | 0.013403 | 582.4332 | 0.07888 | 573.6516 | 0.39604 | 573.6516 | 4.4023 | 573.1737 | 6.7369 | 573.6516 | 0.87287 | 573.6516 | 4.0343 | 568.1046 | 0.050878 | 573.6516 | 0.034341 | 573.1737 | -0.010696 | 571.6547 | 0 | 572.6882 | -0.0053245 | 571.5626 | 0.00078005
| 573.8792 | 0.075382 | 568.3275 | 0.036572 | 568.33 | 0 | 573.8792 | 0.04189 | 568.3275 | 0.046811 | 573.8792 | 0.016509 | 582.6599 | 0.066805 | 573.8793 | 0.39416 | 573.8792 | 4.4413 | 573.4017 | 6.7482 | 573.8792 | 0.9057 | 573.8793 | 4.0529 | 568.3275 | 0.18197 | 573.8793 | 0.060247 | 573.4017 | 0.011173 | 571.8801 | 0 | 572.9169 | 0.0076194 | 571.7889 | 0.022938
| 574.1069 | 0.033205 | 568.5505 | 0.01495 | 568.55 | 0 | 574.1069 | 0.0035194 | 568.5505 | 0.024002 | 574.1069 | 0.012205 | 582.8866 | 0.077625 | 574.1069 | 0.38427 | 574.1069 | 4.3944 | 573.6297 | 6.7377 | 574.1069 | 0.92317 | 574.1069 | 4.1003 | 568.5505 | 0.11013 | 574.1069 | 0.040667 | 573.6297 | -0.0068754 | 572.1056 | 0 | 573.1457 | -0.0035561 | 572.0151 | -0.0010719
| 574.3346 | 0.049197 | 568.7734 | 0.0075749 | 568.77 | 0 | 574.3346 | 0.05879 | 568.7734 | 0.043172 | 574.3346 | 0.016546 | 583.1133 | 0.065236 | 574.3346 | 0.38357 | 574.3346 | 4.4153 | 573.8578 | 6.7412 | 574.3346 | 0.95433 | 574.3346 | 4.1198 | 568.7734 | 0.11697 | 574.3346 | 0.061753 | 573.8578 | 0.029753 | 572.3311 | 0 | 573.3745 | 0.0066428 | 572.2413 | 0.022822
| 574.5623 | -0.0076176 | 568.9964 | 0.023089 | 569 | 0 | 574.5623 | 0 | 568.9964 | 0.031867 | 574.5623 | 0.0095041 | 583.3401 | 0.075273 | 574.5623 | 0.36981 | 574.5623 | 4.3854 | 574.0858 | 6.7217 | 574.5623 | 0.97083 | 574.5623 | 4.1762 | 568.9964 | 0.0904 | 574.5623 | 0.040667 | 574.0858 | -0.0044935 | 572.5566 | 0 | 573.6033 | -0.0044224 | 572.4676 | -0.0035294
| 574.79 | 0.086811 | 569.2194 | 0.035336 | 569.22 | 0 | 574.79 | 0.069248 | 569.2194 | 0.037444 | 574.79 | 0.020444 | 583.5669 | 0.064296 | 574.79 | 0.36799 | 574.79 | 4.3688 | 574.3139 | 6.7056 | 574.79 | 1.0116 | 574.79 | 4.1934 | 569.2194 | 0.16069 | 574.79 | 0.069887 | 574.3139 | 0.030194 | 572.7821 | 0 | 573.8321 | 0.0069703 | 572.6938 | 0.02176
| 575.0178 | -0.0075013 | 569.4424 | 0.028417 | 569.44 | 0 | 575.0178 | 0 | 569.4424 | -0.00071809 | 575.0178 | 0.01023 | 583.7936 | 0.075116 | 575.0178 | 0.35987 | 575.0178 | 4.3644 | 574.5419 | 6.6876 | 575.0178 | 1.0207 | 575.0178 | 4.2027 | 569.4424 | 0.097858 | 575.0178 | 0.045788 | 574.5419 | -0.0070483 | 573.0076 | 0 | 574.061 | -0.0038868 | 572.9202 | -0.00025219
| 575.2455 | 0.074987 | 569.6654 | 0.025699 | 569.67 | 0 | 575.2455 | 0.058601 | 569.6654 | 0.058598 | 575.2455 | 0.015101 | 584.0204 | 0.062571 | 575.2455 | 0.35752 | 575.2455 | 4.3705 | 574.77 | 6.6754 | 575.2455 | 1.0675 | 575.2455 | 4.2488 | 569.6654 | 0.074964 | 575.2455 | 0.065067 | 574.77 | 0.015149 | 573.2331 | 0 | 574.2898 | 0.0068729 | 573.1464 | 0.021256
| 575.4733 | -0.036326 | 569.8884 | 0.023189 | 569.89 | 0 | 575.4733 | 0.0035238 | 569.8884 | 0.051316 | 575.4733 | 0.0086807 | 584.2473 | 0.072607 | 575.4733 | 0.34774 | 575.4733 | 4.3528 | 574.9981 | 6.6633 | 575.4733 | 1.0811 | 575.4733 | 4.2637 | 569.8884 | 0.13134 | 575.4733 | 0.046993 | 574.9981 | 0.0034918 | 573.4586 | 0 | 574.5186 | -0.0045602 | 573.3727 | 0.0014642
| 575.701 | 0.075303 | 570.1115 | 0.032618 | 570.11 | 0 | 575.701 | 0.046728 | 570.1115 | 0.051189 | 575.701 | 0.017051 | 584.4741 | 0.0621 | 575.701 | 0.3488 | 575.701 | 4.3639 | 575.2262 | 6.6849 | 575.701 | 1.1244 | 575.701 | 4.3085 | 570.1115 | 0.14212 | 575.7011 | 0.071995 | 575.2262 | 0.02701 | 573.6842 | 0 | 574.7475 | 0.0064458 | 573.5991 | 0.027863
| 575.9288 | 0.0062723 | 570.3345 | 0.026441 | 570.33 | 0 | 575.9288 | 0 | 570.3345 | 0.047333 | 575.9288 | 0.012298 | 584.7009 | 0.071509 | 575.9288 | 0.33984 | 575.9288 | 4.3446 | 575.4543 | 6.6413 | 575.9288 | 1.1415 | 575.9288 | 4.3369 | 570.3345 | 0.12601 | 575.9288 | 0.05121 | 575.4543 | -0.0067703 | 573.9097 | 0 | 574.9764 | -0.0044817 | 573.8254 | -0.0047054
| 576.1566 | 0.085574 | 570.5576 | 0.038055 | 570.56 | 0 | 576.1566 | 0.057046 | 570.5576 | 0.051317 | 576.1566 | 0.012938 | 584.9277 | 0.058336 | 576.1566 | 0.33695 | 576.1566 | 4.3501 | 575.6825 | 6.6616 | 576.1566 | 1.1802 | 576.1566 | 4.3584 | 570.5576 | 0.19061 | 576.1566 | 0.078924 | 575.6825 | 0.016464 | 574.1353 | 0 | 575.2053 | 0.007388 | 574.0517 | 0.025674
| 576.3844 | 0.018187 | 570.7806 | 0.018562 | 570.78 | 0 | 576.3844 | 0.011981 | 570.7806 | 0.049456 | 576.3844 | 0.0091362 | 585.1545 | 0.069627 | 576.3844 | 0.3287 | 576.3844 | 4.3226 | 575.9106 | 6.6009 | 576.3844 | 1.2014 | 576.3844 | 4.3961 | 570.7806 | 0.14664 | 576.3844 | 0.051812 | 575.9106 | 0.002405 | 574.3608 | 0 | 575.4341 | -0.004995 | 574.278 | -0.0015561
| 576.6122 | 0.079689 | 571.0037 | 0.040279 | 571 | 0 | 576.6122 | 0.044398 | 571.0037 | 0.040489 | 576.6122 | 0.01942 | 585.3813 | 0.058336 | 576.6122 | 0.32871 | 576.6122 | 4.3282 | 576.1388 | 6.6333 | 576.6122 | 1.2459 | 576.6122 | 4.4313 | 571.0037 | 0.19186 | 576.6122 | 0.07802 | 576.1387 | 0.030837 | 574.5864 | 0 | 575.663 | 0.0080616 | 574.5044 | 0.02496
| 576.84 | -0.030848 | 571.2268 | 0.0084662 | 571.23 | 0 | 576.84 | 0 | 571.2268 | 0.0049868 | 576.84 | 0.0058685 | 585.6082 | 0.066805 | 576.84 | 0.31571 | 576.84 | 4.3107 | 576.3669 | 6.5946 | 576.84 | 1.2664 | 576.84 | 4.4704 | 571.2268 | 0.11857 | 576.84 | 0.058741 | 576.3669 | -0.0099215 | 574.812 | 0 | 575.892 | -0.0044977 | 574.7307 | 0.0014045
| 577.0679 | 0.094722 | 571.4499 | 0.019656 | 571.45 | 0 | 577.0679 | 0.054722 | 571.4499 | 0.030754 | 577.0679 | 0.017867 | 585.8351 | 0.056768 | 577.0679 | 0.3177 | 577.0679 | 4.325 | 576.5951 | 6.6431 | 577.0679 | 1.3152 | 577.0679 | 4.486 | 571.4499 | 0.16074 | 577.0679 | 0.084948 | 576.5951 | 0.02903 | 575.0376 | 0 | 576.1209 | 0.007011 | 574.9571 | 0.026947
| 577.2957 | -0.0045128 | 571.673 | 0.026441 | 571.67 | 0 | 577.2957 | 0 | 571.673 | 0.028718 | 577.2957 | 0.011635 | 586.062 | 0.066648 | 577.2957 | 0.30632 | 577.2957 | 4.3058 | 576.8233 | 6.6008 | 577.2957 | 1.33 | 577.2957 | 4.5186 | 571.673 | 0.1551 | 577.2957 | 0.061452 | 576.8233 | -0.0054938 | 575.2632 | 0 | 576.3498 | -0.0045746 | 575.1835 | -0.0030661
| 577.5236 | 0.067922 | 571.8961 | 0.039537 | 571.9 | 0 | 577.5236 | 0.041609 | 571.8961 | 0.068468 | 577.5236 | 0.017331 | 586.2889 | 0.053632 | 577.5236 | 0.30826 | 577.5236 | 4.3 | 577.0515 | 6.5925 | 577.5236 | 1.387 | 577.5236 | 4.5489 | 571.8961 | 0.18895 | 577.5236 | 0.086153 | 577.0515 | 0.043067 | 575.4888 | 0 | 576.5787 | 0.0069632 | 575.4099 | 0.022307
| 577.7514 | -0.0012593 | 572.1192 | 0.033112 | 572.12 | 0 | 577.7514 | 0 | 572.1192 | 0.033432 | 577.7514 | 0.012267 | 586.5158 | 0.064609 | 577.7515 | 0.29787 | 577.7514 | 4.2711 | 577.2797 | 6.5629 | 577.7514 | 1.4057 | 577.7515 | 4.5964 | 572.1192 | 0.15121 | 577.7515 | 0.071393 | 577.2797 | -0.011666 | 575.7145 | 0 | 576.8077 | -0.0044733 | 575.6363 | -0.00037104
| 577.9793 | 0.071588 | 572.3424 | 0.022635 | 572.34 | 0 | 577.9793 | 0.04556 | 572.3423 | 0.039084 | 577.9793 | 0.016823 | 586.7427 | 0.053789 | 577.9793 | 0.29708 | 577.9793 | 4.2736 | 577.5079 | 6.5595 | 577.9793 | 1.4552 | 577.9793 | 4.6049 | 572.3423 | 0.17055 | 577.9793 | 0.087057 | 577.5079 | 0.040122 | 575.9401 | 0 | 577.0367 | 0.0076796 | 575.8627 | 0.026264
| 578.2072 | 0.028737 | 572.5655 | 0.013164 | 572.57 | 0 | 578.2072 | 0.0076478 | 572.5655 | 0.03363 | 578.2072 | 0.012292 | 586.9696 | 0.063511 | 578.2072 | 0.28767 | 578.2072 | 4.2504 | 577.7362 | 6.5214 | 578.2072 | 1.4808 | 578.2072 | 4.6478 | 572.5655 | 0.19165 | 578.2072 | 0.070188 | 577.7361 | -0.0075681 | 576.1658 | 0 | 577.2657 | -0.0039878 | 576.0891 | 0.0028437
| 578.4351 | 0.049631 | 572.7886 | 0.023597 | 572.79 | 0 | 578.4351 | 0.05312 | 572.7886 | 0.025249 | 578.4351 | 0.011237 | 587.1965 | 0.050809 | 578.4351 | 0.28658 | 578.4351 | 4.2642 | 577.9644 | 6.527 | 578.4351 | 1.5314 | 578.4351 | 4.6921 | 572.7886 | 0.17424 | 578.4351 | 0.092479 | 577.9644 | 0.03865 | 576.3914 | 0 | 577.4947 | 0.0066923 | 576.3156 | 0.024305
| 578.663 | -0.031174 | 573.0118 | 0.014656 | 573.01 | 0 | 578.663 | 0.00827 | 573.0118 | 0.035926 | 578.663 | 0.008936 | 587.4235 | 0.061002 | 578.663 | 0.27856 | 578.663 | 4.2208 | 578.1927 | 6.503 | 578.663 | 1.5527 | 578.663 | 4.704 | 573.0118 | 0.17693 | 578.663 | 0.079225 | 578.1927 | 0.0026438 | 576.6171 | 0 | 577.7237 | -0.0042757 | 576.542 | -0.00092083
| 578.891 | 0.071814 | 573.235 | 0.037808 | 573.23 | 0 | 578.891 | 0.032402 | 573.235 | 0.03952 | 578.891 | 0.014729 | 587.6504 | 0.050339 | 578.8909 | 0.27864 | 578.891 | 4.2054 | 578.4209 | 6.4547 | 578.891 | 1.6026 | 578.8909 | 4.7848 | 573.235 | 0.21139 | 578.8909 | 0.098203 | 578.4209 | 0.030644 | 576.8428 | 0 | 577.9527 | 0.0072114 | 576.7684 | 0.026029
| 579.1189 | -0.00040822 | 573.4582 | 0.021768 | 573.46 | 0 | 579.1189 | 0.0059692 | 573.4582 | 0.021255 | 579.1189 | 0.01084 | 587.8774 | 0.060218 | 579.1189 | 0.2681 | 579.1189 | 4.202 | 578.6492 | 6.4534 | 579.1189 | 1.6336 | 579.1189 | 4.7982 | 573.4582 | 0.19732 | 579.1189 | 0.074706 | 578.6492 | 0.0017416 | 577.0685 | 0 | 578.1817 | -0.0040396 | 576.9949 | -0.0029692
| 579.3469 | 0.063501 | 573.6813 | 0.019508 | 573.68 | 0 | 579.3468 | 0.040988 | 573.6813 | 0.053853 | 579.3468 | 0.013011 | 588.1044 | 0.049241 | 579.3469 | 0.27118 | 579.3469 | 4.2122 | 578.8775 | 6.4348 | 579.3468 | 1.6976 | 579.3469 | 4.854 | 573.6813 | 0.19864 | 579.3469 | 0.10423 | 578.8775 | 0.018798 | 577.2941 | 0 | 578.4108 | 0.0069527 | 577.2214 | 0.025805
| 579.5748 | 0.0038366 | 573.9045 | 0.013952 | 573.9 | 0 | 579.5748 | 0.011984 | 573.9045 | 0.039899 | 579.5748 | 0.0088722 | 588.3314 | 0.058336 | 579.5748 | 0.26066 | 579.5748 | 4.1986 | 579.1058 | 6.4405 | 579.5748 | 1.731 | 579.5748 | 4.8987 | 573.9045 | 0.12679 | 579.5748 | 0.090069 | 579.1058 | 0.010111 | 577.5198 | 0 | 578.6398 | -0.0043712 | 577.4479 | -0.00024272
| 579.8028 | 0.067468 | 574.1278 | 0.026441 | 574.13 | 0.23501 | 579.8028 | 0.057001 | 574.1278 | 0.056862 | 579.8028 | 0.014581 | 588.5584 | 0.046889 | 579.8028 | 0.25931 | 579.8028 | 4.1873 | 579.3341 | 6.4181 | 579.8028 | 1.7764 | 579.8028 | 4.9111 | 574.1278 | 0.23935 | 579.8028 | 0.10965 | 579.3341 | 0.027086 | 577.7455 | 0 | 578.8689 | 0.0080365 | 577.6744 | 0.022091
| 580.0308 | -0.031827 | 574.351 | 0.020043 | 574.35 | 0 | 580.0308 | 0.018141 | 574.351 | 0.013987 | 580.0308 | 0.0079155 | 588.7853 | 0.057396 | 580.0308 | 0.24913 | 580.0308 | 4.1489 | 579.5625 | 6.389 | 580.0308 | 1.8089 | 580.0308 | 4.9648 | 574.351 | 0.16725 | 580.0308 | 0.091274 | 579.5625 | -0.0042372 | 577.9713 | 0 | 579.098 | -0.005047 | 577.9009 | 0.0019081
| 580.2588 | 0.091784 | 574.5742 | 0.039537 | 574.57 | 0 | 580.2588 | 0.042679 | 574.5742 | 0.061204 | 580.2588 | 0.013962 | 589.0123 | 0.045634 | 580.2588 | 0.25416 | 580.2588 | 4.1488 | 579.7908 | 6.3764 | 580.2588 | 1.8721 | 580.2588 | 4.9976 | 574.5742 | 0.28068 | 580.2588 | 0.11899 | 579.7908 | 0.037914 | 578.197 | 0 | 579.327 | 0.0074522 | 578.1274 | 0.024744
| 580.4868 | 0.10836 | 574.7975 | 0.042997 | 574.8 | 0 | 580.4868 | 0.050815 | 574.7975 | 0.031669 | 580.4868 | 0.015539 | 589.2394 | 0.055357 | 580.4868 | 0.24584 | 580.4868 | 4.1383 | 580.0192 | 6.3218 | 580.4868 | 1.9687 | 580.4868 | 5.0685 | 574.7975 | 0.25186 | 580.4868 | 0.12803 | 580.0192 | 0.031705 | 578.4228 | 0 | 579.5562 | 0.0066063 | 578.3539 | 0.027601
| 580.7148 | 0.0045649 | 575.0208 | 0.025699 | 575.02 | 0 | 580.7148 | 0 | 575.0208 | 0.020861 | 580.7148 | 0.0089348 | 589.4664 | 0.045477 | 580.7148 | 0.23369 | 580.7148 | 4.1252 | 580.2475 | 6.2859 | 580.7148 | 2.0205 | 580.7148 | 5.1151 | 575.0208 | 0.23443 | 580.7148 | 0.094287 | 580.2475 | 0.010933 | 578.6486 | 0 | 579.7852 | -0.0052669 | 578.5804 | -0.00037353
| 580.9428 | 0.093369 | 575.244 | 0.024711 | 575.24 | 0 | 580.9428 | 0.046632 | 575.244 | 0.049627 | 580.9428 | 0.015038 | 589.6934 | 0.054259 | 580.9428 | 0.23917 | 580.9428 | 4.107 | 580.4759 | 6.2963 | 580.9428 | 2.0772 | 580.9428 | 5.1293 | 575.244 | 0.2595 | 580.9428 | 0.13224 | 580.4759 | 0.041226 | 578.8743 | 0 | 580.0143 | 0.0075184 | 578.807 | 0.024753
| 581.1709 | -0.013574 | 575.4673 | 0.010913 | 575.47 | 0 | 581.1709 | 0.012582 | 575.4673 | 0.035788 | 581.1709 | 0.0083336 | 589.9205 | 0.043439 | 581.1709 | 0.227 | 581.1709 | 4.0952 | 580.7043 | 6.239 | 581.1709 | 2.1029 | 581.1709 | 5.1934 | 575.4673 | 0.22887 | 581.1709 | 0.11206 | 580.7043 | 0.008697 | 579.1001 | 0 | 580.2435 | -0.0045462 | 579.0336 | -0.0004763
| 581.3989 | 0.09095 | 575.6906 | 0.0299 | 575.69 | 0 | 581.3989 | 0.018021 | 575.6906 | 0.059501 | 581.3989 | 0.013975 | 590.1476 | 0.053005 | 581.3989 | 0.22987 | 581.3989 | 4.0811 | 580.9327 | 6.2249 | 581.3989 | 2.1802 | 581.3989 | 5.2255 | 575.6906 | 0.30347 | 581.3989 | 0.14158 | 580.9327 | 0.03332 | 579.3259 | 0 | 580.4726 | 0.00742 | 579.2601 | 0.024575
| 581.627 | 0.021835 | 575.9138 | 0.028912 | 575.91 | 0 | 581.627 | 0.0095538 | 575.9138 | 0.017265 | 581.627 | 0.0097948 | 590.3746 | 0.041557 | 581.627 | 0.22346 | 581.627 | 4.0879 | 581.1611 | 6.2352 | 581.627 | 2.2281 | 581.627 | 5.2667 | 575.9138 | 0.23242 | 581.627 | 0.11507 | 581.1611 | -0.0042529 | 579.5516 | 0 | 580.7018 | -0.0044046 | 579.4867 | -1.1487e-05
| 581.8551 | 0.046507 | 576.1372 | 0.039537 | 576.14 | 0 | 581.8551 | 0.048937 | 576.1371 | 0.015 | 581.8551 | 0.016308 | 590.6018 | 0.052691 | 581.8551 | 0.22383 | 581.8551 | 4.0888 | 581.3895 | 6.2228 | 581.8551 | 2.3057 | 581.8551 | 5.3445 | 576.1371 | 0.32554 | 581.8551 | 0.1455 | 581.3895 | 0.046748 | 579.7775 | 0 | 580.9309 | 0.0055898 | 579.7133 | 0.021883
| 582.0832 | 0.014254 | 576.3605 | 0.0013158 | 576.36 | 0 | 582.0832 | 0 | 576.3605 | 0.019158 | 582.0832 | 0.0084335 | 590.8288 | 0.041243 | 582.0832 | 0.21663 | 582.0832 | 4.0733 | 581.618 | 6.2125 | 582.0832 | 2.3479 | 582.0832 | 5.3282 | 576.3605 | 0.29741 | 582.0832 | 0.12501 | 581.618 | -0.0062889 | 580.0033 | 0 | 581.1601 | -0.004123 | 579.9399 | -0.0012562
| 582.3113 | 0.10228 | 576.5838 | 0.023208 | 576.58 | 0 | 582.3113 | 0.039992 | 576.5838 | 0.044449 | 582.3113 | 0.016349 | 591.0559 | 0.052848 | 582.3113 | 0.21804 | 582.3113 | 4.0928 | 581.8464 | 6.2103 | 582.3113 | 2.4327 | 582.3113 | 5.4156 | 576.5838 | 0.32662 | 582.3113 | 0.14911 | 581.8464 | 0.046012 | 580.2291 | 0 | 581.3893 | 0.0058572 | 580.1665 | 0.023932
| 582.5394 | -0.053875 | 576.8071 | 0.017208 | 576.81 | 0 | 582.5394 | 0.0002118 | 576.8071 | 0.018228 | 582.5394 | 0.0056786 | 591.283 | 0.040616 | 582.5394 | 0.20616 | 582.5394 | 4.0732 | 582.0749 | 6.2165 | 582.5394 | 2.4775 | 582.5394 | 5.4551 | 576.8071 | 0.23426 | 582.5394 | 0.13525 | 582.0749 | 0.00016684 | 580.455 | 0 | 581.6185 | -0.0035088 | 580.3931 | -0.0025913
| 582.7675 | 0.10329 | 577.0305 | 0.030888 | 577.03 | 0 | 582.7675 | 0.029199 | 577.0305 | 0.041782 | 582.7675 | 0.014912 | 591.5102 | 0.051593 | 582.7675 | 0.21163 | 582.7675 | 4.0671 | 582.3033 | 6.1886 | 582.7675 | 2.5499 | 582.7675 | 5.4902 | 577.0305 | 0.35688 | 582.7675 | 0.16116 | 582.3033 | 0.042331 | 580.6808 | 0 | 581.8477 | 0.0075414 | 580.6198 | 0.023408
| 582.9956 | -0.011762 | 577.2539 | 0.032124 | 577.25 | 0 | 582.9956 | 0 | 577.2538 | 0.02893 | 582.9956 | 0.0070123 | 591.7373 | 0.038891 | 582.9957 | 0.20146 | 582.9956 | 4.0414 | 582.5318 | 6.1998 | 582.9956 | 2.6161 | 582.9957 | 5.5374 | 577.2538 | 0.31131 | 582.9957 | 0.14218 | 582.5318 | 0.0098565 | 580.9066 | 0 | 582.0769 | -0.0038419 | 580.8464 | 0.0012569
| 583.2238 | 0.072262 | 577.4772 | 0.0299 | 577.48 | 0 | 583.2238 | 0.036252 | 577.4772 | 0.045692 | 583.2238 | 0.011966 | 591.9645 | 0.050966 | 583.2238 | 0.20494 | 583.2238 | 4.0754 | 582.7603 | 6.1944 | 583.2238 | 2.7035 | 583.2238 | 5.5908 | 577.4772 | 0.36802 | 583.2238 | 0.17291 | 582.7603 | 0.042699 | 581.1325 | 0 | 582.3062 | 0.007693 | 581.073 | 0.025482
| 583.452 | -0.0023571 | 577.7006 | 0.0021092 | 577.7 | 0 | 583.452 | 0.0067813 | 577.7006 | 0.019045 | 583.452 | 0.0037549 | 592.1916 | 0.040773 | 583.452 | 0.19733 | 583.452 | 4.0506 | 582.9888 | 6.1832 | 583.452 | 2.7805 | 583.452 | 5.6461 | 577.7006 | 0.30959 | 583.452 | 0.14791 | 582.9888 | 0.028501 | 581.3584 | 0 | 582.5354 | -0.0052087 | 581.2997 | -0.00070407
| 583.6801 | 0.078995 | 577.9239 | 0.024527 | 577.92 | 0 | 583.6801 | 0.055741 | 577.924 | 0.039932 | 583.6801 | 0.01276 | 592.4188 | 0.050025 | 583.6801 | 0.2014 | 583.6801 | 4.0751 | 583.2173 | 6.2432 | 583.6801 | 2.8758 | 583.6801 | 5.6927 | 577.924 | 0.41696 | 583.6801 | 0.18496 | 583.2173 | 0.047116 | 581.5843 | 0 | 582.7646 | 0.006182 | 581.5264 | 0.025063
| 583.9083 | -0.032254 | 578.1473 | 0.02053 | 578.15 | 0 | 583.9083 | 0 | 578.1473 | 0.018374 | 583.9083 | 0.0029507 | 592.646 | 0.038107 | 583.9083 | 0.19271 | 583.9083 | 4.0719 | 583.4459 | 6.227 | 583.9083 | 2.9407 | 583.9083 | 5.7111 | 578.1473 | 0.34891 | 583.9083 | 0.16267 | 583.4459 | 0.013656 | 581.8102 | 0 | 582.9939 | -0.0030404 | 581.7531 | 0.0012281
| 584.1365 | 0.077376 | 578.3707 | 0.039784 | 578.37 | 0 | 584.1365 | 0.060479 | 578.3707 | 0.042982 | 584.1365 | 0.014498 | 592.8732 | 0.047673 | 584.1365 | 0.19693 | 584.1365 | 4.0738 | 583.6744 | 6.2194 | 584.1365 | 3.0498 | 584.1365 | 5.7858 | 578.3707 | 0.38342 | 584.1365 | 0.19249 | 583.6744 | 0.034242 | 582.0361 | 0 | 583.2232 | 0.0064537 | 581.9797 | 0.022669
| 584.3647 | -0.015458 | 578.5942 | 0.010286 | 578.59 | 0 | 584.3647 | 0.0031228 | 578.5942 | 0.041361 | 584.3647 | 0.0030966 | 593.1003 | 0.035911 | 584.3647 | 0.18375 | 584.3647 | 4.0748 | 583.903 | 6.202 | 584.3647 | 3.1042 | 584.3647 | 5.8001 | 578.5942 | 0.29514 | 584.3647 | 0.16929 | 583.903 | 0.020522 | 582.262 | 0 | 583.4525 | -0.0048815 | 582.2064 | -0.0031772
| 584.5929 | 0.08988 | 578.8176 | 0.023264 | 578.82 | 0 | 584.5929 | 0.05518 | 578.8176 | 0.045762 | 584.5929 | 0.016883 | 593.3276 | 0.047046 | 584.593 | 0.19268 | 584.5929 | 4.0848 | 584.1315 | 6.2184 | 584.5929 | 3.2285 | 584.593 | 5.9037 | 578.8176 | 0.37935 | 584.593 | 0.20876 | 584.1315 | 0.04638 | 582.4879 | 0 | 583.6818 | 0.0064254 | 582.4332 | 0.02362
| 584.8212 | -0.018159 | 579.041 | 0.0082977 | 579.04 | 0 | 584.8212 | 0.0028283 | 579.041 | 0.02358 | 584.8212 | 0.0049263 | 593.5548 | 0.036382 | 584.8212 | 0.18035 | 584.8212 | 4.0729 | 584.3601 | 6.1953 | 584.8212 | 3.3068 | 584.8212 | 5.9385 | 579.041 | 0.30148 | 584.8212 | 0.17893 | 584.3601 | 0.01045 | 582.7138 | 0 | 583.9111 | -0.0042208 | 582.6599 | -0.0027805
| 585.0494 | 0.073831 | 579.2645 | 0.042997 | 579.26 | 0 | 585.0494 | 0.046719 | 579.2645 | 0.045868 | 585.0494 | 0.012265 | 593.782 | 0.045791 | 585.0494 | 0.18668 | 585.0494 | 4.0759 | 584.5887 | 6.194 | 585.0494 | 3.4128 | 585.0494 | 6.0052 | 579.2645 | 0.40297 | 585.0494 | 0.2199 | 584.5887 | 0.044907 | 582.9398 | 0 | 584.1404 | 0.0069042 | 582.8866 | 0.021486
| 585.2777 | -0.020273 | 579.4879 | 0.012628 | 579.49 | 0 | 585.2777 | 0 | 579.4879 | 0.037003 | 585.2777 | 0.0073568 | 594.0093 | 0.033873 | 585.2776 | 0.17574 | 585.2777 | 4.0682 | 584.8173 | 6.1559 | 585.2777 | 3.4818 | 585.2776 | 6.0392 | 579.4879 | 0.34868 | 585.2776 | 0.1958 | 584.8173 | 0.019454 | 583.1657 | 0 | 584.3697 | -0.0044 | 583.1133 | -0.002405
| 585.5059 | 0.092195 | 579.7114 | 0.034101 | 579.71 | 0 | 585.5059 | 0.046244 | 579.7114 | 0.048395 | 585.5059 | 0.012285 | 594.2365 | 0.043282 | 585.5059 | 0.18178 | 585.5059 | 4.0575 | 585.0459 | 6.1435 | 585.5059 | 3.5873 | 585.5059 | 6.0521 | 579.7114 | 0.44466 | 585.5059 | 0.22954 | 585.0459 | 0.043067 | 583.3917 | 0 | 584.5991 | 0.0070534 | 583.3401 | 0.024183
| 585.7342 | -0.0091287 | 579.9349 | 0.001403 | 579.93 | 0 | 585.7342 | 0.0017728 | 579.9349 | 0.0030213 | 585.7342 | 0.0032783 | 594.4638 | 0.035127 | 585.7342 | 0.16901 | 585.7342 | 4.0285 | 585.2745 | 6.092 | 585.7342 | 3.6493 | 585.7342 | 6.1286 | 579.9349 | 0.38259 | 585.7342 | 0.20665 | 585.2745 | 0.015493 | 583.6177 | 0 | 584.8284 | -0.0045389 | 583.5669 | -0.0010466
| 585.9625 | 0.072964 | 580.1583 | 0.03163 | 580.16 | 0 | 585.9625 | 0.040944 | 580.1583 | 0.058182 | 585.9625 | 0.011186 | 594.691 | 0.043596 | 585.9625 | 0.17407 | 585.9625 | 3.9913 | 585.5032 | 6.0661 | 585.9625 | 3.7524 | 585.9625 | 6.1612 | 580.1583 | 0.43331 | 585.9625 | 0.23526 | 585.5032 | 0.052269 | 583.8436 | 0 | 585.0578 | 0.0071779 | 583.7936 | 0.022373
| 586.1908 | -0.033266 | 580.3818 | 0.017331 | 580.38 | 0 | 586.1908 | 0 | 580.3818 | -0.00096224 | 586.1908 | 0.0034117 | 594.9183 | 0.033402 | 586.1908 | 0.16231 | 586.1908 | 3.9713 | 585.7318 | 6.0316 | 586.1908 | 3.8251 | 586.1908 | 6.1656 | 580.3818 | 0.36753 | 586.1908 | 0.219 | 585.7318 | 0.010051 | 584.0696 | 0 | 585.2872 | -0.0039071 | 584.0204 | -0.0029841
| 586.4191 | 0.083212 | 580.6054 | 0.042008 | 580.61 | 0 | 586.4191 | 0.048814 | 580.6053 | 0.070954 | 586.4191 | 0.013337 | 595.1456 | 0.043752 | 586.4191 | 0.16874 | 586.4191 | 3.9641 | 585.9605 | 6.0068 | 586.4191 | 3.9282 | 586.4191 | 6.2559 | 580.6053 | 0.46841 | 586.4191 | 0.25545 | 585.9605 | 0.055214 | 584.2957 | 0 | 585.5166 | 0.0074747 | 584.2473 | 0.02193
| 586.6474 | -0.022218 | 580.8289 | 0.033854 | 580.83 | 0 | 586.6474 | 0 | 580.8289 | 0.021459 | 586.6474 | 0.0058804 | 595.3729 | 0.033246 | 586.6474 | 0.15737 | 586.6474 | 3.9567 | 586.1891 | 5.9827 | 586.6474 | 4.0158 | 586.6474 | 6.3112 | 580.8289 | 0.41357 | 586.6474 | 0.23707 | 586.1891 | 0.030521 | 584.5217 | 0 | 585.746 | -0.0043687 | 584.4741 | 0.00069617
| 586.8758 | 0.071859 | 581.0524 | 0.039784 | 581.05 | 0 | 586.8758 | 0.03893 | 581.0524 | 0.054392 | 586.8758 | 0.0123 | 595.6002 | 0.042027 | 586.8757 | 0.16242 | 586.8758 | 3.9629 | 586.4178 | 5.9979 | 586.8758 | 4.1532 | 586.8757 | 6.3706 | 581.0524 | 0.49891 | 586.8757 | 0.2672 | 586.4178 | 0.052269 | 584.7477 | 0 | 585.9754 | 0.0075221 | 584.7009 | 0.025018
| 587.1041 | -0.026784 | 581.2759 | 0.0088556 | 581.28 | 0 | 587.1041 | 0 | 581.2759 | 0.030672 | 587.1041 | 0.0045851 | 595.8276 | 0.032461 | 587.1041 | 0.15301 | 587.1041 | 3.9495 | 586.6465 | 5.9833 | 587.1041 | 4.252 | 587.1041 | 6.4387 | 581.2759 | 0.44385 | 587.1041 | 0.24972 | 586.6465 | 0.019873 | 584.9737 | 0 | 586.2048 | -0.0029443 | 584.9277 | -0.001676
| 587.3325 | 0.10228 | 581.4995 | 0.039537 | 581.5 | 0 | 587.3325 | 0.039302 | 581.4995 | 0.036723 | 587.3325 | 0.016046 | 596.0549 | 0.042498 | 587.3325 | 0.15954 | 587.3325 | 3.9573 | 586.8752 | 5.9887 | 587.3325 | 4.3879 | 587.3325 | 6.4963 | 581.4995 | 0.51558 | 587.3325 | 0.28527 | 586.8752 | 0.053373 | 585.1998 | 0 | 586.4343 | 0.0069197 | 585.1545 | 0.022822
| 587.5608 | -0.017887 | 581.723 | 0.029653 | 581.72 | 0 | 587.5608 | 0 | 581.723 | -0.0046348 | 587.5608 | 0.0074622 | 596.2822 | 0.033402 | 587.5609 | 0.15076 | 587.5608 | 3.9447 | 587.1039 | 5.957 | 587.5608 | 4.4929 | 587.5609 | 6.5611 | 581.723 | 0.49366 | 587.5608 | 0.27021 | 587.1039 | 0.034096 | 585.4258 | 0 | 586.6637 | -0.0051483 | 585.3813 | 0.00021906
| 587.7892 | 0.055267 | 581.9466 | 0.027676 | 581.95 | 0 | 587.7892 | 0.051232 | 581.9466 | 0.084317 | 587.7892 | 0.010093 | 596.5096 | 0.042184 | 587.7892 | 0.15334 | 587.7892 | 3.9308 | 587.3327 | 5.9526 | 587.7892 | 4.6288 | 587.7892 | 6.5703 | 581.9466 | 0.57401 | 587.7892 | 0.30756 | 587.3327 | 0.052269 | 585.6519 | 0 | 586.8932 | 0.0065245 | 585.6082 | 0.024011
| 588.0176 | -0.0053631 | 582.1702 | 0.017149 | 582.17 | 0 | 588.0176 | 0 | 582.1702 | 0.020404 | 588.0176 | 0.0072125 | 596.7369 | 0.030266 | 588.0176 | 0.14641 | 588.0176 | 3.9221 | 587.5614 | 5.9331 | 588.0176 | 4.7273 | 588.0176 | 6.651 | 582.1702 | 0.53269 | 588.0176 | 0.28647 | 587.5614 | 0.033372 | 585.8779 | 0 | 587.1226 | -0.0040133 | 585.8351 | -0.0014309
| 588.246 | 0.063375 | 582.3937 | 0.023327 | 582.39 | 0 | 588.246 | 0.048358 | 582.3937 | 0.02496 | 588.246 | 0.011911 | 596.9644 | 0.042341 | 588.246 | 0.14785 | 588.246 | 3.8876 | 587.7902 | 5.8743 | 588.246 | 4.8526 | 588.246 | 6.6761 | 582.3937 | 0.56733 | 588.246 | 0.31298 | 587.7902 | 0.059263 | 586.104 | 0 | 587.3521 | 0.0061744 | 586.062 | 0.02015
| 588.4744 | -0.0053041 | 582.6173 | 0.023192 | 582.62 | 0 | 588.4744 | 0 | 582.6173 | 0.022912 | 588.4744 | 0.0022767 | 597.1917 | 0.029639 | 588.4744 | 0.13932 | 588.4744 | 3.8838 | 588.0189 | 5.8644 | 588.4744 | 4.9444 | 588.4744 | 6.7382 | 582.6173 | 0.56574 | 588.4744 | 0.30274 | 588.0189 | 0.02028 | 586.3301 | 0 | 587.5816 | -0.003743 | 586.2889 | 0.0017835
| 588.7028 | 0.050054 | 582.8409 | 0.033607 | 582.84 | 0 | 588.7028 | 0.043708 | 582.8409 | 0.045711 | 588.7028 | 0.011014 | 597.4191 | 0.041086 | 588.7028 | 0.14247 | 588.7028 | 3.8582 | 588.2477 | 5.8562 | 588.7028 | 5.0713 | 588.7028 | 6.7804 | 582.8409 | 0.60564 | 588.7028 | 0.33829 | 588.2477 | 0.056686 | 586.5562 | 0 | 587.8111 | 0.0062031 | 586.5157 | 0.022572
| 588.9313 | 0.00047099 | 583.0646 | 0.013644 | 583.06 | 0 | 588.9313 | 0.0075781 | 583.0646 | 0.0076331 | 588.9313 | 0.0092516 | 597.6465 | 0.03058 | 588.9313 | 0.13791 | 588.9313 | 3.8392 | 588.4765 | 5.7992 | 588.9313 | 5.1959 | 588.9313 | 6.8109 | 583.0646 | 0.56642 | 588.9313 | 0.32503 | 588.4765 | 0.037914 | 586.7823 | 0 | 588.0406 | -0.0045949 | 586.7427 | -0.00074847
| 589.1597 | 0.072704 | 583.2882 | 0.024542 | 583.29 | 0 | 589.1597 | 0.045376 | 583.2882 | 0.02386 | 589.1597 | 0.015027 | 597.8739 | 0.038891 | 589.1597 | 0.14264 | 589.1597 | 3.8561 | 588.7053 | 5.8289 | 589.1597 | 5.3378 | 589.1597 | 6.8759 | 583.2882 | 0.60623 | 589.1597 | 0.35967 | 588.7053 | 0.068097 | 587.0084 | 0 | 588.2701 | 0.0061478 | 586.9696 | 0.026579
| 589.3882 | -0.015171 | 583.5118 | 0.028912 | 583.51 | 0 | 589.3882 | 0 | 583.5118 | 0.038754 | 589.3882 | 0.0036612 | 598.1014 | 0.029325 | 589.3882 | 0.12932 | 589.3882 | 3.8384 | 588.9341 | 5.7796 | 589.3882 | 5.4871 | 589.3882 | 6.9468 | 583.5118 | 0.64548 | 589.3882 | 0.34431 | 588.9341 | 0.01837 | 587.2346 | 0 | 588.4997 | -0.0026437 | 587.1965 | -0.0025469
| 589.6167 | 0.095082 | 583.7355 | 0.044974 | 583.74 | 0 | 589.6167 | 0.040349 | 583.7355 | 0.020363 | 589.6167 | 0.011813 | 598.3288 | 0.039048 | 589.6166 | 0.1356 | 589.6167 | 3.8449 | 589.1629 | 5.8144 | 589.6167 | 5.6564 | 589.6166 | 6.9892 | 583.7355 | 0.67198 | 589.6166 | 0.38257 | 589.1629 | 0.062208 | 587.4607 | 0 | 588.7292 | 0.0071121 | 587.4235 | 0.022596
| 589.8451 | -0.0016577 | 583.9591 | 0.032124 | 583.96 | 0 | 589.8451 | 0 | 583.9591 | 0.022843 | 589.8451 | 0.002916 | 598.5562 | 0.029011 | 589.8452 | 0.12719 | 589.8451 | 3.8197 | 589.3917 | 5.7695 | 589.8451 | 5.781 | 589.8452 | 7.035 | 583.9591 | 0.63647 | 589.8451 | 0.36811 | 589.3918 | 0.039018 | 587.6868 | 0 | 588.9588 | -0.0031248 | 587.6504 | -0.000543
| 590.0736 | 0.083243 | 584.1828 | 0.029406 | 584.18 | 0 | 590.0736 | 0.04136 | 584.1828 | 0.053028 | 590.0736 | 0.011783 | 598.7837 | 0.038891 | 590.0737 | 0.13286 | 590.0736 | 3.8335 | 589.6206 | 5.7863 | 590.0736 | 5.9602 | 590.0737 | 7.1033 | 584.1828 | 0.67228 | 590.0737 | 0.40335 | 589.6206 | 0.059999 | 587.913 | 0 | 589.1884 | 0.0072117 | 587.8774 | 0.023554
| 590.3021 | 0.014837 | 584.4064 | 0.031383 | 584.41 | 0 | 590.3021 | 0 | 584.4064 | 0.028815 | 590.3021 | 0.0040166 | 599.0112 | 0.027914 | 590.3021 | 0.12507 | 590.3021 | 3.8383 | 589.8494 | 5.7483 | 590.3021 | 6.0968 | 590.3021 | 7.1576 | 584.4064 | 0.69336 | 590.3021 | 0.39221 | 589.8495 | 0.045275 | 588.1392 | 0 | 589.4179 | -0.0031743 | 588.1044 | -0.00058073
| 590.5307 | 0.062509 | 584.6301 | 0.036572 | 584.63 | 0 | 590.5307 | 0.044949 | 584.6301 | 0.03377 | 590.5307 | 0.01102 | 599.2387 | 0.038421 | 590.5306 | 0.12605 | 590.5307 | 3.8135 | 590.0783 | 5.7423 | 590.5307 | 6.2754 | 590.5306 | 7.2424 | 584.6301 | 0.74461 | 590.5306 | 0.42233 | 590.0783 | 0.073987 | 588.3654 | 0 | 589.6475 | 0.0054454 | 588.3314 | 0.021875
| 590.7592 | 0.0062221 | 584.8538 | 0.010261 | 584.85 | 0 | 590.7592 | 0.011187 | 584.8538 | 0.035878 | 590.7592 | 0.0078247 | 599.4661 | 0.027286 | 590.7592 | 0.12136 | 590.7592 | 3.8184 | 590.3072 | 5.7412 | 590.7592 | 6.427 | 590.7592 | 7.2832 | 584.8538 | 0.71905 | 590.7592 | 0.41209 | 590.3072 | 0.035801 | 588.5916 | 0 | 589.8771 | -0.0039785 | 588.5583 | 0.00033683
| 590.9877 | 0.048981 | 585.0775 | 0.015788 | 585.08 | 0 | 590.9877 | 0.057215 | 585.0775 | 0.035091 | 590.9877 | 0.011608 | 599.6936 | 0.036068 | 590.9877 | 0.12489 | 590.9877 | 3.8146 | 590.5361 | 5.737 | 590.9877 | 6.6163 | 590.9877 | 7.3134 | 585.0775 | 0.83547 | 590.9877 | 0.44974 | 590.5361 | 0.071042 | 588.8177 | 0 | 590.1068 | 0.0063196 | 588.7853 | 0.024061
| 591.2163 | -0.035652 | 585.3013 | 0.00092964 | 585.3 | 0 | 591.2163 | 0 | 585.3013 | 0.019874 | 591.2163 | 0.0058909 | 599.9211 | 0.023052 | 591.2163 | 0.11818 | 591.2163 | 3.7913 | 590.765 | 5.6994 | 591.2163 | 6.7825 | 591.2163 | 7.346 | 585.3013 | 0.72495 | 591.2163 | 0.44824 | 590.765 | 0.049324 | 589.0439 | 0 | 590.3364 | -0.0034197 | 589.0123 | 0.00037294
| 591.4449 | 0.082523 | 585.525 | 0.034101 | 585.52 | 0 | 591.4449 | 0.049685 | 585.525 | 0.017435 | 591.4449 | 0.015205 | 600.1486 | 0.042655 | 591.4449 | 0.124 | 591.4449 | 3.8073 | 590.9939 | 5.6874 | 591.4449 | 6.9506 | 591.4449 | 7.4187 | 585.525 | 0.81996 | 591.4449 | 0.49071 | 590.9939 | 0.080244 | 589.2701 | 0 | 590.566 | 0.0059595 | 589.2394 | 0.019612
| 591.6734 | -0.0087951 | 585.7487 | 0.024286 | 585.75 | 0 | 591.6734 | 0 | 585.7487 | 0.018896 | 591.6734 | 0.0030365 | 600.3762 | 0.026189 | 591.6735 | 0.11266 | 591.6734 | 3.7958 | 591.2228 | 5.6635 | 591.6734 | 7.1188 | 591.6735 | 7.457 | 585.7487 | 0.80233 | 591.6735 | 0.46722 | 591.2228 | 0.047484 | 589.4964 | 0 | 590.7957 | -0.0040282 | 589.4664 | 0.00015516
| 591.902 | 0.055037 | 585.9725 | 0.023247 | 585.97 | 0 | 591.902 | 0.030041 | 585.9725 | 0.031208 | 591.902 | 0.010788 | 600.6037 | 0.035284 | 591.902 | 0.1173 | 591.902 | 3.7882 | 591.4518 | 5.7067 | 591.902 | 7.3335 | 591.902 | 7.5339 | 585.9725 | 0.9127 | 591.902 | 0.51059 | 591.4518 | 0.085029 | 589.7226 | 0 | 591.0253 | 0.0057207 | 589.6934 | 0.023906
| 592.1306 | -0.042455 | 586.1962 | 0.012744 | 586.2 | 0 | 592.1306 | 0 | 586.1962 | 0.021886 | 592.1306 | 0.004557 | 600.8312 | 0.025561 | 592.1306 | 0.11062 | 592.1306 | 3.7641 | 591.6807 | 5.6313 | 592.1306 | 7.4872 | 592.1306 | 7.5681 | 586.1962 | 0.86925 | 592.1306 | 0.49854 | 591.6807 | 0.058895 | 589.9489 | 0 | 591.255 | -0.0025207 | 589.9205 | 0.0019119
| 592.3592 | 0.084845 | 586.42 | 0.018973 | 586.42 | 0 | 592.3592 | 0.047189 | 586.42 | 0.043932 | 592.3592 | 0.0091902 | 601.0588 | 0.034814 | 592.3593 | 0.11525 | 592.3592 | 3.7598 | 591.9097 | 5.6241 | 592.3592 | 7.6597 | 592.3593 | 7.6583 | 586.42 | 0.98292 | 592.3592 | 0.54704 | 591.9097 | 0.083189 | 590.1751 | 0.015639 | 591.4847 | 0.0075452 | 590.1476 | 0.022234
| 592.5879 | -0.017463 | 586.6437 | 0.027182 | 586.64 | 0 | 592.5879 | 0.0030903 | 586.6437 | 0.013796 | 592.5879 | 0.00437 | 601.2864 | 0.025405 | 592.5878 | 0.10634 | 592.5879 | 3.7439 | 592.1386 | 5.5825 | 592.5879 | 7.8169 | 592.5878 | 7.7225 | 586.6437 | 0.9886 | 592.5878 | 0.53198 | 592.1386 | 0.053742 | 590.4014 | 0.0018594 | 591.7144 | -0.0032908 | 590.3746 | -0.001324
| 592.8165 | 0.069539 | 586.8676 | 0.037808 | 586.87 | 0 | 592.8165 | 0.030741 | 586.8676 | 0.043026 | 592.8165 | 0.010233 | 601.514 | 0.034186 | 592.8165 | 0.11071 | 592.8165 | 3.7456 | 592.3676 | 5.5459 | 592.8165 | 8.0069 | 592.8165 | 7.7255 | 586.8676 | 0.98113 | 592.8165 | 0.57656 | 592.3676 | 0.085766 | 590.6277 | 0.016538 | 591.9441 | 0.006601 | 590.6017 | 0.024587
| 593.0451 | -0.019803 | 587.0913 | 0.03163 | 587.09 | 0 | 593.0451 | 0.0052398 | 587.0913 | 0.019629 | 593.0451 | 0.0041781 | 601.7416 | 0.023993 | 593.0451 | 0.10446 | 593.0451 | 3.7066 | 592.5966 | 5.4917 | 593.0451 | 8.1502 | 593.0451 | 7.7648 | 587.0913 | 0.95311 | 593.0451 | 0.56361 | 592.5966 | 0.057054 | 590.8539 | 0.00061982 | 592.1738 | -0.0029337 | 590.8288 | -0.0020735
| 593.2738 | 0.06267 | 587.3151 | 0.022527 | 587.32 | 0 | 593.2738 | 0.026956 | 587.3151 | 0.052554 | 593.2738 | 0.010883 | 601.9692 | 0.033246 | 593.2738 | 0.10772 | 593.2738 | 3.6975 | 592.8256 | 5.5056 | 593.2738 | 8.3587 | 593.2738 | 7.8508 | 587.3151 | 0.98505 | 593.2738 | 0.60699 | 592.8256 | 0.099385 | 591.0803 | 0.014233 | 592.4035 | 0.0064588 | 591.0559 | 0.022313
| 593.5024 | -0.005326 | 587.5389 | 0.020715 | 587.54 | 0 | 593.5025 | 0 | 587.5389 | 0.016571 | 593.5025 | 0.0036655 | 602.1968 | 0.023209 | 593.5024 | 0.099466 | 593.5024 | 3.6774 | 593.0547 | 5.4721 | 593.5025 | 8.5325 | 593.5024 | 7.8763 | 587.5389 | 1.0136 | 593.5024 | 0.59223 | 593.0547 | 0.050061 | 591.3066 | 0.0010894 | 592.6332 | -0.0029102 | 591.283 | 0.0014641
| 593.7311 | 0.063294 | 587.7628 | 0.033607 | 587.76 | 0 | 593.7311 | 0.026013 | 587.7628 | 0.028272 | 593.7311 | 0.0091715 | 602.4244 | 0.032932 | 593.7311 | 0.10325 | 593.7311 | 3.7002 | 593.2837 | 5.4918 | 593.7311 | 8.768 | 593.7311 | 7.967 | 587.7628 | 1.104 | 593.7311 | 0.63621 | 593.2837 | 0.096808 | 591.5329 | 0.015023 | 592.863 | 0.0059729 | 591.5102 | 0.02257
| 593.9598 | 0.0017557 | 587.9866 | 0.020887 | 587.99 | 0 | 593.9598 | 0 | 587.9866 | 0.0038718 | 593.9598 | 0.0054368 | 602.652 | 0.023052 | 593.9598 | 0.099474 | 593.9598 | 3.6942 | 593.5127 | 5.4692 | 593.9598 | 8.9659 | 593.9598 | 8.0425 | 587.9866 | 1.0961 | 593.9598 | 0.63952 | 593.5127 | 0.06957 | 591.7592 | -0.00080908 | 593.0928 | -0.004051 | 591.7373 | 0.0014258
| 594.1885 | 0.075049 | 588.2105 | 0.043244 | 588.21 | 0 | 594.1885 | 0.047898 | 588.2104 | 0.03345 | 594.1885 | 0.013099 | 602.8797 | 0.032618 | 594.1885 | 0.10305 | 594.1885 | 3.6923 | 593.7418 | 5.4661 | 594.1885 | 9.1876 | 594.1885 | 8.1575 | 588.2104 | 1.0753 | 594.1885 | 0.69134 | 593.7418 | 0.10491 | 591.9855 | 0.015635 | 593.3225 | 0.0065347 | 591.9645 | 0.024234
| 594.4172 | -0.0079335 | 588.4343 | 0.021241 | 588.43 | 0 | 594.4172 | 0 | 588.4343 | 0.021034 | 594.4172 | 0.0037766 | 603.1073 | 0.02368 | 594.4172 | 0.09486 | 594.4172 | 3.6773 | 593.9708 | 5.4242 | 594.4172 | 9.3384 | 594.4172 | 8.192 | 588.4343 | 1.0977 | 594.4172 | 0.68441 | 593.9708 | 0.069201 | 592.2119 | 0.0005852 | 593.5523 | -0.0034462 | 592.1917 | 0.00020148
| 594.646 | 0.095802 | 588.6581 | 0.050163 | 588.66 | 0 | 594.646 | 0.045126 | 588.6581 | 0.043121 | 594.646 | 0.0099614 | 603.335 | 0.032932 | 594.6459 | 0.099742 | 594.646 | 3.6643 | 594.1999 | 5.4111 | 594.646 | 9.531 | 594.6459 | 8.2381 | 588.6581 | 1.1782 | 594.6459 | 0.72748 | 594.1999 | 0.11227 | 592.4382 | 0.014416 | 593.7821 | 0.006254 | 592.4188 | 0.018962
| 594.8747 | -0.019636 | 588.882 | 0.012907 | 588.88 | 0 | 594.8747 | 0 | 588.882 | 0.041631 | 594.8747 | 0.0050229 | 603.5627 | 0.022111 | 594.8747 | 0.092721 | 594.8747 | 3.6341 | 594.429 | 5.3621 | 594.8747 | 9.6507 | 594.8747 | 8.2482 | 588.882 | 1.1873 | 594.8747 | 0.72176 | 594.429 | 0.097913 | 592.6646 | -0.0015792 | 594.0119 | -0.0021811 | 592.646 | 0.00086231
| 595.1034 | 0.067946 | 589.106 | 0.043491 | 589.11 | 0 | 595.1034 | 0.043558 | 589.106 | 0.068056 | 595.1034 | 0.0076378 | 603.7903 | 0.032148 | 595.1035 | 0.096161 | 595.1034 | 3.6243 | 594.6581 | 5.3522 | 595.1034 | 9.8109 | 595.1035 | 8.2553 | 589.106 | 1.2352 | 595.1034 | 0.76574 | 594.6581 | 0.10748 | 592.891 | 0.0169 | 594.2417 | 0.0058174 | 592.8732 | 0.020798
| 595.3322 | 0.011248 | 589.3298 | 0.019108 | 589.33 | 0 | 595.3322 | 0 | 589.3298 | 0.026963 | 595.3322 | 0.0056031 | 604.0181 | 0.020543 | 595.3322 | 0.08916 | 595.3322 | 3.5823 | 594.8872 | 5.2881 | 595.3322 | 9.9556 | 595.3322 | 8.2874 | 589.3298 | 1.2743 | 595.3322 | 0.7561 | 594.8872 | 0.083925 | 593.1174 | 0.00086154 | 594.4716 | -0.0032277 | 593.1003 | 0.00030088
| 595.561 | 0.058177 | 589.5537 | 0.023639 | 589.55 | 0 | 595.561 | 0.033715 | 589.5537 | 0.037077 | 595.561 | 0.0080745 | 604.2457 | 0.031991 | 595.561 | 0.092581 | 595.561 | 3.5801 | 595.1163 | 5.2768 | 595.561 | 10.1464 | 595.561 | 8.3692 | 589.5537 | 1.2977 | 595.561 | 0.804 | 595.1163 | 0.11521 | 593.3438 | 0.015585 | 594.7014 | 0.0062939 | 593.3276 | 0.018846
| 595.7898 | 0.010336 | 589.7776 | 0.018278 | 589.78 | 0 | 595.7898 | 0 | 589.7776 | 0.014111 | 595.7898 | 0.003621 | 604.4734 | 0.021798 | 595.7897 | 0.086906 | 595.7898 | 3.5724 | 595.3455 | 5.2691 | 595.7898 | 10.3245 | 595.7897 | 8.3976 | 589.7776 | 1.3002 | 595.7897 | 0.8046 | 595.3455 | 0.087974 | 593.5701 | -0.0003997 | 594.9312 | -0.00261 | 593.5548 | 0.0014109
| 596.0186 | 0.061362 | 590.0016 | 0.044479 | 590 | 0 | 596.0186 | 0.051641 | 590.0016 | 0.045283 | 596.0186 | 0.012028 | 604.7012 | 0.031834 | 596.0186 | 0.091054 | 596.0186 | 3.5881 | 595.5746 | 5.277 | 596.0186 | 10.4897 | 596.0186 | 8.4703 | 590.0016 | 1.3212 | 596.0186 | 0.85069 | 595.5746 | 0.11742 | 593.7966 | 0.014044 | 595.1611 | 0.0059354 | 593.782 | 0.022829
| 596.2474 | -0.025471 | 590.2255 | 0.024478 | 590.23 | 0 | 596.2474 | 0 | 590.2255 | 0.023955 | 596.2474 | 0.0042144 | 604.9289 | 0.022268 | 596.2474 | 0.082936 | 596.2474 | 3.5616 | 595.8038 | 5.2508 | 596.2474 | 10.6693 | 596.2474 | 8.5058 | 590.2255 | 1.3905 | 596.2474 | 0.8534 | 595.8038 | 0.088342 | 594.023 | 0.0010258 | 595.391 | -0.0032049 | 594.0093 | -0.0022341
| 596.4762 | 0.060896 | 590.4495 | 0.039537 | 590.45 | 0 | 596.4762 | 0.044155 | 590.4495 | 0.056086 | 596.4762 | 0.0086409 | 605.1567 | 0.029952 | 596.4762 | 0.089059 | 596.4762 | 3.569 | 596.0329 | 5.2566 | 596.4762 | 10.8518 | 596.4762 | 8.5487 | 590.4495 | 1.374 | 596.4762 | 0.90883 | 596.0329 | 0.12846 | 594.2495 | 0.015599 | 595.6209 | 0.0061347 | 594.2365 | 0.020325
| 596.705 | -0.0030478 | 590.6734 | 0.010779 | 590.67 | 0 | 596.705 | 0.00063033 | 590.6734 | 0.0065784 | 596.705 | 0.006426 | 605.3844 | 0.020543 | 596.705 | 0.081848 | 596.705 | 3.569 | 596.2621 | 5.2428 | 596.705 | 10.9964 | 596.705 | 8.5961 | 590.6734 | 1.4255 | 596.705 | 0.9028 | 596.2621 | 0.095336 | 594.4759 | 0.001296 | 595.8508 | -0.0032507 | 594.4637 | -0.0025515
| 596.9338 | 0.079426 | 590.8973 | 0.017901 | 590.9 | 0 | 596.9338 | 0.040563 | 590.8973 | 0.049492 | 596.9338 | 0.010617 | 605.6122 | 0.031364 | 596.9338 | 0.08578 | 596.9338 | 3.5653 | 596.4913 | 5.2384 | 596.9338 | 11.1259 | 596.9338 | 8.6415 | 590.8973 | 1.518 | 596.9338 | 0.95672 | 596.4913 | 0.12736 | 594.7023 | 0.015483 | 596.0807 | 0.0061635 | 594.691 | 0.021651
| 597.1627 | -0.020172 | 591.1213 | 0.010774 | 591.12 | 0 | 597.1627 | 0.0047839 | 591.1213 | 0.040167 | 597.1627 | 0.0022771 | 605.84 | 0.019445 | 597.1627 | 0.078468 | 597.1627 | 3.5447 | 596.7205 | 5.2038 | 597.1627 | 11.2131 | 597.1627 | 8.7177 | 591.1213 | 1.5164 | 597.1627 | 0.95311 | 596.7205 | 0.10822 | 594.9288 | -0.00049146 | 596.3106 | -0.0028505 | 594.9183 | -3.1628e-05
| 597.3916 | 0.070058 | 591.3453 | 0.034348 | 591.35 | 0 | 597.3916 | 0.039353 | 591.3453 | 0.032666 | 597.3916 | 0.0090475 | 606.0678 | 0.030266 | 597.3915 | 0.083629 | 597.3916 | 3.5347 | 596.9497 | 5.1809 | 597.3916 | 11.301 | 597.3915 | 8.7606 | 591.3453 | 1.5685 | 597.3915 | 1.0064 | 596.9497 | 0.13767 | 595.1553 | 0.015764 | 596.5405 | 0.0062496 | 595.1456 | 0.022049
| 597.6204 | -0.014262 | 591.5693 | 0.0024867 | 591.57 | 0 | 597.6204 | 0.0052156 | 591.5693 | 0.0341 | 597.6204 | 0.0035195 | 606.2955 | 0.020857 | 597.6204 | 0.076106 | 597.6204 | 3.5151 | 597.179 | 5.1571 | 597.6204 | 11.3748 | 597.6204 | 8.7769 | 591.5693 | 1.565 | 597.6204 | 1.0134 | 597.179 | 0.10417 | 595.3817 | -0.00017132 | 596.7704 | -0.0034437 | 595.3729 | -0.00053729
| 597.8493 | 0.094254 | 591.7933 | 0.036572 | 591.79 | 0 | 597.8493 | 0.031838 | 591.7933 | 0.068055 | 597.8493 | 0.0084963 | 606.5233 | 0.029796 | 597.8493 | 0.082093 | 597.8493 | 3.5158 | 597.4082 | 5.1342 | 597.8493 | 11.4421 | 597.8493 | 8.8365 | 591.7933 | 1.7139 | 597.8493 | 1.0706 | 597.4082 | 0.14871 | 595.6082 | 0.014161 | 597.0004 | 0.0057676 | 595.6002 | 0.023268
| 598.0782 | -0.031901 | 592.0173 | 0.012536 | 592.02 | 0 | 598.0782 | 0 | 592.0173 | 0.022339 | 598.0782 | 0.0033814 | 606.7512 | 0.020073 | 598.0782 | 0.074085 | 598.0782 | 3.4931 | 597.6374 | 5.1418 | 598.0782 | 11.499 | 598.0782 | 8.8847 | 592.0173 | 1.6827 | 598.0782 | 1.067 | 597.6374 | 0.12184 | 595.8347 | 0.0018468 | 597.2304 | -0.0031451 | 595.8276 | 0.00015574
| 598.3071 | 0.071077 | 592.2413 | 0.035336 | 592.24 | 0 | 598.3071 | 0.037486 | 592.2413 | 0.030956 | 598.3071 | 0.010349 | 606.979 | 0.027757 | 598.3071 | 0.080259 | 598.3071 | 3.4883 | 597.8667 | 5.1418 | 598.3071 | 11.5391 | 598.3071 | 8.9103 | 592.2413 | 1.7713 | 598.3071 | 1.1272 | 597.8667 | 0.14172 | 596.0612 | 0.016878 | 597.4603 | 0.0065034 | 596.0549 | 0.02051
| 598.536 | -0.0088019 | 592.4654 | 0.017291 | 592.47 | 0 | 598.536 | 0.0074813 | 592.4654 | 0.020871 | 598.536 | 0.004808 | 607.2068 | 0.017564 | 598.536 | 0.07303 | 598.536 | 3.4982 | 598.096 | 5.1171 | 598.536 | 11.5524 | 598.536 | 8.948 | 592.4654 | 1.7713 | 598.536 | 1.1326 | 598.096 | 0.12442 | 596.2878 | 0.0023061 | 597.6903 | -0.0039895 | 596.2822 | 0.0014195
| 598.765 | 0.076797 | 592.6894 | 0.022765 | 592.69 | 0 | 598.765 | 0.038622 | 592.6894 | 0.032302 | 598.765 | 0.010163 | 607.4347 | 0.028698 | 598.765 | 0.076494 | 598.765 | 3.4854 | 598.3253 | 5.1188 | 598.765 | 11.5845 | 598.765 | 9.0072 | 592.6894 | 1.8098 | 598.7649 | 1.1896 | 598.3253 | 0.14981 | 596.5143 | 0.01555 | 597.9203 | 0.0060886 | 596.5096 | 0.021198
| 598.9939 | 0.0016445 | 592.9135 | 0.0175 | 592.91 | 0 | 598.9939 | 0 | 592.9135 | 0.0060796 | 598.9939 | 0.0064325 | 607.6625 | 0.018505 | 598.9939 | 0.071815 | 598.9939 | 3.4658 | 598.5546 | 5.0783 | 598.9939 | 11.5515 | 598.9939 | 9.0551 | 592.9135 | 1.8809 | 598.9939 | 1.1965 | 598.5545 | 0.13362 | 596.7408 | 0.0014028 | 598.1503 | -0.0026808 | 596.7369 | -0.001556
| 599.2229 | 0.052431 | 593.1375 | 0.031877 | 593.14 | 0 | 599.2229 | 0.047228 | 593.1375 | 0.022742 | 599.2229 | 0.0099247 | 607.8904 | 0.029796 | 599.2228 | 0.074384 | 599.2229 | 3.4648 | 598.7839 | 5.1007 | 599.2229 | 11.5492 | 599.2228 | 9.1004 | 593.1375 | 1.891 | 599.2228 | 1.2613 | 598.7839 | 0.1708 | 596.9674 | 0.015549 | 598.3804 | 0.0053002 | 596.9644 | 0.019339
| 599.4518 | 0.018074 | 593.3616 | 0.0074341 | 593.36 | 0 | 599.4518 | 0.002397 | 593.3616 | -0.0061517 | 599.4518 | 0.0053589 | 608.1183 | 0.01725 | 599.4518 | 0.070778 | 599.4518 | 3.4713 | 599.0132 | 5.0585 | 599.4518 | 11.4652 | 599.4518 | 9.0953 | 593.3616 | 1.9559 | 599.4518 | 1.273 | 599.0132 | 0.15055 | 597.194 | 0.0017737 | 598.6104 | -0.001519 | 597.1917 | -2.4696e-05
| 599.6808 | 0.047088 | 593.5857 | 0.038549 | 593.59 | 0 | 599.6808 | 0.048273 | 593.5857 | 0.050526 | 599.6808 | 0.0076322 | 608.3461 | 0.027757 | 599.6808 | 0.072661 | 599.6808 | 3.4557 | 599.2425 | 5.0453 | 599.6808 | 11.3815 | 599.6808 | 9.1375 | 593.5857 | 2.0545 | 599.6808 | 1.3333 | 599.2425 | 0.17374 | 597.4205 | 0.015651 | 598.8404 | 0.0051346 | 597.4191 | 0.022499
| 599.9098 | -0.040812 | 593.8098 | 0.021613 | 593.81 | 0 | 599.9098 | 0 | 593.8098 | 0.038795 | 599.9098 | 0.0017972 | 608.574 | 0.017564 | 599.9098 | 0.065162 | 599.9098 | 3.4298 | 599.4718 | 5.001 | 599.9098 | 11.2301 | 599.9098 | 9.2385 | 593.8098 | 2.0093 | 599.9098 | 1.3333 | 599.4719 | 0.14208 | 597.6471 | 0.0037837 | 599.0704 | -0.0021493 | 597.6465 | 0.00099378
| 600.1388 | 0.062928 | 594.0339 | 0.030394 | 594.03 | 0 | 600.1388 | 0.042494 | 594.0339 | 0.057816 | 600.1388 | 0.0083828 | 608.8019 | 0.027443 | 600.1388 | 0.068412 | 600.1388 | 3.4133 | 599.7012 | 5.0092 | 600.1388 | 11.0992 | 600.1388 | 9.2387 | 594.0339 | 2.0911 | 600.1388 | 1.3923 | 599.7012 | 0.1892 | 597.8737 | 0.016346 | 599.3005 | 0.0057975 | 597.8739 | 0.020307
| 600.3678 | -0.018148 | 594.258 | 0.022601 | 594.26 | 0 | 600.3678 | 0.0071301 | 594.258 | 0.017271 | 600.3678 | 0.0030736 | 609.0299 | 0.017564 | 600.3678 | 0.064966 | 600.3678 | 3.4022 | 599.9306 | 4.9751 | 600.3678 | 10.9339 | 600.3678 | 9.2579 | 594.258 | 2.0822 | 600.3678 | 1.4038 | 599.9306 | 0.15791 | 598.1003 | 0.0065375 | 599.5306 | -0.0027039 | 598.1014 | -0.0004371
| 600.5968 | 0.030166 | 594.4821 | 0.023398 | 594.48 | 0 | 600.5968 | 0.032069 | 594.4821 | 0.038929 | 600.5968 | 0.008631 | 609.2578 | 0.028071 | 600.5968 | 0.06801 | 600.5968 | 3.4023 | 600.1599 | 4.9532 | 600.5968 | 10.7764 | 600.5968 | 9.3085 | 594.4821 | 2.1829 | 600.5968 | 1.4691 | 600.1599 | 0.1881 | 598.3269 | 0.018354 | 599.7607 | 0.005787 | 598.3288 | 0.021677
| 600.8258 | -0.032899 | 594.7062 | 0.010882 | 594.71 | 0 | 600.8259 | 0 | 594.7062 | 0.036697 | 600.8259 | 0.0061719 | 609.4857 | 0.01678 | 600.8259 | 0.062191 | 600.8258 | 3.3994 | 600.3893 | 4.955 | 600.8259 | 10.6243 | 600.8259 | 9.3263 | 594.7062 | 2.1108 | 600.8259 | 1.4896 | 600.3893 | 0.15902 | 598.5535 | 0.0058023 | 599.9908 | -0.0022195 | 598.5562 | -0.00059668
| 601.0549 | 0.079407 | 594.9304 | 0.022236 | 594.93 | 0 | 601.0549 | 0.027945 | 594.9304 | 0.042547 | 601.0549 | 0.011347 | 609.7137 | 0.02713 | 601.0549 | 0.068462 | 601.0549 | 3.3843 | 600.6187 | 4.9469 | 601.0549 | 10.4399 | 601.0549 | 9.3448 | 594.9304 | 2.3435 | 601.0549 | 1.5559 | 600.6187 | 0.19583 | 598.7802 | 0.017893 | 600.2209 | 0.0064561 | 598.7837 | 0.022208
| 601.284 | 0.032319 | 595.1545 | 0.012731 | 595.15 | 0 | 601.284 | 0 | 595.1545 | 0.024011 | 601.284 | 0.0037118 | 609.9416 | 0.016152 | 601.2839 | 0.062547 | 601.284 | 3.3681 | 600.8481 | 4.9274 | 601.284 | 10.247 | 601.2839 | 9.3839 | 595.1545 | 2.3289 | 601.2839 | 1.5749 | 600.8481 | 0.18184 | 599.0068 | 0.0058852 | 600.451 | -0.0028222 | 599.0112 | -0.00012165
| 601.513 | 0.066918 | 595.3787 | 0.034101 | 595.38 | 0 | 601.513 | 0.039768 | 595.3787 | 0.039875 | 601.513 | 0.010405 | 610.1696 | 0.026032 | 601.513 | 0.066148 | 601.513 | 3.3684 | 601.0775 | 4.9141 | 601.513 | 10.0513 | 601.513 | 9.4363 | 595.3787 | 2.4027 | 601.513 | 1.6414 | 601.0775 | 0.20245 | 599.2335 | 0.017701 | 600.6812 | 0.006635 | 599.2386 | 0.018965
| 601.7421 | -0.002851 | 595.6028 | 0.01848 | 595.6 | 0 | 601.7421 | 0.0061371 | 595.6028 | 0.024303 | 601.7421 | 0.0041548 | 610.3976 | 0.017877 | 601.7421 | 0.061194 | 601.7421 | 3.3554 | 601.307 | 4.9011 | 601.7421 | 9.8154 | 601.7421 | 9.4764 | 595.6028 | 2.4296 | 601.7421 | 1.6544 | 601.307 | 0.18957 | 599.4601 | 0.0052028 | 600.9112 | -0.0029 | 599.4661 | -4.8807e-05
| 601.9712 | 0.077758 | 595.827 | 0.041514 | 595.83 | 0 | 601.9712 | 0.031233 | 595.827 | 0.038123 | 601.9712 | 0.0078757 | 610.6256 | 0.026816 | 601.9712 | 0.062868 | 601.9712 | 3.3609 | 601.5364 | 4.8848 | 601.9712 | 9.609 | 601.9712 | 9.4846 | 595.827 | 2.5809 | 601.9712 | 1.7237 | 601.5364 | 0.21791 | 599.6868 | 0.018933 | 601.1414 | 0.0062859 | 599.6936 | 0.023225
| 602.2003 | -0.017108 | 596.0512 | 0.020501 | 596.05 | 0 | 602.2003 | 0 | 596.0512 | -0.0062559 | 602.2003 | 0.0032476 | 610.8536 | 0.015516 | 602.2003 | 0.057932 | 602.2003 | 3.3528 | 601.7659 | 4.8575 | 602.2003 | 9.3646 | 602.2003 | 9.5001 | 596.0512 | 2.4777 | 602.2003 | 1.7469 | 601.7659 | 0.19362 | 599.9135 | 0.0049166 | 601.3716 | -0.0021837 | 599.9211 | -0.00024743
| 602.4294 | 0.055704 | 596.2754 | 0.021769 | 596.28 | 0 | 602.4294 | 0.041534 | 596.2755 | 0.046668 | 602.4294 | 0.007267 | 611.0816 | 0.026659 | 602.4294 | 0.061237 | 602.4294 | 3.3354 | 601.9953 | 4.8439 | 602.4294 | 9.0961 | 602.4294 | 9.5408 | 596.2755 | 2.6437 | 602.4294 | 1.8192 | 601.9953 | 0.22454 | 600.1401 | 0.021241 | 601.6018 | 0.0055429 | 600.1486 | 0.01935
| 602.6585 | 5.4348e-05 | 596.4996 | 0.01335 | 596.5 | 0 | 602.6585 | 0 | 596.4996 | -0.0061183 | 602.6585 | 0.00060692 | 611.3096 | 0.016309 | 602.6585 | 0.054864 | 602.6585 | 3.3085 | 602.2248 | 4.7968 | 602.6585 | 8.8345 | 602.6585 | 9.5925 | 596.4996 | 2.6254 | 602.6585 | 1.8225 | 602.2248 | 0.20319 | 600.3668 | 0.0056391 | 601.832 | -0.0015612 | 600.3762 | -0.0016809
| 602.8877 | 0.046804 | 596.7239 | 0.022354 | 596.72 | 0 | 602.8877 | 0.044077 | 596.7239 | 0.017791 | 602.8877 | 0.0046914 | 611.5377 | 0.026502 | 602.8876 | 0.059108 | 602.8877 | 3.3151 | 602.4543 | 4.8103 | 602.8877 | 8.6273 | 602.8876 | 9.6377 | 596.7239 | 2.8325 | 602.8876 | 1.9062 | 602.4543 | 0.2238 | 600.5935 | 0.020432 | 602.0621 | 0.0053583 | 600.6037 | 0.021958
| 603.1168 | -0.0083807 | 596.9481 | 0.004755 | 596.95 | 0 | 603.1168 | 0.0025637 | 596.9481 | 0.012729 | 603.1168 | 0.002627 | 611.7657 | 0.016309 | 603.1168 | 0.05476 | 603.1168 | 3.2973 | 602.6838 | 4.7798 | 603.1168 | 8.3615 | 603.1168 | 9.6199 | 596.9481 | 2.804 | 603.1168 | 1.9354 | 602.6838 | 0.21386 | 600.8203 | 0.0065799 | 602.2924 | -0.0016257 | 600.8312 | -0.00060422
| 603.346 | 0.056809 | 597.1723 | 0.027429 | 597.17 | 0 | 603.346 | 0.033 | 597.1723 | 0.022616 | 603.346 | 0.006975 | 611.9938 | 0.025561 | 603.3459 | 0.059025 | 603.346 | 3.2913 | 602.9133 | 4.7383 | 603.346 | 8.0856 | 603.3459 | 9.6095 | 597.1723 | 2.9755 | 603.346 | 1.9978 | 602.9133 | 0.23742 | 601.047 | 0.022335 | 602.5226 | 0.0065498 | 601.0588 | 0.0223
| 603.5751 | -0.0061348 | 597.3966 | 0.028912 | 597.4 | 0 | 603.5751 | 0.0039437 | 597.3965 | 0.045058 | 603.5751 | 0.0056488 | 612.2218 | 0.015126 | 603.5751 | 0.053304 | 603.5751 | 3.2787 | 603.1428 | 4.7137 | 603.5751 | 7.8573 | 603.5751 | 9.6399 | 597.3965 | 2.8884 | 603.5751 | 2.0243 | 603.1428 | 0.22638 | 601.2737 | 0.0079156 | 602.7528 | -0.0015125 | 601.2864 | 0.0020134
| 603.8043 | 0.058267 | 597.6209 | 0.021179 | 597.62 | 0 | 603.8043 | 0.041241 | 597.6208 | 0.026554 | 603.8043 | 0.0065507 | 612.4499 | 0.025718 | 603.8043 | 0.056476 | 603.8043 | 3.2785 | 603.3724 | 4.7171 | 603.8043 | 7.6028 | 603.8043 | 9.6653 | 597.6208 | 3.0118 | 603.8043 | 2.0918 | 603.3724 | 0.25656 | 601.5005 | 0.021263 | 602.983 | 0.0065608 | 601.514 | 0.022619
| 604.0335 | 0.010535 | 597.8451 | 0.006435 | 597.85 | 0 | 604.0335 | 0.00054824 | 597.8451 | -0.0026102 | 604.0335 | 0.005565 | 612.678 | 0.016309 | 604.0335 | 0.052713 | 604.0335 | 3.2616 | 603.6019 | 4.7041 | 604.0335 | 7.3352 | 604.0335 | 9.68 | 597.8451 | 3.0392 | 604.0335 | 2.127 | 603.6019 | 0.24368 | 601.7272 | 0.0076374 | 603.2133 | -0.0020821 | 601.7416 | 0.0015199
| 604.2627 | 0.072585 | 598.0694 | 0.028665 | 598.07 | 0 | 604.2627 | 0.028827 | 598.0694 | 0.053595 | 604.2627 | 0.010494 | 612.9061 | 0.025875 | 604.2627 | 0.056797 | 604.2627 | 3.2502 | 603.8315 | 4.6885 | 604.2627 | 7.1146 | 604.2627 | 9.7204 | 598.0694 | 3.1962 | 604.2627 | 2.2141 | 603.8315 | 0.26613 | 601.954 | 0.022416 | 603.4435 | 0.0058609 | 601.9692 | 0.022785
| 604.4919 | 0.018567 | 598.2936 | 0.0069593 | 598.29 | 0 | 604.4919 | 0.0018354 | 598.2936 | 0.022356 | 604.4919 | 0.0059739 | 613.1342 | 0.015995 | 604.4919 | 0.051133 | 604.4919 | 3.2456 | 604.061 | 4.6612 | 604.4919 | 6.855 | 604.4919 | 9.7097 | 598.2936 | 3.1617 | 604.4919 | 2.2385 | 604.0611 | 0.24405 | 602.1808 | 0.010113 | 603.6738 | -0.0024192 | 602.1968 | -0.00055081
| 604.7211 | 0.075014 | 598.5179 | 0.025699 | 598.52 | 0 | 604.7211 | 0.033842 | 598.5179 | 0.038463 | 604.7211 | 0.0057073 | 613.3622 | 0.02415 | 604.7211 | 0.053777 | 604.7211 | 3.2322 | 604.2906 | 4.6216 | 604.7211 | 6.6164 | 604.7211 | 9.6889 | 598.5179 | 3.2987 | 604.7211 | 2.3026 | 604.2906 | 0.27055 | 602.4075 | 0.022745 | 603.9041 | 0.0053252 | 602.4244 | 0.021196
| 604.9504 | -0.013173 | 598.7423 | 0.030888 | 598.74 | 0 | 604.9504 | 0.0025724 | 598.7422 | 0.0098578 | 604.9504 | 0.0020985 | 613.5904 | 0.014418 | 604.9504 | 0.048826 | 604.9504 | 3.2308 | 604.5202 | 4.6215 | 604.9504 | 6.3736 | 604.9504 | 9.7214 | 598.7422 | 3.3324 | 604.9504 | 2.3427 | 604.5202 | 0.25693 | 602.6343 | 0.010246 | 604.1344 | -0.0024242 | 602.652 | -0.00045374
| 605.1796 | 0.055072 | 598.9666 | 0.015247 | 598.97 | 0 | 605.1796 | 0.037766 | 598.9666 | 0.031426 | 605.1796 | 0.0074259 | 613.8185 | 0.023836 | 605.1796 | 0.052698 | 605.1796 | 3.199 | 604.7498 | 4.6037 | 605.1796 | 6.1529 | 605.1796 | 9.7528 | 598.9666 | 3.3923 | 605.1796 | 2.4289 | 604.7498 | 0.29631 | 602.8611 | 0.02509 | 604.3647 | 0.0083161 | 602.8797 | 0.02218
| 605.4089 | -0.020812 | 599.1909 | 0.012267 | 599.19 | 0 | 605.4089 | 0.0011991 | 599.1909 | 0.00016201 | 605.4089 | 0.003717 | 614.0467 | 0.012755 | 605.4089 | 0.047997 | 605.4089 | 3.2047 | 604.9794 | 4.5615 | 605.4089 | 5.9154 | 605.4089 | 9.7946 | 599.1909 | 3.5083 | 605.4089 | 2.4388 | 604.9794 | 0.26724 | 603.088 | 0.010816 | 604.595 | -0.0015998 | 603.1073 | -0.0010046
| 605.6382 | 0.10329 | 599.4153 | 0.032124 | 599.42 | 0 | 605.6382 | 0.034642 | 599.4153 | 0.040213 | 605.6382 | 0.011974 | 614.2748 | 0.02415 | 605.6382 | 0.052932 | 605.6382 | 3.1846 | 605.2091 | 4.5729 | 605.6382 | 5.7165 | 605.6382 | 9.7604 | 599.4153 | 3.6157 | 605.6382 | 2.5427 | 605.2091 | 0.3173 | 603.3148 | 0.023821 | 604.8254 | 0.0071019 | 603.335 | 0.019689
| 605.8674 | -0.013921 | 599.6396 | 0.022294 | 599.64 | 0 | 605.8674 | 0 | 599.6396 | 0.0088313 | 605.8674 | 0.0022503 | 614.503 | 0.015515 | 605.8674 | 0.046164 | 605.8674 | 3.1806 | 605.4387 | 4.5509 | 605.8674 | 5.4945 | 605.8674 | 9.7693 | 599.6396 | 3.7088 | 605.8674 | 2.571 | 605.4387 | 0.29337 | 603.5416 | 0.012736 | 605.0557 | -0.0013535 | 603.5627 | 0.0017907
| 606.0967 | 0.059852 | 599.864 | 0.036819 | 599.86 | 0 | 606.0967 | 0.044125 | 599.864 | 0.017803 | 606.0967 | 0.0099202 | 614.7311 | 0.022895 | 606.0967 | 0.04961 | 606.0967 | 3.1751 | 605.6683 | 4.53 | 606.0967 | 5.3032 | 606.0967 | 9.7638 | 599.864 | 3.7565 | 606.0967 | 2.6415 | 605.6684 | 0.31914 | 603.7685 | 0.026374 | 605.2861 | 0.0066384 | 603.7903 | 0.020558
| 606.326 | -0.00074751 | 600.0883 | 0.028417 | 600.09 | 0 | 606.326 | 0.0048812 | 600.0883 | 0.032874 | 606.326 | 0.0015898 | 614.9593 | 0.012941 | 606.326 | 0.045382 | 606.326 | 3.161 | 605.898 | 4.5206 | 606.326 | 5.1038 | 606.326 | 9.8069 | 600.0883 | 3.7954 | 606.3261 | 2.6698 | 605.898 | 0.29484 | 603.9953 | 0.01442 | 605.5164 | -0.0017167 | 604.0181 | -0.00087908
| 606.5554 | 0.062194 | 600.3127 | 0.02817 | 600.31 | 0 | 606.5554 | 0.036316 | 600.3127 | 0.031351 | 606.5554 | 0.0075934 | 615.1876 | 0.024777 | 606.5554 | 0.049012 | 606.5554 | 3.1651 | 606.1277 | 4.4976 | 606.5554 | 4.9122 | 606.5554 | 9.79 | 600.3127 | 4.0007 | 606.5554 | 2.7608 | 606.1277 | 0.34858 | 604.2222 | 0.027784 | 605.7468 | 0.0067217 | 604.2457 | 0.020231
| 606.7847 | -0.019153 | 600.5371 | 0.024697 | 600.54 | 0 | 606.7847 | 0 | 600.5371 | 0.021076 | 606.7847 | 0.0034335 | 615.4157 | 0.012548 | 606.7847 | 0.044335 | 606.7847 | 3.1434 | 606.3574 | 4.4722 | 606.7847 | 4.7185 | 606.7847 | 9.8314 | 600.5371 | 3.961 | 606.7847 | 2.8114 | 606.3574 | 0.32944 | 604.449 | 0.013017 | 605.9772 | -0.001832 | 604.4734 | 0.00249
| 607.014 | 0.041751 | 600.7615 | 0.026441 | 600.76 | 0 | 607.014 | 0.032159 | 600.7615 | 0.039195 | 607.014 | 0.0083438 | 615.6439 | 0.023366 | 607.014 | 0.046992 | 607.014 | 3.1396 | 606.5871 | 4.4759 | 607.014 | 4.5485 | 607.014 | 9.7734 | 600.7615 | 4.1623 | 607.014 | 2.8882 | 606.587 | 0.34122 | 604.676 | 0.028538 | 606.2076 | 0.0065474 | 604.7012 | 0.017816
| 607.2434 | -0.015839 | 600.9859 | 0.0046018 | 600.99 | 0 | 607.2434 | 0.0021056 | 600.9859 | 0.022351 | 607.2434 | 0.0033935 | 615.8722 | 0.01345 | 607.2433 | 0.042996 | 607.2434 | 3.1221 | 606.8168 | 4.4548 | 607.2434 | 4.3685 | 607.2433 | 9.8133 | 600.9859 | 4.2154 | 607.2433 | 2.9256 | 606.8167 | 0.33349 | 604.9028 | 0.014973 | 606.438 | -0.0013936 | 604.9289 | -0.00074541
| 607.4727 | 0.029793 | 601.2103 | 0.022053 | 601.21 | 0 | 607.4727 | 0.020522 | 601.2103 | 0.031698 | 607.4727 | 0.0066909 | 616.1004 | 0.022425 | 607.4727 | 0.045667 | 607.4727 | 3.1213 | 607.0465 | 4.4319 | 607.4727 | 4.1977 | 607.4727 | 9.7942 | 601.2103 | 4.3471 | 607.4727 | 3.0093 | 607.0465 | 0.36846 | 605.1298 | 0.030157 | 606.6685 | 0.0069027 | 605.1567 | 0.021948
| 607.7021 | -0.011323 | 601.4348 | 0.0085163 | 601.43 | 0 | 607.7021 | 0 | 601.4348 | 0.01033 | 607.7021 | 0.00055631 | 616.3287 | 0.013721 | 607.7021 | 0.039942 | 607.7021 | 3.1017 | 607.2762 | 4.4263 | 607.7021 | 4.0301 | 607.7021 | 9.7703 | 601.4348 | 4.3382 | 607.7021 | 3.0663 | 607.2762 | 0.34969 | 605.3566 | 0.014987 | 606.8989 | -0.0019548 | 605.3844 | 0.002808
| 607.9315 | 0.054279 | 601.6592 | 0.036325 | 601.66 | 0 | 607.9315 | 0.032451 | 601.6592 | 0.047927 | 607.9315 | 0.0083021 | 616.5569 | 0.021641 | 607.9315 | 0.045422 | 607.9315 | 3.1142 | 607.5059 | 4.4061 | 607.9315 | 3.8886 | 607.9315 | 9.7907 | 601.6592 | 4.5739 | 607.9315 | 3.1413 | 607.5059 | 0.39239 | 605.5836 | 0.032171 | 607.1293 | 0.0067465 | 605.6122 | 0.020087
| 608.1609 | -0.017376 | 601.8836 | -0.002031 | 601.88 | 0 | 608.1609 | 0 | 601.8836 | 0.017699 | 608.1609 | 0.0027499 | 616.7852 | 0.013483 | 608.1609 | 0.039643 | 608.1609 | 3.0895 | 607.7357 | 4.4068 | 608.1609 | 3.7314 | 608.1609 | 9.7836 | 601.8836 | 4.6268 | 608.1609 | 3.1925 | 607.7357 | 0.37766 | 605.8105 | 0.015681 | 607.3597 | -0.0017367 | 605.84 | -0.0012392
| 608.3903 | 0.084025 | 602.1081 | 0.05214 | 602.11 | 0 | 608.3903 | 0.034725 | 602.1081 | 0.054605 | 608.3903 | 0.011971 | 617.0134 | 0.023209 | 608.3903 | 0.046731 | 608.3903 | 3.0812 | 607.9654 | 4.359 | 608.3903 | 3.5822 | 608.3903 | 9.7964 | 602.1081 | 4.6627 | 608.3903 | 3.2802 | 607.9655 | 0.40196 | 606.0375 | 0.033108 | 607.5902 | 0.0065029 | 606.0677 | 0.022279
| 608.6197 | 0.024491 | 602.3325 | 0.014709 | 602.33 | 0 | 608.6197 | 0.0092006 | 602.3325 | 0.016489 | 608.6197 | 0.0063301 | 617.2418 | 0.012159 | 608.6197 | 0.040667 | 608.6197 | 3.0831 | 608.1952 | 4.345 | 608.6197 | 3.4251 | 608.6197 | 9.751 | 602.3325 | 4.7757 | 608.6197 | 3.3163 | 608.1952 | 0.39349 | 606.2644 | 0.018211 | 607.8207 | -0.0011691 | 606.2955 | 0.0016638
| 608.8491 | 0.057692 | 602.557 | 0.021236 | 602.56 | 0 | 608.8491 | 0.028215 | 602.557 | 0.038318 | 608.8491 | 0.0094764 | 617.47 | 0.022582 | 608.8491 | 0.043349 | 608.8491 | 3.0615 | 608.425 | 4.3277 | 608.8491 | 3.3074 | 608.8491 | 9.7181 | 602.557 | 4.9091 | 608.8491 | 3.4061 | 608.425 | 0.41889 | 606.4914 | 0.033873 | 608.0512 | 0.0067783 | 606.5233 | 0.023694
| 609.0786 | 0.0057 | 602.7815 | 0.012315 | 602.78 | 0 | 609.0786 | 0 | 602.7815 | 0.017006 | 609.0786 | 0.0069679 | 617.6984 | 0.011968 | 609.0786 | 0.040509 | 609.0786 | 3.0368 | 608.6548 | 4.298 | 609.0786 | 3.1571 | 609.0786 | 9.6887 | 602.7815 | 4.9846 | 609.0785 | 3.4386 | 608.6548 | 0.41079 | 606.7183 | 0.018325 | 608.2817 | -0.0010278 | 606.7512 | -0.0014248
| 609.308 | 0.063437 | 603.006 | 0.016068 | 603.01 | 0 | 609.308 | 0.034225 | 603.006 | 0.031202 | 609.308 | 0.0088891 | 617.9266 | 0.022425 | 609.308 | 0.0421 | 609.308 | 3.0283 | 608.8846 | 4.2845 | 609.308 | 3.0301 | 609.308 | 9.6686 | 603.006 | 5.1383 | 609.308 | 3.5257 | 608.8846 | 0.45055 | 606.9453 | 0.036664 | 608.5122 | 0.0077242 | 606.979 | 0.02059
| 609.5375 | -0.0092907 | 603.2305 | 0.0056531 | 603.23 | 0 | 609.5375 | 0 | 603.2305 | 0.0072456 | 609.5375 | 0.0031744 | 618.155 | 0.012076 | 609.5375 | 0.038626 | 609.5375 | 3.0141 | 609.1144 | 4.2586 | 609.5375 | 2.9092 | 609.5375 | 9.6847 | 603.2305 | 5.257 | 609.5375 | 3.5992 | 609.1144 | 0.42662 | 607.1723 | 0.021046 | 608.7427 | -0.00068405 | 607.2068 | 0.0013548
| 609.767 | 0.062149 | 603.455 | 0.027182 | 603.46 | 0 | 609.767 | 0.031343 | 603.455 | 0.024783 | 609.767 | 0.0081178 | 618.3833 | 0.021014 | 609.767 | 0.042299 | 609.767 | 3.0052 | 609.3442 | 4.2596 | 609.767 | 2.8005 | 609.767 | 9.657 | 603.455 | 5.3861 | 609.767 | 3.7046 | 609.3442 | 0.47005 | 607.3993 | 0.034937 | 608.9733 | 0.0076638 | 607.4347 | 0.02219
| 609.9964 | -0.016482 | 603.6795 | 0.017432 | 603.68 | 0 | 609.9964 | 0.0031089 | 603.6795 | -0.0029344 | 609.9964 | 0.0020565 | 618.6116 | 0.012181 | 609.9965 | 0.036189 | 609.9964 | 3.0061 | 609.5741 | 4.248 | 609.9964 | 2.6795 | 609.9965 | 9.6911 | 603.6795 | 5.4527 | 609.9965 | 3.7534 | 609.5741 | 0.44355 | 607.6263 | 0.023153 | 609.2038 | -0.00042619 | 607.6625 | 0.00022714
| 610.226 | 0.054616 | 603.904 | 0.023769 | 603.9 | 0 | 610.2259 | 0.04054 | 603.9041 | 0.03807 | 610.2259 | 0.0072457 | 618.84 | 0.021798 | 610.226 | 0.040336 | 610.226 | 2.99 | 609.8039 | 4.2084 | 610.2259 | 2.5755 | 610.226 | 9.6087 | 603.9041 | 5.6892 | 610.226 | 3.8552 | 609.8039 | 0.48073 | 607.8533 | 0.037719 | 609.4343 | 0.0073408 | 607.8904 | 0.022683
| 610.4555 | -0.022652 | 604.1286 | 0.029406 | 604.13 | 0 | 610.4555 | 0.0038546 | 604.1286 | 0.016815 | 610.4555 | 0.0015888 | 619.0684 | 0.011509 | 610.4554 | 0.034983 | 610.4555 | 2.9655 | 610.0338 | 4.1811 | 610.4555 | 2.4504 | 610.4554 | 9.6093 | 604.1286 | 5.8788 | 610.4554 | 3.9007 | 610.0338 | 0.47999 | 608.0804 | 0.021398 | 609.6649 | -0.00036967 | 608.1183 | -0.00070116
| 610.685 | 0.052426 | 604.3532 | 0.028912 | 604.35 | 0 | 610.685 | 0.024798 | 604.3531 | 0.013552 | 610.685 | 0.0082099 | 619.2967 | 0.021484 | 610.685 | 0.038948 | 610.685 | 2.9619 | 610.2637 | 4.1774 | 610.685 | 2.3561 | 610.685 | 9.5728 | 604.3531 | 5.9077 | 610.685 | 3.9977 | 610.2637 | 0.51349 | 608.3074 | 0.037873 | 609.8954 | 0.0073496 | 608.3461 | 0.023498
| 610.9145 | -0.02265 | 604.5777 | 0.014457 | 604.58 | 0 | 610.9145 | 0 | 604.5777 | 0.032208 | 610.9145 | 0.0015678 | 619.5252 | 0.011627 | 610.9145 | 0.033924 | 610.9145 | 2.9448 | 610.4936 | 4.1289 | 610.9145 | 2.2508 | 610.9145 | 9.5212 | 604.5777 | 6.0254 | 610.9145 | 4.039 | 610.4936 | 0.48662 | 608.5345 | 0.025011 | 610.126 | -0.00082354 | 608.574 | 0.0026893
| 611.144 | 0.043414 | 604.8023 | 0.026935 | 604.8 | 0 | 611.144 | 0.020005 | 604.8023 | 0.039468 | 611.144 | 0.0082186 | 619.7535 | 0.021798 | 611.144 | 0.03827 | 611.144 | 2.9453 | 610.7235 | 4.1288 | 611.144 | 2.1688 | 611.144 | 9.5131 | 604.8023 | 6.2184 | 611.144 | 4.1564 | 610.7235 | 0.53962 | 608.7615 | 0.039475 | 610.3566 | 0.0072123 | 608.8019 | 0.021448
| 611.3736 | -0.0060406 | 605.0269 | 0.0299 | 605.03 | 0 | 611.3736 | 0.008274 | 605.0269 | 0.020501 | 611.3736 | 0.0010336 | 619.9819 | 0.011848 | 611.3736 | 0.0335 | 611.3736 | 2.9325 | 610.9534 | 4.1236 | 611.3736 | 2.0652 | 611.3736 | 9.53 | 605.0269 | 6.3529 | 611.3736 | 4.2375 | 610.9534 | 0.51312 | 608.9886 | 0.026597 | 610.5873 | -0.00026558 | 609.0299 | -0.00066382
| 611.6032 | 0.060615 | 605.2515 | 0.041267 | 605.25 | 0 | 611.6032 | 0.038785 | 605.2515 | 0.0099523 | 611.6032 | 0.0080359 | 620.2104 | 0.020386 | 611.6031 | 0.037718 | 611.6032 | 2.9283 | 611.1833 | 4.1124 | 611.6032 | 2.0062 | 611.6031 | 9.5272 | 605.2515 | 6.5097 | 611.6032 | 4.3483 | 611.1833 | 0.5676 | 609.2157 | 0.04328 | 610.8179 | 0.0079788 | 609.2578 | 0.025984
| 611.8327 | -0.020538 | 605.4761 | 0.0095488 | 605.48 | 0 | 611.8327 | 0 | 605.4761 | 0.0072645 | 611.8327 | 0.0013585 | 620.4388 | 0.010259 | 611.8327 | 0.031998 | 611.8327 | 2.9025 | 611.4132 | 4.0899 | 611.8327 | 1.9106 | 611.8327 | 9.4949 | 605.4761 | 6.6358 | 611.8327 | 4.4167 | 611.4132 | 0.53189 | 609.4427 | 0.031351 | 611.0485 | -0.00064623 | 609.4857 | 0.00050018
| 612.0623 | 0.040952 | 605.7007 | 0.038796 | 605.7 | 0 | 612.0623 | 0.02164 | 605.7007 | 0.047049 | 612.0623 | 0.0082669 | 620.6672 | 0.019759 | 612.0623 | 0.035035 | 612.0623 | 2.9008 | 611.6432 | 4.0642 | 612.0623 | 1.8352 | 612.0623 | 9.4599 | 605.7007 | 6.8914 | 612.0623 | 4.5237 | 611.6431 | 0.57938 | 609.6699 | 0.042851 | 611.2792 | 0.0082878 | 609.7137 | 0.02175
| 612.2919 | 0.00083257 | 605.9253 | -0.0054388 | 605.93 | 0 | 612.2919 | 0.0059579 | 605.9253 | 0.026032 | 612.2919 | 0.0018883 | 620.8957 | 0.011217 | 612.2919 | 0.03309 | 612.2919 | 2.8992 | 611.8731 | 4.0335 | 612.2919 | 1.754 | 612.2919 | 9.4788 | 605.9253 | 7.0495 | 612.2919 | 4.5996 | 611.8731 | 0.57275 | 609.897 | 0.029368 | 611.5098 | -0.00033167 | 609.9417 | 0.001916
| 612.5215 | 0.045165 | 606.1499 | 0.036819 | 606.15 | 0 | 612.5215 | 0.032856 | 606.1499 | 0.043138 | 612.5215 | 0.0051939 | 621.1241 | 0.02117 | 612.5215 | 0.034191 | 612.5215 | 2.8824 | 612.1031 | 4.0301 | 612.5215 | 1.6865 | 612.5215 | 9.4144 | 606.1499 | 7.2072 | 612.5216 | 4.6951 | 612.1031 | 0.6103 | 610.1241 | 0.044382 | 611.7405 | 0.0075515 | 610.1696 | 0.024646
| 612.7511 | 0.0017144 | 606.3746 | 0.02004 | 606.37 | 0 | 612.7511 | 0.0024317 | 606.3746 | 0.041266 | 612.7511 | 0.0029333 | 621.3526 | 0.01229 | 612.7512 | 0.031465 | 612.7511 | 2.8638 | 612.333 | 4.0114 | 612.7511 | 1.6086 | 612.7512 | 9.4369 | 606.3746 | 7.2872 | 612.7512 | 4.7845 | 612.333 | 0.60625 | 610.3512 | 0.030942 | 611.9711 | -0.00051546 | 610.3976 | -0.0012629
| 612.9808 | 0.057809 | 606.5992 | 0.018207 | 606.6 | 0 | 612.9808 | 0.028648 | 606.5992 | 0.014432 | 612.9808 | 0.0085905 | 621.5811 | 0.021641 | 612.9808 | 0.034741 | 612.9808 | 2.8476 | 612.563 | 3.9662 | 612.9808 | 1.5389 | 612.9808 | 9.3657 | 606.5992 | 7.4901 | 612.9808 | 4.8845 | 612.563 | 0.6449 | 610.5784 | 0.048614 | 612.2018 | 0.00829 | 610.6256 | 0.022193
| 613.2104 | -0.014724 | 606.8238 | 0.0086545 | 606.82 | 0 | 613.2104 | 0 | 606.8239 | 0.02793 | 613.2104 | 0.0030531 | 621.8096 | 0.011917 | 613.2104 | 0.029817 | 613.2104 | 2.836 | 612.793 | 3.9576 | 613.2104 | 1.4694 | 613.2104 | 9.3368 | 606.8239 | 7.6994 | 613.2104 | 4.9824 | 612.793 | 0.63312 | 610.8055 | 0.034463 | 612.4326 | -0.00010763 | 610.8536 | 0.0033999
| 613.4401 | 0.056755 | 607.0485 | 0.0209 | 607.05 | 0 | 613.4401 | 0.040654 | 607.0485 | 0.036523 | 613.4401 | 0.0096849 | 622.0381 | 0.020543 | 613.4401 | 0.034485 | 613.4401 | 2.8345 | 613.023 | 3.9619 | 613.4401 | 1.4192 | 613.4401 | 9.3469 | 607.0485 | 7.8998 | 613.4401 | 5.1041 | 613.023 | 0.68024 | 611.0327 | 0.050101 | 612.6632 | 0.0088897 | 611.0816 | 0.023042
| 613.6697 | -0.031433 | 607.2732 | 0.014619 | 607.27 | 0 | 613.6697 | 0.0010598 | 607.2733 | 0.022607 | 613.6697 | 0.0033852 | 622.2666 | 0.011173 | 613.6697 | 0.028981 | 613.6697 | 2.8098 | 613.2531 | 3.9279 | 613.6697 | 1.3575 | 613.6697 | 9.3261 | 607.2733 | 8.0335 | 613.6697 | 5.1758 | 613.2531 | 0.65079 | 611.2598 | 0.034094 | 612.894 | -0.00051028 | 611.3096 | 0.0043803
| 613.8994 | 0.058487 | 607.4979 | 0.021537 | 607.5 | 0 | 613.8994 | 0.023351 | 607.4979 | 0.046119 | 613.8994 | 0.0095769 | 622.4951 | 0.020073 | 613.8994 | 0.033341 | 613.8994 | 2.8237 | 613.4831 | 3.9318 | 613.8994 | 1.3069 | 613.8994 | 9.3094 | 607.4979 | 8.316 | 613.8994 | 5.3057 | 613.4831 | 0.70711 | 611.487 | 0.050581 | 613.1247 | 0.0082199 | 611.5377 | 0.021213
| 614.1291 | 0.00089568 | 607.7226 | 0.0091812 | 607.72 | 0 | 614.1291 | 0.00052327 | 607.7226 | 0.036832 | 614.1291 | 0.00025018 | 622.7236 | 0.011026 | 614.1291 | 0.028413 | 614.1291 | 2.8061 | 613.7131 | 3.9001 | 614.1291 | 1.2521 | 614.1291 | 9.3227 | 607.7226 | 8.468 | 614.1291 | 5.4183 | 613.7131 | 0.68465 | 611.7142 | 0.038592 | 613.3554 | -0.00057718 | 611.7657 | 0.00032219
| 614.3588 | 0.049808 | 607.9473 | 0.022079 | 607.95 | 0 | 614.3588 | 0.037571 | 607.9473 | 0.039795 | 614.3588 | 0.0075791 | 622.9522 | 0.019759 | 614.3588 | 0.033693 | 614.3588 | 2.8133 | 613.9432 | 3.8793 | 614.3588 | 1.2092 | 614.3588 | 9.2771 | 607.9473 | 8.743 | 614.3588 | 5.5427 | 613.9432 | 0.7579 | 611.9414 | 0.053739 | 613.5862 | 0.0090475 | 611.9938 | 0.022987
| 614.5885 | -0.023906 | 608.1721 | 0.033607 | 608.17 | 0 | 614.5885 | 0 | 608.1721 | 0.024499 | 614.5885 | 0.0042231 | 623.1807 | 0.0108 | 614.5885 | 0.028151 | 614.5885 | 2.7899 | 614.1732 | 3.8619 | 614.5885 | 1.151 | 614.5885 | 9.23 | 608.1721 | 8.9153 | 614.5885 | 5.6229 | 614.1733 | 0.7233 | 612.1686 | 0.04095 | 613.817 | 0.00072994 | 612.2218 | 0.00092505
| 614.8182 | 0.058739 | 608.3968 | 0.016964 | 608.4 | 0 | 614.8182 | 0.039964 | 608.3968 | 0.060394 | 614.8182 | 0.0073381 | 623.4093 | 0.019289 | 614.8182 | 0.030882 | 614.8182 | 2.7749 | 614.4033 | 3.8373 | 614.8182 | 1.1089 | 614.8182 | 9.18 | 608.3968 | 9.1453 | 614.8182 | 5.7584 | 614.4033 | 0.76895 | 612.3958 | 0.055522 | 614.0477 | 0.0089819 | 612.4499 | 0.021015
| 615.048 | -0.00375 | 608.6215 | 0.017613 | 608.62 | 0 | 615.048 | 0.0093326 | 608.6215 | 0.0055551 | 615.048 | 0.0047201 | 623.6379 | 0.010285 | 615.048 | 0.02713 | 615.048 | 2.7654 | 614.6334 | 3.8397 | 615.048 | 1.0585 | 615.048 | 9.1724 | 608.6215 | 9.3005 | 615.048 | 5.856 | 614.6334 | 0.76122 | 612.623 | 0.040921 | 614.2785 | 0.00032206 | 612.678 | 0.0032823
| 615.2777 | 0.053283 | 608.8463 | 0.021227 | 608.85 | 0 | 615.2777 | 0.033889 | 608.8463 | 0.022189 | 615.2777 | 0.0085716 | 623.8665 | 0.020073 | 615.2777 | 0.030664 | 615.2777 | 2.7633 | 614.8635 | 3.8096 | 615.2777 | 1.0204 | 615.2777 | 9.1171 | 608.8463 | 9.5672 | 615.2777 | 5.9955 | 614.8635 | 0.81312 | 612.8503 | 0.056463 | 614.5093 | 0.009631 | 612.9061 | 0.027559
| 615.5074 | 0.010576 | 609.071 | 0.010825 | 609.07 | 0 | 615.5074 | 0 | 609.071 | 0.041027 | 615.5074 | 0.0013348 | 624.095 | 0.010171 | 615.5074 | 0.026562 | 615.5074 | 2.7454 | 615.0936 | 3.7952 | 615.5074 | 0.96814 | 615.5074 | 9.1388 | 609.071 | 9.803 | 615.5074 | 6.1003 | 615.0936 | 0.79287 | 613.0775 | 0.041391 | 614.7401 | 0.00060062 | 613.1342 | 0.001062
| 615.7372 | 0.03096 | 609.2958 | 0.030641 | 609.3 | 0 | 615.7372 | 0.028121 | 609.2958 | 0.01744 | 615.7372 | 0.0058251 | 624.3236 | 0.018818 | 615.7372 | 0.028619 | 615.7372 | 2.7299 | 615.3237 | 3.7809 | 615.7372 | 0.93815 | 615.7372 | 9.0564 | 609.2958 | 10.045 | 615.7372 | 6.2371 | 615.3237 | 0.84367 | 613.3047 | 0.058826 | 614.971 | 0.0093265 | 613.3622 | 0.02292
| 615.967 | 0.0026241 | 609.5206 | 0.024035 | 609.52 | 0 | 615.967 | 0 | 609.5206 | 0.03093 | 615.967 | -4.5316e-08 | 624.5522 | 0.010216 | 615.967 | 0.024852 | 615.967 | 2.6953 | 615.5539 | 3.7484 | 615.967 | 0.89058 | 615.967 | 9.0326 | 609.5206 | 10.3349 | 615.967 | 6.3208 | 615.5539 | 0.83226 | 613.532 | 0.045717 | 615.2018 | 0.0011794 | 613.5904 | -0.00073606
| 616.1968 | 0.06115 | 609.7454 | 0.014783 | 609.75 | 0 | 616.1968 | 0.029896 | 609.7454 | 0.047061 | 616.1968 | 0.0060959 | 624.7809 | 0.018505 | 616.1968 | 0.029042 | 616.1968 | 2.7136 | 615.784 | 3.7373 | 616.1968 | 0.87261 | 616.1968 | 9.0116 | 609.7454 | 10.5414 | 616.1968 | 6.5025 | 615.784 | 0.88784 | 613.7593 | 0.060069 | 615.4326 | 0.0089489 | 613.8185 | 0.0236
| 616.4266 | -0.047919 | 609.9701 | 0.029653 | 609.97 | 0 | 616.4266 | 0 | 609.9702 | -0.0091852 | 616.4266 | 0.0019274 | 625.0095 | 0.0097063 | 616.4266 | 0.024389 | 616.4266 | 2.7215 | 616.0142 | 3.7507 | 616.4266 | 0.82585 | 616.4266 | 9.0233 | 609.9702 | 10.8016 | 616.4266 | 6.6302 | 616.0142 | 0.88526 | 613.9866 | 0.047981 | 615.6635 | 0.0010725 | 614.0467 | 0.0013111
| 616.6564 | 0.057879 | 610.1949 | 0.034101 | 610.19 | 0 | 616.6564 | 0.031891 | 610.1949 | 0.039312 | 616.6564 | 0.0060464 | 625.2382 | 0.019759 | 616.6564 | 0.029971 | 616.6564 | 2.6865 | 616.2443 | 3.6764 | 616.6564 | 0.79664 | 616.6564 | 8.8688 | 610.1949 | 10.9841 | 616.6564 | 6.7079 | 616.2443 | 0.92465 | 614.2139 | 0.064721 | 615.8943 | 0.0090959 | 614.2748 | 0.025349
| 616.8862 | -0.0045227 | 610.4197 | 0.014195 | 610.42 | 0 | 616.8862 | 0 | 610.4197 | 0.043281 | 616.8862 | 0.0036061 | 625.4668 | 0.0089245 | 616.8862 | 0.024962 | 616.8862 | 2.6861 | 616.4745 | 3.7159 | 616.8862 | 0.76502 | 616.8862 | 8.9449 | 610.4197 | 11.0954 | 616.8862 | 6.9118 | 616.4745 | 0.91213 | 614.4412 | 0.052265 | 616.1252 | 0.00098755 | 614.503 | 0.0034782
| 617.116 | 0.060071 | 610.6446 | 0.039784 | 610.64 | 0 | 617.116 | 0.053346 | 610.6446 | 0.038047 | 617.116 | 0.0082723 | 625.6954 | 0.019289 | 617.116 | 0.02847 | 617.116 | 2.7006 | 616.7047 | 3.7183 | 617.116 | 0.74324 | 617.116 | 8.8886 | 610.6446 | 11.5487 | 617.116 | 7.0811 | 616.7047 | 0.98943 | 614.6685 | 0.067811 | 616.3561 | 0.009299 | 614.7311 | 0.023679
| 617.3459 | 0.0046425 | 610.8694 | 0.022969 | 610.87 | 0 | 617.3459 | 0.0036813 | 610.8694 | 0.033668 | 617.3459 | 0.0033477 | 625.9241 | 0.0081673 | 617.3459 | 0.024631 | 617.3459 | 2.6704 | 616.9349 | 3.657 | 617.3459 | 0.70039 | 617.3459 | 8.7619 | 610.8694 | 11.8041 | 617.3459 | 7.1269 | 616.9349 | 0.94379 | 614.8958 | 0.05254 | 616.587 | 0.0013033 | 614.9594 | 0.0024919
| 617.5757 | 0.031666 | 611.0942 | 0.025699 | 611.09 | 0 | 617.5757 | 0.029269 | 611.0942 | 0.028606 | 617.5757 | 0.0056207 | 626.1528 | 0.01772 | 617.5757 | 0.028492 | 617.5757 | 2.6832 | 617.1651 | 3.6869 | 617.5757 | 0.68609 | 617.5757 | 8.8231 | 611.0942 | 12.0016 | 617.5757 | 7.3679 | 617.1651 | 1.0347 | 615.1232 | 0.069658 | 616.8179 | 0.010534 | 615.1876 | 0.023438
| 617.8056 | -0.013375 | 611.3191 | 0.0091766 | 611.32 | 0 | 617.8056 | 0 | 611.3191 | 0.0044997 | 617.8056 | 0.0028962 | 626.3815 | 0.0086547 | 617.8056 | 0.024046 | 617.8056 | 2.6618 | 617.3953 | 3.6427 | 617.8056 | 0.64927 | 617.8056 | 8.7435 | 611.3191 | 12.3014 | 617.8056 | 7.4643 | 617.3953 | 1.0262 | 615.3505 | 0.055198 | 617.0488 | 0.0017509 | 615.4157 | 0.00086776
| 618.0355 | 0.042844 | 611.5439 | 0.014366 | 611.54 | 0 | 618.0355 | 0.032883 | 611.5439 | 0.024349 | 618.0355 | 0.0062882 | 626.6102 | 0.018818 | 618.0355 | 0.027296 | 618.0355 | 2.6173 | 617.6256 | 3.6001 | 618.0355 | 0.63056 | 618.0355 | 8.6371 | 611.5439 | 12.64 | 618.0355 | 7.5782 | 617.6255 | 1.07 | 615.5778 | 0.071701 | 617.2797 | 0.009723 | 615.6439 | 0.025456
| 618.2654 | -0.041668 | 611.7689 | 0.024126 | 611.77 | 0 | 618.2654 | 0 | 611.7689 | 0.0049626 | 618.2654 | 0.0022668 | 626.8389 | 0.0088783 | 618.2654 | 0.021839 | 618.2654 | 2.6116 | 617.8558 | 3.5733 | 618.2654 | 0.59287 | 618.2654 | 8.6413 | 611.7689 | 12.9418 | 618.2654 | 7.6966 | 617.8558 | 1.0586 | 615.8052 | 0.059646 | 617.5107 | 0.0014927 | 615.8722 | 0.0046827
| 618.4953 | 0.0294 | 611.9937 | 0.030147 | 611.99 | 0 | 618.4953 | 0.035603 | 611.9937 | 0.050172 | 618.4953 | 0.0068574 | 627.0676 | 0.018191 | 618.4952 | 0.027016 | 618.4953 | 2.6622 | 618.086 | 3.6277 | 618.4953 | 0.5914 | 618.4952 | 8.7106 | 611.9937 | 13.3397 | 618.4952 | 7.996 | 618.0861 | 1.1267 | 616.0326 | 0.076165 | 617.7416 | 0.010733 | 616.1004 | 0.026539
| 618.7252 | -0.001429 | 612.2186 | 0.0080227 | 612.22 | 0 | 618.7252 | 0 | 612.2186 | 0.03204 | 618.7252 | 0.003565 | 627.2964 | 0.0099345 | 618.7252 | 0.021265 | 618.7252 | 2.5926 | 618.3163 | 3.5445 | 618.7252 | 0.55136 | 618.7252 | 8.5336 | 612.2186 | 13.553 | 618.7252 | 8.0032 | 618.3163 | 1.1006 | 616.2599 | 0.059628 | 617.9726 | 0.001609 | 616.3287 | 0.0035129
| 618.9551 | 0.055265 | 612.4435 | 0.018684 | 612.44 | 0 | 618.9551 | 0.039288 | 612.4435 | 0.029861 | 618.9551 | 0.0060126 | 627.5251 | 0.018348 | 618.9551 | 0.026497 | 618.9551 | 2.6136 | 618.5466 | 3.5495 | 618.9551 | 0.53912 | 618.9551 | 8.515 | 612.4435 | 13.9962 | 618.9551 | 8.2328 | 618.5466 | 1.1786 | 616.4874 | 0.075849 | 618.2035 | 0.010386 | 616.5569 | 0.024405
| 619.185 | -0.063091 | 612.6685 | 0.013268 | 612.67 | 0 | 619.185 | 0 | 612.6685 | 0.02142 | 619.185 | 0.00055166 | 627.7539 | 0.0079734 | 619.185 | 0.020101 | 619.185 | 2.5881 | 618.7769 | 3.5473 | 619.185 | 0.51306 | 619.185 | 8.5537 | 612.6685 | 14.2175 | 619.185 | 8.4036 | 618.7769 | 1.1724 | 616.7148 | 0.068344 | 618.4346 | 0.0020084 | 616.7852 | 0.0031267
| 619.415 | 0.081207 | 612.8934 | 0.036819 | 612.89 | 0 | 619.415 | 0.027089 | 612.8934 | 0.03158 | 619.415 | 0.009297 | 627.9826 | 0.019132 | 619.415 | 0.026543 | 619.415 | 2.5909 | 619.0072 | 3.5535 | 619.415 | 0.50751 | 619.415 | 8.5606 | 612.8934 | 14.4845 | 619.415 | 8.6421 | 619.0072 | 1.2294 | 616.9421 | 0.081548 | 618.6655 | 0.01102 | 617.0134 | 0.022753
| 619.6449 | -0.024385 | 613.1183 | 0.022212 | 613.12 | 0 | 619.6449 | 0 | 613.1183 | 0.022191 | 619.6449 | 0.00095514 | 628.2114 | 0.0091439 | 619.6449 | 0.019084 | 619.6449 | 2.5471 | 619.2375 | 3.4865 | 619.6449 | 0.46968 | 619.6449 | 8.3825 | 613.1183 | 14.9269 | 619.6449 | 8.6903 | 619.2375 | 1.2136 | 617.1696 | 0.066049 | 618.8966 | 0.0025354 | 617.2418 | 0.0052299
| 619.8749 | 0.050023 | 613.3432 | 0.030888 | 613.34 | 0 | 619.8749 | 0.048834 | 613.3432 | 0.051476 | 619.8749 | 0.007722 | 628.4402 | 0.018975 | 619.8749 | 0.026399 | 619.8749 | 2.5739 | 619.4678 | 3.5143 | 619.8749 | 0.4686 | 619.8749 | 8.4388 | 613.3432 | 15.2303 | 619.8749 | 8.9527 | 619.4678 | 1.295 | 617.397 | 0.083254 | 619.1276 | 0.011464 | 617.47 | 0.021257
| 620.1049 | -0.011772 | 613.5682 | 0.022599 | 613.57 | 0 | 620.1049 | 0 | 613.5682 | 0.012905 | 620.1049 | 0.0030852 | 628.6689 | 0.0094088 | 620.1049 | 0.021017 | 620.1049 | 2.5406 | 619.6981 | 3.4875 | 620.1049 | 0.43783 | 620.1049 | 8.341 | 613.5682 | 15.4406 | 620.1049 | 9.0783 | 619.6981 | 1.2839 | 617.6245 | 0.072232 | 619.3586 | 0.0029285 | 617.6984 | -0.0023871
| 620.3348 | 0.06526 | 613.7931 | 0.030888 | 613.79 | 0 | 620.3348 | 0.033662 | 613.7932 | 0.0069803 | 620.3348 | 0.0068509 | 628.8978 | 0.018818 | 620.3348 | 0.0258 | 620.3348 | 2.5062 | 619.9285 | 3.4243 | 620.3348 | 0.42786 | 620.3348 | 8.2153 | 613.7932 | 15.9808 | 620.3348 | 9.185 | 619.9285 | 1.3288 | 617.8519 | 0.087039 | 619.5896 | 0.011883 | 617.9266 | 0.036795
| 620.5648 | -0.017705 | 614.0181 | 0.0050757 | 614.02 | 0 | 620.5648 | 0 | 614.0181 | 0.018122 | 620.5648 | 0.0018457 | 629.1266 | 0.0084751 | 620.5648 | 0.020426 | 620.5648 | 2.5279 | 620.1588 | 3.4361 | 620.5648 | 0.40758 | 620.5648 | 8.2428 | 614.0181 | 16.2865 | 620.5648 | 9.4184 | 620.1588 | 1.3557 | 618.0793 | 0.076902 | 619.8207 | 0.0035446 | 618.155 | 0.0039284
| 620.7948 | 0.039944 | 614.2431 | 0.019007 | 614.24 | 0 | 620.7949 | 0.03799 | 614.2431 | 0.020602 | 620.7949 | 0.0068081 | 629.3554 | 0.01725 | 620.7949 | 0.024308 | 620.7948 | 2.5193 | 620.3892 | 3.4337 | 620.7949 | 0.40427 | 620.7949 | 8.2478 | 614.2431 | 16.6776 | 620.7949 | 9.7061 | 620.3892 | 1.412 | 618.3068 | 0.091076 | 620.0518 | 0.012227 | 618.3833 | 0.025518
| 621.0249 | -0.024328 | 614.4681 | -0.0097341 | 614.47 | 0 | 621.0249 | 0 | 614.4681 | 0.038491 | 621.0249 | 0.0012628 | 629.5842 | 0.0083159 | 621.0249 | 0.01932 | 621.0249 | 2.5212 | 620.6196 | 3.4238 | 621.0249 | 0.37968 | 621.0249 | 8.1974 | 614.4681 | 17.111 | 621.0249 | 9.8649 | 620.6196 | 1.4028 | 618.5343 | 0.077824 | 620.2828 | 0.0031461 | 618.6116 | 0.0050588
| 621.2549 | 0.050383 | 614.693 | 0.027182 | 614.69 | 0 | 621.2549 | 0.035529 | 614.6931 | 0.034952 | 621.2549 | 0.006321 | 629.813 | 0.018661 | 621.2549 | 0.024306 | 621.2549 | 2.4977 | 620.85 | 3.3924 | 621.2549 | 0.37375 | 621.2549 | 8.1455 | 614.6931 | 17.4412 | 621.2549 | 10.0393 | 620.85 | 1.4621 | 618.7618 | 0.093112 | 620.5139 | 0.013044 | 618.84 | 0.027129
| 621.485 | -0.0065202 | 614.9181 | 0.013731 | 614.92 | 0 | 621.4849 | 0 | 614.9181 | 0.030662 | 621.4849 | 0.00042506 | 630.0419 | 0.0082222 | 621.4849 | 0.017579 | 621.485 | 2.4746 | 621.0804 | 3.3637 | 621.4849 | 0.35183 | 621.4849 | 8.0691 | 614.9181 | 17.9523 | 621.4849 | 10.2013 | 621.0804 | 1.4672 | 618.9893 | 0.083619 | 620.745 | 0.0031006 | 619.0684 | 0.0039245
| 621.715 | 0.057537 | 615.1431 | 0.0087485 | 615.14 | 0 | 621.715 | 0.042599 | 615.1431 | 0.046831 | 621.715 | 0.0094549 | 630.2708 | 0.02023 | 621.715 | 0.023385 | 621.715 | 2.4941 | 621.3108 | 3.3685 | 621.715 | 0.34991 | 621.715 | 8.0618 | 615.1431 | 18.2861 | 621.715 | 10.4396 | 621.3108 | 1.5254 | 619.2168 | 0.097574 | 620.9761 | 0.012403 | 619.2968 | 0.025025
| 621.9451 | -0.0044687 | 615.3681 | 0.011736 | 615.37 | 0 | 621.9451 | 0 | 615.3681 | 0.040475 | 621.9451 | -0.0023527 | 630.4997 | 0.0087646 | 621.9451 | 0.017541 | 621.9451 | 2.452 | 621.5412 | 3.3396 | 621.9451 | 0.32166 | 621.9451 | 8.0338 | 615.3681 | 18.6132 | 621.9451 | 10.6574 | 621.5412 | 1.5386 | 619.4443 | 0.087689 | 621.2072 | 0.0048553 | 619.5251 | 0.0074184
| 622.1751 | 0.041521 | 615.5931 | 0.040031 | 615.59 | 0 | 622.1751 | 0.040736 | 615.5931 | 0.016939 | 622.1751 | 0.0081827 | 630.7286 | 0.019602 | 622.1752 | 0.02348 | 622.1751 | 2.4707 | 621.7716 | 3.3562 | 622.1751 | 0.32539 | 622.1752 | 8.0479 | 615.5931 | 19.2467 | 622.1752 | 10.968 | 621.7716 | 1.6203 | 619.6719 | 0.10562 | 621.4384 | 0.012944 | 619.7535 | 0.025301
| 622.4052 | -0.019839 | 615.8182 | 0.038549 | 615.82 | 0 | 622.4052 | 0 | 615.8182 | -0.013975 | 622.4052 | 0.00028639 | 630.9575 | 0.0090248 | 622.4052 | 0.017683 | 622.4052 | 2.446 | 622.0021 | 3.2967 | 622.4052 | 0.29601 | 622.4052 | 7.9245 | 615.8182 | 19.7397 | 622.4052 | 11.0737 | 622.0021 | 1.606 | 619.8994 | 0.089355 | 621.6695 | 0.0042259 | 619.9819 | 0.0065889
| 622.6353 | 0.046238 | 616.0433 | 0.032371 | 616.04 | 0 | 622.6353 | 0.02012 | 616.0433 | 0.025878 | 622.6353 | 0.0097735 | 631.1863 | 0.018191 | 622.6353 | 0.024752 | 622.6353 | 2.4355 | 622.2325 | 3.3039 | 622.6353 | 0.29865 | 622.6353 | 7.9042 | 616.0433 | 20.1086 | 622.6353 | 11.303 | 622.2325 | 1.6778 | 620.127 | 0.10949 | 621.9006 | 0.014272 | 620.2104 | 0.025762
| 622.8654 | -0.045612 | 616.2683 | 0.0019921 | 616.27 | 0 | 622.8654 | 0 | 616.2683 | 0.0081374 | 622.8654 | 0.0017385 | 631.4153 | 0.0077762 | 622.8654 | 0.018552 | 622.8654 | 2.4312 | 622.463 | 3.2712 | 622.8654 | 0.28072 | 622.8654 | 7.8424 | 616.2683 | 20.4849 | 622.8654 | 11.5379 | 622.463 | 1.6859 | 620.3545 | 0.095813 | 622.1318 | 0.0042225 | 620.4388 | 0.0055852
| 623.0956 | 0.054936 | 616.4934 | 0.015761 | 616.49 | 0 | 623.0956 | 0.027853 | 616.4934 | 0.023002 | 623.0956 | 0.0074305 | 631.6442 | 0.016623 | 623.0956 | 0.02167 | 623.0956 | 2.4258 | 622.6935 | 3.2912 | 623.0956 | 0.27899 | 623.0956 | 7.8656 | 616.4934 | 21.0265 | 623.0956 | 11.8217 | 622.6934 | 1.7742 | 620.5821 | 0.11346 | 622.363 | 0.0148 | 620.6672 | 0.025732
| 623.3257 | 0.0021719 | 616.7185 | 0.017345 | 616.72 | 0 | 623.3257 | 0 | 616.7185 | 0.01137 | 623.3257 | 0.0028072 | 631.8731 | 0.0073679 | 623.3257 | 0.019046 | 623.3257 | 2.3939 | 622.9239 | 3.2494 | 623.3257 | 0.2583 | 623.3257 | 7.8096 | 616.7185 | 21.584 | 623.3257 | 12.0322 | 622.9239 | 1.7654 | 620.8096 | 0.10264 | 622.5942 | 0.0043848 | 620.8957 | 0.0049227
| 623.5558 | 0.063003 | 616.9436 | 0.035089 | 616.94 | 0 | 623.5558 | 0.03137 | 616.9436 | 0.030742 | 623.5558 | 0.0072672 | 632.102 | 0.016936 | 623.5558 | 0.020488 | 623.5558 | 2.393 | 623.1544 | 3.2239 | 623.5558 | 0.25892 | 623.5558 | 7.6884 | 616.9436 | 22.0566 | 623.5558 | 12.2765 | 623.1544 | 1.8386 | 621.0372 | 0.11594 | 622.8253 | 0.014932 | 621.1241 | 0.024815
| 623.786 | -0.019678 | 617.1687 | 0.029406 | 617.17 | 0 | 623.786 | 0 | 617.1687 | 0.040261 | 623.786 | 0.0027557 | 632.3311 | 0.0081545 | 623.786 | 0.015228 | 623.786 | 2.3795 | 623.3849 | 3.2134 | 623.786 | 0.24057 | 623.786 | 7.7136 | 617.1687 | 22.591 | 623.786 | 12.5136 | 623.385 | 1.8456 | 621.2648 | 0.10477 | 623.0566 | 0.0056915 | 621.3526 | 0.0049341
| 624.0162 | 0.066113 | 617.3938 | 0.032371 | 617.39 | 0 | 624.0162 | 0.038282 | 617.3938 | 0.036186 | 624.0162 | 0.0089132 | 632.56 | 0.019602 | 624.0162 | 0.021717 | 624.0162 | 2.3704 | 623.6155 | 3.2083 | 624.0162 | 0.24641 | 624.0162 | 7.6416 | 617.3938 | 22.9468 | 624.0162 | 12.7492 | 623.6155 | 1.9332 | 621.4924 | 0.12336 | 623.2878 | 0.015329 | 621.5811 | 0.026879
| 624.2463 | -0.041208 | 617.619 | 0.016137 | 617.62 | 0 | 624.2463 | 0 | 617.619 | 0.019637 | 624.2463 | 0.00067841 | 632.7889 | 0.0080841 | 624.2463 | 0.015645 | 624.2463 | 2.362 | 623.846 | 3.1878 | 624.2463 | 0.22079 | 624.2463 | 7.6267 | 617.619 | 23.1406 | 624.2463 | 13.0049 | 623.846 | 1.9347 | 621.72 | 0.11261 | 623.519 | 0.0055144 | 621.8096 | 0.0070589
| 624.4765 | 0.07798 | 617.8441 | 0.035584 | 617.84 | 0 | 624.4765 | 0.031711 | 617.8441 | 0.03912 | 624.4765 | 0.0074676 | 633.0179 | 0.017093 | 624.4765 | 0.021244 | 624.4765 | 2.3469 | 624.0765 | 3.1735 | 624.4765 | 0.22773 | 624.4765 | 7.5796 | 617.8441 | 23.9368 | 624.4765 | 13.3035 | 624.0765 | 2.0289 | 621.9477 | 0.1268 | 623.7502 | 0.016386 | 622.0381 | 0.02539
| 624.7067 | -0.053156 | 618.0692 | 0.01624 | 618.07 | 0 | 624.7067 | 0 | 618.0692 | 0.00095339 | 624.7067 | 0.001749 | 633.2469 | 0.0084734 | 624.7067 | 0.016126 | 624.7067 | 2.3728 | 624.3071 | 3.1921 | 624.7067 | 0.21164 | 624.7067 | 7.6154 | 618.0692 | 24.3164 | 624.7067 | 13.7309 | 624.3071 | 2.0584 | 622.1753 | 0.11604 | 623.9815 | 0.0060304 | 622.2666 | 0.0071313
| 624.9369 | 0.051774 | 618.2944 | 0.032371 | 618.29 | 0 | 624.9369 | 0.029047 | 618.2944 | 0.037749 | 624.9369 | 0.0072825 | 633.476 | 0.01725 | 624.9369 | 0.020358 | 624.9369 | 2.3562 | 624.5377 | 3.1453 | 624.9369 | 0.21001 | 624.9369 | 7.5088 | 618.2944 | 24.893 | 624.9369 | 13.94 | 624.5377 | 2.1449 | 622.403 | 0.13403 | 624.2128 | 0.015857 | 622.4951 | 0.02761
| 625.1671 | -0.034731 | 618.5195 | 0.013674 | 618.52 | 0 | 625.1671 | 0 | 618.5195 | 0.046713 | 625.1671 | -0.00034698 | 633.705 | 0.0065543 | 625.1671 | 0.015963 | 625.1671 | 2.3185 | 624.7682 | 3.1268 | 625.1671 | 0.19298 | 625.1671 | 7.4397 | 618.5195 | 25.2791 | 625.1671 | 14.1165 | 624.7682 | 2.1243 | 622.6306 | 0.12251 | 624.444 | 0.0067139 | 622.7236 | 0.0056505
| 625.3974 | 0.056072 | 618.7447 | 0.030641 | 618.74 | 0 | 625.3974 | 0.029787 | 618.7447 | 0.033326 | 625.3974 | 0.0070075 | 633.934 | 0.01678 | 625.3973 | 0.021526 | 625.3974 | 2.3356 | 624.9988 | 3.1278 | 625.3974 | 0.19798 | 625.3973 | 7.4258 | 618.7447 | 25.872 | 625.3973 | 14.468 | 624.9988 | 2.2236 | 622.8583 | 0.13751 | 624.6753 | 0.016518 | 622.9522 | 0.028277
| 625.6276 | -0.025284 | 618.9698 | 0.015201 | 618.97 | 0 | 625.6276 | 0 | 618.9698 | 0.0029067 | 625.6276 | -0.00023551 | 634.163 | 0.0075201 | 625.6276 | 0.015033 | 625.6276 | 2.3245 | 625.2294 | 3.1131 | 625.6276 | 0.17689 | 625.6276 | 7.4006 | 618.9698 | 26.3015 | 625.6276 | 14.775 | 625.2294 | 2.2185 | 623.0859 | 0.12944 | 624.9066 | 0.0067471 | 623.1807 | 0.0088741
| 625.8579 | 0.055483 | 619.1951 | 0.014862 | 619.2 | 0 | 625.8579 | 0.032064 | 619.1951 | 0.019751 | 625.8579 | 0.0062089 | 634.3921 | 0.018348 | 625.8578 | 0.019701 | 625.8579 | 2.326 | 625.46 | 3.1067 | 625.8579 | 0.18037 | 625.8578 | 7.3607 | 619.1951 | 26.8183 | 625.8578 | 15.0874 | 625.46 | 2.3208 | 623.3137 | 0.14363 | 625.1379 | 0.016254 | 623.4093 | 0.026915
| 626.0881 | -0.053941 | 619.4203 | -0.0033636 | 619.42 | 0 | 626.0881 | 0 | 619.4203 | -0.0063359 | 626.0881 | -0.0020383 | 634.6211 | 0.0072325 | 626.0881 | 0.013246 | 626.0881 | 2.3284 | 625.6906 | 3.0925 | 626.0881 | 0.16434 | 626.0881 | 7.3504 | 619.4203 | 27.1674 | 626.0881 | 15.4217 | 625.6906 | 2.3459 | 623.5413 | 0.13451 | 625.3692 | 0.0071977 | 623.6379 | 0.0047574
| 626.3184 | 0.055254 | 619.6454 | 0.015739 | 619.65 | 0 | 626.3184 | 0.051744 | 619.6454 | 0.029012 | 626.3184 | 0.0060101 | 634.8502 | 0.017877 | 626.3184 | 0.020786 | 626.3184 | 2.3102 | 625.9213 | 3.0605 | 626.3184 | 0.174 | 626.3184 | 7.2873 | 619.6454 | 27.6525 | 626.3184 | 15.6832 | 625.9213 | 2.4235 | 623.769 | 0.15007 | 625.6005 | 0.017179 | 623.8665 | 0.027879
| 626.5487 | -0.014751 | 619.8707 | 0.0091496 | 619.87 | 0 | 626.5487 | 0.00083063 | 619.8707 | 0.014556 | 626.5487 | 0.00077399 | 635.0793 | 0.0084615 | 626.5487 | 0.012934 | 626.5487 | 2.3013 | 626.1519 | 3.0539 | 626.5487 | 0.15451 | 626.5487 | 7.2084 | 619.8707 | 28.1545 | 626.5487 | 15.9435 | 626.1519 | 2.4298 | 623.9968 | 0.13844 | 625.8319 | 0.007279 | 624.095 | 0.0083364
| 626.779 | 0.021003 | 620.096 | 0.044727 | 620.1 | 0 | 626.779 | 0.04078 | 620.0959 | 0.03154 | 626.779 | 0.0056482 | 635.3084 | 0.01725 | 626.779 | 0.019338 | 626.779 | 2.2814 | 626.3826 | 3.0667 | 626.779 | 0.1609 | 626.779 | 7.1796 | 620.0959 | 28.8203 | 626.779 | 16.289 | 626.3826 | 2.4968 | 624.2245 | 0.15765 | 626.0632 | 0.018104 | 624.3236 | 0.029879
| 627.0093 | -0.0062353 | 620.3212 | 0.0022129 | 620.32 | 0 | 627.0093 | 0 | 620.3212 | 0.015534 | 627.0093 | 0.0024676 | 635.5375 | 0.0058377 | 627.0093 | 0.014353 | 627.0093 | 2.2756 | 626.6132 | 3.0177 | 627.0093 | 0.13969 | 627.0093 | 7.1841 | 620.3212 | 29.5048 | 627.0093 | 16.6125 | 626.6132 | 2.5406 | 624.4522 | 0.14792 | 626.2946 | 0.0074421 | 624.5522 | 0.0089448
| 627.2396 | 0.058746 | 620.5464 | 0.027923 | 620.55 | 0 | 627.2396 | 0.039264 | 620.5464 | 0.042805 | 627.2396 | 0.0092809 | 635.7665 | 0.017564 | 627.2396 | 0.020091 | 627.2396 | 2.275 | 626.8439 | 3.0278 | 627.2396 | 0.14668 | 627.2396 | 7.1538 | 620.5464 | 29.7519 | 627.2396 | 17.0337 | 626.8439 | 2.6624 | 624.6799 | 0.16505 | 626.5259 | 0.017972 | 624.7809 | 0.028903
| 627.4699 | -0.014912 | 620.7717 | 0.017604 | 620.77 | 0 | 627.4699 | 0 | 620.7717 | 0.0085274 | 627.4699 | -0.0016251 | 635.9957 | 0.0069708 | 627.47 | 0.012397 | 627.4699 | 2.2722 | 627.0746 | 3.0037 | 627.4699 | 0.13493 | 627.47 | 7.0697 | 620.7717 | 30.2039 | 627.47 | 17.3713 | 627.0746 | 2.6506 | 624.9077 | 0.15553 | 626.7573 | 0.0081717 | 625.0095 | 0.010018
| 627.7003 | 0.041073 | 620.9969 | 0.023588 | 621 | 0 | 627.7003 | 0.048938 | 620.9969 | 0.039538 | 627.7003 | 0.0064896 | 636.2248 | 0.016309 | 627.7003 | 0.018456 | 627.7003 | 2.239 | 627.3053 | 2.9616 | 627.7003 | 0.13852 | 627.7003 | 6.9452 | 620.9969 | 30.8723 | 627.7003 | 17.4795 | 627.3053 | 2.7044 | 625.1354 | 0.17234 | 626.9887 | 0.017972 | 625.2382 | 0.029002
| 627.9306 | -0.024394 | 621.2222 | 0.012941 | 621.22 | 0 | 627.9306 | 0 | 621.2222 | 0.011399 | 627.9306 | 0.00046147 | 636.4539 | 0.0079376 | 627.9307 | 0.011563 | 627.9306 | 2.2171 | 627.536 | 2.9556 | 627.9306 | 0.12202 | 627.9307 | 6.9346 | 621.2222 | 31.1235 | 627.9307 | 17.8596 | 627.536 | 2.7681 | 625.3632 | 0.1635 | 627.2201 | 0.00839 | 625.4668 | 0.010981
| 628.161 | 0.075643 | 621.4475 | 0.04102 | 621.45 | 0 | 628.161 | 0.03526 | 621.4475 | 0.035043 | 628.161 | 0.0081001 | 636.6831 | 0.0073425 | 628.161 | 0.0188 | 628.161 | 2.2563 | 627.7667 | 2.9725 | 628.161 | 0.13136 | 628.161 | 6.9881 | 621.4475 | 31.4946 | 628.161 | 18.394 | 627.7667 | 2.8796 | 625.591 | 0.18002 | 627.4515 | 0.019822 | 625.6954 | 0.029097
| 628.3914 | -0.050532 | 621.6728 | 0.0062548 | 621.67 | 0 | 628.3914 | 0 | 621.6728 | 0.027106 | 628.3914 | -0.0021062 | 636.9122 | 0.01725 | 628.3914 | 0.011114 | 628.3914 | 2.23 | 627.9974 | 2.9297 | 628.3914 | 0.11245 | 628.3914 | 6.9423 | 621.6728 | 31.9717 | 628.3914 | 18.7311 | 627.9974 | 2.8954 | 625.8188 | 0.17021 | 627.683 | 0.0088907 | 625.9241 | 0.0096983
| 628.6218 | 0.06585 | 621.8981 | 0.0023363 | 621.9 | 0 | 628.6218 | 0.047055 | 621.8981 | 0.017726 | 628.6218 | 0.0081578 | 637.1414 | 0.0069246 | 628.6218 | 0.01967 | 628.6218 | 2.2311 | 628.2282 | 2.934 | 628.6218 | 0.1199 | 628.6218 | 6.8994 | 621.8981 | 32.3019 | 628.6218 | 19.0664 | 628.2282 | 3.0103 | 626.0466 | 0.19018 | 627.9144 | 0.019425 | 626.1528 | 0.030939
| 628.8522 | -0.024071 | 622.1234 | 0.01619 | 622.12 | 0 | 628.8522 | 0 | 622.1234 | 0.02743 | 628.8522 | -0.0032981 | 637.3706 | 0.01772 | 628.8522 | 0.011233 | 628.8522 | 2.2188 | 628.4589 | 2.9048 | 628.8522 | 0.10594 | 628.8522 | 6.8769 | 622.1234 | 32.6624 | 628.8522 | 19.4923 | 628.4589 | 3.046 | 626.2744 | 0.1775 | 628.1459 | 0.011034 | 626.3815 | 0.011101
| 629.0826 | 0.11038 | 622.3487 | 0.032124 | 622.35 | 0 | 629.0826 | 0.044028 | 622.3488 | 0.036118 | 629.0826 | 0.0066886 | 637.5997 | 0.0068857 | 629.0826 | 0.018119 | 629.0826 | 2.205 | 628.6897 | 2.8977 | 629.0826 | 0.11411 | 629.0826 | 6.7696 | 622.3488 | 32.963 | 629.0826 | 19.7502 | 628.6897 | 3.1601 | 626.5023 | 0.197 | 628.3773 | 0.020747 | 626.6102 | 0.032964
| 629.313 | -0.036413 | 622.5741 | 0.0013006 | 622.57 | 0 | 629.313 | 0 | 622.5741 | 0.0099784 | 629.313 | -0.0031797 | 637.829 | 0.018505 | 629.313 | 0.01097 | 629.313 | 2.2093 | 628.9205 | 2.9118 | 629.313 | 0.099623 | 629.313 | 6.8167 | 622.5741 | 33.3973 | 629.313 | 20.334 | 628.9204 | 3.1649 | 626.73 | 0.19009 | 628.6088 | 0.0097253 | 626.8389 | 0.0083355
| 629.5434 | 0.074646 | 622.7994 | 0.035831 | 622.8 | 0 | 629.5434 | 0.042889 | 622.7994 | 0.040886 | 629.5434 | 0.0056161 | 638.0582 | 0.0076346 | 629.5434 | 0.019737 | 629.5434 | 2.1703 | 629.1512 | 2.8746 | 629.5434 | 0.10516 | 629.5434 | 6.6733 | 622.7994 | 33.4768 | 629.5434 | 20.3816 | 629.1512 | 3.2742 | 626.9579 | 0.20635 | 628.8403 | 0.021672 | 627.0676 | 0.033832
| 629.7738 | -0.042864 | 623.0248 | -0.0057358 | 623.02 | 0 | 629.7738 | 0 | 623.0248 | 0.025908 | 629.7738 | -0.0011409 | 638.2873 | 0.016466 | 629.7739 | 0.011159 | 629.7738 | 2.1843 | 629.382 | 2.883 | 629.7738 | 0.092813 | 629.7739 | 6.7079 | 623.0248 | 33.8117 | 629.7739 | 21.0054 | 629.382 | 3.3246 | 627.1857 | 0.19552 | 629.0717 | 0.010793 | 627.2964 | 0.0094879
| 630.0043 | 0.044683 | 623.2501 | 0.016533 | 623.25 | 0 | 630.0043 | 0.031732 | 623.2501 | 0.03368 | 630.0043 | 0.0092171 | 638.5166 | 0.0059967 | 630.0043 | 0.018843 | 630.0043 | 2.1701 | 629.6128 | 2.8271 | 630.0043 | 0.097932 | 630.0043 | 6.6425 | 623.2501 | 34.2313 | 630.0043 | 21.263 | 629.6128 | 3.428 | 627.4136 | 0.21337 | 629.3032 | 0.021275 | 627.5251 | 0.035139
| 630.2348 | -0.022657 | 623.4755 | 0.0057473 | 623.48 | 0 | 630.2348 | 0 | 623.4755 | 0.033206 | 630.2348 | 0.0011529 | 638.7459 | 0.01725 | 630.2347 | 0.011038 | 630.2348 | 2.1389 | 629.8436 | 2.8263 | 630.2348 | 0.083191 | 630.2347 | 6.592 | 623.4755 | 34.0832 | 630.2347 | 21.6645 | 629.8437 | 3.4785 | 627.6415 | 0.20635 | 629.5348 | 0.011543 | 627.7538 | 0.010659
| 630.4652 | 0.084355 | 623.7009 | 0.011856 | 623.7 | 0 | 630.4652 | 0.026378 | 623.7009 | 0.035144 | 630.4652 | 0.0069293 | 638.9751 | 0.0078083 | 630.4652 | 0.01762 | 630.4652 | 2.1401 | 630.0745 | 2.8177 | 630.4652 | 0.092949 | 630.4652 | 6.5417 | 623.7009 | 34.3781 | 630.4652 | 21.9875 | 630.0745 | 3.5598 | 627.8694 | 0.22397 | 629.7663 | 0.021672 | 627.9826 | 0.031507
| 630.6957 | -0.041296 | 623.9263 | 0.027429 | 623.93 | 0 | 630.6957 | 0 | 623.9263 | 0.021454 | 630.6957 | -0.0014397 | 639.2043 | 0.016623 | 630.6957 | 0.0096815 | 630.6957 | 2.1455 | 630.3053 | 2.8022 | 630.6957 | 0.077586 | 630.6957 | 6.5635 | 623.9263 | 34.3368 | 630.6957 | 22.5484 | 630.3053 | 3.6423 | 628.0972 | 0.2153 | 629.9978 | 0.011875 | 628.2114 | 0.014279
| 630.9262 | 0.036684 | 624.1517 | 0.021101 | 624.15 | 0 | 630.9262 | 0.039264 | 624.1517 | 0.043524 | 630.9262 | 0.0055467 | 639.4336 | 0.0060203 | 630.9262 | 0.016121 | 630.9262 | 2.1527 | 630.5362 | 2.8149 | 630.9262 | 0.086827 | 630.9262 | 6.5363 | 624.1517 | 34.433 | 630.9262 | 23.018 | 630.5362 | 3.7652 | 628.3251 | 0.23664 | 630.2294 | 0.022333 | 628.4402 | 0.034394
| 631.1567 | -0.029619 | 624.3771 | 0.019607 | 624.38 | 0 | 631.1567 | 0 | 624.3771 | 0.0057589 | 631.1567 | -0.0023159 | 639.6629 | 0.016936 | 631.1567 | 0.01098 | 631.1567 | 2.1146 | 630.767 | 2.7779 | 631.1567 | 0.070925 | 631.1567 | 6.4816 | 624.3771 | 34.3373 | 631.1567 | 23.2798 | 630.767 | 3.7788 | 628.553 | 0.22716 | 630.4609 | 0.012525 | 628.6689 | 0.014787
| 631.3872 | 0.063686 | 624.6025 | 0.025452 | 624.6 | 0 | 631.3872 | 0.033799 | 624.6025 | 0.045221 | 631.3872 | 0.0057294 | 639.8922 | 0.0068923 | 631.3872 | 0.016346 | 631.3872 | 2.1191 | 630.9979 | 2.7766 | 631.3872 | 0.080785 | 631.3872 | 6.4568 | 624.6025 | 34.5576 | 631.3872 | 23.672 | 630.9979 | 3.8812 | 628.7809 | 0.24562 | 630.6925 | 0.024315 | 628.8978 | 0.035558
| 631.6178 | -0.028552 | 624.8279 | 0.026935 | 624.83 | 0 | 631.6178 | 0 | 624.8279 | 0.017327 | 631.6178 | 0.0013777 | 640.1215 | 0.016936 | 631.6177 | 0.010565 | 631.6178 | 2.1465 | 631.2288 | 2.7794 | 631.6178 | 0.06711 | 631.6177 | 6.5028 | 624.8279 | 34.3649 | 631.6177 | 24.3757 | 631.2288 | 4.042 | 629.0089 | 0.23635 | 630.9241 | 0.013875 | 629.1266 | 0.012782
| 631.8483 | 0.054142 | 625.0534 | 0.032371 | 625.05 | 0 | 631.8483 | 0.034401 | 625.0534 | 0.033527 | 631.8483 | 0.0062158 | 640.3508 | 0.0064647 | 631.8483 | 0.017249 | 631.8483 | 2.1187 | 631.4597 | 2.7463 | 631.8483 | 0.076219 | 631.8483 | 6.4216 | 625.0534 | 34.4271 | 631.8483 | 24.6353 | 631.4597 | 4.1664 | 629.2368 | 0.25535 | 631.1556 | 0.024447 | 629.3554 | 0.034759
| 632.0788 | -0.034623 | 625.2788 | 0.0062095 | 625.28 | 0 | 632.0788 | 0 | 625.2788 | 0.022265 | 632.0788 | -0.0011677 | 640.5801 | 0.017093 | 632.0789 | 0.0115 | 632.0788 | 2.0725 | 631.6906 | 2.717 | 632.0788 | 0.064762 | 632.0789 | 6.3508 | 625.2788 | 34.24 | 632.0789 | 24.889 | 631.6906 | 4.1215 | 629.4648 | 0.24819 | 631.3873 | 0.0148 | 629.5842 | 0.018186
| 632.3094 | 0.060261 | 625.5043 | 0.041514 | 625.5 | 0 | 632.3094 | 0.029938 | 625.5043 | 0.027287 | 632.3094 | 0.0068868 | 640.8094 | 0.0066402 | 632.3094 | 0.016122 | 632.3094 | 2.1039 | 631.9215 | 2.7211 | 632.3094 | 0.072582 | 632.3094 | 6.3784 | 625.5043 | 34.0315 | 632.3094 | 25.4197 | 631.9215 | 4.3126 | 629.6927 | 0.26598 | 631.6189 | 0.025108 | 629.813 | 0.036644
| 632.54 | -0.071222 | 625.7297 | 0.030641 | 625.73 | 0 | 632.54 | 0 | 625.7297 | 0.0047649 | 632.54 | -0.0030424 | 641.0388 | 0.017407 | 632.54 | 0.0087076 | 632.54 | 2.0857 | 632.1524 | 2.6748 | 632.54 | 0.055282 | 632.54 | 6.2783 | 625.7297 | 33.7727 | 632.54 | 25.624 | 632.1524 | 4.31 | 629.9207 | 0.26042 | 631.8505 | 0.017179 | 630.0419 | 0.017686
| 632.7706 | 0.06943 | 625.9552 | 0.028417 | 625.96 | 0 | 632.7706 | 0.027315 | 625.9552 | 0.048527 | 632.7706 | 0.0059083 | 641.2681 | 0.0070881 | 632.7706 | 0.015162 | 632.7706 | 2.0862 | 632.3833 | 2.7203 | 632.7706 | 0.069152 | 632.7706 | 6.3065 | 625.9552 | 33.5108 | 632.7706 | 26.312 | 632.3833 | 4.4731 | 630.1487 | 0.27862 | 632.0821 | 0.026297 | 630.2708 | 0.037319
| 633.0012 | -0.061216 | 626.1807 | 0.012973 | 626.18 | 0 | 633.0011 | 0.0059242 | 626.1807 | 0.0075035 | 633.0011 | -0.00039269 | 641.4975 | 0.01553 | 633.0012 | 0.010582 | 633.0012 | 2.0615 | 632.6143 | 2.6623 | 633.0011 | 0.051778 | 633.0012 | 6.2583 | 626.1807 | 33.0331 | 633.0012 | 26.4976 | 632.6143 | 4.5117 | 630.3766 | 0.2748 | 632.3138 | 0.016122 | 630.4997 | 0.014954
| 633.2318 | 0.019726 | 626.4062 | 0.026441 | 626.41 | 0 | 633.2318 | 0.031118 | 626.4062 | 0.025161 | 633.2318 | 0.0044906 | 641.7268 | 0.0056009 | 633.2318 | 0.014345 | 633.2318 | 2.0669 | 632.8452 | 2.6691 | 633.2318 | 0.062686 | 633.2318 | 6.184 | 626.4062 | 32.749 | 633.2318 | 26.7807 | 632.8452 | 4.6225 | 630.6047 | 0.29396 | 632.5454 | 0.026826 | 630.7286 | 0.03522
| 633.4624 | -0.016658 | 626.6317 | 0.015982 | 626.63 | 0 | 633.4624 | 0 | 626.6317 | 0.031468 | 633.4624 | 0.0030379 | 641.9562 | 0.015995 | 633.4623 | 0.010375 | 633.4624 | 2.0446 | 633.0762 | 2.6239 | 633.4624 | 0.053058 | 633.4623 | 6.1787 | 626.6317 | 32.2896 | 633.4623 | 27.0576 | 633.0762 | 4.7256 | 630.8326 | 0.28492 | 632.7771 | 0.01665 | 630.9575 | 0.019144
| 633.693 | 0.047108 | 626.8572 | 0.034842 | 626.86 | 0 | 633.693 | 0.032351 | 626.8572 | 0.024075 | 633.693 | 0.0094518 | 642.1856 | 0.0071394 | 633.693 | 0.017554 | 633.693 | 2.0276 | 633.3072 | 2.6437 | 633.693 | 0.066435 | 633.693 | 6.1384 | 626.8572 | 31.9013 | 633.693 | 27.3853 | 633.3072 | 4.8515 | 631.0607 | 0.30489 | 633.0088 | 0.027354 | 631.1863 | 0.03752
| 633.9236 | -0.075816 | 627.0828 | 0.014655 | 627.08 | 0 | 633.9236 | 0 | 627.0828 | 0.017908 | 633.9236 | 0.00035104 | 642.415 | 0.016309 | 633.9236 | 0.010039 | 633.9236 | 2.0297 | 633.5382 | 2.6243 | 633.9236 | 0.050387 | 633.9236 | 6.1005 | 627.0828 | 31.3939 | 633.9236 | 27.8866 | 633.5382 | 4.9185 | 631.2887 | 0.29742 | 633.2405 | 0.018633 | 631.4153 | 0.018446
| 634.1543 | 0.034653 | 627.3083 | 0.028912 | 627.31 | 0 | 634.1543 | 0.032106 | 627.3083 | 0.0054872 | 634.1543 | 0.0044292 | 642.6444 | 0.0062437 | 634.1543 | 0.015175 | 634.1543 | 2.0103 | 633.7692 | 2.5948 | 634.1543 | 0.054118 | 634.1543 | 6.0428 | 627.3083 | 30.8054 | 634.1543 | 27.9396 | 633.7692 | 5.0024 | 631.5167 | 0.31987 | 633.4722 | 0.027751 | 631.6442 | 0.039223
| 634.3849 | -0.024704 | 627.5338 | 0.028417 | 627.53 | 0 | 634.3849 | 0 | 627.5338 | 0.018991 | 634.3849 | 0.0015902 | 642.8738 | 0.017093 | 634.3849 | 0.0075417 | 634.3849 | 1.9976 | 634.0002 | 2.5568 | 634.3849 | 0.046704 | 634.3849 | 5.944 | 627.5338 | 30.343 | 634.385 | 28.0507 | 634.0002 | 5.0999 | 631.7448 | 0.31413 | 633.7039 | 0.018368 | 631.8731 | 0.019091
| 634.6156 | 0.055343 | 627.7594 | 0.038055 | 627.76 | 0 | 634.6156 | 0.0060675 | 627.7594 | 0.051281 | 634.6156 | 0.0051811 | 643.1033 | 0.0050635 | 634.6156 | 0.014289 | 634.6156 | 2.0327 | 634.2312 | 2.6011 | 634.6156 | 0.056148 | 634.6156 | 6.0872 | 627.7594 | 29.6759 | 634.6156 | 28.9011 | 634.2312 | 5.3808 | 631.9728 | 0.33222 | 633.9356 | 0.030261 | 632.1021 | 0.037538
| 634.8463 | -0.054667 | 627.9849 | 0.00098531 | 627.98 | 0 | 634.8463 | 0 | 627.9849 | 0.029464 | 634.8463 | -0.00036769 | 643.3327 | 0.015995 | 634.8463 | 0.0069429 | 634.8463 | 1.9889 | 634.4622 | 2.5634 | 634.8463 | 0.038784 | 634.8463 | 5.9604 | 627.9849 | 29.0491 | 634.8463 | 28.7556 | 634.4623 | 5.3407 | 632.2009 | 0.32886 | 634.1673 | 0.019822 | 632.3311 | 0.020542
| 635.077 | 0.04537 | 628.2105 | 0.013981 | 628.21 | 0 | 635.077 | 0.029228 | 628.2105 | 0.034201 | 635.077 | 0.0066528 | 643.5621 | 0.007143 | 635.077 | 0.015408 | 635.077 | 1.9755 | 634.6933 | 2.538 | 635.077 | 0.056604 | 635.077 | 5.9055 | 628.2105 | 28.404 | 635.077 | 28.9427 | 634.6933 | 5.4783 | 632.429 | 0.34791 | 634.399 | 0.031186 | 632.56 | 0.039297
| 635.3077 | -0.024435 | 628.4361 | 0.018127 | 628.44 | 0 | 635.3077 | 0 | 628.4361 | 0.011636 | 635.3077 | -0.0016498 | 643.7916 | 0.015995 | 635.3077 | 0.0085305 | 635.3077 | 1.9698 | 634.9243 | 2.5258 | 635.3077 | 0.033737 | 635.3077 | 5.9018 | 628.4361 | 27.669 | 635.3077 | 29.3876 | 634.9244 | 5.6296 | 632.657 | 0.34416 | 634.6308 | 0.022465 | 632.7889 | 0.019969
| 635.5384 | 0.05874 | 628.6617 | 0.036819 | 628.66 | 0 | 635.5384 | 0.035787 | 628.6617 | 0.011679 | 635.5384 | 0.0054527 | 644.0211 | 0.005823 | 635.5384 | 0.015151 | 635.5384 | 1.9845 | 635.1554 | 2.5305 | 635.5384 | 0.047334 | 635.5384 | 5.8708 | 628.6617 | 26.9949 | 635.5384 | 29.5581 | 635.1554 | 5.7739 | 632.8851 | 0.36361 | 634.8626 | 0.033169 | 633.0179 | 0.043716
| 635.7691 | -0.00873 | 628.8873 | 0.014815 | 628.89 | 0 | 635.7691 | 0 | 628.8873 | 0.042159 | 635.7691 | -0.0017333 | 644.2505 | 0.016936 | 635.7691 | 0.0088902 | 635.7691 | 1.9538 | 635.3865 | 2.4918 | 635.7691 | 0.034857 | 635.7691 | 5.8564 | 628.8873 | 26.2612 | 635.7691 | 29.6882 | 635.3865 | 5.8258 | 633.1133 | 0.36052 | 635.0944 | 0.022729 | 633.2469 | 0.021355
| 635.9999 | 0.049082 | 629.1129 | 0.025205 | 629.11 | 0 | 635.9998 | 0.027225 | 629.1129 | 0.00086482 | 635.9998 | 0.0044529 | 644.48 | 0.0071029 | 635.9999 | 0.012744 | 635.9999 | 1.9384 | 635.6176 | 2.4991 | 635.9998 | 0.043531 | 635.9999 | 5.7711 | 629.1129 | 25.4869 | 635.9999 | 29.6605 | 635.6176 | 5.9789 | 633.3414 | 0.37842 | 635.3261 | 0.033565 | 633.476 | 0.041995
| 636.2306 | 0.0018693 | 629.3385 | 0.010168 | 629.34 | 0 | 636.2306 | 0 | 629.3385 | 0.019248 | 636.2306 | 0.00088901 | 644.7095 | 0.015491 | 636.2306 | 0.0097301 | 636.2306 | 1.9481 | 635.8487 | 2.5 | 636.2306 | 0.034409 | 636.2306 | 5.842 | 629.3385 | 24.773 | 636.2306 | 30.1235 | 635.8487 | 6.1431 | 633.5695 | 0.37482 | 635.5579 | 0.023258 | 633.705 | 0.019516
| 636.4614 | 0.039219 | 629.5642 | 0.019117 | 629.56 | 0 | 636.4614 | 0.030746 | 629.5641 | 0.037413 | 636.4614 | 0.0045268 | 644.939 | 0.0048266 | 636.4614 | 0.013001 | 636.4614 | 1.929 | 636.0798 | 2.4935 | 636.4614 | 0.044664 | 636.4614 | 5.7737 | 629.5641 | 24.26 | 636.4614 | 30.1148 | 636.0798 | 6.3157 | 633.7976 | 0.39715 | 635.7897 | 0.035415 | 633.934 | 0.045091
| 636.6921 | -0.019133 | 629.7898 | 0.018257 | 629.79 | 0 | 636.6921 | 0 | 629.7898 | 0.017273 | 636.6921 | -0.0010242 | 645.1686 | 0.014995 | 636.6921 | 0.0070694 | 636.6921 | 1.9132 | 636.3109 | 2.4433 | 636.6921 | 0.032821 | 636.6921 | 5.734 | 629.7898 | 23.3378 | 636.6921 | 30.1006 | 636.3109 | 6.3702 | 634.0258 | 0.39402 | 636.0216 | 0.024579 | 634.163 | 0.023046
| 636.9229 | 0.062246 | 630.0154 | 0.018839 | 630.02 | 0 | 636.9229 | 0.039903 | 630.0154 | 0.048762 | 636.9229 | 0.0066001 | 645.3981 | 0.0062059 | 636.9229 | 0.014825 | 636.9229 | 1.9014 | 636.542 | 2.4285 | 636.9229 | 0.040695 | 636.9229 | 5.6743 | 630.0154 | 22.6895 | 636.9229 | 29.9223 | 636.542 | 6.4873 | 634.2539 | 0.41624 | 636.2534 | 0.03634 | 634.3921 | 0.045908
| 637.1537 | -0.023237 | 630.2411 | 0.012957 | 630.24 | 0 | 637.1537 | 0 | 630.2411 | 0.02964 | 637.1537 | -0.0013025 | 645.6276 | 0.015378 | 637.1537 | 0.007553 | 637.1537 | 1.877 | 636.7732 | 2.4175 | 637.1537 | 0.026254 | 637.1537 | 5.6495 | 630.2411 | 21.9547 | 637.1537 | 29.9464 | 636.7732 | 6.6084 | 634.4821 | 0.41242 | 636.4852 | 0.027618 | 634.6212 | 0.023703
| 637.3845 | 0.077084 | 630.4668 | 0.036572 | 630.47 | 0 | 637.3845 | 0.034033 | 630.4668 | 0.031412 | 637.3845 | 0.007439 | 645.8572 | 0.0055692 | 637.3845 | 0.014558 | 637.3845 | 1.8919 | 637.0043 | 2.4181 | 637.3845 | 0.038442 | 637.3845 | 5.6752 | 630.4668 | 21.3023 | 637.3845 | 30.0633 | 637.0043 | 6.8042 | 634.7103 | 0.43173 | 636.7171 | 0.037926 | 634.8502 | 0.045956
| 637.6153 | -0.043208 | 630.6924 | 0.018973 | 630.69 | 0 | 637.6153 | 0 | 630.6924 | -0.0040553 | 637.6153 | -0.0046099 | 646.0867 | 0.017093 | 637.6153 | 0.0084695 | 637.6153 | 1.855 | 637.2355 | 2.3845 | 637.6153 | 0.025676 | 637.6153 | 5.5909 | 630.6924 | 20.272 | 637.6153 | 29.8283 | 637.2355 | 6.8638 | 634.9384 | 0.4277 | 636.949 | 0.028147 | 635.0793 | 0.023398
| 637.8461 | 0.042424 | 630.9181 | 0.018213 | 630.92 | 0 | 637.8461 | 0.036717 | 630.9182 | 0.046669 | 637.8461 | 0.0056246 | 646.3163 | 0.0051569 | 637.8461 | 0.013125 | 637.8461 | 1.8728 | 637.4667 | 2.4044 | 637.8461 | 0.037699 | 637.8461 | 5.6185 | 630.9182 | 19.7559 | 637.8461 | 29.9229 | 637.4667 | 7.1057 | 635.1666 | 0.45272 | 637.1808 | 0.038322 | 635.3083 | 0.044316
| 638.077 | -0.027433 | 631.1438 | 0.016784 | 631.14 | 0 | 638.077 | 0 | 631.1438 | -0.010164 | 638.077 | 0.00089763 | 646.5458 | 0.016466 | 638.077 | 0.0092568 | 638.077 | 1.8412 | 637.6978 | 2.3572 | 638.077 | 0.027565 | 638.077 | 5.5836 | 631.1438 | 18.8877 | 638.077 | 29.5792 | 637.6979 | 7.1635 | 635.3948 | 0.44734 | 637.4127 | 0.029733 | 635.5375 | 0.027758
| 638.3078 | 0.053455 | 631.3695 | 0.023647 | 631.37 | 0 | 638.3078 | 0.047314 | 631.3695 | 0.02523 | 638.3078 | 0.0044975 | 646.7754 | 0.0050967 | 638.3078 | 0.012459 | 638.3078 | 1.8406 | 637.929 | 2.3605 | 638.3078 | 0.037456 | 638.3078 | 5.5112 | 631.3695 | 18.257 | 638.3078 | 29.3463 | 637.929 | 7.2846 | 635.623 | 0.47063 | 637.6446 | 0.041097 | 635.7665 | 0.047554
| 638.5386 | 0.004555 | 631.5952 | 0.0071292 | 631.6 | 0 | 638.5386 | 0 | 631.5952 | 0.035182 | 638.5386 | 0.0012884 | 647.0051 | 0.015995 | 638.5386 | 0.0077428 | 638.5386 | 1.819 | 638.1602 | 2.3401 | 638.5386 | 0.024496 | 638.5386 | 5.4987 | 631.5952 | 17.4792 | 638.5386 | 29.1873 | 638.1603 | 7.4185 | 635.8513 | 0.46591 | 637.8765 | 0.031715 | 635.9957 | 0.02682
| 638.7695 | 0.093729 | 631.821 | 0.014194 | 631.82 | 0 | 638.7695 | 0.03396 | 631.821 | 0.034073 | 638.7695 | 0.0065949 | 647.2347 | 0.0060487 | 638.7695 | 0.01449 | 638.7695 | 1.8131 | 638.3915 | 2.319 | 638.7695 | 0.030003 | 638.7695 | 5.4828 | 631.821 | 16.8245 | 638.7695 | 28.8373 | 638.3915 | 7.5684 | 636.0795 | 0.49345 | 638.1084 | 0.04189 | 636.2248 | 0.050067
| 639.0004 | -0.025477 | 632.0467 | 0.036572 | 632.05 | 0 | 639.0004 | 0 | 632.0467 | 0.011427 | 639.0004 | -0.0033006 | 647.4643 | 0.017877 | 639.0004 | 0.0055538 | 639.0004 | 1.8135 | 638.6227 | 2.3159 | 639.0004 | 0.020081 | 639.0004 | 5.4773 | 632.0467 | 16.2887 | 639.0004 | 28.821 | 638.6227 | 7.7432 | 636.3077 | 0.48861 | 638.3403 | 0.032111 | 636.4539 | 0.029027
| 639.2313 | -0.0038739 | 632.2725 | 0.004491 | 632.27 | 0 | 639.2313 | 0 | 632.2725 | 0.014007 | 639.2313 | 0.0003299 | 647.6939 | 0.0059103 | 639.2313 | 0.0080833 | 639.2313 | 1.7537 | 638.8539 | 2.2389 | 639.2313 | 0.019731 | 639.2313 | 5.3378 | 632.2725 | 14.9395 | 639.2313 | 27.5016 | 638.8539 | 7.8407 | 636.5359 | 0.50965 | 638.5723 | 0.033829 | 636.6831 | 0.033089
| 639.4622 | 0.043131 | 632.4982 | 0.036325 | 632.5 | 0 | 639.4622 | 0.027992 | 632.4982 | 0.044459 | 639.4622 | 0.0059955 | 647.9235 | 0.016152 | 639.4622 | 0.013153 | 639.4622 | 1.7723 | 639.0852 | 2.2755 | 639.4622 | 0.02641 | 639.4622 | 5.3625 | 632.4982 | 14.3855 | 639.4622 | 27.5621 | 639.0852 | 8.1441 | 636.7642 | 0.53618 | 638.8043 | 0.045458 | 636.9122 | 0.05309
| 639.6931 | -0.049563 | 632.7239 | 0.010087 | 632.72 | 0 | 639.6931 | 0.0018541 | 632.7239 | 0.014627 | 639.6931 | 0.00093676 | 648.1532 | 0.0049445 | 639.6931 | 0.0078987 | 639.6931 | 1.7476 | 639.3164 | 2.2334 | 639.6931 | 0.019835 | 639.6931 | 5.3089 | 632.7239 | 13.7051 | 639.693 | 26.7801 | 639.3164 | 8.1974 | 636.9925 | 0.53187 | 639.0362 | 0.03634 | 637.1414 | 0.029775
| 639.924 | 0.061656 | 632.9497 | 0.025946 | 632.95 | 0 | 639.924 | 0.039492 | 632.9497 | 0.035536 | 639.924 | 0.0044649 | 648.3829 | 0.015995 | 639.924 | 0.014357 | 639.924 | 1.7733 | 639.5477 | 2.2434 | 639.924 | 0.026782 | 639.924 | 5.3512 | 632.9497 | 13.2606 | 639.924 | 26.5521 | 639.5477 | 8.458 | 637.2208 | 0.55609 | 639.2682 | 0.048365 | 637.3706 | 0.056531
| 640.1549 | -0.022251 | 633.1755 | 0.01033 | 633.18 | 0 | 640.1549 | 0 | 633.1755 | 0.024347 | 640.1549 | 0.0020137 | 648.6125 | 0.0031442 | 640.1549 | 0.0071622 | 640.1549 | 1.7243 | 639.779 | 2.2056 | 640.1549 | 0.020166 | 640.1549 | 5.2899 | 633.1755 | 12.7047 | 640.1549 | 25.9984 | 639.779 | 8.5398 | 637.449 | 0.5589 | 639.5002 | 0.038322 | 637.5997 | 0.032686
| 640.3859 | 0.10228 | 633.4013 | 0.019383 | 633.4 | 0 | 640.3859 | 0.033288 | 633.4013 | 0.032403 | 640.3859 | 0.0086034 | 648.8422 | 0.015682 | 640.3859 | 0.015037 | 640.3859 | 1.7201 | 640.0103 | 2.1929 | 640.3859 | 0.028883 | 640.3859 | 5.2504 | 633.4013 | 12.2438 | 640.3859 | 25.433 | 640.0103 | 8.673 | 637.6774 | 0.58298 | 639.7322 | 0.051008 | 637.829 | 0.056015
| 640.6168 | -0.054213 | 633.6271 | 0.0047329 | 633.63 | 0 | 640.6168 | 0 | 633.6271 | 0.019729 | 640.6168 | -0.001673 | 649.0719 | 0.0041427 | 640.6168 | 0.0055014 | 640.6168 | 1.7191 | 640.2416 | 2.1869 | 640.6168 | 0.018274 | 640.6168 | 5.2581 | 633.6271 | 11.7264 | 640.6168 | 25.0625 | 640.2416 | 8.8585 | 637.9056 | 0.58162 | 639.9642 | 0.041494 | 638.0582 | 0.038339
| 640.8478 | 0.066129 | 633.8529 | 0.018273 | 633.85 | 0 | 640.8478 | 0.038016 | 633.8529 | 0.015973 | 640.8478 | 0.0069496 | 649.3016 | 0.015512 | 640.8478 | 0.013257 | 640.8478 | 1.6994 | 640.4729 | 2.1644 | 640.8478 | 0.023363 | 640.8478 | 5.1718 | 633.8529 | 11.2508 | 640.8478 | 24.338 | 640.4729 | 8.9675 | 638.134 | 0.60805 | 640.1962 | 0.052726 | 638.2874 | 0.056906
| 641.0788 | 0.0031735 | 634.0787 | 0.0066199 | 634.08 | 0 | 641.0788 | 0 | 634.0787 | 0.036841 | 641.0788 | 0.00061401 | 649.5313 | 0.0038085 | 641.0787 | 0.0073406 | 641.0788 | 1.706 | 640.7042 | 2.1632 | 641.0788 | 0.016268 | 641.0787 | 5.177 | 634.0787 | 10.8721 | 641.0787 | 24.0515 | 640.7042 | 9.1604 | 638.3623 | 0.60582 | 640.4282 | 0.042154 | 638.5166 | 0.035885
| 641.3097 | 0.029354 | 634.3046 | 0.038796 | 634.3 | 0 | 641.3097 | 0.034771 | 634.3046 | 0.024808 | 641.3097 | 0.003542 | 649.761 | 0.013332 | 641.3098 | 0.011487 | 641.3097 | 1.6887 | 640.9356 | 2.1336 | 641.3097 | 0.024559 | 641.3098 | 5.1296 | 634.3046 | 10.2636 | 641.3098 | 23.3376 | 640.9356 | 9.3289 | 638.5906 | 0.63315 | 640.6602 | 0.05484 | 638.7458 | 0.059354
| 641.5407 | -0.023707 | 634.5304 | 0.0097519 | 634.53 | 0 | 641.5407 | 0 | 634.5304 | 0.0074395 | 641.5407 | -2.0105e-06 | 649.9907 | 0.0015363 | 641.5407 | 0.0072955 | 641.5407 | 1.6779 | 641.1669 | 2.1463 | 641.5407 | 0.011229 | 641.5407 | 5.172 | 634.5304 | 9.9025 | 641.5407 | 22.9812 | 641.1669 | 9.5377 | 638.819 | 0.63513 | 640.8923 | 0.045722 | 638.9751 | 0.038948
| 641.7717 | 0.065113 | 634.7562 | 0.022926 | 634.76 | 0 | 641.7717 | 0.034153 | 634.7562 | 0.04177 | 641.7717 | 0.0051538 | 650.2205 | 0.01299 | 641.7717 | 0.013458 | 641.7717 | 1.6603 | 641.3983 | 2.1055 | 641.7717 | 0.024604 | 641.7717 | 5.0833 | 634.7562 | 9.4575 | 641.7717 | 22.0706 | 641.3983 | 9.6127 | 639.0473 | 0.65939 | 641.1243 | 0.056294 | 639.2043 | 0.058798
| 642.0028 | 0.0020009 | 634.9821 | -0.0066568 | 634.98 | 0 | 642.0028 | 0 | 634.9821 | 0.023572 | 642.0028 | -0.00046444 | 650.4502 | 0.0033958 | 642.0027 | 0.0060382 | 642.0028 | 1.666 | 641.6296 | 2.1044 | 642.0028 | 0.0099427 | 642.0027 | 5.1098 | 634.9821 | 8.9013 | 642.0027 | 21.6883 | 641.6296 | 9.7821 | 639.2757 | 0.66214 | 641.3564 | 0.046383 | 639.4336 | 0.040849
| 642.2338 | 0.058344 | 635.2079 | 0.024958 | 635.21 | 0 | 642.2338 | 0.03105 | 635.2079 | 0.042835 | 642.2338 | 0.0042745 | 650.68 | 0.013896 | 642.2338 | 0.012121 | 642.2338 | 1.641 | 641.861 | 2.0937 | 642.2338 | 0.022902 | 642.2338 | 5.0629 | 635.2079 | 8.7463 | 642.2338 | 21.013 | 641.861 | 9.9683 | 639.5041 | 0.68866 | 641.5885 | 0.059598 | 639.6629 | 0.05847
| 642.4648 | -0.0036906 | 635.4338 | 0.017612 | 635.43 | 0 | 642.4648 | 0 | 635.4338 | 0.0033993 | 642.4648 | -0.0040615 | 650.9097 | 0.0029469 | 642.4648 | 0.0044878 | 642.4648 | 1.6502 | 642.0924 | 2.0764 | 642.4648 | 0.013111 | 642.4648 | 5.0929 | 635.4338 | 8.3384 | 642.4648 | 20.565 | 642.0924 | 10.1259 | 639.7324 | 0.69074 | 641.8206 | 0.049951 | 639.8922 | 0.0444
| 642.6959 | 0.070843 | 635.6597 | 0.029406 | 635.66 | 0 | 642.6959 | 0.041527 | 635.6597 | 0.021707 | 642.6959 | 0.0077103 | 651.1395 | 0.012976 | 642.6959 | 0.013737 | 642.6959 | 1.6259 | 642.3238 | 2.0538 | 642.6959 | 0.024386 | 642.6959 | 4.977 | 635.6597 | 8.0627 | 642.6959 | 19.7415 | 642.3238 | 10.2727 | 639.9608 | 0.72302 | 642.0527 | 0.061976 | 640.1215 | 0.065062
| 642.9269 | -0.035357 | 635.8856 | 0.00043051 | 635.89 | 0 | 642.9269 | 0 | 635.8856 | 0.0035766 | 642.9269 | 0.0021509 | 651.3693 | 0.0017437 | 642.9269 | 0.0056764 | 642.9269 | 1.6134 | 642.5552 | 2.0498 | 642.9269 | 0.013171 | 642.9269 | 5.0066 | 635.8856 | 7.7705 | 642.9269 | 19.339 | 642.5552 | 10.4675 | 640.1893 | 0.72302 | 642.2848 | 0.05233 | 640.3508 | 0.04365
| 643.158 | -0.014647 | 636.1115 | 0.030888 | 636.11 | 0 | 643.158 | 0.020837 | 636.1115 | 0.024736 | 643.158 | 0.0036026 | 651.5991 | 0.012867 | 643.158 | 0.0097645 | 643.158 | 1.6175 | 642.7866 | 2.0349 | 643.158 | 0.020093 | 643.158 | 5.0273 | 636.1115 | 7.4509 | 643.158 | 18.7766 | 642.7866 | 10.6876 | 640.4177 | 0.75073 | 642.5169 | 0.063034 | 640.5801 | 0.068384
| 643.3891 | -0.03905 | 636.3374 | 0.0082797 | 636.34 | 0 | 643.3891 | 0 | 636.3374 | 0.035922 | 643.3891 | -0.0015532 | 651.8289 | 0.00088084 | 643.3891 | 0.0048027 | 643.3891 | 1.6048 | 643.0181 | 2.0246 | 643.3891 | 0.010183 | 643.3891 | 4.9615 | 636.3374 | 7.0234 | 643.3891 | 18.1088 | 643.0181 | 10.8024 | 640.6461 | 0.75276 | 642.7491 | 0.055501 | 640.8094 | 0.043741
| 643.6202 | 0.040422 | 636.5634 | 0.032865 | 636.56 | 0 | 643.6202 | 0.030603 | 636.5634 | 0.055171 | 643.6202 | 0.006864 | 652.0587 | 0.012632 | 643.6202 | 0.0095556 | 643.6202 | 1.6056 | 643.2495 | 2.0205 | 643.6202 | 0.020168 | 643.6202 | 4.9567 | 636.5634 | 6.7976 | 643.6202 | 17.5132 | 643.2495 | 11.0564 | 640.8745 | 0.78398 | 642.9812 | 0.066866 | 641.0388 | 0.068353
| 643.8513 | -0.016764 | 636.7893 | 0.0029646 | 636.79 | 0 | 643.8513 | 0 | 636.7892 | 0.026469 | 643.8513 | -0.002487 | 652.2886 | 0.0014881 | 643.8513 | 0.0053355 | 643.8513 | 1.5984 | 643.4809 | 2.0109 | 643.8513 | 0.011042 | 643.8513 | 4.9804 | 636.7892 | 6.6346 | 643.8513 | 17.1038 | 643.481 | 11.3509 | 641.103 | 0.79038 | 643.2134 | 0.057219 | 641.2681 | 0.049933
| 644.0824 | 0.078002 | 637.0152 | 0.023967 | 637.02 | 0.22642 | 644.0824 | 0.040459 | 637.0152 | 0.022901 | 644.0824 | 0.010794 | 652.5184 | 0.011978 | 644.0824 | 0.012888 | 644.0824 | 1.5987 | 643.7124 | 2.0138 | 644.0824 | 0.020933 | 644.0824 | 4.9709 | 637.0152 | 6.3407 | 644.0824 | 16.5282 | 643.7124 | 11.5791 | 641.3314 | 0.81669 | 643.4456 | 0.069244 | 641.4975 | 0.070029
| 644.3135 | -0.035161 | 637.2411 | 0.01839 | 637.24 | 0 | 644.3135 | 0 | 637.2411 | 0.027767 | 644.3135 | -0.00040245 | 652.7482 | 0.0017646 | 644.3135 | 0.0062799 | 644.3135 | 1.5729 | 643.9439 | 1.9796 | 644.3135 | 0.0076161 | 644.3135 | 4.8936 | 637.2411 | 6.0579 | 644.3135 | 15.8197 | 643.9439 | 11.6597 | 641.5599 | 0.81696 | 643.6777 | 0.061976 | 641.7268 | 0.051941
| 644.5447 | 0.042451 | 637.4671 | 0.025699 | 637.47 | 0 | 644.5447 | 0.023723 | 637.4671 | 0.026327 | 644.5447 | 0.0034387 | 652.9781 | 0.011716 | 644.5447 | 0.010502 | 644.5447 | 1.5552 | 644.1754 | 1.9594 | 644.5447 | 0.018008 | 644.5447 | 4.8373 | 637.4671 | 5.8225 | 644.5447 | 15.1817 | 644.1754 | 11.8357 | 641.7883 | 0.8508 | 643.9099 | 0.073341 | 641.9562 | 0.071255
| 644.7758 | -0.018842 | 637.6931 | 0.0051044 | 637.69 | 0 | 644.7758 | 0 | 637.6931 | 0.0070828 | 644.7758 | -0.0010035 | 653.2079 | 0.00059557 | 644.7758 | 0.0039675 | 644.7758 | 1.5527 | 644.4069 | 1.955 | 644.7758 | 0.0090175 | 644.7758 | 4.8646 | 637.6931 | 5.5322 | 644.7758 | 14.7539 | 644.4069 | 12.0749 | 642.0168 | 0.85279 | 644.1421 | 0.062637 | 642.1856 | 0.053166
| 645.007 | 0.0097168 | 637.9191 | 0.0299 | 637.92 | 0 | 645.007 | 0.042747 | 637.9191 | 0.031886 | 645.007 | 0.0072484 | 653.4379 | 0.011906 | 645.007 | 0.0096611 | 645.007 | 1.5463 | 644.6384 | 1.9388 | 645.007 | 0.016493 | 645.007 | 4.8268 | 637.9191 | 5.412 | 645.007 | 14.1041 | 644.6384 | 12.224 | 642.2453 | 0.88553 | 644.3743 | 0.075587 | 642.415 | 0.077552
| 645.2381 | -0.03493 | 638.1451 | 0.0019952 | 638.15 | 0 | 645.2381 | 0 | 638.1451 | 0.012167 | 645.2381 | -0.0056983 | 653.6677 | -0.00047205 | 645.2381 | 0.0025237 | 645.2381 | 1.5305 | 644.8699 | 1.9347 | 645.2381 | 0.0051394 | 645.2381 | 4.8119 | 638.1451 | 5.1779 | 645.2381 | 13.6646 | 644.8699 | 12.4732 | 642.4738 | 0.8902 | 644.6065 | 0.067791 | 642.6444 | 0.051773
| 645.4693 | 0.066105 | 638.371 | 0.024093 | 638.37 | 0 | 645.4693 | 0.042485 | 638.371 | 0.033022 | 645.4693 | 0.0068702 | 653.8976 | 0.010523 | 645.4693 | 0.01043 | 645.4693 | 1.5287 | 645.1014 | 1.9316 | 645.4693 | 0.015091 | 645.4693 | 4.8149 | 638.371 | 4.9236 | 645.4693 | 13.1736 | 645.1014 | 12.6554 | 642.7023 | 0.92401 | 644.8388 | 0.080212 | 642.8738 | 0.07498
| 645.7005 | -0.039411 | 638.597 | 0.0068335 | 638.6 | 0 | 645.7005 | 0 | 638.597 | 0.016044 | 645.7005 | -0.0039705 | 654.1276 | 0.00011201 | 645.7005 | 0.0040176 | 645.7005 | 1.5202 | 645.333 | 1.9054 | 645.7005 | 0.0065193 | 645.7005 | 4.7736 | 638.597 | 4.6873 | 645.7005 | 12.7064 | 645.3329 | 12.909 | 642.9308 | 0.92691 | 645.071 | 0.069509 | 643.1033 | 0.05853
| 645.9317 | 0.042074 | 638.8231 | 0.027429 | 638.82 | 0 | 645.9317 | 0.038124 | 638.8231 | 0.03458 | 645.9317 | 0.0055883 | 654.3575 | 0.011433 | 645.9317 | 0.0096363 | 645.9317 | 1.5097 | 645.5645 | 1.8921 | 645.9317 | 0.018079 | 645.9317 | 4.7171 | 638.8231 | 4.6914 | 645.9317 | 12.1103 | 645.5645 | 13.1494 | 643.1594 | 0.9635 | 645.3033 | 0.082855 | 643.3327 | 0.080356
| 646.1629 | -0.029444 | 639.0491 | 0.030641 | 639.05 | 0 | 646.1629 | 0 | 639.0491 | 0.026174 | 646.1629 | -0.0014117 | 654.5874 | 0.00065036 | 646.1629 | 0.0040088 | 646.1629 | 1.5115 | 645.7961 | 1.8812 | 646.1629 | 0.0086095 | 646.1629 | 4.7048 | 639.0491 | 4.3895 | 646.1629 | 11.7208 | 645.7961 | 13.4019 | 643.3879 | 0.96591 | 645.5355 | 0.074002 | 643.5621 | 0.059133
| 646.3941 | 0.069921 | 639.2752 | 0.019016 | 639.28 | 0 | 646.3941 | 0.03894 | 639.2751 | 0.044948 | 646.3941 | 0.004712 | 654.8173 | 0.010533 | 646.3941 | 0.009504 | 646.3941 | 1.5057 | 646.0276 | 1.8792 | 646.3941 | 0.018113 | 646.3941 | 4.6955 | 639.2751 | 4.3542 | 646.3941 | 11.2403 | 646.0276 | 13.6077 | 643.6165 | 0.99028 | 645.7678 | 0.087216 | 643.7916 | 0.079752
| 646.6254 | -0.034258 | 639.5012 | 0.016485 | 639.5 | 0 | 646.6254 | 0 | 639.5012 | 0.014904 | 646.6254 | -0.00047267 | 655.0473 | 0.00027663 | 646.6254 | 0.0051088 | 646.6254 | 1.4925 | 646.2592 | 1.8462 | 646.6254 | 0.0035032 | 646.6254 | 4.6687 | 639.5012 | 4.1471 | 646.6254 | 10.7177 | 646.2592 | 13.6835 | 643.845 | 1.0024 | 646.0001 | 0.07757 | 644.0211 | 0.067302
| 646.8566 | 0.05331 | 639.7272 | 0.025452 | 639.73 | 0 | 646.8566 | 0.036635 | 639.7272 | 0.024478 | 646.8566 | 0.0067306 | 655.2772 | 0.011122 | 646.8566 | 0.010449 | 646.8566 | 1.4781 | 646.4908 | 1.8561 | 646.8566 | 0.017187 | 646.8566 | 4.6423 | 639.7272 | 4.0129 | 646.8566 | 10.3221 | 646.4908 | 14.0291 | 644.0736 | 1.0543 | 646.2324 | 0.089991 | 644.2505 | 0.083899
| 647.0879 | -0.010629 | 639.9533 | 0.021911 | 639.95 | 0 | 647.0879 | 0 | 639.9533 | 0.003097 | 647.0879 | 0.00043627 | 655.5072 | -0.00035093 | 647.0878 | 0.0060937 | 647.0879 | 1.4692 | 646.7224 | 1.8343 | 647.0879 | 0.0085358 | 647.0878 | 4.6438 | 639.9533 | 3.8773 | 647.0878 | 9.9055 | 646.7224 | 14.2437 | 644.3022 | 1.06 | 646.4647 | 0.083252 | 644.48 | 0.062595
| 647.3191 | 0.055419 | 640.1794 | 0.024026 | 640.18 | 0 | 647.3191 | 0.02833 | 640.1794 | 0.064376 | 647.3191 | 0.0045352 | 655.7372 | 0.0098862 | 647.3191 | 0.01038 | 647.3191 | 1.4712 | 646.954 | 1.8145 | 647.3191 | 0.01588 | 647.3191 | 4.6247 | 640.1794 | 3.7593 | 647.3191 | 9.5211 | 646.954 | 14.4863 | 644.5308 | 1.0841 | 646.697 | 0.094881 | 644.7095 | 0.087144
| 647.5504 | 0.00072482 | 640.4055 | 0.015833 | 640.41 | 0 | 647.5504 | 0 | 640.4055 | 0.010173 | 647.5504 | -0.00095104 | 655.9672 | -0.00028567 | 647.5504 | 0.0040792 | 647.5504 | 1.4492 | 647.1856 | 1.8119 | 647.5504 | 0.0014509 | 647.5504 | 4.6104 | 640.4055 | 3.6874 | 647.5504 | 9.1967 | 647.1856 | 14.7624 | 644.7593 | 1.0868 | 646.9293 | 0.084838 | 644.939 | 0.069865
| 647.7817 | 0.086596 | 640.6315 | 0.030394 | 640.63 | 0 | 647.7817 | 0.041118 | 640.6315 | -5.1348e-06 | 647.7817 | 0.0059009 | 656.1971 | 0.010941 | 647.7817 | 0.011998 | 647.7817 | 1.4551 | 647.4173 | 1.8056 | 647.7817 | 0.017625 | 647.7817 | 4.6213 | 640.6315 | 3.3704 | 647.7817 | 8.7982 | 647.4173 | 15.006 | 644.988 | 1.1326 | 647.1617 | 0.098184 | 645.1686 | 0.089712
| 648.013 | -0.0065604 | 640.8576 | 0.019243 | 640.86 | 0 | 648.013 | 0 | 640.8576 | 0.0042486 | 648.013 | 0.0047744 | 656.4272 | -0.0010377 | 648.013 | 0.0064513 | 648.013 | 1.4522 | 647.6489 | 1.8115 | 648.013 | 0.005948 | 648.013 | 4.6179 | 640.8576 | 3.3229 | 648.013 | 8.5147 | 647.6489 | 15.3546 | 645.2166 | 1.1449 | 647.394 | 0.090652 | 645.3981 | 0.07299
| 648.2443 | 0.07314 | 641.0837 | 0.032124 | 641.08 | 0 | 648.2443 | 0.035939 | 641.0837 | 0.021979 | 648.2443 | 0.0082159 | 656.6572 | 0.010636 | 648.2443 | 0.011451 | 648.2443 | 1.4426 | 647.8806 | 1.7981 | 648.2443 | 0.019998 | 648.2443 | 4.6037 | 641.0837 | 3.1408 | 648.2443 | 8.2174 | 647.8806 | 15.7415 | 645.4452 | 1.1805 | 647.6264 | 0.1036 | 645.6276 | 0.090511
| 648.4756 | -0.024435 | 641.3099 | 0.016252 | 641.31 | 0 | 648.4756 | 0 | 641.3099 | -0.019342 | 648.4756 | -0.0021237 | 656.8872 | -6.4925e-05 | 648.4756 | 0.0036696 | 648.4756 | 1.4128 | 648.1122 | 1.7597 | 648.4756 | 0.0072455 | 648.4756 | 4.5495 | 641.3099 | 2.9391 | 648.4756 | 7.8131 | 648.1122 | 15.8604 | 645.6738 | 1.2035 | 647.8588 | 0.093031 | 645.8572 | 0.074606
| 648.7069 | 0.06318 | 641.536 | 0.033854 | 641.54 | 0 | 648.7069 | 0.03784 | 641.536 | 0.034938 | 648.7069 | 0.0053478 | 657.1173 | 0.0097309 | 648.7069 | 0.010628 | 648.7069 | 1.4458 | 648.3439 | 1.7767 | 648.7069 | 0.017143 | 648.7069 | 4.591 | 641.536 | 2.9845 | 648.7069 | 7.5893 | 648.3439 | 16.3614 | 645.9025 | 1.2343 | 648.0912 | 0.1081 | 646.0867 | 0.095679
| 648.9383 | -0.061677 | 641.7622 | 0.0020622 | 641.76 | 0 | 648.9383 | 0 | 641.7621 | -0.0046536 | 648.9383 | -0.0041745 | 657.3473 | 0.0010459 | 648.9383 | 0.0017193 | 648.9383 | 1.4359 | 648.5756 | 1.7699 | 648.9383 | 0.0051054 | 648.9383 | 4.5981 | 641.7621 | 2.8309 | 648.9383 | 7.2875 | 648.5756 | 16.6485 | 646.1312 | 1.2528 | 648.3235 | 0.10136 | 646.3163 | 0.078306
| 649.1696 | 0.046356 | 641.9883 | 0.024444 | 641.99 | 0 | 649.1696 | 0.047709 | 641.9883 | 0.029676 | 649.1696 | 0.0030019 | 657.5773 | 0.010421 | 649.1696 | 0.0079042 | 649.1696 | 1.4289 | 648.8073 | 1.7529 | 649.1696 | 0.012026 | 649.1696 | 4.5628 | 641.9883 | 2.736 | 649.1696 | 7.0058 | 648.8073 | 16.9776 | 646.3598 | 1.2952 | 648.556 | 0.11338 | 646.5458 | 0.10142
| 649.401 | -0.010792 | 642.2144 | -0.0024256 | 642.21 | 0 | 649.401 | 0 | 642.2144 | 0.0083404 | 649.401 | -0.0014021 | 657.8074 | 0.0014832 | 649.401 | 0.0039516 | 649.401 | 1.3991 | 649.039 | 1.7405 | 649.401 | 0 | 649.401 | 4.5192 | 642.2144 | 2.6816 | 649.401 | 6.6772 | 649.039 | 17.1101 | 646.5885 | 1.3057 | 648.7884 | 0.10492 | 646.7755 | 0.079786
| 649.6323 | 0.034013 | 642.4406 | 0.0083224 | 642.44 | 0 | 649.6323 | 0.033867 | 642.4406 | 0.03956 | 649.6323 | 0.0034765 | 658.0375 | 0.0094684 | 649.6323 | 0.0087428 | 649.6323 | 1.3894 | 649.2707 | 1.7184 | 649.6323 | 0.013442 | 649.6323 | 4.5066 | 642.4406 | 2.6224 | 649.6323 | 6.4278 | 649.2707 | 17.5032 | 646.8171 | 1.3301 | 649.0208 | 0.11761 | 647.0051 | 0.10614
| 649.8637 | -0.013378 | 642.6667 | -0.0011483 | 642.67 | 0 | 649.8637 | 0 | 642.6667 | 0.026407 | 649.8637 | 0.00088983 | 658.2676 | 0.00057415 | 649.8637 | 0.0047442 | 649.8637 | 1.3848 | 649.5025 | 1.7071 | 649.8637 | 0.0022623 | 649.8637 | 4.4627 | 642.6667 | 2.4199 | 649.8637 | 6.1332 | 649.5024 | 17.7097 | 647.0458 | 1.3593 | 649.2532 | 0.11047 | 647.2347 | 0.083397
| 650.0951 | 0.080403 | 642.8929 | 0.038055 | 642.89 | 0 | 650.0951 | 0.040595 | 642.8929 | 0.02406 | 650.0951 | 0.0089337 | 658.4977 | 0.0088294 | 650.0952 | 0.011589 | 650.0951 | 1.3997 | 649.7342 | 1.7259 | 650.0951 | 0.015879 | 650.0952 | 4.5204 | 642.8929 | 2.4278 | 650.0951 | 5.9991 | 649.7342 | 18.359 | 647.2745 | 1.4192 | 649.4857 | 0.12461 | 647.4643 | 0.11384
| 650.3265 | -0.024923 | 643.1191 | 0.011381 | 643.12 | 0 | 650.3265 | 0 | 643.1191 | 0.021123 | 650.3265 | -0.0016974 | 658.7278 | -0.00083135 | 650.3265 | 0.0047029 | 650.3265 | 1.3717 | 649.9659 | 1.7133 | 650.3265 | 0.0010011 | 650.3265 | 4.4466 | 643.1191 | 2.2725 | 650.3265 | 5.7421 | 649.9659 | 18.5648 | 647.5033 | 1.418 | 649.7181 | 0.11602 | 647.6939 | 0.087524
| 650.5579 | 0.044337 | 643.3453 | 0.027182 | 643.35 | 0 | 650.5579 | 0.038916 | 643.3453 | 0.043404 | 650.5579 | 0.006497 | 658.9579 | 0.0085648 | 650.5579 | 0.0096204 | 650.5579 | 1.3869 | 650.1977 | 1.7093 | 650.5579 | 0.014484 | 650.5579 | 4.4595 | 643.3453 | 2.172 | 650.5579 | 5.5298 | 650.1977 | 18.977 | 647.732 | 1.4779 | 649.9506 | 0.12911 | 647.9235 | 0.11205
| 650.7894 | -0.012725 | 643.5715 | -0.00090523 | 643.57 | 0 | 650.7894 | 0 | 643.5715 | 0.03009 | 650.7894 | 0.0029463 | 659.188 | -0.001273 | 650.7894 | 0.0058428 | 650.7894 | 1.372 | 650.4295 | 1.6853 | 650.7894 | 0 | 650.7894 | 4.4275 | 643.5715 | 2.047 | 650.7894 | 5.2716 | 650.4295 | 19.146 | 647.9608 | 1.4969 | 650.1831 | 0.12369 | 648.1532 | 0.091765
| 651.0208 | 0.058784 | 643.7978 | 0.022344 | 643.8 | 0 | 651.0208 | 0.048838 | 643.7978 | 0.012732 | 651.0208 | 0.0075637 | 659.4181 | 0.0093734 | 651.0208 | 0.010601 | 651.0208 | 1.3674 | 650.6613 | 1.6895 | 651.0208 | 0.017859 | 651.0208 | 4.4473 | 643.7978 | 1.9667 | 651.0208 | 5.1213 | 650.6613 | 19.6448 | 648.1895 | 1.5318 | 650.4156 | 0.13836 | 648.3829 | 0.11919
| 651.2523 | -0.048238 | 644.024 | 0.0053454 | 644.02 | 0 | 651.2522 | 0 | 644.024 | 0.0080034 | 651.2522 | -0.00045647 | 659.6483 | -0.0015727 | 651.2523 | 0.0039643 | 651.2523 | 1.3609 | 650.893 | 1.6754 | 651.2522 | 0.0026797 | 651.2523 | 4.4032 | 644.024 | 1.9325 | 651.2523 | 4.8897 | 650.8931 | 19.8958 | 648.4182 | 1.5787 | 650.6481 | 0.12673 | 648.6125 | 0.095585
| 651.4837 | 0.015586 | 644.2502 | 0.018936 | 644.25 | 0 | 651.4837 | 0.029217 | 644.2502 | 0.043977 | 651.4837 | 0.0041223 | 659.8785 | 0.010291 | 651.4837 | 0.0067275 | 651.4837 | 1.3503 | 651.1249 | 1.6786 | 651.4837 | 0.0096496 | 651.4837 | 4.4485 | 644.2502 | 1.9169 | 651.4837 | 4.7451 | 651.1249 | 20.4435 | 648.647 | 1.5887 | 650.8806 | 0.14007 | 648.8422 | 0.1212
| 651.7152 | -0.056711 | 644.4765 | 0.012233 | 644.48 | 0 | 651.7152 | 0 | 644.4765 | 0.017296 | 651.7152 | -0.0033568 | 660.1086 | 0.0014501 | 651.7151 | 0.0035653 | 651.7152 | 1.3558 | 651.3567 | 1.6528 | 651.7152 | 0.002802 | 651.7151 | 4.4112 | 644.4765 | 1.8525 | 651.7151 | 4.5595 | 651.3567 | 20.759 | 648.8758 | 1.6213 | 651.1132 | 0.13241 | 649.0719 | 0.099265
| 651.9466 | 0.070917 | 644.7028 | 0.0299 | 644.7 | 0 | 651.9467 | 0.026912 | 644.7028 | 0.030948 | 651.9467 | 0.006301 | 660.3388 | 0.010219 | 651.9467 | 0.010144 | 651.9466 | 1.347 | 651.5885 | 1.6691 | 651.9467 | 0.014291 | 651.9467 | 4.4179 | 644.7028 | 1.8201 | 651.9467 | 4.4047 | 651.5885 | 21.0744 | 649.1046 | 1.6627 | 651.3457 | 0.14787 | 649.3016 | 0.13027
| 652.1781 | -0.058928 | 644.929 | -0.0052446 | 644.93 | 0 | 652.1781 | 0 | 644.929 | 0.007586 | 652.1781 | -0.00021577 | 660.569 | 0.00045277 | 652.1782 | 0.0020788 | 652.1781 | 1.3249 | 651.8203 | 1.6384 | 652.1781 | 0 | 652.1782 | 4.409 | 644.929 | 1.7667 | 652.1782 | 4.2061 | 651.8203 | 21.4017 | 649.3333 | 1.6822 | 651.5783 | 0.1414 | 649.5313 | 0.10542
| 652.4096 | 0.052974 | 645.1553 | 0.020747 | 645.16 | 0 | 652.4096 | 0.032301 | 645.1553 | 0.026282 | 652.4096 | 0.0070651 | 660.7992 | 0.011232 | 652.4097 | 0.0082717 | 652.4096 | 1.3263 | 652.0522 | 1.6305 | 652.4096 | 0.011677 | 652.4097 | 4.3664 | 645.1553 | 1.7376 | 652.4097 | 4.0844 | 652.0522 | 21.8658 | 649.5621 | 1.729 | 651.8108 | 0.15382 | 649.761 | 0.13182
| 652.6412 | -0.0086197 | 645.3816 | 0.016185 | 645.38 | 0 | 652.6412 | 0 | 645.3816 | -0.026995 | 652.6412 | -0.0018705 | 661.0294 | 0.00032465 | 652.6412 | 0.0040648 | 652.6412 | 1.3276 | 652.284 | 1.6222 | 652.6412 | 0.00094323 | 652.6412 | 4.3873 | 645.3816 | 1.5954 | 652.6412 | 3.9426 | 652.284 | 22.4677 | 649.791 | 1.719 | 652.0433 | 0.14827 | 649.9907 | 0.10677
| 652.8727 | 0.0344 | 645.6078 | 0.015839 | 645.61 | 0 | 652.8727 | 0.046014 | 645.6078 | 0.049289 | 652.8727 | 0.0035665 | 661.2596 | 0.010184 | 652.8727 | 0.0092494 | 652.8727 | 1.3328 | 652.5159 | 1.6139 | 652.8727 | 0.0077955 | 652.8727 | 4.3882 | 645.6078 | 1.6067 | 652.8727 | 3.7983 | 652.5159 | 22.8398 | 650.0198 | 1.8001 | 652.2759 | 0.16082 | 650.2205 | 0.13266
| 653.1042 | -0.045466 | 645.8342 | 0.0046158 | 645.83 | 0 | 653.1042 | 0 | 645.8342 | -0.01406 | 653.1042 | -0.0032422 | 661.4899 | 0.00017478 | 653.1042 | 0.003746 | 653.1042 | 1.3103 | 652.7478 | 1.6056 | 653.1042 | 0.0028808 | 653.1042 | 4.3689 | 645.8342 | 1.4805 | 653.1042 | 3.5986 | 652.7478 | 22.9981 | 650.2486 | 1.8411 | 652.5085 | 0.15276 | 650.4502 | 0.11579
| 653.3357 | 0.062978 | 646.0605 | 0.003603 | 646.06 | 0 | 653.3357 | 0.03037 | 646.0605 | -0.0022081 | 653.3357 | 0.0082168 | 661.7201 | 0.0097007 | 653.3358 | 0.011703 | 653.3357 | 1.3102 | 652.9797 | 1.5973 | 653.3357 | 0.013938 | 653.3358 | 4.3924 | 646.0605 | 1.4679 | 653.3357 | 3.5175 | 652.9796 | 23.5635 | 650.4774 | 1.893 | 652.7411 | 0.16703 | 650.68 | 0.1398
| 653.5673 | -0.061154 | 646.2868 | 0.015194 | 646.29 | 0 | 653.5673 | 0 | 646.2868 | 0.0095269 | 653.5673 | -0.0033793 | 661.9503 | 0.0007976 | 653.5673 | 0.002308 | 653.5673 | 1.2971 | 653.2115 | 1.589 | 653.5673 | 0.0019679 | 653.5673 | 4.3255 | 646.2868 | 1.4137 | 653.5673 | 3.3479 | 653.2115 | 23.6393 | 650.7063 | 1.9121 | 652.9737 | 0.16095 | 650.9097 | 0.12296
| 653.7989 | 0.039112 | 646.5131 | 0.031383 | 646.51 | 0 | 653.7989 | 0.02125 | 646.5131 | 0.025985 | 653.7989 | 0.0041245 | 662.1806 | 0.010102 | 653.7989 | 0.0086185 | 653.7989 | 1.2801 | 653.4435 | 1.5807 | 653.7989 | 0.0084964 | 653.7989 | 4.3082 | 646.5131 | 1.2988 | 653.7989 | 3.2597 | 653.4435 | 24.0608 | 650.9352 | 1.9717 | 653.2064 | 0.17509 | 651.1395 | 0.1484
| 654.0304 | -0.056428 | 646.7395 | -0.0031701 | 646.74 | 0 | 654.0304 | 0 | 646.7395 | -0.0081302 | 654.0304 | -0.0034693 | 662.4108 | 0.001245 | 654.0305 | 0.00043897 | 654.0304 | 1.2912 | 653.6754 | 1.5724 | 654.0304 | 0 | 654.0305 | 4.3274 | 646.7395 | 1.2861 | 654.0305 | 3.1639 | 653.6754 | 24.7219 | 651.164 | 2.009 | 653.439 | 0.16941 | 651.3693 | 0.1213
| 654.262 | 0.073686 | 646.9658 | 0.018706 | 646.97 | 0 | 654.262 | 0.038 | 646.9658 | 0.064377 | 654.262 | 0.0048509 | 662.6411 | 0.0099463 | 654.262 | 0.0074882 | 654.262 | 1.2937 | 653.9073 | 1.5641 | 654.262 | 0.011675 | 654.262 | 4.3262 | 646.9658 | 1.2639 | 654.262 | 3.0804 | 653.9073 | 25.2482 | 651.3929 | 2.0367 | 653.6716 | 0.18646 | 651.5991 | 0.14956
| 654.4936 | -0.046569 | 647.1922 | 0.012248 | 647.19 | 0 | 654.4936 | 0 | 647.1922 | -0.0094976 | 654.4936 | 0.00017361 | 662.8714 | 0.00079002 | 654.4936 | 0.00014417 | 654.4936 | 1.2692 | 654.1392 | 1.5558 | 654.4936 | 0 | 654.4936 | 4.2855 | 647.1922 | 1.1787 | 654.4936 | 2.9181 | 654.1392 | 25.2876 | 651.6218 | 2.0666 | 653.9043 | 0.18144 | 651.8289 | 0.12576
| 654.7252 | 0.044221 | 647.4186 | 0.0088768 | 647.42 | 0 | 654.7252 | 0.031813 | 647.4186 | 0.032011 | 654.7252 | 0.0038782 | 663.1017 | 0.010152 | 654.7252 | 0.0076282 | 654.7252 | 1.2516 | 654.3712 | 1.5475 | 654.7252 | 0.01078 | 654.7252 | 4.2198 | 647.4186 | 1.1699 | 654.7252 | 2.7918 | 654.3712 | 25.4212 | 651.8507 | 2.1673 | 654.137 | 0.19862 | 652.0587 | 0.15565
| 654.9568 | -0.025786 | 647.645 | -0.0065772 | 647.64 | 0 | 654.9568 | 0 | 647.645 | 0.00016669 | 654.9568 | -0.00083973 | 663.332 | -0.00047069 | 654.9568 | 0.002541 | 654.9568 | 1.2753 | 654.6032 | 1.5392 | 654.9568 | 0.0011931 | 654.9568 | 4.3038 | 647.645 | 1.0288 | 654.9569 | 2.722 | 654.6032 | 26.3378 | 652.0796 | 2.1566 | 654.3696 | 0.1928 | 652.2886 | 0.13736
| 655.1885 | 0.039844 | 647.8713 | 0.021158 | 647.87 | 0 | 655.1885 | 0.045145 | 647.8713 | 0.018835 | 655.1885 | 0.0064258 | 663.5623 | 0.0092091 | 655.1885 | 0.0099514 | 655.1885 | 1.2699 | 654.8351 | 1.5309 | 655.1885 | 0.013945 | 655.1885 | 4.279 | 647.8713 | 1.2013 | 655.1885 | 2.6482 | 654.8351 | 26.7081 | 652.3085 | 2.2002 | 654.6024 | 0.21011 | 652.5184 | 0.16476
| 655.4201 | -0.073456 | 648.0977 | 0.003402 | 648.1 | 0 | 655.4201 | 0 | 648.0977 | -0.022739 | 655.4201 | -0.00021138 | 663.7927 | -0.00021853 | 655.4201 | 0.00027565 | 655.4201 | 1.2683 | 655.0671 | 1.5225 | 655.4201 | 0 | 655.4201 | 4.2814 | 648.0977 | 0.96999 | 655.4201 | 2.5373 | 655.0671 | 27.3136 | 652.5374 | 2.2309 | 654.835 | 0.20905 | 652.7482 | 0.14531
| 655.6517 | 0.032556 | 648.3242 | 0.012075 | 648.32 | 0 | 655.6518 | 0.053469 | 648.3242 | 0.041303 | 655.6518 | 0.0063064 | 664.023 | 0.010169 | 655.6517 | 0.010156 | 655.6517 | 1.2692 | 655.2991 | 1.5142 | 655.6518 | 0.013027 | 655.6517 | 4.2674 | 648.3242 | 1.0137 | 655.6517 | 2.4662 | 655.2991 | 27.6361 | 652.7664 | 2.3112 | 655.0678 | 0.22941 | 652.9781 | 0.16988
| 655.8834 | -0.083106 | 648.5505 | 0.02013 | 648.55 | 0 | 655.8834 | 0 | 648.5505 | 0.016108 | 655.8834 | -0.0047185 | 664.2534 | 0.00051811 | 655.8834 | 0.00012468 | 655.8834 | 1.2489 | 655.5311 | 1.5059 | 655.8834 | 0 | 655.8834 | 4.2359 | 648.5505 | 0.96267 | 655.8834 | 2.3421 | 655.5311 | 28.0277 | 652.9953 | 2.3435 | 655.3005 | 0.21764 | 653.2079 | 0.14688
| 656.1151 | 0.08785 | 648.777 | 0.025699 | 648.78 | 0 | 656.1151 | 0.03838 | 648.777 | 0.026095 | 656.1151 | 0.0058928 | 664.4837 | 0.0091213 | 656.1151 | 0.0079961 | 656.1151 | 1.2338 | 655.7631 | 1.4976 | 656.1151 | 0.011137 | 656.1151 | 4.2116 | 648.777 | 0.98614 | 656.115 | 2.2734 | 655.7631 | 28.3251 | 653.2243 | 2.4144 | 655.5332 | 0.23747 | 653.4379 | 0.17062
| 656.3468 | -0.019526 | 649.0034 | 0.016123 | 649 | 0 | 656.3468 | 0 | 649.0034 | -0.0053213 | 656.3468 | -0.00032939 | 664.7141 | -0.00013429 | 656.3467 | 0.0024617 | 656.3468 | 1.2287 | 655.9951 | 1.4893 | 656.3468 | 0.0025235 | 656.3467 | 4.1937 | 649.0034 | 0.86089 | 656.3467 | 2.1782 | 655.9951 | 28.8265 | 653.4532 | 2.4669 | 655.7659 | 0.23178 | 653.6677 | 0.15603
| 656.5784 | 0.028957 | 649.2299 | 0.0077343 | 649.23 | 0 | 656.5785 | 0.02929 | 649.2299 | -0.0059731 | 656.5785 | 0.0008026 | 664.9445 | 0.010925 | 656.5784 | 0.007929 | 656.5784 | 1.2196 | 656.2272 | 1.481 | 656.5785 | 0.011892 | 656.5784 | 4.1768 | 649.2299 | 0.8957 | 656.5784 | 2.1195 | 656.2272 | 29.1894 | 653.6822 | 2.4716 | 655.9987 | 0.24817 | 653.8976 | 0.17546
| 656.8102 | -0.043405 | 649.4563 | -0.0049869 | 649.46 | 0 | 656.8102 | 0 | 649.4563 | 0.0039881 | 656.8102 | -0.0015301 | 665.1748 | -0.00097469 | 656.8102 | 0.00099795 | 656.8102 | 1.2174 | 656.4592 | 1.4727 | 656.8102 | 0 | 656.8102 | 4.171 | 649.4563 | 0.82235 | 656.8102 | 2.0104 | 656.4592 | 29.6473 | 653.9112 | 2.5352 | 656.2314 | 0.24526 | 654.1276 | 0.1608
| 657.0419 | 0.030761 | 649.6828 | 0.0090049 | 649.68 | 0 | 657.0419 | 0.027888 | 649.6828 | 0.031602 | 657.0419 | 0.0049552 | 665.4052 | 0.0098869 | 657.0419 | 0.0081302 | 657.0419 | 1.2148 | 656.6913 | 1.4644 | 657.0419 | 0.01453 | 657.0419 | 4.1466 | 649.6828 | 0.83432 | 657.0419 | 1.9806 | 656.6913 | 30.1111 | 654.1402 | 2.5612 | 656.4642 | 0.26099 | 654.3575 | 0.18801
| 657.2736 | -0.025413 | 649.9092 | -0.0046616 | 649.91 | 0 | 657.2736 | 0 | 649.9092 | -0.033128 | 657.2736 | -0.00010929 | 665.6356 | -0.00064304 | 657.2736 | 0.0022138 | 657.2736 | 1.2297 | 656.9233 | 1.4561 | 657.2736 | 0.0010411 | 657.2736 | 4.1707 | 649.9092 | 0.86647 | 657.2736 | 1.8981 | 656.9233 | 30.724 | 654.3692 | 2.5999 | 656.697 | 0.25544 | 654.5874 | 0.16949
| 657.5053 | 0.017136 | 650.1357 | 5.8997e-05 | 650.14 | 0 | 657.5053 | 0.017367 | 650.1357 | 0.02135 | 657.5053 | 0.0045112 | 665.866 | 0.0091501 | 657.5053 | 0.0078063 | 657.5053 | 1.2181 | 657.1554 | 1.4478 | 657.5053 | 0.010053 | 657.5053 | 4.1675 | 650.1357 | 0.84447 | 657.5053 | 1.8526 | 657.1554 | 31.2382 | 654.5982 | 2.6787 | 656.9298 | 0.27063 | 654.8173 | 0.19545
| 657.7371 | -0.074287 | 650.3622 | 0.0094051 | 650.36 | 0 | 657.7371 | 0 | 650.3622 | 0.0068583 | 657.7371 | -0.0059005 | 666.0964 | -0.0010116 | 657.7371 | 0.0015524 | 657.7371 | 1.1991 | 657.3875 | 1.4395 | 657.7371 | 0 | 657.7371 | 4.1233 | 650.3622 | 0.77296 | 657.7371 | 1.7333 | 657.3875 | 31.4134 | 654.8273 | 2.6944 | 657.1626 | 0.25861 | 655.0473 | 0.18222
| 657.9688 | 0.012356 | 650.5887 | 0.016835 | 650.59 | 0 | 657.9688 | 0.018499 | 650.5887 | -0.015728 | 657.9688 | 0.0031103 | 666.3269 | 0.009055 | 657.9688 | 0.0065102 | 657.9688 | 1.1959 | 657.6196 | 1.4312 | 657.9688 | 0.0083229 | 657.9688 | 4.1241 | 650.5887 | 0.79008 | 657.9688 | 1.7173 | 657.6196 | 31.8319 | 655.0563 | 2.7786 | 657.3954 | 0.26799 | 655.2772 | 0.20667
| 658.2006 | -0.05822 | 650.8152 | 0.016708 | 650.82 | 0 | 658.2006 | 0 | 650.8152 | 0.0049506 | 658.2006 | -0.0026982 | 666.5573 | -0.0010479 | 658.2006 | 0.0012888 | 658.2006 | 1.1877 | 657.8517 | 1.4229 | 658.2006 | 0 | 658.2006 | 4.086 | 650.8152 | 0.74698 | 658.2006 | 1.6279 | 657.8517 | 32.0278 | 655.2853 | 2.7854 | 657.6282 | 0.2594 | 655.5072 | 0.18887
| 658.4324 | 0.026883 | 651.0417 | 0.01208 | 651.04 | 0 | 658.4324 | 0.027561 | 651.0417 | 0.034371 | 658.4324 | 0.0024963 | 666.7878 | 0.0094237 | 658.4324 | 0.0073402 | 658.4324 | 1.1823 | 658.0838 | 1.4146 | 658.4324 | 0.011204 | 658.4324 | 4.0499 | 651.0417 | 0.80273 | 658.4324 | 1.5929 | 658.0838 | 32.1702 | 655.5143 | 2.8732 | 657.8611 | 0.28173 | 655.7372 | 0.21344
| 658.6641 | -0.070435 | 651.2682 | -0.0079798 | 651.27 | 0 | 658.6641 | 0 | 651.2682 | 0.0081012 | 658.6641 | -0.0027431 | 667.0182 | -0.00058675 | 658.6641 | 0.00075476 | 658.6641 | 1.1565 | 658.3159 | 1.4063 | 658.6641 | 0 | 658.6641 | 4.031 | 651.2682 | 0.64208 | 658.6641 | 1.5044 | 658.316 | 32.1187 | 655.7434 | 2.8696 | 658.0939 | 0.27275 | 655.9672 | 0.19339
| 658.8959 | 0.0093183 | 651.4948 | 0.012037 | 651.49 | 0 | 658.8959 | 0.00964 | 651.4948 | 0.024646 | 658.8959 | 0.0051333 | 667.2487 | 0.010163 | 658.8959 | 0.0058767 | 658.8959 | 1.167 | 658.5481 | 1.398 | 658.8959 | 0.0081556 | 658.8959 | 4.0726 | 651.4948 | 0.67007 | 658.8959 | 1.5002 | 658.5481 | 32.9697 | 655.9725 | 2.9165 | 658.3268 | 0.28993 | 656.1971 | 0.21301
| 659.1277 | -0.049662 | 651.7214 | 0.0035895 | 651.72 | 0 | 659.1278 | 0 | 651.7214 | -0.0011198 | 659.1278 | -0.0050139 | 667.4792 | 1.9692e-05 | 659.1277 | 0.00021219 | 659.1277 | 1.1639 | 658.7802 | 1.3897 | 659.1278 | 0 | 659.1277 | 4.0855 | 651.7214 | 0.64983 | 659.1277 | 1.423 | 658.7802 | 33.3334 | 656.2016 | 2.9661 | 658.5597 | 0.28861 | 656.4272 | 0.19638
| 659.3596 | 0.042128 | 651.9479 | -0.0028929 | 651.95 | 0 | 659.3596 | 0.036709 | 651.9479 | 0.024569 | 659.3596 | 0.0055435 | 667.7097 | 0.010861 | 659.3596 | 0.0075909 | 659.3596 | 1.1592 | 659.0124 | 1.3814 | 659.3596 | 0.011927 | 659.3596 | 4.0681 | 651.9479 | 0.62791 | 659.3596 | 1.3896 | 659.0124 | 33.7578 | 656.4307 | 3.0573 | 658.7925 | 0.30195 | 656.6572 | 0.21349
| 659.5914 | -0.067691 | 652.1744 | -0.0026692 | 652.17 | 0 | 659.5914 | 0 | 652.1744 | -0.028222 | 659.5914 | -0.0014597 | 667.9402 | 1.6996e-05 | 659.5914 | 0 | 659.5914 | 1.1312 | 659.2446 | 1.3731 | 659.5914 | 0 | 659.5914 | 3.9876 | 652.1744 | 0.58082 | 659.5914 | 1.2995 | 659.2446 | 33.7339 | 656.6598 | 3.0664 | 659.0254 | 0.29548 | 656.8872 | 0.19953
| 659.8232 | 0.048909 | 652.4011 | 0.029653 | 652.4 | 0 | 659.8232 | 0.021296 | 652.4011 | 0.0095956 | 659.8232 | 0.0040642 | 668.1707 | 0.0087275 | 659.8232 | 0.0077006 | 659.8232 | 1.1514 | 659.4767 | 1.3648 | 659.8232 | 0.0064077 | 659.8232 | 3.987 | 652.4011 | 0.62212 | 659.8232 | 1.2959 | 659.4767 | 34.3011 | 656.8889 | 3.1088 | 659.2584 | 0.31689 | 657.1172 | 0.22365
| 660.0551 | -0.042527 | 652.6276 | 0.0060609 | 652.63 | 0 | 660.0551 | 0 | 652.6276 | 0.0093628 | 660.0551 | 0.00022556 | 668.4013 | -0.0011544 | 660.0551 | 0.0014952 | 660.0551 | 1.1571 | 659.7089 | 1.3565 | 660.0551 | 0 | 660.0551 | 4.0254 | 652.6276 | 0.56141 | 660.0551 | 1.242 | 659.7089 | 34.8201 | 657.118 | 3.211 | 659.4913 | 0.31411 | 657.3473 | 0.20576
| 660.287 | 0.035585 | 652.8542 | 0.0064622 | 652.85 | 0 | 660.2869 | 0.011278 | 652.8542 | 0.045209 | 660.2869 | 0.0038125 | 668.6318 | 0.0089418 | 660.2869 | 0.0058765 | 660.287 | 1.1449 | 659.9411 | 1.3482 | 660.2869 | 0.0071781 | 660.2869 | 3.9851 | 652.8542 | 0.58623 | 660.2869 | 1.226 | 659.9411 | 35.1775 | 657.3472 | 3.2775 | 659.7242 | 0.3338 | 657.5773 | 0.23267
| 660.5188 | -0.019654 | 653.0808 | -0.010838 | 653.08 | 0 | 660.5188 | 0 | 653.0808 | 0.00055825 | 660.5188 | -0.0004446 | 668.8623 | -0.0017183 | 660.5188 | 0.0017557 | 660.5188 | 1.1285 | 660.1733 | 1.3482 | 660.5188 | 0 | 660.5188 | 3.9692 | 653.0808 | 0.57161 | 660.5188 | 1.1444 | 660.1733 | 35.3012 | 657.5763 | 3.3122 | 659.9571 | 0.3297 | 657.8074 | 0.21298
| 660.7507 | 0.030518 | 653.3074 | 0.0094932 | 653.31 | 0 | 660.7507 | 0.020121 | 653.3074 | 0.025175 | 660.7507 | 0.00094843 | 669.0929 | 0.0088115 | 660.7507 | 0.0056312 | 660.7507 | 1.1259 | 660.4056 | 1.3304 | 660.7507 | 0.0054568 | 660.7507 | 3.9261 | 653.3074 | 0.54091 | 660.7507 | 1.1302 | 660.4056 | 35.4455 | 657.8054 | 3.3892 | 660.1901 | 0.34516 | 658.0375 | 0.23955
| 660.9826 | -0.042243 | 653.5341 | 0.003858 | 653.53 | 0 | 660.9826 | 0 | 653.5341 | -0.0090323 | 660.9826 | 0.00024367 | 669.3234 | -0.0010029 | 660.9826 | 0.0018426 | 660.9826 | 1.1272 | 660.6378 | 1.3269 | 660.9826 | 0 | 660.9826 | 3.9185 | 653.5341 | 0.56499 | 660.9826 | 1.0847 | 660.6378 | 35.818 | 658.0346 | 3.415 | 660.423 | 0.34939 | 658.2676 | 0.22984
| 661.2145 | 0.040524 | 653.7607 | 0.034595 | 653.76 | 0 | 661.2145 | 0.027863 | 653.7607 | 0.026499 | 661.2145 | 0.003739 | 669.554 | 0.010138 | 661.2145 | 0.0067305 | 661.2145 | 1.1215 | 660.87 | 1.3339 | 661.2145 | 0.0084329 | 661.2145 | 3.9189 | 653.7607 | 0.56207 | 661.2145 | 1.0558 | 660.87 | 36.054 | 658.2637 | 3.4965 | 660.656 | 0.3638 | 658.4977 | 0.25615
| 661.4464 | -0.03566 | 653.9873 | 0.0094121 | 653.99 | 0 | 661.4464 | 0 | 653.9873 | -0.019628 | 661.4464 | -0.0034774 | 669.7846 | -0.00018097 | 661.4464 | 0.0012832 | 661.4464 | 1.1142 | 661.1023 | 1.3304 | 661.4464 | 0 | 661.4464 | 3.9544 | 653.9873 | 0.5539 | 661.4464 | 1.0143 | 661.1023 | 36.7077 | 658.4929 | 3.5217 | 660.889 | 0.36115 | 658.7278 | 0.23987
| 661.6783 | 0.042731 | 654.2139 | 0.017708 | 654.21 | 0 | 661.6783 | 0.019532 | 654.2139 | -0.01912 | 661.6783 | 0.0015096 | 670.0152 | 0.0098586 | 661.6783 | 0.0070061 | 661.6783 | 1.1105 | 661.3346 | 1.3015 | 661.6783 | 0.0064321 | 661.6783 | 3.8752 | 654.2139 | 0.49157 | 661.6783 | 0.98865 | 661.3346 | 36.3691 | 658.7221 | 3.6049 | 661.1219 | 0.38084 | 658.9579 | 0.27141
| 661.9103 | -0.048485 | 654.4406 | -0.011613 | 654.44 | 0 | 661.9103 | 0 | 654.4406 | -0.015243 | 661.9103 | -0.0041307 | 670.2458 | -0.00039459 | 661.9103 | 0 | 661.9103 | 1.1043 | 661.5668 | 1.3014 | 661.9103 | 0 | 661.9103 | 3.8634 | 654.4406 | 0.42079 | 661.9103 | 0.93865 | 661.5668 | 36.5954 | 658.9514 | 3.6371 | 661.355 | 0.38058 | 659.188 | 0.25461
| 662.1422 | 0.051838 | 654.6673 | 0.024711 | 654.67 | 0 | 662.1422 | 0.015324 | 654.6673 | 0.025873 | 662.1422 | 0.0035408 | 670.4764 | 0.010476 | 662.1422 | 0.0066691 | 662.1422 | 1.087 | 661.7991 | 1.2799 | 662.1422 | 0.0089196 | 662.1422 | 3.8392 | 654.6673 | 0.50337 | 662.1422 | 0.91817 | 661.7991 | 36.527 | 659.1805 | 3.7219 | 661.5879 | 0.40172 | 659.4182 | 0.28069
| 662.3742 | -0.0070149 | 654.8939 | 0.0085064 | 654.89 | 0 | 662.3742 | 0 | 654.8939 | -0.006011 | 662.3742 | 0.0045285 | 670.707 | -0.00033462 | 662.3741 | 0.0019214 | 662.3742 | 1.0897 | 662.0314 | 1.2747 | 662.3742 | 0.00077052 | 662.3741 | 3.8284 | 654.8939 | 0.387 | 662.3741 | 0.87087 | 662.0314 | 36.5958 | 659.4097 | 3.7524 | 661.821 | 0.39697 | 659.6483 | 0.26639
| 662.6061 | 0.044508 | 655.1206 | 0.00013413 | 655.12 | 0 | 662.6061 | 0.027893 | 655.1206 | 0.020429 | 662.6061 | 0.0058517 | 670.9377 | 0.0082873 | 662.6061 | 0.0081285 | 662.6061 | 1.0894 | 662.2637 | 1.2788 | 662.6061 | 0.006724 | 662.6061 | 3.8186 | 655.1206 | 0.44115 | 662.6061 | 0.86786 | 662.2637 | 36.7629 | 659.639 | 3.8349 | 662.054 | 0.4189 | 659.8785 | 0.29291
| 662.8381 | -0.017703 | 655.3474 | -0.0036618 | 655.35 | 0 | 662.8381 | 0 | 655.3474 | 0.021927 | 662.8381 | -0.0017133 | 671.1683 | -0.00051798 | 662.8381 | 0.00063678 | 662.8381 | 1.08 | 662.496 | 1.2685 | 662.8381 | 0.0013655 | 662.8381 | 3.8077 | 655.3474 | 0.33193 | 662.8381 | 0.81635 | 662.496 | 36.8093 | 659.8682 | 3.8775 | 662.2871 | 0.41745 | 660.1086 | 0.28107
| 663.0701 | 0.032109 | 655.574 | 0.015412 | 655.57 | 0 | 663.0701 | 0.020314 | 655.574 | 0.041783 | 663.0701 | 0.0021092 | 671.3989 | 0.0092508 | 663.0701 | 0.0047448 | 663.0701 | 1.0697 | 662.7284 | 1.2464 | 663.0701 | 0.007312 | 663.0701 | 3.7958 | 655.574 | 0.4492 | 663.0701 | 0.80671 | 662.7283 | 36.7239 | 660.0975 | 3.9652 | 662.5201 | 0.43886 | 660.3388 | 0.30558
| 663.3021 | -0.066077 | 655.8007 | -0.020234 | 655.8 | 0 | 663.3021 | 0 | 655.8007 | -0.0057417 | 663.3021 | -0.0023137 | 671.6296 | -0.0010314 | 663.3021 | 1.6364e-05 | 663.3021 | 1.0723 | 662.9607 | 1.249 | 663.3021 | 0 | 663.3021 | 3.764 | 655.8007 | 0.35999 | 663.3021 | 0.76484 | 662.9607 | 36.7533 | 660.3267 | 3.9915 | 662.7532 | 0.4345 | 660.569 | 0.28472
| 663.5341 | 0.0728 | 656.0275 | 0.029406 | 656.03 | 0 | 663.5341 | 0.031614 | 656.0275 | 0.0097148 | 663.5341 | 0.0042483 | 671.8603 | 0.010356 | 663.5341 | 0.0063959 | 663.5341 | 1.0719 | 663.193 | 1.2572 | 663.5341 | 0.0089603 | 663.5341 | 3.7692 | 656.0275 | 0.40607 | 663.5341 | 0.76303 | 663.193 | 36.7828 | 660.556 | 4.0957 | 662.9863 | 0.45868 | 660.7992 | 0.31713
| 663.7661 | -0.050665 | 656.2542 | 0.00086347 | 656.25 | 0 | 663.7661 | 0 | 656.2542 | -0.0041619 | 663.7661 | -0.0018434 | 672.0909 | -0.00052487 | 663.7661 | 0.00077483 | 663.7661 | 1.0528 | 663.4254 | 1.2375 | 663.7661 | 0 | 663.7661 | 3.7414 | 656.2542 | 0.34253 | 663.7661 | 0.71814 | 663.4254 | 36.4629 | 660.7853 | 4.1358 | 663.2194 | 0.45815 | 661.0294 | 0.30105
| 663.9982 | 0.036332 | 656.4809 | 0.0046368 | 656.48 | 0 | 663.9981 | 0.023225 | 656.4809 | 0.0095051 | 663.9981 | 0.0022465 | 672.3217 | 0.0095058 | 663.9982 | 0.0054854 | 663.9982 | 1.0643 | 663.6578 | 1.2476 | 663.9981 | 0.0061748 | 663.9982 | 3.7521 | 656.4809 | 0.38271 | 663.9982 | 0.72296 | 663.6577 | 36.7386 | 661.0145 | 4.2435 | 663.4524 | 0.48194 | 661.2596 | 0.32787
| 664.2302 | -0.054633 | 656.7076 | -0.0086531 | 656.71 | 0 | 664.2302 | 0 | 656.7076 | -0.022025 | 664.2302 | -0.0024791 | 672.5524 | -0.0010025 | 664.2302 | 0.00041616 | 664.2302 | 1.0436 | 663.8901 | 1.2155 | 664.2302 | 0 | 664.2302 | 3.709 | 656.7076 | 0.27268 | 664.2302 | 0.67447 | 663.8901 | 36.054 | 661.2438 | 4.2828 | 663.6856 | 0.47652 | 661.4899 | 0.3151
| 664.4622 | 0.029063 | 656.9344 | -0.00017495 | 656.93 | 0 | 664.4622 | 0.020802 | 656.9344 | 0.0066306 | 664.4622 | 0.005186 | 672.7831 | 0.0091358 | 664.4622 | 0.0074383 | 664.4622 | 1.0345 | 664.1225 | 1.2163 | 664.4622 | 0.0098233 | 664.4622 | 3.6621 | 656.9344 | 0.41788 | 664.4622 | 0.67145 | 664.1225 | 35.9049 | 661.4731 | 4.3936 | 663.9186 | 0.49964 | 661.7201 | 0.34202
| 664.6943 | -0.016511 | 657.1612 | -0.0067363 | 657.16 | 0 | 664.6943 | 0 | 657.1612 | -0.0060806 | 664.6943 | -0.00017943 | 673.0138 | -0.00084423 | 664.6943 | 0.0033942 | 664.6943 | 1.0282 | 664.3549 | 1.2035 | 664.6943 | 0 | 664.6943 | 3.6773 | 657.1612 | 0.30004 | 664.6943 | 0.6341 | 664.3549 | 35.6354 | 661.7025 | 4.4325 | 664.1518 | 0.50149 | 661.9503 | 0.3286
| 664.9264 | 0.039723 | 657.3879 | 0.027923 | 657.39 | 0 | 664.9264 | 0.01918 | 657.3879 | 0.016017 | 664.9264 | 0.0035346 | 673.2445 | 0.010502 | 664.9264 | 0.0065037 | 664.9264 | 1.0393 | 664.5873 | 1.192 | 664.9264 | 0.0063972 | 664.9264 | 3.6665 | 657.3879 | 0.31207 | 664.9264 | 0.62416 | 664.5873 | 35.2968 | 661.9318 | 4.5383 | 664.385 | 0.52303 | 662.1806 | 0.35715
| 665.1585 | -0.012623 | 657.6147 | 0.0087031 | 657.61 | 0 | 665.1584 | 0 | 657.6147 | 0.0013545 | 665.1584 | -0.0010113 | 673.4753 | -0.00031884 | 665.1584 | 0.0028787 | 665.1585 | 1.0171 | 664.8197 | 1.192 | 665.1584 | 0.0017784 | 665.1584 | 3.6317 | 657.6147 | 0.31122 | 665.1585 | 0.58319 | 664.8197 | 34.9828 | 662.1611 | 4.5932 | 664.6181 | 0.52079 | 662.4108 | 0.34354
| 665.3905 | 0.046281 | 657.8415 | 0.021 | 657.84 | 0 | 665.3905 | 0.036219 | 657.8416 | 0.0032579 | 665.3905 | 0.005725 | 673.706 | 0.0086133 | 665.3906 | 0.0074056 | 665.3905 | 1.0246 | 665.0522 | 1.1947 | 665.3905 | 0.0086008 | 665.3906 | 3.6231 | 657.8416 | 0.29058 | 665.3906 | 0.5862 | 665.0522 | 34.6504 | 662.3904 | 4.6978 | 664.8513 | 0.54616 | 662.6411 | 0.3705
| 665.6226 | -0.055491 | 658.0684 | -0.0059033 | 658.07 | 0 | 665.6226 | 0 | 658.0684 | 0.00059007 | 665.6226 | -0.0033246 | 673.9368 | -0.00029752 | 665.6226 | 0.00036602 | 665.6226 | 1.0137 | 665.2846 | 1.1688 | 665.6226 | 0 | 665.6226 | 3.6182 | 658.0684 | 0.29092 | 665.6226 | 0.54915 | 665.2846 | 34.1958 | 662.6198 | 4.7531 | 665.0844 | 0.55105 | 662.8714 | 0.35752
| 665.8548 | 0.025897 | 658.2952 | 0.017978 | 658.3 | 0 | 665.8548 | 0.016702 | 658.2952 | 0.012225 | 665.8548 | 0.003375 | 674.1675 | 0.0091934 | 665.8547 | 0.0054768 | 665.8548 | 1.0106 | 665.5171 | 1.1753 | 665.8548 | 0.0012237 | 665.8547 | 3.6014 | 658.2952 | 0.30945 | 665.8547 | 0.5606 | 665.5171 | 33.9153 | 662.8492 | 4.8642 | 665.3176 | 0.57457 | 663.1017 | 0.38763
| 666.0869 | -0.032103 | 658.522 | 0.006714 | 658.52 | 0 | 666.0869 | 0 | 658.522 | -0.0053938 | 666.0869 | -0.0018481 | 674.3983 | -0.00070441 | 666.0869 | 0.00098471 | 666.0869 | 1.0021 | 665.7495 | 1.169 | 666.0869 | 0 | 666.0869 | 3.5781 | 658.522 | 0.26879 | 666.0869 | 0.50999 | 665.7495 | 33.3746 | 663.0786 | 4.9225 | 665.5508 | 0.57497 | 663.332 | 0.37006
| 666.319 | 0.025505 | 658.7488 | 0.021906 | 658.75 | 0 | 666.319 | 0.021669 | 658.7488 | 0.018402 | 666.319 | 0.0049235 | 674.6291 | 0.009473 | 666.319 | 0.0054941 | 666.319 | 1.0048 | 665.982 | 1.1552 | 666.319 | 0.0066656 | 666.319 | 3.5766 | 658.7488 | 0.29735 | 666.319 | 0.51903 | 665.982 | 32.9094 | 663.3079 | 5.0431 | 665.784 | 0.59968 | 663.5623 | 0.39958
| 666.5512 | -0.056673 | 658.9756 | 0.015481 | 658.98 | 0 | 666.5512 | 0 | 658.9756 | 0.0082609 | 666.5512 | 0.00061239 | 674.8599 | 0.00011525 | 666.5511 | 0.00052682 | 666.5512 | 0.98722 | 666.2145 | 1.1415 | 666.5512 | 0 | 666.5511 | 3.5551 | 658.9756 | 0.22335 | 666.5512 | 0.48469 | 666.2145 | 32.2541 | 663.5373 | 5.098 | 666.0172 | 0.60443 | 663.7927 | 0.38497
| 666.7833 | 0.030751 | 659.2025 | 0.016335 | 659.2 | 0 | 666.7833 | 0.023434 | 659.2025 | 0.0085596 | 666.7833 | 0.0051796 | 675.0907 | 0.0090414 | 666.7833 | 0.0072709 | 666.7833 | 0.99959 | 666.447 | 1.1365 | 666.7833 | 0.0060938 | 666.7833 | 3.5279 | 659.2025 | 0.28431 | 666.7833 | 0.49101 | 666.447 | 31.7631 | 663.7667 | 5.2055 | 666.2504 | 0.6302 | 664.023 | 0.41494
| 667.0155 | -0.077684 | 659.4294 | 0.0032887 | 659.43 | 0 | 667.0155 | 0 | 659.4294 | -0.0081296 | 667.0155 | -0.0040648 | 675.3215 | -0.00028322 | 667.0155 | 0 | 667.0155 | 0.97937 | 666.6795 | 1.1285 | 667.0155 | 0 | 667.0155 | 3.5271 | 659.4294 | 0.30168 | 667.0155 | 0.45155 | 666.6795 | 31.1267 | 663.9962 | 5.2722 | 666.4836 | 0.63126 | 664.2534 | 0.40336
| 667.2477 | 0.024781 | 659.6562 | -0.00061247 | 659.66 | 0 | 667.2477 | 0.015346 | 659.6562 | 0.032535 | 667.2477 | -0.00028729 | 675.5524 | 0.010162 | 667.2477 | 0.0046505 | 667.2477 | 0.98057 | 666.912 | 1.1348 | 667.2477 | 0.0060536 | 667.2477 | 3.5175 | 659.6562 | 0.34902 | 667.2477 | 0.46541 | 666.912 | 30.4851 | 664.2255 | 5.3858 | 666.7169 | 0.65901 | 664.4837 | 0.42778
| 667.4798 | -0.041443 | 659.8831 | 0.00035032 | 659.88 | 0 | 667.4798 | 0 | 659.8831 | 0.01183 | 667.4798 | -0.0024765 | 675.7832 | -2.6388e-05 | 667.4799 | 0.0010487 | 667.4798 | 0.9674 | 667.1445 | 1.1218 | 667.4798 | 0 | 667.4799 | 3.4753 | 659.8831 | 0.18694 | 667.4799 | 0.42534 | 667.1445 | 29.8026 | 664.455 | 5.4506 | 666.9501 | 0.66509 | 664.7141 | 0.42014
| 667.712 | 0.030024 | 660.11 | 0.0061395 | 660.11 | 0 | 667.712 | 0.014532 | 660.11 | 0.012656 | 667.712 | 0.0040916 | 676.014 | 0.0092225 | 667.712 | 0.0063147 | 667.712 | 0.96552 | 667.377 | 1.1235 | 667.712 | 0.004645 | 667.712 | 3.4675 | 660.11 | 0.29724 | 667.712 | 0.44251 | 667.377 | 29.0668 | 664.6844 | 5.5722 | 667.1834 | 0.69324 | 664.9445 | 0.4472
| 667.9442 | -0.066658 | 660.3369 | -0.0037994 | 660.34 | 0 | 667.9442 | 0 | 660.3369 | -0.0071402 | 667.9442 | -0.0022573 | 676.2449 | -0.00067162 | 667.9442 | 0 | 667.9442 | 0.96 | 667.6096 | 1.1113 | 667.9442 | 0 | 667.9442 | 3.4566 | 660.3369 | 0.2333 | 667.9442 | 0.39432 | 667.6096 | 28.3325 | 664.9139 | 5.6396 | 667.4167 | 0.69244 | 665.1748 | 0.43962
| 668.1765 | 0.057496 | 660.5638 | 0.013334 | 660.56 | 0 | 668.1765 | 0.023307 | 660.5638 | 0.012153 | 668.1765 | 0.0036452 | 676.4758 | 0.009927 | 668.1765 | 0.0062186 | 668.1765 | 0.96557 | 667.8421 | 1.1137 | 668.1765 | 0.0089302 | 668.1765 | 3.4437 | 660.5638 | 0.2242 | 668.1765 | 0.40968 | 667.8421 | 27.6118 | 665.1433 | 5.7661 | 667.65 | 0.72389 | 665.4052 | 0.46524
| 668.4087 | -0.056846 | 660.7907 | -0.0060469 | 660.79 | 0 | 668.4087 | 0 | 660.7907 | -0.0010514 | 668.4087 | -0.0044481 | 676.7067 | -0.00093341 | 668.4087 | 0 | 668.4087 | 0.93835 | 668.0747 | 1.0885 | 668.4087 | 0 | 668.4087 | 3.4216 | 660.7907 | 0.15078 | 668.4087 | 0.37203 | 668.0747 | 26.8086 | 665.3728 | 5.8154 | 667.8833 | 0.72733 | 665.6356 | 0.45017
| 668.6409 | 0.046642 | 661.0176 | 0.00086799 | 661.02 | 0 | 668.6409 | 0.019879 | 661.0176 | 0.00038073 | 668.6409 | 0.0054913 | 676.9376 | 0.0092323 | 668.6409 | 0.0053943 | 668.6409 | 0.95474 | 668.3072 | 1.0946 | 668.6409 | 0.0051202 | 668.6409 | 3.4017 | 661.0176 | 0.25525 | 668.6409 | 0.38618 | 668.3072 | 26.1144 | 665.6023 | 5.9538 | 668.1166 | 0.75786 | 665.866 | 0.48186
| 668.8732 | -0.022009 | 661.2446 | 0.0044447 | 661.24 | 0 | 668.8732 | 0 | 661.2446 | -0.0013262 | 668.8732 | -0.0021103 | 677.1685 | -0.00095174 | 668.8732 | 0 | 668.8732 | 0.93204 | 668.5398 | 1.0753 | 668.8732 | 0 | 668.8732 | 3.3856 | 661.2446 | 0.13056 | 668.8732 | 0.34943 | 668.5398 | 25.3436 | 665.8318 | 6.0142 | 668.3499 | 0.75653 | 666.0964 | 0.46943
| 669.1054 | 0.02192 | 661.4715 | 0.0061714 | 661.47 | 0 | 669.1054 | 0.0096982 | 661.4715 | 0.045259 | 669.1054 | 0.0029646 | 677.3994 | 0.0092779 | 669.1054 | 0.0052661 | 669.1054 | 0.9454 | 668.7724 | 1.0792 | 669.1054 | 0.008714 | 669.1054 | 3.3699 | 661.4715 | 0.24684 | 669.1054 | 0.366 | 668.7724 | 24.6129 | 666.0613 | 6.16 | 668.5833 | 0.79102 | 666.3269 | 0.50364
| 669.3377 | -0.033105 | 661.6984 | 0.0083222 | 661.7 | 0 | 669.3377 | 0 | 661.6984 | 0.0087355 | 669.3377 | -0.000313 | 677.6303 | -0.00039021 | 669.3377 | 3.168e-05 | 669.3377 | 0.92385 | 669.005 | 1.0777 | 669.3377 | 0 | 669.3377 | 3.3379 | 661.6984 | 0.16234 | 669.3377 | 0.32955 | 669.005 | 23.8311 | 666.2908 | 6.2158 | 668.8166 | 0.79697 | 666.5573 | 0.49035
| 669.57 | 0.061642 | 661.9254 | 0.0019843 | 661.93 | 0 | 669.57 | 0.038164 | 661.9254 | 0.02463 | 669.57 | 0.0049639 | 677.8612 | 0.010616 | 669.57 | 0.0075179 | 669.57 | 0.94242 | 669.2376 | 1.0707 | 669.57 | 0.007198 | 669.57 | 3.3317 | 661.9254 | 0.20026 | 669.57 | 0.34612 | 669.2376 | 23.075 | 666.5203 | 6.3559 | 669.0499 | 0.82789 | 666.7878 | 0.52385
| 669.8023 | -0.026344 | 662.1523 | -0.0094184 | 662.15 | 0 | 669.8023 | 0 | 662.1523 | 0.0041511 | 669.8023 | -0.0018538 | 678.0922 | -0.0024857 | 669.8022 | 0.0012026 | 669.8023 | 0.91903 | 669.4703 | 1.0619 | 669.8023 | 0 | 669.8022 | 3.3147 | 662.1523 | 0.1547 | 669.8022 | 0.30244 | 669.4703 | 22.2825 | 666.7498 | 6.4184 | 669.2833 | 0.82882 | 667.0182 | 0.51012
| 670.0346 | 0.030825 | 662.3793 | 0.00068657 | 662.38 | 0 | 670.0346 | 0.011304 | 662.3793 | 0.019669 | 670.0346 | 0.0024252 | 678.3231 | 0.01 | 670.0345 | 0.0047707 | 670.0346 | 0.91461 | 669.7029 | 1.054 | 670.0346 | 0.0074759 | 670.0345 | 3.2927 | 662.3793 | 0.16372 | 670.0345 | 0.3163 | 669.7029 | 21.5342 | 666.9794 | 6.5522 | 669.5167 | 0.86291 | 667.2487 | 0.54438
| 670.2669 | -0.023583 | 662.6063 | -0.0050214 | 662.61 | 0 | 670.2669 | 0 | 662.6063 | 0.0087276 | 670.2669 | -0.0014209 | 678.5541 | -0.0019448 | 670.2669 | 0.0003778 | 670.2669 | 0.90835 | 669.9355 | 1.0387 | 670.2669 | 0 | 670.2669 | 3.2742 | 662.6063 | 0.23958 | 670.2669 | 0.28979 | 669.9355 | 20.8017 | 667.2089 | 6.6281 | 669.7501 | 0.8719 | 667.4792 | 0.53199
| 670.4992 | 0.01197 | 662.8333 | 0.019539 | 662.83 | 0 | 670.4992 | 0.025813 | 662.8333 | 0.01854 | 670.4992 | 0.0027663 | 678.785 | 0.0088682 | 670.4992 | 0.006254 | 670.4992 | 0.90775 | 670.1682 | 1.0366 | 670.4992 | 0.006339 | 670.4992 | 3.2559 | 662.8333 | 0.21532 | 670.4992 | 0.30184 | 670.1682 | 20.0445 | 667.4384 | 6.771 | 669.9835 | 0.90599 | 667.7097 | 0.56223
| 670.7315 | -0.049759 | 663.0603 | -0.0024754 | 663.06 | 0 | 670.7315 | 0 | 663.0603 | 0.0074753 | 670.7315 | -0.0023436 | 679.016 | -0.0015968 | 670.7316 | 0.00058636 | 670.7315 | 0.89509 | 670.4009 | 1.0347 | 670.7315 | 0 | 670.7316 | 3.2099 | 663.0603 | 0.12181 | 670.7316 | 0.27111 | 670.4009 | 19.2601 | 667.668 | 6.8367 | 670.2169 | 0.91088 | 667.9402 | 0.55442
| 670.9639 | 0.04501 | 663.2873 | 0.011344 | 663.29 | 0 | 670.9639 | 0.016251 | 663.2874 | 0.015889 | 670.9639 | 0.0031838 | 679.247 | 0.0094881 | 670.9639 | 0.0059117 | 670.9639 | 0.90135 | 670.6335 | 1.0204 | 670.9639 | 0.0050974 | 670.9639 | 3.2134 | 663.2874 | 0.20658 | 670.9639 | 0.28858 | 670.6335 | 18.6262 | 667.8976 | 6.9875 | 670.4503 | 0.94749 | 668.1707 | 0.58318
| 671.1962 | -0.037351 | 663.5143 | -0.0056851 | 663.51 | 0 | 671.1962 | 0 | 663.5143 | -0.0073826 | 671.1962 | -0.002799 | 679.478 | -0.0026455 | 671.1962 | 0.00059753 | 671.1962 | 0.89688 | 670.8662 | 1.0181 | 671.1962 | 0 | 671.1962 | 3.1851 | 663.5143 | 0.1171 | 671.1962 | 0.25334 | 670.8662 | 17.904 | 668.1272 | 7.058 | 670.6837 | 0.95885 | 668.4012 | 0.57559
| 671.4286 | 0.031783 | 663.7414 | 0.0033436 | 663.74 | 0 | 671.4286 | 0.020592 | 663.7414 | 0.026151 | 671.4286 | 0.0044192 | 679.709 | 0.009393 | 671.4286 | 0.0067954 | 671.4286 | 0.8936 | 671.0989 | 1.024 | 671.4286 | 0.0085074 | 671.4286 | 3.1628 | 663.7414 | 0.21932 | 671.4286 | 0.26599 | 671.0989 | 17.2798 | 668.3568 | 7.2046 | 670.9172 | 0.99717 | 668.6318 | 0.60659
| 671.661 | -0.031606 | 663.9684 | -0.0024146 | 663.97 | 0 | 671.661 | 0 | 663.9684 | 0.0079106 | 671.661 | 0.00052606 | 679.94 | -0.0016301 | 671.6609 | 0.00053942 | 671.661 | 0.87845 | 671.3316 | 1.007 | 671.661 | 0 | 671.6609 | 3.1211 | 663.9684 | 0.053371 | 671.6609 | 0.24159 | 671.3316 | 16.5807 | 668.5864 | 7.2869 | 671.1506 | 1.0003 | 668.8623 | 0.60114
| 671.8934 | 0.017651 | 664.1955 | 0.00018125 | 664.2 | 0 | 671.8934 | 0.023998 | 664.1955 | 0.012917 | 671.8934 | 0.0031759 | 680.171 | 0.0084691 | 671.8934 | 0.0037886 | 671.8934 | 0.87284 | 671.5643 | 1.0021 | 671.8934 | 0.0022317 | 671.8934 | 3.1035 | 664.1955 | 0.17481 | 671.8934 | 0.25545 | 671.5643 | 15.9671 | 668.816 | 7.4349 | 671.3841 | 1.038 | 669.0929 | 0.6311
| 672.1258 | -0.028118 | 664.4226 | 0.0043074 | 664.42 | 0 | 672.1258 | 0 | 664.4225 | 0.012492 | 672.1258 | -0.00089338 | 680.402 | -0.0016357 | 672.1257 | 0.0021978 | 672.1258 | 0.85764 | 671.7971 | 0.99312 | 672.1258 | 0 | 672.1257 | 3.1045 | 664.4225 | 0.18558 | 672.1257 | 0.23105 | 671.7971 | 15.3112 | 669.0456 | 7.506 | 671.6176 | 1.0499 | 669.3234 | 0.62277
| 672.3582 | 0.0087511 | 664.6496 | 0.014052 | 664.65 | 0 | 672.3582 | 0.035493 | 664.6496 | 0.013382 | 672.3582 | 0.0037593 | 680.6331 | 0.010762 | 672.3582 | 0.0059867 | 672.3582 | 0.86936 | 672.0298 | 0.98609 | 672.3582 | 0.0062044 | 672.3582 | 3.0976 | 664.6496 | 0.16687 | 672.3582 | 0.24129 | 672.0298 | 14.7557 | 669.2752 | 7.6586 | 671.851 | 1.0899 | 669.554 | 0.65594
| 672.5906 | -0.06397 | 664.8767 | -0.0069839 | 664.88 | 0 | 672.5906 | 0 | 664.8766 | -0.022206 | 672.5906 | -0.0017821 | 680.8641 | -0.0007871 | 672.5906 | 0 | 672.5906 | 0.85402 | 672.2625 | 0.97171 | 672.5906 | 0 | 672.5906 | 3.0752 | 664.8766 | 0.1329 | 672.5906 | 0.20544 | 672.2625 | 14.1558 | 669.5049 | 7.7359 | 672.0845 | 1.098 | 669.7846 | 0.6476
| 672.823 | 0.033371 | 665.1038 | 0.0154 | 665.1 | 0 | 672.823 | 0.03293 | 665.1038 | 0.019408 | 672.823 | 0.0013327 | 681.0952 | 0.0097795 | 672.823 | 0.004874 | 672.823 | 0.86067 | 672.4953 | 0.97195 | 672.823 | 0.0029307 | 672.823 | 3.0545 | 665.1038 | 0.15372 | 672.823 | 0.23014 | 672.4953 | 13.6485 | 669.7346 | 7.8821 | 672.318 | 1.1347 | 670.0152 | 0.67956
| 673.0554 | -0.055728 | 665.3309 | -0.0057282 | 665.33 | 0 | 673.0554 | 0 | 665.3309 | 0.0012017 | 673.0554 | -0.0020984 | 681.3263 | -0.0010449 | 673.0554 | 1.7849e-05 | 673.0554 | 0.84572 | 672.7281 | 0.96488 | 673.0554 | 0 | 673.0554 | 3.0382 | 665.3309 | 0.11416 | 673.0554 | 0.1961 | 672.7281 | 13.0522 | 669.9642 | 7.9394 | 672.5515 | 1.146 | 670.2458 | 0.67452
| 673.2879 | 0.037988 | 665.558 | 0.024958 | 665.56 | 0 | 673.2879 | 0.028045 | 665.558 | -0.0019045 | 673.2879 | 0.0017479 | 681.5574 | 0.0087717 | 673.2879 | 0.0042392 | 673.2879 | 0.84299 | 672.9608 | 0.95847 | 673.2879 | 0.0026632 | 673.2879 | 3.0104 | 665.558 | 0.085742 | 673.2879 | 0.21659 | 672.9608 | 12.6223 | 670.1938 | 8.0981 | 672.785 | 1.1883 | 670.4764 | 0.70286
| 673.5203 | -0.043798 | 665.7851 | -0.0016188 | 665.79 | 0 | 673.5203 | 0 | 665.7851 | 0.0092002 | 673.5203 | -0.0017516 | 681.7885 | -0.0014944 | 673.5203 | 0 | 673.5203 | 0.83395 | 673.1936 | 0.94415 | 673.5203 | 0 | 673.5203 | 3.0243 | 665.7851 | 0.1094 | 673.5203 | 0.17924 | 673.1936 | 12.0584 | 670.4235 | 8.1695 | 673.0186 | 1.197 | 670.707 | 0.70246
| 673.7528 | 0.021296 | 666.0122 | 0.015017 | 666.01 | 0 | 673.7528 | 0.030528 | 666.0122 | 0.010388 | 673.7528 | 0.0043341 | 682.0196 | 0.010297 | 673.7528 | 0.0054304 | 673.7528 | 0.83996 | 673.4264 | 0.95339 | 673.7528 | 0.010384 | 673.7528 | 2.9723 | 666.0122 | 0.12774 | 673.7528 | 0.20364 | 673.4264 | 11.5773 | 670.6533 | 8.3307 | 673.2521 | 1.2411 | 670.9377 | 0.73619
| 673.9853 | -0.021308 | 666.2393 | -0.011737 | 666.24 | 0 | 673.9853 | 0 | 666.2393 | 0.037586 | 673.9853 | -0.0018676 | 682.2507 | -0.0021661 | 673.9853 | 0.0017555 | 673.9853 | 0.82595 | 673.6592 | 0.93331 | 673.9853 | 0 | 673.9853 | 2.9461 | 666.2393 | 0.11307 | 673.9853 | 0.1702 | 673.6592 | 11.1263 | 670.8829 | 8.3831 | 673.4857 | 1.2534 | 671.1683 | 0.7316
| 674.2178 | 0.029125 | 666.4665 | 0.01955 | 666.47 | 0 | 674.2178 | 0.0294 | 666.4665 | 0.032911 | 674.2178 | 0.0061887 | 682.4818 | 0.0085769 | 674.2178 | 0.0059441 | 674.2178 | 0.82417 | 673.892 | 0.95111 | 674.2178 | 0.0076549 | 674.2178 | 2.909 | 666.4665 | 0.17121 | 674.2178 | 0.19068 | 673.8921 | 10.6438 | 671.1127 | 8.5407 | 673.7192 | 1.2998 | 671.3989 | 0.76229
| 674.4503 | -0.060614 | 666.6936 | -0.023826 | 666.69 | 0 | 674.4503 | 0 | 666.6936 | -0.00534 | 674.4503 | 0.00087121 | 682.7129 | -0.0031473 | 674.4503 | 0 | 674.4503 | 0.81657 | 674.1249 | 0.93157 | 674.4503 | 0 | 674.4503 | 2.8945 | 666.6936 | 0.10796 | 674.4503 | 0.16056 | 674.1249 | 10.2341 | 671.3423 | 8.6097 | 673.9528 | 1.3092 | 671.6296 | 0.75469
| 674.6828 | 0.041462 | 666.9208 | 0.00048388 | 666.92 | 0 | 674.6828 | 0.023913 | 666.9208 | 0.017303 | 674.6828 | 0.0043501 | 682.9441 | 0.0086565 | 674.6828 | 0.0054012 | 674.6828 | 0.81662 | 674.3577 | 0.92684 | 674.6828 | 0.005392 | 674.6828 | 2.8749 | 666.9208 | 0.13076 | 674.6828 | 0.18375 | 674.3577 | 9.8104 | 671.5721 | 8.773 | 674.1864 | 1.3569 | 671.8603 | 0.79269
| 674.9153 | -0.021553 | 667.148 | 0.0066076 | 667.15 | 0 | 674.9153 | 0 | 667.1479 | -0.0071251 | 674.9153 | 0.00039052 | 683.1752 | -0.0021083 | 674.9153 | 0.00053295 | 674.9153 | 0.81458 | 674.5906 | 0.91398 | 674.9153 | 0 | 674.9153 | 2.8423 | 667.1479 | 0.13684 | 674.9153 | 0.15032 | 674.5906 | 9.4188 | 671.8018 | 8.8419 | 674.42 | 1.369 | 672.0909 | 0.78255
| 675.1478 | 0.038619 | 667.3751 | 0.019294 | 667.38 | 0 | 675.1478 | 0.023178 | 667.3751 | 0.013518 | 675.1478 | 0.00020539 | 683.4064 | 0.010531 | 675.1478 | 0.0044788 | 675.1478 | 0.80196 | 674.8234 | 0.91492 | 675.1478 | 0.0055319 | 675.1478 | 2.8322 | 667.3751 | 0.13295 | 675.1478 | 0.1714 | 674.8234 | 9.075 | 672.0316 | 8.9976 | 674.6536 | 1.4199 | 672.3217 | 0.81735
| 675.3804 | -0.068683 | 667.6023 | 0.0042975 | 667.6 | 0 | 675.3804 | 0 | 667.6023 | -0.0068032 | 675.3804 | -0.0030697 | 683.6376 | -0.0015535 | 675.3804 | 0 | 675.3804 | 0.79178 | 675.0563 | 0.89499 | 675.3804 | 0 | 675.3804 | 2.7979 | 667.6023 | 0.051464 | 675.3804 | 0.14007 | 675.0563 | 8.7065 | 672.2614 | 9.0508 | 674.8873 | 1.4323 | 672.5524 | 0.81462
| 675.6129 | 0.02451 | 667.8295 | 0.03336 | 667.83 | 0 | 675.6129 | 0.026522 | 667.8295 | -0.0029539 | 675.6129 | 0.0017085 | 683.8688 | 0.0098796 | 675.6129 | 0.00355 | 675.6129 | 0.79854 | 675.2892 | 0.90314 | 675.6129 | 0.0052213 | 675.6129 | 2.8003 | 667.8295 | 0.16853 | 675.6129 | 0.16116 | 675.2892 | 8.3874 | 672.4911 | 9.2216 | 675.1209 | 1.4828 | 672.7831 | 0.85136
| 675.8455 | -0.056604 | 668.0567 | -0.011176 | 668.06 | 0 | 675.8455 | 0 | 668.0567 | -0.0069184 | 675.8455 | -0.0022368 | 684.1 | -0.001028 | 675.8455 | 0 | 675.8455 | 0.79417 | 675.522 | 0.8878 | 675.8455 | 0 | 675.8455 | 2.7741 | 668.0567 | 0.12001 | 675.8455 | 0.13435 | 675.5221 | 8.048 | 672.7209 | 9.2792 | 675.3546 | 1.5071 | 673.0138 | 0.84511
| 676.078 | 0.015082 | 668.2839 | 0.028417 | 668.28 | 0 | 676.078 | 0.018441 | 668.2839 | 0.019367 | 676.078 | -0.0010717 | 684.3312 | 0.007265 | 676.0781 | 0.0031537 | 676.078 | 0.80028 | 675.7549 | 0.90179 | 676.078 | 0.0027129 | 676.0781 | 2.7572 | 668.2839 | 0.11036 | 676.0781 | 0.1464 | 675.755 | 7.7741 | 672.9507 | 9.4509 | 675.5882 | 1.5628 | 673.2445 | 0.88364
| 676.3106 | -0.061279 | 668.5111 | -0.0096505 | 668.51 | 0 | 676.3106 | 0 | 668.5111 | -0.011658 | 676.3106 | -0.0044255 | 684.5624 | -0.0011418 | 676.3106 | 0.00043307 | 676.3106 | 0.77574 | 675.9879 | 0.88363 | 676.3106 | 0 | 676.3106 | 2.7312 | 668.5111 | 0.063659 | 676.3106 | 0.12562 | 675.9879 | 7.4635 | 673.1805 | 9.505 | 675.8218 | 1.5838 | 673.4753 | 0.87937
| 676.5432 | 0.030394 | 668.7383 | 0.014752 | 668.74 | 0 | 676.5432 | 0.021368 | 668.7383 | 0.016792 | 676.5432 | 0.0036662 | 684.7936 | 0.0088745 | 676.5432 | 0.0048236 | 676.5432 | 0.79089 | 676.2208 | 0.88633 | 676.5432 | 0.0043467 | 676.5432 | 2.7234 | 668.7383 | 0.1031 | 676.5432 | 0.1473 | 676.2208 | 7.2224 | 673.4103 | 9.6826 | 676.0555 | 1.6374 | 673.706 | 0.91341
| 676.7758 | -0.041713 | 668.9656 | 0.0031236 | 668.97 | 0 | 676.7758 | 0 | 668.9656 | -0.002989 | 676.7758 | -0.0030418 | 685.0248 | -0.0016791 | 676.7758 | 0 | 676.7758 | 0.77783 | 676.4537 | 0.8757 | 676.7758 | 0 | 676.7758 | 2.6858 | 668.9656 | 0.074263 | 676.7758 | 0.11116 | 676.4537 | 6.9168 | 673.6401 | 9.7335 | 676.2892 | 1.6542 | 673.9368 | 0.90862
| 677.0084 | -0.0079082 | 669.1929 | 0.015434 | 669.19 | 0 | 677.0084 | 0.016997 | 669.1929 | 0.011911 | 677.0084 | 0.0006681 | 685.2561 | 0.0086687 | 677.0084 | 0.0039984 | 677.0084 | 0.78001 | 676.6866 | 0.87411 | 677.0084 | 0.0029448 | 677.0084 | 2.6713 | 669.1929 | 0.16476 | 677.0084 | 0.13827 | 676.6866 | 6.657 | 673.8699 | 9.9046 | 676.5229 | 1.7101 | 674.1675 | 0.94992
| 677.2411 | -0.062279 | 669.4201 | 0.0080707 | 669.42 | 0 | 677.2411 | 0 | 669.4201 | 0.0050212 | 677.2411 | -0.0020184 | 685.4874 | -0.00069392 | 677.2411 | 0 | 677.2411 | 0.76347 | 676.9196 | 0.85598 | 677.2411 | 0 | 677.2411 | 2.6515 | 669.4201 | 0.076475 | 677.2411 | 0.10694 | 676.9196 | 6.354 | 674.0997 | 9.9715 | 676.7566 | 1.7241 | 674.3983 | 0.94368
| 677.4737 | 0.0019443 | 669.6473 | 0.02817 | 669.65 | 0 | 677.4737 | 0.017447 | 669.6473 | 0.022857 | 677.4737 | 0.0015941 | 685.7186 | 0.0080834 | 677.4737 | 0.0047771 | 677.4737 | 0.76601 | 677.1525 | 0.84307 | 677.4737 | 0.0081276 | 677.4737 | 2.6317 | 669.6473 | 0.070643 | 677.4737 | 0.12712 | 677.1526 | 6.1361 | 674.3296 | 10.1416 | 676.9903 | 1.7805 | 674.6291 | 0.98667
| 677.7063 | -0.030999 | 669.8746 | 0.0031774 | 669.87 | 0 | 677.7063 | 0 | 669.8746 | -0.01345 | 677.7063 | -0.0037848 | 685.9499 | -0.0030558 | 677.7064 | 0 | 677.7063 | 0.75394 | 677.3855 | 0.84203 | 677.7063 | 0 | 677.7064 | 2.5914 | 669.8746 | 0.051767 | 677.7064 | 0.10242 | 677.3855 | 5.8611 | 674.5594 | 10.2035 | 677.2241 | 1.8078 | 674.8599 | 0.97859
| 677.939 | 0.013094 | 670.1019 | -0.0051897 | 670.1 | 0 | 677.939 | 0.023322 | 670.1019 | -0.0037923 | 677.939 | 0.0022893 | 686.1812 | 0.0095172 | 677.939 | 0.0045244 | 677.939 | 0.75016 | 677.6185 | 0.84884 | 677.939 | 0.0047928 | 677.939 | 2.5687 | 670.1019 | 0.093947 | 677.939 | 0.12712 | 677.6185 | 5.7021 | 674.7893 | 10.3939 | 677.4578 | 1.8785 | 675.0907 | 1.0234
| 678.1716 | -0.055434 | 670.3292 | -0.012562 | 670.33 | 0 | 678.1717 | 0 | 670.3292 | -0.00026215 | 678.1717 | -0.004747 | 686.4125 | -0.001597 | 678.1716 | 0 | 678.1716 | 0.74917 | 677.8515 | 0.84002 | 678.1717 | 0 | 678.1716 | 2.5486 | 670.3292 | 0.042501 | 678.1716 | 0.090672 | 677.8515 | 5.44 | 675.0192 | 10.459 | 677.6915 | 1.9021 | 675.3215 | 1.019
| 678.4043 | 0.045946 | 670.5565 | 0.017746 | 670.56 | 0 | 678.4043 | 0.035389 | 670.5565 | 0.011079 | 678.4043 | 0.0057342 | 686.6437 | 0.0095828 | 678.4043 | 0.005458 | 678.4043 | 0.75205 | 678.0845 | 0.84489 | 678.4043 | 0.0049241 | 678.4043 | 2.5376 | 670.5565 | 0.07929 | 678.4043 | 0.11567 | 678.0845 | 5.2913 | 675.2491 | 10.6367 | 677.9253 | 1.9747 | 675.5524 | 1.0593
| 678.637 | -0.052175 | 670.7838 | 0.0051031 | 670.78 | 0 | 678.637 | 0 | 670.7838 | -0.017152 | 678.637 | -0.0032355 | 686.8751 | -0.00038126 | 678.637 | 0 | 678.637 | 0.74003 | 678.3175 | 0.83185 | 678.637 | 0 | 678.637 | 2.534 | 670.7838 | 0.098755 | 678.637 | 0.092178 | 678.3175 | 5.0591 | 675.4789 | 10.7073 | 678.1591 | 1.9957 | 675.7832 | 1.0563
| 678.8697 | 0.045554 | 671.0112 | 0.016339 | 671.01 | 0 | 678.8697 | 0.0082992 | 671.0112 | 0.0074043 | 678.8697 | 0.0078961 | 687.1064 | 0.0092575 | 678.8697 | 0.007458 | 678.8697 | 0.73134 | 678.5505 | 0.83466 | 678.8697 | 0.0068234 | 678.8697 | 2.5033 | 671.0112 | 0.1345 | 678.8697 | 0.11567 | 678.5505 | 4.9118 | 675.7089 | 10.8688 | 678.3928 | 2.0549 | 676.014 | 1.0921
| 679.1024 | -0.045508 | 671.2385 | -0.0011099 | 671.24 | 0 | 679.1024 | 0 | 671.2385 | 0.013676 | 679.1024 | -0.0033148 | 687.3377 | -0.0023586 | 679.1024 | 5.1351e-05 | 679.1024 | 0.7375 | 678.7835 | 0.82059 | 679.1024 | 0 | 679.1024 | 2.4896 | 671.2385 | 0.09437 | 679.1024 | 0.080129 | 678.7835 | 4.702 | 675.9388 | 10.945 | 678.6267 | 2.0802 | 676.2449 | 1.0973
| 679.3351 | 0.029143 | 671.4658 | -0.0050731 | 671.47 | 0 | 679.3351 | 0.0037771 | 671.4658 | 0.023394 | 679.3351 | 0.0044351 | 687.569 | 0.0084001 | 679.3351 | 0.0043603 | 679.3351 | 0.73938 | 679.0166 | 0.81927 | 679.3351 | 0.0044471 | 679.3351 | 2.4478 | 671.4658 | 0.11371 | 679.3351 | 0.10664 | 679.0166 | 4.5397 | 676.1687 | 11.1419 | 678.8604 | 2.1445 | 676.4758 | 1.136
| 679.5679 | -0.047741 | 671.6932 | -0.017052 | 671.69 | 0 | 679.5679 | 0 | 671.6932 | -0.0057107 | 679.5679 | -0.0019329 | 687.8004 | -0.0012417 | 679.5679 | 0 | 679.5679 | 0.72846 | 679.2496 | 0.80237 | 679.5679 | 0 | 679.5679 | 2.4419 | 671.6932 | 0.046558 | 679.5679 | 0.077116 | 679.2496 | 4.3439 | 676.3986 | 11.2135 | 679.0942 | 2.1721 | 676.7067 | 1.1409
| 679.8006 | 0.028803 | 671.9205 | 0.02817 | 671.92 | 0 | 679.8006 | 0.021397 | 671.9205 | 0.0039136 | 679.8006 | 0.0044666 | 688.0317 | 0.0090584 | 679.8006 | 0.0050372 | 679.8006 | 0.72235 | 679.4827 | 0.81082 | 679.8006 | 0.0056135 | 679.8006 | 2.4056 | 671.9205 | 0.10827 | 679.8006 | 0.098805 | 679.4827 | 4.2235 | 676.6286 | 11.4032 | 679.3281 | 2.2479 | 676.9376 | 1.181
| 680.0333 | -0.036048 | 672.1479 | -0.0075036 | 672.15 | 0 | 680.0333 | 0 | 672.1479 | -0.028978 | 680.0333 | -0.0013991 | 688.2631 | -0.0015419 | 680.0333 | 0 | 680.0333 | 0.72155 | 679.7158 | 0.79851 | 680.0333 | 0 | 680.0333 | 2.3913 | 672.1479 | 0.048408 | 680.0333 | 0.076213 | 679.7158 | 4.0328 | 676.8585 | 11.4845 | 679.5619 | 2.274 | 677.1685 | 1.1843
| 680.2661 | 0.017799 | 672.3752 | -0.0095228 | 672.38 | 0 | 680.2661 | 0.018189 | 672.3752 | 0.042284 | 680.2661 | 0.0053895 | 688.4945 | 0.0090309 | 680.2661 | 0.0051614 | 680.2661 | 0.72116 | 679.9488 | 0.80399 | 680.2661 | 0.0057342 | 680.2661 | 2.3595 | 672.3752 | 0.14398 | 680.2661 | 0.090973 | 679.9488 | 3.9198 | 677.0885 | 11.6657 | 679.7957 | 2.3522 | 677.3994 | 1.2222
| 680.4989 | -0.052636 | 672.6027 | 0.0087513 | 672.6 | 0 | 680.4989 | 0 | 672.6027 | 0.023841 | 680.4989 | -0.0046709 | 688.7259 | -0.0018648 | 680.4988 | 0 | 680.4989 | 0.6994 | 680.1819 | 0.78901 | 680.4989 | 0 | 680.4988 | 2.3697 | 672.6027 | 0.062265 | 680.4988 | 0.066874 | 680.1819 | 3.735 | 677.3185 | 11.7591 | 680.0296 | 2.3869 | 677.6302 | 1.2317
| 680.7316 | 0.032604 | 672.83 | -0.00040186 | 672.83 | 0 | 680.7316 | 0.0027986 | 672.83 | 0.017838 | 680.7316 | 0.0013706 | 688.9573 | 0.0086174 | 680.7316 | 0.0054486 | 680.7316 | 0.70646 | 680.415 | 0.78205 | 680.7316 | 0.0052502 | 680.7316 | 2.3308 | 672.83 | 0.072542 | 680.7316 | 0.088864 | 680.415 | 3.6478 | 677.5485 | 11.9612 | 680.2634 | 2.4623 | 677.8612 | 1.277
| 680.9644 | -0.048135 | 673.0574 | -0.016575 | 673.06 | 0 | 680.9644 | 0 | 673.0574 | -0.016767 | 680.9644 | -0.0011132 | 689.1887 | -0.0021278 | 680.9644 | 0 | 680.9644 | 0.69086 | 680.6481 | 0.78037 | 680.9644 | 0 | 680.9644 | 2.2902 | 673.0574 | 0.041303 | 680.9644 | 0.064464 | 680.6481 | 3.4454 | 677.7784 | 12.0282 | 680.4973 | 2.489 | 678.0922 | 1.2761
| 681.1972 | 0.027608 | 673.2849 | 0.021071 | 673.28 | 0 | 681.1972 | 0.037679 | 673.2849 | 0.0044447 | 681.1972 | 0.0030262 | 689.4201 | 0.0091067 | 681.1972 | 0.0048251 | 681.1972 | 0.69613 | 680.8813 | 0.77892 | 681.1972 | 0.0025516 | 681.1972 | 2.3065 | 673.2849 | 0.093104 | 681.1972 | 0.087358 | 680.8813 | 3.3754 | 678.0084 | 12.2306 | 680.7312 | 2.5723 | 678.3231 | 1.3254
| 681.43 | -0.062733 | 673.5123 | 0.0032163 | 673.51 | 0 | 681.43 | 0 | 673.5123 | -0.001343 | 681.43 | -0.0050015 | 689.6516 | -0.0010682 | 681.4301 | 0 | 681.43 | 0.68987 | 681.1144 | 0.77605 | 681.43 | 0 | 681.4301 | 2.2494 | 673.5123 | 0.019353 | 681.4301 | 0.06085 | 681.1144 | 3.2381 | 678.2384 | 12.3035 | 680.9651 | 2.6072 | 678.5541 | 1.331
| 681.6629 | 0.027756 | 673.7397 | 0.006723 | 673.74 | 0 | 681.6628 | 0.032378 | 673.7397 | -0.00042216 | 681.6628 | 0.0027776 | 689.883 | 0.0078063 | 681.6628 | 0.0038782 | 681.6629 | 0.69503 | 681.3475 | 0.76793 | 681.6628 | 0.0078593 | 681.6628 | 2.2537 | 673.7397 | 0.060459 | 681.6628 | 0.077116 | 681.3475 | 3.1476 | 678.4684 | 12.4953 | 681.199 | 2.6948 | 678.785 | 1.3624
| 681.8957 | -0.035913 | 673.9672 | 0.0020655 | 673.97 | 0 | 681.8957 | 0 | 673.9672 | -0.026904 | 681.8957 | -0.0011152 | 690.1144 | -0.0012987 | 681.8957 | 0 | 681.8957 | 0.6845 | 681.5807 | 0.7582 | 681.8957 | 0 | 681.8957 | 2.2234 | 673.9672 | -0.011009 | 681.8957 | 0.059042 | 681.5807 | 2.9764 | 678.6985 | 12.5795 | 681.4329 | 2.734 | 679.016 | 1.3682
| 682.1285 | 0.017591 | 674.1946 | 0.0035447 | 674.19 | 0 | 682.1285 | 0.038698 | 674.1946 | 0.0061404 | 682.1285 | 0.001981 | 690.3459 | 0.0085784 | 682.1285 | 0.0027807 | 682.1285 | 0.68793 | 681.8138 | 0.76202 | 682.1285 | 0.001737 | 682.1285 | 2.2135 | 674.1946 | 0.053648 | 682.1285 | 0.08043 | 681.8138 | 2.9105 | 678.9285 | 12.7776 | 681.6669 | 2.8214 | 679.247 | 1.4151
| 682.3614 | -0.049685 | 674.4221 | 0.0033838 | 674.42 | 0 | 682.3614 | 0 | 674.4221 | -0.00068531 | 682.3614 | -0.003311 | 690.5773 | -0.0020479 | 682.3614 | 0.00048975 | 682.3614 | 0.66295 | 682.047 | 0.73912 | 682.3614 | 0 | 682.3614 | 2.1937 | 674.4221 | 0.079536 | 682.3614 | 0.055126 | 682.047 | 2.7765 | 679.1586 | 12.8451 | 681.9008 | 2.8625 | 679.478 | 1.419
| 682.5942 | 0.012595 | 674.6495 | 0.00070731 | 674.65 | 0 | 682.5942 | 0.025168 | 674.6495 | -0.013505 | 682.5942 | 0.0059269 | 690.8088 | 0.008159 | 682.5942 | 0.0053387 | 682.5942 | 0.67283 | 682.2802 | 0.74571 | 682.5942 | 0.0044262 | 682.5942 | 2.1748 | 674.6495 | 0.11674 | 682.5942 | 0.079225 | 682.2802 | 2.7346 | 679.3886 | 13.0523 | 682.1348 | 2.962 | 679.709 | 1.4683
| 682.8271 | -0.049629 | 674.8769 | -0.0018493 | 674.88 | 0 | 682.8271 | 0 | 674.877 | -0.031233 | 682.8271 | -0.0021075 | 691.0403 | -0.0013632 | 682.8271 | 0 | 682.8271 | 0.67666 | 682.5134 | 0.73686 | 682.8271 | 0 | 682.8271 | 2.1495 | 674.877 | 0.065747 | 682.8271 | 0.056632 | 682.5134 | 2.5836 | 679.6187 | 13.1265 | 682.3687 | 3.0124 | 679.94 | 1.4748
| 683.06 | -0.0072898 | 675.1045 | 0.0092113 | 675.1 | 0 | 683.06 | 0.0080486 | 675.1045 | 0.0069198 | 683.06 | 0.0018298 | 691.2718 | 0.0081186 | 683.06 | 0.0024319 | 683.06 | 0.66578 | 682.7466 | 0.73759 | 683.06 | 0.0038771 | 683.06 | 2.147 | 675.1045 | 0.12805 | 683.06 | 0.072296 | 682.7466 | 2.496 | 679.8488 | 13.3323 | 682.6027 | 3.1073 | 680.171 | 1.524
| 683.2929 | -0.045394 | 675.332 | -0.0050719 | 675.33 | 0 | 683.2929 | 0 | 675.332 | 0.0094477 | 683.2929 | -0.0045554 | 691.5034 | -0.0029207 | 683.2928 | 0 | 683.2929 | 0.66578 | 682.9798 | 0.7427 | 683.2929 | 0 | 683.2928 | 2.1332 | 675.332 | 0.043584 | 683.2929 | 0.047294 | 682.9798 | 2.4018 | 680.0789 | 13.404 | 682.8367 | 3.1601 | 680.402 | 1.5363
| 683.5258 | 0.050846 | 675.5594 | -0.0016275 | 675.56 | 0 | 683.5258 | 0.020917 | 675.5594 | -0.0044641 | 683.5258 | 0.0014733 | 691.7349 | 0.0088075 | 683.5258 | 0.0043173 | 683.5258 | 0.66826 | 683.213 | 0.73644 | 683.5258 | 0.0024325 | 683.5258 | 2.0988 | 675.5594 | 0.15645 | 683.5258 | 0.069585 | 683.213 | 2.3698 | 680.309 | 13.5793 | 683.0707 | 3.2603 | 680.6331 | 1.5791
| 683.7587 | -0.090347 | 675.787 | 0.0069348 | 675.79 | 0 | 683.7587 | 0 | 675.787 | 0.014626 | 683.7587 | -0.01041 | 691.9664 | -0.003553 | 683.7587 | 0 | 683.7587 | 0.66285 | 683.4462 | 0.71658 | 683.7587 | 0 | 683.7587 | 2.0805 | 675.787 | 0.019011 | 683.7587 | 0.041872 | 683.4462 | 2.2406 | 680.5391 | 13.6418 | 683.3047 | 3.3029 | 680.8641 | 1.5909
| 683.9916 | 0.014615 | 676.0145 | 0.017509 | 676.01 | 0 | 683.9916 | 0.02596 | 676.0145 | 0.0089577 | 683.9916 | 0.0017079 | 692.1979 | 0.0083162 | 683.9916 | 0.0037294 | 683.9916 | 0.65148 | 683.6795 | 0.73041 | 683.9916 | 0.0061994 | 683.9916 | 2.0699 | 676.0145 | 0.09866 | 683.9916 | 0.065368 | 683.6795 | 2.203 | 680.7692 | 13.8276 | 683.5387 | 3.4054 | 681.0952 | 1.6401
| 684.2245 | -0.073351 | 676.242 | -0.012057 | 676.24 | 0 | 684.2245 | 0 | 676.242 | -0.014762 | 684.2245 | -0.003436 | 692.4294 | -0.0023594 | 684.2245 | 0 | 684.2245 | 0.64427 | 683.9127 | 0.70975 | 684.2245 | 0 | 684.2245 | 2.0529 | 676.242 | 0.064942 | 684.2246 | 0.04639 | 683.9127 | 2.0959 | 680.9993 | 13.8645 | 683.7727 | 3.4532 | 681.3263 | 1.6499
| 684.4575 | 0.013178 | 676.4695 | 0.013876 | 676.47 | 0.24112 | 684.4575 | 0.0077739 | 676.4695 | 0.036471 | 684.4575 | 0.0032443 | 692.661 | 0.0086791 | 684.4575 | 0.0036865 | 684.4575 | 0.64864 | 684.146 | 0.71409 | 684.4575 | 0.0040492 | 684.4575 | 2.0329 | 676.4695 | 0.11274 | 684.4575 | 0.065669 | 684.146 | 2.0278 | 681.2294 | 14.0546 | 684.0067 | 3.5451 | 681.5574 | 1.7092
| 684.6904 | -0.046686 | 676.6971 | -0.019231 | 676.7 | 0 | 684.6904 | 0 | 676.6971 | -0.012239 | 684.6904 | -0.00046122 | 692.8926 | -0.0025785 | 684.6904 | 0.00035291 | 684.6904 | 0.63399 | 684.3793 | 0.70133 | 684.6904 | 0 | 684.6904 | 1.9883 | 676.6971 | 0.002707 | 684.6904 | 0.037052 | 684.3793 | 1.9189 | 681.4596 | 14.0646 | 684.2408 | 3.5925 | 681.7885 | 1.7146
| 684.9234 | 0.056098 | 676.9246 | 0.011476 | 676.92 | 0 | 684.9234 | 0.015791 | 676.9246 | 0.025521 | 684.9234 | 0.0034759 | 693.1241 | 0.0066072 | 684.9234 | 0.0047465 | 684.9234 | 0.63548 | 684.6125 | 0.70384 | 684.9234 | 0.0076775 | 684.9234 | 1.9702 | 676.9246 | 0.071539 | 684.9234 | 0.063259 | 684.6125 | 1.8692 | 681.6897 | 14.2351 | 684.4748 | 3.7034 | 682.0196 | 1.7612
| 685.1563 | -0.076578 | 677.1522 | -0.011977 | 677.15 | 0 | 685.1564 | 0 | 677.1522 | 0.0065115 | 685.1564 | -0.003623 | 693.3557 | -0.0031322 | 685.1564 | 0 | 685.1563 | 0.63956 | 684.8458 | 0.68967 | 685.1564 | 0 | 685.1564 | 1.9538 | 677.1522 | 0.070259 | 685.1564 | 0.035847 | 684.8458 | 1.7812 | 681.9199 | 14.2356 | 684.7089 | 3.7619 | 682.2507 | 1.7763
| 685.3893 | 0.029293 | 677.3798 | 0.006766 | 677.38 | 0 | 685.3893 | 0.016062 | 677.3798 | 0.027499 | 685.3893 | 0.0042883 | 693.5873 | 0.0071545 | 685.3893 | 0.0046829 | 685.3893 | 0.62987 | 685.0791 | 0.69386 | 685.3893 | 0.0056142 | 685.3893 | 1.9525 | 677.3798 | 0.080245 | 685.3893 | 0.056331 | 685.0791 | 1.765 | 682.15 | 14.3569 | 684.943 | 3.8793 | 682.4818 | 1.8438
| 685.6223 | -0.041557 | 677.6074 | -0.0026123 | 677.61 | 0 | 685.6223 | 0 | 677.6074 | 0.011618 | 685.6223 | -0.0022891 | 693.8189 | -0.0018318 | 685.6223 | 0 | 685.6223 | 0.61721 | 685.3124 | 0.68895 | 685.6223 | 0 | 685.6223 | 1.9245 | 677.6074 | 0.025606 | 685.6223 | 0.030425 | 685.3124 | 1.6513 | 682.3802 | 14.3472 | 685.1771 | 3.9411 | 682.713 | 1.8515
| 685.8553 | 0.008167 | 677.835 | 0.016908 | 677.83 | 0 | 685.8553 | 0.026753 | 677.835 | 0.017965 | 685.8553 | -0.001908 | 694.0505 | 0.0090313 | 685.8553 | 0.004754 | 685.8553 | 0.61507 | 685.5458 | 0.68686 | 685.8553 | 0.0067833 | 685.8553 | 1.9137 | 677.835 | 0.072508 | 685.8554 | 0.061452 | 685.5458 | 1.6248 | 682.6104 | 14.4592 | 685.4111 | 4.0742 | 682.9441 | 1.896
| 686.0883 | -0.067559 | 678.0626 | 0.0035809 | 678.06 | 0 | 686.0883 | 0 | 678.0626 | -0.0034914 | 686.0883 | -0.0041755 | 694.2822 | -0.0040306 | 686.0883 | 0 | 686.0883 | 0.61651 | 685.7791 | 0.67768 | 686.0883 | 0 | 686.0883 | 1.8898 | 678.0626 | 0.080573 | 686.0883 | 0.034642 | 685.7791 | 1.5559 | 682.8406 | 14.4144 | 685.6453 | 4.147 | 683.1752 | 1.9144
| 686.3214 | 0.062046 | 678.2902 | 0.0021475 | 678.29 | 0 | 686.3214 | 0.026567 | 678.2902 | 0.0094695 | 686.3214 | 0.0021054 | 694.5138 | 0.0084605 | 686.3214 | 0.0037788 | 686.3214 | 0.62321 | 686.0124 | 0.68428 | 686.3214 | 0.0056257 | 686.3214 | 1.8775 | 678.2902 | 0.085096 | 686.3214 | 0.056933 | 686.0124 | 1.5416 | 683.0709 | 14.498 | 685.8794 | 4.2765 | 683.4064 | 1.9698
| 686.5544 | -0.069116 | 678.5178 | -0.0054127 | 678.52 | 0 | 686.5544 | 0 | 678.5178 | 0.019009 | 686.5544 | -0.0031558 | 694.7454 | -0.0021768 | 686.5544 | 0 | 686.5544 | 0.59977 | 686.2458 | 0.67085 | 686.5544 | 0 | 686.5544 | 1.8755 | 678.5178 | 0.00062826 | 686.5544 | 0.026871 | 686.2458 | 1.4576 | 683.3011 | 14.384 | 686.1135 | 4.3379 | 683.6376 | 1.9797
| 686.7874 | 0.038628 | 678.7454 | 0.0033196 | 678.75 | 0 | 686.7874 | 0.027982 | 678.7454 | 0.0047515 | 686.7874 | 0.0033275 | 694.9771 | 0.008095 | 686.7874 | 0.0054319 | 686.7874 | 0.60827 | 686.4791 | 0.6713 | 686.7874 | 0.0066425 | 686.7874 | 1.8486 | 678.7454 | 0.039934 | 686.7874 | 0.053319 | 686.4791 | 1.4426 | 683.5313 | 14.4367 | 686.3477 | 4.4635 | 683.8688 | 2.0436
| 687.0205 | -0.046798 | 678.973 | -0.0090671 | 678.97 | 0 | 687.0205 | 0 | 678.973 | -0.001585 | 687.0205 | -0.0050945 | 695.2087 | -0.0016843 | 687.0205 | 0 | 687.0205 | 0.60265 | 686.7125 | 0.65524 | 687.0205 | 0 | 687.0205 | 1.8327 | 678.973 | 0.038677 | 687.0205 | 0.03163 | 686.7125 | 1.3616 | 683.7615 | 14.3235 | 686.5818 | 4.5142 | 684.1 | 2.0545
| 687.2536 | 0.070553 | 679.2007 | -0.011081 | 679.2 | 0 | 687.2536 | 0.027986 | 679.2007 | 0.040154 | 687.2536 | 0.0079231 | 695.4404 | 0.0084118 | 687.2535 | 0.0068635 | 687.2536 | 0.6037 | 686.9459 | 0.66315 | 687.2536 | 0.0077565 | 687.2535 | 1.8102 | 679.2007 | 0.1204 | 687.2535 | 0.056933 | 686.9459 | 1.3686 | 683.9918 | 14.3287 | 686.816 | 4.6506 | 684.3312 | 2.1119
| 687.4866 | -0.03362 | 679.4283 | 0.0054982 | 679.43 | 0 | 687.4866 | 0 | 679.4283 | -0.020123 | 687.4866 | -0.0026949 | 695.6721 | 0.0078465 | 687.4866 | 0 | 687.4866 | 0.59982 | 687.1793 | 0.64455 | 687.4866 | 0 | 687.4866 | 1.7916 | 679.4283 | -0.024326 | 687.4866 | 0.029232 | 687.1793 | 1.2802 | 684.222 | 14.1725 | 687.0501 | 4.7237 | 684.5624 | 2.1297
| 687.7197 | 0.019433 | 679.656 | 0.023206 | 679.66 | 0 | 687.7197 | 0.041478 | 679.656 | 0.018304 | 687.7197 | 0.0033355 | 695.9038 | -0.0036092 | 687.7197 | 0.0037739 | 687.7197 | 0.59575 | 687.4127 | 0.64806 | 687.7197 | 0.0021835 | 687.7197 | 1.7627 | 679.656 | 0.11551 | 687.7197 | 0.054524 | 687.4127 | 1.2615 | 684.4523 | 14.1505 | 687.2843 | 4.8727 | 684.7936 | 2.1802
| 687.9528 | -0.057807 | 679.8837 | -0.012638 | 679.88 | 0 | 687.9528 | 0 | 679.8837 | -0.017398 | 687.9528 | -0.0030133 | 696.1355 | 0.0068928 | 687.9528 | 0 | 687.9528 | 0.59759 | 687.6461 | 0.6348 | 687.9528 | 0 | 687.9528 | 1.7544 | 679.8837 | 0.027727 | 687.9528 | 0.026334 | 687.6461 | 1.2103 | 684.6826 | 13.9504 | 687.5185 | 4.9429 | 685.0248 | 2.2079
| 688.1859 | 0.045977 | 680.1113 | 0.023323 | 680.11 | 0 | 688.1859 | 0.042089 | 680.1113 | 0.012954 | 688.1859 | 0.0044679 | 696.3672 | -0.0036535 | 688.1859 | 0.0041803 | 688.1859 | 0.59456 | 687.8795 | 0.64277 | 688.1859 | 0.005924 | 688.1859 | 1.7313 | 680.1113 | 0.093688 | 688.1859 | 0.053017 | 687.8795 | 1.1978 | 684.9129 | 13.8783 | 687.7527 | 5.078 | 685.2561 | 2.266
| 688.419 | -0.031888 | 680.3391 | -0.010324 | 680.34 | 0 | 688.419 | 0 | 680.3391 | -0.014216 | 688.419 | -0.0022611 | 696.5989 | 0.0074394 | 688.419 | 0 | 688.419 | 0.58135 | 688.1129 | 0.62473 | 688.419 | 0 | 688.419 | 1.7168 | 680.3391 | -0.0091365 | 688.419 | 0.023395 | 688.1129 | 1.1212 | 685.1432 | 13.6424 | 687.9869 | 5.1502 | 685.4874 | 2.2885
| 688.6522 | 0.051879 | 680.5667 | -0.010612 | 680.57 | 0 | 688.6522 | 0.019223 | 680.5667 | -0.020412 | 688.6522 | 0.0062416 | 696.8307 | -0.0030113 | 688.6522 | 0.0055629 | 688.6522 | 0.58577 | 688.3464 | 0.63297 | 688.6522 | 0.0038244 | 688.6522 | 1.72 | 680.5667 | 0.095177 | 688.6522 | 0.04398 | 688.3464 | 1.1271 | 685.3735 | 13.5026 | 688.2211 | 5.3008 | 685.7186 | 2.3447
| 688.8853 | -0.071822 | 680.7944 | 0.012697 | 680.79 | 0 | 688.8853 | 0 | 680.7944 | -0.0079929 | 688.8853 | -0.0032453 | 697.0624 | 0.006599 | 688.8853 | 0 | 688.8853 | 0.57787 | 688.5798 | 0.61645 | 688.8853 | 0 | 688.8853 | 1.6729 | 680.7944 | 0.030099 | 688.8853 | 0.026808 | 688.5798 | 1.0458 | 685.6038 | 13.2527 | 688.4554 | 5.3749 | 685.9499 | 2.3759
| 689.1184 | 0.010557 | 681.0222 | 0.00015057 | 681.02 | 0 | 689.1184 | 0.021544 | 681.0222 | 0.022612 | 689.1184 | 0.00321 | 697.2941 | -0.0022843 | 689.1185 | 0.002799 | 689.1184 | 0.58974 | 688.8133 | 0.62935 | 689.1184 | 0.0036396 | 689.1185 | 1.6805 | 681.0222 | 0.045086 | 689.1185 | 0.045487 | 688.8133 | 1.0649 | 685.8341 | 13.0876 | 688.6896 | 5.5402 | 686.1812 | 2.4398
| 689.3516 | -0.11038 | 681.2499 | 0.0068141 | 681.25 | 0 | 689.3516 | 0 | 681.2499 | 0.0018719 | 689.3516 | -0.0084736 | 697.5259 | 0.0076718 | 689.3516 | 0 | 689.3516 | 0.57141 | 689.0468 | 0.61821 | 689.3516 | 0 | 689.3516 | 1.6443 | 681.2499 | 0.018068 | 689.3516 | 0.020315 | 689.0467 | 0.99496 | 686.0645 | 12.7858 | 688.9239 | 5.6191 | 686.4125 | 2.4643
| 689.5848 | -0.0084163 | 681.4776 | 0.0099946 | 681.48 | 0 | 689.5848 | 0.0097308 | 681.4776 | 0.022671 | 689.5848 | -0.00032733 | 697.7577 | -0.0028452 | 689.5848 | 0.0049575 | 689.5848 | 0.57767 | 689.2802 | 0.62037 | 689.5848 | 0.0056514 | 689.5848 | 1.6271 | 681.4776 | 0.032403 | 689.5848 | 0.040968 | 689.2802 | 1.0038 | 686.2948 | 12.6022 | 689.1581 | 5.7836 | 686.6437 | 2.5276
| 689.8179 | -0.043178 | 681.7053 | 0.0089818 | 681.71 | 0 | 689.8179 | 0 | 681.7053 | 2.1995e-05 | 689.8179 | -0.0032291 | 697.9894 | 0.0078407 | 689.8179 | 0 | 689.8179 | 0.56476 | 689.5137 | 0.61918 | 689.8179 | 0 | 689.8179 | 1.609 | 681.7053 | 0.019018 | 689.8179 | 0.021644 | 689.5137 | 0.93459 | 686.5251 | 12.2679 | 689.3925 | 5.8673 | 686.8751 | 2.5522
| 690.0511 | 0.042578 | 681.9331 | 0.018185 | 681.93 | 0 | 690.0511 | 0.011829 | 681.9331 | 0.0064774 | 690.0511 | 0.00020884 | 698.2213 | -0.0025013 | 690.0511 | 0.0044792 | 690.0511 | 0.5729 | 689.7472 | 0.613 | 690.0511 | 0.0027841 | 690.0511 | 1.6232 | 681.9331 | 0.056292 | 690.0512 | 0.04398 | 689.7472 | 0.93974 | 686.7555 | 12.0583 | 689.6267 | 6.0183 | 687.1064 | 2.623
| 690.2843 | -0.0826 | 682.1608 | -0.020624 | 682.16 | 0 | 690.2843 | 0 | 682.1608 | 0.005178 | 690.2843 | -0.0037821 | 698.4531 | 0.0088776 | 690.2843 | 0 | 690.2843 | 0.55065 | 689.9807 | 0.59705 | 690.2843 | 0 | 690.2843 | 1.5859 | 682.1608 | 0.016429 | 690.2843 | 0.016271 | 689.9807 | 0.88453 | 686.9859 | 11.6995 | 689.861 | 6.0856 | 687.3377 | 2.6488
| 690.5175 | 0.018539 | 682.3886 | 0.022744 | 682.39 | 0 | 690.5175 | 0.027729 | 682.3886 | 0.0064658 | 690.5175 | 0.00034537 | 698.6849 | -0.0037508 | 690.5175 | 0.0047361 | 690.5175 | 0.55209 | 690.2142 | 0.60629 | 690.5175 | 0.0049197 | 690.5175 | 1.586 | 682.3886 | 0.10822 | 690.5175 | 0.045185 | 690.2142 | 0.9033 | 687.2163 | 11.4534 | 690.0953 | 6.2563 | 687.569 | 2.7089
| 690.7507 | -0.065624 | 682.6164 | 0.0084422 | 682.62 | 0 | 690.7507 | 0 | 682.6164 | -7.9083e-05 | 690.7507 | -0.0051961 | 698.9167 | 0.0073813 | 690.7507 | 0 | 690.7507 | 0.55666 | 690.4478 | 0.59722 | 690.7507 | 0 | 690.7507 | 1.5666 | 682.6164 | -0.00068108 | 690.7507 | 0.019131 | 690.4478 | 0.82858 | 687.4467 | 11.0722 | 690.3297 | 6.3364 | 687.8004 | 2.7386
| 690.984 | 0.047731 | 682.8442 | 0.010059 | 682.84 | 0 | 690.984 | 0.030458 | 682.8442 | 0.02099 | 690.984 | 0.0034243 | 699.1485 | -0.0026116 | 690.9839 | 0.0033901 | 690.984 | 0.55254 | 690.6813 | 0.59712 | 690.984 | 0.005204 | 690.9839 | 1.5539 | 682.8442 | 0.044729 | 690.984 | 0.041269 | 690.6813 | 0.84698 | 687.6771 | 10.8201 | 690.564 | 6.5067 | 688.0317 | 2.8016
| 691.2172 | -0.062545 | 683.072 | -0.006686 | 683.07 | 0 | 691.2172 | 0 | 683.072 | 0.0059912 | 691.2172 | -0.003404 | 699.3804 | 0.0068896 | 691.2172 | 0 | 691.2172 | 0.5362 | 690.9149 | 0.57795 | 691.2172 | 0 | 691.2172 | 1.5276 | 683.072 | -0.023081 | 691.2172 | 0.018373 | 690.9149 | 0.78146 | 687.9075 | 10.4574 | 690.7983 | 6.5918 | 688.2631 | 2.835
| 691.4505 | 0.021131 | 683.2998 | 0.0037121 | 683.3 | 0 | 691.4505 | 0.035588 | 683.2998 | 0.02338 | 691.4505 | 0.0016295 | 699.6122 | -0.0019489 | 691.4504 | 0.0027454 | 691.4505 | 0.54966 | 691.1484 | 0.58578 | 691.4505 | 0.00040463 | 691.4504 | 1.5247 | 683.2998 | 0.085377 | 691.4504 | 0.045487 | 691.1484 | 0.78846 | 688.1379 | 10.2002 | 691.0326 | 6.7618 | 688.4945 | 2.9075
| 691.6837 | -0.062274 | 683.5276 | -0.012282 | 683.53 | 0 | 691.6837 | 0 | 683.5276 | -0.017631 | 691.6837 | -0.0026599 | 699.8441 | 0.0072596 | 691.6837 | 0 | 691.6837 | 0.52954 | 691.382 | 0.57718 | 691.6837 | 0 | 691.6837 | 1.5051 | 683.5276 | -0.050033 | 691.6837 | 0.01646 | 691.382 | 0.72956 | 688.3683 | 9.8183 | 691.267 | 6.8422 | 688.7259 | 2.9277
| 691.917 | 0.019059 | 683.7554 | 0.026193 | 683.76 | 0 | 691.917 | 0.02264 | 683.7554 | 0.0035294 | 691.917 | 0.0025627 | 700.0759 | -0.0019238 | 691.917 | 0.0022836 | 691.917 | 0.53694 | 691.6156 | 0.58533 | 691.917 | 0.0069266 | 691.917 | 1.4962 | 683.7554 | 0.05865 | 691.917 | 0.041872 | 691.6156 | 0.74723 | 688.5988 | 9.5366 | 691.5014 | 7.0114 | 688.9573 | 3.0048
| 692.1503 | -0.083295 | 683.9832 | -0.0081369 | 683.98 | 0 | 692.1503 | 0 | 683.9832 | -0.022597 | 692.1503 | -0.0039902 | 700.3078 | 0.0058398 | 692.1503 | 0 | 692.1503 | 0.52572 | 691.8491 | 0.56142 | 692.1503 | 0 | 692.1503 | 1.4627 | 683.9832 | 0.0032475 | 692.1503 | 0.011809 | 691.8492 | 0.68355 | 688.8292 | 9.1637 | 691.7358 | 7.0888 | 689.1887 | 3.0313
| 692.3835 | 0.035755 | 684.2111 | 0.011709 | 684.21 | 0 | 692.3835 | 0.023602 | 684.2111 | 0.038734 | 692.3835 | 0.00080774 | 700.5397 | -0.0029632 | 692.3835 | 0.0038337 | 692.3835 | 0.52925 | 692.0827 | 0.57727 | 692.3835 | 0.0074469 | 692.3835 | 1.4619 | 684.2111 | 0.0535 | 692.3835 | 0.039763 | 692.0827 | 0.71226 | 689.0597 | 8.8964 | 691.9701 | 7.2693 | 689.4201 | 3.0968
| 692.6168 | -0.08074 | 684.4389 | -0.015257 | 684.44 | 0 | 692.6168 | 0 | 684.4389 | 0.0013954 | 692.6168 | -0.0061271 | 700.7716 | 0.0076416 | 692.6168 | 0 | 692.6168 | 0.52145 | 692.3164 | 0.55903 | 692.6168 | 0 | 692.6168 | 1.4379 | 684.4389 | 0.013613 | 692.6168 | 0.016554 | 692.3164 | 0.65484 | 689.2902 | 8.5239 | 692.2046 | 7.3843 | 689.6516 | 3.1376
| 692.8501 | 0.026825 | 684.6668 | 0.010618 | 684.67 | 0 | 692.8501 | 0.022234 | 684.6668 | 0.022405 | 692.8501 | 0.0023321 | 701.0035 | -0.0038226 | 692.8502 | 0.0032004 | 692.8501 | 0.51837 | 692.55 | 0.56679 | 692.8501 | 0.0027091 | 692.8502 | 1.4294 | 684.6668 | 0.062146 | 692.8502 | 0.037654 | 692.55 | 0.65889 | 689.5206 | 8.2648 | 692.439 | 7.5834 | 689.883 | 3.2204
| 693.0835 | -0.073055 | 684.8946 | 0.0027556 | 684.89 | 0 | 693.0835 | 0 | 684.8947 | -0.0096126 | 693.0835 | -0.0032717 | 701.2354 | 0.0075739 | 693.0834 | 0 | 693.0835 | 0.5059 | 692.7836 | 0.5458 | 693.0835 | 0 | 693.0834 | 1.4096 | 684.8947 | 0.1244 | 693.0834 | 0.012736 | 692.7836 | 0.61545 | 689.7512 | 7.914 | 692.6734 | 7.6782 | 690.1144 | 3.2422
| 693.3168 | 0.063117 | 685.1226 | 0.019818 | 685.12 | 0 | 693.3168 | 0.023729 | 685.1226 | 0.0013183 | 693.3168 | 0.0017084 | 701.4674 | -0.0029822 | 693.3168 | 0.0057951 | 693.3168 | 0.52289 | 693.0172 | 0.55862 | 693.3168 | 0.0070241 | 693.3168 | 1.4034 | 685.1226 | 0.089122 | 693.3168 | 0.035245 | 693.0172 | 0.64416 | 689.9816 | 7.6544 | 692.9078 | 7.8775 | 690.3459 | 3.3204
| 693.5501 | -0.095932 | 685.3504 | 0.010036 | 685.35 | 0 | 693.5501 | 0 | 685.3504 | -0.0046436 | 693.5501 | -0.0066411 | 701.6993 | 0.0078644 | 693.5501 | 0 | 693.5501 | 0.51375 | 693.2509 | 0.54267 | 693.5501 | 0 | 693.5501 | 1.3911 | 685.3504 | -0.016178 | 693.5501 | 0.0082645 | 693.2509 | 0.59521 | 690.2122 | 7.3105 | 693.1423 | 7.9618 | 690.5773 | 3.3547
| 693.7835 | -0.0066538 | 685.5783 | 0.0048732 | 685.58 | 0 | 693.7835 | 0.014314 | 685.5783 | 0.010817 | 693.7835 | 0.002508 | 701.9312 | -0.0039064 | 693.7835 | 0.0022179 | 693.7835 | 0.51435 | 693.4845 | 0.54659 | 693.7835 | 0.0015855 | 693.7835 | 1.3818 | 685.5783 | 0.04885 | 693.7835 | 0.037353 | 693.4845 | 0.59815 | 690.4427 | 7.072 | 693.3768 | 8.1357 | 690.8088 | 3.4363
| 694.0168 | -0.065926 | 685.8062 | -0.027676 | 685.81 | 0 | 694.0168 | 0 | 685.8062 | -0.016152 | 694.0168 | -0.0046413 | 702.1631 | 0.0070702 | 694.0168 | 0 | 694.0168 | 0.50724 | 693.7182 | 0.53273 | 694.0168 | 0 | 694.0168 | 1.3583 | 685.8062 | -0.020677 | 694.0168 | 0.013797 | 693.7182 | 0.54735 | 690.6732 | 6.753 | 693.6112 | 8.2066 | 691.0403 | 3.4755
| 694.2502 | 0.063324 | 686.0341 | -0.005953 | 686.03 | 0 | 694.2502 | 0.031584 | 686.0341 | 0.019389 | 694.2502 | 0.0029972 | 702.3951 | -0.0035645 | 694.2502 | 0.0047565 | 694.2502 | 0.50724 | 693.9519 | 0.54791 | 694.2502 | 0.0081651 | 694.2502 | 1.3478 | 686.0341 | -0.0066017 | 694.2502 | 0.031027 | 693.9519 | 0.56429 | 690.9037 | 6.5168 | 693.8457 | 8.3852 | 691.2719 | 3.5663
| 694.4836 | -0.079578 | 686.262 | -0.021519 | 686.26 | 0 | 694.4836 | 0 | 686.262 | -0.016012 | 694.4836 | -0.0044382 | 702.6271 | 0.0073669 | 694.4836 | 0 | 694.4836 | 0.4908 | 694.1856 | 0.53411 | 694.4836 | 0 | 694.4836 | 1.3212 | 686.262 | 0.0096275 | 694.4836 | 0.010343 | 694.1856 | 0.50355 | 691.1343 | 6.2188 | 694.0802 | 8.5053 | 691.5034 | 3.5993
| 694.717 | -0.00032956 | 686.49 | 0.021035 | 686.49 | 0 | 694.717 | 0.014897 | 686.49 | 0.020599 | 694.717 | 0.0012295 | 702.8591 | -0.00261 | 694.717 | 0.0016855 | 694.717 | 0.4987 | 694.4193 | 0.52833 | 694.717 | 0.0018277 | 694.717 | 1.316 | 686.49 | 0.11535 | 694.717 | 0.034943 | 694.4193 | 0.5341 | 691.3648 | 6.0035 | 694.3147 | 8.7561 | 691.7349 | 3.6895
| 694.9504 | -0.076193 | 686.7179 | 0.00093609 | 686.72 | 0 | 694.9504 | 0 | 686.7179 | -0.012395 | 694.9504 | -0.0049563 | 703.0911 | 0.008761 | 694.9504 | 0 | 694.9504 | 0.48753 | 694.653 | 0.52228 | 694.9504 | 0 | 694.9504 | 1.3052 | 686.7179 | 0.049891 | 694.9504 | 0.0084271 | 694.653 | 0.47337 | 691.5954 | 5.7299 | 694.5492 | 8.872 | 691.9664 | 3.7355
| 695.1838 | 0.036972 | 686.9459 | 0.017126 | 686.95 | 0 | 695.1838 | 0.027982 | 686.9459 | 0.010626 | 695.1838 | 0.0020575 | 703.3231 | -0.0041662 | 695.1838 | 0.0046497 | 695.1838 | 0.4915 | 694.8867 | 0.53324 | 695.1838 | 0.0038867 | 695.1838 | 1.3073 | 686.9459 | 0.052754 | 695.1838 | 0.026409 | 694.8867 | 0.49545 | 691.826 | 5.531 | 694.7837 | 9.0981 | 692.1979 | 3.8124
| 695.4172 | -0.12152 | 687.1738 | 0.0058743 | 687.17 | 0 | 695.4172 | 0 | 687.1738 | -0.022187 | 695.4172 | -0.0042669 | 703.5551 | 0.0073935 | 695.4172 | 0 | 695.4172 | 0.49294 | 695.1204 | 0.52081 | 695.4172 | 0 | 695.4172 | 1.2767 | 687.1738 | 0.0061536 | 695.4172 | 0.0048361 | 695.1204 | 0.46122 | 692.0566 | 5.2794 | 695.0182 | 9.1983 | 692.4294 | 3.8575
| 695.6506 | 0.019403 | 687.4017 | 0.0082111 | 687.4 | 0 | 695.6506 | 0.037501 | 687.4017 | 0.017597 | 695.6506 | 0.0016592 | 703.7871 | -0.0024118 | 695.6506 | 0.0017408 | 695.6506 | 0.49726 | 695.3541 | 0.52739 | 695.6506 | 0.0029409 | 695.6506 | 1.2708 | 687.4017 | 0.021306 | 695.6506 | 0.032835 | 695.3541 | 0.47226 | 692.2872 | 5.0914 | 695.2528 | 9.4155 | 692.661 | 3.9651
| 695.8841 | -0.054294 | 687.6298 | -0.021145 | 687.63 | 0 | 695.8841 | 0 | 687.6298 | 0.0035186 | 695.8841 | -0.004174 | 704.0191 | 0.0065073 | 695.8841 | 0 | 695.8841 | 0.48102 | 695.5879 | 0.5135 | 695.8841 | 0 | 695.8841 | 1.2625 | 687.6298 | -0.020066 | 695.8841 | 0.004721 | 695.5879 | 0.42257 | 692.5178 | 4.8607 | 695.4873 | 9.4973 | 692.8926 | 4.0058
| 696.1175 | 0.041501 | 687.8577 | 0.010816 | 687.86 | 0 | 696.1175 | 0.026351 | 687.8577 | 0.024784 | 696.1175 | -0.00064395 | 704.2512 | -0.0027893 | 696.1175 | 0.0031866 | 696.1175 | 0.49046 | 695.8216 | 0.51552 | 696.1175 | 0.0072639 | 696.1175 | 1.2501 | 687.8577 | 0.089859 | 696.1175 | 0.031931 | 695.8216 | 0.44318 | 692.7484 | 4.6884 | 695.7219 | 9.7161 | 693.1241 | 4.1026
| 696.351 | -0.083291 | 688.0857 | -0.010838 | 688.09 | 0 | 696.351 | 0 | 688.0857 | -0.018551 | 696.351 | -0.0069478 | 704.4832 | 0.0072276 | 696.351 | 0 | 696.351 | 0.47456 | 696.0554 | 0.50933 | 696.351 | 0 | 696.351 | 1.2408 | 688.0857 | -0.0064879 | 696.351 | 0.0031015 | 696.0554 | 0.40674 | 692.979 | 4.4704 | 695.9565 | 9.8076 | 693.3557 | 4.1505
| 696.5844 | 0.025428 | 688.3137 | 0.0085411 | 688.31 | 0 | 696.5844 | 0.020986 | 688.3137 | -0.0023671 | 696.5844 | 0.0012466 | 704.7153 | -0.0022864 | 696.5845 | 0.0027364 | 696.5844 | 0.48529 | 696.2892 | 0.49545 | 696.5844 | 0.0058351 | 696.5845 | 1.2281 | 688.3137 | 0.027988 | 696.5845 | 0.026205 | 696.2892 | 0.42441 | 693.2097 | 4.3212 | 696.191 | 10.0392 | 693.5873 | 4.2238
| 696.8179 | -0.043751 | 688.5417 | 0.0011478 | 688.54 | 0 | 696.8179 | 0 | 688.5417 | -0.035302 | 696.8179 | -0.0055826 | 704.9473 | 0.0083935 | 696.8179 | 0 | 696.8179 | 0.4613 | 696.523 | 0.50076 | 696.8179 | 0 | 696.8179 | 1.2088 | 688.5417 | -0.0074344 | 696.8179 | 0.0075812 | 696.523 | 0.39165 | 693.4403 | 4.1213 | 696.4257 | 10.152 | 693.8189 | 4.2852
| 697.0514 | 0.035818 | 688.7697 | 0.011537 | 688.77 | 0 | 697.0514 | 0.030324 | 688.7697 | 0.029543 | 697.0514 | 0.0029467 | 705.1794 | -0.0034087 | 697.0514 | 0.0060319 | 697.0514 | 0.4696 | 696.7567 | 0.5067 | 697.0514 | 0.00483 | 697.0514 | 1.2139 | 688.7697 | 0.12549 | 697.0514 | 0.029421 | 696.7568 | 0.41521 | 693.671 | 3.983 | 696.6602 | 10.3902 | 694.0505 | 4.3928
| 697.2849 | -0.058648 | 688.9977 | 0.020259 | 689 | 0 | 697.2849 | 0 | 688.9977 | 0.0099814 | 697.2849 | -0.0051323 | 705.4115 | 0.0072103 | 697.2849 | 0 | 697.2849 | 0.46359 | 696.9905 | 0.49486 | 697.2849 | 0 | 697.2849 | 1.1866 | 688.9977 | -0.041661 | 697.2849 | 0.0012358 | 696.9905 | 0.35521 | 693.9016 | 3.7927 | 696.8948 | 10.4909 | 694.2822 | 4.4289
| 697.5184 | 0.015903 | 689.2258 | 0.017076 | 689.23 | 0 | 697.5184 | 0.028255 | 689.2258 | 0.0024995 | 697.5184 | 1.6605e-05 | 705.6436 | -0.0023928 | 697.5184 | 0.0019189 | 697.5184 | 0.46488 | 697.2244 | 0.48776 | 697.5184 | 0.0042589 | 697.5184 | 1.1892 | 689.2258 | 0.072214 | 697.5184 | 0.026734 | 697.2244 | 0.37545 | 694.1323 | 3.6715 | 697.1295 | 10.7224 | 694.5138 | 4.5372
| 697.7519 | -0.090151 | 689.4538 | 0.010369 | 689.45 | 0 | 697.7519 | 0 | 689.4538 | 0.032506 | 697.7519 | -0.0039316 | 705.8757 | 0.0067874 | 697.752 | 0 | 697.7519 | 0.4539 | 697.4582 | 0.49285 | 697.7519 | 0 | 697.752 | 1.1594 | 689.4538 | 0.064356 | 697.7519 | 0.0059577 | 697.4582 | 0.32392 | 694.363 | 3.5016 | 697.3641 | 10.8341 | 694.7454 | 4.5764
| 697.9855 | 0.047161 | 689.6819 | 0.0066942 | 689.68 | 0 | 697.9855 | 0.007946 | 689.6819 | -0.0078361 | 697.9855 | 0.0026981 | 706.1078 | -0.0022325 | 697.9855 | 0.0029927 | 697.9855 | 0.45822 | 697.692 | 0.49051 | 697.9855 | 0.0083861 | 697.9855 | 1.1649 | 689.6819 | 0.075323 | 697.9855 | 0.027782 | 697.692 | 0.34822 | 694.5936 | 3.3823 | 697.5987 | 11.0537 | 694.9771 | 4.6807
| 698.219 | -0.067688 | 689.9099 | 0.004831 | 689.91 | 0 | 698.219 | 0 | 689.9099 | -0.020821 | 698.219 | -0.0045488 | 706.34 | 0.0074703 | 698.219 | 0 | 698.219 | 0.45142 | 697.9259 | 0.47596 | 698.219 | 0 | 698.219 | 1.1428 | 689.9099 | 0.017873 | 698.219 | 0.0021804 | 697.9259 | 0.3173 | 694.8243 | 3.22 | 697.8334 | 11.1666 | 695.2087 | 4.7246
| 698.4526 | 0.061079 | 690.138 | 0.0032596 | 690.14 | 0 | 698.4526 | 0.02726 | 690.138 | 0.056035 | 698.4526 | 0.0021349 | 706.5721 | -0.0032073 | 698.4526 | 0.0047731 | 698.4526 | 0.45033 | 698.1597 | 0.48027 | 698.4526 | 0.0087186 | 698.4526 | 1.1575 | 690.138 | 0.066548 | 698.4526 | 0.02328 | 698.1597 | 0.35042 | 695.0551 | 3.1157 | 698.0681 | 11.4219 | 695.4404 | 4.8272
| 698.6861 | 0.0046002 | 690.3661 | 0.021147 | 690.37 | 0 | 698.6861 | 0.036221 | 690.3661 | -0.007081 | 698.6861 | 0.0025209 | 706.8043 | 0.0068176 | 698.6861 | 0.0042336 | 698.6861 | 0.44804 | 698.3936 | 0.472 | 698.6861 | 0.0061843 | 698.6861 | 1.1306 | 690.3661 | 0.062965 | 698.6861 | 0.020538 | 698.3936 | 0.31251 | 695.2858 | 2.8809 | 698.3027 | 11.7487 | 695.6721 | 4.9875
| 698.9197 | -0.070296 | 690.5942 | 0.0019262 | 690.59 | 0 | 698.9197 | 0 | 690.5942 | -0.020265 | 698.9197 | -0.0030415 | 707.0364 | -0.0026269 | 698.9197 | 0 | 698.9197 | 0.42981 | 698.6274 | 0.45858 | 698.9197 | 0 | 698.9197 | 1.1223 | 690.5942 | 0.044766 | 698.9197 | 0.00043723 | 698.6274 | 0.2676 | 695.5165 | 2.745 | 698.5375 | 11.8317 | 695.9038 | 5.0367
| 699.1533 | 0.022682 | 690.8223 | 0.033607 | 690.82 | 0 | 699.1533 | 0.031778 | 690.8223 | 0.038255 | 699.1533 | 0.006002 | 707.2686 | 0.0073837 | 699.1533 | 0.0033931 | 699.1533 | 0.43781 | 698.8613 | 0.45856 | 699.1533 | 0.0045233 | 699.1533 | 1.1156 | 690.8223 | 0.025445 | 699.1533 | 0.027513 | 698.8613 | 0.30036 | 695.7473 | 2.6592 | 698.7722 | 12.0596 | 696.1355 | 5.164
| 699.3869 | -0.021471 | 691.0503 | 0.0089412 | 691.05 | 0 | 699.3869 | 0 | 691.0504 | 0.013395 | 699.3869 | 0.002908 | 707.5008 | -0.0048845 | 699.3868 | 0 | 699.3869 | 0.4325 | 699.0952 | 0.45998 | 699.3869 | 0 | 699.3868 | 1.0942 | 691.0504 | -0.0029715 | 699.3868 | 0.0024422 | 699.0952 | 0.26135 | 695.978 | 2.5307 | 699.0068 | 12.1291 | 696.3672 | 5.1986
| 699.6205 | 0.021312 | 691.2785 | 0.03163 | 691.28 | 0 | 699.6205 | 0.026703 | 691.2785 | 0.033257 | 699.6205 | 0.0017872 | 707.733 | 0.0090302 | 699.6205 | 0.0039414 | 699.6205 | 0.43354 | 699.3291 | 0.45598 | 699.6205 | 0.009045 | 699.6205 | 1.094 | 691.2785 | 0.042755 | 699.6205 | 0.022751 | 699.3291 | 0.28932 | 696.2087 | 2.4566 | 699.2416 | 12.3527 | 696.5989 | 5.2997
| 699.8541 | -0.087196 | 691.5066 | -0.010601 | 691.51 | 0 | 699.8541 | 0 | 691.5066 | -0.064282 | 699.8541 | -0.0032487 | 707.9651 | -0.0028137 | 699.8541 | 0 | 699.8541 | 0.4325 | 699.563 | 0.44589 | 699.8541 | 0 | 699.8541 | 1.0935 | 691.5066 | -0.027796 | 699.8541 | -0.0020188 | 699.563 | 0.23558 | 696.4395 | 2.3395 | 699.4763 | 12.4126 | 696.8307 | 5.3687
| 700.0877 | 0.014847 | 691.7347 | 0.0081245 | 691.73 | 0 | 700.0877 | 0.031912 | 691.7347 | 0.038401 | 700.0877 | 0.0018078 | 708.1974 | 0.0053336 | 700.0877 | 0.0030418 | 700.0877 | 0.43672 | 699.7969 | 0.44838 | 700.0877 | 0.0036239 | 700.0877 | 1.0746 | 691.7347 | 0.05836 | 700.0877 | 0.025891 | 699.7969 | 0.27828 | 696.6703 | 2.2684 | 699.7111 | 12.6145 | 697.0624 | 5.4872
| 700.3213 | -0.080857 | 691.9629 | -0.011051 | 691.96 | 0 | 700.3213 | 0 | 691.9629 | 0.019947 | 700.3213 | -0.0022504 | 708.4296 | -0.0046723 | 700.3213 | 0 | 700.3213 | 0.42072 | 700.0309 | 0.44997 | 700.3213 | 0 | 700.3213 | 1.0562 | 691.9629 | 0.04279 | 700.3213 | -0.0026036 | 700.0309 | 0.22748 | 696.9011 | 2.1569 | 699.9458 | 12.6482 | 697.2941 | 5.5376
| 700.555 | 0.051185 | 692.191 | 0.0044193 | 692.19 | 0 | 700.555 | 0.031682 | 692.191 | 0.027162 | 700.555 | 0.0037671 | 708.6618 | 0.012959 | 700.5549 | 0.0034299 | 700.555 | 0.42554 | 700.2648 | 0.44199 | 700.555 | 0.005226 | 700.5549 | 1.0506 | 692.191 | 0.086886 | 700.5549 | 0.023204 | 700.2648 | 0.26576 | 697.1319 | 2.0985 | 700.1805 | 12.8366 | 697.5259 | 5.6727
| 700.7886 | -0.10431 | 692.4192 | -0.012252 | 692.42 | 0 | 700.7886 | 0 | 692.4192 | -0.0087272 | 700.7886 | -0.0063514 | 708.894 | -0.0027001 | 700.7886 | 0 | 700.7886 | 0.42122 | 700.4988 | 0.43003 | 700.7886 | 0 | 700.7886 | 1.0555 | 692.4192 | 0.065844 | 700.7886 | -0.0036503 | 700.4988 | 0.19914 | 697.3627 | 1.9972 | 700.4153 | 12.8796 | 697.7577 | 5.7301
|  |  | 692.6473 | -0.013635 | 692.65 | 0 | 701.0223 | 0.031135 | 692.6473 | 0.015541 | 701.0223 | 0.002626 | 709.1263 | 0.0078493 | 701.0223 | 0.0054975 | 701.0223 | 0.42231 | 700.7327 | 0.44881 | 701.0223 | 0.0032719 | 701.0223 | 1.0276 | 692.6473 | 0.055511 | 701.0223 | 0.020824 | 700.7327 | 0.25067 | 697.5935 | 1.9449 | 700.6501 | 13.0386 | 697.9894 | 5.857
|  |  | 692.8755 | -0.0034306 | 692.88 | 0 | 701.2559 | 0 | 692.8755 | -0.015613 | 701.2559 | -0.0053228 | 709.3585 | -0.0029167 | 701.2559 | 0 | 701.2559 | 0.41457 | 700.9667 | 0.43043 | 701.2559 | 0 | 701.2559 | 1.0264 | 692.8755 | 0.026356 | 701.2559 | -0.0035226 | 700.9667 | 0.19914 | 697.8243 | 1.8464 | 700.8849 | 13.0173 | 698.2213 | 5.9217
|  |  | 693.1037 | 0.0085496 | 693.1 | 0 | 701.4896 | 0.030272 | 693.1037 | 0.01497 | 701.4896 | 0.0040951 | 709.5908 | 0.0074306 | 701.4896 | 0.0032283 | 701.4896 | 0.41412 | 701.2007 | 0.4355 | 701.4896 | 0.0041355 | 701.4896 | 1.0104 | 693.1037 | 0.0351 | 701.4896 | 0.019734 | 701.2007 | 0.23816 | 698.0552 | 1.7986 | 701.1197 | 13.1313 | 698.4531 | 6.0435
|  |  | 693.3319 | 0.0043276 | 693.33 | 0 | 701.7233 | 0 | 693.3319 | 0.0012911 | 701.7233 | -0.0065289 | 709.8231 | -0.0027713 | 701.7233 | 0 | 701.7233 | 0.40215 | 701.4347 | 0.42059 | 701.7233 | 0 | 701.7233 | 1.0087 | 693.3319 | 0.0044829 | 701.7233 | -0.0024496 | 701.4347 | 0.18883 | 698.286 | 1.7082 | 701.3545 | 13.1161 | 698.6849 | 6.1094
|  |  | 693.5601 | -0.0017286 | 693.56 | 0 | 701.957 | 0.021541 | 693.5601 | 0.015576 | 701.957 | 0.00056246 | 710.0554 | 0.0073442 | 701.957 | 0.002943 | 701.957 | 0.41462 | 701.6686 | 0.43197 | 701.957 | 0.0053014 | 701.957 | 1.0058 | 693.5601 | 0.04243 | 701.957 | 0.022847 | 701.6686 | 0.20944 | 698.5168 | 1.6656 | 701.5894 | 13.2146 | 698.9167 | 6.2419
|  |  | 693.7883 | -0.016967 | 693.79 | 0 | 702.1907 | 0 | 693.7883 | 0.0041141 | 702.1907 | -0.0063952 | 710.2877 | -0.0033725 | 702.1907 | 0 | 702.1907 | 0.39306 | 701.9027 | 0.41 | 702.1907 | 0 | 702.1907 | 0.98276 | 693.7883 | -0.052662 | 702.1907 | -0.0026703 | 701.9027 | 0.16675 | 698.7477 | 1.5849 | 701.8242 | 13.1399 | 699.1485 | 6.3079
|  |  | 694.0165 | 0.019926 | 694.02 | 0 | 702.4244 | 0.010864 | 694.0165 | 0.046447 | 702.4244 | 0.0040102 | 710.52 | 0.0076712 | 702.4244 | 0.0025519 | 702.4244 | 0.40399 | 702.1367 | 0.42355 | 702.4244 | 0.0071978 | 702.4244 | 0.98743 | 694.0165 | 0.055651 | 702.4244 | 0.0175 | 702.1367 | 0.19509 | 698.9786 | 1.5437 | 702.059 | 13.2078 | 699.3804 | 6.4235
|  |  | 694.2447 | 0.0063346 | 694.24 | 0 | 702.6582 | 0 | 694.2448 | 0.008018 | 702.6582 | -0.0037131 | 710.7523 | -0.002933 | 702.6581 | 0 | 702.6582 | 0.395 | 702.3707 | 0.40186 | 702.6582 | 0 | 702.6581 | 0.97118 | 694.2448 | -0.0013288 | 702.6581 | 0.0021567 | 702.3707 | 0.15644 | 699.2095 | 1.4654 | 702.2939 | 13.0923 | 699.6122 | 6.4729
|  |  | 694.473 | 0.0076803 | 694.47 | 0 | 702.8919 | 0.036471 | 694.473 | 0.0056141 | 702.8919 | 0.0052351 | 710.9846 | 0.0083314 | 702.8919 | 0.0052249 | 702.8919 | 0.3949 | 702.6047 | 0.42377 | 702.8919 | 0.0038696 | 702.8919 | 0.9798 | 694.473 | 0.022296 | 702.8919 | 0.02323 | 702.6047 | 0.19951 | 699.4404 | 1.4314 | 702.5287 | 13.1013 | 699.8441 | 6.6007
|  |  | 694.7012 | 0.015059 | 694.7 | 0 | 703.1257 | 0 | 694.7012 | -0.013727 | 703.1257 | -0.0064744 | 711.2169 | -0.0027447 | 703.1257 | 0 | 703.1257 | 0.38611 | 702.8388 | 0.4059 | 703.1257 | 0 | 703.1257 | 0.95573 | 694.7012 | -0.0020158 | 703.1257 | -0.0032198 | 702.8388 | 0.14797 | 699.6713 | 1.3585 | 702.7636 | 12.9032 | 700.0759 | 6.6771
|  |  | 694.9295 | 0.01656 | 694.93 | 0 | 703.3594 | 0.034691 | 694.9295 | 0.035049 | 703.3594 | 0.0014787 | 711.4493 | 0.0075621 | 703.3594 | 0.0045158 | 703.3594 | 0.38934 | 703.0728 | 0.4097 | 703.3594 | 0.007958 | 703.3594 | 0.95644 | 694.9295 | 0.0738 | 703.3594 | 0.020314 | 703.0728 | 0.18331 | 699.9022 | 1.3279 | 702.9985 | 12.8574 | 700.3078 | 6.8033
|  |  | 695.1577 | -0.024137 | 695.16 | 0 | 703.5932 | 0 | 695.1577 | -0.019611 | 703.5932 | -0.0071353 | 711.6816 | -0.0031085 | 703.5932 | 0 | 703.5932 | 0.3873 | 703.3069 | 0.4036 | 703.5932 | 0 | 703.5932 | 0.95385 | 695.1577 | -0.070038 | 703.5932 | -0.0035498 | 703.3069 | 0.14687 | 700.1331 | 1.2577 | 703.2334 | 12.6339 | 700.5397 | 6.887
|  |  | 695.386 | 0.018298 | 695.39 | 0 | 703.827 | 0.032377 | 695.386 | 0.048151 | 703.827 | 0.0044269 | 711.9139 | 0.0063986 | 703.827 | 0.0045302 | 703.827 | 0.39068 | 703.541 | 0.42309 | 703.827 | 0.0057583 | 703.827 | 0.95329 | 695.386 | 0.028534 | 703.827 | 0.018739 | 703.541 | 0.17337 | 700.364 | 1.237 | 703.4683 | 12.5478 | 700.7715 | 7.0108
|  |  | 695.6143 | 0.0071077 | 695.61 | 0 | 704.0608 | 0 | 695.6143 | 0.0081048 | 704.0608 | -0.0054651 | 712.1464 | -0.0039664 | 704.0607 | 0 | 704.0608 | 0.37553 | 703.7751 | 0.40042 | 704.0608 | 0 | 704.0607 | 0.9332 | 695.6143 | 0.049639 | 704.0607 | -0.0064994 | 703.7751 | 0.11779 | 700.595 | 1.1618 | 703.7033 | 12.2914 | 701.0035 | 7.0795
|  |  | 695.8426 | -0.0024313 | 695.84 | 0 | 704.2946 | 0.028926 | 695.8426 | 0.054255 | 704.2946 | 0.00232 | 712.3787 | 0.0083812 | 704.2946 | 0.0020914 | 704.2946 | 0.39053 | 704.0092 | 0.40709 | 704.2946 | 0.0016781 | 704.2946 | 0.93554 | 695.8426 | 0.081155 | 704.2946 | 0.018612 | 704.0091 | 0.17043 | 700.8259 | 1.1417 | 703.9382 | 12.1579 | 701.2354 | 7.2255
|  |  | 696.0709 | 0.0010177 | 696.07 | 0 | 704.5284 | 0 | 696.0709 | -0.017727 | 704.5284 | -0.003173 | 712.6111 | -0.0030538 | 704.5284 | 0 | 704.5284 | 0.36857 | 704.2433 | 0.39304 | 704.5284 | 0 | 704.5284 | 0.92888 | 696.0709 | -0.037629 | 704.5284 | -0.0044796 | 704.2433 | 0.11889 | 701.0569 | 1.0855 | 704.1731 | 11.8572 | 701.4673 | 7.2991
|  |  | 696.2992 | -0.00014849 | 696.3 | 0 | 704.7622 | 0.03548 | 696.2992 | 0.0015154 | 704.7622 | -0.00022325 | 712.8435 | 0.0073128 | 704.7622 | 0.0026596 | 704.7622 | 0.37806 | 704.4774 | 0.39879 | 704.7622 | 0.002851 | 704.7622 | 0.90867 | 696.2992 | 0.04706 | 704.7622 | 0.013435 | 704.4774 | 0.15938 | 701.2878 | 1.0628 | 704.408 | 11.7008 | 701.6993 | 7.4337
|  |  | 696.5275 | -0.0099532 | 696.53 | 0 | 704.996 | 0 | 696.5275 | -0.029112 | 704.996 | -0.0034519 | 713.0759 | -0.0027398 | 704.996 | 0 | 704.996 | 0.373 | 704.7115 | 0.38588 | 704.996 | 0 | 704.996 | 0.89993 | 696.5275 | 0.012793 | 704.996 | -0.0072231 | 704.7115 | 0.12221 | 701.5189 | 1.003 | 704.643 | 11.3696 | 701.9312 | 7.5035
|  |  | 696.7558 | -0.0024668 | 696.76 | 0 | 705.2299 | 0.0066529 | 696.7558 | 0.023242 | 705.2299 | 0.00068524 | 713.3084 | 0.0075209 | 705.2299 | 0.0045571 | 705.2299 | 0.36684 | 704.9456 | 0.39759 | 705.2299 | 0.0028059 | 705.2299 | 0.90102 | 696.7558 | 0.058467 | 705.2299 | 0.021821 | 704.9456 | 0.14687 | 701.7498 | 0.9874 | 704.878 | 11.1674 | 702.1631 | 7.6323
|  |  | 696.9841 | -0.0074243 | 696.98 | 0 | 705.4637 | 0 | 696.9841 | 0.0062516 | 705.4637 | -0.0052171 | 713.5408 | -0.0038723 | 705.4637 | 0 | 705.4637 | 0.3642 | 705.1798 | 0.391 | 705.4637 | 0 | 705.4637 | 0.88303 | 696.9841 | 0.0095783 | 705.4637 | -0.0048523 | 705.1798 | 0.11521 | 701.9808 | 0.93274 | 705.113 | 10.8367 | 702.3951 | 7.7003
|  |  | 697.2125 | 0.011658 | 697.21 | 0 | 705.6976 | 0.024134 | 697.2125 | 0.030536 | 705.6976 | 0.0022965 | 713.7732 | 0.0065898 | 705.6976 | 0.0031739 | 705.6976 | 0.37652 | 705.4139 | 0.39651 | 705.6976 | 0.0041376 | 705.6976 | 0.89173 | 697.2125 | 0.0036976 | 705.6976 | 0.016229 | 705.4139 | 0.14613 | 702.2119 | 0.9131 | 705.348 | 10.6356 | 702.6271 | 7.8431
|  |  | 697.4409 | -0.0060258 | 697.44 | 0 | 705.9314 | 0 | 697.4409 | -0.021817 | 705.9314 | -0.0058857 | 714.0057 | -0.0023234 | 705.9315 | 0 | 705.9314 | 0.36659 | 705.6481 | 0.38246 | 705.9314 | 0 | 705.9315 | 0.87749 | 697.4409 | -0.034409 | 705.9315 | -0.005175 | 705.6481 | 0.11632 | 702.4429 | 0.86567 | 705.5829 | 10.2572 | 702.8591 | 7.9203
|  |  | 697.6692 | 0.026688 | 697.67 | 0 | 706.1653 | 0.012987 | 697.6692 | 0.020005 | 706.1653 | 7.1922e-05 | 714.2381 | 0.0081458 | 706.1653 | 0.003107 | 706.1653 | 0.35939 | 705.8822 | 0.38659 | 706.1653 | 0.0032883 | 706.1653 | 0.87592 | 697.6692 | 0.046816 | 706.1653 | 0.016647 | 705.8822 | 0.13067 | 702.6739 | 0.84769 | 705.8179 | 10.0247 | 703.0911 | 8.0392
|  |  | 697.8976 | -0.00090344 | 697.9 | 0 | 706.3992 | 0 | 697.8976 | 0.0065571 | 706.3992 | -0.0058432 | 714.4706 | -0.0038902 | 706.3992 | 0 | 706.3992 | 0.35541 | 706.1164 | 0.37017 | 706.3992 | 0 | 706.3992 | 0.85914 | 697.8976 | 0.046779 | 706.3992 | -0.0063719 | 706.1164 | 0.094232 | 702.9049 | 0.80517 | 706.053 | 9.6835 | 703.3231 | 8.1113
|  |  | 698.126 | 0.032865 | 698.13 | 0 | 706.6331 | 0.014608 | 698.126 | 0.016622 | 706.6331 | 0.0033568 | 714.7031 | 0.0065419 | 706.6331 | 0.0032803 | 706.6331 | 0.36336 | 706.3506 | 0.38914 | 706.6331 | 0.0017379 | 706.6331 | 0.87361 | 698.126 | 0.056788 | 706.6331 | 0.012667 | 706.3506 | 0.1211 | 703.136 | 0.79326 | 706.288 | 9.4186 | 703.5551 | 8.2634
|  |  | 698.3543 | 0.0051818 | 698.35 | 0 | 706.867 | 0 | 698.3543 | 0.0057966 | 706.867 | -0.0066631 | 714.9356 | -0.0043756 | 706.867 | 0 | 706.867 | 0.35129 | 706.5848 | 0.36536 | 706.867 | 0 | 706.867 | 0.86476 | 698.3543 | -0.01975 | 706.867 | -0.0056592 | 706.5848 | 0.082085 | 703.367 | 0.74941 | 706.5231 | 9.0476 | 703.7871 | 8.3321
|  |  | 698.5827 | 0.00043202 | 698.58 | 0 | 707.1009 | 0.032834 | 698.5827 | 0.005342 | 707.1009 | 0.0038235 | 715.168 | 0.0081289 | 707.101 | 0.004955 | 707.1009 | 0.3642 | 706.819 | 0.38099 | 707.1009 | 0.010843 | 707.101 | 0.84642 | 698.5827 | 0.049859 | 707.101 | 0.016842 | 706.819 | 0.12368 | 703.5981 | 0.74125 | 706.7581 | 8.8024 | 704.0191 | 8.4661
|  |  | 698.8111 | -0.0013289 | 698.81 | 0 | 707.3349 | 0 | 698.8111 | -0.042739 | 707.3349 | -0.0063721 | 715.4005 | -0.0027519 | 707.3348 | 0 | 707.3349 | 0.34851 | 707.0532 | 0.35632 | 707.3349 | 0 | 707.3348 | 0.83519 | 698.8111 | 0.011516 | 707.3348 | -0.0079715 | 707.0533 | 0.089078 | 703.8292 | 0.69547 | 706.9932 | 8.4238 | 704.2512 | 8.568
|  |  | 699.0395 | 0.018458 | 699.04 | 0 | 707.5688 | 0.035541 | 699.0396 | 0.036606 | 707.5688 | -3.2649e-05 | 715.6331 | 0.0074259 | 707.5688 | 0.0025315 | 707.5688 | 0.35824 | 707.2875 | 0.36835 | 707.5688 | 0.0020553 | 707.5688 | 0.83754 | 699.0396 | 0.033043 | 707.5688 | 0.023308 | 707.2875 | 0.12957 | 704.0602 | 0.68514 | 707.2283 | 8.1691 | 704.4832 | 8.6946
|  |  | 699.2679 | -0.012842 | 699.27 | 0 | 707.8028 | 0 | 699.2679 | 0.0026732 | 707.8028 | -0.0036411 | 715.8656 | -0.003606 | 707.8027 | 0 | 707.8027 | 0.34334 | 707.5217 | 0.35118 | 707.8028 | 0 | 707.8027 | 0.83331 | 699.2679 | -0.036104 | 707.8027 | -0.0054717 | 707.5217 | 0.072146 | 704.2913 | 0.64877 | 707.4633 | 7.7876 | 704.7153 | 8.7961
|  |  | 699.4964 | 0.0067544 | 699.5 | 0 | 708.0367 | 0.020749 | 699.4964 | 0.026739 | 708.0367 | -0.00054774 | 716.0981 | 0.0085055 | 708.0367 | 0.0020958 | 708.0367 | 0.35214 | 707.756 | 0.36214 | 708.0367 | 0.0043847 | 708.0367 | 0.81623 | 699.4964 | 0.089062 | 708.0367 | 0.014804 | 707.756 | 0.10564 | 704.5225 | 0.6419 | 707.6984 | 7.539 | 704.9473 | 8.9435
|  |  | 699.7248 | -0.034101 | 699.72 | 0 | 708.2707 | 0 | 699.7248 | -0.01128 | 708.2707 | -0.0084716 | 716.3306 | -0.0028125 | 708.2707 | 0 | 708.2707 | 0.34483 | 707.9902 | 0.35437 | 708.2707 | 0 | 708.2707 | 0.82301 | 699.7248 | 0.10493 | 708.2707 | -0.0089922 | 707.9902 | 0.062944 | 704.7535 | 0.60571 | 707.9335 | 7.1971 | 705.1794 | 9.0266
|  |  | 699.9533 | 0.013007 | 699.95 | 0 | 708.5047 | 0.021925 | 699.9532 | 0.027775 | 708.5047 | 0.0053213 | 716.5632 | 0.0067217 | 708.5046 | 0.0044776 | 708.5047 | 0.35353 | 708.2245 | 0.36693 | 708.5047 | 0.0041774 | 708.5046 | 0.81266 | 699.9532 | -0.0080965 | 708.5046 | 0.021935 | 708.2245 | 0.12037 | 704.9847 | 0.5948 | 708.1686 | 6.9612 | 705.4115 | 9.1705
|  |  | 700.1817 | -0.017388 | 700.18 | 0 | 708.7386 | 0 | 700.1817 | -0.028905 | 708.7386 | -0.0016936 | 716.7958 | -0.0029484 | 708.7386 | 0 | 708.7387 | 0.33475 | 708.4588 | 0.34954 | 708.7386 | 0 | 708.7386 | 0.79207 | 700.1817 | -0.019177 | 708.7387 | -0.0088271 | 708.4588 | 0.067361 | 705.2158 | 0.56063 | 708.4037 | 6.6304 | 705.6436 | 9.2639
|  |  | 700.4102 | 0.0034548 | 700.41 | 0 | 708.9726 | 0.03838 | 700.4102 | 0.026707 | 708.9726 | 0.003344 | 717.0283 | 0.0075846 | 708.9727 | 0.0058362 | 708.9726 | 0.33729 | 708.693 | 0.35373 | 708.9726 | 0.0090195 | 708.9727 | 0.81428 | 700.4102 | 0.062142 | 708.9727 | 0.015642 | 708.693 | 0.11926 | 705.447 | 0.56297 | 708.6389 | 6.3916 | 705.8757 | 9.4247
|  |  | 700.6387 | -0.0072262 | 700.64 | 0 | 709.2067 | 0 | 700.6387 | -0.0096354 | 709.2067 | -0.005401 | 717.2609 | -0.0018406 | 709.2067 | 0 | 709.2066 | 0.3348 | 708.9273 | 0.3418 | 709.2067 | 0 | 709.2067 | 0.79761 | 700.6387 | 0.016738 | 709.2067 | -0.0057477 | 708.9273 | 0.04638 | 705.6781 | 0.52568 | 708.8741 | 6.0692 | 706.1078 | 9.5092
|  |  | 700.8671 | 0.015767 | 700.87 | 0 | 709.4407 | 0 | 700.8671 | -0.0018874 | 709.4407 | 0.00029894 | 717.4935 | 0.0073626 | 709.4407 | 0.0025425 | 709.4407 | 0.33093 | 709.1616 | 0.35597 | 709.4407 | 9.1713e-05 | 709.4407 | 0.79477 | 700.8671 | 0.0022724 | 709.4407 | 0.010879 | 709.1617 | 0.093128 | 705.9092 | 0.51996 | 709.1092 | 5.8407 | 706.34 | 9.6645
|  |  | 701.0956 | -0.0020958 | 701.1 | 0 | 709.6747 | 0 | 701.0956 | 0.006788 | 709.6747 | -0.006705 | 717.7261 | -0.0042888 | 709.6747 | 0 | 709.6747 | 0.32576 | 709.396 | 0.33988 | 709.6747 | 0 | 709.6747 | 0.7942 | 701.0956 | -0.022666 | 709.6747 | -0.0094041 | 709.396 | 0.065889 | 706.1404 | 0.49137 | 709.3444 | 5.5378 | 706.5721 | 9.7819
|  |  | 701.3241 | 0.002622 | 701.32 | 0 | 709.9087 | 0.030638 | 701.3241 | 0.0044116 | 709.9087 | 0.0010622 | 717.9587 | 0.0085501 | 709.9088 | 0.0019655 | 709.9087 | 0.33733 | 709.6303 | 0.34451 | 709.9087 | 0.0028852 | 709.9088 | 0.79656 | 701.3241 | 0.075983 | 709.9088 | 0.012527 | 709.6303 | 0.0946 | 706.3716 | 0.48939 | 709.5795 | 5.3408 | 706.8043 | 9.9311
|  |  | 701.5526 | -0.014911 | 701.55 | 0 | 710.1428 | 0 | 701.5526 | -0.018072 | 710.1428 | 0.00048606 | 718.1914 | -0.003108 | 710.1428 | 0 | 710.1428 | 0.32234 | 709.8646 | 0.33801 | 710.1428 | 0 | 710.1428 | 0.7728 | 701.5526 | -0.055791 | 710.1428 | -0.0080672 | 709.8646 | 0.063312 | 706.6028 | 0.45957 | 709.8148 | 5.0669 | 707.0364 | 10.0377
|  |  | 701.7811 | 0.0022446 | 701.78 | 0 | 710.3768 | 0.016364 | 701.7811 | 0.047737 | 710.3768 | 0.0036344 | 718.4239 | 0.0071046 | 710.3768 | 0.003006 | 710.3768 | 0.33172 | 710.099 | 0.34141 | 710.3768 | 0.0012908 | 710.3768 | 0.76906 | 701.7811 | 0.051603 | 710.3768 | 0.017465 | 710.099 | 0.087238 | 706.834 | 0.45858 | 710.0499 | 4.9049 | 707.2686 | 10.2081
|  |  | 702.0096 | 0.0078179 | 702.01 | 0 | 710.6109 | 0 | 702.0096 | -0.022287 | 710.6109 | -0.0061736 | 718.6566 | -0.0031483 | 710.6109 | 0 | 710.6109 | 0.31608 | 710.3333 | 0.3398 | 710.6109 | 0 | 710.6109 | 0.76451 | 702.0096 | -0.0090798 | 710.6109 | -0.010399 | 710.3333 | 0.058895 | 707.0652 | 0.42597 | 710.2852 | 4.6637 | 707.5008 | 10.2835
|  |  | 702.2382 | 0.020162 | 702.24 | 0 | 710.845 | 0.020127 | 702.2382 | -0.010201 | 710.845 | 0.0056866 | 718.8893 | 0.006749 | 710.845 | 0.0027795 | 710.845 | 0.32397 | 710.5677 | 0.33943 | 710.845 | 0.0061688 | 710.845 | 0.77737 | 702.2382 | 0.0064408 | 710.845 | 0.015466 | 710.5677 | 0.090919 | 707.2964 | 0.42888 | 710.5204 | 4.4941 | 707.733 | 10.4623
|  |  | 702.4667 | -0.0094183 | 702.47 | 0 | 711.0791 | 0 | 702.4667 | -0.035503 | 711.0791 | -0.0072976 | 719.1219 | -0.0046806 | 711.0791 | 0 | 711.0791 | 0.31523 | 710.802 | 0.32286 | 711.0791 | 0 | 711.0791 | 0.75702 | 702.4667 | 0.033992 | 711.0791 | -0.013864 | 710.8021 | 0.040122 | 707.5276 | 0.39744 | 710.7556 | 4.2713 | 707.9651 | 10.5451
|  |  | 702.6953 | -0.00021279 | 702.7 | 0 | 711.3132 | 0.039464 | 702.6953 | 0.022485 | 711.3132 | 0.0044773 | 719.3546 | 0.0082162 | 711.3132 | 0.0037386 | 711.3132 | 0.3205 | 711.0364 | 0.33148 | 711.3132 | 0.0020656 | 711.3132 | 0.76303 | 702.6953 | 0.12739 | 711.3132 | 0.016276 | 711.0364 | 0.089078 | 707.7589 | 0.39995 | 710.9908 | 4.108 | 708.1974 | 10.7052
|  |  | 702.9238 | -0.0033398 | 702.92 | 0 | 711.5473 | 0 | 702.9238 | 0.0071407 | 711.5473 | -0.0055689 | 719.5873 | -0.0034789 | 711.5473 | 0 | 711.5473 | 0.30277 | 711.2708 | 0.32389 | 711.5473 | 0 | 711.5473 | 0.75564 | 702.9238 | -0.0061479 | 711.5473 | -0.0092929 | 711.2708 | 0.052269 | 707.9902 | 0.37258 | 711.2261 | 3.8889 | 708.4296 | 10.7853
|  |  | 703.1524 | -0.0021966 | 703.15 | 0 | 711.7814 | 0.029759 | 703.1524 | 0.0114 | 711.7814 | -0.0015037 | 719.8199 | 0.0077461 | 711.7814 | 0.0014067 | 711.7814 | 0.31151 | 711.5052 | 0.32649 | 711.7814 | 0.0061601 | 711.7814 | 0.74484 | 703.1524 | 0.096853 | 711.7814 | 0.010366 | 711.5052 | 0.078404 | 708.2214 | 0.37472 | 711.4614 | 3.7537 | 708.6618 | 10.9324
|  |  | 703.381 | -0.0024663 | 703.38 | 0 | 712.0155 | 0 | 703.381 | 0.020372 | 712.0155 | -0.0021789 | 720.0527 | -0.0017673 | 712.0155 | 0 | 712.0155 | 0.31225 | 711.7396 | 0.31357 | 712.0155 | 0 | 712.0155 | 0.72753 | 703.381 | -0.048303 | 712.0155 | -0.0034764 | 711.7396 | 0.043803 | 708.4527 | 0.34697 | 711.6967 | 3.5656 | 708.894 | 11.0307
|  |  | 703.6096 | 0.027182 | 703.61 | 0 | 712.2497 | 0.01731 | 703.6096 | 0.0089486 | 712.2497 | -0.00087859 | 720.2853 | 0.0081498 | 712.2496 | 0.00063218 | 712.2497 | 0.3198 | 711.9741 | 0.31753 | 712.2497 | 0.0050448 | 712.2496 | 0.73699 | 703.6096 | -0.02015 | 712.2496 | 0.014467 | 711.9741 | 0.085029 | 708.684 | 0.35234 | 711.932 | 3.4478 | 709.1263 | 11.1467
|  |  | 703.8381 | -0.023999 | 703.84 | 0 | 712.4838 | 0 | 703.8381 | 0.011288 | 712.4838 | -0.0049807 | 720.5181 | -0.0038524 | 712.4838 | 0 | 712.4838 | 0.30113 | 712.2085 | 0.30577 | 712.4838 | 0 | 712.4838 | 0.72432 | 703.8381 | 0.0023093 | 712.4838 | -0.0041928 | 712.2085 | 0.072514 | 708.9152 | 0.32603 | 712.1672 | 3.2785 | 709.3585 | 11.229
|  |  | 704.0668 | 0.025946 | 704.07 | 0 | 712.718 | 0.022979 | 704.0668 | 0.0099311 | 712.718 | 0.0031443 | 720.7508 | 0.0068164 | 712.718 | 0.0030876 | 712.718 | 0.30426 | 712.4429 | 0.32089 | 712.718 | 0.000495 | 712.718 | 0.73368 | 704.0668 | 0.050561 | 712.718 | 0.017994 | 712.4429 | 0.073251 | 709.1465 | 0.33551 | 712.4025 | 3.1681 | 709.5908 | 11.3645
|  |  | 704.2953 | -0.00091731 | 704.3 | 0 | 712.9521 | 0 | 704.2953 | -0.0083132 | 712.9521 | -0.0035498 | 720.9835 | -0.0032182 | 712.9521 | 0 | 712.9521 | 0.30565 | 712.6774 | 0.3149 | 712.9521 | 0 | 712.9521 | 0.71703 | 704.2953 | -0.039939 | 712.9521 | -0.009763 | 712.6774 | 0.039018 | 709.3778 | 0.30556 | 712.6378 | 3.0169 | 709.8231 | 11.446
|  |  | 704.524 | 0.01762 | 704.52 | 0 | 713.1863 | 0.010854 | 704.524 | 0.022734 | 713.1863 | 0.0051459 | 721.2163 | 0.0085455 | 713.1863 | 0.0039048 | 713.1863 | 0.30962 | 712.9118 | 0.32019 | 713.1863 | 0.0057451 | 713.1863 | 0.73568 | 704.524 | 0.078188 | 713.1863 | 0.01921 | 712.9118 | 0.075091 | 709.6091 | 0.31244 | 712.8732 | 2.9137 | 710.0554 | 11.6319
|  |  | 704.7526 | -0.0021927 | 704.75 | 0 | 713.4205 | 0 | 704.7526 | 0.013197 | 713.4205 | -0.0019251 | 721.449 | -0.0029477 | 713.4205 | 0 | 713.4205 | 0.29532 | 713.1463 | 0.30469 | 713.4205 | 0 | 713.4205 | 0.71168 | 704.7526 | 0.022213 | 713.4205 | -0.0054091 | 713.1463 | 0.041963 | 709.8405 | 0.29048 | 713.1085 | 2.7681 | 710.2877 | 11.7093
|  |  | 704.9813 | 0.022845 | 704.98 | 0 | 713.6547 | 0.012108 | 704.9813 | 0.014117 | 713.6547 | 0.0065147 | 721.6818 | 0.0081673 | 713.6547 | 0.0046645 | 713.6547 | 0.30451 | 713.3808 | 0.31292 | 713.6547 | 0.0075491 | 713.6547 | 0.70724 | 704.9813 | 0.10192 | 713.6547 | 0.013372 | 713.3808 | 0.054846 | 710.0718 | 0.29516 | 713.3438 | 2.6712 | 710.52 | 11.8886
|  |  | 705.2099 | -0.016386 | 705.21 | 0 | 713.8889 | 0 | 705.2099 | -0.011562 | 713.8889 | -0.002554 | 721.9146 | -0.0026653 | 713.8889 | 0 | 713.8889 | 0.29204 | 713.6153 | 0.29245 | 713.8889 | 0 | 713.8889 | 0.69786 | 705.2099 | -0.027771 | 713.8889 | -0.0043078 | 713.6152 | 0.039018 | 710.3032 | 0.27062 | 713.5792 | 2.5404 | 710.7523 | 11.9647
|  |  | 705.4385 | 0.013355 | 705.44 | 0 | 714.1231 | 0.018133 | 705.4385 | -0.0045906 | 714.1231 | 0.0046867 | 722.1474 | 0.0078235 | 714.1231 | 0.0032826 | 714.1231 | 0.29268 | 713.8497 | 0.3109 | 714.1231 | 0.0053866 | 714.1231 | 0.70392 | 705.4385 | 0.041515 | 714.1231 | 0.017691 | 713.8497 | 0.067361 | 710.5345 | 0.28026 | 713.8146 | 2.4623 | 710.9846 | 12.1475
|  |  | 705.6672 | 0.019022 | 705.67 | 0 | 714.3573 | 0 | 705.6672 | -0.0037904 | 714.3573 | -0.0078829 | 722.3802 | -0.002923 | 714.3574 | 0 | 714.3573 | 0.28752 | 714.0843 | 0.2868 | 714.3573 | 0 | 714.3574 | 0.68755 | 705.6672 | 0.051124 | 714.3574 | -0.012051 | 714.0842 | 0.038282 | 710.7659 | 0.25246 | 714.0499 | 2.3349 | 711.2169 | 12.2265
|  |  | 705.8959 | 0.029159 | 705.9 | 0 | 714.5916 | 0.014574 | 705.8959 | 0.019794 | 714.5916 | 0.00061013 | 722.613 | 0.0066192 | 714.5916 | 0.0027916 | 714.5916 | 0.29447 | 714.3188 | 0.30482 | 714.5916 | 0.0069383 | 714.5916 | 0.69242 | 705.8959 | 0.11352 | 714.5915 | 0.01493 | 714.3188 | 0.057791 | 710.9973 | 0.26318 | 714.2853 | 2.2623 | 711.4493 | 12.394
|  |  | 706.1246 | -0.026193 | 706.12 | 0 | 714.8258 | 0 | 706.1246 | 0.017566 | 714.8258 | -0.0081927 | 722.8458 | -0.003124 | 714.8258 | 0 | 714.8258 | 0.28355 | 714.5533 | 0.29716 | 714.8258 | 0 | 714.8258 | 0.69469 | 706.1246 | -0.012667 | 714.8258 | -0.0085684 | 714.5533 | 0.018136 | 711.2286 | 0.23665 | 714.5207 | 2.1528 | 711.6816 | 12.4942
|  |  | 706.3533 | 0.0098324 | 706.35 | 0 | 715.0601 | 0.021283 | 706.3533 | 0.011494 | 715.0601 | 0.00045747 | 723.0786 | 0.0084377 | 715.0601 | 0.002916 | 715.0601 | 0.29323 | 714.7878 | 0.29981 | 715.0601 | 0.0055531 | 715.0601 | 0.68901 | 706.3533 | 0.047454 | 715.0601 | 0.016689 | 714.7878 | 0.071778 | 711.46 | 0.24769 | 714.7561 | 2.0839 | 711.9139 | 12.6464
|  |  | 706.582 | -0.00026161 | 706.58 | 0 | 715.2943 | 0 | 706.582 | -0.0068632 | 715.2943 | -0.0039108 | 723.3115 | -0.0039316 | 715.2943 | 0 | 715.2943 | 0.28121 | 715.0224 | 0.28668 | 715.2943 | 0 | 715.2943 | 0.67025 | 706.582 | -0.0031336 | 715.2943 | -0.01272 | 715.0224 | 0.023491 | 711.6914 | 0.22265 | 714.9915 | 1.9776 | 712.1464 | 12.7465
|  |  | 706.8107 | 0.0068851 | 706.81 | 0 | 715.5286 | 0.021405 | 706.8107 | 0.018733 | 715.5286 | 0.0034558 | 723.5443 | 0.0070541 | 715.5286 | 0.0022024 | 715.5286 | 0.28394 | 715.2569 | 0.28841 | 715.5286 | 0.0057135 | 715.5286 | 0.67417 | 706.8107 | 0.10202 | 715.5286 | 0.016786 | 715.2569 | 0.061472 | 711.9229 | 0.2319 | 715.227 | 1.9173 | 712.3787 | 12.92
|  |  | 707.0394 | 0.0069319 | 707.04 | 0 | 715.7629 | 0 | 707.0394 | -0.03745 | 715.7629 | -0.0048955 | 723.7771 | -0.0027563 | 715.7629 | 0 | 715.7629 | 0.27456 | 715.4915 | 0.28805 | 715.7629 | 0 | 715.7629 | 0.67098 | 707.0394 | -0.014592 | 715.7629 | -0.0070976 | 715.4915 | 0.02763 | 712.1542 | 0.2097 | 715.4624 | 1.8244 | 712.6111 | 13.0033
|  |  | 707.2681 | 0.016644 | 707.27 | 0 | 715.9972 | 0.031729 | 707.2681 | 0.0082823 | 715.9972 | 0.0037986 | 724.01 | 0.0065554 | 715.9972 | 0.0042633 | 715.9972 | 0.29343 | 715.726 | 0.29278 | 715.9972 | 0.0049506 | 715.9972 | 0.67078 | 707.2681 | 0.065458 | 715.9972 | 0.01504 | 715.726 | 0.062576 | 712.3857 | 0.22114 | 715.6979 | 1.7709 | 712.8435 | 13.1828
|  |  | 707.4968 | -0.0017433 | 707.5 | 0 | 716.2315 | 0 | 707.4968 | -0.0063282 | 716.2315 | -0.0024194 | 724.2429 | -0.0037692 | 716.2315 | 0 | 716.2315 | 0.27336 | 715.9606 | 0.28279 | 716.2315 | 0 | 716.2315 | 0.65444 | 707.4968 | 0.0040092 | 716.2315 | -0.0077163 | 715.9606 | 0.013058 | 712.6171 | 0.19728 | 715.9333 | 1.6744 | 713.0759 | 13.2901
|  |  | 707.7256 | 0.021136 | 707.73 | 0 | 716.4658 | 0.031456 | 707.7256 | -0.0048562 | 716.4658 | 0.003673 | 724.4758 | 0.0064873 | 716.4658 | 0.0039291 | 716.4658 | 0.28141 | 716.1952 | 0.28463 | 716.4658 | 0.0024674 | 716.4658 | 0.65726 | 707.7256 | 0.085887 | 716.4658 | 0.0093319 | 716.1952 | 0.057423 | 712.8486 | 0.20996 | 716.1688 | 1.6271 | 713.3083 | 13.4755
|  |  | 707.9543 | -0.0077034 | 707.95 | 0 | 716.7001 | 0 | 707.9543 | 0.00065649 | 716.7001 | -0.0046709 | 724.7086 | -0.0036114 | 716.7001 | 0 | 716.7001 | 0.27624 | 716.4298 | 0.27737 | 716.7001 | 0 | 716.7001 | 0.6599 | 707.9543 | -0.0068658 | 716.7001 | -0.0042427 | 716.4298 | 0.02395 | 713.08 | 0.18562 | 716.4042 | 1.5444 | 713.5408 | 13.5583
|  |  | 708.183 | 0.0066445 | 708.18 | 0 | 716.9345 | 0.022467 | 708.183 | 0.025378 | 716.9345 | -6.9078e-05 | 724.9415 | 0.0090349 | 716.9344 | 0.0019005 | 716.9345 | 0.27386 | 716.6644 | 0.28072 | 716.9345 | 0.0025284 | 716.9344 | 0.66157 | 708.183 | 0.019772 | 716.9344 | 0.011894 | 716.6644 | 0.059999 | 713.3115 | 0.19605 | 716.6398 | 1.501 | 713.7732 | 13.705
|  |  | 708.4118 | -0.015608 | 708.41 | 0 | 717.1688 | 0 | 708.4118 | 0.017286 | 717.1688 | -0.0012314 | 725.1744 | -0.0023672 | 717.1688 | 0 | 717.1688 | 0.27108 | 716.899 | 0.27647 | 717.1688 | 0 | 717.1688 | 0.64873 | 708.4118 | -0.00476 | 717.1688 | -0.0087327 | 716.899 | 0.020693 | 713.543 | 0.17705 | 716.8752 | 1.4162 | 714.0057 | 13.7764
|  |  | 708.6406 | 0.0095606 | 708.64 | 0 | 717.4032 | 0.017136 | 708.6406 | 0.015433 | 717.4032 | 0.00024331 | 725.4073 | 0.0063532 | 717.4031 | 0.000864 | 717.4032 | 0.283 | 717.1337 | 0.27672 | 717.4032 | 0.0020547 | 717.4031 | 0.64626 | 708.6406 | 0.057114 | 717.4031 | 0.016035 | 717.1337 | 0.055214 | 713.7745 | 0.18792 | 717.1108 | 1.3816 | 714.2381 | 13.9799
|  |  | 708.8694 | 0.0010112 | 708.87 | 0 | 717.6375 | 0 | 708.8694 | 0.01353 | 717.6375 | -0.003664 | 725.6403 | -0.0050794 | 717.6375 | 0 | 717.6375 | 0.27262 | 717.3683 | 0.26473 | 717.6375 | 0 | 717.6375 | 0.64248 | 708.8694 | -0.019123 | 717.6375 | -0.010642 | 717.3683 | 0.0025654 | 714.0059 | 0.16345 | 717.3463 | 1.3109 | 714.4706 | 14.0926
|  |  | 709.0982 | -0.0057686 | 709.1 | 0 | 717.8719 | 0.0098247 | 709.0982 | 0.025863 | 717.8719 | -0.0013623 | 725.8732 | 0.0069271 | 717.8719 | 0.0010595 | 717.8719 | 0.28191 | 717.603 | 0.27677 | 717.8719 | 0.0031412 | 717.8719 | 0.63437 | 709.0982 | 0.056933 | 717.8719 | 0.012338 | 717.6029 | 0.051165 | 714.2374 | 0.17648 | 717.5818 | 1.2736 | 714.7031 | 14.2795
|  |  | 709.327 | 0.003673 | 709.33 | 0 | 718.1063 | 0 | 709.327 | -0.025359 | 718.1063 | -0.0055707 | 726.1061 | -0.0036449 | 718.1063 | 0 | 718.1063 | 0.26452 | 717.8376 | 0.27273 | 718.1063 | 0 | 718.1063 | 0.62105 | 709.327 | -0.051271 | 718.1063 | -0.0092258 | 717.8376 | 0.018473 | 714.4689 | 0.15754 | 717.8174 | 1.2019 | 714.9355 | 14.3498
|  |  | 709.5558 | 0.0050446 | 709.56 | 0 | 718.3407 | 0.016793 | 709.5558 | -0.0091995 | 718.3407 | 0.0031975 | 726.3391 | 0.0092272 | 718.3407 | 0.0042676 | 718.3407 | 0.27247 | 718.0723 | 0.27063 | 718.3407 | 0.0073169 | 718.3407 | 0.62387 | 709.5558 | -0.01497 | 718.3407 | 0.018075 | 718.0723 | 0.055582 | 714.7005 | 0.16906 | 718.0529 | 1.1715 | 715.168 | 14.534
|  |  | 709.7846 | 0.0047075 | 709.78 | 0 | 718.5751 | 0 | 709.7846 | -0.0058547 | 718.5751 | -0.0081642 | 726.5721 | -0.0030555 | 718.5751 | 0 | 718.5751 | 0.2611 | 718.3069 | 0.25212 | 718.5751 | 0 | 718.5751 | 0.62464 | 709.7846 | -0.01008 | 718.5751 | -0.010074 | 718.307 | 0.0044211 | 714.932 | 0.15025 | 718.2885 | 1.1095 | 715.4005 | 14.6052
|  |  | 710.0134 | -0.0021487 | 710.01 | 0 | 718.8095 | 0.015138 | 710.0134 | 0.026848 | 718.8095 | 0.0010948 | 726.8051 | 0.0081321 | 718.8095 | 0.0030782 | 718.8095 | 0.26626 | 718.5416 | 0.26207 | 718.8095 | 0.0050489 | 718.8095 | 0.62995 | 710.0134 | 0.014719 | 718.8095 | 0.019025 | 718.5416 | 0.039754 | 715.1636 | 0.15957 | 718.524 | 1.0821 | 715.6331 | 14.7431
|  |  | 710.2423 | -0.013429 | 710.24 | 0 | 719.0439 | 0 | 710.2422 | -0.017046 | 719.0439 | -0.0028068 | 727.038 | -0.0040221 | 719.0439 | 0 | 719.0439 | 0.25106 | 718.7763 | 0.26645 | 719.0439 | 0 | 719.0439 | 0.61168 | 710.2422 | 0.0097811 | 719.0439 | -0.009038 | 718.7763 | 0.021188 | 715.3951 | 0.13901 | 718.7596 | 1.0186 | 715.8656 | 14.8359
|  |  | 710.4711 | 0.0010017 | 710.47 | 0 | 719.2783 | 0.028371 | 710.4711 | 0.019361 | 719.2783 | 0.0047464 | 727.2711 | 0.0078786 | 719.2783 | 0.0033157 | 719.2783 | 0.27019 | 719.011 | 0.27592 | 719.2783 | 0.0057745 | 719.2783 | 0.61287 | 710.4711 | 0.0014436 | 719.2783 | 0.014747 | 719.011 | 0.070306 | 715.6267 | 0.15316 | 718.9952 | 0.99043 | 716.0981 | 15.0302
|  |  | 710.6999 | 0.010947 | 710.7 | 0 | 719.5128 | 0 | 710.7 | -0.0065336 | 719.5128 | -0.0039934 | 727.504 | -0.0039906 | 719.5128 | 0 | 719.5128 | 0.2537 | 719.2457 | 0.26923 | 719.5128 | 0 | 719.5128 | 0.61943 | 710.7 | 0.027907 | 719.5128 | -0.0057143 | 719.2457 | 0.0042155 | 715.8583 | 0.13226 | 719.2308 | 0.9352 | 716.3306 | 15.1588
|  |  | 710.9288 | 0.0097942 | 710.93 | 0 | 719.7472 | 0.014 | 710.9288 | 0.039131 | 719.7472 | 0.0024986 | 727.7371 | 0.0074214 | 719.7473 | 0.0028423 | 719.7472 | 0.25876 | 719.4805 | 0.26272 | 719.7472 | 0.0055252 | 719.7473 | 0.6195 | 710.9288 | 0.0050437 | 719.7473 | 0.015507 | 719.4805 | 0.05411 | 716.0898 | 0.14552 | 719.4664 | 0.91471 | 716.5632 | 15.391
|  |  | 711.1576 | -0.0016907 | 711.16 | 0 | 719.9817 | 0 | 711.1577 | -0.018647 | 719.9817 | -0.002502 | 727.9701 | -0.0029351 | 719.9817 | 0 | 719.9817 | 0.2531 | 719.7152 | 0.24634 | 719.9817 | 0 | 719.9817 | 0.59677 | 711.1577 | -0.017886 | 719.9817 | -0.0068875 | 719.7152 | 0.01213 | 716.3214 | 0.12569 | 719.7021 | 0.85802 | 716.7958 | 15.4527
|  |  | 711.3865 | 0.014979 | 711.39 | 0 | 720.2162 | 0.015473 | 711.3865 | 0.012717 | 720.2162 | 0.0039947 | 728.2031 | 0.0073928 | 720.2162 | 0.0044053 | 720.2162 | 0.25583 | 719.9499 | 0.26167 | 720.2162 | 0.0056232 | 720.2162 | 0.59507 | 711.3865 | 0.045617 | 720.2162 | 0.012981 | 719.9499 | 0.041226 | 716.553 | 0.13855 | 719.9377 | 0.83873 | 717.0283 | 15.656
|  |  | 711.6154 | 0.006308 | 711.62 | 0 | 720.4506 | 0 | 711.6154 | -0.017567 | 720.4506 | -0.0023174 | 728.4362 | -0.003024 | 720.4506 | 0 | 720.4506 | 0.24669 | 720.1847 | 0.24683 | 720.4506 | 0 | 720.4506 | 0.58699 | 711.6154 | -0.05732 | 720.4506 | -0.0049709 | 720.1847 | 0.022624 | 716.7847 | 0.11778 | 720.1733 | 0.79552 | 717.2609 | 15.7134
|  |  | 711.8444 | 0.0017958 | 711.84 | 0 | 720.6851 | 0.02678 | 711.8444 | 0.019968 | 720.6851 | 0.0032273 | 728.6692 | 0.0078355 | 720.6851 | 0.0050652 | 720.6851 | 0.26015 | 720.4194 | 0.25681 | 720.6851 | 0.0073118 | 720.6851 | 0.5899 | 711.8444 | 0.025109 | 720.6851 | 0.015633 | 720.4194 | 0.041226 | 717.0162 | 0.13116 | 720.409 | 0.77715 | 717.4935 | 15.9069
|  |  | 712.0732 | -0.025452 | 712.07 | 0 | 720.9196 | 0 | 712.0732 | -0.020442 | 720.9196 | -0.007325 | 728.9023 | -0.0026711 | 720.9196 | 0 | 720.9196 | 0.23904 | 720.6542 | 0.24781 | 720.9196 | 0 | 720.9196 | 0.57967 | 712.0732 | -0.018924 | 720.9196 | -0.010161 | 720.6542 | 0.0017089 | 717.2479 | 0.11114 | 720.6446 | 0.72971 | 717.7261 | 16.0187
|  |  | 712.3021 | 0.02372 | 712.3 | 0 | 721.1541 | 0.01303 | 712.3021 | -0.0066869 | 721.1541 | 0.0038886 | 729.1354 | 0.0084495 | 721.1542 | 0.0030784 | 721.1541 | 0.25106 | 720.889 | 0.24373 | 721.1541 | 0.0088653 | 721.1542 | 0.57973 | 712.3021 | 0.041251 | 721.1542 | 0.021537 | 720.889 | 0.034625 | 717.4796 | 0.12647 | 720.8803 | 0.71412 | 717.9587 | 16.2069
|  |  | 712.5311 | -0.0030884 | 712.53 | 0 | 721.3887 | 0 | 712.5311 | -0.029673 | 721.3887 | -0.0031632 | 729.3684 | -0.0036122 | 721.3887 | 0 | 721.3887 | 0.24813 | 721.1238 | 0.24675 | 721.3887 | 0 | 721.3887 | 0.57918 | 712.5311 | -0.011906 | 721.3887 | -0.0048367 | 721.1238 | 0.016707 | 717.7112 | 0.10471 | 721.116 | 0.67421 | 718.1913 | 16.2834
|  |  | 712.76 | -1.648e-05 | 712.76 | 0 | 721.6232 | 0 | 712.76 | 0.03882 | 721.6232 | 0.0031306 | 729.6015 | 0.0074442 | 721.6232 | 0.0053759 | 721.6232 | 0.24366 | 721.3586 | 0.24959 | 721.6232 | 0.0074398 | 721.6232 | 0.57471 | 712.76 | 0.016524 | 721.6232 | 0.013744 | 721.3586 | 0.053742 | 717.9428 | 0.12115 | 721.3518 | 0.65875 | 718.424 | 16.4513
|  |  | 712.989 | -0.00012347 | 712.99 | 0 | 721.8577 | 0 | 712.989 | -0.0063709 | 721.8577 | -0.0043912 | 729.8346 | -0.0046581 | 721.8577 | 0 | 721.8577 | 0.23497 | 721.5934 | 0.24081 | 721.8577 | 0 | 721.8577 | 0.57589 | 712.989 | -0.047908 | 721.8577 | -0.0040427 | 721.5934 | -0.0027692 | 718.1745 | 0.10077 | 721.5874 | 0.61699 | 718.6566 | 16.524
|  |  | 713.2179 | -0.0014176 | 713.22 | 0 | 722.0923 | 0.020198 | 713.2179 | -0.0045171 | 722.0923 | 0.0012152 | 730.0678 | 0.007692 | 722.0923 | 0.00092051 | 722.0923 | 0.2531 | 721.8282 | 0.24277 | 722.0923 | 0.0058809 | 722.0923 | 0.57811 | 713.2179 | 0.087262 | 722.0923 | 0.010416 | 721.8282 | 0.022939 | 718.4062 | 0.11224 | 721.8231 | 0.60615 | 718.8893 | 16.7329
|  |  | 713.4468 | 0.019818 | 713.45 | 0 | 722.3268 | 0 | 713.4468 | 0.0094819 | 722.3268 | -0.0044071 | 730.3008 | -0.0032902 | 722.3268 | 0 | 722.3268 | 0.23691 | 722.063 | 0.24118 | 722.3268 | 0 | 722.3268 | 0.57496 | 713.4468 | -0.047986 | 722.3268 | -0.0079433 | 722.063 | 0.016564 | 718.6379 | 0.093618 | 722.0589 | 0.56915 | 719.1219 | 16.736
|  |  | 713.6758 | 0.0044744 | 713.68 | 0 | 722.5614 | 0.024877 | 713.6758 | 0.050033 | 722.5614 | 0.0037739 | 730.534 | 0.0082163 | 722.5614 | 0.0037158 | 722.5614 | 0.24168 | 722.2978 | 0.24792 | 722.5614 | 0.0049473 | 722.5614 | 0.56127 | 713.6758 | 0.039944 | 722.5614 | 0.012241 | 722.2979 | 0.04049 | 718.8696 | 0.10696 | 722.2946 | 0.56149 | 719.3546 | 16.9394
|  |  | 713.9048 | -0.013933 | 713.9 | 0 | 722.796 | 0 | 713.9048 | -0.0033681 | 722.796 | -0.0050383 | 730.7671 | -0.0043462 | 722.796 | 0 | 722.796 | 0.22911 | 722.5327 | 0.22551 | 722.796 | 0 | 722.796 | 0.57177 | 713.9048 | -0.030104 | 722.796 | -0.010494 | 722.5327 | -0.0012908 | 719.1013 | 0.090944 | 722.5303 | 0.52435 | 719.5873 | 17.013
|  |  | 714.1337 | 0.0034497 | 714.13 | 0 | 723.0306 | 0.016167 | 714.1337 | 0.011036 | 723.0306 | 0.0020616 | 731.0002 | 0.008871 | 723.0306 | 0.0033761 | 723.0306 | 0.23155 | 722.7675 | 0.23634 | 723.0306 | 0.0052369 | 723.0306 | 0.56141 | 714.1337 | -0.015312 | 723.0306 | 0.016083 | 722.7675 | 0.030265 | 719.333 | 0.10607 | 722.7661 | 0.51854 | 719.8199 | 17.236
|  |  | 714.3627 | -0.0094159 | 714.36 | 0 | 723.2652 | 0 | 714.3627 | 0.015888 | 723.2652 | -0.0080968 | 731.2334 | -0.003859 | 723.2651 | 0 | 723.2652 | 0.23189 | 723.0024 | 0.22116 | 723.2652 | 0 | 723.2651 | 0.55606 | 714.3627 | -0.02806 | 723.2651 | -0.016537 | 723.0024 | 0.0017729 | 719.5647 | 0.083812 | 723.0019 | 0.48564 | 720.0527 | 17.3041
|  |  | 714.5917 | 0.00099514 | 714.59 | 0 | 723.4998 | 0.023797 | 714.5917 | 0.010884 | 723.4998 | 0.0044631 | 731.4666 | 0.0071885 | 723.4998 | 0.0021223 | 723.4998 | 0.24351 | 723.2373 | 0.23801 | 723.4998 | 0.0058435 | 723.4998 | 0.55237 | 714.5917 | 0.014594 | 723.4998 | 0.011411 | 723.2373 | 0.042331 | 719.7964 | 0.10187 | 723.2377 | 0.47744 | 720.2853 | 17.4957
|  |  | 714.8207 | 0.011464 | 714.82 | 0 | 723.7344 | 0 | 714.8207 | 0.028324 | 723.7344 | -0.0040194 | 731.6998 | -0.0032707 | 723.7344 | 0 | 723.7344 | 0.22489 | 723.4722 | 0.23042 | 723.7344 | 0 | 723.7344 | 0.55877 | 714.8207 | -0.011878 | 723.7344 | -0.0089283 | 723.4722 | 0.0015459 | 720.0282 | 0.079751 | 723.4734 | 0.44573 | 720.5181 | 17.5557
|  |  | 715.0497 | 0.022493 | 715.05 | 0 | 723.969 | 0 | 715.0497 | 0.0093619 | 723.969 | 0.0037165 | 731.9329 | 0.0074858 | 723.969 | 0.0038578 | 723.969 | 0.23388 | 723.707 | 0.23238 | 723.969 | 0.0046526 | 723.969 | 0.55285 | 715.0497 | 0.070366 | 723.969 | 0.016362 | 723.707 | 0.039018 | 720.2599 | 0.096215 | 723.7093 | 0.44018 | 720.7508 | 17.7341
|  |  | 715.2787 | -0.013332 | 715.28 | 0 | 724.2037 | 0 | 715.2787 | -0.015001 | 724.2037 | -0.0071725 | 732.1661 | -0.0041362 | 724.2037 | 0 | 724.2037 | 0.2302 | 723.9419 | 0.22759 | 724.2037 | 0 | 724.2037 | 0.54143 | 715.2787 | 0.031241 | 724.2037 | -0.0062474 | 723.9419 | -0.0062404 | 720.4917 | 0.074164 | 723.9451 | 0.41282 | 720.9835 | 17.8112
|  |  | 715.5078 | 0.0043762 | 715.51 | 0 | 724.4383 | 0.034352 | 715.5078 | 0.022414 | 724.4383 | 0.0039838 | 732.3994 | 0.0066782 | 724.4383 | 0.0033905 | 724.4383 | 0.23209 | 724.1769 | 0.22906 | 724.4383 | 0.0062895 | 724.4383 | 0.54845 | 715.5078 | 0.084605 | 724.4383 | 0.011223 | 724.1768 | 0.053005 | 720.7235 | 0.089215 | 724.1809 | 0.4078 | 721.2163 | 18.0134
|  |  | 715.7368 | -0.014321 | 715.74 | 0 | 724.673 | 0 | 715.7368 | -0.018589 | 724.673 | -0.006955 | 732.6326 | -0.0041946 | 724.673 | 0 | 724.673 | 0.22891 | 724.4118 | 0.21605 | 724.673 | 0 | 724.673 | 0.53763 | 715.7368 | -0.037671 | 724.673 | -0.012606 | 724.4118 | -0.0047944 | 720.9553 | 0.072139 | 724.4167 | 0.37833 | 721.449 | 18.0767
|  |  | 715.9659 | 0.0058376 | 715.97 | 0 | 724.9076 | 0.036574 | 715.9659 | 0.019035 | 724.9076 | 0.0030394 | 732.8658 | 0.0075582 | 724.9076 | 0.0024231 | 724.9076 | 0.22747 | 724.6467 | 0.23168 | 724.9076 | 0.0043966 | 724.9076 | 0.5362 | 715.9659 | 0.084713 | 724.9076 | 0.00856 | 724.6467 | 0.041595 | 721.1871 | 0.087896 | 724.6526 | 0.37622 | 721.6818 | 18.3063
|  |  | 716.1949 | 0.0091593 | 716.19 | 0 | 725.1423 | 0 | 716.1949 | -0.024792 | 725.1423 | -0.0075379 | 733.099 | -0.0029827 | 725.1423 | 0 | 725.1423 | 0.22563 | 724.8816 | 0.22312 | 725.1423 | 0 | 725.1423 | 0.52618 | 716.1949 | -0.0083699 | 725.1423 | -0.018218 | 724.8816 | -0.0068176 | 721.4189 | 0.070626 | 724.8884 | 0.35283 | 721.9146 | 18.3511
|  |  | 716.424 | 0.011997 | 716.42 | 0 | 725.377 | 0.023067 | 716.424 | -0.016058 | 725.377 | 0.0022695 | 733.3323 | 0.0081624 | 725.377 | 0.001579 | 725.377 | 0.22896 | 725.1166 | 0.22689 | 725.377 | 0.00092379 | 725.377 | 0.54128 | 716.424 | 0.020815 | 725.3769 | 0.016636 | 725.1166 | 0.039018 | 721.6507 | 0.084936 | 725.1243 | 0.35058 | 722.1474 | 18.5541
|  |  | 716.6531 | -0.015456 | 716.65 | 0 | 725.6117 | 0 | 716.6531 | -0.02941 | 725.6117 | -0.0065674 | 733.5655 | -0.0025042 | 725.6117 | 0 | 725.6117 | 0.21739 | 725.3515 | 0.21413 | 725.6117 | 0 | 725.6117 | 0.52036 | 716.6531 | 0.030719 | 725.6117 | -0.0071898 | 725.3515 | 0.0057753 | 721.8825 | 0.06454 | 725.3602 | 0.32455 | 722.3802 | 18.6069
|  |  | 716.8821 | 0.014708 | 716.88 | 0 | 725.8464 | 0.0090195 | 716.8821 | 0.0054418 | 725.8464 | 0.00076392 | 733.7988 | 0.0070804 | 725.8464 | 0.0010218 | 725.8464 | 0.22221 | 725.5865 | 0.22371 | 725.8464 | 0 | 725.8464 | 0.52661 | 716.8821 | 0.019847 | 725.8464 | 0.011135 | 725.5865 | 0.016496 | 722.1143 | 0.079958 | 725.596 | 0.32402 | 722.613 | 18.7754
|  |  | 717.1113 | -0.0056865 | 717.11 | 0 | 726.0811 | 0 | 717.1113 | -0.006495 | 726.0811 | -0.0062099 | 734.032 | -0.0036232 | 726.0811 | 0 | 726.0811 | 0.22136 | 725.8215 | 0.21137 | 726.0811 | 0 | 726.0811 | 0.53083 | 717.1113 | -0.024104 | 726.0811 | -0.012213 | 725.8215 | -0.012122 | 722.3462 | 0.058907 | 725.8319 | 0.30195 | 722.8458 | 18.7929
|  |  | 717.3403 | 0.016844 | 717.34 | 0 | 726.3158 | 0.017922 | 717.3403 | 0.020675 | 726.3158 | 0.0030167 | 734.2653 | 0.0059554 | 726.3158 | 0.0052195 | 726.3158 | 0.22598 | 726.0564 | 0.21503 | 726.3158 | 0.0048257 | 726.3158 | 0.5225 | 717.3403 | 0.075544 | 726.3158 | 0.019017 | 726.0565 | 0.032839 | 722.578 | 0.08018 | 726.0678 | 0.30235 | 723.0786 | 18.9419
|  |  | 717.5695 | -0.013304 | 717.57 | 0 | 726.5505 | 0 | 717.5695 | 0.022411 | 726.5505 | -0.0047252 | 734.4986 | -0.0038342 | 726.5505 | 0 | 726.5505 | 0.20398 | 726.2914 | 0.20552 | 726.5505 | 0 | 726.5505 | 0.52072 | 717.5695 | 0.023827 | 726.5505 | -0.011467 | 726.2914 | -0.0021254 | 722.8099 | 0.055347 | 726.3038 | 0.27856 | 723.3115 | 18.9966
|  |  | 717.7986 | 0.0018148 | 717.8 | 0 | 726.7853 | 0.039743 | 717.7986 | -0.0015465 | 726.7853 | 0.0025935 | 734.7319 | 0.0094121 | 726.7853 | 0.0034361 | 726.7853 | 0.21724 | 726.5264 | 0.21597 | 726.7853 | 0.0025859 | 726.7853 | 0.5192 | 717.7986 | 0.08958 | 726.7853 | 0.014696 | 726.5264 | 0.041595 | 723.0417 | 0.074892 | 726.5397 | 0.27777 | 723.5443 | 19.1489
|  |  | 718.0277 | -0.00039432 | 718.03 | 0 | 727.02 | 0 | 718.0277 | -0.018228 | 727.02 | -0.0041567 | 734.9652 | -0.0041391 | 727.02 | 0 | 727.02 | 0.20706 | 726.7615 | 0.20454 | 727.02 | 0 | 727.02 | 0.52109 | 718.0277 | -0.040789 | 727.02 | -0.013777 | 726.7614 | 0.0043807 | 723.2736 | 0.055928 | 726.7756 | 0.2594 | 723.7771 | 19.1462
|  |  | 718.2568 | 0.0043997 | 718.26 | 0 | 727.2548 | 0.026877 | 718.2568 | 0.021151 | 727.2548 | 0.0035492 | 735.1985 | 0.0059619 | 727.2548 | 0.0019737 | 727.2548 | 0.21734 | 726.9965 | 0.20946 | 727.2548 | 0.0022444 | 727.2548 | 0.51828 | 718.2568 | 0.022621 | 727.2548 | 0.012396 | 726.9965 | 0.03606 | 723.5055 | 0.070499 | 727.0115 | 0.26099 | 724.01 | 19.2738
|  |  | 718.486 | -0.012575 | 718.49 | 0 | 727.4896 | 0 | 718.486 | -0.010119 | 727.4896 | -0.0078462 | 735.4319 | -0.0035935 | 727.4896 | 0 | 727.4896 | 0.20949 | 727.2315 | 0.20553 | 727.4896 | 0 | 727.4896 | 0.5086 | 718.486 | -0.0084512 | 727.4896 | -0.013439 | 727.2315 | 0.0040126 | 723.7374 | 0.052133 | 727.2475 | 0.23905 | 724.2429 | 19.3064
|  |  | 718.7151 | 0.0037233 | 718.72 | 0 | 727.7244 | 0.01906 | 718.7151 | 0.013516 | 727.7244 | -0.00035255 | 735.6652 | 0.0065227 | 727.7244 | 0 | 727.7243 | 0.21506 | 727.4665 | 0.21358 | 727.7244 | 0.0038092 | 727.7244 | 0.50653 | 718.7151 | 0.096221 | 727.7244 | 0.010145 | 727.4665 | 0.040122 | 723.9693 | 0.071164 | 727.4835 | 0.24354 | 724.4758 | 19.472
|  |  | 718.9443 | 0.0056311 | 718.94 | 0 | 727.9591 | 0 | 718.9443 | -0.005945 | 727.9591 | -0.001863 | 735.8986 | -0.0041612 | 727.9592 | 0 | 727.9591 | 0.2079 | 727.7016 | 0.20111 | 727.9591 | 0 | 727.9592 | 0.50186 | 718.9443 | 0.011817 | 727.9592 | -0.011348 | 727.7016 | -0.00015535 | 724.2012 | 0.048056 | 727.7194 | 0.22544 | 724.7086 | 19.505
|  |  | 719.1735 | 0.0036821 | 719.17 | 0 | 728.1939 | 0.018236 | 719.1735 | 0.020307 | 728.1939 | 0.0017949 | 736.1319 | 0.006293 | 728.194 | 0.0016929 | 728.1939 | 0.21247 | 727.9366 | 0.20168 | 728.1939 | 0.0064723 | 728.194 | 0.51591 | 719.1735 | 0.070384 | 728.194 | 0.010163 | 727.9366 | 0.028251 | 724.4332 | 0.065138 | 727.9554 | 0.22782 | 724.9415 | 19.6707
|  |  | 719.4026 | -0.015003 | 719.4 | 0 | 728.4288 | 0 | 719.4026 | -0.021098 | 728.4288 | -0.0056556 | 736.3653 | -0.00308 | 728.4288 | 0 | 728.4288 | 0.20155 | 728.1717 | 0.1981 | 728.4288 | 0 | 728.4288 | 0.51292 | 719.4026 | 0.0016439 | 728.4288 | -0.0088774 | 728.1717 | -0.0067105 | 724.6651 | 0.046539 | 728.1914 | 0.20681 | 725.1744 | 19.6398
|  |  | 719.6318 | 0.0098049 | 719.63 | 0 | 728.6636 | 0.035674 | 719.6318 | 0.017168 | 728.6636 | 0.0017256 | 736.5987 | 0.0076613 | 728.6636 | 0.0026329 | 728.6636 | 0.21108 | 728.4068 | 0.20339 | 728.6636 | 0.0032758 | 728.6636 | 0.50839 | 719.6318 | -0.0048276 | 728.6636 | 0.012789 | 728.4068 | 0.023182 | 724.897 | 0.061419 | 728.4274 | 0.20919 | 725.4073 | 19.7977
|  |  | 719.861 | -0.0060982 | 719.86 | 0 | 728.8984 | 0 | 719.861 | 0.013676 | 728.8984 | -0.0075358 | 736.832 | -0.0038481 | 728.8984 | 0 | 728.8984 | 0.20463 | 728.6419 | 0.19879 | 728.8984 | 0 | 728.8984 | 0.4987 | 719.861 | -0.0099502 | 728.8984 | -0.011321 | 728.6419 | 0.016036 | 725.129 | 0.041576 | 728.6635 | 0.19293 | 725.6403 | 19.8338
|  |  | 720.0902 | 0.013145 | 720.09 | 0 | 729.1332 | 0.013676 | 720.0902 | 0.001052 | 729.1332 | 0.0017899 | 737.0654 | 0.0062494 | 729.1332 | 0.0013179 | 729.1332 | 0.20731 | 728.877 | 0.20493 | 729.1332 | 0.0048143 | 729.1332 | 0.49271 | 720.0902 | 0.11107 | 729.1332 | 0.015096 | 728.877 | 0.029762 | 725.361 | 0.062136 | 728.8995 | 0.19492 | 725.8732 | 19.9704
|  |  | 720.3194 | 0.0019507 | 720.32 | 0 | 729.3681 | 0 | 720.3194 | 0.0049996 | 729.3681 | -0.0042443 | 737.2988 | -0.00359 | 729.3681 | 0 | 729.3681 | 0.19877 | 729.1121 | 0.19904 | 729.3681 | 0 | 729.3681 | 0.4836 | 720.3194 | -0.09258 | 729.3681 | -0.013792 | 729.1121 | -0.0082927 | 725.593 | 0.041711 | 729.1355 | 0.17628 | 726.1061 | 19.9585
|  |  | 720.5486 | 0.031136 | 720.55 | 0 | 729.6029 | 0.013952 | 720.5486 | 0.00041244 | 729.6029 | 0.0029423 | 737.5323 | 0.0078271 | 729.603 | 0.0051103 | 729.6029 | 0.20979 | 729.3472 | 0.20012 | 729.6029 | 0.004295 | 729.603 | 0.49556 | 720.5486 | 0.057668 | 729.603 | 0.015014 | 729.3472 | 0.032457 | 725.8249 | 0.058272 | 729.3716 | 0.18249 | 726.3391 | 20.0868
|  |  | 720.7779 | -0.013248 | 720.78 | 0 | 729.8378 | 0 | 720.7779 | -0.0035405 | 729.8378 | -0.0043425 | 737.7657 | -0.0030594 | 729.8378 | 0 | 729.8378 | 0.20214 | 729.5823 | 0.19483 | 729.8378 | 0 | 729.8378 | 0.48606 | 720.7779 | 0.022651 | 729.8378 | -0.012688 | 729.5823 | 0.0026691 | 726.0569 | 0.039616 | 729.6076 | 0.16756 | 726.5721 | 20.1265
|  |  | 721.0071 | 0.0028052 | 721.01 | 0 | 730.0727 | 0.025546 | 721.0071 | 0.032272 | 730.0727 | 0.0036771 | 737.9991 | 0.0086364 | 730.0727 | 0.0023944 | 730.0727 | 0.21302 | 729.8174 | 0.20014 | 730.0727 | 0.0026309 | 730.0727 | 0.48394 | 721.0071 | 0.067749 | 730.0727 | 0.014611 | 729.8174 | 0.029267 | 726.2889 | 0.056203 | 729.8437 | 0.17166 | 726.8051 | 20.2179
|  |  | 721.2363 | 0.0065799 | 721.24 | 0 | 730.3076 | 0 | 721.2363 | -0.01763 | 730.3076 | -0.0073677 | 738.2325 | -0.0035695 | 730.3076 | 0 | 730.3076 | 0.19598 | 730.0526 | 0.18653 | 730.3076 | 0 | 730.3076 | 0.48506 | 721.2363 | -0.070902 | 730.3076 | -0.01722 | 730.0526 | -0.0078966 | 726.5209 | 0.039335 | 730.0798 | 0.15382 | 727.038 | 20.177
|  |  | 721.4656 | 0.00057199 | 721.47 | 0 | 730.5425 | 0.015834 | 721.4656 | 0.011182 | 730.5425 | 0.0021866 | 738.466 | 0.0082588 | 730.5425 | 0.0010311 | 730.5425 | 0.2008 | 730.2877 | 0.19639 | 730.5425 | 0.0049088 | 730.5425 | 0.47908 | 721.4656 | 0.050149 | 730.5425 | 0.0047404 | 730.2877 | 0.032784 | 726.7529 | 0.052646 | 730.3159 | 0.15791 | 727.2711 | 20.2696
|  |  | 721.6948 | -0.025205 | 721.69 | 0 | 730.7774 | 0 | 721.6948 | -0.035132 | 730.7774 | -0.0054148 | 738.6995 | -0.0034897 | 730.7774 | 0 | 730.7774 | 0.18123 | 730.5229 | 0.18264 | 730.7774 | 0 | 730.7774 | 0.47701 | 721.6948 | -0.037533 | 730.7774 | -0.007722 | 730.5229 | -0.0021278 | 726.985 | 0.035277 | 730.5519 | 0.14496 | 727.504 | 20.2306
|  |  | 721.9241 | 0.013586 | 721.92 | 0 | 731.0123 | 0.031603 | 721.9241 | -0.00086476 | 731.0123 | 0.0028377 | 738.933 | 0.0079571 | 731.0123 | 0.0025891 | 731.0123 | 0.19653 | 730.758 | 0.19541 | 731.0123 | 0.004867 | 731.0123 | 0.4779 | 721.9241 | 0.11134 | 731.0123 | 0.015385 | 730.758 | 0.024955 | 727.217 | 0.054107 | 730.7881 | 0.14959 | 727.7371 | 20.36
|  |  | 722.1534 | -0.006732 | 722.15 | 0 | 731.2472 | 0 | 722.1534 | 0.026503 | 731.2472 | -0.005417 | 739.1664 | -0.0033708 | 731.2473 | 0 | 731.2472 | 0.19206 | 730.9932 | 0.17768 | 731.2472 | 0 | 731.2473 | 0.47363 | 722.1534 | -0.052179 | 731.2473 | -0.01414 | 730.9932 | -0.017004 | 727.449 | 0.03481 | 731.0242 | 0.13386 | 727.9701 | 20.2925
|  |  | 722.3827 | 0.0067685 | 722.38 | 0 | 731.4822 | 0.013626 | 722.3827 | -0.030749 | 731.4822 | 0.0023015 | 739.3999 | 0.0068453 | 731.4822 | 0.0025219 | 731.4822 | 0.19648 | 731.2284 | 0.19251 | 731.4822 | 0.00515 | 731.4822 | 0.47832 | 722.3827 | -0.017055 | 731.4822 | 0.014224 | 731.2284 | 0.023663 | 727.6812 | 0.053435 | 731.2603 | 0.13928 | 728.2031 | 20.3392
|  |  | 722.612 | 0.0033925 | 722.61 | 0 | 731.7171 | 0 | 722.612 | -0.024157 | 731.7171 | -0.0029984 | 739.6334 | -0.0022216 | 731.7171 | 0 | 731.7171 | 0.17974 | 731.4636 | 0.17543 | 731.7171 | 0 | 731.7171 | 0.45947 | 722.612 | 0.00076634 | 731.7171 | -0.012529 | 731.4636 | -0.0025901 | 727.9132 | 0.032046 | 731.4965 | 0.12633 | 728.4362 | 20.2841
|  |  | 722.8413 | 0.0055794 | 722.84 | 0 | 731.9521 | 0.026953 | 722.8413 | 0.0092234 | 731.9521 | 0.0010544 | 739.8669 | 0.0069942 | 731.9521 | 0.0019096 | 731.9521 | 0.19097 | 731.6988 | 0.18561 | 731.9521 | 0.0027662 | 731.9521 | 0.46634 | 722.8413 | 0.014825 | 731.9521 | 0.00862 | 731.6988 | 0.030318 | 728.1453 | 0.049152 | 731.7326 | 0.13069 | 728.6692 | 20.3413
|  |  | 723.0706 | -0.017144 | 723.07 | 0 | 732.187 | 0 | 723.0706 | -0.0030531 | 732.187 | -0.0052845 | 740.1005 | -0.0036284 | 732.187 | 0 | 732.187 | 0.18814 | 731.934 | 0.18163 | 732.187 | 0 | 732.187 | 0.46806 | 723.0706 | 0.016287 | 732.187 | -0.013948 | 731.934 | 0.0073932 | 728.3774 | 0.030373 | 731.9688 | 0.11695 | 728.9023 | 20.2292
|  |  | 723.2999 | 0.021562 | 723.3 | 0 | 732.422 | 0.016706 | 723.2999 | 0.014124 | 732.422 | 0.0048436 | 740.334 | 0.0071375 | 732.422 | 0.0038653 | 732.422 | 0.19295 | 732.1692 | 0.18267 | 732.422 | 0.0057619 | 732.422 | 0.4661 | 723.2999 | 0.036147 | 732.422 | 0.015883 | 732.1692 | 0.033661 | 728.6094 | 0.046802 | 732.205 | 0.12263 | 729.1354 | 20.2338
|  |  | 723.5292 | 0.0090462 | 723.53 | 0 | 732.657 | 0 | 723.5292 | 0.0029746 | 732.657 | -0.007229 | 740.5675 | -0.0030402 | 732.657 | 0 | 732.657 | 0.19112 | 732.4045 | 0.1705 | 732.657 | 0 | 732.657 | 0.45462 | 723.5292 | -0.055323 | 732.657 | -0.010163 | 732.4045 | -0.0014496 | 728.8416 | 0.027832 | 732.4411 | 0.10995 | 729.3684 | 20.1042
|  |  | 723.7586 | -0.00031854 | 723.76 | 0 | 732.892 | 0.016955 | 723.7586 | 0.0071631 | 732.892 | -0.0018777 | 740.8011 | 0.0056413 | 732.892 | 0.0016963 | 732.892 | 0.18461 | 732.6397 | 0.18108 | 732.892 | 0 | 732.892 | 0.45501 | 723.7586 | 0.076326 | 732.892 | 0.011158 | 732.6397 | 0.032857 | 729.0737 | 0.04793 | 732.6773 | 0.11536 | 729.6015 | 20.1309
|  |  | 723.9879 | -0.016685 | 723.99 | 0 | 733.127 | 0 | 723.9879 | 0.0085078 | 733.127 | -0.0052406 | 741.0346 | -0.0032434 | 733.127 | 0 | 733.127 | 0.1787 | 732.8749 | 0.17016 | 733.127 | 0 | 733.127 | 0.44589 | 723.9879 | -0.0018929 | 733.1269 | -0.01167 | 732.875 | -0.016145 | 729.3058 | 0.026085 | 732.9135 | 0.10109 | 729.8346 | 20.0025
|  |  | 724.2173 | 0.016272 | 724.22 | 0 | 733.362 | 0.022554 | 724.2173 | 0.032189 | 733.362 | -0.00067801 | 741.2682 | 0.0067324 | 733.362 | 0.00077736 | 733.362 | 0.17994 | 733.1102 | 0.18087 | 733.362 | 0.002112 | 733.362 | 0.44823 | 724.2173 | 0.056508 | 733.362 | 0.012485 | 733.1102 | 0.018915 | 729.538 | 0.045793 | 733.1497 | 0.1081 | 730.0677 | 20.0051
|  |  | 724.4467 | -0.012125 | 724.45 | 0 | 733.597 | 0 | 724.4467 | 0.035663 | 733.597 | 0.00038102 | 741.5018 | -0.0031124 | 733.597 | 0 | 733.597 | 0.18307 | 733.3455 | 0.17677 | 733.597 | 0 | 733.597 | 0.44491 | 724.4467 | -0.012159 | 733.597 | -0.0077474 | 733.3455 | 0.012012 | 729.7701 | 0.027249 | 733.3859 | 0.096334 | 730.3008 | 19.8317
|  |  | 724.676 | 0.019647 | 724.68 | 0 | 733.832 | 0.027222 | 724.676 | 0.027897 | 733.832 | 0.00023932 | 741.7354 | 0.0071997 | 733.832 | 0.0017857 | 733.832 | 0.18387 | 733.5808 | 0.17701 | 733.832 | 0.0040344 | 733.832 | 0.45355 | 724.676 | -0.0049936 | 733.832 | 0.013977 | 733.5807 | 0.026968 | 730.0023 | 0.043982 | 733.6222 | 0.10188 | 730.534 | 19.8398
|  |  | 724.9054 | -0.024102 | 724.91 | 0 | 734.0671 | 0 | 724.9054 | -0.021873 | 734.0671 | -0.00321 | 741.9689 | -0.0038436 | 734.0671 | 0 | 734.0671 | 0.17666 | 733.816 | 0.16732 | 734.0671 | 0 | 734.0671 | 0.43224 | 724.9054 | -0.046666 | 734.0671 | -0.0119 | 733.816 | -0.0063181 | 730.2344 | 0.026705 | 733.8584 | 0.087348 | 730.7671 | 19.671
|  |  | 725.1348 | 0.0062075 | 725.13 | 0 | 734.3021 | 0.0039916 | 725.1348 | 0.005997 | 734.3021 | 0.0017024 | 742.2026 | 0.0070944 | 734.3021 | 0.0023493 | 734.3021 | 0.18978 | 734.0513 | 0.17896 | 734.3021 | 0.0049378 | 734.3021 | 0.44471 | 725.1348 | -0.047388 | 734.3021 | 0.0095849 | 734.0513 | 0.03865 | 730.4666 | 0.04462 | 734.0947 | 0.095013 | 731.0002 | 19.6228
|  |  | 725.3641 | -0.014108 | 725.36 | 0 | 734.5372 | 0 | 725.3641 | -0.016411 | 734.5372 | -0.0046333 | 742.4362 | -0.0040031 | 734.5372 | 0 | 734.5372 | 0.17835 | 734.2866 | 0.16644 | 734.5372 | 0 | 734.5372 | 0.43554 | 725.3641 | -0.076896 | 734.5372 | -0.010975 | 734.2866 | -0.012574 | 730.6988 | 0.026234 | 734.3309 | 0.083648 | 731.2334 | 19.4172
|  |  | 725.5936 | 0.0001283 | 725.59 | 0 | 734.7723 | 0.022079 | 725.5936 | 0.035961 | 734.7723 | 0.0037125 | 742.6698 | 0.0067485 | 734.7723 | 0.0034635 | 734.7723 | 0.18208 | 734.5219 | 0.17573 | 734.7723 | 0.0031887 | 734.7723 | 0.44488 | 725.5936 | 0.087801 | 734.7723 | 0.010983 | 734.5219 | 0.031254 | 730.931 | 0.043699 | 734.5672 | 0.09052 | 731.4666 | 19.3769
|  |  | 725.823 | 0.01917 | 725.82 | -0.22642 | 735.0073 | 0 | 725.823 | -0.01331 | 735.0073 | -0.0054286 | 742.9034 | -0.0049833 | 735.0073 | 0 | 735.0073 | 0.17438 | 734.7573 | 0.1639 | 735.0073 | 0 | 735.0073 | 0.42614 | 725.823 | -0.021125 | 735.0073 | -0.012248 | 734.7573 | -0.0026244 | 731.1631 | 0.022418 | 734.8035 | 0.077966 | 731.6998 | 19.1472
|  |  | 726.0524 | 0.012727 | 726.05 | 0 | 735.2424 | 0.015048 | 726.0524 | 0.018598 | 735.2424 | 0.001953 | 743.1371 | 0.0061689 | 735.2424 | 0.0018729 | 735.2424 | 0.17537 | 734.9926 | 0.17115 | 735.2424 | 0.0028975 | 735.2424 | 0.43773 | 726.0524 | 0.093853 | 735.2424 | 0.0085977 | 734.9926 | 0.03449 | 731.3954 | 0.042183 | 735.0398 | 0.083913 | 731.9329 | 19.0816
|  |  | 726.2819 | -0.023192 | 726.28 | 0 | 735.4775 | 0 | 726.2819 | -0.034731 | 735.4775 | -0.0048418 | 743.3707 | -0.0032838 | 735.4775 | 0 | 735.4775 | 0.17413 | 735.2279 | 0.16589 | 735.4775 | 0 | 735.4775 | 0.43479 | 726.2819 | -0.038221 | 735.4775 | -0.014401 | 735.2279 | -0.011346 | 731.6276 | 0.022074 | 735.2761 | 0.072944 | 732.1661 | 18.8189
|  |  | 726.5113 | 0.018768 | 726.51 | 0 | 735.7126 | 0.0066587 | 726.5113 | 0.018439 | 735.7126 | 0.0018509 | 743.6044 | 0.0086705 | 735.7126 | 0.001861 | 735.7126 | 0.17165 | 735.4633 | 0.16773 | 735.7126 | 0.0027428 | 735.7126 | 0.44168 | 726.5113 | 0.035314 | 735.7127 | 0.0096063 | 735.4633 | 0.01389 | 731.8598 | 0.040934 | 735.5124 | 0.079684 | 732.3994 | 18.7512
|  |  | 726.7407 | 0.01511 | 726.74 | 0 | 735.9477 | 0 | 726.7407 | 0.013859 | 735.9477 | -0.0043285 | 743.8381 | -0.0037107 | 735.9478 | 0 | 735.9478 | 0.17214 | 735.6987 | 0.16573 | 735.9477 | 0 | 735.9478 | 0.42139 | 726.7407 | -0.0051214 | 735.9478 | -0.01084 | 735.6987 | -0.012001 | 732.092 | 0.020146 | 735.7487 | 0.066866 | 732.6326 | 18.5334
|  |  | 726.9701 | 0.0028849 | 726.97 | 0 | 736.1829 | 0.026635 | 726.9702 | 0.01485 | 736.1829 | 0.0018774 | 744.0717 | 0.0077935 | 736.1829 | 0.0016882 | 736.1829 | 0.17244 | 735.934 | 0.16805 | 736.1829 | 0.0067893 | 736.1829 | 0.42017 | 726.9702 | 0.040219 | 736.1829 | 0.012032 | 735.934 | 0.036809 | 732.3243 | 0.037848 | 735.9851 | 0.074662 | 732.8658 | 18.38
|  |  | 727.1997 | 0.0046515 | 727.2 | 0 | 736.418 | 0 | 727.1996 | -0.020089 | 736.418 | -0.0029565 | 744.3054 | -0.004354 | 736.418 | 0 | 736.418 | 0.16852 | 736.1694 | 0.15864 | 736.418 | 0 | 736.418 | 0.4196 | 727.1996 | -0.020997 | 736.418 | -0.012627 | 736.1694 | 0.0022655 | 732.5566 | 0.020816 | 736.2214 | 0.063034 | 733.099 | 18.1084
|  |  | 727.4291 | 0.012425 | 727.43 | 0 | 736.6532 | 0.0022705 | 727.4291 | 0.0050026 | 736.6532 | -0.0004085 | 744.5391 | 0.0072795 | 736.6531 | 0.0022392 | 736.6532 | 0.17512 | 736.4048 | 0.15775 | 736.6532 | 0.002785 | 736.6531 | 0.42476 | 727.4291 | 0.0018513 | 736.6531 | 0.0088536 | 736.4048 | 0.025809 | 732.7888 | 0.036772 | 736.4578 | 0.070566 | 733.3323 | 18.0038
|  |  | 727.6586 | -0.0032325 | 727.66 | 0 | 736.8883 | 0 | 727.6586 | -0.013588 | 736.8883 | -0.006394 | 744.7728 | -0.0042688 | 736.8883 | 0 | 736.8883 | 0.16594 | 736.6402 | 0.15395 | 736.8883 | 0 | 736.8883 | 0.40985 | 727.6586 | -0.0065511 | 736.8883 | -0.016449 | 736.6402 | -0.012457 | 733.0211 | 0.020925 | 736.6941 | 0.05788 | 733.5655 | 17.7572
|  |  | 727.8881 | 0.0098314 | 727.89 | 0 | 737.1235 | 0.013903 | 727.8881 | -0.0098559 | 737.1235 | -0.0013722 | 745.0065 | 0.0068634 | 737.1235 | 0.001715 | 737.1235 | 0.17418 | 736.8756 | 0.15439 | 737.1235 | 0.005699 | 737.1235 | 0.41645 | 727.8881 | 0.11152 | 737.1235 | 0.0091925 | 736.8756 | 0.016685 | 733.2534 | 0.035364 | 736.9305 | 0.066337 | 733.7988 | 17.6031
|  |  | 728.1176 | -0.0025772 | 728.12 | 0 | 737.3586 | 0 | 728.1176 | -0.043556 | 737.3586 | -0.0058297 | 745.2403 | -0.0049199 | 737.3586 | 0 | 737.3587 | 0.16375 | 737.111 | 0.15556 | 737.3586 | 0 | 737.3586 | 0.39935 | 728.1176 | -0.0075562 | 737.3586 | -0.011603 | 737.111 | -0.025781 | 733.4857 | 0.020632 | 737.1669 | 0.055501 | 734.032 | 17.3598
|  |  | 728.347 | 0.012178 | 728.35 | 0 | 737.5938 | 0 | 728.347 | 0.035136 | 737.5938 | 0.0029398 | 745.474 | 0.0083186 | 737.5938 | 0.0039867 | 737.5938 | 0.1707 | 737.3464 | 0.15388 | 737.5938 | 0.0049843 | 737.5938 | 0.41464 | 728.347 | 0.0176 | 737.5938 | 0.012046 | 737.3464 | 0.02735 | 733.718 | 0.036111 | 737.4033 | 0.062373 | 734.2653 | 17.2532
|  |  | 728.5766 | -0.030394 | 728.58 | 0 | 737.829 | 0 | 728.5766 | 0.024515 | 737.829 | -0.0063989 | 745.7078 | -0.0043676 | 737.829 | 0 | 737.829 | 0.16415 | 737.5818 | 0.14933 | 737.829 | 0 | 737.829 | 0.39759 | 728.5766 | 0.05045 | 737.829 | -0.017639 | 737.5819 | -0.0051091 | 733.9503 | 0.019329 | 737.6396 | 0.052065 | 734.4986 | 16.9581
|  |  | 728.8061 | 0.018695 | 728.81 | 0 | 738.0642 | 0.021077 | 728.8061 | 0.002645 | 738.0642 | 0.00053749 | 745.9415 | 0.0062354 | 738.0642 | 0.0014183 | 738.0642 | 0.16718 | 737.8173 | 0.16001 | 738.0642 | 0.0017715 | 738.0642 | 0.4015 | 728.8061 | 0.011557 | 738.0642 | 0.011232 | 737.8173 | 0.025175 | 734.1827 | 0.037394 | 737.8761 | 0.058937 | 734.7319 | 16.817
|  |  | 729.0356 | -0.024616 | 729.04 | 0 | 738.2994 | 0 | 729.0356 | -0.023079 | 738.2994 | -0.0063475 | 746.1753 | -0.003477 | 738.2994 | 0 | 738.2994 | 0.15705 | 738.0527 | 0.14788 | 738.2994 | 0 | 738.2994 | 0.39272 | 729.0356 | -0.071231 | 738.2994 | -0.0086364 | 738.0527 | -0.0031991 | 734.415 | 0.014666 | 738.1126 | 0.048365 | 734.9652 | 16.5237
|  |  | 729.2652 | 0.02132 | 729.27 | 0 | 738.5347 | 0.010708 | 729.2652 | 0.0013216 | 738.5347 | 0.0028598 | 746.4091 | 0.0077625 | 738.5347 | 0.0021649 | 738.5347 | 0.16658 | 738.2882 | 0.15314 | 738.5347 | 0.0022335 | 738.5347 | 0.40027 | 729.2652 | 0.03388 | 738.5347 | 0.011291 | 738.2882 | 0.02753 | 734.6473 | 0.034335 | 738.3489 | 0.056294 | 735.1985 | 16.336
|  |  | 729.4947 | 0.0040992 | 729.49 | 0 | 738.7699 | 0 | 729.4947 | 0.0058839 | 738.7699 | -0.0060704 | 746.6428 | -0.0020088 | 738.7699 | 0 | 738.7699 | 0.15332 | 738.5237 | 0.15635 | 738.7699 | 0 | 738.7699 | 0.38813 | 729.4947 | -0.031761 | 738.7699 | -0.013238 | 738.5237 | -0.0025632 | 734.8797 | 0.015579 | 738.5854 | 0.045062 | 735.4319 | 16.0779
|  |  | 729.7242 | 0.0023104 | 729.72 | 0 | 739.0051 | 0.035925 | 729.7242 | 0.016832 | 739.0051 | 0.0047578 | 746.8767 | 0.0082794 | 739.0051 | 0.006012 | 739.0051 | 0.16584 | 738.7591 | 0.15385 | 739.0051 | 0.0061294 | 739.0051 | 0.39493 | 729.7242 | 0.026174 | 739.0051 | 0.011044 | 738.7591 | 0.024596 | 735.1121 | 0.034278 | 738.8218 | 0.05233 | 735.6652 | 15.8822
|  |  | 729.9539 | -0.027429 | 729.95 | 0 | 739.2404 | 0 | 729.9539 | 0.0072239 | 739.2404 | -0.0056563 | 747.1104 | -0.0037026 | 739.2404 | 0 | 739.2404 | 0.15888 | 738.9946 | 0.14097 | 739.2404 | 0 | 739.2404 | 0.39295 | 729.9539 | -0.0019053 | 739.2404 | -0.011458 | 738.9946 | -0.021022 | 735.3444 | 0.014062 | 739.0584 | 0.042815 | 735.8986 | 15.5993
|  |  | 730.1834 | -0.0085579 | 730.18 | 0 | 739.4756 | 0.021194 | 730.1834 | 0.0045779 | 739.4756 | 0.0034209 | 747.3442 | 0.0077835 | 739.4756 | 0.0025672 | 739.4756 | 0.16181 | 739.2301 | 0.15434 | 739.4756 | 0.0053327 | 739.4756 | 0.38281 | 730.1834 | 0.051743 | 739.4756 | 0.006929 | 739.2301 | 0.041963 | 735.5768 | 0.035091 | 739.2948 | 0.049687 | 736.1319 | 15.4184
|  |  | 730.413 | -0.005742 | 730.41 | 0 | 739.7109 | 0 | 730.413 | -0.020655 | 739.7109 | -0.0021307 | 747.5781 | -0.0044065 | 739.7109 | 0 | 739.7109 | 0.15014 | 739.4656 | 0.13794 | 739.7109 | 0 | 739.7109 | 0.38006 | 730.413 | -0.03246 | 739.7109 | -0.010001 | 739.4656 | -0.012746 | 735.8092 | 0.014083 | 739.5313 | 0.039247 | 736.3653 | 15.101
|  |  | 730.6426 | 0.013632 | 730.64 | 0 | 739.9462 | 0.019443 | 730.6426 | -0.0021086 | 739.9462 | 0.0010453 | 747.8119 | 0.0092561 | 739.9462 | 0.0034367 | 739.9462 | 0.15506 | 739.7011 | 0.14863 | 739.9462 | 0.0042158 | 739.9462 | 0.38384 | 730.6426 | 0.042666 | 739.9462 | 0.016608 | 739.7011 | 0.024822 | 736.0416 | 0.03426 | 739.7678 | 0.047044 | 736.5987 | 14.9021
|  |  | 730.8722 | -0.022765 | 730.87 | 0 | 740.1815 | 0 | 730.8722 | -0.012217 | 740.1815 | -0.0063112 | 748.0458 | -0.0046673 | 740.1815 | 0 | 740.1815 | 0.1487 | 739.9367 | 0.13812 | 740.1815 | 0 | 740.1815 | 0.38003 | 730.8722 | -0.039223 | 740.1815 | -0.011181 | 739.9367 | -0.01324 | 736.274 | 0.014022 | 740.0043 | 0.036604 | 736.832 | 14.5363
|  |  | 731.1018 | 0.019131 | 731.1 | 0 | 740.4168 | 0.0015505 | 731.1017 | 0.023833 | 740.4168 | 0.00045123 | 748.2796 | 0.0076503 | 740.4168 | 0.0013947 | 740.4168 | 0.15168 | 740.1722 | 0.14179 | 740.4168 | 0.00075241 | 740.4168 | 0.38084 | 731.1017 | 0.031021 | 740.4168 | 0.0037786 | 740.1722 | 0.013697 | 736.5065 | 0.034748 | 740.2408 | 0.045062 | 737.0654 | 14.3605
|  |  | 731.3314 | -0.0062071 | 731.33 | 0 | 740.6521 | 0 | 731.3314 | -0.0049847 | 740.6521 | -0.0040594 | 748.5134 | -0.0034429 | 740.6521 | 0 | 740.6521 | 0.1493 | 740.4077 | 0.14239 | 740.6521 | 0 | 740.6521 | 0.36826 | 731.3314 | -0.046883 | 740.6521 | -0.014092 | 740.4077 | -0.020405 | 736.7389 | 0.013389 | 740.4774 | 0.034226 | 737.2988 | 14.041
|  |  | 731.561 | 0.0085713 | 731.56 | 0 | 740.8874 | 0.027903 | 731.561 | 0.034032 | 740.8874 | 0.0017791 | 748.7473 | 0.0073214 | 740.8874 | 0.0047291 | 740.8874 | 0.14781 | 740.6433 | 0.14686 | 740.8874 | 0.0074479 | 740.8874 | 0.36994 | 731.561 | 0.0063521 | 740.8874 | 0.01448 | 740.6433 | 0.027386 | 736.9713 | 0.030334 | 740.7139 | 0.043212 | 737.5323 | 13.8247
|  |  | 731.7907 | 0.018727 | 731.79 | 0 | 741.1227 | 0 | 731.7906 | 0.0010144 | 741.1227 | -0.0079639 | 748.9812 | -0.0035343 | 741.1227 | 0 | 741.1227 | 0.14567 | 740.8788 | 0.13562 | 741.1227 | 0 | 741.1227 | 0.37649 | 731.7906 | -0.010845 | 741.1227 | -0.013614 | 740.8788 | -0.004029 | 737.2037 | 0.012831 | 740.9504 | 0.03264 | 737.7657 | 13.4307
|  |  | 732.0203 | -0.014261 | 732.02 | 0 | 741.3581 | 0.015901 | 732.0203 | 0.0056474 | 741.3581 | 0.00011322 | 749.2151 | 0.0082727 | 741.3581 | 0.0025454 | 741.3581 | 0.15069 | 741.1144 | 0.14195 | 741.3581 | 0.0027827 | 741.3581 | 0.37915 | 732.0203 | 0.11274 | 741.3581 | 0.013729 | 741.1144 | 0.0075311 | 737.4362 | 0.032044 | 741.187 | 0.040701 | 737.9991 | 13.2398
|  |  | 732.2499 | -0.0091153 | 732.25 | 0 | 741.5934 | 0 | 732.2499 | 0.036317 | 741.5934 | -0.0061163 | 749.449 | -0.0043279 | 741.5934 | 0 | 741.5934 | 0.14205 | 741.35 | 0.1308 | 741.5934 | 0 | 741.5934 | 0.3607 | 732.2499 | -0.016253 | 741.5934 | -0.016344 | 741.35 | -0.011079 | 737.6687 | 0.012412 | 741.4236 | 0.030261 | 738.2325 | 12.9491
|  |  | 732.4796 | 0.0004059 | 732.48 | 0 | 741.8288 | 0.018586 | 732.4796 | 0.0055374 | 741.8288 | 0.0031388 | 749.6829 | 0.0080404 | 741.8288 | 0.0030149 | 741.8288 | 0.14825 | 741.5856 | 0.14068 | 741.8288 | 0.0046911 | 741.8288 | 0.35783 | 732.4796 | -0.015843 | 741.8288 | 0.011918 | 741.5856 | 0.017641 | 737.9012 | 0.035393 | 741.6602 | 0.038587 | 738.466 | 12.7403
|  |  | 732.7092 | -0.014342 | 732.71 | 0 | 742.0641 | 0 | 732.7092 | 0.0039089 | 742.0641 | -0.0068705 | 749.9168 | -0.0037729 | 742.0641 | 0 | 742.0641 | 0.14304 | 741.8212 | 0.13138 | 742.0641 | 0 | 742.0641 | 0.36702 | 732.7092 | 0.04522 | 742.0642 | -0.013129 | 741.8212 | -0.0035056 | 738.1337 | 0.011072 | 741.8967 | 0.028279 | 738.6995 | 12.4261
|  |  | 732.9389 | 0.022633 | 732.94 | 0 | 742.2995 | 0.024607 | 732.9389 | 0.007961 | 742.2995 | -0.00064583 | 750.1508 | 0.0060707 | 742.2995 | 0.00080542 | 742.2995 | 0.15441 | 742.0568 | 0.13548 | 742.2995 | 0.00023658 | 742.2995 | 0.36191 | 732.9389 | 0.071097 | 742.2995 | 0.010164 | 742.0568 | 0.016266 | 738.3661 | 0.029872 | 742.1334 | 0.036604 | 738.933 | 12.2163
|  |  | 733.1686 | -0.011045 | 733.17 | 0 | 742.5349 | 0 | 733.1686 | -0.04505 | 742.5349 | -0.0040667 | 750.3847 | -0.0035027 | 742.5349 | 0 | 742.5349 | 0.14011 | 742.2924 | 0.13589 | 742.5349 | 0 | 742.5349 | 0.34832 | 733.1686 | 0.055477 | 742.5349 | -0.00932 | 742.2924 | -0.011837 | 738.5987 | 0.012029 | 742.3699 | 0.026826 | 739.1664 | 11.9171
|  |  | 733.3982 | 0.01174 | 733.4 | 0 | 742.7703 | 0.023964 | 733.3983 | 0.019291 | 742.7703 | 0.00020133 | 750.6187 | 0.0071054 | 742.7703 | 0.0027559 | 742.7703 | 0.14418 | 742.528 | 0.13974 | 742.7703 | 0.0077609 | 742.7703 | 0.35269 | 733.3983 | 0.001014 | 742.7703 | 0.014372 | 742.528 | 0.032287 | 738.8312 | 0.030024 | 742.6066 | 0.035415 | 739.3999 | 11.7609
|  |  | 733.628 | -0.0079872 | 733.63 | 0 | 743.0057 | 0 | 733.628 | 0.0024464 | 743.0057 | -0.0040811 | 750.8526 | -0.0043915 | 743.0057 | 0 | 743.0057 | 0.13926 | 742.7636 | 0.13004 | 743.0057 | 0 | 743.0057 | 0.34434 | 733.628 | -0.0018804 | 743.0057 | -0.011902 | 742.7636 | -0.018495 | 739.0637 | 0.011636 | 742.8432 | 0.024976 | 739.6334 | 11.4554
|  |  | 733.8577 | 0.030147 | 733.86 | 0 | 743.2411 | 0.0024243 | 733.8577 | -0.0087161 | 743.2411 | 0.00068061 | 751.0865 | 0.0078372 | 743.2411 | 0.0010051 | 743.2411 | 0.14339 | 742.9993 | 0.13349 | 743.2411 | 0.0039939 | 743.2411 | 0.35211 | 733.8577 | 0.011466 | 743.2411 | 0.013063 | 742.9993 | 0.010963 | 739.2963 | 0.028999 | 743.0798 | 0.033433 | 739.8669 | 11.2487
|  |  | 734.0874 | -0.022773 | 734.09 | 0 | 743.4765 | 0 | 734.0874 | -0.0064953 | 743.4765 | -0.0047191 | 751.3205 | -0.004549 | 743.4765 | 0 | 743.4765 | 0.13395 | 743.2349 | 0.126 | 743.4765 | 0 | 743.4765 | 0.33829 | 734.0874 | -0.014188 | 743.4765 | -0.014472 | 743.2349 | -0.0033378 | 739.5288 | 0.012036 | 743.3165 | 0.023258 | 740.1005 | 10.9675
|  |  | 734.3171 | 0.014946 | 734.32 | 0 | 743.7119 | 0.017396 | 734.3171 | 0.034723 | 743.7119 | 0.0027268 | 751.5545 | 0.0076702 | 743.712 | 0.0026887 | 743.712 | 0.14314 | 743.4706 | 0.13295 | 743.7119 | 0.0037984 | 743.712 | 0.33995 | 734.3171 | 0.053352 | 743.712 | 0.010259 | 743.4706 | 0.019335 | 739.7614 | 0.030619 | 743.5532 | 0.031979 | 740.334 | 10.8275
|  |  | 734.5469 | 0.0041417 | 734.55 | 0 | 743.9474 | 0 | 734.5469 | -0.012404 | 743.9474 | -0.0070275 | 751.7885 | -0.0044599 | 743.9474 | 0 | 743.9474 | 0.13951 | 743.7062 | 0.12984 | 743.9474 | 0 | 743.9474 | 0.33639 | 734.5469 | 0.025709 | 743.9474 | -0.010681 | 743.7062 | -0.0069657 | 739.9939 | 0.011278 | 743.7898 | 0.021804 | 740.5675 | 10.5086
|  |  | 734.7766 | -0.00038024 | 734.78 | 0 | 744.1828 | 0.019992 | 734.7766 | 0.0062386 | 744.1828 | 0.0019535 | 752.0225 | 0.0073293 | 744.1829 | 0.0032254 | 744.1828 | 0.1408 | 743.9419 | 0.13848 | 744.1828 | 0 | 744.1829 | 0.33938 | 734.7766 | 0.027816 | 744.1829 | 0.011561 | 743.9419 | 0.014202 | 740.2265 | 0.028515 | 744.0265 | 0.030129 | 740.8011 | 10.3035
|  |  | 735.0063 | -0.0299 | 735.01 | 0 | 744.4183 | 0 | 735.0063 | -0.025005 | 744.4183 | -0.0074602 | 752.2565 | -0.0031131 | 744.4183 | 0 | 744.4183 | 0.13077 | 744.1776 | 0.1191 | 744.4183 | 0 | 744.4183 | 0.32685 | 735.0063 | -0.043919 | 744.4183 | -0.016263 | 744.1776 | -0.014392 | 740.459 | 0.009183 | 744.2632 | 0.020747 | 741.0346 | 10.0222
|  |  | 735.2361 | 0.024958 | 735.24 | 0 | 744.6538 | 0.018558 | 735.2361 | 0.0061898 | 744.6538 | -0.00035004 | 752.4905 | 0.0090746 | 744.6537 | 0.0016865 | 744.6538 | 0.13827 | 744.4133 | 0.12701 | 744.6538 | 0.00027142 | 744.6537 | 0.34046 | 735.2361 | -0.034202 | 744.6537 | 0.0091356 | 744.4133 | 0.02478 | 740.6917 | 0.029822 | 744.4999 | 0.029204 | 741.2682 | 9.848
|  |  | 735.4659 | 0.0023744 | 735.47 | 0 | 744.8892 | 0 | 735.4659 | -0.0042888 | 744.8892 | -0.006097 | 752.7246 | -0.0054291 | 744.8892 | 0 | 744.8892 | 0.12764 | 744.649 | 0.11757 | 744.8892 | 0 | 744.8892 | 0.33523 | 735.4659 | -0.04002 | 744.8892 | -0.010194 | 744.649 | -0.010457 | 740.9243 | 0.0099478 | 744.7366 | 0.019954 | 741.5018 | 9.5845
|  |  | 735.6956 | 0.0073593 | 735.7 | 0 | 745.1247 | 0.0051316 | 735.6956 | 0.02209 | 745.1247 | 0.00024537 | 752.9586 | 0.0069446 | 745.1248 | 0.00083454 | 745.1247 | 0.13514 | 744.8847 | 0.13604 | 745.1247 | 0.0035626 | 745.1248 | 0.32255 | 735.6956 | 0.064269 | 745.1248 | 0.0068792 | 744.8847 | 0.013431 | 741.1569 | 0.027781 | 744.9733 | 0.027486 | 741.7354 | 9.3868
|  |  | 735.9254 | -0.018988 | 735.93 | 0 | 745.3602 | 0 | 735.9254 | -0.0065814 | 745.3602 | -0.0071252 | 753.1926 | -0.002446 | 745.3602 | 0 | 745.3602 | 0.13301 | 745.1204 | 0.11561 | 745.3602 | 0 | 745.3602 | 0.33001 | 735.9254 | -0.016874 | 745.3602 | -0.016692 | 745.1204 | -0.025391 | 741.3895 | 0.011052 | 745.2101 | 0.018236 | 741.9689 | 9.0884
|  |  | 736.1552 | 0.027182 | 736.16 | 0 | 745.5957 | 0.016105 | 736.1552 | -0.017002 | 745.5957 | 0.0010086 | 753.4267 | 0.0080482 | 745.5957 | 0.003289 | 745.5957 | 0.13768 | 745.3561 | 0.12646 | 745.5957 | 0.0081418 | 745.5957 | 0.32607 | 736.1552 | 0.023361 | 745.5957 | 0.0081617 | 745.3561 | 0.026582 | 741.6221 | 0.027348 | 745.4468 | 0.026826 | 742.2026 | 8.9187
|  |  | 736.385 | -0.00032008 | 736.39 | 0 | 745.8312 | 0 | 736.385 | -0.015358 | 745.8312 | -0.0064533 | 753.6608 | -0.0040701 | 745.8312 | 0 | 745.8312 | 0.12605 | 745.5919 | 0.11935 | 745.8312 | 0 | 745.8312 | 0.32203 | 736.385 | -0.061547 | 745.8312 | -0.0097809 | 745.5919 | 0.0014607 | 741.8547 | 0.0078076 | 745.6835 | 0.018104 | 742.4362 | 8.6524
|  |  | 736.6148 | 0.032618 | 736.61 | 0 | 746.0668 | 0.023833 | 736.6148 | 0.039974 | 746.0668 | -0.00035851 | 753.8948 | 0.0063101 | 746.0668 | 0.0020169 | 746.0668 | 0.13415 | 745.8276 | 0.12989 | 746.0668 | 0.0031078 | 746.0668 | 0.31432 | 736.6148 | 0.050468 | 746.0668 | 0.010147 | 745.8276 | 0.015068 | 742.0874 | 0.027955 | 745.9203 | 0.025372 | 742.6698 | 8.4706
|  |  | 736.8446 | -0.010318 | 736.84 | 0 | 746.3023 | 0 | 736.8446 | 0.006608 | 746.3023 | -0.0091024 | 754.1289 | -0.0045772 | 746.3023 | 0 | 746.3023 | 0.1273 | 746.0634 | 0.11013 | 746.3023 | 0 | 746.3023 | 0.30952 | 736.8446 | 0.00067872 | 746.3023 | -0.016141 | 746.0634 | -0.0070292 | 742.3201 | 0.009953 | 746.1571 | 0.016122 | 742.9034 | 8.2217
|  |  | 737.0744 | 0.016479 | 737.07 | 0 | 746.5378 | 0.021486 | 737.0744 | -0.0029431 | 746.5378 | 0.0045371 | 754.363 | 0.0079053 | 746.5378 | 0.0017005 | 746.5379 | 0.13112 | 746.2992 | 0.1234 | 746.5378 | 0.004813 | 746.5378 | 0.31389 | 737.0744 | 0.020048 | 746.5378 | 0.0080744 | 746.2992 | 0.020381 | 742.5527 | 0.027213 | 746.3939 | 0.025372 | 743.1371 | 8.0718
|  |  | 737.3043 | 0.012782 | 737.3 | 0 | 746.7734 | 0 | 737.3043 | -0.02924 | 746.7734 | -0.0031094 | 754.5971 | -0.0029463 | 746.7734 | 0 | 746.7734 | 0.11816 | 746.5349 | 0.11701 | 746.7734 | 0 | 746.7734 | 0.31113 | 737.3043 | 0.0086273 | 746.7734 | -0.0077791 | 746.5349 | -0.016397 | 742.7854 | 0.010171 | 746.6307 | 0.015329 | 743.3707 | 7.8272
|  |  | 737.5341 | 0.039784 | 737.53 | 0 | 747.009 | 0.022584 | 737.5341 | 0.025398 | 747.009 | 0.0020903 | 754.8312 | 0.0093434 | 747.009 | 0.0038185 | 747.009 | 0.12566 | 746.7707 | 0.12082 | 747.009 | 0.0035856 | 747.009 | 0.31023 | 737.5341 | 0.055356 | 747.009 | 0.013246 | 746.7707 | 0.018805 | 743.0181 | 0.027474 | 746.8675 | 0.023522 | 743.6044 | 7.6542
|  |  | 737.7639 | -0.0021808 | 737.76 | 0 | 747.2445 | 0 | 737.7639 | -0.03109 | 747.2445 | -0.00053072 | 755.0654 | -0.0032461 | 747.2445 | 0 | 747.2445 | 0.12104 | 747.0065 | 0.11387 | 747.2445 | 0 | 747.2445 | 0.3019 | 737.7639 | 0.015879 | 747.2445 | -0.010851 | 747.0065 | -0.0020121 | 743.2508 | 0.009477 | 747.1043 | 0.014272 | 743.8381 | 7.4015
|  |  | 737.9938 | 0.0046585 | 737.99 | 0 | 747.4801 | 0.013132 | 737.9938 | 0.021627 | 747.4801 | 0.0029307 | 755.2995 | -0.0044464 | 747.4801 | 0.0041044 | 747.4801 | 0.12019 | 747.2423 | 0.11729 | 747.4801 | 0.008225 | 747.4801 | 0.30617 | 737.9938 | 0.02863 | 747.4801 | 0.013076 | 747.2423 | 0.022287 | 743.4835 | 0.028063 | 747.3411 | 0.022993 | 744.0717 | 7.2505
|  |  | 738.2236 | -0.0066683 | 738.22 | 0 | 747.7157 | 0 | 738.2236 | 3.4343e-05 | 747.7157 | -0.0037043 | 755.5336 | 0.0074434 | 747.7157 | 0 | 747.7157 | 0.1188 | 747.4781 | 0.10976 | 747.7157 | 0 | 747.7157 | 0.29191 | 738.2236 | -0.0096603 | 747.7157 | -0.01676 | 747.4781 | -0.0039428 | 743.7162 | 0.0080193 | 747.5779 | 0.013479 | 744.3054 | 7.0021
|  |  | 738.4535 | -0.0045564 | 738.45 | 0 | 747.9513 | 0.026589 | 738.4536 | -0.0045004 | 747.9513 | -0.0019688 | 755.7678 | -0.00326 | 747.9513 | 0.0024075 | 747.9513 | 0.12327 | 747.7139 | 0.11616 | 747.9513 | 0.0031298 | 747.9513 | 0.29742 | 738.4536 | 0.049835 | 747.9513 | 0.0084001 | 747.7139 | 0.016211 | 743.949 | 0.027463 | 747.8148 | 0.022068 | 744.5391 | 6.8601
|  |  | 738.6834 | -0.011466 | 738.68 | 0 | 748.1869 | 0 | 738.6834 | -0.025034 | 748.1869 | -0.0025169 | 756.0019 | 0.0080284 | 748.1869 | 0 | 748.1869 | 0.12456 | 747.9498 | 0.10909 | 748.1869 | 0 | 748.1869 | 0.2914 | 738.6834 | -0.023061 | 748.1869 | -0.0092539 | 747.9497 | -0.0013213 | 744.1817 | 0.0082917 | 748.0516 | 0.012874 | 744.7728 | 6.6454
|  |  | 738.9133 | 0.013488 | 738.91 | 0 | 748.4225 | 0.030213 | 738.9133 | -0.0033549 | 748.4225 | 0.0054101 | 756.2361 | -0.0034327 | 748.4225 | 0.0039602 | 748.4225 | 0.1261 | 748.1856 | 0.11416 | 748.4225 | 0.0059326 | 748.4225 | 0.29888 | 738.9133 | 0.059025 | 748.4226 | 0.011065 | 748.1856 | 0.027097 | 744.4144 | 0.028426 | 748.2885 | 0.021672 | 745.0065 | 6.4958
|  |  | 739.1432 | 0.0053345 | 739.14 | 0 | 748.6582 | 0 | 739.1432 | 0.007753 | 748.6582 | -0.0059908 | 756.4703 | 0.00768 | 748.6581 | 0 | 748.6582 | 0.12168 | 748.4214 | 0.10791 | 748.6582 | 0 | 748.6581 | 0.28744 | 739.1432 | 0.013689 | 748.6581 | -0.0097832 | 748.4214 | -0.020093 | 744.6472 | 0.0084551 | 748.5254 | 0.012305 | 745.2403 | 6.2782
|  |  | 739.3731 | 0.0044516 | 739.37 | 0 | 748.8938 | 0.033688 | 739.3731 | 0.011832 | 748.8938 | 0.001522 | 756.7045 | -0.0035364 | 748.8938 | 0.0022635 | 748.8938 | 0.1265 | 748.6573 | 0.11344 | 748.8938 | 0.0048543 | 748.8938 | 0.27982 | 739.3731 | 0.08343 | 748.8938 | 0.014133 | 748.6573 | 0.021264 | 744.8799 | 0.026052 | 748.7623 | 0.020615 | 745.474 | 6.1338
|  |  | 739.603 | -0.010579 | 739.6 | 0 | 749.1294 | 0 | 739.603 | -0.011098 | 749.1294 | -0.0026313 | 756.9387 | 0.0084016 | 749.1295 | 0 | 749.1294 | 0.11682 | 748.8931 | 0.1046 | 749.1294 | 0 | 749.1295 | 0.29201 | 739.603 | 0.030124 | 749.1295 | -0.0048797 | 748.8931 | -0.0007877 | 745.1127 | 0.0080232 | 748.9991 | 0.010818 | 745.7078 | 5.9354
|  |  | 739.8329 | 0.016192 | 739.83 | 0 | 749.3651 | 0.026792 | 739.8329 | 0.021514 | 749.3651 | 0.0029961 | 757.1729 | -0.0040761 | 749.3651 | 0.0022815 | 749.3651 | 0.12645 | 749.129 | 0.11117 | 749.3651 | 0.0057461 | 749.3651 | 0.28342 | 739.8329 | 0.063611 | 749.3651 | 0.0099977 | 749.129 | 0.01889 | 745.3455 | 0.02623 | 749.2361 | 0.019822 | 745.9415 | 5.814
|  |  | 740.0629 | -0.005768 | 740.06 | 0 | 749.6008 | 0 | 740.0629 | -0.016 | 749.6008 | -0.0068951 | 757.4071 | 0.0065555 | 749.6008 | 0 | 749.6008 | 0.11274 | 749.3649 | 0.098356 | 749.6008 | 0 | 749.6008 | 0.27973 | 740.0629 | -0.048014 | 749.6008 | -0.016154 | 749.3649 | -0.0074589 | 745.5783 | 0.010467 | 749.473 | 0.010377 | 746.1753 | 5.6099
|  |  | 740.2928 | 0.0024939 | 740.29 | 0 | 749.8364 | 0.014707 | 740.2928 | 0.018572 | 749.8364 | 0.0020191 | 757.6414 | -0.003586 | 749.8364 | 0.0016345 | 749.8364 | 0.12436 | 749.6008 | 0.11663 | 749.8364 | 0.0025053 | 749.8364 | 0.27673 | 740.2928 | 0.046757 | 749.8364 | 0.012793 | 749.6008 | 0.018395 | 745.8111 | 0.028532 | 749.7099 | 0.019954 | 746.4091 | 5.4877
|  |  | 740.5228 | -0.029653 | 740.52 | 0 | 750.0721 | 0 | 740.5228 | 0.017092 | 750.0721 | -0.0084308 | 757.8756 | 0.0069215 | 750.0721 | 0 | 750.0721 | 0.11056 | 749.8367 | 0.10042 | 750.0721 | 0 | 750.0721 | 0.26675 | 740.5228 | -0.014723 | 750.0721 | -0.01461 | 749.8367 | -0.013803 | 746.0439 | 0.0090865 | 749.9468 | 0.0094056 | 746.6428 | 5.2943
|  |  | 740.7527 | -0.0022508 | 740.75 | 0 | 750.3078 | 0.021802 | 740.7527 | 0.013594 | 750.3078 | 0.0025548 | 758.1099 | -0.0047898 | 750.3078 | 0.0043954 | 750.3078 | 0.11816 | 750.0726 | 0.11071 | 750.3078 | 0.0067738 | 750.3078 | 0.27748 | 740.7527 | 0.025151 | 750.3078 | 0.0092921 | 750.0726 | 0.019171 | 746.2767 | 0.024938 | 750.1838 | 0.018765 | 746.8766 | 5.1956
|  |  | 740.9827 | -0.021091 | 740.98 | 0 | 750.5435 | 0 | 740.9827 | -0.038623 | 750.5435 | -0.0061155 | 758.3441 | 0.0066637 | 750.5435 | 0 | 750.5435 | 0.10698 | 750.3085 | 0.099905 | 750.5435 | 0 | 750.5435 | 0.27087 | 740.9827 | -0.0089897 | 750.5435 | -0.015047 | 750.3085 | -0.028713 | 746.5096 | 0.0060345 | 750.4207 | 0.010086 | 747.1104 | 5.0241
|  |  | 741.2127 | 0.0087599 | 741.21 | 0 | 750.7792 | 0.021265 | 741.2126 | 0.018324 | 750.7792 | 0.0013573 | 758.5784 | -0.0028952 | 750.7792 | 0.0012761 | 750.7792 | 0.12124 | 750.5444 | 0.11036 | 750.7792 | 0.0051374 | 750.7792 | 0.27136 | 741.2126 | 0.095951 | 750.7792 | 0.010957 | 750.5444 | 0.012339 | 746.7424 | 0.025621 | 750.6577 | 0.017575 | 747.3442 | 4.9082
|  |  | 741.4426 | -0.0054087 | 741.44 | 0 | 751.015 | 0 | 741.4426 | 0.0070474 | 751.015 | -0.0028008 | 758.8126 | 0.0074083 | 751.015 | 0 | 751.0149 | 0.10937 | 750.7804 | 0.11097 | 751.015 | 0 | 751.015 | 0.2701 | 741.4426 | -0.038706 | 751.0149 | -0.0082498 | 750.7804 | -0.021488 | 746.9753 | 0.0064044 | 750.8946 | 0.0084098 | 747.5781 | 4.7423
|  |  | 741.6726 | 0.021367 | 741.67 | 0 | 751.2507 | 0.01572 | 741.6726 | 0.029208 | 751.2507 | 0.0030914 | 759.0469 | -0.0032254 | 751.2507 | 0.0026629 | 751.2507 | 0.12014 | 751.0163 | 0.1105 | 751.2507 | 0.0039586 | 751.2507 | 0.2646 | 741.6726 | 0.033095 | 751.2507 | 0.012683 | 751.0163 | 0.027952 | 747.2081 | 0.027243 | 751.1317 | 0.017443 | 747.8119 | 4.6701
|  |  | 741.9026 | -0.014702 | 741.9 | 0 | 751.4864 | 0 | 741.9026 | -0.013837 | 751.4864 | -0.0026632 | 759.2812 | 0.0085758 | 751.4865 | 0 | 751.4864 | 0.10852 | 751.2523 | 0.09927 | 751.4864 | 0 | 751.4865 | 0.25835 | 741.9026 | -0.035358 | 751.4864 | -0.012832 | 751.2523 | -0.015275 | 747.441 | 0.0056153 | 751.3687 | 0.0084958 | 748.0458 | 4.4976
|  |  | 742.1326 | -0.0031787 | 742.13 | 0 | 751.7222 | 0.020715 | 742.1326 | 0.0075458 | 751.7222 | 0.0069712 | 759.5155 | -0.0050402 | 751.7222 | 0.0033765 | 751.7222 | 0.11935 | 751.4882 | 0.1085 | 751.7222 | 0.0054567 | 751.7222 | 0.27257 | 742.1326 | 0.073785 | 751.7222 | 0.0038346 | 751.4882 | 0.035829 | 747.6738 | 0.025783 | 751.6056 | 0.016915 | 748.2796 | 4.4047
|  |  | 742.3626 | -0.038302 | 742.36 | 0 | 751.9579 | 0 | 742.3626 | -0.032585 | 751.9579 | -0.0063788 | 759.7498 | 0.0070478 | 751.9579 | 0 | 751.9579 | 0.1038 | 751.7242 | 0.093491 | 751.9579 | 0 | 751.9579 | 0.25156 | 742.3626 | 0.0036632 | 751.9579 | -0.013577 | 751.7242 | -0.00564 | 747.9067 | 0.0064522 | 751.8427 | 0.0080145 | 748.5134 | 4.2453
|  |  | 742.5927 | 0.010237 | 742.59 | 0 | 752.1937 | 0.01744 | 742.5927 | 0.034515 | 752.1937 | 0.0014504 | 759.9841 | -0.0024915 | 752.1937 | 0.00066263 | 752.1937 | 0.11538 | 751.9602 | 0.10572 | 752.1937 | 0.0038525 | 752.1937 | 0.25559 | 742.5927 | 0.12514 | 752.1937 | 0.012489 | 751.9602 | 0.012615 | 748.1396 | 0.025109 | 752.0797 | 0.016386 | 748.7473 | 4.1478
|  |  | 742.8226 | -0.018144 | 742.82 | 0 | 752.4295 | 0 | 742.8226 | -0.03713 | 752.4295 | -0.0016151 | 760.2185 | 0.0081945 | 752.4295 | 0 | 752.4295 | 0.1114 | 752.1961 | 0.096308 | 752.4295 | 0 | 752.4295 | 0.24988 | 742.8226 | -0.059663 | 752.4295 | -0.018397 | 752.1961 | -0.014898 | 748.3726 | 0.0058 | 752.3168 | 0.0057887 | 748.9812 | 3.996
|  |  | 743.0527 | 0.0022911 | 743.05 | 0 | 752.6653 | 0.015791 | 743.0527 | -0.01741 | 752.6653 | 0.00061227 | 760.4528 | -0.0047428 | 752.6653 | 0.0023193 | 752.6653 | 0.10857 | 752.4321 | 0.10344 | 752.6653 | 0.0041023 | 752.6653 | 0.26002 | 743.0527 | -0.031576 | 752.6653 | 0.0081743 | 752.4321 | 0.020583 | 748.6055 | 0.027283 | 752.5538 | 0.018897 | 749.2151 | 3.9071
|  |  | 743.2827 | -0.0040974 | 743.28 | 0 | 752.9011 | 0 | 743.2827 | -0.0074677 | 752.9011 | -0.0068934 | 760.6872 | 0.0090875 | 752.9011 | 0 | 752.9011 | 0.10241 | 752.6681 | 0.099847 | 752.9011 | 0 | 752.9011 | 0.23807 | 743.2827 | -0.011127 | 752.9011 | -0.012652 | 752.6681 | -0.014684 | 748.8384 | 0.0087276 | 752.7908 | 0.0073405 | 749.449 | 3.7615
|  |  | 743.5128 | -0.0059201 | 743.51 | 0 | 753.1369 | 0.016036 | 743.5128 | 0.014099 | 753.1369 | 0.0036356 | 760.9215 | -0.0049644 | 753.1368 | 0.00431 | 753.1369 | 0.11051 | 752.9042 | 0.10209 | 753.1369 | 0.0091846 | 753.1368 | 0.24783 | 743.5128 | 0.07207 | 753.1368 | 0.012824 | 752.9042 | 0.029958 | 749.0714 | 0.026519 | 753.0279 | 0.016915 | 749.6829 | 3.6804
|  |  | 743.7429 | 0.013325 | 743.74 | 0 | 753.3727 | 0 | 743.7429 | -0.0087058 | 753.3727 | -0.004941 | 761.1559 | 0.0069606 | 753.3727 | 0 | 753.3727 | 0.10341 | 753.1402 | 0.1006 | 753.3727 | 0 | 753.3727 | 0.23789 | 743.7429 | 0.033683 | 753.3727 | -0.01535 | 753.1402 | -0.027681 | 749.3043 | 0.0034328 | 753.265 | 0.0059175 | 749.9168 | 3.5407
|  |  | 743.9729 | 0.01848 | 743.97 | 0 | 753.6085 | 0.02988 | 743.9729 | 0.0084703 | 753.6085 | 0.0019976 | 761.3903 | -0.0043585 | 753.6085 | 0.0033484 | 753.6085 | 0.11458 | 753.3762 | 0.10322 | 753.6085 | 0.0063574 | 753.6085 | 0.246 | 743.9729 | 0.073965 | 753.6085 | 0.009081 | 753.3762 | 0.024703 | 749.5372 | 0.025136 | 753.5021 | 0.016518 | 750.1508 | 3.459
|  |  | 744.203 | -0.0065888 | 744.2 | 0 | 753.8443 | 0 | 744.203 | -0.026813 | 753.8443 | -0.006048 | 761.6247 | 0.010269 | 753.8444 | 0 | 753.8443 | 0.10077 | 753.6122 | 0.088607 | 753.8443 | 0 | 753.8444 | 0.2358 | 744.203 | -0.11008 | 753.8444 | -0.011762 | 753.6123 | -0.013373 | 749.7702 | 0.0053863 | 753.7392 | 0.0052088 | 750.3847 | 3.3373
|  |  | 744.4331 | -0.0018286 | 744.43 | 0 | 754.0802 | 0.017717 | 744.4331 | 0.05982 | 754.0802 | 0.0041479 | 761.8591 | -0.0059316 | 754.0802 | 0.0029011 | 754.0802 | 0.11478 | 753.8483 | 0.10019 | 754.0802 | 0.0070685 | 754.0802 | 0.24491 | 744.4331 | 0.037676 | 754.0802 | 0.013555 | 753.8483 | 0.022925 | 750.0032 | 0.025862 | 753.9763 | 0.015461 | 750.6187 | 3.2587
|  |  | 744.6631 | -0.02817 | 744.66 | 0 | 754.316 | 0 | 744.6631 | -0.021319 | 754.316 | -0.0055911 | 762.0934 | 0.0053135 | 754.316 | 0 | 754.316 | 0.1037 | 754.0844 | 0.08704 | 754.316 | 0 | 754.316 | 0.24132 | 744.6631 | -0.0021861 | 754.316 | -0.015407 | 754.0843 | -0.025858 | 750.2361 | 0 | 754.2134 | 0.0045967 | 750.8526 | 3.1389
|  |  | 744.8932 | 0.021686 | 744.89 | 0 | 754.5519 | 0.015765 | 744.8932 | 0.022586 | 754.5519 | 0.0016202 | 762.3279 | -0.005113 | 754.5519 | 0 | 754.5519 | 0.10951 | 754.3204 | 0.095206 | 754.5519 | 0.004881 | 754.5519 | 0.23913 | 744.8932 | 0.080695 | 754.5519 | 0.011758 | 754.3204 | 0.005344 | 750.4691 | 0 | 754.4505 | 0.014536 | 751.0865 | 3.0731
|  |  | 745.1234 | 0.0012888 | 745.12 | 0 | 754.7878 | 0 | 745.1234 | -0.032306 | 754.7878 | -0.004318 | 762.5623 | 0.0076832 | 754.7878 | 0 | 754.7878 | 0.099035 | 754.5565 | 0.090714 | 754.7878 | 0 | 754.7878 | 0.22228 | 745.1234 | -0.046126 | 754.7878 | -0.010728 | 754.5565 | -0.0064535 | 750.7021 | 0 | 754.6877 | 0.0055535 | 751.3205 | 2.9603
|  |  | 745.3535 | 0.010065 | 745.35 | 0 | 755.0236 | 0.00051789 | 745.3535 | 0.033458 | 755.0236 | 0.0021686 | 762.7967 | -0.0035352 | 755.0236 | 0.00036196 | 755.0236 | 0.097893 | 754.7926 | 0.095555 | 755.0236 | 0.0008983 | 755.0236 | 0.23581 | 745.3535 | -0.023653 | 755.0236 | 0.0059415 | 754.7926 | 0.010056 | 750.9351 | 0 | 754.9248 | 0.01414 | 751.5545 | 2.9003
|  |  | 745.5836 | 0.0047929 | 745.58 | 0 | 755.2595 | 0 | 745.5836 | -0.022629 | 755.2595 | -0.00447 | 763.0312 | 0.0073619 | 755.2595 | 0 | 755.2595 | 0.099184 | 755.0287 | 0.089478 | 755.2595 | 0 | 755.2595 | 0.22681 | 745.5836 | 0.045348 | 755.2595 | -0.011877 | 755.0287 | -0.02428 | 751.1682 | 0 | 755.162 | 0.0039929 | 751.7885 | 2.7947
|  |  | 745.8138 | 0.037066 | 745.81 | 0 | 755.4954 | 0.027297 | 745.8138 | 0.018499 | 755.4954 | 0.0016323 | 763.2656 | -0.0044615 | 755.4954 | 0.0021738 | 755.4954 | 0.10355 | 755.2648 | 0.095472 | 755.4954 | 0.0044524 | 755.4954 | 0.23508 | 745.8138 | 0.046779 | 755.4954 | 0.0054805 | 755.2648 | 0.01721 | 751.4012 | 0 | 755.3992 | 0.013743 | 752.0225 | 2.7521
|  |  | 746.0439 | -0.019078 | 746.04 | 0 | 755.7313 | 0 | 746.0439 | -0.010043 | 755.7313 | -0.0079564 | 763.5001 | 0.0077806 | 755.7313 | 0 | 755.7314 | 0.095062 | 755.5009 | 0.089016 | 755.7313 | 0 | 755.7313 | 0.21493 | 746.0439 | -0.027887 | 755.7313 | -0.014731 | 755.5009 | -0.0083002 | 751.6342 | 0 | 755.6363 | 0.0043876 | 752.2565 | 2.6387
|  |  | 746.274 | -0.010681 | 746.27 | 0 | 755.9673 | 0.016403 | 746.274 | 0.018625 | 755.9673 | 0.00072237 | 763.7346 | -0.0042078 | 755.9673 | 0.001442 | 755.9673 | 0.1049 | 755.737 | 0.087062 | 755.9673 | 0.0052052 | 755.9673 | 0.22662 | 746.274 | 0.040053 | 755.9673 | 0.011394 | 755.737 | 0.019077 | 751.8673 | 0 | 755.8735 | 0.013611 | 752.4905 | 2.5825
|  |  | 746.5042 | -2.6715e-05 | 746.5 | 0 | 756.2032 | 0 | 746.5042 | -0.0087972 | 756.2032 | -0.0051879 | 763.9691 | 0.0074769 | 756.2032 | 0 | 756.2032 | 0.096303 | 755.9731 | 0.088116 | 756.2032 | 0 | 756.2032 | 0.21249 | 746.5042 | 0.043522 | 756.2032 | -0.011543 | 755.9731 | -0.0032243 | 752.1003 | 0 | 756.1107 | 0.0037304 | 752.7245 | 2.4897
|  |  | 746.7344 | 0.016406 | 746.73 | 0 | 756.4391 | 0.018059 | 746.7344 | 0.026737 | 756.4391 | 0.00032943 | 764.2035 | -0.0034171 | 756.4391 | 0.0023423 | 756.4391 | 0.10688 | 756.2093 | 0.089399 | 756.4391 | 0.007397 | 756.4391 | 0.21302 | 746.7344 | 0.078089 | 756.4392 | 0.0077115 | 756.2092 | 0.015831 | 752.3334 | 0 | 756.3479 | 0.013347 | 752.9586 | 2.4408
|  |  | 746.9645 | -0.014161 | 746.96 | 0 | 756.6751 | 0 | 746.9645 | -0.035014 | 756.6751 | -0.0078233 | 764.438 | 0.0076423 | 756.675 | 0 | 756.6751 | 0.095211 | 756.4454 | 0.083955 | 756.6751 | 0 | 756.675 | 0.21713 | 746.9645 | 0.036525 | 756.6751 | -0.017281 | 756.4454 | -0.020835 | 752.5665 | 0 | 756.5851 | 0.002609 | 753.1926 | 2.3489
|  |  | 747.1948 | 0.023894 | 747.19 | 0 | 756.911 | 0.030839 | 747.1948 | -0.0069668 | 756.911 | 0.0019922 | 764.6726 | -0.0050184 | 756.911 | 0.0023734 | 756.911 | 0.093472 | 756.6816 | 0.089902 | 756.911 | 0.0033143 | 756.911 | 0.2179 | 747.1948 | 0.021591 | 756.911 | 0.012739 | 756.6816 | 0.020236 | 752.7996 | 0 | 756.8224 | 0.013347 | 753.4267 | 2.3126
|  |  | 747.4249 | 0.00468 | 747.42 | 0 | 757.147 | 0 | 747.4249 | -0.0096097 | 757.147 | -0.0074747 | 764.9071 | 0.008463 | 757.147 | 0 | 757.147 | 0.091188 | 756.9177 | 0.082603 | 757.147 | 0 | 757.147 | 0.20061 | 747.4249 | -0.0042805 | 757.147 | -0.0096118 | 756.9177 | -0.02735 | 753.0327 | 0 | 757.0596 | 0.003123 | 753.6608 | 2.211
|  |  | 747.6552 | 0.0092039 | 747.66 | 0 | 757.383 | 0.022062 | 747.6552 | 0.0056638 | 757.383 | -0.0025033 | 765.1416 | -0.0053456 | 757.3829 | 0.00029572 | 757.383 | 0.098687 | 757.1539 | 0.080257 | 757.383 | 0.0034767 | 757.3829 | 0.22155 | 747.6552 | 0.047698 | 757.3829 | 0.0090864 | 757.1539 | 0.014012 | 753.2657 | 0 | 757.2969 | 0.012333 | 753.8948 | 2.1776
|  |  | 747.8853 | -0.020032 | 747.89 | 0 | 757.6189 | 0 | 747.8853 | 0.0072892 | 757.6189 | -0.0070514 | 765.3762 | 0.0080703 | 757.619 | 0 | 757.6189 | 0.087314 | 757.3901 | 0.075384 | 757.6189 | 0 | 757.619 | 0.20234 | 747.8853 | 0.010969 | 757.619 | -0.0078954 | 757.3901 | -0.021764 | 753.4989 | 0 | 757.5341 | 0.0025155 | 754.1289 | 2.0902
|  |  | 748.1155 | 0.035831 | 748.12 | 0 | 757.8549 | 0.016025 | 748.1155 | 0.053669 | 757.8549 | 0.00047324 | 765.6107 | -0.004291 | 757.8549 | 0.0021197 | 757.8549 | 0.095807 | 757.6263 | 0.088008 | 757.8549 | 0.0060225 | 757.8549 | 0.21274 | 748.1155 | 0.069266 | 757.8549 | 0.010322 | 757.6263 | 0.0070211 | 753.732 | 0 | 757.7714 | 0.013347 | 754.363 | 2.0484
|  |  | 748.3458 | -0.033607 | 748.35 | 0 | 758.0909 | 0 | 748.3458 | -0.025375 | 758.0909 | -0.00081869 | 765.8452 | 0.0079686 | 758.0909 | 0 | 758.0909 | 0.086221 | 757.8624 | 0.076822 | 758.0909 | 0 | 758.0909 | 0.20693 | 748.3458 | -0.027061 | 758.0909 | -0.0043609 | 757.8624 | -0.018798 | 753.9651 | 0 | 758.0087 | 0.003082 | 754.5971 | 1.9619
|  |  | 748.576 | -0.018253 | 748.58 | 0 | 758.3269 | 0.01169 | 748.576 | 0.0031766 | 758.3269 | 0.0034736 | 766.0798 | -0.0063437 | 758.327 | 0.0025261 | 758.3269 | 0.098737 | 758.0987 | 0.084422 | 758.3269 | 0.0045117 | 758.327 | 0.21043 | 748.576 | 0.053292 | 758.327 | 0.013853 | 758.0987 | 0.017002 | 754.1983 | 0 | 758.246 | 0.012556 | 754.8312 | 1.9309
|  |  | 748.8063 | 0.012315 | 748.81 | 0 | 758.563 | 0 | 748.8063 | -0.014362 | 758.563 | -0.0065964 | 766.3144 | 0.0088675 | 758.563 | 0 | 758.563 | 0.092429 | 758.3349 | 0.077666 | 758.563 | 0 | 758.563 | 0.19582 | 748.8063 | -0.016488 | 758.563 | -0.018149 | 758.3349 | -0.030746 | 754.4315 | 0 | 758.4832 | 0.0028842 | 755.0654 | 1.8493
|  |  | 749.0365 | -0.005611 | 749.04 | 0 | 758.799 | 0 | 749.0365 | -0.028814 | 758.799 | -0.0059703 | 766.5489 | -0.0050952 | 758.799 | 0 | 758.799 | 0.087562 | 758.5711 | 0.07723 | 758.799 | 0 | 758.799 | 0.20564 | 749.0365 | -0.086774 | 758.799 | -0.014728 | 758.5711 | -0.0034809 | 754.6646 | 0 | 758.7206 | 0.002707 | 755.2995 | 1.7425
|  |  | 749.2668 | 0.013454 | 749.27 | 0 | 759.035 | 0.016447 | 749.2668 | 0.026982 | 759.035 | 0.0031818 | 766.7836 | 0.008313 | 759.035 | 0.0028429 | 759.035 | 0.095956 | 758.8073 | 0.088006 | 759.035 | 0.0080714 | 759.035 | 0.20113 | 749.2668 | 0.12337 | 759.035 | 0.012216 | 758.8073 | 0.0068517 | 754.8978 | 0 | 758.9579 | 0.012171 | 755.5336 | 1.7145
|  |  | 749.497 | -0.0063455 | 749.5 | 0 | 759.2711 | 0 | 749.497 | 0.011826 | 759.2711 | -0.0068302 | 767.0182 | -0.004467 | 759.2711 | 0 | 759.2711 | 0.093572 | 759.0436 | 0.078518 | 759.2711 | 0 | 759.2711 | 0.1932 | 749.497 | -0.029442 | 759.2711 | -0.012124 | 759.0436 | -0.020295 | 755.131 | 0 | 759.1952 | 0.0026322 | 755.7678 | 1.6343
|  |  | 749.7273 | 0.0030337 | 749.73 | 0 | 759.5071 | 0.034506 | 749.7273 | 0.055978 | 759.5071 | 0.0057246 | 767.2527 | 0.008268 | 759.5071 | 0.0041413 | 759.5071 | 0.091436 | 759.2798 | 0.094309 | 759.5071 | 0.0028316 | 759.5071 | 0.19349 | 749.7273 | 0.083445 | 759.5071 | 0.013642 | 759.2798 | 0.033015 | 755.3641 | 0 | 759.4326 | 0.011985 | 756.002 | 1.6094
|  |  | 749.9576 | 0.0063848 | 749.96 | 0 | 759.7432 | 0 | 749.9576 | -0.031151 | 759.7432 | 0.00065692 | 767.4874 | -0.0045487 | 759.7432 | 0 | 759.7432 | 0.090343 | 759.5161 | 0.073746 | 759.7432 | 0 | 759.7432 | 0.1888 | 749.9576 | -0.0096158 | 759.7432 | -0.0071764 | 759.5161 | -0.010255 | 755.5974 | 0 | 759.6699 | 0.0017655 | 756.2361 | 1.5404
|  |  | 750.1879 | 0.0086459 | 750.19 | 0 | 759.9793 | 0.016092 | 750.1879 | 0.032307 | 759.9793 | 0.0011964 | 767.722 | 0.0095428 | 759.9792 | 0.0018845 | 759.9793 | 0.10018 | 759.7523 | 0.089101 | 759.9793 | 0 | 759.9792 | 0.19284 | 750.1879 | 0.070418 | 759.9792 | 0.011686 | 759.7523 | 0.017376 | 755.8306 | 0 | 759.9072 | 0.011129 | 756.4703 | 1.5121
|  |  | 750.4181 | -0.0299 | 750.42 | 0 | 760.2154 | 0 | 750.4182 | 0.0012773 | 760.2154 | -0.0098997 | 767.9567 | -0.0046127 | 760.2153 | 0 | 760.2154 | 0.089102 | 759.9886 | 0.08135 | 760.2154 | 0 | 760.2153 | 0.18224 | 750.4182 | -0.039312 | 760.2153 | -0.007235 | 759.9886 | -0.018044 | 756.0638 | 0 | 760.1446 | 0.0022923 | 756.7045 | 1.4461
|  |  | 750.6485 | 0.017575 | 750.65 | 0 | 760.4514 | 0.019922 | 750.6485 | 0.015468 | 760.4514 | 0.0025879 | 768.1914 | 0.008496 | 760.4515 | 0.0015434 | 760.4515 | 0.094217 | 760.2249 | 0.076074 | 760.4514 | 0.0047829 | 760.4515 | 0.18715 | 750.6485 | -0.01499 | 760.4515 | 0.009908 | 760.2249 | 0.023903 | 756.297 | 0 | 760.382 | 0.011748 | 756.9387 | 1.4314
|  |  | 750.8788 | -0.011854 | 750.88 | 0 | 760.6876 | 0 | 750.8788 | 0.020493 | 760.6876 | -0.0024599 | 768.426 | -0.0032619 | 760.6876 | 0 | 760.6875 | 0.082695 | 760.4612 | 0.071531 | 760.6876 | 0 | 760.6876 | 0.18159 | 750.8788 | -0.019558 | 760.6876 | -0.014699 | 760.4612 | -0.011583 | 756.5303 | 0 | 760.6194 | 0.0018879 | 757.1729 | 1.3579
|  |  | 751.1091 | 0.0053194 | 751.11 | 0 | 760.9237 | 0.044124 | 751.1091 | 0.0056075 | 760.9237 | 0.0032322 | 768.6606 | 0.0080677 | 760.9236 | 0.0038026 | 760.9237 | 0.091635 | 760.6975 | 0.085121 | 760.9237 | 0.0064614 | 760.9236 | 0.18335 | 751.1091 | 0.10801 | 760.9236 | 0.012501 | 760.6975 | 0.017173 | 756.7635 | 0 | 760.8568 | 0.011706 | 757.4071 | 1.3498
|  |  | 751.3395 | -0.013521 | 751.34 | 0 | 761.1598 | 0 | 751.3395 | 0.024619 | 761.1598 | -0.0056036 | 768.8953 | -0.0029144 | 761.1598 | 0 | 761.1598 | 0.084979 | 760.9338 | 0.069381 | 761.1598 | 0 | 761.1598 | 0.17065 | 751.3395 | -0.0034015 | 761.1598 | -0.011227 | 760.9338 | -0.007069 | 756.9968 | 0 | 761.0942 | 0.0008047 | 757.6414 | 1.2799
|  |  | 751.5698 | 0.0035667 | 751.57 | 0 | 761.3959 | 0.011625 | 751.5698 | -0.011216 | 761.3959 | 0.0016792 | 769.13 | 0.0074989 | 761.3959 | 0.0041467 | 761.3959 | 0.086271 | 761.1701 | 0.082936 | 761.3959 | 0.0047956 | 761.3959 | 0.18047 | 751.5698 | -0.036377 | 761.3959 | 0.010744 | 761.1701 | 0.0185 | 757.23 | 0 | 761.3316 | 0.010971 | 757.8756 | 1.2686
|  |  | 751.8001 | -0.028665 | 751.8 | 0 | 761.6321 | 0 | 751.8001 | -0.0062981 | 761.6321 | -0.0062249 | 769.3647 | -0.0061341 | 761.6321 | 0 | 761.6321 | 0.086618 | 761.4064 | 0.070579 | 761.6321 | 0 | 761.6321 | 0.17225 | 751.8001 | -0.10167 | 761.6321 | -0.015583 | 761.4064 | -0.01705 | 757.4633 | 0 | 761.569 | 0.0016319 | 758.1099 | 1.2012
|  |  | 752.0305 | -0.010059 | 752.03 | 0 | 761.8682 | 0.020353 | 752.0305 | 0.0095315 | 761.8682 | -0.00051246 | 769.5994 | 0.0096545 | 761.8682 | 0.0028241 | 761.8682 | 0.091784 | 761.6428 | 0.074427 | 761.8682 | 0.002727 | 761.8682 | 0.17633 | 752.0305 | 0.068687 | 761.8682 | 0.012723 | 761.6428 | 0.02515 | 757.6966 | 0 | 761.8065 | 0.011133 | 758.3441 | 1.1962
|  |  | 752.2609 | -0.025946 | 752.26 | 0 | 762.1044 | 0 | 752.2609 | -0.0097558 | 762.1044 | -0.0074518 | 769.8341 | -0.0030118 | 762.1044 | 0 | 762.1044 | 0.076486 | 761.8791 | 0.066023 | 762.1044 | 0 | 762.1044 | 0.16085 | 752.2609 | -0.079486 | 762.1044 | -0.015108 | 761.8791 | -0.015438 | 757.9299 | 0 | 762.0439 | 0.00058226 | 758.5784 | 1.1393
|  |  | 752.4912 | 0.00078259 | 752.49 | 0 | 762.3405 | 0.027159 | 752.4912 | 0.0096431 | 762.3405 | 0.0016894 | 770.0688 | 0.0075658 | 762.3405 | 0.0031707 | 762.3405 | 0.084433 | 762.1155 | 0.0798 | 762.3405 | 0.0033249 | 762.3405 | 0.1838 | 752.4912 | 0.033628 | 762.3405 | 0.0080483 | 762.1155 | 0.018502 | 758.1632 | 0 | 762.2814 | 0.010534 | 758.8126 | 1.1326
|  |  | 752.7216 | -0.00074754 | 752.72 | 0 | 762.5767 | 0 | 752.7216 | -0.048904 | 762.5767 | -0.0043335 | 770.3036 | -0.0048313 | 762.5767 | 0 | 762.5767 | 0.07594 | 762.3518 | 0.075122 | 762.5767 | 0 | 762.5767 | 0.16241 | 752.7216 | -0.02798 | 762.5767 | -0.0090182 | 762.3518 | -0.019325 | 758.3965 | 0 | 762.5189 | 0.00030294 | 759.0469 | 1.0772
|  |  | 752.952 | 0.023447 | 752.95 | 0 | 762.8129 | 0.017498 | 752.952 | 0.018607 | 762.8129 | 0.00062579 | 770.5383 | 0.0066488 | 762.8129 | 0.0010023 | 762.8129 | 0.092628 | 762.5882 | 0.075899 | 762.8129 | 0.0028761 | 762.8129 | 0.16767 | 752.952 | 0.03617 | 762.8129 | 0.0075053 | 762.5882 | 0.00938 | 758.6298 | 0 | 762.7563 | 0.011108 | 759.2812 | 1.0753
|  |  | 753.1824 | -0.017343 | 753.18 | 0 | 763.0491 | 0 | 753.1824 | 0.00020489 | 763.0491 | -0.0032098 | 770.7731 | -0.005079 | 763.0491 | 0 | 763.0491 | 0.07738 | 762.8246 | 0.068145 | 763.0491 | 0 | 763.0491 | 0.16362 | 753.1824 | -0.050085 | 763.0491 | -0.015258 | 762.8246 | -0.011937 | 758.8632 | 0 | 762.9938 | 0.00040718 | 759.5155 | 1.0161
|  |  | 753.4128 | 0.023488 | 753.41 | 0 | 763.2853 | 0.032296 | 753.4128 | 0.00096245 | 763.2853 | 0.0061507 | 771.0078 | 0.0081561 | 763.2853 | 0.001285 | 763.2853 | 0.089499 | 763.061 | 0.07711 | 763.2853 | 0.0053601 | 763.2853 | 0.17115 | 753.4128 | 0.0031099 | 763.2853 | 0.01156 | 763.061 | 0.02483 | 759.0965 | 0 | 763.2313 | 0.010165 | 759.7498 | 1.0084
|  |  | 753.6432 | -0.015488 | 753.64 | 0 | 763.5215 | 0 | 753.6432 | 0.00039295 | 763.5215 | -0.0091778 | 771.2426 | -0.006493 | 763.5215 | 0 | 763.5215 | 0.080857 | 763.2974 | 0.063692 | 763.5215 | 0 | 763.5215 | 0.16388 | 753.6432 | 0.0004801 | 763.5215 | -0.018348 | 763.2974 | -0.030182 | 759.3298 | 0 | 763.4689 | -0.00045246 | 759.9841 | 0.95599
|  |  | 753.8736 | 0.019361 | 753.87 | 0 | 763.7577 | 0.036482 | 753.8736 | 0.01635 | 763.7577 | 0.0011085 | 771.4774 | 0.0086009 | 763.7577 | 0.0010141 | 763.7577 | 0.086519 | 763.5338 | 0.078528 | 763.7577 | 0.0061524 | 763.7577 | 0.16574 | 753.8736 | -0.016073 | 763.7577 | 0.013628 | 763.5338 | 0.015703 | 759.5632 | 0 | 763.7064 | 0.011382 | 760.2185 | 0.9552
|  |  | 754.1041 | -0.0034888 | 754.1 | 0 | 763.9939 | 0 | 754.1041 | -0.031647 | 763.9939 | 0.0043514 | 771.7122 | -0.003145 | 763.994 | 0 | 763.994 | 0.072066 | 763.7702 | 0.067906 | 763.9939 | 0 | 763.994 | 0.15833 | 754.1041 | -0.017559 | 763.994 | -0.010533 | 763.7702 | -0.025772 | 759.7966 | 0 | 763.9439 | 0.00025588 | 760.4528 | 0.90542
|  |  | 754.3345 | 0.0067404 | 754.33 | 0 | 764.2302 | 0.017196 | 754.3345 | 0.011769 | 764.2302 | 0.0014228 | 771.947 | 0.0078756 | 764.2302 | 0.004482 | 764.2302 | 0.084085 | 764.0066 | 0.075616 | 764.2302 | 0.002568 | 764.2302 | 0.15849 | 754.3345 | -0.03888 | 764.2302 | 0.010436 | 764.0066 | 0.029306 | 760.03 | 0 | 764.1815 | 0.010926 | 760.6872 | 0.90522
|  |  | 754.5649 | -0.0018801 | 754.56 | 0 | 764.4664 | 0 | 754.5649 | -0.019093 | 764.4664 | -0.0058952 | 772.1818 | -0.0036713 | 764.4664 | 0 | 764.4664 | 0.08185 | 764.243 | 0.065452 | 764.4664 | 0 | 764.4664 | 0.15251 | 754.5649 | -0.0051186 | 764.4664 | -0.0098628 | 764.243 | -0.020116 | 760.2634 | 0 | 764.419 | 0.0019742 | 760.9215 | 0.85336
|  |  | 754.7954 | 0.0027192 | 754.8 | 0 | 764.7027 | 0.017582 | 754.7954 | -0.014936 | 764.7027 | 0.0020402 | 772.4166 | 0.0081108 | 764.7027 | 0.0028199 | 764.7027 | 0.084085 | 764.4795 | 0.067566 | 764.7027 | 0.0084465 | 764.7027 | 0.16137 | 754.7954 | 0.05815 | 764.7027 | 0.012479 | 764.4795 | 0.023683 | 760.4968 | 0 | 764.6566 | 0.010815 | 761.1559 | 0.8553
|  |  | 755.0258 | -0.0045062 | 755.03 | 0 | 764.939 | 0 | 755.0258 | 0.031044 | 764.939 | -0.0089704 | 772.6514 | -0.0040284 | 764.939 | 0 | 764.939 | 0.075195 | 764.7159 | 0.064817 | 764.939 | 0 | 764.939 | 0.15574 | 755.0258 | -0.051175 | 764.939 | -0.015854 | 764.7159 | -0.011819 | 760.7302 | 0 | 764.8941 | -0.00066916 | 761.3903 | 0.80346
|  |  | 755.2563 | 0.0042584 | 755.26 | 0 | 765.1752 | 0.027799 | 755.2563 | 0.044558 | 765.1752 | 0.0043984 | 772.8863 | 0.0070433 | 765.1752 | 0.0045725 | 765.1752 | 0.08493 | 764.9524 | 0.073518 | 765.1752 | 0.0047748 | 765.1752 | 0.16161 | 755.2563 | 0.1369 | 765.1752 | 0.013835 | 764.9524 | 0.015799 | 760.9636 | 0 | 765.1317 | 0.010821 | 761.6247 | 0.80995
|  |  | 755.4868 | -0.014814 | 755.49 | 0 | 765.4115 | 0 | 755.4868 | -0.015038 | 765.4115 | -0.0058842 | 773.1211 | -0.0040066 | 765.4115 | 0 | 765.4115 | 0.073357 | 765.1888 | 0.066565 | 765.4115 | 0 | 765.4115 | 0.15338 | 755.4868 | 0.004914 | 765.4115 | -0.014874 | 765.1889 | -0.019395 | 761.197 | 0 | 765.3693 | -5.1667e-05 | 761.8591 | 0.75814
|  |  | 755.7173 | 0.008516 | 755.72 | 0 | 765.6478 | 0.014194 | 755.7173 | 0.0010291 | 765.6478 | 0.0011507 | 773.356 | 0.007565 | 765.6478 | 0.001264 | 765.6478 | 0.079864 | 765.4253 | 0.069047 | 765.6478 | 0.0046648 | 765.6478 | 0.15544 | 755.7173 | 0.05599 | 765.6478 | 0.0074413 | 765.4253 | 0.015015 | 761.4304 | 0 | 765.6069 | 0.010211 | 762.0934 | 0.75919
|  |  | 755.9478 | -0.009401 | 755.95 | 0 | 765.8841 | 0 | 755.9478 | -0.011238 | 765.8841 | -0.0085832 | 773.5908 | -0.0047824 | 765.8842 | 0 | 765.8841 | 0.067993 | 765.6618 | 0.052963 | 765.8841 | 0 | 765.8842 | 0.14572 | 755.9478 | -0.11715 | 765.8842 | -0.014892 | 765.6618 | -0.020717 | 761.6639 | 0 | 765.8445 | -0.00073969 | 762.3279 | 0.71624
|  |  | 756.1783 | 0.033112 | 756.18 | 0 | 766.1204 | 0.010162 | 756.1783 | 0.0089283 | 766.1204 | 0.0022999 | 773.8257 | 0.0084873 | 766.1204 | 0.0017382 | 766.1204 | 0.079317 | 765.8983 | 0.069423 | 766.1204 | 0.0060368 | 766.1204 | 0.15403 | 756.1783 | 0.054284 | 766.1204 | 0.008031 | 765.8983 | 0.016996 | 761.8973 | 0 | 766.0821 | 0.0097916 | 762.5623 | 0.73115
|  |  | 756.4088 | -0.018258 | 756.41 | 0 | 766.3568 | 0 | 756.4088 | -0.028251 | 766.3568 | -0.0028925 | 774.0606 | -0.004259 | 766.3568 | 0 | 766.3568 | 0.07147 | 766.1348 | 0.065121 | 766.3568 | 0 | 766.3568 | 0.14474 | 756.4088 | -0.034803 | 766.3568 | -0.0088783 | 766.1348 | -0.022246 | 762.1308 | 0 | 766.3198 | -0.00080344 | 762.7968 | 0.67887
|  |  | 756.6393 | 0.0024971 | 756.64 | 0 | 766.5931 | 0.009986 | 756.6393 | 0.045897 | 766.5931 | -0.0008864 | 774.2955 | 0.0077059 | 766.5931 | 0.0022729 | 766.5931 | 0.078274 | 766.3713 | 0.065577 | 766.5931 | 0.0070671 | 766.5931 | 0.15372 | 756.6393 | 0.057876 | 766.5931 | 0.0054083 | 766.3713 | 0.014945 | 762.3643 | 0 | 766.5574 | 0.010668 | 763.0312 | 0.68581
|  |  | 756.8698 | -0.012266 | 756.87 | 0 | 766.8294 | 0 | 756.8698 | -0.0027624 | 766.8294 | -0.0023683 | 774.5304 | -0.0041 | 766.8294 | 0 | 766.8294 | 0.073655 | 766.6078 | 0.058058 | 766.8294 | 0 | 766.8294 | 0.142 | 756.8698 | 0.0037044 | 766.8294 | -0.011017 | 766.6078 | -0.0073799 | 762.5978 | 0 | 766.795 | -0.0018161 | 763.2656 | 0.64437
|  |  | 757.1003 | 0.020341 | 757.1 | 0 | 767.0658 | 0.031698 | 757.1003 | 0.051104 | 767.0658 | -0.00046902 | 774.7653 | 0.0088529 | 767.0658 | 0.00080475 | 767.0658 | 0.079466 | 766.8443 | 0.066778 | 767.0658 | 0.0073417 | 767.0658 | 0.14563 | 757.1003 | 0.043304 | 767.0658 | 0.012007 | 766.8443 | 0.016892 | 762.8312 | 0 | 767.0327 | 0.0099022 | 763.5001 | 0.65641
|  |  | 757.3309 | -0.0013399 | 757.33 | 0 | 767.3021 | 0 | 757.3309 | 0.025173 | 767.3021 | -0.0099841 | 775.0002 | -0.0045421 | 767.3021 | 0 | 767.3021 | 0.072215 | 767.0809 | 0.067895 | 767.3021 | 0 | 767.3021 | 0.14066 | 757.3309 | -0.050595 | 767.3021 | -0.011299 | 767.0809 | -0.01867 | 763.0648 | 0 | 767.2704 | 0.0003099 | 763.7346 | 0.61401
|  |  | 757.5615 | 0.0073068 | 757.56 | 0 | 767.5385 | 0.018742 | 757.5615 | -0.015754 | 767.5385 | 0.0020875 | 775.2352 | 0.0078041 | 767.5385 | 0.003804 | 767.5385 | 0.079764 | 767.3174 | 0.057908 | 767.5385 | 0.0097245 | 767.5385 | 0.14311 | 757.5615 | 0.079271 | 767.5385 | 0.01325 | 767.3174 | 0.018215 | 763.2983 | 0 | 767.5081 | 0.009835 | 763.9691 | 0.61984
|  |  | 757.792 | 0.0011005 | 757.79 | 0 | 767.7749 | 0 | 757.792 | 0.012713 | 767.7749 | -0.0061527 | 775.4701 | -0.0027582 | 767.7749 | 0 | 767.7749 | 0.069036 | 767.554 | 0.057872 | 767.7749 | 0 | 767.7749 | 0.14226 | 757.792 | -0.013597 | 767.7749 | -0.010648 | 767.554 | -0.015413 | 763.5318 | 0 | 767.7457 | -0.001058 | 764.2036 | 0.57418
|  |  | 758.0226 | 0.015046 | 758.02 | 0 | 768.0113 | 0.014232 | 758.0226 | 0.02321 | 768.0113 | 0.0018263 | 775.705 | 0.0079133 | 768.0113 | 0 | 768.0113 | 0.078324 | 767.7905 | 0.061205 | 768.0113 | 0.0026554 | 768.0113 | 0.14087 | 758.0226 | 0.10425 | 768.0113 | 0.0054843 | 767.7905 | 0.016125 | 763.7653 | 0 | 767.9835 | 0.0097938 | 764.438 | 0.59089
|  |  | 758.2532 | -0.020479 | 758.25 | 0 | 768.2477 | 0 | 758.2532 | -0.008273 | 768.2477 | -0.010221 | 775.94 | -0.0047844 | 768.2477 | 0 | 768.2477 | 0.070924 | 768.0271 | 0.067011 | 768.2477 | 0 | 768.2477 | 0.13229 | 758.2532 | 0.0139 | 768.2477 | -0.012773 | 768.0271 | -0.0084933 | 763.9989 | 0 | 768.2212 | -0.0010504 | 764.6725 | 0.54643
|  |  | 758.4837 | 0.01257 | 758.48 | 0 | 768.4841 | 0.017303 | 758.4837 | -0.027355 | 768.4841 | 0.0034946 | 776.1749 | 0.0088075 | 768.4841 | 0.0044308 | 768.4841 | 0.077033 | 768.2637 | 0.071764 | 768.4841 | 0.0077193 | 768.4841 | 0.13846 | 758.4837 | 0.0047529 | 768.4841 | 0.0063743 | 768.2637 | 0.022507 | 764.2324 | 0 | 768.4589 | 0.010264 | 764.9071 | 0.5578
|  |  | 758.7143 | -0.0016252 | 758.71 | 0 | 768.7205 | 0 | 758.7143 | 0.0067554 | 768.7205 | -0.0078737 | 776.4099 | -0.0025434 | 768.7205 | 0 | 768.7205 | 0.071073 | 768.5003 | 0.066818 | 768.7205 | 0 | 768.7205 | 0.13027 | 758.7143 | -0.038093 | 768.7205 | -0.0193 | 768.5003 | -0.023267 | 764.466 | 0 | 768.6966 | -0.00033033 | 765.1416 | 0.52044
|  |  | 758.9449 | 0.03163 | 758.94 | 0 | 768.9569 | 0.015038 | 758.9449 | 0.014789 | 768.9569 | 0.0029751 | 776.6449 | 0.008476 | 768.9569 | 0.0040448 | 768.9569 | 0.079218 | 768.7369 | 0.075166 | 768.9569 | 0.0080293 | 768.9569 | 0.14091 | 758.9449 | 0.02306 | 768.9569 | 0.017676 | 768.7369 | 0.03163 | 764.6995 | 0 | 768.9344 | 0.0097134 | 765.3762 | 0.52632
|  |  | 759.1755 | -0.011483 | 759.18 | 0 | 769.1933 | 0 | 759.1755 | 0.022821 | 769.1933 | -0.0056775 | 776.8799 | -0.004028 | 769.1934 | 0 | 769.1934 | 0.069036 | 768.9735 | 0.057359 | 769.1933 | 0 | 769.1934 | 0.12581 | 759.1755 | -0.029078 | 769.1934 | -0.014642 | 768.9735 | -0.021197 | 764.9331 | 0 | 769.1721 | -0.0010316 | 765.6107 | 0.49367
|  |  | 759.4061 | -0.0044513 | 759.41 | 0 | 769.4298 | 0.020453 | 759.4061 | 0.012658 | 769.4298 | 0.0045461 | 777.1149 | 0.0070258 | 769.4298 | 0.0037784 | 769.4298 | 0.076735 | 769.2101 | 0.061493 | 769.4298 | 0.0087311 | 769.4298 | 0.13808 | 759.4061 | 0.059087 | 769.4298 | 0.011524 | 769.2101 | 0.044171 | 765.1667 | 0 | 769.4099 | 0.010384 | 765.8452 | 0.50301
|  |  | 759.6368 | -0.014777 | 759.64 | 0 | 769.6662 | 0 | 759.6368 | 0.0066493 | 769.6662 | -0.00061131 | 777.3499 | -0.0041664 | 769.6663 | 0 | 769.6662 | 0.066056 | 769.4467 | 0.052849 | 769.6662 | 0 | 769.6663 | 0.13258 | 759.6368 | -0.0055195 | 769.6663 | -0.015763 | 769.4467 | -0.019638 | 765.4003 | 0 | 769.6476 | -0.0010801 | 766.0798 | 0.45957
|  |  | 759.8674 | -0.010368 | 759.87 | 0 | 769.9027 | 0.019289 | 759.8674 | -0.0098778 | 769.9027 | 0.0016114 | 777.585 | 0.0091071 | 769.9027 | 0.0018162 | 769.9027 | 0.074003 | 769.6833 | 0.065776 | 769.9027 | 0.0019909 | 769.9027 | 0.12741 | 759.8674 | 0.082404 | 769.9027 | 0.0041424 | 769.6833 | 0.014243 | 765.6339 | 0 | 769.8854 | 0.010099 | 766.3144 | 0.47677
|  |  | 760.098 | -0.0064696 | 760.1 | 0 | 770.1392 | 0 | 760.098 | -0.051877 | 770.1392 | -0.001071 | 777.8199 | -0.0044643 | 770.1392 | 0 | 770.1392 | 0.067099 | 769.9199 | 0.054036 | 770.1392 | 0 | 770.1392 | 0.12391 | 760.098 | -0.045937 | 770.1392 | -0.016498 | 769.9199 | -0.015289 | 765.8676 | 0 | 770.1232 | -0.0015941 | 766.549 | 0.44389
|  |  | 760.3287 | 0.0094612 | 760.33 | 0 | 770.3756 | 0.007065 | 760.3287 | 0.018374 | 770.3756 | 0.003115 | 778.055 | 0.0089994 | 770.3757 | 0.0026425 | 770.3756 | 0.072016 | 770.1566 | 0.064337 | 770.3756 | 0.0092064 | 770.3757 | 0.12583 | 760.3287 | 0.06134 | 770.3757 | 0.012752 | 770.1566 | 0.029435 | 766.1012 | 0 | 770.361 | 0.010068 | 766.7836 | 0.45546
|  |  | 760.5593 | -0.030888 | 760.56 | 0 | 770.6121 | 0 | 760.5593 | 0.0035713 | 770.6121 | -0.0048652 | 778.29 | -0.0054311 | 770.6121 | 0 | 770.6121 | 0.064715 | 770.3932 | 0.054014 | 770.6121 | 0 | 770.6121 | 0.12275 | 760.5593 | -0.055609 | 770.6121 | -0.014485 | 770.3932 | -0.015752 | 766.3348 | 0 | 770.5988 | -0.0021274 | 767.0182 | 0.41187
|  |  | 760.79 | 0.017006 | 760.79 | 0 | 770.8486 | 0.023691 | 760.79 | -0.0092241 | 770.8486 | -0.0018394 | 778.5252 | 0.0071013 | 770.8486 | 0.0016899 | 770.8486 | 0.065957 | 770.6299 | 0.065477 | 770.8486 | 0.0074652 | 770.8486 | 0.12177 | 760.79 | -0.053362 | 770.8486 | 0.0061706 | 770.6299 | 0.016359 | 766.5684 | 0 | 770.8367 | 0.009829 | 767.2527 | 0.43426
|  |  | 761.0206 | -0.0019029 | 761.02 | 0 | 771.0851 | 0 | 761.0206 | -0.035374 | 771.0851 | -0.0055813 | 778.7602 | -0.0043773 | 771.0851 | 0 | 771.0851 | 0.065013 | 770.8666 | 0.057791 | 771.0851 | 0 | 771.0851 | 0.12336 | 761.0206 | 0.08548 | 771.0851 | -0.010161 | 770.8666 | -0.031499 | 766.8021 | 0 | 771.0745 | -0.0029733 | 767.4874 | 0.39203
|  |  | 761.2513 | 0.0027484 | 761.25 | 0 | 771.3216 | 0.015704 | 761.2513 | 0.02816 | 771.3216 | 0.00012606 | 778.9953 | 0.0092618 | 771.3217 | 0.0023658 | 771.3216 | 0.070278 | 771.1033 | 0.061359 | 771.3216 | 0.00065108 | 771.3217 | 0.12584 | 761.2513 | 0.038344 | 771.3217 | 0.0097315 | 771.1033 | 0.014032 | 767.0358 | 0 | 771.3123 | 0.0093196 | 767.722 | 0.41422
|  |  | 761.482 | -0.0051281 | 761.48 | 0 | 771.5582 | 0 | 761.482 | -0.012665 | 771.5582 | -0.00085108 | 779.2304 | -0.0051603 | 771.5582 | 0 | 771.5582 | 0.064914 | 771.3399 | 0.055137 | 771.5582 | 0 | 771.5582 | 0.11152 | 761.482 | 0.039013 | 771.5582 | -0.010412 | 771.34 | -0.01977 | 767.2695 | 0 | 771.5502 | -0.0011502 | 767.9567 | 0.37706
|  |  | 761.7127 | 0.02113 | 761.71 | 0 | 771.7947 | 0.029884 | 761.7127 | 0.029395 | 771.7947 | -0.0011079 | 779.4655 | 0.0074609 | 771.7947 | 0.0035339 | 771.7947 | 0.071222 | 771.5766 | 0.067236 | 771.7947 | 0.0067466 | 771.7947 | 0.12694 | 761.7127 | 0.05172 | 771.7947 | 0.0063159 | 771.5766 | 0.01744 | 767.5031 | 0 | 771.788 | 0.0090635 | 768.1913 | 0.39327
|  |  | 761.9434 | -0.013242 | 761.94 | 0 | 772.0312 | 0 | 761.9434 | -0.026743 | 772.0312 | -0.0073652 | 779.7006 | -0.0042669 | 772.0312 | 0 | 772.0312 | 0.070626 | 771.8133 | 0.058221 | 772.0312 | 0 | 772.0312 | 0.10801 | 761.9434 | -0.10132 | 772.0312 | -0.009835 | 771.8134 | -0.014033 | 767.7368 | 0 | 772.0259 | -0.0025759 | 768.426 | 0.36483
|  |  | 762.1741 | 0.023885 | 762.17 | 0 | 772.2678 | 0.00783 | 762.1741 | -0.014697 | 772.2678 | 0.0034919 | 779.9357 | 0.0094403 | 772.2678 | 0.0049114 | 772.2678 | 0.070973 | 772.0501 | 0.0688 | 772.2678 | 0.0066548 | 772.2678 | 0.12455 | 762.1741 | 0.057536 | 772.2678 | 0.012648 | 772.0501 | 0.020703 | 767.9705 | 0 | 772.2638 | 0.0094219 | 768.6606 | 0.38041
|  |  | 762.4049 | 0.01403 | 762.4 | 0 | 772.5044 | 0 | 762.4048 | -0.010828 | 772.5044 | -0.0043426 | 780.1708 | -0.0054775 | 772.5043 | 0 | 772.5044 | 0.062729 | 772.2868 | 0.048187 | 772.5044 | 0 | 772.5043 | 0.1062 | 762.4048 | -0.12416 | 772.5043 | -0.010519 | 772.2868 | -0.031518 | 768.2042 | 0 | 772.5017 | -0.0027795 | 768.8953 | 0.3423
|  |  | 762.6356 | 0.0090998 | 762.64 | 0 | 772.7409 | 0.0063658 | 762.6356 | 0.031604 | 772.7409 | 0.0046951 | 780.4059 | 0.010304 | 772.7409 | 0.0006935 | 772.7409 | 0.068788 | 772.5235 | 0.060997 | 772.7409 | 0.0017746 | 772.7409 | 0.11408 | 762.6356 | 0.06204 | 772.7409 | 0.0050139 | 772.5235 | 0.013618 | 768.4379 | 0 | 772.7396 | 0.0093152 | 769.13 | 0.35949
|  |  | 762.8663 | -0.0089841 | 762.87 | 0 | 772.9775 | 0 | 762.8663 | -0.02739 | 772.9775 | -0.0059973 | 780.641 | -0.0037841 | 772.9775 | 0 | 772.9775 | 0.065659 | 772.7602 | 0.048149 | 772.9775 | 0 | 772.9775 | 0.10597 | 762.8663 | 0.012392 | 772.9775 | -0.013804 | 772.7603 | -0.020635 | 768.6717 | 0 | 772.9775 | -0.0028221 | 769.3647 | 0.32181
|  |  | 763.097 | 0.0011418 | 763.1 | 0 | 773.2141 | 0.029368 | 763.097 | 0.013891 | 773.2141 | 0.007254 | 780.8762 | 0.0080661 | 773.2141 | 0.004226 | 773.2141 | 0.069533 | 772.997 | 0.06438 | 773.2141 | 0.0059557 | 773.2141 | 0.11707 | 763.097 | 0.10485 | 773.2141 | 0.019341 | 772.997 | 0.026324 | 768.9054 | 0 | 773.2154 | 0.0096807 | 769.5994 | 0.34053
|  |  | 763.3278 | 0.0023796 | 763.33 | 0 | 773.4507 | 0 | 763.3278 | -0.0036492 | 773.4507 | -0.0061026 | 781.1114 | -0.0043611 | 773.4507 | 0 | 773.4507 | 0.054782 | 773.2338 | 0.050781 | 773.4507 | 0 | 773.4507 | 0.10685 | 763.3278 | -0.073699 | 773.4507 | -0.016269 | 773.2337 | -0.026022 | 769.1392 | 0 | 773.4534 | -0.0024314 | 769.8341 | 0.30646
|  |  | 763.5585 | 0.0085941 | 763.56 | 0 | 773.6873 | 0.044958 | 763.5585 | -0.004574 | 773.6873 | 0.0034257 | 781.3466 | 0.010205 | 773.6873 | 0.0031388 | 773.6873 | 0.074003 | 773.4705 | 0.064591 | 773.6873 | 0.0052632 | 773.6873 | 0.10546 | 763.5585 | 0.015788 | 773.6873 | 0.010874 | 773.4705 | 0.027493 | 769.3729 | 0 | 773.6913 | 0.0097187 | 770.0688 | 0.32595
|  |  | 763.7893 | -0.0050177 | 763.79 | 0 | 773.9239 | 0 | 763.7893 | -0.0037528 | 773.9239 | -0.012838 | 781.5817 | -0.0053066 | 773.9239 | 0 | 773.9239 | 0.060593 | 773.7073 | 0.042272 | 773.9239 | 0 | 773.9239 | 0.10658 | 763.7893 | -0.025397 | 773.9239 | -0.015847 | 773.7073 | -0.027428 | 769.6067 | 0 | 773.9293 | -0.002518 | 770.3036 | 0.29244
|  |  | 764.0201 | -0.00089144 | 764.02 | 0 | 774.1605 | 0.027667 | 764.0201 | 0.048321 | 774.1605 | 0.0038506 | 781.817 | 0.0088845 | 774.1605 | 0.0036645 | 774.1605 | 0.071222 | 773.9441 | 0.055641 | 774.1605 | 0.0042303 | 774.1605 | 0.11287 | 764.0201 | 0.048244 | 774.1605 | 0.011846 | 773.9441 | 0.028493 | 769.8405 | 0 | 774.1672 | 0.010092 | 770.5383 | 0.31004
|  |  | 764.2509 | 0.0097776 | 764.25 | 0 | 774.3972 | 0 | 764.2509 | -0.028692 | 774.3972 | -0.0067447 | 782.0521 | -0.0049189 | 774.3972 | 0 | 774.3972 | 0.057563 | 774.1809 | 0.049647 | 774.3972 | 0 | 774.3972 | 0.10084 | 764.2509 | 0.050306 | 774.3972 | -0.018919 | 774.1809 | -0.019751 | 770.0743 | 0 | 774.4052 | -0.0012532 | 770.7731 | 0.27544
|  |  | 764.4817 | -0.0086307 | 764.48 | 0 | 774.6338 | 0.012463 | 764.4817 | -0.0088432 | 774.6338 | -0.00028874 | 782.2873 | 0.0083886 | 774.6338 | 0.00064464 | 774.6338 | 0.059252 | 774.4177 | 0.057739 | 774.6338 | 4.4535e-05 | 774.6338 | 0.10027 | 764.4817 | 0.017309 | 774.6338 | 0.012957 | 774.4176 | 0.027341 | 770.308 | 0 | 774.6431 | 0.010203 | 771.0078 | 0.29625
|  |  | 764.7125 | -0.0086909 | 764.71 | 0 | 774.8704 | 0 | 764.7125 | -0.0041839 | 774.8704 | -0.0042635 | 782.5226 | -0.0047309 | 774.8704 | 0 | 774.8704 | 0.058159 | 774.6545 | 0.040259 | 774.8704 | 0 | 774.8704 | 0.10436 | 764.7125 | -0.047149 | 774.8704 | -0.015094 | 774.6545 | -0.043067 | 770.5419 | 0 | 774.8812 | -0.0020659 | 771.2426 | 0.26701
|  |  | 764.9433 | 0.025699 | 764.94 | 0 | 775.1071 | 0.011991 | 764.9433 | -0.013875 | 775.1071 | 0.0029828 | 782.7577 | 0.0084723 | 775.1071 | 0.0051884 | 775.1071 | 0.060593 | 774.8913 | 0.065734 | 775.1071 | 0.0012198 | 775.1071 | 0.11334 | 764.9433 | 0.14144 | 775.1071 | 0.0080697 | 774.8913 | 0.028955 | 770.7757 | 0 | 775.1191 | 0.01027 | 771.4774 | 0.2872
|  |  | 765.1741 | 0.0019542 | 765.17 | 0 | 775.3438 | 0 | 765.1741 | -0.033293 | 775.3438 | -0.007927 | 782.993 | -0.0061826 | 775.3438 | 0 | 775.3438 | 0.054633 | 775.1281 | 0.039688 | 775.3438 | 0 | 775.3438 | 0.092981 | 765.1741 | -0.0074812 | 775.3438 | -0.017372 | 775.1281 | -0.013404 | 771.0095 | 0 | 775.3571 | -0.0021923 | 771.7122 | 0.25462
|  |  | 765.4049 | -0.010549 | 765.4 | 0 | 775.5804 | 0.031434 | 765.4049 | -0.0036756 | 775.5804 | 0.0042383 | 783.2283 | 0.0091176 | 775.5804 | 0.0037214 | 775.5804 | 0.066354 | 775.3649 | 0.04873 | 775.5804 | 0.008976 | 775.5804 | 0.1034 | 765.4049 | 0.096821 | 775.5804 | 0.014871 | 775.3649 | 0.022553 | 771.2433 | 0 | 775.5951 | 0.010506 | 771.947 | 0.27615
|  |  | 765.6357 | -0.0076602 | 765.64 | 0 | 775.8171 | 0 | 765.6357 | -0.037007 | 775.8171 | -0.0086518 | 783.4635 | -0.0040962 | 775.8171 | 0 | 775.8171 | 0.053888 | 775.6018 | 0.036203 | 775.8171 | 0 | 775.8171 | 0.084773 | 765.6357 | -0.059836 | 775.8171 | -0.011042 | 775.6018 | -0.0061874 | 771.4772 | 0 | 775.8332 | -0.0030499 | 772.1818 | 0.24296
|  |  | 765.8666 | 0.01293 | 765.87 | 0 | 776.0538 | 0.023294 | 765.8666 | -0.0064746 | 776.0538 | 0.00071748 | 783.6988 | 0.0099117 | 776.0538 | 0.0012156 | 776.0538 | 0.064268 | 775.8386 | 0.047753 | 776.0538 | 0.00037922 | 776.0538 | 0.10505 | 765.8666 | 0.0034821 | 776.0538 | 0.0095543 | 775.8386 | 0.012976 | 771.7111 | 0 | 776.0712 | 0.0091411 | 772.4166 | 0.2612
|  |  | 766.0974 | -0.0046239 | 766.1 | 0 | 776.2905 | 0 | 766.0974 | -0.025954 | 776.2905 | -0.010557 | 783.934 | -0.0038608 | 776.2905 | 0 | 776.2905 | 0.053093 | 776.0755 | 0.035525 | 776.2905 | 0 | 776.2905 | 0.097173 | 766.0974 | -0.038598 | 776.2905 | -0.01077 | 776.0755 | -0.016631 | 771.9449 | 0 | 776.3093 | -0.0036846 | 772.6514 | 0.23259
|  |  | 766.3283 | 0.029406 | 766.33 | 0 | 776.5272 | 0.032147 | 766.3283 | -0.026122 | 776.5272 | 0.0021264 | 784.1693 | 0.0074609 | 776.5272 | 0.0023444 | 776.5272 | 0.068043 | 776.3123 | 0.059236 | 776.5272 | 0.0022159 | 776.5272 | 0.10001 | 766.3283 | 0.025645 | 776.5272 | 0.012865 | 776.3123 | 0.034973 | 772.1788 | 0 | 776.5474 | 0.010037 | 772.8863 | 0.25144
|  |  | 766.5591 | -0.023736 | 766.56 | 0 | 776.764 | 0 | 766.5591 | -0.011996 | 776.764 | -0.010888 | 784.4046 | -0.0051772 | 776.764 | 0 | 776.764 | 0.054534 | 776.5492 | 0.047914 | 776.764 | 0 | 776.764 | 0.09043 | 766.5591 | 0.0017604 | 776.764 | -0.016981 | 776.5492 | -0.017219 | 772.4127 | 0 | 776.7854 | -0.0034123 | 773.1211 | 0.22122
|  |  | 766.79 | -0.0096913 | 766.79 | 0 | 777.0007 | 0.042363 | 766.79 | 0.0026443 | 777.0007 | 0.0016279 | 784.6399 | 0.0072704 | 777.0007 | 0.0057506 | 777.0007 | 0.064219 | 776.7861 | 0.058409 | 777.0007 | 0.0025253 | 777.0007 | 0.091025 | 766.79 | 0.078826 | 777.0007 | 0.010122 | 776.7861 | 0.039018 | 772.6465 | 0 | 777.0235 | 0.0079554 | 773.356 | 0.24295
|  |  | 767.0209 | 0.020463 | 767.02 | 0 | 777.2374 | 0 | 767.0209 | -0.0080853 | 777.2374 | -0.005695 | 784.8752 | -0.005817 | 777.2374 | 0 | 777.2374 | 0.051405 | 777.023 | 0.043069 | 777.2374 | 0 | 777.2374 | 0.092762 | 767.0209 | -0.0013578 | 777.2374 | -0.016203 | 777.023 | -0.016759 | 772.8804 | 0 | 777.2616 | -0.0041055 | 773.5908 | 0.20859
|  |  | 767.2518 | 0.030641 | 767.25 | 0 | 777.4742 | 0.015229 | 767.2518 | 0.051736 | 777.4742 | 0.0055594 | 785.1105 | 0.0087133 | 777.4742 | 0.0038025 | 777.4742 | 0.068341 | 777.2599 | 0.053269 | 777.4742 | 0.001479 | 777.4742 | 0.099025 | 767.2518 | 0.079186 | 777.4742 | 0.0094183 | 777.2599 | 0.011402 | 773.1144 | 0 | 777.4997 | 0.0093757 | 773.8257 | 0.23149
|  |  | 767.4827 | 0.004003 | 767.48 | 0 | 777.7109 | 0 | 767.4827 | -0.028443 | 777.7109 | -0.0020738 | 785.3459 | -0.0052239 | 777.7109 | 0 | 777.7109 | 0.054732 | 777.4968 | 0.038562 | 777.7109 | 0 | 777.7109 | 0.092877 | 767.4827 | -0.034295 | 777.7109 | -0.016047 | 777.4968 | -0.0039324 | 773.3483 | 0 | 777.7378 | -0.0028931 | 774.0606 | 0.2019
|  |  | 767.7136 | 0.024664 | 767.71 | 0 | 777.9477 | 0.01399 | 767.7136 | -0.026806 | 777.9477 | 0.0038031 | 785.5812 | 0.006819 | 777.9477 | 0.0053131 | 777.9477 | 0.058855 | 777.7337 | 0.067113 | 777.9477 | 0.012039 | 777.9477 | 0.094045 | 767.7136 | 0.070402 | 777.9477 | 0.015042 | 777.7337 | 0.039754 | 773.5822 | 0 | 777.9759 | 0.0099393 | 774.2955 | 0.22111
|  |  | 767.9445 | -0.012513 | 767.94 | 0 | 778.1845 | 0 | 767.9445 | -0.030462 | 778.1845 | -0.0045397 | 785.8166 | -0.0043006 | 778.1845 | 0 | 778.1845 | 0.055924 | 777.9706 | 0.042963 | 778.1845 | 0 | 778.1845 | 0.0934 | 767.9445 | -0.030347 | 778.1845 | -0.012002 | 777.9706 | -0.0088932 | 773.8162 | 0 | 778.2141 | -0.0034762 | 774.5304 | 0.19041
|  |  | 768.1754 | 0.039784 | 768.18 | 0 | 778.4213 | 0.0099984 | 768.1754 | 0.0033978 | 778.4213 | 0.0037584 | 786.0519 | 0.0083553 | 778.4213 | 0.0057328 | 778.4213 | 0.069781 | 778.2076 | 0.0657 | 778.4213 | 0.0091035 | 778.4213 | 0.087128 | 768.1754 | 0.038256 | 778.4213 | 0.01158 | 778.2076 | 0.019054 | 774.0501 | 0 | 778.4522 | 0.010512 | 774.7653 | 0.21318
|  |  | 768.4063 | -0.025205 | 768.41 | 0 | 778.6581 | 0 | 768.4063 | -0.036338 | 778.6581 | -0.010687 | 786.2873 | -0.0057326 | 778.6581 | 0 | 778.6581 | 0.053789 | 778.4445 | 0.05002 | 778.6581 | 0 | 778.6581 | 0.086758 | 768.4063 | 0.02343 | 778.6581 | -0.019438 | 778.4445 | -0.02383 | 774.2841 | 0 | 778.6904 | -0.0034008 | 775.0002 | 0.18403
|  |  | 768.6373 | 0.016841 | 768.64 | 0 | 778.8949 | 0.017752 | 768.6373 | -0.005784 | 778.8949 | 0.00047211 | 786.5226 | 0.0076952 | 778.8948 | 0.00080167 | 778.8949 | 0.076188 | 778.6815 | 0.052228 | 778.8949 | 0.0074037 | 778.8948 | 0.097623 | 768.6373 | 0.011231 | 778.8948 | 0.012957 | 778.6815 | 0.017426 | 774.518 | 0 | 778.9285 | 0.0096922 | 775.2352 | 0.20738
|  |  | 768.8682 | -0.024194 | 768.87 | 0 | 779.1317 | 0 | 768.8682 | -0.0052699 | 779.1317 | -0.012081 | 786.7581 | -0.0041892 | 779.1317 | 0 | 779.1317 | 0.053044 | 778.9184 | 0.034992 | 779.1317 | 0 | 779.1317 | 0.083225 | 768.8682 | -0.12468 | 779.1317 | -0.013584 | 778.9184 | -0.022283 | 774.752 | 0 | 779.1667 | -0.0044922 | 775.4701 | 0.17242
|  |  | 769.0992 | 0.024293 | 769.1 | 0 | 779.3685 | 0.011914 | 769.0992 | 0.019902 | 779.3685 | 6.7146e-05 | 786.9934 | 0.0070217 | 779.3685 | 0.0043902 | 779.3685 | 0.060295 | 779.1554 | 0.045398 | 779.3685 | 0.0069798 | 779.3685 | 0.085351 | 769.0992 | 0.11257 | 779.3685 | 0.008815 | 779.1554 | 0.028876 | 774.986 | 0 | 779.4049 | 0.008613 | 775.705 | 0.19669
|  |  | 769.3301 | 0.0018026 | 769.33 | 0 | 779.6053 | 0 | 769.3301 | -0.030866 | 779.6053 | -0.0084476 | 787.2288 | -0.004612 | 779.6053 | 0 | 779.6053 | 0.048872 | 779.3923 | 0.037573 | 779.6053 | 0 | 779.6053 | 0.080579 | 769.3301 | 0.028594 | 779.6054 | -0.009269 | 779.3923 | -0.028761 | 775.22 | 0 | 779.6431 | -0.002627 | 775.94 | 0.162
|  |  | 769.5611 | 0.01931 | 769.56 | 0 | 779.8422 | 0.045241 | 769.5611 | 0.027638 | 779.8422 | -0.004173 | 787.4642 | 0.0086725 | 779.8422 | 0.0012583 | 779.8422 | 0.06099 | 779.6293 | 0.051165 | 779.8422 | 0.0043158 | 779.8422 | 0.08035 | 769.5611 | 0.070245 | 779.8422 | 0.0058836 | 779.6293 | 0.028764 | 775.454 | 0 | 779.8812 | 0.0098963 | 776.1749 | 0.1917
|  |  | 769.7921 | -0.025946 | 769.79 | 0 | 780.079 | 0 | 769.7921 | -0.0018488 | 780.079 | -0.0042027 | 787.6997 | -0.0035787 | 780.079 | 0 | 780.079 | 0.049915 | 779.8663 | 0.042499 | 780.079 | 0 | 780.079 | 0.081189 | 769.7921 | -0.0034836 | 780.079 | -0.008919 | 779.8663 | -0.037914 | 775.688 | 0 | 780.1195 | -0.0031873 | 776.4099 | 0.15796
|  |  | 770.023 | 0.022429 | 770.02 | 0 | 780.3159 | 0.043984 | 770.023 | 0.0030417 | 780.3159 | 0.007436 | 787.9351 | 0.0078125 | 780.3159 | 0.0081555 | 780.3159 | 0.064417 | 780.1033 | 0.060416 | 780.3159 | 0.0078602 | 780.3159 | 0.086783 | 770.023 | -0.013123 | 780.3159 | 0.014705 | 780.1033 | 0.025068 | 775.922 | 0 | 780.3577 | 0.010543 | 776.6449 | 0.18578
|  |  | 770.254 | -0.026688 | 770.25 | 0 | 780.5527 | 0 | 770.254 | -0.01337 | 780.5527 | -0.010428 | 788.1705 | -0.003803 | 780.5527 | 0 | 780.5527 | 0.054087 | 780.3403 | 0.040413 | 780.5527 | 0 | 780.5527 | 0.084929 | 770.254 | 0.00072203 | 780.5527 | -0.015693 | 780.3403 | -0.008145 | 776.1561 | 0 | 780.5959 | -0.0036964 | 776.8799 | 0.1507
|  |  | 770.4851 | -0.0090655 | 770.49 | 0 | 780.7896 | 0.0082406 | 770.485 | 0.027727 | 780.7896 | 0.0014851 | 788.406 | 0.006962 | 780.7896 | 0.0025793 | 780.7896 | 0.060196 | 780.5773 | 0.043002 | 780.7896 | 0.0031657 | 780.7896 | 0.08856 | 770.485 | 0.040738 | 780.7896 | 0.010381 | 780.5773 | 0.01535 | 776.3901 | 0 | 780.8342 | 0.0093557 | 777.1149 | 0.17371
|  |  | 770.716 | -0.025205 | 770.72 | 0 | 781.0265 | 0 | 770.716 | -0.022541 | 781.0265 | -0.0066586 | 788.6414 | -0.0054876 | 781.0265 | 0 | 781.0265 | 0.046587 | 780.8144 | 0.0405 | 781.0265 | 0 | 781.0265 | 0.081415 | 770.716 | -0.003757 | 781.0265 | -0.012361 | 780.8144 | -0.026395 | 776.6241 | 0 | 781.0724 | -0.0044929 | 777.3499 | 0.14109
|  |  | 770.947 | 0.016334 | 770.95 | 0 | 781.2634 | 0.026299 | 770.947 | 0.018482 | 781.2634 | 0.0049593 | 788.8769 | 0.0085238 | 781.2634 | 0.0063923 | 781.2634 | 0.060245 | 781.0514 | 0.064535 | 781.2634 | 0.0090752 | 781.2634 | 0.089917 | 770.947 | 0.05047 | 781.2634 | 0.0088784 | 781.0514 | 0.013482 | 776.8582 | 0 | 781.3107 | 0.010017 | 777.585 | 0.17083
|  |  | 771.178 | 0.0016977 | 771.18 | 0 | 781.5003 | 0 | 771.178 | -0.0098548 | 781.5003 | -0.0074537 | 789.1124 | -0.0034721 | 781.5003 | 0 | 781.5003 | 0.049418 | 781.2884 | 0.049083 | 781.5003 | 0 | 781.5003 | 0.070452 | 771.178 | -0.063907 | 781.5003 | -0.0086882 | 781.2884 | -0.0073175 | 777.0923 | 0 | 781.5489 | -0.0033927 | 777.8199 | 0.13993
|  |  | 771.4091 | 0.0062614 | 771.41 | 0 | 781.7372 | 0.043515 | 771.4091 | 0.050106 | 781.7372 | 0.0080645 | 789.3479 | 0.0083225 | 781.7372 | 0.0058201 | 781.7372 | 0.057613 | 781.5255 | 0.047279 | 781.7372 | 0.0096715 | 781.7372 | 0.079954 | 771.4091 | 0.012341 | 781.7372 | 0.016721 | 781.5255 | 0.019251 | 777.3264 | 0 | 781.7872 | 0.0098321 | 778.055 | 0.16353
|  |  | 771.6401 | 0.0096261 | 771.64 | 0 | 781.9741 | 0 | 771.6401 | -0.031873 | 781.9741 | -0.0060036 | 789.5834 | -0.0037521 | 781.9741 | 0 | 781.9741 | 0.049319 | 781.7625 | 0.034294 | 781.9741 | 0 | 781.9741 | 0.07524 | 771.6401 | -0.11262 | 781.9741 | -0.012662 | 781.7626 | -0.022442 | 777.5604 | 0 | 782.0255 | -0.0045724 | 778.29 | 0.13325
|  |  | 771.8711 | -0.0083984 | 771.87 | 0 | 782.211 | 0.037224 | 771.8712 | 0.034739 | 782.211 | 0.0078519 | 789.8188 | 0.0087349 | 782.2111 | 0.002743 | 782.2111 | 0.060494 | 781.9996 | 0.053658 | 782.211 | 0.0068202 | 782.2111 | 0.076207 | 771.8712 | 0.033458 | 782.2111 | 0.01527 | 781.9996 | 0.034828 | 777.7946 | 0 | 782.2638 | 0.0089364 | 778.5251 | 0.15825
|  |  | 772.1022 | -0.017722 | 772.1 | 0 | 782.448 | 0 | 772.1022 | -0.016009 | 782.448 | -0.0099235 | 790.0544 | -0.0059824 | 782.448 | 0 | 782.448 | 0.050113 | 782.2367 | 0.040567 | 782.448 | 0 | 782.448 | 0.071769 | 772.1022 | 0.030074 | 782.448 | -0.014709 | 782.2367 | -0.025862 | 778.0286 | 0 | 782.5021 | -0.0041634 | 778.7602 | 0.12286
|  |  | 772.3333 | -0.0063092 | 772.33 | 0 | 782.6849 | 0.037381 | 772.3333 | -0.014466 | 782.6849 | -0.0017118 | 790.2899 | 0.0081412 | 782.6849 | 0.0046989 | 782.6849 | 0.061487 | 782.4738 | 0.043113 | 782.6849 | 0.0069738 | 782.6849 | 0.080043 | 772.3333 | 0.098475 | 782.6849 | 0.012037 | 782.4738 | 0.027494 | 778.2628 | 0 | 782.7404 | 0.0099666 | 778.9953 | 0.15154
|  |  | 772.5643 | -0.0032374 | 772.56 | 0 | 782.9219 | 0 | 772.5643 | -0.049546 | 782.9219 | -0.0037353 | 790.5254 | -0.0041567 | 782.9219 | 0 | 782.9219 | 0.045345 | 782.7109 | 0.041229 | 782.9219 | 0 | 782.9219 | 0.073588 | 772.5643 | -0.098089 | 782.9219 | -0.011062 | 782.7109 | -0.032557 | 778.4969 | 0 | 782.9788 | -0.0043443 | 779.2303 | 0.12374
|  |  | 772.7954 | 0.0175 | 772.8 | 0 | 783.1588 | 0.04663 | 772.7954 | 0.023281 | 783.1588 | 0.0040868 | 790.761 | 0.0086173 | 783.1589 | 0.0054446 | 783.1589 | 0.05503 | 782.948 | 0.043551 | 783.1588 | 0.0049555 | 783.1589 | 0.073679 | 772.7954 | 0.020784 | 783.1589 | 0.015288 | 782.948 | 0.029135 | 778.731 | 0 | 783.2171 | 0.0096709 | 779.4655 | 0.14734
|  |  | 773.0266 | -0.0086267 | 773.03 | 0 | 783.3958 | 0 | 773.0266 | -0.044873 | 783.3958 | -0.0053264 | 790.9965 | -0.0046883 | 783.3958 | 0 | 783.3958 | 0.046835 | 783.1851 | 0.02836 | 783.3958 | 0 | 783.3958 | 0.073965 | 773.0266 | 0.01199 | 783.3958 | -0.016823 | 783.1851 | -0.024946 | 778.9652 | 0 | 783.4554 | -0.0046628 | 779.7006 | 0.11936
|  |  | 773.2576 | -0.0011262 | 773.26 | 0 | 783.6328 | 0.042379 | 773.2576 | -0.015412 | 783.6328 | 0.0015743 | 791.2321 | 0.006601 | 783.6328 | 0.0006751 | 783.6328 | 0.054633 | 783.4222 | 0.049198 | 783.6328 | 0.0010017 | 783.6328 | 0.07453 | 773.2576 | -0.019991 | 783.6328 | 0.010633 | 783.4222 | 0.0099577 | 779.1993 | 0 | 783.6938 | 0.0087942 | 779.9357 | 0.13965
|  |  | 773.4887 | -0.012926 | 773.49 | 0 | 783.8698 | 0 | 773.4887 | 0.0070022 | 783.8698 | -0.0046196 | 791.4677 | -0.0062158 | 783.8698 | 0 | 783.8698 | 0.047928 | 783.6593 | 0.040456 | 783.8698 | 0 | 783.8698 | 0.070635 | 773.4887 | -0.023448 | 783.8698 | -0.014131 | 783.6593 | -0.019192 | 779.4335 | 0 | 783.9321 | -0.0024983 | 780.1708 | 0.11215
|  |  | 773.7198 | -0.0051083 | 773.72 | 0 | 784.1068 | 0.031974 | 773.7198 | 0.015235 | 784.1068 | 0.003781 | 791.7033 | 0.008261 | 784.1068 | 0.0046768 | 784.1068 | 0.057563 | 783.8964 | 0.054321 | 784.1068 | 0.0063512 | 784.1068 | 0.069335 | 773.7198 | 0.09891 | 784.1068 | 0.0066937 | 783.8964 | 0.030452 | 779.6677 | 0 | 784.1705 | 0.010541 | 780.4059 | 0.13537
|  |  | 773.9509 | 0.0079957 | 773.95 | 0 | 784.3438 | 0 | 773.9509 | 0.003161 | 784.3438 | -0.012089 | 791.9388 | -0.0044118 | 784.3438 | 0 | 784.3438 | 0.040329 | 784.1336 | 0.029459 | 784.3438 | 0 | 784.3438 | 0.068747 | 773.9509 | -0.012546 | 784.3438 | -0.019396 | 784.1336 | -0.058895 | 779.9019 | 0 | 784.4089 | -0.004321 | 780.6411 | 0.10878
|  |  | 774.1821 | 0.0069571 | 774.18 | 0 | 784.5808 | 0.034719 | 774.1821 | -0.011939 | 784.5808 | 0.003346 | 792.1744 | 0.0075814 | 784.5808 | 0.0028469 | 784.5808 | 0.058557 | 784.3707 | 0.041479 | 784.5808 | 0.010374 | 784.5808 | 0.070629 | 774.1821 | 0.069658 | 784.5808 | 0.0083355 | 784.3707 | 0.019825 | 780.136 | 0 | 784.6473 | 0.0093028 | 780.8762 | 0.13405
|  |  | 774.4132 | -0.012966 | 774.41 | 0 | 784.8178 | 0 | 774.4132 | 0.017916 | 784.8178 | -0.010783 | 792.41 | -0.0054829 | 784.8179 | 0 | 784.8179 | 0.037896 | 784.6079 | 0.040359 | 784.8178 | 0 | 784.8179 | 0.069924 | 774.4132 | -0.025409 | 784.8179 | -0.012944 | 784.6079 | -0.027691 | 780.3702 | 0 | 784.8857 | -0.0042778 | 781.1114 | 0.10198
|  |  | 774.6444 | 0.025699 | 774.64 | 0 | 785.0549 | 0.0097965 | 774.6443 | -0.01162 | 785.0549 | 0.0050905 | 792.6456 | 0.007138 | 785.0549 | 0.003436 | 785.0549 | 0.062083 | 784.845 | 0.0547 | 785.0549 | 0.0057621 | 785.0549 | 0.070772 | 774.6443 | 0.14362 | 785.0549 | 0.015648 | 784.8451 | 0.026798 | 780.6045 | 0 | 785.1241 | 0.010429 | 781.3466 | 0.1281
|  |  | 774.8755 | -0.017885 | 774.88 | 0 | 785.2919 | 0 | 774.8755 | 0.0056946 | 785.2919 | -0.0089665 | 792.8812 | -0.0039979 | 785.2919 | 0 | 785.2919 | 0.041273 | 785.0822 | 0.029786 | 785.2919 | 0 | 785.2919 | 0.072434 | 774.8755 | 0.052625 | 785.2919 | -0.017179 | 785.0822 | -0.020101 | 780.8387 | 0 | 785.3626 | -0.0037135 | 781.5817 | 0.099886
|  |  | 775.1066 | 0.0048752 | 775.11 | 0 | 785.529 | 0.0070546 | 775.1066 | 0.031778 | 785.529 | 0.0027397 | 793.1169 | 0.0086499 | 785.529 | 0.0022754 | 785.529 | 0.055328 | 785.3194 | 0.043485 | 785.529 | 0.0070952 | 785.529 | 0.069038 | 775.1066 | -0.016428 | 785.529 | 0.0069527 | 785.3194 | 0.031003 | 781.0729 | 0 | 785.601 | 0.0096663 | 781.817 | 0.12204
|  |  | 775.3378 | -0.0050725 | 775.34 | 0 | 785.766 | 0 | 775.3378 | -0.044687 | 785.766 | -0.004671 | 793.3525 | -0.0042923 | 785.7661 | 0 | 785.766 | 0.04465 | 785.5566 | 0.024832 | 785.766 | 0 | 785.7661 | 0.062263 | 775.3378 | -0.037024 | 785.766 | -0.0088432 | 785.5566 | -0.029512 | 781.3072 | 0 | 785.8395 | -0.0031525 | 782.0521 | 0.091819
|  |  | 775.569 | 0.019541 | 775.57 | 0 | 786.0031 | 0.0039818 | 775.569 | 0.02124 | 786.0031 | -0.002293 | 793.5882 | 0.0085115 | 786.0031 | 0.0035837 | 786.0031 | 0.058159 | 785.7938 | 0.04755 | 786.0031 | 0.0073262 | 786.0031 | 0.067086 | 775.569 | 0.023324 | 786.0031 | 0.0071193 | 785.7938 | 0.030611 | 781.5414 | 0 | 786.0779 | 0.0093163 | 782.2874 | 0.121
|  |  | 775.8002 | -0.0014143 | 775.8 | 0 | 786.2402 | 0 | 775.8002 | -0.028233 | 786.2402 | -0.0074088 | 793.8238 | -0.0057796 | 786.2402 | 0 | 786.2402 | 0.035065 | 786.031 | 0.038726 | 786.2402 | 0 | 786.2402 | 0.063774 | 775.8002 | -0.1044 | 786.2402 | -0.011867 | 786.031 | -0.041963 | 781.7757 | 0 | 786.3164 | -0.0049983 | 782.5226 | 0.091846
|  |  | 776.0314 | 0.026193 | 776.03 | 0 | 786.4773 | 0.02502 | 776.0314 | 0.0059107 | 786.4773 | 0.0092968 | 794.0595 | 0.0086632 | 786.4773 | 0.0073018 | 786.4773 | 0.056471 | 786.2682 | 0.040093 | 786.4773 | 0.0081262 | 786.4773 | 0.074194 | 776.0314 | 0.12537 | 786.4773 | 0.014397 | 786.2682 | 0.0090719 | 782.0099 | 0 | 786.5549 | 0.0091656 | 782.7578 | 0.1161
|  |  | 776.2625 | -0.028912 | 776.26 | 0 | 786.7144 | 0 | 776.2625 | 0.015368 | 786.7144 | -0.0066636 | 794.2952 | -0.0041589 | 786.7144 | 0 | 786.7144 | 0.041422 | 786.5054 | 0.030404 | 786.7144 | 0 | 786.7144 | 0.058135 | 776.2625 | 0.069858 | 786.7144 | -0.013481 | 786.5054 | -0.028151 | 782.2442 | 0 | 786.7933 | -0.0044165 | 782.993 | 0.087518
|  |  | 776.4937 | 0.024118 | 776.49 | 0 | 786.9515 | 0.037321 | 776.4937 | 0.01873 | 786.9515 | 0.0043902 | 794.5309 | 0.0094727 | 786.9515 | 0.0043775 | 786.9515 | 0.045544 | 786.7427 | 0.037924 | 786.9515 | 0.0091883 | 786.9515 | 0.068388 | 776.4937 | 0.007328 | 786.9515 | 0.012745 | 786.7427 | 0.032073 | 782.4785 | 0 | 787.0319 | 0.011265 | 783.2283 | 0.11498
|  |  | 776.725 | -0.0016193 | 776.72 | 0 | 787.1886 | 0 | 776.725 | 0.051722 | 787.1886 | -0.0070178 | 794.7666 | -0.0047061 | 787.1886 | 0 | 787.1886 | 0.036207 | 786.9799 | 0.026624 | 787.1886 | 0 | 787.1886 | 0.062817 | 776.725 | 0.01676 | 787.1886 | -0.022429 | 786.9799 | -0.014928 | 782.7128 | 0 | 787.2703 | -0.0042945 | 783.4635 | 0.084884
|  |  | 776.9562 | -0.00013485 | 776.96 | 0 | 787.4257 | 0.047189 | 776.9562 | 0.0141 | 787.4257 | 0.0069497 | 795.0023 | 0.0085406 | 787.4257 | 0.0023162 | 787.4257 | 0.054236 | 787.2172 | 0.03679 | 787.4257 | 0.0075428 | 787.4257 | 0.067707 | 776.9562 | -0.022519 | 787.4257 | 0.011766 | 787.2172 | 0.024339 | 782.9471 | 0 | 787.5089 | 0.0096637 | 783.6988 | 0.10492
|  |  | 777.1874 | 0.00087709 | 777.19 | 0 | 787.6629 | 0 | 777.1874 | -0.013021 | 787.6629 | -0.0094154 | 795.238 | -0.0033777 | 787.6628 | 0 | 787.6629 | 0.041223 | 787.4544 | 0.020292 | 787.6629 | 0 | 787.6628 | 0.059026 | 777.1874 | 0.021185 | 787.6628 | -0.01755 | 787.4544 | -0.02595 | 783.1814 | 0 | 787.7474 | -0.0043212 | 783.934 | 0.078491
|  |  | 777.4186 | 0.030641 | 777.42 | 0 | 787.9 | 0.024738 | 777.4186 | 0.022331 | 787.9 | 0.01259 | 795.4737 | 0.0079833 | 787.9 | 0.0047946 | 787.9 | 0.054484 | 787.6917 | 0.050612 | 787.9 | 0.0062705 | 787.9 | 0.065469 | 777.4186 | 0.020641 | 787.9 | 0.012666 | 787.6917 | 0.040122 | 783.4158 | 0 | 787.9859 | 0.010821 | 784.1693 | 0.10781
|  |  | 777.6499 | -0.015435 | 777.65 | 0 | 788.1371 | 0 | 777.6499 | -0.0045993 | 788.1371 | -0.0049875 | 795.7095 | -0.0050728 | 788.1371 | 0 | 788.1372 | 0.040776 | 787.9289 | 0.030687 | 788.1371 | 0 | 788.1371 | 0.060678 | 777.6499 | 0.0072612 | 788.1372 | -0.014414 | 787.9289 | -0.027351 | 783.6501 | 0 | 788.2245 | -0.0052658 | 784.4046 | 0.077018
|  |  | 777.8811 | 0.015428 | 777.88 | 0 | 788.3743 | 0.023053 | 777.8811 | 0.049035 | 788.3743 | 0.0059674 | 795.9452 | 0.0085133 | 788.3743 | 0.0045602 | 788.3743 | 0.05056 | 788.1662 | 0.041512 | 788.3743 | 0.0091676 | 788.3743 | 0.067287 | 777.8811 | 0.094151 | 788.3743 | 0.0084186 | 788.1662 | 0.010328 | 783.8844 | 0 | 788.463 | 0.01152 | 784.6399 | 0.10344
|  |  | 778.1124 | -0.0003403 | 778.11 | 0 | 788.6115 | 0 | 778.1124 | 0.035802 | 788.6115 | -0.011304 | 796.181 | -0.0050323 | 788.6115 | 0 | 788.6115 | 0.039634 | 788.4035 | 0.02567 | 788.6115 | 0 | 788.6115 | 0.05938 | 778.1124 | -0.020333 | 788.6114 | -0.019041 | 788.4035 | -0.02997 | 784.1188 | 0 | 788.7016 | -0.0052776 | 784.8752 | 0.074514
|  |  | 778.3436 | 0.010201 | 778.34 | 0 | 788.8487 | 0.010125 | 778.3436 | 0.030572 | 788.8487 | 0.0022022 | 796.4167 | 0.0093127 | 788.8486 | 0.0037339 | 788.8487 | 0.054633 | 788.6408 | 0.045382 | 788.8487 | 0.011731 | 788.8486 | 0.05924 | 778.3436 | 0.037029 | 788.8486 | 0.0091752 | 788.6408 | 0.029764 | 784.3531 | 0 | 788.9402 | 0.0091348 | 785.1105 | 0.096967
|  |  | 778.5749 | -0.02377 | 778.57 | 0 | 789.0858 | 0 | 778.5749 | 0.0004154 | 789.0858 | -0.0071616 | 796.6525 | -0.0049622 | 789.0858 | 0 | 789.0858 | 0.045047 | 788.8781 | 0.02559 | 789.0858 | 0 | 789.0858 | 0.059668 | 778.5749 | -0.026906 | 789.0858 | -0.014266 | 788.8781 | -0.0034445 | 784.5875 | 0 | 789.1788 | -0.0051843 | 785.3459 | 0.069697
|  |  | 778.8062 | 0.034842 | 778.81 | 0 | 789.323 | 0.035202 | 778.8062 | -0.010472 | 789.323 | 0.0040672 | 796.8882 | 0.0093221 | 789.3231 | 0.0025591 | 789.323 | 0.048127 | 789.1154 | 0.03407 | 789.323 | 0.0057262 | 789.3231 | 0.055372 | 778.8062 | 0.035674 | 789.3231 | 0.0066506 | 789.1154 | 0.015375 | 784.8219 | 0 | 789.4174 | 0.0088973 | 785.5812 | 0.095488
|  |  | 779.0375 | -0.026441 | 779.04 | 0 | 789.5602 | 0 | 779.0375 | 0.023659 | 789.5602 | -0.0063053 | 797.124 | -0.006521 | 789.5602 | 0 | 789.5602 | 0.034419 | 789.3528 | 0.034721 | 789.5602 | 0 | 789.5602 | 0.054445 | 779.0375 | 0.046831 | 789.5602 | -0.0068907 | 789.3528 | -0.024727 | 785.0563 | 0 | 789.6559 | -0.0042476 | 785.8166 | 0.070957
|  |  | 779.2688 | 0.013424 | 779.27 | 0 | 789.7975 | 0.043808 | 779.2688 | 0.022392 | 789.7975 | 0.00031699 | 797.3599 | 0.0089499 | 789.7974 | 0.0041519 | 789.7975 | 0.055726 | 789.5901 | 0.052058 | 789.7975 | 0.012953 | 789.7974 | 0.063206 | 779.2688 | 0.013451 | 789.7974 | 0.0099518 | 789.5901 | 0.02736 | 785.2907 | 0 | 789.8946 | 0.010128 | 786.0519 | 0.096469
|  |  | 779.5001 | -0.0066442 | 779.5 | 0 | 790.0347 | 0 | 779.5001 | -0.020677 | 790.0347 | -0.0087927 | 797.5956 | -0.0049039 | 790.0347 | 0 | 790.0347 | 0.038839 | 789.8274 | 0.028124 | 790.0347 | 0 | 790.0347 | 0.058487 | 779.5001 | 0.062648 | 790.0347 | -0.011637 | 789.8274 | -0.040858 | 785.5251 | 0 | 790.1332 | -0.0042915 | 786.2873 | 0.067799
|  |  | 779.7314 | -0.007115 | 779.73 | 0 | 790.2719 | 0.026391 | 779.7314 | 0.046078 | 790.2719 | 0.0029839 | 797.8315 | 0.0096085 | 790.2719 | 0.003788 | 790.2719 | 0.049567 | 790.0648 | 0.033202 | 790.2719 | 0.010325 | 790.2719 | 0.060088 | 779.7314 | 0.12879 | 790.2719 | 0.007363 | 790.0648 | 0.024801 | 785.7595 | 0 | 790.3718 | 0.010724 | 786.5226 | 0.094371
|  |  | 779.9627 | 0.006947 | 779.96 | 0 | 790.5091 | 0 | 779.9627 | 0.0066607 | 790.5091 | -0.0062915 | 798.0673 | -0.0059444 | 790.5092 | 0 | 790.5091 | 0.036108 | 790.3021 | 0.022793 | 790.5091 | 0 | 790.5092 | 0.05396 | 779.9627 | -0.031856 | 790.5092 | -0.011617 | 790.3021 | -0.047484 | 785.994 | 0 | 790.6105 | -0.0048498 | 786.7581 | 0.064976
|  |  | 780.194 | 0.0081556 | 780.19 | 0 | 790.7464 | 0.02727 | 780.194 | -0.0023339 | 790.7464 | 0.0094163 | 798.3031 | 0.0090267 | 790.7464 | 0.0057027 | 790.7464 | 0.044203 | 790.5395 | 0.038774 | 790.7464 | 0.0058923 | 790.7464 | 0.060649 | 780.194 | 0.10353 | 790.7464 | 0.01071 | 790.5395 | 0.020744 | 786.2284 | 0 | 790.8491 | 0.010762 | 786.9934 | 0.087463
|  |  | 780.4254 | -0.018194 | 780.43 | 0 | 790.9836 | 0 | 780.4254 | -0.012665 | 790.9836 | -0.0090238 | 798.539 | -0.0060576 | 790.9836 | 0 | 790.9837 | 0.035959 | 790.7769 | 0.017631 | 790.9836 | 0 | 790.9836 | 0.051149 | 780.4254 | -0.073099 | 790.9836 | -0.010583 | 790.7769 | -0.041226 | 786.4628 | 0 | 791.0878 | -0.0053283 | 787.2288 | 0.063788
|  |  | 780.6567 | 0.01635 | 780.66 | 0 | 791.2209 | 0.050684 | 780.6567 | 0.033142 | 791.2209 | 0.0043705 | 798.7748 | 0.0066295 | 791.2209 | 0.0016191 | 791.2209 | 0.047481 | 791.0142 | 0.039351 | 791.2209 | 0.0021538 | 791.2209 | 0.066952 | 780.6567 | 0.08288 | 791.2209 | 0.010347 | 791.0142 | 0.029823 | 786.6973 | 0 | 791.3265 | 0.0089376 | 787.4642 | 0.090786
|  |  | 780.8881 | -0.0071287 | 780.89 | 0 | 791.4582 | 0 | 780.8881 | -0.02243 | 791.4582 | -0.01157 | 799.0107 | -0.0048995 | 791.4582 | 0 | 791.4582 | 0.032581 | 791.2516 | 0.021377 | 791.4582 | 0 | 791.4582 | 0.051307 | 780.8881 | 0.059046 | 791.4582 | -0.018581 | 791.2516 | -0.028952 | 786.9318 | 0 | 791.5652 | -0.0039741 | 787.6996 | 0.060729
|  |  | 781.1195 | 0.03756 | 781.12 | 0 | 791.6955 | 0 | 781.1194 | 0.010176 | 791.6955 | -0.0017839 | 799.2466 | 0.0079828 | 791.6955 | 0.0027378 | 791.6955 | 0.047829 | 791.489 | 0.042329 | 791.6955 | 0.0079694 | 791.6955 | 0.055818 | 781.1194 | 0.04471 | 791.6955 | 0.009248 | 791.489 | 0.027189 | 787.1663 | 0 | 791.8038 | 0.0088083 | 787.9351 | 0.086351
|  |  | 781.3508 | -0.0065652 | 781.35 | 0 | 791.9328 | 0 | 781.3508 | 0.034144 | 791.9328 | -0.0027812 | 799.4824 | -0.0029703 | 791.9327 | 0 | 791.9328 | 0.036704 | 791.7264 | 0.035144 | 791.9328 | 0 | 791.9327 | 0.051935 | 781.3508 | -0.039388 | 791.9327 | -0.012218 | 791.7264 | -0.012333 | 787.4007 | 0 | 792.0425 | -0.0025509 | 788.1705 | 0.058644
|  |  | 781.5822 | 0.041267 | 781.58 | 0 | 792.1701 | 0.017825 | 781.5822 | 0.056618 | 792.1701 | 0.0059668 | 799.7183 | 0.0090787 | 792.17 | 0.0066571 | 792.1701 | 0.040776 | 791.9638 | 0.038033 | 792.1701 | 0.014272 | 792.17 | 0.059718 | 781.5822 | 0.099494 | 792.17 | 0.0087832 | 791.9638 | 0.037914 | 787.6352 | 0 | 792.2812 | 0.010161 | 788.406 | 0.085395
|  |  | 781.8136 | -0.0066679 | 781.81 | 0 | 792.4074 | 0 | 781.8136 | 0.022295 | 792.4074 | -0.011831 | 799.9542 | -0.0060098 | 792.4073 | 0 | 792.4074 | 0.038988 | 792.2013 | 0.033648 | 792.4074 | 0 | 792.4073 | 0.056756 | 781.8136 | 0.053683 | 792.4073 | -0.018363 | 792.2012 | -0.027747 | 787.8697 | 0 | 792.52 | -0.0052552 | 788.6414 | 0.05391
|  |  | 782.045 | 0.014965 | 782.04 | 0 | 792.6447 | 0.0097643 | 782.045 | 0.03977 | 792.6447 | -0.0018899 | 800.1901 | 0.0075037 | 792.6447 | 0.0017284 | 792.6447 | 0.044998 | 792.4387 | 0.036052 | 792.6447 | 0.011449 | 792.6447 | 0.056578 | 782.045 | 0.053816 | 792.6447 | 0.0072466 | 792.4387 | 0.033599 | 788.1042 | 0 | 792.7587 | 0.010084 | 788.8769 | 0.08046
|  |  | 782.2764 | -0.0034164 | 782.28 | 0 | 792.882 | 0 | 782.2764 | -0.03447 | 792.882 | -0.0061218 | 800.4261 | -0.0050764 | 792.882 | 0 | 792.882 | 0.032631 | 792.6761 | 0.024402 | 792.882 | 0 | 792.882 | 0.050266 | 782.2764 | -0.05066 | 792.882 | -0.017187 | 792.6761 | -0.040858 | 788.3387 | 0 | 792.9975 | -0.0051951 | 789.1124 | 0.056628
|  |  | 782.5077 | 0.030641 | 782.51 | 0 | 793.1194 | 0.03853 | 782.5078 | -0.032288 | 793.1194 | -0.00050192 | 800.662 | 0.0085252 | 793.1193 | 0.00055127 | 793.1194 | 0.042217 | 792.9136 | 0.033274 | 793.1194 | 0.0093368 | 793.1193 | 0.056238 | 782.5078 | 0.058602 | 793.1193 | 0.0082072 | 792.9136 | 0.032354 | 788.5733 | 0 | 793.2362 | 0.0092123 | 789.3479 | 0.080799
|  |  | 782.7392 | -0.027923 | 782.74 | 0 | 793.3567 | 0 | 782.7392 | -0.012664 | 793.3567 | -0.0041838 | 800.898 | -0.0045594 | 793.3567 | 0 | 793.3567 | 0.033475 | 793.151 | 0.021066 | 793.3567 | 0 | 793.3567 | 0.058229 | 782.7392 | -0.041432 | 793.3567 | -0.011945 | 793.151 | -0.029541 | 788.8078 | 0 | 793.475 | -0.00294 | 789.5834 | 0.053043
|  |  | 782.9706 | 0.039784 | 782.97 | 0 | 793.5941 | 0.045718 | 782.9706 | 0.049998 | 793.5941 | 0.0079831 | 801.1339 | 0.0078191 | 793.5941 | 0.0019736 | 793.5941 | 0.039833 | 793.3885 | 0.031522 | 793.5941 | 0.0052592 | 793.5941 | 0.059529 | 782.9706 | 0.085417 | 793.5941 | 0.0041779 | 793.3885 | 0.028077 | 789.0424 | 0 | 793.7138 | 0.0088139 | 789.8188 | 0.07866
|  |  | 783.202 | -0.018526 | 783.2 | 0 | 793.8314 | 0 | 783.202 | 0.011248 | 793.8314 | -0.0078285 | 801.3698 | -0.005576 | 793.8314 | 0 | 793.8314 | 0.035561 | 793.6259 | 0.022842 | 793.8314 | 0 | 793.8314 | 0.050321 | 783.202 | 0.06336 | 793.8314 | -0.01254 | 793.6259 | -0.029618 | 789.2769 | 0 | 793.9526 | -0.0061772 | 790.0544 | 0.046078
|  |  | 783.4335 | 0.0028621 | 783.43 | 0 | 794.0688 | 0.013361 | 783.4335 | 0.0071463 | 794.0688 | 0.0062219 | 801.6058 | 0.0081186 | 794.0688 | 0.0047773 | 794.0688 | 0.044501 | 793.8634 | 0.035782 | 794.0688 | 0.011877 | 794.0688 | 0.060948 | 783.4335 | 0.083625 | 794.0688 | 0.0090376 | 793.8634 | 0.032619 | 789.5115 | 0 | 794.1914 | 0.0098751 | 790.2899 | 0.078463
|  |  | 783.6649 | -0.034348 | 783.66 | 0 | 794.3062 | 0 | 783.6649 | -0.010451 | 794.3062 | -0.011438 | 801.8417 | -0.0062446 | 794.3062 | 0 | 794.3062 | 0.040379 | 794.1009 | 0.013817 | 794.3062 | 0 | 794.3062 | 0.053536 | 783.6649 | -0.013852 | 794.3062 | -0.013446 | 794.1009 | -0.028986 | 789.7461 | 0 | 794.4301 | -0.0052287 | 790.5255 | 0.04463
|  |  | 783.8964 | 0.010236 | 783.9 | 0 | 794.5436 | 0.061523 | 783.8964 | 0.048253 | 794.5436 | 0.001607 | 802.0778 | 0.0073101 | 794.5436 | 0.003608 | 794.5435 | 0.041372 | 794.3384 | 0.036514 | 794.5436 | 0.00099885 | 794.5436 | 0.055756 | 783.8964 | -0.03039 | 794.5436 | 0.0098514 | 794.3384 | 0.034304 | 789.9807 | 0 | 794.6689 | 0.0087898 | 790.761 | 0.072909
|  |  | 784.1278 | -0.0089529 | 784.13 | 0 | 794.781 | 0 | 784.1278 | -0.04642 | 794.781 | -0.013606 | 802.3137 | -0.0044025 | 794.7809 | 0 | 794.7809 | 0.037349 | 794.5759 | 0.021724 | 794.781 | 0 | 794.7809 | 0.048844 | 784.1278 | -0.051371 | 794.7809 | -0.01626 | 794.5759 | -0.018898 | 790.2153 | 0 | 794.9078 | -0.0034934 | 790.9965 | 0.048897
|  |  | 784.3593 | 0.01336 | 784.36 | 0 | 795.0184 | 0.017161 | 784.3593 | 0.064961 | 795.0184 | 0.0037413 | 802.5497 | 0.00846 | 795.0184 | 0.00071556 | 795.0184 | 0.044898 | 794.8134 | 0.031708 | 795.0184 | 0.010932 | 795.0184 | 0.061373 | 784.3593 | 0.063713 | 795.0184 | 0.013202 | 794.8134 | 0.016577 | 790.4499 | 0 | 795.1466 | 0.010072 | 791.2321 | 0.073332
|  |  | 784.5908 | -0.0028396 | 784.59 | 0 | 795.2558 | 0 | 784.5908 | -0.052268 | 795.2558 | -0.0081148 | 802.7857 | -0.0055689 | 795.2558 | 0 | 795.2558 | 0.028111 | 795.0509 | 0.025012 | 795.2558 | 0 | 795.2558 | 0.050217 | 784.5908 | 0.099963 | 795.2558 | -0.013379 | 795.0509 | -0.022912 | 790.6845 | 0 | 795.3854 | -0.0059595 | 791.4677 | 0.044236
|  |  | 784.8223 | 0.037313 | 784.82 | 0 | 795.4932 | 0.032546 | 784.8223 | 0.020752 | 795.4932 | 0.00090193 | 803.0217 | 0.010052 | 795.4932 | 0.0027619 | 795.4932 | 0.047531 | 795.2884 | 0.039385 | 795.4932 | 0.01185 | 795.4932 | 0.047114 | 784.8223 | -0.049065 | 795.4932 | 0.0096641 | 795.2885 | 0.029507 | 790.9191 | 0 | 795.6243 | 0.010001 | 791.7032 | 0.069829
|  |  | 785.0538 | -0.018195 | 785.05 | 0 | 795.7306 | 0 | 785.0538 | -0.013973 | 795.7306 | -0.0041009 | 803.2577 | -0.0048886 | 795.7307 | 0 | 795.7306 | 0.036555 | 795.526 | 0.028637 | 795.7306 | 0 | 795.7307 | 0.048244 | 785.0538 | -0.021189 | 795.7306 | -0.016997 | 795.526 | -0.020953 | 791.1537 | 0 | 795.8632 | -0.0031978 | 791.9388 | 0.041127
|  |  | 785.2853 | -8.7793e-05 | 785.29 | 0 | 795.9681 | 0.010596 | 785.2853 | 0.038444 | 795.9681 | -0.0023394 | 803.4938 | 0.0080753 | 795.9681 | 0.0022899 | 795.9681 | 0.041571 | 795.7635 | 0.030916 | 795.9681 | 0.005061 | 795.9681 | 0.054949 | 785.2853 | 0.10493 | 795.9681 | 0.0033847 | 795.7635 | 0.0070027 | 791.3884 | 0 | 796.102 | 0.0090399 | 792.1744 | 0.070791
|  |  | 785.5168 | -0.013975 | 785.52 | 0 | 796.2055 | 0 | 785.5168 | -0.043657 | 796.2055 | -0.010428 | 803.7299 | -0.005946 | 796.2055 | 0 | 796.2055 | 0.033922 | 796.0011 | 0.022339 | 796.2055 | 0 | 796.2055 | 0.049374 | 785.5168 | 0.021358 | 796.2055 | -0.012841 | 796.0011 | -0.027699 | 791.623 | 0 | 796.3409 | -0.0035832 | 792.41 | 0.044142
|  |  | 785.7483 | 0.018162 | 785.75 | 0 | 796.443 | 0.032443 | 785.7483 | 0.036824 | 796.443 | 0.00825 | 803.9659 | 0.010388 | 796.443 | 0.0057103 | 796.443 | 0.045494 | 796.2386 | 0.033185 | 796.443 | 0.0083642 | 796.443 | 0.054147 | 785.7483 | -0.075586 | 796.443 | 0.0086433 | 796.2386 | 0.051165 | 791.8577 | 0 | 796.5798 | 0.009079 | 792.6456 | 0.068575
|  |  | 785.9798 | -0.0022353 | 785.98 | 0 | 796.6804 | 0 | 785.9798 | 0.025297 | 796.6804 | -0.010309 | 804.202 | -0.0060928 | 796.6804 | 0 | 796.6804 | 0.027615 | 796.4762 | 0.030324 | 796.6804 | 0 | 796.6804 | 0.052844 | 785.9798 | -0.062166 | 796.6804 | -0.012364 | 796.4762 | -0.016796 | 792.0924 | 0 | 796.8187 | -0.0054409 | 792.8812 | 0.039224
|  |  | 786.2113 | 0.032124 | 786.21 | 0 | 796.9179 | 0.057869 | 786.2113 | 0.033092 | 796.9179 | 0.0046884 | 804.438 | 0.0092369 | 796.9179 | 0.0045204 | 796.9179 | 0.035611 | 796.7138 | 0.036884 | 796.9179 | 0.010232 | 796.9179 | 0.052589 | 786.2113 | 0.036969 | 796.9179 | 0.01396 | 796.7138 | 0.055582 | 792.3271 | 0 | 797.0576 | 0.0097728 | 793.1169 | 0.065297
|  |  | 786.4429 | -0.013086 | 786.44 | 0 | 797.1554 | 0 | 786.4429 | -0.016819 | 797.1554 | -0.00033096 | 804.6741 | -0.0058682 | 797.1554 | 0 | 797.1554 | 0.033078 | 796.9514 | 0.019207 | 797.1554 | 0 | 797.1554 | 0.049501 | 786.4429 | -0.014639 | 797.1554 | -0.011144 | 796.9514 | -0.051533 | 792.5618 | 0 | 797.2966 | -0.006351 | 793.3525 | 0.039966
|  |  | 786.6744 | 0.022131 | 786.67 | 0 | 797.3929 | 0.035786 | 786.6744 | 0.047616 | 797.3929 | 0.0064731 | 804.9102 | 0.0088268 | 797.3929 | 0.0040415 | 797.3929 | 0.04311 | 797.1889 | 0.039265 | 797.3929 | 0.012963 | 797.3929 | 0.046332 | 786.6744 | 0.024403 | 797.3929 | 0.0082015 | 797.1889 | 0.029403 | 792.7965 | 0 | 797.5355 | 0.0079441 | 793.5882 | 0.067024
|  |  | 786.9059 | -0.0010076 | 786.91 | 0 | 797.6304 | 0 | 786.9059 | -0.0027974 | 797.6304 | -0.0076925 | 805.1463 | -0.0044947 | 797.6304 | 0 | 797.6304 | 0.034717 | 797.4265 | 0.027432 | 797.6304 | 0 | 797.6304 | 0.04781 | 786.9059 | -0.090344 | 797.6304 | -0.015072 | 797.4265 | -0.040122 | 793.0312 | 0 | 797.7744 | -0.0051937 | 793.8239 | 0.03615
|  |  | 787.1375 | 0.020172 | 787.14 | 0 | 797.8679 | 0.031824 | 787.1375 | -0.0055305 | 797.8679 | 0.0043096 | 805.3824 | 0.0084606 | 797.8679 | 0.0010102 | 797.8679 | 0.036555 | 797.6641 | 0.027754 | 797.8679 | 0.0043502 | 797.8679 | 0.053206 | 787.1375 | -0.04374 | 797.8679 | 0.008179 | 797.6641 | 0.014208 | 793.2659 | 0 | 798.0134 | 0.008889 | 794.0595 | 0.066803
|  |  | 787.3691 | -0.041761 | 787.37 | 0 | 798.1054 | 0 | 787.3691 | -0.013347 | 798.1054 | -0.0048546 | 805.6185 | -0.0057991 | 798.1054 | 0 | 798.1054 | 0.031191 | 797.9018 | 0.02058 | 798.1054 | 0 | 798.1054 | 0.044363 | 787.3691 | 0.010828 | 798.1054 | -0.011204 | 797.9018 | -0.034985 | 793.5007 | 0 | 798.2523 | -0.0032855 | 794.2952 | 0.035956
|  |  | 787.6007 | 0.034842 | 787.6 | 0 | 798.343 | 0.032632 | 787.6007 | -0.0068311 | 798.343 | 5.2778e-05 | 805.8547 | 0.0087191 | 798.343 | 0 | 798.343 | 0.034518 | 798.1394 | 0.023158 | 798.343 | 0.0074226 | 798.343 | 0.057382 | 787.6007 | 0.052954 | 798.343 | 0.011201 | 798.1394 | 0.025957 | 793.7354 | 0 | 798.4913 | 0.0085623 | 794.5309 | 0.069353
|  |  | 787.8323 | -0.014583 | 787.83 | 0 | 798.5805 | 0 | 787.8323 | -0.078752 | 798.5805 | -0.010055 | 806.0908 | -0.0062027 | 798.5805 | 0 | 798.5805 | 0.033326 | 798.377 | 0.022536 | 798.5805 | 0 | 798.5805 | 0.04553 | 787.8323 | 0.0076792 | 798.5805 | -0.011209 | 798.377 | -0.048956 | 793.9702 | 0 | 798.7303 | -0.0039675 | 794.7666 | 0.034914
|  |  | 788.0638 | 0.047198 | 788.06 | 0 | 798.818 | 0.073255 | 788.0638 | 0.049699 | 798.818 | 0.0087972 | 806.327 | 0.0081173 | 798.8181 | 0.0065419 | 798.818 | 0.049865 | 798.6147 | 0.033677 | 798.818 | 0.0035937 | 798.8181 | 0.049384 | 788.0638 | 0.076021 | 798.818 | 0.013567 | 798.6146 | 0.03865 | 794.2049 | 0 | 798.9692 | 0.0077769 | 795.0023 | 0.063944
|  |  | 788.2955 | -0.0065026 | 788.3 | 0 | 799.0556 | 0 | 788.2955 | -0.012149 | 799.0556 | -0.0088266 | 806.5631 | -0.0041453 | 799.0556 | 0 | 799.0556 | 0.041869 | 798.8523 | 0.023478 | 799.0556 | 0 | 799.0556 | 0.047676 | 788.2955 | 0.066087 | 799.0556 | -0.012965 | 798.8523 | -0.051901 | 794.4396 | 0 | 799.2083 | -0.0042293 | 795.238 | 0.038238
|  |  | 788.5271 | -0.00085205 | 788.53 | 0 | 799.2932 | 0.022551 | 788.5271 | -0.00084649 | 799.2932 | 0.0044461 | 806.7993 | 0.010624 | 799.2932 | 0.0055315 | 799.2932 | 0.038988 | 799.09 | 0.033782 | 799.2932 | 0.0054385 | 799.2932 | 0.050751 | 788.5271 | 0.055777 | 799.2931 | 0.0072016 | 799.09 | 0.016686 | 794.6744 | 0 | 799.4473 | 0.0079197 | 795.4737 | 0.0584
|  |  | 788.7587 | -0.010502 | 788.76 | 0 | 799.5307 | 0 | 788.7587 | 0.033574 | 799.5307 | -0.016492 | 807.0355 | -0.0036159 | 799.5308 | 0 | 799.5307 | 0.032681 | 799.3276 | 0.016647 | 799.5307 | 0 | 799.5308 | 0.038428 | 788.7587 | -0.016563 | 799.5308 | -0.0094396 | 799.3276 | -0.03865 | 794.9092 | 0 | 799.6863 | -0.0046121 | 795.7095 | 0.034733
|  |  | 788.9903 | 0.02817 | 788.99 | 0 | 799.7683 | 0.04104 | 788.9903 | -0.026018 | 799.7683 | 0.0012001 | 807.2717 | 0.0087404 | 799.7683 | 0.0016682 | 799.7683 | 0.039336 | 799.5653 | 0.038068 | 799.7683 | 0.0017884 | 799.7683 | 0.052763 | 788.9903 | 0.080106 | 799.7683 | 0.013025 | 799.5653 | 0.018213 | 795.144 | 0 | 799.9253 | 0.0080279 | 795.9452 | 0.062992
|  |  | 789.2219 | -0.020522 | 789.22 | 0 | 800.0059 | 0 | 789.2219 | 0.00082282 | 800.0059 | -0.0094663 | 807.5078 | -0.0055898 | 800.0059 | 0 | 800.0059 | 0.027019 | 799.803 | 0.018022 | 800.0059 | 0 | 800.0059 | 0.041018 | 789.2219 | -0.032676 | 800.0059 | -0.013367 | 799.803 | -0.031056 | 795.3788 | 0 | 800.1644 | -0.0045377 | 796.181 | 0.025438
|  |  | 789.4536 | 0.016561 | 789.45 | 0 | 800.2435 | 0.027083 | 789.4536 | -0.0039655 | 800.2435 | 0.0054197 | 807.744 | 0.0078536 | 800.2435 | 0.0026912 | 800.2435 | 0.038442 | 800.0406 | 0.029847 | 800.2435 | 0.0037957 | 800.2435 | 0.050543 | 789.4536 | 0.10767 | 800.2435 | 0.012003 | 800.0407 | 0.027685 | 795.6136 | 0 | 800.4034 | 0.0091567 | 796.4167 | 0.059966
|  |  | 789.6852 | -0.013011 | 789.69 | 0 | 800.4811 | 0 | 789.6852 | -0.016698 | 800.4811 | -0.010533 | 807.9802 | -0.005336 | 800.4811 | 0 | 800.4811 | 0.023492 | 800.2783 | 0.014057 | 800.4811 | 0 | 800.4811 | 0.044768 | 789.6852 | -0.027404 | 800.4811 | -0.021611 | 800.2783 | -0.022873 | 795.8484 | 0 | 800.6425 | -0.0049424 | 796.6525 | 0.030426
|  |  | 789.9169 | 0.0040599 | 789.92 | 0 | 800.7187 | 0.04151 | 789.9169 | 0.01568 | 800.7187 | 0.0038546 | 808.2165 | 0.0094156 | 800.7188 | 0.0045023 | 800.7187 | 0.049269 | 800.516 | 0.032083 | 800.7187 | 0.0088298 | 800.7188 | 0.052795 | 789.9169 | 0.0015203 | 800.7188 | 0.011966 | 800.516 | 0.053742 | 796.0833 | 0 | 800.8815 | 0.0090604 | 796.8882 | 0.061949
|  |  | 790.1486 | -0.015366 | 790.15 | 0 | 800.9564 | 0 | 790.1486 | -0.0084959 | 800.9564 | -0.012419 | 808.4527 | -0.0080664 | 800.9564 | 0 | 800.9564 | 0.030446 | 800.7538 | 0.020079 | 800.9564 | 0 | 800.9564 | 0.036951 | 790.1486 | -0.084946 | 800.9564 | -0.018007 | 800.7538 | -0.020667 | 796.3181 | 0 | 801.1206 | -0.0046632 | 797.124 | 0.031238
|  |  | 790.3802 | 0.013729 | 790.38 | 0 | 801.194 | 0.037071 | 790.3802 | 0.032988 | 801.194 | 0.0049012 | 808.6889 | 0.0097648 | 801.194 | 0.0042788 | 801.194 | 0.034667 | 800.9915 | 0.034967 | 801.194 | 0.0075107 | 801.194 | 0.050044 | 790.3802 | 0.011265 | 801.194 | 0.01195 | 800.9915 | 0.022953 | 796.553 | 0 | 801.3597 | 0.0076423 | 797.3599 | 0.055959
|  |  | 790.6119 | -0.013267 | 790.61 | 0 | 801.4316 | 0 | 790.6119 | -0.034802 | 801.4316 | -0.0056147 | 808.9252 | -0.003948 | 801.4316 | 0 | 801.4316 | 0.036406 | 801.2292 | 0.027371 | 801.4316 | 0 | 801.4316 | 0.037717 | 790.6119 | -0.088265 | 801.4316 | -0.014621 | 801.2292 | -0.018535 | 796.7878 | 0 | 801.5988 | -0.0042444 | 797.5956 | 0.029858
|  |  | 790.8436 | 0.045221 | 790.84 | 0 | 801.6693 | 0.060055 | 790.8436 | -0.0064284 | 801.6693 | -0.0047154 | 809.1614 | 0.010611 | 801.6693 | 0.00095463 | 801.6693 | 0.046041 | 801.4669 | 0.032003 | 801.6693 | 0.0015677 | 801.6693 | 0.048382 | 790.8436 | 0.062549 | 801.6693 | 0.015001 | 801.4669 | 0.0053648 | 797.0227 | 0 | 801.8379 | 0.0082046 | 797.8315 | 0.060448
|  |  | 791.0753 | -0.021702 | 791.08 | 0 | 801.9069 | 0 | 791.0753 | -0.032592 | 801.9069 | -0.0046099 | 0 | 0 | 801.9069 | 0 | 801.9069 | 0.022847 | 801.7047 | 0.018725 | 801.9069 | 0 | 801.9069 | 0.045697 | 791.0753 | 0.028284 | 801.9069 | -0.012896 | 801.7047 | -0.030303 | 797.2576 | 0 | 802.077 | -0.0062723 | 798.0673 | 0.031578
|  |  | 791.307 | 0.032865 | 791.31 | 0 | 802.1446 | 0.046408 | 791.307 | 0.039649 | 802.1446 | 4.0611e-05 | 0 | 0 | 802.1446 | 0.0028959 | 802.1446 | 0.034767 | 801.9424 | 0.030743 | 802.1446 | 0 | 802.1446 | 0.04587 | 791.307 | 0.11425 | 802.1446 | 0.010212 | 801.9424 | 0.0059539 | 797.4925 | 0 | 802.3162 | 0.0090634 | 798.3031 | 0.058649
|  |  | 791.5387 | -0.020647 | 791.54 | 0 | 802.3823 | 0 | 791.5387 | -0.0039546 | 802.3823 | -0.0074498 | 0 | 0 | 802.3823 | 0 | 802.3823 | 0.031439 | 802.1802 | 0.018961 | 802.3823 | 0 | 802.3823 | 0.036382 | 791.5387 | -0.10272 | 802.3823 | -0.013561 | 802.1802 | -0.014698 | 797.7274 | 0 | 802.5553 | -0.0058957 | 798.539 | 0.030171
|  |  | 791.7704 | -0.0073745 | 791.77 | 0 | 802.62 | 0.037606 | 791.7704 | -0.0082923 | 802.62 | -0.0034232 | 0 | 0 | 802.62 | 0.0036443 | 802.62 | 0.029005 | 802.418 | 0.028353 | 802.62 | 0.0075848 | 802.62 | 0.046149 | 791.7704 | -0.0043538 | 802.62 | 0.0057319 | 802.418 | 0.045644 | 797.9623 | 0 | 802.7944 | 0.010614 | 798.7748 | 0.056579
|  |  | 792.0021 | 0.012967 | 792 | 0 | 802.8577 | 0 | 792.0021 | -0.010041 | 802.8577 | -0.0050904 | 0 | 0 | 802.8577 | 0 | 802.8577 | 0.029353 | 802.6557 | 0.017893 | 802.8577 | 0 | 802.8577 | 0.043066 | 792.0021 | -0.066438 | 802.8577 | -0.015527 | 802.6557 | -0.016221 | 798.1972 | 0 | 803.0336 | -0.0053733 | 799.0107 | 0.029364
|  |  | 792.2339 | 0.0018002 | 792.23 | 0 | 803.0954 | 0.028181 | 792.2339 | -0.016869 | 803.0954 | 0.0025235 | 0 | 0 | 803.0953 | 0.0062531 | 803.0954 | 0.03278 | 802.8935 | 0.029531 | 803.0954 | 0.0048047 | 803.0953 | 0.052752 | 792.2339 | -0.0023011 | 803.0953 | 0.007865 | 802.8935 | 0.0080765 | 798.4321 | 0 | 803.2728 | 0.0081303 | 799.2466 | 0.058595
|  |  | 792.4656 | -0.0041275 | 792.47 | 0 | 803.3331 | 0 | 792.4656 | -0.03931 | 803.3331 | -0.015345 | 0 | 0 | 803.3331 | 0 | 803.3331 | 0.025082 | 803.1313 | 0.010611 | 803.3331 | 0 | 803.3331 | 0.039038 | 792.4656 | 0.048859 | 803.3331 | -0.016101 | 803.1313 | -0.038282 | 798.6671 | 0 | 803.5119 | -0.004981 | 799.4824 | 0.026045
|  |  | 792.6973 | 0.022445 | 792.7 | 0 | 803.5708 | 0.036702 | 792.6973 | 0.01891 | 803.5708 | 0.0052952 | 0 | 0 | 803.5708 | 0.0052073 | 803.5708 | 0.036455 | 803.3691 | 0.036334 | 803.5708 | 0.0050494 | 803.5708 | 0.04642 | 792.6973 | 0.04021 | 803.5708 | 0.012803 | 803.3691 | 0.038282 | 798.902 | 0 | 803.7511 | 0.0082997 | 799.7183 | 0.057467
|  |  | 792.9291 | -0.046951 | 792.93 | 0 | 803.8085 | 0 | 792.9291 | -0.010575 | 803.8085 | -0.01244 | 0 | 0 | 803.8085 | 0 | 803.8085 | 0.022549 | 803.6069 | 0.018323 | 803.8085 | 0 | 803.8085 | 0.03961 | 792.9291 | -0.0042505 | 803.8085 | -0.014604 | 803.6069 | -0.028549 | 799.137 | 0 | 803.9903 | -0.0048019 | 799.9542 | 0.026023
|  |  | 793.1609 | 0.0088224 | 793.16 | 0 | 804.0463 | 0.031072 | 793.1609 | -0.014152 | 804.0463 | 0.0056077 | 0 | 0 | 804.0463 | 0.0057061 | 804.0463 | 0.040677 | 803.8447 | 0.029005 | 804.0463 | 0.009392 | 804.0463 | 0.043476 | 793.1609 | 0.048947 | 804.0463 | 0.012846 | 803.8447 | 0.030673 | 799.3719 | 0 | 804.2295 | 0.0093714 | 800.1901 | 0.051204
|  |  | 793.3926 | -0.013478 | 793.39 | 0 | 804.284 | 0 | 793.3926 | -0.038343 | 804.284 | -0.0040432 | 0 | 0 | 804.284 | 0 | 804.284 | 0.01932 | 804.0825 | 0.013553 | 804.284 | 0 | 804.284 | 0.03267 | 793.3926 | 0.008989 | 804.284 | -0.014662 | 804.0825 | -0.026932 | 799.6069 | 0 | 804.4687 | -0.0047697 | 800.4261 | 0
|  |  | 793.6244 | 0.012095 | 793.62 | 0 | 804.5218 | 0.042594 | 793.6244 | 0.00096387 | 804.5218 | 0.0032271 | 0 | 0 | 804.5218 | 0.002038 | 804.5218 | 0.035859 | 804.3204 | 0.031426 | 804.5218 | 0.0036607 | 804.5218 | 0.040768 | 793.6244 | 0.12874 | 804.5218 | 0.0079898 | 804.3204 | 0.030158 | 799.8419 | 0 | 804.7079 | 0.0099741 | 800.662 | 0
|  |  | 793.8562 | -0.00061267 | 793.86 | 0 | 804.7595 | 0 | 793.8562 | -0.041069 | 804.7595 | -0.0075583 | 0 | 0 | 804.7595 | 0 | 804.7595 | 0.025777 | 804.5582 | 0.015893 | 804.7595 | 0 | 804.7595 | 0.034247 | 793.8562 | -0.017071 | 804.7595 | -0.014919 | 804.5582 | -0.042331 | 800.0769 | 0 | 804.9472 | -0.0049526 | 800.8979 | 0
|  |  | 794.088 | 0.012283 | 794.09 | 0 | 804.9973 | 0.028535 | 794.088 | 0.050501 | 804.9973 | 0.0017957 | 0 | 0 | 804.9973 | 0.0035501 | 804.9973 | 0.03134 | 804.7961 | 0.028103 | 804.9973 | 0.0083633 | 804.9973 | 0.039793 | 794.088 | 0.053552 | 804.9973 | 0.01015 | 804.7961 | 0.018126 | 800.3119 | 0 | 805.1864 | 0.0091624 | 801.1339 | 0
|  |  | 794.3198 | -0.017043 | 794.32 | 0 | 805.2351 | 0 | 794.3198 | -0.017118 | 805.2351 | -0.0053455 | 0 | 0 | 805.235 | 0 | 805.2351 | 0.027068 | 805.0339 | 0.016409 | 805.2351 | 0 | 805.235 | 0.038868 | 794.3198 | 0.10344 | 805.2351 | -0.013981 | 805.0339 | -0.031281 | 800.5469 | 0 | 805.4257 | -0.004863 | 801.3698 | 0
|  |  | 794.5516 | 0.034842 | 794.55 | 0 | 805.4729 | 0.031753 | 794.5516 | -0.029512 | 805.4729 | 0.0087885 | 0 | 0 | 805.4728 | 0.0089263 | 805.4729 | 0.033426 | 805.2718 | 0.026607 | 805.4729 | 0.010535 | 805.4728 | 0.041412 | 794.5516 | 0.073255 | 805.4728 | 0.01334 | 805.2718 | 0.020874 | 800.7819 | 0 | 805.6649 | 0.0072876 | 801.6058 | 0
|  |  | 794.7835 | -0.015457 | 794.78 | 0 | 805.7107 | 0 | 794.7834 | -0.024917 | 805.7107 | -0.0056755 | 0 | 0 | 805.7106 | 0 | 805.7107 | 0.025926 | 805.5096 | 0.0062792 | 805.7107 | 0 | 805.7106 | 0.036102 | 794.7834 | 0.031841 | 805.7106 | -0.012034 | 805.5096 | -0.015151 | 801.017 | 0 | 805.9042 | -0.0058041 | 801.8417 | 0
|  |  | 795.0153 | 0.018789 | 795.02 | 0 | 805.9485 | 0.01789 | 795.0153 | 0.031171 | 805.9485 | -0.00034644 | 0 | 0 | 805.9485 | 0.0034091 | 805.9485 | 0.033972 | 805.7475 | 0.02593 | 805.9485 | 0.0055777 | 805.9485 | 0.039866 | 795.0153 | 0.11603 | 805.9485 | 0.010527 | 805.7475 | 0.037545 | 801.252 | 0 | 806.1435 | 0.0083545 | 802.0778 | 0
|  |  | 795.2471 | -0.009966 | 795.25 | 0 | 806.1863 | 0 | 795.2471 | 0.0059254 | 806.1863 | -0.0079705 | 0 | 0 | 806.1863 | 0 | 806.1863 | 0.023492 | 805.9854 | 0.018583 | 806.1863 | 0 | 806.1863 | 0.030086 | 795.2471 | -0.041608 | 806.1863 | -0.011979 | 805.9854 | -0.010697 | 801.4871 | 0 | 806.3828 | -0.0044299 | 802.3137 | 0
|  |  | 795.4789 | 0.020639 | 795.48 | 0 | 806.4241 | 0.035142 | 795.4789 | -0.0079159 | 806.4241 | 0.0061535 | 0 | 0 | 806.4241 | 0.0054622 | 806.4241 | 0.037399 | 806.2233 | 0.028202 | 806.4241 | 0.010844 | 806.4241 | 0.041259 | 795.4789 | 0.012978 | 806.4241 | 0.0080095 | 806.2233 | 0.029346 | 801.7221 | 0 | 806.6221 | 0.0078676 | 802.5497 | 0
|  |  | 795.7107 | -0.0094798 | 795.71 | 0 | 806.6619 | 0 | 795.7108 | -0.02087 | 806.6619 | -0.0067581 | 0 | 0 | 806.6619 | 0 | 806.6619 | 0.02235 | 806.4612 | 0.018477 | 806.6619 | 0 | 806.6619 | 0.032872 | 795.7108 | -0.0015869 | 806.6619 | -0.013756 | 806.4612 | -0.045275 | 801.9572 | 0 | 806.8614 | -0.0048246 | 802.7857 | 0
|  |  | 795.9426 | 0.0031297 | 795.94 | 0 | 806.8998 | 0.0458 | 795.9426 | 0.029027 | 806.8998 | 0.0075107 | 0 | 0 | 806.8998 | 0.0052434 | 806.8998 | 0.044501 | 806.6991 | 0.02373 | 806.8998 | 0.0089782 | 806.8998 | 0.038127 | 795.9426 | 0.17258 | 806.8998 | 0.011734 | 806.6991 | 0.018252 | 802.1923 | 0 | 807.1007 | 0.0080393 | 803.0217 | 0
|  |  | 796.1745 | -0.032865 | 796.17 | 0 | 807.1376 | 0 | 796.1745 | -0.0328 | 807.1376 | -0.0074931 | 0 | 0 | 807.1376 | 0 | 807.1376 | 0.028012 | 806.937 | 0.014849 | 807.1376 | 0 | 807.1376 | 0.033451 | 796.1745 | -0.032294 | 807.1376 | -0.015575 | 806.937 | -0.017747 | 802.4274 | 0 | 807.34 | -0.0062797 | 803.2578 | 0
|  |  | 796.4064 | 0.016235 | 796.41 | 0 | 807.3755 | 0.02637 | 796.4064 | 0.04584 | 807.3755 | 0.0009317 | 0 | 0 | 807.3755 | 0.0014603 | 807.3755 | 0.032879 | 807.1749 | 0.027923 | 807.3755 | 0.0070181 | 807.3755 | 0.032411 | 796.4064 | 0.0075043 | 807.3755 | 0.0083557 | 807.1749 | 0.021406 | 802.6625 | 0 | 807.5794 | 0.0088523 | 803.4938 | 0
|  |  | 796.6382 | 0.013028 | 796.64 | 0 | 807.6134 | 0 | 796.6382 | -0.019327 | 807.6134 | -0.012059 | 0 | 0 | 807.6133 | 0 | 807.6133 | 0.025777 | 807.4129 | 0.0063024 | 807.6134 | 0 | 807.6133 | 0.03083 | 796.6382 | -0.074568 | 807.6133 | -0.0151 | 807.4129 | -0.041595 | 802.8976 | 0 | 807.8187 | -0.0057453 | 803.7299 | 0
|  |  | 796.8701 | -0.0027444 | 796.87 | 0 | 807.8512 | 0.042016 | 796.8701 | 0.022748 | 807.8512 | 0.0018056 | 0 | 0 | 807.8512 | 0.0010644 | 807.8512 | 0.032979 | 807.6508 | 0.030379 | 807.8512 | 0.0057506 | 807.8512 | 0.041743 | 796.8701 | 0.099563 | 807.8512 | 0.010259 | 807.6508 | -0.0035317 | 803.1327 | 0 | 808.0581 | 0.0076681 | 803.9659 | 0
|  |  | 797.102 | 0.0024564 | 797.1 | 0 | 808.0891 | 0 | 797.102 | -0.0077108 | 808.0891 | -0.0070706 | 0 | 0 | 808.0891 | 0 | 808.0891 | 0.015943 | 807.8888 | 0.012941 | 808.0891 | 0 | 808.0891 | 0.027869 | 797.102 | -0.0026246 | 808.0891 | -0.016476 | 807.8888 | -0.043435 | 803.3678 | 0 | 808.2975 | -0.0052524 | 804.202 | 0
|  |  | 797.3339 | 0.045468 | 797.33 | 0 | 808.327 | 0.019687 | 797.3339 | -0.0053783 | 808.327 | -0.00012529 | 0 | 0 | 808.327 | 0.001382 | 808.327 | 0.026969 | 808.1267 | 0.024931 | 808.327 | 0.0051076 | 808.327 | 0.038862 | 797.3339 | 0.029751 | 808.327 | 0.0051133 | 808.1267 | 0.016442 | 803.6029 | 0 | 808.5369 | 0.0075793 | 804.438 | 0
|  |  | 797.5658 | -0.0076317 | 797.57 | 0 | 808.5649 | 0 | 797.5658 | -0.011039 | 808.5649 | -0.012384 | 0 | 0 | 808.5649 | 0 | 808.5649 | 0.032383 | 808.3647 | 0.019285 | 808.5649 | 0 | 808.5649 | 0.034832 | 797.5658 | -0.062989 | 808.5649 | -0.012845 | 808.3647 | -0.034903 | 803.8381 | 0 | 808.7763 | -0.0050315 | 804.6741 | 0
|  |  | 797.7977 | 0.027429 | 797.8 | 0 | 808.8028 | 0.044655 | 797.7977 | 0.02422 | 808.8028 | -0.0023679 | 0 | 0 | 808.8028 | 0.0043363 | 808.8028 | 0.037051 | 808.6027 | 0.018522 | 808.8028 | 0.0079036 | 808.8028 | 0.035444 | 797.7977 | -0.018829 | 808.8028 | 0.012793 | 808.6027 | 0.026219 | 804.0732 | 0 | 809.0156 | 0.0079158 | 804.9102 | 0
|  |  | 798.0297 | -0.038549 | 798.03 | 0 | 809.0407 | 0 | 798.0297 | -0.039943 | 809.0407 | -0.014187 | 0 | 0 | 809.0407 | 0 | 809.0407 | 0.0223 | 808.8406 | 0.0075705 | 809.0407 | 0 | 809.0407 | 0.029877 | 798.0297 | -0.052129 | 809.0407 | -0.012147 | 808.8406 | -0.060735 | 804.3084 | 0 | 809.2551 | -0.0060796 | 805.1463 | 0
|  |  | 798.2616 | 0.023182 | 798.26 | 0 | 809.2787 | 0.025701 | 798.2616 | 0.047122 | 809.2787 | 0.0018436 | 0 | 0 | 809.2787 | 0.00055119 | 809.2787 | 0.028658 | 809.0786 | 0.02061 | 809.2787 | 0.0042921 | 809.2787 | 0.036758 | 798.2616 | 0.11332 | 809.2787 | 0.0057796 | 809.0786 | 0.023302 | 804.5436 | 0 | 809.4945 | 0.0077856 | 805.3824 | 0
|  |  | 798.4935 | -0.0042523 | 798.49 | 0 | 809.5166 | 0 | 798.4935 | 0.020879 | 809.5166 | -0.0084755 | 0 | 0 | 809.5166 | 0 | 809.5166 | 0.021953 | 809.3166 | 0.0085898 | 809.5166 | 0 | 809.5166 | 0.034109 | 798.4935 | 0.001369 | 809.5166 | -0.015572 | 809.3166 | -0.01568 | 804.7787 | 0 | 809.7339 | -0.0050745 | 805.6185 | 0
|  |  | 798.7255 | 0.0245 | 798.73 | 0 | 809.7545 | 0.038998 | 798.7255 | 0.033033 | 809.7545 | 0.0090438 | 0 | 0 | 809.7545 | 0.0052455 | 809.7545 | 0.042415 | 809.5546 | 0.021629 | 809.7545 | 0.0089785 | 809.7545 | 0.040748 | 798.7255 | -0.03527 | 809.7545 | 0.016162 | 809.5546 | 0.029172 | 805.0139 | 0 | 809.9733 | 0.00832 | 805.8547 | 0
|  |  | 798.9574 | -0.00089634 | 798.96 | 0 | 809.9925 | 0 | 798.9574 | -0.0085115 | 809.9925 | -0.0064138 | 0 | 0 | 809.9925 | 0 | 809.9925 | 0.02091 | 809.7926 | 0.0047959 | 809.9925 | 0 | 809.9925 | 0.033014 | 798.9574 | 0.025957 | 809.9925 | -0.012174 | 809.7926 | -0.042331 | 805.2491 | 0 | 810.2128 | -0.0054885 | 806.0908 | 0
|  |  | 799.1894 | 0.049422 | 799.19 | 0 | 810.2304 | 0.039774 | 799.1894 | -0.018371 | 810.2304 | 0.0088916 | 0 | 0 | 810.2305 | 0.007608 | 810.2305 | 0.026075 | 810.0307 | 0.020422 | 810.2304 | 0.0079074 | 810.2305 | 0.034398 | 799.1894 | -0.02176 | 810.2305 | 0.015474 | 810.0307 | 0.035683 | 805.4843 | 0 | 810.4523 | 0.0088485 | 806.327 | 0
|  |  | 799.4213 | -0.0071245 | 799.42 | 0 | 810.4684 | 0 | 799.4213 | -0.032964 | 810.4684 | -0.0057051 | 0 | 0 | 810.4684 | 0 | 810.4684 | 0.017632 | 810.2687 | 0.015851 | 810.4684 | 0 | 810.4684 | 0.029755 | 799.4213 | 0.050068 | 810.4684 | -0.013616 | 810.2687 | -0.031814 | 805.7195 | 0 | 810.6917 | -0.0044448 | 806.5631 | 0
|  |  | 799.6533 | 0.003262 | 799.65 | 0 | 810.7064 | 0.040288 | 799.6533 | 0.0076593 | 810.7064 | 0.0040085 | 0 | 0 | 810.7064 | 0.00060387 | 810.7064 | 0.027515 | 810.5067 | 0.027385 | 810.7064 | 0.012922 | 810.7064 | 0.041796 | 799.6533 | 0.025807 | 810.7064 | 0.0092959 | 810.5067 | 0.021196 | 805.9548 | 0 | 810.9312 | 0.0080493 | 806.7993 | 0
|  |  | 799.8853 | -0.017013 | 799.89 | 0 | 810.9444 | 0 | 799.8853 | 0.012007 | 810.9444 | -0.005248 | 0 | 0 | 810.9444 | 0 | 810.9444 | 0.021953 | 810.7448 | 0.016396 | 810.9444 | 0 | 810.9444 | 0.036269 | 799.8853 | 0.014579 | 810.9444 | -0.010533 | 810.7448 | -0.03467 | 806.19 | 0 | 811.1707 | -0.0063752 | 807.0355 | 0
|  |  | 800.1173 | 0.037066 | 800.12 | 0 | 811.1824 | 0.046273 | 800.1173 | -0.036285 | 811.1824 | -0.0038169 | 0 | 0 | 811.1824 | 0.00076388 | 811.1824 | 0.028509 | 810.9828 | 0.025573 | 811.1824 | 0 | 811.1824 | 0.037341 | 800.1173 | 0.088044 | 811.1824 | 0.015741 | 810.9828 | 0.016281 | 806.4253 | 0 | 811.4102 | 0.0086891 | 807.2717 | 0
|  |  | 800.3493 | -0.036572 | 800.35 | -0.22642 | 811.4204 | 0 | 800.3493 | 0.02177 | 811.4204 | -0.011469 | 0 | 0 | 811.4204 | 0 | 811.4204 | 0.019519 | 811.2209 | 0.005776 | 811.4204 | 0 | 811.4204 | 0.030155 | 800.3493 | 0 | 811.4204 | -0.011725 | 811.2209 | -0.023281 | 806.6605 | 0 | 811.6497 | -0.0060972 | 807.5078 | 0
|  |  | 800.5813 | 0.020093 | 800.58 | 0 | 811.6584 | 0.016913 | 800.5813 | 0.032488 | 811.6584 | 0.0020797 | 0 | 0 | 811.6584 | 0.0022399 | 811.6584 | 0.030148 | 811.4589 | 0.024615 | 811.6584 | 0.00068593 | 811.6584 | 0.037502 | 800.5813 | 0 | 811.6584 | 0.0087556 | 811.4589 | 0.0054326 | 806.8958 | 0 | 811.8892 | 0.0077233 | 807.744 | 0
|  |  | 800.8134 | 0.0027413 | 800.81 | 0 | 811.8964 | 0 | 800.8134 | -0.067184 | 811.8964 | -0.0052937 | 0 | 0 | 811.8964 | 0 | 811.8964 | 0.015844 | 811.697 | 0.0073414 | 811.8964 | 0 | 811.8964 | 0.027455 | 800.8134 | 0 | 811.8964 | -0.013923 | 811.697 | -0.0060542 | 807.131 | 0 | 812.1287 | -0.0054087 | 807.9802 | 0
|  |  | 801.0453 | 0.044974 | 801.05 | 0 | 812.1344 | 0.04517 | 801.0453 | 0.050958 | 812.1344 | -0.0010285 | 0 | 0 | 812.1345 | 0.000903 | 812.1344 | 0.036108 | 811.9351 | 0.027452 | 812.1344 | 0.00069755 | 812.1345 | 0.037954 | 801.0453 | 0 | 812.1345 | 0.0054779 | 811.9351 | 0.0075782 | 807.3663 | 0 | 812.3683 | 0.009611 | 808.2165 | 0
|  |  | 801.2774 | 0.0092874 | 801.28 | 0 | 812.3725 | 0 | 801.2774 | -0.025178 | 812.3725 | -0.0058675 | 0 | 0 | 812.3725 | 0 | 812.3725 | 0.016787 | 812.1732 | 0.01348 | 812.3725 | 0 | 812.3725 | 0.036086 | 801.2774 | 0 | 812.3725 | -0.013188 | 812.1732 | -0.013521 | 807.6016 | 0 | 812.6078 | -0.0054353 | 808.4527 | 0
|  |  | 801.5094 | 0.008262 | 801.51 | 0 | 812.6105 | 0.0056492 | 801.5094 | 0.017673 | 812.6105 | 0.0030499 | 0 | 0 | 812.6105 | 0.0039012 | 812.6105 | 0.028558 | 812.4113 | 0.021984 | 812.6105 | 0.0076682 | 812.6105 | 0.038588 | 801.5094 | 0 | 812.6105 | 0.010579 | 812.4113 | 0.0085381 | 807.837 | 0 | 812.8474 | 0.0096724 | 808.6889 | 0
|  |  | 801.7415 | 0.020511 | 801.74 | 0 | 812.8486 | 0 | 801.7415 | -0.033687 | 812.8486 | -0.0024473 | 0 | 0 | 812.8486 | 0 | 812.8486 | 0.023443 | 812.6494 | 0.015256 | 812.8486 | 0 | 812.8486 | 0.024675 | 801.7415 | 0 | 812.8486 | -0.0095594 | 812.6494 | -0.031416 | 808.0723 | 0 | 813.0869 | -0.0051354 | 808.9252 | 0
|  |  | 801.9735 | 0.022088 | 801.97 | 0 | 813.0866 | 0.050667 | 801.9735 | 0.020175 | 813.0866 | 0.0064461 | 0 | 0 | 813.0867 | 0.0077693 | 813.0866 | 0.034469 | 812.8875 | 0.028046 | 813.0866 | 0.0092304 | 813.0867 | 0.036274 | 801.9735 | 0 | 813.0867 | 0.0093482 | 812.8875 | 0.017157 | 808.3076 | 0 | 813.3265 | 0.0088089 | 809.1614 | 0
|  |  | 802.2056 | -0.010182 | 802.21 | 0 | 813.3247 | 0 | 802.2056 | -0.022045 | 813.3247 | -0.0094936 | 0 | 0 | 813.3247 | 0 | 813.3247 | 0.025578 | 813.1256 | 0.0095489 | 813.3247 | 0 | 813.3247 | 0.033013 | 802.2056 | 0 | 813.3247 | -0.015144 | 813.1256 | -0.046748 | 808.5429 | 0 | 813.5661 | -0.0043254 | 809.3977 | 0
|  |  | 802.4376 | 0.01136 | 802.44 | 0 | 813.5628 | 0.041429 | 802.4376 | 0.047294 | 813.5628 | 0.0050563 | 0 | 0 | 813.5628 | 0.0048732 | 813.5628 | 0.028558 | 813.3638 | 0.033237 | 813.5628 | 0.014101 | 813.5628 | 0.038405 | 802.4376 | 0 | 813.5628 | 0.010205 | 813.3638 | 0.020581 | 808.7783 | 0 | 813.8057 | 0.0077672 | 809.634 | 0
|  |  | 802.6697 | -0.041267 | 802.67 | 0 | 813.8009 | 0 | 802.6697 | -0.006246 | 813.8009 | -0.010721 | 0 | 0 | 813.8009 | 0 | 813.8009 | 0.01038 | 813.6019 | 0.015188 | 813.8009 | 0 | 813.8009 | 0.036784 | 802.6697 | 0 | 813.8009 | -0.014982 | 813.6019 | -0.022207 | 809.0136 | 0 | 814.0453 | -0.0058553 | 809.8702 | 0
|  |  | 802.9018 | 0.041514 | 802.9 | 0 | 814.039 | 0.036528 | 802.9018 | 0.038064 | 814.039 | 0.0041173 | 0 | 0 | 814.039 | 0.0055002 | 814.039 | 0.03129 | 813.84 | 0.025075 | 814.039 | 0 | 814.039 | 0.034243 | 802.9018 | 0 | 814.039 | 0.007691 | 813.84 | 0.031263 | 809.249 | 0 | 814.2849 | 0.0070773 | 810.1066 | 0
|  |  | 803.1339 | 0.0039305 | 803.13 | 0 | 814.2771 | 0 | 803.1339 | -0.017972 | 814.2771 | -0.012318 | 0 | 0 | 814.2771 | 0 | 814.2771 | 0.025628 | 814.0782 | 0.0065747 | 814.2771 | 0 | 814.2771 | 0.028908 | 803.1339 | 0 | 814.2771 | -0.013981 | 814.0782 | -0.023629 | 809.4843 | 0 | 814.5245 | -0.0055833 | 810.3428 | 0
|  |  | 803.366 | 0.0072112 | 803.37 | 0 | 814.5152 | 0.037956 | 803.366 | 0.018508 | 814.5152 | 0.010097 | 0 | 0 | 814.5152 | 0.0061574 | 814.5152 | 0.025976 | 814.3164 | 0.026556 | 814.5152 | 0.010407 | 814.5152 | 0.033976 | 803.366 | 0 | 814.5152 | 0.012844 | 814.3164 | 0.033241 | 809.7197 | 0 | 814.7642 | 0.0089062 | 810.5792 | 0
|  |  | 803.5981 | 0.024637 | 803.6 | 0 | 814.7533 | 0 | 803.5981 | -0.050884 | 814.7533 | -0.010901 | 0 | 0 | 814.7534 | 0 | 814.7533 | 0.021804 | 814.5545 | 0.0071047 | 814.7533 | 0 | 814.7534 | 0.027562 | 803.5981 | 0 | 814.7534 | -0.016072 | 814.5545 | -0.046012 | 809.9551 | 0 | 815.0038 | -0.005256 | 810.8155 | 0
|  |  | 803.8302 | 0.018719 | 803.83 | 0 | 814.9915 | 0.048878 | 803.8302 | 0.0039526 | 814.9915 | 0.011391 | 0 | 0 | 814.9915 | 0.0078484 | 814.9915 | 0.025082 | 814.7927 | 0.026033 | 814.9915 | 0.0097857 | 814.9915 | 0.03176 | 803.8302 | 0 | 814.9915 | 0.011349 | 814.7927 | 0.03116 | 810.1905 | 0 | 815.2435 | 0.010026 | 811.0518 | 0
|  |  | 804.0623 | -0.018702 | 804.06 | 0 | 815.2296 | 0 | 804.0623 | -0.024195 | 815.2296 | -0.012151 | 0 | 0 | 815.2296 | 0 | 815.2296 | 0.021406 | 815.0309 | 0.014997 | 815.2296 | 0 | 815.2296 | 0.029097 | 804.0623 | 0 | 815.2296 | -0.016441 | 815.0309 | -0.025673 | 810.4259 | 0 | 815.4831 | -0.0069335 | 811.2881 | 0
|  |  | 804.2945 | -0.00046546 | 804.29 | 0 | 815.4678 | 0.04144 | 804.2945 | 0.032553 | 815.4678 | 0.0014339 | 0 | 0 | 815.4678 | 0.0033732 | 815.4678 | 0.03129 | 815.2691 | 0.031551 | 815.4678 | 0.0066837 | 815.4678 | 0.031895 | 804.2945 | 0 | 815.4678 | 0.014719 | 815.2691 | 0.036568 | 810.6613 | 0 | 815.7228 | 0.0077602 | 811.5245 | 0
|  |  | 804.5266 | -0.017551 | 804.53 | 0 | 815.7059 | 0 | 804.5266 | 0.059899 | 815.7059 | -0.0065717 | 0 | 0 | 815.7059 | 0 | 815.7059 | 0.017234 | 815.5073 | 0.0066877 | 815.7059 | 0 | 815.7059 | 0.029274 | 804.5266 | 0 | 815.7059 | -0.018662 | 815.5073 | -0.02942 | 810.8967 | 0 | 815.9625 | -0.0045789 | 811.7609 | 0
|  |  | 804.7587 | -0.0042274 | 804.76 | 0 | 815.9441 | 0.012531 | 804.7587 | 0.028264 | 815.9441 | 0.004822 | 0 | 0 | 815.9441 | 0.0039756 | 815.9441 | 0.027764 | 815.7455 | 0.029213 | 815.9441 | 0.014027 | 815.9441 | 0.030792 | 804.7587 | 0 | 815.9441 | 0.010193 | 815.7455 | 0.047852 | 811.1322 | 0 | 816.2021 | 0.0087007 | 811.9972 | 0
|  |  | 804.9909 | -0.020974 | 804.99 | 0 | 816.1822 | 0 | 804.9909 | -0.047957 | 816.1822 | -0.0092155 | 0 | 0 | 816.1823 | 0 | 816.1822 | 0.027118 | 815.9837 | 0.0033103 | 816.1822 | 0 | 816.1823 | 0.030696 | 804.9909 | 0 | 816.1822 | -0.014476 | 815.9837 | -0.026689 | 811.3676 | 0 | 816.4418 | -0.0050315 | 812.2336 | 0
|  |  | 805.2231 | 0.0048254 | 805.22 | 0 | 816.4204 | 0.029868 | 805.2231 | 0.052957 | 816.4204 | 0.0035079 | 0 | 0 | 816.4204 | 0.003338 | 816.4204 | 0.026721 | 816.2219 | 0.017396 | 816.4204 | 0.0075358 | 816.4204 | 0.038299 | 805.2231 | 0 | 816.4204 | 0.01214 | 816.2219 | 0.02659 | 811.6031 | 0 | 816.6816 | 0.0093443 | 812.47 | 0
|  |  | 805.4552 | -0.0099225 | 805.46 | 0 | 816.6586 | 0 | 805.4552 | 0.00020796 | 816.6586 | -0.01535 | 0 | 0 | 816.6586 | 0 | 816.6586 | 0.018029 | 816.4601 | -0.0022766 | 816.6586 | 0 | 816.6586 | 0.028034 | 805.4552 | 0 | 816.6586 | -0.01777 | 816.4601 | -0.025859 | 811.8386 | 0 | 816.9213 | -0.0052653 | 812.7064 | 0
|  |  | 805.6874 | 0.014722 | 805.69 | 0 | 816.8968 | 0.014507 | 805.6874 | 0.071278 | 816.8968 | -0.0051409 | 0 | 0 | 816.8969 | 0.0005441 | 816.8968 | 0.029502 | 816.6984 | 0.011232 | 816.8968 | 0.0097689 | 816.8969 | 0.032799 | 805.6874 | 0 | 816.8968 | 0.0091998 | 816.6984 | 0.02065 | 812.074 | 0 | 817.161 | 0.0087726 | 812.9427 | 0
|  |  | 805.9196 | 0.005068 | 805.92 | 0 | 817.135 | 0 | 805.9196 | -0.020716 | 817.135 | 2.7326e-05 | 0 | 0 | 817.135 | 0 | 817.135 | 0.016142 | 816.9366 | 0.016199 | 817.135 | 0 | 817.135 | 0.025278 | 805.9196 | 0 | 817.135 | -0.0072478 | 816.9366 | -0.029258 | 812.3095 | 0 | 817.4008 | -0.0045115 | 813.1792 | 0
|  |  | 806.1518 | -0.00013548 | 806.15 | 0 | 817.3732 | 0.045198 | 806.1518 | -0.012312 | 817.3732 | 0.008091 | 0 | 0 | 817.3732 | 0.0051056 | 817.3732 | 0.033376 | 817.1749 | 0.02101 | 817.3732 | 0.010084 | 817.3732 | 0.037759 | 806.1518 | 0 | 817.3732 | 0.0067594 | 817.1749 | 0.03865 | 812.545 | 0 | 817.6405 | 0.0082355 | 813.4156 | 0
|  |  | 806.384 | -0.012346 | 806.38 | 0 | 817.6115 | 0 | 806.384 | -0.04798 | 817.6115 | -0.013221 | 0 | 0 | 817.6115 | 0 | 817.6115 | 0.022598 | 817.4131 | 0.0046245 | 817.6115 | 0 | 817.6115 | 0.027811 | 806.384 | 0 | 817.6114 | -0.017216 | 817.4131 | -0.04049 | 812.7805 | 0 | 817.8803 | -0.0051297 | 813.652 | 0
|  |  | 806.6161 | -0.010489 | 806.62 | 0 | 817.8497 | 0.063874 | 806.6161 | 0.060843 | 817.8497 | 0.0083919 | 0 | 0 | 817.8497 | 0.0082463 | 817.8497 | 0.035412 | 817.6514 | 0.033185 | 817.8497 | 0.0049898 | 817.8497 | 0.029774 | 806.6161 | 0 | 817.8497 | 0.011048 | 817.6514 | 0.03865 | 813.016 | 0 | 818.1201 | 0.008234 | 813.8885 | 0
|  |  | 806.8484 | -0.016127 | 806.85 | 0 | 818.0879 | 0 | 806.8484 | -0.0017349 | 818.0879 | -0.0077172 | 0 | 0 | 818.088 | 0 | 818.0879 | 0.017433 | 817.8897 | 0.016626 | 818.0879 | 0 | 818.088 | 0.030123 | 806.8484 | 0 | 818.0879 | -0.012724 | 817.8897 | -0.031499 | 813.2515 | 0 | 818.3598 | -0.0046895 | 814.1249 | 0
|  |  | 807.0806 | -0.0019266 | 807.08 | 0 | 818.3262 | 0.0092003 | 807.0806 | 0.047945 | 818.3262 | 0.00034891 | 0 | 0 | 818.3262 | 0.0046842 | 818.3262 | 0.029899 | 818.128 | 0.019063 | 818.3262 | 0.010086 | 818.3262 | 0.027378 | 807.0806 | 0 | 818.3262 | 0.0062642 | 818.128 | 0.042331 | 813.4871 | 0 | 818.5996 | 0.0086448 | 814.3614 | 0
|  |  | 807.3128 | 0.011663 | 807.31 | 0 | 818.5645 | 0 | 807.3128 | -0.05265 | 818.5645 | -0.0085872 | 0 | 0 | 818.5645 | 0 | 818.5644 | 0.020612 | 818.3663 | 0.010843 | 818.5645 | 0 | 818.5645 | 0.027448 | 807.3128 | 0 | 818.5644 | -0.012467 | 818.3663 | -0.029182 | 813.7226 | 0 | 818.8394 | -0.0041112 | 814.5978 | 0
|  |  | 807.545 | 0.018584 | 807.55 | 0 | 818.8027 | 0.028946 | 807.545 | 0.00078476 | 818.8027 | 0.00063771 | 0 | 0 | 818.8027 | 0.0011326 | 818.8027 | 0.026621 | 818.6046 | 0.023642 | 818.8027 | 0.0026447 | 818.8027 | 0.032927 | 807.545 | 0 | 818.8027 | 0.007155 | 818.6046 | 0.03087 | 813.9581 | 0 | 819.0792 | 0.0077667 | 814.8343 | 0
|  |  | 807.7773 | 0.033112 | 807.78 | 0 | 819.041 | 0 | 807.7773 | -0.078005 | 819.041 | -0.00568 | 0 | 0 | 819.041 | 0 | 819.041 | 0.014701 | 818.8429 | 0.0077675 | 819.041 | 0 | 819.041 | 0.030804 | 807.7773 | 0 | 819.041 | -0.012448 | 818.8429 | -0.040122 | 814.1937 | 0 | 819.319 | -0.0062167 | 815.0708 | 0
|  |  | 808.0096 | 0.040526 | 808.01 | 0 | 819.2793 | 0.040386 | 808.0096 | 0.036518 | 819.2793 | 0.0042004 | 0 | 0 | 819.2793 | 0.0018774 | 819.2793 | 0.032184 | 819.0812 | 0.010086 | 819.2793 | 0.0070508 | 819.2793 | 0.029753 | 808.0096 | 0 | 819.2793 | 0.0075586 | 819.0812 | -0.00083794 | 814.4293 | 0 | 819.5588 | 0.0088902 | 815.3073 | 0
|  |  | 808.2418 | -0.012908 | 808.24 | 0 | 819.5176 | 0.017082 | 808.2418 | 0.0029022 | 819.5176 | 0.003583 | 0 | 0 | 819.5176 | 0.0022886 | 819.5176 | 0.029403 | 819.3195 | 0.023733 | 819.5176 | 0.01042 | 819.5176 | 0.036574 | 808.2418 | 0 | 819.5176 | 0.007051 | 819.3195 | 0.04049 | 814.6648 | 0 | 819.7987 | 0.0082392 | 815.5438 | 0
|  |  | 808.4741 | -0.011409 | 808.47 | 0 | 819.7559 | 0 | 808.4741 | -0.0058312 | 819.7559 | -0.008883 | 0 | 0 | 819.7559 | 0 | 819.7559 | 0.01783 | 819.5578 | -0.0013156 | 819.7559 | 0 | 819.7559 | 0.021398 | 808.4741 | 0 | 819.7559 | -0.011 | 819.5578 | -0.029584 | 814.9004 | 0 | 820.0385 | -0.0058127 | 815.7803 | 0
|  |  | 808.7064 | 0.035336 | 808.71 | 0 | 819.9942 | 0.0096553 | 808.7064 | -0.045946 | 819.9942 | 0.0015801 | 0 | 0 | 819.9942 | 0.0032254 | 819.9942 | 0.024088 | 819.7962 | 0.017483 | 819.9942 | 0.0080223 | 819.9942 | 0.029762 | 808.7064 | 0 | 819.9942 | 0.010617 | 819.7962 | 0.025743 | 815.136 | 0 | 820.2784 | 0.0073216 | 816.0168 | 0
|  |  | 808.9387 | -0.0073098 | 808.94 | 0 | 820.2325 | 0 | 808.9387 | -0.00033666 | 820.2325 | -0.0067005 | 0 | 0 | 820.2325 | 0 | 820.2325 | 0.016986 | 820.0345 | 0.0084064 | 820.2325 | 0 | 820.2325 | 0.022301 | 808.9387 | 0 | 820.2325 | -0.013219 | 820.0345 | -0.033512 | 815.3716 | 0 | 820.5182 | -0.0055808 | 816.2534 | 0
|  |  | 809.1709 | 0.018606 | 809.17 | 0 | 820.4708 | 0.017473 | 809.1709 | -0.0053917 | 820.4708 | 0.00064235 | 0 | 0 | 820.4708 | 0.0022159 | 820.4708 | 0.026025 | 820.2729 | 0.024008 | 820.4708 | 0.0017318 | 820.4708 | 0.0335 | 809.1709 | 0 | 820.4708 | 0.011164 | 820.2729 | 0.0027048 | 815.6072 | 0 | 820.7581 | 0.0070783 | 816.4899 | 0
|  |  | 809.4032 | 0.0015339 | 809.4 | 0 | 820.7092 | 0 | 809.4032 | -0.019183 | 820.7092 | -0.012881 | 0 | 0 | 820.7092 | 0 | 820.7092 | 0.016589 | 820.5112 | 0.003378 | 820.7092 | 0 | 820.7092 | 0.027303 | 809.4032 | 0 | 820.7092 | -0.020597 | 820.5112 | -0.041226 | 815.8428 | 0 | 820.998 | -0.0064035 | 816.7264 | 0
|  |  | 809.6355 | -0.0061374 | 809.64 | 0 | 820.9475 | 0.033773 | 809.6355 | 0.060865 | 820.9475 | 0.0069499 | 0 | 0 | 820.9475 | 0.0068544 | 820.9475 | 0.020065 | 820.7496 | 0.023155 | 820.9475 | 0.001564 | 820.9475 | 0.037424 | 809.6355 | 0 | 820.9475 | 0.01313 | 820.7496 | 0.042331 | 816.0785 | 0 | 821.2379 | 0.0076041 | 816.963 | 0
|  |  | 809.8678 | -0.012528 | 809.87 | 0 | 821.1859 | 0 | 809.8678 | -0.0070024 | 821.1859 | -0.013267 | 0 | 0 | 821.1859 | 0 | 821.1859 | 0.012119 | 820.988 | 0.0001973 | 821.1859 | 0 | 821.1859 | 0.022123 | 809.8678 | 0 | 821.1858 | -0.021362 | 820.988 | -0.040858 | 816.3141 | 0 | 821.4778 | -0.004752 | 817.1995 | 0
|  |  | 810.1002 | 0.05214 | 810.1 | 0 | 821.4242 | 0.034724 | 810.1002 | 0.05673 | 821.4242 | -0.00059339 | 0 | 0 | 821.4242 | 0.0019467 | 821.4242 | 0.025777 | 821.2264 | 0.024761 | 821.4242 | 0.0031327 | 821.4242 | 0.03072 | 810.1002 | 0 | 821.4242 | 0.0097058 | 821.2264 | 0.014916 | 816.5497 | 0 | 821.7177 | 0.0097148 | 817.4361 | 0
|  |  | 810.3325 | -0.034101 | 810.33 | 0 | 821.6626 | 0 | 810.3325 | -0.015937 | 821.6626 | -0.011378 | 0 | 0 | 821.6626 | 0 | 821.6626 | 0.012417 | 821.4647 | 0.0047171 | 821.6626 | 0 | 821.6626 | 0.029641 | 810.3325 | 0 | 821.6626 | -0.016687 | 821.4647 | -0.035494 | 816.7854 | 0 | 821.9576 | -0.0060186 | 817.6727 | 0
|  |  | 810.5648 | 0.018167 | 810.56 | 0 | 821.901 | 0.01881 | 810.5648 | 0.036581 | 821.901 | 0.0027872 | 0 | 0 | 821.9009 | 0.0019484 | 821.901 | 0.023145 | 821.7031 | 0.018069 | 821.901 | 0.0041134 | 821.9009 | 0.026429 | 810.5648 | 0 | 821.9009 | 0.013473 | 821.7032 | 0.019311 | 817.0211 | 0 | 822.1976 | 0.0081417 | 817.9093 | 0
|  |  | 810.7971 | 0.0058427 | 810.8 | 0 | 822.1394 | 0 | 810.7971 | 0.0039267 | 822.1394 | -0.010978 | 0 | 0 | 822.1393 | 0 | 822.1394 | 0.015099 | 821.9416 | 0.0079413 | 822.1394 | 0 | 822.1393 | 0.028827 | 810.7971 | 0 | 822.1393 | -0.017346 | 821.9416 | -0.031851 | 817.2568 | 0 | 822.4375 | -0.0054925 | 818.1459 | 0
|  |  | 811.0295 | 0.023695 | 811.03 | 0 | 822.3777 | 0.038826 | 811.0295 | 0.024876 | 822.3777 | 0.0045584 | 0 | 0 | 822.3777 | 0.0047961 | 822.3777 | 0.026373 | 822.18 | 0.023573 | 822.3777 | 0.0090937 | 822.3777 | 0.030535 | 811.0295 | 0 | 822.3777 | 0.012141 | 822.18 | 0.032201 | 817.4924 | 0 | 822.6775 | 0.0095614 | 818.3825 | 0
|  |  | 811.2618 | -0.032124 | 811.26 | 0 | 822.6161 | 0 | 811.2618 | -0.0052404 | 822.6161 | -0.0096287 | 0 | 0 | 822.6161 | 0 | 822.6161 | 0.020512 | 822.4184 | 0.010993 | 822.6161 | 0 | 822.6161 | 0.019197 | 811.2618 | 0 | 822.6161 | -0.01357 | 822.4184 | -0.016319 | 817.7281 | 0 | 822.9174 | -0.0067808 | 818.6191 | 0
|  |  | 811.4942 | 0.021708 | 811.49 | 0 | 822.8546 | 0.022857 | 811.4942 | -0.0047915 | 822.8546 | 0.0046275 | 0 | 0 | 822.8546 | 0.0047561 | 822.8546 | 0.030694 | 822.6568 | 0.027907 | 822.8546 | 0.0090003 | 822.8546 | 0.035648 | 811.4942 | 0 | 822.8546 | 0.010898 | 822.6568 | 0.026049 | 817.9639 | 0 | 823.1574 | 0.0082182 | 818.8558 | 0
|  |  | 811.7266 | -0.022942 | 811.73 | 0 | 823.093 | 0 | 811.7266 | -0.068784 | 823.093 | -0.013412 | 0 | 0 | 823.093 | 0 | 823.093 | 0.014701 | 822.8953 | 0.005132 | 823.093 | 0 | 823.093 | 0.01576 | 811.7266 | 0 | 823.093 | -0.012084 | 822.8953 | -0.0052643 | 818.1996 | 0 | 823.3974 | -0.005293 | 819.0924 | 0
|  |  | 811.9589 | 0.016048 | 811.96 | 0 | 823.3314 | 0.043754 | 811.9589 | 0.023905 | 823.3314 | 0.0060883 | 0 | 0 | 823.3314 | 0.0052961 | 823.3314 | 0.021605 | 823.1337 | 0.024851 | 823.3314 | 0.016653 | 823.3314 | 0.033732 | 811.9589 | 0 | 823.3314 | 0.0088178 | 823.1337 | 0.033664 | 818.4353 | 0 | 823.6374 | 0.0089718 | 819.329 | 0
|  |  | 812.1914 | -0.047198 | 812.19 | 0 | 823.5698 | 0 | 812.1913 | -0.021272 | 823.5698 | -0.010759 | 0 | 0 | 823.5698 | 0 | 823.5698 | 0.007301 | 823.3722 | 0.0026121 | 823.5698 | 0 | 823.5698 | 0.023807 | 812.1913 | 0 | 823.5698 | -0.015382 | 823.3722 | -0.041226 | 818.671 | 0 | 823.8774 | -0.0056399 | 819.5657 | 0
|  |  | 812.4237 | 0.04102 | 812.42 | 0 | 823.8083 | 0.040304 | 812.4237 | 0.026914 | 823.8083 | -0.00067454 | 0 | 0 | 823.8083 | 0.0026445 | 823.8083 | 0.027913 | 823.6106 | 0.013775 | 823.8083 | 0.0047165 | 823.8083 | 0.033424 | 812.4237 | 0 | 823.8083 | 0.010241 | 823.6106 | 0.036207 | 818.9067 | 0 | 824.1174 | 0.0078197 | 819.8024 | 0
|  |  | 812.6561 | -0.065731 | 812.66 | 0 | 824.0467 | 0 | 812.6561 | 0.013493 | 824.0467 | -0.013931 | 0 | 0 | 824.0468 | 0 | 824.0467 | 0.008493 | 823.8491 | 0.0086184 | 824.0467 | 0 | 824.0468 | 0.023237 | 812.6561 | 0 | 824.0467 | -0.015748 | 823.8491 | -0.060735 | 819.1425 | 0 | 824.3574 | -0.0058465 | 820.0391 | 0
|  |  | 812.8886 | -0.013265 | 812.89 | 0 | 824.2852 | 0.026509 | 812.8885 | -0.019404 | 824.2852 | 0.010561 | 0 | 0 | 824.2852 | 0.0093711 | 824.2852 | 0.029552 | 824.0876 | 0.024806 | 824.2852 | 0.015234 | 824.2852 | 0.024506 | 812.8885 | 0 | 824.2852 | 0.015378 | 824.0876 | 0.025178 | 819.3783 | 0 | 824.5974 | 0.0081269 | 820.2757 | 0
|  |  | 813.121 | 0.00060797 | 813.12 | 0 | 824.5237 | 0 | 813.121 | -0.066694 | 824.5237 | -0.0025538 | 0 | 0 | 824.5237 | 0 | 824.5237 | 0.017582 | 824.326 | 0.013497 | 824.5237 | 0 | 824.5237 | 0.020165 | 813.121 | 0 | 824.5237 | -0.01106 | 824.326 | -0.026345 | 819.6141 | 0 | 824.8375 | -0.0047162 | 820.5124 | 0
|  |  | 813.3534 | 0.020335 | 813.35 | 0 | 824.7621 | 0.043815 | 813.3534 | 0.0079459 | 824.7621 | 0.0064598 | 0 | 0 | 824.7621 | 0.004749 | 824.7621 | 0.028807 | 824.5645 | 0.024061 | 824.7621 | 0.0071011 | 824.7621 | 0.025951 | 813.3534 | 0 | 824.7622 | 0.011593 | 824.5645 | 0.038282 | 819.8499 | 0 | 825.0775 | 0.0076727 | 820.7491 | 0
|  |  | 813.5858 | -0.021759 | 813.59 | 0 | 825.0006 | 0 | 813.5858 | -0.041995 | 825.0006 | -0.0084845 | 0 | 0 | 825.0006 | 0 | 825.0006 | 0.0074996 | 824.803 | 0.010968 | 825.0006 | 0 | 825.0006 | 0.019493 | 813.5858 | 0 | 825.0006 | -0.016139 | 824.803 | -0.03244 | 820.0856 | 0 | 825.3176 | -0.0066609 | 820.9858 | 0
|  |  | 813.8182 | 0.050904 | 813.82 | 0 | 825.2391 | 0.020389 | 813.8182 | 0.0038503 | 825.2391 | 0.0024278 | 0 | 0 | 825.2391 | 0.0031038 | 825.2391 | 0.027168 | 825.0415 | 0.02084 | 825.2391 | 0.0092264 | 825.2391 | 0.026045 | 813.8182 | 0 | 825.2391 | 0.006784 | 825.0415 | 0.0032255 | 820.3214 | 0 | 825.5576 | 0.0088994 | 821.2225 | 0
|  |  | 814.0507 | -0.0078031 | 814.05 | 0 | 825.4776 | 0 | 814.0507 | -0.044611 | 825.4776 | -0.011916 | 0 | 0 | 825.4776 | 0 | 825.4776 | 0.016539 | 825.2801 | 0.0020142 | 825.4776 | 0 | 825.4776 | 0.024284 | 814.0507 | 0 | 825.4776 | -0.014709 | 825.28 | -0.02266 | 820.5573 | 0 | 825.7977 | -0.0054754 | 821.4593 | 0
|  |  | 814.2831 | 0.027923 | 814.28 | 0 | 825.7161 | 0.032087 | 814.2831 | 0.11485 | 825.7161 | 0.0043494 | 0 | 0 | 825.7161 | 0.0011625 | 825.7161 | 0.032532 | 825.5186 | 0.018763 | 825.7161 | 0.0043486 | 825.7161 | 0.025374 | 814.2831 | 0 | 825.7161 | 0.0080068 | 825.5186 | 0.015383 | 820.793 | 0 | 826.0378 | 0.0079563 | 821.696 | 0
|  |  | 814.5156 | 0.016832 | 814.52 | 0 | 825.9547 | 0 | 814.5156 | -0.01326 | 825.9547 | -0.0056682 | 0 | 0 | 825.9547 | 0 | 825.9547 | 0.022747 | 825.7571 | 0.0042112 | 825.9547 | 0 | 825.9547 | 0.017737 | 814.5156 | 0 | 825.9547 | -0.015295 | 825.7571 | -0.029505 | 821.0289 | 0 | 826.2779 | -0.0056972 | 821.9327 | 0
|  |  | 814.7481 | 0.040526 | 814.75 | 0 | 826.1932 | 0.0059465 | 814.748 | 0.073719 | 826.1932 | 0.0051318 | 0 | 0 | 826.1932 | 0.0036435 | 826.1932 | 0.018824 | 825.9956 | 0.015715 | 826.1932 | 0.0075122 | 826.1932 | 0.03015 | 814.748 | 0 | 826.1932 | 0.012893 | 825.9956 | 0.021066 | 821.2647 | 0 | 826.518 | 0.0076601 | 822.1695 | 0
|  |  | 814.9805 | -0.005685 | 814.98 | 0 | 826.4317 | 0 | 814.9805 | -0.035351 | 826.4317 | -0.00987 | 0 | 0 | 826.4317 | 0 | 826.4317 | 0.006854 | 826.2342 | -0.0089562 | 826.4317 | 0 | 826.4317 | 0.020314 | 814.9805 | 0 | 826.4317 | -0.012561 | 826.2342 | -0.023911 | 821.5005 | 0 | 826.7581 | -0.005718 | 822.4062 | 0
|  |  | 815.213 | 0.01039 | 815.21 | 0 | 826.6703 | 0.0077004 | 815.213 | 0.033408 | 826.6703 | -0.0022375 | 0 | 0 | 826.6703 | 0.00081323 | 826.6703 | 0.02687 | 826.4727 | 0.024703 | 826.6703 | 0.001912 | 826.6703 | 0.026572 | 815.213 | 0 | 826.6703 | 0.0076194 | 826.4727 | 0.040122 | 821.7364 | 0 | 826.9982 | 0.0083695 | 822.6431 | 0
|  |  | 815.4455 | -0.056094 | 815.45 | 0 | 826.9088 | 0 | 815.4455 | -0.049077 | 826.9088 | -0.011271 | 0 | 0 | 826.9088 | 0 | 826.9088 | 0.0093373 | 826.7113 | 0.0038261 | 826.9088 | 0 | 826.9088 | 0.015173 | 815.4455 | 0 | 826.9088 | -0.017996 | 826.7113 | -0.017937 | 821.9723 | 0 | 827.2384 | -0.0041231 | 822.8798 | 0
|  |  | 815.678 | 0.023549 | 815.68 | 0 | 827.1474 | 0.021157 | 815.678 | 0.054818 | 827.1474 | 0.0019337 | 0 | 0 | 827.1474 | 0.0046907 | 827.1474 | 0.026274 | 826.9499 | 0.014016 | 827.1474 | 0.0076185 | 827.1474 | 0.027039 | 815.678 | 0 | 827.1474 | 0.012614 | 826.9499 | 0.01166 | 822.2081 | 0 | 827.4785 | 0.0077088 | 823.1166 | 0
|  |  | 815.9105 | -0.0087426 | 815.91 | 0 | 827.386 | 0 | 815.9105 | -0.024105 | 827.386 | -0.0099096 | 0 | 0 | 827.3859 | 0 | 827.3859 | 0.012119 | 827.1884 | 0.0029156 | 827.386 | 0 | 827.3859 | 0.025012 | 815.9105 | 0 | 827.3859 | -0.010729 | 827.1884 | -0.016329 | 822.444 | 0 | 827.7187 | -0.0056669 | 823.3534 | 0
|  |  | 816.143 | 0.018468 | 816.14 | 0 | 827.6245 | 0.020697 | 816.143 | 0.14359 | 827.6245 | 0.0027903 | 0 | 0 | 827.6245 | 0.0042608 | 827.6245 | 0.021357 | 827.427 | 0.013351 | 827.6245 | 0.0017403 | 827.6245 | 0.031994 | 816.143 | 0 | 827.6245 | 0.0087788 | 827.427 | 0.01123 | 822.6799 | 0 | 827.9589 | 0.0086313 | 823.5902 | 0
|  |  | 816.3755 | -0.022776 | 816.38 | 0 | 827.8631 | 0 | 816.3755 | -0.0051285 | 827.8631 | -0.011101 | 0 | 0 | 827.8631 | 0 | 827.8631 | 0.011225 | 827.6656 | -0.00081883 | 827.8631 | 0 | 827.8631 | 0.015115 | 816.3755 | 0 | 827.8631 | -0.018211 | 827.6656 | -0.021504 | 822.9158 | 0 | 828.199 | -0.0070376 | 823.827 | 0
|  |  | 816.608 | 0.020352 | 816.61 | 0 | 828.1017 | 0.042564 | 816.608 | 0.019804 | 828.1017 | 0.0040072 | 0 | 0 | 828.1017 | 0 | 828.1017 | 0.016738 | 827.9042 | 0.012266 | 828.1017 | 0.0071384 | 828.1017 | 0.028105 | 816.608 | 0 | 828.1017 | 0.0072963 | 827.9042 | -0.0030053 | 823.1517 | 0 | 828.4392 | 0.0087876 | 824.0639 | 0
|  |  | 816.8406 | -0.015834 | 816.84 | 0 | 828.3403 | 0 | 816.8406 | 0.0056828 | 828.3403 | -0.0077599 | 0 | 0 | 828.3403 | 0 | 828.3403 | 0.0097843 | 828.1428 | 0.0069996 | 828.3403 | 0 | 828.3403 | 0.014596 | 816.8406 | 0 | 828.3403 | -0.017514 | 828.1428 | -0.012308 | 823.3877 | 0 | 828.6794 | -0.0063319 | 824.3007 | 0
|  |  | 817.0731 | -0.0027933 | 817.07 | 0 | 828.5789 | 0.01745 | 817.0731 | -0.011578 | 828.5789 | -0.00038275 | 0 | 0 | 828.5789 | 0.0011527 | 828.5789 | 0.026075 | 828.3814 | 0.014422 | 828.5789 | 0.0062478 | 828.5789 | 0.026283 | 817.0731 | 0 | 828.5789 | 0.0081584 | 828.3814 | 0.012736 | 823.6236 | 0 | 828.9196 | 0.0085336 | 824.5375 | 0
|  |  | 817.3057 | -0.014424 | 817.31 | 0 | 828.8175 | 0 | 817.3057 | 0.01185 | 828.8175 | -0.0070791 | 0 | 0 | 828.8176 | 0 | 828.8175 | 0.012715 | 828.62 | 0.0052876 | 828.8175 | 0 | 828.8176 | 0.019526 | 817.3057 | 0 | 828.8176 | -0.016336 | 828.62 | -0.017777 | 823.8596 | 0 | 829.1598 | -0.0065937 | 824.7744 | 0
|  |  | 817.5383 | -0.029406 | 817.54 | 0 | 829.0562 | 0.011336 | 817.5383 | 0.052955 | 829.0562 | 0.00063859 | 0 | 0 | 829.0562 | 0.0041078 | 829.0562 | 0.018377 | 828.8587 | 0.02285 | 829.0562 | 0.0015437 | 829.0562 | 0.025102 | 817.5383 | 0 | 829.0562 | 0.0038883 | 828.8587 | 0.0084592 | 824.0955 | 0 | 829.4 | 0.0078845 | 825.0113 | 0
|  |  | 817.7708 | -0.040526 | 817.77 | 0 | 829.2948 | 0 | 817.7708 | -0.031074 | 829.2948 | -0.0062727 | 0 | 0 | 829.2948 | 0 | 829.2948 | 0.012218 | 829.0973 | 0.0071452 | 829.2948 | 0 | 829.2948 | 0.014511 | 817.7708 | 0 | 829.2948 | -0.014276 | 829.0973 | -0.018401 | 824.3314 | 0 | 829.6403 | -0.0055154 | 825.2482 | 0
|  |  | 818.0034 | -0.0065241 | 818 | 0 | 829.5335 | 0.052338 | 818.0034 | 0.066026 | 829.5335 | -0.00015638 | 0 | 0 | 829.5334 | 0.00095432 | 829.5335 | 0.031936 | 829.3359 | 0.01992 | 829.5335 | 0.0042449 | 829.5334 | 0.022611 | 818.0034 | 0 | 829.5335 | 0.0086755 | 829.3359 | 0.0096193 | 824.5674 | 0 | 829.8805 | 0.0074099 | 825.485 | 0
|  |  | 818.236 | -0.014074 | 818.24 | 0 | 829.7721 | 0 | 818.236 | -0.019415 | 829.7721 | -0.0069953 | 0 | 0 | 829.7721 | 0 | 829.7721 | 0.011225 | 829.5746 | 0.0073751 | 829.7721 | 0 | 829.7721 | 0.021343 | 818.236 | 0 | 829.7721 | -0.015812 | 829.5746 | -0.014804 | 824.8034 | 0 | 830.1208 | -0.0052254 | 825.7219 | 0
|  |  | 818.4686 | 0.018876 | 818.47 | 0 | 830.0108 | 0.032899 | 818.4686 | 0.016458 | 830.0108 | 0.00020757 | 0 | 0 | 830.0107 | 0.0012975 | 830.0108 | 0.016241 | 829.8132 | 0.017135 | 830.0108 | 0.0051462 | 830.0107 | 0.02441 | 818.4686 | 0 | 830.0107 | 0.0021717 | 829.8132 | 0.017298 | 825.0394 | 0 | 830.361 | 0.0085041 | 825.9588 | 0
|  |  | 818.7011 | -0.016646 | 818.7 | 0 | 830.2494 | 0 | 818.7011 | -0.027747 | 830.2494 | -0.012737 | 0 | 0 | 830.2495 | 0 | 830.2494 | 0.017731 | 830.0519 | 0.00092855 | 830.2494 | 0 | 830.2495 | 0.019322 | 818.7011 | 0 | 830.2495 | -0.013867 | 830.0519 | -0.050429 | 825.2754 | 0 | 830.6013 | -0.0049622 | 826.1957 | 0
|  |  | 818.9337 | 0.01878 | 818.93 | 0 | 830.4881 | 0.029257 | 818.9337 | 0.047364 | 830.4881 | 0.0048967 | 0 | 0 | 830.4881 | 0.0018577 | 830.4881 | 0.021953 | 830.2906 | 0.023223 | 830.4881 | 0.0075416 | 830.4881 | 0.026567 | 818.9337 | 0 | 830.4881 | 0.0051862 | 830.2906 | 0.023227 | 825.5114 | 0 | 830.8415 | 0.0073855 | 826.4327 | 0
|  |  | 819.1663 | -0.038549 | 819.17 | 0 | 830.7268 | 0 | 819.1663 | 0.066879 | 830.7268 | -0.013359 | 0 | 0 | 830.7268 | 0 | 830.7268 | 0.0076983 | 830.5293 | 0.0095744 | 830.7268 | 0 | 830.7268 | 0.027507 | 819.1663 | 0 | 830.7268 | -0.020726 | 830.5293 | -0.042699 | 825.7474 | 0 | 831.0819 | -0.0065987 | 826.6696 | 0
|  |  | 819.399 | -0.014573 | 819.4 | 0 | 830.9655 | 0.03205 | 819.399 | 0.042779 | 830.9655 | -0.0027806 | 0 | 0 | 830.9655 | 0.0032377 | 830.9655 | 0.018079 | 830.7679 | 0.018627 | 830.9655 | 0.010058 | 830.9655 | 0.025719 | 819.399 | 0 | 830.9655 | 0.0080929 | 830.768 | 0.0072577 | 825.9834 | 0 | 831.3221 | 0.0086698 | 826.9065 | 0
|  |  | 819.6316 | -0.032618 | 819.63 | 0 | 831.2042 | 0 | 819.6316 | -0.0081373 | 831.2042 | -0.0036909 | 0 | 0 | 831.2042 | 0 | 831.2042 | 0.0099333 | 831.0066 | 0.008887 | 831.2042 | 0 | 831.2042 | 0.01951 | 819.6316 | 0 | 831.2042 | -0.011966 | 831.0066 | -0.013559 | 826.2194 | 0 | 831.5624 | -0.0048323 | 827.1435 | 0
|  |  | 819.8642 | 0.013789 | 819.86 | 0 | 831.4429 | 0.028105 | 819.8642 | 0.005641 | 831.4429 | -0.00072173 | 0 | 0 | 831.4429 | 0.0014102 | 831.4429 | 0.016837 | 831.2453 | 0.018471 | 831.4429 | 0.0064564 | 831.4429 | 0.026657 | 819.8642 | 0 | 831.4429 | 0.0095113 | 831.2453 | 0.028383 | 826.4555 | 0 | 831.8028 | 0.0087851 | 827.3804 | 0
|  |  | 820.0969 | -0.029653 | 820.1 | 0 | 831.6816 | 0 | 820.0969 | -0.024953 | 831.6816 | -0.0066458 | 0 | 0 | 831.6816 | 0 | 831.6816 | 0.017135 | 831.4841 | -0.002334 | 831.6816 | 0 | 831.6816 | 0.02135 | 820.0969 | 0 | 831.6816 | -0.015056 | 831.4841 | -0.044907 | 826.6915 | 0 | 832.0431 | -0.0055908 | 827.6174 | 0
|  |  | 820.3295 | 0.012744 | 820.33 | 0 | 831.9204 | 0.055125 | 820.3295 | -0.049891 | 831.9204 | 0.002908 | 0 | 0 | 831.9203 | 0.0046408 | 831.9203 | 0.017185 | 831.7228 | 0.022903 | 831.9204 | 0.0031306 | 831.9203 | 0.02752 | 820.3295 | 0 | 831.9203 | 0.010573 | 831.7228 | 0.019877 | 826.9276 | 0 | 832.2835 | 0.0083658 | 827.8544 | 0
|  |  | 820.5621 | 0.003434 | 820.56 | 0 | 832.1591 | 0 | 820.5621 | -0.061966 | 832.1591 | -0.0052065 | 0 | 0 | 832.1591 | 0 | 832.1591 | 0.0082446 | 831.9615 | 0.00092761 | 832.1591 | 0 | 832.1591 | 0.020057 | 820.5621 | 0 | 832.1591 | -0.018123 | 831.9615 | -0.013753 | 827.1637 | 0 | 832.5238 | -0.0071075 | 828.0913 | 0
|  |  | 820.7948 | 0.0081834 | 820.79 | 0 | 832.3978 | 0.050951 | 820.7948 | 0.045108 | 832.3978 | 0.0023014 | 0 | 0 | 832.3978 | 0.0052707 | 832.3978 | 0.0224 | 832.2002 | 0.016812 | 832.3978 | 0.0074893 | 832.3978 | 0.02683 | 820.7948 | 0 | 832.3978 | 0.0086823 | 832.2002 | 0.045644 | 827.3998 | 0 | 832.7642 | 0.0090894 | 828.3283 | 0
|  |  | 821.0275 | -0.0044975 | 821.03 | 0 | 832.6366 | 0 | 821.0275 | -0.0087706 | 832.6366 | -0.0091144 | 0 | 0 | 832.6366 | 0 | 832.6366 | 0.0099333 | 832.439 | 0.0029753 | 832.6366 | 0 | 832.6366 | 0.015236 | 821.0275 | 0 | 832.6366 | -0.013095 | 832.439 | -0.021621 | 827.6359 | 0 | 833.0045 | -0.0069529 | 828.5653 | 0
|  |  | 821.2601 | 0.044974 | 821.26 | 0 | 832.8753 | 0.035469 | 821.2601 | 0.042696 | 832.8753 | 0.00073732 | 0 | 0 | 832.8754 | 0.0033087 | 832.8754 | 0.019718 | 832.6777 | 0.022054 | 832.8753 | 0.0069353 | 832.8754 | 0.023604 | 821.2601 | 0 | 832.8754 | 0.010936 | 832.6777 | 0.018851 | 827.8719 | 0 | 833.2449 | 0.007705 | 828.8023 | 0
|  |  | 821.4928 | -0.02817 | 821.49 | 0 | 833.1141 | 0 | 821.4928 | 0.0044253 | 833.1141 | -0.0097889 | 0 | 0 | 833.1141 | 0 | 833.1141 | 0.009834 | 832.9165 | 0.0046112 | 833.1141 | 0 | 833.1141 | 0.025964 | 821.4928 | 0 | 833.1141 | -0.013921 | 832.9165 | -0.023613 | 828.108 | 0 | 833.4853 | -0.0051917 | 829.0394 | 0
|  |  | 821.7255 | 0.018698 | 821.73 | 0 | 833.3529 | 0.050333 | 821.7255 | 0.0011244 | 833.3529 | 0.0085716 | 0 | 0 | 833.3529 | 0.0017254 | 833.3529 | 0.020314 | 833.1552 | 0.025844 | 833.3529 | 0.012889 | 833.3529 | 0.023261 | 821.7255 | 0 | 833.3529 | 0.0074237 | 833.1552 | 0.022944 | 828.3442 | 0 | 833.7256 | 0.0089091 | 829.2764 | 0
|  |  | 821.9582 | -0.057082 | 821.96 | 0 | 833.5917 | 0 | 821.9582 | -0.050708 | 833.5917 | -0.007187 | 0 | 0 | 833.5917 | 0 | 833.5917 | 0.019469 | 833.394 | 0.00061367 | 833.5917 | 0 | 833.5917 | 0.016954 | 821.9582 | 0 | 833.5917 | -0.01802 | 833.394 | -0.039386 | 828.5803 | 0 | 833.9661 | -0.00612 | 829.5134 | 0
|  |  | 822.1909 | 0.0035031 | 822.19 | 0 | 833.8305 | 0.021463 | 822.1909 | -0.00020187 | 833.8305 | 0.0033584 | 0 | 0 | 833.8304 | 0.0021869 | 833.8305 | 0.020562 | 833.6328 | 0.020145 | 833.8305 | 0.0049296 | 833.8304 | 0.022892 | 822.1909 | 0 | 833.8304 | 0.0080433 | 833.6328 | 0.02359 | 828.8164 | 0 | 834.2065 | 0.0074677 | 829.7504 | 0
|  |  | 822.4236 | -0.040773 | 822.42 | 0 | 834.0693 | 0 | 822.4236 | -0.0484 | 834.0693 | -0.013123 | 0 | 0 | 834.0693 | 0 | 834.0693 | 0.017334 | 833.8716 | 0.0055573 | 834.0693 | 0 | 834.0693 | 0.015997 | 822.4236 | 0 | 834.0693 | -0.013582 | 833.8716 | -0.028896 | 829.0526 | 0 | 834.4469 | -0.004946 | 829.9875 | 0
|  |  | 822.6564 | 0.058565 | 822.66 | 0 | 834.3081 | 0.035042 | 822.6564 | 0.0074713 | 834.3081 | 0.0023395 | 0 | 0 | 834.3081 | 0.0017072 | 834.3081 | 0.024486 | 834.1103 | 0.011335 | 834.3081 | 0 | 834.3081 | 0.014311 | 822.6564 | 0 | 834.3081 | 0.0046086 | 834.1104 | 0.001888 | 829.2888 | 0 | 834.6873 | 0.0076381 | 830.2245 | 0
|  |  | 822.8891 | -0.041514 | 822.89 | 0 | 834.5469 | 0 | 822.8891 | -0.030288 | 834.5469 | -0.014811 | 0 | 0 | 834.5469 | 0 | 834.5469 | 0.007003 | 834.3491 | -0.0036924 | 834.5469 | 0 | 834.5469 | 0.014754 | 822.8891 | 0 | 834.5469 | -0.017003 | 834.3492 | -0.010946 | 829.5249 | 0 | 834.9278 | -0.0051822 | 830.4617 | 0
|  |  | 823.1218 | 0.016334 | 823.12 | 0 | 834.7857 | 0.0070099 | 823.1218 | 0.046758 | 834.7857 | 0.0037743 | 0 | 0 | 834.7857 | 0.0020016 | 834.7857 | 0.024436 | 834.588 | 0.01871 | 834.7857 | 0.0042669 | 834.7857 | 0.027077 | 823.1218 | 0 | 834.7857 | 0.01126 | 834.588 | 0.023178 | 829.761 | 0 | 835.1682 | 0.0080415 | 830.6987 | 0
|  |  | 823.3546 | 0.011898 | 823.35 | 0 | 835.0246 | 0 | 823.3546 | -0.067677 | 835.0246 | -0.0072364 | 0 | 0 | 835.0245 | 0 | 835.0246 | 0.011423 | 834.8268 | 0.0092768 | 835.0246 | 0 | 835.0245 | 0.015582 | 823.3546 | 0 | 835.0245 | -0.015221 | 834.8268 | -0.012566 | 829.9973 | 0 | 835.4087 | -0.00457 | 830.9358 | 0
|  |  | 823.5873 | 0.0057669 | 823.59 | 0 | 835.2634 | 0.05307 | 823.5873 | 0.044898 | 835.2634 | 2.5291e-05 | 0 | 0 | 835.2634 | 0.0050588 | 835.2634 | 0.019916 | 835.0656 | 0.010691 | 835.2634 | 3.4997e-05 | 835.2634 | 0.02209 | 823.5873 | 0 | 835.2634 | 0.0060403 | 835.0656 | 0.039386 | 830.2335 | 0 | 835.6492 | 0.0081665 | 831.1729 | 0
|  |  | 823.8201 | -0.012975 | 823.82 | 0 | 835.5023 | 0 | 823.8201 | -0.030289 | 835.5023 | -0.009155 | 0 | 0 | 835.5023 | 0 | 835.5023 | 0.01346 | 835.3044 | 0.0010321 | 835.5023 | 0 | 835.5023 | 0.014595 | 823.8201 | 0 | 835.5023 | -0.012452 | 835.3044 | -0.015311 | 830.4697 | 0 | 835.8896 | -0.0058332 | 831.41 | 0
|  |  | 824.0528 | 0.0035781 | 824.05 | 0 | 835.7411 | 0.045536 | 824.0528 | 0.030501 | 835.7411 | -5.34e-05 | 0 | 0 | 835.7411 | 0.0036025 | 835.7411 | 0.018675 | 835.5433 | 0.013668 | 835.7411 | 0.0072919 | 835.7411 | 0.022959 | 824.0528 | 0 | 835.7411 | 0.0088348 | 835.5433 | 0.044907 | 830.7059 | 0 | 836.1301 | 0.0084094 | 831.6472 | 0
|  |  | 824.2856 | -0.007681 | 824.29 | 0 | 835.98 | 0 | 824.2856 | 0.026986 | 835.98 | -0.0036382 | 0 | 0 | 835.98 | 0 | 835.98 | 0.0087413 | 835.7821 | -0.0011198 | 835.98 | 0 | 835.98 | 0.01762 | 824.2856 | 0 | 835.98 | -0.013982 | 835.7821 | -0.01423 | 830.9421 | 0 | 836.3706 | -0.0048945 | 831.8843 | 0
|  |  | 824.5184 | -0.011889 | 824.52 | 0 | 836.2189 | 0.039506 | 824.5184 | 0.022423 | 836.2189 | 0.002466 | 0 | 0 | 836.2189 | 0.0057371 | 836.2189 | 0.021704 | 836.021 | 0.019398 | 836.2189 | 0.004858 | 836.2189 | 0.022548 | 824.5184 | 0 | 836.2189 | 0.012719 | 836.0209 | 0.043435 | 831.1783 | 0 | 836.6111 | 0.0086535 | 832.1214 | 0
|  |  | 824.7512 | -0.019669 | 824.75 | 0 | 836.4577 | 0 | 824.7512 | -0.086101 | 836.4577 | -0.0053908 | 0 | 0 | 836.4578 | 0 | 836.4578 | 0.0055626 | 836.2598 | 0.00082082 | 836.4577 | 0 | 836.4578 | 0.013318 | 824.7512 | 0 | 836.4578 | -0.016429 | 836.2598 | -0.024853 | 831.4146 | 0 | 836.8517 | -0.0049675 | 832.3585 | 0
|  |  | 824.984 | 0.0064067 | 824.98 | 0 | 836.6966 | 0.048078 | 824.9839 | 0.047788 | 836.6966 | 0.0015434 | 0 | 0 | 836.6967 | 0.0011978 | 836.6966 | 0.027962 | 836.4987 | 0.01409 | 836.6966 | 0.002828 | 836.6967 | 0.020742 | 824.9839 | 0 | 836.6967 | 0.012192 | 836.4987 | 0.012522 | 831.6508 | 0 | 837.0922 | 0.0080891 | 832.5957 | 0
|  |  | 825.2167 | -0.048927 | 825.22 | 0 | 836.9355 | 0 | 825.2167 | -0.029099 | 836.9355 | -0.0091983 | 0 | 0 | 836.9355 | 0 | 836.9355 | 0.014453 | 836.7375 | 0.001028 | 836.9355 | 0 | 836.9355 | 0.013869 | 825.2167 | 0 | 836.9356 | -0.0145 | 836.7376 | -0.054846 | 831.887 | 0 | 837.3327 | -0.0049984 | 832.8328 | 0
|  |  | 825.4495 | 0.016872 | 825.45 | 0 | 837.1745 | 0.026823 | 825.4495 | 0.032616 | 837.1745 | 0.0070391 | 0 | 0 | 837.1744 | 0.0064546 | 837.1744 | 0.015297 | 836.9764 | 0.010473 | 837.1745 | 0.011208 | 837.1744 | 0.024413 | 825.4495 | 0 | 837.1744 | 0.0112 | 836.9764 | 0.03149 | 832.1233 | 0 | 837.5732 | 0.0080707 | 833.07 | 0
|  |  | 825.6824 | -0.020612 | 825.68 | 0 | 837.4134 | 0 | 825.6824 | 0.0016601 | 837.4134 | -0.0048053 | 0 | 0 | 837.4134 | 0 | 837.4134 | 0.009238 | 837.2153 | 0.0076359 | 837.4134 | 0 | 837.4134 | 0.017917 | 825.6824 | 0 | 837.4134 | -0.012758 | 837.2153 | -0.024456 | 832.3596 | 0 | 837.8138 | -0.0043416 | 833.3072 | 0
|  |  | 825.9152 | 0.035831 | 825.92 | 0 | 837.6523 | 0.013578 | 825.9152 | 0.032389 | 837.6523 | 0.0020832 | 0 | 0 | 837.6523 | 0.0023929 | 837.6523 | 0.014503 | 837.4542 | 0.019219 | 837.6523 | 0.0082208 | 837.6523 | 0.022703 | 825.9152 | 0 | 837.6523 | 0.006356 | 837.4542 | 0.015439 | 832.5959 | 0 | 838.0544 | 0.0092574 | 833.5444 | 0
|  |  | 826.148 | 0.00066548 | 826.15 | 0 | 837.8912 | 0 | 826.148 | -0.027216 | 837.8912 | -0.012241 | 0 | 0 | 837.8912 | 0 | 837.8912 | 0.010778 | 837.6931 | 0.0010296 | 837.8912 | 0 | 837.8912 | 0.014738 | 826.148 | 0 | 837.8912 | -0.014345 | 837.6931 | -0.02501 | 832.8322 | 0 | 838.295 | -0.006945 | 833.7816 | 0
|  |  | 826.3809 | 0.044479 | 826.38 | 0 | 838.1302 | 0.055919 | 826.3809 | 0.016687 | 838.1302 | 0.0029704 | 0 | 0 | 838.1302 | 0.0039534 | 838.1302 | 0.016489 | 837.932 | 0.0078569 | 838.1302 | 0.0088177 | 838.1302 | 0.026996 | 826.3809 | 0 | 838.1302 | 0.010237 | 837.932 | 0.027053 | 833.0685 | 0 | 838.5355 | 0.0069651 | 834.0188 | 0
|  |  | 826.6137 | -0.044974 | 826.61 | 0 | 838.3691 | 0 | 826.6137 | -0.034334 | 838.3691 | -0.0055181 | 0 | 0 | 838.3691 | 0 | 838.3691 | 0.015049 | 838.1709 | 0.0091724 | 838.3691 | 0 | 838.3691 | 0.015295 | 826.6137 | 0 | 838.3691 | -0.016104 | 838.1709 | -0.04638 | 833.3048 | 0 | 838.7761 | -0.0054309 | 834.256 | 0
|  |  | 826.8466 | -0.0079147 | 826.85 | 0 | 838.6081 | 0.049496 | 826.8466 | 0.03418 | 838.6081 | 0.0011188 | 0 | 0 | 838.6081 | 0.0045914 | 838.6081 | 0.018128 | 838.4099 | 0.0095887 | 838.6081 | 0.007934 | 838.6081 | 0.024295 | 826.8466 | 0 | 838.6081 | 0.0082251 | 838.4099 | 0.021209 | 833.5411 | 0 | 839.0167 | 0.0081217 | 834.4932 | 0
|  |  | 827.0794 | -0.036572 | 827.08 | 0 | 838.847 | 0 | 827.0794 | -0.0098982 | 838.847 | -0.015221 | 0 | 0 | 838.847 | 0 | 838.847 | 0.010082 | 838.6488 | -0.0059514 | 838.847 | 0 | 838.847 | 0.0207 | 827.0794 | 0 | 838.847 | -0.016618 | 838.6488 | -0.032643 | 833.7775 | 0 | 839.2574 | -0.0051682 | 834.7305 | 0
|  |  | 827.3123 | 0.015992 | 827.31 | 0 | 839.086 | 0.034311 | 827.3123 | 0.027377 | 839.086 | 0.0048382 | 0 | 0 | 839.086 | 0.0059994 | 839.086 | 0.017582 | 838.8877 | 0.020732 | 839.086 | 0.017846 | 839.086 | 0.024095 | 827.3123 | 0 | 839.086 | 0.015471 | 838.8877 | 0.053373 | 834.0138 | 0 | 839.498 | 0.0087906 | 834.9677 | 0
|  |  | 827.5452 | -0.029406 | 827.55 | 0 | 839.325 | 0 | 827.5452 | -0.047768 | 839.325 | -0.0086643 | 0 | 0 | 839.325 | 0 | 839.325 | 0.0029986 | 839.1267 | 0.0048756 | 839.325 | 0 | 839.325 | 0.017754 | 827.5452 | 0 | 839.325 | -0.014372 | 839.1267 | -0.0113 | 834.2501 | 0 | 839.7387 | -0.0073835 | 835.205 | 0
|  |  | 827.778 | 0.020972 | 827.78 | 0 | 839.564 | 0.02424 | 827.778 | 0.0188 | 839.564 | 0.0045719 | 0 | 0 | 839.564 | 0.0038447 | 839.564 | 0.019171 | 839.3656 | 0.017919 | 839.564 | 0.009608 | 839.564 | 0.017639 | 827.778 | 0 | 839.564 | 0.010457 | 839.3656 | 0.014132 | 834.4865 | 0 | 839.9792 | 0.0071908 | 835.4422 | 0
|  |  | 828.0109 | -0.049422 | 828.01 | 0 | 839.803 | 0 | 828.0109 | 0.048012 | 839.803 | -0.011522 | 0 | 0 | 839.803 | 0 | 839.803 | 0.0050163 | 839.6046 | -0.0084887 | 839.803 | 0 | 839.803 | 0.01213 | 828.0109 | 0 | 839.803 | -0.020289 | 839.6046 | -0.03438 | 834.7228 | 0 | 840.2199 | -0.0059713 | 835.6795 | 0
|  |  | 828.2438 | -0.0048994 | 828.24 | 0 | 840.042 | 0.0009086 | 828.2438 | 0.023661 | 840.042 | -0.0015997 | 0 | 0 | 840.042 | 0.0033836 | 840.042 | 0.022648 | 839.8436 | 0.015556 | 840.042 | 0.0025009 | 840.042 | 0.016286 | 828.2438 | 0 | 840.042 | 0.011224 | 839.8436 | 0.02682 | 834.9592 | 0 | 840.4606 | 0.0076926 | 835.9167 | 0
|  |  | 828.4767 | -0.028912 | 828.48 | 0 | 840.281 | 0 | 828.4767 | -0.053911 | 840.281 | -0.0079436 | 0 | 0 | 840.281 | 0 | 840.281 | 0.016936 | 840.0825 | 0.0021953 | 840.281 | 0 | 840.281 | 0.022756 | 828.4767 | 0 | 840.281 | -0.015013 | 840.0825 | -0.039386 | 835.1956 | 0 | 840.7012 | -0.0059987 | 836.1541 | 0
|  |  | 828.7096 | 0.05041 | 828.71 | 0 | 840.52 | 0.030831 | 828.7096 | 0.035562 | 840.52 | 0.00027626 | 0 | 0 | 840.52 | 0.0011922 | 840.52 | 0.021804 | 840.3215 | 0.019655 | 840.52 | 0.0063657 | 840.52 | 0.025406 | 828.7096 | 0 | 840.52 | 0.007976 | 840.3215 | 0.021106 | 835.432 | 0 | 840.942 | 0.0083345 | 836.3914 | 0
|  |  | 828.9425 | -0.053128 | 828.94 | 0 | 840.7591 | 0 | 828.9425 | -0.03478 | 840.7591 | -0.011644 | 0 | 0 | 840.7591 | 0 | 840.7591 | 0.0090393 | 840.5605 | 0.007894 | 840.7591 | 0 | 840.7591 | 0.012956 | 828.9425 | 0 | 840.7591 | -0.015425 | 840.5605 | -0.035651 | 835.6685 | 0 | 841.1826 | -0.0071348 | 836.6287 | 0
|  |  | 829.1755 | 0.035336 | 829.18 | 0 | 840.9981 | 0.041263 | 829.1755 | 0.070455 | 840.9981 | 0.0025698 | 0 | 0 | 840.9981 | 0.00090998 | 840.9981 | 0.017185 | 840.7995 | 0.0088587 | 840.9981 | 0.010205 | 840.9981 | 0.025322 | 829.1755 | 0 | 840.9981 | 0.0086082 | 840.7995 | 0.0093354 | 835.9048 | 0 | 841.4233 | 0.0076785 | 836.866 | 0
|  |  | 829.4084 | -0.016332 | 829.41 | 0 | 841.2372 | 0 | 829.4084 | -0.072287 | 841.2372 | -0.0069274 | 0 | 0 | 841.2372 | 0 | 841.2372 | 0.0027543 | 841.0385 | 0.0012542 | 841.2372 | 0 | 841.2372 | 0.015975 | 829.4084 | 0 | 841.2372 | -0.010402 | 841.0385 | -0.043803 | 836.1413 | 0 | 841.664 | -0.0051001 | 837.1033 | 0
|  |  | 829.6413 | 0.032618 | 829.64 | 0 | 841.4762 | 0.022077 | 829.6413 | 0.049256 | 841.4762 | 0.0022602 | 0 | 0 | 841.4762 | 0.0031579 | 841.4762 | 0.010132 | 841.2775 | 0.01353 | 841.4762 | 0.0088224 | 841.4762 | 0.01873 | 829.6413 | 0 | 841.4762 | 0.0099476 | 841.2775 | 0.026249 | 836.3777 | 0 | 841.9047 | 0.0076321 | 837.3406 | 0
|  |  | 829.8743 | -0.026441 | 829.87 | 0 | 841.7153 | 0 | 829.8743 | -0.030285 | 841.7153 | -0.0089197 | 0 | 0 | 841.7153 | 0 | 841.7153 | 0.012119 | 841.5166 | 0.012427 | 841.7153 | 0 | 841.7153 | 0.015197 | 829.8743 | 0 | 841.7153 | -0.009994 | 841.5166 | -0.027662 | 836.6141 | 0 | 842.1454 | -0.0055626 | 837.5779 | 0
|  |  | 830.1072 | 0.031383 | 830.11 | 0 | 841.9544 | 0.0071636 | 830.1072 | 0.01828 | 841.9544 | 0.0027611 | 0 | 0 | 841.9543 | 0.0057259 | 841.9543 | 0.019966 | 841.7556 | 0.012014 | 841.9544 | 0.0077318 | 841.9543 | 0.024173 | 830.1072 | 0 | 841.9543 | 0.0080878 | 841.7556 | 0.037545 | 836.8506 | 0 | 842.3862 | 0.0078839 | 837.8153 | 0
|  |  | 830.3402 | -0.04102 | 830.34 | 0 | 842.1934 | 0 | 830.3402 | -0.033162 | 842.1934 | -0.010953 | 0 | 0 | 842.1934 | 0 | 842.1934 | 0.0082446 | 841.9946 | 0.0036975 | 842.1934 | 0 | 842.1934 | 0.0099621 | 830.3402 | 0 | 842.1934 | -0.013042 | 841.9946 | -0.037177 | 837.087 | 0 | 842.6269 | -0.0053776 | 838.0527 | 0
|  |  | 830.5732 | 0.0099822 | 830.57 | 0 | 842.4325 | 0.039185 | 830.5732 | 0.012474 | 842.4325 | 0.0071148 | 0 | 0 | 842.4325 | 0.005783 | 842.4325 | 0.012665 | 842.2337 | 0.0094358 | 842.4325 | 0.011941 | 842.4325 | 0.017255 | 830.5732 | 0 | 842.4325 | 0.0076171 | 842.2337 | 0.049693 | 837.3235 | 0 | 842.8677 | 0.0088063 | 838.29 | 0
|  |  | 830.8062 | -0.031383 | 830.81 | 0 | 842.6716 | 0 | 830.8062 | -0.0067848 | 842.6716 | -0.010198 | 0 | 0 | 842.6716 | 0 | 842.6716 | 0.012665 | 842.4727 | -0.0069296 | 842.6716 | 0 | 842.6716 | 0.016525 | 830.8062 | 0 | 842.6716 | -0.010416 | 842.4727 | -0.024197 | 837.56 | 0 | 843.1085 | -0.0057495 | 838.5274 | 0
|  |  | 831.0391 | 0.049174 | 831.04 | 0 | 842.9107 | 0.043829 | 831.0391 | -0.018984 | 842.9107 | 0.0031085 | 0 | 0 | 842.9107 | 0.0045906 | 842.9107 | 0.019221 | 842.7118 | 0.017 | 842.9107 | 0.010056 | 842.9107 | 0.02193 | 831.0391 | 0 | 842.9107 | 0.0080506 | 842.7118 | 0.020248 | 837.7965 | 0 | 843.3492 | 0.0076285 | 838.7648 | 0
|  |  | 831.2721 | -0.044232 | 831.27 | 0 | 843.1498 | 0 | 831.2721 | -0.044754 | 843.1498 | -0.0035469 | 0 | 0 | 843.1498 | 0 | 843.1498 | 0.0012753 | 842.9508 | 0.0040829 | 843.1498 | 0 | 843.1498 | 0.0087175 | 831.2721 | 0 | 843.1498 | -0.018051 | 842.9508 | -0.034888 | 838.033 | 0 | 843.59 | -0.0047724 | 839.0022 | 0
|  |  | 831.5051 | 0.0299 | 831.51 | 0 | 843.389 | 0.013014 | 831.5051 | 0.02394 | 843.389 | 0.0016497 | 0 | 0 | 843.389 | 0.00023516 | 843.389 | 0.016837 | 843.1899 | 0.0058992 | 843.389 | 0.0044241 | 843.389 | 0.023643 | 831.5051 | 0 | 843.389 | 0.0056257 | 843.1899 | 0.028587 | 838.2695 | 0 | 843.8308 | 0.0077824 | 839.2396 | 0
|  |  | 831.7381 | -0.0064307 | 831.74 | 0 | 843.6281 | 0 | 831.7381 | -0.11732 | 843.6281 | -0.0043893 | 0 | 0 | 843.6281 | 0 | 843.6281 | 0.0031757 | 843.429 | -1.9881e-05 | 843.6281 | 0 | 843.6281 | 0.012837 | 831.7381 | 0 | 843.6281 | -0.012768 | 843.429 | -0.042331 | 838.506 | 0 | 844.0717 | -0.0056799 | 839.477 | 0
|  |  | 831.9711 | 0.035584 | 831.97 | 0 | 843.8672 | 0.035144 | 831.9711 | 0.039455 | 843.8672 | 0.0011353 | 0 | 0 | 843.8672 | 0.0055639 | 843.8672 | 0.019817 | 843.6681 | 0.014423 | 843.8672 | 0.0083426 | 843.8672 | 0.019534 | 831.9711 | 0 | 843.8673 | 0.010066 | 843.6681 | 0.035487 | 838.7426 | 0 | 844.3124 | 0.008229 | 839.7144 | 0
|  |  | 832.2042 | -0.023612 | 832.2 | 0 | 844.1064 | 0 | 832.2042 | -0.041377 | 844.1064 | -0.0041481 | 0 | 0 | 844.1064 | 0 | 844.1064 | 0.0091883 | 843.9072 | 0.0034488 | 844.1064 | 0 | 844.1064 | 0.020758 | 832.2042 | 0 | 844.1064 | -0.0092786 | 843.9072 | 0.0063718 | 838.9791 | 0 | 844.5533 | -0.0060046 | 839.9518 | 0
|  |  | 832.4371 | 0.012063 | 832.44 | 0 | 844.3455 | 0.0092445 | 832.4371 | 0.058045 | 844.3455 | 0.0020226 | 0 | 0 | 844.3455 | 0 | 844.3455 | 0.01341 | 844.1463 | 0.0048967 | 844.3455 | 0.00051953 | 844.3455 | 0.019538 | 832.4371 | 0 | 844.3455 | 0.0025778 | 844.1463 | 0.028419 | 839.2156 | 0 | 844.7941 | 0.0086542 | 840.1893 | 0
|  |  | 832.6702 | 0.022345 | 832.67 | 0 | 844.5847 | 0 | 832.6702 | -0.050186 | 844.5847 | -0.0036029 | 0 | 0 | 844.5847 | 0 | 844.5847 | 0.00044547 | 844.3854 | 0.00303 | 844.5847 | 0 | 844.5847 | 0.017256 | 832.6702 | 0 | 844.5847 | -0.011139 | 844.3854 | -0.013872 | 839.4522 | 0 | 845.035 | -0.0047083 | 840.4268 | 0
|  |  | 832.9033 | 0.06746 | 832.9 | 0 | 844.8239 | 0.035091 | 832.9033 | 0.04393 | 844.8239 | 0.0018316 | 0 | 0 | 844.8239 | 0.0032084 | 844.8239 | 0.02677 | 844.6245 | 0.011546 | 844.8239 | 0.0056421 | 844.8239 | 0.015582 | 832.9033 | 0 | 844.8238 | 0.0059041 | 844.6245 | 0.031166 | 839.6888 | 0 | 845.2758 | 0.0082851 | 840.6642 | 0
|  |  | 833.1363 | -0.049669 | 833.14 | 0 | 845.063 | 0 | 833.1363 | -0.031347 | 845.063 | -0.0072092 | 0 | 0 | 845.063 | 0 | 845.063 | 0.0051156 | 844.8636 | 0.00046333 | 845.063 | 0 | 845.063 | 0.013408 | 833.1363 | 0 | 845.063 | -0.016131 | 844.8636 | -0.033499 | 839.9254 | 0 | 845.5167 | -0.005615 | 840.9017 | 0
|  |  | 833.3693 | 0.060047 | 833.37 | 0 | 845.3022 | 0.055391 | 833.3693 | 0.064555 | 845.3022 | 0.0045725 | 0 | 0 | 845.3022 | 0.0039256 | 845.3022 | 0.016638 | 845.1027 | 0.014058 | 845.3022 | 0.01193 | 845.3022 | 0.0158 | 833.3693 | 0 | 845.3022 | 0.013413 | 845.1027 | 0.010828 | 840.1619 | 0 | 845.7575 | 0.0079608 | 841.1392 | 0
|  |  | 833.6024 | -0.035831 | 833.6 | 0 | 845.5414 | 0 | 833.6024 | -0.076117 | 845.5414 | -0.0049685 | 0 | 0 | 845.5414 | 0 | 845.5414 | 0.0043525 | 845.3419 | 0.012303 | 845.5414 | 0 | 845.5414 | 0.013289 | 833.6024 | 0 | 845.5414 | -0.011769 | 845.3419 | -0.0098523 | 840.3985 | 0 | 845.9984 | -0.0051409 | 841.3766 | 0
|  |  | 833.8355 | 0.043738 | 833.84 | 0 | 845.7806 | 0.014909 | 833.8354 | 0.025224 | 845.7806 | 0.0072561 | 0 | 0 | 845.7806 | 0.0046454 | 845.7806 | 0.0088406 | 845.581 | 0.012219 | 845.7806 | 0.013407 | 845.7806 | 0.014253 | 833.8354 | 0 | 845.7806 | 0.01575 | 845.581 | 0.04822 | 840.6351 | 0 | 846.2393 | 0.0065546 | 841.6141 | 0
|  |  | 834.0685 | -0.019741 | 834.07 | 0 | 846.0198 | 0 | 834.0685 | -0.010621 | 846.0198 | -0.011533 | 0 | 0 | 846.0198 | 0 | 846.0198 | 0.006705 | 845.8202 | 0.0098646 | 846.0198 | 0 | 846.0198 | 0.017673 | 834.0685 | 0 | 846.0198 | -0.019097 | 845.8202 | -0.024989 | 840.8717 | 0 | 846.4802 | -0.0050166 | 841.8516 | 0
|  |  | 834.3016 | 0.054364 | 834.3 | 0 | 846.2591 | 0.048367 | 834.3016 | 0.045354 | 846.2591 | -0.0019147 | 0 | 0 | 846.259 | 0.0049826 | 846.2591 | 0.010331 | 846.0593 | 0.01918 | 846.2591 | 0.0085728 | 846.259 | 0.020131 | 834.3016 | 0 | 846.259 | 0.0068208 | 846.0593 | 0.016468 | 841.1083 | 0 | 846.7211 | 0.0074853 | 842.0892 | 0
|  |  | 834.5347 | -0.0015152 | 834.53 | 0 | 846.4983 | 0 | 834.5347 | 0.013327 | 846.4983 | 0.0016239 | 0 | 0 | 846.4983 | 0 | 846.4983 | 0.014105 | 846.2985 | 0.0097901 | 846.4983 | 0 | 846.4983 | 0.012389 | 834.5347 | 0 | 846.4983 | -0.015816 | 846.2985 | -0.01492 | 841.345 | 0 | 846.962 | -0.0051975 | 842.3267 | 0
|  |  | 834.7678 | 0.020151 | 834.77 | 0 | 846.7375 | 0.015181 | 834.7678 | 0.057568 | 846.7375 | 0.0022211 | 0 | 0 | 846.7375 | 0.006624 | 846.7375 | 0.014056 | 846.5377 | 0.017241 | 846.7375 | 0.0080658 | 846.7375 | 0.020655 | 834.7678 | 0 | 846.7375 | 0.0092238 | 846.5377 | 0.03038 | 841.5816 | 0 | 847.2029 | 0.007993 | 842.5642 | 0
|  |  | 835.0009 | -0.030641 | 835 | 0 | 846.9768 | 0 | 835.0009 | 0.042524 | 846.9768 | -0.01463 | 0 | 0 | 846.9767 | 0 | 846.9768 | 0.0080956 | 846.7769 | -0.0134 | 846.9768 | 0 | 846.9767 | 0.016332 | 835.0009 | 0 | 846.9768 | -0.014742 | 846.7768 | -0.047116 | 841.8183 | 0 | 847.4439 | -0.0066139 | 842.8018 | 0
|  |  | 835.234 | 0.031877 | 835.23 | 0 | 847.216 | 0.071741 | 835.234 | 0.081855 | 847.216 | 0.0065477 | 0 | 0 | 847.216 | 0.0075744 | 847.216 | 0.017334 | 847.016 | 0.020466 | 847.216 | 0.015066 | 847.216 | 0.012371 | 835.234 | 0 | 847.216 | 0.0092027 | 847.016 | 0.029956 | 842.0549 | 0 | 847.6848 | 0.0081291 | 843.0393 | 0
|  |  | 835.4672 | -0.017394 | 835.47 | 0 | 847.4553 | 0 | 835.4672 | 0.025256 | 847.4553 | -0.0070284 | 0 | 0 | 847.4553 | 0 | 847.4553 | 0.0028435 | 847.2552 | -0.0030803 | 847.4553 | 0 | 847.4553 | 0.016831 | 835.4672 | 0 | 847.4553 | -0.014972 | 847.2552 | -0.019855 | 842.2916 | 0 | 847.9258 | -0.0060656 | 843.2769 | 0
|  |  | 835.7003 | -0.010576 | 835.7 | 0 | 847.6945 | 0.027742 | 835.7003 | -0.0090243 | 847.6945 | 0.00049373 | 0 | 0 | 847.6945 | 0.0032612 | 847.6945 | 0.00894 | 847.4944 | 0.010173 | 847.6945 | 0.0063935 | 847.6945 | 0.019748 | 835.7003 | 0 | 847.6945 | 0.011248 | 847.4944 | 0.022882 | 842.5283 | 0 | 848.1667 | 0.0087393 | 843.5144 | 0
|  |  | 835.9334 | 0.017342 | 835.93 | 0 | 847.9338 | 0 | 835.9334 | -0.045501 | 847.9338 | -0.0049854 | 0 | 0 | 847.9338 | 0 | 847.9338 | 0.01485 | 847.7336 | 0.0013523 | 847.9338 | 0 | 847.9338 | 0.010373 | 835.9334 | 0 | 847.9338 | -0.019961 | 847.7337 | -0.048588 | 842.765 | 0 | 848.4077 | -0.006095 | 843.752 | 0
|  |  | 836.1666 | 0.028417 | 836.17 | 0 | 848.1731 | 0.047352 | 836.1666 | -0.0039868 | 848.1731 | 0.0014931 | 0 | 0 | 848.1731 | 0.0013988 | 848.1731 | 0.014205 | 847.9729 | 0.0092623 | 848.1731 | 0.0092088 | 848.1731 | 0.016696 | 836.1666 | 0 | 848.1731 | 0.010899 | 847.9729 | 0.017589 | 843.0016 | 0 | 848.6487 | 0.0091782 | 843.9896 | 0
|  |  | 836.3997 | 0.029653 | 836.4 | 0 | 848.4124 | 0 | 836.3997 | -0.049802 | 848.4124 | -0.0089375 | 0 | 0 | 848.4124 | 0 | 848.4124 | -0.005811 | 848.2121 | 0.0053777 | 848.4124 | 0 | 848.4124 | 0.010809 | 836.3997 | 0 | 848.4124 | -0.00763 | 848.2121 | -0.018812 | 843.2383 | 0 | 848.8897 | -0.0061722 | 844.2272 | 0
|  |  | 836.6329 | -0.0044631 | 836.63 | 0 | 848.6517 | 0.028588 | 836.6329 | 0.026258 | 848.6517 | -0.0031994 | 0 | 0 | 848.6517 | 0.0039916 | 848.6517 | 0.006705 | 848.4513 | 0.0042829 | 848.6517 | 0.0079702 | 848.6517 | 0.018905 | 836.6329 | 0 | 848.6517 | 0.0082746 | 848.4513 | 0.04049 | 843.4751 | 0 | 849.1307 | 0.0088562 | 844.4647 | 0
|  |  | 836.866 | 0.013766 | 836.87 | 0 | 848.891 | 0 | 836.866 | -0.038004 | 848.891 | -0.0047097 | 0 | 0 | 848.891 | 0 | 848.891 | -0.0037149 | 848.6906 | 0.0018051 | 848.891 | 0 | 848.891 | 0.011209 | 836.866 | 0 | 848.891 | -0.016225 | 848.6906 | 0.0070051 | 843.7118 | 0 | 849.3717 | -0.0069103 | 844.7023 | 0
|  |  | 837.0992 | 0.041514 | 837.1 | 0 | 849.1303 | 0.031407 | 837.0992 | 0.058652 | 849.1303 | 0.0001508 | 0 | 0 | 849.1303 | 0.0022322 | 849.1303 | 0.024635 | 848.9298 | 0.0096142 | 849.1303 | 0.0036632 | 849.1303 | 0.017758 | 837.0992 | 0 | 849.1303 | 0.0046683 | 848.9298 | 0.036186 | 843.9485 | 0 | 849.6127 | 0.0084961 | 844.94 | 0
|  |  | 837.3324 | -0.0048821 | 837.33 | 0 | 849.3696 | 0 | 837.3324 | -0.0019535 | 849.3696 | -0.012603 | 0 | 0 | 849.3696 | 0 | 849.3696 | 0.0057613 | 849.1691 | -0.0088317 | 849.3696 | 0 | 849.3696 | 0.014928 | 837.3324 | 0 | 849.3696 | -0.013983 | 849.1691 | -0.01178 | 844.1853 | 0 | 849.8538 | -0.00638 | 845.1776 | 0
|  |  | 837.5656 | 0.01785 | 837.57 | 0 | 849.609 | 0.047202 | 837.5656 | 0.081993 | 849.609 | 0.0061906 | 0 | 0 | 849.6089 | 0.0047717 | 849.609 | 0.02081 | 849.4083 | 0.014195 | 849.609 | 0.011364 | 849.6089 | 0.01514 | 837.5656 | 0 | 849.609 | 0.013965 | 849.4083 | 0.021005 | 844.422 | 0 | 850.0948 | 0.0084153 | 845.4152 | 0
|  |  | 837.7988 | -0.014458 | 837.8 | 0 | 849.8483 | 0 | 837.7988 | -0.020587 | 849.8483 | -0.0062824 | 0 | 0 | 849.8483 | 0 | 849.8483 | -0.0019596 | 849.6476 | -0.001411 | 849.8483 | 0 | 849.8483 | 0.013864 | 837.7988 | 0 | 849.8483 | -0.012756 | 849.6476 | -0.016858 | 844.6588 | 0 | 850.3359 | -0.0056505 | 845.6529 | 0
|  |  | 838.032 | 0.028912 | 838.03 | 0 | 850.0877 | 0.049116 | 838.032 | 0.036826 | 850.0877 | 0.0063686 | 0 | 0 | 850.0876 | 0.0029068 | 850.0877 | 0.020264 | 849.8869 | 0.010685 | 850.0877 | 0.010339 | 850.0876 | 0.022266 | 838.032 | 0 | 850.0877 | 0.011842 | 849.8869 | 0.02504 | 844.8956 | 0 | 850.577 | 0.0077748 | 845.8906 | 0
|  |  | 838.2651 | -0.049174 | 838.27 | 0 | 850.327 | 0 | 838.2651 | 0.0031163 | 850.327 | -0.0064097 | 0 | 0 | 850.327 | 0 | 850.327 | 0.0079963 | 850.1261 | -0.01008 | 850.327 | 0 | 850.327 | 0.0094372 | 838.2651 | 0 | 850.327 | -0.014574 | 850.1261 | -0.052269 | 845.1323 | 0 | 850.818 | -0.0062472 | 846.1282 | 0
|  |  | 838.4983 | 0.01651 | 838.5 | 0 | 850.5664 | 0.031413 | 838.4984 | 0.03364 | 850.5664 | 0.0012603 | 0 | 0 | 850.5664 | 0.0032515 | 850.5664 | 0.021158 | 850.3654 | -0.00063545 | 850.5664 | 0.0095146 | 850.5664 | 0.0097625 | 838.4984 | 0 | 850.5664 | 0.008486 | 850.3654 | 0.021156 | 845.3691 | 0 | 851.0591 | 0.0078696 | 846.3658 | 0
|  |  | 838.7316 | -0.027182 | 838.73 | 0 | 850.8057 | 0 | 838.7316 | -0.051573 | 850.8057 | -0.0031862 | 0 | 0 | 850.8057 | 0 | 850.8057 | -0.00068502 | 850.6047 | -0.0023225 | 850.8057 | 0 | 850.8057 | 0.016333 | 838.7316 | 0 | 850.8057 | -0.011205 | 850.6047 | -0.022727 | 845.6059 | 0 | 851.3002 | -0.005893 | 846.6036 | 0
|  |  | 838.9648 | 0.0035063 | 838.96 | 0 | 851.0451 | 0.028234 | 838.9648 | 0.05044 | 851.0451 | 0.0030735 | 0 | 0 | 851.0451 | 0.0015115 | 851.0451 | 0.021853 | 850.844 | 0.010727 | 851.0451 | 0.01192 | 851.0451 | 0.021215 | 838.9648 | 0 | 851.0451 | 0.0067558 | 850.844 | 0.029093 | 845.8427 | 0 | 851.5413 | 0.0096712 | 846.8412 | 0
|  |  | 839.1981 | 0.0088533 | 839.2 | 0 | 851.2845 | 0 | 839.1981 | -0.024948 | 851.2845 | -0.0072751 | 0 | 0 | 851.2845 | 0 | 851.2845 | -0.00052505 | 851.0833 | -0.0063327 | 851.2845 | 0 | 851.2845 | 0.0064263 | 839.1981 | 0 | 851.2845 | -0.016105 | 851.0833 | -0.032315 | 846.0795 | 0 | 851.7824 | -0.0062725 | 847.0789 | 0
|  |  | 839.4313 | 0.044232 | 839.43 | 0 | 851.5239 | 0.008079 | 839.4313 | -0.0099708 | 851.5239 | -0.00084224 | 0 | 0 | 851.5239 | 0.0018163 | 851.5239 | 0.023145 | 851.3227 | 0.0051218 | 851.5239 | 0.0013939 | 851.5239 | 0.015864 | 839.4313 | 0 | 851.5239 | 0.0032365 | 851.3226 | 0.008078 | 846.3163 | 0 | 852.0235 | 0.0096307 | 847.3167 | 0
|  |  | 839.6645 | 0.0082934 | 839.66 | 0 | 851.7633 | 0 | 839.6646 | -0.057283 | 851.7633 | -0.0034653 | 0 | 0 | 851.7633 | 0 | 851.7633 | 0.012665 | 851.562 | -0.011957 | 851.7633 | 0 | 851.7633 | 0.011676 | 839.6646 | 0 | 851.7633 | -0.013602 | 851.562 | -0.029837 | 846.5532 | 0 | 852.2646 | -0.0074078 | 847.5544 | 0
|  |  | 839.8978 | 0.020583 | 839.9 | 0 | 852.0027 | 0.021877 | 839.8978 | 0.075314 | 852.0027 | 0.0018344 | 0 | 0 | 852.0027 | 0.0024709 | 852.0027 | 0.018029 | 851.8013 | 0.0090027 | 852.0027 | 0.009756 | 852.0027 | 0.014831 | 839.8978 | 0 | 852.0027 | 0.012863 | 851.8013 | 0.02053 | 846.79 | 0 | 852.5057 | 0.0093688 | 847.7921 | 0
|  |  | 840.1311 | -0.012808 | 840.13 | 0 | 852.2422 | 0 | 840.1311 | -0.010735 | 852.2422 | -0.011538 | 0 | 0 | 852.2421 | 0 | 852.2422 | 0.018327 | 852.0406 | -0.0059371 | 852.2422 | 0 | 852.2421 | 0.010102 | 840.1311 | 0 | 852.2421 | -0.011542 | 852.0407 | -0.041595 | 847.0269 | 0 | 852.7469 | -0.0071514 | 848.0298 | 0
|  |  | 840.3644 | -0.00096359 | 840.36 | 0 | 852.4816 | 0.058572 | 840.3644 | 0.014724 | 852.4816 | 0.0040288 | 0 | 0 | 852.4816 | 0.0009225 | 852.4816 | 0.01485 | 852.28 | 0.0044274 | 852.4816 | 0.0016349 | 852.4816 | 0.018398 | 840.3644 | 0 | 852.4816 | 0.0093707 | 852.28 | 0.0090006 | 847.2638 | 0 | 852.988 | 0.0092038 | 848.2676 | 0
|  |  | 840.5977 | -0.02096 | 840.6 | 0 | 852.721 | 0 | 840.5977 | -0.067795 | 852.721 | -0.0082106 | 0 | 0 | 852.721 | 0 | 852.721 | -0.0016232 | 852.5193 | -0.011916 | 852.721 | 0 | 852.721 | 0.012278 | 840.5977 | 0 | 852.721 | -0.018771 | 852.5194 | -0.04822 | 847.5006 | 0 | 853.2292 | -0.0064682 | 848.5053 | 0
|  |  | 840.8309 | 0.011264 | 840.83 | 0 | 852.9605 | 0.025484 | 840.8309 | -0.01177 | 852.9605 | 0.00084606 | 0 | 0 | 852.9604 | 0.0031232 | 852.9605 | 0.022896 | 852.7587 | 0.014384 | 852.9605 | 0.0083226 | 852.9604 | 0.020615 | 840.8309 | 0 | 852.9605 | 0.012282 | 852.7587 | 0.023074 | 847.7375 | 0 | 853.4704 | 0.00822 | 848.7431 | 0
|  |  | 841.0642 | -0.005858 | 841.06 | 0 | 853.1999 | 0 | 841.0642 | 0.0062049 | 853.1999 | -0.0087618 | 0 | 0 | 853.1999 | 0 | 853.1999 | 0.0097346 | 852.9981 | -0.00071014 | 853.1999 | 0 | 853.1999 | 0.010547 | 841.0642 | 0 | 853.1999 | -0.013747 | 852.9981 | -0.02072 | 847.9744 | 0 | 853.7116 | -0.0054227 | 848.9808 | 0
|  |  | 841.2975 | 0.016411 | 841.3 | 0 | 853.4394 | 0.061614 | 841.2975 | 0.020737 | 853.4394 | 0.0067629 | 0 | 0 | 853.4394 | 0.0049947 | 853.4394 | 0.025976 | 853.2374 | 0.013777 | 853.4394 | 0.013881 | 853.4394 | 0.018611 | 841.2975 | 0 | 853.4394 | 0.011923 | 853.2374 | 0.033135 | 848.2113 | 0 | 853.9528 | 0.0099308 | 849.2186 | 0
|  |  | 841.5308 | -0.0003761 | 841.53 | 0 | 853.6788 | 0 | 841.5308 | -0.060915 | 853.6788 | -0.010924 | 0 | 0 | 853.6788 | 0 | 853.6788 | 2.1834e-05 | 853.4768 | -0.0060441 | 853.6788 | 0 | 853.6788 | 0.008803 | 841.5308 | 0 | 853.6788 | -0.014358 | 853.4768 | -0.047116 | 848.4482 | 0 | 854.194 | -0.0066125 | 849.4564 | 0
|  |  | 841.7641 | 0.0044261 | 841.76 | 0 | 853.9183 | 0.010615 | 841.7641 | 0.0043515 | 853.9183 | 0.0064573 | 0 | 0 | 853.9183 | 0.0049519 | 853.9183 | 0.012317 | 853.7162 | 0.011657 | 853.9183 | 0.0046424 | 853.9183 | 0.021913 | 841.7641 | 0 | 853.9183 | 0.0093637 | 853.7162 | 0.046748 | 848.6851 | 0 | 854.4352 | 0.0098409 | 849.6942 | 0
|  |  | 841.9974 | -0.027676 | 842 | 0 | 854.1578 | 0 | 841.9974 | -0.040111 | 854.1578 | -0.0056148 | 0 | 0 | 854.1578 | 0 | 854.1578 | -0.0015962 | 853.9556 | -0.010925 | 854.1578 | 0 | 854.1578 | 0.0093769 | 841.9974 | 0 | 854.1578 | -0.017669 | 853.9556 | -0.029476 | 848.9221 | 0 | 854.6764 | -0.0066243 | 849.932 | 0
|  |  | 842.2308 | -0.015413 | 842.23 | 0 | 854.3973 | 0.0018858 | 842.2308 | 0.072148 | 854.3973 | 0.0085467 | 0 | 0 | 854.3973 | 0.0057086 | 854.3973 | 0.010331 | 854.195 | 0.030669 | 854.3973 | 0.0098759 | 854.3973 | 0.01654 | 842.2308 | 0 | 854.3973 | 0.0124 | 854.195 | 0.053742 | 849.159 | 0 | 854.9177 | 0.0081236 | 850.1699 | 0
|  |  | 842.4641 | 0.014528 | 842.46 | 0 | 854.6368 | 0 | 842.4641 | 0.046024 | 854.6368 | -0.0032543 | 0 | 0 | 854.6368 | 0 | 854.6368 | 0.0042305 | 854.4344 | -0.00066593 | 854.6368 | 0 | 854.6368 | 0.0088472 | 842.4641 | 0 | 854.6368 | -0.017866 | 854.4344 | -0.031803 | 849.3959 | 0 | 855.1589 | -0.0053052 | 850.4077 | 0
|  |  | 842.6975 | 0.015926 | 842.7 | 0 | 854.8763 | 0.025538 | 842.6974 | 0.030966 | 854.8763 | 0.0036763 | 0 | 0 | 854.8763 | 0.005157 | 854.8763 | 0.012764 | 854.6738 | 0.013999 | 854.8763 | 0.0095296 | 854.8763 | 0.015614 | 842.6974 | 0 | 854.8763 | 0.0096445 | 854.6738 | 0.036485 | 849.6329 | 0 | 855.4002 | 0.0090664 | 850.6455 | 0
|  |  | 842.9308 | -0.071661 | 842.93 | 0 | 855.1158 | 0 | 842.9308 | -0.018255 | 855.1158 | -0.0075173 | 0 | 0 | 855.1158 | 0 | 855.1158 | -0.00037618 | 854.9133 | 0.012404 | 855.1158 | 0 | 855.1158 | 0.010926 | 842.9308 | 0 | 855.1158 | -0.0145 | 854.9133 | -0.01475 | 849.8699 | 0 | 855.6414 | -0.0079105 | 850.8833 | 0
|  |  | 843.1642 | 0.015301 | 843.16 | 0 | 855.3553 | 0.025542 | 843.1642 | 0.0021136 | 855.3553 | 0.0088672 | 0 | 0 | 855.3553 | 0.0051166 | 855.3554 | 0.015397 | 855.1527 | 0.010205 | 855.3553 | 0.011918 | 855.3553 | 0.018513 | 843.1642 | 0 | 855.3554 | 0.010852 | 855.1527 | 0.008253 | 850.1069 | 0 | 855.8826 | 0.0088762 | 851.1212 | 0
|  |  | 843.3975 | 0.0018669 | 843.4 | 0 | 855.5949 | 0 | 843.3975 | -0.029086 | 855.5949 | -0.010995 | 0 | 0 | 855.5948 | 0 | 855.5949 | 0.005215 | 855.3921 | -0.0055065 | 855.5949 | 0 | 855.5948 | 0.012119 | 843.3975 | 0 | 855.5948 | -0.019753 | 855.3921 | -0.036739 | 850.3438 | 0 | 856.1239 | -0.0079299 | 851.359 | 0
|  |  | 843.6309 | 0.00070467 | 843.63 | 0 | 855.8344 | 0.057825 | 843.6309 | 0.0050506 | 855.8344 | 0.0037782 | 0 | 0 | 855.8344 | 0.0046858 | 855.8344 | 0.019519 | 855.6316 | 0.0018344 | 855.8344 | 0.0065502 | 855.8344 | 0.0097537 | 843.6309 | 0 | 855.8344 | 0.012035 | 855.6316 | 0.032797 | 850.5808 | 0 | 856.3652 | 0.0097473 | 851.5969 | 0
|  |  | 843.8643 | -0.024288 | 843.86 | 0 | 856.074 | 0 | 843.8643 | 0.0014044 | 856.074 | -0.012688 | 0 | 0 | 856.074 | 0 | 856.074 | 0.011771 | 855.871 | -0.0090902 | 856.074 | 0 | 856.074 | 0.0099469 | 843.8643 | 0 | 856.074 | -0.0092043 | 855.871 | -0.037177 | 850.8178 | 0 | 856.6065 | -0.0062962 | 851.8348 | 0
|  |  | 844.0977 | 0.043738 | 844.1 | 0 | 856.3135 | 0.066896 | 844.0977 | -0.047042 | 856.3135 | -0.0010817 | 0 | 0 | 856.3135 | 0.0042831 | 856.3135 | 0.01793 | 856.1105 | 0.016319 | 856.3135 | 0.012337 | 856.3135 | 0.0090759 | 844.0977 | 0 | 856.3135 | 0.0034896 | 856.1105 | 0.058159 | 851.0548 | 0 | 856.8478 | 0.0087052 | 852.0727 | 0
|  |  | 844.3311 | -0.013335 | 844.33 | 0 | 856.5531 | 0 | 844.3311 | -0.01114 | 856.5531 | -0.010299 | 0 | 0 | 856.5531 | 0 | 856.5531 | 0.0033988 | 856.35 | 0.0073037 | 856.5531 | 0 | 856.5531 | 0.0077836 | 844.3311 | 0 | 856.5531 | -0.018568 | 856.35 | -0.023787 | 851.2919 | 0 | 857.0891 | -0.0085076 | 852.3105 | 0
|  |  | 844.5644 | -0.016173 | 844.56 | 0 | 856.7927 | 0.024569 | 844.5645 | -0.030021 | 856.7927 | 0.00099572 | 0 | 0 | 856.7927 | 0.0011879 | 856.7927 | 0.014205 | 856.5894 | 0.01226 | 856.7927 | 0.0048102 | 856.7927 | 0.012526 | 844.5645 | 0 | 856.7927 | 0.011923 | 856.5894 | 0.021782 | 851.5289 | 0 | 857.3304 | 0.0098387 | 852.5485 | 0
|  |  | 844.7979 | -0.020441 | 844.8 | 0 | 857.0322 | 0 | 844.7979 | -0.041461 | 857.0322 | -0.014447 | 0 | 0 | 857.0322 | 0 | 857.0322 | 0.0017308 | 856.8289 | -0.010765 | 857.0322 | 0 | 857.0322 | 0.014732 | 844.7979 | 0 | 857.0322 | -0.014426 | 856.8289 | -0.035956 | 851.7659 | 0 | 857.5718 | -0.0071802 | 852.7864 | 0
|  |  | 845.0313 | 0.019855 | 845.03 | 0 | 857.2718 | 0.028376 | 845.0313 | -0.0053255 | 857.2718 | -5.3286e-05 | 0 | 0 | 857.2719 | 0.0044307 | 857.2718 | 0.015248 | 857.0684 | 0.016646 | 857.2718 | 0.0088206 | 857.2719 | 0.016801 | 845.0313 | 0 | 857.2718 | 0.010053 | 857.0684 | 0.018972 | 852.003 | 0 | 857.8131 | 0.0096918 | 853.0243 | 0
|  |  | 845.2647 | -0.011382 | 845.26 | 0 | 857.5114 | 0 | 845.2647 | 0.0074421 | 857.5114 | -0.0077658 | 0 | 0 | 857.5114 | 0 | 857.5114 | 0.0049666 | 857.3079 | 0.0037323 | 857.5114 | 0 | 857.5114 | 0.012265 | 845.2647 | 0 | 857.5114 | -0.013647 | 857.3079 | -0.020887 | 852.2401 | 0 | 858.0545 | -0.0078121 | 853.2622 | 0
|  |  | 845.4981 | 0.034348 | 845.5 | 0 | 857.751 | 0.03798 | 845.4981 | 0.032068 | 857.751 | 0.0030908 | 0 | 0 | 857.751 | 0.0042666 | 857.751 | 0.018675 | 857.5474 | 0.019572 | 857.751 | 0.0066936 | 857.751 | 0.016587 | 845.4981 | 0 | 857.751 | 0.0094747 | 857.5474 | 0.041595 | 852.4771 | 0 | 858.2958 | 0.0099117 | 853.5002 | 0
|  |  | 845.7316 | 0.019613 | 845.73 | 0 | 857.9906 | 0 | 845.7316 | -0.017941 | 857.9906 | -0.0084479 | 0 | 0 | 857.9907 | 0 | 857.9906 | -1.5394e-06 | 857.7869 | 0.0036399 | 857.9906 | 0 | 857.9907 | 0.0095328 | 845.7316 | 0 | 857.9907 | -0.017785 | 857.7869 | -0.039386 | 852.7142 | 0 | 858.5372 | -0.0065649 | 853.7381 | 0
|  |  | 845.965 | 0.051646 | 845.97 | 0 | 858.2303 | 0.07117 | 845.965 | 0.060987 | 858.2303 | -0.002178 | 0 | 0 | 858.2303 | 0.0079192 | 858.2303 | 0.019469 | 858.0264 | 0.0080651 | 858.2303 | 0.011393 | 858.2303 | 0.012327 | 845.965 | 0 | 858.2303 | 0.010069 | 858.0264 | 0.057791 | 852.9513 | 0 | 858.7786 | 0.010607 | 853.9761 | 0
|  |  | 846.1985 | 0.029406 | 846.2 | 0 | 858.4699 | 0 | 846.1985 | 0.026179 | 858.4699 | -0.013117 | 0 | 0 | 858.4699 | 0 | 858.4699 | 0.00239 | 858.2659 | -0.0050785 | 858.4699 | 0 | 858.4699 | 0.0063161 | 846.1985 | 0 | 858.4699 | -0.010315 | 858.2659 | 0.0079687 | 853.1884 | 0 | 859.02 | -0.0059033 | 854.2141 | 0
|  |  | 846.432 | 0.014597 | 846.43 | 0 | 858.7095 | 0.04096 | 846.4319 | 0.088648 | 858.7095 | 0.0029442 | 0 | 0 | 858.7095 | 0.0023525 | 858.7095 | 0.021506 | 858.5055 | 0.0037362 | 858.7095 | 0.0087211 | 858.7095 | 0.015592 | 846.4319 | 0 | 858.7095 | 0.011574 | 858.5055 | 0.020881 | 853.4255 | 0 | 859.2614 | 0.009603 | 854.452 | 0
|  |  | 846.6654 | -0.020937 | 846.67 | 0 | 858.9492 | 0 | 846.6654 | -0.056016 | 858.9492 | -0.0086391 | 0 | 0 | 858.9492 | 0 | 858.9492 | 0.0043029 | 858.745 | 0.0027399 | 858.9492 | 0 | 858.9492 | 0.0057824 | 846.6654 | 0 | 858.9492 | -0.009784 | 858.745 | -0.034955 | 853.6626 | 0 | 859.5028 | -0.007831 | 854.69 | 0
|  |  | 846.8989 | 0.058317 | 846.9 | 0 | 859.1888 | 0.053348 | 846.8989 | 0.04564 | 859.1888 | 0.0078267 | 0 | 0 | 859.1888 | 0.0072324 | 859.1888 | 0.020761 | 858.9846 | 0.0058374 | 859.1888 | 0.013524 | 859.1888 | 0.016009 | 846.8989 | 0 | 859.1888 | 0.011179 | 858.9846 | 0.022832 | 853.8997 | 0 | 859.7442 | 0.010089 | 854.928 | 0
|  |  | 847.1323 | -0.032371 | 847.13 | 0 | 859.4285 | 0 | 847.1323 | 0.013173 | 859.4285 | -0.012209 | 0 | 0 | 859.4285 | 0 | 859.4285 | 0.0050163 | 859.2241 | -0.0066706 | 859.4285 | 0 | 859.4285 | 0.0064078 | 847.1323 | 0 | 859.4285 | -0.017694 | 859.2241 | -0.053005 | 854.1368 | 0 | 859.9857 | -0.0063779 | 855.166 | 0
|  |  | 847.3658 | -0.017097 | 847.37 | 0 | 859.6681 | 0.05242 | 847.3658 | -0.013021 | 859.6681 | 0.0013266 | 0 | 0 | 859.6682 | 0.0025523 | 859.6681 | 0.010182 | 859.4637 | 0.0055693 | 859.6681 | 0.0075155 | 859.6682 | 0.014772 | 847.3658 | 0 | 859.6681 | 0.0098265 | 859.4637 | 0.054846 | 854.374 | 0 | 860.2271 | 0.010291 | 855.404 | 0
|  |  | 847.5993 | -0.0047938 | 847.6 | 0 | 859.9078 | 0 | 847.5993 | -0.0075192 | 859.9078 | -0.0075824 | 0 | 0 | 859.9078 | 0 | 859.9078 | 0.0095856 | 859.7032 | -0.0045553 | 859.9078 | 0 | 859.9078 | 0.004695 | 847.5993 | 0 | 859.9078 | -0.015694 | 859.7032 | -0.014933 | 854.6111 | 0 | 860.4685 | -0.0059398 | 855.642 | 0
|  |  | 847.8328 | -0.01217 | 847.83 | 0 | 860.1475 | 0.038242 | 847.8328 | 0.045372 | 860.1475 | 0.0013795 | 0 | 0 | 860.1475 | 0.0056712 | 860.1475 | 0.018526 | 859.9428 | 0.003184 | 860.1475 | 0.0015476 | 860.1475 | 0.015367 | 847.8328 | 0 | 860.1475 | 0.011489 | 859.9428 | 0.050797 | 854.8483 | 0 | 860.71 | 0.0072184 | 855.8801 | 0
|  |  | 848.0664 | 0.0011935 | 848.07 | 0 | 860.3872 | 0 | 848.0663 | -0.00625 | 860.3872 | -0.0064746 | 0 | 0 | 860.3872 | 0 | 860.3872 | -0.007301 | 860.1824 | -0.0074881 | 860.3872 | 0 | 860.3872 | 0.010614 | 848.0663 | 0 | 860.3872 | -0.015806 | 860.1824 | -0.024668 | 855.0854 | 0 | 860.9515 | -0.008549 | 856.1181 | 0
|  |  | 848.2999 | 0.030641 | 848.3 | 0 | 860.6269 | 0.056234 | 848.2999 | -0.0045881 | 860.6269 | 0.0041223 | 0 | 0 | 860.6269 | 0.0071 | 860.6269 | 0.014999 | 860.422 | 0.0085107 | 860.6269 | 0.016296 | 860.6269 | 0.0058834 | 848.2999 | 0 | 860.6269 | 0.011043 | 860.422 | 0.019515 | 855.3226 | 0 | 861.1929 | 0.0087714 | 856.3561 | 0
|  |  | 848.5334 | 0.0014233 | 848.53 | 0 | 860.8666 | 0 | 848.5334 | -0.057364 | 860.8666 | -0.0059052 | 0 | 0 | 860.8666 | 0 | 860.8666 | 0.0018339 | 860.6616 | 0.0001707 | 860.8666 | 0 | 860.8666 | 0.0049591 | 848.5334 | 0 | 860.8666 | -0.017644 | 860.6616 | -0.015279 | 855.5598 | 0 | 861.4344 | -0.0092551 | 856.5942 | 0
|  |  | 848.7669 | 0.026688 | 848.77 | 0 | 861.1063 | 0.046531 | 848.7669 | 0.04801 | 861.1063 | 0.0099904 | 0 | 0 | 861.1063 | 0.0073833 | 861.1063 | 0.011622 | 860.9012 | 0.013885 | 861.1063 | 0.0077058 | 861.1063 | 0.014266 | 848.7669 | 0 | 861.1063 | 0.0041644 | 860.9012 | 0.012049 | 855.797 | 0 | 861.6759 | 0.0096606 | 856.8322 | 0
|  |  | 849.0004 | 0.025699 | 849 | 0 | 861.346 | 0 | 849.0004 | -0.061475 | 861.346 | -0.013078 | 0 | 0 | 861.3461 | 0 | 861.346 | 0.0057613 | 861.1408 | 0.001418 | 861.346 | 0 | 861.3461 | 0.015802 | 849.0004 | 0 | 861.3461 | -0.014073 | 861.1408 | -0.024743 | 856.0342 | 0 | 861.9174 | -0.0058845 | 857.0703 | 0
|  |  | 849.234 | 0.037313 | 849.23 | 0 | 861.5858 | 0.052575 | 849.2339 | 0.046072 | 861.5858 | 0.001163 | 0 | 0 | 861.5858 | 0.0039493 | 861.5858 | 0.016638 | 861.3804 | 0.0020183 | 861.5858 | 0.0093271 | 861.5858 | 0.015054 | 849.2339 | 0 | 861.5857 | 0.010941 | 861.3804 | 0.042331 | 856.2714 | 0 | 862.1589 | 0.0094214 | 857.3084 | 0
|  |  | 849.4675 | -0.061036 | 849.47 | 0 | 861.8255 | 0 | 849.4675 | -0.058074 | 861.8255 | -0.012862 | 0 | 0 | 861.8255 | 0 | 861.8255 | -0.0019103 | 861.62 | -0.0079084 | 861.8255 | 0 | 861.8255 | 0.0092016 | 849.4675 | 0 | 861.8255 | -0.012303 | 861.62 | -0.039386 | 856.5087 | 0 | 862.4004 | -0.0066723 | 857.5465 | 0
|  |  | 849.7011 | 0.020286 | 849.7 | 0 | 862.0653 | 0.0596 | 849.701 | 0.019017 | 862.0653 | 0.00013892 | 0 | 0 | 862.0652 | 0.0025049 | 862.0653 | 0.015446 | 861.8596 | 0.018428 | 862.0653 | 0.010755 | 862.0652 | 0.011638 | 849.701 | 0 | 862.0652 | 0.0092536 | 861.8596 | 0.017925 | 856.7459 | 0 | 862.642 | 0.0097626 | 857.7846 | 0
|  |  | 849.9346 | 0.02817 | 849.93 | 0 | 862.305 | 0 | 849.9346 | -0.073064 | 862.305 | -0.012135 | 0 | 0 | 862.305 | 0 | 862.305 | 0.0057116 | 862.0993 | -0.010411 | 862.305 | 0 | 862.305 | 0.0033656 | 849.9346 | 0 | 862.305 | -0.014409 | 862.0993 | -0.017584 | 856.9832 | 0 | 862.8835 | -0.0095122 | 858.0227 | 0
|  |  | 850.1682 | 0.00043301 | 850.17 | 0 | 862.5448 | 0.016901 | 850.1682 | 0.052146 | 862.5448 | 0.0035127 | 0 | 0 | 862.5448 | 0.006615 | 862.5448 | 0.017532 | 862.3389 | 0.0121 | 862.5448 | 0.019731 | 862.5448 | 0.012201 | 850.1682 | 0 | 862.5448 | 0.0047836 | 862.3389 | 0.032741 | 857.2204 | 0 | 863.1251 | 0.010481 | 858.2608 | 0
|  |  | 850.4018 | 0 | 850.4 | 0 | 862.7845 | 0 | 850.4018 | -0.087201 | 862.7845 | -0.019103 | 0 | 0 | 862.7845 | 0 | 862.7845 | -0.0037661 | 862.5786 | -0.0089661 | 862.7845 | 0 | 862.7845 | 0.0063793 | 850.4018 | 0 | 862.7845 | -0.013916 | 862.5786 | -0.036665 | 857.4576 | 0 | 863.3666 | -0.0068998 | 858.499 | 0
|  |  | 850.6354 | 0 | 850.64 | 0 | 863.0243 | 0.044367 | 850.6354 | -0.010069 | 863.0243 | 0.0022171 | 0 | 0 | 863.0243 | 0.0063624 | 863.0243 | 0.0088903 | 862.8182 | 0.012566 | 863.0243 | 0.014287 | 863.0243 | 0.011424 | 850.6354 | 0 | 863.0243 | 0.010413 | 862.8182 | 0.038282 | 857.6949 | 0 | 863.6082 | 0.0093732 | 858.7371 | 0
|  |  | 850.869 | 0 | 850.87 | 0 | 863.2641 | 0 | 850.869 | -0.061799 | 863.2641 | -0.014195 | 0 | 0 | 863.2641 | 0 | 863.2641 | 0.0013648 | 863.0579 | -0.0068592 | 863.2641 | 0 | 863.2641 | 0.0094798 | 850.869 | 0 | 863.2641 | -0.015028 | 863.0579 | -0.051165 | 857.9322 | 0 | 863.8498 | -0.0075696 | 858.9752 | 0
|  |  | 851.1025 | 0 | 851.1 | 0 | 863.5039 | 0.047412 | 851.1025 | 0.030719 | 863.5039 | -0.0041631 | 0 | 0 | 863.5039 | 0.0018213 | 863.5039 | 0.029403 | 863.2976 | 0.0010063 | 863.5039 | 0.0072606 | 863.5039 | 0.013299 | 851.1025 | 0 | 863.5039 | 0.0074666 | 863.2976 | 0.015602 | 858.1695 | 0 | 864.0914 | 0.010205 | 859.2134 | 0
|  |  | 851.3362 | 0 | 851.34 | 0 | 863.7437 | 0 | 851.3362 | -0.05496 | 863.7437 | -0.0058812 | 0 | 0 | 863.7437 | 0 | 863.7437 | 0.001558 | 863.5372 | -0.00071781 | 863.7437 | 0 | 863.7437 | 0.0071441 | 851.3362 | 0 | 863.7437 | -0.014216 | 863.5372 | -0.022006 | 858.4068 | 0 | 864.3329 | -0.0078658 | 859.4515 | 0
|  |  | 851.5698 | 0 | 851.57 | 0 | 863.9835 | 0.094643 | 851.5698 | 0.0062287 | 863.9835 | 0.0047286 | 0 | 0 | 863.9835 | 0.0073425 | 863.9835 | 0.017433 | 863.7769 | 0.018174 | 863.9835 | 0.018593 | 863.9835 | 0.012851 | 851.5698 | 0 | 863.9835 | 0.0095013 | 863.7769 | 0.028858 | 858.6441 | 0 | 864.5746 | 0.0095385 | 859.6897 | 0
|  |  | 851.8034 | 0 | 851.8 | 0 | 864.2233 | 0 | 851.8034 | 0.017002 | 864.2233 | -0.015215 | 0 | 0 | 864.2233 | 0 | 864.2233 | 0.0005455 | 864.0166 | -0.00065334 | 864.2233 | 0 | 864.2233 | 0.0016395 | 851.8034 | 0 | 864.2233 | -0.014162 | 864.0166 | -0.052269 | 858.8814 | 0 | 864.8162 | -0.007722 | 859.9279 | 0
|  |  | 852.0371 | 0 | 852.04 | 0 | 864.4632 | 0.025541 | 852.037 | 0.064088 | 864.4632 | -0.0020276 | 0 | 0 | 864.4631 | 0.0048236 | 864.4632 | 0.024933 | 864.2563 | 0.0087414 | 864.4632 | 0.021405 | 864.4631 | 0.01878 | 852.037 | 0 | 864.4631 | 0.013425 | 864.2563 | 0.031685 | 859.1188 | 0 | 865.0578 | 0.010628 | 860.1661 | 0
|  |  | 852.2707 | 0 | 852.27 | 0 | 864.703 | 0 | 852.2707 | -0.032386 | 864.703 | -0.011336 | 0 | 0 | 864.703 | 0 | 864.703 | 0.015099 | 864.496 | 0.00039801 | 864.703 | 0 | 864.703 | 0.0058336 | 852.2707 | 0 | 864.703 | -0.0092604 | 864.496 | -0.069201 | 859.3561 | 0 | 865.2994 | -0.0064172 | 860.4042 | 0
|  |  | 852.5043 | 0 | 852.5 | 0 | 864.9428 | 0.080223 | 852.5043 | 0.057909 | 864.9428 | 0.0051879 | 0 | 0 | 864.9428 | 0.0024801 | 864.9428 | 0.02086 | 864.7357 | 0.0065506 | 864.9428 | 0.0051941 | 864.9428 | 0.012974 | 852.5043 | 0 | 864.9428 | 0.0093339 | 864.7357 | 0.042699 | 859.5934 | 0 | 865.5411 | 0.010894 | 860.6425 | 0
|  |  | 852.738 | 0 | 852.74 | 0 | 865.1827 | 0 | 852.738 | 0.0017097 | 865.1827 | -0.0073899 | 0 | 0 | 865.1827 | 0 | 865.1827 | 0.0028028 | 864.9754 | -0.003146 | 865.1827 | 0 | 865.1827 | 0.0080236 | 852.738 | 0 | 865.1827 | -0.011422 | 864.9754 | -0.033951 | 859.8308 | 0 | 865.7827 | -0.010576 | 860.8807 | 0
|  |  | 852.9716 | 0 | 852.97 | 0 | 865.4225 | 0.033429 | 852.9716 | 0.0074099 | 865.4225 | -0.00052441 | 0 | 0 | 865.4225 | 0.00040008 | 865.4225 | 0.022251 | 865.2152 | -0.0040873 | 865.4225 | 0.0041284 | 865.4225 | 0.012504 | 852.9716 | 0 | 865.4226 | 0.0041285 | 865.2152 | 0.0090282 | 860.0682 | 0 | 866.0244 | 0.010378 | 861.1189 | 0
|  |  | 853.2053 | 0 | 853.21 | 0 | 865.6624 | 0 | 853.2053 | -0.036142 | 865.6624 | -0.0096471 | 0 | 0 | 865.6624 | 0 | 865.6624 | 0.0013791 | 865.4549 | -0.0070443 | 865.6624 | 0 | 865.6624 | 0.0085521 | 853.2053 | 0 | 865.6624 | -0.015667 | 865.4549 | -0.057423 | 860.3055 | 0 | 866.266 | -0.0089439 | 861.3571 | 0
|  |  | 853.439 | 0 | 853.44 | 0 | 865.9023 | 0.054398 | 853.439 | 0.13522 | 865.9023 | 0.012753 | 0 | 0 | 865.9023 | 0.010085 | 865.9023 | 0.018426 | 865.6946 | 0.011844 | 865.9023 | 0.014678 | 865.9023 | 0.013421 | 853.439 | 0 | 865.9023 | 0.0092843 | 865.6946 | 0.041963 | 860.5429 | 0 | 866.5077 | 0.012677 | 861.5953 | 0
|  |  | 853.6726 | 0 | 853.67 | 0 | 866.1422 | 0 | 853.6726 | -0.046952 | 866.1422 | -0.015222 | 0 | 0 | 866.1422 | 0 | 866.1422 | 0.0016729 | 865.9344 | -0.0094272 | 866.1422 | 0 | 866.1422 | 0.0040816 | 853.6726 | 0 | 866.1422 | -0.010766 | 865.9344 | -0.0086056 | 860.7803 | 0 | 866.7495 | -0.0064408 | 861.8336 | 0
|  |  | 853.9063 | 0 | 853.91 | 0 | 866.382 | 0.048572 | 853.9063 | 0.028877 | 866.382 | 0.0029986 | 0 | 0 | 866.382 | 0.00022546 | 866.382 | 0.02384 | 866.1741 | 0.012458 | 866.382 | 0.0085508 | 866.382 | 0.013616 | 853.9063 | 0 | 866.382 | 0.0074746 | 866.1741 | 0.028464 | 861.0177 | 0 | 866.9911 | 0.010363 | 862.0719 | 0
|  |  | 854.14 | 0 | 854.14 | 0 | 866.6219 | 0 | 854.14 | 0.026187 | 866.6219 | -0.01027 | 0 | 0 | 866.6219 | 0 | 866.6219 | 0.012516 | 866.4139 | -0.0081982 | 866.6219 | 0 | 866.6219 | 0.0032047 | 854.14 | 0 | 866.6219 | -0.019467 | 866.4139 | -0.01912 | 861.2551 | 0 | 867.2328 | -0.0094279 | 862.3101 | 0
|  |  | 854.3737 | 0 | 854.37 | 0 | 866.8618 | 0.041675 | 854.3737 | 0.015777 | 866.8618 | 0.0029151 | 0 | 0 | 866.8618 | 0.003823 | 866.8618 | 0.017234 | 866.6537 | 0.018161 | 866.8618 | 0.016101 | 866.8618 | 0.011685 | 854.3737 | 0 | 866.8618 | 0.010433 | 866.6537 | 0.010061 | 861.4926 | 0 | 867.4746 | 0.01143 | 862.5484 | 0
|  |  | 854.6074 | 0 | 854.61 | 0 | 867.1018 | 0 | 854.6074 | -0.034335 | 867.1018 | -0.0076454 | 0 | 0 | 867.1017 | 0 | 867.1018 | -0.0017805 | 866.8934 | -0.006878 | 867.1018 | 0 | 867.1017 | 0.010965 | 854.6074 | 0 | 867.1018 | -0.01396 | 866.8934 | -0.041226 | 861.73 | 0 | 867.7163 | -0.0086903 | 862.7867 | 0
|  |  | 854.8411 | 0 | 854.84 | 0 | 867.3417 | 0.032884 | 854.8411 | 0.058883 | 867.3417 | 0.0029682 | 0 | 0 | 867.3417 | 0.0028886 | 867.3417 | 0.016092 | 867.1332 | 0.01306 | 867.3417 | 0.0072245 | 867.3417 | 0.0097587 | 854.8411 | 0 | 867.3417 | 0.012692 | 867.1332 | 0.025828 | 861.9674 | 0 | 867.958 | 0.011746 | 863.025 | 0
|  |  | 855.0748 | 0 | 855.07 | 0 | 867.5816 | 0 | 855.0748 | 0.037632 | 867.5816 | -0.018639 | 0 | 0 | 867.5816 | 0 | 867.5816 | 0.0045947 | 867.373 | -0.015684 | 867.5816 | 0 | 867.5816 | 0.0058359 | 855.0748 | 0 | 867.5816 | -0.017409 | 867.373 | -0.059999 | 862.2048 | 0 | 868.1998 | -0.0084424 | 863.2633 | 0
|  |  | 855.3085 | 0 | 855.31 | 0 | 867.8215 | 0.023386 | 855.3085 | 0.015866 | 867.8215 | 0.01307 | 0 | 0 | 867.8215 | 0.004321 | 867.8215 | 0.0063076 | 867.6128 | 0.016977 | 867.8215 | 0.0022716 | 867.8215 | 0.0089574 | 855.3085 | 0 | 867.8215 | 0.0059007 | 867.6128 | 0.021434 | 862.4423 | 0 | 868.4415 | 0.0093814 | 863.5016 | 0
|  |  | 855.5423 | 0 | 855.54 | 0 | 868.0615 | 0 | 855.5423 | -0.027425 | 868.0615 | -0.010601 | 0 | 0 | 868.0615 | 0 | 868.0615 | 0.0031486 | 867.8526 | -9.9975e-05 | 868.0615 | 0 | 868.0615 | 0.0077804 | 855.5423 | 0 | 868.0615 | -0.014942 | 867.8526 | -0.037177 | 862.6798 | 0 | 868.6833 | -0.0093433 | 863.7399 | 0
|  |  | 855.776 | 0 | 855.78 | 0 | 868.3014 | 0.0032543 | 855.776 | 0.004996 | 868.3014 | 0.007508 | 0 | 0 | 868.3015 | 0.0062101 | 868.3014 | 0.010728 | 868.0924 | -0.0022835 | 868.3014 | 0.017436 | 868.3015 | 0.0094358 | 855.776 | 0 | 868.3015 | 0.0088657 | 868.0924 | 0.0091559 | 862.9172 | 0 | 868.9251 | 0.011787 | 863.9783 | 0
|  |  | 856.0098 | 0 | 856.01 | 0 | 868.5414 | 0 | 856.0098 | -0.092774 | 868.5414 | -0.01815 | 0 | 0 | 868.5414 | 0 | 868.5414 | 0.0086916 | 868.3322 | -0.012489 | 868.5414 | 0 | 868.5414 | 0.0029535 | 856.0098 | 0 | 868.5414 | -0.017576 | 868.3322 | -0.047116 | 863.1547 | 0 | 869.1669 | -0.0082985 | 864.2166 | 0
|  |  | 856.2435 | 0 | 856.24 | 0 | 868.7814 | 0.051748 | 856.2435 | 0.0091673 | 868.7814 | 0.0062811 | 0 | 0 | 868.7814 | 0.0073031 | 868.7813 | 0.0019307 | 868.572 | 0.01855 | 868.7814 | 0.015885 | 868.7814 | 0.0078729 | 856.2435 | 0 | 868.7814 | 0.0091116 | 868.572 | 0.075091 | 863.3922 | 0 | 869.4086 | 0.010723 | 864.455 | 0
|  |  | 856.4773 | 0 | 856.48 | 0 | 869.0213 | 0 | 856.4773 | -0.066546 | 869.0213 | -0.0085686 | 0 | 0 | 869.0213 | 0 | 869.0213 | 0.0031045 | 868.8119 | -0.0088653 | 869.0213 | 0 | 869.0213 | 0.0034552 | 856.4773 | 0 | 869.0213 | -0.010704 | 868.8119 | -0.02874 | 863.6298 | 0 | 869.6504 | -0.009538 | 864.6933 | 0
|  |  | 856.7111 | 0 | 856.71 | 0 | 869.2613 | 0.019178 | 856.7111 | 0.01749 | 869.2613 | 0.0095068 | 0 | 0 | 869.2613 | 0.010409 | 869.2613 | 0.0082943 | 869.0517 | 0.017183 | 869.2613 | 0.0032167 | 869.2613 | 0.012698 | 856.7111 | 0 | 869.2613 | 0.011046 | 869.0517 | 0.041595 | 863.8672 | 0 | 869.8923 | 0.013347 | 864.9316 | 0
|  |  | 856.9448 | 0 | 856.94 | 0 | 869.5013 | 0 | 856.9448 | -0.057072 | 869.5013 | -0.016781 | 0 | 0 | 869.5013 | 0 | 869.5013 | -1.339e-05 | 869.2916 | -0.010012 | 869.5013 | 0 | 869.5013 | 0.0040082 | 856.9448 | 0 | 869.5013 | -0.016986 | 869.2916 | -0.066257 | 864.1048 | 0 | 870.1341 | -0.0087454 | 865.17 | 0
|  |  | 857.1786 | 0 | 857.18 | 0 | 869.7413 | 0.030501 | 857.1786 | 0.018273 | 869.7413 | 0.0081888 | 0 | 0 | 869.7413 | 0.0067789 | 869.7413 | 0.012367 | 869.5314 | 0.02402 | 869.7413 | 0.014228 | 869.7413 | 0.0044995 | 857.1786 | 0 | 869.7413 | 0.0075473 | 869.5314 | 0.033825 | 864.3423 | 0 | 870.3759 | 0.011721 | 865.4084 | 0
|  |  | 857.4124 | 0 | 857.41 | 0 | 869.9813 | 0 | 857.4124 | 0.0032365 | 869.9813 | -0.012944 | 0 | 0 | 869.9813 | 0 | 869.9813 | 0.013261 | 869.7713 | -0.0017324 | 869.9813 | 0 | 869.9813 | 0.004084 | 857.4124 | 0 | 869.9813 | -0.0099984 | 869.7713 | -0.034334 | 864.5798 | 0 | 870.6177 | -0.0078335 | 865.6468 | 0
|  |  | 857.6462 | 0 | 857.65 | 0 | 870.2213 | 0.046171 | 857.6462 | 0.037693 | 870.2213 | -0.0022701 | 0 | 0 | 870.2213 | 0.0062355 | 870.2213 | 0.00596 | 870.0111 | 0.006814 | 870.2213 | 0.010266 | 870.2213 | 0.014107 | 857.6462 | 0 | 870.2213 | 0.011941 | 870.0111 | 0.051901 | 864.8174 | 0 | 870.8596 | 0.013183 | 865.8852 | 0
|  |  | 857.88 | 0 | 857.88 | 0 | 870.4613 | 0 | 857.88 | -0.005238 | 870.4613 | -0.015869 | 0 | 0 | 870.4613 | 0 | 870.4613 | 0.0035293 | 870.251 | -0.0011225 | 870.4613 | 0 | 870.4613 | -0.0016885 | 857.88 | 0 | 870.4613 | -0.017778 | 870.251 | -0.039754 | 865.055 | 0 | 871.1014 | -0.0088469 | 866.1236 | 0
|  |  | 858.1138 | 0 | 858.11 | 0 | 870.7014 | 0 | 858.1138 | 0.090783 | 870.7014 | -0.0071833 | 0 | 0 | 870.7014 | 0 | 870.7014 | 0.011225 | 870.4909 | 0.009292 | 870.7014 | 0.0099761 | 870.7014 | 0.01466 | 858.1138 | 0 | 870.7014 | 0.0064012 | 870.4909 | 0.015544 | 865.2925 | 0 | 871.3433 | 0.010932 | 866.362 | 0
|  |  | 858.3477 | 0 | 858.35 | 0 | 870.9414 | 0 | 858.3477 | -0.091302 | 870.9414 | -0.013896 | 0 | 0 | 870.9414 | 0 | 870.9414 | 0.0076486 | 870.7308 | 0.0035104 | 870.9414 | 0 | 870.9414 | 0.0011526 | 858.3477 | 0 | 870.9414 | -0.003702 | 870.7307 | -0.046012 | 865.5301 | 0 | 871.5852 | -0.0084245 | 866.6005 | 0
|  |  | 858.5814 | 0 | 858.58 | 0 | 871.1814 | 0.074625 | 858.5814 | -0.022331 | 871.1814 | -9.3997e-05 | 0 | 0 | 871.1815 | 0.0039606 | 871.1814 | 0.012913 | 870.9706 | 0.022194 | 871.1814 | 0.017592 | 871.1815 | 0.0094231 | 858.5814 | 0 | 871.1815 | 0.005899 | 870.9706 | 0.034469 | 865.7677 | 0 | 871.8271 | 0.011268 | 866.8389 | 0
|  |  | 858.8153 | 0 | 858.82 | 0 | 871.4215 | 0 | 858.8153 | -0.016957 | 871.4215 | -0.016289 | 0 | 0 | 871.4215 | 0 | 871.4215 | -0.010331 | 871.2105 | 0.0038618 | 871.4215 | 0 | 871.4215 | 0.00089104 | 858.8153 | 0 | 871.4215 | -0.015466 | 871.2105 | -0.055214 | 866.0053 | 0 | 872.069 | -0.010477 | 867.0773 | 0
|  |  | 859.0491 | 0 | 859.05 | 0 | 871.6616 | 0.044302 | 859.0491 | -0.007572 | 871.6616 | -0.0041266 | 0 | 0 | 871.6616 | 0.0082329 | 871.6616 | 0.012069 | 871.4504 | 0.0084265 | 871.6616 | 0.0090296 | 871.6616 | 0.0088335 | 859.0491 | 0 | 871.6616 | 0.010839 | 871.4504 | 0.02901 | 866.2429 | 0 | 872.3109 | 0.013875 | 867.3158 | 0
|  |  | 859.283 | 0 | 859.28 | 0 | 871.9016 | 0 | 859.283 | 0.037485 | 871.9016 | -0.019519 | 0 | 0 | 871.9016 | 0 | 871.9016 | -0.006109 | 871.6904 | -0.017736 | 871.9016 | 0 | 871.9016 | 0.0098207 | 859.283 | 0 | 871.9016 | -0.015415 | 871.6903 | -0.069201 | 866.4805 | 0 | 872.5528 | -0.0090736 | 867.5543 | 0
|  |  | 859.5168 | 0 | 859.52 | 0 | 872.1417 | 0.012862 | 859.5168 | 0.074163 | 872.1417 | 0.0013667 | 0 | 0 | 872.1417 | 0.0053613 | 872.1417 | 0.021804 | 871.9303 | -0.0096894 | 872.1417 | 0.0062828 | 872.1417 | 0.010174 | 859.5168 | 0 | 872.1417 | 0.0060197 | 871.9303 | 0.066257 | 866.7181 | 0 | 872.7947 | 0.011815 | 867.7927 | 0
|  |  | 859.7507 | 0 | 859.75 | 0 | 872.3818 | 0 | 859.7507 | -0.039288 | 872.3818 | -0.018265 | 0 | 0 | 872.3818 | 0 | 872.3818 | -0.0056123 | 872.1702 | -0.013115 | 872.3818 | 0 | 872.3818 | 0.00087696 | 859.7507 | 0 | 872.3818 | -0.016236 | 872.1702 | -0.040122 | 866.9557 | 0 | 873.0367 | -0.0093223 | 868.0312 | 0
|  |  | 859.9846 | 0 | 859.98 | 0 | 872.6219 | 0.047021 | 859.9846 | 0.041876 | 872.6219 | 0.0023931 | 0 | 0 | 872.6219 | 0.0022147 | 872.6219 | 0.025529 | 872.4101 | 0.0076745 | 872.6219 | 0.010832 | 872.6219 | 0.0077502 | 859.9846 | 0 | 872.6219 | 0.01097 | 872.4101 | -0.010359 | 867.1934 | 0 | 873.2786 | 0.013611 | 868.2697 | 0
|  |  | 860.2184 | 0 | 860.22 | 0 | 872.862 | 0 | 860.2184 | -0.012652 | 872.862 | -0.02024 | 0 | 0 | 872.862 | 0 | 872.862 | 0.011473 | 872.6501 | -0.012648 | 872.862 | 0 | 872.862 | 0.0077419 | 860.2184 | 0 | 872.862 | -0.017039 | 872.6501 | -0.039018 | 867.4311 | 0 | 873.5206 | -0.0087303 | 868.5082 | 0
|  |  | 860.4523 | 0 | 860.45 | 0 | 873.1021 | 0.030799 | 860.4523 | 0.059772 | 873.1021 | 0.0037813 | 0 | 0 | 873.1021 | 0.0038664 | 873.1021 | 0.0149 | 872.89 | 0.0081541 | 873.1021 | 0.0059883 | 873.1021 | 0.010671 | 860.4523 | 0 | 873.102 | 0.010611 | 872.89 | 0.045275 | 867.6687 | 0 | 873.7625 | 0.012343 | 868.7466 | 0
|  |  | 860.6862 | 0 | 860.69 | 0 | 873.3422 | 0 | 860.6862 | -0.06009 | 873.3422 | -0.010911 | 0 | 0 | 873.3422 | 0 | 873.3422 | 0.018029 | 873.13 | 0.0028457 | 873.3422 | 0 | 873.3422 | 0.0061782 | 860.6862 | 0 | 873.3422 | -0.017569 | 873.13 | 0.0032866 | 867.9064 | 0 | 874.0045 | -0.0085544 | 868.9852 | 0
|  |  | 860.92 | 0 | 860.92 | 0 | 873.5823 | 0.024077 | 860.92 | -0.021599 | 873.5823 | 0.0035349 | 0 | 0 | 873.5823 | 0.0031943 | 873.5823 | 0.015993 | 873.3699 | 0.0042581 | 873.5823 | 0.006854 | 873.5823 | 0.011139 | 860.92 | 0 | 873.5823 | 0.006695 | 873.3699 | 0.00079841 | 868.1441 | 0 | 874.2465 | 0.012875 | 869.2237 | 0
|  |  | 861.154 | 0 | 861.15 | 0 | 873.8224 | 0 | 861.154 | -0.032397 | 873.8224 | -0.018342 | 0 | 0 | 873.8224 | 0 | 873.8224 | -0.0049666 | 873.6099 | -0.022001 | 873.8224 | 0 | 873.8224 | 0.0078639 | 861.154 | 0 | 873.8225 | -0.012913 | 873.6099 | -0.062208 | 868.3818 | 0 | 874.4885 | -0.0098301 | 869.4622 | 0
|  |  | 861.3879 | 0 | 861.39 | 0 | 874.0626 | 0.086825 | 861.3879 | 0.041109 | 874.0626 | 0.015228 | 0 | 0 | 874.0626 | 0.01225 | 874.0626 | 0.023492 | 873.8499 | 0.02013 | 874.0626 | 0.013491 | 874.0626 | 0.0067681 | 861.3879 | 0 | 874.0626 | 0.016908 | 873.8499 | 0.045644 | 868.6194 | 0 | 874.7305 | 0.012735 | 869.7007 | 0
|  |  | 861.6218 | 0 | 861.62 | 0 | 874.3027 | 0 | 861.6218 | -0.020551 | 874.3027 | -0.0088122 | 0 | 0 | 874.3027 | 0 | 874.3027 | -0.0085923 | 874.0898 | -0.01175 | 874.3027 | 0 | 874.3027 | -0.0003596 | 861.6218 | 0 | 874.3027 | -0.015412 | 874.0898 | -0.035538 | 868.8572 | 0 | 874.9725 | -0.0087886 | 869.9393 | 0
|  |  | 861.8557 | 0 | 861.86 | 0 | 874.5429 | 0.070451 | 861.8557 | 0.022739 | 874.5429 | 0.0052097 | 0 | 0 | 874.5428 | 0.0082993 | 874.5429 | 0.020959 | 874.3298 | 0.0095633 | 874.5429 | 0.015248 | 874.5428 | 0.008511 | 861.8557 | 0 | 874.5429 | 0.010861 | 874.3298 | 0.050061 | 869.0949 | 0 | 875.2145 | 0.013347 | 870.1779 | 0
|  |  | 862.0897 | 0 | 862.09 | 0 | 874.783 | 0 | 862.0897 | 0.017596 | 874.783 | -0.010319 | 0 | 0 | 874.783 | 0 | 874.783 | -0.013062 | 874.5698 | -0.010523 | 874.783 | 0 | 874.783 | 0.010418 | 862.0897 | 0 | 874.783 | -0.019169 | 874.5698 | -0.011914 | 869.3326 | 0 | 875.4565 | -0.0065898 | 870.4164 | 0
|  |  | 862.3236 | 0 | 862.32 | 0 | 875.0232 | 0.020848 | 862.3236 | 0.07154 | 875.0232 | -0.0049552 | 0 | 0 | 875.0232 | 0.0032864 | 875.0232 | 0.024535 | 874.8098 | 0.0047293 | 875.0232 | 0.0062614 | 875.0232 | 0.01342 | 862.3236 | 0 | 875.0232 | 0.012489 | 874.8098 | 0.023457 | 869.5704 | 0 | 875.6985 | 0.015065 | 870.655 | 0
|  |  | 862.5575 | 0 | 862.56 | 0 | 875.2634 | 0 | 862.5575 | 0.077414 | 875.2634 | -0.00077286 | 0 | 0 | 875.2634 | 0 | 875.2634 | 0.0036752 | 875.0498 | -0.0055725 | 875.2634 | 0 | 875.2634 | 0.0027963 | 862.5575 | 0 | 875.2634 | -0.016381 | 875.0498 | -0.016062 | 869.8081 | 0 | 875.9406 | -0.0090582 | 870.8936 | 0
|  |  | 862.7914 | 0 | 862.79 | 0 | 875.5036 | 0.073959 | 862.7914 | 0.019784 | 875.5036 | -0.011127 | 0 | 0 | 875.5035 | 0 | 875.5036 | 0.019469 | 875.2898 | -0.00046011 | 875.5036 | 0.0020775 | 875.5035 | 0.011962 | 862.7914 | 0 | 875.5035 | 0.0079056 | 875.2898 | 0.030357 | 870.0458 | 0 | 876.1826 | 0.011087 | 871.1322 | 0
|  |  | 863.0254 | 0 | 863.03 | 0 | 875.7438 | 0 | 863.0255 | 0.003461 | 875.7438 | -0.015826 | 0 | 0 | 875.7438 | 0 | 875.7437 | 0.0071023 | 875.5299 | -0.015686 | 875.7438 | 0 | 875.7438 | 0.00256 | 863.0255 | 0 | 875.7438 | -0.018818 | 875.5299 | -0.050429 | 870.2836 | 0 | 876.4247 | -0.008192 | 871.3708 | 0
|  |  | 863.2594 | 0 | 863.26 | 0 | 875.984 | 0.10485 | 863.2594 | 0.07964 | 875.984 | 0.0051096 | 0 | 0 | 875.9839 | 0.0048926 | 875.984 | 0.031638 | 875.7699 | 0.0087922 | 875.984 | 0.013737 | 875.9839 | 0.0086177 | 863.2594 | 0 | 875.984 | 0.0090736 | 875.7699 | 0.023653 | 870.5214 | 0 | 876.6667 | 0.012695 | 871.6094 | 0
|  |  | 863.4933 | 0 | 863.49 | 0 | 876.2242 | 0 | 863.4933 | -0.035614 | 876.2242 | -0.014436 | 0 | 0 | 876.2242 | 0 | 876.2242 | -0.0069036 | 876.0099 | -0.0056763 | 876.2242 | 0 | 876.2242 | 0.0067706 | 863.4933 | 0 | 876.2242 | -0.014101 | 876.0099 | -0.047484 | 870.7592 | 0 | 876.9089 | -0.0094165 | 871.848 | 0
|  |  | 863.7274 | 0 | 863.73 | 0 | 876.4644 | 0.031476 | 863.7274 | 0.050425 | 876.4644 | -0.0021296 | 0 | 0 | 876.4644 | 0.0040776 | 876.4644 | 0.0069533 | 876.25 | 0.007912 | 876.4644 | 0.012472 | 876.4644 | 0.011626 | 863.7274 | 0 | 876.4644 | 0.010911 | 876.25 | 0.030804 | 870.9969 | 0 | 877.1509 | 0.0148 | 872.0867 | 0
|  |  | 863.9613 | 0 | 863.96 | 0 | 876.7046 | 0 | 863.9613 | -0.025368 | 876.7046 | -0.022892 | 0 | 0 | 876.7046 | 0 | 876.7046 | 0.0099333 | 876.49 | -0.006774 | 876.7046 | 0 | 876.7046 | 0.0010578 | 863.9613 | 0 | 876.7046 | -0.0099833 | 876.49 | -0.04638 | 871.2347 | 0 | 877.3931 | -0.01125 | 872.3253 | 0
|  |  | 864.1953 | 0 | 864.2 | 0 | 876.9448 | 0.035511 | 864.1953 | -0.011412 | 876.9448 | -0.0014997 | 0 | 0 | 876.9448 | 0.0020579 | 876.9448 | 0.0063573 | 876.7301 | -0.00047138 | 876.9448 | 0.0058726 | 876.9448 | 0.0078153 | 864.1953 | 0 | 876.9448 | 0.0086465 | 876.7301 | 0.011744 | 871.4726 | 0 | 877.6351 | 0.013215 | 872.564 | 0
|  |  | 864.4293 | 0 | 864.43 | 0 | 877.1851 | 0 | 864.4293 | 0.023078 | 877.1851 | -0.0099007 | 0 | 0 | 877.1851 | 0 | 877.1851 | 0.0081453 | 876.9701 | -0.02994 | 877.1851 | 0 | 877.1851 | 0.0071895 | 864.4293 | 0 | 877.1851 | -0.016405 | 876.9701 | -0.053373 | 871.7104 | 0 | 877.8773 | -0.0093084 | 872.8026 | 0
|  |  | 864.6633 | 0 | 864.66 | 0 | 877.4253 | 0.076109 | 864.6633 | 0.04097 | 877.4253 | 0.0089885 | 0 | 0 | 877.4253 | 0.006278 | 877.4253 | 0.017433 | 877.2102 | 0.019241 | 877.4253 | 0.0092545 | 877.4253 | 0.0068587 | 864.6633 | 0 | 877.4253 | 0.0068913 | 877.2102 | 0.022132 | 871.9482 | 0 | 878.1194 | 0.011886 | 873.0413 | 0
|  |  | 864.8973 | 0 | 864.9 | 0 | 877.6656 | 0 | 864.8973 | -0.024209 | 877.6656 | -0.018916 | 0 | 0 | 877.6656 | 0 | 877.6656 | -5.79e-05 | 877.4503 | -0.018398 | 877.6656 | 0 | 877.6656 | 0.0099025 | 864.8973 | 0 | 877.6656 | -0.012875 | 877.4502 | -0.018142 | 872.186 | 0 | 878.3615 | -0.0082356 | 873.2799 | 0
|  |  | 865.1313 | 0 | 865.13 | 0 | 877.9058 | 0.058121 | 865.1313 | -0.00049972 | 877.9058 | 0.0048235 | 0 | 0 | 877.9058 | 0.0075542 | 877.9058 | 0.012715 | 877.6903 | 0.013934 | 877.9058 | 0.015457 | 877.9058 | 0.01551 | 865.1313 | 0 | 877.9058 | 0.0069911 | 877.6903 | 0.0019291 | 872.4239 | 0 | 878.6037 | 0.012187 | 873.5186 | 0
|  |  | 865.3654 | 0 | 865.37 | 0 | 878.1461 | 0 | 865.3654 | -0.0078279 | 878.1461 | -0.014821 | 0 | 0 | 878.1461 | 0 | 878.1461 | 0.0016574 | 877.9304 | -0.0078378 | 878.1461 | 0 | 878.1461 | 0.005724 | 865.3654 | 0 | 878.1461 | -0.017552 | 877.9304 | -0.069938 | 872.6617 | 0 | 878.8458 | -0.011444 | 873.7573 | 0
|  |  | 865.5994 | 0 | 865.6 | 0 | 878.3864 | 0.036755 | 865.5994 | 0.12345 | 878.3864 | 0.0082878 | 0 | 0 | 878.3864 | 0.0095859 | 878.3864 | 0.039237 | 878.1705 | 0.013183 | 878.3864 | 0.01507 | 878.3864 | 0.011708 | 865.5994 | 0 | 878.3863 | 0.012965 | 878.1705 | 0.066625 | 872.8996 | 0 | 879.088 | 0.01665 | 873.996 | 0
|  |  | 865.8334 | 0 | 865.83 | 0 | 878.6267 | 0 | 865.8334 | 0.008147 | 878.6267 | -0.018323 | 0 | 0 | 878.6266 | 0 | 878.6267 | 0.012963 | 878.4106 | -0.0063471 | 878.6267 | 0 | 878.6266 | 0.0033407 | 865.8334 | 0 | 878.6267 | -0.016042 | 878.4106 | -0.039018 | 873.1375 | 0 | 879.3302 | -0.010103 | 874.2347 | 0
|  |  | 866.0675 | 0 | 866.07 | 0 | 878.8669 | 0.021697 | 866.0675 | 0.0023773 | 878.8669 | -0.0048821 | 0 | 0 | 878.8669 | 0 | 878.8669 | 0.018575 | 878.6507 | 0.0070391 | 878.8669 | 0.00011928 | 878.8669 | 0.0054636 | 866.0675 | 0 | 878.8669 | 0.0083483 | 878.6507 | 0.062944 | 873.3754 | 0 | 879.5724 | 0.012392 | 874.4734 | 0
|  |  | 866.3015 | 0 | 866.3 | 0 | 879.1072 | 0 | 866.3015 | 0.0023362 | 879.1072 | -0.023631 | 0 | 0 | 879.1072 | 0 | 879.1072 | -0.0021364 | 878.8908 | -0.031865 | 879.1072 | 0 | 879.1072 | 0.00098305 | 866.3015 | 0 | 879.1072 | -0.015186 | 878.8908 | -0.061472 | 873.6133 | 0 | 879.8146 | -0.011484 | 874.7122 | 0
|  |  | 866.5356 | 0 | 866.54 | 0 | 879.3475 | 0.041464 | 866.5356 | -0.039175 | 879.3475 | -0.0012441 | 0 | 0 | 879.3475 | 0.0018265 | 879.3475 | 0.016986 | 879.131 | 0.033529 | 879.3475 | 0.0043671 | 879.3475 | 0.0090954 | 866.5356 | 0 | 879.3475 | 0.0082437 | 879.131 | 0.026676 | 873.8512 | 0 | 880.0568 | 0.014536 | 874.9509 | 0
|  |  | 866.7696 | 0 | 866.77 | 0 | 879.5879 | 0 | 866.7697 | 0.015788 | 879.5879 | -0.02318 | 0 | 0 | 879.5879 | 0 | 879.5879 | -0.009387 | 879.3711 | -0.0075265 | 879.5879 | 0 | 879.5879 | 0.0016257 | 866.7697 | 0 | 879.5879 | -0.014552 | 879.3711 | -0.014161 | 874.0891 | 0 | 880.2989 | -0.010207 | 875.1896 | 0
|  |  | 867.0037 | 0 | 867 | 0 | 879.8282 | 0.055841 | 867.0037 | -0.015062 | 879.8282 | 0.0043425 | 0 | 0 | 879.8282 | 0.0025217 | 879.8282 | 0.025578 | 879.6112 | 0.012528 | 879.8282 | 0.0077776 | 879.8282 | 0.0075235 | 867.0037 | 0 | 879.8282 | 0.0082118 | 879.6112 | 0.060735 | 874.327 | 0 | 880.5412 | 0.011493 | 875.4283 | 0
|  |  | 867.2378 | 0 | 867.24 | 0 | 880.0685 | 0 | 867.2379 | -0.076139 | 880.0685 | -0.015116 | 0 | 0 | 880.0685 | 0 | 880.0685 | -0.025827 | 879.8514 | 0.011187 | 880.0685 | 0 | 880.0685 | 0.0048022 | 867.2379 | 0 | 880.0685 | -0.017373 | 879.8514 | -0.027873 | 874.5649 | 0 | 880.7835 | -0.011024 | 875.6671 | 0
|  |  | 867.4719 | 0 | 867.47 | 0 | 880.3089 | 0.061029 | 867.4719 | 0.082806 | 880.3089 | 0.0027152 | 0 | 0 | 880.3088 | 0.005257 | 880.3089 | 0.023194 | 880.0915 | 0.024122 | 880.3089 | 0.019316 | 880.3088 | 0.010554 | 867.4719 | 0 | 880.3088 | 0.0068138 | 880.0915 | 0.064416 | 874.8029 | 0 | 881.0256 | 0.01414 | 875.9059 | 0
|  |  | 867.706 | 0 | 867.71 | 0 | 880.5492 | 0 | 867.706 | -0.047742 | 880.5492 | -0.0091852 | 0 | 0 | 880.5492 | 0 | 880.5492 | 0.010082 | 880.3317 | -0.0072453 | 880.5492 | 0 | 880.5492 | 0.002241 | 867.706 | 0 | 880.5492 | -0.018499 | 880.3317 | -0.086134 | 875.0408 | 0 | 881.2679 | -0.010354 | 876.1447 | 0
|  |  | 867.9401 | 0 | 867.94 | 0 | 880.7895 | 0 | 867.9401 | -0.021954 | 880.7895 | -0.014034 | 0 | 0 | 880.7896 | 0 | 880.7895 | 0.0045076 | 880.5718 | -0.01698 | 880.7895 | 0 | 880.7896 | 0.0016157 | 867.9401 | 0 | 880.7895 | -0.019636 | 880.5718 | -0.023827 | 875.2787 | 0 | 881.5102 | -0.0082809 | 876.3834 | 0
|  |  | 868.1742 | 0 | 868.17 | 0 | 881.0299 | 0.026375 | 868.1742 | 0.061968 | 881.0299 | 0.014452 | 0 | 0 | 881.0299 | 0.0057584 | 881.0299 | 0.012417 | 880.812 | 0.010446 | 881.0299 | 0.0039624 | 881.0299 | 0.0092915 | 868.1742 | 0 | 881.0299 | 0.010016 | 880.812 | -0.003836 | 875.5167 | 0 | 881.7524 | 0.014932 | 876.6223 | 0
|  |  | 868.4083 | 0 | 868.41 | 0 | 881.2703 | 0 | 868.4083 | -0.011643 | 881.2703 | -0.012448 | 0 | 0 | 881.2703 | 0 | 881.2703 | 0.00077969 | 881.0522 | -0.0051459 | 881.2703 | 0 | 881.2703 | 0.0068839 | 868.4083 | 0 | 881.2703 | -0.0073776 | 881.0522 | -0.041963 | 875.7547 | 0 | 881.9947 | -0.010698 | 876.861 | 0
|  |  | 868.6425 | 0 | 868.64 | 0 | 881.5107 | 0.037575 | 868.6425 | 0.010393 | 881.5107 | -0.0097639 | 0 | 0 | 881.5107 | 0.0064368 | 881.5107 | 0.009387 | 881.2923 | 0.0086271 | 881.5107 | 0.01351 | 881.5107 | 0.0075174 | 868.6425 | 0 | 881.5107 | 0.007053 | 881.2923 | 0.036568 | 875.9927 | 0 | 882.237 | 0.012843 | 877.0999 | 0
|  |  | 868.8766 | 0 | 868.88 | 0 | 881.751 | 0 | 868.8766 | 0.037968 | 881.751 | -0.012337 | 0 | 0 | 881.751 | 0 | 881.751 | -0.0072016 | 881.5325 | -0.0067554 | 881.751 | 0 | 881.751 | 0.0058255 | 868.8766 | 0 | 881.751 | -0.010537 | 881.5325 | -0.085398 | 876.2307 | 0 | 882.4793 | -0.011833 | 877.3387 | 0
|  |  | 869.1107 | 0 | 869.11 | 0 | 881.9914 | 0.031579 | 869.1107 | 0.048009 | 881.9914 | 0.017056 | 0 | 0 | 881.9915 | 0.0128 | 881.9914 | 0.0090393 | 881.7727 | 0.011673 | 881.9914 | 0.0091317 | 881.9915 | 0.011954 | 869.1107 | 0 | 881.9915 | 0.014094 | 881.7727 | 0.081717 | 876.4687 | 0 | 882.7216 | 0.015329 | 877.5775 | 0
|  |  | 869.3448 | 0 | 869.34 | 0 | 882.2318 | 0 | 869.3448 | 0.033496 | 882.2318 | -0.015078 | 0 | 0 | 882.2318 | 0 | 882.2318 | -0.0027395 | 882.0129 | -0.0055704 | 882.2318 | 0 | 882.2318 | -0.00066427 | 869.3448 | 0 | 882.2318 | -0.017814 | 882.0129 | -0.057054 | 876.7067 | 0 | 882.9639 | -0.011826 | 877.8163 | 0
|  |  | 869.579 | 0 | 869.58 | 0 | 882.4722 | 0.091584 | 869.579 | 0.07886 | 882.4722 | 0.0069446 | 0 | 0 | 882.4722 | 0.0075351 | 882.4722 | 0.015744 | 882.2531 | 0.018202 | 882.4722 | 0.025788 | 882.4722 | 0.011579 | 869.579 | 0 | 882.4722 | 0.0095957 | 882.2531 | 0.080612 | 876.9448 | 0 | 883.2062 | 0.013215 | 878.0552 | 0
|  |  | 869.8132 | 0 | 869.81 | 0 | 882.7126 | 0 | 869.8132 | -0.032051 | 882.7126 | -0.015118 | 0 | 0 | 882.7126 | 0 | 882.7126 | -0.0011837 | 882.4933 | 0.0027947 | 882.7126 | 0 | 882.7126 | 0.010058 | 869.8132 | 0 | 882.7127 | -0.012205 | 882.4933 | -0.04049 | 877.1827 | 0 | 883.4485 | -0.010722 | 878.2941 | 0
|  |  | 870.0473 | 0 | 870.05 | 0 | 882.9531 | 0.07081 | 870.0473 | 0.032218 | 882.9531 | 0.0067465 | 0 | 0 | 882.9531 | 0 | 882.9531 | 0.025429 | 882.7336 | 0.01025 | 882.9531 | 0.019182 | 882.9531 | 0.0028322 | 870.0473 | 0 | 882.9531 | 0.0067677 | 882.7336 | 0.026261 | 877.4208 | 0 | 883.6909 | 0.013875 | 878.5329 | 0
|  |  | 870.2815 | 0 | 870.28 | 0 | 883.1935 | 0 | 870.2815 | 0.012272 | 883.1935 | -0.014099 | 0 | 0 | 883.1935 | 0 | 883.1935 | 0.011622 | 882.9738 | -0.016695 | 883.1935 | 0 | 883.1935 | 0.0018301 | 870.2815 | 0 | 883.1935 | -0.01593 | 882.9738 | -0.035555 | 877.6589 | 0 | 883.9332 | -0.012644 | 878.7718 | 0
|  |  | 870.5157 | 0 | 870.52 | 0 | 883.4339 | 0.062869 | 870.5157 | 0.027031 | 883.4339 | -0.0050216 | 0 | 0 | 883.4339 | 0.0030244 | 883.4339 | 0.016986 | 883.214 | 0.014189 | 883.4339 | 0.025998 | 883.4339 | 0.0068512 | 870.5157 | 0 | 883.4339 | 0.008902 | 883.214 | 0.0070652 | 877.8969 | 0 | 884.1756 | 0.012797 | 879.0107 | 0
|  |  | 870.7499 | 0 | 870.75 | 0 | 883.6744 | 0 | 870.7499 | -0.078391 | 883.6744 | -0.025746 | 0 | 0 | 883.6744 | 0 | 883.6744 | -0.0081453 | 883.4543 | -0.0025996 | 883.6744 | 0 | 883.6744 | 0.0059138 | 870.7499 | 0 | 883.6744 | -0.013346 | 883.4543 | -0.056686 | 878.135 | 0 | 884.418 | -0.0092873 | 879.2496 | 0
|  |  | 870.9841 | 0 | 870.98 | 0 | 883.9148 | 0.094508 | 870.9841 | 0.057911 | 883.9148 | -0.003871 | 0 | 0 | 883.9148 | 0.0067688 | 883.9148 | 0.016589 | 883.6945 | 0.012163 | 883.9148 | 0.00076485 | 883.9148 | 0.015228 | 870.9841 | 0 | 883.9148 | 0.00825 | 883.6945 | 0.044539 | 878.373 | 0 | 884.6603 | 0.012047 | 879.4885 | 0
|  |  | 871.2183 | 0 | 871.22 | 0 | 884.1553 | 0 | 871.2183 | 0.01735 | 884.1553 | -0.016288 | 0 | 0 | 884.1553 | 0 | 884.1553 | 0.0011474 | 883.9348 | 0.0055029 | 884.1553 | 0 | 884.1553 | 8.4812e-05 | 871.2183 | 0 | 884.1553 | -0.014249 | 883.9348 | -0.044171 | 878.6111 | 0 | 884.9028 | -0.0094676 | 879.7274 | 0
|  |  | 871.4524 | 0 | 871.45 | 0 | 884.3958 | 0.093807 | 871.4525 | 0.053663 | 884.3958 | 0.0089284 | 0 | 0 | 884.3958 | 0.0099147 | 884.3958 | 0.016489 | 884.175 | 0.02349 | 884.3958 | 0.0082859 | 884.3958 | 0.011456 | 871.4525 | 0 | 884.3958 | 0.005903 | 884.175 | 0.057054 | 878.8492 | 0 | 885.1451 | 0.012786 | 879.9663 | 0
|  |  | 871.6866 | 0 | 871.69 | 0 | 884.6362 | 0 | 871.6866 | -0.047824 | 884.6362 | -0.016095 | 0 | 0 | 884.6362 | 0 | 884.6362 | -0.010082 | 884.4153 | -0.010301 | 884.6362 | 0 | 884.6362 | 0.0014868 | 871.6866 | 0 | 884.6362 | -0.017099 | 884.4153 | -0.069938 | 879.0873 | 0 | 885.3876 | -0.010803 | 880.2052 | 0
|  |  | 871.9209 | 0 | 871.92 | 0 | 884.8767 | 0.1199 | 871.9209 | -0.020023 | 884.8767 | 0.017832 | 0 | 0 | 884.8767 | 0.006829 | 884.8767 | 0.027565 | 884.6556 | 0.017563 | 884.8767 | 0.011164 | 884.8767 | 0.0039257 | 871.9209 | 0 | 884.8767 | 0.0085484 | 884.6556 | 0.040122 | 879.3254 | 0 | 885.6299 | 0.012543 | 880.4442 | 0
|  |  | 872.1551 | 0 | 872.16 | 0 | 885.1172 | 0 | 872.1551 | -0.044619 | 885.1172 | -0.015569 | 0 | 0 | 885.1172 | 0 | 885.1172 | 0.014105 | 884.8958 | -0.0062074 | 885.1172 | 0 | 885.1172 | 0.005054 | 872.1551 | 0 | 885.1172 | -0.016537 | 884.8958 | -0.065521 | 879.5636 | 0 | 885.8724 | -0.0099101 | 880.6831 | 0
|  |  | 872.3893 | 0 | 872.39 | 0 | 885.3577 | 0.060295 | 872.3893 | 0.077423 | 885.3577 | 0.017351 | 0 | 0 | 885.3577 | 0.015745 | 885.3577 | 0.033376 | 885.1361 | 0.023962 | 885.3577 | 0.033762 | 885.3577 | 0.01106 | 872.3893 | 0 | 885.3577 | 0.0088274 | 885.1361 | 0.02496 | 879.8017 | 0 | 886.1148 | 0.014272 | 880.9221 | 0
|  |  | 872.6236 | 0 | 872.62 | 0 | 885.5982 | 0 | 872.6236 | -0.053524 | 885.5982 | -0.019804 | 0 | 0 | 885.5982 | 0 | 885.5982 | 0.0010506 | 885.3764 | -0.012065 | 885.5982 | 0 | 885.5982 | 0.0040801 | 872.6236 | 0 | 885.5982 | -0.014632 | 885.3764 | -0.027934 | 880.0399 | 0 | 886.3572 | -0.01261 | 881.161 | 0
|  |  | 872.8578 | 0 | 872.86 | 0 | 885.8387 | 0.093622 | 872.8578 | 0.017449 | 885.8387 | 0.0091444 | 0 | 0 | 885.8387 | 0.0081572 | 885.8387 | 0.018973 | 885.6167 | 0.023303 | 885.8387 | 0.019941 | 885.8387 | 0.013925 | 872.8578 | 0 | 885.8387 | 0.0055205 | 885.6167 | 0.05411 | 880.278 | 0 | 886.5997 | 0.013479 | 881.4 | 0
|  |  | 873.0921 | 0 | 873.09 | 0 | 886.0792 | 0 | 873.0921 | -0.01754 | 886.0792 | -0.0066647 | 0 | 0 | 886.0792 | 0 | 886.0792 | 0.0034327 | 885.857 | 0.00055005 | 886.0792 | 0 | 886.0792 | 0.00083859 | 873.0921 | 0 | 886.0792 | -0.011108 | 885.857 | -0.074723 | 880.5162 | 0 | 886.8422 | -0.009312 | 881.6389 | 0
|  |  | 873.3264 | 0 | 873.33 | 0 | 886.3198 | 0.037754 | 873.3264 | 0.010974 | 886.3198 | -7.5216e-06 | 0 | 0 | 886.3198 | 0.0048062 | 886.3198 | 0.033873 | 886.0973 | 0.0095347 | 886.3198 | 0.013771 | 886.3198 | 0.0038322 | 873.3264 | 0 | 886.3198 | 0.005393 | 886.0973 | 0.031747 | 880.7543 | 0 | 887.0847 | 0.014932 | 881.8779 | 0
|  |  | 873.5606 | 0 | 873.56 | 0 | 886.5603 | 0 | 873.5606 | -0.056047 | 886.5603 | -0.032788 | 0 | 0 | 886.5603 | 0 | 886.5603 | -0.0066056 | 886.3377 | -0.020241 | 886.5603 | 0 | 886.5603 | 0.0019066 | 873.5606 | 0 | 886.5603 | -0.019625 | 886.3377 | -0.048956 | 880.9926 | 0 | 887.3271 | -0.012417 | 882.1169 | 0
|  |  | 873.7949 | 0 | 873.79 | 0 | 886.8008 | 0.049192 | 873.7949 | 0.012068 | 886.8008 | 0.0049317 | 0 | 0 | 886.8008 | 0.0041718 | 886.8008 | 0.025231 | 886.578 | 0.0076338 | 886.8008 | 0.010861 | 886.8008 | 0.010928 | 873.7949 | 0 | 886.8008 | 0.0080096 | 886.578 | -0.00057037 | 881.2307 | 0 | 887.5696 | 0.015329 | 882.356 | 0
|  |  | 874.0292 | 0 | 874.03 | 0 | 887.0414 | 0 | 874.0292 | 0.011015 | 887.0414 | -0.025586 | 0 | 0 | 887.0414 | 0 | 887.0414 | -0.0016523 | 886.8183 | -0.019651 | 887.0414 | 0 | 887.0414 | 0.0074206 | 874.0292 | 0 | 887.0414 | -0.0087489 | 886.8183 | -0.079876 | 881.4689 | 0 | 887.8121 | -0.012562 | 882.595 | 0
|  |  | 874.2634 | 0 | 874.26 | 0 | 887.2819 | 0.076028 | 874.2634 | 0.12483 | 887.2819 | 0.0097922 | 0 | 0 | 887.2819 | 0.0069713 | 887.282 | 0.023641 | 887.0587 | 0.021008 | 887.2819 | 0.025263 | 887.2819 | 0.0086178 | 874.2634 | 0 | 887.2819 | 0.0062119 | 887.0587 | 0.045644 | 881.7071 | 0 | 888.0546 | 0.015197 | 882.834 | 0
|  |  | 874.4977 | 0 | 874.5 | 0 | 887.5225 | 0 | 874.4977 | -0.029074 | 887.5225 | -0.016747 | 0 | 0 | 887.5225 | 0 | 887.5225 | -0.021704 | 887.299 | -0.0062775 | 887.5225 | 0 | 887.5225 | 0.0064717 | 874.4977 | 0 | 887.5225 | -0.018056 | 887.299 | -0.026059 | 881.9453 | 0 | 888.2971 | -0.012308 | 883.073 | 0
|  |  | 874.7321 | 0 | 874.73 | 0 | 887.7631 | 0.055322 | 874.7321 | -0.043989 | 887.7631 | -0.010433 | 0 | 0 | 887.7631 | 0.0074993 | 887.7631 | 0.011721 | 887.5394 | 0.00016587 | 887.7631 | 0.0098404 | 887.7631 | 0.0087506 | 874.7321 | 0 | 887.7631 | 0.0046737 | 887.5394 | 0.044907 | 882.1835 | 0 | 888.5397 | 0.013743 | 883.312 | 0
|  |  | 874.9663 | 0 | 874.97 | 0 | 888.0037 | 0 | 874.9663 | -0.13734 | 888.0037 | -0.020646 | 0 | 0 | 888.0037 | 0 | 888.0037 | -0.0072513 | 887.7797 | -0.0015327 | 888.0037 | 0 | 888.0037 | -0.0020997 | 874.9663 | 0 | 888.0037 | -0.018427 | 887.7797 | -0.045275 | 882.4218 | 0 | 888.7822 | -0.011594 | 883.5511 | 0
|  |  | 875.2006 | 0 | 875.2 | 0 | 888.2443 | 0.079366 | 875.2006 | -0.035187 | 888.2443 | 0.0047655 | 0 | 0 | 888.2443 | 0 | 888.2442 | 0.011175 | 888.0201 | -0.0011418 | 888.2443 | 0.0071101 | 888.2443 | 0.0066283 | 875.2006 | 0 | 888.2443 | 0.010621 | 888.0201 | 0.050061 | 882.66 | 0 | 889.0247 | 0.01414 | 883.7902 | 0
|  |  | 875.435 | 0 | 875.43 | 0 | 888.4848 | 0 | 875.435 | -0.065861 | 888.4848 | -0.0041857 | 0 | 0 | 888.4849 | 0 | 888.4849 | 0.0044999 | 888.2605 | 0.0079101 | 888.4848 | 0 | 888.4849 | -0.00019 | 875.435 | 0 | 888.4849 | -0.01427 | 888.2604 | -0.055214 | 882.8983 | 0 | 889.2673 | -0.0095254 | 884.0292 | 0
|  |  | 875.6693 | 0 | 875.67 | 0 | 888.7255 | 0.081998 | 875.6693 | 0.12939 | 888.7255 | 0.00059858 | 0 | 0 | 888.7255 | 0.0057807 | 888.7255 | 0.019469 | 888.5008 | 0.026883 | 888.7255 | 0.015058 | 888.7255 | 0.0064736 | 875.6693 | 0 | 888.7255 | 0.0086734 | 888.5008 | 0.009661 | 883.1365 | 0 | 889.5098 | 0.015197 | 884.2682 | 0
|  |  | 875.9036 | 0 | 875.9 | 0 | 888.9661 | 0 | 875.9036 | -0.082679 | 888.9661 | -0.011537 | 0 | 0 | 888.9661 | 0 | 888.9661 | -0.0039797 | 888.7412 | -0.0011489 | 888.9661 | 0 | 888.9661 | -0.00018314 | 875.9036 | 0 | 888.9661 | -0.012832 | 888.7412 | -0.090551 | 883.3748 | 0 | 889.7524 | -0.013215 | 884.5074 | 0
|  |  | 876.138 | 0 | 876.14 | 0 | 889.2067 | 0.053372 | 876.138 | 0.12855 | 889.2067 | 0.00076334 | 0 | 0 | 889.2067 | 0.0043247 | 889.2067 | 0.037349 | 888.9816 | -0.00054607 | 889.2067 | 0.0060962 | 889.2067 | 0.013599 | 876.138 | 0 | 889.2067 | 0.0059712 | 888.9816 | -0.0060001 | 883.6131 | 0 | 889.995 | 0.016254 | 884.7465 | 0
|  |  | 876.3723 | 0 | 876.37 | 0 | 889.4473 | 0 | 876.3723 | 0.028349 | 889.4473 | -0.016132 | 0 | 0 | 889.4473 | 0 | 889.4473 | -0.016837 | 889.222 | -0.012784 | 889.4473 | 0 | 889.4473 | 0.0073319 | 876.3723 | 0 | 889.4473 | -0.014687 | 889.222 | -0.034382 | 883.8514 | 0 | 890.2376 | -0.013743 | 884.9855 | 0
|  |  | 876.6067 | 0 | 876.61 | 0 | 889.6879 | 0.032463 | 876.6067 | 0.14452 | 889.6879 | 0.003778 | 0 | 0 | 889.6879 | 0.0062296 | 889.6879 | 0.025678 | 889.4624 | -0.0089363 | 889.6879 | 0.011083 | 889.6879 | 0.012431 | 876.6067 | 0 | 889.6879 | 0.011112 | 889.4624 | 0.072146 | 884.0897 | 0 | 890.4802 | 0.01665 | 885.2247 | 0
|  |  | 876.8411 | 0 | 876.84 | 0 | 889.9286 | 0 | 876.8411 | -0.039665 | 889.9286 | -0.017767 | 0 | 0 | 889.9286 | 0 | 889.9286 | 0.0025491 | 889.7028 | -0.018013 | 889.9286 | 0 | 889.9286 | 0.0051729 | 876.8411 | 0 | 889.9286 | -0.015748 | 889.7028 | -0.076195 | 884.328 | 0 | 890.7228 | -0.013347 | 885.4638 | 0
|  |  | 877.0754 | 0 | 877.08 | 0 | 890.1692 | 0.092043 | 877.0754 | 0.12284 | 890.1692 | -0.0041264 | 0 | 0 | 890.1693 | 0.0022911 | 890.1692 | 0.012764 | 889.9432 | -0.0091966 | 890.1692 | 0.016105 | 890.1693 | 0.0089073 | 877.0754 | 0 | 890.1693 | 0.0084874 | 889.9432 | 0.064784 | 884.5663 | 0 | 890.9654 | 0.014536 | 885.7029 | 0
|  |  | 877.3098 | 0 | 877.31 | 0 | 890.4099 | 0 | 877.3098 | 0.017484 | 890.4099 | -0.0074316 | 0 | 0 | 890.4099 | 0 | 890.4099 | 0.0057613 | 890.1837 | -0.0056122 | 890.4099 | 0 | 890.4099 | 0.0029134 | 877.3098 | 0 | 890.4099 | -0.017009 | 890.1837 | -0.023498 | 884.8046 | 0 | 891.2081 | -0.014404 | 885.942 | 0
|  |  | 877.5442 | 0 | 877.54 | 0 | 890.6505 | 0.023591 | 877.5442 | 0.0073736 | 890.6505 | -0.002487 | 0 | 0 | 890.6506 | 0.0061172 | 890.6505 | 0.020214 | 890.4241 | 0.019535 | 890.6505 | 0.0094675 | 890.6506 | 0.0071791 | 877.5442 | 0 | 890.6506 | 0.010971 | 890.4241 | 0.067729 | 885.043 | 0 | 891.4507 | 0.01414 | 886.1812 | 0
|  |  | 877.7786 | 0 | 877.78 | 0 | 890.8912 | 0 | 877.7786 | 0.033221 | 890.8912 | -0.026942 | 0 | 0 | 890.8912 | 0 | 890.8912 | -0.010927 | 890.6645 | -0.010331 | 890.8912 | 0 | 890.8912 | -0.0014701 | 877.7786 | 0 | 890.8912 | -0.013041 | 890.6645 | -0.064048 | 885.2813 | 0 | 891.6933 | -0.013093 | 886.4203 | 0
|  |  | 878.0129 | 0 | 878.01 | 0 | 891.1319 | 0.037232 | 878.0129 | 0.091733 | 891.1319 | 0.0050127 | 0 | 0 | 891.1319 | 0.010069 | 891.1319 | 0.020363 | 890.905 | 0.0059052 | 891.1319 | 0.017455 | 891.1319 | 0.005467 | 878.0129 | 0 | 891.1319 | 0.006836 | 890.905 | 0.065521 | 885.5197 | 0 | 891.936 | 0.015329 | 886.6595 | 0
|  |  | 878.2473 | 0 | 878.25 | 0 | 891.3726 | 0 | 878.2473 | -0.059742 | 891.3726 | -0.022041 | 0 | 0 | 891.3726 | 0 | 891.3726 | -0.013162 | 891.1454 | -0.0037981 | 891.3726 | 0 | 891.3726 | 0.0090924 | 878.2473 | 0 | 891.3726 | -0.012342 | 891.1454 | -0.057791 | 885.7581 | 0 | 892.1786 | -0.011421 | 886.8987 | 0
|  |  | 878.4818 | 0 | 878.48 | 0 | 891.6133 | 0.077336 | 878.4818 | 0.047167 | 891.6133 | 0.0059342 | 0 | 0 | 891.6133 | 0.005693 | 891.6133 | 0.019569 | 891.3859 | 0.028947 | 891.6133 | 0.019102 | 891.6133 | 0.0064266 | 878.4818 | 0 | 891.6133 | 0.010963 | 891.3859 | 0.029636 | 885.9964 | 0 | 892.4213 | 0.013479 | 887.1378 | 0
|  |  | 878.7162 | 0 | 878.72 | 0 | 891.854 | 0 | 878.7162 | -0.0086905 | 891.854 | -0.01999 | 0 | 0 | 891.854 | 0 | 891.854 | -0.0065063 | 891.6263 | -0.017031 | 891.854 | 0 | 891.854 | 0.00073708 | 878.7162 | 0 | 891.854 | -0.016558 | 891.6263 | -0.050797 | 886.2348 | 0 | 892.664 | -0.009733 | 887.377 | 0
|  |  | 878.9506 | 0 | 878.95 | 0 | 892.0947 | 0.046431 | 878.9506 | 0.10083 | 892.0947 | 0.0093563 | 0 | 0 | 892.0947 | 0.0041924 | 892.0947 | 0.0048722 | 891.8668 | 0.0047897 | 892.0947 | 0.0025637 | 892.0947 | 0.0036384 | 878.9506 | 0 | 892.0947 | 0.0097254 | 891.8668 | 0.058159 | 886.4732 | 0 | 892.9067 | 0.017443 | 887.6162 | 0
|  |  | 879.185 | 0 | 879.18 | 0 | 892.3354 | 0 | 879.185 | 0.029633 | 892.3354 | -0.036564 | 0 | 0 | 892.3354 | 0 | 892.3354 | -0.01495 | 892.1073 | -0.028545 | 892.3354 | 0 | 892.3354 | -0.00072302 | 879.185 | 0 | 892.3354 | -0.012847 | 892.1073 | -0.08098 | 886.7116 | 0 | 893.1494 | -0.012497 | 887.8554 | 0
|  |  | 879.4194 | 0 | 879.42 | 0 | 892.5761 | 0.019154 | 879.4194 | 0.099809 | 892.5761 | 0.010105 | 0 | 0 | 892.5761 | 0.0068409 | 892.5761 | 0.03427 | 892.3478 | 0.0074414 | 892.5761 | 0.0073689 | 892.5761 | 0.010324 | 879.4194 | 0 | 892.5761 | 0.006984 | 892.3478 | 0.081349 | 886.95 | 0 | 893.3921 | 0.016386 | 888.0947 | 0
|  |  | 879.6539 | 0 | 879.65 | 0 | 892.8169 | 0 | 879.6539 | -0.0099861 | 892.8169 | -0.019761 | 0 | 0 | 892.8168 | 0 | 892.8169 | -0.015943 | 892.5883 | -0.021656 | 892.8169 | 0 | 892.8168 | 0.0016748 | 879.6539 | 0 | 892.8168 | -0.015988 | 892.5883 | -0.030681 | 887.1884 | 0 | 893.6348 | -0.011758 | 888.3339 | 0
|  |  | 879.8884 | 0 | 879.89 | 0 | 893.0576 | 0.050897 | 879.8884 | 0.051596 | 893.0576 | 0.0026947 | 0 | 0 | 893.0576 | 0.0077128 | 893.0576 | 0.019221 | 892.8288 | 0.013682 | 893.0576 | 0.012279 | 893.0576 | 0.014822 | 879.8884 | 0 | 893.0576 | 0.011299 | 892.8288 | 0.026733 | 887.4269 | 0 | 893.8776 | 0.015857 | 888.5731 | 0
|  |  | 880.1228 | 0 | 880.12 | 0 | 893.2983 | 0 | 880.1228 | 0.0079863 | 893.2983 | -0.010012 | 0 | 0 | 893.2983 | 0 | 893.2983 | -0.015645 | 893.0693 | -0.0086137 | 893.2983 | 0 | 893.2983 | 0.0043539 | 880.1228 | 0 | 893.2983 | -0.016971 | 893.0693 | -0.024678 | 887.6653 | 0 | 894.1203 | -0.01093 | 888.8123 | 0
|  |  | 880.3572 | 0 | 880.36 | 0 | 893.5391 | 0.042005 | 880.3572 | 0.059568 | 893.5391 | 0.00017894 | 0 | 0 | 893.5391 | 0.0093005 | 893.5391 | 0.0060096 | 893.3098 | 0.010774 | 893.5391 | 0.0080681 | 893.5391 | 0.0092415 | 880.3572 | 0 | 893.5391 | 0.013446 | 893.3098 | 0.050429 | 887.9037 | 0 | 894.363 | 0.013743 | 889.0516 | 0
|  |  | 880.5917 | 0 | 880.59 | 0 | 893.7799 | 0 | 880.5917 | 0.019805 | 893.7799 | -0.021515 | 0 | 0 | 893.7798 | 0 | 893.7799 | -0.0026185 | 893.5503 | -0.024993 | 893.7799 | 0 | 893.7798 | 0.0010852 | 880.5917 | 0 | 893.7799 | -0.019756 | 893.5503 | -0.047116 | 888.1422 | 0 | 894.6058 | -0.011287 | 889.2908 | 0
|  |  | 880.8262 | 0 | 880.83 | 0 | 894.0206 | 0.081161 | 880.8262 | 0.075165 | 894.0206 | 0.016229 | 0 | 0 | 894.0206 | 0.0095533 | 894.0206 | 0.01639 | 893.7908 | 0.014674 | 894.0206 | 0.010647 | 894.0206 | 0.012633 | 880.8262 | 0 | 894.0206 | 0.010017 | 893.7908 | 0.052269 | 888.3807 | 0 | 894.8486 | 0.015329 | 889.5301 | 0
|  |  | 881.0607 | 0 | 881.06 | 0 | 894.2614 | 0 | 881.0607 | 0.040815 | 894.2614 | -0.0099336 | 0 | 0 | 894.2614 | 0 | 894.2614 | -0.0062083 | 894.0313 | 0.0026335 | 894.2614 | 0 | 894.2614 | 0.0015049 | 881.0607 | 0 | 894.2614 | -0.016081 | 894.0313 | -0.042699 | 888.6191 | 0 | 895.0913 | -0.013875 | 889.7693 | 0
|  |  | 881.2952 | 0 | 881.3 | 0 | 894.5022 | 0.10788 | 881.2952 | 0.18311 | 894.5022 | 0.013177 | 0 | 0 | 894.5022 | 0.0084308 | 894.5022 | 0.033227 | 894.2719 | 0.0041395 | 894.5022 | 0.0166 | 894.5022 | 0.0013918 | 881.2952 | 0 | 894.5022 | 0.012771 | 894.2719 | 0.023085 | 888.8576 | 0 | 895.3341 | 0.013611 | 890.0087 | 0
|  |  | 881.5297 | 0 | 881.53 | 0 | 894.743 | 0 | 881.5297 | 0.045377 | 894.743 | -0.018908 | 0 | 0 | 894.743 | 0 | 894.743 | -0.01788 | 894.5124 | -0.020998 | 894.743 | 0 | 894.743 | 0.002111 | 881.5297 | 0 | 894.743 | -0.015439 | 894.5124 | -0.048956 | 889.0961 | 0 | 895.5769 | -0.013479 | 890.2479 | 0
|  |  | 881.7642 | 0 | 881.76 | 0 | 894.9838 | 0.056141 | 881.7642 | 0.11739 | 894.9838 | 0.0006067 | 0 | 0 | 894.9838 | 0.006537 | 894.9838 | 0.008195 | 894.753 | 0.0092344 | 894.9838 | 0.011412 | 894.9838 | 0.0026564 | 881.7642 | 0 | 894.9838 | 0.0072225 | 894.753 | 0.030293 | 889.3346 | 0 | 895.8197 | 0.016122 | 890.4872 | 0
|  |  | 881.9987 | 0 | 882 | 0 | 895.2246 | 0 | 881.9987 | -0.01134 | 895.2246 | -0.011725 | 0 | 0 | 895.2246 | 0 | 895.2246 | 0.00091814 | 894.9935 | -0.021989 | 895.2246 | 0 | 895.2246 | -0.0018445 | 881.9987 | 0 | 895.2246 | -0.011569 | 894.9935 | -0.066625 | 889.5731 | 0 | 896.0625 | -0.011518 | 890.7266 | 0
|  |  | 882.2332 | 0 | 882.23 | 0 | 895.4654 | 0.051689 | 882.2332 | 0.060472 | 895.4654 | 0.0077292 | 0 | 0 | 895.4654 | 0.011671 | 895.4654 | 0.030992 | 895.2341 | 0.016106 | 895.4654 | 0.018584 | 895.4654 | 0.012995 | 882.2332 | 0 | 895.4654 | 0.0083145 | 895.2341 | 0.03 | 889.8116 | 0 | 896.3053 | 0.0148 | 890.9659 | 0
|  |  | 882.4677 | 0 | 882.47 | 0 | 895.7062 | 0 | 882.4677 | -0.10424 | 895.7062 | -0.024032 | 0 | 0 | 895.7062 | 0 | 895.7062 | -0.01495 | 895.4746 | -0.036205 | 895.7062 | 0 | 895.7062 | -0.00050942 | 882.4677 | 0 | 895.7062 | -0.015854 | 895.4746 | -0.043435 | 890.0502 | 0 | 896.5482 | -0.01038 | 891.2052 | 0
|  |  | 882.7023 | 0 | 882.7 | 0 | 895.947 | 0.055082 | 882.7023 | 0.061358 | 895.947 | 0.0041482 | 0 | 0 | 895.947 | 0.0074389 | 895.947 | 0.018824 | 895.7152 | 0.035343 | 895.947 | 0.024866 | 895.947 | 0.0093936 | 882.7023 | 0 | 895.947 | 0.0078745 | 895.7152 | 0.019913 | 890.2887 | 0 | 896.791 | 0.0148 | 891.4445 | 0
|  |  | 882.9368 | 0 | 882.94 | 0 | 896.1879 | 0 | 882.9368 | -0.0864 | 896.1879 | -0.032365 | 0 | 0 | 896.1879 | 0 | 896.1879 | -0.00016754 | 895.9558 | -0.034222 | 896.1879 | 0 | 896.1879 | -0.0013203 | 882.9368 | 0 | 896.1879 | -0.014608 | 895.9558 | -0.08687 | 890.5273 | 0 | 897.0338 | -0.016915 | 891.6839 | 0
|  |  | 883.1713 | 0 | 883.17 | 0 | 896.4287 | 0.055673 | 883.1713 | 0.10176 | 896.4287 | -0.001706 | 0 | 0 | 896.4287 | 0.0026502 | 896.4287 | 0.0087413 | 896.1964 | 0.012233 | 896.4287 | 0.0051882 | 896.4287 | 0.010565 | 883.1713 | 0 | 896.4287 | 0.0077929 | 896.1964 | 0.053005 | 890.7658 | 0 | 897.2767 | 0.019029 | 891.9232 | 0
|  |  | 883.4059 | 0 | 883.41 | 0 | 896.6696 | 0 | 883.4059 | 0.021491 | 896.6696 | -0.016978 | 0 | 0 | 896.6696 | 0 | 896.6696 | -0.0045825 | 896.437 | -0.015642 | 896.6696 | 0 | 896.6696 | 0.0012397 | 883.4059 | 0 | 896.6696 | -0.011874 | 896.437 | -0.051901 | 891.0044 | 0 | 897.5195 | -0.012061 | 892.1626 | 0
|  |  | 883.6404 | 0 | 883.64 | 0 | 896.9104 | 0.085793 | 883.6404 | 0.046451 | 896.9104 | 0.01881 | 0 | 0 | 896.9104 | 0.021124 | 896.9104 | 0.026721 | 896.6776 | 0.015497 | 896.9104 | 0.022052 | 896.9104 | 0.007651 | 883.6404 | 0 | 896.9104 | 0.01164 | 896.6776 | 0.054478 | 891.243 | 0 | 897.7624 | 0.015857 | 892.402 | 0
|  |  | 883.875 | 0 | 883.88 | 0 | 897.1513 | 0 | 883.875 | 0.0034892 | 897.1513 | -0.0092096 | 0 | 0 | 897.1513 | 0 | 897.1513 | -0.00745 | 896.9182 | -0.024826 | 897.1513 | 0 | 897.1513 | -0.00082775 | 883.875 | 0 | 897.1513 | -0.015488 | 896.9182 | -0.060367 | 891.4816 | 0 | 898.0053 | -0.012081 | 892.6414 | 0
|  |  | 884.1096 | 0 | 884.11 | 0 | 897.3922 | 0.044664 | 884.1096 | 0.039057 | 897.3922 | 0.011351 | 0 | 0 | 897.3922 | 0.0041744 | 897.3922 | 0.021257 | 897.1588 | 0.0087354 | 897.3922 | 0.016858 | 897.3922 | 0.0097654 | 884.1096 | 0 | 897.3922 | 0.0043087 | 897.1588 | 0.071778 | 891.7202 | 0 | 898.2482 | 0.01665 | 892.8807 | 0
|  |  | 884.3442 | 0 | 884.34 | 0 | 897.633 | 0 | 884.3442 | -0.1049 | 897.633 | -0.031765 | 0 | 0 | 897.6331 | 0 | 897.6331 | 0.0021792 | 897.3994 | -0.028642 | 897.633 | 0 | 897.6331 | -0.0048358 | 884.3442 | 0 | 897.6331 | -0.015623 | 897.3994 | -0.056318 | 891.9587 | 0 | 898.4911 | -0.011867 | 893.1201 | 0
|  |  | 884.5787 | 0 | 884.58 | 0 | 897.8739 | 0.072706 | 884.5787 | -0.010016 | 897.8739 | 0.0018929 | 0 | 0 | 897.874 | 0.0088356 | 897.8739 | 0.025727 | 897.64 | 0.022068 | 897.8739 | 0.014277 | 897.874 | 0.0072818 | 884.5787 | 0 | 897.874 | 0.012188 | 897.64 | 0.10343 | 892.1974 | 0 | 898.734 | 0.01784 | 893.3596 | 0
|  |  | 884.8134 | 0 | 884.81 | 0 | 898.1148 | 0 | 884.8134 | 0.012211 | 898.1148 | -0.025501 | 0 | 0 | 898.1148 | 0 | 898.1148 | 0.006109 | 897.8806 | -0.011005 | 898.1148 | 0 | 898.1148 | -0.00048867 | 884.8134 | 0 | 898.1148 | -0.014495 | 897.8806 | -0.057054 | 892.436 | 0 | 898.9769 | -0.012206 | 893.5989 | 0
|  |  | 885.0479 | 0 | 885.05 | 0 | 898.3557 | 0.046 | 885.0479 | -0.049055 | 898.3557 | 0.0027923 | 0 | 0 | 898.3557 | 0.0061135 | 898.3557 | 0.035859 | 898.1213 | -0.00026348 | 898.3557 | 0.023516 | 898.3557 | 0.0060457 | 885.0479 | 0 | 898.3557 | 0.0066924 | 898.1213 | 0.053742 | 892.6746 | 0 | 899.2198 | 0.015329 | 893.8384 | 0
|  |  | 885.2825 | 0 | 885.28 | 0 | 898.5966 | 0 | 885.2825 | -0.044963 | 898.5966 | -0.011464 | 0 | 0 | 898.5966 | 0 | 898.5966 | -0.02682 | 898.3619 | -0.027348 | 898.5966 | 0 | 898.5966 | 0.0032991 | 885.2825 | 0 | 898.5966 | -0.014617 | 898.3619 | -0.043067 | 892.9133 | 0 | 899.4628 | -0.01171 | 894.0778 | 0
|  |  | 885.5172 | 0 | 885.52 | 0 | 898.8376 | 0.044344 | 885.5172 | 0.0077321 | 898.8376 | 0.0015236 | 0 | 0 | 898.8376 | 0 | 898.8376 | 0.020512 | 898.6026 | 0.0055967 | 898.8376 | 0.0086609 | 898.8376 | 0.0051499 | 885.5172 | 0 | 898.8376 | 0.0035264 | 898.6026 | 0.046012 | 893.1519 | 0 | 899.7057 | 0.015857 | 894.3173 | 0
|  |  | 885.7518 | 0 | 885.75 | 0 | 899.0785 | 0 | 885.7518 | -0.018788 | 899.0785 | -0.033439 | 0 | 0 | 899.0785 | 0 | 899.0785 | -0.01793 | 898.8432 | -0.038851 | 899.0785 | 0 | 899.0785 | 0.0040057 | 885.7518 | 0 | 899.0785 | -0.018542 | 898.8432 | -0.12736 | 893.3906 | 0 | 899.9487 | -0.013004 | 894.5567 | 0
|  |  | 885.9864 | 0 | 885.99 | 0 | 899.3194 | 0.091831 | 885.9864 | 0.086189 | 899.3194 | -0.001508 | 0 | 0 | 899.3194 | 0.0064037 | 899.3194 | 0.025429 | 899.0839 | 0.011214 | 899.3194 | 0.026058 | 899.3194 | 0.010961 | 885.9864 | 0 | 899.3194 | 0.010223 | 899.0839 | 0.035572 | 893.6292 | 0 | 900.1916 | 0.013611 | 894.7961 | 0
|  |  | 886.221 | 0 | 886.22 | 0 | 899.5604 | 0 | 886.221 | -0.078365 | 899.5604 | -0.027674 | 0 | 0 | 899.5604 | 0 | 899.5604 | -0.00745 | 899.3246 | -0.032066 | 899.5604 | 0 | 899.5604 | -0.002774 | 886.221 | 0 | 899.5604 | -0.017535 | 899.3246 | -0.053742 | 893.8679 | 0 | 900.4346 | -0.014272 | 895.0356 | 0
|  |  | 886.4556 | 0 | 886.46 | 0 | 899.8013 | 0.030273 | 886.4556 | 0.039256 | 899.8013 | 0.0076418 | 0 | 0 | 899.8013 | 0.0082761 | 899.8013 | 0.018526 | 899.5652 | 0.021203 | 899.8013 | 0.022011 | 899.8013 | 0.0075271 | 886.4556 | 0 | 899.8013 | 0.0087683 | 899.5652 | 0.036809 | 894.1066 | 0 | 900.6776 | 0.015197 | 895.2751 | 0
|  |  | 886.6903 | 0 | 886.69 | 0 | 900.0423 | 0 | 886.6903 | -0.12109 | 900.0423 | -0.027366 | 0 | 0 | 900.0422 | 0 | 900.0423 | 0.0077976 | 899.8059 | -0.022951 | 900.0423 | 0 | 900.0422 | 0.001209 | 886.6903 | 0 | 900.0422 | -0.011764 | 899.8059 | -0.089815 | 894.3453 | 0 | 900.9207 | -0.013875 | 895.5145 | 0
|  |  | 886.9249 | 0 | 886.92 | 0 | 900.2832 | 0.091213 | 886.9249 | 0.061102 | 900.2832 | 0.0086664 | 0 | 0 | 900.2832 | 0.0067557 | 900.2832 | 0 | 900.0466 | 0.02052 | 900.2832 | 0.015563 | 900.2832 | 0.0044027 | 886.9249 | 0 | 900.2832 | 0.0038646 | 900.0466 | 0.032482 | 894.584 | 0 | 901.1636 | 0.013103 | 895.754 | 0
|  |  | 887.1596 | 0 | 887.16 | 0 | 900.5242 | 0 | 887.1596 | -0.085513 | 900.5242 | -0.018577 | 0 | 0 | 900.5242 | 0 | 900.5242 | 0 | 900.2873 | -0.015942 | 900.5242 | 0 | 900.5242 | 0.0035143 | 887.1596 | 0 | 900.5242 | -0.018715 | 900.2873 | -0.076563 | 894.8227 | 0 | 901.4066 | -0.012985 | 895.9935 | 0
|  |  | 887.3943 | 0 | 887.39 | 0 | 900.7652 | 0.043134 | 887.3943 | 0.15786 | 900.7652 | -0.0039804 | 0 | 0 | 900.7651 | 0.0024401 | 900.7652 | 0 | 900.528 | 0.019106 | 900.7652 | 0.018301 | 900.7651 | 0.0074863 | 887.3943 | 0 | 900.7651 | 0.012885 | 900.528 | 0.027229 | 895.0615 | 0 | 901.6497 | 0.016783 | 896.233 | 0
|  |  | 887.629 | 0 | 887.63 | 0 | 901.0061 | 0 | 887.629 | -0.065987 | 901.0061 | -0.038806 | 0 | 0 | 901.0062 | 0 | 901.0062 | 0 | 900.7687 | -0.036357 | 901.0061 | 0 | 901.0062 | -0.0040585 | 887.629 | 0 | 901.0062 | -0.018164 | 900.7687 | -0.098281 | 895.3002 | 0 | 901.8927 | -0.013875 | 896.4726 | 0
|  |  | 887.8637 | 0 | 887.86 | 0 | 901.2471 | 0.069206 | 887.8636 | -0.016482 | 901.2471 | 0.0093271 | 0 | 0 | 901.2471 | 0.0055129 | 901.2471 | 0 | 901.0094 | 0.024185 | 901.2471 | 0.011686 | 901.2471 | 0.0078103 | 887.8636 | 0 | 901.2471 | 0.01111 | 901.0094 | 0.078772 | 895.5389 | 0 | 902.1357 | 0.01665 | 896.7121 | 0
|  |  | 888.0983 | 0 | 888.1 | 0 | 901.4881 | 0 | 888.0983 | -0.062015 | 901.4881 | -0.028765 | 0 | 0 | 901.4882 | 0 | 901.4881 | 0 | 901.2501 | -0.023539 | 901.4881 | 0 | 901.4882 | 0.0018001 | 888.0983 | 0 | 901.4882 | -0.010019 | 901.2501 | -0.066625 | 895.7776 | 0 | 902.3788 | -0.010522 | 896.9516 | 0
|  |  | 888.333 | 0 | 888.33 | 0 | 901.7291 | 0.074171 | 888.333 | -0.078303 | 901.7291 | 0.0046853 | 0 | 0 | 901.7291 | 0.0048667 | 901.7291 | 0 | 901.4909 | 0.025535 | 901.7291 | 0.013932 | 901.7291 | 0.0099286 | 888.333 | 0 | 901.7291 | 0.010577 | 901.4909 | 0.046012 | 896.0164 | 0 | 902.6218 | 0.014536 | 897.1912 | 0
|  |  | 888.5677 | 0 | 888.57 | 0 | 901.9702 | 0 | 888.5677 | 0.011651 | 901.9702 | -0.023244 | 0 | 0 | 901.9702 | 0 | 901.9702 | 0 | 901.7316 | -0.029186 | 901.9702 | 0 | 901.9702 | 0.0035347 | 888.5677 | 0 | 901.9701 | -0.014803 | 901.7316 | -0.06368 | 896.2552 | 0 | 902.8649 | -0.014932 | 897.4307 | 0
|  |  | 888.8024 | 0 | 888.8 | 0 | 902.2112 | 0.014827 | 888.8024 | 0.01453 | 902.2112 | -0.0037857 | 0 | 0 | 902.2112 | 0.0036995 | 902.2112 | 0 | 901.9723 | 0.018986 | 902.2112 | 0.015472 | 902.2112 | 0.0053505 | 888.8024 | 0 | 902.2112 | 0.009879 | 901.9723 | 0.04822 | 896.494 | 0 | 903.108 | 0.015461 | 897.6703 | 0
|  |  | 889.0371 | 0 | 889.04 | 0 | 902.4522 | 0 | 889.0371 | -0.0471 | 902.4522 | -0.018493 | 0 | 0 | 902.4522 | 0 | 902.4522 | 0 | 902.2131 | -0.043796 | 902.4522 | 0 | 902.4522 | -0.0022568 | 889.0371 | 0 | 902.4522 | -0.0137 | 902.2131 | -0.061103 | 896.7328 | 0 | 903.3511 | -0.012869 | 897.9099 | 0
|  |  | 889.2718 | 0 | 889.27 | 0 | 902.6932 | 0.070329 | 889.2719 | 0.090746 | 902.6932 | 0.014976 | 0 | 0 | 902.6932 | 0.0067718 | 902.6932 | 0 | 902.4538 | 0.0047943 | 902.6932 | 0.0075078 | 902.6932 | 0.010491 | 889.2719 | 0 | 902.6932 | 0.0035964 | 902.4538 | 0.10417 | 896.9716 | 0 | 903.5942 | 0.0185 | 898.1494 | 0
|  |  | 889.5065 | 0 | 889.51 | 0 | 902.9343 | 0 | 889.5065 | -0.076265 | 902.9343 | -0.018084 | 0 | 0 | 902.9343 | 0 | 902.9343 | 0 | 902.6946 | -0.033968 | 902.9343 | 0 | 902.9343 | -0.0010476 | 889.5065 | 0 | 902.9343 | -0.012503 | 902.6946 | -0.073619 | 897.2104 | 0 | 903.8373 | -0.015065 | 898.389 | 0
|  |  | 889.7413 | 0 | 889.74 | 0 | 903.1753 | 0.066327 | 889.7413 | 0.047559 | 903.1753 | 0.012358 | 0 | 0 | 903.1754 | 0.0076372 | 903.1753 | 0 | 902.9354 | 0.019404 | 903.1753 | 0.0019526 | 903.1754 | 0.006545 | 889.7413 | 0 | 903.1753 | 0.0087164 | 902.9353 | 0.037545 | 897.4492 | 0 | 904.0804 | 0.016518 | 898.6286 | 0
|  |  | 889.976 | 0 | 889.98 | 0 | 903.4164 | 0 | 889.976 | 0.024954 | 903.4164 | -0.024496 | 0 | 0 | 903.4164 | 0 | 903.4164 | 0 | 903.1761 | -0.01814 | 903.4164 | 0 | 903.4164 | -0.0011532 | 889.976 | 0 | 903.4164 | -0.014055 | 903.1761 | -0.092759 | 897.688 | 0 | 904.3235 | -0.018765 | 898.8682 | 0
|  |  | 890.2107 | 0 | 890.21 | 0 | 903.6575 | 0.042581 | 890.2108 | 0.079997 | 903.6575 | 0.0083086 | 0 | 0 | 903.6575 | 0.0054016 | 903.6575 | 0 | 903.4169 | 0.023342 | 903.6575 | 0.015253 | 903.6575 | 0.0088363 | 890.2108 | 0 | 903.6575 | 0.0097242 | 903.4169 | 0.097177 | 897.9268 | 0 | 904.5666 | 0.029469 | 899.1078 | 0
|  |  | 890.4455 | 0 | 890.45 | 0 | 903.8985 | 0 | 890.4455 | -0.10284 | 903.8985 | -0.027539 | 0 | 0 | 903.8986 | 0 | 903.8985 | 0 | 903.6577 | -0.020248 | 903.8985 | 0 | 903.8986 | -0.0072209 | 890.4455 | 0 | 903.8986 | -0.011649 | 903.6577 | -0.061472 | 898.1657 | 0 | 904.8098 | -0.014007 | 899.3474 | 0
|  |  | 890.6803 | 0 | 890.68 | 0 | 904.1396 | 0.025483 | 890.6803 | 0.038521 | 904.1396 | 0.0086441 | 0 | 0 | 904.1396 | 0.0068011 | 904.1396 | 0 | 903.8985 | 0.0097871 | 904.1396 | 0.0047474 | 904.1396 | 0.011258 | 890.6803 | 0 | 904.1396 | 0.010829 | 903.8985 | 0.00067189 | 898.4045 | 0 | 905.0529 | 0.016518 | 899.5871 | 0
|  |  | 890.915 | 0 | 890.92 | 0 | 904.3807 | 0 | 890.915 | 0.0023883 | 904.3807 | -0.013847 | 0 | 0 | 904.3807 | 0 | 904.3807 | 0 | 904.1393 | -0.027103 | 904.3807 | 0 | 904.3807 | 0.0051113 | 890.915 | 0 | 904.3807 | -0.010523 | 904.1393 | -0.08687 | 898.6434 | 0 | 905.2961 | -0.013743 | 899.8267 | 0
|  |  | 891.1498 | 0 | 891.15 | 0 | 904.6218 | 0.096851 | 891.1498 | 0.1072 | 904.6218 | 0.0030415 | 0 | 0 | 904.6218 | 0.0024379 | 904.6218 | 0 | 904.3801 | 0.010204 | 904.6218 | 0.024708 | 904.6218 | 0.0075875 | 891.1498 | 0 | 904.6218 | 0.010515 | 904.3801 | 0.0064998 | 898.8823 | 0 | 905.5393 | 0.01599 | 900.0663 | 0
|  |  | 891.3846 | 0 | 891.38 | 0 | 904.8629 | 0 | 891.3846 | -0.11847 | 904.8629 | -0.0056 | 0 | 0 | 904.8629 | 0 | 904.8629 | 0 | 904.6209 | -0.024841 | 904.8629 | 0 | 904.8629 | 0.0039295 | 891.3846 | 0 | 904.8629 | -0.014716 | 904.6209 | -0.050429 | 899.1212 | 0 | 905.7824 | -0.014007 | 900.306 | 0
|  |  | 891.6194 | 0 | 891.62 | 0 | 905.104 | 0.013181 | 891.6194 | -0.045872 | 905.104 | 0.00032264 | 0 | 0 | 905.104 | 0.0078158 | 905.104 | 0 | 904.8617 | 0.0179 | 905.104 | 0.022515 | 905.104 | 0.010024 | 891.6194 | 0 | 905.104 | 0.0090514 | 904.8617 | 0.020921 | 899.36 | 0 | 906.0256 | 0.0148 | 900.5457 | 0
|  |  | 891.8542 | 0 | 891.85 | 0 | 905.3451 | 0 | 891.8542 | -0.021654 | 905.3451 | -0.031278 | 0 | 0 | 905.3451 | 0 | 905.3451 | 0 | 905.1025 | -0.013772 | 905.3451 | 0 | 905.3451 | 0.0041048 | 891.8542 | 0 | 905.3451 | -0.018251 | 905.1025 | -0.093496 | 899.5989 | 0 | 906.2688 | -0.017179 | 900.7853 | 0
|  |  | 892.0889 | 0 | 892.09 | 0 | 905.5862 | 0.070161 | 892.0889 | 0.084376 | 905.5862 | 0.01813 | 0 | 0 | 905.5862 | 0.0078644 | 905.5862 | 0 | 905.3433 | 0.0030074 | 905.5862 | 0.021563 | 905.5862 | 0.012922 | 892.0889 | 0 | 905.5862 | 0.012472 | 905.3433 | 0.065889 | 899.8378 | 0 | 906.512 | 0.015593 | 901.025 | 0
|  |  | 892.3237 | 0 | 892.32 | 0 | 905.8274 | 0 | 892.3237 | -0.043424 | 905.8274 | -0.010153 | 0 | 0 | 905.8274 | 0 | 905.8274 | 0 | 905.5842 | -0.027405 | 905.8274 | 0 | 905.8274 | -0.0032212 | 892.3237 | 0 | 905.8274 | -0.015172 | 905.5842 | -0.051901 | 900.0768 | 0 | 906.7552 | -0.01414 | 901.2647 | 0
|  |  | 892.5586 | 0 | 892.56 | 0 | 906.0685 | 0.073785 | 892.5586 | 0.028306 | 906.0685 | 0.01545 | 0 | 0 | 906.0685 | 0.0071179 | 906.0685 | 0 | 905.825 | 0.018663 | 906.0685 | 0.0010265 | 906.0685 | 0.0068356 | 892.5586 | 0 | 906.0685 | 0.0065109 | 905.825 | 0.087974 | 900.3157 | 0 | 906.9984 | 0.018236 | 901.5044 | 0
|  |  | 892.7934 | 0 | 892.79 | 0 | 906.3097 | 0 | 892.7934 | -0.053809 | 906.3097 | -0.0064768 | 0 | 0 | 906.3096 | 0 | 906.3097 | 0 | 906.0658 | -0.0083984 | 906.3097 | 0 | 906.3096 | -0.00053678 | 892.7934 | 0 | 906.3096 | -0.013762 | 906.0658 | -0.034879 | 900.5546 | 0 | 907.2416 | -0.015197 | 901.7441 | 0
|  |  | 893.0282 | 0 | 893.03 | 0 | 906.5508 | 0.0045465 | 893.0282 | 0.06114 | 906.5508 | -0.0024929 | 0 | 0 | 906.5508 | 0.0097718 | 906.5508 | 0 | 906.3067 | 0.016192 | 906.5508 | 0.0087385 | 906.5508 | 0.0098925 | 893.0282 | 0 | 906.5508 | 0.010084 | 906.3067 | 0.0946 | 900.7936 | 0 | 907.4849 | 0.016783 | 901.9838 | 0
|  |  | 893.2631 | 0 | 893.26 | 0 | 906.792 | 0 | 893.2631 | -0.060999 | 906.792 | -0.026792 | 0 | 0 | 906.792 | 0 | 906.792 | 0 | 906.5476 | -0.010529 | 906.792 | 0 | 906.792 | 0.00068259 | 893.2631 | 0 | 906.792 | -0.021122 | 906.5476 | -0.092023 | 901.0325 | 0 | 907.7282 | -0.014932 | 902.2236 | 0
|  |  | 893.4979 | 0 | 893.5 | 0 | 907.0331 | 0.063581 | 893.4979 | -0.02206 | 907.0331 | -0.0088598 | 0 | 0 | 907.0331 | 0.00089791 | 907.0331 | 0 | 906.7884 | -0.0039976 | 907.0331 | 0.010745 | 907.0331 | 0.013962 | 893.4979 | 0 | 907.0331 | 0.006707 | 906.7884 | 0.10086 | 901.2715 | 0 | 907.9714 | 0.016915 | 902.4633 | 0
|  |  | 893.7327 | 0 | 893.73 | 0 | 907.2743 | 0 | 893.7327 | -0.017154 | 907.2743 | -0.0085347 | 0 | 0 | 907.2743 | 0 | 907.2743 | 0 | 907.0293 | -0.012904 | 907.2743 | 0 | 907.2743 | -0.0011603 | 893.7327 | 0 | 907.2743 | -0.015064 | 907.0293 | -0.092391 | 901.5104 | 0 | 908.2147 | -0.013479 | 902.703 | 0
|  |  | 893.9676 | 0 | 893.97 | 0 | 907.5155 | 0.078608 | 893.9676 | 0.059442 | 907.5155 | 0.0082836 | 0 | 0 | 907.5155 | 0.010909 | 907.5155 | 0 | 907.2702 | -0.0046389 | 907.5155 | 0.019485 | 907.5155 | 0.0064945 | 893.9676 | 0 | 907.5155 | 0.0083383 | 907.2702 | 0.045644 | 901.7495 | 0 | 908.4579 | 0.014272 | 902.9428 | 0
|  |  | 894.2024 | 0 | 894.2 | 0 | 907.7567 | 0 | 894.2025 | 0.12993 | 907.7567 | -0.022559 | 0 | 0 | 907.7567 | 0 | 907.7567 | 0 | 907.511 | -0.025065 | 907.7567 | 0 | 907.7567 | -0.0031285 | 894.2025 | 0 | 907.7567 | -0.015056 | 907.511 | -0.083925 | 901.9884 | 0 | 908.7012 | -0.015725 | 903.1826 | 0
|  |  | 894.4373 | 0 | 894.44 | 0 | 907.9979 | 0.10634 | 894.4373 | -0.0093478 | 907.9979 | 0.0074246 | 0 | 0 | 907.9979 | 0.0073568 | 907.9979 | 0 | 907.7519 | 0.040028 | 907.9979 | 0.022571 | 907.9979 | 0.011174 | 894.4373 | 0 | 907.9979 | 0.0094576 | 907.7519 | 0.082821 | 902.2274 | 0 | 908.9445 | 0.015329 | 903.4223 | 0
|  |  | 894.6722 | 0 | 894.67 | 0 | 908.2391 | 0 | 894.6722 | -0.016343 | 908.2391 | -0.026292 | 0 | 0 | 908.2391 | 0 | 908.2391 | 0 | 907.9928 | -0.022663 | 908.2391 | 0 | 908.2391 | 0.0044205 | 894.6722 | 0 | 908.2391 | -0.014539 | 907.9928 | -0.094232 | 902.4664 | 0 | 909.1878 | -0.014668 | 903.6621 | 0
|  |  | 894.907 | 0 | 894.91 | 0 | 908.4803 | 0.077289 | 894.907 | 0.022743 | 908.4803 | -0.0016784 | 0 | 0 | 908.4803 | 0.0088575 | 908.4803 | 0 | 908.2337 | 0.01823 | 908.4803 | 0.014798 | 908.4803 | 0.0049635 | 894.907 | 0 | 908.4803 | 0.012383 | 908.2337 | 0.035608 | 902.7054 | 0 | 909.4311 | 0.018765 | 903.9019 | 0
|  |  | 895.1419 | 0 | 895.14 | 0 | 908.7215 | 0 | 895.1419 | -0.036339 | 908.7215 | -0.034769 | 0 | 0 | 908.7215 | 0 | 908.7215 | 0 | 908.4746 | -0.035668 | 908.7215 | 0 | 908.7215 | 0.00049147 | 895.1419 | 0 | 908.7215 | -0.012719 | 908.4746 | -0.051533 | 902.9445 | 0 | 909.6744 | -0.013743 | 904.1417 | 0
|  |  | 895.3768 | 0 | 895.38 | 0 | 908.9627 | 0.015495 | 895.3768 | 0.11147 | 908.9627 | 0.010976 | 0 | 0 | 908.9628 | 0.017602 | 908.9627 | 0 | 908.7156 | 0.0081135 | 908.9627 | 0.029484 | 908.9628 | 0.0065688 | 895.3768 | 0 | 908.9628 | 0.0094745 | 908.7156 | 0.048956 | 903.1835 | 0 | 909.9178 | 0.018368 | 904.3815 | 0
|  |  | 895.6117 | 0 | 895.61 | 0 | 909.204 | 0 | 895.6117 | -0.041599 | 909.204 | -0.029798 | 0 | 0 | 909.204 | 0 | 909.204 | 0 | 908.9565 | 0.0051132 | 909.204 | 0 | 909.204 | 0.00074566 | 895.6117 | 0 | 909.204 | -0.018637 | 908.9565 | -0.12184 | 903.4225 | 0 | 910.1611 | -0.01203 | 904.6213 | 0
|  |  | 895.8466 | 0 | 895.85 | 0 | 909.4452 | 0.10181 | 895.8466 | 0.18487 | 909.4452 | 0.010303 | 0 | 0 | 909.4452 | 0.0062094 | 909.4452 | 0 | 909.1974 | -0.010627 | 909.4452 | 0.008056 | 909.4452 | 0.0062508 | 895.8466 | 0 | 909.4452 | 0.0075431 | 909.1974 | 0.049324 | 903.6616 | 0 | 910.4045 | 0.017708 | 904.8611 | 0
|  |  | 896.0815 | 0 | 896.08 | 0 | 909.6865 | 0 | 896.0815 | -0.02726 | 909.6865 | -0.036418 | 0 | 0 | 909.6865 | 0 | 909.6865 | 0 | 909.4383 | -0.049589 | 909.6865 | 0 | 909.6865 | 0.0045732 | 896.0815 | 0 | 909.6865 | -0.014974 | 909.4383 | -0.090183 | 903.9007 | 0 | 910.6478 | -0.013479 | 905.1009 | 0
|  |  | 896.3164 | 0 | 896.32 | 0 | 909.9277 | 0.052958 | 896.3164 | -0.054355 | 909.9277 | 0.0087943 | 0 | 0 | 909.9277 | 0.011101 | 909.9277 | 0 | 909.6793 | -0.0024532 | 909.9277 | 0.030063 | 909.9277 | 0.0045965 | 896.3164 | 0 | 909.9277 | 0.011487 | 909.6793 | 0.048956 | 904.1398 | 0 | 910.8912 | 0.017575 | 905.3408 | 0
|  |  | 896.5513 | 0 | 896.55 | 0 | 910.169 | 0 | 896.5513 | 0.0544 | 910.169 | -0.042671 | 0 | 0 | 910.169 | 0 | 910.169 | 0 | 909.9202 | -0.0027135 | 910.169 | 0 | 910.169 | -0.0025786 | 896.5513 | 0 | 910.169 | -0.018679 | 909.9202 | -0.078772 | 904.3788 | 0 | 911.1345 | -0.016386 | 905.5806 | 0
|  |  | 896.7863 | 0 | 896.79 | 0 | 910.4102 | 0.040814 | 896.7863 | 0.13096 | 910.4102 | 0.0021934 | 0 | 0 | 910.4103 | 0.0047971 | 910.4103 | 0 | 910.1612 | -0.011617 | 910.4102 | 0.027157 | 910.4103 | 0.0089806 | 896.7863 | 0 | 910.4103 | 0.0079574 | 910.1612 | 0.022272 | 904.6179 | 0 | 911.3779 | 0.016783 | 905.8204 | 0
|  |  | 897.0212 | 0 | 897.02 | 0 | 910.6515 | 0 | 897.0212 | -0.13704 | 910.6515 | -0.021991 | 0 | 0 | 910.6516 | 0 | 910.6515 | 0 | 910.4021 | -0.020452 | 910.6515 | 0 | 910.6516 | -0.0031279 | 897.0212 | 0 | 910.6516 | -0.0077372 | 910.4021 | -0.033284 | 904.8571 | 0 | 911.6213 | -0.01414 | 906.0603 | 0
|  |  | 897.2562 | 0 | 897.26 | 0 | 910.8928 | 0.12711 | 897.2562 | 0.042605 | 910.8928 | 0.020124 | 0 | 0 | 910.8928 | 0.013357 | 910.8928 | 0 | 910.6431 | 0.012515 | 910.8928 | 0.0009047 | 910.8928 | 0.0094785 | 897.2562 | 0 | 910.8928 | 0.010296 | 910.6431 | 0.076931 | 905.0961 | 0 | 911.8647 | 0.01969 | 906.3002 | 0
|  |  | 897.4911 | 0 | 897.49 | 0 | 911.1341 | 0 | 897.4911 | -0.070276 | 911.1341 | -0.018538 | 0 | 0 | 911.1341 | 0 | 911.1341 | 0 | 910.8841 | -0.012864 | 911.1341 | 0 | 911.1341 | 0.0018058 | 897.4911 | 0 | 911.1341 | -0.014992 | 910.8841 | -0.087606 | 905.3353 | 0 | 912.1082 | -0.013743 | 906.54 | 0
|  |  | 897.7261 | 0 | 897.73 | 0 | 911.3754 | 0.080772 | 897.7261 | 0.022596 | 911.3754 | -0.0027931 | 0 | 0 | 911.3754 | 0.002578 | 911.3754 | 0 | 911.125 | 0.03389 | 911.3754 | 0.032231 | 911.3754 | 0.0016736 | 897.7261 | 0 | 911.3754 | 0.0080652 | 911.125 | 0.061103 | 905.5744 | 0 | 912.3516 | 0.018236 | 906.78 | 0
|  |  | 897.9611 | 0 | 897.96 | 0 | 911.6167 | 0 | 897.9611 | 0.051572 | 911.6167 | -0.014521 | 0 | 0 | 911.6167 | 0 | 911.6167 | 0 | 911.366 | -0.00055781 | 911.6167 | 0 | 911.6167 | 0.0023653 | 897.9611 | 0 | 911.6167 | -0.013696 | 911.366 | -0.061472 | 905.8135 | 0 | 912.595 | -0.015065 | 907.0198 | 0
|  |  | 898.196 | 0 | 898.2 | 0 | 911.858 | 0.052308 | 898.196 | 0.049998 | 911.858 | 0.011821 | 0 | 0 | 911.858 | 0.010657 | 911.858 | 0 | 911.607 | 0.016509 | 911.858 | 0.023321 | 911.858 | 0.0017708 | 898.196 | 0 | 911.858 | 0.0112 | 911.607 | 0.045644 | 906.0527 | 0 | 912.8384 | 0.019161 | 907.2598 | 0
|  |  | 898.431 | 0 | 898.43 | 0 | 912.0993 | 0 | 898.431 | 0.047433 | 912.0993 | -0.0022778 | 0 | 0 | 912.0994 | 0 | 912.0993 | 0 | 911.848 | -0.020121 | 912.0993 | 0 | 912.0994 | -0.00028843 | 898.431 | 0 | 912.0994 | -0.013835 | 911.848 | -0.050061 | 906.2918 | 0 | 913.0819 | -0.012682 | 907.4996 | 0
|  |  | 898.6659 | 0 | 898.67 | 0 | 912.3407 | 0.094042 | 898.666 | 0.049071 | 912.3407 | 0.0093644 | 0 | 0 | 912.3406 | 0.005469 | 912.3407 | 0 | 912.089 | 0.01304 | 912.3407 | 0.021729 | 912.3406 | 0.0042711 | 898.666 | 0 | 912.3406 | 0.013275 | 912.089 | 0.074723 | 906.531 | 0 | 913.3253 | 0.019293 | 907.7396 | 0
|  |  | 898.9009 | 0 | 898.9 | 0 | 912.582 | 0 | 898.9009 | -0.034425 | 912.582 | -0.037112 | 0 | 0 | 912.582 | 0 | 912.582 | 0 | 912.33 | -0.029381 | 912.582 | 0 | 912.582 | 0.000783 | 898.9009 | 0 | 912.582 | -0.014993 | 912.33 | -0.068097 | 906.7701 | 0 | 913.5688 | -0.016254 | 907.9795 | 0
|  |  | 899.1359 | 0 | 899.14 | 0 | 912.8233 | 0.095187 | 899.1359 | 0.041635 | 912.8233 | 0.01452 | 0 | 0 | 912.8234 | 0.013109 | 912.8233 | 0 | 912.571 | 0.0217 | 912.8233 | 0.042094 | 912.8234 | 0.0098001 | 899.1359 | 0 | 912.8234 | 0.0077658 | 912.571 | 0.16196 | 907.0093 | 0 | 913.8123 | 0.018104 | 908.2195 | 0
|  |  | 899.3709 | 0 | 899.37 | 0 | 913.0647 | 0 | 899.3709 | -0.054595 | 913.0647 | -0.016426 | 0 | 0 | 913.0647 | 0 | 913.0647 | 0 | 912.812 | -0.008782 | 913.0647 | 0 | 913.0647 | -0.0013191 | 899.3709 | 0 | 913.0647 | -0.015854 | 912.812 | -0.078772 | 907.2485 | 0 | 914.0557 | -0.0148 | 908.4594 | 0
|  |  | 899.606 | 0 | 899.61 | 0 | 913.306 | 0.075056 | 899.606 | 0.1223 | 913.306 | -0.007054 | 0 | 0 | 913.306 | 0 | 913.3061 | 0 | 913.0531 | -0.0006985 | 913.306 | 0.0028058 | 913.306 | 0.0072538 | 899.606 | 0 | 913.306 | 0.0086214 | 913.053 | 0.053373 | 907.4877 | 0 | 914.2993 | 0.018368 | 908.6993 | 0
|  |  | 899.8409 | 0 | 899.84 | 0 | 913.5474 | 0 | 899.8409 | -0.18201 | 913.5474 | -0.042393 | 0 | 0 | 913.5474 | 0 | 913.5474 | 0 | 913.2941 | -0.060219 | 913.5474 | 0 | 913.5474 | -0.0018385 | 899.8409 | 0 | 913.5474 | -0.015889 | 913.2941 | -0.088342 | 907.7269 | 0 | 914.5427 | -0.016518 | 908.9393 | 0
|  |  | 900.076 | 0 | 900.08 | 0 | 913.7888 | 0.13122 | 900.076 | -0.0055264 | 913.7888 | 0.0048837 | 0 | 0 | 913.7888 | 0.012652 | 913.7888 | 0 | 913.5351 | -0.0047578 | 913.7888 | 0.0317 | 913.7888 | 0.011087 | 900.076 | 0 | 913.7888 | 0.0082707 | 913.5351 | 0.062208 | 907.9662 | 0 | 914.7862 | 0.017972 | 909.1793 | 0
|  |  | 900.311 | 0 | 900.31 | 0 | 914.0302 | 0 | 900.311 | 0 | 914.0302 | -0.0060548 | 0 | 0 | 914.0302 | 0 | 914.0302 | 0 | 913.7762 | -0.0084473 | 914.0302 | 0 | 914.0302 | -0.0053225 | 900.311 | 0 | 914.0302 | -0.014827 | 913.7762 | -0.072146 | 908.2054 | 0 | 915.0298 | -0.013057 | 909.4193 | 0
|  |  | 900.546 | 0 | 900.55 | 0 | 914.2715 | 0.077207 | 900.546 | 0 | 914.2715 | 0.019628 | 0 | 0 | 914.2715 | 0.016297 | 914.2716 | 0 | 914.0172 | 0.0061327 | 914.2715 | 0.039108 | 914.2715 | 0.0028106 | 900.546 | 0 | 914.2716 | 0.015185 | 914.0172 | 0.099753 | 908.4446 | 0 | 915.2733 | 0.01969 | 909.6592 | 0
|  |  | 900.7811 | 0 | 900.78 | 0 | 914.5129 | 0 | 900.7811 | 0 | 914.5129 | -0.018913 | 0 | 0 | 914.5129 | 0 | 914.5129 | 0 | 914.2583 | -0.032421 | 914.5129 | 0 | 914.5129 | 0.0046631 | 900.7811 | 0 | 914.5129 | -0.014345 | 914.2583 | -0.13988 | 908.6839 | 0 | 915.5168 | -0.016386 | 909.8993 | 0
|  |  | 901.0161 | 0 | 901.02 | 0 | 914.7543 | 0.04251 | 901.0161 | 0 | 914.7543 | 0.0094321 | 0 | 0 | 914.7543 | 0.012654 | 914.7543 | 0 | 914.4993 | 0.011177 | 914.7543 | 0.0098175 | 914.7543 | 0.012307 | 901.0161 | 0 | 914.7543 | 0.0078893 | 914.4993 | 0.14172 | 908.9232 | 0 | 915.7604 | 0.017972 | 910.1393 | 0
|  |  | 901.2512 | 0 | 901.25 | 0 | 914.9957 | 0 | 901.2512 | 0 | 914.9957 | -0.017053 | 0 | 0 | 914.9957 | 0 | 914.9958 | 0 | 914.7404 | -0.02478 | 914.9957 | 0 | 914.9957 | 0.0018007 | 901.2512 | 0 | 914.9957 | -0.010714 | 914.7404 | -0.0019691 | 909.1624 | 0 | 916.004 | -0.015725 | 910.3793 | 0
|  |  | 901.4863 | 0 | 901.49 | 0 | 915.2372 | 0.080971 | 901.4863 | 0 | 915.2372 | -0.00084409 | 0 | 0 | 915.2372 | 0.0096138 | 915.2372 | 0 | 914.9815 | 0.028287 | 915.2372 | 0.027502 | 915.2372 | 0.0088236 | 901.4863 | 0 | 915.2372 | 0.010599 | 914.9815 | 0.092759 | 909.4017 | 0 | 916.2475 | 0.017047 | 910.6193 | 0
|  |  | 901.7213 | 0 | 901.72 | 0 | 915.4786 | 0 | 901.7213 | 0 | 915.4786 | -0.020821 | 0 | 0 | 915.4786 | 0 | 915.4786 | 0 | 915.2225 | -0.012107 | 915.4786 | 0 | 915.4786 | -0.0022132 | 901.7213 | 0 | 915.4786 | -0.019891 | 915.2225 | -0.078404 | 909.641 | 0 | 916.4911 | -0.014404 | 910.8594 | 0
|  |  | 901.9564 | 0 | 901.96 | 0 | 915.72 | 0.13319 | 901.9564 | 0 | 915.72 | 0.020161 | 0 | 0 | 915.72 | 0.013498 | 915.72 | 0 | 915.4636 | 0.025062 | 915.72 | 0.017624 | 915.72 | 0.0037726 | 901.9564 | 0 | 915.72 | 0.014005 | 915.4636 | 0.084293 | 909.8802 | 0 | 916.7347 | 0.019293 | 911.0994 | 0
|  |  | 902.1915 | 0 | 902.19 | 0 | 915.9614 | 0 | 902.1915 | 0 | 915.9614 | -0.030519 | 0 | 0 | 915.9614 | 0 | 915.9615 | 0 | 915.7047 | -0.026265 | 915.9614 | 0 | 915.9614 | -0.0010701 | 902.1915 | 0 | 915.9614 | -0.016181 | 915.7047 | -0.10123 | 910.1196 | 0 | 916.9783 | -0.015329 | 911.3394 | 0
|  |  | 902.4266 | 0 | 902.43 | 0 | 916.2029 | 0.041877 | 902.4266 | 0 | 916.2029 | 0.018431 | 0 | 0 | 916.2029 | 0.010532 | 916.2029 | 0 | 915.9458 | 0.013832 | 916.2029 | 0.020084 | 916.2029 | 0.0057403 | 902.4266 | 0 | 916.2029 | 0.0088335 | 915.9458 | 0.033449 | 910.3589 | 0 | 917.2219 | 0.017972 | 911.5795 | 0
|  |  | 902.6616 | 0 | 902.66 | 0 | 916.4443 | 0 | 902.6616 | 0 | 916.4443 | -0.039996 | 0 | 0 | 916.4443 | 0 | 916.4443 | 0 | 916.1869 | -0.014231 | 916.4443 | 0 | 916.4443 | 0.003011 | 902.6616 | 0 | 916.4443 | -0.018929 | 916.1869 | -0.113 | 910.5982 | 0 | 917.4655 | -0.015593 | 911.8196 | 0
|  |  | 902.8967 | 0 | 902.9 | 0 | 916.6858 | 0.11009 | 902.8967 | 0 | 916.6858 | 0.014209 | 0 | 0 | 916.6858 | 0.0024161 | 916.6858 | 0 | 916.428 | 0.0062619 | 916.6858 | 0.0052905 | 916.6858 | 0.0065617 | 902.8967 | 0 | 916.6858 | 0.012018 | 916.428 | 0.015134 | 910.8375 | 0 | 917.7091 | 0.014404 | 912.0596 | 0
|  |  | 903.1318 | 0 | 903.13 | 0 | 916.9273 | 0 | 903.1318 | 0 | 916.9273 | -0.0091351 | 0 | 0 | 916.9272 | 0 | 916.9273 | 0 | 916.6692 | -0.016311 | 916.9273 | 0 | 916.9272 | -0.00044004 | 903.1318 | 0 | 916.9272 | -0.01592 | 916.6691 | -0.06957 | 911.0768 | 0 | 917.9527 | -0.015725 | 912.2997 | 0
|  |  | 903.3669 | 0 | 903.37 | 0 | 917.1687 | 0.12161 | 903.3669 | 0 | 917.1687 | 0.020248 | 0 | 0 | 917.1688 | 0.010094 | 917.1687 | 0 | 916.9103 | 0.0035959 | 917.1687 | 0.027615 | 917.1688 | 0.010707 | 903.3669 | 0 | 917.1688 | 0.0071097 | 916.9103 | 0.04049 | 911.3162 | 0 | 918.1964 | 0.016915 | 912.5398 | 0
|  |  | 903.6021 | 0 | 903.6 | 0 | 917.4102 | 0 | 903.6021 | 0 | 917.4102 | -0.029862 | 0 | 0 | 917.4102 | 0 | 917.4102 | 0 | 917.1514 | -0.042764 | 917.4102 | 0 | 917.4102 | 0.0020421 | 903.6021 | 0 | 917.4102 | -0.021319 | 917.1514 | -0.14908 | 911.5556 | 0 | 918.44 | -0.013875 | 912.7799 | 0
|  |  | 903.8372 | 0 | 903.84 | 0 | 917.6517 | 0.073519 | 903.8372 | 0 | 917.6517 | 0.0065934 | 0 | 0 | 917.6517 | 0.020556 | 917.6517 | 0 | 917.3925 | 0.021237 | 917.6517 | 0.035009 | 917.6517 | 0.0055131 | 903.8372 | 0 | 917.6517 | 0.019032 | 917.3925 | 0.10491 | 911.7949 | 0 | 918.6836 | 0.019954 | 913.02 | 0
|  |  | 904.0723 | 0 | 904.07 | 0 | 917.8932 | 0 | 904.0723 | 0 | 917.8932 | -0.030907 | 0 | 0 | 917.8932 | 0 | 917.8932 | 0 | 917.6337 | -0.021218 | 917.8932 | 0 | 917.8932 | 0.006627 | 904.0723 | 0 | 917.8932 | -0.017437 | 917.6337 | -0.066993 | 912.0343 | 0 | 918.9273 | -0.015725 | 913.2601 | 0
|  |  | 904.3075 | 0 | 904.31 | 0 | 918.1347 | 0.00050031 | 904.3075 | 0 | 918.1347 | -0.0069621 | 0 | 0 | 918.1347 | 0 | 918.1347 | 0 | 917.8748 | 0.0056501 | 918.1347 | 0.0043959 | 918.1347 | 0.0059156 | 904.3075 | 0 | 918.1347 | 0.0060697 | 917.8748 | 0.001078 | 912.2737 | 0 | 919.171 | 0.017047 | 913.5003 | 0
|  |  | 904.5426 | 0 | 904.54 | 0 | 918.3762 | 0 | 904.5426 | 0 | 918.3762 | -0.021784 | 0 | 0 | 918.3762 | 0 | 918.3762 | 0 | 918.116 | -0.023404 | 918.3762 | 0 | 918.3762 | 0.0064332 | 904.5426 | 0 | 918.3762 | -0.011541 | 918.116 | -0.033876 | 912.5131 | 0 | 919.4147 | -0.015857 | 913.7404 | 0
|  |  | 904.7778 | 0 | 904.78 | 0 | 918.6177 | 0.17299 | 904.7778 | 0 | 918.6177 | 0.026154 | 0 | 0 | 918.6177 | 0.012979 | 918.6177 | 0 | 918.3571 | 0.010704 | 918.6177 | 0.040089 | 918.6177 | 0.0016007 | 904.7778 | 0 | 918.6177 | 0.012275 | 918.3571 | 0.071778 | 912.7525 | 0 | 919.6584 | 0.021011 | 913.9805 | 0
|  |  | 905.0129 | 0 | 905.01 | 0 | 918.8592 | 0 | 905.0129 | 0 | 918.8592 | -0.017595 | 0 | 0 | 918.8593 | 0 | 918.8592 | 0 | 918.5983 | -0.045974 | 918.8592 | 0 | 918.8593 | -0.00053939 | 905.0129 | 0 | 918.8592 | -0.016913 | 918.5983 | -0.075459 | 912.9919 | 0 | 919.902 | -0.016122 | 914.2207 | 0
|  |  | 905.2481 | 0 | 905.25 | 0 | 919.1008 | 0.099596 | 905.2481 | 0 | 919.1008 | 0.00098006 | 0 | 0 | 919.1008 | 0.0074325 | 919.1008 | 0 | 918.8395 | -0.026134 | 919.1008 | 0.017339 | 919.1008 | 0.002953 | 905.2481 | 0 | 919.1008 | 0.013283 | 918.8395 | 0.027022 | 913.2313 | 0 | 920.1458 | 0.02035 | 914.4609 | 0
|  |  | 905.4833 | 0 | 905.48 | 0 | 919.3423 | 0 | 905.4833 | 0 | 919.3423 | -0.026803 | 0 | 0 | 919.3423 | 0 | 919.3423 | 0 | 919.0806 | -0.025235 | 919.3423 | 0 | 919.3423 | 0.0035881 | 905.4833 | 0 | 919.3423 | -0.017401 | 919.0806 | -0.11779 | 913.4708 | 0 | 920.3895 | -0.016254 | 914.701 | 0
|  |  | 905.7184 | 0 | 905.72 | 0 | 919.5838 | 0.043331 | 905.7184 | 0 | 919.5838 | 0.012272 | 0 | 0 | 919.5839 | 0.007763 | 919.5838 | 0 | 919.3218 | 0.026731 | 919.5838 | 0.016413 | 919.5839 | 0.0030385 | 905.7184 | 0 | 919.5839 | 0.0067053 | 919.3218 | 0.081349 | 913.7102 | 0 | 920.6332 | 0.018765 | 914.9412 | 0
|  |  | 905.9536 | 0 | 905.95 | 0 | 919.8254 | 0 | 905.9536 | 0 | 919.8254 | -0.02324 | 0 | 0 | 919.8254 | 0 | 919.8254 | 0 | 919.563 | -0.02085 | 919.8254 | 0 | 919.8254 | -0.0023309 | 905.9536 | 0 | 919.8254 | -0.014289 | 919.563 | -0.04049 | 913.9496 | 0 | 920.8769 | -0.014272 | 915.1814 | 0
|  |  | 906.1888 | 0 | 906.19 | 0 | 920.067 | 0.071692 | 906.1888 | 0 | 920.067 | 0.003336 | 0 | 0 | 920.067 | 0.010364 | 920.067 | 0 | 919.8042 | 0.01264 | 920.067 | 0.010008 | 920.067 | 0.0080389 | 906.1888 | 0 | 920.067 | 0.0070617 | 919.8042 | 0.10233 | 914.1891 | 0 | 921.1207 | 0.017972 | 915.4216 | 0
|  |  | 906.424 | 0 | 906.42 | 0 | 920.3085 | 0 | 906.424 | 0 | 920.3085 | -0.0084895 | 0 | 0 | 920.3085 | 0 | 920.3085 | 0 | 920.0454 | -0.02336 | 920.3085 | 0 | 920.3085 | 0.0041232 | 906.424 | 0 | 920.3085 | -0.015174 | 920.0454 | -0.10527 | 914.4286 | 0 | 921.3644 | -0.013479 | 915.6618 | 0
|  |  | 906.6592 | 0 | 906.66 | 0 | 920.5501 | 0.012916 | 906.6592 | 0 | 920.5501 | 0.0031596 | 0 | 0 | 920.5501 | 0.0091656 | 920.5501 | 0 | 920.2866 | 0.011987 | 920.5501 | 0.0035399 | 920.5501 | 0.010368 | 906.6592 | 0 | 920.5501 | 0.0095126 | 920.2866 | 0.070674 | 914.6681 | 0 | 921.6082 | 0.018104 | 915.902 | 0
|  |  | 906.8944 | 0 | 906.89 | 0 | 920.7917 | 0 | 906.8944 | 0 | 920.7917 | -0.0041618 | 0 | 0 | 920.7917 | 0 | 920.7917 | 0 | 920.5278 | -0.020278 | 920.7917 | 0 | 920.7917 | 0.0041625 | 906.8944 | 0 | 920.7917 | -0.0085068 | 920.5278 | -0.087974 | 914.9075 | 0 | 921.852 | -0.016386 | 916.1423 | 0
|  |  | 907.1296 | 0 | 907.13 | 0 | 921.0333 | 0.079066 | 907.1296 | 0 | 921.0333 | 0.010617 | 0 | 0 | 921.0333 | 0.0080589 | 921.0333 | 0 | 920.769 | 0.0096715 | 921.0333 | 0.0090592 | 921.0333 | 0.0038791 | 907.1296 | 0 | 921.0333 | 0.010945 | 920.769 | 0.041963 | 915.147 | 0 | 922.0958 | 0.01969 | 916.3824 | 0
|  |  | 907.3649 | 0 | 907.36 | 0 | 921.2748 | 0 | 907.3649 | 0 | 921.2748 | -0.032006 | 0 | 0 | 921.2748 | 0 | 921.2749 | 0 | 921.0103 | -0.015349 | 921.2748 | 0 | 921.2748 | -0.0028926 | 907.3649 | 0 | 921.2748 | -0.01567 | 921.0103 | -0.085398 | 915.3865 | 0 | 922.3395 | -0.0185 | 916.6227 | 0
|  |  | 907.6001 | 0 | 907.6 | 0 | 921.5164 | 0.032121 | 907.6001 | 0 | 921.5164 | 0.0058137 | 0 | 0 | 921.5164 | 0.0125 | 921.5164 | 0 | 921.2515 | -0.0079995 | 921.5164 | 0.017658 | 921.5164 | 0.0082312 | 907.6001 | 0 | 921.5164 | 0.010894 | 921.2515 | 0.023007 | 915.6261 | 0 | 922.5834 | 0.0185 | 916.863 | 0
|  |  | 907.8353 | 0 | 907.84 | 0 | 921.7581 | 0 | 907.8353 | 0 | 921.7581 | -0.014741 | 0 | 0 | 921.7581 | 0 | 921.7581 | 0 | 921.4927 | -0.048231 | 921.7581 | 0 | 921.7581 | -0.00060762 | 907.8353 | 0 | 921.7581 | -0.012283 | 921.4927 | -0.062208 | 915.8656 | 0 | 922.8271 | -0.016254 | 917.1032 | 0
|  |  | 908.0706 | 0 | 908.07 | 0 | 921.9997 | 0.12648 | 908.0706 | 0 | 921.9997 | 0.023435 | 0 | 0 | 921.9997 | 0.018975 | 921.9997 | 0 | 921.734 | 0.025797 | 921.9997 | 0.029101 | 921.9997 | 0.0056312 | 908.0706 | 0 | 921.9997 | 0.016748 | 921.734 | 0.057423 | 916.1051 | 0 | 923.071 | 0.018765 | 917.3435 | 0
|  |  | 908.3058 | 0 | 908.31 | 0 | 922.2413 | 0 | 908.3058 | 0 | 922.2413 | -0.043854 | 0 | 0 | 922.2413 | 0 | 922.2413 | 0 | 921.9752 | -0.016808 | 922.2413 | 0 | 922.2413 | 0.0015632 | 908.3058 | 0 | 922.2413 | -0.016665 | 921.9752 | -0.069938 | 916.3447 | 0 | 923.3148 | -0.015857 | 917.5837 | 0
|  |  | 908.5411 | 0 | 908.54 | 0 | 922.4829 | 0.10825 | 908.5411 | 0 | 922.4829 | -0.0013334 | 0 | 0 | 922.4829 | 0.0064322 | 922.4829 | 0 | 922.2165 | 0.006725 | 922.4829 | 0.029725 | 922.4829 | 0.0093322 | 908.5411 | 0 | 922.4829 | 0.011685 | 922.2165 | 0.087974 | 916.5842 | 0 | 923.5586 | 0.015725 | 917.824 | 0
|  |  | 908.7764 | 0 | 908.78 | 0 | 922.7246 | 0 | 908.7764 | 0 | 922.7246 | -0.015825 | 0 | 0 | 922.7245 | 0 | 922.7246 | 0 | 922.4577 | -4.8851e-05 | 922.7246 | 0 | 922.7245 | 0.001479 | 908.7764 | 0 | 922.7246 | -0.0095479 | 922.4577 | -0.10932 | 916.8238 | 0 | 923.8025 | -0.014932 | 918.0643 | 0
|  |  | 909.0116 | 0 | 909.01 | 0 | 922.9662 | 0.061325 | 909.0116 | 0 | 922.9662 | 0.00084 | 0 | 0 | 922.9662 | 0 | 922.9662 | 0 | 922.699 | 0.0078875 | 922.9662 | 0.017571 | 922.9662 | 0.0087801 | 909.0116 | 0 | 922.9662 | 0.007788 | 922.699 | 0.072146 | 917.0634 | 0 | 924.0463 | 0.017311 | 918.3046 | 0
|  |  | 909.2469 | 0 | 909.25 | 0 | 923.2079 | 0 | 909.2469 | 0 | 923.2079 | -0.019371 | 0 | 0 | 923.2078 | 0 | 923.2079 | 0 | 922.9403 | -0.023363 | 923.2079 | 0 | 923.2078 | 0.0040736 | 909.2469 | 0 | 923.2078 | -0.017801 | 922.9403 | -0.15718 | 917.3029 | 0 | 924.2902 | -0.016783 | 918.5449 | 0
|  |  | 909.4822 | 0 | 909.48 | 0 | 923.4495 | 0.080115 | 909.4822 | 0 | 923.4495 | -9.1035e-05 | 0 | 0 | 923.4495 | 0 | 923.4495 | 0 | 923.1816 | -0.0045992 | 923.4495 | 0.016843 | 923.4495 | 0.0054349 | 909.4822 | 0 | 923.4495 | 0.0071356 | 923.1816 | 0.11816 | 917.5425 | 0 | 924.5341 | 0.018236 | 918.7852 | 0
|  |  | 909.7175 | 0 | 909.72 | 0 | 923.6912 | 0 | 909.7175 | 0 | 923.6912 | -0.040631 | 0 | 0 | 923.6912 | 0 | 923.6912 | 0 | 923.4228 | 0.0015104 | 923.6912 | 0 | 923.6912 | 0.00097985 | 909.7175 | 0 | 923.6912 | -0.016869 | 923.4229 | -0.071042 | 917.7821 | 0 | 924.778 | -0.015593 | 919.0256 | 0
|  |  | 909.9528 | 0 | 909.95 | 0 | 923.9328 | 0 | 909.9528 | 0 | 923.9328 | 0.010922 | 0 | 0 | 923.9329 | 0.012851 | 923.9328 | 0 | 923.6641 | 0.00023526 | 923.9328 | 0.018622 | 923.9329 | 0.0075063 | 909.9528 | 0 | 923.9329 | 0.0058838 | 923.6641 | 0.12073 | 918.0217 | 0 | 925.0218 | 0.018368 | 919.2659 | 0
|  |  | 910.188 | 0 | 910.19 | 0 | 924.1745 | 0 | 910.188 | 0 | 924.1745 | -0.020562 | 0 | 0 | 924.1745 | 0 | 924.1745 | 0 | 923.9054 | -0.023069 | 924.1745 | 0 | 924.1745 | 0.00024975 | 910.188 | 0 | 924.1745 | -0.0092628 | 923.9054 | -0.03865 | 918.2614 | 0 | 925.2658 | -0.018765 | 919.5062 | 0
|  |  | 910.4233 | 0 | 910.42 | 0 | 924.4162 | 0.1002 | 910.4233 | 0 | 924.4162 | 0.012016 | 0 | 0 | 924.4162 | 0.0087417 | 924.4162 | 0 | 924.1467 | 0.0028137 | 924.4162 | 0.027445 | 924.4162 | 0.0061554 | 910.4233 | 0 | 924.4162 | 0.010604 | 924.1467 | 0.07141 | 918.501 | 0 | 925.5096 | 0.017972 | 919.7466 | 0
|  |  | 910.6587 | 0 | 910.66 | 0 | 924.6579 | 0 | 910.6587 | 0 | 924.6579 | -0.015865 | 0 | 0 | 924.6579 | 0 | 924.6579 | 0 | 924.388 | -0.040219 | 924.6579 | 0 | 924.6579 | 0.0053483 | 910.6587 | 0 | 924.6579 | -0.014335 | 924.388 | -0.095704 | 918.7406 | 0 | 925.7535 | -0.017972 | 919.9869 | 0
|  |  | 910.894 | 0 | 910.89 | 0 | 924.8996 | 0.11644 | 910.894 | 0 | 924.8996 | 0.0047875 | 0 | 0 | 924.8996 | 0.0066371 | 924.8996 | 0 | 924.6294 | 9.0507e-05 | 924.8996 | 0.031671 | 924.8996 | 0.0068365 | 910.894 | 0 | 924.8996 | 0.0085777 | 924.6294 | 0.050061 | 918.9802 | 0 | 925.9975 | 0.018368 | 920.2273 | 0
|  |  | 911.1293 | 0 | 911.13 | 0 | 925.1413 | 0 | 911.1293 | 0 | 925.1413 | -0.016427 | 0 | 0 | 925.1413 | 0 | 925.1413 | 0 | 924.8707 | -0.033069 | 925.1413 | 0 | 925.1413 | -0.0021808 | 911.1293 | 0 | 925.1413 | -0.011387 | 924.8707 | -0.074355 | 919.2198 | 0 | 926.2414 | -0.01414 | 920.4677 | 0
|  |  | 911.3646 | 0 | 911.36 | 0 | 925.383 | 0.050944 | 911.3646 | 0 | 925.383 | -0.0024697 | 0 | 0 | 925.383 | 0.0010197 | 925.383 | 0 | 925.112 | 0.0035628 | 925.383 | 0.020926 | 925.383 | 0.0066953 | 911.3646 | 0 | 925.383 | 0.0085953 | 925.112 | 0.030405 | 919.4595 | 0 | 926.4854 | 0.021408 | 920.7081 | 0
|  |  | 911.6 | 0 | 911.6 | 0 | 925.6247 | 0 | 911.6 | 0 | 925.6247 | -0.032443 | 0 | 0 | 925.6248 | 0 | 925.6247 | 0 | 925.3533 | -0.026505 | 925.6247 | 0 | 925.6248 | -0.0012765 | 911.6 | 0 | 925.6248 | -0.014312 | 925.3533 | -0.072882 | 919.6992 | 0 | 926.7293 | -0.018633 | 920.9485 | 0
|  |  | 911.8353 | 0 | 911.84 | 0 | 925.8665 | 0.040196 | 911.8353 | 0 | 925.8665 | 0.0067533 | 0 | 0 | 925.8665 | 0.0091863 | 925.8665 | 0 | 925.5947 | 0.012845 | 925.8665 | 0.017912 | 925.8665 | 0.00045007 | 911.8353 | 0 | 925.8665 | 0.0096487 | 925.5947 | 0.052637 | 919.9389 | 0 | 926.9733 | 0.022068 | 921.1888 | 0
|  |  | 912.0707 | 0 | 912.07 | 0 | 926.1082 | 0 | 912.0707 | 0 | 926.1082 | -0.015396 | 0 | 0 | 926.1082 | 0 | 926.1082 | 0 | 925.836 | -0.0092029 | 926.1082 | 0 | 926.1082 | 0.003593 | 912.0707 | 0 | 926.1082 | -0.018166 | 925.836 | -0.052269 | 920.1786 | 0 | 927.2172 | -0.020615 | 921.4293 | 0
|  |  | 912.306 | 0 | 912.31 | 0 | 926.3499 | 0.14197 | 912.306 | 0 | 926.3499 | 0.025026 | 0 | 0 | 926.35 | 0.019616 | 926.35 | 0 | 926.0774 | 0.046061 | 926.3499 | 0.040026 | 926.35 | 0.0087405 | 912.306 | 0 | 926.35 | 0.019643 | 926.0774 | 0.10675 | 920.4183 | 0 | 927.4612 | 0.022333 | 921.6697 | 0
|  |  | 912.5414 | 0 | 912.54 | 0 | 926.5917 | 0 | 912.5414 | 0 | 926.5917 | -0.02074 | 0 | 0 | 926.5917 | 0 | 926.5917 | 0 | 926.3187 | -0.027185 | 926.5917 | 0 | 926.5917 | 0.0033769 | 912.5414 | 0 | 926.5917 | -0.010638 | 926.3187 | -0.10859 | 920.658 | 0 | 927.7052 | -0.018236 | 921.9101 | 0
|  |  | 912.7768 | 0 | 912.78 | 0 | 926.8335 | 0.10734 | 912.7768 | 0 | 926.8335 | 0.023475 | 0 | 0 | 926.8334 | 0.0075991 | 926.8334 | 0 | 926.5601 | 0.035528 | 926.8335 | 0.01742 | 926.8334 | 0.0046112 | 912.7768 | 0 | 926.8334 | 0.010748 | 926.5601 | 0.068465 | 920.8977 | 0 | 927.9492 | 0.020879 | 922.1506 | 0
|  |  | 913.0122 | 0 | 913.01 | 0 | 927.0752 | 0 | 913.0121 | 0 | 927.0752 | -0.024091 | 0 | 0 | 927.0752 | 0 | 927.0752 | 0 | 926.8014 | -0.027249 | 927.0752 | 0 | 927.0752 | 0.0028638 | 913.0121 | 0 | 927.0752 | -0.012679 | 926.8015 | -0.11411 | 921.1374 | 0 | 928.1932 | -0.015197 | 922.391 | 0
|  |  | 913.2476 | 0 | 913.25 | 0 | 927.317 | 0.051705 | 913.2476 | 0 | 927.317 | 0.019506 | 0 | 0 | 927.317 | 0.012278 | 927.317 | 0 | 927.0428 | 0.038103 | 927.317 | 0.035285 | 927.317 | 0.0068159 | 913.2476 | 0 | 927.317 | 0.011864 | 927.0428 | 0.045275 | 921.3771 | 0 | 928.4372 | 0.019425 | 922.6315 | 0
|  |  | 913.4829 | 0 | 913.48 | 0 | 927.5588 | 0 | 913.4829 | 0 | 927.5588 | -0.0058752 | 0 | 0 | 927.5588 | 0 | 927.5588 | 0 | 927.2842 | -0.03388 | 927.5588 | 0 | 927.5588 | -0.0059769 | 913.4829 | 0 | 927.5588 | -0.01019 | 927.2842 | -0.077668 | 921.6169 | 0 | 928.6812 | -0.017047 | 922.8719 | 0
|  |  | 913.7183 | 0 | 913.72 | 0 | 927.8005 | 0.065287 | 913.7183 | 0 | 927.8005 | 0.021757 | 0 | 0 | 927.8005 | 0.020439 | 927.8006 | 0 | 927.5256 | 0.021451 | 927.8005 | 0.031864 | 927.8005 | 0.0060026 | 913.7183 | 0 | 927.8005 | 0.010411 | 927.5256 | 0.085766 | 921.8566 | 0 | 928.9252 | 0.02339 | 923.1124 | 0
|  |  | 913.9537 | 0 | 913.95 | 0 | 928.0423 | 0 | 913.9537 | 0 | 928.0423 | -0.021238 | 0 | 0 | 928.0424 | 0 | 928.0423 | 0 | 927.767 | -0.040865 | 928.0423 | 0 | 928.0424 | 0.0029996 | 913.9537 | 0 | 928.0424 | -0.013071 | 927.767 | -0.01568 | 922.0964 | 0 | 929.1693 | -0.01257 | 923.3528 | 0
|  |  | 914.1892 | 0 | 914.19 | 0 | 928.2841 | 0.17232 | 914.1891 | 0 | 928.2841 | -0.00021942 | 0 | 0 | 928.2841 | 0.013909 | 928.2841 | 0 | 928.0084 | -0.020971 | 928.2841 | 0.017034 | 928.2841 | 0.0057609 | 914.1891 | 0 | 928.2841 | 0.0064777 | 928.0084 | 0.061103 | 922.3362 | 0 | 929.4133 | 0.021804 | 923.5933 | 0
|  |  | 914.4246 | 0 | 914.42 | 0 | 928.5259 | 0 | 914.4246 | 0 | 928.5259 | -0.016082 | 0 | 0 | 928.5259 | 0 | 928.5259 | 0 | 928.2498 | -0.0079274 | 928.5259 | 0 | 928.5259 | 0.0002132 | 914.4246 | 0 | 928.5259 | -0.0061746 | 928.2498 | -0.04822 | 922.576 | 0 | 929.6574 | -0.0148 | 923.8339 | 0
|  |  | 914.66 | 0 | 914.66 | 0 | 928.7678 | 0.18386 | 914.66 | 0 | 928.7678 | 0.014758 | 0 | 0 | 928.7678 | 0.012272 | 928.7678 | 0 | 928.4912 | 0.020508 | 928.7678 | 0.0345 | 928.7678 | 0.0025549 | 914.66 | 0 | 928.7678 | 0.0080568 | 928.4912 | 0.082821 | 922.8157 | 0 | 929.9015 | 0.021408 | 924.0743 | 0
|  |  | 914.8954 | 0 | 914.9 | 0 | 929.0096 | 0 | 914.8954 | 0 | 929.0096 | -0.037199 | 0 | 0 | 929.0096 | 0 | 929.0096 | 0 | 928.7326 | -0.027707 | 929.0096 | 0 | 929.0096 | 0.0051793 | 914.8954 | 0 | 929.0096 | -0.016665 | 928.7326 | -0.10527 | 923.0555 | 0 | 930.1456 | -0.017443 | 924.3149 | 0
|  |  | 915.1308 | 0 | 915.13 | 0 | 929.2514 | 0.057884 | 915.1308 | 0 | 929.2514 | -0.0063707 | 0 | 0 | 929.2514 | 0.0037783 | 929.2514 | 0 | 928.974 | -0.0034992 | 929.2514 | 0.023411 | 929.2514 | 0.0031506 | 915.1308 | 0 | 929.2514 | 0.0079739 | 928.974 | 0.093496 | 923.2953 | 0 | 930.3896 | 0.020615 | 924.5554 | 0
|  |  | 915.3663 | 0 | 915.37 | 0 | 929.4932 | 0 | 915.3663 | 0 | 929.4932 | -0.02819 | 0 | 0 | 929.4932 | 0 | 929.4932 | 0 | 929.2154 | -0.0032017 | 929.4932 | 0 | 929.4932 | -0.0012068 | 915.3663 | 0 | 929.4932 | -0.016692 | 929.2155 | -0.099017 | 923.5352 | 0 | 930.6337 | -0.016518 | 924.7959 | 0
|  |  | 915.6017 | 0 | 915.6 | 0 | 929.7351 | 0.13202 | 915.6017 | 0 | 929.7351 | 0.011078 | 0 | 0 | 929.7351 | 0.0042481 | 929.7351 | 0 | 929.4569 | 0.028422 | 929.7351 | 0.014753 | 929.7351 | 0.0092901 | 915.6017 | 0 | 929.7351 | 0.0092364 | 929.4569 | 0.099385 | 923.775 | 0 | 930.8778 | 0.022465 | 925.0364 | 0
|  |  | 915.8372 | 0 | 915.84 | 0 | 929.9769 | 0 | 915.8372 | 0 | 929.9769 | -0.02858 | 0 | 0 | 929.9769 | 0 | 929.9769 | 0 | 929.6983 | -0.012583 | 929.9769 | 0 | 929.9769 | -0.0001226 | 915.8372 | 0 | 929.9769 | -0.011092 | 929.6983 | -0.060735 | 924.0148 | 0 | 931.1219 | -0.013215 | 925.277 | 0
|  |  | 916.0726 | 0 | 916.07 | 0 | 930.2188 | 0.051068 | 916.0726 | 0 | 930.2188 | 0.014144 | 0 | 0 | 930.2188 | 0.0093279 | 930.2188 | 0 | 929.9398 | 0.0050886 | 930.2188 | 0.014685 | 930.2188 | 0.0092577 | 916.0726 | 0 | 930.2188 | 0.0066758 | 929.9398 | 0.053005 | 924.2547 | 0 | 931.3661 | 0.0185 | 925.5175 | 0
|  |  | 916.3081 | 0 | 916.31 | 0 | 930.4606 | 0 | 916.3081 | 0 | 930.4606 | -0.032769 | 0 | 0 | 930.4606 | 0 | 930.4606 | 0 | 930.1812 | -0.023719 | 930.4606 | 0 | 930.4606 | -0.0047563 | 916.3081 | 0 | 930.4606 | -0.020978 | 930.1812 | -0.13509 | 924.4945 | 0 | 931.6102 | -0.018633 | 925.7581 | 0
|  |  | 916.5436 | 0 | 916.54 | 0 | 930.7025 | 0.067316 | 916.5436 | 0 | 930.7025 | -0.0010585 | 0 | 0 | 930.7025 | 0.0013979 | 930.7025 | 0 | 930.4227 | -0.0011147 | 930.7025 | 0.0052314 | 930.7025 | 0.0066469 | 916.5436 | 0 | 930.7025 | 0.011348 | 930.4227 | 0.031513 | 924.7344 | 0 | 931.8543 | 0.021936 | 925.9987 | 0
|  |  | 916.779 | 0 | 916.78 | 0 | 930.9444 | 0 | 916.7791 | 0 | 930.9444 | -0.0090003 | 0 | 0 | 930.9444 | 0 | 930.9444 | 0 | 930.6641 | -0.011629 | 930.9444 | 0 | 930.9444 | -0.00021517 | 916.7791 | 0 | 930.9444 | -0.013427 | 930.6641 | -0.084293 | 924.9742 | 0 | 932.0985 | -0.018897 | 926.2393 | 0
|  |  | 917.0145 | 0 | 917.01 | 0 | 931.1863 | 0.10727 | 917.0145 | 0 | 931.1863 | 0.015077 | 0 | 0 | 931.1863 | 0.0090629 | 931.1863 | 0 | 930.9056 | 0.012469 | 931.1863 | 0.013936 | 931.1863 | 0.0075433 | 917.0145 | 0 | 931.1863 | 0.0090028 | 930.9056 | 0.073251 | 925.2142 | 0 | 932.3427 | 0.0185 | 926.4799 | 0
|  |  | 917.25 | 0 | 917.25 | 0 | 931.4282 | 0 | 917.25 | 0 | 931.4282 | -0.03036 | 0 | 0 | 931.4282 | 0 | 931.4282 | 0 | 931.1471 | -0.031448 | 931.4282 | 0 | 931.4282 | 0.002658 | 917.25 | 0 | 931.4282 | -0.014101 | 931.1471 | -0.090919 | 925.454 | 0 | 932.5868 | -0.018368 | 926.7205 | 0
|  |  | 917.4855 | 0 | 917.49 | 0 | 931.6701 | 0.067996 | 917.4855 | 0 | 931.6701 | 0.0041058 | 0 | 0 | 931.67 | 0.0085606 | 931.6701 | 0 | 931.3885 | 0.0043963 | 931.6701 | 0.024787 | 931.67 | 0.0012945 | 917.4855 | 0 | 931.67 | 0.011901 | 931.3886 | 0.083189 | 925.6939 | 0 | 932.831 | 0.021408 | 926.9611 | 0
|  |  | 917.721 | 0 | 917.72 | 0 | 931.912 | 0 | 917.721 | 0 | 931.912 | -0.021165 | 0 | 0 | 931.912 | 0 | 931.912 | 0 | 931.63 | -0.011891 | 931.912 | 0 | 931.912 | -0.00083181 | 917.721 | 0 | 931.912 | -0.011925 | 931.63 | -0.08098 | 925.9338 | 0 | 933.0751 | -0.015593 | 927.2017 | 0
|  |  | 917.9565 | 0 | 917.96 | 0 | 932.1539 | 0.06795 | 917.9565 | 0 | 932.1539 | 0.011682 | 0 | 0 | 932.1539 | 0.017736 | 932.1539 | 0 | 931.8715 | 0.00056349 | 932.1539 | 0.01687 | 932.1539 | 0.0057502 | 917.9565 | 0 | 932.1539 | 0.0074995 | 931.8715 | 0.058895 | 926.1738 | 0 | 933.3193 | 0.021011 | 927.4423 | 0
|  |  | 918.1921 | 0 | 918.19 | 0 | 932.3958 | 0 | 918.1921 | 0 | 932.3958 | -0.014946 | 0 | 0 | 932.3958 | 0 | 932.3958 | 0 | 932.113 | -0.022015 | 932.3958 | 0 | 932.3958 | 0.0057341 | 918.1921 | 0 | 932.3958 | -0.0067118 | 932.113 | -0.0347 | 926.4137 | 0 | 933.5635 | -0.0148 | 927.6829 | 0
|  |  | 918.4275 | 0 | 918.43 | 0 | 932.6377 | 0.14613 | 918.4276 | 0 | 932.6377 | 0.014519 | 0 | 0 | 932.6377 | 0.0075626 | 932.6377 | 0 | 932.3545 | -0.0040891 | 932.6377 | 0.02014 | 932.6377 | 0.0068052 | 918.4276 | 0 | 932.6377 | 0.0054355 | 932.3545 | 0.064784 | 926.6536 | 0 | 933.8077 | 0.020483 | 927.9235 | 0
|  |  | 918.6631 | 0 | 918.66 | 0 | 932.8796 | 0 | 918.6631 | 0 | 932.8796 | -0.032904 | 0 | 0 | 932.8796 | 0 | 932.8796 | 0 | 932.596 | -0.0086279 | 932.8796 | 0 | 932.8796 | 0.0023355 | 918.6631 | 0 | 932.8796 | -0.014969 | 932.596 | -0.1119 | 926.8936 | 0 | 934.052 | -0.01784 | 928.1642 | 0
|  |  | 918.8986 | 0 | 918.9 | 0 | 933.1216 | 0.10754 | 918.8986 | 0 | 933.1216 | 0.002043 | 0 | 0 | 933.1216 | 0.017429 | 933.1216 | 0 | 932.8375 | -0.0003662 | 933.1216 | 0.020379 | 933.1216 | 0.0040102 | 918.8986 | 0 | 933.1216 | 0.012224 | 932.8375 | 0.1119 | 927.1335 | 0 | 934.2962 | 0.019822 | 928.4048 | 0
|  |  | 919.1342 | 0 | 919.13 | 0 | 933.3635 | 0 | 919.1342 | 0 | 933.3635 | -0.034715 | 0 | 0 | 933.3635 | 0 | 933.3635 | 0 | 933.0791 | -0.023731 | 933.3635 | 0 | 933.3635 | -0.0058155 | 919.1342 | 0 | 933.3635 | -0.017809 | 933.0791 | -0.085398 | 927.3735 | 0 | 934.5405 | -0.016783 | 928.6455 | 0
|  |  | 919.3697 | 0 | 919.37 | 0 | 933.6055 | 0.090703 | 919.3698 | 0 | 933.6055 | 0.0095049 | 0 | 0 | 933.6055 | 0.0076729 | 933.6055 | 0 | 933.3206 | -0.010441 | 933.6055 | 0.00060142 | 933.6055 | 0.010158 | 919.3698 | 0 | 933.6055 | 0.0073513 | 933.3206 | 0.05595 | 927.6135 | 0 | 934.7847 | 0.01969 | 928.8862 | 0
|  |  | 919.6053 | 0 | 919.61 | 0 | 933.8474 | 0 | 919.6053 | 0 | 933.8474 | -0.034445 | 0 | 0 | 933.8474 | 0 | 933.8474 | 0 | 933.5621 | -0.066804 | 933.8474 | 0 | 933.8474 | 0.0041735 | 919.6053 | 0 | 933.8474 | -0.018827 | 933.5621 | -0.090551 | 927.8535 | 0 | 935.0289 | -0.018368 | 929.1269 | 0
|  |  | 919.8409 | 0 | 919.84 | 0 | 934.0894 | 0.1026 | 919.8409 | 0 | 934.0894 | -0.010911 | 0 | 0 | 934.0894 | 0.010321 | 934.0894 | 0 | 933.8037 | 0.024229 | 934.0894 | 0.015445 | 934.0894 | 0.0041457 | 919.8409 | 0 | 934.0894 | 0.010445 | 933.8036 | 0.096072 | 928.0934 | 0 | 935.2732 | 0.020615 | 929.3676 | 0
|  |  | 920.0764 | 0 | 920.08 | 0 | 934.3314 | 0 | 920.0764 | 0 | 934.3314 | -0.020945 | 0 | 0 | 934.3314 | 0 | 934.3314 | 0 | 934.0452 | -0.0078825 | 934.3314 | 0 | 934.3314 | 0.0023011 | 920.0764 | 0 | 934.3314 | -0.018224 | 934.0452 | -0.10564 | 928.3334 | 0 | 935.5175 | -0.020086 | 929.6083 | 0
|  |  | 920.312 | 0 | 920.31 | 0 | 934.5734 | 0.11615 | 920.312 | 0 | 934.5734 | -0.0074945 | 0 | 0 | 934.5734 | 0.002868 | 934.5734 | 0 | 934.2867 | 0.0421 | 934.5734 | 0.019547 | 934.5734 | -8.5764e-05 | 920.312 | 0 | 934.5734 | 0.0090601 | 934.2867 | 0.10049 | 928.5734 | 0 | 935.7618 | 0.02154 | 929.8489 | 0
|  |  | 920.5476 | 0 | 920.55 | 0 | 934.8153 | 0 | 920.5476 | 0 | 934.8153 | -0.014038 | 0 | 0 | 934.8154 | 0 | 934.8153 | 0 | 934.5283 | -0.0077888 | 934.8153 | 0 | 934.8154 | -0.0021471 | 920.5476 | 0 | 934.8154 | -0.011077 | 934.5283 | -0.058527 | 928.8135 | 0 | 936.006 | -0.018236 | 930.0897 | 0
|  |  | 920.7831 | 0 | 920.78 | 0 | 935.0573 | 0.087796 | 920.7831 | 0 | 935.0573 | 0.010485 | 0 | 0 | 935.0573 | 0.0070158 | 935.0573 | 0 | 934.7699 | 0.012735 | 935.0573 | 0.015222 | 935.0573 | 0.002481 | 920.7831 | 0 | 935.0573 | 0.01095 | 934.7699 | 0.047852 | 929.0535 | 0 | 936.2504 | 0.024183 | 930.3304 | 0
|  |  | 921.0187 | 0 | 921.02 | 0 | 935.2993 | 0 | 921.0187 | 0 | 935.2993 | -0.037752 | 0 | 0 | 935.2993 | 0 | 935.2993 | 0 | 935.0114 | -0.057098 | 935.2993 | 0 | 935.2993 | 0.00028044 | 921.0187 | 0 | 935.2993 | -0.020813 | 935.0114 | -0.12257 | 929.2935 | 0 | 936.4947 | -0.016122 | 930.5711 | 0
|  |  | 921.2543 | 0 | 921.25 | 0 | 935.5414 | 0.052171 | 921.2543 | 0 | 935.5414 | 0.007321 | 0 | 0 | 935.5413 | 0.016562 | 935.5413 | 0 | 935.253 | 0.017263 | 935.5414 | 0.019563 | 935.5413 | 0.0015361 | 921.2543 | 0 | 935.5413 | 0.0060609 | 935.253 | 0.13951 | 929.5336 | 0 | 936.739 | 0.021408 | 930.8119 | 0
|  |  | 921.49 | 0 | 921.49 | 0 | 935.7834 | 0 | 921.49 | 0 | 935.7834 | -0.026432 | 0 | 0 | 935.7834 | 0 | 935.7834 | 0 | 935.4946 | -0.045811 | 935.7834 | 0 | 935.7834 | -0.0006897 | 921.49 | 0 | 935.7834 | -0.013961 | 935.4946 | -0.13988 | 929.7736 | 0 | 936.9833 | -0.021275 | 931.0526 | 0
|  |  | 921.7256 | 0 | 921.73 | 0 | 936.0254 | 0.094989 | 921.7256 | 0 | 936.0254 | 0.019039 | 0 | 0 | 936.0254 | 0.0089113 | 936.0254 | 0 | 935.7362 | 0.0093528 | 936.0254 | 0.023614 | 936.0254 | 0.006229 | 921.7256 | 0 | 936.0254 | 0.011504 | 935.7362 | 0.051533 | 930.0137 | 0 | 937.2277 | 0.019425 | 931.2934 | 0
|  |  | 921.9612 | 0 | 921.96 | 0 | 936.2674 | 0 | 921.9612 | 0 | 936.2674 | -0.027296 | 0 | 0 | 936.2674 | 0 | 936.2674 | 0 | 935.9777 | -0.044845 | 936.2674 | 0 | 936.2674 | 0.0074569 | 921.9612 | 0 | 936.2674 | -0.0090967 | 935.9777 | -0.020817 | 930.2537 | 0 | 937.472 | -0.024447 | 931.5341 | 0
|  |  | 922.1968 | 0 | 922.2 | 0 | 936.5095 | 0.13713 | 922.1968 | 0 | 936.5095 | 0.014661 | 0 | 0 | 936.5095 | 0.021199 | 936.5095 | 0 | 936.2193 | 0.010283 | 936.5095 | 0.056579 | 936.5095 | 0.00049941 | 922.1968 | 0 | 936.5095 | 0.0090455 | 936.2193 | 0.090551 | 930.4938 | 0 | 937.7164 | 0.020218 | 931.7749 | 0
|  |  | 922.4324 | 0 | 922.43 | 0 | 936.7515 | 0 | 922.4324 | 0 | 936.7515 | -0.016988 | 0 | 0 | 936.7515 | 0 | 936.7515 | 0 | 936.4609 | -0.01852 | 936.7515 | 0 | 936.7515 | -0.0022316 | 922.4324 | 0 | 936.7515 | -0.019246 | 936.4609 | -0.065152 | 930.7339 | 0 | 937.9607 | -0.021275 | 932.0157 | 0
|  |  | 922.6681 | 0 | 922.67 | 0 | 936.9935 | 0.15641 | 922.6681 | 0 | 936.9935 | -0.0038339 | 0 | 0 | 936.9935 | 0.0074197 | 936.9936 | 0 | 936.7025 | 0.053618 | 936.9935 | 0.021022 | 936.9935 | 0.011484 | 922.6681 | 0 | 936.9935 | 0.0099016 | 936.7025 | 0.0088186 | 930.974 | 0 | 938.2051 | 0.022068 | 932.2565 | 0
|  |  | 922.9037 | 0 | 922.9 | 0 | 937.2356 | 0 | 922.9037 | 0 | 937.2356 | -0.023727 | 0 | 0 | 937.2356 | 0 | 937.2356 | 0 | 936.9442 | -0.042027 | 937.2356 | 0 | 937.2356 | 0.0013839 | 922.9037 | 0 | 937.2356 | -0.013278 | 936.9442 | -0.11742 | 931.2141 | 0 | 938.4495 | -0.019822 | 932.4973 | 0
|  |  | 923.1394 | 0 | 923.14 | 0 | 937.4777 | 0.11575 | 923.1394 | 0 | 937.4777 | -0.0011948 | 0 | 0 | 937.4777 | 0.005088 | 937.4777 | 0 | 937.1858 | 0.014828 | 937.4777 | 0.013694 | 937.4777 | 0.0059225 | 923.1394 | 0 | 937.4777 | 0.0072748 | 937.1858 | 0.13362 | 931.4542 | 0 | 938.6938 | 0.025372 | 932.7381 | 0
|  |  | 923.3751 | 0 | 923.38 | 0 | 937.7197 | 0 | 923.3751 | 0 | 937.7197 | -0.033973 | 0 | 0 | 937.7197 | 0 | 937.7197 | 0 | 937.4274 | -0.045759 | 937.7197 | 0 | 937.7197 | 0.0005628 | 923.3751 | 0 | 937.7197 | -0.016842 | 937.4274 | -0.20908 | 931.6944 | 0 | 938.9382 | -0.021143 | 932.9789 | 0
|  |  | 923.6107 | 0 | 923.61 | 0 | 937.9618 | 0.090393 | 923.6107 | 0 | 937.9618 | -0.014343 | 0 | 0 | 937.9618 | 0.0050744 | 937.9618 | 0 | 937.669 | -0.0052718 | 937.9618 | 0.01613 | 937.9618 | 0.012431 | 923.6107 | 0 | 937.9618 | 0.0075048 | 937.669 | 0.03865 | 931.9345 | 0 | 939.1826 | 0.024315 | 933.2197 | 0
|  |  | 923.8464 | 0 | 923.85 | 0 | 938.2039 | 0 | 923.8464 | 0 | 938.2039 | -0.041586 | 0 | 0 | 938.2039 | 0 | 938.2039 | 0 | 937.9107 | -0.00059 | 938.2039 | 0 | 938.2039 | 0.0014479 | 923.8464 | 0 | 938.2039 | -0.017599 | 937.9107 | -0.10307 | 932.1747 | 0 | 939.4271 | -0.021143 | 933.4606 | 0
|  |  | 924.082 | 0 | 924.08 | 0 | 938.446 | 0.087272 | 924.082 | 0 | 938.446 | 0.021496 | 0 | 0 | 938.446 | 0.0082063 | 938.446 | 0 | 938.1523 | 0.025757 | 938.446 | 0.034927 | 938.446 | 0.0016637 | 924.082 | 0 | 938.446 | 0.0064109 | 938.1523 | 0.15718 | 932.4148 | 0 | 939.6715 | 0.026958 | 933.7014 | 0
|  |  | 924.3178 | 0 | 924.32 | 0 | 938.6881 | 0 | 924.3177 | 0 | 938.6881 | -0.032501 | 0 | 0 | 938.6881 | 0 | 938.6881 | 0 | 938.3939 | -0.042315 | 938.6881 | 0 | 938.6881 | -0.0012593 | 924.3177 | 0 | 938.6881 | -0.011308 | 938.394 | -0.057423 | 932.655 | 0 | 939.9159 | -0.02524 | 933.9423 | 0
|  |  | 924.5534 | 0 | 924.55 | 0 | 938.9302 | 0.13196 | 924.5534 | 0 | 938.9302 | 0.0044107 | 0 | 0 | 938.9302 | 0.015363 | 938.9302 | 0 | 938.6356 | 0.041049 | 938.9302 | 0.0088999 | 938.9302 | 0.0061552 | 924.5534 | 0 | 938.9302 | 0.013476 | 938.6356 | 0.059999 | 932.8951 | 0 | 940.1603 | 0.023786 | 934.1831 | 0
|  |  | 924.7891 | 0 | 924.79 | 0 | 939.1723 | 0 | 924.7891 | 0 | 939.1723 | -0.020962 | 0 | 0 | 939.1723 | 0 | 939.1723 | 0 | 938.8773 | -0.016695 | 939.1723 | 0 | 939.1723 | -0.00013437 | 924.7891 | 0 | 939.1723 | -0.012894 | 938.8773 | -0.096072 | 933.1353 | 0 | 940.4048 | -0.015197 | 934.424 | 0
|  |  | 925.0248 | 0 | 925.02 | 0 | 939.4144 | 0.087428 | 925.0248 | 0 | 939.4144 | -0.014914 | 0 | 0 | 939.4144 | 0.0073985 | 939.4144 | 0 | 939.1189 | 0.026798 | 939.4144 | 0.0033847 | 939.4144 | 0.0032872 | 925.0248 | 0 | 939.4144 | 0.0031541 | 939.1189 | 0.077668 | 933.3755 | 0 | 940.6492 | 0.027486 | 934.6649 | 0
|  |  | 925.2605 | 0 | 925.26 | 0 | 939.6565 | 0 | 925.2605 | 0 | 939.6565 | -0.019755 | 0 | 0 | 939.6566 | 0 | 939.6566 | 0 | 939.3606 | -0.019213 | 939.6565 | 0 | 939.6566 | 0.002869 | 925.2605 | 0 | 939.6566 | -0.013453 | 939.3606 | -0.045275 | 933.6157 | 0 | 940.8937 | -0.021936 | 934.9058 | 0
|  |  | 925.4962 | 0 | 925.5 | 0 | 939.8987 | 0.096949 | 925.4962 | 0 | 939.8987 | 0.0066927 | 0 | 0 | 939.8987 | 0.0013537 | 939.8987 | 0 | 939.6023 | 0.04208 | 939.8987 | 0.018316 | 939.8987 | 0.0095138 | 925.4962 | 0 | 939.8987 | 0.0051765 | 939.6023 | 0.083925 | 933.856 | 0 | 941.1382 | 0.024976 | 935.1467 | 0
|  |  | 925.7319 | 0 | 925.73 | 0 | 940.1408 | 0 | 925.7319 | 0 | 940.1408 | -0.050049 | 0 | 0 | 940.1408 | 0 | 940.1408 | 0 | 939.8439 | -0.035457 | 940.1408 | 0 | 940.1408 | 0.0048071 | 925.7319 | 0 | 940.1408 | -0.016405 | 939.8439 | -0.19509 | 934.0961 | 0 | 941.3827 | -0.02524 | 935.3876 | 0
|  |  | 925.9677 | 0 | 925.97 | 0 | 940.383 | 0.19906 | 925.9677 | 0 | 940.383 | -0.00035863 | 0 | 0 | 940.383 | 0.010118 | 940.383 | 0 | 940.0856 | -0.0068766 | 940.383 | 0.034903 | 940.383 | 0.0078312 | 925.9677 | 0 | 940.383 | 0.0081114 | 940.0856 | 0.11889 | 934.3364 | 0 | 941.6272 | 0.027486 | 935.6285 | 0
|  |  | 926.2034 | 0 | 926.2 | 0 | 940.6251 | 0 | 926.2034 | 0 | 940.6251 | -0.037536 | 0 | 0 | 940.6251 | 0 | 940.6251 | 0 | 940.3273 | -0.011519 | 940.6251 | 0 | 940.6251 | 0.0037748 | 926.2034 | 0 | 940.6251 | -0.014139 | 940.3273 | -0.087238 | 934.5766 | 0 | 941.8717 | -0.020615 | 935.8694 | 0
|  |  | 926.4392 | 0 | 926.44 | 0 | 940.8673 | 0.034788 | 926.4391 | 0 | 940.8673 | 0.052952 | 0 | 0 | 940.8673 | 0.030722 | 940.8673 | 0 | 940.569 | 0.020139 | 940.8673 | 0.055258 | 940.8673 | 0.0071423 | 926.4391 | 0 | 940.8673 | 0.0099098 | 940.569 | 0.064416 | 934.8168 | 0 | 942.1162 | 0.02709 | 936.1103 | 0
|  |  | 926.6749 | 0 | 926.67 | 0 | 941.1094 | 0 | 926.6749 | 0 | 941.1094 | -0.048347 | 0 | 0 | 941.1094 | 0 | 941.1095 | 0 | 940.8107 | -0.04258 | 941.1094 | 0 | 941.1094 | 0.00094261 | 926.6749 | 0 | 941.1094 | -0.0087812 | 940.8107 | -0.13141 | 935.0571 | 0 | 942.3607 | -0.02035 | 936.3513 | 0
|  |  | 926.9106 | 0 | 926.91 | 0 | 941.3516 | 0.11879 | 926.9106 | 0 | 941.3516 | 0.00028352 | 0 | 0 | 941.3516 | 0.016427 | 941.3516 | 0 | 941.0524 | 0.0079273 | 941.3516 | 0.033499 | 941.3516 | 0.0089966 | 926.9106 | 0 | 941.3516 | 0.011123 | 941.0524 | 0.08687 | 935.2974 | 0 | 942.6052 | 0.031054 | 936.5922 | 0
|  |  | 927.1464 | 0 | 927.15 | 0 | 941.5938 | 0 | 927.1464 | 0 | 941.5938 | -0.049491 | 0 | 0 | 941.5938 | 0 | 941.5938 | 0 | 941.2941 | -0.060642 | 941.5938 | 0 | 941.5938 | 0.0041556 | 927.1464 | 0 | 941.5938 | -0.014997 | 941.2941 | -0.12368 | 935.5377 | 0 | 942.8498 | -0.020483 | 936.8331 | 0
|  |  | 927.3821 | 0 | 927.38 | 0 | 941.836 | 0.14739 | 927.3821 | 0 | 941.836 | 0.010032 | 0 | 0 | 941.836 | 0.022736 | 941.836 | 0 | 941.5359 | -0.012102 | 941.836 | 0.023019 | 941.836 | 0.0075359 | 927.3821 | 0 | 941.836 | 0.012775 | 941.5359 | 0.061472 | 935.778 | 0 | 943.0944 | 0.023918 | 937.0741 | 0
|  |  | 927.6179 | 0 | 927.62 | 0 | 942.0782 | 0 | 927.6179 | 0 | 942.0782 | -0.037297 | 0 | 0 | 942.0782 | 0 | 942.0782 | 0 | 941.7776 | -0.029414 | 942.0782 | 0 | 942.0782 | -0.0014629 | 927.6179 | 0 | 942.0782 | -0.014697 | 941.7776 | -0.10307 | 936.0182 | 0 | 943.3389 | -0.019822 | 937.3151 | 0
|  |  | 927.8537 | 0 | 927.85 | 0 | 942.3204 | 0.11535 | 927.8537 | 0 | 942.3204 | -0.0073187 | 0 | 0 | 942.3204 | 0.0045019 | 942.3204 | 0 | 942.0193 | -0.0080423 | 942.3204 | 0.011867 | 942.3204 | 0.00090589 | 927.8537 | 0 | 942.3204 | 0.012017 | 942.0193 | -0.008675 | 936.2585 | 0 | 943.5834 | 0.028543 | 937.556 | 0
|  |  | 928.0895 | 0 | 928.09 | 0 | 942.5626 | 0.25662 | 928.0895 | 0 | 942.5626 | 0.014784 | 0 | 0 | 942.5626 | 0.0026311 | 942.5626 | 0 | 942.2611 | 0.018405 | 942.5626 | 0.027916 | 942.5626 | 0.0036262 | 928.0895 | 0 | 942.5626 | 0.0071175 | 942.2611 | 0.043803 | 936.4988 | 0 | 943.828 | 0.026033 | 937.797 | 0
|  |  | 928.3253 | 0 | 928.33 | 0 | 942.8048 | 0 | 928.3253 | 0 | 942.8048 | -0.063955 | 0 | 0 | 942.8048 | 0 | 942.8048 | 0 | 942.5028 | -0.03688 | 942.8048 | 0 | 942.8048 | -0.001163 | 928.3253 | 0 | 942.8048 | -0.016184 | 942.5028 | -0.15975 | 936.7391 | 0 | 944.0726 | -0.01969 | 938.038 | 0
|  |  | 928.5611 | 0 | 928.56 | 0 | 943.047 | 0.17434 | 928.5611 | 0 | 943.047 | 0.033473 | 0 | 0 | 943.0471 | 0.021139 | 943.047 | 0 | 942.7445 | 0.021992 | 943.047 | 0.031233 | 943.0471 | 0.0087202 | 928.5611 | 0 | 943.0471 | 0.011691 | 942.7446 | 0.089447 | 936.9795 | 0 | 944.3172 | 0.025504 | 938.279 | 0
|  |  | 928.7969 | 0 | 928.8 | 0 | 943.2893 | 0 | 928.7969 | 0 | 943.2893 | -0.034349 | 0 | 0 | 943.2892 | 0 | 943.2893 | 0 | 942.9863 | -0.012063 | 943.2893 | 0 | 943.2892 | -0.0039683 | 928.7969 | 0 | 943.2893 | -0.012791 | 942.9863 | -0.10859 | 937.2198 | 0 | 944.5618 | -0.024976 | 938.52 | 0
|  |  | 929.0326 | 0 | 929.03 | 0 | 943.5315 | 0.1627 | 929.0327 | 0 | 943.5315 | 0.0074835 | 0 | 0 | 943.5315 | 0.0070264 | 943.5315 | 0 | 943.2281 | 0.005234 | 943.5315 | 0.0079057 | 943.5315 | 0.0040993 | 929.0327 | 0 | 943.5315 | 0.013602 | 943.2281 | 0.057423 | 937.4601 | 0 | 944.8064 | 0.03264 | 938.761 | 0
|  |  | 929.2685 | 0 | 929.27 | 0 | 943.7737 | 0 | 929.2685 | 0 | 943.7737 | -0.027458 | 0 | 0 | 943.7737 | 0 | 943.7737 | 0 | 943.4698 | -0.039786 | 943.7737 | 0 | 943.7737 | -0.00053604 | 929.2685 | 0 | 943.7737 | -0.017823 | 943.4698 | -0.054846 | 937.7005 | 0 | 945.051 | -0.019161 | 939.0021 | 0
|  |  | 929.5043 | 0 | 929.5 | 0 | 944.016 | 0.082034 | 929.5043 | 0 | 944.016 | 0.0065541 | 0 | 0 | 944.016 | 0.0078857 | 944.016 | 0 | 943.7116 | -0.03309 | 944.016 | 0.010382 | 944.016 | 0.0014636 | 929.5043 | 0 | 944.016 | 0.011233 | 943.7116 | 0.11374 | 937.9409 | 0 | 945.2957 | 0.029469 | 939.2431 | 0
|  |  | 929.7401 | 0 | 929.74 | 0 | 944.2582 | 0 | 929.7401 | 0 | 944.2582 | -0.037419 | 0 | 0 | 944.2582 | 0 | 944.2582 | 0 | 943.9534 | -0.028657 | 944.2582 | 0 | 944.2582 | 0.0025136 | 929.7401 | 0 | 944.2582 | -0.017163 | 943.9534 | -0.12626 | 938.1813 | 0 | 945.5403 | -0.027618 | 939.4841 | 0
|  |  | 929.976 | 0 | 929.98 | 0 | 944.5005 | 0.21747 | 929.976 | 0 | 944.5005 | 0.0077022 | 0 | 0 | 944.5005 | 0.022985 | 944.5005 | 0 | 944.1952 | -0.016796 | 944.5005 | 0.020776 | 944.5005 | 0.0045988 | 929.976 | 0 | 944.5005 | 0.011062 | 944.1952 | 0.13141 | 938.4216 | 0 | 945.7849 | 0.028543 | 939.7252 | 0
|  |  | 930.2118 | 0 | 930.21 | 0 | 944.7428 | 0 | 930.2118 | 0 | 944.7428 | -0.00051383 | 0 | 0 | 944.7428 | 0.01088 | 944.7428 | 0 | 944.4369 | 0.010677 | 944.7428 | 0 | 944.7428 | -0.0070341 | 930.2118 | 0 | 944.7428 | -0.010661 | 944.4369 | -0.0086369 | 938.662 | 0 | 946.0296 | -0.019822 | 939.9662 | 0
|  |  | 930.4476 | 0 | 930.45 | 0 | 944.985 | 0.22315 | 930.4476 | 0 | 944.985 | 0.014015 | 0 | 0 | 944.985 | 0.014916 | 944.9851 | 0 | 944.6787 | 0.043032 | 944.985 | 0.030889 | 944.985 | 0.0098441 | 930.4476 | 0 | 944.9851 | 0.0089925 | 944.6787 | 0.070674 | 938.9025 | 0 | 946.2742 | 0.02339 | 940.2073 | 0
|  |  | 930.6835 | 0 | 930.68 | 0 | 945.2273 | 0 | 930.6835 | 0 | 945.2273 | -0.048409 | 0 | 0 | 945.2274 | 0 | 945.2273 | 0 | 944.9205 | -0.074956 | 945.2273 | 0 | 945.2274 | -0.00011341 | 930.6835 | 0 | 945.2274 | -0.016574 | 944.9205 | -0.10932 | 939.1429 | 0 | 946.5189 | -0.019954 | 940.4484 | 0
|  |  | 930.9194 | 0 | 930.92 | 0 | 945.4696 | 0.1543 | 930.9194 | 0 | 945.4696 | 0.027847 | 0 | 0 | 945.4696 | 0.029958 | 945.4696 | 0 | 945.1623 | 0.041159 | 945.4696 | 0.033473 | 945.4696 | 0.0018225 | 930.9194 | 0 | 945.4696 | 0.015943 | 945.1623 | 0.08687 | 939.3833 | 0 | 946.7636 | 0.028015 | 940.6895 | 0
|  |  | 931.1552 | 0 | 931.16 | 0 | 945.7119 | 0 | 931.1552 | 0 | 945.7119 | -0.021689 | 0 | 0 | 945.7119 | 0 | 945.7119 | 0 | 945.4041 | -0.0019525 | 945.7119 | 0 | 945.7119 | -0.0020112 | 931.1552 | 0 | 945.7119 | -0.011873 | 945.4041 | -0.1465 | 939.6237 | 0 | 947.0083 | -0.026561 | 940.9306 | 0
|  |  | 931.3911 | 0 | 931.39 | 0 | 945.9542 | 0.096229 | 931.3911 | 0 | 945.9542 | 0.019316 | 0 | 0 | 945.9542 | 0.0056091 | 945.9542 | 0 | 945.646 | 0.019125 | 945.9542 | 0.025083 | 945.9542 | 0.0096303 | 931.3911 | 0 | 945.9542 | 0.00477 | 945.646 | 0.11816 | 939.8641 | 0 | 947.253 | 0.026561 | 941.1717 | 0
|  |  | 931.6269 | 0 | 931.63 | 0 | 946.1965 | 0 | 931.627 | 0 | 946.1965 | -0.047618 | 0 | 0 | 946.1965 | 0 | 946.1965 | 0 | 945.8878 | -0.041492 | 946.1965 | 0 | 946.1965 | 0.0051908 | 931.627 | 0 | 946.1965 | -0.016489 | 945.8878 | -0.10859 | 940.1046 | 0 | 947.4977 | -0.026693 | 941.4128 | 0
|  |  | 931.8628 | 0 | 931.86 | 0 | 946.4388 | 0.28441 | 931.8629 | 0 | 946.4388 | 0.014558 | 0 | 0 | 946.4388 | 0.023477 | 946.4389 | 0 | 946.1296 | 0.00034205 | 946.4388 | 0.029107 | 946.4388 | 0.009111 | 931.8629 | 0 | 946.4388 | 0.003761 | 946.1296 | 0.058895 | 940.345 | 0 | 947.7424 | 0.031054 | 941.6539 | 0
|  |  | 932.0987 | 0 | 932.1 | 0 | 946.6812 | 0 | 932.0988 | 0 | 946.6812 | -0.03785 | 0 | 0 | 946.6812 | 0 | 946.6812 | 0 | 946.3714 | -0.061586 | 946.6812 | 0 | 946.6812 | -0.003482 | 932.0988 | 0 | 946.6812 | -0.0068739 | 946.3714 | -0.15129 | 940.5855 | 0 | 947.9871 | -0.025504 | 941.8951 | 0
|  |  | 932.3347 | 0 | 932.33 | 0 | 946.9235 | 0.10901 | 932.3347 | 0 | 946.9235 | 0.010712 | 0 | 0 | 946.9235 | 0.025088 | 946.9235 | 0 | 946.6133 | 0.036839 | 946.9235 | 0.011201 | 946.9235 | 0.0090052 | 932.3347 | 0 | 946.9235 | 0.0069626 | 946.6133 | 0.10822 | 940.826 | 0 | 948.2319 | 0.033961 | 942.1362 | 0
|  |  | 932.5706 | 0 | 932.57 | 0 | 947.1658 | 0 | 932.5706 | 0 | 947.1658 | -0.027485 | 0 | 0 | 947.1658 | 0 | 947.1658 | 0 | 946.8551 | -0.055179 | 947.1658 | 0 | 947.1658 | 0.00056333 | 932.5706 | 0 | 947.1658 | -0.013508 | 946.8551 | -0.11043 | 941.0665 | 0 | 948.4766 | -0.021672 | 942.3773 | 0
|  |  | 932.8065 | 0 | 932.81 | 0 | 947.4082 | 0.14491 | 932.8065 | 0 | 947.4082 | 0.023445 | 0 | 0 | 947.4082 | 0.026364 | 947.4082 | 0 | 947.097 | 0.026112 | 947.4082 | 0.050088 | 947.4082 | 0.0092964 | 932.8065 | 0 | 947.4082 | 0.010738 | 947.097 | 0.23263 | 941.3069 | 0 | 948.7214 | 0.022333 | 942.6185 | 0
|  |  | 933.0424 | 0 | 933.04 | 0 | 947.6505 | 0 | 933.0424 | 0 | 947.6505 | -0.035668 | 0 | 0 | 947.6505 | 0 | 947.6505 | 0 | 947.3388 | -0.055876 | 947.6505 | 0 | 947.6505 | -0.0070464 | 933.0424 | 0 | 947.6505 | -0.015755 | 947.3388 | -0.1708 | 941.5475 | 0 | 948.9661 | -0.020615 | 942.8597 | 0
|  |  | 933.2783 | 0 | 933.28 | 0 | 947.8929 | 0 | 933.2783 | 0 | 947.8929 | 0.0086369 | 0 | 0 | 947.8929 | 0.016184 | 947.8929 | 0 | 947.5807 | -0.0083096 | 947.8929 | 0.018182 | 947.8929 | 0.0059932 | 933.2783 | 0 | 947.8929 | 0.0045447 | 947.5807 | 0.14908 | 941.788 | 0 | 949.2109 | 0.026826 | 943.1008 | 0
|  |  | 933.5142 | 0 | 933.51 | 0 | 948.1353 | 0 | 933.5142 | 0 | 948.1353 | -0.045473 | 0 | 0 | 948.1353 | 0 | 948.1353 | 0 | 947.8226 | -0.065309 | 948.1353 | 0 | 948.1353 | 0.004224 | 933.5142 | 0 | 948.1353 | -0.019193 | 947.8226 | -0.040122 | 942.0285 | 0 | 949.4557 | -0.024183 | 943.342 | 0
|  |  | 933.7501 | 0 | 933.75 | 0 | 948.3776 | 0.028886 | 933.7501 | 0 | 948.3776 | 0.0050847 | 0 | 0 | 948.3776 | 0.0094869 | 948.3776 | 0 | 948.0644 | 0.011354 | 948.3776 | 0.035509 | 948.3776 | 0.0042994 | 933.7501 | 0 | 948.3776 | 0.0085979 | 948.0644 | 0.18037 | 942.269 | 0 | 949.7004 | 0.026561 | 943.5832 | 0
|  |  | 933.9861 | 0 | 933.99 | 0 | 948.62 | 0 | 933.9861 | 0 | 948.62 | -0.026748 | 0 | 0 | 948.62 | 0 | 948.62 | 0 | 948.3063 | -0.0072642 | 948.62 | 0 | 948.62 | -0.0036566 | 933.9861 | 0 | 948.62 | -0.013525 | 948.3063 | -0.21386 | 942.5096 | 0 | 949.9452 | -0.021408 | 943.8244 | 0
|  |  | 934.222 | 0 | 934.22 | 0 | 948.8624 | 0.13163 | 934.222 | 0 | 948.8624 | 0.013179 | 0 | 0 | 948.8624 | 0.031381 | 948.8624 | 0 | 948.5482 | 0.012611 | 948.8624 | 0.027474 | 948.8624 | 0.006767 | 934.222 | 0 | 948.8624 | 0.013517 | 948.5482 | 0.14024 | 942.7501 | 0 | 950.1901 | 0.032244 | 944.0656 | 0
|  |  | 934.4579 | 0 | 934.46 | 0 | 949.1048 | 0.0253 | 934.4579 | 0 | 949.1048 | -0.020818 | 0 | 0 | 949.1048 | 0 | 949.1048 | 0 | 948.7901 | -0.0047252 | 949.1048 | 0 | 949.1048 | -0.0023444 | 934.4579 | 0 | 949.1048 | -0.014171 | 948.7901 | -0.11595 | 942.9907 | 0 | 950.4349 | -0.022597 | 944.3068 | 0
|  |  | 934.6939 | 0 | 934.69 | 0 | 949.3472 | 0.22115 | 934.6939 | 0 | 949.3472 | 0.018939 | 0 | 0 | 949.3472 | 0.022919 | 949.3472 | 0 | 949.032 | 0.041811 | 949.3472 | 0.048312 | 949.3472 | 0.0079533 | 934.6939 | 0 | 949.3472 | 0.00204 | 949.032 | 0.12368 | 943.2313 | 0 | 950.6797 | 0.029469 | 944.548 | 0
|  |  | 934.9299 | 0 | 934.93 | 0 | 949.5896 | 0 | 934.9299 | 0 | 949.5896 | -0.056491 | 0 | 0 | 949.5896 | 0 | 949.5896 | 0 | 949.2739 | -0.024813 | 949.5896 | 0 | 949.5896 | -0.0024071 | 934.9299 | 0 | 949.5896 | -0.018853 | 949.2739 | -0.1119 | 943.4718 | 0 | 950.9245 | -0.022465 | 944.7892 | 0
|  |  | 935.1658 | 0 | 935.17 | 0 | 949.832 | 0.13687 | 935.1658 | 0 | 949.832 | 0.016021 | 0 | 0 | 949.832 | 0.018625 | 949.832 | 0 | 949.5158 | 0.013872 | 949.832 | 0.023019 | 949.832 | 0.0060988 | 935.1658 | 0 | 949.832 | 0.011853 | 949.5158 | 0.14208 | 943.7124 | 0 | 951.1694 | 0.025372 | 945.0305 | 0
|  |  | 935.4018 | 0 | 935.4 | 0 | 950.0744 | 0 | 935.4018 | 0 | 950.0744 | -0.070549 | 0 | 0 | 950.0744 | 0 | 950.0744 | 0 | 949.7577 | -0.074661 | 950.0744 | 0 | 950.0744 | -0.00067492 | 935.4018 | 0 | 950.0744 | -0.019208 | 949.7577 | -0.17484 | 943.953 | 0 | 951.4142 | -0.027618 | 945.2717 | 0
|  |  | 935.6378 | 0 | 935.64 | 0 | 950.3168 | 0.16347 | 935.6378 | 0 | 950.3168 | 0.020308 | 0 | 0 | 950.3168 | 0.00075083 | 950.3169 | 0 | 949.9996 | 0.0074896 | 950.3168 | 0.017811 | 950.3168 | 0.0081821 | 935.6378 | 0 | 950.3168 | 0.0040021 | 949.9996 | 0.087238 | 944.1936 | 0 | 951.6591 | 0.018897 | 945.513 | 0
|  |  | 935.8738 | 0 | 935.87 | 0 | 950.5593 | 0 | 935.8738 | 0 | 950.5593 | -0.048383 | 0 | 0 | 950.5593 | 0 | 950.5593 | 0 | 950.2415 | -0.049702 | 950.5593 | 0 | 950.5593 | 0.0050259 | 935.8738 | 0 | 950.5593 | -0.010363 | 950.2415 | -0.070306 | 944.4342 | 0 | 951.9039 | -0.023786 | 945.7543 | 0
|  |  | 936.1097 | 0 | 936.11 | 0 | 950.8017 | 0.14041 | 936.1097 | 0 | 950.8017 | 0.024707 | 0 | 0 | 950.8017 | 0.01767 | 950.8017 | 0 | 950.4834 | 0.026103 | 950.8017 | 0.041326 | 950.8017 | 0.0059553 | 936.1097 | 0 | 950.8017 | 0.0081119 | 950.4834 | 0.06184 | 944.6748 | 0 | 952.1488 | 0.026033 | 945.9955 | 0
|  |  | 936.3458 | 0 | 936.35 | 0 | 951.0442 | 0 | 936.3458 | 0 | 951.0442 | -0.033509 | 0 | 0 | 951.0442 | 0 | 951.0442 | 0 | 950.7254 | -0.027504 | 951.0442 | 0 | 951.0442 | 0.0020761 | 936.3458 | 0 | 951.0442 | -0.015785 | 950.7254 | -0.050797 | 944.9155 | 0 | 952.3937 | -0.0185 | 946.2368 | 0
|  |  | 936.5818 | 0 | 936.58 | 0 | 951.2866 | 0.13227 | 936.5818 | 0 | 951.2866 | 0.027456 | 0 | 0 | 951.2866 | 0.023649 | 951.2866 | 0 | 950.9673 | 0.036721 | 951.2866 | 0.054508 | 951.2866 | 0.0085055 | 936.5818 | 0 | 951.2866 | 0.010429 | 950.9673 | 0.092023 | 945.1561 | 0 | 952.6386 | 0.02339 | 946.4781 | 0
|  |  | 936.8178 | 0 | 936.82 | 0 | 951.5291 | 0 | 936.8178 | 0 | 951.5291 | -0.054133 | 0 | 0 | 951.5291 | 0 | 951.5291 | 0 | 951.2093 | -0.047573 | 951.5291 | 0 | 951.5291 | -0.0043594 | 936.8178 | 0 | 951.529 | -0.017329 | 951.2093 | -0.098281 | 945.3967 | 0 | 952.8835 | -0.02339 | 946.7194 | 0
|  |  | 937.0538 | 0 | 937.05 | 0 | 951.7715 | 0.21605 | 937.0538 | 0 | 951.7715 | 0.0083661 | 0 | 0 | 951.7715 | 0.014931 | 951.7715 | 0 | 951.4512 | 0.019329 | 951.7715 | 0.058671 | 951.7715 | 0.0034058 | 937.0538 | 0 | 951.7716 | 0.0066853 | 951.4512 | 0.13435 | 945.6374 | 0 | 953.1284 | 0.029601 | 946.9607 | 0
|  |  | 937.2899 | 0 | 937.29 | 0 | 952.014 | 0 | 937.2899 | 0 | 952.014 | -0.04009 | 0 | 0 | 952.014 | 0 | 952.014 | 0 | 951.6932 | -0.046274 | 952.014 | 0 | 952.014 | -0.0027974 | 937.2899 | 0 | 952.014 | -0.013882 | 951.6932 | -0.070674 | 945.8781 | 0 | 953.3733 | -0.018765 | 947.202 | 0
|  |  | 937.5259 | 0 | 937.53 | 0 | 952.2565 | 0.13224 | 937.5259 | 0 | 952.2565 | 0.014127 | 0 | 0 | 952.2565 | 0.016529 | 952.2565 | 0 | 951.9351 | 0.029078 | 952.2565 | 0.055254 | 952.2565 | 0.01109 | 937.5259 | 0 | 952.2565 | 0.0071405 | 951.9351 | 0.10491 | 946.1187 | 0 | 953.6182 | 0.029601 | 947.4434 | 0
|  |  | 937.7619 | 0 | 937.76 | 0 | 952.499 | 0 | 937.7619 | 0 | 952.499 | -0.075703 | 0 | 0 | 952.499 | 0 | 952.499 | 0 | 952.1771 | -7.6685e-05 | 952.499 | 0 | 952.499 | 0.0043519 | 937.7619 | 0 | 952.499 | -0.016943 | 952.1771 | -0.17558 | 946.3594 | 0 | 953.8632 | -0.021011 | 947.6847 | 0
|  |  | 937.9979 | 0 | 938 | 0 | 952.7415 | 0.13038 | 937.9979 | 0 | 952.7415 | 0.014492 | 0 | 0 | 952.7415 | 0.014253 | 952.7415 | 0 | 952.4191 | -0.0077798 | 952.7415 | 0.058498 | 952.7415 | 0.0095973 | 937.9979 | 0 | 952.7415 | 0.0066023 | 952.4191 | 0.037177 | 946.6001 | 0 | 954.1081 | 0.026693 | 947.926 | 0
|  |  | 938.234 | 0 | 938.23 | 0 | 952.984 | 0 | 938.234 | 0 | 952.984 | -0.048095 | 0 | 0 | 952.9839 | 0 | 952.984 | 0 | 952.661 | -0.042103 | 952.984 | 0 | 952.9839 | 0.0011909 | 938.234 | 0 | 952.984 | -0.014557 | 952.661 | -0.15828 | 946.8408 | 0 | 954.353 | -0.026693 | 948.1674 | 0
|  |  | 938.47 | 0 | 938.47 | 0 | 953.2265 | 0.16757 | 938.47 | 0 | 953.2265 | 0.00014584 | 0 | 0 | 953.2265 | 0.019554 | 953.2265 | 0 | 952.903 | 0.015084 | 953.2265 | 0.019516 | 953.2265 | 0.0021974 | 938.47 | 0 | 953.2265 | 0.0072865 | 952.903 | 0.10491 | 947.0815 | 0 | 954.598 | 0.028015 | 948.4087 | 0
|  |  | 938.7061 | 0 | 938.71 | 0 | 953.469 | 0 | 938.7061 | 0 | 953.469 | -0.023786 | 0 | 0 | 953.469 | 0 | 953.469 | 0 | 953.145 | -0.016874 | 953.469 | 0 | 953.469 | -0.0017039 | 938.7061 | 0 | 953.469 | -0.014396 | 953.145 | -0.022602 | 947.3223 | 0 | 954.843 | -0.016386 | 948.6501 | 0
|  |  | 938.9421 | 0 | 938.94 | 0 | 953.7115 | 0.11445 | 938.9421 | 0 | 953.7115 | 0.015042 | 0 | 0 | 953.7115 | 0.013337 | 953.7115 | 0 | 953.387 | 0.040591 | 953.7115 | 0.041449 | 953.7115 | 0.0082141 | 938.9421 | 0 | 953.7115 | 0.0078002 | 953.387 | 0.12331 | 947.563 | 0 | 955.0879 | 0.02154 | 948.8914 | 0
|  |  | 939.1782 | 0 | 939.18 | 0 | 953.954 | 0 | 939.1782 | 0 | 953.954 | -0.057427 | 0 | 0 | 953.954 | 0 | 953.954 | 0 | 953.629 | -0.067664 | 953.954 | 0 | 953.954 | 0.0026259 | 939.1782 | 0 | 953.954 | -0.015739 | 953.629 | -0.19803 | 947.8037 | 0 | 955.3329 | -0.020086 | 949.1328 | 0
|  |  | 939.4143 | 0 | 939.41 | 0 | 954.1966 | 0.014606 | 939.4143 | 0 | 954.1966 | -0.016824 | 0 | 0 | 954.1966 | 0.0091233 | 954.1966 | 0 | 953.871 | 0.0061893 | 954.1966 | 0.0217 | 954.1966 | 0.0049203 | 939.4143 | 0 | 954.1966 | 0.0047871 | 953.871 | 0.05411 | 948.0444 | 0 | 955.5779 | 0.019558 | 949.3742 | 0
|  |  | 939.6504 | 0 | 939.65 | 0 | 954.4391 | 0 | 939.6504 | 0 | 954.4391 | -0.05241 | 0 | 0 | 954.4391 | 0 | 954.4391 | 0 | 954.113 | -0.060637 | 954.4391 | 0 | 954.4391 | 0.004685 | 939.6504 | 0 | 954.4391 | -0.018296 | 954.113 | -0.18662 | 948.2852 | 0 | 955.8229 | -0.017575 | 949.6156 | 0
|  |  | 939.8865 | 0 | 939.89 | 0 | 954.6817 | 0.15222 | 939.8865 | 0 | 954.6817 | 0.01381 | 0 | 0 | 954.6816 | 0.018759 | 954.6817 | 0 | 954.355 | 0.01219 | 954.6817 | 0.02681 | 954.6816 | 0.006804 | 939.8865 | 0 | 954.6816 | 0.010251 | 954.355 | 0.024635 | 948.526 | 0 | 956.068 | 0.026297 | 949.857 | 0
|  |  | 940.1226 | 0 | 940.12 | 0 | 954.9242 | 0 | 940.1226 | 0 | 954.9242 | -0.038593 | 0 | 0 | 954.9242 | 0 | 954.9242 | 0 | 954.597 | -0.080827 | 954.9242 | 0 | 954.9242 | 0.0022289 | 940.1226 | 0 | 954.9242 | -0.015939 | 954.597 | -0.097913 | 948.7668 | 0 | 956.313 | -0.025636 | 950.0984 | 0
|  |  | 940.3587 | 0 | 940.36 | 0 | 955.1668 | 0.14606 | 940.3587 | 0 | 955.1668 | 0.0032455 | 0 | 0 | 955.1667 | 0.019248 | 955.1668 | 0 | 954.8391 | -0.011299 | 955.1668 | 0.026938 | 955.1667 | 0.010136 | 940.3587 | 0 | 955.1667 | 0.0090665 | 954.8391 | 0.10896 | 949.0076 | 0 | 956.558 | 0.026033 | 950.3398 | 0
|  |  | 940.5948 | 0 | 940.59 | 0 | 955.4093 | 0 | 940.5948 | 0 | 955.4093 | -0.050764 | 0 | 0 | 955.4094 | 0 | 955.4093 | 0 | 955.0811 | -0.074879 | 955.4093 | 0 | 955.4094 | 0.0043393 | 940.5948 | 0 | 955.4094 | -0.016934 | 955.0811 | -0.14319 | 949.2484 | 0 | 956.803 | -0.026033 | 950.5813 | 0
|  |  | 940.8309 | 0 | 940.83 | 0 | 955.6519 | 0.029339 | 940.8309 | 0 | 955.6519 | -0.011758 | 0 | 0 | 955.6519 | 0 | 955.6519 | 0 | 955.3231 | -0.013776 | 955.6519 | 0.01519 | 955.6519 | 0.00439 | 940.8309 | 0 | 955.6519 | 0.010855 | 955.3231 | 0.15754 | 949.4891 | 0 | 957.0481 | 0.023918 | 950.8227 | 0
|  |  | 941.067 | 0 | 941.07 | 0 | 955.8945 | 0 | 941.067 | 0 | 955.8945 | -0.034858 | 0 | 0 | 955.8945 | 0 | 955.8945 | 0 | 955.5652 | -0.016054 | 955.8945 | 0 | 955.8945 | 0.0049726 | 941.067 | 0 | 955.8945 | -0.016379 | 955.5652 | -0.14503 | 949.73 | 0 | 957.2931 | -0.018236 | 951.0641 | 0
|  |  | 941.3032 | 0 | 941.3 | 0 | 956.1371 | 0.095535 | 941.3032 | 0 | 956.1371 | 0.018389 | 0 | 0 | 956.1371 | 0.013724 | 956.1371 | 0 | 955.8072 | 0.014476 | 956.1371 | 0.045743 | 956.1371 | 0.00036252 | 941.3032 | 0 | 956.1371 | 0.0087972 | 955.8072 | 0.082453 | 949.9708 | 0 | 957.5382 | 0.025108 | 951.3056 | 0
|  |  | 941.5393 | 0 | 941.54 | 0 | 956.3797 | 0 | 941.5393 | 0 | 956.3797 | -0.027382 | 0 | 0 | 956.3797 | 0 | 956.3797 | 0 | 956.0493 | -0.043315 | 956.3797 | 0 | 956.3797 | 0.00025963 | 941.5393 | 0 | 956.3797 | -0.017737 | 956.0493 | -0.14613 | 950.2116 | 0 | 957.7833 | -0.026958 | 951.5471 | 0
|  |  | 941.7754 | 0 | 941.78 | 0 | 956.6223 | 0.11177 | 941.7755 | 0 | 956.6223 | 0.019395 | 0 | 0 | 956.6223 | 0.015849 | 956.6223 | 0 | 956.2913 | 0.029268 | 956.6223 | 0.020793 | 956.6223 | 0.0074672 | 941.7755 | 0 | 956.6223 | 0.0091452 | 956.2913 | 0.17448 | 950.4525 | 0 | 958.0284 | 0.02709 | 951.7886 | 0
|  |  | 942.0116 | 0 | 942.01 | 0 | 956.8649 | 0 | 942.0116 | 0 | 956.8649 | -0.049663 | 0 | 0 | 956.8649 | 0 | 956.8649 | 0 | 956.5334 | -0.035717 | 956.8649 | 0 | 956.8649 | -0.0015106 | 942.0116 | 0 | 956.8649 | -0.016838 | 956.5334 | -0.1119 | 950.6933 | 0 | 958.2735 | -0.019425 | 952.03 | 0
|  |  | 942.2477 | 0 | 942.25 | 0 | 957.1075 | 0.1936 | 942.2477 | 0 | 957.1075 | 0.035793 | 0 | 0 | 957.1075 | 0.044543 | 957.1075 | 0 | 956.7755 | 0.014707 | 957.1075 | 0.07608 | 957.1075 | 0.0063374 | 942.2477 | 0 | 957.1075 | 0.015052 | 956.7755 | 0.21239 | 950.9341 | 0 | 958.5186 | 0.030922 | 952.2715 | 0
|  |  | 942.4839 | 0 | 942.48 | 0 | 957.3501 | 0 | 942.4839 | 0 | 957.3501 | -0.030052 | 0 | 0 | 957.3501 | 0 | 957.3501 | 0 | 957.0175 | -0.06665 | 957.3501 | 0 | 957.3501 | -0.0013489 | 942.4839 | 0 | 957.3501 | -0.012507 | 957.0175 | -0.11632 | 951.175 | 0 | 958.7637 | -0.0222 | 952.513 | 0
|  |  | 942.72 | 0 | 942.72 | 0 | 957.5927 | 0.054776 | 942.72 | 0 | 957.5927 | 0.0053553 | 0 | 0 | 957.5927 | 0.010218 | 957.5927 | 0 | 957.2596 | -0.015868 | 957.5927 | 0.0017176 | 957.5927 | 0.0098569 | 942.72 | 0 | 957.5927 | 0.013358 | 957.2596 | 0.070674 | 951.4159 | 0 | 959.0088 | 0.030394 | 952.7545 | 0
|  |  | 942.9562 | 0 | 942.96 | 0 | 957.8354 | 0 | 942.9562 | 0 | 957.8354 | -0.061571 | 0 | 0 | 957.8354 | 0 | 957.8354 | 0 | 957.5017 | -0.018105 | 957.8354 | 0 | 957.8354 | -0.0023707 | 942.9562 | 0 | 957.8354 | -0.016311 | 957.5017 | -0.19325 | 951.6568 | 0 | 959.254 | -0.02339 | 952.996 | 0
|  |  | 943.1924 | 0 | 943.19 | 0 | 958.078 | 0.18463 | 943.1924 | 0 | 958.078 | 0.0045384 | 0 | 0 | 958.078 | 0.00055724 | 958.078 | 0 | 957.7438 | 0.0084359 | 958.078 | 0.049703 | 958.078 | 0.0031981 | 943.1924 | 0 | 958.078 | 0.0088399 | 957.7438 | 0.080244 | 951.8976 | 0 | 959.4991 | 0.020483 | 953.2375 | 0
|  |  | 943.4286 | 0 | 943.43 | 0 | 958.3207 | 0 | 943.4286 | 0 | 958.3207 | -0.032451 | 0 | 0 | 958.3207 | 0 | 958.3207 | 0 | 957.9859 | -0.045008 | 958.3207 | 0 | 958.3207 | 0.0076906 | 943.4286 | 0 | 958.3207 | -0.017711 | 957.9859 | -0.1984 | 952.1385 | 0 | 959.7442 | -0.021408 | 953.4791 | 0
|  |  | 943.6648 | 0 | 943.66 | 0 | 958.5633 | 0.13819 | 943.6648 | 0 | 958.5633 | 0.023959 | 0 | 0 | 958.5633 | 0.013635 | 958.5633 | 0 | 958.228 | 0.060089 | 958.5633 | 0.049155 | 958.5633 | 0.0090511 | 943.6648 | 0 | 958.5633 | 0.007409 | 958.228 | 0.01444 | 952.3795 | 0 | 959.9894 | 0.027883 | 953.7206 | 0
|  |  | 943.901 | 0 | 943.9 | 0 | 958.806 | 0 | 943.901 | 0 | 958.806 | -0.0202 | 0 | 0 | 958.806 | 0 | 958.806 | 0 | 958.4701 | -0.028209 | 958.806 | 0 | 958.806 | -0.00025088 | 943.901 | 0 | 958.806 | -0.015878 | 958.4701 | -0.1108 | 952.6204 | 0 | 960.2346 | -0.017575 | 953.9622 | 0
|  |  | 944.1372 | 0 | 944.14 | 0 | 959.0486 | 0.12128 | 944.1371 | 0 | 959.0486 | 0.028893 | 0 | 0 | 959.0486 | 0.029654 | 959.0486 | 0 | 958.7122 | 0.073789 | 959.0486 | 0.040544 | 959.0486 | 0.0052694 | 944.1371 | 0 | 959.0486 | 0.013406 | 958.7122 | 0.15497 | 952.8613 | 0 | 960.4797 | 0.028279 | 954.2037 | 0
|  |  | 944.3733 | 0 | 944.37 | 0 | 959.2913 | 0 | 944.3734 | 0 | 959.2913 | -0.055075 | 0 | 0 | 959.2913 | 0 | 959.2913 | 0 | 958.9543 | -0.0029881 | 959.2913 | 0 | 959.2913 | 0.0046486 | 944.3734 | 0 | 959.2913 | -0.018557 | 958.9543 | -0.10748 | 953.1023 | 0 | 960.7249 | -0.022993 | 954.4453 | 0
|  |  | 944.6096 | 0 | 944.61 | 0 | 959.534 | 0.24119 | 944.6096 | 0 | 959.534 | 0.016405 | 0 | 0 | 959.534 | 0.022817 | 959.534 | 0 | 959.1964 | 0.049265 | 959.534 | 0.042869 | 959.534 | 0.0046597 | 944.6096 | 0 | 959.534 | 0.011777 | 959.1964 | 0.11485 | 953.3432 | 0 | 960.9701 | 0.033829 | 954.6869 | 0
|  |  | 944.8458 | 0 | 944.85 | 0 | 959.7767 | 0 | 944.8458 | 0 | 959.7767 | -0.014009 | 0 | 0 | 959.7767 | 0 | 959.7767 | 0 | 959.4386 | -0.010881 | 959.7767 | 0 | 959.7767 | -0.00079626 | 944.8458 | 0 | 959.7767 | -0.015643 | 959.4386 | -0.10417 | 953.5842 | 0 | 961.2153 | -0.024579 | 954.9285 | 0
|  |  | 945.082 | 0 | 945.08 | 0 | 960.0194 | 0.1072 | 945.082 | 0 | 960.0194 | 0.025859 | 0 | 0 | 960.0193 | 0.031486 | 960.0194 | 0 | 959.6807 | 0.0082082 | 960.0194 | 0.035154 | 960.0193 | 0.0045772 | 945.082 | 0 | 960.0194 | 0.012916 | 959.6807 | 0.16969 | 953.8251 | 0 | 961.4605 | 0.031979 | 955.17 | 0
|  |  | 945.3182 | 0 | 945.32 | 0 | 960.2621 | 0 | 945.3182 | 0 | 960.2621 | -0.026572 | 0 | 0 | 960.2621 | 0 | 960.2621 | 0 | 959.9228 | 0.0019971 | 960.2621 | 0 | 960.2621 | -0.0011356 | 945.3182 | 0 | 960.2621 | -0.011739 | 959.9228 | -0.096072 | 954.0661 | 0 | 961.7057 | -0.022993 | 955.4116 | 0
|  |  | 945.5545 | 0 | 945.55 | 0 | 960.5048 | 0.20981 | 945.5545 | 0 | 960.5048 | -0.013488 | 0 | 0 | 960.5048 | 0.0056051 | 960.5048 | 0 | 960.165 | 0.034501 | 960.5048 | 0.056054 | 960.5048 | 0.0096261 | 945.5545 | 0 | 960.5048 | 0.0011388 | 960.165 | 0.0018786 | 954.3071 | 0 | 961.9509 | 0.031319 | 955.6533 | 0
|  |  | 945.7908 | 0 | 945.79 | 0 | 960.7475 | 0 | 945.7908 | 0 | 960.7475 | -0.061842 | 0 | 0 | 960.7475 | 0 | 960.7475 | 0 | 960.4071 | -0.051221 | 960.7475 | 0 | 960.7475 | -0.0026197 | 945.7908 | 0 | 960.7475 | -0.018704 | 960.4071 | -0.17521 | 954.5481 | 0 | 962.1962 | -0.024976 | 955.8948 | 0
|  |  | 946.027 | 0 | 946.03 | 0 | 960.9902 | 0.20153 | 946.027 | 0 | 960.9902 | 0.014969 | 0 | 0 | 960.9902 | 0.018782 | 960.9902 | 0 | 960.6493 | 0.012356 | 960.9902 | 0.013777 | 960.9902 | 0.003772 | 946.027 | 0 | 960.9902 | 0.0090675 | 960.6493 | 0.092759 | 954.7891 | 0 | 962.4414 | 0.028147 | 956.1365 | 0
|  |  | 946.2632 | 0 | 946.26 | 0 | 961.2329 | 0 | 946.2632 | 0 | 961.2329 | -0.056178 | 0 | 0 | 961.2329 | 0 | 961.2329 | 0 | 960.8914 | -0.037052 | 961.2329 | 0 | 961.2329 | -0.00043506 | 946.2632 | 0 | 961.2329 | -0.017986 | 960.8914 | -0.10012 | 955.0301 | 0 | 962.6866 | -0.01969 | 956.3781 | 0
|  |  | 946.4995 | 0 | 946.5 | 0 | 961.4757 | 0.065272 | 946.4995 | 0 | 961.4757 | 0.043741 | 0 | 0 | 961.4756 | 0.023144 | 961.4757 | 0 | 961.1336 | 0.011926 | 961.4757 | 0.059998 | 961.4756 | 0.0028779 | 946.4995 | 0 | 961.4756 | 0.0039871 | 961.1336 | 0.1373 | 955.2711 | 0 | 962.9319 | 0.02709 | 956.6198 | 0
|  |  | 946.7358 | 0 | 946.74 | 0 | 961.7184 | 0 | 946.7358 | 0 | 961.7184 | -0.036035 | 0 | 0 | 961.7184 | 0 | 961.7184 | 0 | 961.3758 | -0.02557 | 961.7184 | 0 | 961.7184 | 0.001008 | 946.7358 | 0 | 961.7184 | -0.010435 | 961.3758 | -0.062208 | 955.5121 | 0 | 963.1772 | -0.026297 | 956.8614 | 0
|  |  | 946.972 | 0 | 946.97 | 0 | 961.9612 | 0.21924 | 946.972 | 0 | 961.9612 | 0.0065185 | 0 | 0 | 961.9612 | 0.012944 | 961.9612 | 0 | 961.618 | 0.040273 | 961.9612 | 0.0062838 | 961.9612 | 0.0069613 | 946.972 | 0 | 961.9612 | 0.0086818 | 961.618 | 0.065521 | 955.7532 | 0 | 963.4224 | 0.033169 | 957.1031 | 0
|  |  | 947.2083 | 0 | 947.21 | 0 | 962.2039 | 0 | 947.2083 | 0 | 962.2039 | -0.031973 | 0 | 0 | 962.2039 | 0 | 962.2039 | 0 | 961.8601 | -0.05564 | 962.2039 | 0 | 962.2039 | 0.0017255 | 947.2083 | 0 | 962.2039 | -0.013695 | 961.8601 | -0.070306 | 955.9943 | 0 | 963.6677 | -0.018236 | 957.3447 | 0
|  |  | 947.4446 | 0 | 947.44 | 0 | 962.4467 | 0.26766 | 947.4446 | 0 | 962.4467 | 0.030006 | 0 | 0 | 962.4467 | 0.020069 | 962.4467 | 0 | 962.1023 | 0.059658 | 962.4467 | 0.035999 | 962.4467 | 0.0028966 | 947.4446 | 0 | 962.4467 | 0.0072305 | 962.1023 | 0.15386 | 956.2353 | 0 | 963.913 | 0.033169 | 957.5864 | 0
|  |  | 947.6809 | 0 | 947.68 | 0 | 962.6894 | 0 | 947.6809 | 0 | 962.6894 | -0.042556 | 0 | 0 | 962.6895 | 0 | 962.6894 | 0 | 962.3445 | -0.034199 | 962.6894 | 0 | 962.6895 | -0.0037703 | 947.6809 | 0 | 962.6894 | -0.014509 | 962.3445 | -0.19104 | 956.4764 | 0 | 964.1583 | -0.023522 | 957.8281 | 0
|  |  | 947.9172 | 0 | 947.92 | 0 | 962.9322 | 0.34522 | 947.9172 | 0 | 962.9322 | 0.045992 | 0 | 0 | 962.9322 | 0.030673 | 962.9322 | 0 | 962.5867 | 0.040759 | 962.9322 | 0.051373 | 962.9322 | 0.0068911 | 947.9172 | 0 | 962.9322 | 0.014153 | 962.5867 | 0.20797 | 956.7175 | 0 | 964.4036 | 0.028676 | 958.0698 | 0
|  |  | 948.1535 | 0 | 948.15 | 0 | 963.175 | 0 | 948.1535 | 0 | 963.175 | -0.01764 | 0 | 0 | 963.175 | 0 | 963.175 | 0 | 962.8289 | -0.043821 | 963.175 | 0 | 963.175 | -0.003699 | 948.1535 | 0 | 963.175 | -0.012745 | 962.8289 | -0.027407 | 956.9586 | 0 | 964.649 | -0.024579 | 958.3115 | 0
|  |  | 948.3898 | 0 | 948.39 | 0 | 963.4178 | 0.20073 | 948.3898 | 0 | 963.4178 | 0.0056962 | 0 | 0 | 963.4178 | 0.024839 | 963.4178 | 0 | 963.0711 | 0.039401 | 963.4178 | 0.011433 | 963.4178 | 0.0044326 | 948.3898 | 0 | 963.4178 | 0.010684 | 963.0711 | 0.16343 | 957.1996 | 0 | 964.8943 | 0.030526 | 958.5532 | 0
|  |  | 948.6262 | 0 | 948.63 | 0 | 963.6606 | 0 | 948.6262 | 0 | 963.6606 | -0.044095 | 0 | 0 | 963.6606 | 0 | 963.6606 | 0 | 963.3133 | -0.057385 | 963.6606 | 0 | 963.6606 | -0.0037189 | 948.6262 | 0 | 963.6606 | -0.018784 | 963.3133 | -0.14834 | 957.4407 | 0 | 965.1396 | -0.024976 | 958.7949 | 0
|  |  | 948.8625 | 0 | 948.86 | 0 | 963.9034 | 0.16043 | 948.8625 | 0 | 963.9034 | 0.023504 | 0 | 0 | 963.9034 | 0.027802 | 963.9034 | 0 | 963.5556 | 0.052272 | 963.9034 | 0.026111 | 963.9034 | 0.0074669 | 948.8625 | 0 | 963.9034 | 0.0087731 | 963.5556 | 0.041226 | 957.6818 | 0 | 965.385 | 0.024843 | 959.0366 | 0
|  |  | 949.0988 | 0 | 949.1 | 0 | 964.1462 | 0 | 949.0988 | 0 | 964.1462 | -0.013377 | 0 | 0 | 964.1462 | 0 | 964.1462 | 0 | 963.7978 | -0.038231 | 964.1462 | 0 | 964.1462 | -0.0034237 | 949.0988 | 0 | 964.1462 | -0.010821 | 963.7978 | -0.064784 | 957.923 | 0 | 965.6303 | -0.024843 | 959.2783 | 0
|  |  | 949.3351 | 0 | 949.34 | 0 | 964.389 | 0.10813 | 949.3351 | 0 | 964.389 | 0.0063348 | 0 | 0 | 964.389 | 0.013697 | 964.389 | 0 | 964.04 | 0.0096655 | 964.389 | 0.02036 | 964.389 | 0.0063084 | 949.3351 | 0 | 964.389 | 0.0099718 | 964.04 | 0.06368 | 958.1641 | 0 | 965.8757 | 0.025901 | 959.5201 | 0
|  |  | 949.5715 | 0 | 949.57 | 0 | 964.6318 | 0 | 949.5715 | 0 | 964.6318 | -0.038154 | 0 | 0 | 964.6318 | 0 | 964.6318 | 0 | 964.2822 | -0.047653 | 964.6318 | 0 | 964.6318 | -0.0042352 | 949.5715 | 0 | 964.6318 | -0.0089754 | 964.2822 | -0.16196 | 958.4052 | 0 | 966.1211 | -0.025108 | 959.7618 | 0
|  |  | 949.8078 | 0 | 949.81 | 0 | 964.8746 | 0.12897 | 949.8078 | 0 | 964.8746 | 0.0092461 | 0 | 0 | 964.8746 | 0.012805 | 964.8746 | 0 | 964.5245 | 0.008479 | 964.8746 | 0.021791 | 964.8746 | 0.0097622 | 949.8078 | 0 | 964.8746 | 0.0085795 | 964.5245 | 0.1454 | 958.6464 | 0 | 966.3665 | 0.025768 | 960.0036 | 0
|  |  | 950.0441 | 0 | 950.04 | 0 | 965.1175 | 0 | 950.0441 | 0 | 965.1175 | -0.010946 | 0 | 0 | 965.1174 | 0 | 965.1174 | 0 | 964.7667 | -0.02193 | 965.1175 | 0 | 965.1174 | -0.0011168 | 950.0441 | 0 | 965.1174 | -0.01646 | 964.7667 | -0.11632 | 958.8876 | 0 | 966.6118 | -0.029865 | 960.2454 | 0
|  |  | 950.2805 | 0 | 950.28 | 0 | 965.3603 | 0.092947 | 950.2805 | 0 | 965.3603 | 0.0030184 | 0 | 0 | 965.3603 | 0.010462 | 965.3603 | 0 | 965.009 | 0.011729 | 965.3603 | 0.024367 | 965.3603 | 0.0048492 | 950.2805 | 0 | 965.3603 | 0.0093731 | 965.009 | 0.024413 | 959.1287 | 0 | 966.8572 | 0.031054 | 960.4871 | 0
|  |  | 950.5169 | 0 | 950.52 | 0 | 965.6031 | 0 | 950.5169 | 0 | 965.6031 | -0.049865 | 0 | 0 | 965.6031 | 0 | 965.6031 | 0 | 965.2512 | -0.035484 | 965.6031 | 0 | 965.6031 | -0.0035281 | 950.5169 | 0 | 965.6032 | -0.013658 | 965.2512 | -0.10859 | 959.3699 | 0 | 967.1027 | -0.019425 | 960.7289 | 0
|  |  | 950.7532 | 0 | 950.75 | 0 | 965.846 | 0.13188 | 950.7532 | 0 | 965.846 | 0.0036208 | 0 | 0 | 965.846 | 0.015872 | 965.846 | 0 | 965.4935 | 0.015645 | 965.846 | 0.0036103 | 965.846 | 0.013098 | 950.7532 | 0 | 965.846 | 0.014594 | 965.4935 | 0.016768 | 959.6111 | 0 | 967.3481 | 0.028279 | 960.9707 | 0
|  |  | 950.9896 | 0 | 950.99 | 0 | 966.0888 | 0 | 950.9896 | 0 | 966.0888 | -0.079065 | 0 | 0 | 966.0889 | 0 | 966.0888 | 0 | 965.7358 | -0.070764 | 966.0888 | 0 | 966.0889 | 0.0010851 | 950.9896 | 0 | 966.0889 | -0.014944 | 965.7358 | -0.15423 | 959.8523 | 0 | 967.5935 | -0.023126 | 961.2125 | 0
|  |  | 951.226 | 0 | 951.23 | 0 | 966.3317 | 0.22977 | 951.226 | 0 | 966.3317 | 0.032537 | 0 | 0 | 966.3317 | 0.016031 | 966.3317 | 0 | 965.978 | -0.030256 | 966.3317 | 0.014566 | 966.3317 | 0.003618 | 951.226 | 0 | 966.3317 | 0.006399 | 965.978 | 0.12147 | 960.0934 | 0 | 967.8389 | 0.028015 | 961.4543 | 0
|  |  | 951.4624 | 0 | 951.46 | 0 | 966.5746 | 0 | 951.4624 | 0 | 966.5746 | -0.048737 | 0 | 0 | 966.5746 | 0 | 966.5746 | 0 | 966.2203 | -0.063157 | 966.5746 | 0 | 966.5746 | 0.0048409 | 951.4624 | 0 | 966.5746 | -0.013266 | 966.2203 | -0.13251 | 960.3347 | 0 | 968.0843 | -0.026958 | 961.6961 | 0
|  |  | 951.6988 | 0 | 951.7 | 0 | 966.8175 | 0.07975 | 951.6988 | 0 | 966.8175 | 0.0093227 | 0 | 0 | 966.8174 | 0.0074286 | 966.8175 | 0 | 966.4626 | -0.0035392 | 966.8175 | 0.045563 | 966.8174 | 0.0081344 | 951.6988 | 0 | 966.8174 | 0.012707 | 966.4626 | 0.07141 | 960.5759 | 0 | 968.3298 | 0.022993 | 961.9379 | 0
|  |  | 951.9352 | 0 | 951.94 | 0 | 967.0603 | 0 | 951.9352 | 0 | 967.0603 | -0.056747 | 0 | 0 | 967.0604 | 0 | 967.0603 | 0 | 966.7049 | -0.072167 | 967.0603 | 0 | 967.0604 | -0.00072319 | 951.9352 | 0 | 967.0604 | -0.01787 | 966.7049 | -0.11043 | 960.8171 | 0 | 968.5753 | -0.025636 | 962.1797 | 0
|  |  | 952.1716 | 0 | 952.17 | 0 | 967.3032 | 0.18623 | 952.1716 | 0 | 967.3032 | 0.01748 | 0 | 0 | 967.3032 | 0.018074 | 967.3032 | 0 | 966.9472 | -0.0070244 | 967.3032 | 0.039627 | 967.3032 | 0.0025771 | 952.1716 | 0 | 967.3032 | 0.01103 | 966.9472 | 0.10601 | 961.0583 | 0 | 968.8207 | 0.033433 | 962.4216 | 0
|  |  | 952.408 | 0 | 952.41 | 0 | 967.5461 | 0 | 952.408 | 0 | 967.5461 | -0.034856 | 0 | 0 | 967.5461 | 0 | 967.5461 | 0 | 967.1895 | -0.033385 | 967.5461 | 0 | 967.5461 | -0.00028225 | 952.408 | 0 | 967.5461 | -0.015343 | 967.1895 | -0.091655 | 961.2996 | 0 | 969.0662 | -0.025901 | 962.6635 | 0
|  |  | 952.6444 | 0 | 952.64 | 0 | 967.789 | 0.16849 | 952.6444 | 0 | 967.789 | 0.036684 | 0 | 0 | 967.7891 | 0.020549 | 967.789 | 0 | 967.4318 | 0.036325 | 967.789 | 0.066956 | 967.7891 | 0.0082982 | 952.6444 | 0 | 967.7891 | 0.012006 | 967.4318 | 0.2654 | 961.5409 | 0 | 969.3117 | 0.027486 | 962.9053 | 0
|  |  | 952.8809 | 0 | 952.88 | 0 | 968.0319 | 0 | 952.8809 | 0 | 968.0319 | -0.058374 | 0 | 0 | 968.0319 | 0 | 968.0319 | 0 | 967.6741 | -0.035201 | 968.0319 | 0 | 968.0319 | 0.00295 | 952.8809 | 0 | 968.0319 | -0.020881 | 967.6741 | -0.11374 | 961.7822 | 0 | 969.5572 | -0.021408 | 963.1472 | 0
|  |  | 953.1173 | 0 | 953.12 | 0 | 968.2749 | 0.099397 | 953.1172 | 0 | 968.2749 | 0.0014329 | 0 | 0 | 968.2748 | 0.008097 | 968.2749 | 0 | 967.9164 | 0.0021034 | 968.2749 | 0.037762 | 968.2748 | 0.003165 | 953.1172 | 0 | 968.2748 | 0.0077569 | 967.9164 | 0.021736 | 962.0234 | 0 | 969.8027 | 0.031847 | 963.389 | 0
|  |  | 953.3537 | 0 | 953.35 | 0 | 968.5178 | 0 | 953.3537 | 0 | 968.5178 | -0.017674 | 0 | 0 | 968.5178 | 0 | 968.5178 | 0 | 968.1587 | -0.019317 | 968.5178 | 0 | 968.5178 | -0.0033341 | 953.3537 | 0 | 968.5178 | -0.015688 | 968.1587 | -0.095336 | 962.2647 | 0 | 970.0482 | -0.027751 | 963.6309 | 0
|  |  | 953.5901 | 0 | 953.59 | 0 | 968.7607 | 0.10044 | 953.5901 | 0 | 968.7607 | 0.016496 | 0 | 0 | 968.7607 | 0.0069357 | 968.7607 | 0 | 968.401 | -0.012997 | 968.7607 | 0 | 968.7607 | 0.00011904 | 953.5901 | 0 | 968.7607 | 0.012132 | 968.401 | 0.13914 | 962.506 | 0 | 970.2937 | 0.024711 | 963.8728 | 0
|  |  | 953.8266 | 0 | 953.83 | 0 | 969.0036 | 0 | 953.8266 | 0 | 969.0036 | -0.036046 | 0 | 0 | 969.0037 | 0 | 969.0036 | 0 | 968.6434 | -0.028802 | 969.0036 | 0 | 969.0037 | -0.0015374 | 953.8266 | 0 | 969.0037 | -0.015655 | 968.6434 | -0.088342 | 962.7473 | 0 | 970.5393 | -0.018897 | 964.1147 | 0
|  |  | 954.063 | 0 | 954.06 | 0 | 969.2466 | 0.16106 | 954.063 | 0 | 969.2466 | 0.027293 | 0 | 0 | 969.2466 | 0.029186 | 969.2466 | 0 | 968.8857 | -0.0064489 | 969.2466 | 0.046409 | 969.2466 | 0.005233 | 954.063 | 0 | 969.2466 | 0.020184 | 968.8857 | 0.097913 | 962.9886 | 0 | 970.7848 | 0.032244 | 964.3566 | 0
|  |  | 954.2995 | 0 | 954.3 | 0 | 969.4895 | 0 | 954.2995 | 0 | 969.4895 | -0.032196 | 0 | 0 | 969.4896 | 0 | 969.4895 | 0 | 969.128 | -0.01901 | 969.4895 | 0 | 969.4896 | 0.0029114 | 954.2995 | 0 | 969.4896 | -0.016237 | 969.128 | -0.1638 | 963.2299 | 0 | 971.0303 | -0.023126 | 964.5985 | 0
|  |  | 954.536 | 0 | 954.54 | 0 | 969.7325 | 0.15809 | 954.536 | 0 | 969.7325 | 0.014916 | 0 | 0 | 969.7325 | 0.011141 | 969.7325 | 0 | 969.3704 | 0.014521 | 969.7325 | 0.042458 | 969.7325 | 0.0093852 | 954.536 | 0 | 969.7325 | 0.0081948 | 969.3704 | 0.12221 | 963.4713 | 0 | 971.2759 | 0.031715 | 964.8405 | 0
|  |  | 954.7725 | 0 | 954.77 | 0 | 969.9755 | 0 | 954.7725 | 0 | 969.9755 | -0.016641 | 0 | 0 | 969.9755 | 0 | 969.9755 | 0 | 969.6127 | -0.030916 | 969.9755 | 0 | 969.9755 | 0.0011499 | 954.7725 | 0 | 969.9755 | -0.008682 | 969.6127 | -0.13399 | 963.7126 | 0 | 971.5214 | -0.019425 | 965.0823 | 0
|  |  | 955.0089 | 0 | 955.01 | 0 | 970.2184 | 0.088926 | 955.0089 | 0 | 970.2184 | -0.0044967 | 0 | 0 | 970.2184 | 0.0088234 | 970.2184 | 0 | 969.8551 | -0.00096851 | 970.2184 | 0.035774 | 970.2184 | 0.0084838 | 955.0089 | 0 | 970.2184 | 0.0090136 | 969.8551 | 0.13435 | 963.954 | 0 | 971.767 | 0.026297 | 965.3243 | 0
|  |  | 955.2454 | 0 | 955.25 | 0 | 970.4614 | 0 | 955.2454 | 0 | 970.4614 | -0.035495 | 0 | 0 | 970.4614 | 0 | 970.4614 | 0 | 970.0974 | -0.036406 | 970.4614 | 0 | 970.4614 | -0.0033272 | 955.2454 | 0 | 970.4614 | -0.015362 | 970.0974 | -0.073251 | 964.1953 | 0 | 972.0126 | -0.022333 | 965.5662 | 0
|  |  | 955.4819 | 0 | 955.48 | 0 | 970.7044 | 0.16352 | 955.4819 | 0 | 970.7044 | 0.012484 | 0 | 0 | 970.7044 | 0.016636 | 970.7044 | 0 | 970.3398 | -0.00074233 | 970.7044 | 0.040378 | 970.7044 | 0.008134 | 955.4819 | 0 | 970.7044 | 0.0071489 | 970.3398 | 0.025849 | 964.4367 | 0 | 972.2582 | 0.033036 | 965.8082 | 0
|  |  | 955.7184 | 0 | 955.72 | 0 | 970.9474 | 0 | 955.7184 | 0 | 970.9474 | -0.042684 | 0 | 0 | 970.9474 | 0 | 970.9474 | 0 | 970.5822 | -0.0027642 | 970.9474 | 0 | 970.9474 | 0.0027669 | 955.7184 | 0 | 970.9474 | -0.013618 | 970.5822 | -0.1984 | 964.678 | 0 | 972.5038 | -0.024976 | 966.0502 | 0
|  |  | 955.9549 | 0 | 955.95 | 0 | 971.1904 | 0.20897 | 955.9549 | 0 | 971.1904 | 0.011262 | 0 | 0 | 971.1904 | 0.016256 | 971.1904 | 0 | 970.8246 | 0.02775 | 971.1904 | 0.013014 | 971.1904 | 0.0044144 | 955.9549 | 0 | 971.1904 | 0.010973 | 970.8246 | 0.06184 | 964.9194 | 0 | 972.7494 | 0.031583 | 966.2921 | 0
|  |  | 956.1914 | 0 | 956.19 | 0 | 971.4334 | 0 | 956.1914 | 0 | 971.4334 | -0.048974 | 0 | 0 | 971.4333 | 0 | 971.4334 | 0 | 971.0669 | -0.032731 | 971.4334 | 0 | 971.4333 | -0.0029362 | 956.1914 | 0 | 971.4334 | -0.016736 | 971.0669 | -0.21754 | 965.1608 | 0 | 972.995 | -0.022333 | 966.5341 | 0
|  |  | 956.4279 | 0 | 956.43 | 0 | 971.6764 | 0.13742 | 956.4279 | 0 | 971.6764 | 0.012005 | 0 | 0 | 971.6764 | 0.0040137 | 971.6764 | 0 | 971.3093 | 0.015299 | 971.6764 | 0.0058903 | 971.6764 | 0.0023355 | 956.4279 | 0 | 971.6764 | 0.012771 | 971.3093 | 0.16527 | 965.4022 | 0 | 973.2406 | 0.027354 | 966.7761 | 0
|  |  | 956.6644 | 0 | 956.66 | 0 | 971.9194 | 0 | 956.6644 | 0 | 971.9194 | -0.036627 | 0 | 0 | 971.9194 | 0 | 971.9194 | 0 | 971.5517 | -0.034404 | 971.9194 | 0 | 971.9194 | 0.00078313 | 956.6644 | 0 | 971.9194 | -0.01208 | 971.5517 | -0.11521 | 965.6436 | 0 | 973.4863 | -0.028676 | 967.0181 | 0
|  |  | 956.9009 | 0 | 956.9 | 0 | 972.1624 | 0.31561 | 956.9009 | 0 | 972.1624 | 0.007139 | 0 | 0 | 972.1624 | 0.028235 | 972.1624 | 0 | 971.7941 | 0.032524 | 972.1624 | 0.029513 | 972.1624 | 0.0043649 | 956.9009 | 0 | 972.1624 | 0.00911 | 971.7941 | 0.058159 | 965.8851 | 0 | 973.7319 | 0.033961 | 967.2601 | 0
|  |  | 957.1375 | 0 | 957.14 | 0 | 972.4054 | 0 | 957.1375 | 0 | 972.4054 | -0.04553 | 0 | 0 | 972.4055 | 0 | 972.4054 | 0 | 972.0365 | 0.0017418 | 972.4054 | 0 | 972.4055 | 0.0027593 | 957.1375 | 0 | 972.4055 | -0.014547 | 972.0365 | -0.11742 | 966.1265 | 0 | 973.9775 | -0.027486 | 967.5021 | 0
|  |  | 957.374 | 0 | 957.37 | 0 | 972.6485 | 0.011919 | 957.374 | 0 | 972.6485 | 0.0026038 | 0 | 0 | 972.6484 | 0.024747 | 972.6485 | 0 | 972.2789 | 0.038896 | 972.6485 | 0.020638 | 972.6484 | 0.0026534 | 957.374 | 0 | 972.6484 | 0.01355 | 972.2789 | 0.1281 | 966.3679 | 0 | 974.2232 | 0.034622 | 967.7441 | 0
|  |  | 957.6106 | 0 | 957.61 | 0 | 972.8915 | 0 | 957.6106 | 0 | 972.8915 | -0.047544 | 0 | 0 | 972.8915 | 0 | 972.8915 | 0 | 972.5213 | -0.066307 | 972.8915 | 0 | 972.8915 | 0.0010057 | 957.6106 | 0 | 972.8915 | -0.011458 | 972.5213 | -0.1384 | 966.6094 | 0 | 974.4689 | -0.026561 | 967.9861 | 0
|  |  | 957.8471 | 0 | 957.85 | 0 | 973.1346 | 0.14922 | 957.8471 | 0 | 973.1346 | 0.018129 | 0 | 0 | 973.1346 | 0.01749 | 973.1345 | 0 | 972.7637 | 0.040612 | 973.1346 | 0.041055 | 973.1346 | 0.010006 | 957.8471 | 0 | 973.1346 | 0.0063408 | 972.7637 | 0.11043 | 966.8508 | 0 | 974.7145 | 0.026826 | 968.2282 | 0
|  |  | 958.0837 | 0 | 958.08 | 0 | 973.3776 | 0 | 958.0837 | 0 | 973.3776 | -0.050423 | 0 | 0 | 973.3776 | 0 | 973.3776 | 0 | 973.0062 | -0.043675 | 973.3776 | 0 | 973.3776 | -0.0043524 | 958.0837 | 0 | 973.3776 | -0.013381 | 973.0062 | -0.1984 | 967.0923 | 0 | 974.9602 | -0.025901 | 968.4703 | 0
|  |  | 958.3202 | 0 | 958.32 | 0 | 973.6207 | 0.18212 | 958.3203 | 0 | 973.6207 | 0.000513 | 0 | 0 | 973.6207 | 0.0044787 | 973.6207 | 0 | 973.2486 | 0.025331 | 973.6207 | 0.017448 | 973.6207 | 0.012701 | 958.3203 | 0 | 973.6207 | 0.010497 | 973.2486 | 0.11043 | 967.3338 | 0 | 975.2059 | 0.031319 | 968.7123 | 0
|  |  | 958.5568 | 0 | 958.56 | 0 | 973.8637 | 0 | 958.5568 | 0 | 973.8637 | -0.063416 | 0 | 0 | 973.8637 | 0 | 973.8637 | 0 | 973.491 | -0.061889 | 973.8637 | 0 | 973.8637 | -0.00059988 | 958.5568 | 0 | 973.8637 | -0.014689 | 973.491 | -0.13877 | 967.5753 | 0 | 975.4516 | -0.029072 | 968.9543 | 0
|  |  | 958.7934 | 0 | 958.79 | 0 | 974.1068 | 0.11331 | 958.7934 | 0 | 974.1068 | 0.030351 | 0 | 0 | 974.1068 | 0.037987 | 974.1068 | 0 | 973.7335 | 0.023892 | 974.1068 | 0.053291 | 974.1068 | 0.0056695 | 958.7934 | 0 | 974.1068 | 0.01322 | 973.7335 | 0.10527 | 967.8168 | 0 | 975.6973 | 0.033301 | 969.1964 | 0
|  |  | 959.03 | 0 | 959.03 | 0 | 974.3499 | 0 | 959.03 | 0 | 974.3499 | -0.029392 | 0 | 0 | 974.3499 | 0 | 974.3499 | 0 | 973.9759 | -0.010943 | 974.3499 | 0 | 974.3499 | -0.00080962 | 959.03 | 0 | 974.3498 | -0.015716 | 973.9759 | -0.21754 | 968.0583 | 0 | 975.943 | -0.020086 | 969.4385 | 0
|  |  | 959.2665 | 0 | 959.27 | 0 | 974.593 | 0.10733 | 959.2665 | 0 | 974.593 | 0.020353 | 0 | 0 | 974.593 | 0.0068583 | 974.593 | 0 | 974.2183 | 0.054891 | 974.593 | 0.013071 | 974.593 | 0.0049892 | 959.2665 | 0 | 974.593 | 0.011688 | 974.2183 | 0.057791 | 968.2998 | 0 | 976.1888 | 0.034622 | 969.6806 | 0
|  |  | 959.5031 | 0 | 959.5 | 0 | 974.8361 | 0 | 959.5031 | 0 | 974.8361 | -0.047158 | 0 | 0 | 974.8361 | 0 | 974.8361 | 0 | 974.4608 | -0.042689 | 974.8361 | 0 | 974.8361 | -0.0016708 | 959.5031 | 0 | 974.8361 | -0.014398 | 974.4608 | -0.13435 | 968.5413 | 0 | 976.4345 | -0.021936 | 969.9227 | 0
|  |  | 959.7397 | 0 | 959.74 | 0 | 975.0792 | 0.12864 | 959.7397 | 0 | 975.0792 | 0.0084621 | 0 | 0 | 975.0792 | 0.027992 | 975.0792 | 0 | 974.7033 | 0.0068489 | 975.0792 | 0.029015 | 975.0792 | 0.0073129 | 959.7397 | 0 | 975.0792 | 0.0065054 | 974.7033 | 0.046012 | 968.7828 | 0 | 976.6802 | 0.035812 | 970.1648 | 0
|  |  | 959.9763 | 0 | 959.98 | 0 | 975.3223 | 0 | 959.9763 | 0 | 975.3223 | -0.060649 | 0 | 0 | 975.3223 | 0 | 975.3223 | 0 | 974.9457 | -0.021379 | 975.3223 | 0 | 975.3223 | 0.0056353 | 959.9763 | 0 | 975.3223 | -0.01085 | 974.9457 | -0.12736 | 969.0244 | 0 | 976.926 | -0.029601 | 970.4069 | 0
|  |  | 960.2129 | 0 | 960.21 | 0 | 975.5654 | 0.25125 | 960.213 | 0 | 975.5654 | 0.027873 | 0 | 0 | 975.5654 | 0.011534 | 975.5654 | 0 | 975.1882 | 0.056724 | 975.5654 | 0.025899 | 975.5654 | 0.0048725 | 960.213 | 0 | 975.5654 | 0.010412 | 975.1882 | 0.13914 | 969.2659 | 0 | 977.1717 | 0.035283 | 970.649 | 0
|  |  | 960.4496 | 0 | 960.45 | 0 | 975.8085 | 0 | 960.4496 | 0 | 975.8085 | -0.048214 | 0 | 0 | 975.8085 | 0 | 975.8085 | 0 | 975.4307 | -0.030145 | 975.8085 | 0 | 975.8085 | 0.0045249 | 960.4496 | 0 | 975.8085 | -0.010766 | 975.4307 | -0.12405 | 969.5074 | 0 | 977.4175 | -0.021936 | 970.8912 | 0
|  |  | 960.6862 | 0 | 960.69 | 0 | 976.0516 | 0.15564 | 960.6862 | 0 | 976.0516 | 0.0073199 | 0 | 0 | 976.0516 | 0.014849 | 976.0516 | 0 | 975.6731 | 0.0079006 | 976.0516 | 0.047212 | 976.0516 | 0.0080238 | 960.6862 | 0 | 976.0516 | 0.0078204 | 975.6731 | 0.098649 | 969.749 | 0 | 977.6633 | 0.035679 | 971.1333 | 0
|  |  | 960.9228 | 0 | 960.92 | 0 | 976.2947 | 0 | 960.9228 | 0 | 976.2947 | -0.039016 | 0 | 0 | 976.2947 | 0 | 976.2947 | 0 | 975.9156 | -0.030504 | 976.2947 | 0 | 976.2947 | -0.0030441 | 960.9228 | 0 | 976.2947 | -0.014754 | 975.9156 | -0.20429 | 969.9906 | 0 | 977.9091 | -0.026826 | 971.3754 | 0
|  |  | 961.1594 | 0 | 961.16 | 0 | 976.5379 | 0.1858 | 961.1594 | 0 | 976.5379 | 0.0012171 | 0 | 0 | 976.5379 | 0.026389 | 976.5379 | 0 | 976.1581 | 0.021889 | 976.5379 | 0.029112 | 976.5379 | 0.0069137 | 961.1594 | 0 | 976.5379 | 0.0053146 | 976.1581 | 0.05411 | 970.2322 | 0 | 978.1549 | 0.035283 | 971.6176 | 0
|  |  | 961.3961 | 0 | 961.4 | 0 | 976.781 | 0 | 961.3961 | 0 | 976.781 | -0.0052758 | 0 | 0 | 976.781 | 0 | 976.781 | 0 | 976.4006 | -0.030052 | 976.781 | 0 | 976.781 | -0.00057231 | 961.3961 | 0 | 976.781 | -0.015782 | 976.4006 | -0.092759 | 970.4738 | 0 | 978.4007 | -0.024711 | 971.8597 | 0
|  |  | 961.6327 | 0 | 961.63 | 0 | 977.0242 | 0.10103 | 961.6327 | 0 | 977.0242 | -0.0028884 | 0 | 0 | 977.0242 | 0.015344 | 977.0242 | 0 | 976.6431 | -0.0055058 | 977.0242 | 0.047451 | 977.0242 | 0.011751 | 961.6327 | 0 | 977.0242 | 0.007287 | 976.6431 | 0.1303 | 970.7154 | 0 | 978.6466 | 0.030526 | 972.1019 | 0
|  |  | 961.8694 | 0 | 961.87 | 0 | 977.2673 | 0 | 961.8694 | 0 | 977.2673 | -0.028618 | 0 | 0 | 977.2673 | 0 | 977.2673 | 0 | 976.8856 | -0.0403 | 977.2673 | 0 | 977.2673 | -0.0049289 | 961.8694 | 0 | 977.2673 | -0.017698 | 976.8856 | -0.20061 | 970.957 | 0 | 978.8923 | -0.031715 | 972.3441 | 0
|  |  | 962.106 | 0 | 962.11 | 0 | 977.5105 | 0.31073 | 962.106 | 0 | 977.5105 | 0.020733 | 0 | 0 | 977.5105 | 0.0063147 | 977.5105 | 0 | 977.1281 | 0.025644 | 977.5105 | 0.011207 | 977.5105 | 0.0059891 | 962.106 | 0 | 977.5105 | 0.0085862 | 977.1281 | 0.17006 | 971.1986 | 0 | 979.1382 | 0.029997 | 972.5863 | 0
|  |  | 962.3427 | 0 | 962.34 | 0 | 977.7537 | 0 | 962.3427 | 0 | 977.7537 | -0.086992 | 0 | 0 | 977.7537 | 0 | 977.7537 | 0 | 977.3706 | -0.042795 | 977.7537 | 0 | 977.7537 | -0.006894 | 962.3427 | 0 | 977.7537 | -0.020297 | 977.3706 | -0.13914 | 971.4402 | 0 | 979.384 | -0.02035 | 972.8285 | 0
|  |  | 962.5793 | 0 | 962.58 | 0 | 977.9968 | 0.11292 | 962.5793 | 0 | 977.9968 | 0.015134 | 0 | 0 | 977.9968 | 0.014488 | 977.9968 | 0 | 977.6131 | 0.013629 | 977.9968 | 0.0049536 | 977.9968 | 0.0047587 | 962.5793 | 0 | 977.9968 | 0.0064275 | 977.6132 | 0.23595 | 971.6819 | 0 | 979.6299 | 0.034886 | 973.0707 | 0
|  |  | 962.816 | 0 | 962.82 | 0 | 978.24 | 0 | 962.816 | 0 | 978.24 | -0.040932 | 0 | 0 | 978.24 | 0 | 978.24 | 0 | 977.8557 | -0.055155 | 978.24 | 0 | 978.24 | -0.0030019 | 962.816 | 0 | 978.24 | -0.016303 | 977.8557 | 0.031505 | 971.9235 | 0 | 979.8757 | -0.028676 | 973.3129 | 0
|  |  | 963.0527 | 0 | 963.05 | 0 | 978.4832 | 0.18785 | 963.0527 | 0 | 978.4832 | 0.036856 | 0 | 0 | 978.4832 | 0.015216 | 978.4832 | 0 | 978.0982 | 0.05308 | 978.4832 | 0.039126 | 978.4832 | 0.0092797 | 963.0527 | 0 | 978.4832 | 0.015288 | 978.0982 | 0.058895 | 972.1652 | 0 | 980.1216 | 0.036208 | 973.5551 | 0
|  |  | 963.2894 | 0 | 963.29 | 0 | 978.7264 | 0 | 963.2894 | 0 | 978.7264 | -0.045331 | 0 | 0 | 978.7264 | 0 | 978.7264 | 0 | 978.3407 | -0.048467 | 978.7264 | 0 | 978.7264 | -0.0031178 | 963.2894 | 0 | 978.7264 | -0.01558 | 978.3407 | -0.11337 | 972.4069 | 0 | 980.3674 | -0.026693 | 973.7974 | 0
|  |  | 963.5261 | 0 | 963.53 | 0 | 978.9696 | 0.0035152 | 963.5261 | 0 | 978.9696 | 0.0098707 | 0 | 0 | 978.9696 | 0.0053847 | 978.9696 | 0 | 978.5833 | 0.0079981 | 978.9696 | 0.018423 | 978.9696 | 0.0089825 | 963.5261 | 0 | 978.9696 | 0.010856 | 978.5833 | 0.11006 | 972.6486 | 0 | 980.6133 | 0.039776 | 974.0396 | 0
|  |  | 963.7628 | 0 | 963.76 | 0 | 979.2128 | 0 | 963.7628 | 0 | 979.2128 | -0.021579 | 0 | 0 | 979.2128 | 0 | 979.2128 | 0 | 978.8258 | -0.03415 | 979.2128 | 0 | 979.2128 | -0.0015588 | 963.7628 | 0 | 979.2128 | -0.015718 | 978.8258 | -0.15644 | 972.8902 | 0 | 980.8592 | -0.024183 | 974.2818 | 0
|  |  | 963.9995 | 0 | 964 | 0 | 979.456 | 0.11308 | 963.9995 | 0 | 979.456 | 0.043975 | 0 | 0 | 979.456 | 0.037918 | 979.456 | 0 | 979.0684 | 0.0019473 | 979.456 | 0.062574 | 979.456 | 0.0067411 | 963.9995 | 0 | 979.456 | 0.010701 | 979.0684 | 0.081349 | 973.1319 | 0 | 981.1051 | 0.038587 | 974.5241 | 0
|  |  | 964.2362 | 0 | 964.24 | 0 | 979.6992 | 0 | 964.2362 | 0 | 979.6992 | -0.074258 | 0 | 0 | 979.6992 | 0 | 979.6992 | 0 | 979.3109 | -0.021327 | 979.6992 | 0 | 979.6992 | 0.0009146 | 964.2362 | 0 | 979.6992 | -0.018005 | 979.3109 | -0.30515 | 973.3736 | 0 | 981.351 | -0.025768 | 974.7664 | 0
|  |  | 964.4729 | 0 | 964.47 | 0 | 979.9425 | 0.25799 | 964.4729 | 0 | 979.9425 | 0.019053 | 0 | 0 | 979.9424 | 0.029763 | 979.9425 | 0 | 979.5535 | 0.027371 | 979.9425 | 0.074204 | 979.9424 | 0.0038408 | 964.4729 | 0 | 979.9424 | 0.013401 | 979.5535 | 0.12699 | 973.6153 | 0 | 981.597 | 0.031186 | 975.0086 | 0
|  |  | 964.7096 | 0 | 964.71 | 0 | 980.1857 | 0 | 964.7096 | 0 | 980.1857 | 0.0083853 | 0 | 0 | 980.1857 | 0 | 980.1857 | 0 | 979.796 | 0.0017191 | 980.1857 | 0 | 980.1857 | 0.0023959 | 964.7096 | 0 | 980.1857 | -0.013081 | 979.796 | -0.13619 | 973.8571 | 0 | 981.8429 | -0.024579 | 975.2509 | 0
|  |  | 964.9464 | 0 | 964.95 | 0 | 980.4289 | 0.19379 | 964.9464 | 0 | 980.4289 | 0.033431 | 0 | 0 | 980.429 | 0.017173 | 980.4289 | 0 | 980.0386 | 0.021915 | 980.4289 | 0.030216 | 980.429 | 0.0090985 | 964.9464 | 0 | 980.429 | 0.01125 | 980.0386 | 0.093128 | 974.0988 | 0 | 982.0888 | 0.029469 | 975.4932 | 0
|  |  | 965.183 | 0 | 965.18 | 0 | 980.6722 | 0 | 965.183 | 0 | 980.6722 | -0.04599 | 0 | 0 | 980.6722 | 0 | 980.6722 | 0 | 980.2812 | -0.027178 | 980.6722 | 0 | 980.6722 | 0.0017073 | 965.183 | 0 | 980.6722 | -0.014248 | 980.2812 | -0.072146 | 974.3405 | 0 | 982.3348 | -0.023786 | 975.7355 | 0
|  |  | 965.4198 | 0 | 965.42 | 0 | 980.9154 | 0.059788 | 965.4198 | 0 | 980.9154 | 0.028788 | 0 | 0 | 980.9154 | 0.022121 | 980.9154 | 0 | 980.5238 | 0.02865 | 980.9154 | 0.021445 | 980.9154 | 0.0020237 | 965.4198 | 0 | 980.9154 | 0.0088812 | 980.5238 | 0.093496 | 974.5823 | 0 | 982.5807 | 0.037001 | 975.9778 | 0
|  |  | 965.6566 | 0 | 965.66 | 0 | 981.1587 | 0 | 965.6566 | 0 | 981.1587 | -0.035441 | 0 | 0 | 981.1587 | 0 | 981.1587 | 0 | 980.7664 | -0.043103 | 981.1587 | 0 | 981.1587 | 0.0032339 | 965.6566 | 0 | 981.1587 | -0.016319 | 980.7663 | -0.090919 | 974.824 | 0 | 982.8267 | -0.030129 | 976.2201 | 0
|  |  | 965.8933 | 0 | 965.89 | 0 | 981.4019 | 0.054949 | 965.8933 | 0 | 981.4019 | 0.015842 | 0 | 0 | 981.402 | 0.016142 | 981.402 | 0 | 981.0089 | 0.023397 | 981.4019 | 0.026185 | 981.402 | 0.0045396 | 965.8933 | 0 | 981.402 | 0.016962 | 981.0089 | 0.13251 | 975.0658 | 0 | 983.0726 | 0.031715 | 976.4624 | 0
|  |  | 966.1301 | 0 | 966.13 | 0 | 981.6452 | 0 | 966.1301 | 0 | 981.6452 | -0.06949 | 0 | 0 | 981.6452 | 0 | 981.6452 | 0 | 981.2515 | -0.028403 | 981.6452 | 0 | 981.6452 | -0.0013552 | 966.1301 | 0 | 981.6452 | -0.014013 | 981.2515 | -0.059999 | 975.3076 | 0 | 983.3186 | -0.029204 | 976.7047 | 0
|  |  | 966.3668 | 0 | 966.37 | 0 | 981.8885 | 0.20961 | 966.3668 | 0 | 981.8885 | 0.027664 | 0 | 0 | 981.8885 | 0.036877 | 981.8885 | 0 | 981.4941 | -9.3537e-05 | 981.8885 | 0.06579 | 981.8885 | 0.013415 | 966.3668 | 0 | 981.8885 | 0.0072776 | 981.4941 | 0.02297 | 975.5493 | 0 | 983.5646 | 0.035812 | 976.9471 | 0
|  |  | 966.6036 | 0 | 966.6 | 0 | 982.1318 | 0 | 966.6036 | 0 | 982.1318 | -0.048713 | 0 | 0 | 982.1318 | 0 | 982.1318 | 0 | 981.7367 | -0.044582 | 982.1318 | 0 | 982.1318 | -0.0026107 | 966.6036 | 0 | 982.1318 | -0.014446 | 981.7367 | -0.10159 | 975.7911 | 0 | 983.8106 | -0.024843 | 977.1894 | 0
|  |  | 966.8403 | 0 | 966.84 | 0 | 982.3751 | 0.083122 | 966.8403 | 0 | 982.3751 | 0.004547 | 0 | 0 | 982.3751 | 0 | 982.3751 | 0 | 981.9793 | -0.027255 | 982.3751 | 0.044612 | 982.3751 | 0.0014794 | 966.8403 | 0 | 982.3751 | 0.0081033 | 981.9793 | 0.16307 | 976.033 | 0 | 984.0566 | 0.035151 | 977.4318 | 0
|  |  | 967.0771 | 0 | 967.08 | 0 | 982.6184 | 0 | 967.0771 | 0 | 982.6184 | -0.049734 | 0 | 0 | 982.6183 | 0 | 982.6184 | 0 | 982.222 | 0.006129 | 982.6184 | 0 | 982.6183 | -0.00084481 | 967.0771 | 0 | 982.6183 | -0.020247 | 982.222 | -0.063312 | 976.2747 | 0 | 984.3026 | -0.031186 | 977.6741 | 0
|  |  | 967.3139 | 0 | 967.31 | 0 | 982.8617 | 0.26212 | 967.3139 | 0 | 982.8617 | 0.059018 | 0 | 0 | 982.8617 | 0.03503 | 982.8617 | 0 | 982.4646 | 0.024341 | 982.8617 | 0.051874 | 982.8617 | 0.0067514 | 967.3139 | 0 | 982.8617 | 0.017055 | 982.4646 | 0.2411 | 976.5165 | 0 | 984.5486 | 0.043476 | 977.9164 | 0
|  |  | 967.5507 | 0 | 967.55 | 0 | 983.105 | 0 | 967.5507 | 0 | 983.105 | -0.046267 | 0 | 0 | 983.105 | 0 | 983.105 | 0 | 982.7072 | -0.0014626 | 983.105 | 0 | 983.105 | -0.0080746 | 967.5507 | 0 | 983.105 | -0.017803 | 982.7072 | -0.27092 | 976.7584 | 0 | 984.7947 | -0.024843 | 978.1589 | 0
|  |  | 967.7875 | 0 | 967.79 | 0 | 983.3483 | 0.17427 | 967.7875 | 0 | 983.3483 | 0.044301 | 0 | 0 | 983.3483 | 0.024172 | 983.3483 | 0 | 982.9498 | 0.035555 | 983.3483 | 0.025876 | 983.3483 | 0.0072372 | 967.7875 | 0 | 983.3483 | 0.0084503 | 982.9498 | 0.094232 | 977.0002 | 0 | 985.0407 | 0.035019 | 978.4012 | 0
|  |  | 968.0243 | 0 | 968.02 | 0 | 983.5916 | 0 | 968.0243 | 0 | 983.5916 | -0.069463 | 0 | 0 | 983.5916 | 0 | 983.5916 | 0 | 983.1925 | -0.092162 | 983.5916 | 0 | 983.5916 | 0.0013759 | 968.0243 | 0 | 983.5916 | -0.020341 | 983.1925 | -0.11264 | 977.2421 | 0 | 985.2867 | -0.038851 | 978.6436 | 0
|  |  | 968.2611 | 0 | 968.26 | 0 | 983.8349 | 0.16322 | 968.2611 | 0 | 983.8349 | 0.052929 | 0 | 0 | 983.835 | 0.029689 | 983.8349 | 0 | 983.4351 | 0.021157 | 983.8349 | 0.046142 | 983.835 | 0.0066324 | 968.2611 | 0 | 983.835 | 0.011534 | 983.4351 | 0.084661 | 977.4839 | 0 | 985.5328 | 0.04374 | 978.886 | 0
|  |  | 968.4979 | 0 | 968.5 | 0 | 984.0783 | 0 | 968.4979 | 0 | 984.0783 | -0.048156 | 0 | 0 | 984.0782 | 0 | 984.0783 | 0 | 983.6778 | -0.060959 | 984.0783 | 0 | 984.0782 | 0.0068602 | 968.4979 | 0 | 984.0783 | -0.012905 | 983.6777 | -0.18883 | 977.7258 | 0 | 985.7789 | -0.029865 | 979.1284 | 0
|  |  | 968.7347 | 0 | 968.73 | 0 | 984.3216 | 0.056708 | 968.7347 | 0 | 984.3216 | -0.00049498 | 0 | 0 | 984.3216 | 0.0059762 | 984.3216 | 0 | 983.9204 | 0.048805 | 984.3216 | 0.03288 | 984.3216 | 0.0068185 | 968.7347 | 0 | 984.3216 | 0.0072434 | 983.9204 | 0.18368 | 977.9677 | 0 | 986.0249 | 0.036208 | 979.3708 | 0
|  |  | 968.9716 | 0 | 968.97 | 0 | 984.565 | 0 | 968.9716 | 0 | 984.565 | -0.046693 | 0 | 0 | 984.5649 | 0 | 984.565 | 0 | 984.1631 | -0.063021 | 984.565 | 0 | 984.5649 | 0.0040718 | 968.9716 | 0 | 984.5649 | -0.016636 | 984.1631 | -0.16859 | 978.2095 | 0 | 986.271 | -0.034226 | 979.6133 | 0
|  |  | 969.2084 | 0 | 969.21 | 0 | 984.8083 | 0.31609 | 969.2084 | 0 | 984.8083 | -0.0077937 | 0 | 0 | 984.8083 | 0 | 984.8083 | 0 | 984.4057 | -0.029966 | 984.8083 | 0.015809 | 984.8083 | 0.0046047 | 969.2084 | 0 | 984.8083 | 0.0077135 | 984.4057 | 0.0064838 | 978.4515 | 0 | 986.5171 | 0.035283 | 979.8557 | 0
|  |  | 969.4452 | 0 | 969.45 | 0 | 985.0517 | 0 | 969.4453 | 0 | 985.0517 | -0.04681 | 0 | 0 | 985.0517 | 0 | 985.0517 | 0 | 984.6484 | -0.047308 | 985.0517 | 0 | 985.0517 | -0.0014835 | 969.4453 | 0 | 985.0517 | -0.012856 | 984.6484 | -0.072514 | 978.6934 | 0 | 986.7632 | -0.035283 | 980.0981 | 0
|  |  | 969.6821 | 0 | 969.68 | 0 | 985.295 | 0.12486 | 969.6821 | 0 | 985.295 | 0.030529 | 0 | 0 | 985.295 | 0.010333 | 985.295 | 0 | 984.891 | 0.074671 | 985.295 | 0 | 985.295 | 0.0034595 | 969.6821 | 0 | 985.295 | 0.0062307 | 984.891 | 0.23043 | 978.9352 | 0 | 987.0093 | 0.032904 | 980.3406 | 0
|  |  | 969.9189 | 0 | 969.92 | 0 | 985.5384 | 0 | 969.9189 | 0 | 985.5384 | -0.060766 | 0 | 0 | 985.5384 | 0 | 985.5384 | 0 | 985.1337 | 0.009306 | 985.5384 | 0 | 985.5384 | 0.00052281 | 969.9189 | 0 | 985.5384 | -0.013026 | 985.1337 | -0.19509 | 979.1772 | 0 | 987.2554 | -0.024447 | 980.5831 | 0
|  |  | 970.1558 | 0 | 970.16 | 0 | 985.7818 | 0.34661 | 970.1558 | 0 | 985.7818 | 0.04976 | 0 | 0 | 985.7818 | 0.044026 | 985.7818 | 0 | 985.3764 | 0.025662 | 985.7818 | 0.060085 | 985.7818 | 0.0094903 | 970.1558 | 0 | 985.7818 | 0.012211 | 985.3764 | 0.23742 | 979.4191 | 0 | 987.5015 | 0.040833 | 980.8255 | 0
|  |  | 970.3926 | 0 | 970.39 | 0 | 986.0252 | 0 | 970.3926 | 0 | 986.0252 | -0.029099 | 0 | 0 | 986.0251 | 0 | 986.0252 | 0 | 985.6191 | -0.020221 | 986.0252 | 0 | 986.0251 | 0.00033273 | 970.3926 | 0 | 986.0252 | -0.014909 | 985.6191 | -0.21497 | 979.6611 | 0 | 987.7477 | -0.028676 | 981.068 | 0
|  |  | 970.6295 | 0 | 970.63 | 0 | 986.2686 | 0.19987 | 970.6295 | 0 | 986.2686 | 0.014484 | 0 | 0 | 986.2686 | 0.028322 | 986.2686 | 0 | 985.8618 | 0.06956 | 986.2686 | 0.032865 | 986.2686 | 0.0058849 | 970.6295 | 0 | 986.2686 | 0.0077466 | 985.8618 | 0.12294 | 979.903 | 0 | 987.9938 | 0.045722 | 981.3105 | 0
|  |  | 970.8664 | 0 | 970.87 | 0 | 986.512 | 0 | 970.8664 | 0 | 986.512 | -0.084569 | 0 | 0 | 986.512 | 0 | 986.5119 | 0 | 986.1045 | -0.038677 | 986.512 | 0 | 986.512 | 0.0052624 | 970.8664 | 0 | 986.512 | -0.016161 | 986.1045 | -0.2676 | 980.145 | 0 | 988.2399 | -0.029336 | 981.553 | 0
|  |  | 971.1033 | 0 | 971.1 | 0 | 986.7554 | 0.35303 | 971.1033 | 0 | 986.7554 | 0.00057353 | 0 | 0 | 986.7554 | 0.0024767 | 986.7554 | 0 | 986.3472 | 0.067411 | 986.7554 | 0.022261 | 986.7554 | 0.0079525 | 971.1033 | 0 | 986.7554 | 0.011944 | 986.3472 | 0.032303 | 980.3869 | 0 | 988.4861 | 0.047705 | 981.7955 | 0
|  |  | 971.3401 | 0 | 971.34 | 0 | 986.9988 | 0 | 971.3401 | 0 | 986.9988 | -0.088329 | 0 | 0 | 986.9988 | 0 | 986.9988 | 0 | 986.5899 | -0.11129 | 986.9988 | 0 | 986.9988 | 0.0016841 | 971.3401 | 0 | 986.9988 | -0.014039 | 986.5899 | -0.21129 | 980.6289 | 0 | 988.7322 | -0.025901 | 982.038 | 0
|  |  | 971.577 | 0 | 971.58 | 0 | 987.2422 | 0.18258 | 971.577 | 0 | 987.2422 | -0.012255 | 0 | 0 | 987.2422 | 0.018618 | 987.2422 | 0 | 986.8326 | 0.0010719 | 987.2422 | 0.063661 | 987.2422 | 0.0075626 | 971.577 | 0 | 987.2422 | 0.0065655 | 986.8326 | 0.15902 | 980.8708 | 0 | 988.9784 | 0.036604 | 982.2805 | 0
|  |  | 971.8139 | 0 | 971.81 | 0 | 987.4856 | 0 | 971.8139 | 0 | 987.4856 | -0.046587 | 0 | 0 | 987.4856 | 0 | 987.4856 | 0 | 987.0753 | -0.055746 | 987.4856 | 0 | 987.4856 | -0.00035807 | 971.8139 | 0 | 987.4856 | -0.013461 | 987.0753 | -0.14208 | 981.1129 | 0 | 989.2246 | -0.036076 | 982.523 | 0
|  |  | 972.0508 | 0 | 972.05 | 0 | 987.729 | 0.35486 | 972.0508 | 0 | 987.729 | 0.021358 | 0 | 0 | 987.729 | 0.049636 | 987.729 | 0 | 987.318 | 0.0541 | 987.729 | 0.099657 | 987.729 | 0.0064604 | 972.0508 | 0 | 987.729 | 0.012248 | 987.318 | 0.083925 | 981.3549 | 0 | 989.4708 | 0.036604 | 982.7656 | 0
|  |  | 972.2877 | 0 | 972.29 | 0 | 987.9725 | 0 | 972.2877 | 0 | 987.9725 | -0.040117 | 0 | 0 | 987.9725 | 0 | 987.9725 | 0 | 987.5607 | -0.10635 | 987.9725 | 0 | 987.9725 | 0.0020316 | 972.2877 | 0 | 987.9725 | -0.019003 | 987.5607 | -0.12405 | 981.5969 | 0 | 989.717 | -0.03449 | 983.0081 | 0
|  |  | 972.5247 | 0 | 972.52 | 0 | 988.2159 | 0.38167 | 972.5247 | 0 | 988.2159 | 0.025978 | 0 | 0 | 988.2159 | 0.010869 | 988.2159 | 0 | 987.8035 | 0.019538 | 988.2159 | 0.032978 | 988.2159 | 0.0073244 | 972.5247 | 0 | 988.2159 | 0.0086208 | 987.8035 | 0.13141 | 981.8389 | 0 | 989.9632 | 0.043212 | 983.2506 | 0
|  |  | 972.7615 | 0 | 972.76 | 0 | 988.4594 | 0 | 972.7615 | 0 | 988.4594 | -0.05875 | 0 | 0 | 988.4594 | 0 | 988.4593 | 0 | 988.0462 | -0.070693 | 988.4594 | 0 | 988.4594 | -0.003362 | 972.7615 | 0 | 988.4593 | -0.014509 | 988.0462 | -0.18441 | 982.0809 | 0 | 990.2094 | -0.035547 | 983.4932 | 0
|  |  | 972.9985 | 0 | 973 | 0 | 988.7028 | 0.15245 | 972.9985 | 0 | 988.7028 | -0.018635 | 0 | 0 | 988.7028 | 0 | 988.7028 | 0 | 988.2889 | -0.07707 | 988.7028 | 0.04238 | 988.7028 | 0.0057304 | 972.9985 | 0 | 988.7028 | 0.0068403 | 988.2889 | 0.031712 | 982.3229 | 0 | 990.4557 | 0.043476 | 983.7357 | 0
|  |  | 973.2354 | 0 | 973.24 | 0 | 988.9463 | 0 | 973.2354 | 0 | 988.9463 | -0.068618 | 0 | 0 | 988.9463 | 0 | 988.9463 | 0 | 988.5317 | 0.0011133 | 988.9463 | 0 | 988.9463 | 0.00025917 | 973.2354 | 0 | 988.9463 | -0.02101 | 988.5317 | -0.21092 | 982.565 | 0 | 990.7019 | -0.037529 | 983.9783 | 0
|  |  | 973.4724 | 0 | 973.47 | 0 | 989.1897 | 0.14263 | 973.4724 | 0 | 989.1897 | 0.005308 | 0 | 0 | 989.1898 | 0.017457 | 989.1897 | 0 | 988.7744 | 0.041942 | 989.1897 | 0.024387 | 989.1898 | 0.0039689 | 973.4724 | 0 | 989.1898 | 0.00994 | 988.7744 | 0.057423 | 982.8071 | 0 | 990.9481 | 0.043476 | 984.2209 | 0
|  |  | 973.7093 | 0 | 973.71 | 0 | 989.4332 | 0 | 973.7093 | 0 | 989.4332 | -0.046195 | 0 | 0 | 989.4332 | 0 | 989.4332 | 0 | 989.0172 | -0.02838 | 989.4332 | 0 | 989.4332 | 0.0004279 | 973.7093 | 0 | 989.4332 | -0.011551 | 989.0172 | -0.078772 | 983.0491 | 0 | 991.1944 | -0.026561 | 984.4635 | 0
|  |  | 973.9462 | 0 | 973.95 | 0 | 989.6767 | 0.20466 | 973.9462 | 0 | 989.6767 | 0.01904 | 0 | 0 | 989.6767 | 0.021693 | 989.6767 | 0 | 989.2599 | -0.042007 | 989.6767 | 0.036537 | 989.6767 | 0.00091959 | 973.9462 | 0 | 989.6767 | 0.012191 | 989.2599 | 0.19435 | 983.2912 | 0 | 991.4407 | 0.036737 | 984.7061 | 0
|  |  | 974.1832 | 0 | 974.18 | 0 | 989.9202 | 0 | 974.1832 | 0 | 989.9202 | -0.074169 | 0 | 0 | 989.9202 | 0 | 989.9202 | 0 | 989.5027 | -0.057394 | 989.9202 | 0 | 989.9202 | 0.00076765 | 974.1832 | 0 | 989.9202 | -0.010816 | 989.5027 | -0.18773 | 983.5333 | 0 | 991.6869 | -0.036604 | 984.9487 | 0
|  |  | 974.4202 | 0 | 974.42 | 0 | 990.1637 | 0.40875 | 974.4202 | 0 | 990.1637 | 0.033902 | 0 | 0 | 990.1636 | 0.034486 | 990.1636 | 0 | 989.7455 | 0.063769 | 990.1637 | 0.04653 | 990.1636 | 0.0050827 | 974.4202 | 0 | 990.1636 | 0.013075 | 989.7455 | 0.021678 | 983.7754 | 0 | 991.9332 | 0.039247 | 985.1913 | 0
|  |  | 974.6571 | 0 | 974.66 | 0 | 990.4072 | 0 | 974.6571 | 0 | 990.4072 | -0.084221 | 0 | 0 | 990.4072 | 0 | 990.4072 | 0 | 989.9882 | -0.0032895 | 990.4072 | 0 | 990.4072 | 0.0060629 | 974.6571 | 0 | 990.4072 | -0.018495 | 989.9882 | -0.23411 | 984.0175 | 0 | 992.1794 | -0.037133 | 985.4339 | 0
|  |  | 974.8941 | 0 | 974.89 | 0 | 990.6507 | 0.26207 | 974.8941 | 0 | 990.6507 | 0.028063 | 0 | 0 | 990.6506 | 0.0034541 | 990.6507 | 0 | 990.231 | -0.0077746 | 990.6507 | 0.056907 | 990.6506 | 0.0082135 | 974.8941 | 0 | 990.6506 | 0.0076872 | 990.231 | 0.15497 | 984.2596 | 0 | 992.4258 | 0.04374 | 985.6766 | 0
|  |  | 975.131 | 0 | 975.13 | 0 | 990.8942 | 0 | 975.131 | 0 | 990.8942 | -0.074628 | 0 | 0 | 990.8942 | 0 | 990.8942 | 0 | 990.4738 | -0.049438 | 990.8942 | 0 | 990.8942 | 0.0063471 | 975.131 | 0 | 990.8942 | -0.017133 | 990.4738 | -0.21165 | 984.5017 | 0 | 992.6721 | -0.030922 | 985.9192 | 0
|  |  | 975.368 | 0 | 975.37 | 0 | 991.1377 | 0.54392 | 975.368 | 0 | 991.1377 | 0.012458 | 0 | 0 | 991.1377 | 0.04007 | 991.1377 | 0 | 990.7166 | 0.019485 | 991.1377 | 0.036074 | 991.1377 | 0.0097558 | 975.368 | 0 | 991.1377 | 0.0080033 | 990.7166 | 0.1292 | 984.7438 | 0 | 992.9184 | 0.043344 | 986.1619 | 0
|  |  | 975.605 | 0 | 975.61 | 0 | 991.3812 | 0 | 975.605 | 0 | 991.3812 | -0.08524 | 0 | 0 | 991.3812 | 0 | 991.3812 | 0 | 990.9594 | -0.04377 | 991.3812 | 0 | 991.3812 | -0.00020371 | 975.605 | 0 | 991.3812 | -0.015347 | 990.9594 | -0.20797 | 984.986 | 0 | 993.1647 | -0.035283 | 986.4045 | 0
|  |  | 975.842 | 0 | 975.84 | 0 | 991.6247 | 0.37261 | 975.842 | 0 | 991.6247 | 0.02089 | 0 | 0 | 991.6248 | 0.015815 | 991.6247 | 0 | 991.2022 | 0.078764 | 991.6247 | 0.016907 | 991.6248 | 0.0046577 | 975.842 | 0 | 991.6248 | 0.0028959 | 991.2022 | 0.19693 | 985.2281 | 0 | 993.411 | 0.049158 | 986.6472 | 0
|  |  | 976.079 | 0 | 976.08 | 0 | 991.8683 | 0 | 976.079 | 0 | 991.8683 | -0.060489 | 0 | 0 | 991.8683 | 0 | 991.8683 | 0 | 991.445 | -0.067682 | 991.8683 | 0 | 991.8683 | -0.0033303 | 976.079 | 0 | 991.8683 | -0.019545 | 991.445 | -0.18736 | 985.4703 | 0 | 993.6573 | -0.034754 | 986.8898 | 0
|  |  | 976.316 | 0 | 976.32 | 0 | 992.1118 | 0.1792 | 976.316 | 0 | 992.1118 | 0.019402 | 0 | 0 | 992.1118 | 0.018678 | 992.1118 | 0 | 991.6878 | 0.036078 | 992.1118 | 0.01238 | 992.1118 | 0.0045643 | 976.316 | 0 | 992.1118 | 0.0080848 | 991.6878 | 0.2238 | 985.7124 | 0 | 993.9037 | 0.041494 | 987.1325 | 0
|  |  | 976.553 | 0 | 976.55 | 0 | 992.3553 | 0 | 976.553 | 0 | 992.3553 | -0.091426 | 0 | 0 | 992.3553 | 0 | 992.3554 | 0 | 991.9306 | -0.024876 | 992.3553 | 0 | 992.3553 | 0.0042137 | 976.553 | 0 | 992.3554 | -0.012349 | 991.9306 | -0.26687 | 985.9546 | 0 | 994.1501 | -0.041362 | 987.3752 | 0
|  |  | 976.79 | 0 | 976.79 | 0 | 992.5989 | 0.25401 | 976.79 | 0 | 992.5989 | 0.0081502 | 0 | 0 | 992.5989 | 0.019618 | 992.5989 | 0 | 992.1734 | 0.029773 | 992.5989 | 0.039475 | 992.5989 | 0.009778 | 976.79 | 0 | 992.5989 | 0.01171 | 992.1734 | 0.089447 | 986.1968 | 0 | 994.3964 | 0.048762 | 987.6179 | 0
|  |  | 977.027 | 0 | 977.03 | 0 | 992.8425 | 0 | 977.027 | 0 | 992.8425 | -0.054426 | 0 | 0 | 992.8425 | 0 | 992.8425 | 0 | 992.4162 | -0.028795 | 992.8425 | 0 | 992.8425 | 0.0040832 | 977.027 | 0 | 992.8425 | -0.01627 | 992.4162 | -0.13767 | 986.439 | 0 | 994.6428 | -0.032772 | 987.8606 | 0
|  |  | 977.2641 | 0 | 977.26 | 0 | 993.086 | 0.25527 | 977.2641 | 0 | 993.086 | 0.001902 | 0 | 0 | 993.086 | 0.032773 | 993.086 | 0 | 992.659 | -0.019575 | 993.086 | 0.094127 | 993.086 | 0.0064333 | 977.2641 | 0 | 993.086 | 0.010127 | 992.659 | 0.12442 | 986.6812 | 0 | 994.8892 | 0.042683 | 988.1033 | 0
|  |  | 977.5011 | 0 | 977.5 | 0 | 993.3296 | 0 | 977.5011 | 0 | 993.3296 | -0.0080892 | 0 | 0 | 993.3296 | 0 | 993.3296 | 0 | 992.9019 | 0.01305 | 993.3296 | 0 | 993.3296 | 0.0077867 | 977.5011 | 0 | 993.3296 | -0.01113 | 992.9019 | -0.15718 | 986.9234 | 0 | 995.1356 | -0.042947 | 988.346 | 0
|  |  | 977.7382 | 0 | 977.74 | 0 | 993.5732 | 0.11382 | 977.7382 | 0 | 993.5732 | 0.030349 | 0 | 0 | 993.5732 | 0.0034512 | 993.5732 | 0 | 993.1447 | 0.066308 | 993.5732 | 0.029368 | 993.5732 | 0.010022 | 977.7382 | 0 | 993.5732 | 0.0094342 | 993.1447 | 0.14282 | 987.1656 | 0 | 995.382 | 0.049026 | 988.5887 | 0
|  |  | 977.9752 | 0 | 977.98 | 0 | 993.8168 | 0 | 977.9752 | 0 | 993.8168 | -0.077062 | 0 | 0 | 993.8168 | 0 | 993.8168 | 0 | 993.3875 | -0.036903 | 993.8168 | 0 | 993.8168 | 0.0021162 | 977.9752 | 0 | 993.8168 | -0.017107 | 993.3875 | -0.33349 | 987.4078 | 0 | 995.6284 | -0.04863 | 988.8315 | 0
|  |  | 978.2123 | 0 | 978.21 | 0 | 994.0603 | 0.37564 | 978.2123 | 0 | 994.0603 | 0.0076442 | 0 | 0 | 994.0604 | 0.024411 | 994.0603 | 0 | 993.6304 | 0.040562 | 994.0603 | 0.050249 | 994.0604 | 0.0042285 | 978.2123 | 0 | 994.0604 | 0.0071887 | 993.6304 | 0.16785 | 987.6501 | 0 | 995.8748 | 0.048365 | 989.0742 | 0
|  |  | 978.4493 | 0 | 978.45 | 0 | 994.3039 | 0 | 978.4493 | 0 | 994.3039 | -0.076658 | 0 | 0 | 994.304 | 0 | 994.3039 | 0 | 993.8732 | -0.083652 | 994.3039 | 0 | 994.304 | 0.0080117 | 978.4493 | 0 | 994.304 | -0.012154 | 993.8732 | -0.33202 | 987.8923 | 0 | 996.1211 | -0.036869 | 989.317 | 0
|  |  | 978.6863 | 0 | 978.69 | 0 | 994.5475 | 0.30193 | 978.6863 | 0 | 994.5475 | 0.024833 | 0 | 0 | 994.5475 | 0.016724 | 994.5476 | 0 | 994.1161 | 0.0050541 | 994.5475 | 0.041831 | 994.5475 | 0.0036954 | 978.6863 | 0 | 994.5476 | 0.0062739 | 994.1161 | 0.080244 | 988.1346 | 0 | 996.3676 | 0.041626 | 989.5598 | 0
|  |  | 978.9235 | 0 | 978.92 | 0 | 994.7912 | 0 | 978.9235 | 0 | 994.7912 | -0.10705 | 0 | 0 | 994.7911 | 0 | 994.7912 | 0 | 994.3589 | -0.072283 | 994.7912 | 0 | 994.7911 | -0.0031866 | 978.9235 | 0 | 994.7911 | -0.013219 | 994.359 | -0.2503 | 988.3768 | 0 | 996.6141 | -0.045855 | 989.8025 | 0
|  |  | 979.1605 | 0 | 979.16 | 0 | 995.0348 | 0.16621 | 979.1605 | 0 | 995.0348 | 0.019598 | 0 | 0 | 995.0348 | 0.034657 | 995.0348 | 0 | 994.6018 | 0.028133 | 995.0348 | 0.11184 | 995.0348 | 0.0025912 | 979.1605 | 0 | 995.0348 | 0.0070234 | 994.6018 | 0.12773 | 988.6191 | 0 | 996.8605 | 0.048101 | 990.0453 | 0
|  |  | 979.3976 | 0 | 979.4 | 0 | 995.2784 | 0 | 979.3976 | 0 | 995.2784 | -0.010637 | 0 | 0 | 995.2784 | 0 | 995.2784 | 0 | 994.8447 | -0.011733 | 995.2784 | 0 | 995.2784 | 0.0013586 | 979.3976 | 0 | 995.2784 | -0.0081813 | 994.8447 | -0.18883 | 988.8614 | 0 | 997.1069 | -0.038058 | 990.2881 | 0
|  |  | 979.6346 | 0 | 979.63 | 0 | 995.522 | 0.26844 | 979.6346 | 0 | 995.522 | 0.032714 | 0 | 0 | 995.522 | 0.027011 | 995.522 | 0 | 995.0876 | 0.017928 | 995.522 | 0.034219 | 995.522 | 0.0071766 | 979.6346 | 0 | 995.522 | 0.010588 | 995.0875 | 0.12626 | 989.1037 | 0 | 997.3534 | 0.046912 | 990.5309 | 0
|  |  | 979.8718 | 0 | 979.87 | 0 | 995.7657 | 0 | 979.8718 | 0 | 995.7657 | -0.058024 | 0 | 0 | 995.7656 | 0 | 995.7657 | 0 | 995.3304 | -0.013265 | 995.7657 | 0 | 995.7656 | -0.0018763 | 979.8718 | 0 | 995.7656 | -0.017048 | 995.3304 | -0.24625 | 989.3459 | 0 | 997.5999 | -0.035944 | 990.7737 | 0
|  |  | 980.1088 | 0 | 980.11 | 0 | 996.0093 | 0.13407 | 980.1088 | 0 | 996.0093 | -0.0064563 | 0 | 0 | 996.0093 | 0.020434 | 996.0093 | 0 | 995.5733 | 0.010594 | 996.0093 | 0.066595 | 996.0093 | 0.0056257 | 980.1088 | 0 | 996.0093 | 0.011982 | 995.5733 | 0.1027 | 989.5883 | 0 | 997.8464 | 0.054312 | 991.0165 | 0
|  |  | 980.346 | 0 | 980.35 | 0 | 996.2529 | 0 | 980.3459 | 0 | 996.2529 | -0.064201 | 0 | 0 | 996.2529 | 0 | 996.2529 | 0 | 995.8162 | -0.05875 | 996.2529 | 0 | 996.2529 | -0.0052157 | 980.3459 | 0 | 996.2529 | -0.018978 | 995.8162 | -0.23668 | 989.8306 | 0 | 998.0928 | -0.03634 | 991.2593 | 0
|  |  | 980.5831 | 0 | 980.58 | 0 | 996.4966 | 0.29296 | 980.5831 | 0 | 996.4966 | 0.06014 | 0 | 0 | 996.4966 | 0.051662 | 996.4966 | 0 | 996.0591 | 0.023412 | 996.4966 | 0.080442 | 996.4966 | 0.0031704 | 980.5831 | 0 | 996.4966 | 0.0086127 | 996.0591 | 0.17558 | 990.0729 | 0 | 998.3394 | 0.047837 | 991.5021 | 0
|  |  | 980.8202 | 0 | 980.82 | 0 | 996.7402 | 0 | 980.8202 | 0 | 996.7402 | -0.057756 | 0 | 0 | 996.7402 | 0 | 996.7402 | 0 | 996.302 | -0.051456 | 996.7402 | 0 | 996.7402 | -4.0747e-07 | 980.8202 | 0 | 996.7402 | -0.018755 | 996.302 | -0.2573 | 990.3152 | 0 | 998.5859 | -0.037397 | 991.7449 | 0
|  |  | 981.0573 | 0 | 981.06 | 0 | 996.9839 | 0.29062 | 981.0573 | 0 | 996.9839 | -0.00054988 | 0 | 0 | 996.9839 | 0.02696 | 996.9839 | 0 | 996.5449 | 0.035823 | 996.9839 | 0.041047 | 996.9839 | 0.0047602 | 981.0573 | 0 | 996.9839 | 0.01356 | 996.5449 | -0.016313 | 990.5576 | 0 | 998.8324 | 0.050744 | 991.9878 | 0
|  |  | 981.2944 | 0 | 981.29 | 0 | 997.2276 | 0 | 981.2944 | 0 | 997.2276 | -0.04629 | 0 | 0 | 997.2276 | 0 | 997.2276 | 0 | 996.7878 | 0.00060894 | 997.2276 | 0 | 997.2276 | -0.0007284 | 981.2944 | 0 | 997.2276 | -0.013431 | 996.7878 | -0.06957 | 990.7999 | 0 | 999.0789 | -0.037397 | 992.2307 | 0
|  |  | 981.5316 | 0 | 981.53 | 0 | 997.4713 | 0.16178 | 981.5316 | 0 | 997.4713 | 0.034618 | 0 | 0 | 997.4713 | 0.0097284 | 997.4713 | 0 | 997.0307 | 0.0050671 | 997.4713 | 0.075599 | 997.4713 | 0.0047221 | 981.5316 | 0 | 997.4713 | 0.010614 | 997.0307 | 0.20429 | 991.0423 | 0 | 999.3254 | 0.05484 | 992.4735 | 0
|  |  | 981.7687 | 0 | 981.77 | 0 | 997.7149 | 0 | 981.7687 | 0 | 997.7149 | -0.068356 | 0 | 0 | 997.715 | 0 | 997.7149 | 0 | 997.2736 | -0.078847 | 997.7149 | 0 | 997.715 | 0.00010824 | 981.7687 | 0 | 997.715 | -0.013997 | 997.2736 | -0.23153 | 991.2847 | 0 | 999.572 | -0.039776 | 992.7164 | 0
|  |  | 982.0058 | 0 | 982.01 | 0 | 997.9586 | 0.19009 | 982.0058 | 0 | 997.9586 | 0.033142 | 0 | 0 | 997.9586 | 0.034619 | 997.9586 | 0 | 997.5165 | 0.048122 | 997.9586 | 0.024475 | 997.9586 | 0.0012745 | 982.0058 | 0 | 997.9586 | 0.015632 | 997.5166 | 0.24221 | 991.527 | 0 | 999.8185 | 0.059069 | 992.9592 | 0
|  |  | 982.243 | 0 | 982.24 | 0 | 998.2023 | 0 | 982.243 | 0 | 998.2023 | -0.045832 | 0 | 0 | 998.2023 | 0 | 998.2023 | 0 | 997.7595 | -0.02903 | 998.2023 | 0 | 998.2023 | -0.0015993 | 982.243 | 0 | 998.2023 | -0.013498 | 997.7595 | -0.15718 | 991.7695 | 0 | 1000.0651 | -0.042287 | 993.2021 | 0
|  |  | 982.4801 | 0 | 982.48 | 0 | 998.446 | 0.18647 | 982.4801 | 0 | 998.446 | 0.036559 | 0 | 0 | 998.446 | 0.018998 | 998.446 | 0 | 998.0024 | 0.062478 | 998.446 | 0.064833 | 998.446 | 0.0075782 | 982.4801 | 0 | 998.446 | 0.0077652 | 998.0024 | 0.27276 | 992.0118 | 0 | 1000.3116 | 0 | 993.445 | 0
|  |  | 982.7173 | 0 | 982.72 | 0 | 998.6897 | 0 | 982.7173 | 0 | 998.6897 | -0.039507 | 0 | 0 | 998.6898 | 0 | 998.6897 | 0 | 998.2453 | -0.018321 | 998.6897 | 0 | 998.6898 | 0.0026884 | 982.7173 | 0 | 998.6898 | -0.012448 | 998.2453 | -0.37361 | 992.2543 | 0 | 1000.5582 | 0 | 993.6879 | 0
|  |  | 982.9545 | 0 | 982.95 | 0 | 998.9334 | 0.27994 | 982.9545 | 0 | 998.9334 | 0.018496 | 0 | 0 | 998.9335 | 0.041196 | 998.9334 | 0 | 998.4883 | 0.079923 | 998.9334 | 0.099143 | 998.9335 | 0.0021146 | 982.9545 | 0 | 998.9335 | 0.0089962 | 998.4883 | 0.11337 | 992.4967 | 0 | 1000.8048 | 0 | 993.9308 | 0
|  |  | 983.1916 | 0 | 983.19 | 0 | 999.1772 | 0 | 983.1916 | 0 | 999.1772 | -0.063607 | 0 | 0 | 999.1772 | 0 | 999.1772 | 0 | 998.7312 | -0.070773 | 999.1772 | 0 | 999.1772 | -0.0023469 | 983.1916 | 0 | 999.1772 | -0.00853 | 998.7312 | -0.21349 | 992.7391 | 0 | 1001.0514 | 0 | 994.1737 | 0
|  |  | 983.4288 | 0 | 983.43 | 0 | 999.4209 | 0.34616 | 983.4288 | 0 | 999.4209 | 0.045476 | 0 | 0 | 999.4209 | 0.015049 | 999.4209 | 0 | 998.9742 | -0.019852 | 999.4209 | 0.096739 | 999.4209 | 0.0056904 | 983.4288 | 0 | 999.4209 | 0.0065307 | 998.9742 | 0.21313 | 992.9816 | 0 | 1001.298 | 0 | 994.4166 | 0
|  |  | 983.6659 | 0 | 983.67 | 0 | 999.6646 | 0 | 983.666 | 0 | 999.6646 | -0.048358 | 0 | 0 | 999.6646 | 0 | 999.6646 | 0 | 999.2171 | -0.099845 | 999.6646 | 0 | 999.6646 | -0.0025502 | 983.666 | 0 | 999.6646 | -0.016045 | 999.2171 | -0.21938 | 993.224 | 0 | 1001.5446 | 0 | 994.6596 | 0
|  |  | 983.9031 | 0 | 983.9 | 0 | 999.9084 | 0.20784 | 983.9031 | 0 | 999.9084 | 0.028055 | 0 | 0 | 999.9084 | 0.032303 | 999.9084 | 0 | 999.4601 | 0.069267 | 999.9084 | 0.059272 | 999.9084 | 0.004776 | 983.9031 | 0 | 999.9084 | 0.0060277 | 999.4601 | 0.086134 | 993.4664 | 0 | 1001.7912 | 0 | 994.9025 | 0
|  |  | 984.1403 | 0 | 984.14 | 0 | 1000.1521 | 0 | 984.1403 | 0 | 1000.1521 | -0.10686 | 0 | 0 | 1000.1521 | 0 | 1000.1521 | 0 | 999.703 | -0.050383 | 1000.1521 | 0 | 1000.1521 | -0.0012183 | 984.1403 | 0 | 1000.1521 | -0.01581 | 999.703 | -0.24883 | 993.7089 | 0 | 1002.0378 | 0 | 995.1454 | 0
|  |  | 984.3776 | 0 | 984.38 | 0 | 1000.3959 | 0.17961 | 984.3776 | 0 | 1000.3959 | 0.025135 | 0 | 0 | 1000.3959 | 0.028854 | 1000.3958 | 0 | 999.946 | 0.039345 | 1000.3959 | 0.05507 | 1000.3959 | 0.0025125 | 984.3776 | 0 | 1000.3959 | 0.0083371 | 999.946 | 0.19104 | 993.9514 | 0 | 1002.2845 | 0 | 995.3884 | 0
|  |  | 984.6147 | 0 | 984.61 | 0 | 1000.6396 | 0 | 984.6147 | 0 | 1000.6396 | -0.062236 | 0 | 0 | 1000.6396 | 0 | 1000.6396 | 0 | 1000.189 | -0.073862 | 1000.6396 | 0 | 1000.6396 | 0.0037543 | 984.6147 | 0 | 1000.6396 | -0.017828 | 1000.189 | -0.1557 | 994.1938 | 0 | 1002.5311 | 0 | 995.6314 | 0
|  |  | 984.8519 | 0 | 984.85 | 0 | 1000.8834 | 0.39059 | 984.8519 | 0 | 1000.8834 | 0.031727 | 0 | 0 | 1000.8834 | 0.026777 | 1000.8834 | 0 | 1000.432 | -0.028267 | 1000.8834 | 0.0057148 | 1000.8834 | 0.0072442 | 984.8519 | 0 | 1000.8834 | 0.0062873 | 1000.432 | 0.059263 | 994.4363 | 0 | 1002.7778 | 0 | 995.8743 | 0
|  |  | 985.0892 | 0 | 985.09 | 0 | 1001.1271 | 0 | 985.0892 | 0 | 1001.1271 | -0.062834 | 0 | 0 | 1001.1271 | 0 | 1001.1271 | 0 | 1000.6749 | -0.055127 | 1001.1271 | 0 | 1001.1271 | 0.0042975 | 985.0892 | 0 | 1001.1271 | -0.014481 | 1000.6749 | -0.18147 | 994.6788 | 0 | 1003.0244 | 0 | 996.1173 | 0
|  |  | 985.3264 | 0 | 985.33 | 0 | 1001.3709 | 0.34844 | 985.3264 | 0 | 1001.3709 | -0.0062229 | 0 | 0 | 1001.3709 | 0.020141 | 1001.3709 | 0 | 1000.9179 | 0.083143 | 1001.3709 | 0.067671 | 1001.3709 | 0.0094776 | 985.3264 | 0 | 1001.3709 | 0.0074587 | 1000.9179 | 0.24184 | 994.9213 | 0 | 1003.2711 | 0 | 996.3604 | 0
|  |  | 985.5636 | 0 | 985.56 | 0 | 1001.6147 | 0 | 985.5636 | 0 | 1001.6147 | -0.035614 | 0 | 0 | 1001.6147 | 0 | 1001.6147 | 0 | 1001.1609 | -0.047594 | 1001.6147 | 0 | 1001.6147 | -0.00058432 | 985.5636 | 0 | 1001.6147 | -0.011631 | 1001.1609 | -0.12589 | 995.1639 | 0 | 1003.5178 | 0 | 996.6033 | 0
|  |  | 985.8008 | 0 | 985.8 | 0 | 1001.8585 | 0.15602 | 985.8008 | 0 | 1001.8585 | 0.020972 | 0 | 0 | 1001.8585 | 0.0033022 | 1001.8585 | 0 | 1001.4039 | 0.10099 | 1001.8585 | 0.039241 | 1001.8585 | 0.010963 | 985.8008 | 0 | 1001.8585 | 0.0084495 | 1001.4039 | 0.12037 | 995.4064 | 0 | 1003.7645 | 0 | 996.8463 | 0
|  |  | 986.0381 | 0 | 986.04 | 0 | 1002.1023 | 0 | 986.0381 | 0 | 1002.1023 | -0.020254 | 0 | 0 | 1002.1023 | 0 | 1002.1023 | 0 | 1001.6469 | 0.032609 | 1002.1023 | 0 | 1002.1023 | -0.00093574 | 986.0381 | 0 | 1002.1023 | -0.011491 | 1001.6469 | -0.16417 | 995.6489 | 0 | 1004.0111 | 0 | 997.0894 | 0
|  |  | 986.2753 | 0 | 986.28 | 0 | 1002.3461 | 0.45618 | 986.2753 | 0 | 1002.3461 | 0.10981 | 0 | 0 | 1002.3461 | 0.076095 | 1002.3461 | 0 | 1001.8899 | 0.051353 | 1002.3461 | 0.12895 | 1002.3461 | 0.00062533 | 986.2753 | 0 | 1002.3461 | 0.01937 | 1001.8899 | 0.18294 | 995.8915 | 0 | 1004.2578 | 0 | 997.3323 | 0
|  |  | 986.5126 | 0 | 986.51 | 0 | 1002.5899 | 0 | 986.5126 | 0 | 1002.5899 | -0.071007 | 0 | 0 | 1002.5898 | 0 | 1002.5899 | 0 | 1002.1329 | -0.039693 | 1002.5899 | 0 | 1002.5898 | 0.0037841 | 986.5126 | 0 | 1002.5898 | -0.01493 | 1002.1329 | -0.24846 | 996.134 | 0 | 1004.5045 | 0 | 997.5754 | 0
|  |  | 986.7498 | 0 | 986.75 | 0 | 1002.8337 | 0.20164 | 986.7498 | 0 | 1002.8337 | 0.005184 | 0 | 0 | 1002.8337 | 0.018101 | 1002.8337 | 0 | 1002.3759 | 0.01862 | 1002.8337 | 0.053787 | 1002.8337 | 0.0088388 | 986.7498 | 0 | 1002.8337 | 0.0095101 | 1002.3759 | 0.040858 | 996.3766 | 0 | 1004.7513 | 0 | 997.8184 | 0
|  |  | 986.9871 | 0 | 986.99 | 0 | 1003.0775 | 0 | 986.9871 | 0 | 1003.0775 | -0.088021 | 0 | 0 | 1003.0775 | 0 | 1003.0775 | 0 | 1002.619 | -0.026812 | 1003.0775 | 0 | 1003.0775 | 0.00059581 | 986.9871 | 0 | 1003.0775 | -0.010395 | 1002.619 | -0.044171 | 996.6191 | 0 | 1004.998 | 0 | 998.0615 | 0
|  |  | 987.2244 | 0 | 987.22 | 0 | 1003.3213 | 0.070804 | 987.2244 | 0 | 1003.3213 | -0.018177 | 0 | 0 | 1003.3214 | 0.023191 | 1003.3213 | 0 | 1002.862 | 0.046496 | 1003.3213 | 0.029192 | 1003.3214 | 0.010564 | 987.2244 | 0 | 1003.3214 | 0.0096844 | 1002.862 | 0.12883 | 996.8617 | 0 | 1005.2447 | 0 | 998.3045 | 0
|  |  | 987.4616 | 0 | 987.46 | 0 | 1003.5652 | 0 | 987.4616 | 0 | 1003.5652 | -0.096906 | 0 | 0 | 1003.5651 | 0 | 1003.5652 | 0 | 1003.105 | -0.11715 | 1003.5652 | 0 | 1003.5651 | 0.0072936 | 987.4616 | 0 | 1003.5651 | -0.015227 | 1003.105 | -0.30478 | 997.1043 | 0 | 1005.4915 | 0 | 998.5476 | 0
|  |  | 987.6989 | 0 | 987.7 | 0 | 1003.809 | 0.50192 | 987.6989 | 0 | 1003.809 | 0.053998 | 0 | 0 | 1003.809 | 0.050758 | 1003.809 | 0 | 1003.3481 | 0.10365 | 1003.809 | 0.13064 | 1003.809 | 0.010514 | 987.6989 | 0 | 1003.809 | 0.0093708 | 1003.348 | 0.22564 | 997.3469 | 0 | 1005.7382 | 0 | 998.7906 | 0
|  |  | 987.9362 | 0 | 987.94 | 0 | 1004.0528 | 0 | 987.9362 | 0 | 1004.0528 | -0.085556 | 0 | 0 | 1004.0529 | 0 | 1004.0528 | 0 | 1003.5911 | -0.11733 | 1004.0528 | 0 | 1004.0529 | -0.003452 | 987.9362 | 0 | 1004.0529 | -0.018804 | 1003.5911 | -0.33349 | 997.5895 | 0 | 1005.985 | 0 | 999.0338 | 0
|  |  | 988.1735 | 0 | 988.17 | 0 | 1004.2967 | 0.16045 | 988.1735 | 0 | 1004.2967 | -0.0012751 | 0 | 0 | 1004.2967 | 0.0084145 | 1004.2967 | 0 | 1003.8341 | -0.040046 | 1004.2967 | 0.0037748 | 1004.2967 | 0.010251 | 988.1735 | 0 | 1004.2967 | 0.0050254 | 1003.8341 | 0.29816 | 997.8322 | 0 | 1006.2318 | 0 | 999.2768 | 0
|  |  | 988.4108 | 0 | 988.41 | 0 | 1004.5405 | 0 | 988.4108 | 0 | 1004.5405 | -0.051092 | 0 | 0 | 1004.5405 | 0 | 1004.5405 | 0 | 1004.0772 | -0.0086477 | 1004.5405 | 0 | 1004.5405 | -0.00094862 | 988.4108 | 0 | 1004.5405 | -0.012607 | 1004.0772 | -0.25067 | 998.0748 | 0 | 1006.4785 | 0 | 999.5199 | 0
|  |  | 988.6481 | 0 | 988.65 | 0 | 1004.7844 | 0 | 988.6481 | 0 | 1004.7844 | -0.10632 | 0 | 0 | 1004.7844 | 0 | 1004.7844 | 0 | 1004.3202 | -0.050078 | 1004.7844 | 0 | 1004.7844 | 0.0016169 | 988.6481 | 0 | 1004.7844 | -0.016401 | 1004.3202 | -0.32576 | 998.3174 | 0 | 1006.7253 | 0 | 999.763 | 0
|  |  | 988.8854 | 0 | 988.89 | 0 | 1005.0283 | 0.55733 | 988.8854 | 0 | 1005.0283 | 0.048735 | 0 | 0 | 1005.0283 | 0.048085 | 1005.0282 | 0 | 1004.5633 | 0.020709 | 1005.0283 | 0.055268 | 1005.0283 | 0.0024926 | 988.8854 | 0 | 1005.0283 | 0.0076058 | 1004.5633 | 0.20392 | 998.5601 | 0 | 1006.9721 | 0 | 1000.0061 | 0
|  |  | 989.1227 | 0 | 989.12 | 0 | 1005.2721 | 0 | 989.1227 | 0 | 1005.2721 | -0.060178 | 0 | 0 | 1005.2721 | 0 | 1005.2721 | 0 | 1004.8063 | -0.034427 | 1005.2721 | 0 | 1005.2721 | 0.00017723 | 989.1227 | 0 | 1005.2721 | -0.01258 | 1004.8063 | -0.1373 | 998.8027 | 0 | 1007.2189 | 0 | 1000.2492 | 0
|  |  | 989.36 | 0 | 989.36 | 0 | 1005.516 | 0.27857 | 989.36 | 0 | 1005.516 | 0.021208 | 0 | 0 | 1005.516 | 0.040902 | 1005.516 | 0 | 1005.0494 | 0.042956 | 1005.516 | 0.088221 | 1005.516 | 0.005915 | 989.36 | 0 | 1005.516 | 0.0083085 | 1005.0494 | 0.27386 | 999.0453 | 0 | 1007.4657 | 0 | 1000.4924 | 0
|  |  | 989.5973 | 0 | 989.6 | 0 | 1005.7599 | 0 | 989.5973 | 0 | 1005.7599 | -0.1061 | 0 | 0 | 1005.7599 | 0 | 1005.7599 | 0 | 1005.2925 | -0.016433 | 1005.7599 | 0 | 1005.7599 | -0.001531 | 989.5973 | 0 | 1005.7599 | -0.012314 | 1005.2925 | -0.28049 | 999.288 | 0 | 1007.7125 | 0 | 1000.7355 | 0
|  |  | 989.8347 | 0 | 989.83 | 0 | 1006.0038 | 0.15242 | 989.8347 | 0 | 1006.0038 | 0.025252 | 0 | 0 | 1006.0038 | 0.030578 | 1006.0038 | 0 | 1005.5356 | 0.068002 | 1006.0038 | 0.042245 | 1006.0038 | 0.006121 | 989.8347 | 0 | 1006.0038 | 0.007022 | 1005.5356 | 0.10196 | 999.5307 | 0 | 1007.9593 | 0 | 1000.9786 | 0
|  |  | 990.072 | 0 | 990.07 | 0 | 1006.2477 | 0 | 990.072 | 0 | 1006.2477 | -0.10834 | 0 | 0 | 1006.2477 | 0 | 1006.2477 | 0 | 1005.7786 | -0.11584 | 1006.2477 | 0 | 1006.2477 | -0.00028353 | 990.072 | 0 | 1006.2477 | -0.014496 | 1005.7786 | -0.27644 | 999.7734 | 0 | 1008.2062 | 0 | 1001.2218 | 0
|  |  | 990.3093 | 0 | 990.31 | 0 | 1006.4916 | 0.63119 | 990.3093 | 0 | 1006.4916 | -0.0012048 | 0 | 0 | 1006.4916 | 0.022787 | 1006.4916 | 0 | 1006.0217 | 0.027337 | 1006.4916 | 0 | 1006.4916 | 0.0024773 | 990.3093 | 0 | 1006.4916 | 0.0073863 | 1006.0217 | 0.26171 | 1000.0161 | 0 | 1008.453 | 0 | 1001.465 | 0
|  |  | 990.5466 | 0 | 990.55 | 0 | 1006.7355 | 0 | 990.5466 | 0 | 1006.7355 | -0.064828 | 0 | 0 | 1006.7355 | 0 | 1006.7355 | 0 | 1006.2648 | -0.071442 | 1006.7355 | 0 | 1006.7355 | 0.0018596 | 990.5466 | 0 | 1006.7355 | -0.015171 | 1006.2648 | -0.078772 | 1000.2588 | 0 | 1008.6999 | 0 | 1001.7081 | 0
|  |  | 990.784 | 0 | 990.78 | 0 | 1006.9794 | 0.23313 | 990.784 | 0 | 1006.9794 | 0.034661 | 0 | 0 | 1006.9794 | 0.011572 | 1006.9794 | 0 | 1006.5079 | -0.035357 | 1006.9794 | 0.03216 | 1006.9794 | 0.0083473 | 990.784 | 0 | 1006.9794 | 0.014312 | 1006.5079 | 0.2584 | 1000.5015 | 0 | 1008.9467 | 0 | 1001.9513 | 0
|  |  | 991.0214 | 0 | 991.02 | 0 | 1007.2233 | 0 | 991.0214 | 0 | 1007.2233 | -0.073054 | 0 | 0 | 1007.2233 | 0 | 1007.2233 | 0 | 1006.751 | -0.065532 | 1007.2233 | 0 | 1007.2233 | -0.004468 | 991.0214 | 0 | 1007.2233 | -0.013905 | 1006.751 | -0.31214 | 1000.7442 | 0 | 1009.1936 | 0 | 1002.1945 | 0
|  |  | 991.2587 | 0 | 991.26 | 0 | 1007.4672 | 0.21256 | 991.2587 | 0 | 1007.4672 | -0.0098241 | 0 | 0 | 1007.4672 | 0.0051651 | 1007.4672 | 0 | 1006.9941 | 0.1031 | 1007.4672 | 0.12978 | 1007.4672 | 0.010558 | 991.2587 | 0 | 1007.4672 | 0.0031588 | 1006.9941 | 0.29816 | 1000.9869 | 0 | 1009.4405 | 0 | 1002.4377 | 0
|  |  | 991.4961 | 0 | 991.5 | 0 | 1007.7112 | 0 | 991.4961 | 0 | 1007.7112 | -0.095857 | 0 | 0 | 1007.7112 | 0 | 1007.7112 | 0 | 1007.2372 | -0.013993 | 1007.7112 | 0 | 1007.7112 | -0.0018206 | 991.4961 | 0 | 1007.7112 | -0.014499 | 1007.2372 | -0.16785 | 1001.2297 | 0 | 1009.6874 | 0 | 1002.6808 | 0
|  |  | 991.7335 | 0 | 991.73 | 0 | 1007.9551 | 0.22532 | 991.7335 | 0 | 1007.9551 | 0.012814 | 0 | 0 | 1007.9551 | 0.059284 | 1007.9551 | 0 | 1007.4803 | 0.060972 | 1007.9551 | 0.07637 | 1007.9551 | 0.0048448 | 991.7335 | 0 | 1007.9551 | 0.014314 | 1007.4803 | 0.27681 | 1001.4724 | 0 | 1009.9343 | 0 | 1002.9241 | 0
|  |  | 991.9708 | 0 | 991.97 | 0 | 1008.1991 | 0 | 991.9708 | 0 | 1008.1991 | -0.11654 | 0 | 0 | 1008.199 | 0 | 1008.1991 | 0 | 1007.7234 | -0.040866 | 1008.1991 | 0 | 1008.199 | 0.0047947 | 991.9708 | 0 | 1008.199 | -0.015798 | 1007.7234 | -0.30294 | 1001.7152 | 0 | 1010.1812 | 0 | 1003.1673 | 0
|  |  | 992.2082 | 0 | 992.21 | 0 | 1008.443 | 0.23038 | 992.2082 | 0 | 1008.443 | 0.02161 | 0 | 0 | 1008.443 | 0.03833 | 1008.443 | 0 | 1007.9666 | -0.027021 | 1008.443 | 0.13785 | 1008.443 | 0.0050808 | 992.2082 | 0 | 1008.443 | 0.0055766 | 1007.9666 | 0.31362 | 1001.9579 | 0 | 1010.4281 | 0 | 1003.4105 | 0
|  |  | 992.4456 | 0 | 992.45 | 0 | 1008.687 | 0 | 992.4456 | 0 | 1008.687 | -0.07771 | 0 | 0 | 1008.687 | 0 | 1008.687 | 0 | 1008.2097 | -0.026171 | 1008.687 | 0 | 1008.687 | 0.0041819 | 992.4456 | 0 | 1008.687 | -0.013441 | 1008.2097 | -0.26871 | 1002.2007 | 0 | 1010.675 | 0 | 1003.6537 | 0
|  |  | 992.683 | 0 | 992.68 | 0 | 1008.9309 | 0.32166 | 992.683 | 0 | 1008.9309 | -0.033283 | 0 | 0 | 1008.9309 | 0.030525 | 1008.9309 | 0 | 1008.4528 | -0.026325 | 1008.9309 | 0 | 1008.9309 | 0.005492 | 992.683 | 0 | 1008.9309 | 0.0090002 | 1008.4528 | 0.20981 | 1002.4435 | 0 | 1010.9219 | 0 | 1003.897 | 0
|  |  | 992.9204 | 0 | 992.92 | 0 | 1009.1749 | 0 | 992.9204 | 0 | 1009.1749 | -0.03282 | 0 | 0 | 1009.1749 | 0 | 1009.1749 | 0 | 1008.6959 | -0.052803 | 1009.1749 | 0 | 1009.1749 | -0.0050821 | 992.9204 | 0 | 1009.1749 | -0.0096878 | 1008.696 | -0.22233 | 1002.6863 | 0 | 1011.1689 | 0 | 1004.1402 | 0
|  |  | 993.1578 | 0 | 993.16 | 0 | 1009.4189 | 0.35092 | 993.1578 | 0 | 1009.4189 | 0.11632 | 0 | 0 | 1009.4189 | 0.063987 | 1009.4189 | 0 | 1008.9391 | 0.021545 | 1009.4189 | 0.10533 | 1009.4189 | 0.0081023 | 993.1578 | 0 | 1009.4189 | 0.013908 | 1008.9391 | 0.37214 | 1002.9291 | 0 | 1011.4158 | 0 | 1004.3835 | 0
|  |  | 993.3952 | 0 | 993.4 | 0 | 1009.6628 | 0 | 993.3952 | 0 | 1009.6628 | -0.056787 | 0 | 0 | 1009.6628 | 0 | 1009.6628 | 0 | 1009.1822 | -0.12129 | 1009.6628 | 0 | 1009.6628 | 0.0047156 | 993.3952 | 0 | 1009.6628 | -0.011029 | 1009.1822 | -0.40453 | 1003.1719 | 0 | 1011.6628 | 0 | 1004.6267 | 0
|  |  | 993.6326 | 0 | 993.63 | 0 | 1009.9068 | 0 | 993.6326 | 0 | 1009.9068 | -0.011519 | 0 | 0 | 1009.9068 | 0 | 1009.9068 | 0 | 1009.4254 | -0.037267 | 1009.9068 | 0.099092 | 1009.9068 | 0.0056183 | 993.6326 | 0 | 1009.9068 | 0.0085052 | 1009.4254 | 0.15092 | 1003.4147 | 0 | 1011.9097 | 0 | 1004.87 | 0
|  |  | 993.8701 | 0 | 993.87 | 0 | 1010.1508 | 0 | 993.8701 | 0 | 1010.1508 | -0.12577 | 0 | 0 | 1010.1508 | 0 | 1010.1508 | 0 | 1009.6685 | -0.046053 | 1010.1508 | 0 | 1010.1508 | 0.0037893 | 993.8701 | 0 | 1010.1508 | -0.014728 | 1009.6685 | -0.2838 | 1003.6576 | 0 | 1012.1567 | 0 | 1005.1133 | 0
|  |  | 994.1075 | 0 | 994.11 | 0 | 1010.3948 | 0.22308 | 994.1075 | 0 | 1010.3948 | -0.0081943 | 0 | 0 | 1010.3948 | 0.037047 | 1010.3948 | 0 | 1009.9117 | 0.086429 | 1010.3948 | 0.054112 | 1010.3948 | 0.0023617 | 994.1075 | 0 | 1010.3948 | 0.0097664 | 1009.9117 | 0.29043 | 1003.9005 | 0 | 1012.4037 | 0 | 1005.3566 | 0
|  |  | 994.3449 | 0 | 994.34 | 0 | 1010.6388 | 0 | 994.3449 | 0 | 1010.6388 | -0.12627 | 0 | 0 | 1010.6388 | 0 | 1010.6388 | 0 | 1010.1548 | -0.13886 | 1010.6388 | 0 | 1010.6388 | -0.00054258 | 994.3449 | 0 | 1010.6388 | -0.016644 | 1010.1549 | -0.1557 | 1004.1433 | 0 | 1012.6506 | 0 | 1005.5999 | 0
|  |  | 994.5823 | 0 | 994.58 | 0 | 1010.8828 | 0.25996 | 994.5823 | 0 | 1010.8828 | 0.063656 | 0 | 0 | 1010.8828 | 0.039919 | 1010.8828 | 0 | 1010.398 | 0.072278 | 1010.8828 | 0.094907 | 1010.8828 | 0.0046639 | 994.5823 | 0 | 1010.8828 | 0.0078152 | 1010.398 | 0.36883 | 1004.3862 | 0 | 1012.8976 | 0 | 1005.8432 | 0
|  |  | 994.8198 | 0 | 994.82 | 0 | 1011.1268 | 0 | 994.8198 | 0 | 1011.1268 | -0.1155 | 0 | 0 | 1011.1268 | 0 | 1011.1268 | 0 | 1010.6412 | -0.13035 | 1011.1268 | 0 | 1011.1268 | -0.00051837 | 994.8198 | 0 | 1011.1268 | -0.01279 | 1010.6412 | -0.16122 | 1004.629 | 0 | 1013.1446 | 0 | 1006.0865 | 0
|  |  | 995.0572 | 0 | 995.06 | 0 | 1011.3709 | 0 | 995.0573 | 0 | 1011.3709 | 0.04317 | 0 | 0 | 1011.3709 | 0.032153 | 1011.3709 | 0 | 1010.8844 | 0.071801 | 1011.3709 | 0.076727 | 1011.3709 | 0.0079047 | 995.0573 | 0 | 1011.3709 | 0.0098727 | 1010.8844 | 0.22675 | 1004.8719 | 0 | 1013.3917 | 0 | 1006.3298 | 0
|  |  | 995.2947 | 0 | 995.29 | 0 | 1011.6149 | 0 | 995.2947 | 0 | 1011.6149 | -0.015835 | 0 | 0 | 1011.6149 | 0 | 1011.6149 | 0 | 1011.1275 | -0.085584 | 1011.6149 | 0 | 1011.6149 | -0.0029907 | 995.2947 | 0 | 1011.6149 | -0.0084282 | 1011.1275 | -0.25325 | 1005.1147 | 0 | 1013.6387 | 0 | 1006.5731 | 0
|  |  | 995.5322 | 0 | 995.53 | 0 | 1011.8589 | 0.3577 | 995.5322 | 0 | 1011.8589 | 0.08318 | 0 | 0 | 1011.8589 | 0.049435 | 1011.8589 | 0 | 1011.3707 | 0.13868 | 1011.8589 | 0.081523 | 1011.8589 | 0.0047463 | 995.5322 | 0 | 1011.859 | 0.0096077 | 1011.3707 | 0.26797 | 1005.3577 | 0 | 1013.8857 | 0 | 1006.8165 | 0
|  |  | 995.7696 | 0 | 995.77 | 0 | 1012.103 | 0 | 995.7696 | 0 | 1012.103 | -0.18458 | 0 | 0 | 1012.103 | 0 | 1012.103 | 0 | 1011.6139 | -0.090974 | 1012.103 | 0 | 1012.103 | -0.00083586 | 995.7696 | 0 | 1012.103 | -0.012517 | 1011.6139 | -0.29337 | 1005.6006 | 0 | 1014.1327 | 0 | 1007.0598 | 0
|  |  | 996.0071 | 0 | 996.01 | 0 | 1012.347 | 0.12385 | 996.0071 | 0 | 1012.347 | 0.078535 | 0 | 0 | 1012.347 | 0.075112 | 1012.347 | 0 | 1011.8571 | 0.068419 | 1012.347 | 0.1422 | 1012.347 | 0.0053863 | 996.0071 | 0 | 1012.347 | 0.008254 | 1011.8571 | 0.27055 | 1005.8435 | 0 | 1014.3798 | 0 | 1007.3032 | 0
|  |  | 996.2446 | 0 | 996.24 | 0 | 1012.5911 | 0 | 996.2446 | 0 | 1012.5911 | -0.041453 | 0 | 0 | 1012.5911 | 0 | 1012.5911 | 0 | 1012.1003 | -0.13264 | 1012.5911 | 0 | 1012.5911 | -0.0031753 | 996.2446 | 0 | 1012.5911 | -0.0090758 | 1012.1003 | -0.3092 | 1006.0864 | 0 | 1014.6268 | 0 | 1007.5465 | 0
|  |  | 996.4821 | 0 | 996.48 | 0 | 1012.8351 | 0.34294 | 996.4821 | 0 | 1012.8351 | 0.087244 | 0 | 0 | 1012.8351 | 0.059442 | 1012.8351 | 0 | 1012.3435 | 0.043206 | 1012.8351 | 0.050643 | 1012.8351 | 0.0058931 | 996.4821 | 0 | 1012.8351 | 0.0087125 | 1012.3435 | 0.2492 | 1006.3293 | 0 | 1014.8739 | 0 | 1007.7899 | 0
|  |  | 996.7195 | 0 | 996.72 | 0 | 1013.0792 | 0 | 996.7195 | 0 | 1013.0792 | -0.10364 | 0 | 0 | 1013.0792 | 0 | 1013.0792 | 0 | 1012.5867 | -0.073044 | 1013.0792 | 0 | 1013.0792 | -0.0017431 | 996.7195 | 0 | 1013.0792 | -0.017132 | 1012.5867 | -0.17227 | 1006.5723 | 0 | 1015.121 | 0 | 1008.0333 | 0
|  |  | 996.957 | 0 | 996.96 | 0 | 1013.3232 | 0.40304 | 996.957 | 0 | 1013.3232 | 0.02031 | 0 | 0 | 1013.3232 | 0.051149 | 1013.3233 | 0 | 1012.8299 | 0.028992 | 1013.3232 | 0.077967 | 1013.3232 | 0.0015691 | 996.957 | 0 | 1013.3232 | 0.011593 | 1012.8299 | 0.21313 | 1006.8152 | 0 | 1015.368 | 0 | 1008.2767 | 0
|  |  | 997.1945 | 0 | 997.19 | 0 | 1013.5673 | 0 | 997.1945 | 0 | 1013.5673 | -0.14061 | 0 | 0 | 1013.5673 | 0 | 1013.5673 | 0 | 1013.0731 | -0.060622 | 1013.5673 | 0 | 1013.5673 | 0.0026266 | 997.1945 | 0 | 1013.5673 | -0.019581 | 1013.0731 | -0.41815 | 1007.0582 | 0 | 1015.6152 | 0 | 1008.52 | 0
|  |  | 997.432 | 0 | 997.43 | 0 | 1013.8114 | 0.44438 | 997.432 | 0 | 1013.8114 | 0.0019491 | 0 | 0 | 1013.8114 | 0.0078671 | 1013.8114 | 0 | 1013.3164 | 0.069673 | 1013.8114 | 0.078602 | 1013.8114 | 0.0072614 | 997.432 | 0 | 1013.8114 | 0.011018 | 1013.3164 | -0.075459 | 1007.3011 | 0 | 1015.8622 | 0 | 1008.7634 | 0
|  |  | 997.6696 | 0 | 997.67 | 0 | 1014.0555 | 0 | 997.6696 | 0 | 1014.0555 | -0.13257 | 0 | 0 | 1014.0555 | 0 | 1014.0555 | 0 | 1013.5596 | -0.085793 | 1014.0555 | 0 | 1014.0555 | 0.0023547 | 997.6696 | 0 | 1014.0555 | -0.013473 | 1013.5596 | -0.38944 | 1007.5441 | 0 | 1016.1094 | 0 | 1009.0068 | 0
|  |  | 997.907 | 0 | 997.91 | 0 | 1014.2996 | 0 | 997.907 | 0 | 1014.2996 | 0.0435 | 0 | 0 | 1014.2996 | 0.026436 | 1014.2996 | 0 | 1013.8028 | 0.11604 | 1014.2996 | 0.11061 | 1014.2996 | 0.0060604 | 997.907 | 0 | 1014.2996 | 0.0045858 | 1013.8028 | 0.16417 | 1007.7871 | 0 | 1016.3564 | 0 | 1009.2502 | 0
|  |  | 998.1446 | 0 | 998.14 | 0 | 1014.5437 | 0 | 998.1446 | 0 | 1014.5437 | -0.089011 | 0 | 0 | 1014.5437 | 0 | 1014.5437 | 0 | 1014.046 | -0.15555 | 1014.5437 | 0 | 1014.5437 | -0.004901 | 998.1446 | 0 | 1014.5437 | -0.015107 | 1014.046 | -0.62576 | 1008.0301 | 0 | 1016.6036 | 0 | 1009.4937 | 0
|  |  | 998.3821 | 0 | 998.38 | 0 | 1014.7878 | 0.50571 | 998.3821 | 0 | 1014.7878 | -0.057616 | 0 | 0 | 1014.7878 | 0.063986 | 1014.7878 | 0 | 1014.2893 | -0.043723 | 1014.7878 | 0.016386 | 1014.7878 | 0.0011733 | 998.3821 | 0 | 1014.7878 | 0.011119 | 1014.2893 | 0.18331 | 1008.2731 | 0 | 1016.8507 | 0 | 1009.7371 | 0
|  |  | 998.6196 | 0 | 998.62 | 0 | 1015.0319 | 0 | 998.6196 | 0 | 1015.0319 | -0.15357 | 0 | 0 | 1015.0319 | 0 | 1015.0319 | 0 | 1014.5325 | -0.12914 | 1015.0319 | 0 | 1015.0319 | 0.0028125 | 998.6196 | 0 | 1015.0319 | -0.01718 | 1014.5325 | -0.25435 | 1008.5161 | 0 | 1017.0978 | 0 | 1009.9806 | 0
|  |  | 998.8572 | 0 | 998.86 | 0 | 1015.276 | 0.14314 | 998.8572 | 0 | 1015.276 | 0.029109 | 0 | 0 | 1015.276 | 0.058121 | 1015.276 | 0 | 1014.7758 | 0.12316 | 1015.276 | 0.11016 | 1015.276 | 0.005037 | 998.8572 | 0 | 1015.276 | 0.0056421 | 1014.7758 | 0.2654 | 1008.7592 | 0 | 1017.345 | 0 | 1010.224 | 0
|  |  | 999.0947 | 0 | 999.09 | 0 | 1015.5201 | 0 | 999.0947 | 0 | 1015.5201 | -0.10518 | 0 | 0 | 1015.5201 | 0 | 1015.5201 | 0 | 1015.019 | 0.046724 | 1015.5201 | 0 | 1015.5201 | -0.00024424 | 999.0947 | 0 | 1015.5201 | -0.015232 | 1015.019 | -0.44208 | 1009.0021 | 0 | 1017.5922 | 0 | 1010.4675 | 0
|  |  | 999.3323 | 0 | 999.33 | 0 | 1015.7643 | 0.16287 | 999.3323 | 0 | 1015.7643 | 0.0047231 | 0 | 0 | 1015.7643 | 0.060471 | 1015.7643 | 0 | 1015.2623 | 0.035022 | 1015.7643 | 0.035664 | 1015.7643 | 0.0073057 | 999.3323 | 0 | 1015.7643 | 0.0090869 | 1015.2623 | 0.086502 | 1009.2452 | 0 | 1017.8393 | 0 | 1010.7109 | 0
|  |  | 999.5698 | 0 | 999.57 | 0 | 1016.0084 | 0 | 999.5698 | 0 | 1016.0084 | -0.059516 | 0 | 0 | 1016.0084 | 0 | 1016.0084 | 0 | 1015.5055 | -0.093278 | 1016.0084 | 0 | 1016.0084 | -0.0034764 | 999.5698 | 0 | 1016.0084 | -0.018506 | 1015.5055 | -0.015205 | 1009.4882 | 0 | 1018.0865 | 0 | 1010.9544 | 0
|  |  | 999.8074 | 0 | 999.81 | 0 | 1016.2525 | 0.35503 | 999.8074 | 0 | 1016.2525 | 0.061901 | 0 | 0 | 1016.2526 | 0.088665 | 1016.2525 | 0 | 1015.7488 | 0.060356 | 1016.2525 | 0.092959 | 1016.2526 | 0.0057843 | 999.8074 | 0 | 1016.2526 | 0.011275 | 1015.7488 | 0.24515 | 1009.7313 | 0 | 1018.3337 | 0 | 1011.1979 | 0
|  |  | 1000.0449 | 0 | 1000.04 | 0 | 1016.4967 | 0 | 1000.0449 | 0 | 1016.4967 | -0.17092 | 0 | 0 | 1016.4967 | 0 | 1016.4967 | 0 | 1015.9921 | -0.038129 | 1016.4967 | 0 | 1016.4967 | 0.00091006 | 1000.0449 | 0 | 1016.4967 | -0.011946 | 1015.9921 | -0.41999 | 1009.9744 | 0 | 1018.5809 | 0 | 1011.4414 | 0
|  |  | 1000.2825 | 0 | 1000.28 | 0 | 1016.7408 | 0.39988 | 1000.2825 | 0 | 1016.7408 | 0.0040962 | 0 | 0 | 1016.7408 | 0.023351 | 1016.7408 | 0 | 1016.2353 | 0.070342 | 1016.7408 | 0.11334 | 1016.7408 | 0.0041666 | 1000.2825 | 0 | 1016.7409 | 0.0087854 | 1016.2354 | 0.080612 | 1010.2175 | 0 | 1018.8281 | 0 | 1011.6849 | 0
|  |  | 1000.5201 | 0 | 1000.52 | 0 | 1016.985 | 0 | 1000.5201 | 0 | 1016.985 | -0.018368 | 0 | 0 | 1016.985 | 0 | 1016.985 | 0 | 1016.4786 | -0.085324 | 1016.985 | 0 | 1016.985 | -3.0241e-05 | 1000.5201 | 0 | 1016.985 | -0.01156 | 1016.4786 | -0.21938 | 1010.4605 | 0 | 1019.0753 | 0 | 1011.9284 | 0
|  |  | 1000.7577 | 0 | 1000.76 | 0 | 1017.2292 | 0 | 1000.7577 | 0 | 1017.2292 | 0.045741 | 0 | 0 | 1017.2292 | 0.063662 | 1017.2292 | 0 | 1016.7219 | 0.10457 | 1017.2292 | 0 | 1017.2292 | 0.0050542 | 1000.7577 | 0 | 1017.2292 | 0.0038469 | 1016.7219 | 0.28858 | 1010.7036 | 0 | 1019.3225 | 0 | 1012.1719 | 0
|  |  | 1000.9952 | 0 | 1001 | 0 | 1017.4733 | 0 | 1000.9952 | 0 | 1017.4733 | -0.033675 | 0 | 0 | 1017.4733 | 0 | 1017.4733 | 0 | 1016.9652 | -0.045365 | 1017.4733 | 0 | 1017.4733 | 0.00036564 | 1000.9952 | 0 | 1017.4733 | -0.013708 | 1016.9652 | -0.33092 | 1010.9467 | 0 | 1019.5697 | 0 | 1012.4154 | 0
|  |  | 1001.2328 | 0 | 1001.23 | 0 | 1017.7175 | 0 | 1001.2328 | 0 | 1017.7175 | 0.060129 | 0 | 0 | 1017.7175 | 0.041616 | 1017.7175 | 0 | 1017.2085 | -0.054661 | 1017.7175 | 0 | 1017.7175 | 0.0001442 | 1001.2328 | 0 | 1017.7175 | 0.0091815 | 1017.2085 | 0.20356 | 1011.1898 | 0 | 1019.8169 | 0 | 1012.6589 | 0
|  |  | 1001.4705 | 0 | 1001.47 | 0 | 1017.9617 | 0 | 1001.4705 | 0 | 1017.9617 | -0.14312 | 0 | 0 | 1017.9617 | 0 | 1017.9617 | 0 | 1017.4518 | -0.095577 | 1017.9617 | 0 | 1017.9617 | 6.8439e-05 | 1001.4705 | 0 | 1017.9617 | -0.014399 | 1017.4518 | -0.49214 | 1011.4329 | 0 | 1020.0642 | 0 | 1012.9025 | 0
|  |  | 1001.7081 | 0 | 1001.71 | 0 | 1018.2059 | 0 | 1001.7081 | 0 | 1018.2059 | 0.096039 | 0 | 0 | 1018.2059 | 0.054387 | 1018.2059 | 0 | 1017.6951 | -0.0015589 | 1018.2059 | 0 | 1018.2059 | 0.0082146 | 1001.7081 | 0 | 1018.2059 | 0.0068427 | 1017.6951 | 0.50392 | 1011.6761 | 0 | 1020.3114 | 0 | 1013.1461 | 0
|  |  | 1001.9457 | 0 | 1001.95 | 0 | 1018.4501 | 0 | 1001.9457 | 0 | 1018.4501 | -0.20495 | 0 | 0 | 1018.4501 | 0 | 1018.4501 | 0 | 1017.9384 | -0.099983 | 1018.4501 | 0 | 1018.4501 | -0.0038256 | 1001.9457 | 0 | 1018.4501 | -0.013841 | 1017.9384 | -0.42036 | 1011.9192 | 0 | 1020.5587 | 0 | 1013.3896 | 0
|  |  | 1002.1833 | 0 | 1002.18 | 0 | 1018.6943 | 0 | 1002.1833 | 0 | 1018.6943 | 0.081612 | 0 | 0 | 1018.6943 | 0.057839 | 1018.6943 | 0 | 1018.1817 | 0.21206 | 1018.6943 | 0 | 1018.6943 | 0.010833 | 1002.1833 | 0 | 1018.6943 | 0.0030038 | 1018.1817 | 0.45901 | 1012.1624 | 0 | 1020.8059 | 0 | 1013.6331 | 0
|  |  | 1002.4209 | 0 | 1002.42 | 0 | 1018.9385 | 0 | 1002.4209 | 0 | 1018.9385 | 0.0024995 | 0 | 0 | 1018.9385 | 0 | 1018.9385 | 0 | 1018.425 | 0.0011493 | 1018.9385 | 0 | 1018.9385 | 0.0075268 | 1002.4209 | 0 | 1018.9385 | -0.012797 | 1018.425 | -0.23079 | 1012.4055 | 0 | 1021.0532 | 0 | 1013.8767 | 0
|  |  | 1002.6585 | 0 | 1002.66 | 0 | 1019.1827 | 0 | 1002.6585 | 0 | 1019.1827 | 0.12157 | 0 | 0 | 1019.1827 | 0.060129 | 1019.1827 | 0 | 1018.6683 | 0.077837 | 1019.1827 | 0 | 1019.1827 | 0.0095223 | 1002.6585 | 0 | 1019.1827 | 0.010164 | 1018.6683 | 0.014075 | 1012.6487 | 0 | 1021.3005 | 0 | 1014.1203 | 0
|  |  | 1002.8962 | 0 | 1002.9 | 0 | 1019.4269 | 0 | 1002.8962 | 0 | 1019.4269 | -0.065551 | 0 | 0 | 1019.4269 | 0 | 1019.4269 | 0 | 1018.9116 | -0.099835 | 1019.4269 | 0 | 1019.4269 | 0.0082146 | 1002.8962 | 0 | 1019.4269 | -0.018781 | 1018.9116 | -0.15349 | 1012.8918 | 0 | 1021.5477 | 0 | 1014.3639 | 0
|  |  | 1003.1338 | 0 | 1003.13 | 0 | 1019.6711 | 0 | 1003.1338 | 0 | 1019.6711 | 0.027629 | 0 | 0 | 1019.6711 | 0.062109 | 1019.6711 | 0 | 1019.155 | 0.19796 | 1019.6711 | 0 | 1019.6711 | 0.0057715 | 1003.1338 | 0 | 1019.6711 | 0.0084909 | 1019.155 | 0.25546 | 1013.135 | 0 | 1021.795 | 0 | 1014.6075 | 0
|  |  | 1003.3714 | 0 | 1003.37 | 0 | 1019.9153 | 0 | 1003.3714 | 0 | 1019.9153 | -0.18562 | 0 | 0 | 1019.9153 | 0 | 1019.9153 | 0 | 1019.3983 | -0.078658 | 1019.9153 | 0 | 1019.9153 | -0.0011434 | 1003.3714 | 0 | 1019.9153 | -0.011061 | 1019.3983 | -0.30699 | 1013.3782 | 0 | 1022.0424 | 0 | 1014.8511 | 0
|  |  | 1003.6091 | 0 | 1003.61 | 0 | 1020.1596 | 0 | 1003.6091 | 0 | 1020.1596 | 0.027025 | 0 | 0 | 1020.1596 | 0.0295 | 1020.1596 | 0 | 1019.6416 | 0.099462 | 1020.1596 | 0 | 1020.1596 | 0.01098 | 1003.6091 | 0 | 1020.1596 | 0.0082511 | 1019.6416 | 0.20834 | 1013.6215 | 0 | 1022.2897 | 0 | 1015.0947 | 0
|  |  | 1003.8467 | 0 | 1003.85 | 0 | 1020.4038 | 0 | 1003.8467 | 0 | 1020.4038 | -0.088808 | 0 | 0 | 1020.4038 | 0 | 1020.4038 | 0 | 1019.885 | -0.12273 | 1020.4038 | 0 | 1020.4038 | -0.002538 | 1003.8467 | 0 | 1020.4038 | -0.0083364 | 1019.885 | 0 | 1013.8646 | 0 | 1022.537 | 0 | 1015.3383 | 0
|  |  | 1004.0844 | 0 | 1004.08 | 0 | 1020.6481 | 0 | 1004.0844 | 0 | 1020.6481 | 0.013474 | 0 | 0 | 1020.6481 | 0.036293 | 1020.6481 | 0 | 1020.1283 | 0.015283 | 1020.6481 | 0 | 1020.6481 | 0.0076267 | 1004.0844 | 0 | 1020.6481 | 0.005411 | 1020.1283 | 0 | 1014.1078 | 0 | 1022.7843 | 0 | 1015.5819 | 0
|  |  | 1004.322 | 0 | 1004.32 | 0 | 1020.8923 | 0 | 1004.322 | 0 | 1020.8923 | -0.13035 | 0 | 0 | 1020.8923 | 0 | 1020.8923 | 0 | 1020.3717 | 0.019031 | 1020.8923 | 0 | 1020.8923 | 0.0032362 | 1004.322 | 0 | 1020.8923 | -0.014548 | 1020.3717 | 0 | 1014.3511 | 0 | 1023.0317 | 0 | 1015.8256 | 0
|  |  | 1004.5597 | 0 | 1004.56 | 0 | 1021.1366 | 0 | 1004.5597 | 0 | 1021.1366 | -0.085689 | 0 | 0 | 1021.1366 | 0.058763 | 1021.1366 | 0 | 1020.615 | 0.099135 | 1021.1366 | 0 | 1021.1366 | 0.0078933 | 1004.5597 | 0 | 1021.1366 | 0.0061363 | 1020.615 | 0 | 1014.5943 | 0 | 1023.279 | 0 | 1016.0692 | 0
|  |  | 1004.7974 | 0 | 1004.8 | 0 | 1021.3808 | 0 | 1004.7974 | 0 | 1021.3808 | -0.053725 | 0 | 0 | 1021.3809 | 0 | 1021.3808 | 0 | 1020.8584 | -0.020608 | 1021.3808 | 0 | 1021.3809 | 0.0027344 | 1004.7974 | 0 | 1021.3809 | -0.011555 | 1020.8584 | 0 | 1014.8376 | 0 | 1023.5264 | 0 | 1016.3129 | 0
|  |  | 1005.0351 | 0 | 1005.04 | 0 | 1021.6251 | 0 | 1005.0351 | 0 | 1021.6251 | 0.046645 | 0 | 0 | 1021.6251 | 0.0078815 | 1021.6251 | 0 | 1021.1017 | 0.078124 | 1021.6251 | 0 | 1021.6251 | 0.0068363 | 1005.0351 | 0 | 1021.6251 | 0.011424 | 1021.1017 | 0 | 1015.0808 | 0 | 1023.7737 | 0 | 1016.5565 | 0
|  |  | 1005.2728 | 0 | 1005.27 | 0 | 1021.8694 | 0 | 1005.2728 | 0 | 1021.8694 | -0.22692 | 0 | 0 | 1021.8694 | 0 | 1021.8694 | 0 | 1021.3451 | -0.19991 | 1021.8694 | 0 | 1021.8694 | -0.0014252 | 1005.2728 | 0 | 1021.8694 | -0.015586 | 1021.3451 | 0 | 1015.3241 | 0 | 1024.0211 | 0 | 1016.8002 | 0
|  |  | 1005.5104 | 0 | 1005.51 | 0 | 1022.1137 | 0 | 1005.5104 | 0 | 1022.1137 | 0.11963 | 0 | 0 | 1022.1136 | 0.046541 | 1022.1137 | 0 | 1021.5885 | 0.16455 | 1022.1137 | 0 | 1022.1136 | 0.0057865 | 1005.5104 | 0 | 1022.1137 | 0.0070274 | 1021.5885 | 0 | 1015.5674 | 0 | 1024.2684 | 0 | 1017.0438 | 0
|  |  | 1005.7482 | 0 | 1005.75 | 0 | 1022.358 | 0 | 1005.7482 | 0 | 1022.358 | 0 | 0 | 0 | 1022.358 | 0 | 1022.3579 | 0 | 1021.8318 | 0 | 1022.358 | 0 | 1022.358 | -0.00069644 | 1005.7482 | 0 | 1022.358 | -0.011492 | 1021.8319 | 0 | 1015.8106 | 0 | 1024.5159 | 0 | 1017.2875 | 0
|  |  | 1005.9858 | 0 | 1005.99 | 0 | 1022.6022 | 0 | 1005.9858 | 0 | 1022.6022 | 0 | 0 | 0 | 1022.6022 | 0.064297 | 1022.6023 | 0 | 1022.0752 | 0 | 1022.6022 | 0 | 1022.6022 | 0.00096082 | 1005.9858 | 0 | 1022.6022 | 0.0087353 | 1022.0752 | 0 | 1016.054 | 0 | 1024.7632 | 0 | 1017.5312 | 0
|  |  | 1006.2236 | 0 | 1006.22 | 0 | 1022.8465 | 0 | 1006.2236 | 0 | 1022.8465 | 0 | 0 | 0 | 1022.8466 | 0 | 1022.8465 | 0 | 1022.3186 | 0 | 1022.8465 | 0 | 1022.8466 | 0.0023586 | 1006.2236 | 0 | 1022.8466 | -0.021336 | 1022.3186 | 0 | 1016.2972 | 0 | 1025.0106 | 0 | 1017.7749 | 0
|  |  | 1006.4612 | 0 | 1006.46 | 0 | 1023.0909 | 0 | 1006.4612 | 0 | 1023.0909 | 0 | 0 | 0 | 1023.0908 | 0.031518 | 1023.0909 | 0 | 1022.562 | 0 | 1023.0909 | 0 | 1023.0908 | 0.0064985 | 1006.4612 | 0 | 1023.0908 | 0.015164 | 1022.562 | 0 | 1016.5405 | 0 | 1025.2581 | 0 | 1018.0186 | 0
|  |  | 1006.699 | 0 | 1006.7 | 0 | 1023.3352 | 0 | 1006.699 | 0 | 1023.3352 | 0 | 0 | 0 | 1023.3351 | 0 | 1023.3352 | 0 | 1022.8054 | 0 | 1023.3352 | 0 | 1023.3351 | 0.0045923 | 1006.699 | 0 | 1023.3351 | -0.014855 | 1022.8054 | 0 | 1016.7839 | 0 | 1025.5055 | 0 | 1018.2623 | 0
|  |  | 1006.9367 | 0 | 1006.94 | 0 | 1023.5795 | 0 | 1006.9367 | 0 | 1023.5795 | 0 | 0 | 0 | 1023.5795 | 0 | 1023.5795 | 0 | 1023.0488 | 0 | 1023.5795 | 0 | 1023.5795 | 0.011412 | 1006.9367 | 0 | 1023.5795 | 0.0061522 | 1023.0488 | 0 | 1017.0272 | 0 | 1025.7529 | 0 | 1018.506 | 0
|  |  | 1007.1744 | 0 | 1007.17 | 0 | 1023.8238 | 0 | 1007.1744 | 0 | 1023.8238 | 0 | 0 | 0 | 1023.8238 | 0 | 1023.8238 | 0 | 1023.2922 | 0 | 1023.8238 | 0 | 1023.8238 | 0.0041935 | 1007.1744 | 0 | 1023.8238 | -0.0089753 | 1023.2922 | 0 | 1017.2705 | 0 | 1026.0004 | 0 | 1018.7498 | 0
|  |  | 1007.4122 | 0 | 1007.41 | 0 | 1024.0681 | 0 | 1007.4122 | 0 | 1024.0681 | 0 | 0 | 0 | 1024.0681 | 0.044109 | 1024.0681 | 0 | 1023.5356 | 0 | 1024.0681 | 0 | 1024.0681 | 0.011325 | 1007.4122 | 0 | 1024.0681 | 0.006824 | 1023.5356 | 0 | 1017.5139 | 0 | 1026.2478 | 0 | 1018.9935 | 0
|  |  | 1007.6499 | 0 | 1007.65 | 0 | 1024.3125 | 0 | 1007.6499 | 0 | 1024.3125 | 0 | 0 | 0 | 1024.3125 | 0 | 1024.3125 | 0 | 1023.779 | 0 | 1024.3125 | 0 | 1024.3125 | -0.00035839 | 1007.6499 | 0 | 1024.3125 | -0.016474 | 1023.779 | 0 | 1017.7572 | 0 | 1026.4952 | 0 | 1019.2372 | 0
|  |  | 1007.8876 | 0 | 1007.89 | 0 | 1024.5568 | 0 | 1007.8876 | 0 | 1024.5568 | 0 | 0 | 0 | 1024.5568 | 0.080382 | 1024.5568 | 0 | 1024.0224 | 0 | 1024.5568 | 0 | 1024.5568 | 0.0060448 | 1007.8876 | 0 | 1024.5568 | 0.010602 | 1024.0224 | 0 | 1018.0005 | 0 | 1026.7427 | 0 | 1019.481 | 0
|  |  | 1008.1254 | 0 | 1008.13 | 0 | 1024.8011 | 0 | 1008.1254 | 0 | 1024.8011 | 0 | 0 | 0 | 1024.8011 | 0 | 1024.8011 | 0 | 1024.2658 | 0 | 1024.8011 | 0 | 1024.8011 | 0.0015651 | 1008.1254 | 0 | 1024.8012 | -0.01682 | 1024.2658 | 0 | 1018.244 | 0 | 1026.9902 | 0 | 1019.7248 | 0
|  |  | 1008.3632 | 0 | 1008.36 | 0 | 1025.0455 | 0 | 1008.3632 | 0 | 1025.0455 | 0 | 0 | 0 | 1025.0455 | 2.8415e-05 | 1025.0455 | 0 | 1024.5093 | 0 | 1025.0455 | 0 | 1025.0455 | 0.012474 | 1008.3632 | 0 | 1025.0455 | 0.0094229 | 1024.5093 | 0 | 1018.4873 | 0 | 1027.2377 | 0 | 1019.9686 | 0
|  |  | 1008.6009 | 0 | 1008.6 | 0 | 1025.2898 | 0 | 1008.6009 | 0 | 1025.2898 | 0 | 0 | 0 | 1025.2898 | 0 | 1025.2898 | 0 | 1024.7527 | 0 | 1025.2898 | 0 | 1025.2898 | 0.0043022 | 1008.6009 | 0 | 1025.2898 | -0.013017 | 1024.7527 | 0 | 1018.7307 | 0 | 1027.4851 | 0 | 1020.2123 | 0
|  |  | 1008.8387 | 0 | 1008.84 | 0 | 1025.5342 | 0 | 1008.8387 | 0 | 1025.5342 | 0 | 0 | 0 | 1025.5342 | 5.718e-05 | 1025.5342 | 0 | 1024.9961 | 0 | 1025.5342 | 0 | 1025.5342 | 0.0056684 | 1008.8387 | 0 | 1025.5342 | 0.012065 | 1024.9961 | 0 | 1018.9741 | 0 | 1027.7327 | 0 | 1020.4561 | 0
|  |  | 1009.0765 | 0 | 1009.08 | 0 | 1025.7786 | 0 | 1009.0765 | 0 | 1025.7786 | 0 | 0 | 0 | 1025.7786 | 0 | 1025.7786 | 0 | 1025.2395 | 0 | 1025.7786 | 0 | 1025.7786 | -0.0037076 | 1009.0765 | 0 | 1025.7786 | -0.006854 | 1025.2395 | 0 | 1019.2175 | 0 | 1027.9801 | 0 | 1020.6999 | 0
|  |  | 1009.3142 | 0 | 1009.31 | 0 | 1026.023 | 0 | 1009.3142 | 0 | 1026.023 | 0 | 0 | 0 | 1026.0229 | 6.9148e-05 | 1026.023 | 0 | 1025.483 | 0 | 1026.023 | 0 | 1026.0229 | 0.0056706 | 1009.3142 | 0 | 1026.023 | 0.015517 | 1025.483 | 0 | 1019.4609 | 0 | 1028.2277 | 0 | 1020.9437 | 0
|  |  | 1009.552 | 0 | 1009.55 | 0 | 1026.2673 | 0 | 1009.552 | 0 | 1026.2673 | 0 | 0 | 0 | 1026.2673 | 0 | 1026.2673 | 0 | 1025.7264 | 0 | 1026.2673 | 0 | 1026.2673 | 0.0048371 | 1009.552 | 0 | 1026.2673 | -0.015712 | 1025.7264 | 0 | 1019.7043 | 0 | 1028.4752 | 0 | 1021.1875 | 0
|  |  | 1009.7898 | 0 | 1009.79 | 0 | 1026.5117 | 0 | 1009.7898 | 0 | 1026.5117 | 0 | 0 | 0 | 1026.5117 | 4.5741e-05 | 1026.5117 | 0 | 1025.9699 | 0 | 1026.5117 | 0 | 1026.5117 | 0.0053372 | 1009.7898 | 0 | 1026.5117 | 0.01247 | 1025.9699 | 0 | 1019.9478 | 0 | 1028.7227 | 0 | 1021.4313 | 0
|  |  | 1010.0276 | 0 | 1010.03 | -0.22642 | 1026.7561 | 0 | 1010.0276 | 0 | 1026.7561 | 0 | 0 | 0 | 1026.7561 | 0 | 1026.7561 | 0 | 1026.2133 | 0 | 1026.7561 | 0 | 1026.7561 | -0.0060789 | 1010.0276 | 0 | 1026.7561 | -0.025547 | 1026.2133 | 0 | 1020.1912 | 0 | 1028.9702 | 0 | 1021.6752 | 0
|  |  | 1010.2654 | 0 | 1010.27 | 0 | 1027.0005 | 0 | 1010.2654 | 0 | 1027.0005 | 0 | 0 | 0 | 1027.0005 | 0 | 1027.0005 | 0 | 1026.4568 | 0 | 1027.0005 | 0 | 1027.0005 | -0.0021016 | 1010.2654 | 0 | 1027.0005 | -0.00060497 | 1026.4568 | 0 | 1020.4347 | 0 | 1029.2178 | 0 | 1021.919 | 0
|  |  | 1010.5032 | 0 | 1010.5 | 0 | 1027.2449 | 0 | 1010.5032 | 0 | 1027.2449 | 0 | 0 | 0 | 1027.2449 | 0 | 1027.2449 | 0 | 1026.7002 | 0 | 1027.2449 | 0 | 1027.2449 | -0.0050935 | 1010.5032 | 0 | 1027.2449 | -0.023654 | 1026.7002 | 0 | 1020.6782 | 0 | 1029.4653 | 0 | 1022.1628 | 0
|  |  | 1010.741 | 0 | 1010.74 | 0 | 1027.4893 | 0 | 1010.741 | 0 | 1027.4893 | 0 | 0 | 0 | 1027.4893 | 0 | 1027.4893 | 0 | 1026.9437 | 0 | 1027.4893 | 0 | 1027.4893 | 0.0021262 | 1010.741 | 0 | 1027.4893 | -5.7513e-05 | 1026.9437 | 0 | 1020.9216 | 0 | 0 | 0 | 0 | 0
|  |  | 1010.9788 | 0 | 1010.98 | 0 |  |  | 1010.9788 | #VALUE! | 0 | 0 | 0 | 0 | 0 | #VALUE! | 0 | 0 | 0 | 0 | 0 | 0 | 0 | 0 | 1010.9788 | 0 | 0 | 0 | 0 | #VALUE! | 1021.1651 | 0 | 0 | 0 | 0 | 0
|  |  | 1011.2166 | 0 | 1011.22 | 0 |  |  | 1011.2166 | #VALUE! | 0 | 0 | 0 | 0 | 0 | #VALUE! | 0 | 0 | 0 | 0 | 0 | 0 | 0 | 0 | 1011.2166 | 0 | 0 | 0 | 0 | #VALUE! | 1021.4086 | 0 | 0 | 0 | 0 | 0

## Normalized Spectra
LED Item # | M415D2 |  | M430D3 |  | M450D4 |  | M455D3 |  | M470D4 |  | M490D3 |  | M505D4 |  | M530D3 |  | MINTD3 |  | M565D2 |  | M590D3 |  | M595D3 |  | M617D4 |  | M625D3 |  | M660D2 |  | M680D3 |  | M700D3 |  | M730D4
Spectra | Wavelength (nm) | Normalized Intensity | Wavelength (nm) | Normalized Intensity | Wavelength (nm) | Normalized Intensity | Wavelength (nm) | Normalized Intensity | Wavelength (nm) | Normalized Intensity | Wavelength (nm) | Normalized Intensity | Wavelength (nm) | Normalized Intensity | Wavelength (nm) | Normalized Intensity | Wavelength (nm) | Normalized Intensity | Wavelength (nm) | Normalized Intensity | Wavelength (nm) | Normalized Intensity | Wavelength (nm) | Normalized Intensity | Wavelength (nm) | Normalized Intensity | Wavelength (nm) | Normalized Intensity | Wavelength (nm) | Normalized Intensity | Wavelength (nm) | Normalized Intensity | Wavelength (nm) | Normalized Intensity | Wavelength (nm) | Normalized Intensity
| 200.0376 | 0 | 199.7603 | 0 | 199.76 | 0 | 200.0376 | 0 | 199.7603 | 0 | 200.0376 | 0 | 206.8387 | 6.8182e-06 | 200.0376 | 1.0365e-05 | 200.0376 | 0 | 199.9755 | 0 | 200.0376 | 0 | 200.0376 | 0.00071805 | 199.7603 | 0 | 200.0376 | 0.00034046 | 199.9755 | 0 | 196.7404 | 0 | 195.3169 | 0 | 196.9242 | 0
| 200.2403 | 0 | 199.9619 | 0 | 199.96 | 0 | 200.2403 | 0 | 199.9619 | 0 | 200.2403 | 0 | 207.0456 | -5.8338e-07 | 200.2403 | 0 | 200.2403 | 0 | 200.1769 | 0 | 200.2403 | 0 | 200.2403 | 0.00026939 | 199.9619 | 0 | 200.2403 | -0.00057265 | 200.1769 | 0 | 196.9482 | 0 | 195.5236 | 0 | 197.1304 | 0
| 200.443 | 0 | 200.1636 | 0 | 200.16 | 0 | 200.443 | 0 | 200.1636 | 0 | 200.443 | 0 | 207.2524 | 9.4209e-06 | 200.443 | 1.3221e-05 | 200.443 | 0 | 200.3784 | 0 | 200.443 | 0 | 200.443 | 0.00068075 | 200.1636 | 0 | 200.443 | 0.00025352 | 200.3784 | 0 | 197.1559 | 0 | 195.7303 | 0 | 197.3367 | 0
| 200.6458 | 0 | 200.3652 | 0 | 200.37 | 0 | 200.6458 | 0 | 200.3652 | 0 | 200.6458 | 0 | 207.4593 | 1.1313e-06 | 200.6458 | 0 | 200.6458 | 0 | 200.5799 | 0 | 200.6458 | 0 | 200.6458 | -0.00032914 | 200.3652 | 0 | 200.6458 | -0.00047588 | 200.5799 | 0 | 197.3637 | 0 | 195.9371 | 0 | 197.543 | 0
| 200.8485 | 0 | 200.5669 | 0 | 200.57 | 0 | 200.8485 | 0 | 200.5669 | 0 | 200.8485 | 0 | 207.6662 | 6.7446e-06 | 200.8485 | 1.6378e-05 | 200.8485 | 0 | 200.7814 | 0 | 200.8485 | 0 | 200.8485 | -1.7328e-05 | 200.5669 | 0 | 200.8485 | 0.00048773 | 200.7814 | 0 | 197.5715 | 0 | 196.1438 | 0 | 197.7493 | 0
| 201.0513 | 0 | 200.7686 | 0 | 200.77 | 0 | 201.0513 | 0 | 200.7686 | 0 | 201.0513 | 0 | 207.8732 | -3.6641e-07 | 201.0513 | 0 | 201.0513 | 0 | 200.9829 | 0 | 201.0513 | 0 | 201.0513 | -0.00051067 | 200.7686 | 0 | 201.0513 | -0.0005886 | 200.9829 | 0 | 197.7793 | 0 | 196.3506 | 0 | 197.9556 | 0
| 201.2541 | 0 | 200.9703 | 0 | 200.97 | 0 | 201.2541 | 0 | 200.9704 | 0 | 201.2541 | 0 | 208.0801 | 8.1844e-06 | 201.2541 | 1.2613e-05 | 201.2541 | 0 | 201.1845 | 0 | 201.2541 | 0 | 201.2541 | 0.00075342 | 200.9704 | 0 | 201.2541 | 0.00020965 | 201.1845 | 0 | 197.9871 | 0 | 196.5574 | 0 | 198.1619 | 0
| 201.4569 | 0 | 201.1721 | 0 | 201.17 | 0 | 201.4569 | 0 | 201.1721 | 0 | 201.4569 | 0 | 208.287 | -1.6064e-06 | 201.4569 | 0 | 201.4569 | 0 | 201.3861 | 0 | 201.4569 | 0 | 201.4569 | 0.00034665 | 201.1721 | 0 | 201.4569 | -0.00051099 | 201.3861 | 0 | 198.1949 | 0 | 196.7642 | 0 | 198.3682 | 0
| 201.6598 | 0 | 201.3738 | 0 | 201.37 | 0 | 201.6597 | 0 | 201.3738 | 0 | 201.6597 | 0 | 208.494 | 7.8565e-06 | 201.6597 | 1.7955e-05 | 201.6598 | 0 | 201.5876 | 0 | 201.6597 | 0 | 201.6597 | 0.00030706 | 201.3738 | 0 | 201.6597 | 0.00046581 | 201.5876 | 0 | 198.4027 | 0 | 196.971 | 0 | 198.5746 | 0
| 201.8626 | 0 | 201.5756 | 0 | 201.58 | 0 | 201.8626 | 0 | 201.5756 | 0 | 201.8626 | 0 | 208.7009 | 1.5394e-06 | 201.8626 | 0 | 201.8626 | 0 | 201.7892 | 0 | 201.8626 | 0 | 201.8626 | 0.00028257 | 201.5756 | 0 | 201.8626 | -0.00048613 | 201.7893 | 0 | 198.6105 | 0 | 197.1778 | 0 | 198.7809 | 0
| 202.0655 | 0 | 201.7774 | 0 | 201.78 | 0 | 202.0655 | 0 | 201.7774 | 0 | 202.0655 | 0 | 208.9079 | 8.5029e-06 | 202.0655 | 2.9292e-05 | 202.0655 | 0 | 201.9909 | 0 | 202.0655 | 0 | 202.0655 | 0.00067008 | 201.7774 | 0 | 202.0655 | 0.00062199 | 201.9909 | 0 | 198.8184 | 0 | 197.3846 | 0 | 198.9873 | 0
| 202.2683 | 0 | 201.9792 | 0 | 201.98 | 0 | 202.2683 | 0 | 201.9792 | 0 | 202.2683 | 0 | 209.1149 | -4.6798e-07 | 202.2683 | 0 | 202.2683 | 0 | 202.1925 | 0 | 202.2683 | 0 | 202.2683 | 8.3472e-05 | 201.9792 | 0 | 202.2683 | -0.00056181 | 202.1925 | 0 | 199.0262 | 0 | 197.5915 | 0 | 199.1937 | 0
| 202.4712 | 0 | 202.181 | 0 | 202.18 | 0 | 202.4712 | 0 | 202.181 | 0 | 202.4712 | 0 | 209.3219 | 8.0593e-06 | 202.4713 | 1.5522e-05 | 202.4712 | 0 | 202.3942 | 0 | 202.4712 | 0 | 202.4713 | 0.00057627 | 202.181 | 0 | 202.4712 | 0.00026988 | 202.3942 | 0 | 199.2341 | 0 | 197.7984 | 0 | 199.4001 | 0
| 202.6742 | 0 | 202.3828 | 0 | 202.38 | 0 | 202.6742 | 0 | 202.3828 | 0 | 202.6742 | 0 | 209.5289 | 3.0336e-07 | 202.6742 | 0 | 202.6742 | 0 | 202.5959 | 0 | 202.6742 | 0 | 202.6742 | -0.00025483 | 202.3828 | 0 | 202.6742 | -0.00060388 | 202.5959 | 0 | 199.442 | 0 | 198.0052 | 0 | 199.6065 | 0
| 202.8771 | 0 | 202.5846 | 0 | 202.58 | 0 | 202.8771 | 0 | 202.5846 | 0 | 202.8771 | 0 | 209.7359 | 8.4235e-06 | 202.8771 | 1.9748e-05 | 202.8771 | 0 | 202.7976 | 0 | 202.8771 | 0 | 202.8771 | 0.00052225 | 202.5846 | 0 | 202.8771 | 0.00049749 | 202.7976 | 0 | 199.6499 | 0 | 198.2121 | 0 | 199.8129 | 0
| 203.08 | 0 | 202.7865 | 0 | 202.79 | 0 | 203.0801 | 0 | 202.7865 | 0 | 203.0801 | 0 | 209.943 | 9.8053e-07 | 203.08 | 0 | 203.08 | 0 | 202.9993 | 0 | 203.0801 | 0 | 203.08 | -0.00010138 | 202.7865 | 0 | 203.08 | -0.0004836 | 202.9993 | 0 | 199.8578 | 0 | 198.419 | 0 | 200.0193 | 0
| 203.283 | 0 | 202.9884 | 0 | 202.99 | 0 | 203.283 | 0 | 202.9884 | 0 | 203.283 | 0 | 210.15 | 8.4371e-06 | 203.283 | 1.16e-05 | 203.283 | 0 | 203.201 | 0 | 203.283 | 0 | 203.283 | 0.00048463 | 202.9884 | 0 | 203.283 | 0.00034185 | 203.201 | 0 | 200.0657 | 0 | 198.626 | 0 | 200.2258 | 0
| 203.486 | 0 | 203.1902 | 0 | 203.19 | 0 | 203.486 | 0 | 203.1902 | 0 | 203.486 | 0 | 210.3571 | -1.7087e-06 | 203.486 | 0 | 203.486 | 0 | 203.4028 | 0 | 203.486 | 0 | 203.486 | -0.00013797 | 203.1902 | 0 | 203.486 | -0.00051538 | 203.4028 | 0 | 200.2736 | 0 | 198.8329 | 0 | 200.4322 | 0
| 203.689 | 0 | 203.3921 | 0 | 203.39 | 0 | 203.689 | 0 | 203.3921 | 0 | 203.689 | 0 | 210.5642 | 7.8028e-06 | 203.689 | 1.7976e-05 | 203.689 | 0 | 203.6046 | 0 | 203.689 | 0 | 203.689 | 0.00088244 | 203.3921 | 0 | 203.689 | 0.00043413 | 203.6045 | 0 | 200.4815 | 0 | 199.0399 | 0 | 200.6387 | 0
| 203.892 | 0 | 203.594 | 0 | 203.59 | 0 | 203.892 | 0 | 203.594 | 0 | 203.892 | 0 | 210.7712 | 8.8261e-07 | 203.892 | 0 | 203.892 | 0 | 203.8063 | 0 | 203.892 | 0 | 203.892 | -0.00037866 | 203.594 | 0 | 203.892 | -0.00043521 | 203.8064 | 0 | 200.6895 | 0 | 199.2468 | 0 | 200.8452 | 0
| 204.0951 | 0 | 203.796 | 0 | 203.8 | 0 | 204.0951 | 0 | 203.796 | 0 | 204.0951 | 0 | 210.9784 | 7.5722e-06 | 204.0951 | 1.8422e-05 | 204.0951 | 0 | 204.0082 | 0 | 204.0951 | 0 | 204.0951 | 0.001381 | 203.796 | 0 | 204.0951 | 0.00046055 | 204.0082 | 0 | 200.8974 | 0 | 199.4538 | 0 | 201.0517 | 0
| 204.2981 | 0 | 203.9979 | 0 | 204 | 0 | 204.2981 | 0 | 203.9979 | 0 | 204.2981 | 0 | 211.1855 | 1.2254e-06 | 204.2981 | 0 | 204.2981 | 0 | 204.21 | 0 | 204.2981 | 0 | 204.2981 | 4.9857e-05 | 203.9979 | 0 | 204.2981 | -0.00045163 | 204.21 | 0 | 201.1054 | 0 | 199.6608 | 0 | 201.2582 | 0
| 204.5012 | 0 | 204.1998 | 0 | 204.2 | 0 | 204.5012 | 0 | 204.1998 | 0 | 204.5012 | 0 | 211.3926 | 7.6417e-06 | 204.5012 | 1.0845e-05 | 204.5012 | 0 | 204.4118 | 0 | 204.5012 | 0 | 204.5012 | 0.00049562 | 204.1998 | 0 | 204.5012 | 0.00025428 | 204.4118 | 0 | 201.3134 | 0 | 199.8678 | 0 | 201.4647 | 0
| 204.7043 | 0 | 204.4018 | 0 | 204.4 | 0 | 204.7043 | 0 | 204.4018 | 0 | 204.7043 | 0 | 211.5997 | -5.7505e-07 | 204.7043 | 0 | 204.7043 | 0 | 204.6137 | 0 | 204.7043 | 0 | 204.7043 | 3.4497e-05 | 204.4018 | 0 | 204.7043 | -0.00054717 | 204.6137 | 0 | 201.5213 | 0 | 200.0748 | 0 | 201.6712 | 0
| 204.9074 | 0 | 204.6038 | 0 | 204.6 | 0 | 204.9074 | 0 | 204.6038 | 0 | 204.9074 | 0 | 211.8069 | 7.5109e-06 | 204.9074 | 2.8656e-05 | 204.9074 | 0 | 204.8156 | 0 | 204.9074 | 0 | 204.9074 | 0.00019194 | 204.6038 | 0 | 204.9074 | 0.0004674 | 204.8156 | 0 | 201.7293 | 0 | 200.2818 | 0 | 201.8778 | 0
| 205.1105 | 0 | 204.8058 | 0 | 204.81 | 0 | 205.1105 | 0 | 204.8058 | 0 | 205.1105 | 0 | 212.014 | 1.2483e-06 | 205.1105 | 0 | 205.1105 | 0 | 205.0175 | 0 | 205.1105 | 0 | 205.1105 | 0.00022742 | 204.8058 | 0 | 205.1105 | -0.00050753 | 205.0175 | 0 | 201.9373 | 0 | 200.4889 | 0 | 202.0844 | 0
| 205.3136 | 0 | 205.0078 | 0 | 205.01 | 0 | 205.3136 | 0 | 205.0078 | 0 | 205.3136 | 0 | 212.2212 | 6.7264e-06 | 205.3136 | 1.5739e-05 | 205.3136 | 0 | 205.2194 | 0 | 205.3136 | 0 | 205.3136 | 0.00072375 | 205.0078 | 0 | 205.3136 | 0.00026542 | 205.2194 | 0 | 202.1454 | 0 | 200.696 | 0 | 202.2909 | 0
| 205.5168 | 0 | 205.2098 | 0 | 205.21 | 0 | 205.5168 | 0 | 205.2098 | 0 | 205.5168 | 0 | 212.4284 | 2.6215e-06 | 205.5168 | 0 | 205.5168 | 0 | 205.4214 | 0 | 205.5168 | 0 | 205.5168 | -2.7243e-05 | 205.2098 | 0 | 205.5168 | -0.00052436 | 205.4214 | 0 | 202.3534 | 0 | 200.9031 | 0 | 202.4975 | 0
| 205.72 | 0 | 205.4118 | 0 | 205.41 | 0 | 205.72 | 0 | 205.4118 | 0 | 205.72 | 0 | 212.6356 | 7.5537e-06 | 205.72 | 1.2045e-05 | 205.72 | 0 | 205.6233 | 0 | 205.72 | 0 | 205.72 | 0.0014052 | 205.4118 | 0 | 205.72 | 0.00037102 | 205.6233 | 0 | 202.5614 | 0 | 201.1101 | 0 | 202.7041 | 0
| 205.9232 | 0 | 205.6139 | 0 | 205.61 | 0 | 205.9232 | 0 | 205.6139 | 0 | 205.9232 | 0 | 212.8428 | -9.8015e-07 | 205.9232 | 0 | 205.9232 | 0 | 205.8253 | 0 | 205.9232 | 0 | 205.9232 | -0.00022753 | 205.6139 | 0 | 205.9232 | -0.00052841 | 205.8253 | 0 | 202.7695 | 0 | 201.3173 | 0 | 202.9107 | 0
| 206.1264 | 0 | 205.816 | 0 | 205.82 | 0 | 206.1264 | 0 | 205.816 | 0 | 206.1264 | 0 | 213.05 | 6.5934e-06 | 206.1264 | 2.5029e-05 | 206.1264 | 0 | 206.0273 | 0 | 206.1264 | 0 | 206.1264 | 0.00028043 | 205.816 | 0 | 206.1264 | 0.00037532 | 206.0273 | 0 | 202.9775 | 0 | 201.5244 | 0 | 203.1173 | 0
| 206.3296 | 0 | 206.018 | 0 | 206.02 | 0 | 206.3296 | 0 | 206.0181 | 0 | 206.3296 | 0 | 213.2573 | 1.1955e-06 | 206.3296 | 0 | 206.3296 | 0 | 206.2293 | 0 | 206.3296 | 0 | 206.3296 | -0.00012215 | 206.0181 | 0 | 206.3296 | -0.00031891 | 206.2293 | 0 | 203.1856 | 0 | 201.7315 | 0 | 203.324 | 0
| 206.5328 | 0 | 206.2201 | 0 | 206.22 | 0 | 206.5328 | 0 | 206.2202 | 0 | 206.5328 | 0 | 213.4645 | 8.9312e-06 | 206.5328 | 1.0661e-05 | 206.5328 | 0 | 206.4314 | 0 | 206.5328 | 0 | 206.5328 | 0.00016522 | 206.2202 | 0 | 206.5328 | 0.00034387 | 206.4314 | 0 | 203.3937 | 0 | 201.9386 | 0 | 203.5306 | 0
| 206.7361 | 0 | 206.4223 | 0 | 206.42 | 0 | 206.7361 | 0 | 206.4223 | 0 | 206.7361 | 0 | 213.6718 | 2.3576e-07 | 206.7361 | 0 | 206.7361 | 0 | 206.6334 | 0 | 206.7361 | 0 | 206.7361 | 0.0004694 | 206.4223 | 0 | 206.7361 | -0.0004007 | 206.6334 | 0 | 203.6017 | 0 | 202.1458 | 0 | 203.7373 | 0
| 206.9394 | 0 | 206.6244 | 0 | 206.62 | 0 | 206.9394 | 0 | 206.6244 | 0 | 206.9394 | 0 | 213.8791 | 5.7232e-06 | 206.9394 | 1.6909e-05 | 206.9394 | 0 | 206.8355 | 0 | 206.9394 | 0 | 206.9394 | 0.00025644 | 206.6244 | 0 | 206.9394 | 0.00028241 | 206.8355 | 0 | 203.8098 | 0 | 202.353 | 0 | 203.944 | 0
| 207.1427 | 0 | 206.8265 | 0 | 206.83 | 0 | 207.1427 | 0 | 206.8265 | 0 | 207.1427 | 0 | 214.0864 | 7.5024e-07 | 207.1427 | 0 | 207.1427 | 0 | 207.0376 | 0 | 207.1427 | 0 | 207.1427 | -0.00029388 | 206.8265 | 0 | 207.1427 | -0.00033049 | 207.0376 | 0 | 204.018 | 0 | 202.5602 | 0 | 204.1507 | 0
| 207.346 | 0 | 207.0287 | 0 | 207.03 | 0 | 207.346 | 0 | 207.0287 | 0 | 207.346 | 0 | 214.2937 | 8.0409e-06 | 207.346 | 1.1958e-05 | 207.346 | 0 | 207.2397 | 0 | 207.346 | 0 | 207.346 | -1.1315e-05 | 207.0287 | 0 | 207.346 | 0.00016009 | 207.2397 | 0 | 204.2261 | 0 | 202.7674 | 0 | 204.3573 | 0
| 207.5493 | 0 | 207.2308 | 0 | 207.23 | 0 | 207.5493 | 0 | 207.2308 | 0 | 207.5493 | 0 | 214.501 | 1.4505e-06 | 207.5493 | 0 | 207.5493 | 0 | 207.4418 | 0 | 207.5493 | 0 | 207.5493 | -0.00020526 | 207.2308 | 0 | 207.5493 | -0.00058448 | 207.4418 | 0 | 204.4342 | 0 | 202.9746 | 0 | 204.5641 | 0
| 207.7526 | 0 | 207.433 | 0 | 207.43 | 0 | 207.7526 | 0 | 207.433 | 0 | 207.7526 | 0 | 214.7083 | 5.6852e-06 | 207.7526 | 8.9328e-06 | 207.7526 | 0 | 207.644 | 0 | 207.7526 | 0 | 207.7526 | 0.0010961 | 207.433 | 0 | 207.7526 | 0.00035697 | 207.644 | 0 | 204.6423 | 0 | 203.1818 | 0 | 204.7708 | 0
| 207.956 | 0 | 207.6352 | 0 | 207.64 | 0 | 207.956 | 0 | 207.6352 | 0 | 207.956 | 0 | 214.9156 | 7.8227e-07 | 207.956 | 0 | 207.956 | 0 | 207.8462 | 0 | 207.956 | 0 | 207.956 | -0.0004091 | 207.6352 | 0 | 207.956 | -0.00047344 | 207.8462 | 0 | 204.8505 | 0 | 203.3891 | 0 | 204.9775 | 0
| 208.1594 | 0 | 207.8374 | 0 | 207.84 | 0 | 208.1594 | 0 | 207.8374 | 0 | 208.1594 | 0 | 215.123 | 6.7753e-06 | 208.1594 | 1.0048e-05 | 208.1594 | 0 | 208.0483 | 0 | 208.1594 | 0 | 208.1594 | 0.00106 | 207.8374 | 0 | 208.1594 | 0.00036369 | 208.0483 | 0 | 205.0587 | 0 | 203.5963 | 0 | 205.1843 | 0
| 208.3628 | 0 | 208.0397 | 0 | 208.04 | 0 | 208.3628 | 0 | 208.0397 | 0 | 208.3628 | 0 | 215.3304 | 5.5356e-07 | 208.3628 | 0 | 208.3628 | 0 | 208.2506 | 0 | 208.3628 | 0 | 208.3628 | 0.00025969 | 208.0397 | 0 | 208.3628 | -0.00042014 | 208.2506 | 0 | 205.2668 | 0 | 203.8036 | 0 | 205.391 | 0
| 208.5662 | 0 | 208.2419 | 0 | 208.24 | 0 | 208.5662 | 0 | 208.2419 | 0 | 208.5662 | 0 | 215.5377 | 6.8635e-06 | 208.5662 | 1.8931e-05 | 208.5662 | 0 | 208.4528 | 0 | 208.5662 | 0 | 208.5662 | -0.00071198 | 208.2419 | 0 | 208.5662 | 0.00023308 | 208.4528 | 0 | 205.475 | 0 | 204.0109 | 0 | 205.5978 | 0
| 208.7696 | 0 | 208.4442 | 0 | 208.44 | 0 | 208.7696 | 0 | 208.4442 | 0 | 208.7696 | 0 | 215.7451 | 9.5169e-07 | 208.7696 | 0 | 208.7696 | 0 | 208.655 | 0 | 208.7696 | 0 | 208.7696 | -0.00053396 | 208.4442 | 0 | 208.7696 | -0.00049492 | 208.655 | 0 | 205.6832 | 0 | 204.2182 | 0 | 205.8046 | 0
| 208.9731 | 0 | 208.6464 | 0 | 208.65 | 0 | 208.9731 | 0 | 208.6464 | 0 | 208.9731 | 0 | 215.9525 | 8.5984e-06 | 208.9731 | 1.3958e-05 | 208.9731 | 0 | 208.8573 | 0 | 208.9731 | 0 | 208.9731 | 0.00075824 | 208.6464 | 0 | 208.9731 | 0.00041895 | 208.8573 | 0 | 205.8914 | 0 | 204.4255 | 0 | 206.0114 | 0
| 209.1765 | 0 | 208.8487 | 0 | 208.85 | 0 | 209.1765 | 0 | 208.8487 | 0 | 209.1765 | 0 | 216.1599 | 7.0979e-07 | 209.1765 | 0 | 209.1765 | 0 | 209.0596 | 0 | 209.1765 | 0 | 209.1765 | -0.00011448 | 208.8487 | 0 | 209.1765 | -0.00053869 | 209.0596 | 0 | 206.0996 | 0 | 204.6329 | 0 | 206.2182 | 0
| 209.38 | 0 | 209.051 | 0 | 209.05 | 0 | 209.38 | 0 | 209.051 | 0 | 209.38 | 0 | 216.3674 | 7.0854e-06 | 209.38 | 1.9358e-05 | 209.38 | 0 | 209.2619 | 0 | 209.38 | 0 | 209.38 | 0.00017586 | 209.051 | 0 | 209.38 | 0.00037915 | 209.2619 | 0 | 206.3079 | 0 | 204.8402 | 0 | 206.425 | 0
| 209.5835 | 0 | 209.2533 | 0 | 209.25 | 0 | 209.5835 | 0 | 209.2533 | 0 | 209.5835 | 0 | 216.5748 | -2.9237e-06 | 209.5835 | 0 | 209.5835 | 0 | 209.4642 | 0 | 209.5835 | 0 | 209.5835 | -3.781e-05 | 209.2533 | 0 | 209.5835 | -0.00038444 | 209.4642 | 0 | 206.5161 | 0 | 205.0476 | 0 | 206.6319 | 0
| 209.787 | 0 | 209.4556 | 0 | 209.46 | 0 | 209.787 | 0 | 209.4556 | 0 | 209.787 | 0 | 216.7823 | 8.3768e-06 | 209.787 | 1.7307e-05 | 209.787 | 0 | 209.6665 | 0 | 209.787 | 0 | 209.787 | 0.00086134 | 209.4556 | 0 | 209.787 | 0.00029603 | 209.6665 | 0 | 206.7244 | 0 | 205.2549 | 0 | 206.8387 | 0
| 209.9905 | 0 | 209.658 | 0 | 209.66 | 0 | 209.9905 | 0 | 209.658 | 0 | 209.9905 | 0 | 216.9897 | -2.5856e-07 | 209.9905 | 0 | 209.9905 | 0 | 209.8689 | 0 | 209.9905 | 0 | 209.9905 | 0.00027322 | 209.658 | 0 | 209.9905 | -0.00052186 | 209.8689 | 0 | 206.9326 | 0 | 205.4623 | 0 | 207.0456 | 0
| 210.1941 | 0 | 209.8603 | 0 | 209.86 | 0 | 210.1941 | 0 | 209.8603 | 0 | 210.1941 | 0 | 217.1972 | 8.8273e-06 | 210.1941 | 1.8933e-05 | 210.1941 | 0 | 210.0712 | 0 | 210.1941 | 0 | 210.1941 | 0.00064731 | 209.8603 | 0 | 210.1941 | 0.00040294 | 210.0712 | 0 | 207.1409 | 0 | 205.6697 | 0 | 207.2524 | 0
| 210.3977 | 0 | 210.0627 | 0 | 210.06 | 0 | 210.3977 | 0 | 210.0627 | 0 | 210.3977 | 0 | 217.4047 | 4.0946e-07 | 210.3977 | 0 | 210.3977 | 0 | 210.2736 | 0 | 210.3977 | 0 | 210.3977 | -8.7492e-06 | 210.0627 | 0 | 210.3977 | -0.0004156 | 210.2736 | 0 | 207.3492 | 0 | 205.8771 | 0 | 207.4593 | 0
| 210.6012 | 0 | 210.2651 | 0 | 210.27 | 0 | 210.6012 | 0 | 210.2651 | 0 | 210.6012 | 0 | 217.6122 | 6.4366e-06 | 210.6012 | 2.1531e-05 | 210.6012 | 0 | 210.476 | 0 | 210.6012 | 0 | 210.6012 | 0.00092959 | 210.2651 | 0 | 210.6012 | 0.00042034 | 210.476 | 0 | 207.5575 | 0 | 206.0846 | 0 | 207.6662 | 0
| 210.8048 | 0 | 210.4675 | 0 | 210.47 | 0 | 210.8048 | 0 | 210.4675 | 0 | 210.8048 | 0 | 217.8197 | 9.3859e-07 | 210.8048 | 0 | 210.8048 | 0 | 210.6785 | 0 | 210.8048 | 0 | 210.8048 | 3.2274e-05 | 210.4675 | 0 | 210.8048 | -0.00050333 | 210.6785 | 0 | 207.7658 | 0 | 206.292 | 0 | 207.8732 | 0
| 211.0085 | 0 | 210.6699 | 0 | 210.67 | 0 | 211.0085 | 0 | 210.6699 | 0 | 211.0085 | 0 | 218.0273 | 7.6779e-06 | 211.0085 | 2.2461e-05 | 211.0085 | 0 | 210.8809 | 0 | 211.0085 | 0 | 211.0085 | 0.0004602 | 210.6699 | 0 | 211.0085 | 0.00056223 | 210.8809 | 0 | 207.9741 | 0 | 206.4995 | 0 | 208.0801 | 0
| 211.2121 | 0 | 210.8723 | 0 | 210.87 | 0 | 211.2121 | 0 | 210.8723 | 0 | 211.2121 | 0 | 218.2348 | 9.3579e-07 | 211.2121 | 0 | 211.2121 | 0 | 211.0834 | 0 | 211.2121 | 0 | 211.2121 | -0.00018313 | 210.8723 | 0 | 211.2121 | -0.00042709 | 211.0834 | 0 | 208.1824 | 0 | 206.7069 | 0 | 208.287 | 0
| 211.4157 | 0 | 211.0747 | 0 | 211.07 | 0 | 211.4157 | 0 | 211.0748 | 0 | 211.4157 | 0 | 218.4423 | 5.9105e-06 | 211.4157 | 1.2534e-05 | 211.4157 | 0 | 211.2859 | 0 | 211.4157 | 0 | 211.4157 | 4.3682e-05 | 211.0748 | 0 | 211.4157 | 0.00035596 | 211.2859 | 0 | 208.3907 | 0 | 206.9144 | 0 | 208.494 | 0
| 211.6194 | 0 | 211.2772 | 0 | 211.28 | 0 | 211.6194 | 0 | 211.2772 | 0 | 211.6194 | 0 | 218.6499 | -5.8481e-07 | 211.6194 | 0 | 211.6194 | 0 | 211.4884 | 0 | 211.6194 | 0 | 211.6194 | -0.00048834 | 211.2772 | 0 | 211.6194 | -0.00052733 | 211.4884 | 0 | 208.5991 | 0 | 207.1219 | 0 | 208.7009 | 0
| 211.8231 | 0 | 211.4797 | 0 | 211.48 | 0 | 211.8231 | 0 | 211.4797 | 0 | 211.8231 | 0 | 218.8575 | 7.2236e-06 | 211.8231 | 8.6819e-06 | 211.8231 | 0 | 211.6909 | 0 | 211.8231 | 0 | 211.8231 | 0.00039733 | 211.4797 | 0 | 211.8231 | 0.00017611 | 211.6909 | 0 | 208.8074 | 0 | 207.3294 | 0 | 208.9079 | 0
| 212.0268 | 0 | 211.6822 | 0 | 211.68 | 0 | 212.0268 | 0 | 211.6822 | 0 | 212.0268 | 0 | 219.0651 | 1.2772e-07 | 212.0268 | 2.4039e-07 | 212.0268 | 0 | 211.8934 | 0 | 212.0268 | 0 | 212.0268 | 0.00019544 | 211.6822 | 0 | 212.0268 | -0.00050289 | 211.8934 | 0 | 209.0158 | 0 | 207.537 | 0 | 209.1149 | 0
| 212.2305 | 0 | 211.8847 | 0 | 211.88 | 0 | 212.2305 | 0 | 211.8847 | 0 | 212.2305 | 0 | 219.2727 | 5.0607e-06 | 212.2305 | 9.5963e-06 | 212.2305 | 0 | 212.096 | 0 | 212.2305 | 0 | 212.2305 | 0.00095052 | 211.8847 | 0 | 212.2305 | 0.00030197 | 212.096 | 0 | 209.2242 | 0 | 207.7445 | 0 | 209.3219 | 0
| 212.4342 | 0 | 212.0872 | 0 | 212.09 | 0 | 212.4342 | 0 | 212.0872 | 0 | 212.4342 | 0 | 219.4803 | 7.1937e-07 | 212.4342 | 0 | 212.4342 | 0 | 212.2986 | 0 | 212.4342 | 0 | 212.4342 | 6.5923e-06 | 212.0872 | 0 | 212.4342 | -0.00065 | 212.2986 | 0 | 209.4326 | 0 | 207.9521 | 0 | 209.5289 | 0
| 212.638 | 0 | 212.2897 | 0 | 212.29 | 0 | 212.638 | 0 | 212.2897 | 0 | 212.638 | 0 | 219.6879 | 8.8805e-06 | 212.638 | 1.018e-05 | 212.638 | 0 | 212.5012 | 0 | 212.638 | 0 | 212.638 | 0.0010878 | 212.2897 | 0 | 212.638 | 0.00045008 | 212.5012 | 0 | 209.6409 | 0 | 208.1596 | 0 | 209.7359 | 0
| 212.8417 | 0 | 212.4922 | 0 | 212.49 | 0 | 212.8418 | 0 | 212.4922 | 0 | 212.8418 | 0 | 219.8955 | -4.5405e-07 | 212.8418 | 0 | 212.8417 | 0 | 212.7038 | 0 | 212.8418 | 0 | 212.8418 | -0.00029912 | 212.4922 | 0 | 212.8417 | -0.00066861 | 212.7038 | 0 | 209.8494 | 0 | 208.3672 | 0 | 209.943 | 0
| 213.0455 | 0 | 212.6948 | 0 | 212.69 | 0 | 213.0455 | 0 | 212.6948 | 0 | 213.0455 | 0 | 220.1032 | 8.9146e-06 | 213.0455 | 5.7596e-06 | 213.0455 | 0 | 212.9064 | 0 | 213.0455 | 0 | 213.0455 | 0.00081978 | 212.6948 | 0 | 213.0455 | 4.9146e-05 | 212.9064 | 0 | 210.0578 | 0 | 208.5748 | 0 | 210.15 | 0
| 213.2493 | 0 | 212.8973 | 0 | 212.9 | 0 | 213.2493 | 0 | 212.8974 | 0 | 213.2493 | 0 | 220.3109 | 2.5636e-06 | 213.2493 | 0 | 213.2493 | 0 | 213.1091 | 0 | 213.2493 | 0 | 213.2493 | -0.00048623 | 212.8974 | 0 | 213.2493 | -0.00065506 | 213.1091 | 0 | 210.2662 | 0 | 208.7824 | 0 | 210.3571 | 0
| 213.4532 | 0 | 213.1 | 0 | 213.1 | 0 | 213.4532 | 0 | 213.0999 | 0 | 213.4532 | 0 | 220.5186 | 9.4877e-06 | 213.4532 | 2.6608e-05 | 213.4532 | 0 | 213.3117 | 0 | 213.4532 | 0 | 213.4532 | 0.00048963 | 213.0999 | 0 | 213.4532 | 0.00032607 | 213.3117 | 0 | 210.4746 | 0 | 208.99 | 0 | 210.5641 | 0
| 213.657 | 0 | 213.3025 | 0 | 213.3 | 0 | 213.657 | 0 | 213.3025 | 0 | 213.657 | 0 | 220.7262 | 3.4646e-07 | 213.657 | 0 | 213.657 | 0 | 213.5144 | 0 | 213.657 | 0 | 213.657 | 7.6338e-05 | 213.3025 | 0 | 213.657 | -0.00047683 | 213.5144 | 0 | 210.6831 | 0 | 209.1977 | 0 | 210.7712 | 0
| 213.8608 | 0 | 213.5052 | 0 | 213.51 | 0 | 213.8608 | 0 | 213.5052 | 0 | 213.8608 | 0 | 220.9339 | 7.1692e-06 | 213.8608 | 6.4445e-06 | 213.8608 | 0 | 213.7171 | 0 | 213.8608 | 0 | 213.8608 | 0.000645 | 213.5052 | 0 | 213.8608 | 0.00023363 | 213.7171 | 0 | 210.8916 | 0 | 209.4053 | 0 | 210.9783 | 0
| 214.0647 | 0 | 213.7078 | 0 | 213.71 | 0 | 214.0647 | 0 | 213.7078 | 0 | 214.0647 | 0 | 221.1417 | 9.0384e-07 | 214.0647 | 0 | 214.0647 | 0 | 213.9199 | 0 | 214.0647 | 0 | 214.0647 | -0.00044693 | 213.7078 | 0 | 214.0647 | -0.0004936 | 213.9199 | 0 | 211.1 | 0 | 209.613 | 0 | 211.1855 | 0
| 214.2686 | 0 | 213.9104 | 0 | 213.91 | 0 | 214.2686 | 0 | 213.9104 | 0 | 214.2686 | 0 | 221.3494 | 8.4349e-06 | 214.2686 | 1.6094e-05 | 214.2686 | 0 | 214.1226 | 0 | 214.2686 | 0 | 214.2686 | 0.00016496 | 213.9104 | 0 | 214.2686 | 0.00027198 | 214.1226 | 0 | 211.3085 | 0 | 209.8207 | 0 | 211.3926 | 0
| 214.4725 | 0 | 214.1131 | 0 | 214.11 | 0 | 214.4725 | 0 | 214.1131 | 0 | 214.4725 | 0 | 221.5571 | 1.8448e-06 | 214.4725 | 0 | 214.4725 | 0 | 214.3254 | 0 | 214.4725 | 0 | 214.4725 | 5.3628e-05 | 214.1131 | 0 | 214.4725 | -0.00040731 | 214.3254 | 0 | 211.517 | 0 | 210.0284 | 0 | 211.5997 | 0
| 214.6764 | 0 | 214.3158 | 0 | 214.32 | 0 | 214.6764 | 0 | 214.3158 | 0 | 214.6764 | 0 | 221.7649 | 7.664e-06 | 214.6764 | 9.9682e-06 | 214.6764 | 0 | 214.5281 | 0 | 214.6764 | 0 | 214.6764 | 0.00073579 | 214.3158 | 0 | 214.6764 | 0.00028347 | 214.5282 | 0 | 211.7255 | 0 | 210.2361 | 0 | 211.8069 | 0
| 214.8804 | 0 | 214.5184 | 0 | 214.52 | 0 | 214.8804 | 0 | 214.5184 | 0 | 214.8804 | 0 | 221.9726 | 2.2399e-06 | 214.8804 | 0 | 214.8804 | 0 | 214.7309 | 0 | 214.8804 | 0 | 214.8804 | -0.00034937 | 214.5184 | 0 | 214.8804 | -0.00048838 | 214.731 | 0 | 211.934 | 0 | 210.4438 | 0 | 212.014 | 0
| 215.0843 | 0 | 214.7211 | 0 | 214.72 | 0 | 215.0843 | 0 | 214.7211 | 0 | 215.0843 | 0 | 222.1804 | 8.622e-06 | 215.0843 | 9.8125e-06 | 215.0843 | 0 | 214.9338 | 0 | 215.0843 | 0 | 215.0843 | 0.00028619 | 214.7211 | 0 | 215.0843 | 0.00022448 | 214.9338 | 0 | 212.1425 | 0 | 210.6516 | 0 | 212.2212 | 0
| 215.2883 | 0 | 214.9238 | 0 | 214.92 | 0 | 215.2883 | 0 | 214.9238 | 0 | 215.2883 | 0 | 222.3882 | 2.9028e-06 | 215.2883 | 0 | 215.2883 | 0 | 215.1366 | 0 | 215.2883 | 0 | 215.2883 | 4.6212e-05 | 214.9238 | 0 | 215.2883 | -0.00034723 | 215.1366 | 0 | 212.3511 | 0 | 210.8593 | 0 | 212.4284 | 0
| 215.4923 | 0 | 215.1266 | 0 | 215.13 | 0 | 215.4923 | 0 | 215.1266 | 0 | 215.4923 | 0 | 222.596 | 7.1862e-06 | 215.4923 | 1.0893e-05 | 215.4923 | 0 | 215.3395 | 0 | 215.4923 | 0 | 215.4923 | 0.00033609 | 215.1266 | 0 | 215.4923 | 0.00024478 | 215.3395 | 0 | 212.5596 | 0 | 211.0671 | 0 | 212.6356 | 0
| 215.6963 | 0 | 215.3293 | 0 | 215.33 | 0 | 215.6963 | 0 | 215.3293 | 0 | 215.6963 | 0 | 222.8038 | 5.7541e-07 | 215.6963 | 0 | 215.6963 | 0 | 215.5423 | 0 | 215.6963 | 0 | 215.6963 | -0.00066678 | 215.3293 | 0 | 215.6963 | -0.00066897 | 215.5423 | 0 | 212.7682 | 0 | 211.2749 | 0 | 212.8428 | 0
| 215.9003 | 0 | 215.5321 | 0 | 215.53 | 0 | 215.9003 | 0 | 215.5321 | 0 | 215.9003 | 0 | 223.0117 | 7.2273e-06 | 215.9003 | 6.3768e-06 | 215.9003 | 0 | 215.7452 | 0 | 215.9003 | 0 | 215.9003 | 0.00013154 | 215.5321 | 0 | 215.9003 | 0.00021658 | 215.7452 | 0 | 212.9767 | 0 | 211.4827 | 0 | 213.05 | 0
| 216.1043 | 0 | 215.7348 | 0 | 215.73 | 0 | 216.1043 | 0 | 215.7348 | 0 | 216.1043 | 0 | 223.2195 | -7.6595e-07 | 216.1043 | 0 | 216.1043 | 0 | 215.9481 | 0 | 216.1043 | 0 | 216.1043 | -0.00019766 | 215.7348 | 0 | 216.1043 | -0.00049976 | 215.9481 | 0 | 213.1853 | 0 | 211.6905 | 0 | 213.2573 | 0
| 216.3084 | 0 | 215.9376 | 0 | 215.94 | 0 | 216.3084 | 0 | 215.9376 | 0 | 216.3084 | 0 | 223.4273 | 9.3367e-06 | 216.3084 | 1.16e-05 | 216.3084 | 0 | 216.1511 | 0 | 216.3084 | 0 | 216.3084 | 0.00079801 | 215.9376 | 0 | 216.3084 | 0.00048968 | 216.1511 | 0 | 213.3939 | 0 | 211.8983 | 0 | 213.4645 | 0
| 216.5125 | 0 | 216.1404 | 0 | 216.14 | 0 | 216.5125 | 0 | 216.1404 | 0 | 216.5125 | 0 | 223.6352 | 2.1421e-06 | 216.5125 | 0 | 216.5125 | 0 | 216.354 | 0 | 216.5125 | 0 | 216.5125 | -0.0006177 | 216.1404 | 0 | 216.5125 | -0.00043756 | 216.354 | 0 | 213.6025 | 0 | 212.1061 | 0 | 213.6718 | 0
| 216.7166 | 0 | 216.3432 | 0 | 216.34 | 0 | 216.7166 | 0 | 216.3432 | 0 | 216.7166 | 0 | 223.8431 | 7.9543e-06 | 216.7166 | 1.3722e-05 | 216.7166 | 0 | 216.557 | 0 | 216.7166 | 0 | 216.7166 | 0.00053573 | 216.3432 | 0 | 216.7166 | 0.00027881 | 216.557 | 0 | 213.8111 | 0 | 212.314 | 0 | 213.8791 | 0
| 216.9207 | 0 | 216.5461 | 0 | 216.55 | 0 | 216.9207 | 0 | 216.5461 | 0 | 216.9207 | 0 | 224.051 | 6.6334e-07 | 216.9207 | 0 | 216.9207 | 0 | 216.76 | 0 | 216.9207 | 0 | 216.9207 | 0.00017158 | 216.5461 | 0 | 216.9206 | -0.00036712 | 216.76 | 0 | 214.0197 | 0 | 212.5219 | 0 | 214.0864 | 0
| 217.1248 | 0 | 216.7489 | 0 | 216.75 | 0 | 217.1248 | 0 | 216.7489 | 0 | 217.1248 | 0 | 224.2589 | 8.8505e-06 | 217.1248 | 1.6215e-05 | 217.1248 | 0 | 216.963 | 0 | 217.1248 | 0 | 217.1248 | 0.00057228 | 216.7489 | 0 | 217.1248 | 0.00037605 | 216.963 | 0 | 214.2284 | 0 | 212.7297 | 0 | 214.2937 | 0
| 217.3289 | 0 | 216.9518 | 0 | 216.95 | 0 | 217.3289 | 0 | 216.9518 | 0 | 217.3289 | 0 | 224.4668 | -5.9035e-07 | 217.3289 | 0 | 217.3289 | 0 | 217.166 | 0 | 217.3289 | 0 | 217.3289 | 0.0001743 | 216.9518 | 0 | 217.3289 | -0.00049696 | 217.166 | 0 | 214.437 | 0 | 212.9376 | 0 | 214.501 | 0
| 217.5331 | 0 | 217.1546 | 0 | 217.15 | 0 | 217.5331 | 0 | 217.1546 | 0 | 217.5331 | 0 | 224.6747 | 6.2662e-06 | 217.5331 | 1.3947e-05 | 217.5331 | 0 | 217.369 | 0 | 217.5331 | 0 | 217.5331 | 0.0010283 | 217.1546 | 0 | 217.5331 | 0.00034548 | 217.369 | 0 | 214.6457 | 0 | 213.1455 | 0 | 214.7083 | 0
| 217.7372 | 0 | 217.3575 | 0 | 217.36 | 0 | 217.7372 | 0 | 217.3575 | 0 | 217.7372 | 0 | 224.8827 | -4.9223e-08 | 217.7372 | 0 | 217.7372 | 0 | 217.5721 | 0 | 217.7372 | 0 | 217.7372 | -1.3803e-05 | 217.3575 | 0 | 217.7372 | -0.00036394 | 217.5721 | 0 | 214.8543 | 0 | 213.3535 | 0 | 214.9156 | 0
| 217.9414 | 0 | 217.5604 | 0 | 217.56 | 0 | 217.9414 | 0 | 217.5604 | 0 | 217.9414 | 0 | 225.0906 | 7.8568e-06 | 217.9414 | 1.4357e-05 | 217.9414 | 0 | 217.7752 | 0 | 217.9414 | 0 | 217.9414 | 0.001073 | 217.5604 | 0 | 217.9414 | 0.00026227 | 217.7752 | 0 | 215.063 | 0 | 213.5614 | 0 | 215.123 | 0
| 218.1456 | 0 | 217.7633 | 0 | 217.76 | 0 | 218.1456 | 0 | 217.7633 | 0 | 218.1456 | 0 | 225.2986 | 1.1001e-06 | 218.1456 | 0 | 218.1456 | 0 | 217.9783 | 0 | 218.1456 | 0 | 218.1456 | -0.00047531 | 217.7633 | 0 | 218.1456 | -0.0005265 | 217.9783 | 0 | 215.2717 | 0 | 213.7693 | 0 | 215.3304 | 0
| 218.3499 | 0 | 217.9662 | 0 | 217.97 | 0 | 218.3499 | 0 | 217.9662 | 0 | 218.3499 | 0 | 225.5066 | 7.9892e-06 | 218.3499 | 1.0175e-05 | 218.3499 | 0 | 218.1814 | 0 | 218.3499 | 0 | 218.3499 | 0.00017195 | 217.9662 | 0 | 218.3499 | 0.00030565 | 218.1814 | 0 | 215.4804 | 0 | 213.9773 | 0 | 215.5378 | 0
| 218.5541 | 0 | 218.1692 | 0 | 218.17 | 0 | 218.5541 | 0 | 218.1692 | 0 | 218.5541 | 0 | 225.7146 | 5.981e-07 | 218.5541 | 0 | 218.5541 | 0 | 218.3845 | 0 | 218.5541 | 0 | 218.5541 | -0.00034975 | 218.1692 | 0 | 218.5541 | -0.00060319 | 218.3845 | 0 | 215.6891 | 0 | 214.1853 | 0 | 215.7451 | 0
| 218.7584 | 0 | 218.3721 | 0 | 218.37 | 0 | 218.7584 | 0 | 218.3721 | 0 | 218.7584 | 0 | 225.9226 | 8.262e-06 | 218.7584 | 1.616e-05 | 218.7584 | 0 | 218.5877 | 0 | 218.7584 | 0 | 218.7584 | 0.001103 | 218.3721 | 0 | 218.7584 | 0.00022716 | 218.5877 | 0 | 215.8978 | 0 | 214.3933 | 0 | 215.9525 | 0
| 218.9626 | 0 | 218.5751 | 0 | 218.58 | 0 | 218.9626 | 0 | 218.5751 | 0 | 218.9626 | 0 | 226.1306 | 4.5365e-07 | 218.9626 | 0 | 218.9626 | 0 | 218.7908 | 0 | 218.9626 | 0 | 218.9626 | -0.00048383 | 218.5751 | 0 | 218.9626 | -0.00043527 | 218.7908 | 0 | 216.1065 | 0 | 214.6013 | 0 | 216.1599 | 0
| 219.1669 | 0 | 218.7781 | 0 | 218.78 | 0 | 219.1669 | 0 | 218.7781 | 0 | 219.1669 | 0 | 226.3386 | 6.9404e-06 | 219.1669 | 1.4432e-05 | 219.1669 | 0 | 218.994 | 0 | 219.1669 | 0 | 219.1669 | 0.00050737 | 218.7781 | 0 | 219.1669 | 0.00036587 | 218.994 | 0 | 216.3152 | 0 | 214.8093 | 0 | 216.3674 | 0
| 219.3712 | 0 | 218.9811 | 0 | 218.98 | 0 | 219.3712 | 0 | 218.9811 | 0 | 219.3712 | 0 | 226.5466 | 1.7269e-06 | 219.3712 | 0 | 219.3712 | 0 | 219.1972 | 0 | 219.3712 | 0 | 219.3712 | -2.2519e-05 | 218.9811 | 0 | 219.3713 | -0.00058942 | 219.1972 | 0 | 216.524 | 0 | 215.0173 | 0 | 216.5748 | 0
| 219.5756 | 0 | 219.1841 | 0 | 219.18 | 0 | 219.5756 | 0 | 219.1841 | 0 | 219.5756 | 0 | 226.7547 | 6.5272e-06 | 219.5756 | 1.9086e-05 | 219.5756 | 0 | 219.4004 | 0 | 219.5756 | 0 | 219.5756 | 0.00044629 | 219.1841 | 0 | 219.5756 | 0.00036439 | 219.4005 | 0 | 216.7328 | 0 | 215.2254 | 0 | 216.7823 | 0
| 219.7799 | 0 | 219.3871 | 0 | 219.39 | 0 | 219.7799 | 0 | 219.3871 | 0 | 219.7799 | 0 | 226.9627 | -2.3596e-08 | 219.7799 | 0 | 219.7799 | 0 | 219.6037 | 0 | 219.7799 | 0 | 219.7799 | 3.2232e-05 | 219.3871 | 0 | 219.7799 | -0.00063741 | 219.6037 | 0 | 216.9415 | 0 | 215.4334 | 0 | 216.9897 | 0
| 219.9843 | 0 | 219.5901 | 0 | 219.59 | 0 | 219.9843 | 0 | 219.5901 | 0 | 219.9843 | 0 | 227.1708 | 3.8304e-05 | 219.9843 | 9.2682e-06 | 219.9843 | 0 | 219.807 | 0 | 219.9843 | 0 | 219.9843 | 0.00096318 | 219.5901 | 0 | 219.9843 | 0.00018397 | 219.807 | 0 | 217.1503 | 0 | 215.6415 | 0 | 217.1972 | 0
| 220.1886 | 0 | 219.7932 | 0 | 219.79 | 0 | 220.1886 | 0 | 219.7932 | 0 | 220.1886 | 0 | 227.3789 | 4.3547e-07 | 220.1886 | 0 | 220.1886 | 0 | 220.0102 | 0 | 220.1886 | 0 | 220.1886 | 0.00068442 | 219.7932 | 0 | 220.1886 | -0.0003847 | 220.0102 | 0 | 217.3591 | 0 | 215.8496 | 0 | 217.4047 | 0
| 220.393 | 0 | 219.9963 | 0 | 220 | 0 | 220.393 | 0 | 219.9963 | 0 | 220.393 | 0 | 227.587 | 4.0963e-05 | 220.393 | 5.6352e-06 | 220.393 | 0 | 220.2135 | 0 | 220.393 | 0 | 220.393 | 0.00025177 | 219.9963 | 0 | 220.393 | 9.9033e-05 | 220.2135 | 0 | 217.5679 | 0 | 216.0577 | 0 | 217.6122 | 0
| 220.5974 | 0 | 220.1994 | 0 | 220.2 | 0 | 220.5974 | 0 | 220.1994 | 0 | 220.5974 | 0 | 227.7951 | 6.5118e-06 | 220.5974 | 0 | 220.5974 | 0 | 220.4168 | 0 | 220.5974 | 0 | 220.5974 | 0.0001745 | 220.1994 | 0 | 220.5974 | -0.00067695 | 220.4169 | 0 | 217.7767 | 0 | 216.2658 | 0 | 217.8197 | 0
| 220.8019 | 0 | 220.4025 | 0 | 220.4 | 0 | 220.8019 | 0 | 220.4025 | 0 | 220.8019 | 0 | 228.0033 | 4.0009e-05 | 220.8019 | 1.0232e-05 | 220.8019 | 0 | 220.6202 | 0 | 220.8019 | 0 | 220.8019 | 0.00057694 | 220.4025 | 0 | 220.8019 | 0.00023908 | 220.6202 | 0 | 217.9855 | 0 | 216.4739 | 0 | 218.0273 | 0
| 221.0063 | 0 | 220.6056 | 0 | 220.61 | 0 | 221.0063 | 0 | 220.6056 | 0 | 221.0063 | 0 | 228.2114 | 1.7079e-06 | 221.0063 | 0 | 221.0063 | 0 | 220.8235 | 0 | 221.0063 | 0 | 221.0063 | -0.00071472 | 220.6056 | 0 | 221.0063 | -0.00049901 | 220.8235 | 0 | 218.1944 | 0 | 216.6821 | 0 | 218.2348 | 0
| 221.2108 | 0 | 220.8087 | 0 | 220.81 | 0 | 221.2108 | 0 | 220.8087 | 0 | 221.2108 | 0 | 228.4196 | 3.6122e-05 | 221.2108 | 1.5892e-05 | 221.2108 | 0 | 221.0269 | 0 | 221.2108 | 0 | 221.2108 | 0.00042105 | 220.8087 | 0 | 221.2108 | 0.00030119 | 221.0269 | 0 | 218.4032 | 0 | 216.8902 | 0 | 218.4423 | 0
| 221.4152 | 0 | 221.0118 | 0 | 221.01 | 0 | 221.4152 | 0 | 221.0118 | 0 | 221.4152 | 0 | 228.6277 | 5.7432e-06 | 221.4153 | 0 | 221.4152 | 0 | 221.2303 | 0 | 221.4152 | 0 | 221.4153 | 0.00015622 | 221.0118 | 0 | 221.4152 | -0.00057757 | 221.2303 | 0 | 218.612 | 0 | 217.0984 | 0 | 218.6499 | 0
| 221.6197 | 0 | 221.215 | 0 | 221.21 | 0 | 221.6197 | 0 | 221.215 | 0 | 221.6197 | 0 | 228.8359 | 4.0027e-05 | 221.6197 | 1.1432e-05 | 221.6197 | 0 | 221.4337 | 0 | 221.6197 | 0 | 221.6197 | 0.00092002 | 221.215 | 0 | 221.6197 | 0.0002772 | 221.4337 | 0 | 218.8209 | 0 | 217.3066 | 0 | 218.8575 | 0
| 221.8243 | 0 | 221.4181 | 0 | 221.42 | 0 | 221.8242 | 0 | 221.4182 | 0 | 221.8242 | 0 | 229.0441 | 3.5985e-06 | 221.8242 | 0 | 221.8243 | 0 | 221.6371 | 0 | 221.8242 | 0 | 221.8242 | -0.00060172 | 221.4182 | 0 | 221.8243 | -0.00058376 | 221.6371 | 0 | 219.0298 | 0 | 217.5148 | 0 | 219.0651 | 0
| 222.0288 | 0 | 221.6213 | 0 | 221.62 | 0 | 222.0288 | 0 | 221.6213 | 0 | 222.0288 | 0 | 229.2523 | 3.9728e-05 | 222.0288 | 1.5983e-05 | 222.0288 | 0 | 221.8406 | 0 | 222.0288 | 0 | 222.0288 | 0.0013077 | 221.6213 | 0 | 222.0288 | 0.00031899 | 221.8406 | 0 | 219.2387 | 0 | 217.723 | 0 | 219.2727 | 0
| 222.2333 | 0 | 221.8245 | 0 | 221.82 | 0 | 222.2333 | 0 | 221.8245 | 0 | 222.2333 | 0 | 229.4605 | 1.7388e-06 | 222.2333 | 0 | 222.2333 | 0 | 222.044 | 0 | 222.2333 | 0 | 222.2333 | 0.00037887 | 221.8245 | 0 | 222.2333 | -0.00035198 | 222.044 | 0 | 219.4476 | 0 | 217.9312 | 0 | 219.4803 | 0
| 222.4379 | 0 | 222.0277 | 0 | 222.03 | 0 | 222.4379 | 0 | 222.0277 | 0 | 222.4379 | 0 | 229.6687 | 3.5597e-05 | 222.4379 | 1.0949e-05 | 222.4379 | 0 | 222.2475 | 0 | 222.4379 | 0 | 222.4379 | 0.00081012 | 222.0277 | 0 | 222.4379 | 0.00032177 | 222.2475 | 0 | 219.6565 | 0 | 218.1395 | 0 | 219.6879 | 0
| 222.6425 | 0 | 222.231 | 0 | 222.23 | 0 | 222.6425 | 0 | 222.231 | 0 | 222.6425 | 0 | 229.877 | 5.0612e-06 | 222.6425 | 0 | 222.6425 | 0 | 222.451 | 0 | 222.6425 | 0 | 222.6425 | -0.00063349 | 222.231 | 0 | 222.6425 | -0.00030335 | 222.451 | 0 | 219.8654 | 0 | 218.3477 | 0 | 219.8956 | 0
| 222.847 | 0 | 222.4342 | 0 | 222.43 | 0 | 222.8471 | 0 | 222.4342 | 0 | 222.8471 | 0 | 230.0852 | 3.8551e-05 | 222.847 | 1.4394e-05 | 222.847 | 0 | 222.6545 | 0 | 222.8471 | 0 | 222.847 | 0.00056197 | 222.4342 | 0 | 222.847 | 0.00019977 | 222.6546 | 0 | 220.0743 | 0 | 218.556 | 0 | 220.1032 | 0
| 223.0517 | 0 | 222.6375 | 0 | 222.64 | 0 | 223.0517 | 0 | 222.6375 | 0 | 223.0517 | 0 | 230.2935 | 1.5143e-06 | 223.0517 | 1.1011e-06 | 223.0517 | 0 | 222.8581 | 0 | 223.0517 | 0 | 223.0517 | -0.00044947 | 222.6375 | 0 | 223.0517 | -0.00045383 | 222.8581 | 0 | 220.2832 | 0 | 218.7643 | 0 | 220.3109 | 0
| 223.2563 | 0 | 222.8407 | 0 | 222.84 | 0 | 223.2563 | 0 | 222.8407 | 0 | 223.2563 | 0 | 230.5018 | 3.9737e-05 | 223.2563 | 1.0308e-05 | 223.2563 | 0 | 223.0616 | 0 | 223.2563 | 0 | 223.2563 | 0.00042571 | 222.8407 | 0 | 223.2563 | 0.00035863 | 223.0616 | 0 | 220.4922 | 0 | 218.9726 | 0 | 220.5186 | 0
| 223.4609 | 0 | 223.044 | 0 | 223.04 | 0 | 223.4609 | 0 | 223.044 | 0 | 223.4609 | 0 | 230.71 | 6.2445e-06 | 223.4609 | 0 | 223.4609 | 0 | 223.2652 | 0 | 223.4609 | 0 | 223.4609 | -0.0003813 | 223.044 | 0 | 223.4609 | -0.00065514 | 223.2652 | 0 | 220.7011 | 0 | 219.1809 | 0 | 220.7262 | 0
| 223.6656 | 0 | 223.2473 | 0 | 223.25 | 0 | 223.6656 | 0 | 223.2473 | 0 | 223.6656 | 0 | 230.9184 | 4.043e-05 | 223.6656 | 5.1361e-06 | 223.6656 | 0 | 223.4688 | 0 | 223.6656 | 0 | 223.6656 | 0.00033094 | 223.2473 | 0 | 223.6656 | 9.1162e-05 | 223.4688 | 0 | 220.9101 | 0 | 219.3892 | 0 | 220.9339 | 0
| 223.8703 | 0 | 223.4506 | 0 | 223.45 | 0 | 223.8703 | 0 | 223.4506 | 0 | 223.8703 | 0 | 231.1267 | 5.937e-06 | 223.8703 | 0 | 223.8703 | 0 | 223.6724 | 0 | 223.8703 | 0 | 223.8703 | 6.9668e-05 | 223.4506 | 0 | 223.8703 | -0.00053203 | 223.6724 | 0 | 221.1191 | 0 | 219.5976 | 0 | 221.1417 | 0
| 224.075 | 0 | 223.654 | 0 | 223.65 | 0 | 224.075 | 0 | 223.6539 | 0 | 224.075 | 0 | 231.335 | 3.8763e-05 | 224.075 | 1.6801e-05 | 224.075 | 0 | 223.876 | 0 | 224.075 | 0 | 224.075 | 0.00075335 | 223.6539 | 0 | 224.075 | 0.00015875 | 223.876 | 0 | 221.3281 | 0 | 219.8059 | 0 | 221.3494 | 0
| 224.2797 | 0 | 223.8573 | 0 | 223.86 | 0 | 224.2797 | 0 | 223.8573 | 0 | 224.2797 | 0 | 231.5433 | 6.9161e-06 | 224.2797 | 0 | 224.2797 | 0 | 224.0797 | 0 | 224.2797 | 0 | 224.2797 | -0.00030414 | 223.8573 | 0 | 224.2797 | -0.00060103 | 224.0797 | 0 | 221.5371 | 0 | 220.0143 | 0 | 221.5571 | 0
| 224.4844 | 0 | 224.0606 | 0 | 224.06 | 0 | 224.4844 | 0 | 224.0606 | 0 | 224.4844 | 0 | 231.7517 | 3.5927e-05 | 224.4844 | 5.7307e-06 | 224.4844 | 0 | 224.2834 | 0 | 224.4844 | 0 | 224.4844 | 0.00014865 | 224.0606 | 0 | 224.4844 | -7.8998e-05 | 224.2834 | 0 | 221.7461 | 0 | 220.2227 | 0 | 221.7649 | 0
| 224.6892 | 0 | 224.264 | 0 | 224.26 | 0 | 224.6891 | 0 | 224.264 | 0 | 224.6891 | 0 | 231.96 | 5.4784e-06 | 224.6891 | 0 | 224.6892 | 0 | 224.487 | 0 | 224.6891 | 0 | 224.6891 | 0.00024175 | 224.264 | 0 | 224.6892 | -0.00054172 | 224.487 | 0 | 221.9551 | 0 | 220.4311 | 0 | 221.9726 | 0
| 224.8939 | 0 | 224.4674 | 0 | 224.47 | 0 | 224.8939 | 0 | 224.4674 | 0 | 224.8939 | 0 | 232.1684 | 3.6007e-05 | 224.8939 | 8.9552e-06 | 224.8939 | 0 | 224.6907 | 0 | 224.8939 | 0 | 224.8939 | 0.00059744 | 224.4674 | 0 | 224.8939 | 0.00036771 | 224.6908 | 0 | 222.1642 | 0 | 220.6395 | 0 | 222.1804 | 0
| 225.0987 | 0 | 224.6708 | 0 | 224.67 | 0 | 225.0987 | 0 | 224.6708 | 0 | 225.0987 | 0 | 232.3768 | 3.8103e-06 | 225.0987 | 0 | 225.0987 | 0 | 224.8945 | 0 | 225.0987 | 0 | 225.0987 | 0.00016762 | 224.6708 | 0 | 225.0987 | -0.0006725 | 224.8945 | 0 | 222.3732 | 0 | 220.8479 | 0 | 222.3882 | 0
| 225.3035 | 0 | 224.8742 | 0 | 224.87 | 0 | 225.3035 | 0 | 224.8742 | 0 | 225.3035 | 0 | 232.5852 | 4.3606e-05 | 225.3035 | 1.6001e-05 | 225.3035 | 0 | 225.0982 | 0 | 225.3035 | 0 | 225.3035 | 0.00086304 | 224.8742 | 0 | 225.3035 | 0.00059014 | 225.0982 | 0 | 222.5822 | 0 | 221.0564 | 0 | 222.596 | 0
| 225.5083 | 0 | 225.0776 | 0 | 225.08 | 0 | 225.5083 | 0 | 225.0776 | 0 | 225.5083 | 0 | 232.7936 | 4.6203e-06 | 225.5083 | 0 | 225.5083 | 0 | 225.302 | 0 | 225.5083 | 0 | 225.5083 | -0.00025559 | 225.0776 | 0 | 225.5083 | -0.00055853 | 225.302 | 0 | 222.7913 | 0 | 221.2648 | 0 | 222.8038 | 0
| 225.7131 | 0 | 225.281 | 0 | 225.28 | 0 | 225.7131 | 0 | 225.2811 | 0 | 225.7131 | 0 | 233.002 | 3.6857e-05 | 225.7131 | 9.0202e-06 | 225.7131 | 0 | 225.5057 | 0 | 225.7131 | 0 | 225.7131 | 0.00041979 | 225.2811 | 0 | 225.7131 | 0.00024811 | 225.5057 | 0 | 223.0004 | 0 | 221.4733 | 0 | 223.0117 | 0
| 225.918 | 0 | 225.4845 | 0 | 225.48 | 0 | 225.918 | 0 | 225.4845 | 0 | 225.918 | 0 | 233.2105 | 7.445e-06 | 225.918 | 0 | 225.918 | 0 | 225.7095 | 0 | 225.918 | 0 | 225.918 | -0.00040069 | 225.4845 | 0 | 225.918 | -0.00059672 | 225.7095 | 0 | 223.2095 | 0 | 221.6817 | 0 | 223.2195 | 0
| 226.1228 | 0 | 225.688 | 0 | 225.69 | 0 | 226.1228 | 0 | 225.688 | 0 | 226.1228 | 0 | 233.4189 | 3.7422e-05 | 226.1228 | 1.6504e-05 | 226.1228 | 0 | 225.9133 | 0 | 226.1228 | 0 | 226.1228 | 0.00019248 | 225.688 | 0 | 226.1228 | 0.00038492 | 225.9133 | 0 | 223.4186 | 0 | 221.8902 | 0 | 223.4274 | 0
| 226.3277 | 0 | 225.8914 | 0 | 225.89 | 0 | 226.3277 | 0 | 225.8914 | 0 | 226.3277 | 0 | 233.6274 | 4.3841e-06 | 226.3277 | 0 | 226.3277 | 0 | 226.1172 | 0 | 226.3277 | 0 | 226.3277 | -4.5363e-05 | 225.8914 | 0 | 226.3277 | -0.00036943 | 226.1172 | 0 | 223.6277 | 0 | 222.0987 | 0 | 223.6352 | 0
| 226.5326 | 0 | 226.0949 | 0 | 226.09 | 0 | 226.5326 | 0 | 226.0949 | 0 | 226.5326 | 0 | 233.8359 | 3.7226e-05 | 226.5326 | 1.4086e-05 | 226.5326 | 0 | 226.321 | 0 | 226.5326 | 0 | 226.5326 | 0.00069797 | 226.0949 | 0 | 226.5326 | 0.00035997 | 226.321 | 0 | 223.8368 | 0 | 222.3073 | 0 | 223.8431 | 0
| 226.7375 | 0 | 226.2985 | 0 | 226.3 | 0 | 226.7375 | 0 | 226.2984 | 0 | 226.7375 | 0 | 234.0444 | 5.0137e-06 | 226.7375 | 0 | 226.7375 | 0 | 226.5249 | 0 | 226.7375 | 0 | 226.7375 | 0.0002049 | 226.2984 | 0 | 226.7375 | -0.00041185 | 226.5249 | 0 | 224.0459 | 0 | 222.5158 | 0 | 224.051 | 0
| 226.9424 | 0 | 226.502 | 0 | 226.5 | 0 | 226.9424 | 0 | 226.502 | 0 | 226.9424 | 0 | 234.2529 | 3.4775e-05 | 226.9424 | 1.3325e-05 | 226.9424 | 0 | 226.7288 | 0 | 226.9424 | 0 | 226.9424 | 0.00071406 | 226.502 | 0 | 226.9424 | 0.00030854 | 226.7288 | 0 | 224.2551 | 0 | 222.7243 | 0 | 224.2589 | 0
| 227.1474 | 0 | 226.7055 | 0 | 226.71 | 0 | 227.1474 | 0 | 226.7055 | 0 | 227.1474 | 0 | 234.4614 | -1.3949e-07 | 227.1474 | 0 | 227.1474 | 0 | 226.9327 | 0 | 227.1474 | 0 | 227.1474 | -8.1197e-05 | 226.7055 | 0 | 227.1474 | -0.00044325 | 226.9327 | 0 | 224.4642 | 0 | 222.9329 | 0 | 224.4668 | 0
| 227.3524 | 0 | 226.9091 | 0 | 226.91 | 0 | 227.3524 | 0 | 226.9091 | 0 | 227.3524 | 0 | 234.6699 | 3.7609e-05 | 227.3524 | 1.0926e-05 | 227.3524 | 0 | 227.1366 | 0 | 227.3524 | 0 | 227.3524 | 0.00061125 | 226.9091 | 0 | 227.3524 | 0.00022788 | 227.1366 | 0 | 224.6734 | 0 | 223.1415 | 0 | 224.6747 | 0
| 227.5573 | 0 | 227.1126 | 0 | 227.11 | 0 | 227.5573 | 0 | 227.1126 | 0 | 227.5573 | 0 | 234.8784 | 7.5201e-06 | 227.5573 | 0 | 227.5573 | 0 | 227.3405 | 0 | 227.5573 | 0 | 227.5573 | -0.00020347 | 227.1126 | 0 | 227.5573 | -0.0003696 | 227.3405 | 0 | 224.8825 | 0 | 223.3501 | 0 | 224.8827 | 0
| 227.7623 | 0 | 227.3162 | 0 | 227.32 | 0 | 227.7623 | 0 | 227.3162 | 0 | 227.7623 | 0 | 235.087 | 3.633e-05 | 227.7623 | 9.3661e-06 | 227.7623 | 0 | 227.5445 | 0 | 227.7623 | 0 | 227.7623 | 0.00065174 | 227.3162 | 0 | 227.7623 | 0.00012371 | 227.5445 | 0 | 225.0917 | 0 | 223.5587 | 0 | 225.0906 | 0
| 227.9673 | 0 | 227.5198 | 0 | 227.52 | 0 | 227.9673 | 0 | 227.5198 | 0 | 227.9673 | 0 | 235.2955 | 9.4991e-07 | 227.9673 | 0 | 227.9673 | 0 | 227.7485 | 0 | 227.9673 | 0 | 227.9673 | -0.00019516 | 227.5198 | 0 | 227.9673 | -0.0005513 | 227.7485 | 0 | 225.3009 | 0 | 223.7673 | 0 | 225.2986 | 0
| 228.1724 | 0 | 227.7234 | 0 | 227.72 | 0 | 228.1724 | 0 | 227.7234 | 0 | 228.1724 | 0 | 235.5041 | 4.2058e-05 | 228.1724 | 1.5608e-05 | 228.1724 | 0 | 227.9525 | 0 | 228.1724 | 0 | 228.1724 | 2.2158e-05 | 227.7234 | 0 | 228.1724 | 0.0005471 | 227.9525 | 0 | 225.5101 | 0 | 223.9759 | 0 | 225.5066 | 0
| 228.3774 | 0 | 227.927 | 0 | 227.93 | 0 | 228.3774 | 0 | 227.927 | 0 | 228.3774 | 0 | 235.7127 | 3.7871e-06 | 228.3774 | 0 | 228.3774 | 0 | 228.1565 | 0 | 228.3774 | 0 | 228.3774 | -0.0006447 | 227.927 | 0 | 228.3774 | -0.00054723 | 228.1565 | 0 | 225.7193 | 0 | 224.1846 | 0 | 225.7146 | 0
| 228.5825 | 0 | 228.1307 | 0 | 228.13 | 0 | 228.5825 | 0 | 228.1307 | 0 | 228.5825 | 0 | 235.9213 | 3.641e-05 | 228.5825 | 8.1217e-06 | 228.5825 | 0 | 228.3605 | 0 | 228.5825 | 0 | 228.5825 | 0.00042179 | 228.1307 | 0 | 228.5825 | 0.00020334 | 228.3605 | 0 | 225.9285 | 0 | 224.3932 | 0 | 225.9226 | 0
| 228.7876 | 0 | 228.3343 | 0 | 228.33 | 0 | 228.7876 | 0 | 228.3343 | 0 | 228.7876 | 0 | 236.1299 | 2.4206e-06 | 228.7876 | 0 | 228.7876 | 0 | 228.5646 | 0 | 228.7876 | 0 | 228.7876 | -0.00027452 | 228.3343 | 0 | 228.7876 | -0.00037559 | 228.5646 | 0 | 226.1378 | 0 | 224.6019 | 0 | 226.1306 | 0
| 228.9926 | 0 | 228.538 | 0 | 228.54 | 0 | 228.9926 | 0 | 228.538 | 0 | 228.9926 | 0 | 236.3385 | 3.8161e-05 | 228.9926 | 1.362e-05 | 228.9926 | 0 | 228.7686 | 0 | 228.9926 | 0 | 228.9926 | 0.00050938 | 228.538 | 0 | 228.9926 | 0.00029767 | 228.7686 | 0 | 226.347 | 0 | 224.8106 | 0 | 226.3386 | 0
| 229.1978 | 0 | 228.7416 | 0 | 228.74 | 0 | 229.1978 | 0 | 228.7417 | 0 | 229.1978 | 0 | 236.5472 | 2.9223e-06 | 229.1978 | 0 | 229.1978 | 0 | 228.9727 | 0 | 229.1978 | 0 | 229.1978 | 0.0003166 | 228.7417 | 0 | 229.1978 | -0.00038378 | 228.9727 | 0 | 226.5563 | 0 | 225.0193 | 0 | 226.5466 | 0
| 229.4029 | 0 | 228.9453 | 0 | 228.95 | 0 | 229.4029 | 0 | 228.9453 | 0 | 229.4029 | 0 | 236.7558 | 3.6073e-05 | 229.4029 | 1.4275e-05 | 229.4029 | 0 | 229.1768 | 0 | 229.4029 | 0 | 229.4029 | 0.00061732 | 228.9453 | 0 | 229.4029 | 0.00024821 | 229.1768 | 0 | 226.7655 | 0 | 225.228 | 0 | 226.7547 | 0
| 229.608 | 0 | 229.149 | 0 | 229.15 | 0 | 229.608 | 0 | 229.149 | 0 | 229.608 | 0 | 236.9645 | 3.5932e-06 | 229.608 | 0 | 229.608 | 0 | 229.3809 | 0 | 229.608 | 0 | 229.608 | 0.00013985 | 229.149 | 0 | 229.608 | -0.0004204 | 229.381 | 0 | 226.9748 | 0 | 225.4368 | 0 | 226.9628 | 0
| 229.8132 | 0 | 229.3528 | 0 | 229.35 | 0 | 229.8132 | 0 | 229.3528 | 0 | 229.8132 | 0 | 237.1732 | 3.3175e-05 | 229.8132 | 8.5225e-06 | 229.8132 | 0 | 229.5851 | 0 | 229.8132 | 0 | 229.8132 | 0.00052285 | 229.3528 | 0 | 229.8132 | 0.00032131 | 229.5851 | 0 | 227.1841 | 0 | 225.6455 | 0 | 227.1708 | 0
| 230.0184 | 0 | 229.5565 | 0 | 229.56 | 0 | 230.0184 | 0 | 229.5565 | 0 | 230.0184 | 0 | 237.3819 | 3.7287e-06 | 230.0184 | 0 | 230.0184 | 0 | 229.7892 | 0 | 230.0184 | 0 | 230.0184 | -0.00032329 | 229.5565 | 0 | 230.0184 | -0.00054287 | 229.7893 | 0 | 227.3934 | 0 | 225.8543 | 0 | 227.3789 | 0
| 230.2236 | 0 | 229.7603 | 0 | 229.76 | 0 | 230.2236 | 0 | 229.7603 | 0 | 230.2236 | 0 | 237.5906 | 3.5333e-05 | 230.2236 | 1.3084e-05 | 230.2236 | 0 | 229.9934 | 0 | 230.2236 | 0 | 230.2236 | 0.00076406 | 229.7603 | 0 | 230.2236 | 0.00052565 | 229.9934 | 0 | 227.6027 | 0 | 226.063 | 0 | 227.587 | 0
| 230.4288 | 0 | 229.964 | 0 | 229.96 | 0 | 230.4288 | 0 | 229.964 | 0 | 230.4288 | 0 | 237.7993 | 5.0852e-06 | 230.4288 | 0 | 230.4288 | 0 | 230.1976 | 0 | 230.4288 | 0 | 230.4288 | 0.0001537 | 229.964 | 0 | 230.4288 | -0.0007465 | 230.1976 | 0 | 227.812 | 0 | 226.2718 | 0 | 227.7951 | 0
| 230.634 | 0 | 230.1678 | 0 | 230.17 | 0 | 230.634 | 0 | 230.1678 | 0 | 230.634 | 0 | 238.008 | 3.4855e-05 | 230.634 | 8.9295e-06 | 230.634 | 0 | 230.4018 | 0 | 230.634 | 0 | 230.634 | 0.00043885 | 230.1678 | 0 | 230.634 | 0.00032338 | 230.4018 | 0 | 228.0213 | 0 | 226.4806 | 0 | 228.0033 | 0
| 230.8393 | 0 | 230.3716 | 0 | 230.37 | 0 | 230.8393 | 0 | 230.3716 | 0 | 230.8393 | 0 | 238.2167 | 4.5892e-06 | 230.8393 | 0 | 230.8393 | 0 | 230.6061 | 0 | 230.8393 | 0 | 230.8393 | -0.00049941 | 230.3716 | 0 | 230.8393 | -0.000391 | 230.6061 | 0 | 228.2307 | 0 | 226.6894 | 0 | 228.2114 | 0
| 231.0445 | 0 | 230.5754 | 0 | 230.58 | 0 | 231.0445 | 0 | 230.5754 | 0 | 231.0445 | 0 | 238.4255 | 3.7062e-05 | 231.0445 | 1.333e-05 | 231.0445 | 0 | 230.8103 | 0 | 231.0445 | 0 | 231.0445 | 0.00081783 | 230.5754 | 0 | 231.0445 | 0.00017465 | 230.8103 | 0 | 228.44 | 0 | 226.8982 | 0 | 228.4196 | 0
| 231.2498 | 0 | 230.7792 | 0 | 230.78 | 0 | 231.2498 | 0 | 230.7792 | 0 | 231.2498 | 0 | 238.6342 | -6.7592e-07 | 231.2498 | 0 | 231.2498 | 0 | 231.0146 | 0 | 231.2498 | 0 | 231.2498 | 6.2648e-05 | 230.7792 | 0 | 231.2498 | -0.00040936 | 231.0146 | 0 | 228.6494 | 0 | 227.1071 | 0 | 228.6277 | 0
| 231.4551 | 0 | 230.983 | 0 | 230.98 | 0 | 231.4551 | 0 | 230.983 | 0 | 231.4551 | 0 | 238.843 | 3.5132e-05 | 231.4551 | 2.0132e-06 | 231.4551 | 0 | 231.2189 | 0 | 231.4551 | 0 | 231.4551 | 0.0009983 | 230.983 | 0 | 231.4551 | 7.7787e-05 | 231.2189 | 0 | 228.8588 | 0 | 227.316 | 0 | 228.8359 | 0
| 231.6604 | 0 | 231.1869 | 0 | 231.19 | 0 | 231.6604 | 0 | 231.1869 | 0 | 231.6604 | 0 | 239.0518 | 4.5397e-06 | 231.6604 | 0 | 231.6604 | 0 | 231.4232 | 0 | 231.6604 | 0 | 231.6604 | 2.3625e-06 | 231.1869 | 0 | 231.6604 | -0.00053703 | 231.4232 | 0 | 229.0681 | 0 | 227.5248 | 0 | 229.0441 | 0
| 231.8657 | 0 | 231.3907 | 0 | 231.39 | 0 | 231.8657 | 0 | 231.3907 | 0 | 231.8657 | 0 | 239.2606 | 3.6427e-05 | 231.8657 | 1.1453e-05 | 231.8657 | 0 | 231.6275 | 0 | 231.8657 | 0 | 231.8657 | 0.00057177 | 231.3907 | 0 | 231.8657 | 0.00030882 | 231.6275 | 0 | 229.2775 | 0 | 227.7337 | 0 | 229.2523 | 0
| 232.0711 | 0 | 231.5946 | 0 | 231.59 | 0 | 232.0711 | 0 | 231.5946 | 0 | 232.0711 | 0 | 239.4694 | 3.3832e-06 | 232.0711 | 0 | 232.0711 | 0 | 231.8318 | 0 | 232.0711 | 0 | 232.0711 | 0.00059838 | 231.5946 | 0 | 232.0711 | -0.00049771 | 231.8318 | 0 | 229.4869 | 0 | 227.9426 | 0 | 229.4605 | 0
| 232.2764 | 0 | 231.7985 | 0 | 231.8 | 0 | 232.2764 | 0 | 231.7985 | 0 | 232.2764 | 0 | 239.6782 | 4.0228e-05 | 232.2764 | 9.5355e-06 | 232.2764 | 0 | 232.0362 | 0 | 232.2764 | 0 | 232.2764 | 0.00077198 | 231.7985 | 0 | 232.2764 | 0.00035714 | 232.0362 | 0 | 229.6964 | 0 | 228.1515 | 0 | 229.6687 | 0
| 232.4818 | 0 | 232.0024 | 0 | 232 | 0 | 232.4818 | 0 | 232.0024 | 0 | 232.4818 | 0 | 239.8871 | 4.3724e-06 | 232.4818 | 0 | 232.4818 | 0 | 232.2406 | 0 | 232.4818 | 0 | 232.4818 | 0.0003707 | 232.0024 | 0 | 232.4818 | -0.00043521 | 232.2406 | 0 | 229.9058 | 0 | 228.3604 | 0 | 229.877 | 0
| 232.6872 | 0 | 232.2063 | 0 | 232.21 | 0 | 232.6872 | 0 | 232.2063 | 0 | 232.6872 | 0 | 240.0959 | 3.8554e-05 | 232.6872 | 6.4529e-06 | 232.6872 | 0 | 232.445 | 0 | 232.6872 | 0 | 232.6872 | 0.00084806 | 232.2063 | 0 | 232.6872 | 0.0003377 | 232.445 | 0 | 230.1152 | 0 | 228.5694 | 0 | 230.0852 | 0
| 232.8926 | 0 | 232.4103 | 0 | 232.41 | 0 | 232.8926 | 0 | 232.4103 | 0 | 232.8926 | 0 | 240.3048 | 5.8937e-06 | 232.8926 | 0 | 232.8926 | 0 | 232.6494 | 0 | 232.8926 | 0 | 232.8926 | 0.00023641 | 232.4103 | 0 | 232.8926 | -0.0004192 | 232.6494 | 0 | 230.3247 | 0 | 228.7783 | 0 | 230.2935 | 0
| 233.0981 | 0 | 232.6142 | 0 | 232.61 | 0 | 233.0981 | 0 | 232.6142 | 0 | 233.0981 | 0 | 240.5136 | 4.0878e-05 | 233.0981 | 1.5475e-05 | 233.0981 | 0 | 232.8538 | 0 | 233.0981 | 0 | 233.0981 | 0.0012458 | 232.6142 | 0 | 233.0981 | 0.00023447 | 232.8538 | 0 | 230.5341 | 0 | 228.9873 | 0 | 230.5018 | 0
| 233.3035 | 0 | 232.8182 | 0 | 232.82 | 0 | 233.3035 | 0 | 232.8182 | 0 | 233.3035 | 0 | 240.7225 | 2.0733e-06 | 233.3035 | 0 | 233.3035 | 0 | 233.0583 | 0 | 233.3035 | 0 | 233.3035 | 0.00014107 | 232.8182 | 0 | 233.3035 | -0.00059495 | 233.0583 | 0 | 230.7436 | 0 | 229.1963 | 0 | 230.7101 | 0
| 233.509 | 0 | 233.0222 | 0 | 233.02 | 0 | 233.509 | 0 | 233.0222 | 0 | 233.509 | 0 | 240.9314 | 3.5696e-05 | 233.509 | 5.5351e-06 | 233.509 | 0 | 233.2627 | 0 | 233.509 | 0 | 233.509 | 0.0011473 | 233.0222 | 0 | 233.509 | 0.00011522 | 233.2627 | 0 | 230.953 | 0 | 229.4053 | 0 | 230.9184 | 0
| 233.7144 | 0 | 233.2261 | 0 | 233.23 | 0 | 233.7144 | 0 | 233.2261 | 0 | 233.7144 | 0 | 241.1403 | 6.7978e-06 | 233.7144 | 0 | 233.7144 | 0 | 233.4672 | 0 | 233.7144 | 0 | 233.7144 | -0.00014559 | 233.2261 | 0 | 233.7144 | -0.00071885 | 233.4672 | 0 | 231.1625 | 0 | 229.6143 | 0 | 231.1267 | 0
| 233.9199 | 0 | 233.4301 | 0 | 233.43 | 0 | 233.9199 | 0 | 233.4301 | 0 | 233.9199 | 0 | 241.3493 | 3.6517e-05 | 233.9199 | 1.4353e-05 | 233.9199 | 0 | 233.6717 | 0 | 233.9199 | 0 | 233.9199 | 0.00045634 | 233.4301 | 0 | 233.9199 | 0.00022795 | 233.6717 | 0 | 231.372 | 0 | 229.8233 | 0 | 231.335 | 0
| 234.1255 | 0 | 233.6342 | 0 | 233.63 | 0 | 234.1255 | 0 | 233.6342 | 0 | 234.1255 | 0 | 241.5582 | 7.9066e-06 | 234.1255 | 0 | 234.1255 | 0 | 233.8763 | 0 | 234.1255 | 0 | 234.1255 | 9.1764e-05 | 233.6342 | 0 | 234.1255 | -0.0005364 | 233.8762 | 0 | 231.5815 | 0 | 230.0324 | 0 | 231.5433 | 0
| 234.331 | 0 | 233.8382 | 0 | 233.84 | 0 | 234.331 | 0 | 233.8382 | 0 | 234.331 | 0 | 241.7671 | 3.8548e-05 | 234.331 | 1.1303e-05 | 234.331 | 0 | 234.0808 | 0 | 234.331 | 0 | 234.331 | 0.0014999 | 233.8382 | 0 | 234.331 | 0.0003041 | 234.0808 | 0 | 231.7911 | 0 | 230.2414 | 0 | 231.7517 | 0
| 234.5365 | 0 | 234.0422 | 0 | 234.04 | 0 | 234.5365 | 0 | 234.0422 | 0 | 234.5365 | 0 | 241.9761 | 6.4751e-06 | 234.5365 | 0 | 234.5365 | 0 | 234.2854 | 0 | 234.5365 | 0 | 234.5365 | -0.00034806 | 234.0422 | 0 | 234.5365 | -0.0006301 | 234.2853 | 0 | 232.0006 | 0 | 230.4504 | 0 | 231.9601 | 0
| 234.7421 | 0 | 234.2463 | 0 | 234.25 | 0 | 234.7421 | 0 | 234.2463 | 0 | 234.7421 | 0 | 242.1851 | 3.3643e-05 | 234.7421 | 6.1162e-06 | 234.7421 | 0 | 234.4899 | 0 | 234.7421 | 0 | 234.7421 | 0.0010922 | 234.2463 | 0 | 234.7421 | 0.00028586 | 234.4899 | 0 | 232.2101 | 0 | 230.6595 | 0 | 232.1684 | 0
| 234.9477 | 0 | 234.4504 | 0 | 234.45 | 0 | 234.9477 | 0 | 234.4504 | 0 | 234.9477 | 0 | 242.3941 | 3.3132e-06 | 234.9477 | 0 | 234.9477 | 0 | 234.6945 | 0 | 234.9477 | 0 | 234.9477 | -0.00023876 | 234.4504 | 0 | 234.9477 | -0.00043011 | 234.6945 | 0 | 232.4197 | 0 | 230.8686 | 0 | 232.3768 | 0
| 235.1533 | 0 | 234.6544 | 0 | 234.65 | 0 | 235.1533 | 0 | 234.6544 | 0 | 235.1533 | 0 | 242.603 | 3.9777e-05 | 235.1533 | 9.3685e-06 | 235.1533 | 0 | 234.8991 | 0 | 235.1533 | 0 | 235.1533 | 0.00035374 | 234.6544 | 0 | 235.1533 | 0.00027965 | 234.8991 | 0 | 232.6292 | 0 | 231.0777 | 0 | 232.5852 | 0
| 235.3589 | 0 | 234.8586 | 0 | 234.86 | 0 | 235.3589 | 0 | 234.8586 | 0 | 235.3589 | 0 | 242.8121 | 4.8303e-06 | 235.3589 | 0 | 235.3589 | 0 | 235.1038 | 0 | 235.3589 | 0 | 235.3589 | -7.6337e-05 | 234.8586 | 0 | 235.3589 | -0.00055482 | 235.1038 | 0 | 232.8388 | 0 | 231.2868 | 0 | 232.7936 | 0
| 235.5645 | 0 | 235.0627 | 0 | 235.06 | 0 | 235.5645 | 0 | 235.0627 | 0 | 235.5645 | 0 | 243.0211 | 3.4643e-05 | 235.5645 | 2.1578e-05 | 235.5645 | 0 | 235.3084 | 0 | 235.5645 | 0 | 235.5645 | 0.0011667 | 235.0627 | 0 | 235.5645 | 0.00028837 | 235.3084 | 0 | 233.0484 | 0 | 231.496 | 0 | 233.002 | 0
| 235.7701 | 0 | 235.2668 | 0 | 235.27 | 0 | 235.7701 | 0 | 235.2668 | 0 | 235.7701 | 0 | 243.2301 | 7.1494e-06 | 235.7701 | 0 | 235.7701 | 0 | 235.5131 | 0 | 235.7701 | 0 | 235.7701 | -0.00036118 | 235.2668 | 0 | 235.7701 | -0.00055412 | 235.5131 | 0 | 233.258 | 0 | 231.7051 | 0 | 233.2105 | 0
| 235.9758 | 0 | 235.4709 | 0 | 235.47 | 0 | 235.9758 | 0 | 235.4709 | 0 | 235.9758 | 0 | 243.4392 | 4.0548e-05 | 235.9758 | 8.9986e-06 | 235.9758 | 0 | 235.7178 | 0 | 235.9758 | 0 | 235.9758 | 0.00094374 | 235.4709 | 0 | 235.9758 | 0.00037396 | 235.7178 | 0 | 233.4676 | 0 | 231.9143 | 0 | 233.4189 | 0
| 236.1815 | 0 | 235.6751 | 0 | 235.68 | 0 | 236.1815 | 0 | 235.6751 | 0 | 236.1815 | 0 | 243.6482 | 4.7533e-06 | 236.1815 | 0 | 236.1815 | 0 | 235.9225 | 0 | 236.1815 | 0 | 236.1815 | 0.00042634 | 235.6751 | 0 | 236.1815 | -0.00058647 | 235.9225 | 0 | 233.6772 | 0 | 232.1235 | 0 | 233.6274 | 0
| 236.3872 | 0 | 235.8793 | 0 | 235.88 | 0 | 236.3872 | 0 | 235.8793 | 0 | 236.3872 | 0 | 243.8573 | 4.028e-05 | 236.3872 | 4.8488e-06 | 236.3872 | 0 | 236.1272 | 0 | 236.3872 | 0 | 236.3872 | 0.00015448 | 235.8793 | 0 | 236.3872 | 0.00024677 | 236.1272 | 0 | 233.8868 | 0 | 232.3327 | 0 | 233.8359 | 0
| 236.5929 | 0 | 236.0834 | 0 | 236.08 | 0 | 236.5929 | 0 | 236.0835 | 0 | 236.5929 | 0 | 244.0664 | 2.8535e-06 | 236.5929 | 0 | 236.5929 | 0 | 236.3319 | 0 | 236.5929 | 0 | 236.5929 | -0.00055186 | 236.0835 | 0 | 236.5929 | -0.00033347 | 236.3319 | 0 | 234.0965 | 0 | 232.5419 | 0 | 234.0444 | 0
| 236.7986 | 0 | 236.2876 | 0 | 236.29 | 0 | 236.7986 | 0 | 236.2876 | 0 | 236.7986 | 0 | 244.2755 | 3.7389e-05 | 236.7986 | 5.7929e-06 | 236.7986 | 0 | 236.5367 | 0 | 236.7986 | 0 | 236.7986 | 0.00020739 | 236.2876 | 0 | 236.7986 | 0.00023959 | 236.5367 | 0 | 234.3061 | 0 | 232.7511 | 0 | 234.2529 | 0
| 237.0044 | 0 | 236.4918 | 0 | 236.49 | 0 | 237.0044 | 0 | 236.4919 | 0 | 237.0044 | 0 | 244.4846 | 9.557e-06 | 237.0044 | 0 | 237.0044 | 0 | 236.7415 | 0 | 237.0044 | 0 | 237.0044 | -0.0001623 | 236.4919 | 0 | 237.0044 | -0.00042107 | 236.7415 | 0 | 234.5158 | 0 | 232.9603 | 0 | 234.4614 | 0
| 237.2101 | 0 | 236.6961 | 0 | 236.7 | 0 | 237.2101 | 0 | 236.6961 | 0 | 237.2101 | 0 | 244.6937 | 3.7268e-05 | 237.2101 | 9.0364e-06 | 237.2101 | 0 | 236.9463 | 0 | 237.2101 | 0 | 237.2101 | 0.00082732 | 236.6961 | 0 | 237.2101 | 0.00024539 | 236.9463 | 0 | 234.7254 | 0 | 233.1695 | 0 | 234.6699 | 0
| 237.4159 | 0 | 236.9003 | 0 | 236.9 | 0 | 237.4159 | 0 | 236.9003 | 0 | 237.4159 | 0 | 244.9028 | 7.2248e-06 | 237.4159 | 0 | 237.4159 | 0 | 237.1511 | 0 | 237.4159 | 0 | 237.4159 | -0.0002832 | 236.9003 | 0 | 237.4159 | -0.00064332 | 237.1511 | 0 | 234.9351 | 0 | 233.3788 | 0 | 234.8784 | 0
| 237.6217 | 0 | 237.1046 | 0 | 237.1 | 0 | 237.6217 | 0 | 237.1046 | 0 | 237.6217 | 0 | 245.112 | 3.9422e-05 | 237.6217 | 7.0003e-06 | 237.6217 | 0 | 237.3559 | 0 | 237.6217 | 0 | 237.6217 | 0.0014109 | 237.1046 | 0 | 237.6217 | 0.0002042 | 237.3559 | 0 | 235.1448 | 0 | 233.5881 | 0 | 235.087 | 0
| 237.8275 | 0 | 237.3089 | 0 | 237.31 | 0 | 237.8275 | 0 | 237.3089 | 0 | 237.8275 | 0 | 245.3211 | 7.2091e-06 | 237.8275 | 0 | 237.8275 | 0 | 237.5608 | 0 | 237.8275 | 0 | 237.8275 | 1.9621e-08 | 237.3089 | 0 | 237.8275 | -0.00069782 | 237.5608 | 0 | 235.3545 | 0 | 233.7974 | 0 | 235.2955 | 0
| 238.0333 | 0 | 237.5131 | 0 | 237.51 | 0 | 238.0333 | 0 | 237.5131 | 0 | 238.0333 | 0 | 245.5303 | 3.5889e-05 | 238.0333 | 1.3239e-05 | 238.0333 | 0 | 237.7656 | 0 | 238.0333 | 0 | 238.0333 | -0.00046108 | 237.5131 | 0 | 238.0333 | 0.00025836 | 237.7656 | 0 | 235.5642 | 0 | 234.0067 | 0 | 235.5041 | 0
| 238.2392 | 0 | 237.7174 | 0 | 237.72 | 0 | 238.2392 | 0 | 237.7174 | 0 | 238.2392 | 0 | 245.7395 | -4.9398e-07 | 238.2392 | 0 | 238.2392 | 0 | 237.9705 | 0 | 238.2392 | 0 | 238.2392 | -0.00020953 | 237.7174 | 0 | 238.2392 | -0.00042804 | 237.9705 | 0 | 235.7739 | 0 | 234.216 | 0 | 235.7127 | 0
| 238.445 | 0 | 237.9217 | 0 | 237.92 | 0 | 238.445 | 0 | 237.9217 | 0 | 238.445 | 0 | 245.9487 | 3.7823e-05 | 238.445 | 8.3567e-06 | 238.445 | 0 | 238.1754 | 0 | 238.445 | 0 | 238.445 | 0.00034809 | 237.9217 | 0 | 238.445 | 0.0001581 | 238.1754 | 0 | 235.9836 | 0 | 234.4253 | 0 | 235.9213 | 0
| 238.6509 | 0 | 238.1261 | 0 | 238.13 | 0 | 238.6509 | 0 | 238.1261 | 0 | 238.6509 | 0 | 246.1579 | 6.317e-06 | 238.6509 | 0 | 238.6509 | 0 | 238.3803 | 0 | 238.6509 | 0 | 238.6509 | 0.00023821 | 238.1261 | 0 | 238.6509 | -0.00062887 | 238.3803 | 0 | 236.1934 | 0 | 234.6346 | 0 | 236.1299 | 0
| 238.8568 | 0 | 238.3304 | 0 | 238.33 | 0 | 238.8568 | 0 | 238.3304 | 0 | 238.8568 | 0 | 246.3671 | 3.8048e-05 | 238.8568 | 7.5699e-06 | 238.8568 | 0 | 238.5853 | 0 | 238.8568 | 0 | 238.8568 | 0.00051305 | 238.3304 | 0 | 238.8568 | 0.00035033 | 238.5853 | 0 | 236.4031 | 0 | 234.844 | 0 | 236.3385 | 0
| 239.0627 | 0 | 238.5348 | 0 | 238.53 | 0 | 239.0627 | 0 | 238.5348 | 0 | 239.0627 | 0 | 246.5763 | 5.2607e-06 | 239.0627 | 4.7759e-06 | 239.0627 | 0 | 238.7902 | 0 | 239.0627 | 0 | 239.0627 | -0.00048389 | 238.5348 | 0 | 239.0627 | -0.0003145 | 238.7902 | 0 | 236.6129 | 0 | 235.0534 | 0 | 236.5472 | 0
| 239.2686 | 0 | 238.7391 | 0 | 238.74 | 0 | 239.2686 | 0 | 238.7391 | 0 | 239.2686 | 0 | 246.7856 | 3.8151e-05 | 239.2686 | 1.0941e-05 | 239.2686 | 0 | 238.9952 | 0 | 239.2686 | 0 | 239.2686 | 0.00076886 | 238.7391 | 0 | 239.2686 | 0.0003101 | 238.9952 | 0 | 236.8227 | 0 | 235.2627 | 0 | 236.7558 | 0
| 239.4746 | 0 | 238.9435 | 0 | 238.94 | 0 | 239.4746 | 0 | 238.9435 | 0 | 239.4746 | 0 | 246.9948 | 4.9533e-06 | 239.4746 | 0 | 239.4746 | 0 | 239.2002 | 0 | 239.4746 | 0 | 239.4746 | -0.0002093 | 238.9435 | 0 | 239.4746 | -0.00046999 | 239.2002 | 0 | 237.0325 | 0 | 235.4721 | 0 | 236.9645 | 0
| 239.6805 | 0 | 239.1479 | 0 | 239.15 | 0 | 239.6805 | 0 | 239.1479 | 0 | 239.6805 | 0 | 247.2041 | 4.3313e-05 | 239.6805 | 1.1829e-05 | 239.6805 | 0 | 239.4052 | 0 | 239.6805 | 0 | 239.6805 | 0.00056118 | 239.1479 | 0 | 239.6805 | 0.00038376 | 239.4052 | 0 | 237.2422 | 0 | 235.6815 | 0 | 237.1732 | 0
| 239.8865 | 0 | 239.3523 | 0 | 239.35 | 0 | 239.8865 | 0 | 239.3523 | 0 | 239.8865 | 0 | 247.4134 | 2.4142e-06 | 239.8865 | 0 | 239.8865 | 0 | 239.6102 | 0 | 239.8865 | 0 | 239.8865 | -0.00029723 | 239.3523 | 0 | 239.8865 | -0.00070236 | 239.6102 | 0 | 237.452 | 0 | 235.891 | 0 | 237.3819 | 0
| 240.0925 | 0 | 239.5567 | 0 | 239.56 | 0 | 240.0925 | 0 | 239.5567 | 0 | 240.0925 | 0 | 247.6227 | 3.9491e-05 | 240.0925 | 9.6291e-06 | 240.0925 | 0 | 239.8153 | 0 | 240.0925 | 0 | 240.0925 | 0.00055232 | 239.5567 | 0 | 240.0925 | 0.00015234 | 239.8153 | 0 | 237.6619 | 0 | 236.1004 | 0 | 237.5906 | 0
| 240.2985 | 0 | 239.7612 | 0 | 239.76 | 0 | 240.2985 | 0 | 239.7612 | 0 | 240.2985 | 0 | 247.832 | 2.0637e-06 | 240.2985 | 0 | 240.2985 | 0 | 240.0204 | 0 | 240.2985 | 0 | 240.2985 | 8.3861e-05 | 239.7612 | 0 | 240.2985 | -0.00047411 | 240.0204 | 0 | 237.8717 | 0 | 236.3099 | 0 | 237.7993 | 0
| 240.5045 | 0 | 239.9656 | 0 | 239.97 | 0 | 240.5045 | 0 | 239.9656 | 0 | 240.5045 | 0 | 248.0413 | 4.2222e-05 | 240.5045 | 7.7686e-06 | 240.5045 | 0 | 240.2254 | 0 | 240.5045 | 0 | 240.5045 | 0.00071083 | 239.9656 | 0 | 240.5045 | 0.00028058 | 240.2254 | 0 | 238.0815 | 0 | 236.5193 | 0 | 238.008 | 0
| 240.7106 | 0 | 240.1701 | 0 | 240.17 | 0 | 240.7106 | 0 | 240.1701 | 0 | 240.7106 | 0 | 248.2506 | 3.2757e-06 | 240.7106 | 0 | 240.7106 | 0 | 240.4305 | 0 | 240.7106 | 0 | 240.7106 | 2.443e-05 | 240.1701 | 0 | 240.7106 | -0.00060669 | 240.4305 | 0 | 238.2914 | 0 | 236.7288 | 0 | 238.2167 | 0
| 240.9166 | 0 | 240.3746 | 0 | 240.37 | 0 | 240.9166 | 0 | 240.3746 | 0 | 240.9166 | 0 | 248.4599 | 4.1778e-05 | 240.9166 | 1.0976e-05 | 240.9166 | 0 | 240.6357 | 0 | 240.9166 | 0 | 240.9166 | 0.00073314 | 240.3746 | 0 | 240.9166 | 0.00024733 | 240.6356 | 0 | 238.5012 | 0 | 236.9383 | 0 | 238.4255 | 0
| 241.1227 | 0 | 240.5791 | 0 | 240.58 | 0 | 241.1227 | 0 | 240.5791 | 0 | 241.1227 | 0 | 248.6693 | 6.2851e-06 | 241.1227 | 0 | 241.1227 | 0 | 240.8408 | 0 | 241.1227 | 0 | 241.1227 | 0.00030141 | 240.5791 | 0 | 241.1227 | -0.0005628 | 240.8408 | 0 | 238.7111 | 0 | 237.1478 | 0 | 238.6342 | 0
| 241.3288 | 0 | 240.7835 | 0 | 240.78 | 0 | 241.3288 | 0 | 240.7836 | 0 | 241.3288 | 0 | 248.8787 | 3.8998e-05 | 241.3288 | 1.0382e-05 | 241.3288 | 0 | 241.0459 | 0 | 241.3288 | 0 | 241.3288 | 0.00019312 | 240.7836 | 0 | 241.3288 | 0.00027965 | 241.046 | 0 | 238.921 | 0 | 237.3573 | 0 | 238.843 | 0
| 241.5349 | 0 | 240.9881 | 0 | 240.99 | 0 | 241.5349 | 0 | 240.9881 | 0 | 241.5349 | 0 | 249.0881 | 6.5253e-06 | 241.5349 | 0 | 241.5349 | 0 | 241.2511 | 0 | 241.5349 | 0 | 241.5349 | -0.00027407 | 240.9881 | 0 | 241.5349 | -0.00048012 | 241.2511 | 0 | 239.1308 | 0 | 237.5669 | 0 | 239.0518 | 0
| 241.741 | 0 | 241.1926 | 0 | 241.19 | 0 | 241.741 | 0 | 241.1926 | 0 | 241.741 | 0 | 249.2974 | 3.9006e-05 | 241.741 | 1.1543e-05 | 241.741 | 0 | 241.4563 | 0 | 241.741 | 0 | 241.741 | 0.00076652 | 241.1926 | 0 | 241.741 | 0.00020344 | 241.4563 | 0 | 239.3407 | 0 | 237.7764 | 0 | 239.2606 | 0
| 241.9472 | 0 | 241.3972 | 0 | 241.4 | 0 | 241.9472 | 0 | 241.3972 | 0 | 241.9472 | 0 | 249.5068 | -2.2072e-06 | 241.9472 | 0 | 241.9472 | 0 | 241.6615 | 0 | 241.9472 | 0 | 241.9472 | -0.00034068 | 241.3972 | 0 | 241.9472 | -0.00032066 | 241.6615 | 0 | 239.5507 | 0 | 237.986 | 0 | 239.4694 | 0
| 242.1533 | 0 | 241.6017 | 0 | 241.6 | 0 | 242.1533 | 0 | 241.6017 | 0 | 242.1533 | 0 | 249.7163 | 4.1226e-05 | 242.1533 | 1.3561e-05 | 242.1533 | 0 | 241.8667 | 0 | 242.1533 | 0 | 242.1533 | 0.0011342 | 241.6017 | 0 | 242.1533 | 0.00035813 | 241.8667 | 0 | 239.7606 | 0 | 238.1955 | 0 | 239.6782 | 0
| 242.3595 | 0 | 241.8063 | 0 | 241.81 | 0 | 242.3595 | 0 | 241.8063 | 0 | 242.3595 | 0 | 249.9257 | 6.9349e-06 | 242.3595 | 0 | 242.3595 | 0 | 242.072 | 0 | 242.3595 | 0 | 242.3595 | 0.00052991 | 241.8063 | 0 | 242.3595 | -0.0004246 | 242.072 | 0 | 239.9705 | 0 | 238.4051 | 0 | 239.8871 | 0
| 242.5657 | 0 | 242.0109 | 0 | 242.01 | 0 | 242.5657 | 0 | 242.0109 | 0 | 242.5657 | 0 | 250.1351 | 3.9725e-05 | 242.5657 | 8.9298e-06 | 242.5657 | 0 | 242.2773 | 0 | 242.5657 | 0 | 242.5657 | 4.8291e-05 | 242.0109 | 0 | 242.5657 | 0.00026967 | 242.2773 | 0 | 240.1805 | 0 | 238.6147 | 0 | 240.0959 | 0
| 242.7719 | 0 | 242.2155 | 0 | 242.22 | 0 | 242.7719 | 0 | 242.2155 | 0 | 242.7719 | 0 | 250.3446 | 3.0554e-06 | 242.7719 | 0 | 242.7719 | 0 | 242.4825 | 0 | 242.7719 | 0 | 242.7719 | -0.0006271 | 242.2155 | 0 | 242.7719 | -0.00035441 | 242.4825 | 0 | 240.3904 | 0 | 238.8244 | 0 | 240.3048 | 0
| 242.9781 | 0 | 242.4201 | 0 | 242.42 | 0 | 242.9781 | 0 | 242.4201 | 0 | 242.9781 | 0 | 250.554 | 4.3593e-05 | 242.9781 | 1.7802e-05 | 242.9781 | 0 | 242.6878 | 0 | 242.9781 | 0 | 242.9781 | 0.00023075 | 242.4201 | 0 | 242.9781 | 0.00044583 | 242.6878 | 0 | 240.6004 | 0 | 239.034 | 0 | 240.5136 | 0
| 243.1844 | 0 | 242.6248 | 0 | 242.62 | 0 | 243.1844 | 0 | 242.6248 | 0 | 243.1844 | 0 | 250.7635 | 7.8713e-06 | 243.1844 | 0 | 243.1844 | 0 | 242.8932 | 0 | 243.1844 | 0 | 243.1844 | -6.4453e-05 | 242.6248 | 0 | 243.1844 | -0.0005398 | 242.8931 | 0 | 240.8103 | 0 | 239.2436 | 0 | 240.7225 | 0
| 243.3906 | 0 | 242.8294 | 0 | 242.83 | 0 | 243.3906 | 0 | 242.8294 | 0 | 243.3906 | 0 | 250.973 | 4.0232e-05 | 243.3906 | 1.0326e-05 | 243.3906 | 0 | 243.0985 | 0 | 243.3906 | 0 | 243.3906 | 0.0012703 | 242.8294 | 0 | 243.3906 | 0.00028018 | 243.0985 | 0 | 241.0203 | 0 | 239.4533 | 0 | 240.9314 | 0
| 243.5969 | 0 | 243.0341 | 0 | 243.03 | 0 | 243.5969 | 0 | 243.0341 | 0 | 243.5969 | 0 | 251.1825 | 1.0042e-05 | 243.5969 | 0 | 243.5969 | 0 | 243.3038 | 0 | 243.5969 | 0 | 243.5969 | 0.00016841 | 243.0341 | 0 | 243.5969 | -0.00049902 | 243.3038 | 0 | 241.2303 | 0 | 239.663 | 0 | 241.1403 | 0
| 243.8032 | 0 | 243.2387 | 0 | 243.24 | 0 | 243.8032 | 0 | 243.2387 | 0 | 243.8032 | 0 | 251.392 | 4.263e-05 | 243.8032 | 3.9154e-06 | 243.8032 | 0 | 243.5092 | 0 | 243.8032 | 0 | 243.8032 | 0.00066389 | 243.2387 | 0 | 243.8032 | 0.00020262 | 243.5092 | 0 | 241.4403 | 0 | 239.8726 | 0 | 241.3493 | 0
| 244.0095 | 0 | 243.4434 | 0 | 243.44 | 0 | 244.0095 | 0 | 243.4434 | 0 | 244.0095 | 0 | 251.6016 | 1.0376e-05 | 244.0095 | 0 | 244.0095 | 0 | 243.7146 | 0 | 244.0095 | 0 | 244.0095 | 0.00058898 | 243.4434 | 0 | 244.0095 | -0.00055013 | 243.7146 | 0 | 241.6503 | 0 | 240.0823 | 0 | 241.5582 | 0
| 244.2158 | 0 | 243.6481 | 0 | 243.65 | 0 | 244.2158 | 0 | 243.6481 | 0 | 244.2158 | 0 | 251.8111 | 3.6607e-05 | 244.2158 | 5.0638e-06 | 244.2158 | 0 | 243.92 | 0 | 244.2158 | 0 | 244.2158 | -0.00018697 | 243.6481 | 0 | 244.2158 | 0.00018186 | 243.92 | 0 | 241.8604 | 0 | 240.292 | 0 | 241.7671 | 0
| 244.4221 | 0 | 243.8528 | 0 | 243.85 | 0 | 244.4221 | 0 | 243.8528 | 0 | 244.4221 | 0 | 252.0206 | 7.6875e-06 | 244.4221 | 0 | 244.4221 | 0 | 244.1254 | 0 | 244.4221 | 0 | 244.4221 | -0.00023352 | 243.8528 | 0 | 244.4221 | -0.00057566 | 244.1254 | 0 | 242.0704 | 0 | 240.5018 | 0 | 241.9761 | 0
| 244.6285 | 0 | 244.0576 | 0 | 244.06 | 0 | 244.6285 | 0 | 244.0576 | 0 | 244.6285 | 0 | 252.2302 | 4.0372e-05 | 244.6285 | 4.8755e-06 | 244.6285 | 0 | 244.3309 | 0 | 244.6285 | 0 | 244.6285 | 0.00046603 | 244.0576 | 0 | 244.6285 | 0.00029719 | 244.3309 | 0 | 242.2804 | 0 | 240.7115 | 0 | 242.1851 | 0
| 244.8349 | 0 | 244.2623 | 0 | 244.26 | 0 | 244.8349 | 0 | 244.2623 | 0 | 244.8349 | 0 | 252.4398 | 3.9921e-06 | 244.8349 | 0 | 244.8349 | 0 | 244.5363 | 0 | 244.8349 | 0 | 244.8349 | -0.00024146 | 244.2623 | 0 | 244.8349 | -0.00064281 | 244.5363 | 0 | 242.4905 | 0 | 240.9213 | 0 | 242.3941 | 0
| 245.0413 | 0 | 244.4671 | 0 | 244.47 | 0 | 245.0413 | 0 | 244.4671 | 0 | 245.0413 | 0 | 252.6494 | 4.0101e-05 | 245.0413 | 6.8312e-06 | 245.0413 | 0 | 244.7418 | 0 | 245.0413 | 0 | 245.0413 | 0.00037011 | 244.4671 | 0 | 245.0413 | 0.00022033 | 244.7418 | 0 | 242.7005 | 0 | 241.1311 | 0 | 242.603 | 0
| 245.2477 | 0 | 244.6718 | 0 | 244.67 | 0 | 245.2477 | 0 | 244.6718 | 0 | 245.2477 | 0 | 252.859 | 7.8793e-06 | 245.2477 | 0 | 245.2477 | 0 | 244.9473 | 0 | 245.2477 | 0 | 245.2477 | -0.00014771 | 244.6718 | 0 | 245.2477 | -0.0003398 | 244.9473 | 0 | 242.9106 | 0 | 241.3408 | 0 | 242.8121 | 0
| 245.4541 | 0 | 244.8766 | 0 | 244.88 | 0 | 245.4541 | 0 | 244.8766 | 0 | 245.4541 | 0 | 253.0686 | 4.2776e-05 | 245.4541 | 1.6515e-05 | 245.4541 | 0 | 245.1528 | 0 | 245.4541 | 0 | 245.4541 | 0.00022634 | 244.8766 | 0 | 245.4541 | 0.00037126 | 245.1528 | 0 | 243.1207 | 0 | 241.5506 | 0 | 243.0211 | 0
| 245.6605 | 0 | 245.0814 | 0 | 245.08 | 0 | 245.6605 | 0 | 245.0814 | 0 | 245.6605 | 0 | 253.2782 | 3.0496e-06 | 245.6605 | 0 | 245.6605 | 0 | 245.3584 | 0 | 245.6605 | 0 | 245.6605 | 0.00039249 | 245.0814 | 0 | 245.6605 | -0.00073556 | 245.3584 | 0 | 243.3308 | 0 | 241.7604 | 0 | 243.2301 | 0
| 245.867 | 0 | 245.2862 | 0 | 245.29 | 0 | 245.867 | 0 | 245.2862 | 0 | 245.867 | 0 | 253.4879 | 4.333e-05 | 245.867 | 1.0369e-05 | 245.867 | 0 | 245.5639 | 0 | 245.867 | 0 | 245.867 | 0.00024494 | 245.2862 | 0 | 245.867 | 0.00027486 | 245.5639 | 0 | 243.5409 | 0 | 241.9703 | 0 | 243.4391 | 0
| 246.0734 | 0 | 245.4911 | 0 | 245.49 | 0 | 246.0734 | 0 | 245.4911 | 0 | 246.0734 | 0 | 253.6975 | 6.675e-06 | 246.0734 | 0 | 246.0734 | 0 | 245.7695 | 0 | 246.0734 | 0 | 246.0734 | -0.00023307 | 245.4911 | 0 | 246.0734 | -0.00047191 | 245.7695 | 0 | 243.751 | 0 | 242.1801 | 0 | 243.6482 | 0
| 246.2799 | 0 | 245.6959 | 0 | 245.7 | 0 | 246.2799 | 0 | 245.6959 | 0 | 246.2799 | 0 | 253.9072 | 4.3923e-05 | 246.2799 | 1.1218e-05 | 246.2799 | 0 | 245.9751 | 0 | 246.2799 | 0 | 246.2799 | 0.00039131 | 245.6959 | 0 | 246.2799 | 0.00022272 | 245.9751 | 0 | 243.9612 | 0 | 242.3899 | 0 | 243.8573 | 0
| 246.4864 | 0 | 245.9008 | 0 | 245.9 | 0 | 246.4864 | 0 | 245.9008 | 0 | 246.4864 | 0 | 254.1168 | 6.852e-06 | 246.4864 | 0 | 246.4864 | 0 | 246.1807 | 0 | 246.4864 | 0 | 246.4864 | -0.00033257 | 245.9008 | 0 | 246.4864 | -0.00056344 | 246.1807 | 0 | 244.1713 | 0 | 242.5998 | 0 | 244.0664 | 0
| 246.6929 | 0 | 246.1056 | 0 | 246.11 | 0 | 246.693 | 0 | 246.1056 | 0 | 246.693 | 0 | 254.3265 | 3.8785e-05 | 246.6929 | 1.4108e-05 | 246.6929 | 0 | 246.3863 | 0 | 246.693 | 0 | 246.6929 | 0.00065994 | 246.1056 | 0 | 246.6929 | 0.00027011 | 246.3863 | 0 | 244.3815 | 0 | 242.8097 | 0 | 244.2755 | 0
| 246.8995 | 0 | 246.3105 | 0 | 246.31 | 0 | 246.8995 | 0 | 246.3105 | 0 | 246.8995 | 0 | 254.5362 | 9.4969e-06 | 246.8995 | 0 | 246.8995 | 0 | 246.5919 | 0 | 246.8995 | 0 | 246.8995 | -9.0897e-05 | 246.3105 | 0 | 246.8995 | -0.00057837 | 246.5919 | 0 | 244.5916 | 0 | 243.0196 | 0 | 244.4846 | 0
| 247.106 | 0 | 246.5154 | 0 | 246.52 | 0 | 247.106 | 0 | 246.5154 | 0 | 247.106 | 0 | 254.7459 | 4.0993e-05 | 247.106 | 1.3516e-05 | 247.106 | 0 | 246.7976 | 0 | 247.106 | 0 | 247.106 | 0.00054484 | 246.5154 | 0 | 247.106 | 0.00021816 | 246.7976 | 0 | 244.8018 | 0 | 243.2295 | 0 | 244.6937 | 0
| 247.3126 | 0 | 246.7203 | 0 | 246.72 | 0 | 247.3126 | 0 | 246.7203 | 0 | 247.3126 | 0 | 254.9557 | 8.2164e-06 | 247.3126 | 0 | 247.3126 | 0 | 247.0033 | 0 | 247.3126 | 0 | 247.3126 | 9.1013e-05 | 246.7203 | 0 | 247.3126 | -0.00052168 | 247.0033 | 0 | 245.012 | 0 | 243.4394 | 0 | 244.9028 | 0
| 247.5192 | 0 | 246.9253 | 0 | 246.93 | 0 | 247.5192 | 0 | 246.9252 | 0 | 247.5192 | 0 | 255.1654 | 4.086e-05 | 247.5192 | 1.6464e-05 | 247.5192 | 0 | 247.209 | 0 | 247.5192 | 0 | 247.5192 | 0.00043748 | 246.9252 | 0 | 247.5192 | 0.00026818 | 247.2089 | 0 | 245.2222 | 0 | 243.6493 | 0 | 245.112 | 0
| 247.7258 | 0 | 247.1302 | 0 | 247.13 | 0 | 247.7258 | 0 | 247.1302 | 0 | 247.7258 | 0 | 255.3751 | 3.4157e-06 | 247.7258 | 0 | 247.7258 | 0 | 247.4147 | 0 | 247.7258 | 0 | 247.7258 | 0.00029923 | 247.1302 | 0 | 247.7258 | -0.00050495 | 247.4147 | 0 | 245.4324 | 0 | 243.8593 | 0 | 245.3211 | 0
| 247.9324 | 0 | 247.3351 | 0 | 247.34 | 0 | 247.9324 | 0 | 247.3351 | 0 | 247.9324 | 0 | 255.5849 | 3.8635e-05 | 247.9324 | 1.6264e-05 | 247.9324 | 0 | 247.6204 | 0 | 247.9324 | 0 | 247.9324 | 0.00015505 | 247.3351 | 0 | 247.9324 | 0.00029391 | 247.6204 | 0 | 245.6426 | 0 | 244.0693 | 0 | 245.5303 | 0
| 248.139 | 0 | 247.5401 | 0 | 247.54 | 0 | 248.139 | 0 | 247.5401 | 0 | 248.139 | 0 | 255.7947 | 5.7705e-06 | 248.139 | 0 | 248.139 | 0 | 247.8261 | 0 | 248.139 | 0 | 248.139 | -0.00057072 | 247.5401 | 0 | 248.139 | -0.00041726 | 247.8261 | 0 | 245.8528 | 0 | 244.2792 | 0 | 245.7395 | 0
| 248.3457 | 0 | 247.7451 | 0 | 247.75 | 0 | 248.3457 | 0 | 247.7451 | 0 | 248.3457 | 0 | 256.0045 | 4.3675e-05 | 248.3457 | 1.6983e-06 | 248.3457 | 0 | 248.0319 | 0 | 248.3457 | 0 | 248.3457 | 0.00057802 | 247.7451 | 0 | 248.3457 | 0.00028337 | 248.0319 | 0 | 246.063 | 0 | 244.4892 | 0 | 245.9487 | 0
| 248.5524 | 0 | 247.9501 | 0 | 247.95 | 0 | 248.5524 | 0 | 247.9501 | 0 | 248.5524 | 0 | 256.2143 | 9.3485e-06 | 248.5524 | 0 | 248.5524 | 0 | 248.2377 | 0 | 248.5524 | 0 | 248.5524 | -0.00018673 | 247.9501 | 0 | 248.5523 | -0.00064902 | 248.2377 | 0 | 246.2733 | 0 | 244.6992 | 0 | 246.1579 | 0
| 248.759 | 0 | 248.1551 | 0 | 248.16 | 0 | 248.759 | 0 | 248.1551 | 0 | 248.759 | 0 | 256.4241 | 4.2706e-05 | 248.759 | 1.2094e-05 | 248.759 | 0 | 248.4435 | 0 | 248.759 | 0 | 248.759 | 0.0006317 | 248.1551 | 0 | 248.7591 | 0.00025879 | 248.4435 | 0 | 246.4836 | 0 | 244.9093 | 0 | 246.3671 | 0
| 248.9657 | 0 | 248.3601 | 0 | 248.36 | 0 | 248.9657 | 0 | 248.3601 | 0 | 248.9657 | 0 | 256.6339 | 7.2192e-06 | 248.9657 | 0 | 248.9657 | 0 | 248.6493 | 0 | 248.9657 | 0 | 248.9657 | -0.0005209 | 248.3601 | 0 | 248.9657 | -0.0006192 | 248.6493 | 0 | 246.6938 | 0 | 245.1193 | 0 | 246.5763 | 0
| 249.1725 | 0 | 248.5651 | 0 | 248.57 | 0 | 249.1725 | 0 | 248.5651 | 0 | 249.1725 | 0 | 256.8437 | 4.4562e-05 | 249.1725 | 1.2645e-05 | 249.1725 | 0 | 248.8551 | 0 | 249.1725 | 0 | 249.1725 | 0.00050545 | 248.5651 | 0 | 249.1724 | 0.0003988 | 248.8551 | 0 | 246.9041 | 0 | 245.3293 | 0 | 246.7856 | 0
| 249.3792 | 0 | 248.7702 | 0 | 248.77 | 0 | 249.3792 | 0 | 248.7702 | 0 | 249.3792 | 0 | 257.0536 | 7.0171e-06 | 249.3792 | 0 | 249.3792 | 0 | 249.061 | 0 | 249.3792 | 0 | 249.3792 | -0.00046703 | 248.7702 | 0 | 249.3792 | -0.00038554 | 249.061 | 0 | 247.1144 | 0 | 245.5394 | 0 | 246.9948 | 0
| 249.5859 | 0 | 248.9753 | 0 | 248.98 | 0 | 249.5859 | 0 | 248.9753 | 0 | 249.5859 | 0 | 257.2634 | 4.3471e-05 | 249.5859 | 1.0069e-05 | 249.5859 | 0 | 249.2669 | 0 | 249.5859 | 0 | 249.5859 | 0.00054443 | 248.9753 | 0 | 249.5859 | 0.00010898 | 249.2669 | 0 | 247.3247 | 0 | 245.7494 | 0 | 247.2041 | 0
| 249.7927 | 0 | 249.1803 | 0 | 249.18 | 0 | 249.7927 | 0 | 249.1803 | 0 | 249.7927 | 0 | 257.4733 | 8.359e-06 | 249.7927 | 0 | 249.7927 | 0 | 249.4728 | 0 | 249.7927 | 0 | 249.7927 | -0.00011968 | 249.1803 | 0 | 249.7927 | -0.00062127 | 249.4728 | 0 | 247.535 | 0 | 245.9595 | 0 | 247.4134 | 0
| 249.9995 | 0 | 249.3854 | 0 | 249.39 | 0 | 249.9995 | 0 | 249.3854 | 0 | 249.9995 | 0 | 257.6832 | 4.103e-05 | 249.9995 | 8.5754e-06 | 249.9995 | 0 | 249.6787 | 0 | 249.9995 | 0 | 249.9995 | 0.00049517 | 249.3854 | 0 | 249.9995 | 0.00015925 | 249.6787 | 0 | 247.7453 | 0 | 246.1696 | 0 | 247.6227 | 0
| 250.2063 | 0 | 249.5905 | 0 | 249.59 | 0 | 250.2063 | 0 | 249.5905 | 0 | 250.2063 | 0 | 257.8931 | 1.2022e-05 | 250.2063 | 0 | 250.2063 | 0 | 249.8846 | 0 | 250.2063 | 0 | 250.2063 | -0.00038731 | 249.5905 | 0 | 250.2063 | -0.00065032 | 249.8846 | 0 | 247.9556 | 0 | 246.3798 | 0 | 247.832 | 0
| 250.4131 | 0 | 249.7956 | 0 | 249.8 | 0 | 250.4131 | 0 | 249.7957 | 0 | 250.4131 | 0 | 258.103 | 4.1979e-05 | 250.4131 | 9.5419e-06 | 250.4131 | 0 | 250.0905 | 0 | 250.4131 | 0 | 250.4131 | 0.0011895 | 249.7957 | 0 | 250.4131 | 0.00042285 | 250.0905 | 0 | 248.166 | 0 | 246.5899 | 0 | 248.0413 | 0
| 250.6199 | 0 | 250.0008 | 0 | 250 | 0 | 250.6199 | 0 | 250.0008 | 0 | 250.6199 | 0 | 258.3129 | 8.0276e-06 | 250.6199 | 0 | 250.6199 | 0 | 250.2965 | 0 | 250.6199 | 0 | 250.6199 | 0.00019071 | 250.0008 | 0 | 250.6199 | -0.00051972 | 250.2965 | 0 | 248.3763 | 0 | 246.8 | 0 | 248.2506 | 0
| 250.8268 | 0 | 250.2059 | 0 | 250.21 | 0 | 250.8268 | 0 | 250.2059 | 0 | 250.8268 | 0 | 258.5229 | 4.2135e-05 | 250.8268 | 8.2661e-06 | 250.8268 | 0 | 250.5025 | 0 | 250.8268 | 0 | 250.8268 | 0.00064739 | 250.2059 | 0 | 250.8268 | 0.00031987 | 250.5025 | 0 | 248.5867 | 0 | 247.0102 | 0 | 248.4599 | 0
| 251.0336 | 0 | 250.4111 | 0 | 250.41 | 0 | 251.0336 | 0 | 250.4111 | 0 | 251.0336 | 0 | 258.7328 | 1.0382e-05 | 251.0336 | 0 | 251.0336 | 0 | 250.7085 | 0 | 251.0336 | 0 | 251.0336 | -0.00039308 | 250.4111 | 0 | 251.0336 | -0.00052495 | 250.7085 | 0 | 248.7971 | 0 | 247.2203 | 0 | 248.6693 | 0
| 251.2405 | 0 | 250.6163 | 0 | 250.62 | 0 | 251.2405 | 0 | 250.6163 | 0 | 251.2405 | 0 | 258.9427 | 4.2209e-05 | 251.2405 | 6.0699e-06 | 251.2405 | 0 | 250.9145 | 0 | 251.2405 | 0 | 251.2405 | 0.00086713 | 250.6163 | 0 | 251.2405 | 0.0001469 | 250.9145 | 0 | 249.0074 | 0 | 247.4305 | 0 | 248.8787 | 0
| 251.4474 | 0 | 250.8215 | 0 | 250.82 | 0 | 251.4474 | 0 | 250.8215 | 0 | 251.4474 | 0 | 259.1527 | 6.6321e-06 | 251.4474 | 0 | 251.4474 | 0 | 251.1205 | 0 | 251.4474 | 0 | 251.4474 | -0.00013165 | 250.8215 | 0 | 251.4474 | -0.00046703 | 251.1205 | 0 | 249.2178 | 0 | 247.6407 | 0 | 249.0881 | 0
| 251.6543 | 0 | 251.0267 | 0 | 251.03 | 0 | 251.6543 | 0 | 251.0267 | 0 | 251.6543 | 0 | 259.3627 | 4.4976e-05 | 251.6543 | 1.9344e-06 | 251.6543 | 0 | 251.3266 | 0 | 251.6543 | 0 | 251.6543 | 0.00032775 | 251.0267 | 0 | 251.6543 | 0.00032018 | 251.3266 | 0 | 249.4282 | 0 | 247.8509 | 0 | 249.2974 | 0
| 251.8613 | 0 | 251.2319 | 0 | 251.23 | 0 | 251.8613 | 0 | 251.2319 | 0 | 251.8613 | 0 | 259.5727 | 5.6468e-06 | 251.8613 | 0 | 251.8613 | 0 | 251.5326 | 0 | 251.8613 | 0 | 251.8613 | -0.00027291 | 251.2319 | 0 | 251.8613 | -0.0004729 | 251.5326 | 0 | 249.6387 | 0 | 248.0612 | 0 | 249.5069 | 0
| 252.0682 | 0 | 251.4371 | 0 | 251.44 | 0 | 252.0682 | 0 | 251.4371 | 0 | 252.0682 | 0 | 259.7827 | 4.4269e-05 | 252.0682 | 1.6043e-05 | 252.0682 | 0 | 251.7387 | 0 | 252.0682 | 0 | 252.0682 | 0.00032477 | 251.4371 | 0 | 252.0682 | 0.00033072 | 251.7387 | 0 | 249.8491 | 0 | 248.2714 | 0 | 249.7163 | 0
| 252.2752 | 0 | 251.6423 | 0 | 251.64 | 0 | 252.2752 | 0 | 251.6423 | 0 | 252.2752 | 0 | 259.9927 | 5.0158e-06 | 252.2752 | 0 | 252.2752 | 0 | 251.9448 | 0 | 252.2752 | 0 | 252.2752 | 0.00034355 | 251.6423 | 0 | 252.2752 | -0.00042063 | 251.9448 | 0 | 250.0595 | 0 | 248.4816 | 0 | 249.9257 | 0
| 252.4821 | 0 | 251.8476 | 0 | 251.85 | 0 | 252.4821 | 0 | 251.8476 | 0 | 252.4821 | 0 | 260.2028 | 4.309e-05 | 252.4821 | 1.3839e-05 | 252.4821 | 0 | 252.1509 | 0 | 252.4821 | 0 | 252.4821 | 0.00071009 | 251.8476 | 0 | 252.4821 | 0.00037691 | 252.1509 | 0 | 250.27 | 0 | 248.6919 | 0 | 250.1351 | 0
| 252.6891 | 0 | 252.0529 | 0 | 252.05 | 0 | 252.6891 | 0 | 252.0529 | 0 | 252.6891 | 0 | 260.4128 | 7.6346e-06 | 252.6891 | 0 | 252.6891 | 0 | 252.3571 | 0 | 252.6891 | 0 | 252.6891 | -5.1747e-05 | 252.0529 | 0 | 252.6891 | -0.00047373 | 252.3571 | 0 | 250.4804 | 0 | 248.9022 | 0 | 250.3446 | 0
| 252.8961 | 0 | 252.2582 | 0 | 252.26 | 0 | 252.8961 | 0 | 252.2582 | 0 | 252.8961 | 0 | 260.6228 | 4.3183e-05 | 252.8961 | 9.2603e-06 | 252.8961 | 0 | 252.5632 | 0 | 252.8961 | 0 | 252.8961 | 0.00078515 | 252.2582 | 0 | 252.8961 | 0.00023126 | 252.5633 | 0 | 250.6909 | 0 | 249.1125 | 0 | 250.554 | 0
| 253.1032 | 0 | 252.4635 | 0 | 252.46 | 0 | 253.1032 | 0 | 252.4635 | 0 | 253.1032 | 0 | 260.8329 | 6.1331e-06 | 253.1032 | 0 | 253.1032 | 0 | 252.7694 | 0 | 253.1032 | 0 | 253.1032 | 0.00077779 | 252.4635 | 0 | 253.1032 | -0.00060252 | 252.7694 | 0 | 250.9014 | 0 | 249.3228 | 0 | 250.7635 | 0
| 253.3102 | 0 | 252.6688 | 0 | 252.67 | 0 | 253.3102 | 0 | 252.6688 | 0 | 253.3102 | 0 | 261.043 | 4.1111e-05 | 253.3102 | 1.3265e-05 | 253.3102 | 0 | 252.9756 | 0 | 253.3102 | 0 | 253.3102 | 0.00045408 | 252.6688 | 0 | 253.3102 | 0.00043703 | 252.9756 | 0 | 251.1118 | 0 | 249.5331 | 0 | 250.973 | 0
| 253.5173 | 0 | 252.8741 | 0 | 252.87 | 0 | 253.5173 | 0 | 252.8741 | 0 | 253.5173 | 0 | 261.2531 | 7.7693e-06 | 253.5173 | 0 | 253.5173 | 0 | 253.1818 | 0 | 253.5173 | 0 | 253.5173 | 0.00025709 | 252.8741 | 0 | 253.5173 | -0.00050026 | 253.1818 | 0 | 251.3223 | 0 | 249.7434 | 0 | 251.1825 | 0
| 253.7243 | 0 | 253.0794 | 0 | 253.08 | 0 | 253.7243 | 0 | 253.0794 | 0 | 253.7243 | 0 | 261.4632 | 3.9746e-05 | 253.7243 | 4.8286e-06 | 253.7243 | 0 | 253.3881 | 0 | 253.7243 | 0 | 253.7243 | 0.00050782 | 253.0794 | 0 | 253.7243 | 0.00019346 | 253.388 | 0 | 251.5329 | 0 | 249.9538 | 0 | 251.392 | 0
| 253.9314 | 0 | 253.2848 | 0 | 253.28 | 0 | 253.9314 | 0 | 253.2848 | 0 | 253.9314 | 0 | 261.6733 | 1.2386e-05 | 253.9314 | 0 | 253.9314 | 0 | 253.5943 | 0 | 253.9314 | 0 | 253.9314 | -0.00016525 | 253.2848 | 0 | 253.9314 | -0.00057423 | 253.5943 | 0 | 251.7434 | 0 | 250.1641 | 0 | 251.6016 | 0
| 254.1385 | 0 | 253.4902 | 0 | 253.49 | 0 | 254.1385 | 0 | 253.4902 | 0 | 254.1385 | 0 | 261.8834 | 4.8292e-05 | 254.1385 | 1.2433e-05 | 254.1385 | 0 | 253.8006 | 0 | 254.1385 | 0 | 254.1385 | 0.00018793 | 253.4902 | 0 | 254.1385 | 0.00043223 | 253.8006 | 0 | 251.9539 | 0 | 250.3745 | 0 | 251.8111 | 0
| 254.3457 | 0 | 253.6955 | 0 | 253.7 | 0 | 254.3457 | 0 | 253.6955 | 0 | 254.3457 | 0 | 262.0936 | 9.5036e-06 | 254.3457 | 0 | 254.3457 | 0 | 254.0068 | 0 | 254.3457 | 0 | 254.3457 | 0.00068864 | 253.6955 | 0 | 254.3457 | -0.00060026 | 254.0068 | 0 | 252.1644 | 0 | 250.5849 | 0 | 252.0206 | 0
| 254.5528 | 0 | 253.9009 | 0 | 253.9 | 0 | 254.5528 | 0 | 253.9009 | 0 | 254.5528 | 0 | 262.3037 | 4.2936e-05 | 254.5528 | 1.104e-05 | 254.5528 | 0 | 254.2131 | 0 | 254.5528 | 0 | 254.5528 | 0.00066196 | 253.9009 | 0 | 254.5528 | 0.00034647 | 254.2131 | 0 | 252.375 | 0 | 250.7953 | 0 | 252.2302 | 0
| 254.76 | 0 | 254.1063 | 0 | 254.11 | 0 | 254.76 | 0 | 254.1064 | 0 | 254.76 | 0 | 262.5139 | 1.0685e-05 | 254.76 | 0 | 254.76 | 0 | 254.4195 | 0 | 254.76 | 0 | 254.76 | 9.99e-05 | 254.1064 | 0 | 254.76 | -0.00038429 | 254.4195 | 0 | 252.5856 | 0 | 251.0057 | 0 | 252.4398 | 0
| 254.9671 | 0 | 254.3118 | 0 | 254.31 | 0 | 254.9671 | 0 | 254.3118 | 0 | 254.9671 | 0 | 262.7241 | 4.4437e-05 | 254.9671 | 1.2405e-05 | 254.9671 | 0 | 254.6258 | 0 | 254.9671 | 0 | 254.9671 | 0.00056759 | 254.3118 | 0 | 254.9671 | 0.00012565 | 254.6258 | 0 | 252.7961 | 0 | 251.2161 | 0 | 252.6494 | 0
| 255.1743 | 0 | 254.5172 | 0 | 254.52 | 0 | 255.1743 | 0 | 254.5172 | 0 | 255.1743 | 0 | 262.9343 | 1.1125e-05 | 255.1743 | 0 | 255.1743 | 0 | 254.8321 | 0 | 255.1743 | 0 | 255.1743 | 0.00033126 | 254.5172 | 0 | 255.1743 | -0.00061254 | 254.8321 | 0 | 253.0067 | 0 | 251.4266 | 0 | 252.859 | 0
| 255.3815 | 0 | 254.7227 | 0 | 254.72 | 0 | 255.3815 | 0 | 254.7227 | 0 | 255.3815 | 0 | 263.1445 | 4.6518e-05 | 255.3815 | 6.2044e-06 | 255.3815 | 0 | 255.0385 | 0 | 255.3815 | 0 | 255.3815 | 0.0010223 | 254.7227 | 0 | 255.3815 | 0.0003024 | 255.0385 | 0 | 253.2173 | 0 | 251.637 | 0 | 253.0686 | 0
| 255.5888 | 0 | 254.9281 | 0 | 254.93 | 0 | 255.5888 | 0 | 254.9281 | 0 | 255.5888 | 0 | 263.3547 | 9.3039e-06 | 255.5888 | 0 | 255.5888 | 0 | 255.2449 | 0 | 255.5888 | 0 | 255.5888 | 5.9504e-05 | 254.9281 | 0 | 255.5888 | -0.00042697 | 255.2449 | 0 | 253.4279 | 0 | 251.8475 | 0 | 253.2782 | 0
| 255.796 | 0 | 255.1336 | 0 | 255.13 | 0 | 255.796 | 0 | 255.1336 | 0 | 255.796 | 0 | 263.5649 | 3.8429e-05 | 255.796 | 7.3176e-06 | 255.796 | 0 | 255.4513 | 0 | 255.796 | 0 | 255.796 | 0.00081137 | 255.1336 | 0 | 255.796 | 0.00028707 | 255.4513 | 0 | 253.6385 | 0 | 252.058 | 0 | 253.4879 | 0
| 256.0032 | 0 | 255.3391 | 0 | 255.34 | 0 | 256.0032 | 0 | 255.3391 | 0 | 256.0032 | 0 | 263.7751 | 5.9649e-06 | 256.0032 | 0 | 256.0032 | 0 | 255.6577 | 0 | 256.0032 | 0 | 256.0032 | -0.00019116 | 255.3391 | 0 | 256.0032 | -0.00055829 | 255.6577 | 0 | 253.8491 | 0 | 252.2685 | 0 | 253.6975 | 0
| 256.2105 | 0 | 255.5446 | 0 | 255.54 | 0 | 256.2105 | 0 | 255.5446 | 0 | 256.2105 | 0 | 263.9854 | 4.1181e-05 | 256.2105 | 2.0017e-05 | 256.2105 | 0 | 255.8642 | 0 | 256.2105 | 0 | 256.2105 | 0.00096846 | 255.5446 | 0 | 256.2105 | 0.00028534 | 255.8642 | 0 | 254.0598 | 0 | 252.479 | 0 | 253.9072 | 0
| 256.4178 | 0 | 255.7501 | 0 | 255.75 | 0 | 256.4178 | 0 | 255.7501 | 0 | 256.4178 | 0 | 264.1957 | 1.0666e-05 | 256.4178 | 0 | 256.4178 | 0 | 256.0706 | 0 | 256.4178 | 0 | 256.4178 | -0.00084344 | 255.7501 | 0 | 256.4178 | -0.00047657 | 256.0706 | 0 | 254.2704 | 0 | 252.6895 | 0 | 254.1168 | 0
| 256.6251 | 0 | 255.9557 | 0 | 255.96 | 0 | 256.6251 | 0 | 255.9557 | 0 | 256.6251 | 0 | 264.4059 | 4.3561e-05 | 256.6251 | 6.3496e-06 | 256.6251 | 0 | 256.2771 | 0 | 256.6251 | 0 | 256.6251 | 0.00075072 | 255.9557 | 0 | 256.6251 | 0.00026669 | 256.2771 | 0 | 254.4811 | 0 | 252.9001 | 0 | 254.3265 | 0
| 256.8324 | 0 | 256.1612 | 0 | 256.16 | 0 | 256.8324 | 0 | 256.1612 | 0 | 256.8324 | 0 | 264.6162 | 1.3913e-05 | 256.8324 | 0 | 256.8324 | 0 | 256.4836 | 0 | 256.8324 | 0 | 256.8324 | -0.00017645 | 256.1612 | 0 | 256.8324 | -0.00055856 | 256.4836 | 0 | 254.6917 | 0 | 253.1106 | 0 | 254.5362 | 0
| 257.0398 | 0 | 256.3668 | 0 | 256.37 | 0 | 257.0398 | 0 | 256.3668 | 0 | 257.0398 | 0 | 264.8265 | 4.2863e-05 | 257.0398 | 1.0004e-05 | 257.0398 | 0 | 256.6901 | 0 | 257.0398 | 0 | 257.0398 | 0.00084128 | 256.3668 | 0 | 257.0398 | 0.0001989 | 256.6901 | 0 | 254.9024 | 0 | 253.3212 | 0 | 254.7459 | 0
| 257.2471 | 0 | 256.5723 | 0 | 256.57 | 0 | 257.2471 | 0 | 256.5723 | 0 | 257.2471 | 0 | 265.0368 | 1.0106e-05 | 257.2471 | 0 | 257.2471 | 0 | 256.8966 | 0 | 257.2471 | 0 | 257.2471 | 0.00022334 | 256.5723 | 0 | 257.2471 | -0.00057203 | 256.8966 | 0 | 255.1131 | 0 | 253.5318 | 0 | 254.9557 | 0
| 257.4545 | 0 | 256.7779 | 0 | 256.78 | 0 | 257.4545 | 0 | 256.7779 | 0 | 257.4545 | 0 | 265.2472 | 4.2e-05 | 257.4545 | 1.6767e-05 | 257.4545 | 0 | 257.1032 | 0 | 257.4545 | 0 | 257.4545 | 0.00072418 | 256.7779 | 0 | 257.4545 | 0.00042366 | 257.1032 | 0 | 255.3238 | 0 | 253.7424 | 0 | 255.1654 | 0
| 257.6619 | 0 | 256.9835 | 0 | 256.98 | 0 | 257.6619 | 0 | 256.9835 | 0 | 257.6619 | 0 | 265.4575 | 7.9803e-06 | 257.6619 | 0 | 257.6619 | 0 | 257.3098 | 0 | 257.6619 | 0 | 257.6619 | 0.0004856 | 256.9835 | 0 | 257.6619 | -0.00070591 | 257.3098 | 0 | 255.5345 | 0 | 253.953 | 0 | 255.3752 | 0
| 257.8693 | 0 | 257.1891 | 0 | 257.19 | 0 | 257.8693 | 0 | 257.1891 | 0 | 257.8693 | 0 | 265.6678 | 4.7187e-05 | 257.8693 | 9.0175e-06 | 257.8693 | 0 | 257.5163 | 0 | 257.8693 | 0 | 257.8693 | 0.00083639 | 257.1891 | 0 | 257.8693 | 0.00033392 | 257.5163 | 0 | 255.7452 | 0 | 254.1636 | 0 | 255.5849 | 0
| 258.0767 | 0 | 257.3948 | 0 | 257.39 | 0 | 258.0767 | 0 | 257.3948 | 0 | 258.0767 | 0 | 265.8782 | 1.1517e-05 | 258.0767 | 0 | 258.0767 | 0 | 257.7229 | 0 | 258.0767 | 0 | 258.0767 | 0.00011309 | 257.3948 | 0 | 258.0767 | -0.00050408 | 257.7229 | 0 | 255.956 | 0 | 254.3742 | 0 | 255.7947 | 0
| 258.2841 | 0 | 257.6004 | 0 | 257.6 | 0 | 258.2841 | 0 | 257.6004 | 0 | 258.2841 | 0 | 266.0886 | 4.5028e-05 | 258.2841 | 6.7127e-06 | 258.2841 | 0 | 257.9296 | 0 | 258.2841 | 0 | 258.2841 | 0.00074287 | 257.6004 | 0 | 258.2841 | 0.00045185 | 257.9296 | 0 | 256.1667 | 0 | 254.5849 | 0 | 256.0045 | 0
| 258.4916 | 0 | 257.8061 | 0 | 257.81 | 0 | 258.4916 | 0 | 257.8061 | 0 | 258.4916 | 0 | 266.2989 | 1.1231e-05 | 258.4916 | 0 | 258.4916 | 0 | 258.1362 | 0 | 258.4916 | 0 | 258.4916 | -0.00028999 | 257.8061 | 0 | 258.4916 | -0.00053765 | 258.1362 | 0 | 256.3774 | 0 | 254.7955 | 0 | 256.2143 | 0
| 258.699 | 0 | 258.0118 | 0 | 258.01 | 0 | 258.699 | 0 | 258.0117 | 0 | 258.699 | 0 | 266.5094 | 4.2188e-05 | 258.699 | 7.6414e-06 | 258.699 | 0 | 258.3428 | 0 | 258.699 | 0 | 258.699 | 0.00026618 | 258.0117 | 0 | 258.699 | 0.00029252 | 258.3428 | 0 | 256.5882 | 0 | 255.0062 | 0 | 256.4241 | 0
| 258.9065 | 0 | 258.2174 | 0 | 258.22 | 0 | 258.9065 | 0 | 258.2174 | 0 | 258.9065 | 0 | 266.7198 | 1.1682e-05 | 258.9065 | 0 | 258.9065 | 0 | 258.5495 | 0 | 258.9065 | 0 | 258.9065 | -9.4763e-05 | 258.2174 | 0 | 258.9065 | -0.00045766 | 258.5495 | 0 | 256.799 | 0 | 255.2169 | 0 | 256.6339 | 0
| 259.114 | 0 | 258.4231 | 0 | 258.42 | 0 | 259.114 | 0 | 258.4231 | 0 | 259.114 | 0 | 266.9302 | 4.0216e-05 | 259.114 | 7.0548e-06 | 259.114 | 0 | 258.7562 | 0 | 259.114 | 0 | 259.114 | 0.0009402 | 258.4231 | 0 | 259.114 | 0.00032739 | 258.7562 | 0 | 257.0098 | 0 | 255.4276 | 0 | 256.8437 | 0
| 259.3215 | 0 | 258.6288 | 0 | 258.63 | 0 | 259.3215 | 0 | 258.6288 | 0 | 259.3215 | 0 | 267.1406 | 8.6979e-06 | 259.3215 | 0 | 259.3215 | 0 | 258.9629 | 0 | 259.3215 | 0 | 259.3215 | 0.00051886 | 258.6288 | 0 | 259.3215 | -0.00053142 | 258.9629 | 0 | 257.2206 | 0 | 255.6383 | 0 | 257.0536 | 0
| 259.5291 | 0 | 258.8346 | 0 | 258.83 | 0 | 259.5291 | 0 | 258.8346 | 0 | 259.5291 | 0 | 267.3511 | 4.4121e-05 | 259.5291 | 1.3018e-05 | 259.5291 | 0 | 259.1696 | 0 | 259.5291 | 0 | 259.5291 | 0.00094878 | 258.8346 | 0 | 259.529 | 0.00027518 | 259.1696 | 0 | 257.4314 | 0 | 255.849 | 0 | 257.2634 | 0
| 259.7366 | 0 | 259.0403 | 0 | 259.04 | 0 | 259.7366 | 0 | 259.0403 | 0 | 259.7366 | 0 | 267.5615 | 1.3853e-05 | 259.7366 | 0 | 259.7366 | 0 | 259.3764 | 0 | 259.7366 | 0 | 259.7366 | -8.4202e-05 | 259.0403 | 0 | 259.7366 | -0.00038038 | 259.3764 | 0 | 257.6422 | 0 | 256.0598 | 0 | 257.4733 | 0
| 259.9442 | 0 | 259.2461 | 0 | 259.25 | 0 | 259.9442 | 0 | 259.2461 | 0 | 259.9442 | 0 | 267.772 | 4.5104e-05 | 259.9442 | 1.2763e-05 | 259.9442 | 0 | 259.5831 | 0 | 259.9442 | 0 | 259.9442 | 0.00090936 | 259.2461 | 0 | 259.9442 | 0.00037179 | 259.5831 | 0 | 257.853 | 0 | 256.2705 | 0 | 257.6832 | 0
| 260.1517 | 0 | 259.4518 | 0 | 259.45 | 0 | 260.1517 | 0 | 259.4518 | 0 | 260.1517 | 0 | 267.9825 | 1.2508e-05 | 260.1518 | 0 | 260.1517 | 0 | 259.7899 | 0 | 260.1517 | 0 | 260.1518 | 3.0962e-05 | 259.4518 | 0 | 260.1518 | -0.00045018 | 259.7899 | 0 | 258.0638 | 0 | 256.4813 | 0 | 257.8931 | 0
| 260.3594 | 0 | 259.6576 | 0 | 259.66 | 0 | 260.3593 | 0 | 259.6576 | 0 | 260.3593 | 0 | 268.193 | 4.0806e-05 | 260.3593 | 7.0873e-06 | 260.3594 | 0 | 259.9967 | 0 | 260.3593 | 0 | 260.3593 | 0.0011237 | 259.6576 | 0 | 260.3593 | 0.00030406 | 259.9967 | 0 | 258.2747 | 0 | 256.6921 | 0 | 258.103 | 0
| 260.567 | 0 | 259.8634 | 0 | 259.86 | 0 | 260.567 | 0 | 259.8634 | 0 | 260.567 | 0 | 268.4035 | 5.9044e-06 | 260.567 | 0 | 260.567 | 0 | 260.2035 | 0 | 260.567 | 0 | 260.567 | 0.00014946 | 259.8634 | 0 | 260.567 | -0.00047651 | 260.2035 | 0 | 258.4855 | 0 | 256.9029 | 0 | 258.3129 | 0
| 260.7746 | 0 | 260.0692 | 0 | 260.07 | 0 | 260.7746 | 0 | 260.0692 | 0 | 260.7746 | 0 | 268.614 | 4.4529e-05 | 260.7746 | 9.523e-06 | 260.7746 | 0 | 260.4103 | 0 | 260.7746 | 0 | 260.7746 | 0.0012216 | 260.0692 | 0 | 260.7746 | 0.00028936 | 260.4103 | 0 | 258.6964 | 0 | 257.1137 | 0 | 258.5229 | 0
| 260.9822 | 0 | 260.2751 | 0 | 260.28 | 0 | 260.9822 | 0 | 260.2751 | 0 | 260.9822 | 0 | 268.8245 | 5.3489e-06 | 260.9822 | 0 | 260.9822 | 0 | 260.6172 | 0 | 260.9822 | 0 | 260.9822 | 5.7574e-05 | 260.2751 | 0 | 260.9822 | -0.00042404 | 260.6172 | 0 | 258.9073 | 0 | 257.3245 | 0 | 258.7328 | 0
| 261.1899 | 0 | 260.4809 | 0 | 260.48 | 0 | 261.1899 | 0 | 260.4809 | 0 | 261.1899 | 0 | 269.0351 | 4.3055e-05 | 261.1899 | 1.2348e-05 | 261.1899 | 0 | 260.8241 | 0 | 261.1899 | 0 | 261.1899 | 0.00098389 | 260.4809 | 0 | 261.1899 | 0.00022353 | 260.8241 | 0 | 259.1182 | 0 | 257.5354 | 0 | 258.9427 | 0
| 261.3976 | 0 | 260.6867 | 0 | 260.69 | 0 | 261.3976 | 0 | 260.6867 | 0 | 261.3976 | 0 | 269.2456 | 7.7596e-06 | 261.3976 | 0 | 261.3976 | 0 | 261.0309 | 0 | 261.3976 | 0 | 261.3976 | -9.4267e-05 | 260.6867 | 0 | 261.3976 | -0.00061486 | 261.0309 | 0 | 259.329 | 0 | 257.7462 | 0 | 259.1527 | 0
| 261.6053 | 0 | 260.8926 | 0 | 260.89 | 0 | 261.6053 | 0 | 260.8926 | 0 | 261.6053 | 0 | 269.4562 | 4.2733e-05 | 261.6053 | 1.9087e-05 | 261.6053 | 0 | 261.2378 | 0 | 261.6053 | 0 | 261.6053 | 0.00046183 | 260.8926 | 0 | 261.6053 | 0.00043169 | 261.2378 | 0 | 259.5399 | 0 | 257.9571 | 0 | 259.3627 | 0
| 261.813 | 0 | 261.0985 | 0 | 261.1 | 0 | 261.813 | 0 | 261.0985 | 0 | 261.813 | 0 | 269.6668 | 7.9416e-06 | 261.813 | 0 | 261.813 | 0 | 261.4448 | 0 | 261.813 | 0 | 261.813 | 0.00047166 | 261.0985 | 0 | 261.813 | -0.00031265 | 261.4448 | 0 | 259.7509 | 0 | 258.168 | 0 | 259.5727 | 0
| 262.0207 | 0 | 261.3043 | 0 | 261.3 | 0 | 262.0207 | 0 | 261.3044 | 0 | 262.0207 | 0 | 269.8774 | 4.3282e-05 | 262.0207 | 1.2162e-05 | 262.0207 | 0 | 261.6517 | 0 | 262.0207 | 0 | 262.0207 | 0.00073098 | 261.3044 | 0 | 262.0207 | 0.00039939 | 261.6517 | 0 | 259.9618 | 0 | 258.3789 | 0 | 259.7827 | 0
| 262.2284 | 0 | 261.5103 | 0 | 261.51 | 0 | 262.2284 | 0 | 261.5103 | 0 | 262.2284 | 0 | 270.088 | 1.0788e-05 | 262.2284 | 0 | 262.2284 | 0 | 261.8586 | 0 | 262.2284 | 0 | 262.2284 | -9.6308e-05 | 261.5103 | 0 | 262.2284 | -0.00040751 | 261.8586 | 0 | 260.1728 | 0 | 258.5898 | 0 | 259.9927 | 0
| 262.4362 | 0 | 261.7162 | 0 | 261.72 | 0 | 262.4362 | 0 | 261.7162 | 0 | 262.4362 | 0 | 270.2986 | 4.2797e-05 | 262.4362 | 7.3019e-06 | 262.4362 | 0 | 262.0656 | 0 | 262.4362 | 0 | 262.4362 | 0.00084124 | 261.7162 | 0 | 262.4362 | 0.00032268 | 262.0656 | 0 | 260.3837 | 0 | 258.8007 | 0 | 260.2028 | 0
| 262.644 | 0 | 261.9221 | 0 | 261.92 | 0 | 262.644 | 0 | 261.9221 | 0 | 262.644 | 0 | 270.5093 | 9.5812e-06 | 262.644 | 0 | 262.644 | 0 | 262.2726 | 0 | 262.644 | 0 | 262.644 | -0.00021341 | 261.9221 | 0 | 262.644 | -0.00060245 | 262.2726 | 0 | 260.5947 | 0 | 259.0116 | 0 | 260.4128 | 0
| 262.8518 | 0 | 262.1281 | 0 | 262.13 | 0 | 262.8518 | 0 | 262.1281 | 0 | 262.8518 | 0 | 270.7199 | 4.4182e-05 | 262.8517 | 6.3078e-06 | 262.8518 | 0 | 262.4796 | 0 | 262.8518 | 0 | 262.8517 | 0.00070921 | 262.1281 | 0 | 262.8517 | 0.00033098 | 262.4796 | 0 | 260.8056 | 0 | 259.2226 | 0 | 260.6228 | 0
| 263.0596 | 0 | 262.334 | 0 | 262.33 | 0 | 263.0596 | 0 | 262.334 | 0 | 263.0596 | 0 | 270.9305 | 5.7805e-06 | 263.0596 | 0 | 263.0596 | 0 | 262.6866 | 0 | 263.0596 | 0 | 263.0596 | 1.2435e-05 | 262.334 | 0 | 263.0596 | -0.00044873 | 262.6866 | 0 | 261.0166 | 0 | 259.4335 | 0 | 260.8329 | 0
| 263.2674 | 0 | 262.54 | 0 | 262.54 | 0 | 263.2674 | 0 | 262.54 | 0 | 263.2674 | 0 | 271.1412 | 4.6137e-05 | 263.2674 | 9.2192e-06 | 263.2674 | 0 | 262.8937 | 0 | 263.2674 | 0 | 263.2674 | 0.0010513 | 262.54 | 0 | 263.2674 | 0.00036156 | 262.8937 | 0 | 261.2276 | 0 | 259.6445 | 0 | 261.043 | 0
| 263.4752 | 0 | 262.746 | 0 | 262.75 | 0 | 263.4752 | 0 | 262.746 | 0 | 263.4752 | 0 | 271.3519 | 9.9914e-06 | 263.4752 | 0 | 263.4752 | 0 | 263.1007 | 0 | 263.4752 | 0 | 263.4752 | 2.4876e-05 | 262.746 | 0 | 263.4752 | -0.00048128 | 263.1007 | 0 | 261.4386 | 0 | 259.8555 | 0 | 261.2531 | 0
| 263.6831 | 0 | 262.952 | 0 | 262.95 | 0 | 263.6831 | 0 | 262.952 | 0 | 263.6831 | 0 | 271.5626 | 4.2721e-05 | 263.6831 | 1.0011e-05 | 263.6831 | 0 | 263.3078 | 0 | 263.6831 | 0 | 263.6831 | 0.00029402 | 262.952 | 0 | 263.6831 | 0.00028282 | 263.3078 | 0 | 261.6496 | 0 | 260.0665 | 0 | 261.4632 | 0
| 263.8909 | 0 | 263.158 | 0 | 263.16 | 0 | 263.8909 | 0 | 263.158 | 0 | 263.8909 | 0 | 271.7733 | 6.6451e-06 | 263.891 | 0 | 263.8909 | 0 | 263.5149 | 0 | 263.8909 | 0 | 263.891 | -0.00015841 | 263.158 | 0 | 263.891 | -0.00042393 | 263.5149 | 0 | 261.8606 | 0 | 260.2775 | 0 | 261.6733 | 0
| 264.0988 | 0 | 263.364 | 0 | 263.36 | 0 | 264.0988 | 0 | 263.364 | 0 | 264.0988 | 0 | 271.984 | 4.3626e-05 | 264.0988 | 1.4022e-05 | 264.0988 | 0 | 263.722 | 0 | 264.0988 | 0 | 264.0988 | 0.0006684 | 263.364 | 0 | 264.0989 | 0.00043577 | 263.722 | 0 | 262.0717 | 0 | 260.4886 | 0 | 261.8834 | 0
| 264.3067 | 0 | 263.5701 | 0 | 263.57 | 0 | 264.3067 | 0 | 263.5701 | 0 | 264.3067 | 0 | 272.1947 | 5.8227e-06 | 264.3067 | 0 | 264.3067 | 0 | 263.9291 | 0 | 264.3067 | 0 | 264.3067 | 0.00042727 | 263.5701 | 0 | 264.3067 | -0.00044171 | 263.9291 | 0 | 262.2827 | 0 | 260.6996 | 0 | 262.0936 | 0
| 264.5147 | 0 | 263.7761 | 0 | 263.78 | 0 | 264.5147 | 0 | 263.7761 | 0 | 264.5147 | 0 | 272.4055 | 4.3091e-05 | 264.5146 | 1.5747e-05 | 264.5147 | 0 | 264.1363 | 0 | 264.5147 | 0 | 264.5146 | 0.00037413 | 263.7761 | 0 | 264.5147 | 0.00035275 | 264.1363 | 0 | 262.4938 | 0 | 260.9107 | 0 | 262.3037 | 0
| 264.7226 | 0 | 263.9822 | 0 | 263.98 | 0 | 264.7226 | 0 | 263.9822 | 0 | 264.7226 | 0 | 272.6162 | 9.0891e-06 | 264.7226 | 0 | 264.7226 | 0 | 264.3434 | 0 | 264.7226 | 0 | 264.7226 | -0.0001438 | 263.9822 | 0 | 264.7226 | -0.00063987 | 264.3435 | 0 | 262.7048 | 0 | 261.1217 | 0 | 262.5139 | 0
| 264.9305 | 0 | 264.1883 | 0 | 264.19 | 0 | 264.9305 | 0 | 264.1883 | 0 | 264.9305 | 0 | 272.827 | 4.1291e-05 | 264.9305 | 1.7742e-05 | 264.9305 | 0 | 264.5506 | 0 | 264.9305 | 0 | 264.9305 | 0.000165 | 264.1883 | 0 | 264.9305 | 0.00034289 | 264.5506 | 0 | 262.9159 | 0 | 261.3328 | 0 | 262.7241 | 0
| 265.1385 | 0 | 264.3944 | 0 | 264.39 | 0 | 265.1385 | 0 | 264.3944 | 0 | 265.1385 | 0 | 273.0378 | 1.0735e-05 | 265.1385 | 0 | 265.1385 | 0 | 264.7578 | 0 | 265.1385 | 0 | 265.1385 | -0.00013002 | 264.3944 | 0 | 265.1385 | -0.00053738 | 264.7578 | 0 | 263.127 | 0 | 261.5439 | 0 | 262.9343 | 0
| 265.3465 | 0 | 264.6005 | 0 | 264.6 | 0 | 265.3465 | 0 | 264.6005 | 0 | 265.3465 | 0 | 273.2485 | 4.2066e-05 | 265.3465 | 1.004e-05 | 265.3465 | 0 | 264.965 | 0 | 265.3465 | 0 | 265.3465 | 0.0004147 | 264.6005 | 0 | 265.3465 | 8.4238e-05 | 264.9651 | 0 | 263.3381 | 0 | 261.755 | 0 | 263.1445 | 0
| 265.5545 | 0 | 264.8066 | 0 | 264.81 | 0 | 265.5545 | 0 | 264.8066 | 0 | 265.5545 | 0 | 273.4593 | 1.1266e-05 | 265.5545 | 0 | 265.5545 | 0 | 265.1723 | 0 | 265.5545 | 0 | 265.5545 | 0.00025464 | 264.8066 | 0 | 265.5545 | -0.000656 | 265.1723 | 0 | 263.5492 | 0 | 261.9662 | 0 | 263.3547 | 0
| 265.7625 | 0 | 265.0128 | 0 | 265.01 | 0 | 265.7625 | 0 | 265.0128 | 0 | 265.7625 | 0 | 273.6701 | 4.5975e-05 | 265.7625 | 5.3453e-06 | 265.7625 | 0 | 265.3795 | 0 | 265.7625 | 0 | 265.7625 | 0.00017827 | 265.0128 | 0 | 265.7625 | 0.00012738 | 265.3795 | 0 | 263.7603 | 0 | 262.1773 | 0 | 263.5649 | 0
| 265.9705 | 0 | 265.2189 | 0 | 265.22 | 0 | 265.9705 | 0 | 265.2189 | 0 | 265.9705 | 0 | 273.881 | 8.5907e-06 | 265.9706 | 0 | 265.9705 | 0 | 265.5868 | 0 | 265.9705 | 0 | 265.9706 | 0.00015882 | 265.2189 | 0 | 265.9706 | -0.00053406 | 265.5868 | 0 | 263.9714 | 0 | 262.3885 | 0 | 263.7751 | 0
| 266.1786 | 0 | 265.4251 | 0 | 265.43 | 0 | 266.1786 | 0 | 265.4251 | 0 | 266.1786 | 0 | 274.0918 | 4.2815e-05 | 266.1786 | 1.4912e-05 | 266.1786 | 0 | 265.7941 | 0 | 266.1786 | 0 | 266.1786 | 0.00064486 | 265.4251 | 0 | 266.1786 | 0.00033863 | 265.7941 | 0 | 264.1826 | 0 | 262.5996 | 0 | 263.9854 | 0
| 266.3867 | 0 | 265.6313 | 0 | 265.63 | 0 | 266.3867 | 0 | 265.6313 | 0 | 266.3867 | 0 | 274.3027 | 1.0022e-05 | 266.3867 | 0 | 266.3867 | 0 | 266.0014 | 0 | 266.3867 | 0 | 266.3867 | -0.000432 | 265.6313 | 0 | 266.3867 | -0.00039053 | 266.0014 | 0 | 264.3937 | 0 | 262.8108 | 0 | 264.1956 | 0
| 266.5947 | 0 | 265.8374 | 0 | 265.84 | 0 | 266.5947 | 0 | 265.8374 | 0 | 266.5947 | 0 | 274.5135 | 4.2596e-05 | 266.5947 | 1.0041e-05 | 266.5947 | 0 | 266.2087 | 0 | 266.5947 | 0 | 266.5947 | 0.00056426 | 265.8374 | 0 | 266.5947 | 0.00021401 | 266.2087 | 0 | 264.6049 | 0 | 263.022 | 0 | 264.4059 | 0
| 266.8028 | 0 | 266.0436 | 0 | 266.04 | 0 | 266.8028 | 0 | 266.0436 | 0 | 266.8028 | 0 | 274.7244 | 1.3171e-05 | 266.8028 | 0 | 266.8028 | 0 | 266.4161 | 0 | 266.8028 | 0 | 266.8028 | -0.00017051 | 266.0436 | 0 | 266.8028 | -0.00055304 | 266.416 | 0 | 264.8161 | 0 | 263.2332 | 0 | 264.6162 | 0
| 267.0109 | 0 | 266.2499 | 0 | 266.25 | 0 | 267.0109 | 0 | 266.2499 | 0 | 267.0109 | 0 | 274.9353 | 4.5445e-05 | 267.011 | 5.7034e-06 | 267.0109 | 0 | 266.6234 | 0 | 267.0109 | 0 | 267.011 | 0.00086655 | 266.2499 | 0 | 267.011 | 0.00031663 | 266.6234 | 0 | 265.0273 | 0 | 263.4444 | 0 | 264.8265 | 0
| 267.2191 | 0 | 266.4561 | 0 | 266.46 | 0 | 267.2191 | 0 | 266.4561 | 0 | 267.2191 | 0 | 275.1462 | 1.027e-05 | 267.2191 | 0 | 267.2191 | 0 | 266.8308 | 0 | 267.2191 | 0 | 267.2191 | 0.00023604 | 266.4561 | 0 | 267.2191 | -0.00065795 | 266.8308 | 0 | 265.2384 | 0 | 263.6557 | 0 | 265.0368 | 0
| 267.4272 | 0 | 266.6624 | 0 | 266.66 | 0 | 267.4272 | 0 | 266.6624 | 0 | 267.4272 | 0 | 275.3571 | 4.9104e-05 | 267.4272 | 5.5587e-06 | 267.4272 | 0 | 267.0382 | 0 | 267.4272 | 0 | 267.4272 | 0.00095481 | 266.6624 | 0 | 267.4272 | 0.00010355 | 267.0382 | 0 | 265.4496 | 0 | 263.8669 | 0 | 265.2472 | 0
| 267.6354 | 0 | 266.8686 | 0 | 266.87 | 0 | 267.6354 | 0 | 266.8686 | 0 | 267.6354 | 0 | 275.568 | 4.7523e-06 | 267.6354 | 0 | 267.6354 | 0 | 267.2456 | 0 | 267.6354 | 0 | 267.6354 | 0.00023208 | 266.8686 | 0 | 267.6354 | -0.00048915 | 267.2456 | 0 | 265.6609 | 0 | 264.0782 | 0 | 265.4575 | 0
| 267.8436 | 0 | 267.0749 | 0 | 267.07 | 0 | 267.8436 | 0 | 267.0749 | 0 | 267.8436 | 0 | 275.7789 | 4.2053e-05 | 267.8436 | 9.9037e-06 | 267.8436 | 0 | 267.453 | 0 | 267.8436 | 0 | 267.8436 | 0.00056148 | 267.0749 | 0 | 267.8436 | 0.00031106 | 267.453 | 0 | 265.8721 | 0 | 264.2895 | 0 | 265.6678 | 0
| 268.0518 | 0 | 267.2812 | 0 | 267.28 | 0 | 268.0518 | 0 | 267.2812 | 0 | 268.0518 | 0 | 275.9899 | 3.624e-06 | 268.0518 | 0 | 268.0518 | 0 | 267.6605 | 0 | 268.0518 | 0 | 268.0518 | 0.00062626 | 267.2812 | 0 | 268.0518 | -0.00049906 | 267.6605 | 0 | 266.0833 | 0 | 264.5007 | 0 | 265.8782 | 0
| 268.26 | 0 | 267.4875 | 0 | 267.49 | 0 | 268.26 | 0 | 267.4875 | 0 | 268.26 | 0 | 276.2008 | 4.3968e-05 | 268.2599 | 1.4119e-05 | 268.26 | 0 | 267.8679 | 0 | 268.26 | 0 | 268.2599 | 0.0011888 | 267.4875 | 0 | 268.26 | 0.00031711 | 267.8679 | 0 | 266.2946 | 0 | 264.712 | 0 | 266.0886 | 0
| 268.4682 | 0 | 267.6938 | 0 | 267.69 | 0 | 268.4682 | 0 | 267.6938 | 0 | 268.4682 | 0 | 276.4118 | 1.1307e-05 | 268.4682 | 0 | 268.4682 | 0 | 268.0754 | 0 | 268.4682 | 0 | 268.4682 | -0.00021092 | 267.6938 | 0 | 268.4682 | -0.00058448 | 268.0754 | 0 | 266.5058 | 0 | 264.9233 | 0 | 266.299 | 0
| 268.6764 | 0 | 267.9001 | 0 | 267.9 | 0 | 268.6764 | 0 | 267.9001 | 0 | 268.6764 | 0 | 276.6228 | 4.6789e-05 | 268.6764 | 1.4201e-05 | 268.6764 | 0 | 268.2829 | 0 | 268.6764 | 0 | 268.6764 | 0.00067986 | 267.9001 | 0 | 268.6764 | 0.00023172 | 268.2829 | 0 | 266.7171 | 0 | 265.1347 | 0 | 266.5094 | 0
| 268.8847 | 0 | 268.1065 | 0 | 268.11 | 0 | 268.8847 | 0 | 268.1065 | 0 | 268.8847 | 0 | 276.8338 | 1.0936e-05 | 268.8847 | 0 | 268.8847 | 0 | 268.4904 | 0 | 268.8847 | 0 | 268.8847 | -0.00012628 | 268.1065 | 0 | 268.8847 | -0.00032926 | 268.4904 | 0 | 266.9283 | 0 | 265.346 | 0 | 266.7198 | 0
| 269.093 | 0 | 268.3128 | 0 | 268.31 | 0 | 269.093 | 0 | 268.3128 | 0 | 269.093 | 0 | 277.0448 | 4.4358e-05 | 269.093 | 1.0994e-05 | 269.093 | 0 | 268.6979 | 0 | 269.093 | 0 | 269.093 | 0.00047262 | 268.3128 | 0 | 269.093 | 0.00025058 | 268.6979 | 0 | 267.1396 | 0 | 265.5574 | 0 | 266.9302 | 0
| 269.3012 | 0 | 268.5192 | 0 | 268.52 | 0 | 269.3013 | 0 | 268.5192 | 0 | 269.3013 | 0 | 277.2558 | 1.3813e-05 | 269.3012 | 0 | 269.3012 | 0 | 268.9055 | 0 | 269.3013 | 0 | 269.3012 | 6.5891e-05 | 268.5192 | 0 | 269.3012 | -0.00064847 | 268.9055 | 0 | 267.3509 | 0 | 265.7688 | 0 | 267.1406 | 0
| 269.5096 | 0 | 268.7256 | 0 | 268.73 | 0 | 269.5096 | 0 | 268.7256 | 0 | 269.5096 | 0 | 277.4669 | 4.5869e-05 | 269.5096 | 1.1436e-05 | 269.5096 | 0 | 269.113 | 0 | 269.5096 | 0 | 269.5096 | 3.3671e-05 | 268.7256 | 0 | 269.5095 | -1.7534e-05 | 269.113 | 0 | 267.5622 | 0 | 265.9801 | 0 | 267.3511 | 0
| 269.7179 | 0 | 268.932 | 0 | 268.93 | 0 | 269.7179 | 0 | 268.932 | 0 | 269.7179 | 0 | 277.6779 | 8.6094e-06 | 269.7179 | 0 | 269.7179 | 0 | 269.3206 | 0 | 269.7179 | 0 | 269.7179 | 7.5315e-05 | 268.932 | 0 | 269.7179 | -0.00051561 | 269.3206 | 0 | 267.7735 | 0 | 266.1915 | 0 | 267.5615 | 0
| 269.9262 | 0 | 269.1384 | 0 | 269.14 | 0 | 269.9262 | 0 | 269.1384 | 0 | 269.9262 | 0 | 277.889 | 4.3961e-05 | 269.9262 | 1.7031e-05 | 269.9262 | 0 | 269.5282 | 0 | 269.9262 | 0 | 269.9262 | 0.00080484 | 269.1384 | 0 | 269.9262 | 0.00047616 | 269.5282 | 0 | 267.9849 | 0 | 266.4029 | 0 | 267.772 | 0
| 270.1346 | 0 | 269.3448 | 0 | 269.34 | 0 | 270.1346 | 0 | 269.3448 | 0 | 270.1346 | 0 | 278.1 | 1.0459e-05 | 270.1346 | 0 | 270.1346 | 0 | 269.7359 | 0 | 270.1346 | 0 | 270.1346 | -0.00033205 | 269.3448 | 0 | 270.1346 | -0.00056791 | 269.7359 | 0 | 268.1962 | 0 | 266.6144 | 0 | 267.9825 | 0
| 270.3429 | 0 | 269.5512 | 0 | 269.55 | 0 | 270.3429 | 0 | 269.5512 | 0 | 270.3429 | 0 | 278.3111 | 4.3139e-05 | 270.3429 | 9.8565e-06 | 270.3429 | 0 | 269.9435 | 0 | 270.3429 | 0 | 270.3429 | 0.00076127 | 269.5512 | 0 | 270.3429 | 0.00014785 | 269.9435 | 0 | 268.4076 | 0 | 266.8258 | 0 | 268.193 | 0
| 270.5513 | 0 | 269.7577 | 0 | 269.76 | 0 | 270.5513 | 0 | 269.7577 | 0 | 270.5513 | 0 | 278.5222 | 1.3947e-05 | 270.5513 | 0 | 270.5513 | 0 | 270.1511 | 0 | 270.5513 | 0 | 270.5513 | -0.00030637 | 269.7577 | 0 | 270.5513 | -0.00053019 | 270.1511 | 0 | 268.6189 | 0 | 267.0373 | 0 | 268.4035 | 0
| 270.7597 | 0 | 269.9642 | 0 | 269.96 | 0 | 270.7597 | 0 | 269.9642 | 0 | 270.7597 | 0 | 278.7333 | 4.7023e-05 | 270.7597 | 8.1186e-06 | 270.7597 | 0 | 270.3588 | 0 | 270.7597 | 0 | 270.7597 | 1.4445e-05 | 269.9642 | 0 | 270.7597 | 0.00037346 | 270.3588 | 0 | 268.8303 | 0 | 267.2487 | 0 | 268.614 | 0
| 270.9681 | 0 | 270.1707 | 0 | 270.17 | 0 | 270.9681 | 0 | 270.1707 | 0 | 270.9681 | 0 | 278.9444 | 1.2256e-05 | 270.9681 | 0 | 270.9681 | 0 | 270.5665 | 0 | 270.9681 | 0 | 270.9681 | -0.00015299 | 270.1707 | 0 | 270.9681 | -0.00040448 | 270.5665 | 0 | 269.0417 | 0 | 267.4602 | 0 | 268.8246 | 0
| 271.1766 | 0 | 270.3771 | 0 | 270.38 | 0 | 271.1766 | 0 | 270.3771 | 0 | 271.1766 | 0 | 279.1556 | 4.7062e-05 | 271.1766 | 9.0207e-06 | 271.1766 | 0 | 270.7742 | 0 | 271.1766 | 0 | 271.1766 | 0.0007521 | 270.3771 | 0 | 271.1766 | 0.0004246 | 270.7742 | 0 | 269.2531 | 0 | 267.6717 | 0 | 269.0351 | 0
| 271.385 | 0 | 270.5836 | 0 | 270.58 | 0 | 271.385 | 0 | 270.5836 | 0 | 271.385 | 0 | 279.3667 | 7.8957e-06 | 271.385 | 0 | 271.385 | 0 | 270.9819 | 0 | 271.385 | 0 | 271.385 | -4.1651e-05 | 270.5836 | 0 | 271.385 | -0.00070546 | 270.9819 | 0 | 269.4644 | 0 | 267.8832 | 0 | 269.2456 | 0
| 271.5935 | 0 | 270.7902 | 0 | 270.79 | 0 | 271.5935 | 0 | 270.7902 | 0 | 271.5935 | 0 | 279.5779 | 4.8171e-05 | 271.5935 | 1.0183e-05 | 271.5935 | 0 | 271.1897 | 0 | 271.5935 | 0 | 271.5935 | 0.00017594 | 270.7902 | 0 | 271.5935 | 0.00020406 | 271.1897 | 0 | 269.6759 | 0 | 268.0947 | 0 | 269.4562 | 0
| 271.802 | 0 | 270.9967 | 0 | 271 | 0 | 271.802 | 0 | 270.9967 | 0 | 271.802 | 0 | 279.789 | 8.2554e-06 | 271.802 | 0 | 271.802 | 0 | 271.3974 | 0 | 271.802 | 0 | 271.802 | -0.00010352 | 270.9967 | 0 | 271.802 | -0.00044382 | 271.3974 | 0 | 269.8873 | 0 | 268.3063 | 0 | 269.6668 | 0
| 272.0105 | 0 | 271.2033 | 0 | 271.2 | 0 | 272.0105 | 0 | 271.2032 | 0 | 272.0105 | 0 | 280.0002 | 4.5603e-05 | 272.0105 | 1.2729e-05 | 272.0105 | 0 | 271.6052 | 0 | 272.0105 | 0 | 272.0105 | 0.00074843 | 271.2032 | 0 | 272.0105 | 0.00034615 | 271.6052 | 0 | 270.0987 | 0 | 268.5178 | 0 | 269.8774 | 0
| 272.219 | 0 | 271.4098 | 0 | 271.41 | 0 | 272.219 | 0 | 271.4098 | 0 | 272.219 | 0 | 280.2114 | 1.1815e-05 | 272.219 | 0 | 272.219 | 0 | 271.813 | 0 | 272.219 | 0 | 272.219 | 0.00018311 | 271.4098 | 0 | 272.219 | -0.00049501 | 271.813 | 0 | 270.3102 | 0 | 268.7294 | 0 | 270.088 | 0
| 272.4275 | 0 | 271.6164 | 0 | 271.62 | 0 | 272.4275 | 0 | 271.6164 | 0 | 272.4275 | 0 | 280.4226 | 4.6892e-05 | 272.4275 | 5.8505e-06 | 272.4275 | 0 | 272.0208 | 0 | 272.4275 | 0 | 272.4275 | 0.00099636 | 271.6164 | 0 | 272.4275 | 0.0002283 | 272.0208 | 0 | 270.5216 | 0 | 268.9409 | 0 | 270.2986 | 0
| 272.6361 | 0 | 271.823 | 0 | 271.82 | 0 | 272.6361 | 0 | 271.823 | 0 | 272.6361 | 0 | 280.6338 | 6.6846e-06 | 272.6361 | 0 | 272.6361 | 0 | 272.2286 | 0 | 272.6361 | 0 | 272.6361 | 0.00059219 | 271.823 | 0 | 272.6361 | -0.00052161 | 272.2286 | 0 | 270.7331 | 0 | 269.1526 | 0 | 270.5092 | 0
| 272.8446 | 0 | 272.0296 | 0 | 272.03 | 0 | 272.8446 | 0 | 272.0296 | 0 | 272.8446 | 0 | 280.845 | 4.7703e-05 | 272.8446 | 8.6953e-06 | 272.8446 | 0 | 272.4365 | 0 | 272.8446 | 0 | 272.8446 | 0.00086158 | 272.0296 | 0 | 272.8446 | 0.00025711 | 272.4365 | 0 | 270.9445 | 0 | 269.3641 | 0 | 270.7199 | 0
| 273.0532 | 0 | 272.2362 | 0 | 272.24 | 0 | 273.0532 | 0 | 272.2362 | 0 | 273.0532 | 0 | 281.0562 | 1.3977e-05 | 273.0532 | 0 | 273.0532 | 0 | 272.6443 | 0 | 273.0532 | 0 | 273.0532 | -0.00030046 | 272.2362 | 0 | 273.0532 | -0.00052839 | 272.6443 | 0 | 271.156 | 0 | 269.5758 | 0 | 270.9305 | 0
| 273.2618 | 0 | 272.4428 | 0 | 272.44 | 0 | 273.2618 | 0 | 272.4428 | 0 | 273.2618 | 0 | 281.2675 | 3.6953e-05 | 273.2618 | 1.1501e-05 | 273.2618 | 0 | 272.8522 | 0 | 273.2618 | 0 | 273.2618 | 0.00079653 | 272.4428 | 0 | 273.2618 | 0.00043074 | 272.8522 | 0 | 271.3675 | 0 | 269.7874 | 0 | 271.1412 | 0
| 273.4704 | 0 | 272.6494 | 0 | 272.65 | 0 | 273.4704 | 0 | 272.6494 | 0 | 273.4704 | 0 | 281.4788 | 1.1201e-05 | 273.4704 | 0 | 273.4704 | 0 | 273.0601 | 0 | 273.4704 | 0 | 273.4704 | 0.00030899 | 272.6494 | 0 | 273.4704 | -0.00063732 | 273.0601 | 0 | 271.579 | 0 | 269.999 | 0 | 271.3519 | 0
| 273.6791 | 0 | 272.8561 | 0 | 272.86 | 0 | 273.679 | 0 | 272.8561 | 0 | 273.679 | 0 | 281.69 | 4.1615e-05 | 273.679 | 1.3967e-05 | 273.6791 | 0 | 273.268 | 0 | 273.679 | 0 | 273.679 | 0.00075234 | 272.8561 | 0 | 273.6791 | 0.00035963 | 273.268 | 0 | 271.7906 | 0 | 270.2107 | 0 | 271.5626 | 0
| 273.8877 | 0 | 273.0628 | 0 | 273.06 | 0 | 273.8877 | 0 | 273.0628 | 0 | 273.8877 | 0 | 281.9013 | 1.0366e-05 | 273.8877 | 0 | 273.8877 | 0 | 273.476 | 0 | 273.8877 | 0 | 273.8877 | -0.00015572 | 273.0628 | 0 | 273.8877 | -0.00039702 | 273.476 | 0 | 272.0021 | 0 | 270.4224 | 0 | 271.7733 | 0
| 274.0963 | 0 | 273.2695 | 0 | 273.27 | 0 | 274.0963 | 0 | 273.2695 | 0 | 274.0963 | 0 | 282.1126 | 4.0839e-05 | 274.0963 | 1.3005e-05 | 274.0963 | 0 | 273.6839 | 0 | 274.0963 | 0 | 274.0963 | 0.00084731 | 273.2695 | 0 | 274.0963 | 0.00020572 | 273.6839 | 0 | 272.2136 | 0 | 270.634 | 0 | 271.984 | 0
| 274.305 | 0 | 273.4762 | 0 | 273.48 | 0 | 274.305 | 0 | 273.4762 | 0 | 274.305 | 0 | 282.3239 | 1.1323e-05 | 274.305 | 0 | 274.305 | 0 | 273.8919 | 0 | 274.305 | 0 | 274.305 | 0.00013529 | 273.4762 | 0 | 274.305 | -0.00050752 | 273.8919 | 0 | 272.4252 | 0 | 270.8457 | 0 | 272.1947 | 0
| 274.5137 | 0 | 273.6829 | 0 | 273.68 | 0 | 274.5137 | 0 | 273.6829 | 0 | 274.5137 | 0 | 282.5353 | 4.8181e-05 | 274.5137 | 1.0032e-05 | 274.5137 | 0 | 274.0999 | 0 | 274.5137 | 0 | 274.5137 | 0.00042502 | 273.6829 | 0 | 274.5137 | 0.00038976 | 274.0999 | 0 | 272.6367 | 0 | 271.0575 | 0 | 272.4055 | 0
| 274.7224 | 0 | 273.8896 | 0 | 273.89 | 0 | 274.7224 | 0 | 273.8896 | 0 | 274.7224 | 0 | 282.7466 | 8.3032e-06 | 274.7224 | 0 | 274.7224 | 0 | 274.3079 | 0 | 274.7224 | 0 | 274.7224 | 0.00031516 | 273.8896 | 0 | 274.7224 | -0.00060698 | 274.3079 | 0 | 272.8483 | 0 | 271.2692 | 0 | 272.6162 | 0
| 274.9311 | 0 | 274.0963 | 0 | 274.1 | 0 | 274.9311 | 0 | 274.0963 | 0 | 274.9311 | 0 | 282.9579 | 4.1784e-05 | 274.9312 | 2.3818e-05 | 274.9311 | 0 | 274.5159 | 0 | 274.9311 | 0 | 274.9312 | 0.00096582 | 274.0963 | 0 | 274.9312 | 0.0004469 | 274.5159 | 0 | 273.0599 | 0 | 271.4809 | 0 | 272.827 | 0
| 275.1399 | 0 | 274.3031 | 0 | 274.3 | 0 | 275.1399 | 0 | 274.3031 | 0 | 275.1399 | 0 | 283.1693 | 5.6672e-06 | 275.1399 | 0 | 275.1399 | 0 | 274.7239 | 0 | 275.1399 | 0 | 275.1399 | -0.00020099 | 274.3031 | 0 | 275.1399 | -0.00056458 | 274.7239 | 0 | 273.2715 | 0 | 271.6927 | 0 | 273.0378 | 0
| 275.3486 | 0 | 274.5099 | 0 | 274.51 | 0 | 275.3486 | 0 | 274.5099 | 0 | 275.3486 | 0 | 283.3807 | 4.2307e-05 | 275.3486 | 1.2415e-05 | 275.3486 | 0 | 274.932 | 0 | 275.3486 | 0 | 275.3486 | 0.0003466 | 274.5099 | 0 | 275.3486 | 0.00035039 | 274.932 | 0 | 273.4831 | 0 | 271.9044 | 0 | 273.2485 | 0
| 275.5574 | 0 | 274.7166 | 0 | 274.72 | 0 | 275.5574 | 0 | 274.7166 | 0 | 275.5574 | 0 | 283.5921 | 8.9988e-06 | 275.5574 | 0 | 275.5574 | 0 | 275.14 | 0 | 275.5574 | 0 | 275.5574 | 0.00065152 | 274.7166 | 0 | 275.5574 | -0.00056526 | 275.14 | 0 | 273.6947 | 0 | 272.1162 | 0 | 273.4594 | 0
| 275.7662 | 0 | 274.9234 | 0 | 274.92 | 0 | 275.7662 | 0 | 274.9234 | 0 | 275.7662 | 0 | 283.8035 | 4.3842e-05 | 275.7662 | 9.8045e-06 | 275.7662 | 0 | 275.3481 | 0 | 275.7662 | 0 | 275.7662 | 0.00077765 | 274.9234 | 0 | 275.7662 | 0.00015047 | 275.3481 | 0 | 273.9063 | 0 | 272.328 | 0 | 273.6701 | 0
| 275.975 | 0 | 275.1302 | 0 | 275.13 | 0 | 275.975 | 0 | 275.1302 | 0 | 275.975 | 0 | 284.0149 | 9.6345e-06 | 275.975 | 0 | 275.975 | 0 | 275.5562 | 0 | 275.975 | 0 | 275.975 | 0.00025561 | 275.1302 | 0 | 275.975 | -0.00053852 | 275.5562 | 0 | 274.1179 | 0 | 272.5398 | 0 | 273.881 | 0
| 276.1838 | 0 | 275.337 | 0 | 275.34 | 0 | 276.1838 | 0 | 275.337 | 0 | 276.1838 | 0 | 284.2263 | 4.0482e-05 | 276.1838 | 1.1125e-05 | 276.1838 | 0 | 275.7644 | 0 | 276.1838 | 0 | 276.1838 | 0.00047341 | 275.337 | 0 | 276.1838 | 0.00030212 | 275.7644 | 0 | 274.3296 | 0 | 272.7516 | 0 | 274.0918 | 0
| 276.3927 | 0 | 275.5439 | 0 | 275.54 | 0 | 276.3926 | 0 | 275.5439 | 0 | 276.3926 | 0 | 284.4377 | 1.0654e-05 | 276.3926 | 0 | 276.3927 | 0 | 275.9725 | 0 | 276.3926 | 0 | 276.3926 | 0.00029463 | 275.5439 | 0 | 276.3926 | -0.00044378 | 275.9725 | 0 | 274.5412 | 0 | 272.9635 | 0 | 274.3027 | 0
| 276.6015 | 0 | 275.7507 | 0 | 275.75 | 0 | 276.6015 | 0 | 275.7507 | 0 | 276.6015 | 0 | 284.6492 | 4.4957e-05 | 276.6015 | 5.1077e-06 | 276.6015 | 0 | 276.1807 | 0 | 276.6015 | 0 | 276.6015 | 2.024e-05 | 275.7507 | 0 | 276.6015 | 0.000363 | 276.1807 | 0 | 274.7529 | 0 | 273.1753 | 0 | 274.5135 | 0
| 276.8104 | 0 | 275.9576 | 0 | 275.96 | 0 | 276.8104 | 0 | 275.9576 | 0 | 276.8104 | 0 | 284.8606 | 7.0818e-06 | 276.8104 | 0 | 276.8104 | 0 | 276.3888 | 0 | 276.8104 | 0 | 276.8104 | -8.0194e-05 | 275.9576 | 0 | 276.8104 | -0.00061188 | 276.3888 | 0 | 274.9645 | 0 | 273.3872 | 0 | 274.7244 | 0
| 277.0192 | 0 | 276.1645 | 0 | 276.16 | 0 | 277.0192 | 0 | 276.1645 | 0 | 277.0192 | 0 | 285.0721 | 4.6489e-05 | 277.0193 | 1.1148e-05 | 277.0192 | 0 | 276.597 | 0 | 277.0192 | 0 | 277.0193 | 0.00060055 | 276.1645 | 0 | 277.0193 | 0.00026063 | 276.597 | 0 | 275.1762 | 0 | 273.599 | 0 | 274.9353 | 0
| 277.2282 | 0 | 276.3713 | 0 | 276.37 | 0 | 277.2281 | 0 | 276.3713 | 0 | 277.2281 | 0 | 285.2836 | 5.5557e-06 | 277.2281 | 0 | 277.2282 | 0 | 276.8052 | 0 | 277.2281 | 0 | 277.2281 | -6.8979e-05 | 276.3713 | 0 | 277.2282 | -0.00055902 | 276.8052 | 0 | 275.3879 | 0 | 273.8109 | 0 | 275.1462 | 0
| 277.4371 | 0 | 276.5783 | 0 | 276.58 | 0 | 277.4371 | 0 | 276.5782 | 0 | 277.4371 | 0 | 285.4951 | 4.3326e-05 | 277.4371 | 1.0816e-05 | 277.4371 | 0 | 277.0135 | 0 | 277.4371 | 0 | 277.4371 | 0.0010089 | 276.5782 | 0 | 277.4371 | 0.00032101 | 277.0135 | 0 | 275.5996 | 0 | 274.0228 | 0 | 275.3571 | 0
| 277.646 | 0 | 276.7852 | 0 | 276.79 | 0 | 277.646 | 0 | 276.7852 | 0 | 277.646 | 0 | 285.7066 | 8.9098e-06 | 277.646 | 0 | 277.646 | 0 | 277.2217 | 0 | 277.646 | 0 | 277.646 | -0.00042311 | 276.7852 | 0 | 277.646 | -0.00074427 | 277.2217 | 0 | 275.8113 | 0 | 274.2347 | 0 | 275.568 | 0
| 277.8549 | 0 | 276.9921 | 0 | 276.99 | 0 | 277.8549 | 0 | 276.9921 | 0 | 277.8549 | 0 | 285.9181 | 4.1255e-05 | 277.8549 | 9.8877e-06 | 277.8549 | 0 | 277.43 | 0 | 277.8549 | 0 | 277.8549 | 0.00074583 | 276.9921 | 0 | 277.8549 | 0.00033344 | 277.43 | 0 | 276.0231 | 0 | 274.4467 | 0 | 275.7789 | 0
| 278.0639 | 0 | 277.199 | 0 | 277.2 | 0 | 278.0639 | 0 | 277.199 | 0 | 278.0639 | 0 | 286.1296 | 4.7284e-06 | 278.0639 | 0 | 278.0639 | 0 | 277.6383 | 0 | 278.0639 | 0 | 278.0639 | -0.00043036 | 277.199 | 0 | 278.0639 | -0.00063726 | 277.6383 | 0 | 276.2348 | 0 | 274.6586 | 0 | 275.9899 | 0
| 278.2729 | 0 | 277.406 | 0 | 277.41 | 0 | 278.2729 | 0 | 277.406 | 0 | 278.2729 | 0 | 286.3412 | 4.4463e-05 | 278.2729 | 1.1126e-05 | 278.2729 | 0 | 277.8465 | 0 | 278.2729 | 0 | 278.2729 | 0.00016461 | 277.406 | 0 | 278.2729 | 0.00040755 | 277.8465 | 0 | 276.4465 | 0 | 274.8705 | 0 | 276.2008 | 0
| 278.4819 | 0 | 277.613 | 0 | 277.61 | 0 | 278.4819 | 0 | 277.6129 | 0 | 278.4819 | 0 | 286.5527 | 1.0936e-05 | 278.4819 | 0 | 278.4819 | 0 | 278.0549 | 0 | 278.4819 | 0 | 278.4819 | 0.00023388 | 277.6129 | 0 | 278.4819 | -0.0005889 | 278.0549 | 0 | 276.6583 | 0 | 275.0825 | 0 | 276.4118 | 0
| 278.6909 | 0 | 277.8199 | 0 | 277.82 | 0 | 278.6909 | 0 | 277.8199 | 0 | 278.6909 | 0 | 286.7643 | 4.7117e-05 | 278.6909 | 7.2976e-06 | 278.6909 | 0 | 278.2632 | 0 | 278.6909 | 0 | 278.6909 | 0.00062597 | 277.8199 | 0 | 278.6909 | 0.00047943 | 278.2632 | 0 | 276.8701 | 0 | 275.2945 | 0 | 276.6228 | 0
| 278.8999 | 0 | 278.0269 | 0 | 278.03 | 0 | 278.8999 | 0 | 278.0269 | 0 | 278.8999 | 0 | 286.9759 | 1.2374e-05 | 278.8999 | 0 | 278.8999 | 0 | 278.4715 | 0 | 278.8999 | 0 | 278.8999 | 0.00074194 | 278.0269 | 0 | 278.8999 | -0.00054983 | 278.4715 | 0 | 277.0818 | 0 | 275.5065 | 0 | 276.8338 | 0
| 279.1089 | 0 | 278.2339 | 0 | 278.23 | 0 | 279.109 | 0 | 278.2339 | 0 | 279.109 | 0 | 287.1874 | 4.6663e-05 | 279.1089 | 6.1944e-06 | 279.1089 | 0 | 278.6799 | 0 | 279.109 | 0 | 279.1089 | 0.00037161 | 278.2339 | 0 | 279.1089 | 0.00030604 | 278.6799 | 0 | 277.2936 | 0 | 275.7185 | 0 | 277.0448 | 0
| 279.318 | 0 | 278.4409 | 0 | 278.44 | 0 | 279.318 | 0 | 278.4409 | 0 | 279.318 | 0 | 287.399 | 1.1372e-05 | 279.318 | 0 | 279.318 | 0 | 278.8883 | 0 | 279.318 | 0 | 279.318 | 0.00037995 | 278.4409 | 0 | 279.318 | -0.00055094 | 278.8883 | 0 | 277.5054 | 0 | 275.9305 | 0 | 277.2558 | 0
| 279.5271 | 0 | 278.648 | 0 | 278.65 | 0 | 279.5271 | 0 | 278.648 | 0 | 279.5271 | 0 | 287.6107 | 4.3199e-05 | 279.5271 | 1.2829e-05 | 279.5271 | 0 | 279.0967 | 0 | 279.5271 | 0 | 279.5271 | 0.00092155 | 278.648 | 0 | 279.5271 | 0.00018484 | 279.0967 | 0 | 277.7172 | 0 | 276.1426 | 0 | 277.4669 | 0
| 279.7362 | 0 | 278.855 | 0 | 278.86 | 0 | 279.7362 | 0 | 278.855 | 0 | 279.7362 | 0 | 287.8223 | 6.9332e-06 | 279.7362 | 0 | 279.7362 | 0 | 279.3051 | 0 | 279.7362 | 0 | 279.7362 | -0.00018711 | 278.855 | 0 | 279.7362 | -0.00033388 | 279.3051 | 0 | 277.929 | 0 | 276.3546 | 0 | 277.6779 | 0
| 279.9453 | 0 | 279.0621 | 0 | 279.06 | 0 | 279.9453 | 0 | 279.0621 | 0 | 279.9453 | 0 | 288.0339 | 3.7936e-05 | 279.9453 | 7.4658e-06 | 279.9453 | 0 | 279.5135 | 0 | 279.9453 | 0 | 279.9453 | 0.0009919 | 279.0621 | 0 | 279.9453 | 0.00031557 | 279.5135 | 0 | 278.1409 | 0 | 276.5667 | 0 | 277.8889 | 0
| 280.1544 | 0 | 279.2692 | 0 | 279.27 | 0 | 280.1544 | 0 | 279.2692 | 0 | 280.1544 | 0 | 288.2456 | 2.9872e-06 | 280.1544 | 0 | 280.1544 | 0 | 279.722 | 0 | 280.1544 | 0 | 280.1544 | 0.00023849 | 279.2692 | 0 | 280.1544 | -0.00041645 | 279.722 | 0 | 278.3527 | 0 | 276.7788 | 0 | 278.1 | 0
| 280.3635 | 0 | 279.4763 | 0 | 279.48 | 0 | 280.3635 | 0 | 279.4763 | 0 | 280.3635 | 0 | 288.4572 | 6.5194e-05 | 280.3635 | 1.019e-05 | 280.3635 | 0 | 279.9305 | 0 | 280.3635 | 0 | 280.3635 | 0.00025942 | 279.4763 | 0 | 280.3635 | 0.00040465 | 279.9305 | 0 | 278.5646 | 0 | 276.9908 | 0 | 278.3111 | 0
| 280.5727 | 0 | 279.6834 | 0 | 279.68 | 0 | 280.5727 | 0 | 279.6833 | 0 | 280.5727 | 0 | 288.6689 | 1.2635e-05 | 280.5727 | 0 | 280.5727 | 0 | 280.1389 | 0 | 280.5727 | 0 | 280.5727 | -0.00041821 | 279.6833 | 0 | 280.5727 | -0.00056849 | 280.1389 | 0 | 278.7764 | 0 | 277.2029 | 0 | 278.5222 | 0
| 280.7819 | 0 | 279.8905 | 0 | 279.89 | 0 | 280.7819 | 0 | 279.8905 | 0 | 280.7819 | 0 | 288.8806 | 4.5278e-05 | 280.7819 | 9.8658e-06 | 280.7819 | 0 | 280.3474 | 0 | 280.7819 | 0 | 280.7819 | 0.00077479 | 279.8905 | 0 | 280.7819 | 7.933e-05 | 280.3474 | 0 | 278.9883 | 0 | 277.4151 | 0 | 278.7333 | 0
| 280.991 | 0 | 280.0976 | 0 | 280.1 | 0 | 280.991 | 0 | 280.0976 | 0 | 280.991 | 0 | 289.0923 | 1.2135e-05 | 280.9911 | 0 | 280.991 | 0 | 280.556 | 0 | 280.991 | 0 | 280.9911 | -0.00018905 | 280.0976 | 0 | 280.9911 | -0.00072465 | 280.556 | 0 | 279.2002 | 0 | 277.6272 | 0 | 278.9444 | 0
| 281.2002 | 0 | 280.3048 | 0 | 280.3 | 0 | 281.2002 | 0 | 280.3047 | 0 | 281.2002 | 0 | 289.304 | 4.5533e-05 | 281.2003 | 1.2503e-05 | 281.2002 | 0 | 280.7645 | 0 | 281.2002 | 0 | 281.2003 | 0.00091023 | 280.3047 | 0 | 281.2003 | 0.00030992 | 280.7645 | 0 | 279.4121 | 0 | 277.8393 | 0 | 279.1555 | 0
| 281.4095 | 0 | 280.5119 | 0 | 280.51 | 0 | 281.4095 | 0 | 280.5119 | 0 | 281.4095 | 0 | 289.5157 | 1.3621e-05 | 281.4095 | 0 | 281.4095 | 0 | 280.9731 | 0 | 281.4095 | 0 | 281.4095 | -8.8131e-05 | 280.5119 | 0 | 281.4094 | -0.00043795 | 280.9731 | 0 | 279.624 | 0 | 278.0515 | 0 | 279.3667 | 0
| 281.6187 | 0 | 280.7191 | 0 | 280.72 | 0 | 281.6187 | 0 | 280.7191 | 0 | 281.6187 | 0 | 289.7274 | 4.2117e-05 | 281.6187 | 8.1642e-06 | 281.6187 | 0 | 281.1816 | 0 | 281.6187 | 0 | 281.6187 | 0.00054011 | 280.7191 | 0 | 281.6187 | 0.00029355 | 281.1816 | 0 | 279.8359 | 0 | 278.2637 | 0 | 279.5779 | 0
| 281.8279 | 0 | 280.9263 | 0 | 280.93 | 0 | 281.8279 | 0 | 280.9263 | 0 | 281.8279 | 0 | 289.9392 | 1.2045e-05 | 281.8279 | 0 | 281.8279 | 0 | 281.3902 | 0 | 281.8279 | 0 | 281.8279 | 4.533e-05 | 280.9263 | 0 | 281.8279 | -0.00039606 | 281.3902 | 0 | 280.0478 | 0 | 278.4759 | 0 | 279.789 | 0
| 282.0372 | 0 | 281.1334 | 0 | 281.13 | 0 | 282.0372 | 0 | 281.1335 | 0 | 282.0372 | 0 | 290.151 | 3.917e-05 | 282.0372 | 1.145e-05 | 282.0372 | 0 | 281.5988 | 0 | 282.0372 | 0 | 282.0372 | 0.0010741 | 281.1335 | 0 | 282.0372 | 0.00021607 | 281.5988 | 0 | 280.2598 | 0 | 278.688 | 0 | 280.0002 | 0
| 282.2465 | 0 | 281.3407 | 0 | 281.34 | 0 | 282.2465 | 0 | 281.3407 | 0 | 282.2465 | 0 | 290.3627 | 8.8172e-06 | 282.2465 | 1.5166e-06 | 282.2465 | 0 | 281.8075 | 0 | 282.2465 | 0 | 282.2465 | -3.0427e-05 | 281.3407 | 0 | 282.2465 | -0.00062362 | 281.8075 | 0 | 280.4717 | 0 | 278.9003 | 0 | 280.2114 | 0
| 282.4558 | 0 | 281.5479 | 0 | 281.55 | 0 | 282.4558 | 0 | 281.5479 | 0 | 282.4558 | 0 | 290.5745 | 4.2478e-05 | 282.4558 | 8.0197e-06 | 282.4558 | 0 | 282.0161 | 0 | 282.4558 | 0 | 282.4558 | 0.00018034 | 281.5479 | 0 | 282.4558 | 0.0001825 | 282.0161 | 0 | 280.6837 | 0 | 279.1125 | 0 | 280.4226 | 0
| 282.6651 | 0 | 281.7551 | 0 | 281.76 | 0 | 282.6651 | 0 | 281.7551 | 0 | 282.6651 | 0 | 290.7863 | 5.707e-06 | 282.6651 | 0 | 282.6651 | 0 | 282.2247 | 0 | 282.6651 | 0 | 282.6651 | 0.0001858 | 281.7551 | 0 | 282.6651 | -0.00048676 | 282.2247 | 0 | 280.8956 | 0 | 279.3247 | 0 | 280.6338 | 0
| 282.8744 | 0 | 281.9624 | 0 | 281.96 | 0 | 282.8744 | 0 | 281.9624 | 0 | 282.8744 | 0 | 290.9981 | 4.5726e-05 | 282.8744 | 7.7414e-06 | 282.8744 | 0 | 282.4334 | 0 | 282.8744 | 0 | 282.8744 | 0.00086349 | 281.9624 | 0 | 282.8744 | 0.0002693 | 282.4334 | 0 | 281.1076 | 0 | 279.537 | 0 | 280.845 | 0
| 283.0838 | 0 | 282.1696 | 0 | 282.17 | 0 | 283.0838 | 0 | 282.1696 | 0 | 283.0838 | 0 | 291.2099 | 7.8828e-06 | 283.0838 | 0 | 283.0838 | 0 | 282.6421 | 0 | 283.0838 | 0 | 283.0838 | -0.00058454 | 282.1696 | 0 | 283.0838 | -0.00062436 | 282.6421 | 0 | 281.3196 | 0 | 279.7492 | 0 | 281.0562 | 0
| 283.2931 | 0 | 282.3769 | 0 | 282.38 | 0 | 283.2931 | 0 | 282.3769 | 0 | 283.2931 | 0 | 291.4218 | 3.938e-05 | 283.2931 | 1.5047e-05 | 283.2931 | 0 | 282.8508 | 0 | 283.2931 | 0 | 283.2931 | 0.000462 | 282.3769 | 0 | 283.2931 | 0.00023193 | 282.8508 | 0 | 281.5316 | 0 | 279.9615 | 0 | 281.2675 | 0
| 283.5025 | 0 | 282.5842 | 0 | 282.58 | 0 | 283.5025 | 0 | 282.5842 | 0 | 283.5025 | 0 | 291.6336 | 1.0331e-05 | 283.5025 | 0 | 283.5025 | 0 | 283.0596 | 0 | 283.5025 | 0 | 283.5025 | -0.00016235 | 282.5842 | 0 | 283.5025 | -0.00041366 | 283.0596 | 0 | 281.7436 | 0 | 280.1738 | 0 | 281.4788 | 0
| 283.7119 | 0 | 282.7915 | 0 | 282.79 | 0 | 283.7119 | 0 | 282.7915 | 0 | 283.7119 | 0 | 291.8455 | 4.236e-05 | 283.7119 | 1.2604e-05 | 283.7119 | 0 | 283.2683 | 0 | 283.7119 | 0 | 283.7119 | 0.00090495 | 282.7915 | 0 | 283.7119 | 0.00027649 | 283.2683 | 0 | 281.9556 | 0 | 280.3861 | 0 | 281.69 | 0
| 283.9213 | 0 | 282.9988 | 0 | 283 | 0 | 283.9213 | 0 | 282.9988 | 0 | 283.9213 | 0 | 292.0573 | 1.084e-05 | 283.9213 | 0 | 283.9213 | 0 | 283.4771 | 0 | 283.9213 | 0 | 283.9213 | -0.00043842 | 282.9988 | 0 | 283.9213 | -0.00059647 | 283.4771 | 0 | 282.1676 | 0 | 280.5985 | 0 | 281.9013 | 0
| 284.1307 | 0 | 283.2062 | 0 | 283.21 | 0 | 284.1307 | 0 | 283.2062 | 0 | 284.1307 | 0 | 292.2692 | 4.3548e-05 | 284.1307 | 1.6378e-05 | 284.1307 | 0 | 283.6858 | 0 | 284.1307 | 0 | 284.1307 | 0.0011667 | 283.2062 | 0 | 284.1307 | 0.0002951 | 283.6858 | 0 | 282.3797 | 0 | 280.8108 | 0 | 282.1126 | 0
| 284.3402 | 0 | 283.4135 | 0 | 283.41 | 0 | 284.3402 | 0 | 283.4135 | 0 | 284.3402 | 0 | 292.4811 | 7.3987e-06 | 284.3402 | 0 | 284.3402 | 0 | 283.8946 | 0 | 284.3402 | 0 | 284.3402 | -0.00014403 | 283.4135 | 0 | 284.3402 | -0.00049533 | 283.8946 | 0 | 282.5917 | 0 | 281.0231 | 0 | 282.3239 | 0
| 284.5496 | 0 | 283.6209 | 0 | 283.62 | 0.0025577 | 284.5496 | 0 | 283.6209 | 0 | 284.5496 | 0 | 292.693 | 4.3522e-05 | 284.5496 | 8.1651e-06 | 284.5496 | 0 | 284.1034 | 0 | 284.5496 | 0 | 284.5496 | 0.00066559 | 283.6209 | 0 | 284.5496 | 0.00039384 | 284.1035 | 0 | 282.8038 | 0 | 281.2355 | 0 | 282.5353 | 0
| 284.7591 | 0 | 283.8283 | 0 | 283.83 | 0 | 284.7591 | 0 | 283.8282 | 0 | 284.7591 | 0 | 292.9049 | 9.7273e-06 | 284.7591 | 0 | 284.7591 | 0 | 284.3123 | 0 | 284.7591 | 0 | 284.7591 | -0.0001618 | 283.8282 | 0 | 284.7591 | -0.00047637 | 284.3123 | 0 | 283.0158 | 0 | 281.4479 | 0 | 282.7466 | 0
| 284.9686 | 0 | 284.0356 | 0 | 284.04 | 0 | 284.9686 | 0 | 284.0356 | 0 | 284.9686 | 0 | 293.1168 | 4.4479e-05 | 284.9686 | 1.0585e-05 | 284.9686 | 0 | 284.5211 | 0 | 284.9686 | 0 | 284.9686 | 0.00098247 | 284.0356 | 0 | 284.9686 | 0.00024853 | 284.5211 | 0 | 283.2279 | 0 | 281.6603 | 0 | 282.9579 | 0
| 285.1781 | 0 | 284.243 | 0 | 284.24 | 0 | 285.1781 | 0 | 284.243 | 0 | 285.1781 | 0 | 293.3288 | 8.4033e-06 | 285.1781 | 0 | 285.1781 | 0 | 284.73 | 0 | 285.1781 | 0 | 285.1781 | 0.00038318 | 284.243 | 0 | 285.1781 | -0.0005748 | 284.73 | 0 | 283.44 | 0 | 281.8727 | 0 | 283.1693 | 0
| 285.3876 | 0 | 284.4504 | 0 | 284.45 | 0 | 285.3876 | 0 | 284.4504 | 0 | 285.3876 | 0 | 293.5407 | 4.0594e-05 | 285.3876 | 8.1909e-06 | 285.3876 | 0 | 284.9389 | 0 | 285.3876 | 0 | 285.3876 | 0.00055668 | 284.4504 | 0 | 285.3876 | 0.00029564 | 284.9389 | 0 | 283.6521 | 0 | 282.0851 | 0 | 283.3807 | 0
| 285.5971 | 0 | 284.6579 | 0 | 284.66 | 0 | 285.5971 | 0 | 284.6579 | 0 | 285.5971 | 0 | 293.7527 | 1.0531e-05 | 285.5971 | 0 | 285.5971 | 0 | 285.1478 | 0 | 285.5971 | 0 | 285.5971 | 0.00062267 | 284.6579 | 0 | 285.5971 | -0.00069747 | 285.1478 | 0 | 283.8642 | 0 | 282.2975 | 0 | 283.5921 | 0
| 285.8067 | 0 | 284.8653 | 0 | 284.87 | 0 | 285.8067 | 0 | 284.8653 | 0 | 285.8067 | 0 | 293.9647 | 4.3411e-05 | 285.8067 | 1.3347e-05 | 285.8067 | 0 | 285.3567 | 0 | 285.8067 | 0 | 285.8067 | 0.00061497 | 284.8653 | 0 | 285.8067 | 0.00031363 | 285.3567 | 0 | 284.0764 | 0 | 282.5099 | 0 | 283.8035 | 0
| 286.0163 | 0 | 285.0727 | 0 | 285.07 | 0 | 286.0163 | 0 | 285.0728 | 0 | 286.0163 | 0 | 294.1767 | 1.4051e-05 | 286.0163 | 0 | 286.0163 | 0 | 285.5656 | 0 | 286.0163 | 0 | 286.0163 | 0.00049268 | 285.0728 | 0 | 286.0163 | -0.00054959 | 285.5656 | 0 | 284.2885 | 0 | 282.7224 | 0 | 284.0149 | 0
| 286.2258 | 0 | 285.2802 | 0 | 285.28 | 0 | 286.2258 | 0 | 285.2802 | 0 | 286.2258 | 0 | 294.3887 | 4.3805e-05 | 286.2258 | 6.1716e-06 | 286.2258 | 0 | 285.7746 | 0 | 286.2258 | 0 | 286.2258 | 0.00053856 | 285.2802 | 0 | 286.2258 | 0.00017761 | 285.7746 | 0 | 284.5006 | 0 | 282.9348 | 0 | 284.2263 | 0
| 286.4354 | 0 | 285.4877 | 0 | 285.49 | 0 | 286.4354 | 0 | 285.4877 | 0 | 286.4354 | 0 | 294.6007 | 1.1704e-05 | 286.4354 | 0 | 286.4354 | 0 | 285.9835 | 0 | 286.4354 | 0 | 286.4354 | 1.8214e-05 | 285.4877 | 0 | 286.4354 | -0.0004459 | 285.9835 | 0 | 284.7128 | 0 | 283.1473 | 0 | 284.4377 | 0
| 286.6451 | 0 | 285.6952 | 0 | 285.7 | 0 | 286.645 | 0 | 285.6952 | 0 | 286.645 | 0 | 294.8127 | 4.5975e-05 | 286.6451 | 6.8152e-06 | 286.6451 | 0 | 286.1925 | 0 | 286.645 | 0 | 286.6451 | 0.00066938 | 285.6952 | 0 | 286.6451 | 0.00032997 | 286.1925 | 0 | 284.925 | 0 | 283.3598 | 0 | 284.6492 | 0
| 286.8547 | 0 | 285.9027 | 0 | 285.9 | 0 | 286.8547 | 0 | 285.9027 | 0 | 286.8547 | 0 | 295.0247 | 7.8329e-06 | 286.8547 | 0 | 286.8547 | 0 | 286.4015 | 0 | 286.8547 | 0 | 286.8547 | 0.00061435 | 285.9027 | 0 | 286.8547 | -0.0005754 | 286.4015 | 0 | 285.1371 | 0 | 283.5723 | 0 | 284.8606 | 0
| 287.0643 | 0 | 286.1102 | 0 | 286.11 | 0 | 287.0643 | 0 | 286.1102 | 0 | 287.0643 | 0 | 295.2368 | 4.1248e-05 | 287.0643 | 6.1005e-06 | 287.0643 | 0 | 286.6105 | 0 | 287.0643 | 0 | 287.0643 | 0.00057776 | 286.1102 | 0 | 287.0643 | 0.00017477 | 286.6105 | 0 | 285.3493 | 0 | 283.7849 | 0 | 285.0721 | 0
| 287.274 | 0 | 286.3177 | 0 | 286.32 | 0 | 287.274 | 0 | 286.3177 | 0 | 287.274 | 0 | 295.4488 | 1.3218e-05 | 287.274 | 0 | 287.274 | 0 | 286.8196 | 0 | 287.274 | 0 | 287.274 | 3.4625e-05 | 286.3177 | 0 | 287.274 | -0.00044971 | 286.8196 | 0 | 285.5615 | 0 | 283.9974 | 0 | 285.2836 | 0
| 287.4837 | 0 | 286.5253 | 0 | 286.53 | 0 | 287.4837 | 0 | 286.5253 | 0 | 287.4837 | 0 | 295.6609 | 4.495e-05 | 287.4836 | 3.8525e-06 | 287.4837 | 0 | 287.0286 | 0 | 287.4837 | 0 | 287.4836 | 0.00085667 | 286.5253 | 0 | 287.4836 | 0.000386 | 287.0286 | 0 | 285.7737 | 0 | 284.2099 | 0 | 285.4951 | 0
| 287.6934 | 0 | 286.7329 | 0 | 286.73 | 0 | 287.6934 | 0 | 286.7329 | 0 | 287.6934 | 0 | 295.873 | 7.5044e-06 | 287.6934 | 0 | 287.6934 | 0 | 287.2377 | 0 | 287.6934 | 0 | 287.6934 | -0.00015993 | 286.7329 | 0 | 287.6934 | -0.00042108 | 287.2377 | 0 | 285.9859 | 0 | 284.4225 | 0 | 285.7066 | 0
| 287.9031 | 0 | 286.9404 | 0 | 286.94 | 0 | 287.9031 | 0 | 286.9404 | 0 | 287.9031 | 0 | 296.0851 | 4.6599e-05 | 287.903 | 1.1027e-05 | 287.9031 | 0 | 287.4468 | 0 | 287.9031 | 0 | 287.903 | 0.0009894 | 286.9404 | 0 | 287.9031 | 0.00013438 | 287.4468 | 0 | 286.1982 | 0 | 284.6351 | 0 | 285.9181 | 0
| 288.1128 | 0 | 287.148 | 0 | 287.15 | 0 | 288.1128 | 0 | 287.148 | 0 | 288.1128 | 0 | 296.2972 | 1.2756e-05 | 288.1128 | 0 | 288.1128 | 0 | 287.6559 | 0 | 288.1128 | 0 | 288.1128 | -8.9623e-05 | 287.148 | 0 | 288.1128 | -0.00043512 | 287.6559 | 0 | 286.4104 | 0 | 284.8477 | 0 | 286.1296 | 0
| 288.3225 | 0 | 287.3556 | 0 | 287.36 | 0 | 288.3225 | 0 | 287.3556 | 0 | 288.3225 | 0 | 296.5093 | 4.3338e-05 | 288.3225 | 1.3713e-05 | 288.3225 | 0 | 287.865 | 0 | 288.3225 | 0 | 288.3225 | 0.00020788 | 287.3556 | 0 | 288.3225 | 0.00022848 | 287.865 | 0 | 286.6227 | 0 | 285.0602 | 0 | 286.3412 | 0
| 288.5323 | 0 | 287.5632 | 0 | 287.56 | 0 | 288.5323 | 0 | 287.5632 | 0 | 288.5323 | 0 | 296.7215 | 1.0711e-05 | 288.5323 | 0 | 288.5323 | 0 | 288.0741 | 0 | 288.5323 | 0 | 288.5323 | -0.00010183 | 287.5632 | 0 | 288.5323 | -0.00045924 | 288.0741 | 0 | 286.8349 | 0 | 285.2729 | 0 | 286.5527 | 0
| 288.7421 | 0 | 287.7709 | 0 | 287.77 | 0 | 288.742 | 0 | 287.7709 | 0 | 288.742 | 0 | 296.9336 | 4.5896e-05 | 288.742 | 1.6106e-05 | 288.7421 | 0 | 288.2833 | 0 | 288.742 | 0 | 288.742 | 0.00016397 | 287.7709 | 0 | 288.742 | 0.00058449 | 288.2833 | 0 | 287.0471 | 0 | 285.4855 | 0 | 286.7643 | 0
| 288.9518 | 0 | 287.9785 | 0 | 287.98 | 0 | 288.9518 | 0 | 287.9785 | 0 | 288.9518 | 0 | 297.1458 | 1.0115e-05 | 288.9518 | 0 | 288.9518 | 0 | 288.4925 | 0 | 288.9518 | 0 | 288.9518 | 0.00065983 | 287.9785 | 0 | 288.9518 | -0.0005212 | 288.4925 | 0 | 287.2594 | 0 | 285.6981 | 0 | 286.9759 | 0
| 289.1616 | 0 | 288.1862 | 0 | 288.19 | 0 | 289.1616 | 0 | 288.1862 | 0 | 289.1616 | 0 | 297.3579 | 4.0919e-05 | 289.1617 | 9.383e-06 | 289.1616 | 0 | 288.7017 | 0 | 289.1616 | 0 | 289.1617 | 0.00062354 | 288.1862 | 0 | 289.1617 | 0.00045316 | 288.7017 | 0 | 287.4717 | 0 | 285.9108 | 0 | 287.1874 | 0
| 289.3715 | 0 | 288.3938 | 0 | 288.39 | 0 | 289.3715 | 0 | 288.3938 | 0 | 289.3715 | 0 | 297.5701 | 6.6526e-06 | 289.3715 | 0 | 289.3715 | 0 | 288.9109 | 0 | 289.3715 | 0 | 289.3715 | -0.00093875 | 288.3938 | 0 | 289.3715 | -0.00064296 | 288.9109 | 0 | 287.684 | 0 | 286.1235 | 0 | 287.399 | 0
| 289.5813 | 0 | 288.6015 | 0 | 288.6 | 0 | 289.5813 | 0 | 288.6015 | 0 | 289.5813 | 0 | 297.7823 | 4.3868e-05 | 289.5813 | 9.1548e-06 | 289.5813 | 0 | 289.1201 | 0 | 289.5813 | 0 | 289.5813 | 0.00053753 | 288.6015 | 0 | 289.5813 | 0.00020555 | 289.1201 | 0 | 287.8963 | 0 | 286.3361 | 0 | 287.6107 | 0
| 289.7911 | 0 | 288.8092 | 0 | 288.81 | 0 | 289.7911 | 0 | 288.8092 | 0 | 289.7911 | 0 | 297.9945 | 1.2947e-05 | 289.7911 | 5.5207e-07 | 289.7911 | 0 | 289.3293 | 0 | 289.7911 | 0 | 289.7911 | -0.00017974 | 288.8092 | 0 | 289.7911 | -0.00035365 | 289.3293 | 0 | 288.1087 | 0 | 286.5489 | 0 | 287.8223 | 0
| 290.001 | 0 | 289.0169 | 0 | 289.02 | 0 | 290.001 | 0 | 289.0169 | 0 | 290.001 | 0 | 298.2067 | 4.1436e-05 | 290.001 | 8.194e-06 | 290.001 | 0 | 289.5386 | 0 | 290.001 | 0 | 290.001 | 0.00054286 | 289.0169 | 0 | 290.001 | 0.00029581 | 289.5386 | 0 | 288.321 | 0 | 286.7616 | 0 | 288.0339 | 0
| 290.2109 | 0 | 289.2246 | 0 | 289.22 | 0 | 290.2109 | 0 | 289.2246 | 0 | 290.2109 | 0 | 298.419 | 1.3194e-05 | 290.2109 | 0 | 290.2109 | 0 | 289.7479 | 0 | 290.2109 | 0 | 290.2109 | -0.00056767 | 289.2246 | 0 | 290.2109 | -0.00058282 | 289.7479 | 0 | 288.5333 | 0 | 286.9743 | 0 | 288.2456 | 0
| 290.4208 | 0 | 289.4324 | 0 | 289.43 | 0 | 290.4208 | 0 | 289.4324 | 0 | 290.4208 | 0 | 298.6312 | 4.3797e-05 | 290.4208 | 4.8441e-06 | 290.4208 | 0 | 289.9572 | 0 | 290.4208 | 0 | 290.4208 | 9.3203e-05 | 289.4324 | 0 | 290.4208 | 0.00054189 | 289.9572 | 0 | 288.7457 | 0 | 287.187 | 0 | 288.4572 | 0
| 290.6307 | 0 | 289.6401 | 0 | 289.64 | 0 | 290.6307 | 0 | 289.6401 | 0 | 290.6307 | 0 | 298.8435 | 1.0761e-05 | 290.6307 | 0 | 290.6307 | 0 | 290.1665 | 0 | 290.6307 | 0 | 290.6307 | -9.7258e-05 | 289.6401 | 0 | 290.6307 | -0.00054855 | 290.1665 | 0 | 288.958 | 0 | 287.3997 | 0 | 288.6689 | 0
| 290.8406 | 0 | 289.8479 | 0 | 289.85 | 0 | 290.8406 | 0 | 289.8479 | 0 | 290.8406 | 0 | 299.0557 | 4.3267e-05 | 290.8406 | 1.8971e-05 | 290.8406 | 0 | 290.3758 | 0 | 290.8406 | 0 | 290.8406 | 0.0013331 | 289.8479 | 0 | 290.8406 | 0.00044793 | 290.3758 | 0 | 289.1704 | 0 | 287.6125 | 0 | 288.8806 | 0
| 291.0506 | 0 | 290.0557 | 0 | 290.06 | 0 | 291.0506 | 0 | 290.0557 | 0 | 291.0506 | 0 | 299.268 | 1.1531e-05 | 291.0506 | 3.4453e-06 | 291.0506 | 0 | 290.5851 | 0 | 291.0506 | 0 | 291.0506 | 0.00082941 | 290.0557 | 0 | 291.0506 | -0.00037645 | 290.5851 | 0 | 289.3828 | 0 | 287.8253 | 0 | 289.0923 | 0
| 291.2605 | 0 | 290.2635 | 0 | 290.26 | 0 | 291.2605 | 0 | 290.2635 | 0 | 291.2605 | 0 | 299.4803 | 4.5725e-05 | 291.2605 | 4.413e-06 | 291.2605 | 0 | 290.7945 | 0 | 291.2605 | 0 | 291.2605 | 0.00016608 | 290.2635 | 0 | 291.2605 | 0.00041834 | 290.7945 | 0 | 289.5952 | 0 | 288.0381 | 0 | 289.304 | 0
| 291.4705 | 0 | 290.4712 | 0 | 290.47 | 0 | 291.4705 | 0 | 290.4713 | 0 | 291.4705 | 0 | 299.6926 | 1.1286e-05 | 291.4705 | 0 | 291.4705 | 0 | 291.0039 | 0 | 291.4705 | 0 | 291.4705 | 0.0003674 | 290.4713 | 0 | 291.4705 | -0.0007277 | 291.0039 | 0 | 289.8076 | 0 | 288.2509 | 0 | 289.5157 | 0
| 291.6805 | 0 | 290.6791 | 0 | 290.68 | 0 | 291.6805 | 0 | 290.679 | 0 | 291.6805 | 0 | 299.9049 | 4.4065e-05 | 291.6805 | 1.2717e-05 | 291.6805 | 0 | 291.2133 | 0 | 291.6805 | 0 | 291.6805 | -1.8103e-05 | 290.679 | 0 | 291.6805 | 0.00016647 | 291.2133 | 0 | 290.02 | 0 | 288.4637 | 0 | 289.7274 | 0
| 291.8905 | 0 | 290.8869 | 0 | 290.89 | 0 | 291.8905 | 0 | 290.8869 | 0 | 291.8905 | 0 | 300.1172 | 1.1885e-05 | 291.8905 | 0 | 291.8905 | 0 | 291.4227 | 0 | 291.8905 | 0 | 291.8905 | 0.0007432 | 290.8869 | 0 | 291.8905 | -0.00043693 | 291.4227 | 0 | 290.2325 | 0 | 288.6765 | 0 | 289.9392 | 0
| 292.1005 | 0 | 291.0947 | 0 | 291.09 | 0 | 292.1005 | 0 | 291.0947 | 0 | 292.1005 | 0 | 300.3296 | 3.8745e-05 | 292.1005 | 7.041e-06 | 292.1005 | 0 | 291.6321 | 0 | 292.1005 | 0 | 292.1005 | 0.00066043 | 291.0947 | 0 | 292.1005 | 0.00032414 | 291.6321 | 0 | 290.4449 | 0 | 288.8894 | 0 | 290.151 | 0
| 292.3106 | 0 | 291.3026 | 0 | 291.3 | 0 | 292.3106 | 0 | 291.3026 | 0 | 292.3106 | 0 | 300.5419 | 1.0845e-05 | 292.3106 | 0 | 292.3106 | 0 | 291.8416 | 0 | 292.3106 | 0 | 292.3106 | -0.00038365 | 291.3026 | 0 | 292.3106 | -0.00039032 | 291.8416 | 0 | 290.6573 | 0 | 289.1022 | 0 | 290.3627 | 0
| 292.5206 | 0 | 291.5104 | 0 | 291.51 | 0 | 292.5206 | 0 | 291.5104 | 0 | 292.5206 | 0 | 300.7543 | 4.866e-05 | 292.5206 | 1.1388e-05 | 292.5206 | 0 | 292.051 | 0 | 292.5206 | 0 | 292.5206 | 0.00026128 | 291.5104 | 0 | 292.5206 | 0.00026846 | 292.051 | 0 | 290.8698 | 0 | 289.3151 | 0 | 290.5745 | 0
| 292.7307 | 0 | 291.7183 | 0 | 291.72 | 0 | 292.7307 | 0 | 291.7183 | 0 | 292.7307 | 0 | 300.9666 | 1.1318e-05 | 292.7307 | 0 | 292.7307 | 0 | 292.2605 | 0 | 292.7307 | 0 | 292.7307 | 0.0002993 | 291.7183 | 0 | 292.7307 | -0.00046441 | 292.2605 | 0 | 291.0822 | 0 | 289.528 | 0 | 290.7863 | 0
| 292.9408 | 0 | 291.9262 | 0 | 291.93 | 0 | 292.9408 | 0 | 291.9262 | 0 | 292.9408 | 0 | 301.1791 | 4.5468e-05 | 292.9408 | 1.2404e-05 | 292.9408 | 0 | 292.47 | 0 | 292.9408 | 0 | 292.9408 | 0.00075365 | 291.9262 | 0 | 292.9408 | 0.00019679 | 292.47 | 0 | 291.2947 | 0 | 289.7409 | 0 | 290.9981 | 0
| 293.1509 | 0 | 292.1341 | 0 | 292.13 | 0 | 293.1509 | 0 | 292.1341 | 0 | 293.1509 | 0 | 301.3915 | 9.7675e-06 | 293.1509 | 0 | 293.1509 | 0 | 292.6795 | 0 | 293.1509 | 0 | 293.1509 | 0.00054606 | 292.1341 | 0 | 293.1509 | -0.00066723 | 292.6795 | 0 | 291.5072 | 0 | 289.9538 | 0 | 291.2099 | 0
| 293.361 | 0 | 292.3421 | 0 | 292.34 | 0 | 293.361 | 0 | 292.3421 | 0 | 293.361 | 0 | 301.6039 | 4.0612e-05 | 293.361 | 6.4889e-06 | 293.361 | 0 | 292.889 | 0 | 293.361 | 0 | 293.361 | -3.9026e-05 | 292.3421 | 0 | 293.361 | 4.4381e-05 | 292.889 | 0 | 291.7197 | 0 | 290.1667 | 0 | 291.4218 | 0
| 293.5711 | 0 | 292.55 | 0 | 292.55 | 0 | 293.5711 | 0 | 292.55 | 0 | 293.5711 | 0 | 301.8163 | 7.5957e-06 | 293.5711 | 0 | 293.5711 | 0 | 293.0986 | 0 | 293.5711 | 0 | 293.5711 | 0.00034651 | 292.55 | 0 | 293.5711 | -0.00030055 | 293.0986 | 0 | 291.9322 | 0 | 290.3797 | 0 | 291.6336 | 0
| 293.7813 | 0 | 292.7579 | 0 | 292.76 | 0 | 293.7813 | 0 | 292.7579 | 0 | 293.7813 | 0 | 302.0287 | 4.1644e-05 | 293.7813 | 1.5576e-05 | 293.7813 | 0 | 293.3082 | 0 | 293.7813 | 0 | 293.7813 | 0.0010204 | 292.7579 | 0 | 293.7813 | 0.00031083 | 293.3082 | 0 | 292.1447 | 0 | 290.5926 | 0 | 291.8455 | 0
| 293.9915 | 0 | 292.9659 | 0 | 292.97 | 0 | 293.9915 | 0 | 292.9659 | 0 | 293.9915 | 0 | 302.2412 | 7.7128e-06 | 293.9915 | 1.3086e-07 | 293.9915 | 0 | 293.5177 | 0 | 293.9915 | 0 | 293.9915 | 0.00025321 | 292.9659 | 0 | 293.9915 | -0.00045001 | 293.5177 | 0 | 292.3573 | 0 | 290.8056 | 0 | 292.0573 | 0
| 294.2016 | 0 | 293.1739 | 0 | 293.17 | 0 | 294.2016 | 0 | 293.1739 | 0 | 294.2016 | 0 | 302.4536 | 4.5246e-05 | 294.2016 | 9.7932e-06 | 294.2016 | 0 | 293.7273 | 0 | 294.2016 | 0 | 294.2016 | 0.0002565 | 293.1739 | 0 | 294.2016 | 0.00022682 | 293.7273 | 0 | 292.5698 | 0 | 291.0186 | 0 | 292.2692 | 0
| 294.4118 | 0 | 293.3819 | 0 | 293.38 | 0 | 294.4118 | 0 | 293.3819 | 0 | 294.4118 | 0 | 302.6661 | 9.4898e-06 | 294.4118 | 0 | 294.4118 | 0 | 293.9369 | 0 | 294.4118 | 0 | 294.4118 | 3.8398e-05 | 293.3819 | 0 | 294.4118 | -0.00053809 | 293.937 | 0 | 292.7823 | 0 | 291.2316 | 0 | 292.4811 | 0
| 294.6221 | 0 | 293.5899 | 0 | 293.59 | 0 | 294.622 | 0 | 293.5899 | 0 | 294.622 | 0 | 302.8785 | 4.1845e-05 | 294.622 | 1.0099e-05 | 294.6221 | 0 | 294.1466 | 0 | 294.622 | 0 | 294.622 | 0.00085918 | 293.5899 | 0 | 294.622 | 0.00041167 | 294.1466 | 0 | 292.9949 | 0 | 291.4445 | 0 | 292.693 | 0
| 294.8323 | 0 | 293.7979 | 0 | 293.8 | 0 | 294.8323 | 0 | 293.7979 | 0 | 294.8323 | 0 | 303.091 | 8.5275e-06 | 294.8323 | 0 | 294.8323 | 0 | 294.3562 | 0 | 294.8323 | 0 | 294.8323 | 2.7411e-05 | 293.7979 | 0 | 294.8323 | -0.00042604 | 294.3562 | 0 | 293.2075 | 0 | 291.6576 | 0 | 292.9049 | 0
| 295.0425 | 0 | 294.0059 | 0 | 294.01 | 0 | 295.0425 | 0 | 294.0059 | 0 | 295.0425 | 0 | 303.3036 | 4.2359e-05 | 295.0425 | 1.0838e-05 | 295.0425 | 0 | 294.5659 | 0 | 295.0425 | 0 | 295.0425 | 0.00074131 | 294.0059 | 0 | 295.0425 | 0.00023402 | 294.5659 | 0 | 293.4201 | 0 | 291.8706 | 0 | 293.1169 | 0
| 295.2528 | 0 | 294.214 | 0 | 294.21 | 0 | 295.2528 | 0 | 294.214 | 0 | 295.2528 | 0 | 303.5161 | 1.0584e-05 | 295.2528 | 0 | 295.2528 | 0 | 294.7756 | 0 | 295.2528 | 0 | 295.2528 | 0.00054649 | 294.214 | 0 | 295.2528 | -0.00036524 | 294.7756 | 0 | 293.6327 | 0 | 292.0836 | 0 | 293.3288 | 0
| 295.4631 | 0 | 294.422 | 0 | 294.42 | 0 | 295.4631 | 0 | 294.422 | 0 | 295.4631 | 0 | 303.7286 | 4.475e-05 | 295.463 | 1.3198e-05 | 295.4631 | 0 | 294.9853 | 0 | 295.4631 | 0 | 295.463 | 0.0013918 | 294.422 | 0 | 295.463 | 0.00034624 | 294.9853 | 0 | 293.8452 | 0 | 292.2967 | 0 | 293.5407 | 0
| 295.6733 | 0 | 294.6301 | 0 | 294.63 | 0 | 295.6733 | 0 | 294.6301 | 0 | 295.6733 | 0 | 303.9411 | 1.1759e-05 | 295.6733 | 0 | 295.6733 | 0 | 295.195 | 0 | 295.6733 | 0 | 295.6733 | 0.00027949 | 294.6301 | 0 | 295.6733 | -0.00022604 | 295.195 | 0 | 294.0579 | 0 | 292.5098 | 0 | 293.7527 | 0
| 295.8836 | 0 | 294.8382 | 0 | 294.84 | 0 | 295.8837 | 0 | 294.8382 | 0 | 295.8837 | 0 | 304.1537 | 4.1052e-05 | 295.8836 | 6.4099e-06 | 295.8836 | 0 | 295.4047 | 0 | 295.8837 | 0 | 295.8836 | 0.00088152 | 294.8382 | 0 | 295.8836 | 0.0002691 | 295.4047 | 0 | 294.2705 | 0 | 292.7229 | 0 | 293.9647 | 0
| 296.094 | 0 | 295.0463 | 0 | 295.05 | 0 | 296.094 | 0 | 295.0463 | 0 | 296.094 | 0 | 304.3663 | 9.3842e-06 | 296.094 | 0 | 296.094 | 0 | 295.6145 | 0 | 296.094 | 0 | 296.094 | -0.0001212 | 295.0463 | 0 | 296.094 | -0.00030597 | 295.6145 | 0 | 294.4831 | 0 | 292.936 | 0 | 294.1767 | 0
| 296.3043 | 0 | 295.2544 | 0 | 295.25 | 0 | 296.3043 | 0 | 295.2544 | 0 | 296.3043 | 0 | 304.5788 | 4.362e-05 | 296.3043 | 1.2882e-05 | 296.3043 | 0 | 295.8242 | 0 | 296.3043 | 0 | 296.3043 | 0.00082216 | 295.2544 | 0 | 296.3043 | 0.00029453 | 295.8243 | 0 | 294.6958 | 0 | 293.1491 | 0 | 294.3887 | 0
| 296.5147 | 0 | 295.4625 | 0 | 295.46 | 0 | 296.5147 | 0 | 295.4625 | 0 | 296.5147 | 0 | 304.7914 | 9.5077e-06 | 296.5146 | 0 | 296.5147 | 0 | 296.034 | 0 | 296.5147 | 0 | 296.5146 | -0.00034253 | 295.4625 | 0 | 296.5147 | -0.00056725 | 296.034 | 0 | 294.9084 | 0 | 293.3622 | 0 | 294.6007 | 0
| 296.725 | 0 | 295.6706 | 0 | 295.67 | 0 | 296.725 | 0 | 295.6706 | 0 | 296.725 | 0 | 305.004 | 4.1993e-05 | 296.725 | 4.9198e-06 | 296.725 | 0 | 296.2438 | 0 | 296.725 | 0 | 296.725 | 0.00038736 | 295.6706 | 0 | 296.725 | 0.00031395 | 296.2438 | 0 | 295.1211 | 0 | 293.5754 | 0 | 294.8127 | 0
| 296.9354 | 0 | 295.8788 | 0 | 295.88 | 0 | 296.9354 | 0 | 295.8788 | 0 | 296.9354 | 0 | 305.2166 | 1.3101e-05 | 296.9354 | 0 | 296.9354 | 0 | 296.4537 | 0 | 296.9354 | 0 | 296.9354 | -2.8614e-05 | 295.8788 | 0 | 296.9354 | -0.0006842 | 296.4537 | 0 | 295.3338 | 0 | 293.7885 | 0 | 295.0247 | 0
| 297.1458 | 0 | 296.0869 | 0 | 296.09 | 0 | 297.1458 | 0 | 296.0869 | 0 | 297.1458 | 0 | 305.4293 | 4.2783e-05 | 297.1458 | 8.1233e-06 | 297.1458 | 0 | 296.6635 | 0 | 297.1458 | 0 | 297.1458 | 0.00020701 | 296.0869 | 0 | 297.1458 | 0.00028176 | 296.6635 | 0 | 295.5464 | 0 | 294.0017 | 0 | 295.2368 | 0
| 297.3562 | 0 | 296.2951 | 0 | 296.3 | 0 | 297.3562 | 0 | 296.2951 | 0 | 297.3562 | 0 | 305.6419 | 6.3504e-06 | 297.3562 | 0 | 297.3562 | 0 | 296.8733 | 0 | 297.3562 | 0 | 297.3562 | 0.00028048 | 296.2951 | 0 | 297.3562 | -0.0004567 | 296.8733 | 0 | 295.7592 | 0 | 294.2148 | 0 | 295.4489 | 0
| 297.5667 | 0 | 296.5033 | 0 | 296.5 | 0 | 297.5667 | 0 | 296.5033 | 0 | 297.5667 | 0 | 305.8546 | 4.4169e-05 | 297.5667 | 5.6527e-06 | 297.5667 | 0 | 297.0832 | 0 | 297.5667 | 0 | 297.5667 | 0.00094084 | 296.5033 | 0 | 297.5666 | 0.00023625 | 297.0832 | 0 | 295.9719 | 0 | 294.428 | 0 | 295.6609 | 0
| 297.7771 | 0 | 296.7115 | 0 | 296.71 | 0 | 297.7771 | 0 | 296.7115 | 0 | 297.7771 | 0 | 306.0672 | 5.7067e-06 | 297.7771 | 0 | 297.7771 | 0 | 297.2931 | 0 | 297.7771 | 0 | 297.7771 | 0.00019425 | 296.7115 | 0 | 297.7771 | -0.00056159 | 297.2931 | 0 | 296.1846 | 0 | 294.6412 | 0 | 295.873 | 0
| 297.9876 | 0 | 296.9197 | 0 | 296.92 | 0 | 297.9876 | 0 | 296.9197 | 0 | 297.9876 | 0 | 306.2799 | 3.9647e-05 | 297.9876 | 1.4415e-05 | 297.9876 | 0 | 297.503 | 0 | 297.9876 | 0 | 297.9876 | 0.0011765 | 296.9197 | 0 | 297.9876 | 0.00029084 | 297.503 | 0 | 296.3973 | 0 | 294.8545 | 0 | 296.0851 | 0
| 298.1981 | 0 | 297.1279 | 0 | 297.13 | 0 | 298.1981 | 0 | 297.1279 | 0 | 298.1981 | 0 | 306.4926 | 1.1203e-05 | 298.1981 | 0 | 298.1981 | 0 | 297.7129 | 0 | 298.1981 | 0 | 298.1981 | -8.359e-05 | 297.1279 | 0 | 298.1981 | -0.0004415 | 297.7129 | 0 | 296.61 | 0 | 295.0677 | 0 | 296.2972 | 0
| 298.4085 | 0 | 297.3362 | 0 | 297.34 | 0 | 298.4085 | 0 | 297.3362 | 0 | 298.4085 | 0 | 306.7053 | 4.9455e-05 | 298.4085 | 1.4579e-05 | 298.4085 | 0 | 297.9229 | 0 | 298.4085 | 0 | 298.4085 | 0.00082308 | 297.3362 | 0 | 298.4085 | 0.00034908 | 297.9229 | 0 | 296.8228 | 0 | 295.2809 | 0 | 296.5093 | 0
| 298.6191 | 0 | 297.5444 | 0 | 297.54 | 0 | 298.6191 | 0 | 297.5444 | 0 | 298.6191 | 0 | 306.918 | 1.0321e-05 | 298.619 | 0 | 298.6191 | 0 | 298.1328 | 0 | 298.6191 | 0 | 298.619 | -1.2534e-05 | 297.5444 | 0 | 298.6191 | -0.00054217 | 298.1328 | 0 | 297.0355 | 0 | 295.4942 | 0 | 296.7215 | 0
| 298.8296 | 0 | 297.7527 | 0 | 297.75 | 0 | 298.8296 | 0 | 297.7527 | 0 | 298.8296 | 0 | 307.1307 | 4.5331e-05 | 298.8296 | 8.9883e-06 | 298.8296 | 0 | 298.3428 | 0 | 298.8296 | 0 | 298.8296 | 0.00071826 | 297.7527 | 0 | 298.8296 | 0.00020465 | 298.3428 | 0 | 297.2483 | 0 | 295.7075 | 0 | 296.9336 | 0
| 299.0401 | 0 | 297.961 | 0 | 297.96 | 0 | 299.0401 | 0 | 297.961 | 0 | 299.0401 | 0 | 307.3434 | 4.1741e-06 | 299.0401 | 0 | 299.0401 | 0 | 298.5528 | 0 | 299.0401 | 0 | 299.0401 | 1.4466e-05 | 297.961 | 0 | 299.0401 | -0.00034038 | 298.5528 | 0 | 297.4611 | 0 | 295.9207 | 0 | 297.1458 | 0
| 299.2507 | 0 | 298.1693 | 0 | 298.17 | 0 | 299.2507 | 0 | 298.1693 | 0 | 299.2507 | 0 | 307.5562 | 4.4568e-05 | 299.2507 | 9.5756e-06 | 299.2507 | 0 | 298.7628 | 0 | 299.2507 | 0 | 299.2507 | 0.00026465 | 298.1693 | 0 | 299.2507 | 0.00027305 | 298.7628 | 0 | 297.6739 | 0 | 296.1341 | 0 | 297.3579 | 0
| 299.4613 | 0 | 298.3776 | 0 | 298.38 | 0 | 299.4613 | 0 | 298.3776 | 0 | 299.4613 | 0 | 307.7689 | 1.3074e-05 | 299.4612 | 0 | 299.4613 | 0 | 298.9728 | 0 | 299.4613 | 0 | 299.4612 | -0.00061012 | 298.3776 | 0 | 299.4612 | -0.0006 | 298.9728 | 0 | 297.8867 | 0 | 296.3474 | 0 | 297.5701 | 0
| 299.6718 | 0 | 298.5859 | 0 | 298.59 | 0 | 299.6718 | 0 | 298.5859 | 0 | 299.6718 | 0 | 307.9817 | 4.3793e-05 | 299.6718 | 8.2072e-06 | 299.6718 | 0 | 299.1828 | 0 | 299.6718 | 0 | 299.6718 | 0.00019136 | 298.5859 | 0 | 299.6718 | 0.00022498 | 299.1828 | 0 | 298.0995 | 0 | 296.5607 | 0 | 297.7823 | 0
| 299.8825 | 0 | 298.7942 | 0 | 298.79 | 0 | 299.8824 | 0 | 298.7942 | 0 | 299.8824 | 0 | 308.1945 | 1.3054e-05 | 299.8824 | 0 | 299.8825 | 0 | 299.3929 | 0 | 299.8824 | 0 | 299.8824 | -0.00022141 | 298.7942 | 0 | 299.8825 | -0.00064953 | 299.3929 | 0 | 298.3123 | 0 | 296.774 | 0 | 297.9945 | 0
| 300.0931 | 0 | 299.0026 | 0 | 299 | 0 | 300.0931 | 0 | 299.0026 | 0 | 300.0931 | 0 | 308.4073 | 4.4532e-05 | 300.0931 | 1.4485e-05 | 300.0931 | 0 | 299.603 | 0 | 300.0931 | 0 | 300.0931 | 0.0003776 | 299.0026 | 0 | 300.0931 | 0.00026592 | 299.603 | 0 | 298.5251 | 0 | 296.9874 | 0 | 298.2067 | 0
| 300.3037 | 0 | 299.2109 | 0 | 299.21 | 0 | 300.3037 | 0 | 299.2109 | 0 | 300.3037 | 0 | 308.6201 | 1.0732e-05 | 300.3037 | 0 | 300.3037 | 0 | 299.8131 | 0 | 300.3037 | 0 | 300.3037 | -0.0001782 | 299.2109 | 0 | 300.3037 | -0.00063469 | 299.8131 | 0 | 298.738 | 0 | 297.2007 | 0 | 298.419 | 0
| 300.5143 | 0 | 299.4193 | 0 | 299.42 | 0 | 300.5144 | 0 | 299.4193 | 0 | 300.5144 | 0 | 308.8329 | 4.0779e-05 | 300.5143 | 1.6015e-05 | 300.5143 | 0 | 300.0232 | 0 | 300.5144 | 0 | 300.5143 | 0.00079321 | 299.4193 | 0 | 300.5143 | 0.00030728 | 300.0232 | 0 | 298.9508 | 0 | 297.4141 | 0 | 298.6312 | 0
| 300.725 | 0 | 299.6277 | 0 | 299.63 | 0 | 300.725 | 0 | 299.6277 | 0 | 300.725 | 0 | 309.0457 | 1.0111e-05 | 300.725 | 0 | 300.725 | 0 | 300.2333 | 0 | 300.725 | 0 | 300.725 | 0.00013527 | 299.6277 | 0 | 300.725 | -0.00062589 | 300.2333 | 0 | 299.1637 | 0 | 297.6275 | 0 | 298.8435 | 0
| 300.9357 | 0 | 299.8361 | 0 | 299.84 | 0 | 300.9357 | 0 | 299.8361 | 0 | 300.9357 | 0 | 309.2586 | 4.3713e-05 | 300.9357 | 9.4701e-06 | 300.9357 | 0 | 300.4434 | 0 | 300.9357 | 0 | 300.9357 | 0.00069534 | 299.8361 | 0 | 300.9357 | 0.00033434 | 300.4434 | 0 | 299.3766 | 0 | 297.8409 | 0 | 299.0557 | 0
| 301.1464 | 0 | 300.0445 | 0 | 300.04 | 0 | 301.1464 | 0 | 300.0445 | 0 | 301.1464 | 0 | 309.4714 | 1.4539e-05 | 301.1464 | 0 | 301.1464 | 0 | 300.6536 | 0 | 301.1464 | 0 | 301.1464 | -1.7935e-06 | 300.0445 | 0 | 301.1464 | -0.00054982 | 300.6536 | 0 | 299.5894 | 0 | 298.0543 | 0 | 299.268 | 0
| 301.3571 | 0 | 300.253 | 0 | 300.25 | 0 | 301.3571 | 0 | 300.253 | 0 | 301.3571 | 0 | 309.6843 | 4.382e-05 | 301.3571 | 8.171e-06 | 301.3571 | 0 | 300.8638 | 0 | 301.3571 | 0 | 301.3571 | 0.00056818 | 300.253 | 0 | 301.3571 | 0.00014786 | 300.8638 | 0 | 299.8023 | 0 | 298.2678 | 0 | 299.4803 | 0
| 301.5678 | 0 | 300.4614 | 0 | 300.46 | 0 | 301.5678 | 0 | 300.4614 | 0 | 301.5678 | 0 | 309.8972 | 1.2758e-05 | 301.5678 | 2.3667e-06 | 301.5678 | 0 | 301.0739 | 0 | 301.5678 | 0 | 301.5678 | -0.00029652 | 300.4614 | 0 | 301.5678 | -0.00032705 | 301.074 | 0 | 300.0153 | 0 | 298.4812 | 0 | 299.6926 | 0
| 301.7786 | 0 | 300.6698 | 0 | 300.67 | 0 | 301.7786 | 0 | 300.6698 | 0 | 301.7786 | 0 | 310.1101 | 4.1906e-05 | 301.7786 | 9.6484e-06 | 301.7786 | 0 | 301.2842 | 0 | 301.7786 | 0 | 301.7786 | 0.0005481 | 300.6698 | 0 | 301.7786 | 0.00014682 | 301.2842 | 0 | 300.2281 | 0 | 298.6947 | 0 | 299.9049 | 0
| 301.9893 | 0 | 300.8783 | 0 | 300.88 | 0 | 301.9893 | 0 | 300.8783 | 0 | 301.9893 | 0 | 310.323 | 1.113e-05 | 301.9893 | 0 | 301.9893 | 0 | 301.4944 | 0 | 301.9893 | 0 | 301.9893 | -0.00026463 | 300.8783 | 0 | 301.9894 | -0.00042369 | 301.4944 | 0 | 300.4411 | 0 | 298.9082 | 0 | 300.1172 | 0
| 302.2001 | 0 | 301.0868 | 0 | 301.09 | 0 | 302.2001 | 0 | 301.0868 | 0 | 302.2001 | 0 | 310.5359 | 4.5676e-05 | 302.2001 | 5.2619e-06 | 302.2001 | 0 | 301.7046 | 0 | 302.2001 | 0 | 302.2001 | 0.00079138 | 301.0868 | 0 | 302.2001 | 0.00012602 | 301.7046 | 0 | 300.654 | 0 | 299.1216 | 0 | 300.3296 | 0
| 302.4109 | 0 | 301.2953 | 0 | 301.3 | 0 | 302.4109 | 0 | 301.2953 | 0 | 302.4109 | 0 | 310.7488 | 1.0481e-05 | 302.4109 | 0 | 302.4109 | 0 | 301.9149 | 0 | 302.4109 | 0 | 302.4109 | 0.00025699 | 301.2953 | 0 | 302.4109 | -0.00040826 | 301.9149 | 0 | 300.867 | 0 | 299.3351 | 0 | 300.5419 | 0
| 302.6217 | 0 | 301.5038 | 0 | 301.5 | 0 | 302.6217 | 0 | 301.5038 | 0 | 302.6217 | 0 | 310.9617 | 4.0225e-05 | 302.6217 | 7.6585e-06 | 302.6217 | 0 | 302.1252 | 0 | 302.6217 | 0 | 302.6217 | 0.0011571 | 301.5038 | 0 | 302.6217 | 0.00027135 | 302.1252 | 0 | 301.0799 | 0 | 299.5487 | 0 | 300.7543 | 0
| 302.8325 | 0 | 301.7123 | 0 | 301.71 | 0 | 302.8325 | 0 | 301.7123 | 0 | 302.8325 | 0 | 311.1747 | 1.3041e-05 | 302.8326 | 0 | 302.8325 | 0 | 302.3354 | 0 | 302.8325 | 0 | 302.8326 | -0.00048444 | 301.7123 | 0 | 302.8326 | -0.00056992 | 302.3354 | 0 | 301.2929 | 0 | 299.7622 | 0 | 300.9666 | 0
| 303.0434 | 0 | 301.9208 | 0 | 301.92 | 0 | 303.0434 | 0 | 301.9208 | 0 | 303.0434 | 0 | 311.3876 | 4.4077e-05 | 303.0434 | 1.0918e-05 | 303.0434 | 0 | 302.5458 | 0 | 303.0434 | 0 | 303.0434 | 0.00044605 | 301.9208 | 0 | 303.0434 | 0.00028742 | 302.5457 | 0 | 301.5059 | 0 | 299.9757 | 0 | 301.179 | 0
| 303.2542 | 0 | 302.1294 | 0 | 302.13 | 0 | 303.2542 | 0 | 302.1294 | 0 | 303.2542 | 0 | 311.6006 | 9.6186e-06 | 303.2542 | 0 | 303.2542 | 0 | 302.7561 | 0 | 303.2542 | 0 | 303.2542 | 0.00047639 | 302.1294 | 0 | 303.2542 | -0.00058838 | 302.7561 | 0 | 301.7188 | 0 | 300.1893 | -1.1437e-05 | 301.3914 | 0
| 303.4651 | 0 | 302.3379 | 0 | 302.34 | 0 | 303.4651 | 0 | 302.338 | 0 | 303.4651 | 0 | 311.8136 | 4.4261e-05 | 303.4651 | 1.9337e-06 | 303.4651 | 0 | 302.9664 | 0 | 303.4651 | 0 | 303.4651 | 0.00085689 | 302.338 | 0 | 303.4651 | 0.00026442 | 302.9664 | 0 | 301.9319 | 0 | 300.4029 | 1.6265e-05 | 301.6039 | 0
| 303.676 | 0 | 302.5465 | 0 | 302.55 | 0 | 303.676 | 0 | 302.5465 | 0 | 303.676 | 0 | 312.0266 | 1.3463e-05 | 303.676 | 0 | 303.676 | 0 | 303.1768 | 0 | 303.676 | 0 | 303.676 | 2.1393e-05 | 302.5465 | 0 | 303.676 | -0.00049486 | 303.1768 | 0 | 302.1449 | 0 | 300.6164 | -1.3317e-05 | 301.8163 | 0
| 303.8869 | 0 | 302.7551 | 0 | 302.76 | 0 | 303.8869 | 0 | 302.7551 | 0 | 303.8869 | 0 | 312.2396 | 4.0835e-05 | 303.8869 | 9.1695e-06 | 303.8869 | 0 | 303.3872 | 0 | 303.8869 | 0 | 303.8869 | 0.00078422 | 302.7551 | 0 | 303.8869 | 0.00038952 | 303.3872 | 0 | 302.3579 | 0 | 300.83 | 1.6832e-05 | 302.0287 | 0
| 304.0978 | 0 | 302.9637 | 0 | 302.96 | 0 | 304.0978 | 0 | 302.9637 | 0 | 304.0978 | 0 | 312.4526 | 1.194e-05 | 304.0978 | 0 | 304.0978 | 0 | 303.5975 | 0 | 304.0978 | 0 | 304.0978 | -9.0412e-05 | 302.9637 | 0 | 304.0978 | -0.00048018 | 303.5976 | 0 | 302.5709 | 0 | 301.0436 | -1.02e-05 | 302.2411 | 0
| 304.3087 | 0 | 303.1723 | 0 | 303.17 | 0 | 304.3087 | 0 | 303.1723 | 0 | 304.3087 | 0 | 312.6657 | 3.8987e-05 | 304.3087 | 1.141e-05 | 304.3087 | 0 | 303.808 | 0 | 304.3087 | 0 | 304.3087 | 0.0010294 | 303.1723 | 0 | 304.3087 | 0.0002337 | 303.808 | 0 | 302.7839 | 0 | 301.2573 | 1.6281e-05 | 302.4536 | 0
| 304.5197 | 0 | 303.3809 | 0 | 303.38 | 0 | 304.5197 | 0 | 303.381 | 0 | 304.5197 | 0 | 312.8787 | 9.5329e-06 | 304.5197 | 0 | 304.5197 | 0 | 304.0184 | 0 | 304.5197 | 0 | 304.5197 | 0.0001762 | 303.381 | 0 | 304.5197 | -0.00038738 | 304.0184 | 0 | 302.997 | 0 | 301.4709 | -1.1242e-05 | 302.6661 | 0
| 304.7306 | 0 | 303.5896 | 0 | 303.59 | 0.0025577 | 304.7306 | 0 | 303.5896 | 0 | 304.7306 | 0 | 313.0917 | 4.6494e-05 | 304.7307 | 2.4546e-05 | 304.7306 | 0 | 304.2288 | 0 | 304.7306 | 0 | 304.7307 | 0.00076477 | 303.5896 | 0 | 304.7307 | 0.00038652 | 304.2288 | 0 | 303.2101 | 0 | 301.6845 | 2.03e-05 | 302.8785 | 0
| 304.9416 | 0 | 303.7982 | 0 | 303.8 | 0 | 304.9416 | 0 | 303.7982 | 0 | 304.9416 | 0 | 313.3048 | 7.3898e-06 | 304.9416 | 0 | 304.9416 | 0 | 304.4393 | 0 | 304.9416 | 0 | 304.9416 | -3.6584e-05 | 303.7982 | 0 | 304.9416 | -0.00066085 | 304.4393 | 0 | 303.4231 | 0 | 301.8982 | -1.1739e-05 | 303.091 | 0
| 305.1526 | 0 | 304.0069 | 0 | 304.01 | 0 | 305.1526 | 0 | 304.0069 | 0 | 305.1526 | 0 | 313.5179 | 4.0604e-05 | 305.1526 | 8.9416e-06 | 305.1526 | 0 | 304.6498 | 0 | 305.1526 | 0 | 305.1526 | 9.5724e-05 | 304.0069 | 0 | 305.1526 | 0.0004492 | 304.6498 | 0 | 303.6362 | 0 | 302.1119 | 1.8681e-05 | 303.3036 | 0
| 305.3636 | 0 | 304.2156 | 0 | 304.22 | 0 | 305.3636 | 0 | 304.2156 | 0 | 305.3636 | 0 | 313.731 | 1.0507e-05 | 305.3636 | 0 | 305.3636 | 0 | 304.8603 | 0 | 305.3636 | 0 | 305.3636 | 0.00018042 | 304.2156 | 0 | 305.3636 | -0.00053592 | 304.8603 | 0 | 303.8493 | 0 | 302.3256 | -1.54e-05 | 303.5161 | 0
| 305.5746 | 0 | 304.4243 | 0 | 304.42 | 0 | 305.5746 | 0 | 304.4243 | 0 | 305.5746 | 0 | 313.9441 | 4.2015e-05 | 305.5746 | 1.296e-05 | 305.5746 | 0 | 305.0708 | 0 | 305.5746 | 0 | 305.5746 | 0.00099999 | 304.4243 | 0 | 305.5747 | 0.00023418 | 305.0708 | 0 | 304.0624 | 0 | 302.5392 | 1.6054e-05 | 303.7286 | 0
| 305.7857 | 0 | 304.633 | 0 | 304.63 | 0 | 305.7857 | 0 | 304.633 | 0 | 305.7857 | 0 | 314.1572 | 1.224e-05 | 305.7857 | 0 | 305.7857 | 0 | 305.2813 | 0 | 305.7857 | 0 | 305.7857 | -0.00045085 | 304.633 | 0 | 305.7857 | -0.00067026 | 305.2813 | 0 | 304.2755 | 0 | 302.753 | -1.3535e-05 | 303.9411 | 0
| 305.9967 | 0 | 304.8417 | 0 | 304.84 | 0 | 305.9967 | 0 | 304.8417 | 0 | 305.9967 | 0 | 314.3703 | 4.1541e-05 | 305.9967 | 9.7213e-06 | 305.9967 | 0 | 305.4918 | 0 | 305.9967 | 0 | 305.9967 | 0.00073803 | 304.8417 | 0 | 305.9967 | 0.00027799 | 305.4918 | 0 | 304.4886 | 0 | 302.9667 | 1.6836e-05 | 304.1537 | 0
| 306.2078 | 0 | 305.0504 | 0 | 305.05 | 0 | 306.2078 | 0 | 305.0504 | 0 | 306.2078 | 0 | 314.5835 | 6.7005e-06 | 306.2078 | 0 | 306.2078 | 0 | 305.7024 | 0 | 306.2078 | 0 | 306.2078 | 1.867e-05 | 305.0504 | 0 | 306.2078 | -0.00064445 | 305.7024 | 0 | 304.7018 | 0 | 303.1804 | -1.272e-05 | 304.3663 | 0
| 306.4189 | 0 | 305.2592 | 0 | 305.26 | 0 | 306.4189 | 0 | 305.2592 | 0 | 306.4189 | 0 | 314.7966 | 4.355e-05 | 306.4189 | 8.1141e-06 | 306.4189 | 0 | 305.913 | 0 | 306.4189 | 0 | 306.4189 | 0.00040521 | 305.2592 | 0 | 306.4189 | 0.00025307 | 305.913 | 0 | 304.9149 | 0 | 303.3942 | 1.6369e-05 | 304.5788 | 0
| 306.63 | 0 | 305.4679 | 0 | 305.47 | 0 | 306.63 | 0 | 305.4679 | 0 | 306.63 | 0 | 315.0098 | 1.3639e-05 | 306.63 | 0 | 306.63 | 0 | 306.1236 | 0 | 306.63 | 0 | 306.63 | -0.00023618 | 305.4679 | 0 | 306.63 | -0.00058754 | 306.1236 | 0 | 305.1281 | 0 | 303.6079 | -1.2329e-05 | 304.7914 | 0
| 306.8411 | 0 | 305.6767 | 0 | 305.68 | 0 | 306.8411 | 0 | 305.6767 | 0 | 306.8411 | 0 | 315.223 | 4.5485e-05 | 306.8411 | 8.6401e-06 | 306.8411 | 0 | 306.3342 | 0 | 306.8411 | 0 | 306.8411 | 0.00029804 | 305.6767 | 0 | 306.8411 | 0.00045642 | 306.3342 | 0 | 305.3412 | 0 | 303.8218 | 2.0289e-05 | 305.004 | 0
| 307.0523 | 0 | 305.8855 | 0 | 305.89 | 0 | 307.0522 | 0 | 305.8855 | 0 | 307.0522 | 0 | 315.4362 | 6.7176e-06 | 307.0522 | 0 | 307.0523 | 0 | 306.5448 | 0 | 307.0522 | 0 | 307.0522 | 0.00022722 | 305.8855 | 0 | 307.0523 | -0.00051818 | 306.5448 | 0 | 305.5544 | 0 | 304.0355 | -1.2383e-05 | 305.2166 | 0
| 307.2634 | 0 | 306.0943 | 0 | 306.09 | 0 | 307.2634 | 0 | 306.0943 | 0 | 307.2634 | 0 | 315.6494 | 4.487e-05 | 307.2634 | 1.0917e-05 | 307.2634 | 0 | 306.7554 | 0 | 307.2634 | 0 | 307.2634 | 0.00063647 | 306.0943 | 0 | 307.2634 | 0.00043834 | 306.7554 | 0 | 305.7676 | 0 | 304.2493 | 1.571e-05 | 305.4293 | 0
| 307.4746 | 0 | 306.3031 | 0 | 306.3 | 0 | 307.4746 | 0 | 306.3031 | 0 | 307.4746 | 0 | 315.8626 | 1.2838e-05 | 307.4745 | 0 | 307.4746 | 0 | 306.9661 | 0 | 307.4746 | 0 | 307.4745 | 0.00024535 | 306.3031 | 0 | 307.4746 | -0.00047671 | 306.9661 | 0 | 305.9808 | 0 | 304.4632 | -1.125e-05 | 305.6419 | 0
| 307.6857 | 0 | 306.5119 | 0 | 306.51 | 0 | 307.6857 | 0 | 306.5119 | 0 | 307.6857 | 0 | 316.0758 | 4.1823e-05 | 307.6857 | 5.1802e-06 | 307.6857 | 0 | 307.1768 | 0 | 307.6857 | 0 | 307.6857 | 0.00081685 | 306.5119 | 0 | 307.6857 | 0.00033508 | 307.1768 | 0 | 306.194 | 0 | 304.677 | 1.7401e-05 | 305.8546 | 0
| 307.8969 | 0 | 306.7207 | 0 | 306.72 | 0 | 307.8969 | 0 | 306.7207 | 0 | 307.8969 | 0 | 316.289 | 7.7792e-06 | 307.8969 | 0 | 307.8969 | 0 | 307.3875 | 0 | 307.8969 | 0 | 307.8969 | 1.1012e-05 | 306.7207 | 0 | 307.8969 | -0.00029782 | 307.3875 | 0 | 306.4072 | 0 | 304.8908 | -1.2872e-05 | 306.0672 | 0
| 308.1082 | 0 | 306.9296 | 0 | 306.93 | 0 | 308.1081 | 0 | 306.9296 | 0 | 308.1081 | 0 | 316.5023 | 4.063e-05 | 308.1082 | 7.8042e-06 | 308.1082 | 0 | 307.5982 | 0 | 308.1081 | 0 | 308.1082 | 0.00034359 | 306.9296 | 0 | 308.1082 | 0.00029531 | 307.5982 | 0 | 306.6204 | 0 | 305.1047 | 1.9786e-05 | 306.2799 | 0
| 308.3194 | 0 | 307.1385 | 0 | 307.14 | 0 | 308.3194 | 0 | 307.1385 | 0 | 308.3194 | 0 | 316.7155 | 7.5937e-06 | 308.3194 | 0 | 308.3194 | 0 | 307.8089 | 0 | 308.3194 | 0 | 308.3194 | 0.00020488 | 307.1385 | 0 | 308.3194 | -0.00023565 | 307.8089 | 0 | 306.8337 | 0 | 305.3186 | -1.3629e-05 | 306.4926 | 0
| 308.5306 | 0 | 307.3473 | 0 | 307.35 | 0 | 308.5306 | 0 | 307.3473 | 0 | 308.5306 | 0 | 316.9288 | 4.8044e-05 | 308.5306 | 8.1622e-06 | 308.5306 | 0 | 308.0197 | 0 | 308.5306 | 0 | 308.5306 | 0.00094038 | 307.3473 | 0 | 308.5306 | 0.00019457 | 308.0197 | 0 | 307.0469 | 0 | 305.5324 | 1.6173e-05 | 306.7053 | 0
| 308.7419 | 0 | 307.5562 | 0 | 307.56 | 0 | 308.7419 | 0 | 307.5562 | 0 | 308.7419 | 0 | 317.1421 | 1.6233e-05 | 308.7419 | 0 | 308.7419 | 0 | 308.2304 | 0 | 308.7419 | 0 | 308.7419 | 0.00020702 | 307.5562 | 0 | 308.7419 | -0.00057087 | 308.2304 | 0 | 307.2602 | 0 | 305.7463 | -1.3598e-05 | 306.918 | 0
| 308.9531 | 0 | 307.7651 | 0 | 307.77 | 0 | 308.9531 | 0 | 307.7651 | 0 | 308.9531 | 0 | 317.3554 | 4.4555e-05 | 308.9532 | 6.4175e-06 | 308.9531 | 0 | 308.4412 | 0 | 308.9531 | 0 | 308.9532 | 0.00040572 | 307.7651 | 0 | 308.9532 | 0.00026275 | 308.4412 | 0 | 307.4734 | 0 | 305.9603 | 1.8039e-05 | 307.1307 | 0
| 309.1644 | 0 | 307.974 | 0 | 307.97 | 0 | 309.1644 | 0 | 307.974 | 0 | 309.1644 | 0 | 317.5687 | 1.1868e-05 | 309.1644 | 0 | 309.1644 | 0 | 308.652 | 0 | 309.1644 | 0 | 309.1644 | 0.00061864 | 307.974 | 0 | 309.1644 | -0.00043274 | 308.652 | 0 | 307.6867 | 0 | 306.1742 | -1.2181e-05 | 307.3434 | 0
| 309.3757 | 0 | 308.183 | 0 | 308.18 | 0 | 309.3757 | 0 | 308.183 | 0 | 309.3757 | 0 | 317.782 | 4.1068e-05 | 309.3757 | 9.1414e-06 | 309.3757 | 0 | 308.8628 | 0 | 309.3757 | 0 | 309.3757 | 0.0010859 | 308.183 | 0 | 309.3757 | 0.00022643 | 308.8628 | 0 | 307.9 | 0 | 306.3881 | 1.6709e-05 | 307.5562 | 0
| 309.587 | 0 | 308.3919 | 0 | 308.39 | 0 | 309.5871 | 0 | 308.3919 | 0 | 309.5871 | 0 | 317.9953 | 8.3651e-06 | 309.5871 | 0 | 309.587 | 0 | 309.0736 | 0 | 309.5871 | 0 | 309.5871 | 0.00013508 | 308.3919 | 0 | 309.5871 | -0.00050731 | 309.0736 | 0 | 308.1133 | 0 | 306.6021 | -1.0581e-05 | 307.7689 | 0
| 309.7984 | 0 | 308.6009 | 0 | 308.6 | 0 | 309.7984 | 0 | 308.6009 | 0 | 309.7984 | 0 | 318.2087 | 4.7931e-05 | 309.7984 | 2.6655e-06 | 309.7984 | 0 | 309.2845 | 0 | 309.7984 | 0 | 309.7984 | 0.0010259 | 308.6009 | 0 | 309.7984 | 0.00011023 | 309.2845 | 0 | 308.3266 | 0 | 306.816 | 2.0269e-05 | 307.9817 | 0
| 310.0097 | 0 | 308.8098 | 0 | 308.81 | 0 | 310.0097 | 0 | 308.8098 | 0 | 310.0097 | 0 | 318.422 | 1.064e-05 | 310.0097 | 0 | 310.0097 | 0 | 309.4953 | 0 | 310.0097 | 0 | 310.0097 | -0.00066997 | 308.8098 | 0 | 310.0097 | -0.00060932 | 309.4953 | 0 | 308.5399 | 0 | 307.03 | -1.4226e-05 | 308.1945 | 0
| 310.2211 | 0 | 309.0188 | 0 | 309.02 | 0 | 310.2211 | 0 | 309.0188 | 0 | 310.2211 | 0 | 318.6354 | 4.9726e-05 | 310.2211 | 6.0874e-06 | 310.2211 | 0 | 309.7062 | 0 | 310.2211 | 0 | 310.2211 | 0.00075802 | 309.0188 | 0 | 310.2211 | 0.00039604 | 309.7062 | 0 | 308.7533 | 0 | 307.244 | 1.7649e-05 | 308.4073 | 0
| 310.4325 | 0 | 309.2278 | 0 | 309.23 | 0 | 310.4325 | 0 | 309.2278 | 0 | 310.4325 | 0 | 318.8488 | 1.1923e-05 | 310.4325 | 0 | 310.4325 | 0 | 309.9171 | 0 | 310.4325 | 0 | 310.4325 | -0.00014924 | 309.2278 | 0 | 310.4325 | -0.0004385 | 309.9171 | 0 | 308.9666 | 0 | 307.458 | -1.2063e-05 | 308.6201 | 0
| 310.6439 | 0 | 309.4368 | 0 | 309.44 | 0 | 310.6439 | 0 | 309.4368 | 0 | 310.6439 | 0 | 319.0622 | 4.4375e-05 | 310.6439 | 1.0927e-05 | 310.6439 | 0 | 310.128 | 0 | 310.6439 | 0 | 310.6439 | 0.00050415 | 309.4368 | 0 | 310.6439 | 0.0003124 | 310.128 | 0 | 309.18 | 0 | 307.6721 | 1.7283e-05 | 308.8329 | 0
| 310.8553 | 0 | 309.6458 | 0 | 309.65 | 0 | 310.8553 | 0 | 309.6458 | 0 | 310.8553 | 0 | 319.2756 | 1.1156e-05 | 310.8553 | 0 | 310.8553 | 0 | 310.3389 | 0 | 310.8553 | 0 | 310.8553 | 1.9526e-05 | 309.6458 | 0 | 310.8553 | -0.00044487 | 310.339 | 0 | 309.3933 | 0 | 307.8861 | -1.4529e-05 | 309.0457 | 0
| 311.0667 | 0 | 309.8549 | 0 | 309.85 | 0 | 311.0667 | 0 | 309.8549 | 0 | 311.0667 | 0 | 319.489 | 4.5853e-05 | 311.0667 | 1.1321e-06 | 311.0667 | 0 | 310.5499 | 0 | 311.0667 | 0 | 311.0667 | 0.0011531 | 309.8549 | 0 | 311.0667 | 7.8947e-05 | 310.5499 | 0 | 309.6067 | 0 | 308.1001 | 1.933e-05 | 309.2586 | 0
| 311.2782 | 0 | 310.0639 | 0 | 310.06 | 0 | 311.2782 | 0 | 310.0639 | 0 | 311.2782 | 0 | 319.7024 | 9.1927e-06 | 311.2782 | 0 | 311.2782 | 0 | 310.7609 | 0 | 311.2782 | 0 | 311.2782 | 0.00040501 | 310.0639 | 0 | 311.2782 | -0.00042411 | 310.7609 | 0 | 309.8201 | 0 | 308.3142 | -1.3452e-05 | 309.4714 | 0
| 311.4896 | 0 | 310.273 | 0 | 310.27 | 0 | 311.4896 | 0 | 310.273 | 0 | 311.4896 | 0 | 319.9158 | 4.4088e-05 | 311.4896 | 5.3516e-06 | 311.4896 | 0 | 310.9718 | 0 | 311.4896 | 0 | 311.4896 | 0.00092048 | 310.273 | 0 | 311.4896 | 9.424e-06 | 310.9718 | 0 | 310.0335 | 0 | 308.5283 | 1.5072e-05 | 309.6843 | 0
| 311.7011 | 0 | 310.4821 | 0 | 310.48 | 0 | 311.7011 | 0 | 310.4821 | 0 | 311.7011 | 0 | 320.1293 | 8.9117e-06 | 311.7011 | 0 | 311.7011 | 0 | 311.1828 | 0 | 311.7011 | 0 | 311.7011 | -0.00022919 | 310.4821 | 0 | 311.7011 | -0.00063791 | 311.1828 | 0 | 310.2469 | 0 | 308.7423 | -1.0023e-05 | 309.8972 | 0
| 311.9126 | 0 | 310.6911 | 0 | 310.69 | 0 | 311.9126 | 0 | 310.6911 | 0 | 311.9126 | 0 | 320.3427 | 4.3494e-05 | 311.9126 | 1.1012e-05 | 311.9126 | 0 | 311.3938 | 0 | 311.9126 | 0 | 311.9126 | 0.00077843 | 310.6911 | 0 | 311.9126 | 0.00034896 | 311.3938 | 0 | 310.4603 | 0 | 308.9565 | 1.7875e-05 | 310.11 | 0
| 312.1241 | 0 | 310.9002 | 0 | 310.9 | 0 | 312.1241 | 0 | 310.9002 | 0 | 312.1241 | 0 | 320.5562 | 1.0463e-05 | 312.1241 | 0 | 312.1241 | 0 | 311.6049 | 0 | 312.1241 | 0 | 312.1241 | -0.00090252 | 310.9002 | 0 | 312.1241 | -0.00045396 | 311.6049 | 0 | 310.6737 | 0 | 309.1706 | -1.2059e-05 | 310.323 | 0
| 312.3356 | 0 | 311.1093 | 0 | 311.11 | 0 | 312.3356 | 0 | 311.1093 | 0 | 312.3356 | 0 | 320.7697 | 4.6366e-05 | 312.3356 | 9.3244e-06 | 312.3356 | 0 | 311.8159 | 0 | 312.3356 | 0 | 312.3356 | 0.00067335 | 311.1093 | 0 | 312.3356 | 0.00025886 | 311.8159 | 0 | 310.8871 | 0 | 309.3847 | 1.5595e-05 | 310.5359 | 0
| 312.5471 | 0 | 311.3185 | 0 | 311.32 | 0 | 312.5471 | 0 | 311.3185 | 0 | 312.5471 | 0 | 320.9832 | 1.2275e-05 | 312.5471 | 0 | 312.5471 | 0 | 312.027 | 0 | 312.5471 | 0 | 312.5471 | 0.00071872 | 311.3185 | 0 | 312.5471 | -0.00045383 | 312.027 | 0 | 311.1006 | 0 | 309.5988 | -1.0845e-05 | 310.7488 | 0
| 312.7587 | 0 | 311.5276 | 0 | 311.53 | 0 | 312.7587 | 0 | 311.5276 | 0 | 312.7587 | 0 | 321.1967 | 4.7856e-05 | 312.7587 | 1.0511e-05 | 312.7587 | 0 | 312.238 | 0 | 312.7587 | 0 | 312.7587 | 0.00036207 | 311.5276 | 0 | 312.7587 | 0.0003271 | 312.238 | 0 | 311.3141 | 0 | 309.813 | 1.5092e-05 | 310.9617 | 0
| 312.9703 | 0 | 311.7368 | 0 | 311.74 | 0 | 312.9703 | 0 | 311.7368 | 0 | 312.9703 | 0 | 321.4103 | 1.3026e-05 | 312.9703 | 0 | 312.9703 | 0 | 312.4491 | 0 | 312.9703 | 0 | 312.9703 | -4.8459e-05 | 311.7368 | 0 | 312.9703 | -0.00059549 | 312.4491 | 0 | 311.5275 | 0 | 310.0271 | -9.3004e-06 | 311.1747 | 0
| 313.1818 | 0 | 311.9459 | 0 | 311.95 | 0 | 313.1818 | 0 | 311.9459 | 0 | 313.1818 | 0 | 321.6238 | 4.7513e-05 | 313.1819 | 9.2613e-06 | 313.1818 | 0 | 312.6603 | 0 | 313.1818 | 0 | 313.1819 | 0.00045078 | 311.9459 | 0 | 313.1818 | 0.00025627 | 312.6603 | 0 | 311.741 | 0 | 310.2413 | 1.7342e-05 | 311.3876 | 0
| 313.3934 | 0 | 312.1551 | 0 | 312.16 | 0 | 313.3934 | 0 | 312.1551 | 0 | 313.3934 | 0 | 321.8373 | 9.0961e-06 | 313.3934 | 0 | 313.3934 | 0 | 312.8714 | 0 | 313.3934 | 0 | 313.3934 | -0.00015376 | 312.1551 | 0 | 313.3934 | -0.00037119 | 312.8714 | 0 | 311.9545 | 0 | 310.4555 | -1.1883e-05 | 311.6006 | 0
| 313.6051 | 0 | 312.3643 | 0 | 312.36 | 0 | 313.6051 | 0 | 312.3643 | 0 | 313.6051 | 0 | 322.0509 | 4.1326e-05 | 313.605 | 9.6959e-06 | 313.6051 | 0 | 313.0825 | 0 | 313.6051 | 0 | 313.605 | 0.00076892 | 312.3643 | 0 | 313.605 | 0.00040709 | 313.0825 | 0 | 312.168 | 0 | 310.6697 | 1.8504e-05 | 311.8136 | 0
| 313.8167 | 0 | 312.5735 | 0 | 312.57 | 0 | 313.8167 | 0 | 312.5735 | 0 | 313.8167 | 0 | 322.2644 | 9.2697e-06 | 313.8167 | 0 | 313.8167 | 0 | 313.2937 | 0 | 313.8167 | 0 | 313.8167 | 0.00032756 | 312.5735 | 0 | 313.8167 | -0.00064033 | 313.2937 | 0 | 312.3815 | 0 | 310.8839 | -1.2478e-05 | 312.0266 | 0
| 314.0283 | 0 | 312.7827 | 0 | 312.78 | 0 | 314.0283 | 0 | 312.7827 | 0 | 314.0283 | 0 | 322.478 | 4.6559e-05 | 314.0283 | 8.8358e-06 | 314.0283 | 0 | 313.5049 | 0 | 314.0283 | 0 | 314.0283 | 0.0001987 | 312.7827 | 0 | 314.0283 | 0.00041767 | 313.5049 | 0 | 312.595 | 0 | 311.0981 | 1.3953e-05 | 312.2396 | 0
| 314.24 | 0 | 312.9919 | 0 | 312.99 | 0 | 314.24 | 0 | 312.9919 | 0 | 314.24 | 0 | 322.6916 | 7.704e-06 | 314.24 | 0 | 314.24 | 0 | 313.7161 | 0 | 314.24 | 0 | 314.24 | -0.00014919 | 312.9919 | 0 | 314.24 | -0.00055826 | 313.7161 | 0 | 312.8085 | 0 | 311.3124 | -1.1663e-05 | 312.4526 | 0
| 314.4517 | 0 | 313.2012 | 0 | 313.2 | 0 | 314.4517 | 0 | 313.2012 | 0 | 314.4517 | 0 | 322.9052 | 4.5143e-05 | 314.4517 | 6.1125e-06 | 314.4517 | 0 | 313.9273 | 0 | 314.4517 | 0 | 314.4517 | 0.00082975 | 313.2012 | 0 | 314.4517 | 0.00032218 | 313.9273 | 0 | 313.0221 | 0 | 311.5267 | 1.6798e-05 | 312.6656 | 0
| 314.6633 | 0 | 313.4105 | 0 | 313.41 | 0 | 314.6633 | 0 | 313.4105 | 0 | 314.6633 | 0 | 323.1188 | 9.1134e-06 | 314.6634 | 0 | 314.6633 | 0 | 314.1385 | 0 | 314.6633 | 0 | 314.6634 | -2.9193e-05 | 313.4105 | 0 | 314.6634 | -0.00055266 | 314.1385 | 0 | 313.2356 | 0 | 311.7409 | -1.2898e-05 | 312.8787 | 0
| 314.875 | 0 | 313.6197 | 0 | 313.62 | 0 | 314.8751 | 0 | 313.6197 | 0 | 314.8751 | 0 | 323.3325 | 4.328e-05 | 314.8751 | 0 | 314.875 | 0 | 314.3497 | 0 | 314.8751 | 0 | 314.8751 | 0.00084542 | 313.6197 | 0 | 314.8751 | 0.00015991 | 314.3497 | 0 | 313.4492 | 0 | 311.9552 | 2.0351e-05 | 313.0917 | 0
| 315.0868 | 0 | 313.829 | 0 | 313.83 | 0 | 315.0868 | 0 | 313.829 | 0 | 315.0868 | 0 | 323.5461 | 1.1619e-05 | 315.0868 | 0 | 315.0868 | 0 | 314.561 | 0 | 315.0868 | 0 | 315.0868 | 8.3459e-05 | 313.829 | 0 | 315.0868 | -0.00069566 | 314.561 | 0 | 313.6627 | 0 | 312.1695 | -1.2209e-05 | 313.3048 | 0
| 315.2985 | 0 | 314.0383 | 0 | 314.04 | 0 | 315.2985 | 0 | 314.0383 | 0 | 315.2985 | 0 | 323.7598 | 4.6234e-05 | 315.2985 | 1.0919e-05 | 315.2985 | 0 | 314.7723 | 0 | 315.2985 | 0 | 315.2985 | 0.00094252 | 314.0383 | 0 | 315.2985 | 0.00038466 | 314.7723 | 0 | 313.8763 | 0 | 312.3838 | 1.8469e-05 | 313.5179 | 0
| 315.5103 | 0 | 314.2476 | 0 | 314.25 | 0 | 315.5103 | 0 | 314.2476 | 0 | 315.5103 | 0 | 323.9734 | 9.1606e-06 | 315.5103 | 0 | 315.5103 | 0 | 314.9836 | 0 | 315.5103 | 0 | 315.5103 | 0.00030201 | 314.2476 | 0 | 315.5102 | -0.00044953 | 314.9836 | 0 | 314.0899 | 0 | 312.5981 | -1.2878e-05 | 313.731 | 0
| 315.722 | 0 | 314.4569 | 0 | 314.46 | 0 | 315.722 | 0 | 314.4569 | 0 | 315.722 | 0 | 324.1871 | 4.2393e-05 | 315.722 | 5.5443e-06 | 315.722 | 0 | 315.1949 | 0 | 315.722 | 0 | 315.722 | 0.00027554 | 314.4569 | 0 | 315.722 | 0.00022539 | 315.1949 | 0 | 314.3035 | 0 | 312.8125 | 1.5613e-05 | 313.9441 | 0
| 315.9338 | 0 | 314.6663 | 0 | 314.67 | 0 | 315.9338 | 0 | 314.6663 | 0 | 315.9338 | 0 | 324.4008 | 1.0722e-05 | 315.9338 | 0 | 315.9338 | 0 | 315.4062 | 0 | 315.9338 | 0 | 315.9338 | 0.0007198 | 314.6663 | 0 | 315.9338 | -0.00056938 | 315.4062 | 0 | 314.5171 | 0 | 313.0268 | -1.3575e-05 | 314.1572 | 0
| 316.1456 | 0 | 314.8756 | 0 | 314.88 | 0 | 316.1456 | 0 | 314.8756 | 0 | 316.1456 | 0 | 324.6145 | 4.0403e-05 | 316.1456 | 1.0985e-05 | 316.1456 | 0 | 315.6176 | 0 | 316.1456 | 0 | 316.1456 | 0.00067217 | 314.8756 | 0 | 316.1456 | 0.00028783 | 315.6175 | 0 | 314.7307 | 0 | 313.2412 | 1.9754e-05 | 314.3703 | 0
| 316.3574 | 0 | 315.085 | 0 | 315.08 | 0 | 316.3574 | 0 | 315.085 | 0 | 316.3574 | 0 | 324.8282 | 1.0334e-05 | 316.3574 | 0 | 316.3574 | 0 | 315.8289 | 0 | 316.3574 | 0 | 316.3574 | -0.00052385 | 315.085 | 0 | 316.3574 | -0.00050768 | 315.8289 | 0 | 314.9444 | 0 | 313.4556 | -1.1989e-05 | 314.5835 | 0
| 316.5693 | 0 | 315.2944 | 0 | 315.29 | 0 | 316.5692 | 0 | 315.2944 | 0 | 316.5692 | 0 | 325.0419 | 3.8538e-05 | 316.5692 | 1.1009e-05 | 316.5693 | 0 | 316.0403 | 0 | 316.5692 | 0 | 316.5692 | 0.00045869 | 315.2944 | 0 | 316.5692 | 0.00028996 | 316.0403 | 0 | 315.158 | 0 | 313.6699 | 1.6506e-05 | 314.7966 | 0
| 316.7811 | 0 | 315.5038 | 0 | 315.5 | 0 | 316.7811 | 0 | 315.5038 | 0 | 316.7811 | 0 | 325.2557 | 9.0208e-06 | 316.7811 | 0 | 316.7811 | 0 | 316.2517 | 0 | 316.7811 | 0 | 316.7811 | -0.00044951 | 315.5038 | 0 | 316.7811 | -0.00038841 | 316.2517 | 0 | 315.3717 | 0 | 313.8844 | -1.07e-05 | 315.0098 | 0
| 316.993 | 0 | 315.7131 | 0 | 315.71 | 0 | 316.9929 | 0 | 315.7131 | 0 | 316.9929 | 0 | 325.4694 | 4.2039e-05 | 316.993 | 4.666e-06 | 316.993 | 0 | 316.4631 | 0 | 316.9929 | 0 | 316.993 | 0.00089585 | 315.7131 | 0 | 316.993 | 0.00030736 | 316.4631 | 0 | 315.5853 | 0 | 314.0988 | 2.026e-05 | 315.223 | 0
| 317.2048 | 0 | 315.9226 | 0 | 315.92 | 0 | 317.2048 | 0 | 315.9225 | 0 | 317.2048 | 0 | 325.6831 | 8.9668e-06 | 317.2048 | 0 | 317.2048 | 0 | 316.6745 | 0 | 317.2048 | 0 | 317.2048 | -3.7729e-05 | 315.9225 | 0 | 317.2048 | -0.00039757 | 316.6745 | 0 | 315.799 | 0 | 314.3132 | -9.7578e-06 | 315.4362 | 0
| 317.4167 | 0 | 316.132 | 0 | 316.13 | 0 | 317.4167 | 0 | 316.132 | 0 | 317.4167 | 0 | 325.8969 | 4.2359e-05 | 317.4167 | 8.7992e-06 | 317.4167 | 0 | 316.886 | 0 | 317.4167 | 0 | 317.4167 | 0.0005736 | 316.132 | 0 | 317.4167 | 0.00033723 | 316.886 | 0 | 316.0127 | 0 | 314.5276 | 1.5429e-05 | 315.6494 | 0
| 317.6286 | 0 | 316.3414 | 0 | 316.34 | 0 | 317.6286 | 0 | 316.3414 | 0 | 317.6286 | 0 | 326.1107 | 9.2384e-06 | 317.6286 | 0 | 317.6286 | 0 | 317.0974 | 0 | 317.6286 | 0 | 317.6286 | 0.00035347 | 316.3414 | 0 | 317.6286 | -0.00055244 | 317.0974 | 0 | 316.2264 | 0 | 314.7421 | -7.9735e-06 | 315.8626 | 0
| 317.8405 | 0 | 316.5509 | 0 | 316.55 | 0 | 317.8405 | 0 | 316.5509 | 0 | 317.8405 | 0 | 326.3245 | 4.3776e-05 | 317.8405 | 5.534e-06 | 317.8405 | 0 | 317.3089 | 0 | 317.8405 | 0 | 317.8405 | 0.0003291 | 316.5509 | 0 | 317.8406 | 0.00047515 | 317.3089 | 0 | 316.4401 | 0 | 314.9566 | 1.8368e-05 | 316.0758 | 0
| 318.0525 | 0 | 316.7604 | 0 | 316.76 | 0 | 318.0525 | 0 | 316.7603 | 0 | 318.0525 | 0 | 326.5383 | 1.1629e-05 | 318.0525 | 0 | 318.0525 | 0 | 317.5204 | 0 | 318.0525 | 0 | 318.0525 | -0.00029172 | 316.7603 | 0 | 318.0525 | -0.00067163 | 317.5204 | 0 | 316.6538 | 0 | 315.1711 | -1.0791e-05 | 316.289 | 0
| 318.2644 | 0 | 316.9698 | 0 | 316.97 | 0 | 318.2644 | 0 | 316.9698 | 0 | 318.2644 | 0 | 326.7521 | 3.9011e-05 | 318.2644 | 6.2373e-06 | 318.2644 | 0 | 317.7319 | 0 | 318.2644 | 0 | 318.2644 | 0.00054097 | 316.9698 | 0 | 318.2644 | 0.00052557 | 317.7319 | 0 | 316.8675 | 0 | 315.3856 | 1.9016e-05 | 316.5023 | 0
| 318.4764 | 0 | 317.1793 | 0 | 317.18 | 0 | 318.4764 | 0 | 317.1793 | 0 | 318.4764 | 0 | 326.9659 | 1.2351e-05 | 318.4764 | 0 | 318.4764 | 0 | 317.9434 | 0 | 318.4764 | 0 | 318.4764 | 0.00015962 | 317.1793 | 0 | 318.4764 | -0.00025136 | 317.9434 | 0 | 317.0813 | 0 | 315.6001 | -1.2937e-05 | 316.7155 | 0
| 318.6884 | 0 | 317.3888 | 0 | 317.39 | 0 | 318.6884 | 0 | 317.3888 | 0 | 318.6884 | 0 | 327.1798 | 4.2679e-05 | 318.6884 | 4.1987e-06 | 318.6884 | 0 | 318.155 | 0 | 318.6884 | 0 | 318.6884 | 0.0012619 | 317.3888 | 0 | 318.6884 | 0.00017841 | 318.155 | 0 | 317.295 | 0 | 315.8146 | 1.5497e-05 | 316.9288 | 0
| 318.9004 | 0 | 317.5983 | 0 | 317.6 | 0 | 318.9004 | 0 | 317.5983 | 0 | 318.9004 | 0 | 327.3936 | 8.8842e-06 | 318.9004 | 0 | 318.9004 | 0 | 318.3665 | 0 | 318.9004 | 0 | 318.9004 | -0.00030465 | 317.5983 | 0 | 318.9004 | -0.00047803 | 318.3665 | 0 | 317.5088 | 0 | 316.0291 | -1.1909e-05 | 317.1421 | 0
| 319.1124 | 0 | 317.8079 | 0 | 317.81 | 0 | 319.1124 | 0 | 317.8079 | 0 | 319.1124 | 0 | 327.6075 | 4.2348e-05 | 319.1124 | 9.4215e-06 | 319.1124 | 0 | 318.5781 | 0 | 319.1124 | 0 | 319.1124 | 0.00093781 | 317.8079 | 0 | 319.1124 | 0.00014535 | 318.5781 | 0 | 317.7225 | 0 | 316.2437 | 1.8061e-05 | 317.3554 | 0
| 319.3244 | 0 | 318.0174 | 0 | 318.02 | 0 | 319.3244 | 0 | 318.0174 | 0 | 319.3244 | 0 | 327.8214 | 8.6047e-06 | 319.3244 | 0 | 319.3244 | 0 | 318.7897 | 0 | 319.3244 | 0 | 319.3244 | 9.982e-05 | 318.0174 | 0 | 319.3244 | -0.00054283 | 318.7897 | 0 | 317.9363 | 0 | 316.4583 | -1.3306e-05 | 317.5687 | 0
| 319.5365 | 0 | 318.227 | 0 | 318.23 | 0 | 319.5365 | 0 | 318.227 | 0 | 319.5365 | 0 | 328.0353 | 4.5554e-05 | 319.5364 | 4.4876e-06 | 319.5365 | 0 | 319.0013 | 0 | 319.5365 | 0 | 319.5364 | 0.00063159 | 318.227 | 0 | 319.5364 | 0.00036228 | 319.0013 | 0 | 318.1501 | 0 | 316.6728 | 1.808e-05 | 317.782 | 0
| 319.7485 | 0 | 318.4366 | 0 | 318.44 | 0 | 319.7485 | 0 | 318.4366 | 0 | 319.7485 | 0 | 328.2492 | 1.1688e-05 | 319.7485 | 0 | 319.7485 | 0 | 319.2129 | 0 | 319.7485 | 0 | 319.7485 | 0.00036776 | 318.4366 | 0 | 319.7485 | -0.00043416 | 319.2129 | 0 | 318.3639 | 0 | 316.8874 | -1.2727e-05 | 317.9953 | 0
| 319.9606 | 0 | 318.6461 | 0 | 318.65 | 0 | 319.9606 | 0 | 318.6461 | 0 | 319.9606 | 0 | 328.4631 | 4.5395e-05 | 319.9606 | 1.2715e-05 | 319.9606 | 0 | 319.4246 | 0 | 319.9606 | 0 | 319.9606 | 0.00014393 | 318.6461 | 0 | 319.9606 | 0.00041003 | 319.4246 | 0 | 318.5777 | 0 | 317.102 | 1.9544e-05 | 318.2087 | 0
| 320.1727 | 0 | 318.8557 | 0 | 318.86 | 0 | 320.1727 | 0 | 318.8557 | 0 | 320.1727 | 0 | 328.677 | 8.2038e-06 | 320.1727 | 0 | 320.1727 | 0 | 319.6362 | 0 | 320.1727 | 0 | 320.1727 | 7.1678e-05 | 318.8557 | 0 | 320.1727 | -0.00065427 | 319.6362 | 0 | 318.7915 | 0 | 317.3166 | -1.1084e-05 | 318.422 | 0
| 320.3848 | 0 | 319.0653 | 0 | 319.07 | 0 | 320.3848 | 0 | 319.0653 | 0 | 320.3848 | 0 | 328.891 | 4.5703e-05 | 320.3848 | 8.6634e-06 | 320.3848 | 0 | 319.8479 | 0 | 320.3848 | 0 | 320.3848 | 0.00032776 | 319.0653 | 0 | 320.3848 | 0.0002538 | 319.8479 | 0 | 319.0053 | 0 | 317.5312 | 1.7448e-05 | 318.6354 | 0
| 320.5969 | 0 | 319.275 | 0 | 319.27 | 0 | 320.5969 | 0 | 319.275 | 0 | 320.5969 | 0 | 329.1049 | 1.2473e-05 | 320.5969 | 0 | 320.5969 | 0 | 320.0596 | 0 | 320.5969 | 0 | 320.5969 | 0.000327 | 319.275 | 0 | 320.5969 | -0.00044771 | 320.0596 | 0 | 319.2192 | 0 | 317.7459 | -1.2168e-05 | 318.8488 | 0
| 320.809 | 0 | 319.4846 | 0 | 319.48 | 0 | 320.809 | 0 | 319.4846 | 0 | 320.809 | 0 | 329.3188 | 4.6015e-05 | 320.809 | 3.9266e-06 | 320.809 | 0 | 320.2713 | 0 | 320.809 | 0 | 320.809 | 0.00076626 | 319.4846 | 0 | 320.809 | 0.0002732 | 320.2713 | 0 | 319.433 | 0 | 317.9605 | 1.7649e-05 | 319.0622 | 0
| 321.0212 | 0 | 319.6942 | 0 | 319.69 | 0 | 321.0212 | 0 | 319.6942 | 0 | 321.0212 | 0 | 329.5328 | 9.7069e-06 | 321.0212 | 0 | 321.0212 | 0 | 320.483 | 0 | 321.0212 | 0 | 321.0212 | 5.7651e-05 | 319.6942 | 0 | 321.0212 | -0.00055008 | 320.483 | 0 | 319.6469 | 0 | 318.1752 | -1.5141e-05 | 319.2756 | 0
| 321.2333 | 0 | 319.9039 | 0 | 319.9 | 0 | 321.2333 | 0 | 319.9039 | 0 | 321.2333 | 0 | 329.7468 | 4.4996e-05 | 321.2333 | 8.0701e-06 | 321.2333 | 0 | 320.6948 | 0 | 321.2333 | 0 | 321.2333 | 0.00029972 | 319.9039 | 0 | 321.2333 | 0.0003026 | 320.6948 | 0 | 319.8607 | 0 | 318.3899 | 1.8297e-05 | 319.489 | 0
| 321.4455 | 0 | 320.1136 | 0 | 320.11 | 0 | 321.4455 | 0 | 320.1136 | 0 | 321.4455 | 0 | 329.9608 | 1.07e-05 | 321.4455 | 0 | 321.4455 | 0 | 320.9065 | 0 | 321.4455 | 0 | 321.4455 | 6.6481e-05 | 320.1136 | 0 | 321.4455 | -0.00064427 | 320.9065 | 0 | 320.0746 | 0 | 318.6046 | -1.3541e-05 | 319.7024 | 0
| 321.6577 | 0 | 320.3233 | 0 | 320.32 | 0 | 321.6577 | 0 | 320.3233 | 0 | 321.6577 | 0 | 330.1748 | 4.3432e-05 | 321.6577 | 9.917e-06 | 321.6577 | 0 | 321.1183 | 0 | 321.6577 | 0 | 321.6577 | 0.00060332 | 320.3233 | 0 | 321.6577 | 0.00028961 | 321.1183 | 0 | 320.2885 | 0 | 318.8193 | 1.7571e-05 | 319.9158 | 0
| 321.8699 | 0 | 320.533 | 0 | 320.53 | 0 | 321.8699 | 0 | 320.533 | 0 | 321.8699 | 0 | 330.3888 | 1.2292e-05 | 321.8699 | 0 | 321.8699 | 0 | 321.3301 | 0 | 321.8699 | 0 | 321.8699 | 5.6831e-05 | 320.533 | 0 | 321.8699 | -0.00039946 | 321.3301 | 0 | 320.5024 | 0 | 319.034 | -1.2818e-05 | 320.1293 | 0
| 322.0822 | 0 | 320.7427 | 0 | 320.74 | 0 | 322.0822 | 0 | 320.7427 | 0 | 322.0822 | 0 | 330.6029 | 4.4246e-05 | 322.0822 | 9.6914e-06 | 322.0822 | 0 | 321.5419 | 0 | 322.0822 | 0 | 322.0822 | 0.00014761 | 320.7427 | 0 | 322.0822 | 0.00025204 | 321.5419 | 0 | 320.7163 | 0 | 319.2487 | 1.8233e-05 | 320.3427 | 0
| 322.2944 | 0 | 320.9524 | 0 | 320.95 | 0 | 322.2944 | 0 | 320.9524 | 0 | 322.2944 | 0 | 330.8169 | 1.5519e-05 | 322.2944 | 0 | 322.2944 | 0 | 321.7537 | 0 | 322.2944 | 0 | 322.2944 | 0.00012038 | 320.9524 | 0 | 322.2944 | -0.00048601 | 321.7537 | 0 | 320.9303 | 0 | 319.4635 | -1.2432e-05 | 320.5562 | 0
| 322.5067 | 0 | 321.1621 | 0 | 321.16 | 0 | 322.5067 | 0 | 321.1621 | 0 | 322.5067 | 0 | 331.031 | 4.2485e-05 | 322.5067 | 4.1049e-06 | 322.5067 | 0 | 321.9655 | 0 | 322.5067 | 0 | 322.5067 | 0.0010768 | 321.1621 | 0 | 322.5066 | 0.00022246 | 321.9655 | 0 | 321.1442 | 0 | 319.6782 | 1.6315e-05 | 320.7697 | 0
| 322.7189 | 0 | 321.3719 | 0 | 321.37 | 0 | 322.7189 | 0 | 321.3719 | 0 | 322.7189 | 0 | 331.245 | 1.1143e-05 | 322.7189 | 0 | 322.7189 | 0 | 322.1774 | 0 | 322.7189 | 0 | 322.7189 | 0.00021941 | 321.3719 | 0 | 322.7189 | -0.00059427 | 322.1774 | 0 | 321.3581 | 0 | 319.893 | -1.1537e-05 | 320.9832 | 0
| 322.9312 | 0 | 321.5817 | 0 | 321.58 | 0 | 322.9312 | 0 | 321.5817 | 0 | 322.9312 | 0 | 331.4591 | 4.0566e-05 | 322.9312 | 7.6339e-06 | 322.9312 | 0 | 322.3893 | 0 | 322.9312 | 0 | 322.9312 | 0.0012226 | 321.5817 | 0 | 322.9312 | 0.00020934 | 322.3893 | 0 | 321.5721 | 0 | 320.1078 | 1.9456e-05 | 321.1967 | 0
| 323.1435 | 0 | 321.7914 | 0 | 321.79 | 0 | 323.1435 | 0 | 321.7914 | 0 | 323.1435 | 0 | 331.6732 | 1.1348e-05 | 323.1435 | 0 | 323.1435 | 0 | 322.6012 | 0 | 323.1435 | 0 | 323.1435 | 0.00037062 | 321.7914 | 0 | 323.1435 | -0.00072665 | 322.6012 | 0 | 321.786 | 0 | 320.3226 | -1.2111e-05 | 321.4102 | 0
| 323.3558 | 0 | 322.0012 | 0 | 322 | 0 | 323.3558 | 0 | 322.0012 | 0 | 323.3558 | 0 | 331.8873 | 4.3922e-05 | 323.3558 | 6.3174e-06 | 323.3558 | 0 | 322.8131 | 0 | 323.3558 | 0 | 323.3558 | 0.00050864 | 322.0012 | 0 | 323.3558 | 0.00023688 | 322.8131 | 0 | 322 | 0 | 320.5374 | 1.3331e-05 | 321.6238 | 0
| 323.5682 | 0 | 322.211 | 0 | 322.21 | 0 | 323.5682 | 0 | 322.211 | 0 | 323.5682 | 0 | 332.1014 | 1.0853e-05 | 323.5682 | 0 | 323.5682 | 0 | 323.025 | 0 | 323.5682 | 0 | 323.5682 | -0.00034309 | 322.211 | 0 | 323.5682 | -0.00054119 | 323.025 | 0 | 322.214 | 0 | 320.7523 | -8.4438e-06 | 321.8373 | 0
| 323.7805 | 0 | 322.4209 | 0 | 322.42 | 0 | 323.7805 | 0 | 322.4209 | 0 | 323.7805 | 0 | 332.3155 | 4.4615e-05 | 323.7805 | 8.6991e-06 | 323.7805 | 0 | 323.2369 | 0 | 323.7805 | 0 | 323.7805 | 0.00074565 | 322.4209 | 0 | 323.7805 | 0.00018787 | 323.2369 | 0 | 322.428 | 0 | 320.9671 | 1.9062e-05 | 322.0509 | 0
| 323.9929 | 0 | 322.6307 | 0 | 322.63 | 0 | 323.9929 | 0 | 322.6307 | 0 | 323.9929 | 0 | 332.5297 | 9.9621e-06 | 323.9929 | 0 | 323.9929 | 0 | 323.4489 | 0 | 323.9929 | 0 | 323.9929 | -8.8554e-05 | 322.6307 | 0 | 323.9929 | -0.00057778 | 323.4489 | 0 | 322.642 | 0 | 321.1819 | -1.233e-05 | 322.2644 | 0
| 324.2053 | 0 | 322.8406 | 0 | 322.84 | 0 | 324.2053 | 0 | 322.8405 | 0 | 324.2053 | 0 | 332.7438 | 4.7547e-05 | 324.2053 | 5.3647e-06 | 324.2053 | 0 | 323.6608 | 0 | 324.2053 | 0 | 324.2053 | 0.0014008 | 322.8405 | 0 | 324.2053 | 0.00040232 | 323.6608 | 0 | 322.856 | 0 | 321.3968 | 1.5296e-05 | 322.478 | 0
| 324.4177 | 0 | 323.0504 | 0 | 323.05 | 0 | 324.4177 | 0 | 323.0504 | 0 | 324.4177 | 0 | 332.958 | 1.1268e-05 | 324.4177 | 0 | 324.4177 | 0 | 323.8728 | 0 | 324.4177 | 0 | 324.4177 | -0.00012852 | 323.0504 | 0 | 324.4177 | -0.00041709 | 323.8728 | 0 | 323.07 | 0 | 321.6117 | -1.8069e-05 | 322.6916 | 0
| 324.6301 | 0 | 323.2602 | 0 | 323.26 | 0 | 324.6301 | 0 | 323.2603 | 0 | 324.6301 | 0 | 333.1721 | 4.4282e-05 | 324.6301 | 2.2305e-06 | 324.6301 | 0 | 324.0848 | 0 | 324.6301 | 0 | 324.6301 | 0.00098529 | 323.2603 | 0 | 324.6301 | 0.00013291 | 324.0848 | 0 | 323.2841 | 0 | 321.8266 | 2.7702e-05 | 322.9052 | 0
| 324.8425 | 0 | 323.4701 | 0 | 323.47 | 0 | 324.8425 | 0 | 323.4702 | 0 | 324.8425 | 0 | 333.3863 | 1.2174e-05 | 324.8425 | 0 | 324.8425 | 0 | 324.2969 | 0 | 324.8425 | 0 | 324.8425 | -0.00043751 | 323.4702 | 0 | 324.8425 | -0.00042869 | 324.2969 | 0 | 323.4981 | 0 | 322.0415 | -1.4766e-05 | 323.1188 | 0
| 325.0549 | 0 | 323.68 | 0 | 323.68 | 0 | 325.0549 | 0 | 323.68 | 0 | 325.0549 | 0 | 333.6005 | 5.1089e-05 | 325.0549 | 7.9772e-06 | 325.0549 | 0 | 324.5089 | 0 | 325.0549 | 0 | 325.0549 | 0.00091978 | 323.68 | 0 | 325.0549 | 5.0649e-05 | 324.5089 | 0 | 323.7122 | 0 | 322.2564 | 1.6584e-05 | 323.3325 | 0
| 325.2674 | 0 | 323.8899 | 0 | 323.89 | 0 | 325.2674 | 0 | 323.89 | 0 | 325.2674 | 0 | 333.8148 | 1.2145e-05 | 325.2674 | 0 | 325.2674 | 0 | 324.7209 | 0 | 325.2674 | 0 | 325.2674 | 0.00039868 | 323.89 | 0 | 325.2674 | -0.00049733 | 324.7209 | 0 | 323.9263 | 0 | 322.4713 | -1.0056e-05 | 323.5461 | 0
| 325.4799 | 0 | 324.0999 | 0 | 324.1 | 0 | 325.4799 | 0 | 324.0999 | 0 | 325.4799 | 0 | 334.029 | 4.4906e-05 | 325.4799 | 5.6489e-06 | 325.4799 | 0 | 324.933 | 0 | 325.4799 | 0 | 325.4799 | 0.00060557 | 324.0999 | 0 | 325.4799 | 0.00030687 | 324.933 | 0 | 324.1404 | 0 | 322.6863 | 1.675e-05 | 323.7598 | 0
| 325.6923 | 0 | 324.3098 | 0 | 324.31 | 0 | 325.6924 | 0 | 324.3098 | 0 | 325.6924 | 0 | 334.2432 | 7.1605e-06 | 325.6924 | 0 | 325.6923 | 0 | 325.1451 | 0 | 325.6924 | 0 | 325.6924 | 2.4454e-05 | 324.3098 | 0 | 325.6923 | -0.00042381 | 325.1451 | 0 | 324.3544 | 0 | 322.9013 | -1.3578e-05 | 323.9734 | 0
| 325.9049 | 0 | 324.5197 | 0 | 324.52 | 0 | 325.9049 | 0 | 324.5197 | 0 | 325.9049 | 0 | 334.4574 | 4.5968e-05 | 325.9048 | 1.7143e-05 | 325.9049 | 0 | 325.3572 | 0 | 325.9049 | 0 | 325.9048 | 0.00034504 | 324.5197 | 0 | 325.9049 | 0.0003323 | 325.3572 | 0 | 324.5685 | 0 | 323.1162 | 1.7613e-05 | 324.1871 | 0
| 326.1174 | 0 | 324.7297 | 0 | 324.73 | 0 | 326.1174 | 0 | 324.7297 | 0 | 326.1174 | 0 | 334.6717 | 1.2917e-05 | 326.1174 | 0 | 326.1174 | 0 | 325.5693 | 0 | 326.1174 | 0 | 326.1174 | 0.00012565 | 324.7297 | 0 | 326.1174 | -0.00075115 | 325.5693 | 0 | 324.7826 | 0 | 323.3312 | -1.0726e-05 | 324.4008 | 0
| 326.3299 | 0 | 324.9397 | 0 | 324.94 | 0 | 326.3299 | 0 | 324.9397 | 0 | 326.3299 | 0 | 334.886 | 4.3382e-05 | 326.3299 | 6.5989e-06 | 326.3299 | 0 | 325.7814 | 0 | 326.3299 | 0 | 326.3299 | 0.00026665 | 324.9397 | 0 | 326.3299 | 0.00027618 | 325.7815 | 0 | 324.9967 | 0 | 323.5462 | 1.8601e-05 | 324.6145 | 0
| 326.5424 | 0 | 325.1497 | 0 | 325.15 | 0 | 326.5425 | 0 | 325.1497 | 0 | 326.5425 | 0 | 335.1003 | 1.1566e-05 | 326.5424 | 0 | 326.5424 | 0 | 325.9936 | 0 | 326.5425 | 0 | 326.5424 | -0.00013314 | 325.1497 | 0 | 326.5424 | -0.00049392 | 325.9936 | 0 | 325.2109 | 0 | 323.7612 | -1.2815e-05 | 324.8282 | 0
| 326.755 | 0 | 325.3597 | 0 | 325.36 | 0 | 326.755 | 0 | 325.3597 | 0 | 326.755 | 0 | 335.3145 | 4.3295e-05 | 326.755 | 7.1423e-06 | 326.755 | 0 | 326.2058 | 0 | 326.755 | 0 | 326.755 | -4.8853e-05 | 325.3597 | 0 | 326.755 | 0.00017273 | 326.2058 | 0 | 325.425 | 0 | 323.9763 | 1.7236e-05 | 325.0419 | 0
| 326.9676 | 0 | 325.5697 | 0 | 325.57 | 0 | 326.9676 | 0 | 325.5697 | 0 | 326.9676 | 0 | 335.5288 | 8.2496e-06 | 326.9676 | 0 | 326.9676 | 0 | 326.4179 | 0 | 326.9676 | 0 | 326.9676 | 2.9074e-05 | 325.5697 | 0 | 326.9676 | -0.00037318 | 326.418 | 0 | 325.6392 | 0 | 324.1913 | -1.1865e-05 | 325.2556 | 0
| 327.1802 | 0 | 325.7797 | 0 | 325.78 | 0 | 327.1802 | 0 | 325.7797 | 0 | 327.1802 | 0 | 335.7432 | 4.3675e-05 | 327.1802 | 1.4434e-05 | 327.1802 | 0 | 326.6301 | 0 | 327.1802 | 0 | 327.1802 | 0.00035204 | 325.7797 | 0 | 327.1802 | 0.00022103 | 326.6302 | 0 | 325.8533 | 0 | 324.4063 | 1.5154e-05 | 325.4694 | 0
| 327.3928 | 0 | 325.9898 | 0 | 325.99 | 0 | 327.3928 | 0 | 325.9897 | 0 | 327.3928 | 0 | 335.9575 | 1.5439e-05 | 327.3928 | 0 | 327.3928 | 0 | 326.8424 | 0 | 327.3928 | 0 | 327.3928 | -0.00048343 | 325.9897 | 0 | 327.3928 | -0.00057819 | 326.8424 | 0 | 326.0675 | 0 | 324.6214 | -1.1355e-05 | 325.6831 | 0
| 327.6054 | 0 | 326.1998 | 0 | 326.2 | 0 | 327.6054 | 0 | 326.1998 | 0 | 327.6054 | 0 | 336.1718 | 4.1051e-05 | 327.6054 | 6.6413e-06 | 327.6054 | 0 | 327.0546 | 0 | 327.6054 | 0 | 327.6054 | 0.0010967 | 326.1998 | 0 | 327.6054 | 0.00017703 | 327.0546 | 0 | 326.2817 | 0 | 324.8365 | 1.7145e-05 | 325.8969 | 0
| 327.8181 | 0 | 326.4099 | 0 | 326.41 | 0 | 327.8181 | 0 | 326.4099 | 0 | 327.8181 | 0 | 336.3862 | 1.1253e-05 | 327.8181 | 0 | 327.8181 | 0 | 327.2668 | 0 | 327.8181 | 0 | 327.8181 | 0.0002398 | 326.4099 | 0 | 327.8181 | -0.00036544 | 327.2668 | 0 | 326.4959 | 0 | 325.0516 | -1.4431e-05 | 326.1107 | 0
| 328.0307 | 0 | 326.6199 | 0 | 326.62 | 0 | 328.0307 | 0 | 326.6199 | 0 | 328.0307 | 0 | 336.6005 | 4.3204e-05 | 328.0307 | 6.7012e-06 | 328.0307 | 0 | 327.4791 | 0 | 328.0307 | 0 | 328.0307 | 0.00075893 | 326.6199 | 0 | 328.0307 | 0.00023729 | 327.4791 | 0 | 326.7101 | 0 | 325.2667 | 1.9227e-05 | 326.3245 | 0
| 328.2434 | 0 | 326.83 | 0 | 326.83 | 0 | 328.2434 | 0 | 326.83 | 0 | 328.2434 | 0 | 336.8149 | 1.186e-05 | 328.2434 | 0 | 328.2434 | 0 | 327.6914 | 0 | 328.2434 | 0 | 328.2434 | 0.00015758 | 326.83 | 0 | 328.2434 | -0.00053102 | 327.6914 | 0 | 326.9243 | 0 | 325.4818 | -1.0324e-05 | 326.5383 | 0
| 328.4561 | 0 | 327.0401 | 0 | 327.04 | 0 | 328.4561 | 0 | 327.0401 | 0 | 328.4561 | 0 | 337.0293 | 4.2738e-05 | 328.4561 | 6.3784e-06 | 328.4561 | 0 | 327.9037 | 0 | 328.4561 | 0 | 328.4561 | 0.00059412 | 327.0401 | 0 | 328.4561 | 0.00020392 | 327.9037 | 0 | 327.1385 | 0 | 325.6969 | 1.5694e-05 | 326.7521 | 0
| 328.6688 | 0 | 327.2502 | 0 | 327.25 | 0 | 328.6688 | 0 | 327.2502 | 0 | 328.6688 | 0 | 337.2437 | 1.1722e-05 | 328.6688 | 0 | 328.6688 | 0 | 328.116 | 0 | 328.6688 | 0 | 328.6688 | 0.00056958 | 327.2502 | 0 | 328.6688 | -0.00062999 | 328.116 | 0 | 327.3528 | 0 | 325.9121 | -1.1918e-05 | 326.9659 | 0
| 328.8815 | 0 | 327.4604 | 0 | 327.46 | 0 | 328.8815 | 0 | 327.4604 | 0 | 328.8815 | 0 | 337.4581 | 4.2623e-05 | 328.8815 | 1.2057e-05 | 328.8815 | 0 | 328.3283 | 0 | 328.8815 | 0 | 328.8815 | 0.00058717 | 327.4604 | 0 | 328.8815 | 0.00033265 | 328.3283 | 0 | 327.567 | 0 | 326.1272 | 1.643e-05 | 327.1798 | 0
| 329.0942 | 0 | 327.6705 | 0 | 327.67 | 0 | 329.0942 | 0 | 327.6705 | 0 | 329.0942 | 0 | 337.6725 | 9.2776e-06 | 329.0942 | 0 | 329.0942 | 0 | 328.5407 | 0 | 329.0942 | 0 | 329.0942 | 0.00047117 | 327.6705 | 0 | 329.0942 | -0.00053542 | 328.5407 | 0 | 327.7812 | 0 | 326.3424 | -1.0778e-05 | 327.3936 | 0
| 329.3069 | 0 | 327.8807 | 0 | 327.88 | 0 | 329.307 | 0 | 327.8807 | 0 | 329.307 | 0 | 337.887 | 4.0027e-05 | 329.3069 | 6.0818e-06 | 329.3069 | 0 | 328.753 | 0 | 329.307 | 0 | 329.3069 | 0.001331 | 327.8807 | 0 | 329.3069 | 0.00023513 | 328.753 | 0 | 327.9955 | 0 | 326.5576 | 1.6749e-05 | 327.6075 | 0
| 329.5197 | 0 | 328.0908 | 0 | 328.09 | 0 | 329.5197 | 0 | 328.0909 | 0 | 329.5197 | 0 | 338.1014 | 1.1067e-05 | 329.5197 | 0 | 329.5197 | 0 | 328.9654 | 0 | 329.5197 | 0 | 329.5197 | 0.0001197 | 328.0909 | 0 | 329.5197 | -0.00059035 | 328.9654 | 0 | 328.2098 | 0 | 326.7728 | -1.3582e-05 | 327.8214 | 0
| 329.7325 | 0 | 328.301 | 0 | 328.3 | 0 | 329.7325 | 0 | 328.301 | 0 | 329.7325 | 0 | 338.3159 | 4.1483e-05 | 329.7325 | 1.1103e-05 | 329.7325 | 0 | 329.1778 | 0 | 329.7325 | 0 | 329.7325 | 0.0010442 | 328.301 | 0 | 329.7325 | 0.00016076 | 329.1778 | 0 | 328.424 | 0 | 326.988 | 1.8133e-05 | 328.0353 | 0
| 329.9453 | 0 | 328.5112 | 0 | 328.51 | 0 | 329.9453 | 0 | 328.5112 | 0 | 329.9453 | 0 | 338.5303 | 7.3165e-06 | 329.9453 | 0 | 329.9453 | 0 | 329.3902 | 0 | 329.9453 | 0 | 329.9453 | 0.00036179 | 328.5112 | 0 | 329.9453 | -0.00031426 | 329.3902 | 0 | 328.6383 | 0 | 327.2032 | -1.2825e-05 | 328.2492 | 0
| 330.1581 | 0 | 328.7214 | 0 | 328.72 | 0 | 330.1581 | 0 | 328.7214 | 0 | 330.1581 | 0 | 338.7448 | 4.4114e-05 | 330.1581 | 6.2089e-06 | 330.1581 | 0 | 329.6027 | 0 | 330.1581 | 0 | 330.1581 | 0.00075143 | 328.7214 | 0 | 330.1581 | 0.0002768 | 329.6027 | 0 | 328.8527 | 0 | 327.4184 | 1.4373e-05 | 328.4631 | 0
| 330.3709 | 0 | 328.9316 | 0 | 328.93 | 0 | 330.3709 | 0 | 328.9316 | 0 | 330.3709 | 0 | 338.9593 | 9.2124e-06 | 330.3709 | 0 | 330.3709 | 0 | 329.8151 | 0 | 330.3709 | 0 | 330.3709 | 0.00014794 | 328.9316 | 0 | 330.3709 | -0.00054754 | 329.8151 | 0 | 329.067 | 0 | 327.6337 | -1.3087e-05 | 328.677 | 0
| 330.5837 | 0 | 329.1419 | 0 | 329.14 | 0 | 330.5837 | 0 | 329.1419 | 0 | 330.5837 | 0 | 339.1738 | 4.5623e-05 | 330.5837 | 8.9965e-06 | 330.5837 | 0 | 330.0276 | 0 | 330.5837 | 0 | 330.5837 | 0.0011917 | 329.1419 | 0 | 330.5837 | 0.00014312 | 330.0276 | 0 | 329.2813 | 0 | 327.8489 | 1.8008e-05 | 328.891 | 0
| 330.7966 | 0 | 329.3521 | 0 | 329.35 | 0 | 330.7966 | 0 | 329.3521 | 0 | 330.7966 | 0 | 339.3883 | 9.8834e-06 | 330.7966 | 0 | 330.7966 | 0 | 330.24 | 0 | 330.7966 | 0 | 330.7966 | 0.00039284 | 329.3521 | 0 | 330.7966 | -0.00069672 | 330.24 | 0 | 329.4956 | 0 | 328.0642 | -1.3421e-05 | 329.1049 | 0
| 331.0095 | 0 | 329.5624 | 0 | 329.56 | 0 | 331.0095 | 0 | 329.5624 | 0 | 331.0095 | 0 | 339.6028 | 4.2298e-05 | 331.0095 | 6.2348e-06 | 331.0095 | 0 | 330.4525 | 0 | 331.0095 | 0 | 331.0095 | 0.00041944 | 329.5624 | 0 | 331.0095 | 0.00025055 | 330.4525 | 0 | 329.71 | 0 | 328.2795 | 1.7794e-05 | 329.3188 | 0
| 331.2223 | 0 | 329.7726 | 0 | 329.77 | 0 | 331.2223 | 0 | 329.7726 | 0 | 331.2223 | 0 | 339.8174 | 9.2781e-06 | 331.2224 | 0 | 331.2223 | 0 | 330.665 | 0 | 331.2223 | 0 | 331.2224 | -0.00019016 | 329.7726 | 0 | 331.2224 | -0.00053051 | 330.665 | 0 | 329.9243 | 0 | 328.4948 | -1.0786e-05 | 329.5328 | 0
| 331.4352 | 0 | 329.9829 | 0 | 329.98 | 0 | 331.4352 | 0 | 329.9829 | 0 | 331.4352 | 0 | 340.0319 | 4.2512e-05 | 331.4352 | 6.4998e-06 | 331.4352 | 0 | 330.8776 | 0 | 331.4352 | 0 | 331.4352 | 0.00082001 | 329.9829 | 0 | 331.4352 | 0.00034728 | 330.8776 | 0 | 330.1387 | 0 | 328.7101 | 1.8229e-05 | 329.7468 | 0
| 331.6481 | 0 | 330.1932 | 0 | 330.19 | 0 | 331.6481 | 0 | 330.1932 | 0 | 331.6481 | 0 | 340.2465 | 1.1874e-05 | 331.6482 | 0 | 331.6481 | 0 | 331.0901 | 0 | 331.6481 | 0 | 331.6482 | 0.00029046 | 330.1932 | 0 | 331.6482 | -0.00043362 | 331.0901 | 0 | 330.3531 | 0 | 328.9254 | -1.1483e-05 | 329.9608 | 0
| 331.8611 | 0 | 330.4035 | 0 | 330.4 | 0 | 331.8611 | 0 | 330.4035 | 0 | 331.8611 | 0 | 340.4611 | 4.5932e-05 | 331.8611 | 1.2372e-05 | 331.8611 | 0 | 331.3027 | 0 | 331.8611 | 0 | 331.8611 | 0.0009288 | 330.4035 | 0 | 331.8611 | 0.00019688 | 331.3027 | 0 | 330.5675 | 0 | 329.1408 | 1.7129e-05 | 330.1748 | 0
| 332.074 | 0 | 330.6139 | 0 | 330.61 | 0 | 332.074 | 0 | 330.6139 | 0 | 332.074 | 0 | 340.6757 | 7.4977e-06 | 332.074 | 0 | 332.074 | 0 | 331.5152 | 0 | 332.074 | 0 | 332.074 | -0.00029177 | 330.6139 | 0 | 332.074 | -0.00062282 | 331.5152 | 0 | 330.7819 | 0 | 329.3561 | -1.5304e-05 | 330.3888 | 0
| 332.287 | 0 | 330.8242 | 0 | 330.82 | 0 | 332.287 | 0 | 330.8242 | 0 | 332.287 | 0 | 340.8903 | 3.8855e-05 | 332.287 | 7.5275e-06 | 332.287 | 0 | 331.7278 | 0 | 332.287 | 0 | 332.287 | 0.00075493 | 330.8242 | 0 | 332.287 | 0.00012776 | 331.7278 | 0 | 330.9963 | 0 | 329.5715 | 1.87e-05 | 330.6029 | 0
| 332.5 | 0 | 331.0346 | 0 | 331.03 | 0 | 332.4999 | 0 | 331.0345 | 0 | 332.4999 | 0 | 341.1049 | 9.1134e-06 | 332.4999 | 0 | 332.5 | 0 | 331.9404 | 0 | 332.4999 | 0 | 332.4999 | 0.0003931 | 331.0345 | 0 | 332.4999 | -0.00059235 | 331.9404 | 0 | 331.2107 | 0 | 329.7869 | -8.7452e-06 | 330.8169 | 0
| 332.7129 | 0 | 331.2449 | 0 | 331.24 | 0 | 332.7129 | 0 | 331.2449 | 0 | 332.7129 | 0 | 341.3195 | 4.253e-05 | 332.7129 | 6.223e-06 | 332.7129 | 0 | 332.1531 | 0 | 332.7129 | 0 | 332.7129 | 0.00028761 | 331.2449 | 0 | 332.7129 | 0.00030987 | 332.1531 | 0 | 331.4251 | 0 | 330.0023 | 1.9911e-05 | 331.031 | 0
| 332.9259 | 0 | 331.4553 | 0 | 331.46 | 0 | 332.9259 | 0 | 331.4553 | 0 | 332.9259 | 0 | 341.5341 | 1.0142e-05 | 332.9259 | 0 | 332.9259 | 0 | 332.3657 | 0 | 332.9259 | 0 | 332.9259 | 0.00056705 | 331.4553 | 0 | 332.9259 | -0.00051963 | 332.3657 | 0 | 331.6396 | 0 | 330.2176 | -9.2424e-06 | 331.245 | 0
| 333.139 | 0 | 331.6657 | 0 | 331.67 | 0 | 333.139 | 0 | 331.6656 | 0 | 333.139 | 0 | 341.7487 | 4.3175e-05 | 333.1389 | 8.5373e-06 | 333.139 | 0 | 332.5784 | 0 | 333.139 | 0 | 333.1389 | 0.0010786 | 331.6656 | 0 | 333.139 | 0.00039476 | 332.5784 | 0 | 331.854 | 0 | 330.4331 | 1.7813e-05 | 331.4591 | 0
| 333.352 | 0 | 331.8761 | 0 | 331.88 | 0 | 333.352 | 0 | 331.8761 | 0 | 333.352 | 0 | 341.9634 | 7.7148e-06 | 333.352 | 0 | 333.352 | 0 | 332.791 | 0 | 333.352 | 0 | 333.352 | -0.00041566 | 331.8761 | 0 | 333.352 | -0.00057159 | 332.791 | 0 | 332.0685 | 0 | 330.6485 | -1.1585e-05 | 331.6732 | 0
| 333.565 | 0 | 332.0865 | 0 | 332.09 | 0 | 333.565 | 0 | 332.0865 | 0 | 333.565 | 0 | 342.1781 | 4.5281e-05 | 333.565 | 9.0644e-06 | 333.565 | 0 | 333.0037 | 0 | 333.565 | 0 | 333.565 | 0.00026268 | 332.0865 | 0 | 333.565 | 0.00018651 | 333.0037 | 0 | 332.283 | 0 | 330.8639 | 1.625e-05 | 331.8873 | 0
| 333.7781 | 0 | 332.2969 | 0 | 332.3 | 0 | 333.7781 | 0 | 332.2969 | 0 | 333.7781 | 0 | 342.3928 | 9.6464e-06 | 333.7781 | 0 | 333.7781 | 0 | 333.2164 | 0 | 333.7781 | 0 | 333.7781 | -0.00052973 | 332.2969 | 0 | 333.7781 | -0.0004465 | 333.2164 | 0 | 332.4974 | 0 | 331.0794 | -1.1082e-05 | 332.1014 | 0
| 333.9912 | 0 | 332.5073 | 0 | 332.51 | 0 | 333.9912 | 0 | 332.5073 | 0 | 333.9912 | 0 | 342.6074 | 4.7217e-05 | 333.9912 | 8.2014e-06 | 333.9912 | 0 | 333.4292 | 0 | 333.9912 | 0 | 333.9912 | 0.00073295 | 332.5073 | 0 | 333.9912 | 0.00012707 | 333.4291 | 0 | 332.7119 | 0 | 331.2949 | 1.7418e-05 | 332.3156 | 0
| 334.2043 | 0 | 332.7178 | 0 | 332.72 | 0 | 334.2043 | 0 | 332.7178 | 0 | 334.2043 | 0 | 342.8221 | 1.3452e-05 | 334.2043 | 0 | 334.2043 | 0 | 333.6419 | 0 | 334.2043 | 0 | 334.2043 | 0.00036409 | 332.7178 | 0 | 334.2043 | -0.00058951 | 333.6419 | 0 | 332.9264 | 0 | 331.5104 | -1.49e-05 | 332.5297 | 0
| 334.4174 | 0 | 332.9282 | 0 | 332.93 | 0 | 334.4174 | 0 | 332.9283 | 0 | 334.4174 | 0 | 343.0369 | 4.4622e-05 | 334.4174 | 9.9231e-06 | 334.4174 | 0 | 333.8546 | 0 | 334.4174 | 0 | 334.4174 | 0.00027078 | 332.9283 | 0 | 334.4174 | 0.00043433 | 333.8546 | 0 | 333.1409 | 0 | 331.7259 | 1.9375e-05 | 332.7438 | 0
| 334.6305 | 0 | 333.1387 | 0 | 333.14 | 0 | 334.6305 | 0 | 333.1387 | 0 | 334.6305 | 0 | 343.2516 | 1.1774e-05 | 334.6305 | 0 | 334.6305 | 0 | 334.0674 | 0 | 334.6305 | 0 | 334.6305 | -0.00040623 | 333.1387 | 0 | 334.6305 | -0.0007489 | 334.0674 | 0 | 333.3554 | 0 | 331.9414 | -1.0697e-05 | 332.958 | 0
| 334.8436 | 0 | 333.3492 | 0 | 333.35 | 0 | 334.8436 | 0 | 333.3492 | 0 | 334.8436 | 0 | 343.4663 | 4.615e-05 | 334.8436 | 2.1734e-06 | 334.8436 | 0 | 334.2802 | 0 | 334.8436 | 0 | 334.8436 | 0.0010655 | 333.3492 | 0 | 334.8436 | 0.00031256 | 334.2802 | 0 | 333.57 | 0 | 332.1569 | 1.475e-05 | 333.1721 | 0
| 335.0568 | 0 | 333.5597 | 0 | 333.56 | 0 | 335.0568 | 0 | 333.5597 | 0 | 335.0568 | 0 | 343.6811 | 1.0851e-05 | 335.0568 | 0 | 335.0568 | 0 | 334.493 | 0 | 335.0568 | 0 | 335.0568 | -0.00027403 | 333.5597 | 0 | 335.0568 | -0.00043808 | 334.493 | 0 | 333.7845 | 0 | 332.3724 | -1.0095e-05 | 333.3864 | 0
| 335.27 | 0 | 333.7702 | 0 | 333.77 | 0 | 335.27 | 0 | 333.7702 | 0 | 335.27 | 0 | 343.8958 | 4.6127e-05 | 335.27 | 1.1339e-05 | 335.27 | 0 | 334.7058 | 0 | 335.27 | 0 | 335.27 | 0.00055998 | 333.7702 | 0 | 335.27 | 0.00027872 | 334.7058 | 0 | 333.9991 | 0 | 332.588 | 1.8398e-05 | 333.6005 | 0
| 335.4832 | 0 | 333.9808 | 0 | 333.98 | 0 | 335.4831 | 0 | 333.9808 | 0 | 335.4831 | 0 | 344.1106 | 1.1064e-05 | 335.4832 | 0 | 335.4832 | 0 | 334.9187 | 0 | 335.4831 | 0 | 335.4832 | 0.00074008 | 333.9808 | 0 | 335.4832 | -0.00062822 | 334.9187 | 0 | 334.2137 | 0 | 332.8036 | -1.2465e-05 | 333.8148 | 0
| 335.6963 | 0 | 334.1913 | 0 | 334.19 | 0 | 335.6963 | 0 | 334.1913 | 0 | 335.6963 | 0 | 344.3254 | 4.2267e-05 | 335.6964 | 2.7035e-05 | 335.6963 | 0 | 335.1315 | 0 | 335.6963 | 0 | 335.6964 | 0.00097016 | 334.1913 | 0 | 335.6963 | 0.00052287 | 335.1315 | 0 | 334.4282 | 0 | 333.0191 | 1.921e-05 | 334.029 | 0
| 335.9096 | 0 | 334.4019 | 0 | 334.4 | 0 | 335.9096 | 0 | 334.4019 | 0 | 335.9096 | 0 | 344.5402 | 9.734e-06 | 335.9096 | 0 | 335.9096 | 0 | 335.3444 | 0 | 335.9096 | 0 | 335.9096 | 0.00023822 | 334.4019 | 0 | 335.9096 | -0.00058244 | 335.3444 | 0 | 334.6428 | 0 | 333.2347 | -1.3655e-05 | 334.2432 | 0
| 336.1228 | 0 | 334.6124 | 0 | 334.61 | 0 | 336.1228 | 0 | 334.6124 | 0 | 336.1228 | 0 | 344.755 | 4.0319e-05 | 336.1228 | 6.9394e-06 | 336.1228 | 0 | 335.5573 | 0 | 336.1228 | 0 | 336.1228 | 0.00058159 | 334.6124 | 0 | 336.1228 | 0.00027744 | 335.5573 | 0 | 334.8574 | 0 | 333.4503 | 1.5977e-05 | 334.4574 | 0
| 336.336 | 0 | 334.823 | 0 | 334.82 | 0 | 336.336 | 0 | 334.823 | 0 | 336.336 | 0 | 344.9699 | 1.3178e-05 | 336.336 | 0 | 336.336 | 0 | 335.7702 | 0 | 336.336 | 0 | 336.336 | 0.00044704 | 334.823 | 0 | 336.336 | -0.00047188 | 335.7702 | 0 | 335.072 | 0 | 333.6659 | -1.3509e-05 | 334.6717 | 0
| 336.5493 | 0 | 335.0336 | 0 | 335.03 | 0 | 336.5493 | 0 | 335.0336 | 0 | 336.5493 | 0 | 345.1847 | 4.3627e-05 | 336.5493 | 7.098e-06 | 336.5493 | 0 | 335.9831 | 0 | 336.5493 | 0 | 336.5493 | 0.00033494 | 335.0336 | 0 | 336.5493 | 0.00033978 | 335.9831 | 0 | 335.2866 | 0 | 333.8816 | 1.861e-05 | 334.886 | 0
| 336.7626 | 0 | 335.2442 | 0 | 335.24 | 0 | 336.7626 | 0 | 335.2442 | 0 | 336.7626 | 0 | 345.3995 | 0.01152 | 336.7626 | 0 | 336.7626 | 0 | 336.196 | 0 | 336.7626 | 0 | 336.7626 | -0.00037416 | 335.2442 | 0 | 336.7626 | -0.00047858 | 336.196 | 0 | 335.5013 | 0 | 334.0972 | -1.3298e-05 | 335.1003 | 0
| 336.9759 | 0 | 335.4548 | 0 | 335.45 | 0 | 336.9759 | 0 | 335.4548 | 0 | 336.9759 | 0 | 345.6144 | 0.0434 | 336.9759 | 9.4005e-06 | 336.9759 | 0 | 336.409 | 0 | 336.9759 | 0 | 336.9759 | 0.00073442 | 335.4548 | 0 | 336.9759 | 0.00035026 | 336.409 | 0 | 335.7159 | 0 | 334.3128 | 1.7803e-05 | 335.3145 | 0
| 337.1892 | 0 | 335.6654 | 0 | 335.67 | 0 | 337.1892 | 0 | 335.6654 | 0 | 337.1892 | 0 | 345.8292 | 0.01308 | 337.1892 | 0 | 337.1892 | 0 | 336.6219 | 0 | 337.1892 | 0 | 337.1892 | 2.1425e-05 | 335.6654 | 0 | 337.1892 | -0.00049014 | 336.6219 | 0 | 335.9305 | 0 | 334.5285 | -1.1613e-05 | 335.5288 | 0
| 337.4025 | 0 | 335.8761 | 0 | 335.88 | 0 | 337.4025 | 0 | 335.8761 | 0 | 337.4025 | 0 | 346.0441 | 0.04179 | 337.4025 | 8.7354e-06 | 337.4025 | 0 | 336.8349 | 0 | 337.4025 | 0 | 337.4025 | 0.000117 | 335.8761 | 0 | 337.4025 | 0.00042996 | 336.8349 | 0 | 336.1452 | 0 | 334.7442 | 1.647e-05 | 335.7432 | 0
| 337.6158 | 0 | 336.0868 | 0 | 336.09 | 0 | 337.6158 | 0 | 336.0868 | 0 | 337.6158 | 0 | 346.259 | 0.01241 | 337.6158 | 0 | 337.6158 | 0 | 337.0479 | 0 | 337.6158 | 0 | 337.6158 | 0.00067708 | 336.0868 | 0 | 337.6158 | -0.00040309 | 337.0479 | 0 | 336.3599 | 0 | 334.9599 | -1.1404e-05 | 335.9575 | 0
| 337.8292 | 0 | 336.2974 | 0 | 336.3 | 0 | 337.8292 | 0 | 336.2974 | 0 | 337.8292 | 0 | 346.4739 | 0.0425 | 337.8292 | 1.0041e-05 | 337.8292 | 0 | 337.2609 | 0 | 337.8292 | 0 | 337.8292 | 0.00043765 | 336.2974 | 0 | 337.8292 | 0.00045987 | 337.2609 | 0 | 336.5745 | 0 | 335.1756 | 1.9456e-05 | 336.1718 | 0
| 338.0425 | 0 | 336.5081 | 0 | 336.51 | 0 | 338.0425 | 0 | 336.5081 | 0 | 338.0425 | 0 | 346.6888 | 0.01066 | 338.0425 | 0 | 338.0425 | 0 | 337.4739 | 0 | 338.0425 | 0 | 338.0425 | -7.4039e-06 | 336.5081 | 0 | 338.0425 | -0.00055833 | 337.4739 | 0 | 336.7892 | 0 | 335.3913 | -9.7242e-06 | 336.3862 | 0
| 338.2559 | 0 | 336.7188 | 0 | 336.72 | 0 | 338.2559 | 0 | 336.7188 | 0 | 338.2559 | 0 | 346.9038 | 0.03644 | 338.2559 | 1.0336e-05 | 338.2559 | 0 | 337.687 | 0 | 338.2559 | 0 | 338.2559 | 0.00096272 | 336.7188 | 0 | 338.2559 | 0.00043049 | 337.687 | 0 | 337.0039 | 0 | 335.6071 | 2.0309e-05 | 336.6005 | 0
| 338.4693 | 0 | 336.9295 | 0 | 336.93 | 0 | 338.4693 | 0 | 336.9295 | 0 | 338.4693 | 0 | 347.1187 | 0.00752 | 338.4693 | 0 | 338.4693 | 0 | 337.9 | 0 | 338.4693 | 0 | 338.4693 | 9.479e-05 | 336.9295 | 0 | 338.4693 | -0.00045615 | 337.9 | 0 | 337.2186 | 0 | 335.8228 | -1.3798e-05 | 336.8149 | 0
| 338.6827 | 0 | 337.1402 | 0 | 337.14 | 0 | 338.6827 | 0 | 337.1402 | 0 | 338.6827 | 0 | 347.3336 | 0.03177 | 338.6827 | 3.9223e-06 | 338.6827 | 0 | 338.1131 | 0 | 338.6827 | 0 | 338.6827 | 0.00093459 | 337.1402 | 0 | 338.6827 | 0.00033018 | 338.1131 | 0 | 337.4333 | 0 | 336.0385 | 1.9609e-05 | 337.0293 | 0
| 338.8961 | 0 | 337.351 | 0 | 337.35 | 0 | 338.8961 | 0 | 337.351 | 0 | 338.8961 | 0 | 347.5486 | 0.00853 | 338.8961 | 0 | 338.8961 | 0 | 338.3262 | 0 | 338.8961 | 0 | 338.8961 | 0.00010812 | 337.351 | 0 | 338.8961 | -0.00034001 | 338.3262 | 0 | 337.6481 | 0 | 336.2543 | -1.3583e-05 | 337.2437 | 0
| 339.1096 | 0 | 337.5617 | 0 | 337.56 | 0 | 339.1096 | 0 | 337.5617 | 0 | 339.1096 | 0 | 347.7636 | 0.03172 | 339.1096 | 1.3964e-05 | 339.1096 | 0 | 338.5393 | 0 | 339.1096 | 0 | 339.1096 | 0.00092365 | 337.5617 | 0 | 339.1096 | 0.00038336 | 338.5393 | 0 | 337.8628 | 0 | 336.4701 | 1.868e-05 | 337.4581 | 0
| 339.323 | 0 | 337.7725 | 0 | 337.77 | 0 | 339.323 | 0 | 337.7725 | 0 | 339.323 | 0 | 347.9786 | 0.00676 | 339.323 | 0 | 339.323 | 0 | 338.7524 | 0 | 339.323 | 0 | 339.323 | 0.00013365 | 337.7725 | 0 | 339.323 | -0.00039702 | 338.7525 | 0 | 338.0775 | 0 | 336.6859 | -9.3091e-06 | 337.6725 | 0
| 339.5365 | 0 | 337.9832 | 0 | 337.98 | 0 | 339.5365 | 0 | 337.9832 | 0 | 339.5365 | 0 | 348.1936 | 0.03137 | 339.5365 | 4.6497e-06 | 339.5365 | 0 | 338.9656 | 0 | 339.5365 | 0 | 339.5365 | 0.00084604 | 337.9832 | 0 | 339.5365 | 0.00030493 | 338.9656 | 0 | 338.2923 | 0 | 336.9017 | 2.0288e-05 | 337.887 | 0
| 339.75 | 0 | 338.194 | 0 | 338.19 | 0 | 339.75 | 0 | 338.194 | 0 | 339.75 | 0 | 348.4086 | 0.00623 | 339.75 | 0 | 339.75 | 0 | 339.1787 | 0 | 339.75 | 0 | 339.75 | 0.00033549 | 338.194 | 0 | 339.75 | -0.00067904 | 339.1787 | 0 | 338.5071 | 0 | 337.1175 | -1.1728e-05 | 338.1014 | 0
| 339.9635 | 0 | 338.4048 | 0 | 338.4 | 0 | 339.9635 | 0 | 338.4048 | 0 | 339.9635 | 0 | 348.6236 | 0.02755 | 339.9635 | 1.6517e-06 | 339.9635 | 0 | 339.3919 | 0 | 339.9635 | 0 | 339.9635 | 0.00050267 | 338.4048 | 0 | 339.9635 | 0.00014078 | 339.3919 | 0 | 338.7219 | 0 | 337.3334 | 2.0891e-05 | 338.3159 | 0
| 340.177 | 0 | 338.6156 | 0 | 338.62 | 0 | 340.177 | 0 | 338.6156 | 0 | 340.177 | 0 | 348.8386 | 0.00846 | 340.177 | 0 | 340.177 | 0 | 339.6051 | 0 | 340.177 | 0 | 340.177 | 0.00021711 | 338.6156 | 0 | 340.177 | -0.00029027 | 339.6051 | 0 | 338.9366 | 0 | 337.5492 | -1.0904e-05 | 338.5303 | 0
| 340.3905 | 0 | 338.8265 | 0 | 338.83 | 0 | 340.3905 | 0 | 338.8264 | 0 | 340.3905 | 0 | 349.0537 | 0.0304 | 340.3905 | 5.7977e-06 | 340.3905 | 0 | 339.8183 | 0 | 340.3905 | 0 | 340.3905 | 0.0003961 | 338.8264 | 0 | 340.3905 | 0.00035524 | 339.8183 | 0 | 339.1515 | 0 | 337.7651 | 1.7843e-05 | 338.7448 | 0
| 340.6041 | 0 | 339.0373 | 0 | 339.04 | 0 | 340.6041 | 0 | 339.0373 | 0 | 340.6041 | 0 | 349.2687 | 0.00731 | 340.6041 | 0 | 340.6041 | 0 | 340.0315 | 0 | 340.6041 | 0 | 340.6041 | 0.00031926 | 339.0373 | 0 | 340.6041 | -0.00071154 | 340.0315 | 0 | 339.3663 | 0 | 337.981 | -1.4286e-05 | 338.9593 | 0
| 340.8177 | 0 | 339.2481 | 0 | 339.25 | 0 | 340.8176 | 0 | 339.2481 | 0 | 340.8176 | 0 | 349.4838 | 0.02918 | 340.8177 | 6.2956e-06 | 340.8177 | 0 | 340.2448 | 0 | 340.8176 | 0 | 340.8177 | 0.00058408 | 339.2481 | 0 | 340.8177 | 0.00034441 | 340.2448 | 0 | 339.5811 | 0 | 338.1968 | 1.8359e-05 | 339.1738 | 0
| 341.0312 | 0 | 339.459 | 0 | 339.46 | 0 | 341.0312 | 0 | 339.459 | 0 | 341.0312 | 0 | 349.6989 | 0.00679 | 341.0312 | 0 | 341.0312 | 0 | 340.458 | 0 | 341.0312 | 0 | 341.0312 | 0.00057037 | 339.459 | 0 | 341.0312 | -0.00041996 | 340.458 | 0 | 339.7959 | 0 | 338.4128 | -1.2755e-05 | 339.3883 | 0
| 341.2448 | 0 | 339.6699 | 0 | 339.67 | 0 | 341.2448 | 0 | 339.6699 | 0 | 341.2448 | 0 | 349.914 | 0.02754 | 341.2448 | 8.9885e-06 | 341.2448 | 0 | 340.6713 | 0 | 341.2448 | 0 | 341.2448 | 0.00050385 | 339.6699 | 0 | 341.2448 | 0.00016847 | 340.6713 | 0 | 340.0108 | 0 | 338.6287 | 1.6243e-05 | 339.6028 | 0
| 341.4584 | 0 | 339.8808 | 0 | 339.88 | 0 | 341.4584 | 0 | 339.8808 | 0 | 341.4584 | 0 | 350.1291 | 0.00704 | 341.4584 | 0 | 341.4584 | 0 | 340.8846 | 0 | 341.4584 | 0 | 341.4584 | -0.00027434 | 339.8808 | 0 | 341.4584 | -0.00047678 | 340.8846 | 0 | 340.2256 | 0 | 338.8446 | -1.2489e-05 | 339.8174 | 0
| 341.672 | 0 | 340.0917 | 0 | 340.09 | 0 | 341.672 | 0 | 340.0917 | 0 | 341.672 | 0 | 350.3442 | 0.0267 | 341.672 | 5.5607e-06 | 341.672 | 0 | 341.0979 | 0 | 341.672 | 0 | 341.672 | 0.0011252 | 340.0917 | 0 | 341.672 | 0.00027758 | 341.0979 | 0 | 340.4405 | 0 | 339.0605 | 1.7898e-05 | 340.0319 | 0
| 341.8857 | 0 | 340.3026 | 0 | 340.3 | 0 | 341.8857 | 0 | 340.3026 | 0 | 341.8857 | 0 | 350.5593 | 0.00769 | 341.8857 | 0 | 341.8857 | 0 | 341.3112 | 0 | 341.8857 | 0 | 341.8857 | -3.2955e-05 | 340.3026 | 0 | 341.8857 | -0.00054747 | 341.3112 | 0 | 340.6554 | 0 | 339.2765 | -1.3328e-05 | 340.2465 | 0
| 342.0993 | 0 | 340.5135 | 0 | 340.51 | 0 | 342.0993 | 0 | 340.5135 | 0 | 342.0993 | 0 | 350.7744 | 0.02507 | 342.0993 | 1.0121e-05 | 342.0993 | 0 | 341.5246 | 0 | 342.0993 | 0 | 342.0993 | 0.00061828 | 340.5135 | 0 | 342.0993 | 0.00029909 | 341.5245 | 0 | 340.8702 | 0 | 339.4925 | 1.9589e-05 | 340.4611 | 0
| 342.313 | 0 | 340.7244 | 0 | 340.72 | 0 | 342.313 | 0 | 340.7244 | 0 | 342.313 | 0 | 350.9896 | 0.00679 | 342.313 | 0 | 342.313 | 0 | 341.7379 | 0 | 342.313 | 0 | 342.313 | -0.00047849 | 340.7244 | 0 | 342.313 | -0.00038334 | 341.7379 | 0 | 341.0851 | 0 | 339.7084 | -1.163e-05 | 340.6757 | 0
| 342.5267 | 0 | 340.9354 | 0 | 340.94 | 0 | 342.5267 | 0 | 340.9354 | 0 | 342.5267 | 0 | 351.2047 | 0.02499 | 342.5267 | 5.2047e-06 | 342.5267 | 0 | 341.9513 | 0 | 342.5267 | 0 | 342.5267 | 0.0011115 | 340.9354 | 0 | 342.5267 | 0.00030665 | 341.9513 | 0 | 341.3 | 0 | 339.9244 | 1.9468e-05 | 340.8903 | 0
| 342.7404 | 0 | 341.1464 | 0 | 341.15 | 0 | 342.7404 | 0 | 341.1464 | 0 | 342.7404 | 0 | 351.4199 | 0.00388 | 342.7404 | 0 | 342.7404 | 0 | 342.1647 | 0 | 342.7404 | 0 | 342.7404 | 0.00031066 | 341.1464 | 0 | 342.7404 | -0.000585 | 342.1646 | 0 | 341.515 | 0 | 340.1404 | -1.2828e-05 | 341.1049 | 0
| 342.9541 | 0 | 341.3573 | 0 | 341.36 | 0 | 342.9541 | 0 | 341.3573 | 0 | 342.9541 | 0 | 351.6351 | 0.0258 | 342.9541 | 9.2587e-06 | 342.9541 | 0 | 342.3781 | 0 | 342.9541 | 0 | 342.9541 | 0.00056533 | 341.3573 | 0 | 342.9541 | 0.00027705 | 342.378 | 0 | 341.7299 | 0 | 340.3565 | 1.8152e-05 | 341.3195 | 0
| 343.1678 | 0 | 341.5683 | 0 | 341.57 | 0 | 343.1678 | 0 | 341.5683 | 0 | 343.1678 | 0 | 351.8503 | 0.00457 | 343.1678 | 0 | 343.1678 | 0 | 342.5915 | 0 | 343.1678 | 0 | 343.1678 | -0.00019017 | 341.5683 | 0 | 343.1678 | -0.00059261 | 342.5915 | 0 | 341.9448 | 0 | 340.5725 | -9.3357e-06 | 341.5341 | 0
| 343.3816 | 0 | 341.7793 | 0 | 341.78 | 0 | 343.3815 | 0 | 341.7793 | 0 | 343.3815 | 0 | 352.0655 | 0.02499 | 343.3816 | 4.4517e-06 | 343.3816 | 0 | 342.8049 | 0 | 343.3815 | 0 | 343.3816 | 0.0010257 | 341.7793 | 0 | 343.3816 | 0.00038462 | 342.8049 | 0 | 342.1598 | 0 | 340.7885 | 1.5999e-05 | 341.7487 | 0
| 343.5953 | 0 | 341.9903 | 0 | 341.99 | 0 | 343.5953 | 0 | 341.9903 | 0 | 343.5953 | 0 | 352.2807 | 0.00712 | 343.5953 | 0 | 343.5953 | 0 | 343.0183 | 0 | 343.5953 | 0 | 343.5953 | 0.00011332 | 341.9903 | 0 | 343.5953 | -0.00050959 | 343.0183 | 0 | 342.3747 | 0 | 341.0046 | -1.0423e-05 | 341.9634 | 0
| 343.8091 | 0 | 342.2013 | 0 | 342.2 | 0 | 343.8091 | 0 | 342.2014 | 0 | 343.8091 | 0 | 352.496 | 0.02043 | 343.8091 | 1.0865e-05 | 343.8091 | 0 | 343.2318 | 0 | 343.8091 | 0 | 343.8091 | 0.0004705 | 342.2014 | 0 | 343.8091 | 0.00036492 | 343.2318 | 0 | 342.5897 | 0 | 341.2207 | 1.6246e-05 | 342.1781 | 0
| 344.0229 | 0 | 342.4124 | 0 | 342.41 | 0 | 344.0229 | 0 | 342.4124 | 0 | 344.0229 | 0 | 352.7112 | 0.00362 | 344.0229 | 0 | 344.0229 | 0 | 343.4453 | 0 | 344.0229 | 0 | 344.0229 | -0.00031682 | 342.4124 | 0 | 344.0229 | -0.00056803 | 343.4453 | 0 | 342.8047 | 0 | 341.4368 | -1.1577e-05 | 342.3928 | 0
| 344.2367 | 0 | 342.6234 | 0 | 342.62 | 0 | 344.2367 | 0 | 342.6234 | 0 | 344.2367 | 0 | 352.9264 | 0.02703 | 344.2367 | 1.323e-05 | 344.2367 | 0 | 343.6588 | 0 | 344.2367 | 0 | 344.2367 | 0.00033691 | 342.6234 | 0 | 344.2367 | 0.00045515 | 343.6588 | 0 | 343.0197 | 0 | 341.6529 | 1.708e-05 | 342.6075 | 0
| 344.4505 | 0 | 342.8345 | 0 | 342.83 | 0 | 344.4505 | 0 | 342.8345 | 0 | 344.4505 | 0 | 353.1417 | 0.00348 | 344.4505 | 0 | 344.4505 | 0 | 343.8723 | 0 | 344.4505 | 0 | 344.4505 | 0.00030252 | 342.8345 | 0 | 344.4505 | -0.00040165 | 343.8723 | 0 | 343.2346 | 0 | 341.869 | -1.125e-05 | 342.8221 | 0
| 344.6643 | 0 | 343.0456 | 0 | 343.05 | 0 | 344.6643 | 0 | 343.0456 | 0 | 344.6643 | 0 | 353.357 | 0.02392 | 344.6643 | 8.3575e-06 | 344.6643 | 0 | 344.0858 | 0 | 344.6643 | 0 | 344.6643 | 0.0007627 | 343.0456 | 0 | 344.6643 | 0.00011911 | 344.0858 | 0 | 343.4496 | 0 | 342.0851 | 1.8305e-05 | 343.0369 | 0
| 344.8782 | 0 | 343.2567 | 0 | 343.26 | 0 | 344.8782 | 0 | 343.2567 | 0 | 344.8782 | 0 | 353.5723 | 0.00877 | 344.8781 | 0 | 344.8782 | 0 | 344.2994 | 0 | 344.8782 | 0 | 344.8781 | -0.00019633 | 343.2567 | 0 | 344.8781 | -0.00044927 | 344.2994 | 0 | 343.6647 | 0 | 342.3012 | -1.2827e-05 | 343.2516 | 0
| 345.092 | 0 | 343.4678 | 0 | 343.47 | 0 | 345.092 | 0 | 343.4678 | 0 | 345.092 | 0 | 353.7876 | 0.02257 | 345.092 | 5.5609e-06 | 345.092 | 0 | 344.5129 | 0 | 345.092 | 0 | 345.092 | 0.00075607 | 343.4678 | 0 | 345.092 | 0.00022638 | 344.5129 | 0 | 343.8797 | 0 | 342.5174 | 1.9033e-05 | 343.4663 | 0
| 345.3059 | 0 | 343.6789 | 0 | 343.68 | 0 | 345.3059 | 0 | 343.6789 | 0 | 345.3059 | 0 | 354.0029 | 0.00459 | 345.3059 | 0 | 345.3059 | 0 | 344.7265 | 0 | 345.3059 | 0 | 345.3059 | 0.00021167 | 343.6789 | 0 | 345.3059 | -0.00055893 | 344.7265 | 0 | 344.0947 | 0 | 342.7335 | -1.2604e-05 | 343.6811 | 0
| 345.5198 | 0 | 343.89 | 0 | 343.89 | 0 | 345.5198 | 0 | 343.89 | 0 | 345.5198 | 0 | 354.2182 | 0.02137 | 345.5198 | 8.8313e-06 | 345.5198 | 0 | 344.9401 | 0 | 345.5198 | 0 | 345.5198 | 0.0010777 | 343.89 | 0 | 345.5198 | 0.00034494 | 344.9401 | 0 | 344.3098 | 0 | 342.9497 | 1.8051e-05 | 343.8958 | 0
| 345.7337 | 0 | 344.1012 | 0 | 344.1 | 0 | 345.7337 | 0 | 344.1012 | 0 | 345.7337 | 0 | 354.4336 | 0.00516 | 345.7337 | 0 | 345.7337 | 0 | 345.1537 | 0 | 345.7337 | 0 | 345.7337 | 0.00014614 | 344.1012 | 0 | 345.7337 | -0.00044252 | 345.1537 | 0 | 344.5248 | 0 | 343.1659 | -1.0847e-05 | 344.1106 | 0
| 345.9476 | 0 | 344.3123 | 0 | 344.31 | 0 | 345.9476 | 0 | 344.3123 | 0 | 345.9476 | 0 | 354.6489 | 0.02124 | 345.9476 | 9.3619e-06 | 345.9476 | 0 | 345.3673 | 0 | 345.9476 | 0 | 345.9476 | 0.00092192 | 344.3123 | 0 | 345.9476 | 0.00023985 | 345.3673 | 0 | 344.7399 | 0 | 343.3821 | 1.9533e-05 | 344.3254 | 0
| 346.1615 | 0 | 344.5235 | 0 | 344.52 | 0 | 346.1615 | 0 | 344.5235 | 0 | 346.1615 | 0 | 354.8643 | 0.00682 | 346.1615 | 0 | 346.1615 | 0 | 345.581 | 0 | 346.1615 | 0 | 346.1615 | -3.8823e-05 | 344.5235 | 0 | 346.1615 | -0.00059926 | 345.581 | 0 | 344.955 | 0 | 343.5983 | -1.1965e-05 | 344.5402 | 0
| 346.3755 | 0 | 344.7347 | 0 | 344.73 | 0 | 346.3755 | 0 | 344.7347 | 0 | 346.3755 | 0 | 355.0797 | 0.02064 | 346.3755 | 6.278e-06 | 346.3755 | 0 | 345.7946 | 0 | 346.3755 | 0 | 346.3755 | 0.0010509 | 344.7347 | 0 | 346.3755 | 0.00022535 | 345.7946 | 0 | 345.1701 | 0 | 343.8145 | 1.516e-05 | 344.755 | 0
| 346.5894 | 0 | 344.9459 | 0 | 344.95 | 0 | 346.5895 | 0 | 344.9459 | 0 | 346.5895 | 0 | 355.295 | 0.00652 | 346.5894 | 0 | 346.5894 | 0 | 346.0083 | 0 | 346.5895 | 0 | 346.5894 | -0.0001184 | 344.9459 | 0 | 346.5894 | -0.00039208 | 346.0083 | 0 | 345.3852 | 0 | 344.0308 | -1.0012e-05 | 344.9698 | 0
| 346.8034 | 0 | 345.1571 | 0 | 345.16 | 0 | 346.8034 | 0 | 345.1571 | 0 | 346.8034 | 0 | 355.5104 | 0.02232 | 346.8034 | 1.0972e-05 | 346.8034 | 0 | 346.222 | 0 | 346.8034 | 0 | 346.8034 | 0.0006189 | 345.1571 | 0 | 346.8034 | 0.00019948 | 346.222 | 0 | 345.6003 | 0 | 344.247 | 2.0275e-05 | 345.1847 | 0
| 347.0174 | 0 | 345.3683 | 0 | 345.37 | 0 | 347.0174 | 0 | 345.3683 | 0 | 347.0174 | 0 | 355.7259 | 0.00421 | 347.0174 | 0 | 347.0174 | 0 | 346.4357 | 0 | 347.0174 | 0 | 347.0174 | 5.3747e-05 | 345.3683 | 0 | 347.0174 | -0.00049988 | 346.4357 | 0 | 345.8154 | 0 | 344.4633 | -0.01359 | 345.3995 | 0
| 347.2314 | 0 | 345.5795 | 0 | 345.58 | 0 | 347.2314 | 0 | 345.5795 | 0 | 347.2314 | 0 | 355.9413 | 0.02351 | 347.2314 | 1.3312e-05 | 347.2314 | 0 | 346.6494 | 0 | 347.2314 | 0 | 347.2314 | 0.0007256 | 345.5795 | 0 | 347.2314 | 0.00033302 | 346.6494 | 0 | 346.0305 | 0 | 344.6796 | 0.01738 | 345.6144 | 0
| 347.4455 | 0 | 345.7908 | 0 | 345.79 | 0 | 347.4455 | 0 | 345.7908 | 0 | 347.4455 | 0 | 356.1567 | 0.00507 | 347.4455 | 0 | 347.4455 | 0 | 346.8632 | 0 | 347.4455 | 0 | 347.4455 | 0.00016616 | 345.7908 | 0 | 347.4455 | -0.0004418 | 346.8632 | 0 | 346.2457 | 0 | 344.8959 | -0.00919 | 345.8292 | 0
| 347.6595 | 0 | 346.002 | 0 | 346 | 0 | 347.6595 | 0 | 346.002 | 0 | 347.6595 | 0 | 356.3721 | 0.02126 | 347.6595 | 1.0738e-05 | 347.6595 | 0 | 347.0769 | 0 | 347.6595 | 0 | 347.6595 | 0.00048651 | 346.002 | 0 | 347.6595 | 0.00015694 | 347.0769 | 0 | 346.4608 | 0 | 345.1122 | 0.01545 | 346.0441 | 0
| 347.8736 | 0 | 346.2133 | 0 | 346.21 | 0 | 347.8736 | 0 | 346.2133 | 0 | 347.8736 | 0 | 356.5876 | 0.00535 | 347.8736 | 0 | 347.8736 | 0 | 347.2907 | 0 | 347.8736 | 0 | 347.8736 | 0.00042826 | 346.2133 | 0 | 347.8736 | -0.00055942 | 347.2907 | 0 | 346.676 | 0 | 345.3285 | -0.01257 | 346.259 | 0
| 348.0876 | 0 | 346.4246 | 0 | 346.42 | 0 | 348.0876 | 0 | 346.4246 | 0 | 348.0876 | 0 | 356.8031 | 0.0235 | 348.0876 | 1.4089e-05 | 348.0876 | 0 | 347.5045 | 0 | 348.0876 | 0 | 348.0876 | 0.0013841 | 346.4246 | 0 | 348.0876 | 9.8858e-05 | 347.5045 | 0 | 346.8912 | 0 | 345.5448 | 0.01526 | 346.4739 | 0
| 348.3017 | 0 | 346.6359 | 0 | 346.64 | 0 | 348.3017 | 0 | 346.6359 | 0 | 348.3017 | 0 | 357.0185 | 0.00385 | 348.3017 | 0 | 348.3017 | 0 | 347.7183 | 0 | 348.3017 | 0 | 348.3017 | 2.8099e-05 | 346.6359 | 0 | 348.3017 | -0.0004311 | 347.7183 | 0 | 347.1064 | 0 | 345.7612 | -0.01175 | 346.6888 | 0
| 348.5158 | 0 | 346.8472 | 0 | 346.85 | 0 | 348.5158 | 0 | 346.8472 | 0 | 348.5158 | 0 | 357.234 | 0.02032 | 348.5158 | 1.1237e-05 | 348.5158 | 0 | 347.9321 | 0 | 348.5158 | 0 | 348.5158 | 0.00069257 | 346.8472 | 0 | 348.5158 | 0.00027025 | 347.9321 | 0 | 347.3216 | 0 | 345.9775 | 0.01462 | 346.9037 | 0
| 348.7299 | 0 | 347.0585 | 0 | 347.06 | 0 | 348.7299 | 0 | 347.0585 | 0 | 348.7299 | 0 | 357.4495 | 0.00569 | 348.7299 | 0 | 348.7299 | 0 | 348.1459 | 0 | 348.7299 | 0 | 348.7299 | 9.9887e-05 | 347.0585 | 0 | 348.7299 | -0.00060988 | 348.1459 | 0 | 347.5367 | 0 | 346.1939 | -0.00751 | 347.1187 | 0
| 348.9441 | 0 | 347.2698 | 0 | 347.27 | 0 | 348.9441 | 0 | 347.2698 | 0 | 348.9441 | 0 | 357.665 | 0.02359 | 348.9441 | 3.5105e-06 | 348.9441 | 0 | 348.3598 | 0 | 348.9441 | 0 | 348.9441 | 0.0013731 | 347.2698 | 0 | 348.9441 | 0.00022639 | 348.3598 | 0 | 347.752 | 0 | 346.4103 | 0.0131 | 347.3336 | 0
| 349.1582 | 0 | 347.4812 | 0 | 347.48 | 0 | 349.1582 | 0 | 347.4812 | 0 | 349.1582 | 0 | 357.8806 | 0.00546 | 349.1582 | 0 | 349.1582 | 0 | 348.5736 | 0 | 349.1582 | 0 | 349.1582 | 0.00032181 | 347.4812 | 0 | 349.1582 | -0.00040961 | 348.5736 | 0 | 347.9672 | 0 | 346.6267 | -0.00797 | 347.5486 | 0
| 349.3723 | 0 | 347.6925 | 0 | 347.69 | 0 | 349.3724 | 0 | 347.6925 | 0 | 349.3724 | 0 | 358.0961 | 0.0214 | 349.3723 | 1.2761e-05 | 349.3723 | 0 | 348.7875 | 0 | 349.3724 | 0 | 349.3723 | 0.0007152 | 347.6925 | 0 | 349.3723 | 0.00036189 | 348.7875 | 0 | 348.1824 | 0 | 346.8431 | 0.01377 | 347.7636 | 0
| 349.5865 | 0 | 347.9039 | 0 | 347.9 | 0 | 349.5865 | 0 | 347.9039 | 0 | 349.5865 | 0 | 358.3116 | 0.00657 | 349.5865 | 0 | 349.5865 | 0 | 349.0014 | 0 | 349.5865 | 0 | 349.5865 | 6.0393e-05 | 347.9039 | 0 | 349.5865 | -0.00053035 | 349.0014 | 0 | 348.3977 | 0 | 347.0595 | -0.00612 | 347.9786 | 0
| 349.8007 | 0 | 348.1153 | 0 | 348.12 | 0 | 349.8007 | 0 | 348.1153 | 0 | 349.8007 | 0 | 358.5272 | 0.02217 | 349.8007 | 3.0701e-06 | 349.8007 | 0 | 349.2153 | 0 | 349.8007 | 0 | 349.8007 | 0.00089197 | 348.1153 | 0 | 349.8007 | 0.00021921 | 349.2153 | 0 | 348.6129 | 0 | 347.276 | 0.01275 | 348.1936 | 0
| 350.0149 | 0 | 348.3267 | 0 | 348.33 | 0 | 350.0149 | 0 | 348.3267 | 0 | 350.0149 | 0 | 358.7428 | 0.00577 | 350.0149 | 0 | 350.0149 | 0 | 349.4292 | 0 | 350.0149 | 0 | 350.0149 | -0.00047277 | 348.3267 | 0 | 350.0149 | -0.00054969 | 349.4292 | 0 | 348.8282 | 0 | 347.4924 | -0.00897 | 348.4086 | 0
| 350.2291 | 0 | 348.5381 | 0 | 348.54 | 0 | 350.2291 | 0 | 348.5381 | 0 | 350.2291 | 0 | 358.9583 | 0.02404 | 350.2291 | 8.3314e-06 | 350.2291 | 0 | 349.6432 | 0 | 350.2291 | 0 | 350.2291 | 0.0007092 | 348.5381 | 0 | 350.2291 | 0.00046857 | 349.6432 | 0 | 349.0435 | 0 | 347.7089 | 0.01215 | 348.6236 | 0
| 350.4434 | 0 | 348.7495 | 0 | 348.75 | 0 | 350.4434 | 0 | 348.7495 | 0 | 350.4434 | 0 | 359.1739 | 0.00525 | 350.4434 | 0 | 350.4434 | 0 | 349.8571 | 0 | 350.4434 | 0 | 350.4434 | 0.00035502 | 348.7495 | 0 | 350.4434 | -0.00042907 | 349.8571 | 0 | 349.2588 | 0 | 347.9253 | -0.00697 | 348.8386 | 0
| 350.6576 | 0 | 348.961 | 0 | 348.96 | 0 | 350.6576 | 0 | 348.961 | 0 | 350.6576 | 0 | 359.3896 | 0.01992 | 350.6576 | 1.085e-05 | 350.6576 | 0 | 350.0711 | 0 | 350.6576 | 0 | 350.6576 | 0.00075134 | 348.961 | 0 | 350.6576 | 0.00026127 | 350.0711 | 0 | 349.4741 | 0 | 348.1418 | 0.01273 | 349.0537 | 0
| 350.8719 | 0 | 349.1724 | 0 | 349.17 | 0 | 350.8719 | 0 | 349.1724 | 0 | 350.8719 | 0 | 359.6052 | 0.00638 | 350.8719 | 0 | 350.8719 | 0 | 350.2851 | 0 | 350.8719 | 0 | 350.8719 | -9.9173e-05 | 349.1724 | 0 | 350.8719 | -0.00028756 | 350.2851 | 0 | 349.6894 | 0 | 348.3583 | -0.00668 | 349.2687 | 0
| 351.0862 | 0 | 349.3839 | 0 | 349.38 | 0 | 351.0862 | 0 | 349.3839 | 0 | 351.0862 | 0 | 359.8208 | 0.01813 | 351.0862 | 0 | 351.0862 | 0 | 350.4991 | 0 | 351.0862 | 0 | 351.0862 | -0.00011191 | 349.3839 | 0 | 351.0861 | 0.00034976 | 350.4991 | 0 | 349.9047 | 0 | 348.5749 | 0.01149 | 349.4838 | 0
| 351.3005 | 0 | 349.5953 | 0 | 349.6 | 0 | 351.3005 | 0 | 349.5953 | 0 | 351.3005 | 0 | 360.0364 | 0.00586 | 351.3004 | 0 | 351.3005 | 0 | 350.7131 | 0 | 351.3005 | 0 | 351.3004 | 0.0001845 | 349.5953 | 0 | 351.3005 | -0.00053713 | 350.7131 | 0 | 350.12 | 0 | 348.7914 | -0.00796 | 349.6989 | 0
| 351.5148 | 0 | 349.8068 | 0 | 349.81 | 0 | 351.5148 | 0 | 349.8068 | 0 | 351.5148 | 0 | 360.2521 | 0.01815 | 351.5148 | 1.058e-05 | 351.5148 | 0 | 350.9272 | 0 | 351.5148 | 0 | 351.5148 | 0.00081701 | 349.8068 | 0 | 351.5148 | 0.00028922 | 350.9272 | 0 | 350.3353 | 0 | 349.0079 | 0.0129 | 349.914 | 0
| 351.7291 | 0 | 350.0183 | 0 | 350.02 | 0 | 351.7291 | 0 | 350.0183 | 0 | 351.7291 | 0 | 360.4677 | 0.0054 | 351.7291 | 0 | 351.7291 | 0 | 351.1412 | 0 | 351.7291 | 0 | 351.7291 | 0.00050405 | 350.0183 | 0 | 351.7291 | -0.0004834 | 351.1412 | 0 | 350.5507 | 0 | 349.2245 | -0.0065 | 350.1291 | 0
| 351.9434 | 0 | 350.2298 | 0 | 350.23 | 0 | 351.9434 | 0 | 350.2298 | 0 | 351.9434 | 0 | 360.6834 | 0.01764 | 351.9434 | 1.2172e-05 | 351.9434 | 0 | 351.3553 | 0 | 351.9434 | 0 | 351.9434 | 0.00031853 | 350.2298 | 0 | 351.9434 | 0.00016481 | 351.3553 | 0 | 350.7661 | 0 | 349.441 | 0.01172 | 350.3442 | 0
| 352.1578 | 0 | 350.4413 | 0 | 350.44 | 0 | 352.1578 | 0 | 350.4413 | 0 | 352.1578 | 0 | 360.8991 | 0.00533 | 352.1578 | 0 | 352.1578 | 0 | 351.5694 | 0 | 352.1578 | 0 | 352.1578 | -0.00035595 | 350.4413 | 0 | 352.1578 | -0.00047986 | 351.5694 | 0 | 350.9814 | 0 | 349.6576 | -0.00777 | 350.5593 | 0
| 352.3721 | 0 | 350.6529 | 0 | 350.65 | 0 | 352.3721 | 0 | 350.6529 | 0 | 352.3721 | 0 | 361.1148 | 0.01717 | 352.3721 | 6.2391e-06 | 352.3721 | 0 | 351.7835 | 0 | 352.3721 | 0 | 352.3721 | 0.0010967 | 350.6529 | 0 | 352.3721 | 0.00030612 | 351.7835 | 0 | 351.1968 | 0 | 349.8742 | 0.0118 | 350.7744 | 0
| 352.5865 | 0 | 350.8644 | 0 | 350.86 | 0 | 352.5865 | 0 | 350.8644 | 0 | 352.5865 | 0 | 361.3305 | 0.00292 | 352.5865 | 0 | 352.5865 | 0 | 351.9976 | 0 | 352.5865 | 0 | 352.5865 | 0.00014331 | 350.8644 | 0 | 352.5865 | -0.00052469 | 351.9976 | 0 | 351.4122 | 0 | 350.0908 | -0.00733 | 350.9896 | 0
| 352.8009 | 0 | 351.076 | 0 | 351.08 | 0 | 352.8009 | 0 | 351.076 | 0 | 352.8009 | 0 | 361.5463 | 0.01728 | 352.8009 | 1.157e-05 | 352.8009 | 0 | 352.2117 | 0 | 352.8009 | 0 | 352.8009 | 0.00043684 | 351.076 | 0 | 352.8009 | 0.00035604 | 352.2117 | 0 | 351.6276 | 0 | 350.3074 | 0.0129 | 351.2047 | 0
| 353.0153 | 0 | 351.2876 | 0 | 351.29 | 0 | 353.0153 | 0 | 351.2876 | 0 | 353.0153 | 0 | 361.762 | 0.00379 | 353.0153 | 0 | 353.0153 | 0 | 352.4259 | 0 | 353.0153 | 0 | 353.0153 | 0.00022811 | 351.2876 | 0 | 353.0153 | -0.00050657 | 352.4259 | 0 | 351.843 | 0 | 350.5241 | -0.00912 | 351.4199 | 0
| 353.2298 | 0 | 351.4992 | 0 | 351.5 | 0 | 353.2298 | 0 | 351.4992 | 0 | 353.2298 | 0 | 361.9777 | 0.01653 | 353.2298 | 1.43e-05 | 353.2298 | 0 | 352.6401 | 0 | 353.2298 | 0 | 353.2298 | 0.0012056 | 351.4992 | 0 | 353.2298 | 0.00032751 | 352.64 | 0 | 352.0584 | 0 | 350.7407 | 0.01248 | 351.6351 | 0
| 353.4442 | 0 | 351.7108 | 0 | 351.71 | 0 | 353.4442 | 0 | 351.7108 | 0 | 353.4442 | 0 | 362.1935 | 0.0035 | 353.4442 | 0 | 353.4442 | 0 | 352.8542 | 0 | 353.4442 | 0 | 353.4442 | -0.00013275 | 351.7108 | 0 | 353.4442 | -0.00060498 | 352.8542 | 0 | 352.2738 | 0 | 350.9574 | -0.00603 | 351.8503 | 0
| 353.6587 | 0 | 351.9224 | 0 | 351.92 | 0 | 353.6587 | 0 | 351.9224 | 0 | 353.6587 | 0 | 362.4093 | 0.01651 | 353.6587 | 1.197e-05 | 353.6587 | 0 | 353.0684 | 0 | 353.6587 | 0 | 353.6587 | 0.00071752 | 351.9224 | 0 | 353.6587 | 0.00033288 | 353.0684 | 0 | 352.4893 | 0 | 351.174 | 0.01126 | 352.0655 | 0
| 353.8731 | 0 | 352.134 | 0 | 352.13 | 0 | 353.8731 | 0 | 352.134 | 0 | 353.8731 | 0 | 362.625 | 0.00481 | 353.8731 | 0 | 353.8731 | 0 | 353.2826 | 0 | 353.8731 | 0 | 353.8731 | 6.3805e-05 | 352.134 | 0 | 353.8731 | -0.00049147 | 353.2826 | 0 | 352.7047 | 0 | 351.3907 | -0.00972 | 352.2807 | 0
| 354.0876 | 0 | 352.3456 | 0 | 352.35 | 0 | 354.0876 | 0 | 352.3456 | 0 | 354.0876 | 0 | 362.8408 | 0.01546 | 354.0876 | 7.3702e-06 | 354.0876 | 0 | 353.4969 | 0 | 354.0876 | 0 | 354.0876 | 0.00083293 | 352.3456 | 0 | 354.0876 | 0.00033222 | 353.4969 | 0 | 352.9202 | 0 | 351.6074 | 0.01327 | 352.496 | 0
| 354.3021 | 0 | 352.5573 | 0 | 352.56 | 0 | 354.3021 | 0 | 352.5573 | 0 | 354.3021 | 0 | 363.0566 | 0.00487 | 354.3021 | 0 | 354.3021 | 0 | 353.7111 | 0 | 354.3021 | 0 | 354.3021 | 0.00010728 | 352.5573 | 0 | 354.3021 | -0.00058678 | 353.7111 | 0 | 353.1357 | 0 | 351.8241 | -0.00809 | 352.7112 | 0
| 354.5166 | 0 | 352.769 | 0 | 352.77 | 0 | 354.5166 | 0 | 352.769 | 0 | 354.5166 | 0 | 363.2725 | 0.01709 | 354.5166 | 1.7781e-06 | 354.5166 | 0 | 353.9254 | 0 | 354.5166 | 0 | 354.5166 | 0.00065005 | 352.769 | 0 | 354.5166 | 0.0002125 | 353.9254 | 0 | 353.3511 | 0 | 352.0408 | 0.01062 | 352.9265 | 0
| 354.7312 | 0 | 352.9806 | 0 | 352.98 | 0 | 354.7312 | 0 | 352.9806 | 0 | 354.7312 | 0 | 363.4883 | 0.00448 | 354.7312 | 0 | 354.7312 | 0 | 354.1397 | 0 | 354.7312 | 0 | 354.7312 | -9.9488e-05 | 352.9806 | 0 | 354.7312 | -0.00052763 | 354.1397 | 0 | 353.5667 | 0 | 352.2576 | -0.00713 | 353.1417 | 0
| 354.9457 | 0 | 353.1923 | 0 | 353.19 | 0 | 354.9457 | 0 | 353.1923 | 0 | 354.9457 | 0 | 363.7041 | 0.01527 | 354.9457 | 6.0788e-06 | 354.9457 | 0 | 354.354 | 0 | 354.9457 | 0 | 354.9457 | 0.00051406 | 353.1923 | 0 | 354.9457 | 0.00018091 | 354.354 | 0 | 353.7821 | 0 | 352.4743 | 0.01211 | 353.357 | 0
| 355.1603 | 0 | 353.404 | 0 | 353.4 | 0 | 355.1603 | 0 | 353.404 | 0 | 355.1603 | 0 | 363.9199 | 0.00287 | 355.1602 | 0 | 355.1603 | 0 | 354.5683 | 0 | 355.1603 | 0 | 355.1602 | 0.00028306 | 353.404 | 0 | 355.1603 | -0.00044655 | 354.5683 | 0 | 353.9977 | 0 | 352.6911 | -0.00713 | 353.5723 | 0
| 355.3748 | 0 | 353.6157 | 0 | 353.62 | 0 | 355.3748 | 0 | 353.6157 | 0 | 355.3748 | 0 | 364.1358 | 0.01426 | 355.3748 | 8.3452e-06 | 355.3748 | 0 | 354.7826 | 0 | 355.3748 | 0 | 355.3748 | 0.0010228 | 353.6157 | 0 | 355.3748 | 0.00018956 | 354.7826 | 0 | 354.2132 | 0 | 352.9079 | 0.01285 | 353.7876 | 0
| 355.5894 | 0 | 353.8274 | 0 | 353.83 | 0 | 355.5894 | 0 | 353.8275 | 0 | 355.5894 | 0 | 364.3517 | 0.00427 | 355.5894 | 0 | 355.5894 | 0 | 354.9969 | 0 | 355.5894 | 0 | 355.5894 | -0.00023273 | 353.8275 | 0 | 355.5894 | -0.00042523 | 354.9969 | 0 | 354.4287 | 0 | 353.1246 | -0.00523 | 354.0029 | 0
| 355.804 | 0 | 354.0392 | 0 | 354.04 | 0 | 355.804 | 0 | 354.0392 | 0 | 355.804 | 0 | 364.5676 | 0.01559 | 355.804 | 5.3399e-06 | 355.804 | 0 | 355.2113 | 0 | 355.804 | 0 | 355.804 | 0.00042661 | 354.0392 | 0 | 355.804 | 0.00030688 | 355.2113 | 0 | 354.6443 | 0 | 353.3414 | 0.01191 | 354.2182 | 0
| 356.0186 | 0 | 354.2509 | 0 | 354.25 | 0 | 356.0186 | 0 | 354.2509 | 0 | 356.0186 | 0 | 364.7835 | 0.00451 | 356.0186 | 0 | 356.0186 | 0 | 355.4257 | 0 | 356.0186 | 0 | 356.0186 | 6.4411e-05 | 354.2509 | 0 | 356.0186 | -0.00065511 | 355.4257 | 0 | 354.8598 | 0 | 353.5583 | -0.0073 | 354.4336 | 0
| 356.2333 | 0 | 354.4627 | 0 | 354.46 | 0 | 356.2333 | 0 | 354.4627 | 0 | 356.2333 | 0 | 364.9994 | 0.015 | 356.2333 | 2.63e-06 | 356.2333 | 0 | 355.64 | 0 | 356.2333 | 0 | 356.2333 | 0.00075139 | 354.4627 | 0 | 356.2333 | 0.00010407 | 355.64 | 0 | 355.0754 | 0 | 353.7751 | 0.01099 | 354.6489 | 0
| 356.4479 | 0 | 354.6745 | 0 | 354.67 | 0 | 356.4479 | 0 | 354.6745 | 0 | 356.4479 | 0 | 365.2153 | 0.00384 | 356.4479 | 0 | 356.4479 | 0 | 355.8545 | 0 | 356.4479 | 0 | 356.4479 | -0.00032267 | 354.6745 | 0 | 356.4479 | -0.00037485 | 355.8544 | 0 | 355.291 | 0 | 353.9919 | -0.00673 | 354.8643 | 0
| 356.6626 | 0 | 354.8863 | 0 | 354.89 | 0 | 356.6626 | 0 | 354.8863 | 0 | 356.6626 | 0 | 365.4312 | 0.01466 | 356.6626 | 1.2903e-05 | 356.6626 | 0 | 356.0689 | 0 | 356.6626 | 0 | 356.6626 | 0.00047023 | 354.8863 | 0 | 356.6626 | 0.00034681 | 356.0689 | 0 | 355.5065 | 0 | 354.2088 | 0.01224 | 355.0797 | 0
| 356.8773 | 0 | 355.0981 | 0 | 355.1 | 0 | 356.8773 | 0 | 355.0981 | 0 | 356.8773 | 0 | 365.6472 | 0.00318 | 356.8773 | 0 | 356.8773 | 0 | 356.2833 | 0 | 356.8773 | 0 | 356.8773 | -0.00013509 | 355.0981 | 0 | 356.8773 | -0.00043141 | 356.2833 | 0 | 355.7221 | 0 | 354.4256 | -0.00996 | 355.295 | 0
| 357.092 | 0 | 355.3099 | 0 | 355.31 | 0 | 357.092 | 0 | 355.3099 | 0 | 357.092 | 0 | 365.8631 | 0.01484 | 357.092 | 1.1968e-05 | 357.092 | 0 | 356.4978 | 0 | 357.092 | 0 | 357.092 | 0.00093537 | 355.3099 | 0 | 357.092 | 0.00039638 | 356.4978 | 0 | 355.9377 | 0 | 354.6425 | 0.01281 | 355.5104 | 0
| 357.3067 | 0 | 355.5217 | 0 | 355.52 | 0 | 357.3067 | 0 | 355.5217 | 0 | 357.3067 | 0 | 366.0791 | 0.00379 | 357.3067 | 0 | 357.3067 | 0 | 356.7122 | 0 | 357.3067 | 0 | 357.3067 | 0.00027542 | 355.5217 | 0 | 357.3067 | -0.00055647 | 356.7122 | 0 | 356.1534 | 0 | 354.8594 | -0.00777 | 355.7259 | 0
| 357.5214 | 0 | 355.7335 | 0 | 355.73 | 0 | 357.5214 | 0 | 355.7336 | 0 | 357.5214 | 0 | 366.2951 | 0.01334 | 357.5214 | 7.2325e-06 | 357.5214 | 0 | 356.9267 | 0 | 357.5214 | 0 | 357.5214 | 0.0011552 | 355.7336 | 0 | 357.5214 | 0.00016363 | 356.9267 | 0 | 356.369 | 0 | 355.0763 | 0.01388 | 355.9413 | 0
| 357.7361 | 0 | 355.9454 | 0 | 355.95 | 0 | 357.7361 | 0 | 355.9454 | 0 | 357.7361 | 0 | 366.5111 | 0.00405 | 357.7361 | 0 | 357.7361 | 0 | 357.1412 | 0 | 357.7361 | 0 | 357.7361 | 0.00033909 | 355.9454 | 0 | 357.7362 | -0.00058433 | 357.1412 | 0 | 356.5846 | 0 | 355.2932 | -0.00785 | 356.1567 | 0
| 357.9509 | 0 | 356.1573 | 0 | 356.16 | 0 | 357.9509 | 0 | 356.1573 | 0 | 357.9509 | 0 | 366.7271 | 0.0142 | 357.9509 | 1.2094e-05 | 357.9509 | 0 | 357.3557 | 0 | 357.9509 | 0 | 357.9509 | 0.0012794 | 356.1573 | 0 | 357.9509 | 0.000262 | 357.3557 | 0 | 356.8003 | 0 | 355.5101 | 0.0145 | 356.3721 | 0
| 358.1657 | 0 | 356.3691 | 0 | 356.37 | 0 | 358.1657 | 0 | 356.3691 | 0 | 358.1657 | 0 | 366.9431 | 0.00267 | 358.1656 | 0 | 358.1657 | 0 | 357.5703 | 0 | 358.1657 | 0 | 358.1656 | -0.00075707 | 356.3691 | 0 | 358.1657 | -0.00077226 | 357.5702 | 0 | 357.0159 | 0 | 355.7271 | -0.00937 | 356.5876 | 0
| 358.3804 | 0 | 356.581 | 0 | 356.58 | 0 | 358.3804 | 0 | 356.581 | 0 | 358.3804 | 0 | 367.1591 | 0.01242 | 358.3804 | 7.6798e-06 | 358.3804 | 0 | 357.7848 | 0 | 358.3804 | 0 | 358.3804 | 0.00063996 | 356.581 | 0 | 358.3804 | 0.00032618 | 357.7848 | 0 | 357.2316 | 0 | 355.944 | 0.01107 | 356.8031 | 0
| 358.5952 | 0 | 356.7929 | 0 | 356.79 | 0 | 358.5952 | 0 | 356.7929 | 0 | 358.5952 | 0 | 367.3752 | 0.00399 | 358.5952 | 0 | 358.5952 | 0 | 357.9994 | 0 | 358.5952 | 0 | 358.5952 | 0.00014209 | 356.7929 | 0 | 358.5953 | -0.00040099 | 357.9994 | 0 | 357.4473 | 0 | 356.161 | -0.00827 | 357.0185 | 0
| 358.81 | 0 | 357.0048 | 0 | 357 | 0 | 358.81 | 0 | 357.0048 | 0 | 358.81 | 0 | 367.5912 | 0.01208 | 358.81 | 4.4156e-06 | 358.81 | 0 | 358.2139 | 0 | 358.81 | 0 | 358.81 | 0.00052455 | 357.0048 | 0 | 358.81 | 0.00024576 | 358.2139 | 0 | 357.6629 | 0 | 356.378 | 0.01385 | 357.234 | 0
| 359.0249 | 0 | 357.2168 | 0 | 357.22 | 0 | 359.0249 | 0 | 357.2168 | 0 | 359.0249 | 0 | 367.8073 | 0.00352 | 359.0249 | 0 | 359.0249 | 0 | 358.4285 | 0 | 359.0249 | 0 | 359.0249 | -0.00013958 | 357.2168 | 0 | 359.0249 | -0.00048795 | 358.4285 | 0 | 357.8786 | 0 | 356.595 | -0.00895 | 357.4495 | 0
| 359.2397 | 0 | 357.4287 | 0 | 357.43 | 0 | 359.2397 | 0 | 357.4287 | 0 | 359.2397 | 0 | 368.0233 | 0.01202 | 359.2397 | 1.3665e-05 | 359.2397 | 0 | 358.6431 | 0 | 359.2397 | 0 | 359.2397 | 0.0003972 | 357.4287 | 0 | 359.2397 | 0.00032991 | 358.6431 | 0 | 358.0944 | 0 | 356.812 | 0.01467 | 357.665 | 0
| 359.4546 | 0 | 357.6407 | 0 | 357.64 | 0 | 359.4546 | 0 | 357.6407 | 0 | 359.4546 | 0 | 368.2394 | 0.0028 | 359.4546 | 0 | 359.4546 | 0 | 358.8578 | 0 | 359.4546 | 0 | 359.4546 | 0.00047226 | 357.6407 | 0 | 359.4546 | -0.00065071 | 358.8578 | 0 | 358.3101 | 0 | 357.029 | -0.00815 | 357.8806 | 0
| 359.6694 | 0 | 357.8526 | 0 | 357.85 | 0 | 359.6694 | 0 | 357.8526 | 0 | 359.6694 | 0 | 368.4555 | 0.0098 | 359.6694 | 3.7547e-06 | 359.6694 | 0 | 359.0724 | 0 | 359.6694 | 0 | 359.6694 | 0.00058562 | 357.8526 | 0 | 359.6694 | 0.00030231 | 359.0724 | 0 | 358.5258 | 0 | 357.246 | 0.01291 | 358.0961 | 0
| 359.8843 | 0 | 358.0646 | 0 | 358.06 | 0 | 359.8843 | 0 | 358.0646 | 0 | 359.8843 | 0 | 368.6716 | 0.00316 | 359.8843 | 0 | 359.8843 | 0 | 359.2871 | 0 | 359.8843 | 0 | 359.8843 | -0.00064791 | 358.0646 | 0 | 359.8843 | -0.00054278 | 359.2871 | 0 | 358.7415 | 0 | 357.4631 | -0.00852 | 358.3116 | 0
| 360.0992 | 0 | 358.2766 | 0 | 358.28 | 0 | 360.0992 | 0 | 358.2766 | 0 | 360.0992 | 0 | 368.8877 | 0.01234 | 360.0992 | 1.3322e-05 | 360.0992 | 0 | 359.5017 | 0 | 360.0992 | 0 | 360.0992 | 0.00029836 | 358.2766 | 0 | 360.0992 | 0.000193 | 359.5017 | 0 | 358.9573 | 0 | 357.6802 | 0.0132 | 358.5272 | 0
| 360.3141 | 0 | 358.4886 | 0 | 358.49 | 0 | 360.3141 | 0 | 358.4886 | 0 | 360.3141 | 0 | 369.1039 | 0.00211 | 360.3141 | 0 | 360.3141 | 0 | 359.7164 | 0 | 360.3141 | 0 | 360.3141 | 0.00032392 | 358.4886 | 0 | 360.3141 | -0.00069725 | 359.7164 | 0 | 359.173 | 0 | 357.8972 | -0.00739 | 358.7428 | 0
| 360.5291 | 0 | 358.7006 | 0 | 358.7 | 0 | 360.5291 | 0 | 358.7006 | 0 | 360.5291 | 0 | 369.32 | 0.01106 | 360.5291 | 1.6823e-05 | 360.5291 | 0 | 359.9311 | 0 | 360.5291 | 0 | 360.5291 | 0.0003604 | 358.7006 | 0 | 360.529 | 0.00029955 | 359.9311 | 0 | 359.3888 | 0 | 358.1143 | 0.01383 | 358.9583 | 0
| 360.744 | 0 | 358.9126 | 0 | 358.91 | 0 | 360.744 | 0 | 358.9126 | 0 | 360.744 | 0 | 369.5362 | 0.00265 | 360.744 | 0 | 360.744 | 0 | 360.1458 | 0 | 360.744 | 0 | 360.744 | 0.00014777 | 358.9126 | 0 | 360.744 | -0.00063866 | 360.1458 | 0 | 359.6046 | 0 | 358.3314 | -0.00773 | 359.174 | 0
| 360.959 | 0 | 359.1247 | 0 | 359.12 | 0 | 360.959 | 0 | 359.1247 | 0 | 360.959 | 0 | 369.7523 | 0.01008 | 360.959 | 7.7939e-06 | 360.959 | 0 | 360.3606 | 0 | 360.959 | 0 | 360.959 | 0.0011983 | 359.1247 | 0 | 360.959 | 0.00024111 | 360.3606 | 0 | 359.8204 | 0 | 358.5485 | 0.01163 | 359.3896 | 0
| 361.1739 | 0 | 359.3367 | 0 | 359.34 | 0 | 361.1739 | 0 | 359.3367 | 0 | 361.1739 | 0 | 369.9685 | 0.00288 | 361.174 | 0 | 361.1739 | 0 | 360.5753 | 0 | 361.1739 | 0 | 361.174 | -1.0959e-06 | 359.3367 | 0 | 361.1739 | -0.00046727 | 360.5753 | 0 | 360.0362 | 0 | 358.7656 | -0.00765 | 359.6052 | 0
| 361.3889 | 0 | 359.5488 | 0 | 359.55 | 0 | 361.3889 | 0 | 359.5488 | 0 | 361.3889 | 0 | 370.1847 | 0.01084 | 361.3889 | 4.5953e-06 | 361.3889 | 0 | 360.7901 | 0 | 361.3889 | 0 | 361.3889 | 0.00029899 | 359.5488 | 0 | 361.3889 | 0.00033612 | 360.7901 | 0 | 360.252 | 0 | 358.9828 | 0.01141 | 359.8208 | 0
| 361.6039 | 0 | 359.7609 | 0 | 359.76 | 0 | 361.6039 | 0 | 359.7609 | 0 | 361.6039 | 0 | 370.4009 | 0.00211 | 361.6039 | 0 | 361.6039 | 0 | 361.0049 | 0 | 361.6039 | 0 | 361.6039 | 0.00017697 | 359.7609 | 0 | 361.6039 | -0.00051292 | 361.0049 | 0 | 360.4678 | 0 | 359.1999 | -0.00658 | 360.0364 | 0
| 361.8189 | 0 | 359.973 | 0 | 359.97 | 0 | 361.8189 | 0 | 359.973 | 0 | 361.8189 | 0 | 370.6171 | 0.00976 | 361.8189 | 1.1637e-05 | 361.8189 | 0 | 361.2197 | 0 | 361.8189 | 0 | 361.8189 | 0.00068635 | 359.973 | 0 | 361.8189 | 0.00028619 | 361.2197 | 0 | 360.6837 | 0 | 359.4171 | 0.01182 | 360.2521 | 0
| 362.034 | 0 | 360.1851 | 0 | 360.19 | 0 | 362.034 | 0 | 360.1851 | 0 | 362.034 | 0 | 370.8333 | 0.00265 | 362.034 | 0 | 362.034 | 0 | 361.4345 | 0 | 362.034 | 0 | 362.034 | 0.00057697 | 360.1851 | 0 | 362.034 | -0.00044427 | 361.4345 | 0 | 360.8995 | 0 | 359.6343 | -0.00683 | 360.4677 | 0
| 362.249 | 0 | 360.3972 | 0 | 360.4 | 0 | 362.249 | 0 | 360.3972 | 0 | 362.249 | 0 | 371.0495 | 0.01082 | 362.249 | 9.3092e-06 | 362.249 | 0 | 361.6493 | 0 | 362.249 | 0 | 362.249 | 0.000648 | 360.3972 | 0 | 362.249 | 0.00033243 | 361.6493 | 0 | 361.1154 | 0 | 359.8514 | 0.01089 | 360.6834 | 0
| 362.4641 | 0 | 360.6093 | 0 | 360.61 | 0 | 362.4641 | 0 | 360.6093 | 0 | 362.4641 | 0 | 371.2658 | 0.00349 | 362.4641 | 0 | 362.4641 | 0 | 361.8642 | 0 | 362.4641 | 0 | 362.4641 | 0.00046777 | 360.6093 | 0 | 362.4641 | -0.0006027 | 361.8642 | 0 | 361.3312 | 0 | 360.0686 | -0.00441 | 360.8991 | 0
| 362.6792 | 0 | 360.8214 | 0 | 360.82 | 0 | 362.6792 | 0 | 360.8214 | 0 | 362.6792 | 0 | 371.4821 | 0.01156 | 362.6792 | 8.5007e-06 | 362.6792 | 0 | 362.079 | 0 | 362.6792 | 0 | 362.6792 | 0.00096345 | 360.8214 | 0 | 362.6792 | 0.00025171 | 362.079 | 0 | 361.5471 | 0 | 360.2858 | 0.00992 | 361.1148 | 0
| 362.8942 | 0 | 361.0336 | 0 | 361.03 | 0 | 362.8943 | 0 | 361.0336 | 0 | 362.8943 | 0 | 371.6983 | 0.00303 | 362.8943 | 0 | 362.8943 | 0 | 362.2939 | 0 | 362.8943 | 0 | 362.8943 | -2.5657e-05 | 361.0336 | 0 | 362.8943 | -0.00065263 | 362.2939 | 0 | 361.763 | 0 | 360.503 | -0.00656 | 361.3305 | 0
| 363.1094 | 0 | 361.2458 | 0 | 361.25 | 0 | 363.1094 | 0 | 361.2458 | 0 | 363.1094 | 0 | 371.9146 | 0.01033 | 363.1094 | 8.7167e-06 | 363.1094 | 0 | 362.5088 | 0 | 363.1094 | 0 | 363.1094 | 0.0011196 | 361.2458 | 0 | 363.1094 | 0.00034112 | 362.5088 | 0 | 361.9789 | 0 | 360.7203 | 0.01047 | 361.5463 | 0
| 363.3245 | 0 | 361.4579 | 0 | 361.46 | 0 | 363.3245 | 0 | 361.4579 | 0 | 363.3245 | 0 | 372.1309 | 0.00252 | 363.3245 | 0 | 363.3245 | 0 | 362.7237 | 0 | 363.3245 | 0 | 363.3245 | 6.1463e-05 | 361.4579 | 0 | 363.3245 | -0.00036349 | 362.7237 | 0 | 362.1948 | 0 | 360.9376 | -0.00765 | 361.762 | 0
| 363.5396 | 0 | 361.6701 | 0 | 361.67 | 0 | 363.5396 | 0 | 361.6701 | 0 | 363.5396 | 0 | 372.3472 | 0.01009 | 363.5396 | 7.5698e-06 | 363.5396 | 0 | 362.9386 | 0 | 363.5396 | 0 | 363.5396 | 0.00051502 | 361.6701 | 0 | 363.5396 | 0.0005031 | 362.9386 | 0 | 362.4107 | 0 | 361.1548 | 0.01043 | 361.9777 | 0
| 363.7548 | 0 | 361.8823 | 0 | 361.88 | 0 | 363.7548 | 0 | 361.8823 | 0 | 363.7548 | 0 | 372.5635 | 0.00236 | 363.7548 | 0 | 363.7548 | 0 | 363.1536 | 0 | 363.7548 | 0 | 363.7548 | 0.00063269 | 361.8823 | 0 | 363.7548 | -0.00051258 | 363.1536 | 0 | 362.6266 | 0 | 361.3721 | -0.0062 | 362.1935 | 0
| 363.9699 | 0 | 362.0945 | 0 | 362.09 | 0 | 363.9699 | 0 | 362.0945 | 0 | 363.9699 | 0 | 372.7798 | 0.01024 | 363.9699 | 1.2248e-05 | 363.9699 | 0 | 363.3685 | 0 | 363.9699 | 0 | 363.9699 | 0.0011626 | 362.0945 | 0 | 363.9699 | 0.00018823 | 363.3685 | 0 | 362.8425 | 0 | 361.5894 | 0.01059 | 362.4093 | 0
| 364.1851 | 0 | 362.3068 | 0 | 362.31 | 0 | 364.1851 | 0 | 362.3068 | 0 | 364.1851 | 0 | 372.9962 | 0.00365 | 364.1851 | 0 | 364.1851 | 0 | 363.5835 | 0 | 364.1851 | 0 | 364.1851 | 0.00029902 | 362.3068 | 0 | 364.1851 | -0.00046818 | 363.5835 | 0 | 363.0585 | 0 | 361.8067 | -0.00833 | 362.625 | 0
| 364.4003 | 0 | 362.519 | 0 | 362.52 | 0 | 364.4003 | 0 | 362.519 | 0 | 364.4003 | 0 | 373.2125 | 0.01033 | 364.4003 | 1.1459e-05 | 364.4003 | 0 | 363.7985 | 0 | 364.4003 | 0 | 364.4003 | 0.0013317 | 362.519 | 0 | 364.4003 | 0.00032457 | 363.7985 | 0 | 363.2744 | 0 | 362.024 | 0.01119 | 362.8408 | 0
| 364.6155 | 0 | 362.7313 | 0 | 362.73 | 0 | 364.6155 | 0 | 362.7313 | 0 | 364.6155 | 0 | 373.4289 | 0.00272 | 364.6155 | 0 | 364.6155 | 0 | 364.0135 | 0 | 364.6155 | 0 | 364.6155 | -9.0034e-05 | 362.7313 | 0 | 364.6155 | -0.00047702 | 364.0135 | 0 | 363.4904 | 0 | 362.2413 | -0.00707 | 363.0566 | 0
| 364.8307 | 0 | 362.9435 | 0 | 362.94 | 0 | 364.8307 | 0 | 362.9435 | 0 | 364.8307 | 0 | 373.6453 | 0.00897 | 364.8307 | 1.0983e-05 | 364.8307 | 0 | 364.2285 | 0 | 364.8307 | 0 | 364.8307 | 0.00078166 | 362.9435 | 0 | 364.8308 | 0.00027456 | 364.2285 | 0 | 363.7064 | 0 | 362.4587 | 0.0086 | 363.2725 | 0
| 365.046 | 0 | 363.1558 | 0 | 363.16 | 0 | 365.046 | 0 | 363.1558 | 0 | 365.046 | 0 | 373.8616 | 0.00282 | 365.046 | 0 | 365.046 | 0 | 364.4435 | 0 | 365.046 | 0 | 365.046 | 5.0893e-05 | 363.1558 | 0 | 365.046 | -0.00056196 | 364.4435 | 0 | 363.9224 | 0 | 362.676 | -0.0054 | 363.4883 | 0
| 365.2612 | 0 | 363.3681 | 0 | 363.37 | 0 | 365.2612 | 0 | 363.3681 | 0 | 365.2612 | 0 | 374.078 | 0.00901 | 365.2612 | 7.6768e-06 | 365.2612 | 0 | 364.6586 | 0 | 365.2612 | 0 | 365.2612 | 0.00078989 | 363.3681 | 0 | 365.2612 | 0.00018745 | 364.6586 | 0 | 364.1383 | 0 | 362.8934 | 0.01051 | 363.7041 | 0
| 365.4765 | 0 | 363.5804 | 0 | 363.58 | 0 | 365.4765 | 0 | 363.5804 | 0 | 365.4765 | 0 | 374.2944 | 0.00147 | 365.4765 | 0 | 365.4765 | 0 | 364.8736 | 0 | 365.4765 | 0 | 365.4765 | 0.00036289 | 363.5804 | 0 | 365.4765 | -0.00072012 | 364.8736 | 0 | 364.3544 | 0 | 363.1108 | -0.00582 | 363.92 | 0
| 365.6918 | 0 | 363.7927 | 0 | 363.79 | 0 | 365.6918 | 0 | 363.7927 | 0 | 365.6918 | 0 | 374.5109 | 0.00953 | 365.6918 | 1.1351e-05 | 365.6918 | 0 | 365.0887 | 0 | 365.6918 | 0 | 365.6918 | 8.518e-05 | 363.7927 | 0 | 365.6918 | 0.00040355 | 365.0887 | 0 | 364.5704 | 0 | 363.3282 | 0.00956 | 364.1358 | 0
| 365.9071 | 0 | 364.005 | 0 | 364.01 | 0 | 365.9071 | 0 | 364.005 | 0 | 365.9071 | 0 | 374.7273 | 0.00341 | 365.9071 | 0 | 365.9071 | 0 | 365.3038 | 0 | 365.9071 | 0 | 365.9071 | -6.3064e-05 | 364.005 | 0 | 365.9071 | -0.00054991 | 365.3038 | 0 | 364.7864 | 0 | 363.5456 | -0.00646 | 364.3517 | 0
| 366.1224 | 0 | 364.2174 | 0 | 364.22 | 0.0026241 | 366.1224 | 0 | 364.2174 | 0 | 366.1224 | 0 | 374.9437 | 0.01041 | 366.1224 | 1.1023e-05 | 366.1224 | 0 | 365.5189 | 0 | 366.1224 | 0 | 366.1224 | 0.00012817 | 364.2174 | 0 | 366.1224 | 0.00034797 | 365.5189 | 0 | 365.0024 | 0 | 363.763 | 0.00846 | 364.5676 | 0
| 366.3377 | 0 | 364.4298 | 0 | 364.43 | 0 | 366.3377 | 0 | 364.4297 | 0 | 366.3377 | 0 | 375.1602 | 0.00291 | 366.3377 | 0 | 366.3377 | 0 | 365.7341 | 0 | 366.3377 | 0 | 366.3377 | 0.00064733 | 364.4297 | 0 | 366.3377 | -0.00073128 | 365.7341 | 0 | 365.2185 | 0 | 363.9804 | -0.00622 | 364.7835 | 0
| 366.553 | 0 | 364.6421 | 0 | 364.64 | 0 | 366.553 | 0 | 364.6421 | 0 | 366.553 | 0 | 375.3766 | 0.00984 | 366.553 | 1.1299e-05 | 366.553 | 0 | 365.9492 | 0 | 366.553 | 0 | 366.553 | 0.00080648 | 364.6421 | 0 | 366.553 | 0.0003709 | 365.9492 | 0 | 365.4345 | 0 | 364.1979 | 0.00803 | 364.9994 | 0
| 366.7684 | 0 | 364.8545 | 0 | 364.85 | 0 | 366.7684 | 0 | 364.8545 | 0 | 366.7684 | 0 | 375.5931 | 0.00368 | 366.7684 | 0 | 366.7684 | 0 | 366.1644 | 0 | 366.7684 | 0 | 366.7684 | 0.0002068 | 364.8545 | 0 | 366.7684 | -0.00037726 | 366.1644 | 0 | 365.6506 | 0 | 364.4153 | -0.00526 | 365.2153 | 0
| 366.9838 | 0 | 365.0669 | 0 | 365.07 | 0 | 366.9838 | 0 | 365.0669 | 0 | 366.9838 | 0 | 375.8096 | 0.00874 | 366.9838 | 1.0313e-05 | 366.9838 | 0 | 366.3795 | 0 | 366.9838 | 0 | 366.9838 | 0.00033037 | 365.0669 | 0 | 366.9838 | 0.00038505 | 366.3795 | 0 | 365.8667 | 0 | 364.6328 | 0.0089 | 365.4312 | 0
| 367.1992 | 0 | 365.2793 | 0 | 365.28 | 0 | 367.1992 | 0 | 365.2793 | 0 | 367.1992 | 0 | 376.0261 | 0.00186 | 367.1992 | 0 | 367.1992 | 0 | 366.5947 | 0 | 367.1992 | 0 | 367.1992 | 0.00027824 | 365.2793 | 0 | 367.1992 | -0.00050162 | 366.5947 | 0 | 366.0828 | 0 | 364.8503 | -0.00325 | 365.6472 | 0
| 367.4146 | 0 | 365.4917 | 0 | 365.49 | 0 | 367.4146 | 0 | 365.4917 | 0 | 367.4146 | 0 | 376.2426 | 0.00827 | 367.4146 | 6.7655e-06 | 367.4146 | 0 | 366.8099 | 0 | 367.4146 | 0 | 367.4146 | 0.0014038 | 365.4917 | 0 | 367.4146 | 0.0001861 | 366.8099 | 0 | 366.2989 | 0 | 365.0678 | 0.00751 | 365.8631 | 0
| 367.63 | 0 | 365.7041 | 0 | 365.7 | 0 | 367.63 | 0 | 365.7041 | 0 | 367.63 | 0 | 376.4591 | 0.00139 | 367.63 | 0 | 367.63 | 0 | 367.0252 | 0 | 367.63 | 0 | 367.63 | -9.8942e-05 | 365.7041 | 0 | 367.63 | -0.0006161 | 367.0251 | 0 | 366.515 | 0 | 365.2853 | -0.00351 | 366.0791 | 0
| 367.8454 | 0 | 365.9166 | 0 | 365.92 | 0 | 367.8454 | 0 | 365.9166 | 0 | 367.8454 | 0 | 376.6757 | 0.00846 | 367.8454 | 9.5872e-06 | 367.8454 | 0 | 367.2404 | 0 | 367.8454 | 0 | 367.8454 | 0.00034831 | 365.9166 | 0 | 367.8454 | 0.00024601 | 367.2404 | 0 | 366.7311 | 0 | 365.5028 | 0.00836 | 366.2951 | 0
| 368.0608 | 0 | 366.129 | 0 | 366.13 | 0 | 368.0608 | 0 | 366.129 | 0 | 368.0608 | 0 | 376.8922 | 0.00188 | 368.0609 | 0 | 368.0608 | 0 | 367.4556 | 0 | 368.0608 | 0 | 368.0609 | 7.4401e-05 | 366.129 | 0 | 368.0609 | -0.00046427 | 367.4556 | 0 | 366.9472 | 0 | 365.7203 | -0.00544 | 366.5111 | 0
| 368.2763 | 0 | 366.3415 | 0 | 366.34 | 0 | 368.2763 | 0 | 366.3415 | 0 | 368.2763 | 0 | 377.1088 | 0.00876 | 368.2763 | 1.219e-05 | 368.2763 | 0 | 367.6709 | 0 | 368.2763 | 0 | 368.2763 | 0.0011246 | 366.3415 | 0 | 368.2763 | 0.00041031 | 367.6709 | 0 | 367.1634 | 0 | 365.9379 | 0.00674 | 366.7271 | 0
| 368.4918 | 0 | 366.554 | 0 | 366.55 | 0 | 368.4918 | 0 | 366.554 | 0 | 368.4918 | 0 | 377.3254 | 0.00219 | 368.4918 | 0 | 368.4918 | 0 | 367.8862 | 0 | 368.4918 | 0 | 368.4918 | 0.00017161 | 366.554 | 0 | 368.4918 | -0.00056622 | 367.8862 | 0 | 367.3795 | 0 | 366.1554 | -0.00446 | 366.9431 | 0
| 368.7073 | 0 | 366.7665 | 0 | 366.77 | 0 | 368.7073 | 0 | 366.7664 | 0 | 368.7073 | 0 | 377.5419 | 0.00914 | 368.7072 | 8.7609e-06 | 368.7073 | 0 | 368.1015 | 0 | 368.7073 | 0 | 368.7072 | 0.0004503 | 366.7664 | 0 | 368.7072 | 0.00030685 | 368.1015 | 0 | 367.5957 | 0 | 366.373 | 0.00632 | 367.1591 | 0
| 368.9228 | 0 | 366.9789 | 0 | 366.98 | 0 | 368.9228 | 0 | 366.9789 | 0 | 368.9228 | 0 | 377.7585 | 0.00218 | 368.9228 | 0 | 368.9228 | 0 | 368.3168 | 0 | 368.9228 | 0 | 368.9228 | 0.00036408 | 366.9789 | 0 | 368.9228 | -0.0005782 | 368.3168 | 0 | 367.8119 | 0 | 366.5906 | -0.00382 | 367.3752 | 0
| 369.1383 | 0 | 367.1915 | 0 | 367.19 | 0 | 369.1383 | 0 | 367.1915 | 0 | 369.1383 | 0 | 377.9751 | 0.00875 | 369.1383 | 6.9915e-06 | 369.1383 | 0 | 368.5321 | 0 | 369.1383 | 0 | 369.1383 | 0.00035973 | 367.1915 | 0 | 369.1383 | 0.00031454 | 368.5321 | 0 | 368.028 | 0 | 366.8082 | 0.00566 | 367.5912 | 0
| 369.3538 | 0 | 367.404 | 0 | 367.4 | 0 | 369.3538 | 0 | 367.404 | 0 | 369.3538 | 0 | 378.1917 | 0.00284 | 369.3538 | 0 | 369.3538 | 0 | 368.7475 | 0 | 369.3538 | 0 | 369.3538 | 0.00059158 | 367.404 | 0 | 369.3538 | -0.0004665 | 368.7475 | 0 | 368.2442 | 0 | 367.0258 | -0.00429 | 367.8073 | 0
| 369.5693 | 0 | 367.6165 | 0 | 367.62 | 0 | 369.5694 | 0 | 367.6165 | 0 | 369.5694 | 0 | 378.4084 | 0.00869 | 369.5693 | 9.1868e-06 | 369.5693 | 0 | 368.9628 | 0 | 369.5694 | 0 | 369.5693 | 0.0013171 | 367.6165 | 0 | 369.5693 | 0.00020896 | 368.9629 | 0 | 368.4604 | 0 | 367.2434 | 0.00567 | 368.0233 | 0
| 369.7849 | 0 | 367.8291 | 0 | 367.83 | 0 | 369.7849 | 0 | 367.8291 | 0 | 369.7849 | 0 | 378.625 | 0.00192 | 369.7849 | 0 | 369.7849 | 0 | 369.1782 | 0 | 369.7849 | 0 | 369.7849 | -0.00044186 | 367.8291 | 0 | 369.7849 | -0.00056357 | 369.1782 | 0 | 368.6766 | 0 | 367.4611 | -0.00393 | 368.2394 | 0
| 370.0005 | 0 | 368.0416 | 0 | 368.04 | 0 | 370.0005 | 0 | 368.0416 | 0 | 370.0005 | 0 | 378.8417 | 0.00725 | 370.0005 | 5.1913e-06 | 370.0005 | 0 | 369.3936 | 0 | 370.0005 | 0 | 370.0005 | 0.00056356 | 368.0416 | 0 | 370.0005 | 0.0002696 | 369.3936 | 0 | 368.8929 | 0 | 367.6787 | 0.00543 | 368.4555 | 0
| 370.2161 | 0 | 368.2542 | 0 | 368.25 | 0 | 370.2161 | 0 | 368.2542 | 0 | 370.2161 | 0 | 379.0583 | 0.00209 | 370.2161 | 0 | 370.2161 | 0 | 369.609 | 0 | 370.2161 | 0 | 370.2161 | -0.00022686 | 368.2542 | 0 | 370.2161 | -0.00057446 | 369.609 | 0 | 369.1091 | 0 | 367.8964 | -0.00416 | 368.6716 | 0
| 370.4317 | 0 | 368.4668 | 0 | 368.47 | 0 | 370.4317 | 0 | 368.4668 | 0 | 370.4317 | 0 | 379.275 | 0.00837 | 370.4317 | 1.1117e-05 | 370.4317 | 0 | 369.8244 | 0 | 370.4317 | 0 | 370.4317 | 0.00046482 | 368.4668 | 0 | 370.4317 | 0.00022756 | 369.8245 | 0 | 369.3253 | 0 | 368.114 | 0.00548 | 368.8877 | 0
| 370.6473 | 0 | 368.6794 | 0 | 368.68 | 0 | 370.6473 | 0 | 368.6794 | 0 | 370.6473 | 0 | 379.4917 | 0.00218 | 370.6473 | 0 | 370.6473 | 0 | 370.0399 | 0 | 370.6473 | 0 | 370.6473 | -8.8113e-05 | 368.6794 | 0 | 370.6473 | -0.00053062 | 370.0399 | 0 | 369.5416 | 0 | 368.3318 | -0.00504 | 369.1039 | 0
| 370.8629 | 0 | 368.892 | 0 | 368.89 | 0 | 370.8629 | 0 | 368.892 | 0 | 370.8629 | 0 | 379.7084 | 0.00723 | 370.8629 | 1.3024e-05 | 370.8629 | 0 | 370.2553 | 0 | 370.8629 | 0 | 370.8629 | 0.0012158 | 368.892 | 0 | 370.8629 | 0.00049358 | 370.2553 | 0 | 369.7578 | 0 | 368.5494 | 0.00585 | 369.32 | 0
| 371.0786 | 0 | 369.1046 | 0 | 369.1 | 0 | 371.0786 | 0 | 369.1046 | 0 | 371.0786 | 0 | 379.9251 | 0.00174 | 371.0786 | 3.8983e-06 | 371.0786 | 0 | 370.4708 | 0 | 371.0786 | 0 | 371.0786 | 0.00017146 | 369.1046 | 0 | 371.0786 | -0.0003257 | 370.4708 | 0 | 369.9741 | 0 | 368.7672 | -0.00363 | 369.5362 | 0
| 371.2942 | 0 | 369.3173 | 0 | 369.32 | 0 | 371.2942 | 0 | 369.3173 | 0 | 371.2942 | 0 | 380.1418 | 0.00768 | 371.2943 | 7.3954e-06 | 371.2942 | 0 | 370.6863 | 0 | 371.2942 | 0 | 371.2943 | 0.00022444 | 369.3173 | 0 | 371.2942 | 0.00027125 | 370.6863 | 0 | 370.1904 | 0 | 368.9849 | 0.00538 | 369.7523 | 0
| 371.5099 | 0 | 369.5299 | 0 | 369.53 | 0 | 371.5099 | 0 | 369.5299 | 0 | 371.5099 | 0 | 380.3585 | 0.00233 | 371.5099 | 0 | 371.5099 | 0 | 370.9018 | 0 | 371.5099 | 0 | 371.5099 | 0.0004139 | 369.5299 | 0 | 371.5099 | -0.00055842 | 370.9018 | 0 | 370.4067 | 0 | 369.2026 | -0.00451 | 369.9685 | 0
| 371.7256 | 0 | 369.7426 | 0 | 369.74 | 0 | 371.7256 | 0 | 369.7426 | 0 | 371.7256 | 0 | 380.5753 | 0.00718 | 371.7256 | 9.6914e-06 | 371.7256 | 0 | 371.1173 | 0 | 371.7256 | 0 | 371.7256 | 0.00059858 | 369.7426 | 0 | 371.7256 | 0.00033519 | 371.1173 | 0 | 370.623 | 0 | 369.4204 | 0.0056 | 370.1847 | 0
| 371.9413 | 0 | 369.9553 | 0 | 369.96 | 0 | 371.9413 | 0 | 369.9553 | 0 | 371.9413 | 0 | 380.7921 | 0.00132 | 371.9413 | 0 | 371.9413 | 0 | 371.3328 | 0 | 371.9413 | 0 | 371.9413 | -0.00018588 | 369.9553 | 0 | 371.9413 | -0.00042629 | 371.3329 | 0 | 370.8393 | 0 | 369.6381 | -0.00301 | 370.4009 | 0
| 372.157 | 0 | 370.168 | 0.00622 | 370.17 | 0 | 372.157 | 0 | 370.168 | 0 | 372.157 | 0 | 381.0088 | 0.00699 | 372.157 | 9.7721e-06 | 372.157 | 0 | 371.5484 | 0 | 372.157 | 0 | 372.157 | 0.0010583 | 370.168 | 0 | 372.157 | 0.00025121 | 371.5484 | 0 | 371.0556 | 0 | 369.8559 | 0.00512 | 370.6171 | 0
| 372.3728 | 0 | 370.3807 | 0.00118 | 370.38 | 0 | 372.3728 | 0 | 370.3807 | 0 | 372.3728 | 0 | 381.2256 | 0.00176 | 372.3728 | 0 | 372.3728 | 0 | 371.764 | 0 | 372.3728 | 0 | 372.3728 | 2.2443e-05 | 370.3807 | 0 | 372.3728 | -0.0005231 | 371.764 | 0 | 371.272 | 0 | 370.0737 | -0.00327 | 370.8333 | 0
| 372.5885 | 0 | 370.5934 | 0.00461 | 370.59 | 0 | 372.5885 | 0 | 370.5934 | 0 | 372.5885 | 0 | 381.4424 | 0.00654 | 372.5885 | 4.9264e-06 | 372.5885 | 0 | 371.9795 | 0 | 372.5885 | 0 | 372.5885 | 0.00090451 | 370.5934 | 0 | 372.5885 | 0.00046194 | 371.9795 | 0 | 371.4883 | 0 | 370.2915 | 0.00564 | 371.0495 | 0
| 372.8043 | 0 | 370.8061 | 0.00011343 | 370.81 | 0 | 372.8043 | 0 | 370.8061 | 0 | 372.8043 | 0 | 381.6592 | 0.00185 | 372.8043 | 0 | 372.8043 | 0 | 372.1951 | 0 | 372.8043 | 0 | 372.8043 | 0.00029246 | 370.8061 | 0 | 372.8043 | -0.00058084 | 372.1951 | 0 | 371.7047 | 0 | 370.5093 | -0.00311 | 371.2658 | 0
| 373.0201 | 0 | 371.0189 | 0.00885 | 371.02 | 0 | 373.0201 | 0 | 371.0189 | 0 | 373.0201 | 0 | 381.876 | 0.00639 | 373.0201 | 1.4873e-05 | 373.0201 | 0 | 372.4107 | 0 | 373.0201 | 0 | 373.0201 | 0.00075359 | 371.0189 | 0 | 373.0201 | 0.00023736 | 372.4107 | 0 | 371.9211 | 0 | 370.7272 | 0.00515 | 371.4821 | 0
| 373.2359 | 0 | 371.2316 | -0.00051368 | 371.23 | 0 | 373.2358 | 0 | 371.2316 | 0 | 373.2358 | 0 | 382.0928 | 0.0015 | 373.2358 | 0 | 373.2359 | 0 | 372.6264 | 0 | 373.2358 | 0 | 373.2358 | 0.0003689 | 371.2316 | 0 | 373.2358 | -0.00050368 | 372.6264 | 0 | 372.1374 | 0 | 370.945 | -0.00394 | 371.6983 | 0
| 373.4517 | 0 | 371.4444 | 0.00937 | 371.44 | 0 | 373.4517 | 0 | 371.4444 | 0 | 373.4517 | 0 | 382.3096 | 0.007 | 373.4517 | 1.0725e-05 | 373.4517 | 0 | 372.842 | 0 | 373.4517 | 0 | 373.4517 | 0.0010066 | 371.4444 | 0 | 373.4517 | 0.00028465 | 372.842 | 0 | 372.3538 | 0 | 371.1629 | 0.00523 | 371.9146 | 0
| 373.6675 | 0 | 371.6571 | -2.513e-05 | 371.66 | 0 | 373.6675 | 0 | 371.6571 | 0 | 373.6675 | 0 | 382.5265 | 0.00212 | 373.6675 | 0 | 373.6675 | 0 | 373.0577 | 0 | 373.6675 | 0 | 373.6675 | -0.00039976 | 371.6571 | 0 | 373.6675 | -0.00055937 | 373.0577 | 0 | 372.5702 | 0 | 371.3807 | -0.00326 | 372.1309 | 0
| 373.8833 | 0 | 371.8699 | 0.00814 | 371.87 | 0 | 373.8833 | 0 | 371.8699 | 0 | 373.8833 | 0 | 382.7434 | 0.00637 | 373.8833 | 4.3518e-06 | 373.8833 | 0 | 373.2733 | 0 | 373.8833 | 0 | 373.8833 | 0.0007455 | 371.8699 | 0 | 373.8833 | 0.00017554 | 373.2733 | 0 | 372.7866 | 0 | 371.5986 | 0.00537 | 372.3472 | 0
| 374.0992 | 0 | 372.0827 | 0.00792 | 372.08 | 0 | 374.0992 | 0 | 372.0827 | 0 | 374.0992 | 0 | 382.9602 | 0.00171 | 374.0992 | 0 | 374.0992 | 0 | 373.489 | 0 | 374.0992 | 0 | 374.0992 | -0.00015626 | 372.0827 | 0 | 374.0992 | -0.00046401 | 373.489 | 0 | 373.003 | 0 | 371.8165 | -0.00367 | 372.5635 | 0
| 374.315 | 0 | 372.2956 | 0.00584 | 372.3 | 0 | 374.315 | 0 | 372.2956 | 0 | 374.315 | 0 | 383.1771 | 0.0065 | 374.315 | 1.3198e-05 | 374.315 | 0 | 373.7047 | 0 | 374.315 | 0 | 374.315 | 0.00080165 | 372.2956 | 0 | 374.315 | 0.00031326 | 373.7047 | 0 | 373.2195 | 0 | 372.0344 | 0.00507 | 372.7798 | 0
| 374.5309 | 0 | 372.5084 | 0.00211 | 372.51 | 0 | 374.5309 | 0 | 372.5084 | 0 | 374.5309 | 0 | 383.394 | 0.00224 | 374.5309 | 0 | 374.5309 | 0 | 373.9204 | 0 | 374.5309 | 0 | 374.5309 | 4.5593e-05 | 372.5084 | 0 | 374.5309 | -0.00037559 | 373.9204 | 0 | 373.4359 | 0 | 372.2523 | -0.00351 | 372.9962 | 0
| 374.7468 | 0 | 372.7212 | 0.00296 | 372.72 | 0 | 374.7468 | 0 | 372.7212 | 0 | 374.7468 | 0 | 383.6109 | 0.00566 | 374.7468 | 8.8033e-06 | 374.7468 | 0 | 374.1362 | 0 | 374.7468 | 0 | 374.7468 | 0.00078125 | 372.7212 | 0 | 374.7468 | 0.00035704 | 374.1362 | 0 | 373.6523 | 0 | 372.4703 | 0.00509 | 373.2125 | 0
| 374.9627 | 0 | 372.9341 | 0.00051876 | 372.93 | 0 | 374.9627 | 0 | 372.9341 | 0 | 374.9627 | 0 | 383.8278 | 0.00142 | 374.9627 | 0 | 374.9627 | 0 | 374.3519 | 0 | 374.9627 | 0 | 374.9627 | 1.7106e-06 | 372.9341 | 0 | 374.9627 | -0.00044244 | 374.3519 | 0 | 373.8688 | 0 | 372.6882 | -0.00326 | 373.4289 | 0
| 375.1786 | 0 | 373.1469 | 0.00627 | 373.15 | 0 | 375.1786 | 0 | 373.1469 | 0 | 375.1786 | 0 | 384.0447 | 0.00633 | 375.1786 | 1.6137e-05 | 375.1786 | 0 | 374.5677 | 0 | 375.1786 | 0 | 375.1786 | 0.00034205 | 373.1469 | 0 | 375.1787 | 0.00045174 | 374.5677 | 0 | 374.0853 | 0 | 372.9062 | 0.00458 | 373.6453 | 0
| 375.3946 | 0 | 373.3598 | 0.00267 | 373.36 | 0 | 375.3946 | 0 | 373.3598 | 0 | 375.3946 | 0 | 384.2617 | 0.00229 | 375.3946 | 0 | 375.3946 | 0 | 374.7835 | 0 | 375.3946 | 0 | 375.3946 | 0.0003105 | 373.3598 | 0 | 375.3946 | -0.00059698 | 374.7835 | 0 | 374.3017 | 0 | 373.1241 | -0.00363 | 373.8616 | 0
| 375.6105 | 0 | 373.5727 | 0.00871 | 373.57 | 0 | 375.6105 | 0 | 373.5727 | 0 | 375.6105 | 0 | 384.4786 | 0.00595 | 375.6105 | 9.8235e-06 | 375.6105 | 0 | 374.9993 | 0 | 375.6105 | 0 | 375.6105 | 0.0005299 | 373.5727 | 0 | 375.6105 | 0.00031051 | 374.9993 | 0 | 374.5182 | 0 | 373.3421 | 0.00591 | 374.078 | 0
| 375.8265 | 0 | 373.7856 | 0.00194 | 373.79 | 0 | 375.8265 | 0 | 373.7856 | 0 | 375.8265 | 0 | 384.6956 | 0.00172 | 375.8265 | 0 | 375.8265 | 0 | 375.2151 | 0 | 375.8265 | 0 | 375.8265 | -0.00053898 | 373.7856 | 0 | 375.8265 | -0.00038394 | 375.2151 | 0 | 374.7347 | 0 | 373.5601 | -0.00335 | 374.2944 | 0
| 376.0425 | 0 | 373.9985 | 0.00847 | 374 | 0 | 376.0425 | 0 | 373.9985 | 0 | 376.0425 | 0 | 384.9126 | 0.00541 | 376.0425 | 1.3272e-05 | 376.0425 | 0 | 375.4309 | 0 | 376.0425 | 0 | 376.0425 | 0.00037533 | 373.9985 | 0 | 376.0425 | 0.0002343 | 375.4309 | 0 | 374.9512 | 0 | 373.7781 | 0.005 | 374.5109 | 0
| 376.2585 | 0 | 374.2114 | 0.00060767 | 374.21 | 0 | 376.2585 | 0 | 374.2114 | 0 | 376.2585 | 0 | 385.1295 | 0.00123 | 376.2585 | 0 | 376.2585 | 0 | 375.6467 | 0 | 376.2585 | 0 | 376.2585 | -0.00021114 | 374.2114 | 0 | 376.2585 | -0.00043912 | 375.6467 | 0 | 375.1678 | 0 | 373.9962 | -0.00253 | 374.7273 | 0
| 376.4745 | 0 | 374.4244 | 0.00754 | 374.42 | 0 | 376.4745 | 0 | 374.4243 | 0 | 376.4745 | 0 | 385.3465 | 0.00587 | 376.4745 | 1.1047e-05 | 376.4745 | 0 | 375.8626 | 0 | 376.4745 | 0 | 376.4745 | 0.00072335 | 374.4243 | 0 | 376.4745 | 0.00014117 | 375.8626 | 0 | 375.3843 | 0 | 374.2142 | 0.00536 | 374.9437 | 0
| 376.6905 | 0 | 374.6373 | 0.003 | 374.64 | 0 | 376.6905 | 0 | 374.6373 | 0 | 376.6905 | 0 | 385.5635 | 0.00153 | 376.6905 | 0 | 376.6905 | 0 | 376.0785 | 0 | 376.6905 | 0 | 376.6905 | 0.00052453 | 374.6373 | 0 | 376.6905 | -0.0003948 | 376.0785 | 0 | 375.6008 | 0 | 374.4322 | -0.0033 | 375.1602 | 0
| 376.9065 | 0 | 374.8503 | 0.00931 | 374.85 | 0 | 376.9066 | 0 | 374.8503 | 0 | 376.9066 | 0 | 385.7806 | 0.00523 | 376.9066 | 1.2946e-05 | 376.9065 | 0 | 376.2944 | 0 | 376.9066 | 0 | 376.9066 | 0.0004691 | 374.8503 | 0 | 376.9066 | 0.00043525 | 376.2944 | 0 | 375.8174 | 0 | 374.6503 | 0.00533 | 375.3766 | 0
| 377.1226 | 0 | 375.0632 | -0.00083136 | 375.06 | 0 | 377.1226 | 0 | 375.0632 | 0 | 377.1226 | 0 | 385.9976 | 0.00154 | 377.1226 | 0 | 377.1226 | 0 | 376.5103 | 0 | 377.1226 | 0 | 377.1226 | -0.00026169 | 375.0632 | 0 | 377.1226 | -0.00041 | 376.5103 | 0 | 376.0339 | 0 | 374.8684 | -0.00383 | 375.5931 | 0
| 377.3387 | 0 | 375.2763 | 0.00464 | 375.28 | 0 | 377.3387 | 0 | 375.2762 | 0 | 377.3387 | 0 | 386.2146 | 0.00546 | 377.3387 | 1.4466e-05 | 377.3387 | 0 | 376.7262 | 0 | 377.3387 | 0 | 377.3387 | 0.00061457 | 375.2762 | 0 | 377.3387 | 0.00035351 | 376.7262 | 0 | 376.2505 | 0 | 375.0864 | 0.00597 | 375.8096 | 0
| 377.5548 | 0 | 375.4892 | 0.00343 | 375.49 | 0 | 377.5548 | 0 | 375.4892 | 0 | 377.5548 | 0 | 386.4317 | 0.00152 | 377.5547 | 0 | 377.5548 | 0 | 376.9421 | 0 | 377.5548 | 0 | 377.5547 | 0.00076673 | 375.4892 | 0 | 377.5548 | -0.00059872 | 376.9421 | 0 | 376.4671 | 0 | 375.3045 | -0.00376 | 376.0261 | 0
| 377.7709 | 0 | 375.7022 | 0.00573 | 375.7 | 0 | 377.7709 | 0 | 375.7022 | 0 | 377.7709 | 0 | 386.6488 | 0.00552 | 377.7708 | 1.5035e-05 | 377.7709 | 0 | 377.1581 | 0 | 377.7709 | 0 | 377.7708 | 0.00061922 | 375.7022 | 0 | 377.7708 | 0.00028972 | 377.1581 | 0 | 376.6837 | 0 | 375.5226 | 0.00486 | 376.2426 | 0
| 377.987 | 0 | 375.9153 | 0.00145 | 375.92 | 0 | 377.987 | 0 | 375.9153 | 0 | 377.987 | 0 | 386.8658 | 0.00080978 | 377.987 | 0 | 377.987 | 0 | 377.374 | 0 | 377.987 | 0 | 377.987 | -0.0004236 | 375.9153 | 0 | 377.987 | -0.00039915 | 377.374 | 0 | 376.9003 | 0 | 375.7408 | -0.00277 | 376.4591 | 0
| 378.2031 | 0 | 376.1283 | 0.00249 | 376.13 | 0 | 378.2031 | 0 | 376.1283 | 0 | 378.2031 | 0 | 387.0829 | 0.00543 | 378.2031 | 7.8078e-06 | 378.2031 | 0 | 377.59 | 0 | 378.2031 | 0 | 378.2031 | 0.00056457 | 376.1283 | 0 | 378.2031 | 0.00017402 | 377.59 | 0 | 377.1169 | 0 | 375.9589 | 0.00483 | 376.6757 | 0
| 378.4192 | -0.00644 | 376.3413 | 0.00387 | 376.34 | 0 | 378.4192 | 0 | 376.3413 | 0 | 378.4192 | -0.0018318 | 387.3 | 0.00199 | 378.4193 | 0 | 378.4192 | 0 | 377.806 | 0 | 378.4192 | 0 | 378.4193 | 0.00018597 | 376.3413 | 0 | 378.4192 | -0.00044283 | 377.806 | 0 | 377.3335 | 0 | 376.1771 | -0.00301 | 376.8922 | 0
| 378.6354 | 0.00614 | 376.5544 | 0.0056 | 376.55 | 0 | 378.6354 | 0.004765 | 376.5544 | 0 | 378.6354 | 0.00099214 | 387.5171 | 0.00587 | 378.6354 | 0.0057909 | 378.6354 | 0 | 378.022 | 0 | 378.6354 | 0.0043153 | 378.6354 | 0.0011666 | 376.5544 | 0 | 378.6354 | 0.00022997 | 378.022 | 0 | 377.5501 | 0 | 376.3952 | 0.00508 | 377.1088 | 0
| 378.8516 | -0.00592 | 376.7675 | -0.00048622 | 376.77 | 0 | 378.8516 | 0 | 376.7675 | 0 | 378.8516 | -0.0039574 | 387.7342 | 0.00162 | 378.8516 | 0 | 378.8516 | 0 | 378.2381 | 0 | 378.8516 | 0 | 378.8516 | 0.00052486 | 376.7675 | 0 | 378.8516 | -0.00064986 | 378.2381 | 0 | 377.7668 | 0 | 376.6134 | -0.00347 | 377.3253 | 0
| 379.0677 | 0.0031 | 376.9806 | 0.00392 | 376.98 | 0 | 379.0677 | 0.0046017 | 376.9806 | 0 | 379.0677 | 0.0046784 | 387.9514 | 0.00538 | 379.0677 | 0.0041419 | 379.0677 | 0 | 378.4541 | 0 | 379.0677 | 0.0015699 | 379.0677 | 0.00078528 | 376.9806 | 0 | 379.0677 | 0.00021564 | 378.4541 | 0 | 377.9834 | 0 | 376.8316 | 0.00511 | 377.5419 | 0
| 379.284 | -0.00479 | 377.1937 | 0.00075841 | 377.19 | 0 | 379.2839 | 0 | 377.1937 | 0 | 379.2839 | -0.0074156 | 388.1685 | 0.00076731 | 379.2839 | 0 | 379.284 | 0 | 378.6702 | 0 | 379.2839 | 0 | 379.2839 | 0.00059553 | 377.1937 | 0 | 379.2839 | -0.00062796 | 378.6702 | 0 | 378.2001 | 0 | 377.0498 | -0.00301 | 377.7585 | 0
| 379.5002 | 0.00446 | 377.4068 | 0.00629 | 377.41 | 0 | 379.5002 | 0.0034356 | 377.4068 | 0 | 379.5002 | 0.0077768 | 388.3857 | 0.00503 | 379.5002 | 0.0047101 | 379.5002 | 0 | 378.8862 | 0 | 379.5002 | 0.0016154 | 379.5002 | 4.6898e-05 | 377.4068 | 0 | 379.5002 | 5.5566e-05 | 378.8862 | 0 | 378.4168 | 0 | 377.268 | 0.00496 | 377.9751 | 0
| 379.7164 | -0.00329 | 377.6199 | 0.00505 | 377.62 | 0 | 379.7164 | 0 | 377.6199 | 0 | 379.7164 | -0.00082823 | 388.6029 | 0.00121 | 379.7164 | 0.00095869 | 379.7164 | 0 | 379.1023 | 0 | 379.7164 | 0 | 379.7164 | 0.00038904 | 377.6199 | 0 | 379.7164 | -0.00034732 | 379.1023 | 0 | 378.6335 | 0 | 377.4862 | -0.00325 | 378.1917 | 0
| 379.9326 | 0.00366 | 377.833 | 0.00347 | 377.83 | 0 | 379.9326 | 0.0038767 | 377.833 | 0 | 379.9326 | 0.0052224 | 388.82 | 0.00483 | 379.9326 | 0.0031797 | 379.9326 | 0 | 379.3184 | 0 | 379.9326 | 0.0019757 | 379.9326 | 0.00081196 | 377.833 | 0 | 379.9326 | 0.0001833 | 379.3184 | 0 | 378.8502 | 0 | 377.7045 | 0.00593 | 378.4084 | 0
| 380.1489 | -0.00124 | 378.0462 | 0.00207 | 378.05 | 0 | 380.1489 | 0 | 378.0462 | 0 | 380.1489 | 0.0057723 | 389.0372 | 0.0014 | 380.1489 | 0.00049073 | 380.1489 | 0.00356 | 379.5345 | 0 | 380.1489 | 0 | 380.1489 | -0.00020199 | 378.0462 | 0 | 380.1489 | -0.00042945 | 379.5345 | 0 | 379.0669 | 0 | 377.9227 | -0.00325 | 378.625 | 0
| 380.3652 | 0.00156 | 378.2593 | 0.00493 | 378.26 | 0 | 380.3652 | 0.0046626 | 378.2593 | 0 | 380.3652 | 0.0023032 | 389.2544 | 0.00519 | 380.3652 | 0.0021662 | 380.3652 | 0.00994 | 379.7507 | 0 | 380.3652 | 0.0042859 | 380.3652 | 0.00046226 | 378.2593 | 0 | 380.3652 | 5.6725e-05 | 379.7507 | 0 | 379.2836 | 0 | 378.141 | 0.00523 | 378.8417 | 0
| 380.5814 | -0.00261 | 378.4725 | 0.00055683 | 378.47 | 0 | 380.5814 | 0 | 378.4725 | 0 | 380.5814 | -0.0064175 | 389.4717 | 0.00147 | 380.5815 | 0 | 380.5814 | 9.0333e-05 | 379.9668 | 0 | 380.5814 | 0 | 380.5815 | -0.00039702 | 378.4725 | 0 | 380.5815 | -0.00037044 | 379.9668 | 0 | 379.5003 | 0 | 378.3592 | -0.00385 | 379.0583 | 0
| 380.7977 | 0.00413 | 378.6857 | 0.00469 | 378.69 | 0 | 380.7977 | 0.0039041 | 378.6857 | 0 | 380.7977 | 0.0040519 | 389.6889 | 0.00442 | 380.7977 | 0.0048597 | 380.7977 | 0.00979 | 380.183 | 0 | 380.7977 | 0.0033091 | 380.7977 | 0.0010068 | 378.6857 | 0 | 380.7977 | 0.00022704 | 380.183 | 0 | 379.717 | 0 | 378.5775 | 0.00476 | 379.275 | 0
| 381.0141 | -0.00063839 | 378.8989 | 0.0002317 | 378.9 | 0 | 381.0141 | 0 | 378.8989 | 0 | 381.0141 | -0.0020702 | 389.9061 | 0.00081902 | 381.0141 | 0 | 381.0141 | 0.00104 | 380.3992 | 0 | 381.0141 | 0 | 381.0141 | 0.000256 | 378.8989 | 0 | 381.0141 | -0.00052079 | 380.3992 | 0 | 379.9338 | 0 | 378.7958 | -0.00345 | 379.4917 | 0
| 381.2304 | 0.00221 | 379.1121 | 0.00334 | 379.11 | 0 | 381.2304 | 0.0035098 | 379.1121 | 0 | 381.2304 | 0.0024668 | 390.1234 | 0.00771 | 381.2304 | 0.0017523 | 381.2304 | 0.01044 | 380.6154 | 0 | 381.2304 | 0.00093445 | 381.2304 | -1.9318e-05 | 379.1121 | 0 | 381.2304 | 0.00022252 | 380.6154 | 0 | 380.1505 | 0 | 379.0142 | 0.00457 | 379.7084 | 0
| 381.4467 | -0.00518 | 379.3253 | 0.00162 | 379.33 | 0 | 381.4467 | 0 | 379.3253 | 0 | 381.4467 | -0.0059667 | 390.3406 | 0.00174 | 381.4467 | 0 | 381.4467 | 0.00085136 | 380.8316 | 0 | 381.4467 | 0 | 381.4467 | 6.3469e-05 | 379.3253 | 0 | 381.4467 | -0.00052868 | 380.8316 | 0 | 380.3673 | 0 | 379.2325 | -0.00277 | 379.9251 | 0
| 381.6631 | 0.00468 | 379.5385 | 0.00465 | 379.54 | 0 | 381.6631 | 0.0038674 | 379.5385 | 0 | 381.6631 | 0.0020281 | 390.5579 | 0.00511 | 381.6631 | 0.0027933 | 381.6631 | 0.0091 | 381.0478 | 0 | 381.6631 | 0.0037331 | 381.6631 | 0.00060321 | 379.5385 | 0 | 381.6631 | 0.00039471 | 381.0478 | 0.00601 | 380.5841 | 0 | 379.4508 | 0.00485 | 380.1418 | 0
| 381.8795 | -0.00228 | 379.7518 | 0.00177 | 379.75 | 0 | 381.8795 | 0 | 379.7518 | 0 | 381.8795 | -0.0030706 | 390.7752 | 0.00149 | 381.8795 | 0 | 381.8795 | -0.00329 | 381.2641 | 0 | 381.8795 | 0 | 381.8795 | -0.00014881 | 379.7518 | 0 | 381.8795 | -0.00040458 | 381.264 | -0.0085 | 380.8008 | 0 | 379.6692 | -0.00347 | 380.3586 | 0
| 382.0958 | 0.00319 | 379.9651 | 0.00318 | 379.97 | 0 | 382.0958 | 0.0024163 | 379.9651 | 0 | 382.0958 | 0.0036691 | 390.9925 | 0.00481 | 382.0959 | 0.0029347 | 382.0958 | 0.00621 | 381.4803 | 0 | 382.0958 | 0.0033181 | 382.0959 | 0.0011504 | 379.9651 | 0 | 382.0959 | 0.0003141 | 381.4803 | 0.00377 | 381.0176 | 0 | 379.8875 | 0.00455 | 380.5753 | 0
| 382.3123 | -0.00314 | 380.1783 | 0.00257 | 380.18 | 0 | 382.3122 | 0 | 380.1783 | 0 | 382.3122 | -0.0030897 | 391.2098 | 0.0012 | 382.3123 | 0 | 382.3123 | 0.00718 | 381.6966 | -0.0054157 | 382.3122 | 0 | 382.3123 | 0.00049278 | 380.1783 | 0 | 382.3123 | -0.00053134 | 381.6966 | -0.00471 | 381.2344 | 0 | 380.1059 | -0.00278 | 380.7921 | 0
| 382.5287 | 0.00363 | 380.3916 | 0.00505 | 380.39 | 0 | 382.5287 | 0.0046523 | 380.3916 | 0 | 382.5287 | 0.0026317 | 391.4271 | 0.00468 | 382.5287 | 0.002578 | 382.5287 | 0.0089 | 381.9129 | 0.00088834 | 382.5287 | 0.0021347 | 382.5287 | 0.00086185 | 380.3916 | 0 | 382.5287 | 0.00022462 | 381.9129 | 0.00401 | 381.4513 | 0 | 380.3243 | 0.00441 | 381.0088 | 0
| 382.7451 | -0.00373 | 380.6049 | 0.00062788 | 380.6 | 0 | 382.7451 | 0 | 380.6049 | 0 | 382.7451 | -0.0039391 | 391.6444 | 0.00106 | 382.7451 | 0 | 382.7451 | 0.00938 | 382.1292 | -0.0010911 | 382.7451 | 0 | 382.7451 | -0.00041689 | 380.6049 | 0 | 382.7451 | -0.00053615 | 382.1292 | -0.0055 | 381.6681 | 0 | 380.5427 | -0.00283 | 381.2256 | 0
| 382.9615 | 0.0026 | 380.8182 | 0.00496 | 380.82 | 0 | 382.9615 | 0.0017154 | 380.8182 | 0 | 382.9615 | 0.0063263 | 391.8618 | 0.00472 | 382.9615 | 0.004388 | 382.9615 | 0.00559 | 382.3455 | 0.007521 | 382.9615 | 0.0037621 | 382.9615 | -0.00021735 | 380.8182 | 0 | 382.9615 | 0.00019071 | 382.3455 | 0.00646 | 381.8849 | 0 | 380.7611 | 0.00379 | 381.4424 | 0
| 383.178 | -0.00216 | 381.0315 | 0.00174 | 381.03 | 0 | 383.178 | 0 | 381.0315 | 0 | 383.178 | -0.00011597 | 392.0791 | 0.0012 | 383.178 | 0 | 383.178 | 0.00149 | 382.5618 | 0.00041623 | 383.178 | 0 | 383.178 | 6.2176e-06 | 381.0315 | 0 | 383.178 | -0.00058831 | 382.5618 | -0.00396 | 382.1018 | 0 | 380.9796 | -0.00228 | 381.6592 | 0
| 383.3945 | 0.0056 | 381.2449 | 0.00264 | 381.24 | 0 | 383.3945 | 0.0025416 | 381.2449 | 0 | 383.3945 | 0.0041875 | 392.2965 | 0.00514 | 383.3945 | 0.0019015 | 383.3945 | 0.00588 | 382.7782 | 0.0032537 | 383.3945 | 0.0019375 | 383.3945 | 0.00056744 | 381.2449 | 0 | 383.3945 | 0.00014019 | 382.7782 | 0.00245 | 382.3186 | 0 | 381.198 | 0.00458 | 381.876 | 0
| 383.611 | 0.00073666 | 381.4582 | 0.00226 | 381.46 | 0 | 383.611 | 0 | 381.4582 | 0 | 383.611 | -0.0010092 | 392.5139 | 0.00143 | 383.611 | 0 | 383.611 | 0.00070119 | 382.9945 | 0.00018863 | 383.611 | 0 | 383.611 | 0.00074577 | 381.4582 | 0 | 383.611 | -0.0005649 | 382.9946 | -0.00286 | 382.5355 | 0 | 381.4165 | -0.00206 | 382.0928 | 0
| 383.8275 | 0.00143 | 381.6716 | 0.00502 | 381.67 | 0 | 383.8275 | 0.0024121 | 381.6716 | 0 | 383.8275 | 0.0011342 | 392.7313 | 0.00496 | 383.8275 | 0.0017118 | 383.8275 | 0.00878 | 383.2109 | 0.0061683 | 383.8275 | 0.00016741 | 383.8275 | 0.00078574 | 381.6716 | 0 | 383.8274 | 0.00011964 | 383.2109 | 0.00396 | 382.7524 | 0 | 381.6349 | 0.00433 | 382.3096 | 0
| 384.044 | -0.00213 | 381.885 | 0.00384 | 381.88 | 0 | 384.044 | 0 | 381.8849 | 0 | 384.044 | -0.0012472 | 392.9486 | 0.00176 | 384.044 | 0 | 384.044 | -0.00214 | 383.4273 | -0.0079036 | 384.044 | 0 | 384.044 | 0.0001984 | 381.8849 | 0 | 384.044 | -0.00039074 | 383.4273 | -0.0055 | 382.9693 | 0 | 381.8534 | -0.00173 | 382.5265 | 0
| 384.2605 | 0.00324 | 382.0983 | 0.00438 | 382.1 | 0 | 384.2605 | 0.0032968 | 382.0983 | 0 | 384.2605 | 0.00041129 | 393.166 | 0.00503 | 384.2605 | 0.0029525 | 384.2605 | 0.00823 | 383.6437 | 0.0048324 | 384.2605 | 0.00013029 | 384.2605 | 0.0012043 | 382.0983 | 0 | 384.2605 | 0.00028105 | 383.6437 | 0.00287 | 383.1862 | 0 | 382.0719 | 0.00386 | 382.7433 | 0
| 384.4771 | -0.00282 | 382.3117 | 0.00189 | 382.31 | 0 | 384.4771 | 0 | 382.3117 | 0 | 384.4771 | -0.0032601 | 393.3835 | 0.00126 | 384.4771 | 0 | 384.4771 | 0.0004659 | 383.8602 | -0.0033846 | 384.4771 | 0 | 384.4771 | -0.00011914 | 382.3117 | 0 | 384.4771 | -0.00043801 | 383.8602 | -0.0044 | 383.4031 | 0 | 382.2904 | -0.0022 | 382.9602 | 0
| 384.6936 | 0.00359 | 382.5251 | 0.00491 | 382.53 | 0 | 384.6936 | 0.0026107 | 382.5251 | 0 | 384.6936 | 0.0039592 | 393.6009 | 0.00496 | 384.6936 | 0.0033027 | 384.6936 | 0.00664 | 384.0766 | 0.0029796 | 384.6936 | 0.0023537 | 384.6936 | 0.00062942 | 382.5251 | 0 | 384.6936 | 0.0003787 | 384.0766 | 0.00202 | 383.62 | 0 | 382.5089 | 0.00456 | 383.1771 | 0
| 384.9102 | -0.00324 | 382.7385 | 0.00119 | 382.74 | 0 | 384.9102 | 0 | 382.7385 | 0 | 384.9102 | -0.0043874 | 393.8184 | 0.00113 | 384.9102 | 0 | 384.9102 | 0.00272 | 384.2931 | -0.00031257 | 384.9102 | 0 | 384.9102 | 3.5839e-05 | 382.7385 | 0 | 384.9102 | -0.00070695 | 384.2931 | -0.00424 | 383.8369 | 0 | 382.7275 | -0.00328 | 383.394 | 0
| 385.1268 | 0.00199 | 382.952 | 0.0022 | 382.95 | 0 | 385.1268 | 0.0042006 | 382.952 | 0 | 385.1268 | 0.0017889 | 394.0358 | 0.00503 | 385.1268 | 0.0027365 | 385.1268 | 0.00621 | 384.5095 | 0.00094354 | 385.1268 | 0.00070125 | 385.1268 | 0.001117 | 382.952 | 0 | 385.1268 | 0.00023907 | 384.5095 | 0.0013 | 384.0539 | 0 | 382.946 | 0.00379 | 383.6109 | 0
| 385.3434 | 0.0004328 | 383.1654 | 0.0009588 | 383.17 | 0 | 385.3434 | 0 | 383.1654 | 0 | 385.3434 | -0.0010025 | 394.2533 | 0.00193 | 385.3434 | 0.0010053 | 385.3434 | -0.00157 | 384.726 | -0.00078544 | 385.3434 | 0 | 385.3434 | 0.00047635 | 383.1654 | 0 | 385.3434 | -0.00056229 | 384.726 | -0.0021 | 384.2708 | 0 | 383.1646 | -0.00215 | 383.8278 | 0
| 385.56 | 0.00408 | 383.3789 | 0.00395 | 383.38 | 0 | 385.56 | 0.0019104 | 383.3789 | 0 | 385.56 | 0.0047071 | 394.4708 | 0.00452 | 385.56 | 0.0031653 | 385.56 | 0.00776 | 384.9425 | 0.0020672 | 385.56 | 0.0015489 | 385.56 | 0.00057049 | 383.3789 | 0 | 385.56 | 0.00034805 | 384.9425 | 0.00132 | 384.4878 | 0 | 383.3832 | 0.00336 | 384.0447 | 0
| 385.7766 | -0.00219 | 383.5923 | 0.00243 | 383.59 | 0 | 385.7766 | 0 | 383.5923 | 0 | 385.7766 | -0.0054201 | 394.6882 | 0.00107 | 385.7766 | 0 | 385.7766 | -0.00138 | 385.159 | -0.0049391 | 385.7766 | 0 | 385.7766 | 6.2766e-05 | 383.5923 | 0 | 385.7766 | -0.00045631 | 385.159 | -0.00265 | 384.7047 | 0 | 383.6017 | -0.00196 | 384.2617 | 0
| 385.9933 | 0.00545 | 383.8058 | 0.00242 | 383.81 | 0 | 385.9933 | 0.0010909 | 383.8058 | 0 | 385.9933 | 0.00027565 | 394.9058 | 0.00464 | 385.9933 | 0.0019554 | 385.9933 | 0.00359 | 385.3756 | 0.0031154 | 385.9933 | 0.0004817 | 385.9933 | 0.0012241 | 383.8058 | 0 | 385.9933 | 0.00044299 | 385.3756 | 0.00213 | 384.9217 | 0 | 383.8203 | 0.00365 | 384.4786 | 0
| 386.2099 | -0.0001544 | 384.0193 | 0.00087092 | 384.02 | 0 | 386.2099 | 0 | 384.0193 | 0 | 386.2099 | -0.0040372 | 395.1233 | 0.00136 | 386.2099 | 0 | 386.2099 | -0.00109 | 385.5921 | 0.0004971 | 386.2099 | 0 | 386.2099 | -0.00044166 | 384.0193 | 0 | 386.2099 | -0.00040637 | 385.5921 | -0.00377 | 385.1387 | 0 | 384.0389 | -0.00208 | 384.6956 | 0
| 386.4266 | 0.00443 | 384.2328 | 0.00339 | 384.23 | 0 | 386.4266 | 0.0043915 | 384.2328 | 0 | 386.4266 | 0.0028115 | 395.3408 | 0.00479 | 386.4266 | 0.0032553 | 386.4266 | 0.00986 | 385.8087 | 0.003651 | 386.4266 | 0.0010028 | 386.4266 | 0.00045287 | 384.2328 | 0 | 386.4266 | 0.00035773 | 385.8087 | 0.00272 | 385.3557 | 0 | 384.2575 | 0.00372 | 384.9126 | 0
| 386.6433 | -0.00036946 | 384.4463 | 0.00091281 | 384.45 | 0 | 386.6433 | 0 | 384.4463 | 0 | 386.6433 | -0.0013069 | 395.5583 | 0.00118 | 386.6433 | 0 | 386.6433 | 0.00279 | 386.0253 | -0.0019767 | 386.6433 | 0 | 386.6433 | 0.00015695 | 384.4463 | 0 | 386.6433 | -0.00040246 | 386.0253 | -0.00248 | 385.5727 | 0 | 384.4762 | -0.00236 | 385.1295 | 0
| 386.86 | 0.00403 | 384.6599 | 0.00424 | 384.66 | 0 | 386.86 | 0.0022021 | 384.6599 | 0 | 386.86 | 0.0020539 | 395.7759 | 0.00487 | 386.86 | 0.0023433 | 386.86 | 0.00176 | 386.2419 | 0.001112 | 386.86 | 0.0018982 | 386.86 | 0.00095397 | 384.6599 | 0 | 386.86 | 0.00023579 | 386.2419 | 0.00118 | 385.7897 | 0 | 384.6948 | 0.00358 | 385.3465 | 0
| 387.0767 | -0.00016354 | 384.8734 | 0.00199 | 384.87 | 0 | 387.0767 | 0 | 384.8734 | 0 | 387.0767 | -0.002671 | 395.9934 | 0.00147 | 387.0767 | 0 | 387.0767 | 0.00221 | 386.4585 | -0.0061961 | 387.0767 | 0 | 387.0767 | 0.00052995 | 384.8734 | 0 | 387.0767 | -0.00040476 | 386.4585 | -0.00333 | 386.0068 | 0 | 384.9135 | -0.0024 | 385.5635 | 0
| 387.2935 | 0.00301 | 385.0869 | 0.00229 | 385.09 | 0 | 387.2935 | 0.0011963 | 385.0869 | 0 | 387.2935 | 0.00049077 | 396.211 | 0.00492 | 387.2935 | 0.0013781 | 387.2935 | 0.00642 | 386.6751 | -0.0038359 | 387.2935 | 0 | 387.2935 | 0.00033752 | 385.0869 | 0 | 387.2935 | 0.00012082 | 386.6751 | 0.00113 | 386.2238 | 0 | 385.1321 | 0.00312 | 385.7806 | 0
| 387.5102 | 0.00064003 | 385.3005 | 0.00094201 | 385.3 | 0 | 387.5102 | 0 | 385.3005 | 0 | 387.5102 | -0.0012874 | 396.4286 | 0.0012 | 387.5102 | 0 | 387.5102 | -9.1062e-05 | 386.8917 | -0.0006125 | 387.5102 | 0 | 387.5102 | 0.00012253 | 385.3005 | 0 | 387.5102 | -0.00053064 | 386.8917 | -0.00081263 | 386.4409 | 0 | 385.3508 | -0.00208 | 385.9976 | 0
| 387.727 | 0.0049 | 385.5141 | 0.00394 | 385.51 | 0 | 387.727 | 0.0024749 | 385.5141 | 0 | 387.727 | 0.0012856 | 396.6462 | 0.0047 | 387.727 | 0.0022573 | 387.727 | 0.00751 | 387.1084 | 0.0036079 | 387.727 | 0.0007099 | 387.727 | 0.00039037 | 385.5141 | 0 | 387.727 | 0.00013906 | 387.1084 | 0.00263 | 386.6579 | 0 | 385.5695 | 0.00251 | 386.2146 | 0
| 387.9437 | 0.00144 | 385.7277 | 0.00304 | 385.73 | 0 | 387.9437 | 0 | 385.7277 | 0 | 387.9437 | -0.0022393 | 396.8638 | 0.00169 | 387.9437 | 0 | 387.9437 | 0.00059851 | 387.3251 | -0.0039261 | 387.9437 | 0 | 387.9437 | 6.7405e-06 | 385.7277 | 0 | 387.9437 | -0.0004401 | 387.3251 | -0.00197 | 386.875 | 0 | 385.7882 | -0.00152 | 386.4317 | 0
| 388.1605 | 0.00551 | 385.9413 | 0.00548 | 385.94 | 0 | 388.1605 | 0.0028418 | 385.9413 | 0 | 388.1605 | 0.0026487 | 397.0814 | 0.00401 | 388.1605 | 0.0032031 | 388.1605 | 0.00951 | 387.5417 | 0.005531 | 388.1605 | 0.001907 | 388.1605 | 0.00044348 | 385.9413 | 0 | 388.1605 | 0.00027633 | 387.5417 | 0.00161 | 387.0921 | 0 | 386.007 | 0.00273 | 386.6488 | 0
| 388.3773 | 0.00263 | 386.1549 | 0.00371 | 386.15 | 0 | 388.3773 | 0 | 386.1549 | 0 | 388.3773 | 0.00022182 | 397.299 | 0.00124 | 388.3773 | 0.0011817 | 388.3773 | -0.00017936 | 387.7584 | -0.00251 | 388.3773 | 0 | 388.3773 | -0.00019199 | 386.1549 | 0 | 388.3773 | -0.00048034 | 387.7584 | -0.0015 | 387.3092 | 0 | 386.2257 | -0.00183 | 386.8658 | 0
| 388.5941 | 0.00558 | 386.3685 | 0.00389 | 386.37 | 0 | 388.5941 | 0.0022343 | 386.3685 | 0 | 388.5941 | 0.0047341 | 397.5167 | 0.00427 | 388.5941 | 0.0028694 | 388.5941 | 0.00402 | 387.9752 | 0.0026885 | 388.5941 | 0.0020438 | 388.5941 | 0.00066798 | 386.3685 | 0 | 388.5942 | 0.00010247 | 387.9752 | 0.00198 | 387.5263 | 0 | 386.4445 | 0.0028 | 387.0829 | 0
| 388.811 | 0.00169 | 386.5822 | 0.00292 | 386.58 | 0 | 388.811 | 0 | 386.5822 | 0 | 388.811 | -0.0022607 | 397.7343 | 0.00121 | 388.811 | 0 | 388.811 | 0.00098931 | 388.1919 | 0.0014426 | 388.811 | 0 | 388.811 | -0.00046906 | 386.5822 | 0 | 388.811 | -0.00062597 | 388.1919 | -0.00331 | 387.7434 | 0 | 386.6632 | -0.00178 | 387.3 | 0
| 389.0278 | 0.00554 | 386.7958 | 0.00332 | 386.8 | 0 | 389.0278 | 0.0029629 | 386.7958 | 0 | 389.0278 | 0.0028382 | 397.952 | 0.00441 | 389.0278 | 0.0014615 | 389.0278 | 0.004 | 388.4086 | 0.0034252 | 389.0278 | 0.0016614 | 389.0278 | 0.00065856 | 386.7958 | 0 | 389.0278 | 0.000222 | 388.4086 | 0.00292 | 387.9605 | 0 | 386.882 | 0.00282 | 387.5171 | 0
| 389.2447 | 0.00217 | 387.0095 | 0.00313 | 387.01 | 0 | 389.2447 | 0 | 387.0095 | 0 | 389.2447 | -0.0022867 | 398.1696 | 0.00163 | 389.2447 | 0 | 389.2447 | -0.0013 | 388.6254 | 0.00067871 | 389.2447 | 0 | 389.2447 | -2.5546e-06 | 387.0095 | 0 | 389.2447 | -0.00048487 | 388.6254 | -0.00206 | 388.1776 | 0 | 387.1008 | -0.00152 | 387.7343 | 0
| 389.4616 | 0.00599 | 387.2231 | 0.00276 | 387.22 | 0 | 389.4616 | 0.0021819 | 387.2231 | 0 | 389.4616 | 0.0012411 | 398.3873 | 0.00455 | 389.4615 | 0.0018661 | 389.4616 | 0.00476 | 388.8422 | 0.0023308 | 389.4616 | 0.0017896 | 389.4615 | 0.0012384 | 387.2231 | 0 | 389.4615 | 0.0004051 | 388.8422 | 0.0014 | 388.3948 | 0 | 387.3196 | 0.00296 | 387.9514 | 0
| 389.6784 | 0.00182 | 387.4368 | -0.00111 | 387.44 | 0 | 389.6784 | 0 | 387.4368 | 0 | 389.6784 | -0.0030456 | 398.605 | 0.00148 | 389.6784 | 0 | 389.6784 | -0.00017031 | 389.059 | -0.0054101 | 389.6784 | 0 | 389.6784 | 0.00020624 | 387.4368 | 0 | 389.6784 | -0.00062411 | 389.059 | -0.00397 | 388.6119 | 0 | 387.5384 | -0.00231 | 388.1685 | 0
| 389.8954 | 0.00773 | 387.6505 | 0.0032 | 387.65 | 0 | 389.8954 | 0.0038614 | 387.6505 | 0 | 389.8954 | 0.0044243 | 398.8227 | 0.00416 | 389.8954 | 0.0035883 | 389.8954 | 0.00744 | 389.2758 | 0.005033 | 389.8954 | 0.0029581 | 389.8954 | 0.00020902 | 387.6505 | 0 | 389.8954 | 0.00065736 | 389.2758 | 0.00215 | 388.8291 | 0 | 387.7572 | 0.00299 | 388.3857 | 0
| 390.1123 | 0.00331 | 387.8642 | 0.00321 | 387.86 | 0 | 390.1123 | 0 | 387.8642 | 0 | 390.1123 | -0.0029096 | 399.0404 | 0.00113 | 390.1123 | 0 | 390.1123 | -0.00225 | 389.4926 | -0.0031145 | 390.1123 | 0 | 390.1123 | 0.00029114 | 387.8642 | 0 | 390.1123 | -0.00047796 | 389.4926 | -0.00179 | 389.0463 | 0 | 387.976 | -0.00155 | 388.6029 | 0
| 390.3292 | 0.00905 | 388.078 | 0.0019 | 388.08 | 0 | 390.3292 | 0.0032619 | 388.078 | 0 | 390.3292 | 0.0032244 | 399.2582 | 0.00463 | 390.3292 | 0.0024723 | 390.3292 | 0.00844 | 389.7094 | 0.0058053 | 390.3292 | 0.0014315 | 390.3292 | 0.00078231 | 388.078 | 0 | 390.3292 | 0.00015048 | 389.7094 | 0.0024 | 389.2635 | 0 | 388.1949 | 0.00223 | 388.82 | 0
| 390.5462 | 0.0049 | 388.2917 | 0.00055313 | 388.29 | 0 | 390.5461 | 0 | 388.2917 | 0 | 390.5461 | -0.0026538 | 399.4759 | 0.0013 | 390.5461 | 0 | 390.5462 | 0.00111 | 389.9263 | -0.0027912 | 390.5461 | 0 | 390.5461 | 0.00022258 | 388.2917 | 0 | 390.5461 | -0.0003786 | 389.9263 | -0.00274 | 389.4807 | 0 | 388.4138 | -0.00169 | 389.0372 | 0
| 390.7631 | 0.00885 | 388.5055 | 0.00414 | 388.51 | 0 | 390.7631 | 0.0028413 | 388.5055 | 0 | 390.7631 | -0.00096129 | 399.6937 | 0.00421 | 390.7631 | 0.0018674 | 390.7631 | 0.00394 | 390.1432 | -0.0010343 | 390.7631 | 0.0016442 | 390.7631 | 0.00052848 | 388.5055 | 0 | 390.7631 | 0.000179 | 390.1432 | -0.00083955 | 389.6979 | 0 | 388.6326 | 0.00276 | 389.2544 | 0
| 390.9801 | 0.00496 | 388.7192 | 0.00262 | 388.72 | 0 | 390.9801 | 0 | 388.7192 | 0 | 390.9801 | -0.0017885 | 399.9114 | 0.00133 | 390.9801 | 0 | 390.9801 | 0.00273 | 390.36 | -0.0044231 | 390.9801 | 0 | 390.9801 | 6.4271e-05 | 388.7192 | 0 | 390.9801 | -0.00034222 | 390.36 | -0.0028 | 389.9151 | 0 | 388.8515 | -0.00129 | 389.4716 | 0
| 391.1971 | 0.00925 | 388.933 | 0.00355 | 388.93 | 0 | 391.1971 | 0.0027333 | 388.933 | 0 | 391.1971 | 0.00049114 | 400.1292 | 0.0043 | 391.1971 | 0.0012416 | 391.1971 | 0.00934 | 390.5769 | 0.0023025 | 391.1971 | 0.00033313 | 391.1971 | 0.00070924 | 388.933 | 0 | 391.1971 | 7.7622e-05 | 390.5769 | 0.00078674 | 390.1323 | 0 | 389.0704 | 0.00243 | 389.6889 | 0
| 391.4141 | 0.0039 | 389.1468 | -0.00083789 | 389.15 | 0 | 391.4141 | 0 | 389.1468 | 0 | 391.4141 | -0.002624 | 400.347 | 0.00104 | 391.4141 | 0 | 391.4141 | 0.0016 | 390.7939 | -0.0034855 | 391.4141 | 0 | 391.4141 | 4.4743e-05 | 389.1468 | 0 | 391.4141 | -0.00063884 | 390.7939 | -0.00257 | 390.3495 | 0 | 389.2893 | -0.0018 | 389.9061 | 0
| 391.6311 | 0.01077 | 389.3606 | 0.00423 | 389.36 | 0 | 391.6311 | 0.002652 | 389.3606 | 0 | 391.6311 | 0.0018666 | 400.5648 | 0.00386 | 391.6311 | 0.0024604 | 391.6311 | 0.00337 | 391.0108 | 0.0061171 | 391.6311 | 0.0019756 | 391.6311 | 0.00017673 | 389.3606 | 0 | 391.6311 | 0.00038404 | 391.0108 | 0.00058399 | 390.5668 | 0 | 389.5082 | 0.00243 | 390.1234 | 0
| 391.8481 | 0.00588 | 389.5744 | 0.00123 | 389.57 | 0 | 391.8481 | 0 | 389.5744 | 0 | 391.8481 | -0.0024074 | 400.7826 | 0.00142 | 391.8481 | 0 | 391.8481 | -0.00112 | 391.2277 | 8.546e-05 | 391.8481 | 0 | 391.8481 | -0.00026575 | 389.5744 | 0 | 391.8481 | -0.00062055 | 391.2277 | -0.00328 | 390.784 | 0 | 389.7272 | -0.00169 | 390.3406 | 0
| 392.0652 | 0.01038 | 389.7882 | 0.00356 | 389.79 | 0 | 392.0652 | 0.0030468 | 389.7882 | 0 | 392.0652 | 0.0027867 | 401.0004 | 0.00385 | 392.0652 | 0.0022747 | 392.0652 | 0.00508 | 391.4447 | 0.0037062 | 392.0652 | 0.001691 | 392.0652 | 0.00026308 | 389.7882 | 0 | 392.0652 | 0.00036496 | 391.4447 | 0.00272 | 391.0013 | 0 | 389.9461 | 0.00211 | 390.5579 | 0
| 392.2822 | 0.00722 | 390.002 | 0.00147 | 390 | 0 | 392.2822 | 0 | 390.002 | 0 | 392.2822 | -0.0033904 | 401.2183 | 0.00127 | 392.2822 | 0 | 392.2822 | 0.00053726 | 391.6617 | -0.0026256 | 392.2822 | 0 | 392.2822 | -9.6286e-05 | 390.002 | 0 | 392.2822 | -0.00065703 | 391.6617 | -0.00193 | 391.2186 | 0 | 390.1651 | -0.00143 | 390.7752 | 0
| 392.4993 | 0.01182 | 390.2159 | 0.00231 | 390.22 | 0 | 392.4993 | 0.0019431 | 390.2159 | 0 | 392.4993 | 0.0017745 | 401.4361 | 0.0041 | 392.4993 | 0.0021524 | 392.4993 | 0.00971 | 391.8787 | 0.0016007 | 392.4993 | 0.00073905 | 392.4993 | 0.0011182 | 390.2159 | 0 | 392.4993 | 0.00039009 | 391.8786 | 0.0016 | 391.4359 | 0 | 390.3841 | 0.00233 | 390.9925 | 0
| 392.7164 | 0.00913 | 390.4297 | -0.00063863 | 390.43 | 0 | 392.7164 | 0 | 390.4297 | 0 | 392.7164 | -0.0029895 | 401.654 | 0.00106 | 392.7164 | 0 | 392.7164 | 0.00265 | 392.0957 | -0.00088632 | 392.7164 | 0 | 392.7164 | 0.00010878 | 390.4297 | 0 | 392.7164 | -0.00045844 | 392.0957 | -0.00301 | 391.6532 | 0 | 390.6031 | -0.00168 | 391.2098 | 0
| 392.9335 | 0.01258 | 390.6436 | 0.00099824 | 390.64 | 0 | 392.9335 | 0.0013611 | 390.6436 | 0 | 392.9335 | 0.0021208 | 401.8718 | 0.00424 | 392.9335 | 0.0010973 | 392.9335 | 0.00608 | 392.3127 | 0.0020018 | 392.9335 | 0.0013633 | 392.9335 | 0.00047329 | 390.6436 | 0 | 392.9335 | 0.00027609 | 392.3127 | 0.00149 | 391.8705 | 0 | 390.8221 | 0.0022 | 391.4271 | 0
| 393.1506 | 0.00973 | 390.8575 | 0.00131 | 390.86 | 0 | 393.1506 | 0 | 390.8575 | 0 | 393.1506 | -0.0037603 | 402.0897 | 0.00108 | 393.1506 | 0 | 393.1506 | -0.0014 | 392.5297 | -0.0017717 | 393.1506 | 0 | 393.1506 | 0.00018959 | 390.8575 | 0 | 393.1506 | -0.00061094 | 392.5297 | -0.00142 | 392.0878 | 0 | 391.0411 | -0.00113 | 391.6444 | 0
| 393.3678 | 0.01596 | 391.0714 | 0.00258 | 391.07 | 0 | 393.3678 | 0.0033 | 391.0714 | 0 | 393.3678 | 0.0011813 | 402.3076 | 0.00447 | 393.3678 | 0.0017917 | 393.3678 | 0.00601 | 392.7468 | 0.0031938 | 393.3678 | 0.0015972 | 393.3678 | 0.00023072 | 391.0714 | 0 | 393.3678 | 0.00019068 | 392.7468 | 0.00319 | 392.3051 | 0 | 391.2601 | 0.00213 | 391.8618 | 0
| 393.5849 | 0.01024 | 391.2853 | -0.00046131 | 391.29 | 0 | 393.5849 | 0 | 391.2853 | 0 | 393.5849 | -0.0016634 | 402.5255 | 0.00145 | 393.5849 | 0 | 393.5849 | -1.5189e-05 | 392.9638 | -0.0026956 | 393.5849 | 0 | 393.5849 | 0.00011681 | 391.2853 | 0 | 393.5849 | -0.00055544 | 392.9638 | -0.00297 | 392.5225 | 0 | 391.4792 | -0.0014 | 392.0791 | 0
| 393.8021 | 0.01518 | 391.4992 | 0.00324 | 391.5 | 0 | 393.8021 | 0.0021766 | 391.4992 | 0 | 393.8021 | 0.001603 | 402.7434 | 0.00426 | 393.8021 | 0.0015878 | 393.8021 | 0.00328 | 393.1809 | 0.0038429 | 393.8021 | 0.0016351 | 393.8021 | 0.00061851 | 391.4992 | 0 | 393.8021 | 0.00049513 | 393.1809 | 0.00058179 | 392.7398 | 0 | 391.6982 | 0.00217 | 392.2965 | 0
| 394.0192 | 0.01264 | 391.7131 | -0.00018584 | 391.71 | 0 | 394.0192 | 0 | 391.7131 | 0 | 394.0192 | -0.0020481 | 402.9613 | 0.00113 | 394.0193 | 0 | 394.0192 | 0.00392 | 393.398 | -0.00089165 | 394.0192 | 0 | 394.0193 | 0.00026053 | 391.7131 | 0 | 394.0193 | -0.00055578 | 393.398 | -0.00246 | 392.9572 | 0 | 391.9173 | -0.00171 | 392.5139 | 0
| 394.2364 | 0.01693 | 391.9271 | 0.00275 | 391.93 | 0 | 394.2364 | 0.0034967 | 391.9271 | 0 | 394.2364 | 0.0030883 | 403.1793 | 0.00423 | 394.2364 | 0.0025648 | 394.2364 | 0.00307 | 393.6151 | 0.0014141 | 394.2364 | 0 | 394.2364 | 0.00080102 | 391.9271 | 0 | 394.2364 | 0.00042072 | 393.6151 | 0.00082686 | 393.1745 | 0 | 392.1363 | 0.0024 | 392.7313 | 0
| 394.4536 | 0.01488 | 392.141 | 0.00161 | 392.14 | 0 | 394.4536 | 0 | 392.141 | 0 | 394.4536 | -0.002579 | 403.3972 | 0.00163 | 394.4536 | 0 | 394.4536 | 0.00145 | 393.8322 | -0.001454 | 394.4536 | 0 | 394.4536 | 0.00072723 | 392.141 | 0 | 394.4536 | -0.00043778 | 393.8322 | -0.00213 | 393.3919 | 0 | 392.3554 | -0.00166 | 392.9486 | 0
| 394.6708 | 0.01902 | 392.355 | 0.00314 | 392.36 | 0 | 394.6709 | 0.0029617 | 392.355 | 0 | 394.6709 | 0.0022147 | 403.6152 | 0.00471 | 394.6708 | 0.0024454 | 394.6708 | 0.00817 | 394.0494 | 0.0077084 | 394.6709 | 0.0010069 | 394.6708 | 0.0010419 | 392.355 | 0 | 394.6708 | 0.00036524 | 394.0494 | 0.00338 | 393.6093 | 0 | 392.5745 | 0.00242 | 393.166 | 0
| 394.8881 | 0.01602 | 392.569 | 0.00148 | 392.57 | 0 | 394.8881 | 0 | 392.569 | 0 | 394.8881 | -0.0014497 | 403.8332 | 0.0016 | 394.8881 | 0 | 394.8881 | -1.8936e-05 | 394.2665 | -0.002949 | 394.8881 | 0 | 394.8881 | 0.00030569 | 392.569 | 0 | 394.8881 | -0.00055496 | 394.2665 | -0.003 | 393.8267 | 0 | 392.7936 | -0.00141 | 393.3835 | 0
| 395.1053 | 0.02115 | 392.783 | 0.00182 | 392.78 | 0 | 395.1053 | 0.0018391 | 392.783 | 0 | 395.1053 | 0.0022426 | 404.0512 | 0.00405 | 395.1053 | 0.0012228 | 395.1053 | 0.00467 | 394.4837 | 0.0052748 | 395.1053 | 0.0021244 | 395.1053 | 0.00027272 | 392.783 | 0 | 395.1053 | 0.00031531 | 394.4837 | 3.5948e-05 | 394.0441 | 0 | 393.0128 | 0.00242 | 393.6009 | 0
| 395.3226 | 0.02037 | 392.997 | 0.00223 | 393 | 0 | 395.3226 | 0 | 392.997 | 0 | 395.3226 | -1.168e-05 | 404.2691 | 0.00128 | 395.3226 | 0.00052334 | 395.3226 | 0.00199 | 394.7009 | 0.0012361 | 395.3226 | 0 | 395.3226 | -0.0001001 | 392.997 | 0 | 395.3226 | -0.00044003 | 394.7009 | -0.00241 | 394.2615 | 0 | 393.2319 | -0.00177 | 393.8184 | 0
| 395.5399 | 0.02456 | 393.211 | 0.00389 | 393.21 | 0 | 395.5399 | 0.0027301 | 393.211 | 0 | 395.5399 | 0.0034928 | 404.4871 | 0.00437 | 395.5399 | 0.0021852 | 395.5399 | 0.00809 | 394.9181 | 0.0056098 | 395.5399 | 0.00036194 | 395.5399 | 0.00038142 | 393.211 | 0 | 395.5399 | 0.00039556 | 394.9181 | 0.00126 | 394.4789 | 0 | 393.4511 | 0.00276 | 394.0358 | 0
| 395.7572 | 0.02367 | 393.425 | 0.00046477 | 393.43 | 0 | 395.7572 | 0 | 393.425 | 0 | 395.7572 | -0.0016951 | 404.7051 | 0.0011 | 395.7571 | 0 | 395.7572 | -0.00259 | 395.1353 | 0.00018681 | 395.7572 | 0 | 395.7571 | 0.00011254 | 393.425 | 0 | 395.7571 | -0.00057864 | 395.1353 | -0.00354 | 394.6964 | 0 | 393.6702 | -0.00174 | 394.2533 | 0
| 395.9745 | 0.02838 | 393.6391 | 0.00251 | 393.64 | 0 | 395.9745 | 0.0020516 | 393.6391 | 0 | 395.9745 | 0.0016678 | 404.9232 | 0.00437 | 395.9745 | 0.00218 | 395.9745 | 0.00647 | 395.3525 | 0.0042199 | 395.9745 | 0.0029569 | 395.9745 | 0.0017141 | 393.6391 | 0 | 395.9745 | 0.00034943 | 395.3525 | 0.00051457 | 394.9138 | 0 | 393.8894 | 0.00207 | 394.4708 | 0
| 396.1918 | 0.02379 | 393.8531 | 0.00025694 | 393.85 | 0 | 396.1918 | 0 | 393.8531 | 0 | 396.1918 | -0.0014644 | 405.1412 | 0.00103 | 396.1918 | 0 | 396.1918 | 0.00195 | 395.5698 | -0.0020209 | 396.1918 | 0 | 396.1918 | -3.728e-05 | 393.8531 | 0 | 396.1918 | -0.00070925 | 395.5698 | -0.00143 | 395.1313 | 0 | 394.1086 | -0.00153 | 394.6882 | 0
| 396.4091 | 0.03149 | 394.0672 | 0.00448 | 394.07 | 0 | 396.4091 | 0.0031546 | 394.0672 | 0 | 396.4091 | 0.0014544 | 405.3592 | 0.00435 | 396.4091 | 0.0019254 | 396.4091 | 0.00572 | 395.787 | 0.0035503 | 396.4091 | 0.0015663 | 396.4091 | 0.00053606 | 394.0672 | 0 | 396.4091 | 0.00043056 | 395.7871 | 0.00212 | 395.3488 | 0 | 394.3278 | 0.0025 | 394.9058 | 0
| 396.6264 | 0.02776 | 394.2812 | 0.00142 | 394.28 | 0 | 396.6265 | 0 | 394.2812 | 0 | 396.6265 | -0.003696 | 405.5773 | 0.00111 | 396.6265 | 0 | 396.6264 | 0.00383 | 396.0043 | -0.0011208 | 396.6265 | 0 | 396.6265 | 0.00015596 | 394.2812 | 0 | 396.6265 | -0.00056794 | 396.0043 | -0.00299 | 395.5663 | 0 | 394.547 | -0.00152 | 395.1233 | 0
| 396.8438 | 0.03495 | 394.4954 | 0.00287 | 394.5 | 0 | 396.8438 | 0.0025722 | 394.4954 | 0 | 396.8438 | 0.003927 | 405.7954 | 0.00399 | 396.8438 | 0.0019371 | 396.8438 | 0.00762 | 396.2216 | 0.0038882 | 396.8438 | 0 | 396.8438 | 0.0011984 | 394.4954 | 0 | 396.8438 | 0.0003273 | 396.2216 | 0.00286 | 395.7838 | 0 | 394.7663 | 0.00269 | 395.3408 | 0
| 397.0612 | 0.03257 | 394.7094 | 0.00106 | 394.71 | 0 | 397.0612 | 0 | 394.7094 | 0 | 397.0612 | -0.0020984 | 406.0135 | 0.00094348 | 397.0612 | 0 | 397.0612 | 0.00186 | 396.4389 | -0.0036286 | 397.0612 | 0 | 397.0612 | -4.4353e-05 | 394.7094 | 0 | 397.0612 | -0.00044575 | 396.4389 | -0.00498 | 396.0013 | 0 | 394.9855 | -0.00173 | 395.5583 | 0
| 397.2786 | 0.03824 | 394.9235 | 0.00444 | 394.92 | 0 | 397.2786 | 0.0029343 | 394.9236 | 0 | 397.2786 | 0.0013986 | 406.2316 | 0.00391 | 397.2786 | 0.0010921 | 397.2786 | 0.00522 | 396.6562 | 0.003808 | 397.2786 | 0.00089471 | 397.2786 | 0.00081801 | 394.9236 | 0 | 397.2786 | 0.00022228 | 396.6562 | 0.00117 | 396.2188 | 0 | 395.2047 | 0.00266 | 395.7759 | 0
| 397.496 | 0.03774 | 395.1377 | 0.00193 | 395.14 | 0 | 397.496 | 0 | 395.1377 | 0 | 397.496 | -0.0030817 | 406.4497 | 0.00050255 | 397.496 | 0 | 397.496 | -9.8684e-06 | 396.8736 | 3.021e-05 | 397.496 | 0 | 397.496 | -9.1011e-05 | 395.1377 | 0 | 397.496 | -0.00047277 | 396.8736 | -0.00233 | 396.4363 | 0 | 395.424 | -0.00116 | 395.9934 | 0
| 397.7134 | 0.04322 | 395.3518 | 0.00334 | 395.35 | 0 | 397.7134 | 0.0015047 | 395.3518 | 0 | 397.7134 | 0.0020845 | 406.6678 | 0.00412 | 397.7134 | 0.0015392 | 397.7134 | 0.00731 | 397.0909 | 0.0029211 | 397.7134 | 0.00077386 | 397.7134 | 0.00049224 | 395.3518 | 0 | 397.7134 | 0.0002552 | 397.0909 | 0.0028 | 396.6538 | 0 | 395.6433 | 0.00273 | 396.211 | 0
| 397.9308 | 0.04203 | 395.566 | 0.00132 | 395.57 | 0 | 397.9308 | 0 | 395.566 | 0 | 397.9308 | -0.0030643 | 406.8859 | 0.00102 | 397.9308 | 0 | 397.9308 | 0.00493 | 397.3083 | -0.0013034 | 397.9308 | 0 | 397.9308 | -3.7895e-06 | 395.566 | 0 | 397.9308 | -0.00052258 | 397.3083 | -0.00317 | 396.8714 | 0 | 395.8626 | -0.0016 | 396.4286 | 0
| 398.1483 | 0.04828 | 395.7801 | 0.00421 | 395.78 | 0 | 398.1483 | 0.0024771 | 395.7802 | 0 | 398.1483 | 0.0023984 | 407.1041 | 0.00361 | 398.1483 | 0.0032312 | 398.1483 | 0.0098 | 397.5257 | 0.0060927 | 398.1483 | 0.0015063 | 398.1483 | 0.0012916 | 395.7802 | 0 | 398.1483 | 0.0003801 | 397.5257 | 0.00165 | 397.0889 | 0 | 396.0819 | 0.00246 | 396.6462 | 0
| 398.3657 | 0.0471 | 395.9943 | 0.00597 | 395.99 | 0 | 398.3657 | 0 | 395.9943 | 0 | 398.3657 | -0.0027869 | 407.3222 | 0.00113 | 398.3657 | 0 | 398.3657 | 0.00126 | 397.7431 | 0.0001395 | 398.3657 | 0 | 398.3657 | -0.0002092 | 395.9943 | 0 | 398.3657 | -0.00051897 | 397.7431 | -0.00192 | 397.3065 | 0 | 396.3012 | -0.00154 | 396.8638 | 0
| 398.5832 | 0.05496 | 396.2085 | 0.00398 | 396.21 | 0 | 398.5832 | 0.0030343 | 396.2085 | 0 | 398.5832 | 0.0036585 | 407.5404 | 0.00125 | 398.5832 | 0.0027046 | 398.5832 | 0.00922 | 397.9605 | 0.0078011 | 398.5832 | 0.0020438 | 398.5832 | 0.00098827 | 396.2085 | 0 | 398.5832 | 0.00018159 | 397.9605 | 0.00218 | 397.524 | 0 | 396.5205 | 0.00242 | 397.0814 | 0
| 398.8007 | 0.05206 | 396.4227 | 0.00154 | 396.42 | 0 | 398.8007 | 0 | 396.4227 | 0 | 398.8007 | -0.0017661 | 407.7586 | 0.00382 | 398.8007 | 0 | 398.8007 | 0.00227 | 398.1779 | -0.0019625 | 398.8007 | 0 | 398.8007 | -0.00011885 | 396.4227 | 0 | 398.8007 | -0.0007586 | 398.1779 | -0.00297 | 397.7416 | 0 | 396.7399 | -0.0024 | 397.299 | 0
| 399.0182 | 0.05725 | 396.6369 | 0.00345 | 396.64 | 0 | 399.0182 | 0.0025307 | 396.6369 | 0 | 399.0182 | 0.001931 | 407.9767 | 0.00117 | 399.0182 | 0.0022497 | 399.0182 | 0.00708 | 398.3954 | 0.0052905 | 399.0182 | 0.00063243 | 399.0182 | 0.0010562 | 396.6369 | 0 | 399.0182 | 0.00025865 | 398.3954 | 0.00108 | 397.9592 | 0 | 396.9592 | 0.00235 | 397.5167 | 0
| 399.2357 | 0.05616 | 396.8511 | 0.00053921 | 396.85 | 0 | 399.2357 | 0 | 396.8511 | 0 | 399.2357 | -0.0035313 | 408.195 | 0.00379 | 399.2357 | 0 | 399.2357 | 0.00158 | 398.6128 | 0.00012155 | 399.2357 | 0 | 399.2357 | 0.00017581 | 396.8511 | 0 | 399.2357 | -0.00054195 | 398.6128 | -0.00194 | 398.1768 | 0 | 397.1786 | -0.00202 | 397.7343 | 0
| 399.4532 | 0.06488 | 397.0654 | 0.00325 | 397.07 | 0 | 399.4532 | 0.0030444 | 397.0654 | 0 | 399.4532 | 7.6963e-05 | 408.4131 | 0.00125 | 399.4532 | 0.0022956 | 399.4532 | 0.00787 | 398.8303 | 0.0042445 | 399.4532 | 0.00095598 | 399.4532 | 0.00054066 | 397.0654 | 0 | 399.4533 | 0.00031069 | 398.8303 | 0.00088913 | 398.3944 | 0 | 397.398 | 0.00256 | 397.952 | 0
| 399.6708 | 0.06294 | 397.2796 | 0.00344 | 397.28 | 0 | 399.6708 | 0 | 397.2796 | 0 | 399.6708 | -0.0039927 | 408.6314 | 0.00369 | 399.6708 | 0 | 399.6708 | 0.00485 | 399.0478 | 0.0005248 | 399.6708 | 0 | 399.6708 | -3.2784e-05 | 397.2796 | 0 | 399.6708 | -0.00043508 | 399.0478 | -0.0032 | 398.6121 | 0 | 397.6174 | -0.00188 | 398.1696 | 0
| 399.8884 | 0.07058 | 397.4939 | 0.00464 | 397.49 | 0 | 399.8883 | 0.0019664 | 397.4939 | 0 | 399.8883 | 0.0007653 | 408.8496 | 0.00067651 | 399.8883 | 0.0020867 | 399.8884 | 0.0115 | 399.2653 | 0.0075633 | 399.8883 | 0.0012217 | 399.8883 | 0.0013851 | 397.4939 | 0 | 399.8883 | 0.0004037 | 399.2653 | 0.00104 | 398.8297 | 0 | 397.8368 | 0.00251 | 398.3873 | 0
| 400.1059 | 0.06934 | 397.7081 | 0.00315 | 397.71 | 0 | 400.1059 | 0 | 397.7081 | 0 | 400.1059 | -0.0032835 | 409.0678 | 0.00371 | 400.1059 | 0 | 400.1059 | 0.00037906 | 399.4828 | 0.001271 | 400.1059 | 0 | 400.1059 | 0.00053152 | 397.7081 | 0 | 400.1059 | -0.00056965 | 399.4828 | -0.00398 | 399.0473 | 0 | 398.0562 | -0.00169 | 398.605 | 0
| 400.3235 | 0.07769 | 397.9224 | 0.00374 | 397.92 | 0 | 400.3235 | 0.0017817 | 397.9224 | 0 | 400.3235 | 0.00045847 | 409.2861 | 0.00089367 | 400.3235 | 0.001588 | 400.3235 | 0.0079 | 399.7003 | 0.0028909 | 400.3235 | 0.0009036 | 400.3235 | 0.00030041 | 397.9224 | 0 | 400.3235 | 0.00028796 | 399.7003 | 0.00211 | 399.265 | 0 | 398.2756 | 0.00252 | 398.8227 | 0
| 400.5411 | 0.07872 | 398.1367 | 0.00388 | 398.14 | 0 | 400.5411 | 0 | 398.1367 | 0 | 400.5411 | -0.0024218 | 409.5044 | 0.0036 | 400.5411 | 0 | 400.5411 | 0.00026619 | 399.9179 | 0.00093165 | 400.5411 | 0 | 400.5411 | 5.5224e-05 | 398.1367 | 0 | 400.5411 | -0.00046307 | 399.9179 | -0.00427 | 399.4827 | 0 | 398.4951 | -0.00169 | 399.0404 | 0
| 400.7587 | 0.0842 | 398.351 | 0.00402 | 398.35 | 0 | 400.7587 | 0.0020498 | 398.351 | 0 | 400.7587 | 0.0045556 | 409.7227 | 0.00117 | 400.7587 | 0.0023163 | 400.7587 | 0.0053 | 400.1354 | 0.0061593 | 400.7587 | 0.0018389 | 400.7587 | 0.00031563 | 398.351 | 0 | 400.7587 | 0.00031896 | 400.1354 | 0.00488 | 399.7003 | 0 | 398.7145 | 0.00295 | 399.2582 | 0
| 400.9764 | 0.08795 | 398.5653 | 0.00297 | 398.57 | 0 | 400.9764 | 0 | 398.5653 | 0 | 400.9764 | -0.001565 | 409.9409 | 0.00345 | 400.9763 | 0 | 400.9764 | 0.00609 | 400.353 | -0.0014848 | 400.9764 | 0 | 400.9763 | 5.8504e-05 | 398.5653 | 0 | 400.9764 | -0.00048304 | 400.353 | -0.00096759 | 399.918 | 0 | 398.934 | -0.00191 | 399.4759 | 0
| 401.194 | 0.09558 | 398.7797 | 0.00523 | 398.78 | 0 | 401.194 | 0.002261 | 398.7797 | 0 | 401.194 | 0.0025388 | 410.1592 | 0.00115 | 401.194 | 0.0026028 | 401.194 | 0.01087 | 400.5706 | 0.0052221 | 401.194 | 0.00036079 | 401.194 | 0.0015874 | 398.7797 | 0 | 401.194 | 0.00042399 | 400.5706 | 0.00142 | 400.1357 | 0 | 399.1535 | 0.00272 | 399.6937 | 0
| 401.4117 | 0.09674 | 398.994 | 0.00228 | 398.99 | 0 | 401.4117 | 0.00028726 | 398.994 | 0 | 401.4117 | -0.0016597 | 410.3776 | 0.00385 | 401.4117 | 0 | 401.4117 | 0.00709 | 400.7882 | 0.0020719 | 401.4117 | 0 | 401.4117 | -0.00033837 | 398.994 | 0 | 401.4117 | -0.00030175 | 400.7882 | -0.00046559 | 400.3534 | 0 | 399.373 | -0.00203 | 399.9114 | 0
| 401.6293 | 0.10373 | 399.2084 | 0.00366 | 399.21 | 0 | 401.6293 | 0.0026362 | 399.2084 | 0 | 401.6293 | -0.00027515 | 410.5959 | 0.00126 | 401.6293 | 0.0014137 | 401.6293 | 0.00822 | 401.0058 | 0.0066881 | 401.6293 | 0.0010561 | 401.6293 | 0.00072336 | 399.2084 | 0 | 401.6293 | 0.000188 | 401.0058 | 0.00104 | 400.5711 | 0 | 399.5925 | 0.00275 | 400.1292 | 0.0057173
| 401.847 | 0.10635 | 399.4227 | 0.00347 | 399.42 | 0 | 401.847 | 0.00062672 | 399.4227 | 0 | 401.847 | -0.0010347 | 410.8142 | 0.00373 | 401.847 | 0.00029932 | 401.847 | 0.00297 | 401.2235 | 0.0046962 | 401.847 | 0 | 401.847 | 0.00025477 | 399.4227 | 0 | 401.847 | -0.00040522 | 401.2235 | -0.00322 | 400.7888 | 0 | 399.812 | -0.0017 | 400.347 | 0.00014753
| 402.0647 | 0.11294 | 399.6371 | 0.00359 | 399.64 | 0 | 402.0647 | 0.0020847 | 399.6371 | 0 | 402.0647 | 0.0017504 | 411.0326 | 0.00086906 | 402.0647 | 0.0016482 | 402.0647 | 0.01408 | 401.4411 | 0.0069908 | 402.0647 | 0.0010527 | 402.0647 | 0.0014602 | 399.6371 | 0 | 402.0647 | 0.00045029 | 401.4411 | 0.00282 | 401.0066 | 0 | 400.0316 | 0.00277 | 400.5648 | 0.0054514
| 402.2824 | 0.11559 | 399.8515 | 0.00321 | 399.85 | 0 | 402.2824 | 0 | 399.8515 | 0 | 402.2824 | -0.00020026 | 411.2509 | 0.00411 | 402.2824 | 0.00022778 | 402.2824 | 0.00156 | 401.6588 | 0.0040195 | 402.2824 | 0 | 402.2824 | 0.00044476 | 399.8515 | 0 | 402.2824 | -0.00048714 | 401.6588 | -0.00148 | 401.2243 | 0 | 400.2511 | -0.00152 | 400.7826 | 0.00057416
| 402.5002 | 0.1246 | 400.0659 | 0.0054 | 400.07 | 0 | 402.5002 | 0.0035218 | 400.0659 | 0.0011007 | 402.5002 | 0.0014363 | 411.4693 | 0.00121 | 402.5002 | 0.0015779 | 402.5002 | 0.01138 | 401.8765 | 0.0080971 | 402.5002 | 0.0011754 | 402.5002 | 0.00070352 | 400.0659 | 0.0022725 | 402.5002 | 0.00022803 | 401.8765 | 0.00108 | 401.4421 | 0 | 400.4706 | 0.00302 | 401.0004 | 0.0052898
| 402.7179 | 0.12996 | 400.2803 | 0.00185 | 400.28 | 0 | 402.7179 | 0 | 400.2803 | 0.0024845 | 402.7179 | -0.0042878 | 411.6877 | 0.00407 | 402.7179 | 0 | 402.7179 | 0.00264 | 402.0942 | 0.0021606 | 402.7179 | 0 | 402.7179 | 0.00042093 | 400.2803 | 0.0019604 | 402.7179 | -0.0005009 | 402.0942 | -0.00324 | 401.6599 | 0 | 400.6902 | -0.0021 | 401.2183 | 0.00087925
| 402.9357 | 0.1405 | 400.4948 | 0.00527 | 400.49 | 0 | 402.9357 | 0.0027811 | 400.4948 | 0.0043074 | 402.9357 | 0.00027868 | 411.906 | 0.0012 | 402.9357 | 0.0016751 | 402.9357 | 0.01036 | 402.3119 | 0.0073366 | 402.9357 | 0.00062099 | 402.9357 | 0.00047205 | 400.4948 | 0.0015157 | 402.9357 | 0.00012544 | 402.3119 | 0.00075925 | 401.8776 | 0 | 400.9098 | 0.00295 | 401.4361 | 0.0049265
| 403.1534 | 0.14417 | 400.7092 | 0.00328 | 400.71 | 0 | 403.1534 | 0.00036131 | 400.7092 | 0.0039151 | 403.1534 | -0.0015312 | 412.1245 | 0.00364 | 403.1534 | 0 | 403.1534 | 0.01128 | 402.5296 | 0.0034142 | 403.1534 | 0 | 403.1534 | 0.00019262 | 400.7092 | -6.9328e-05 | 403.1534 | -0.00041033 | 402.5296 | -0.00205 | 402.0954 | 0 | 401.1294 | -0.00156 | 401.654 | 0.00022392
| 403.3712 | 0.15314 | 400.9237 | 0.00604 | 400.92 | 0 | 403.3712 | 0.0034616 | 400.9236 | 0.0034637 | 403.3712 | 0.0019911 | 412.3429 | 0.00109 | 403.3712 | 0.002448 | 403.3712 | 0.00901 | 402.7474 | 0.0045589 | 403.3712 | 0.00098327 | 403.3712 | 0.0013497 | 400.9236 | 0.0064948 | 403.3712 | 0.00017927 | 402.7474 | 0.00198 | 402.3132 | 0 | 401.349 | 0.00246 | 401.8718 | 0.0052727
| 403.589 | 0.16078 | 401.1381 | 0.00384 | 401.14 | 0 | 403.589 | 0 | 401.1381 | 0.0014546 | 403.589 | -0.00093751 | 412.5613 | 0.00384 | 403.589 | 0.00018662 | 403.589 | 0.0077 | 402.9651 | 0.0038655 | 403.589 | 0 | 403.589 | -3.0504e-06 | 401.1381 | -0.00029518 | 403.589 | -0.00037775 | 402.9651 | -0.00165 | 402.531 | 0 | 401.5686 | -0.00155 | 402.0897 | 0.00067066
| 403.8068 | 0.16979 | 401.3526 | 0.00496 | 401.35 | 0 | 403.8068 | 0.0035524 | 401.3526 | 0.0039216 | 403.8068 | 0.002571 | 412.7797 | 0.00126 | 403.8068 | 0.0021108 | 403.8068 | 0.01439 | 403.1829 | 0.0071353 | 403.8068 | 0.0027486 | 403.8068 | 0.001073 | 401.3526 | 0.0017263 | 403.8068 | 0.00038634 | 403.1829 | 0.00245 | 402.7488 | 0 | 401.7882 | 0.00263 | 402.3076 | 0.0057219
| 404.0247 | 0.17392 | 401.5671 | 0.00428 | 401.57 | 0 | 404.0247 | 0 | 401.5671 | 0.0018531 | 404.0247 | -0.0030728 | 412.9982 | 0.00351 | 404.0247 | 0 | 404.0247 | 0.00554 | 403.4007 | 0.005252 | 404.0247 | 0 | 404.0247 | 3.0859e-05 | 401.5671 | -0.0015541 | 404.0247 | -0.00052142 | 403.4007 | -0.00214 | 402.9667 | 0 | 402.0079 | -0.00158 | 402.5255 | 0.00056775
| 404.2425 | 0.18472 | 401.7816 | 0.00751 | 401.78 | 0 | 404.2425 | 0.0037735 | 401.7816 | 0.00079602 | 404.2425 | 0.0016049 | 413.2166 | 0.00127 | 404.2425 | 0.0017879 | 404.2425 | 0.01419 | 403.6185 | 0.0089422 | 404.2425 | 0.0016779 | 404.2425 | 0.0012721 | 401.7816 | -0.00047376 | 404.2425 | 0.00014739 | 403.6185 | 0.00188 | 403.1845 | 0 | 402.2276 | 0.00201 | 402.7434 | 0.0050318
| 404.4604 | 0.18956 | 401.9961 | 0.00649 | 402 | 0 | 404.4603 | 0 | 401.9961 | 0.0030937 | 404.4603 | -0.0021939 | 413.4351 | 0.00365 | 404.4604 | 0 | 404.4604 | 0.00622 | 403.8363 | 0.0054124 | 404.4603 | 0 | 404.4604 | 0.00042809 | 401.9961 | 0.00047781 | 404.4604 | -0.00028813 | 403.8363 | -0.00225 | 403.4023 | 0 | 402.4472 | -0.00171 | 402.9613 | 0.00049953
| 404.6782 | 0.19856 | 402.2106 | 0.00833 | 402.21 | 0 | 404.6782 | 0.0023263 | 402.2106 | 0.0031305 | 404.6782 | 0.0013675 | 413.6536 | 0.00153 | 404.6782 | 0.0015336 | 404.6782 | 0.01193 | 404.0541 | 0.0086201 | 404.6782 | 0.00087333 | 404.6782 | 0.00053019 | 402.2106 | 0.0062203 | 404.6782 | 8.9593e-05 | 404.0541 | 0.00314 | 403.6202 | 0 | 402.6669 | 0.00282 | 403.1793 | 0.0054126
| 404.8961 | 0.2042 | 402.4252 | 0.0057 | 402.43 | 0 | 404.8961 | 0 | 402.4252 | 0.0019414 | 404.8961 | -0.0016494 | 413.8721 | 0.00409 | 404.8961 | 0 | 404.8961 | 0.00454 | 404.272 | 0.005208 | 404.8961 | 0 | 404.8961 | 0.00044861 | 402.4252 | -0.0011852 | 404.8961 | -0.00055078 | 404.272 | -0.00221 | 403.8381 | 0 | 402.8866 | -0.00174 | 403.3972 | 0.00091281
| 405.114 | 0.21684 | 402.6397 | 0.00621 | 402.64 | 0 | 405.114 | 0.0034267 | 402.6397 | 0.0051095 | 405.114 | -0.00078962 | 414.0906 | 0.00084184 | 405.114 | 0.0014702 | 405.114 | 0.01564 | 404.4898 | 0.0078625 | 405.114 | 0.00094275 | 405.114 | 0.000573 | 402.6397 | 0.0020725 | 405.114 | 0.00016767 | 404.4898 | 0.0012 | 404.056 | 0 | 403.1063 | 0.00214 | 403.6152 | 0.0049087
| 405.3319 | 0.22673 | 402.8543 | 0.00425 | 402.85 | 0 | 405.3319 | 0 | 402.8543 | 0.00037924 | 405.3319 | 0.00022286 | 414.3091 | 0.00365 | 405.3319 | 0 | 405.3319 | 0.01134 | 404.7077 | 0.0070112 | 405.3319 | 0 | 405.3319 | -0.00022323 | 402.8543 | -0.001487 | 405.3319 | -0.00055608 | 404.7077 | -0.00189 | 404.2738 | 0 | 403.326 | -0.00144 | 403.8332 | 0.0010692
| 405.5498 | 0.23755 | 403.0688 | 0.00816 | 403.07 | 0 | 405.5498 | 0.0022436 | 403.0688 | 0.0037011 | 405.5498 | 0.001097 | 414.5276 | 0.00093307 | 405.5498 | 0.0015449 | 405.5498 | 0.0133 | 404.9256 | 0.012927 | 405.5498 | 0.001001 | 405.5498 | 0.0010357 | 403.0688 | 0.0064925 | 405.5498 | 0.00015771 | 404.9256 | 0.00076648 | 404.4918 | 0 | 403.5458 | 0.00256 | 404.0511 | 0.0053834
| 405.7678 | 0.24311 | 403.2834 | 0.00651 | 403.28 | 0.0025577 | 405.7678 | 0.00058052 | 403.2834 | 0.00056749 | 405.7678 | -0.0015217 | 414.7462 | 0.00388 | 405.7678 | 0 | 405.7678 | 0.00895 | 405.1435 | 0.0059395 | 405.7678 | 0 | 405.7678 | 0.00034009 | 403.2834 | 0.00096977 | 405.7678 | -0.00062856 | 405.1435 | -0.00203 | 404.7097 | 0 | 403.7655 | -0.00183 | 404.2691 | 0.00025468
| 405.9857 | 0.25649 | 403.498 | 0.00843 | 403.5 | 0 | 405.9857 | 0.0023554 | 403.498 | 0.0052041 | 405.9857 | 0.0018343 | 414.9647 | 0.00132 | 405.9857 | 0.0021493 | 405.9857 | 0.01994 | 405.3614 | 0.011301 | 405.9857 | 0.00021096 | 405.9857 | 0.0013762 | 403.498 | 0.0052464 | 405.9857 | 0.00044596 | 405.3614 | 0.00138 | 404.9276 | 0 | 403.9853 | 0.00252 | 404.4871 | 0.0055258
| 406.2037 | 0.26515 | 403.7126 | 0.00778 | 403.71 | 0.0026241 | 406.2037 | 0.00021617 | 403.7126 | 0.00049429 | 406.2037 | -0.0015252 | 415.1833 | 0.00349 | 406.2037 | 0 | 406.2037 | 0.00979 | 405.5794 | 0.0073583 | 406.2037 | 0 | 406.2037 | 0.00039849 | 403.7126 | -0.0024462 | 406.2037 | -0.000355 | 405.5794 | -0.00236 | 405.1455 | 0 | 404.2051 | -0.00154 | 404.7051 | 0.00071894
| 406.4217 | 0.28174 | 403.9273 | 0.00887 | 403.93 | 0 | 406.4217 | 0.0028721 | 403.9272 | 0.004033 | 406.4217 | 0.0009751 | 415.4019 | 0.00112 | 406.4217 | 0.0019676 | 406.4217 | 0.01331 | 405.7973 | 0.013854 | 406.4217 | 0.00092487 | 406.4217 | 0.00089162 | 403.9272 | 0.0016539 | 406.4217 | 0.00022598 | 405.7973 | 0.00027986 | 405.3634 | 0 | 404.4248 | 0.00227 | 404.9232 | 0.0055858
| 406.6397 | 0.29219 | 404.1419 | 0.00812 | 404.14 | 0 | 406.6397 | 7.391e-05 | 404.1419 | 0.00082373 | 406.6397 | -0.0028754 | 415.6204 | 0.00381 | 406.6397 | 0 | 406.6397 | 0.01283 | 406.0153 | 0.0095387 | 406.6397 | 0 | 406.6397 | 0.00023149 | 404.1419 | -0.0019707 | 406.6397 | -0.00047978 | 406.0153 | -0.00171 | 405.5814 | 0 | 404.6446 | -0.00143 | 405.1412 | 0.00084802
| 406.8577 | 0.30696 | 404.3565 | 0.00826 | 404.36 | 0 | 406.8577 | 0.0036124 | 404.3565 | 0.0023403 | 406.8577 | 0.00060542 | 415.839 | 0.00103 | 406.8577 | 0.0015804 | 406.8577 | 0.01733 | 406.2333 | 0.01352 | 406.8577 | 0.0014547 | 406.8577 | 0.0011922 | 404.3565 | 0.0076285 | 406.8577 | 0.00036359 | 406.2333 | 0.00175 | 405.7993 | 0 | 404.8644 | 0.00236 | 405.3593 | 0.0055248
| 407.0757 | 0.31931 | 404.5712 | 0.0095 | 404.57 | 0 | 407.0757 | 0 | 404.5712 | 0.00086748 | 407.0757 | -0.00059701 | 416.0577 | 0.00372 | 407.0757 | 0 | 407.0757 | 0.0118 | 406.4513 | 0.011048 | 407.0757 | 0 | 407.0757 | 0.00029781 | 404.5712 | 0.00063442 | 407.0757 | -0.000377 | 406.4513 | -0.00073822 | 406.0173 | 0 | 405.0843 | -0.00124 | 405.5773 | 0.00041668
| 407.2937 | 0.33815 | 404.7859 | 0.01073 | 404.79 | 0 | 407.2938 | 0.0040029 | 404.7859 | 0.0014023 | 407.2938 | 0.0019264 | 416.2763 | 0.00083491 | 407.2938 | 0.0018738 | 407.2937 | 0.01924 | 406.6693 | 0.013102 | 407.2938 | 0.00094875 | 407.2938 | 0.0011296 | 404.7859 | 0.0027229 | 407.2938 | 0.00030455 | 406.6693 | 0.00237 | 406.2353 | 0 | 405.3041 | 0.0023 | 405.7954 | 0.0054855
| 407.5118 | 0.35101 | 405.0005 | 0.00887 | 405 | 0 | 407.5118 | 0 | 405.0005 | 0.0018423 | 407.5118 | 2.602e-07 | 416.4949 | 0.00396 | 407.5118 | 0.00027574 | 407.5118 | 0.01556 | 406.8873 | 0.012081 | 407.5118 | 0 | 407.5118 | -0.00061392 | 405.0005 | 0.00034113 | 407.5118 | -0.00054917 | 406.8873 | -0.00249 | 406.4533 | 0 | 405.5239 | -0.00148 | 406.0135 | 0.00097561
| 407.7299 | 0.3712 | 405.2152 | 0.01048 | 405.22 | 0 | 407.7299 | 0.003821 | 405.2152 | 0.0031745 | 407.7299 | 0.0014027 | 416.7135 | 0.00079375 | 407.7299 | 0.0019659 | 407.7299 | 0.01645 | 407.1053 | 0.014287 | 407.7299 | 0.0011143 | 407.7299 | 0.00079965 | 405.2152 | 0.0037623 | 407.7299 | 0.00016232 | 407.1053 | 0.00176 | 406.6713 | 0 | 405.7438 | 0.00206 | 406.2316 | 0.0051923
| 407.9479 | 0.38249 | 405.4299 | 0.01006 | 405.43 | 0 | 407.948 | 0.0011376 | 405.4299 | 0.0040841 | 407.948 | -0.0022021 | 416.9322 | 0.0036 | 407.948 | 0 | 407.9479 | 0.0169 | 407.3234 | 0.011174 | 407.948 | 0 | 407.948 | 0.00048143 | 405.4299 | 0.00025531 | 407.948 | -0.00055188 | 407.3234 | -0.00212 | 406.8893 | 0 | 405.9636 | -0.0016 | 406.4497 | -0.00027354
| 408.166 | 0.40214 | 405.6447 | 0.01456 | 405.64 | 0 | 408.166 | 0.0034967 | 405.6447 | 0.0037113 | 408.166 | -5.5078e-05 | 417.1508 | 0.00123 | 408.166 | 0.0018278 | 408.166 | 0.02141 | 407.5415 | 0.014384 | 408.166 | 0 | 408.166 | 0.00040821 | 405.6447 | 0.00084854 | 408.166 | 0.00031057 | 407.5415 | 0.00117 | 407.1073 | 0 | 406.1835 | 0.00237 | 406.6678 | 0.0050289
| 408.3842 | 0.41455 | 405.8594 | 0.01002 | 405.86 | 0 | 408.3842 | 0.00058808 | 405.8594 | 0.0012214 | 408.3842 | -0.0037295 | 417.3695 | 0.00356 | 408.3842 | 0 | 408.3842 | 0.01736 | 407.7595 | 0.011169 | 408.3842 | 0 | 408.3842 | 0.00046449 | 405.8594 | 0.0019839 | 408.3842 | -0.00056088 | 407.7595 | -0.00207 | 407.3253 | 0 | 406.4034 | -0.0015 | 406.8859 | 0.00015833
| 408.6023 | 0.43274 | 406.0741 | 0.01269 | 406.07 | 0 | 408.6023 | 0.002974 | 406.0741 | 0.0035512 | 408.6023 | 0.00029123 | 417.5882 | 0.00129 | 408.6023 | 0.002039 | 408.6023 | 0.02001 | 407.9776 | 0.015506 | 408.6023 | 0.0003276 | 408.6023 | 0.001526 | 406.0741 | 0.00069289 | 408.6023 | 0.00031927 | 407.9776 | 0.00178 | 407.5434 | 0 | 406.6234 | 0.00209 | 407.1041 | 0.0057749
| 408.8204 | 0.44888 | 406.2889 | 0.01381 | 406.29 | 0 | 408.8204 | 0.0004214 | 406.2889 | 0.00081467 | 408.8204 | -0.0018882 | 417.8069 | 0.00364 | 408.8204 | 0 | 408.8204 | 0.01982 | 408.1958 | 0.014328 | 408.8204 | 0 | 408.8204 | 0.00048709 | 406.2889 | -0.00057491 | 408.8204 | -0.00060584 | 408.1958 | -0.00198 | 407.7614 | 0 | 406.8433 | -0.0016 | 407.3222 | 0.00049344
| 409.0386 | 0.49284 | 406.5036 | 0.01401 | 406.5 | 0 | 409.0386 | 0.0019924 | 406.5036 | 0.0025415 | 409.0386 | -0.0010076 | 418.0256 | 0.00096562 | 409.0386 | 0.00016654 | 409.0386 | 0.01655 | 408.4139 | 0.017661 | 409.0386 | 0 | 409.0386 | 0.00016267 | 406.5036 | -0.00098715 | 409.0386 | -0.0006396 | 408.4139 | -0.00235 | 407.9795 | 0 | 407.0632 | -0.00142 | 407.5404 | 0.00066066
| 409.2567 | 0.51779 | 406.7184 | 0.01604 | 406.72 | 0.0051819 | 409.2567 | 0.0041991 | 406.7184 | 0.00089454 | 409.2567 | 0.001739 | 418.2443 | 0.00365 | 409.2567 | 0.0017289 | 409.2567 | 0.02663 | 408.632 | 0.020215 | 409.2567 | 0.00056125 | 409.2567 | 0.00056766 | 406.7184 | 0.0043777 | 409.2567 | 0.00019544 | 408.632 | 0.00101 | 408.1976 | 0 | 407.2831 | 0.00206 | 407.7586 | 0.0052836
| 409.4749 | 0.5298 | 406.9332 | 0.0147 | 406.93 | 0 | 409.4749 | 0.00060275 | 406.9332 | 0.0019823 | 409.4749 | -0.0016996 | 418.463 | 0.00082328 | 409.4749 | 0 | 409.4749 | 0.02405 | 408.8502 | 0.016881 | 409.4749 | 0 | 409.4749 | 0.00076356 | 406.9332 | 0.00021007 | 409.4749 | -0.00044326 | 408.8502 | -0.00112 | 408.4157 | 0 | 407.5031 | -0.00143 | 407.9767 | 0.00053635
| 409.6931 | 0.54801 | 407.148 | 0.01791 | 407.15 | 0.0024641 | 409.6931 | 0.004276 | 407.148 | 0.0033217 | 409.6931 | 0.0021039 | 418.6818 | 0.00338 | 409.6931 | 0.0016472 | 409.6931 | 0.02361 | 409.0684 | 0.021197 | 409.6931 | 0.0012162 | 409.6931 | 0.0010867 | 407.148 | 0.001437 | 409.6931 | 0.00031541 | 409.0684 | 0.00068992 | 408.6338 | 0 | 407.7231 | 0.00225 | 408.1949 | 0.0050778
| 409.9113 | 0.56302 | 407.3628 | 0.01705 | 407.36 | 0.0025577 | 409.9113 | 0.0022078 | 407.3628 | 0.0021832 | 409.9113 | -0.0019691 | 418.9005 | 0.00071705 | 409.9113 | 0 | 409.9113 | 0.01964 | 409.2866 | 0.016617 | 409.9113 | 0 | 409.9113 | 0.00046208 | 407.3628 | -0.0018848 | 409.9113 | -0.00051459 | 409.2865 | -0.00334 | 408.8519 | 0 | 407.9431 | -0.0016 | 408.4131 | 0.00066015
| 410.1295 | 0.58769 | 407.5776 | 0.01862 | 407.58 | 0.0050219 | 410.1295 | 0.0050633 | 407.5776 | 0.0038668 | 410.1295 | 0.0012125 | 419.1193 | 0.00369 | 410.1295 | 0.0021207 | 410.1295 | 0.02793 | 409.5048 | 0.021577 | 410.1295 | 0.0015567 | 410.1295 | 0.00093663 | 407.5776 | 0.0020008 | 410.1295 | 0.00039279 | 409.5048 | 0.00121 | 409.07 | 0 | 408.1631 | 0.00162 | 408.6314 | 0.0047
| 410.3478 | 0.59744 | 407.7925 | 0.01969 | 407.79 | 0.0051819 | 410.3478 | 0.0020249 | 407.7925 | 0.0013921 | 410.3478 | -0.0017397 | 419.3381 | 0.00087819 | 410.3478 | 0 | 410.3478 | 0.02352 | 409.723 | 0.019516 | 410.3478 | 0 | 410.3478 | 0.00071935 | 407.7925 | -0.0010201 | 410.3478 | -0.00044493 | 409.723 | -0.0023 | 409.2881 | 0 | 408.3831 | -0.00102 | 408.8496 | -2.8231e-05
| 410.566 | 0.6185 | 408.0073 | 0.02108 | 408.01 | 0.010172 | 410.566 | 0.0043228 | 408.0073 | 0.0046219 | 410.566 | 0.00064022 | 419.5569 | 0.00337 | 410.566 | 0.0018201 | 410.566 | 0.02723 | 409.9412 | 0.020322 | 410.566 | 0.0013262 | 410.566 | 0.0014879 | 408.0073 | -4.6664e-05 | 410.566 | 0.0002544 | 409.9412 | 0.00088446 | 409.5062 | 0 | 408.6031 | 0.00184 | 409.0678 | 0.0046409
| 410.7843 | 0.63708 | 408.2222 | 0.01891 | 408.22 | 0 | 410.7843 | 0.0016544 | 408.2222 | 0.0033111 | 410.7843 | -0.001408 | 419.7757 | 0.00096806 | 410.7843 | 0 | 410.7843 | 0.02435 | 410.1595 | 0.018993 | 410.7843 | 0 | 410.7843 | 0.00085755 | 408.2222 | -0.0018864 | 410.7843 | -0.00055761 | 410.1595 | -0.00205 | 409.7244 | 0 | 408.8231 | -0.00135 | 409.2861 | 0.00030434
| 411.0026 | 0.66393 | 408.4371 | 0.02269 | 408.44 | 0.0051819 | 411.0026 | 0.0055368 | 408.4371 | 0.0042804 | 411.0026 | 0.0018471 | 419.9945 | 0.00365 | 411.0026 | 0.0017812 | 411.0026 | 0.02942 | 410.3777 | 0.021815 | 411.0026 | 0.0014866 | 411.0026 | 0.0013239 | 408.4371 | 0.0035091 | 411.0026 | 0.00029852 | 410.3777 | 0.002 | 409.9425 | 0 | 409.0432 | 0.00182 | 409.5044 | 0.0047293
| 411.2208 | 0.68837 | 408.6519 | 0.0224 | 408.65 | 0.0050835 | 411.2208 | 0.0027975 | 408.6519 | 0.00093419 | 411.2208 | -0.001001 | 420.2133 | 0.00076317 | 411.2209 | 0 | 411.2208 | 0.02666 | 410.596 | 0.020618 | 411.2208 | 0 | 411.2209 | 0.00066313 | 408.6519 | 0.001154 | 411.2209 | -0.0005079 | 410.596 | -0.00102 | 410.1607 | 0 | 409.2632 | -0.00116 | 409.7227 | -0.00017262
| 411.4391 | 0.70927 | 408.8668 | 0.02542 | 408.87 | 0.010172 | 411.4392 | 0.0047806 | 408.8669 | 0.0042711 | 411.4392 | 0.00071827 | 420.4321 | 0.00357 | 411.4391 | 0.0010871 | 411.4391 | 0.02994 | 410.8143 | 0.022156 | 411.4392 | 0.00025988 | 411.4391 | 0.0015515 | 408.8669 | 0.003315 | 411.4391 | 0.00018532 | 410.8143 | 0.0004775 | 410.3789 | 0 | 409.4833 | 0.00163 | 409.9409 | 0.0051927
| 411.6575 | 0.72631 | 409.0818 | 0.0259 | 409.08 | 0.0050219 | 411.6575 | 0.0034217 | 409.0818 | 0.0010529 | 411.6575 | -0.00076166 | 420.651 | 0.00109 | 411.6575 | 0 | 411.6575 | 0.02927 | 411.0326 | 0.021056 | 411.6575 | 0 | 411.6575 | 0.0010737 | 409.0818 | 0.00017052 | 411.6575 | -0.00047213 | 411.0326 | -0.00255 | 410.597 | 0 | 409.7034 | -0.00129 | 410.1592 | 0.0011048
| 411.8758 | 0.75544 | 409.2967 | 0.0298 | 409.3 | 0.01011 | 411.8758 | 0.0056697 | 409.2967 | 0.0032748 | 411.8758 | 0.0026171 | 420.8698 | 0.00347 | 411.8758 | 0.0022807 | 411.8758 | 0.03457 | 411.2509 | 0.025983 | 411.8758 | 0.0015673 | 411.8758 | 0.0012514 | 409.2967 | 0.0002006 | 411.8758 | 0.00026683 | 411.2509 | 0.00144 | 410.8152 | 0 | 409.9235 | 0.00171 | 410.3776 | 0.0047563
| 412.0942 | 0.77659 | 409.5116 | 0.0287 | 409.51 | 0.0075476 | 412.0942 | 0.0031835 | 409.5116 | 0.00043516 | 412.0942 | -0.00071369 | 421.0887 | 0.00127 | 412.0941 | 0 | 412.0942 | 0.03001 | 411.4693 | 0.026116 | 412.0942 | 0 | 412.0941 | 0.00046694 | 409.5116 | 0.0018266 | 412.0942 | -0.00050453 | 411.4692 | -0.00162 | 411.0334 | 0 | 410.1436 | -0.00103 | 410.5959 | 0.00036688
| 412.3125 | 0.79345 | 409.7266 | 0.03174 | 409.73 | 0.012636 | 412.3125 | 0.0058429 | 409.7266 | 0.0020398 | 412.3125 | -0.000107 | 421.3076 | 0.00361 | 412.3125 | 0.0014743 | 412.3125 | 0.03483 | 411.6876 | 0.025876 | 412.3125 | 0.00056893 | 412.3125 | 0.0012292 | 409.7266 | 0.0018555 | 412.3125 | 0.00032153 | 411.6876 | -0.00010185 | 411.2516 | 0 | 410.3637 | 0.00154 | 410.8142 | 0.0049256
| 412.5309 | 0.80578 | 409.9415 | 0.03201 | 409.94 | 0.007486 | 412.5309 | 0.0031136 | 409.9415 | 0.00067841 | 412.5309 | -0.0016126 | 421.5265 | 0.00122 | 412.5309 | 0.00023859 | 412.5309 | 0.03344 | 411.906 | 0.023994 | 412.5309 | 0 | 412.5309 | 0.00086577 | 409.9415 | -0.0042617 | 412.5309 | -0.00050553 | 411.906 | -0.00219 | 411.4699 | 0 | 410.5839 | -0.00134 | 411.0326 | 0.000803
| 412.7493 | 0.83523 | 410.1565 | 0.03525 | 410.16 | 0.010172 | 412.7493 | 0.0064147 | 410.1565 | 0.0024172 | 412.7493 | 0.00045964 | 421.7454 | 0.00329 | 412.7493 | 0.0010198 | 412.7493 | 0.03563 | 412.1244 | 0.028802 | 412.7493 | 1.3079e-05 | 412.7493 | 0.0013951 | 410.1565 | 0.0019849 | 412.7493 | 0.00045133 | 412.1243 | 0.00215 | 411.6881 | 0 | 410.804 | 0.00144 | 411.2509 | 0.0046833
| 412.9677 | 0.86088 | 410.3715 | 0.03432 | 410.37 | 0.01011 | 412.9677 | 0.004376 | 410.3715 | 0.0011399 | 412.9677 | -0.0016274 | 421.9643 | 0.00061745 | 412.9677 | 6.251e-05 | 412.9677 | 0.03637 | 412.3427 | 0.026722 | 412.9677 | 0 | 412.9677 | 0.00059146 | 410.3715 | 0.0039507 | 412.9677 | -0.00051212 | 412.3428 | -0.00085517 | 411.9064 | 0 | 411.0242 | -0.00141 | 411.4693 | 0.00054959
| 413.1861 | 0.86624 | 410.5865 | 0.03568 | 410.59 | 0.012636 | 413.1861 | 0.0068545 | 410.5865 | 0.00040729 | 413.1861 | 0.0010143 | 422.1832 | 0.00358 | 413.1861 | 0.0014269 | 413.1861 | 0.0398 | 412.5612 | 0.028072 | 413.1861 | 0.0016633 | 413.1861 | 0.0011431 | 410.5865 | 0.00089832 | 413.1861 | 0.00043863 | 412.5612 | 0.0009932 | 412.1246 | 0 | 411.2443 | 0.00169 | 411.6877 | 0.0048844
| 413.4045 | 0.87935 | 410.8014 | 0.0381 | 410.8 | 0.012636 | 413.4045 | 0.0041223 | 410.8015 | 0.00085944 | 413.4045 | -0.001025 | 422.4022 | 0.00104 | 413.4045 | 0 | 413.4045 | 0.03511 | 412.7796 | 0.02886 | 413.4045 | 0 | 413.4045 | 0.00093156 | 410.8015 | 0.00043698 | 413.4045 | -0.0005941 | 412.7796 | -0.00145 | 412.3429 | 0 | 411.4645 | -0.00117 | 411.906 | -6.4232e-06
| 413.623 | 0.90277 | 411.0165 | 0.04085 | 411.02 | 0.012636 | 413.623 | 0.0078479 | 411.0165 | 0.0031504 | 413.623 | 0.0011003 | 422.6211 | 0.00342 | 413.623 | 0.0010614 | 413.623 | 0.04225 | 412.998 | 0.031701 | 413.623 | 0.00092469 | 413.623 | 0.0014204 | 411.0165 | 0.0040313 | 413.623 | 0.00030598 | 412.998 | 0.0011 | 412.5612 | 0 | 411.6847 | 0.00142 | 412.1245 | 0.0044121
| 413.8414 | 0.91962 | 411.2315 | 0.04282 | 411.23 | 0.012636 | 413.8414 | 0.0060298 | 411.2315 | 0.0016572 | 413.8414 | 0.00018071 | 422.8401 | 0.00097255 | 413.8414 | 0.00053974 | 413.8414 | 0.03983 | 413.2165 | 0.030982 | 413.8414 | 0 | 413.8414 | 0.0011354 | 411.2315 | 4.2591e-05 | 413.8414 | -0.00059675 | 413.2165 | -0.00111 | 412.7794 | 0 | 411.9049 | -0.0012 | 412.3429 | 0.0010355
| 414.0599 | 0.93782 | 411.4465 | 0.04239 | 411.45 | 0.012636 | 414.0599 | 0.0092 | 411.4465 | 0.0058985 | 414.0599 | 0.0025171 | 423.059 | 0.00355 | 414.0599 | 0.0016391 | 414.0599 | 0.04336 | 413.435 | 0.034606 | 414.0599 | 0.0010448 | 414.0599 | 0.0011198 | 411.4465 | -0.0019755 | 414.0599 | 0.00041967 | 413.435 | 0.00145 | 412.9977 | 0 | 412.1252 | 0.00153 | 412.5613 | 0.0043956
| 414.2784 | 0.94487 | 411.6616 | 0.04618 | 411.66 | 0.012636 | 414.2784 | 0.0063895 | 411.6616 | 0.0011315 | 414.2784 | -0.0013964 | 423.278 | 0.00137 | 414.2784 | 0 | 414.2784 | 0.0427 | 413.6534 | 0.030541 | 414.2784 | 0 | 414.2784 | 0.00095744 | 411.6616 | -0.00088258 | 414.2784 | -0.00057979 | 413.6534 | -0.00139 | 413.216 | 0 | 412.3454 | -0.00113 | 412.7797 | 0.00047587
| 414.4969 | 0.9534 | 411.8766 | 0.05047 | 411.88 | 0.015194 | 414.4969 | 0.0099201 | 411.8766 | 0.0029893 | 414.4969 | -5.8339e-05 | 423.497 | 0.00358 | 414.4969 | 0.0012191 | 414.4969 | 0.04591 | 413.8719 | 0.033799 | 414.4969 | 0.00079211 | 414.4969 | 0.0028069 | 411.8766 | 0.001125 | 414.4969 | 0.00018988 | 413.8719 | 0.00096406 | 413.4344 | 0 | 412.5656 | 0.00155 | 412.9982 | 0.0046802
| 414.7154 | 0.96667 | 412.0917 | 0.04725 | 412.09 | 0.012636 | 414.7154 | 0.006449 | 412.0917 | 0.0016168 | 414.7154 | -2.6256e-05 | 423.716 | 0.00095305 | 414.7154 | 2.6639e-05 | 414.7154 | 0.04673 | 414.0904 | 0.033446 | 414.7154 | 0 | 414.7154 | 0.0012595 | 412.0917 | -0.0031524 | 414.7154 | -0.0004308 | 414.0904 | -0.0018 | 413.6527 | 0 | 412.7859 | -0.00098978 | 413.2166 | 0.00031041
| 414.9339 | 0.97789 | 412.3068 | 0.05393 | 412.31 | 0.015194 | 414.9339 | 0.0097061 | 412.3068 | 0.002721 | 414.9339 | 0.0010062 | 423.935 | 0.0035 | 414.9339 | 0.0014277 | 414.9339 | 0.05119 | 414.309 | 0.036601 | 414.9339 | 0.00073546 | 414.9339 | 0.0016388 | 412.3068 | -0.00061648 | 414.9339 | 0.00034844 | 414.309 | 0.00096806 | 413.871 | 0 | 413.0062 | 0.00152 | 413.4351 | 0.0046635
| 415.1525 | 0.97536 | 412.5219 | 0.05533 | 412.52 | 0.012636 | 415.1525 | 0.0073947 | 412.5219 | 0.0018262 | 415.1525 | -0.00041878 | 424.154 | 0.00078848 | 415.1525 | 0.00019841 | 415.1525 | 0.04737 | 414.5275 | 0.033346 | 415.1525 | 0 | 415.1525 | 0.00071197 | 412.5219 | 0.0016314 | 415.1525 | -0.00052275 | 414.5275 | -0.00107 | 414.0894 | 0 | 413.2264 | -0.00076059 | 413.6536 | 0.00070164
| 415.371 | 0.98963 | 412.737 | 0.05711 | 412.74 | 0.012636 | 415.371 | 0.010994 | 412.737 | 0.0029172 | 415.371 | 0.00085562 | 424.3731 | 0.00337 | 415.371 | 0.0011109 | 415.371 | 0.05261 | 414.7461 | 0.036409 | 415.371 | 0.001094 | 415.371 | 0.0017327 | 412.737 | 0.00086338 | 415.371 | 0.00036582 | 414.7461 | 0.00117 | 414.3077 | 0 | 413.4468 | 0.00146 | 413.8721 | 0.0045209
| 415.5896 | 0.99145 | 412.9522 | 0.05814 | 412.95 | 0.012636 | 415.5896 | 0.0088973 | 412.9521 | 0.00039947 | 415.5896 | -0.0026289 | 424.5921 | 0.00068552 | 415.5896 | 0 | 415.5896 | 0.05046 | 414.9647 | 0.036937 | 415.5896 | 0 | 415.5896 | 0.00084045 | 412.9521 | -0.0029026 | 415.5896 | -0.00074092 | 414.9647 | -0.00117 | 414.5261 | 0 | 413.6671 | -0.00104 | 414.0906 | 0.00052658
| 415.8082 | 1 | 413.1673 | 0.06353 | 413.17 | 0.017818 | 415.8082 | 0.012663 | 413.1673 | 0.0038082 | 415.8082 | 0.0023318 | 424.8112 | 0.00348 | 415.8082 | 0.0017432 | 415.8082 | 0.05613 | 415.1832 | 0.041334 | 415.8082 | 0.00093835 | 415.8082 | 0.0013056 | 413.1673 | 0.0031756 | 415.8082 | 0.00029558 | 415.1832 | 0.00096013 | 414.7445 | 0 | 413.8874 | 0.00163 | 414.3091 | 0.0048889
| 416.0268 | 0.9871 | 413.3825 | 0.06637 | 413.38 | 0.017818 | 416.0268 | 0.0097589 | 413.3824 | 0.0024982 | 416.0268 | -0.0007349 | 425.0302 | 0.0013 | 416.0268 | 0 | 416.0268 | 0.05187 | 415.4018 | 0.036722 | 416.0268 | 0 | 416.0268 | 0.001273 | 413.3824 | -0.0014639 | 416.0268 | -0.00047709 | 415.4018 | -0.00166 | 414.9629 | 0 | 414.1077 | -0.00105 | 414.5276 | -2.9962e-05
| 416.2454 | 0.98121 | 413.5976 | 0.0671 | 413.6 | 0.015194 | 416.2454 | 0.0125 | 413.5976 | 0.0041685 | 416.2454 | 0.00075095 | 425.2493 | 0.00322 | 416.2454 | 0.0017646 | 416.2454 | 0.06333 | 415.6205 | 0.041782 | 416.2454 | 0.00064166 | 416.2454 | 0.0020384 | 413.5976 | 0.0013078 | 416.2454 | 0.00045349 | 415.6205 | 0.00097831 | 415.1812 | 0 | 414.3281 | 0.00167 | 414.7462 | 0.0047068
| 416.464 | 0.98305 | 413.8128 | 0.06981 | 413.81 | 0.017658 | 416.464 | 0.011156 | 413.8128 | 0.0020207 | 416.464 | -0.0021853 | 425.4684 | 0.00105 | 416.464 | 0 | 416.464 | 0.05785 | 415.8391 | 0.040419 | 416.464 | 0 | 416.464 | 0.00069822 | 413.8128 | -0.00065309 | 416.464 | -0.00077777 | 415.8391 | -0.00115 | 415.3997 | 0 | 414.5484 | -0.00105 | 414.9647 | 0.0006794
| 416.6827 | 0.98531 | 414.0279 | 0.07233 | 414.03 | 0.022808 | 416.6827 | 0.013802 | 414.028 | 0.004855 | 416.6827 | 0.0016226 | 425.6875 | 0.00312 | 416.6827 | 0.001789 | 416.6827 | 0.06512 | 416.0577 | 0.04246 | 416.6827 | 0.0019526 | 416.6827 | 0.0017629 | 414.028 | 0.0063427 | 416.6827 | 0.00039458 | 416.0577 | 0.00197 | 415.6181 | 0 | 414.7688 | 0.00135 | 415.1833 | 0.005096
| 416.9013 | 0.96536 | 414.2432 | 0.07728 | 414.24 | 0.022808 | 416.9013 | 0.011436 | 414.2432 | 0.0013886 | 416.9013 | -0.0016619 | 425.9067 | 0.00093803 | 416.9013 | 0 | 416.9013 | 0.06353 | 416.2764 | 0.042214 | 416.9013 | 0 | 416.9013 | 0.0012359 | 414.2432 | -0.0019072 | 416.9013 | -0.00042864 | 416.2764 | -0.00202 | 415.8365 | 0 | 414.9892 | -0.00122 | 415.4019 | 0.00068394
| 417.12 | 0.96282 | 414.4584 | 0.0815 | 414.46 | 0.025272 | 417.12 | 0.016137 | 414.4584 | 0.0042752 | 417.12 | 0.00057351 | 426.1258 | 0.00352 | 417.12 | 0.0012371 | 417.12 | 0.0693 | 416.4951 | 0.04594 | 417.12 | 0.0011394 | 417.12 | 0.0030487 | 414.4584 | 0.0024518 | 417.12 | 0.00033821 | 416.4951 | 0.00089984 | 416.055 | 0 | 415.2096 | 0.00152 | 415.6204 | 0.0046567
| 417.3387 | 0.94769 | 414.6736 | 0.08295 | 414.67 | 0.020343 | 417.3387 | 0.012925 | 414.6736 | 0.00070175 | 417.3387 | -0.0025846 | 426.3449 | 0.0009498 | 417.3387 | 0 | 417.3387 | 0.06761 | 416.7138 | 0.041579 | 417.3387 | 0 | 417.3387 | 0.0017031 | 414.6736 | -1.2317e-05 | 417.3387 | -0.00063037 | 416.7138 | -0.00161 | 416.2734 | 0 | 415.43 | -0.00128 | 415.839 | 0.00037978
| 417.5574 | 0.94527 | 414.8888 | 0.08796 | 414.89 | 0.025365 | 417.5574 | 0.018469 | 414.8888 | 0.0016877 | 417.5574 | 0.0013667 | 426.5641 | 0.00331 | 417.5574 | 0.0016005 | 417.5574 | 0.07429 | 416.9325 | 0.04755 | 417.5574 | 0.00080039 | 417.5574 | 0.0027275 | 414.8888 | 0.0041688 | 417.5574 | 0.0003743 | 416.9325 | 0.00206 | 416.4919 | 0 | 415.6504 | 0.00157 | 416.0576 | 0.0046742
| 417.7761 | 0.91685 | 415.1041 | 0.09149 | 415.1 | 0.025365 | 417.7761 | 0.01497 | 415.1041 | 0.0030802 | 417.7761 | -0.0020512 | 426.7832 | 0.00116 | 417.7761 | 0 | 417.7761 | 0.07001 | 417.1512 | 0.046061 | 417.7761 | 0 | 417.7761 | 0.0022361 | 415.1041 | 0.004249 | 417.7761 | -0.00062064 | 417.1512 | -0.00202 | 416.7103 | 0 | 415.8709 | -0.00111 | 416.2762 | 0.0010589
| 417.9948 | 0.90523 | 415.3193 | 0.09586 | 415.32 | 0.027829 | 417.9948 | 0.018694 | 415.3193 | 0.0043225 | 417.9948 | 0.001057 | 427.0024 | 0.00329 | 417.9948 | 0.0010149 | 417.9948 | 0.07885 | 417.3699 | 0.046452 | 417.9948 | 0.00041771 | 417.9948 | 0.0024276 | 415.3193 | 0.0036146 | 417.9948 | 0.00023642 | 417.3699 | 0.00122 | 416.9288 | 0 | 416.0913 | 0.00154 | 416.4949 | 0.0049919
| 418.2135 | 0.88152 | 415.5346 | 0.09699 | 415.53 | 0.030454 | 418.2135 | 0.016058 | 415.5346 | 0.0012233 | 418.2135 | -0.0023608 | 427.2216 | 0.00109 | 418.2135 | 0 | 418.2135 | 0.07557 | 417.5887 | 0.044955 | 418.2135 | 0 | 418.2135 | 0.0017224 | 415.5346 | -0.0024933 | 418.2135 | -0.00051483 | 417.5887 | -0.00179 | 417.1473 | 0 | 416.3118 | -0.0013 | 416.7135 | 0.00061944
| 418.4323 | 0.87105 | 415.7498 | 0.10542 | 415.75 | 0.027829 | 418.4323 | 0.020671 | 415.7498 | 0.0040309 | 418.4323 | 0.0041086 | 427.4408 | 0.00305 | 418.4323 | 0.0023595 | 418.4323 | 0.08546 | 417.8074 | 0.050641 | 418.4323 | 0.0020928 | 418.4323 | 0.0025524 | 415.7498 | 0.0042681 | 418.4323 | 0.00045506 | 417.8074 | 0.0029 | 417.3658 | 0 | 416.5322 | 0.0015 | 416.9322 | 0.0045891
| 418.6511 | 0.83987 | 415.9651 | 0.10842 | 415.97 | 0.027829 | 418.6511 | 0.018579 | 415.9651 | 0.0029672 | 418.6511 | -0.0017179 | 427.66 | 0.0009501 | 418.6511 | 0 | 418.6511 | 0.07945 | 418.0262 | 0.046345 | 418.6511 | 0 | 418.6511 | 0.0015437 | 415.9651 | -0.00042855 | 418.6511 | -0.00064497 | 418.0262 | -0.00169 | 417.5843 | 0 | 416.7527 | -0.00133 | 417.1508 | 0.00024978
| 418.8698 | 0.81947 | 416.1805 | 0.11322 | 416.18 | 0.030454 | 418.8698 | 0.021602 | 416.1805 | 0.0014871 | 418.8698 | 0.0019965 | 427.8792 | 0.00354 | 418.8698 | 0.00075035 | 418.8698 | 0.08542 | 418.245 | 0.049464 | 418.8698 | 0.00076968 | 418.8698 | 0.0026211 | 416.1805 | 0.0013017 | 418.8698 | 0.00030758 | 418.245 | 0.00073416 | 417.8028 | 0 | 416.9732 | 0.00114 | 417.3695 | 0.0045341
| 419.0886 | 0.79133 | 416.3958 | 0.11725 | 416.4 | 0.032819 | 419.0886 | 0.019959 | 416.3958 | 0.001108 | 419.0886 | -0.0030067 | 428.0984 | 0.00127 | 419.0886 | 0 | 419.0886 | 0.08447 | 418.4638 | 0.046858 | 419.0886 | 0 | 419.0886 | 0.0022523 | 416.3958 | -0.0016798 | 419.0886 | -0.00027853 | 418.4638 | -0.00257 | 418.0214 | 0 | 417.1937 | -0.00128 | 417.5882 | 0.0005216
| 419.3074 | 0.77308 | 416.6111 | 0.12364 | 416.61 | 0.038001 | 419.3074 | 0.025437 | 416.6111 | 0.0034498 | 419.3074 | 0.0031692 | 428.3177 | 0.00305 | 419.3074 | 0.0023134 | 419.3074 | 0.08987 | 418.6826 | 0.050137 | 419.3074 | 0.0019973 | 419.3074 | 0.0024133 | 416.6111 | 0.0049033 | 419.3074 | 0.00032243 | 418.6826 | 0.0014 | 418.2399 | 0 | 417.4142 | 0.00157 | 417.8069 | 0.0045627
| 419.5263 | 0.74379 | 416.8264 | 0.12979 | 416.83 | 0.035377 | 419.5263 | 0.023023 | 416.8264 | 0.0021045 | 419.5263 | -0.0037626 | 428.5369 | 0.00092107 | 419.5262 | 0 | 419.5263 | 0.08606 | 418.9015 | 0.04807 | 419.5263 | 0 | 419.5262 | 0.0020727 | 416.8264 | -0.0008909 | 419.5263 | -0.00048955 | 418.9015 | -0.00183 | 418.4584 | 0 | 417.6348 | -0.00104 | 418.0256 | 0.00016207
| 419.7451 | 0.71983 | 417.0418 | 0.13635 | 417.04 | 0.040465 | 419.7451 | 0.026329 | 417.0418 | 0.0012089 | 419.7451 | 0.0011287 | 428.7562 | 0.00324 | 419.7451 | 0.00161 | 419.7451 | 0.092 | 419.1203 | 0.049618 | 419.7451 | 0.00027722 | 419.7451 | 0.0028902 | 417.0418 | -0.00096461 | 419.7451 | 0.00051084 | 419.1203 | 0.00135 | 418.677 | 0 | 417.8553 | 0.00111 | 418.2443 | 0.0046154
| 419.9639 | 0.69465 | 417.2571 | 0.14137 | 417.26 | 0.038001 | 419.9639 | 0.024222 | 417.2571 | 0.0013004 | 419.9639 | -0.0026764 | 428.9754 | 0.00103 | 419.9639 | 0 | 419.9639 | 0.09174 | 419.3392 | 0.047849 | 419.9639 | 0 | 419.9639 | 0.0021234 | 417.2571 | -0.0023112 | 419.9639 | -0.00056145 | 419.3392 | -0.00127 | 418.8956 | 0 | 418.0759 | -0.00089349 | 418.463 | 0.00059112
| 420.1828 | 0.67801 | 417.4725 | 0.14855 | 417.47 | 0.040465 | 420.1828 | 0.029083 | 417.4725 | 0.0046465 | 420.1828 | 0.0026536 | 429.1947 | 0.00322 | 420.1828 | 0.0023536 | 420.1828 | 0.09746 | 419.5581 | 0.052843 | 420.1828 | 0.00088212 | 420.1828 | 0.0026806 | 417.4725 | 0.0013746 | 420.1828 | 0.00034273 | 419.5581 | 0.00216 | 419.1141 | 0 | 418.2964 | 0.00167 | 418.6818 | 0.0040206
| 420.4017 | 0.6437 | 417.6879 | 0.15333 | 417.69 | 0.040465 | 420.4017 | 0.026924 | 417.6879 | 0.0016759 | 420.4017 | -0.002685 | 429.414 | 0.00132 | 420.4017 | 0 | 420.4017 | 0.09436 | 419.777 | 0.049342 | 420.4017 | 0 | 420.4017 | 0.0021901 | 417.6879 | 0.0013028 | 420.4017 | -0.00036837 | 419.777 | -0.00238 | 419.3327 | 0 | 418.517 | -0.00108 | 418.9005 | 0.00037601
| 420.6206 | 0.61739 | 417.9033 | 0.16086 | 417.9 | 0.045554 | 420.6206 | 0.031639 | 417.9033 | 0.0032857 | 420.6206 | 0.0017479 | 429.6333 | 0.00338 | 420.6206 | 0.0019565 | 420.6206 | 0.10106 | 419.9959 | 0.051379 | 420.6206 | 0.00028412 | 420.6206 | 0.0027854 | 417.9033 | 0.0066632 | 420.6206 | 0.00045258 | 419.9959 | 0.00054095 | 419.5513 | 0 | 418.7376 | 0.00157 | 419.1193 | 0.0038179
| 420.8395 | 0.58412 | 418.1187 | 0.1666 | 418.12 | 0.045554 | 420.8395 | 0.029128 | 418.1187 | 0.0024843 | 420.8395 | -0.0020044 | 429.8526 | 0.00093699 | 420.8395 | 0 | 420.8395 | 0.09792 | 420.2148 | 0.047707 | 420.8395 | 0 | 420.8395 | 0.0016907 | 418.1187 | -0.0032199 | 420.8395 | -0.0006105 | 420.2148 | -0.00167 | 419.77 | 0 | 418.9583 | -0.00128 | 419.3381 | 0.00010806
| 421.0584 | 0.56208 | 418.3341 | 0.17363 | 418.33 | 0.050637 | 421.0584 | 0.032618 | 418.3341 | 0.0031819 | 421.0584 | 0.00078772 | 430.072 | 0.00335 | 421.0584 | 0.0015296 | 421.0584 | 0.10624 | 420.4338 | 0.050271 | 421.0584 | 0.0012468 | 421.0584 | 0.0021379 | 418.3341 | 0.0026406 | 421.0584 | 0.00031693 | 420.4337 | 0.00079874 | 419.9886 | 0 | 419.1789 | 0.00182 | 419.5569 | 0.0039789
| 421.2773 | 0.53674 | 418.5496 | 0.1795 | 418.55 | 0.050576 | 421.2773 | 0.031342 | 418.5496 | 0.0026669 | 421.2773 | -0.0019393 | 430.2913 | 0.00105 | 421.2773 | 0 | 421.2773 | 0.09852 | 420.6527 | 0.046924 | 421.2773 | 0 | 421.2773 | 0.0017725 | 418.5496 | -0.0014235 | 421.2773 | -0.000719 | 420.6527 | -0.00176 | 420.2072 | 0 | 419.3995 | -0.00108 | 419.7757 | -0.00011437
| 421.4963 | 0.51545 | 418.765 | 0.19139 | 418.77 | 0.053101 | 421.4963 | 0.034994 | 418.765 | 0.0045286 | 421.4963 | 0.0014407 | 430.5106 | 0.00332 | 421.4963 | 0.0017944 | 421.4963 | 0.10666 | 420.8717 | 0.05154 | 421.4963 | 0.00028429 | 421.4963 | 0.0022893 | 418.765 | 0.002053 | 421.4963 | 0.00022735 | 420.8717 | 0.00125 | 420.4258 | 0 | 419.6202 | 0.00153 | 419.9945 | 0.004283
| 421.7152 | 0.491 | 418.9805 | 0.19703 | 418.98 | 0.053101 | 421.7152 | 0.03404 | 418.9805 | 0.0036678 | 421.7152 | -0.0018338 | 430.73 | 0.00084428 | 421.7152 | 0 | 421.7152 | 0.10385 | 421.0907 | 0.046342 | 421.7152 | 0 | 421.7152 | 0.0017907 | 418.9805 | -0.00091368 | 421.7152 | -0.00046915 | 421.0907 | -0.00151 | 420.6445 | 0 | 419.8408 | -0.00102 | 420.2133 | 0.00026292
| 421.9342 | 0.47736 | 419.1959 | 0.20228 | 419.2 | 0.058283 | 421.9342 | 0.037485 | 419.1959 | 0.0025359 | 421.9342 | 0.0014638 | 430.9494 | 0.00294 | 421.9342 | 0.0018753 | 421.9342 | 0.10939 | 421.3097 | 0.051575 | 421.9342 | 0.0012633 | 421.9342 | 0.0025279 | 419.1959 | 0.0019023 | 421.9342 | 0.00040412 | 421.3097 | 0.00113 | 420.8632 | 0 | 420.0615 | 0.00172 | 420.4321 | 0.0036354
| 422.1532 | 0.4607 | 419.4114 | 0.21131 | 419.41 | 0.058283 | 422.1532 | 0.035422 | 419.4114 | 0.0023461 | 422.1532 | -0.00093138 | 431.1688 | 0.00127 | 422.1532 | 0 | 422.1532 | 0.10802 | 421.5287 | 0.045953 | 422.1532 | 0 | 422.1532 | 0.0021699 | 419.4114 | -0.0021375 | 422.1532 | -0.0005417 | 421.5287 | -0.00066346 | 421.0818 | 0 | 420.2822 | -0.00142 | 420.651 | 0.00011885
| 422.3722 | 0.44377 | 419.6269 | 0.22211 | 419.63 | 0.063273 | 422.3722 | 0.040858 | 419.6269 | 0.0020165 | 422.3722 | 0.0012735 | 431.3882 | 0.00299 | 422.3722 | 0.0016446 | 422.3722 | 0.11594 | 421.7477 | 0.051649 | 422.3722 | 0.001505 | 422.3722 | 0.0026608 | 419.6269 | 0.0014269 | 422.3722 | 0.00033045 | 421.7477 | 0.00264 | 421.3005 | 0 | 420.5029 | 0.00208 | 420.8698 | 0.0041602
| 422.5912 | 0.42871 | 419.8424 | 0.22702 | 419.84 | 0.063273 | 422.5912 | 0.038695 | 419.8424 | 0.0042552 | 422.5912 | -0.00047965 | 431.6076 | 0.00088813 | 422.5912 | 0 | 422.5912 | 0.11476 | 421.9667 | 0.049665 | 422.5912 | 0 | 422.5912 | 0.0019741 | 419.8424 | -0.0026363 | 422.5912 | -0.00032574 | 421.9667 | -0.00137 | 421.5192 | 0 | 420.7236 | -0.00122 | 421.0887 | 7.111e-05
| 422.8102 | 0.41168 | 420.0579 | 0.23524 | 420.06 | 0.068295 | 422.8102 | 0.042714 | 420.0579 | 0.0051605 | 422.8102 | 0.0019884 | 431.827 | 0.003 | 422.8102 | 0.0014193 | 422.8102 | 0.12088 | 422.1858 | 0.048394 | 422.8102 | 0.0014396 | 422.8102 | 0.0028439 | 420.0579 | 0.0051435 | 422.8102 | 0.00010408 | 422.1858 | 0.00187 | 421.7379 | 0 | 420.9443 | 0.00182 | 421.3076 | 0.0037733
| 423.0293 | 0.39622 | 420.2734 | 0.24363 | 420.27 | 0.068295 | 423.0293 | 0.042208 | 420.2734 | 0.0020948 | 423.0293 | 0.00077395 | 432.0464 | 0.00096556 | 423.0293 | 0.00030704 | 423.0293 | 0.1211 | 422.4049 | 0.048533 | 423.0293 | 0 | 423.0293 | 0.0023245 | 420.2734 | -0.0031742 | 423.0293 | -0.00055672 | 422.4049 | -0.00167 | 421.9566 | 0 | 421.165 | -0.00117 | 421.5265 | -0.00014771
| 423.2483 | 0.38708 | 420.489 | 0.2526 | 420.49 | 0.073383 | 423.2483 | 0.047059 | 420.489 | 0.0035811 | 423.2483 | 0.0013673 | 432.2659 | 0.00324 | 423.2484 | 0.0013457 | 423.2483 | 0.12254 | 422.624 | 0.0502 | 423.2483 | 0.00091702 | 423.2484 | 0.0032165 | 420.489 | 0.0024184 | 423.2484 | 0.00044525 | 422.6239 | 0.00115 | 422.1753 | 0 | 421.3858 | 0.00152 | 421.7454 | 0.0042542
| 423.4674 | 0.37399 | 420.7045 | 0.25941 | 420.7 | 0.078467 | 423.4674 | 0.046807 | 420.7045 | 0.0040015 | 423.4674 | -0.00068347 | 432.4853 | 0.0013 | 423.4674 | 0 | 423.4674 | 0.1226 | 422.8431 | 0.044699 | 423.4674 | 0 | 423.4674 | 0.0029792 | 420.7045 | -0.00010934 | 423.4674 | -0.00066522 | 422.8431 | -0.00158 | 422.3941 | 0 | 421.6065 | -0.0012 | 421.9643 | 0.00039418
| 423.6865 | 0.36235 | 420.9201 | 0.27214 | 420.92 | 0.078467 | 423.6865 | 0.051031 | 420.9201 | 0.004379 | 423.6865 | -1.6992e-05 | 432.7048 | 0.00312 | 423.6865 | 0.0010509 | 423.6865 | 0.12984 | 423.0622 | 0.048967 | 423.6865 | 0.00013538 | 423.6865 | 0.0024654 | 420.9201 | 0.0031724 | 423.6865 | 0.00036797 | 423.0622 | 0.0015 | 422.6128 | 0 | 421.8273 | 0.00151 | 422.1832 | 0.0043551
| 423.9056 | 0.3528 | 421.1357 | 0.28029 | 421.14 | 0.078467 | 423.9056 | 0.051518 | 421.1357 | 0.0032798 | 423.9056 | -0.00036426 | 432.9243 | 0.00101 | 423.9056 | 0 | 423.9056 | 0.13004 | 423.2813 | 0.047324 | 423.9056 | 0 | 423.9056 | 0.0024436 | 421.1357 | -0.0025772 | 423.9056 | -0.0003843 | 423.2813 | -0.00052108 | 422.8316 | 0 | 422.0481 | -0.00123 | 422.4022 | 0.00050888
| 424.1247 | 0.34828 | 421.3513 | 0.28845 | 421.35 | 0.083555 | 424.1247 | 0.057061 | 421.3513 | 0.0023992 | 424.1247 | 0.0019246 | 433.1438 | 0.0032 | 424.1247 | 0.0011498 | 424.1247 | 0.13675 | 423.5004 | 0.050269 | 424.1247 | 0.0017046 | 424.1247 | 0.0028883 | 421.3513 | 0.0026856 | 424.1247 | 0.00025932 | 423.5004 | 0.0009076 | 423.0503 | 0 | 422.2689 | 0.00158 | 422.6211 | 0.004253
| 424.3438 | 0.33562 | 421.5669 | 0.30096 | 421.57 | 0.088545 | 424.3438 | 0.054918 | 421.5669 | 0.0022737 | 424.3438 | -0.00065992 | 433.3632 | 0.00124 | 424.3438 | 0 | 424.3438 | 0.13416 | 423.7196 | 0.046183 | 424.3438 | 0 | 424.3438 | 0.0025563 | 421.5669 | -0.0024968 | 424.3438 | -0.00045127 | 423.7196 | -0.00165 | 423.2691 | 0 | 422.4897 | -0.00111 | 422.8401 | 0.00025002
| 424.563 | 0.33116 | 421.7825 | 0.30968 | 421.78 | 0.091102 | 424.563 | 0.06165 | 421.7825 | 0.0028285 | 424.563 | 0.0020607 | 433.5828 | 0.00324 | 424.563 | 0.002017 | 424.563 | 0.14178 | 423.9388 | 0.046132 | 424.563 | 0.00099355 | 424.563 | 0.0034163 | 421.7825 | 0.0022185 | 424.563 | 0.00031667 | 423.9388 | 0.00015084 | 423.4879 | 0 | 422.7105 | 0.00163 | 423.059 | 0.0042146
| 424.7821 | 0.32302 | 421.9981 | 0.32154 | 422 | 0.098588 | 424.7821 | 0.062201 | 421.9981 | 0.002753 | 424.7821 | -0.0020503 | 433.8023 | 0.00095534 | 424.7821 | 0 | 424.7821 | 0.14535 | 424.158 | 0.044707 | 424.7821 | 0 | 424.7821 | 0.0023962 | 421.9981 | 0.0012087 | 424.7821 | -0.00037223 | 424.158 | -0.00215 | 423.7067 | 0 | 422.9313 | -0.0013 | 423.278 | 0.00041906
| 425.0013 | 0.32349 | 422.2138 | 0.33562 | 422.21 | 0.10374 | 425.0013 | 0.068228 | 422.2137 | 0.0060496 | 425.0013 | 0.00072751 | 434.0218 | 0.0033 | 425.0013 | 0.002017 | 425.0013 | 0.15235 | 424.3772 | 0.045898 | 425.0013 | 0.001205 | 425.0013 | 0.002604 | 422.2137 | 0.0039988 | 425.0013 | 0.00031352 | 424.3772 | 0.00122 | 423.9255 | 0 | 423.1522 | 0.00163 | 423.497 | 0.0042806
| 425.2205 | 0.31142 | 422.4294 | 0.33942 | 422.43 | 0.1063 | 425.2205 | 0.06916 | 422.4294 | 0.003054 | 425.2205 | -0.00078645 | 434.2414 | 0.00116 | 425.2205 | 0 | 425.2205 | 0.15332 | 424.5964 | 0.04417 | 425.2205 | 0 | 425.2205 | 0.0035606 | 422.4294 | -0.0035136 | 425.2205 | -0.00038258 | 424.5964 | -0.00142 | 424.1443 | 0 | 423.373 | -0.00097395 | 423.716 | 0.00032416
| 425.4397 | 0.30642 | 422.6451 | 0.35579 | 422.65 | 0.11385 | 425.4397 | 0.073376 | 422.6451 | 0.0063798 | 425.4397 | 0.0023435 | 434.4609 | 0.00336 | 425.4397 | 0.0015434 | 425.4397 | 0.15499 | 424.8156 | 0.044291 | 425.4397 | 0.0021514 | 425.4397 | 0.0030182 | 422.6451 | 0.0031494 | 425.4397 | 0.00028898 | 424.8156 | 0.00070626 | 424.3631 | 0 | 423.5939 | 0.00178 | 423.935 | 0.0042059
| 425.6589 | 0.29871 | 422.8607 | 0.36477 | 422.86 | 0.11378 | 425.6589 | 0.073407 | 422.8607 | 0.0064018 | 425.6589 | -0.0021269 | 434.6805 | 0.00109 | 425.6589 | 0 | 425.6589 | 0.15339 | 425.0349 | 0.042236 | 425.6589 | 0 | 425.6589 | 0.0025564 | 422.8607 | 0.00039527 | 425.6589 | -0.00071378 | 425.0349 | -0.00186 | 424.582 | 0 | 423.8148 | -0.00117 | 424.154 | 0.00041759
| 425.8781 | 0.29603 | 423.0764 | 0.37638 | 423.08 | 0.11893 | 425.8781 | 0.080306 | 423.0764 | 0.0054172 | 425.8781 | 0.0013441 | 434.9001 | 0.00349 | 425.8781 | 0.0015686 | 425.8781 | 0.16338 | 425.2541 | 0.04689 | 425.8781 | 0.0014147 | 425.8781 | 0.003012 | 423.0764 | 0.0015909 | 425.8781 | 0.00035325 | 425.2541 | 0.00134 | 424.8008 | 0 | 424.0357 | 0.00191 | 424.3731 | 0.0043142
| 426.0973 | 0.28341 | 423.2921 | 0.38668 | 423.29 | 0.1214 | 426.0973 | 0.080336 | 423.2921 | 0.0033604 | 426.0973 | -0.0014851 | 435.1196 | 0.00147 | 426.0973 | 0 | 426.0973 | 0.16038 | 425.4734 | 0.039007 | 426.0973 | 0 | 426.0973 | 0.003242 | 423.2921 | -0.0012129 | 426.0973 | -0.00061447 | 425.4734 | -0.00198 | 425.0197 | 0 | 424.2566 | -0.00133 | 424.5921 | -0.00010955
| 426.3166 | 0.27767 | 423.5078 | 0.40481 | 423.51 | 0.12894 | 426.3166 | 0.086038 | 423.5078 | 0.00521 | 426.3166 | 0.00059158 | 435.3392 | 0.00341 | 426.3166 | 0.00057878 | 426.3166 | 0.1689 | 425.6927 | 0.042703 | 426.3166 | 0.00032724 | 426.3166 | 0.0030573 | 423.5078 | 0.0032735 | 426.3166 | 0.00037698 | 425.6927 | 0.00032644 | 425.2385 | 0 | 424.4775 | 0.00174 | 424.8112 | 0.0043422
| 426.5358 | 0.26837 | 423.7235 | 0.41507 | 423.72 | 0.13419 | 426.5358 | 0.086088 | 423.7235 | 0.0029791 | 426.5358 | -0.0026312 | 435.5588 | 0.00138 | 426.5359 | 0 | 426.5358 | 0.16383 | 425.912 | 0.039649 | 426.5358 | 0 | 426.5359 | 0.002692 | 423.7235 | 1.6758e-06 | 426.5359 | -0.00061876 | 425.912 | -0.00137 | 425.4574 | 0 | 424.6985 | -0.00109 | 425.0302 | -0.00010522
| 426.7551 | 0.26989 | 423.9392 | 0.43026 | 423.94 | 0.1442 | 426.7551 | 0.093823 | 423.9392 | 0.0065568 | 426.7551 | 0.0016015 | 435.7785 | 0.00331 | 426.7551 | 0.0018302 | 426.7551 | 0.17336 | 426.1313 | 0.042519 | 426.7551 | 0.00072792 | 426.7551 | 0.0035275 | 423.9392 | 0.0044727 | 426.7551 | 0.00030176 | 426.1313 | 0.00075074 | 425.6763 | 0 | 424.9194 | 0.00191 | 425.2493 | 0.0041534
| 426.9744 | 0.25937 | 424.155 | 0.43927 | 424.15 | 0.14676 | 426.9744 | 0.094709 | 424.155 | 0.0052908 | 426.9744 | -0.0010891 | 435.9981 | 0.00117 | 426.9744 | 0 | 426.9744 | 0.17504 | 426.3506 | 0.035873 | 426.9744 | 0 | 426.9744 | 0.0027354 | 424.155 | -0.0022288 | 426.9744 | -0.00045481 | 426.3506 | -0.0014 | 425.8952 | 0 | 425.1404 | -0.00105 | 425.4684 | 0.00027971
| 427.1937 | 0.25968 | 424.3707 | 0.45681 | 424.37 | 0.15438 | 427.1937 | 0.10195 | 424.3707 | 0.0066987 | 427.1937 | -0.00079086 | 436.2177 | 0.00331 | 427.1937 | 0.0017349 | 427.1937 | 0.18214 | 426.57 | 0.039685 | 427.1937 | 0.00063166 | 427.1937 | 0.0035816 | 424.3707 | 0.0067364 | 427.1937 | 0.00016805 | 426.57 | 0.00192 | 426.1141 | 0 | 425.3613 | 0.00154 | 425.6875 | 0.0035259
| 427.413 | 0.25066 | 424.5865 | 0.4714 | 424.59 | 0.15684 | 427.413 | 0.10238 | 424.5865 | 0.0033514 | 427.413 | -0.0022614 | 436.4374 | 0.00099845 | 427.413 | 0 | 427.413 | 0.17904 | 426.7894 | 0.038268 | 427.413 | 0 | 427.413 | 0.001969 | 424.5865 | 0.00089459 | 427.413 | -0.00059869 | 426.7894 | -0.00323 | 426.333 | 0 | 425.5823 | -0.00096143 | 425.9066 | -6.9658e-05
| 427.6324 | 0.24982 | 424.8023 | 0.48368 | 424.8 | 0.16442 | 427.6324 | 0.11234 | 424.8023 | 0.0065293 | 427.6324 | 0.0020783 | 436.6571 | 0.00345 | 427.6324 | 0.0013925 | 427.6324 | 0.18788 | 427.0087 | 0.037226 | 427.6324 | 0.00085345 | 427.6324 | 0.0036458 | 424.8023 | 0.0017402 | 427.6324 | 0.00044545 | 427.0087 | 0.00217 | 426.5519 | 0 | 425.8033 | 0.0017 | 426.1258 | 0.003605
| 427.8517 | 0.24299 | 425.0181 | 0.49618 | 425.02 | 0.16948 | 427.8517 | 0.11327 | 425.0181 | 0.0053787 | 427.8517 | -0.0010466 | 436.8767 | 0.00096665 | 427.8517 | 0.00058896 | 427.8517 | 0.19085 | 427.2281 | 0.037039 | 427.8517 | 0 | 427.8517 | 0.0032473 | 425.0181 | -0.0041608 | 427.8517 | -0.00048855 | 427.2281 | -0.0013 | 426.7708 | 0 | 426.0243 | -0.00092579 | 426.3449 | -1.6254e-05
| 428.0711 | 0.2359 | 425.2339 | 0.52012 | 425.23 | 0.18211 | 428.0711 | 0.11974 | 425.2339 | 0.0068226 | 428.0711 | 0.0012941 | 437.0964 | 0.00324 | 428.0711 | 0.0014602 | 428.0711 | 0.19595 | 427.4475 | 0.035289 | 428.0711 | 0.00073916 | 428.0711 | 0.0030974 | 425.2339 | -0.00034844 | 428.0711 | 0.00027832 | 427.4475 | 0.00111 | 426.9898 | 0 | 426.2453 | 0.00162 | 426.5641 | 0.0042282
| 428.2905 | 0.22443 | 425.4497 | 0.53183 | 425.45 | 0.18467 | 428.2905 | 0.11888 | 425.4497 | 0.0055616 | 428.2905 | -0.0022707 | 437.3161 | 0.00131 | 428.2904 | 0 | 428.2905 | 0.19142 | 427.6669 | 0.030753 | 428.2905 | 0 | 428.2904 | 0.0031167 | 425.4497 | 9.8684e-05 | 428.2904 | -0.00051695 | 427.6669 | -0.00188 | 427.2088 | 0 | 426.4664 | -0.00159 | 426.7832 | 0.00014416
| 428.5098 | 0.22365 | 425.6655 | 0.55178 | 425.67 | 0.18976 | 428.5098 | 0.12749 | 425.6655 | 0.0058223 | 428.5098 | 0.0015594 | 437.5358 | 0.00341 | 428.5098 | 0.0016063 | 428.5098 | 0.19668 | 427.8864 | 0.036426 | 428.5098 | 0.00024174 | 428.5098 | 0.0035137 | 425.6655 | 0.0056046 | 428.5098 | 0.00024764 | 427.8864 | 0.00062619 | 427.4277 | 0 | 426.6874 | 0.0017 | 427.0024 | 0.0039682
| 428.7292 | 0.21392 | 425.8813 | 0.57084 | 425.88 | 0.19731 | 428.7292 | 0.12909 | 425.8813 | 0.0070976 | 428.7292 | -0.0012676 | 437.7556 | 0.00138 | 428.7292 | 0 | 428.7292 | 0.19614 | 428.1058 | 0.030341 | 428.7292 | 0 | 428.7292 | 0.0031223 | 425.8813 | -7.8435e-05 | 428.7292 | -0.00049227 | 428.1058 | -0.00163 | 427.6467 | 0 | 426.9085 | -0.00139 | 427.2216 | 0.00016862
| 428.9486 | 0.21337 | 426.0972 | 0.5845 | 426.1 | 0.20994 | 428.9487 | 0.13704 | 426.0972 | 0.0060537 | 428.9487 | 0.002577 | 437.9753 | 0.0035 | 428.9487 | 0.0018259 | 428.9486 | 0.20039 | 428.3253 | 0.034417 | 428.9487 | 0.0014568 | 428.9487 | 0.0035197 | 426.0972 | -4.697e-05 | 428.9487 | 0.00029319 | 428.3253 | 0.00135 | 427.8657 | 0 | 427.1295 | 0.00166 | 427.4408 | 0.0036385
| 429.1681 | 0.20394 | 426.313 | 0.60384 | 426.31 | 0.21496 | 429.1681 | 0.13656 | 426.313 | 0.0070992 | 429.1681 | -0.00034464 | 438.195 | 0.00143 | 429.1681 | 0 | 429.1681 | 0.20025 | 428.5448 | 0.030748 | 429.1681 | 0 | 429.1681 | 0.0028971 | 426.313 | 0.00085241 | 429.1681 | -0.00030762 | 428.5448 | -0.00164 | 428.0847 | 0 | 427.3506 | -0.00111 | 427.66 | 0.00033619
| 429.3875 | 0.20186 | 426.5289 | 0.62422 | 426.53 | 0.22258 | 429.3875 | 0.14487 | 426.5289 | 0.0086288 | 429.3875 | 0.0013676 | 438.4148 | 0.00344 | 429.3875 | 0.0014272 | 429.3875 | 0.20108 | 428.7643 | 0.028695 | 429.3875 | 0.00078331 | 429.3875 | 0.0032711 | 426.5289 | 0.00056716 | 429.3875 | 0.00040353 | 428.7643 | 0.00032989 | 428.3037 | 0 | 427.5717 | 0.00143 | 427.8792 | 0.0033857
| 429.607 | 0.19484 | 426.7448 | 0.6429 | 426.74 | 0.2276 | 429.607 | 0.15058 | 426.7448 | 0.0069382 | 429.607 | 0.00019745 | 438.6345 | 0.00165 | 429.607 | 0 | 429.607 | 0.20533 | 428.9838 | 0.026896 | 429.607 | 0 | 429.607 | 0.0027871 | 426.7448 | 7.5603e-05 | 429.607 | -0.00032892 | 428.9838 | -0.00163 | 428.5227 | 0 | 427.7928 | -0.00133 | 428.0984 | 0.00024331
| 429.8265 | 0.1921 | 426.9607 | 0.6632 | 426.96 | 0.23521 | 429.8265 | 0.15952 | 426.9607 | 0.0085955 | 429.8265 | 0.0012194 | 438.8543 | 0.00354 | 429.8264 | 0.0014475 | 429.8265 | 0.2097 | 429.2033 | 0.029413 | 429.8265 | 0.00068558 | 429.8264 | 0.0038257 | 426.9607 | 0.0030344 | 429.8265 | 0.00035244 | 429.2033 | 0.00047796 | 428.7417 | 0 | 428.014 | 0.00177 | 428.3177 | 0.0037963
| 430.0459 | 0.18127 | 427.1766 | 0.68282 | 427.18 | 0.24538 | 430.0459 | 0.16037 | 427.1766 | 0.0071803 | 430.0459 | -0.0014664 | 439.0741 | 0.00144 | 430.0459 | 0 | 430.0459 | 0.20938 | 429.4228 | 0.025027 | 430.0459 | 0 | 430.0459 | 0.0028358 | 427.1766 | -0.00068617 | 430.0459 | -0.0005649 | 429.4228 | -0.00088015 | 428.9608 | 0 | 428.2351 | -0.00118 | 428.5369 | -0.00014543
| 430.2654 | 0.17954 | 427.3925 | 0.70046 | 427.39 | 0.25287 | 430.2654 | 0.16771 | 427.3925 | 0.0076589 | 430.2654 | 0.0014759 | 439.2939 | 0.00409 | 430.2654 | 0.0014387 | 430.2654 | 0.21273 | 429.6424 | 0.030841 | 430.2654 | 0.0018997 | 430.2654 | 0.0036766 | 427.3925 | 0.0025631 | 430.2654 | 0.00015653 | 429.6424 | 0.00147 | 429.1798 | 0 | 428.4562 | 0.00169 | 428.7562 | 0.0034964
| 430.485 | 0.16938 | 427.6084 | 0.71273 | 427.61 | 0.26307 | 430.4849 | 0.16934 | 427.6084 | 0.0050473 | 430.4849 | -0.00060809 | 439.5137 | 0.00192 | 430.485 | 0 | 430.485 | 0.21321 | 429.8619 | 0.023198 | 430.4849 | 0 | 430.485 | 0.0035596 | 427.6084 | 0.0025996 | 430.485 | -0.00060675 | 429.8619 | -0.00118 | 429.3989 | 0 | 428.6774 | -0.00136 | 428.9754 | -0.00035521
| 430.7045 | 0.16616 | 427.8244 | 0.73849 | 427.82 | 0.27321 | 430.7045 | 0.17906 | 427.8244 | 0.0099463 | 430.7045 | 0.0025974 | 439.7335 | 0.00389 | 430.7045 | 0.001366 | 430.7045 | 0.22033 | 430.0815 | 0.025279 | 430.7045 | 0.0012195 | 430.7045 | 0.0033675 | 427.8244 | 0.0032783 | 430.7045 | 0.00012927 | 430.0815 | 0.00169 | 429.618 | 0 | 428.8985 | 0.00172 | 429.1947 | 0.0057099
| 430.924 | 0.15704 | 428.0403 | 0.74983 | 428.04 | 0.28076 | 430.924 | 0.18122 | 428.0403 | 0.0083524 | 430.924 | -0.00070559 | 439.9534 | 0.00194 | 430.924 | 0 | 430.924 | 0.21507 | 430.3011 | 0.022622 | 430.924 | 0 | 430.924 | 0.0026307 | 428.0403 | -0.0010875 | 430.924 | -0.00042661 | 430.3011 | -0.00162 | 429.837 | 0 | 429.1197 | -0.00137 | 429.414 | 0.00070546
| 431.1436 | 0.15749 | 428.2563 | 0.76982 | 428.26 | 0.28825 | 431.1436 | 0.19022 | 428.2563 | 0.0095517 | 431.1436 | 0.0018608 | 440.1732 | 0.0039 | 431.1436 | 0.0011269 | 431.1436 | 0.22276 | 430.5207 | 0.025402 | 431.1436 | 0.00095959 | 431.1436 | 0.0045833 | 428.2563 | 1.6171e-05 | 431.1436 | 0.00033104 | 430.5207 | 0.00074014 | 430.0561 | 0 | 429.3409 | 0.00179 | 429.6333 | 0.0037738
| 431.3631 | 0.15104 | 428.4723 | 0.78262 | 428.47 | 0.29849 | 431.3631 | 0.19537 | 428.4723 | 0.010579 | 431.3631 | -0.00013035 | 440.3931 | 0.00172 | 431.3631 | 0 | 431.3631 | 0.22392 | 430.7404 | 0.022739 | 431.3631 | 0 | 431.3631 | 0.0027287 | 428.4723 | -0.0015101 | 431.3631 | -0.00053779 | 430.7403 | -0.00206 | 430.2752 | 0 | 429.5621 | -0.00114 | 429.8526 | 0.000652
| 431.5827 | 0.15082 | 428.6882 | 0.8033 | 428.69 | 0.30351 | 431.5827 | 0.20973 | 428.6882 | 0.010059 | 431.5827 | 0.0017959 | 440.613 | 0.00385 | 431.5827 | 0.0017171 | 431.5827 | 0.22936 | 430.96 | 0.024952 | 431.5827 | 0.00096467 | 431.5827 | 0.0036863 | 428.6882 | 0.0040445 | 431.5827 | 0.00027407 | 430.96 | 0.00109 | 430.4943 | 0 | 429.7834 | 0.00177 | 430.072 | 0.0039126
| 431.8023 | 0.14579 | 428.9042 | 0.8209 | 428.9 | 0.31861 | 431.8023 | 0.2181 | 428.9042 | 0.011168 | 431.8023 | -0.0013423 | 440.8329 | 0.00183 | 431.8023 | 0 | 431.8023 | 0.23215 | 431.1796 | 0.022144 | 431.8023 | 0 | 431.8023 | 0.0028847 | 428.9042 | -0.0010703 | 431.8023 | -0.00043676 | 431.1796 | -0.0012 | 430.7134 | 0 | 430.0046 | -0.0012 | 430.2913 | 0.00014282
| 432.0219 | 0.14545 | 429.1203 | 0.83631 | 429.12 | 0.32632 | 432.0219 | 0.22883 | 429.1203 | 0.011364 | 432.0219 | 0.0030936 | 441.0527 | 0.00359 | 432.0219 | 0.0019784 | 432.0219 | 0.23828 | 431.3993 | 0.024154 | 432.0219 | 0.0016021 | 432.0219 | 0.0041092 | 429.1203 | 0.0025297 | 432.0219 | 0.00034582 | 431.3993 | 0.00133 | 430.9326 | 0 | 430.2258 | 0.0017 | 430.5107 | 0.003787
| 432.2415 | 0.13693 | 429.3363 | 0.84465 | 429.34 | 0.33633 | 432.2415 | 0.23484 | 429.3363 | 0.011461 | 432.2415 | 0.00031116 | 441.2726 | 0.0019 | 432.2415 | 0 | 432.2415 | 0.2359 | 431.619 | 0.019795 | 432.2415 | 0 | 432.2415 | 0.0034059 | 429.3363 | -0.00048022 | 432.2415 | -0.000549 | 431.619 | -0.00109 | 431.1517 | 0 | 430.4471 | -0.00122 | 430.73 | -1.9019e-05
| 432.4612 | 0.13453 | 429.5523 | 0.86585 | 429.55 | 0.35159 | 432.4612 | 0.24329 | 429.5523 | 0.010984 | 432.4612 | 0.002481 | 441.4925 | 0.00371 | 432.4612 | 0.0018723 | 432.4612 | 0.24141 | 431.8387 | 0.02329 | 432.4612 | 0.00054872 | 432.4612 | 0.0037173 | 429.5523 | 0.0028916 | 432.4611 | 0.00028498 | 431.8387 | 0.00069739 | 431.3708 | 0 | 430.6683 | 0.00155 | 430.9494 | 0.0033728
| 432.6808 | 0.12544 | 429.7684 | 0.87987 | 429.77 | 0.35907 | 432.6808 | 0.24565 | 429.7684 | 0.012127 | 432.6808 | -0.00032003 | 441.7125 | 0.00188 | 432.6808 | 0 | 432.6808 | 0.23895 | 432.0584 | 0.016996 | 432.6808 | 0 | 432.6808 | 0.0028487 | 429.7684 | 0.00025144 | 432.6808 | -0.00049836 | 432.0584 | -0.0005655 | 431.59 | 0 | 430.8896 | -0.00128 | 431.1688 | 0.00052507
| 432.9005 | 0.12352 | 429.9844 | 0.89137 | 429.98 | 0.36669 | 432.9005 | 0.2577 | 429.9844 | 0.012626 | 432.9005 | 0.0011939 | 441.9324 | 0.00391 | 432.9005 | 0.0015924 | 432.9005 | 0.24303 | 432.2781 | 0.020565 | 432.9005 | 0.00044786 | 432.9005 | 0.003945 | 429.9844 | 4.1639e-05 | 432.9005 | 0.00037161 | 432.2781 | 0.00042433 | 431.8092 | 0 | 431.1109 | 0.00166 | 431.3882 | 0.0035833
| 433.1202 | 0.11597 | 430.2005 | 0.90622 | 430.2 | 0.37686 | 433.1202 | 0.26205 | 430.2005 | 0.012368 | 433.1202 | 6.2051e-06 | 442.1523 | 0.00189 | 433.1201 | 0 | 433.1202 | 0.241 | 432.4979 | 0.016971 | 433.1202 | 0 | 433.1201 | 0.0035799 | 430.2005 | -0.0026918 | 433.1202 | -0.00064299 | 432.4979 | -0.00225 | 432.0284 | 0 | 431.3322 | -0.00122 | 431.6076 | 0.00017279
| 433.3398 | 0.11431 | 430.4166 | 0.91852 | 430.42 | 0.38687 | 433.3398 | 0.27487 | 430.4166 | 0.013559 | 433.3398 | 0.0028885 | 442.3723 | 0.00399 | 433.3398 | 0.0015792 | 433.3398 | 0.25012 | 432.7176 | 0.020288 | 433.3398 | 0.0008778 | 433.3398 | 0.0037004 | 430.4166 | 0.0029908 | 433.3398 | 0.00041114 | 432.7176 | 0.00234 | 432.2475 | 0 | 431.5535 | 0.00186 | 431.827 | 0.0035229
| 433.5595 | 0.10994 | 430.6327 | 0.93012 | 430.63 | 0.40203 | 433.5595 | 0.28141 | 430.6327 | 0.012274 | 433.5595 | -0.00062385 | 442.5923 | 0.00173 | 433.5595 | 0 | 433.5595 | 0.24412 | 432.9374 | 0.017401 | 433.5595 | 0 | 433.5595 | 0.0028461 | 430.6327 | 0.0015096 | 433.5595 | -0.00038519 | 432.9374 | -0.00138 | 432.4667 | 0 | 431.7749 | -0.00112 | 432.0464 | 0.00018856
| 433.7793 | 0.10687 | 430.8487 | 0.94379 | 430.85 | 0.41233 | 433.7793 | 0.29691 | 430.8488 | 0.016269 | 433.7793 | 0.0026329 | 442.8123 | 0.00395 | 433.7793 | 0.00072266 | 433.7793 | 0.25287 | 433.1572 | 0.019508 | 433.7793 | 0.00052992 | 433.7793 | 0.0040009 | 430.8488 | 0.0011608 | 433.7793 | 0.00040534 | 433.1572 | 0.00030099 | 432.6859 | 0 | 431.9962 | 0.00166 | 432.2659 | 0.0032283
| 433.999 | 0.10245 | 431.0649 | 0.95282 | 431.06 | 0.42478 | 433.999 | 0.30418 | 431.0649 | 0.016244 | 433.999 | -0.00075823 | 443.0323 | 0.00206 | 433.999 | 0 | 433.999 | 0.25326 | 433.377 | 0.017547 | 433.999 | 0 | 433.999 | 0.0036621 | 431.0649 | 0.00022535 | 433.999 | -0.00046944 | 433.377 | -0.00241 | 432.9052 | 0 | 432.2176 | -0.0012 | 432.4853 | 0.00022506
| 434.2187 | 0.10291 | 431.281 | 0.96612 | 431.28 | 0.43997 | 434.2187 | 0.31885 | 431.281 | 0.01592 | 434.2187 | 0.0021228 | 443.2523 | 0.00422 | 434.2188 | 0.0010218 | 434.2187 | 0.26141 | 433.5968 | 0.019036 | 434.2187 | 0.00059898 | 434.2188 | 0.004281 | 431.281 | 0.0014901 | 434.2188 | 0.00029644 | 433.5968 | 0.00116 | 433.1244 | 0 | 432.4389 | 0.00135 | 432.7048 | 0.0035458
| 434.4385 | 0.09783 | 431.4972 | 0.97034 | 431.5 | 0.44762 | 434.4385 | 0.3282 | 431.4972 | 0.017853 | 434.4385 | 0.00065951 | 443.4723 | 0.00209 | 434.4385 | 0 | 434.4385 | 0.25635 | 433.8166 | 0.01635 | 434.4385 | 0 | 434.4385 | 0.0035425 | 431.4972 | 0.00032534 | 434.4385 | -0.00078173 | 433.8166 | -0.00138 | 433.3436 | 0 | 432.6603 | -0.00106 | 432.9243 | -0.00024387
| 434.6583 | 0.09518 | 431.7133 | 0.98081 | 431.71 | 0.46278 | 434.6583 | 0.33874 | 431.7133 | 0.016501 | 434.6583 | 0.0033572 | 443.6923 | 0.0041 | 434.6583 | 0.0012801 | 434.6583 | 0.26034 | 434.0364 | 0.018491 | 434.6583 | 0.0012877 | 434.6583 | 0.0040138 | 431.7133 | 0.0031985 | 434.6583 | 0.00030969 | 434.0364 | 0.00187 | 433.5629 | 0 | 432.8817 | 0.00153 | 433.1438 | 0.0036252
| 434.878 | 0.08947 | 431.9295 | 0.97976 | 431.93 | 0.47033 | 434.8781 | 0.33947 | 431.9295 | 0.016589 | 434.8781 | -0.00013518 | 443.9123 | 0.00228 | 434.8781 | 0 | 434.878 | 0.25638 | 434.2563 | 0.013385 | 434.8781 | 0 | 434.8781 | 0.0026676 | 431.9295 | -0.0019719 | 434.878 | -0.00044353 | 434.2563 | -0.00136 | 433.7821 | 0 | 433.1031 | -0.00093864 | 433.3633 | -0.00017009
| 435.0978 | 0.08649 | 432.1456 | 0.98698 | 432.15 | 0.48549 | 435.0978 | 0.34679 | 432.1456 | 0.017779 | 435.0978 | 0.0030828 | 444.1323 | 0.00412 | 435.0978 | 0.0013469 | 435.0978 | 0.25682 | 434.4761 | 0.017045 | 435.0978 | 0.0012366 | 435.0978 | 0.0039866 | 432.1456 | 0.0010273 | 435.0978 | 0.00022125 | 434.4762 | 0.00206 | 434.0014 | 0 | 433.3245 | 0.00158 | 433.5828 | 0.0034711
| 435.3177 | 0.08065 | 432.3618 | 0.99124 | 432.36 | 0.498 | 435.3177 | 0.35234 | 432.3618 | 0.015952 | 435.3177 | 0.0015054 | 444.3524 | 0.00227 | 435.3177 | 0 | 435.3177 | 0.25126 | 434.696 | 0.01436 | 435.3177 | 0 | 435.3177 | 0.0036612 | 432.3618 | 0.00042198 | 435.3177 | -0.00057102 | 434.696 | -0.0012 | 434.2207 | 0 | 433.5459 | -0.00115 | 433.8023 | 0.00017175
| 435.5375 | 0.08016 | 432.578 | 1 | 432.58 | 0.50824 | 435.5375 | 0.36558 | 432.578 | 0.020605 | 435.5375 | 0.0045195 | 444.5725 | 0.00441 | 435.5375 | 0.001617 | 435.5375 | 0.25505 | 434.9159 | 0.01635 | 435.5375 | 0.0013193 | 435.5375 | 0.0037493 | 432.578 | 0.0011824 | 435.5375 | 0.00020331 | 434.9159 | 0.00093163 | 434.44 | 0 | 433.7674 | 0.0014 | 434.0218 | 0.0032692
| 435.7573 | 0.07634 | 432.7942 | 0.99796 | 432.79 | 0.52842 | 435.7573 | 0.37804 | 432.7943 | 0.018996 | 435.7573 | 0.00095293 | 444.7926 | 0.00247 | 435.7573 | 9.2303e-05 | 435.7573 | 0.2587 | 435.1358 | 0.012621 | 435.7573 | 0 | 435.7573 | 0.0034563 | 432.7943 | 2.9212e-06 | 435.7573 | -0.00039536 | 435.1358 | -0.0005919 | 434.6593 | 0 | 433.9888 | -0.00105 | 434.2414 | 0.00038183
| 435.9772 | 0.07559 | 433.0105 | 0.99633 | 433.01 | 0.53335 | 435.9772 | 0.39304 | 433.0105 | 0.021331 | 435.9772 | 0.0023138 | 445.0127 | 0.00446 | 435.9772 | 0.0010737 | 435.9772 | 0.26113 | 435.3558 | 0.014655 | 435.9772 | 0.00028669 | 435.9772 | 0.0043311 | 433.0105 | -0.0002913 | 435.9772 | 5.942e-05 | 435.3558 | 0.00075322 | 434.8786 | 0 | 434.2103 | 0.00147 | 434.4609 | 0.0036541
| 436.197 | 0.07237 | 433.2267 | 0.99839 | 433.23 | 0.54352 | 436.197 | 0.40162 | 433.2267 | 0.021944 | 436.197 | 0.0010919 | 445.2328 | 0.00267 | 436.1971 | 0 | 436.197 | 0.25835 | 435.5757 | 0.01307 | 436.197 | 0 | 436.1971 | 0.0032602 | 433.2267 | -5.8361e-05 | 436.197 | -0.00026613 | 435.5757 | -0.00197 | 435.0979 | 0 | 434.4318 | -0.00086232 | 434.6805 | 0.00039962
| 436.4169 | 0.0723 | 433.4429 | 0.98846 | 433.44 | 0.5638 | 436.4169 | 0.41489 | 433.4429 | 0.020926 | 436.4169 | 0.004556 | 445.4529 | 0.00476 | 436.4169 | 0.0016352 | 436.4169 | 0.26402 | 435.7957 | 0.014412 | 436.4169 | 0.00063618 | 436.4169 | 0.0042194 | 433.4429 | 0.0024316 | 436.4169 | 0.00019509 | 435.7957 | 0.00087384 | 435.3173 | 0 | 434.6533 | 0.00146 | 434.9001 | 0.0034075
| 436.6368 | 0.06762 | 433.6592 | 0.99375 | 433.66 | 0.57388 | 436.6368 | 0.42539 | 433.6592 | 0.022607 | 436.6368 | 0.00231 | 445.673 | 0.00262 | 436.6368 | 3.2379e-05 | 436.6368 | 0.25954 | 436.0156 | 0.01162 | 436.6368 | 0 | 436.6368 | 0.0035775 | 433.6592 | -0.00069803 | 436.6368 | -0.0005423 | 436.0156 | -0.00167 | 435.5366 | 0 | 434.8748 | -0.00081176 | 435.1196 | 0.00032322
| 436.8567 | 0.06772 | 433.8755 | 0.98807 | 433.88 | 0.59144 | 436.8567 | 0.44046 | 433.8755 | 0.024275 | 436.8567 | 0.003341 | 445.8931 | 0.00447 | 436.8567 | 0.0013982 | 436.8567 | 0.2727 | 436.2356 | 0.014398 | 436.8567 | 0.00073239 | 436.8567 | 0.0033526 | 433.8755 | 0.0030414 | 436.8567 | 0.00015999 | 436.2356 | 0.00097855 | 435.756 | 0 | 435.0963 | 0.00131 | 435.3392 | 0.0034673
| 437.0766 | 0.06335 | 434.0917 | 0.97863 | 434.09 | 0.60177 | 437.0767 | 0.44781 | 434.0917 | 0.023598 | 437.0767 | 0.0019899 | 446.1133 | 0.00307 | 437.0767 | 0 | 437.0766 | 0.26404 | 436.4556 | 0.012252 | 437.0767 | 0 | 437.0767 | 0.0032637 | 434.0917 | -0.0014423 | 437.0767 | -0.0006901 | 436.4556 | -0.00056414 | 435.9753 | 0 | 435.3178 | -0.00109 | 435.5588 | 0.00047721
| 437.2966 | 0.06337 | 434.308 | 0.97292 | 434.31 | 0.61691 | 437.2966 | 0.46371 | 434.308 | 0.025277 | 437.2966 | 0.0042928 | 446.3334 | 0.00493 | 437.2966 | 0.0013132 | 437.2966 | 0.26497 | 436.6756 | 0.012047 | 437.2966 | 0.00068744 | 437.2966 | 0.0039888 | 434.308 | 0.0043704 | 437.2966 | 0.00033018 | 436.6756 | 0.00136 | 436.1947 | 0 | 435.5394 | 0.00139 | 435.7785 | 0.003448
| 437.5165 | 0.05998 | 434.5244 | 0.96447 | 434.52 | 0.63444 | 437.5165 | 0.47456 | 434.5244 | 0.024039 | 437.5165 | 0.0020545 | 446.5536 | 0.00335 | 437.5165 | 6.076e-05 | 437.5165 | 0.26744 | 436.8956 | 0.010976 | 437.5165 | 0 | 437.5165 | 0.003614 | 434.5244 | 0.0044073 | 437.5165 | -0.0004711 | 436.8956 | -0.00082126 | 436.4141 | 0 | 435.7609 | -0.00096568 | 435.9981 | 0.00064722
| 437.7365 | 0.06008 | 434.7407 | 0.96097 | 434.74 | 0.64711 | 437.7365 | 0.48663 | 434.7407 | 0.025746 | 437.7365 | 0.0048 | 446.7738 | 0.00509 | 437.7365 | 0.0008484 | 437.7365 | 0.27576 | 437.1157 | 0.013535 | 437.7365 | 0.00048173 | 437.7365 | 0.0039708 | 434.7407 | 0.00071254 | 437.7365 | 0.00028717 | 437.1157 | 0.00078859 | 436.6335 | 0 | 435.9825 | 0.00144 | 436.2177 | 0.0034485
| 437.9565 | 0.05548 | 434.957 | 0.9461 | 434.96 | 0.66473 | 437.9565 | 0.49107 | 434.957 | 0.028558 | 437.9565 | 0.0022219 | 446.994 | 0.00306 | 437.9565 | 0 | 437.9565 | 0.26769 | 437.3357 | 0.0099601 | 437.9565 | 0 | 437.9565 | 0.0027542 | 434.957 | -0.0032135 | 437.9565 | -0.00045529 | 437.3357 | -0.00105 | 436.8528 | 0 | 436.204 | -0.00105 | 436.4374 | 0.00041987
| 438.1765 | 0.05711 | 435.1733 | 0.94211 | 435.17 | 0.67996 | 438.1765 | 0.5122 | 435.1733 | 0.030315 | 438.1765 | 0.0042967 | 447.2142 | 0.0052 | 438.1765 | 0.0012641 | 438.1765 | 0.28006 | 437.5558 | 0.011267 | 438.1765 | 0.0012309 | 438.1765 | 0.0045023 | 435.1733 | -0.0031686 | 438.1764 | 0.00011076 | 437.5558 | 0.00055231 | 437.0723 | 0 | 436.4256 | 0.00127 | 436.6571 | 0.003397
| 438.3965 | 0.05292 | 435.3897 | 0.93147 | 435.39 | 0.69263 | 438.3965 | 0.5227 | 435.3897 | 0.027521 | 438.3965 | 0.0023481 | 447.4344 | 0.00351 | 438.3965 | 0 | 438.3965 | 0.27647 | 437.7759 | 0.011697 | 438.3965 | 0 | 438.3965 | 0.0032813 | 435.3897 | -0.0017816 | 438.3965 | -0.00036612 | 437.7759 | -0.00105 | 437.2917 | 0 | 436.6472 | -0.00114 | 436.8767 | 0.00025189
| 438.6165 | 0.05518 | 435.606 | 0.92363 | 435.61 | 0.70763 | 438.6165 | 0.54237 | 435.606 | 0.031455 | 438.6165 | 0.0068811 | 447.6546 | 0.00542 | 438.6165 | 0.0020419 | 438.6165 | 0.2801 | 437.996 | 0.014104 | 438.6165 | 0.0017943 | 438.6165 | 0.0043768 | 435.606 | 0.0038223 | 438.6165 | 0.00056602 | 437.996 | 0.00139 | 437.5111 | 0 | 436.8688 | 0.00135 | 437.0964 | 0.0033876
| 438.8365 | 0.05121 | 435.8224 | 0.90852 | 435.82 | 0.71755 | 438.8365 | 0.55672 | 435.8224 | 0.030086 | 438.8365 | 0.0024461 | 447.8749 | 0.00345 | 438.8365 | 0.00010942 | 438.8365 | 0.28224 | 438.2161 | 0.0097673 | 438.8365 | 0 | 438.8365 | 0.0028539 | 435.8224 | 0.0007232 | 438.8365 | -0.00060745 | 438.2161 | -0.00128 | 437.7306 | 0 | 437.0905 | -0.00099962 | 437.3161 | 0.00055846
| 439.0566 | 0.05203 | 436.0388 | 0.89741 | 436.04 | 0.73805 | 439.0566 | 0.57517 | 436.0388 | 0.033606 | 439.0566 | 0.0057369 | 448.0951 | 0.00583 | 439.0565 | 0.0012274 | 439.0566 | 0.28318 | 438.4362 | 0.010786 | 439.0566 | 0.0010861 | 439.0565 | 0.0035573 | 436.0388 | 0.0039309 | 439.0566 | 0.00029305 | 438.4362 | 0.00037563 | 437.95 | 0 | 437.3121 | 0.00126 | 437.5358 | 0.0038547
| 439.2766 | 0.04801 | 436.2552 | 0.88642 | 436.26 | 0.74544 | 439.2766 | 0.58648 | 436.2552 | 0.032864 | 439.2766 | 0.0031625 | 448.3154 | 0.00366 | 439.2766 | 0 | 439.2766 | 0.28407 | 438.6564 | 0.0077435 | 439.2766 | 0 | 439.2766 | 0.0035776 | 436.2552 | 0.00040435 | 439.2766 | -0.00064876 | 438.6564 | -0.00098745 | 438.1695 | 0 | 437.5337 | -0.00090996 | 437.7556 | 0.00033522
| 439.4967 | 0.05027 | 436.4716 | 0.87372 | 436.47 | 0.77056 | 439.4967 | 0.60421 | 436.4716 | 0.036313 | 439.4967 | 0.0064832 | 448.5356 | 0.00568 | 439.4967 | 0.0017267 | 439.4967 | 0.2902 | 438.8765 | 0.012703 | 439.4967 | 0.00084176 | 439.4967 | 0.0038198 | 436.4716 | 0.0027196 | 439.4967 | 0.00019484 | 438.8765 | 0.00155 | 438.3889 | 0 | 437.7554 | 0.00122 | 437.9753 | 0.0038796
| 439.7168 | 0.04663 | 436.688 | 0.85827 | 436.69 | 0.78073 | 439.7168 | 0.61058 | 436.688 | 0.033426 | 439.7168 | 0.003128 | 448.7559 | 0.00389 | 439.7168 | 0 | 439.7168 | 0.28628 | 439.0967 | 0.0095149 | 439.7168 | 0 | 439.7168 | 0.0036467 | 436.688 | -0.00054338 | 439.7168 | -0.000447 | 439.0967 | -0.00134 | 438.6084 | 0 | 437.9771 | -0.00090637 | 438.195 | 7.2679e-05
| 439.9369 | 0.04748 | 436.9044 | 0.8437 | 436.9 | 0.79352 | 439.9369 | 0.6226 | 436.9044 | 0.039598 | 439.9369 | 0.006919 | 448.9762 | 0.0059 | 439.9369 | 0.0018268 | 439.9369 | 0.29229 | 439.3169 | 0.010524 | 439.9369 | 0.00050307 | 439.9369 | 0.0036843 | 436.9044 | -0.00047111 | 439.9369 | 0.00029304 | 439.3169 | 0.00111 | 438.8279 | 0 | 438.1988 | 0.00115 | 438.4148 | 0.0035519
| 440.157 | 0.04344 | 437.1209 | 0.82579 | 437.12 | 0.80869 | 440.157 | 0.62936 | 437.1209 | 0.038632 | 440.157 | 0.0045192 | 449.1965 | 0.00435 | 440.157 | 0 | 440.157 | 0.28827 | 439.5371 | 0.0073492 | 440.157 | 0 | 440.157 | 0.0028331 | 437.1209 | -0.00010924 | 440.157 | -0.00056536 | 439.5371 | -0.00101 | 439.0474 | 0 | 438.4205 | -0.00092007 | 438.6346 | -1.3864e-05
| 440.3771 | 0.0453 | 437.3373 | 0.81363 | 437.34 | 0.8212 | 440.3771 | 0.64877 | 437.3373 | 0.04035 | 440.3771 | 0.0066019 | 449.4168 | 0.00623 | 440.3771 | 0.0014816 | 440.3771 | 0.28976 | 439.7573 | 0.011425 | 440.3771 | 0.0012025 | 440.3771 | 0.0033758 | 437.3373 | 0.0026926 | 440.3771 | 0.00018062 | 439.7573 | 0.00107 | 439.2669 | 0 | 438.6422 | 0.00106 | 438.8543 | 0.0039584
| 440.5972 | 0.04196 | 437.5538 | 0.79077 | 437.55 | 0.83636 | 440.5973 | 0.65961 | 437.5538 | 0.041475 | 440.5973 | 0.0047028 | 449.6372 | 0.00418 | 440.5973 | 0 | 440.5972 | 0.28709 | 439.9775 | 0.0070116 | 440.5973 | 0 | 440.5973 | 0.0036278 | 437.5538 | 0.0010366 | 440.5973 | -0.00048016 | 439.9775 | -0.00060425 | 439.4865 | 0 | 438.8639 | -0.00095384 | 439.0741 | -0.00019529
| 440.8174 | 0.04325 | 437.7703 | 0.78222 | 437.77 | 0.84391 | 440.8174 | 0.67161 | 437.7703 | 0.041891 | 440.8174 | 0.0081277 | 449.8575 | 0.00646 | 440.8174 | 0.0021998 | 440.8174 | 0.29073 | 440.1977 | 0.010033 | 440.8174 | 0.00086995 | 440.8174 | 0.0037843 | 437.7703 | 0.0012789 | 440.8174 | 0.0004484 | 440.1977 | 0.00227 | 439.706 | 0 | 439.0857 | 0.00121 | 439.2939 | 0.0034173
| 441.0376 | 0.03899 | 437.9868 | 0.76369 | 437.99 | 0.85891 | 441.0376 | 0.67872 | 437.9868 | 0.045214 | 441.0376 | 0.0047405 | 450.0779 | 0.00481 | 441.0376 | 0 | 441.0376 | 0.28716 | 440.418 | 0.0066351 | 441.0376 | 0 | 441.0376 | 0.0029477 | 437.9868 | 0.0010845 | 441.0376 | -0.00060349 | 440.418 | -0.0007709 | 439.9255 | 0 | 439.3074 | -0.00069019 | 439.5137 | 0.00044558
| 441.2577 | 0.03956 | 438.2033 | 0.74488 | 438.2 | 0.87155 | 441.2578 | 0.70037 | 438.2033 | 0.047131 | 441.2578 | 0.0073965 | 450.2982 | 0.00661 | 441.2578 | 0.0014435 | 441.2577 | 0.29667 | 440.6383 | 0.0095334 | 441.2578 | 0.00054831 | 441.2578 | 0.0038287 | 438.2033 | 0.0014327 | 441.2577 | 0.00029436 | 440.6383 | 0.0013 | 440.1451 | 0 | 439.5292 | 0.00145 | 439.7336 | 0.0035922
| 441.478 | 0.03741 | 438.4198 | 0.72921 | 438.42 | 0.88176 | 441.4779 | 0.70889 | 438.4198 | 0.04897 | 441.4779 | 0.0058497 | 450.5186 | 0.00509 | 441.4779 | 0.00050105 | 441.478 | 0.29746 | 440.8585 | 0.0073275 | 441.4779 | 0 | 441.4779 | 0.0030356 | 438.4198 | -0.0050274 | 441.4779 | -0.00031248 | 440.8585 | -0.00134 | 440.3647 | 0 | 439.7509 | -0.00068203 | 439.9534 | 0.00017247
| 441.6982 | 0.03886 | 438.6363 | 0.71056 | 438.64 | 0.89426 | 441.6982 | 0.72332 | 438.6363 | 0.048751 | 441.6982 | 0.0091973 | 450.7389 | 0.00684 | 441.6982 | 0.0017102 | 441.6982 | 0.29661 | 441.0788 | 0.0096482 | 441.6982 | 0.00088827 | 441.6982 | 0.0034363 | 438.6363 | 0.0020788 | 441.6981 | 0.00043304 | 441.0788 | 0.00073351 | 440.5842 | 0 | 439.9727 | 0.00123 | 440.1732 | 0.0034576
| 441.9184 | 0.03537 | 438.8529 | 0.69878 | 438.85 | 0.90681 | 441.9184 | 0.7365 | 438.8529 | 0.050546 | 441.9184 | 0.0068747 | 450.9593 | 0.00513 | 441.9184 | 0 | 441.9184 | 0.29667 | 441.2992 | 0.007497 | 441.9184 | 0 | 441.9184 | 0.0028984 | 438.8529 | 0.001666 | 441.9184 | -0.00044132 | 441.2991 | -0.00038544 | 440.8038 | 0 | 440.1945 | -0.00099986 | 440.3931 | 0.00018799
| 442.1386 | 0.03623 | 439.0694 | 0.6799 | 439.07 | 0.922 | 442.1386 | 0.75072 | 439.0694 | 0.053389 | 442.1386 | 0.0076117 | 451.1798 | 0.00691 | 442.1386 | 0.0012445 | 442.1386 | 0.29921 | 441.5195 | 0.0086026 | 442.1386 | 0.00070784 | 442.1386 | 0.0031897 | 439.0694 | 0.00081938 | 442.1386 | 0.00030378 | 441.5195 | 0.00053302 | 441.0234 | 0 | 440.4164 | 0.00112 | 440.613 | 0.0037377
| 442.3589 | 0.03403 | 439.286 | 0.66483 | 439.29 | 0.93204 | 442.3589 | 0.75871 | 439.286 | 0.056538 | 442.3589 | 0.0066661 | 451.4001 | 0.00558 | 442.3589 | 0.00037409 | 442.3589 | 0.29523 | 441.7398 | 0.0055568 | 442.3589 | 0 | 442.3589 | 0.0028107 | 439.286 | 9.2825e-05 | 442.3589 | -0.00037309 | 441.7398 | -0.00153 | 441.243 | 0 | 440.6381 | -0.00078744 | 440.8329 | 0.00046033
| 442.5791 | 0.03441 | 439.5025 | 0.64856 | 439.5 | 0.94487 | 442.5791 | 0.77294 | 439.5025 | 0.058635 | 442.5791 | 0.009452 | 451.6206 | 0.00745 | 442.5791 | 0.0019987 | 442.5791 | 0.29946 | 441.9602 | 0.0099005 | 442.5791 | 0.0010118 | 442.5791 | 0.0034175 | 439.5025 | -0.00093795 | 442.5791 | 0.00030322 | 441.9602 | 0.00099314 | 441.4626 | 0 | 440.86 | 0.00119 | 441.0527 | 0.0032251
| 442.7994 | 0.03261 | 439.7191 | 0.63475 | 439.72 | 0.94724 | 442.7994 | 0.78979 | 439.7191 | 0.058558 | 442.7994 | 0.0084815 | 451.841 | 0.0059 | 442.7994 | 0.00028359 | 442.7994 | 0.3012 | 442.1805 | 0.0075217 | 442.7994 | 0 | 442.7994 | 0.0030097 | 439.7191 | 0.002394 | 442.7994 | -0.00043354 | 442.1805 | -0.00191 | 441.6823 | 0 | 441.0818 | -0.00056522 | 441.2726 | 4.324e-05
| 443.0197 | 0.0337 | 439.9357 | 0.62184 | 439.94 | 0.96234 | 443.0197 | 0.81119 | 439.9357 | 0.060867 | 443.0197 | 0.010027 | 452.0615 | 0.00763 | 443.0197 | 0.0014854 | 443.0197 | 0.30465 | 442.4009 | 0.0098582 | 443.0197 | 0.00098989 | 443.0197 | 0.0038535 | 439.9357 | 0.0046821 | 443.0197 | 0.00041198 | 442.4009 | 0.0007952 | 441.9019 | 0 | 441.3037 | 0.00131 | 441.4926 | 0.0035058
| 443.24 | 0.03095 | 440.1523 | 0.605 | 440.15 | 0.96487 | 443.24 | 0.82736 | 440.1523 | 0.060905 | 443.24 | 0.0093348 | 452.2819 | 0.00637 | 443.24 | 0.00041945 | 443.24 | 0.30774 | 442.6213 | 0.0063182 | 443.24 | 0 | 443.24 | 0.0027088 | 440.1523 | -0.0010945 | 443.24 | -0.00037508 | 442.6213 | -0.00092692 | 442.1215 | 0 | 441.5256 | -0.00091155 | 441.7125 | 0.00017383
| 443.4603 | 0.03176 | 440.369 | 0.59474 | 440.37 | 0.97488 | 443.4603 | 0.83992 | 440.369 | 0.064556 | 443.4603 | 0.0099338 | 452.5024 | 0.0083 | 443.4603 | 0.000694 | 443.4603 | 0.31128 | 442.8417 | 0.0072469 | 443.4603 | 0.00079103 | 443.4603 | 0.0034135 | 440.369 | 0.0010933 | 443.4603 | 0.00018141 | 442.8417 | 0.00079048 | 442.3412 | 0 | 441.7475 | 0.00104 | 441.9324 | 0.003173
| 443.6806 | 0.02791 | 440.5856 | 0.57547 | 440.59 | 0.9776 | 443.6806 | 0.83788 | 440.5856 | 0.065518 | 443.6806 | 0.0082889 | 452.7229 | 0.00668 | 443.6806 | 0 | 443.6806 | 0.3054 | 443.0622 | 0.0051825 | 443.6806 | 0 | 443.6806 | 0.002588 | 440.5856 | 0.00037739 | 443.6806 | -0.00044155 | 443.0622 | -0.00095148 | 442.5609 | 0 | 441.9694 | -0.00096119 | 442.1523 | 0.00030662
| 443.901 | 0.02948 | 440.8022 | 0.56741 | 440.8 | 0.98748 | 443.901 | 0.83834 | 440.8022 | 0.067863 | 443.901 | 0.011037 | 452.9434 | 0.0087 | 443.901 | 0.0012102 | 443.901 | 0.30432 | 443.2826 | 0.0074264 | 443.901 | 0.00024719 | 443.901 | 0.003003 | 440.8022 | -0.00019132 | 443.901 | 0.00028952 | 443.2826 | 0.00046349 | 442.7805 | 0 | 442.1913 | 0.0011 | 442.3723 | 0.003357
| 444.1213 | 0.02636 | 441.0189 | 0.54892 | 441.02 | 0.98512 | 444.1213 | 0.83731 | 441.0189 | 0.06933 | 444.1213 | 0.0093426 | 453.1639 | 0.00744 | 444.1213 | 0.00044969 | 444.1213 | 0.29843 | 443.5031 | 0.0054535 | 444.1213 | 0 | 444.1213 | 0.0024209 | 441.0189 | -0.0025171 | 444.1213 | -0.00052441 | 443.503 | -0.00188 | 443.0002 | 0 | 442.4132 | -0.00072739 | 442.5923 | 9.9772e-05
| 444.3417 | 0.02766 | 441.2355 | 0.53859 | 441.24 | 0.99258 | 444.3417 | 0.83825 | 441.2355 | 0.073614 | 444.3417 | 0.012269 | 453.3844 | 0.00952 | 444.3417 | 0.0017568 | 444.3417 | 0.29705 | 443.7235 | 0.0072924 | 444.3417 | 0.0010376 | 444.3417 | 0.002213 | 441.2355 | 0.00022224 | 444.3417 | 0.00043472 | 443.7235 | 0.00148 | 443.2199 | 0 | 442.6351 | 0.00105 | 442.8123 | 0.0034792
| 444.5621 | 0.02437 | 441.4522 | 0.52438 | 441.45 | 0.99504 | 444.5621 | 0.83719 | 441.4522 | 0.073764 | 444.5621 | 0.009615 | 453.6049 | 0.00792 | 444.5621 | 0.0002419 | 444.5621 | 0.29135 | 443.944 | 0.0064292 | 444.5621 | 0 | 444.5621 | 0.0017556 | 441.4522 | -0.0027149 | 444.5621 | -0.00054429 | 443.944 | -0.00168 | 443.4396 | 0 | 442.8571 | -0.00091864 | 443.0323 | 3.4254e-05
| 444.7825 | 0.02513 | 441.6689 | 0.51152 | 441.67 | 0.99264 | 444.7825 | 0.84074 | 441.6689 | 0.078824 | 444.7825 | 0.012316 | 453.8254 | 0.00964 | 444.7825 | 0.0014777 | 444.7825 | 0.29237 | 444.1645 | 0.0074127 | 444.7825 | 0.00058139 | 444.7825 | 0.0021808 | 441.6689 | 0.0018067 | 444.7825 | 0.00024942 | 444.1645 | 0.00112 | 443.6593 | 0 | 443.079 | 0.00139 | 443.2523 | 0.002992
| 445.0029 | 0.02321 | 441.8856 | 0.49826 | 441.89 | 0.99271 | 445.0029 | 0.85766 | 441.8856 | 0.079576 | 445.0029 | 0.01057 | 454.046 | 0.0085 | 445.0029 | 0.00074008 | 445.0029 | 0.28844 | 444.385 | 0.0042102 | 445.0029 | 0 | 445.0029 | 0.0016738 | 441.8856 | 0.0025061 | 445.0029 | -0.00045247 | 444.385 | -0.00092811 | 443.879 | 0 | 443.301 | -0.00109 | 443.4723 | -6.3376e-05
| 445.2233 | 0.02412 | 442.1023 | 0.48762 | 442.1 | 0.99747 | 445.2233 | 0.86583 | 442.1023 | 0.081696 | 445.2233 | 0.014106 | 454.2665 | 0.01022 | 445.2233 | 0.0017489 | 445.2233 | 0.29519 | 444.6055 | 0.0054168 | 445.2233 | 0.0014109 | 445.2233 | 0.0029063 | 442.1023 | 0.0013975 | 445.2233 | 0.00024107 | 444.6055 | 0.00052921 | 444.0988 | 0 | 443.523 | 0.0012 | 443.6923 | 0.0031492
| 445.4438 | 0.02109 | 442.319 | 0.48095 | 442.32 | 0.99523 | 445.4438 | 0.87057 | 442.319 | 0.086108 | 445.4438 | 0.011504 | 454.4871 | 0.00906 | 445.4438 | 0.00038931 | 445.4438 | 0.28929 | 444.8261 | 0.0032931 | 445.4438 | 0 | 445.4438 | 0.0019241 | 442.319 | 0.00029448 | 445.4438 | -0.0003208 | 444.8261 | -0.00151 | 444.3185 | 0 | 443.745 | -0.00102 | 443.9123 | 0.00024032
| 445.6642 | 0.0226 | 442.5358 | 0.46602 | 442.54 | 1 | 445.6642 | 0.88562 | 442.5358 | 0.088704 | 445.6642 | 0.015084 | 454.7077 | 0.01086 | 445.6642 | 0.0013469 | 445.6642 | 0.29309 | 445.0466 | 0.0057472 | 445.6642 | 0.0010307 | 445.6642 | 0.002669 | 442.5358 | 0.0018538 | 445.6642 | 0.00034441 | 445.0466 | 0.00071752 | 444.5383 | 0 | 443.967 | 0.00125 | 444.1324 | 0.0032974
| 445.8847 | 0.02095 | 442.7525 | 0.45323 | 442.75 | 0.98506 | 445.8847 | 0.90251 | 442.7525 | 0.092019 | 445.8847 | 0.013355 | 454.9283 | 0.0095 | 445.8847 | 0 | 445.8847 | 0.28946 | 445.2672 | 0.0036293 | 445.8847 | 0 | 445.8847 | 0.0022496 | 442.7525 | -0.0013127 | 445.8847 | -0.00042432 | 445.2672 | -0.00114 | 444.758 | 0 | 444.189 | -0.00084951 | 444.3524 | 6.7865e-05
| 446.1051 | 0.02224 | 442.9693 | 0.44518 | 442.97 | 0.98237 | 446.1051 | 0.92979 | 442.9693 | 0.096324 | 446.1051 | 0.014898 | 455.1489 | 0.01119 | 446.1052 | 0.0015796 | 446.1051 | 0.29915 | 445.4878 | 0.0050566 | 446.1051 | 0.00054891 | 446.1052 | 0.002691 | 442.9693 | 0.0034255 | 446.1052 | 0.00030704 | 445.4878 | 0.00152 | 444.9778 | 0 | 444.411 | 0.00119 | 444.5725 | 0.0032123
| 446.3256 | 0.01939 | 443.186 | 0.43801 | 443.19 | 0.98497 | 446.3256 | 0.94902 | 443.186 | 0.09435 | 446.3256 | 0.014666 | 455.3695 | 0.00991 | 446.3257 | 0.00051917 | 446.3256 | 0.29749 | 445.7084 | 0.0027693 | 446.3256 | 0 | 446.3257 | 0.0020246 | 443.186 | -0.00077427 | 446.3256 | -0.00041818 | 445.7084 | -0.00050461 | 445.1976 | 0 | 444.6331 | -0.00090275 | 444.7926 | 0.00039761
| 446.5462 | 0.02105 | 443.4028 | 0.42673 | 443.4 | 0.97733 | 446.5461 | 0.96014 | 443.4028 | 0.098083 | 446.5461 | 0.016729 | 455.5901 | 0.01169 | 446.5461 | 0.0016781 | 446.5462 | 0.29826 | 445.929 | 0.0065256 | 446.5461 | 0.0013908 | 446.5461 | 0.0025821 | 443.4028 | 0.0035908 | 446.5461 | 0.00021518 | 445.929 | 0.00037833 | 445.4174 | 0 | 444.8551 | 0.00121 | 445.0127 | 0.0029247
| 446.7667 | 0.01847 | 443.6196 | 0.42003 | 443.62 | 0.96971 | 446.7667 | 0.97465 | 443.6196 | 0.099074 | 446.7667 | 0.015785 | 455.8108 | 0.0106 | 446.7667 | 0.00037198 | 446.7667 | 0.30038 | 446.1496 | 0.0031005 | 446.7667 | 0 | 446.7667 | 0.0021396 | 443.6196 | 0.00067023 | 446.7667 | -0.00036651 | 446.1496 | -0.00133 | 445.6372 | 0 | 445.0772 | -0.0007048 | 445.2328 | -6.3952e-05
| 446.9872 | 0.02049 | 443.8364 | 0.41066 | 443.84 | 0.96479 | 446.9872 | 0.9974 | 443.8364 | 0.10775 | 446.9872 | 0.019159 | 456.0314 | 0.01237 | 446.9872 | 0.0025786 | 446.9872 | 0.30371 | 446.3702 | 0.0058345 | 446.9872 | 0.0018525 | 446.9872 | 0.0028668 | 443.8364 | 0.0040575 | 446.9872 | 0.00032609 | 446.3702 | 0.00155 | 445.857 | 0 | 445.2993 | 0.0009376 | 445.4529 | 0.0032728
| 447.2077 | 0.01803 | 444.0532 | 0.40259 | 444.05 | 0.94687 | 447.2077 | 1 | 444.0532 | 0.10475 | 447.2077 | 0.016912 | 456.2521 | 0.01121 | 447.2077 | 0.00020594 | 447.2077 | 0.30114 | 446.5909 | 0.0037791 | 447.2077 | 0 | 447.2077 | 0.0016957 | 444.0532 | -0.0023213 | 447.2077 | -0.00062761 | 446.5909 | -0.00137 | 446.0768 | 0 | 445.5214 | -0.0009733 | 445.673 | 0.00040481
| 447.4283 | 0.01866 | 444.2701 | 0.3939 | 444.27 | 0.94966 | 447.4283 | 0.99441 | 444.2701 | 0.11151 | 447.4283 | 0.020015 | 456.4728 | 0.01323 | 447.4283 | 0.0021159 | 447.4283 | 0.29622 | 446.8116 | 0.0071982 | 447.4283 | 0.00084707 | 447.4283 | 0.0021724 | 444.2701 | 0.0039522 | 447.4283 | 0.00033571 | 446.8116 | 0.00116 | 446.2967 | 0 | 445.7435 | 0.00107 | 445.8931 | 0.0031364
| 447.6489 | 0.01551 | 444.4869 | 0.38616 | 444.49 | 0.93436 | 447.6489 | 0.97431 | 444.4869 | 0.11424 | 447.6489 | 0.019096 | 456.6934 | 0.01209 | 447.6489 | 0.00062114 | 447.6489 | 0.28503 | 447.0322 | 0.0036282 | 447.6489 | 0 | 447.6489 | 0.0014137 | 444.4869 | -0.0035728 | 447.6489 | -0.00062037 | 447.0322 | -0.00064251 | 446.5165 | 0 | 445.9656 | -0.00096629 | 446.1133 | -0.00010935
| 447.8695 | 0.01738 | 444.7037 | 0.37744 | 444.7 | 0.92675 | 447.8695 | 0.96429 | 444.7037 | 0.11804 | 447.8695 | 0.020436 | 456.9141 | 0.01399 | 447.8694 | 0.0019698 | 447.8695 | 0.28159 | 447.2529 | 0.005092 | 447.8695 | 0.0009943 | 447.8694 | 0.00206 | 444.7037 | -0.00097635 | 447.8694 | 0.00027456 | 447.2529 | 0.00166 | 446.7364 | 0 | 446.1877 | 0.00119 | 446.3334 | 0.0033043
| 448.0901 | 0.01387 | 444.9206 | 0.36918 | 444.92 | 0.90647 | 448.0901 | 0.95233 | 444.9206 | 0.11961 | 448.0901 | 0.017555 | 457.1348 | 0.01266 | 448.0901 | 0.00035877 | 448.0901 | 0.27306 | 447.4736 | 0.001778 | 448.0901 | 0 | 448.0901 | 0.0015968 | 444.9206 | -0.00072341 | 448.0901 | -0.00050688 | 447.4736 | -0.00078862 | 446.9562 | 0 | 446.4099 | -0.0006554 | 446.5536 | -2.4231e-06
| 448.3107 | 0.01618 | 445.1375 | 0.35989 | 445.14 | 0.894 | 448.3107 | 0.95198 | 445.1375 | 0.12308 | 448.3107 | 0.021388 | 457.3555 | 0.01489 | 448.3107 | 0.0021104 | 448.3107 | 0.27567 | 447.6944 | 0.0059839 | 448.3107 | 0.0010655 | 448.3107 | 0.0026738 | 445.1375 | 0.00024664 | 448.3107 | 0.00025417 | 447.6944 | 0.0008349 | 447.1761 | 0 | 446.632 | 0.00116 | 446.7738 | 0.0029244
| 448.5313 | 0.01325 | 445.3544 | 0.35452 | 445.35 | 0.88383 | 448.5313 | 0.9475 | 445.3544 | 0.12689 | 448.5313 | 0.020243 | 457.5763 | 0.01365 | 448.5313 | 0.00061437 | 448.5313 | 0.26986 | 447.9151 | 0.0030322 | 448.5313 | 0 | 448.5313 | 0.0012427 | 445.3544 | -0.00098556 | 448.5313 | -0.0004185 | 447.9151 | -0.0012 | 447.396 | 0 | 446.8542 | -0.00079597 | 446.994 | 0.00024331
| 448.7519 | 0.01541 | 445.5713 | 0.34962 | 445.57 | 0.87371 | 448.7519 | 0.95654 | 445.5713 | 0.13398 | 448.7519 | 0.022615 | 457.797 | 0.01576 | 448.752 | 0.0017243 | 448.7519 | 0.27131 | 448.1359 | 0.0057728 | 448.7519 | 0.00071289 | 448.752 | 0.0021542 | 445.5713 | 0.0036655 | 448.752 | 0.00014898 | 448.1359 | 0.00161 | 447.6159 | 0 | 447.0764 | 0.0014 | 447.2142 | 0.0034147
| 448.9726 | 0.01289 | 445.7882 | 0.3413 | 445.79 | 0.85615 | 448.9726 | 0.96375 | 445.7882 | 0.13462 | 448.9726 | 0.022731 | 458.0178 | 0.01413 | 448.9726 | 0.0007423 | 448.9726 | 0.26689 | 448.3566 | 0.0029744 | 448.9726 | 0 | 448.9726 | 0.0013016 | 445.7882 | 0.00072038 | 448.9726 | -0.00053987 | 448.3566 | -0.0008538 | 447.8358 | 0 | 447.2985 | -0.00074193 | 447.4344 | 0.00011719
| 449.1933 | 0.01491 | 446.0051 | 0.33472 | 446.01 | 0.84854 | 449.1933 | 0.95891 | 446.0051 | 0.14129 | 449.1933 | 0.026012 | 458.2385 | 0.01668 | 449.1933 | 0.0025275 | 449.1933 | 0.26842 | 448.5774 | 0.0066438 | 449.1933 | 0.00062823 | 449.1933 | 0.0016187 | 446.0051 | 0.0017004 | 449.1933 | 0.00038546 | 448.5774 | 0.00101 | 448.0557 | 0 | 447.5208 | 0.00135 | 447.6546 | 0.0030686
| 449.4139 | 0.0118 | 446.222 | 0.328 | 446.22 | 0.83587 | 449.4139 | 0.94511 | 446.222 | 0.14089 | 449.4139 | 0.023955 | 458.4593 | 0.01583 | 449.4139 | 0.00060081 | 449.4139 | 0.26104 | 448.7982 | 0.0035879 | 449.4139 | 0 | 449.4139 | 0.0013754 | 446.222 | -0.0039052 | 449.4139 | -0.00042501 | 448.7982 | -0.00036886 | 448.2757 | 0 | 447.743 | -0.0008424 | 447.8749 | 0.00017165
| 449.6346 | 0.01481 | 446.439 | 0.32066 | 446.44 | 0.81825 | 449.6346 | 0.94099 | 446.439 | 0.14765 | 449.6346 | 0.028506 | 458.68 | 0.01758 | 449.6346 | 0.0027571 | 449.6346 | 0.25646 | 449.019 | 0.0060957 | 449.6346 | 0.001855 | 449.6346 | 0.0018803 | 446.439 | 0.0014107 | 449.6346 | 0.00032402 | 449.019 | 0.00072872 | 448.4956 | 0 | 447.9652 | 0.00125 | 448.0951 | 0.0030419
| 449.8553 | 0.01157 | 446.6559 | 0.31527 | 446.66 | 0.80577 | 449.8553 | 0.934 | 446.6559 | 0.15352 | 449.8553 | 0.026644 | 458.9008 | 0.01658 | 449.8553 | 0.00075296 | 449.8553 | 0.2554 | 449.2398 | 0.002494 | 449.8553 | 0 | 449.8553 | 0.0015419 | 446.6559 | 0.0013405 | 449.8553 | -0.0004068 | 449.2398 | -0.00082398 | 448.7155 | 0 | 448.1874 | -0.00085671 | 448.3154 | -0.00046964
| 450.0761 | 0.01211 | 446.8729 | 0.3094 | 446.87 | 0.79298 | 450.0761 | 0.92959 | 446.8729 | 0.15676 | 450.0761 | 0.028549 | 459.1216 | 0.01832 | 450.076 | 0.0021402 | 450.0761 | 0.25013 | 449.4607 | 0.0042028 | 450.0761 | 0.0011949 | 450.076 | 0.0017164 | 446.8729 | 7.7574e-06 | 450.0761 | 0.00031365 | 449.4606 | 5.028e-05 | 448.9355 | 0 | 448.4097 | 0.00108 | 448.5356 | 0.0032001
| 450.2968 | 0.00979 | 447.0898 | 0.30225 | 447.09 | 0.7677 | 450.2968 | 0.91439 | 447.0898 | 0.1595 | 450.2968 | 0.028397 | 459.3425 | 0.01764 | 450.2968 | 0.00063625 | 450.2968 | 0.24729 | 449.6815 | 0.0022163 | 450.2968 | 0 | 450.2968 | 0.0012503 | 447.0898 | -0.0022778 | 450.2968 | -0.00040708 | 449.6815 | -0.00193 | 449.1555 | 0 | 448.632 | -0.00097821 | 448.7559 | 8.6114e-05
| 450.5175 | 0.01218 | 447.3068 | 0.29408 | 447.31 | 0.75504 | 450.5175 | 0.9056 | 447.3069 | 0.16598 | 450.5175 | 0.03084 | 459.5633 | 0.01964 | 450.5175 | 0.0021765 | 450.5175 | 0.24643 | 449.9024 | 0.004049 | 450.5175 | 8.3188e-05 | 450.5175 | 0.0019694 | 447.3069 | -1.6923e-05 | 450.5176 | 0.00012279 | 449.9024 | 0.0017 | 449.3755 | 0 | 448.8542 | 0.00127 | 448.9762 | 0.003011
| 450.7383 | 0.00969 | 447.5238 | 0.28997 | 447.52 | 0.74502 | 450.7383 | 0.89003 | 447.5238 | 0.16877 | 450.7383 | 0.029877 | 459.7841 | 0.01874 | 450.7383 | 0.00090397 | 450.7383 | 0.23899 | 450.1232 | 0.0027696 | 450.7383 | 0 | 450.7383 | 0.00073531 | 447.5238 | -0.0012728 | 450.7383 | -0.00042475 | 450.1232 | -0.00239 | 449.5954 | 0 | 449.0765 | -0.00060073 | 449.1965 | 5.0707e-05
| 450.9591 | 0.01095 | 447.7408 | 0.28251 | 447.74 | 0.72471 | 450.9591 | 0.88525 | 447.7408 | 0.17331 | 450.9591 | 0.032982 | 460.005 | 0.02126 | 450.9591 | 0.0024604 | 450.9591 | 0.24017 | 450.3441 | 0.0036293 | 450.9591 | 0.0012315 | 450.9591 | 0.0017314 | 447.7408 | 0.0033306 | 450.9591 | 0.00043887 | 450.3441 | 0.00145 | 449.8154 | 0 | 449.2988 | 0.00134 | 449.4168 | 0.0027874
| 451.1799 | 0.00894 | 447.9579 | 0.28004 | 447.96 | 0.71466 | 451.1799 | 0.86886 | 447.9579 | 0.17728 | 451.1799 | 0.031256 | 460.2258 | 0.02007 | 451.1799 | 0.00068277 | 451.1799 | 0.22676 | 450.565 | 0.0029172 | 451.1799 | 0 | 451.1799 | 0.0011907 | 447.9579 | -0.0013181 | 451.1799 | -0.00060071 | 450.565 | -0.00157 | 450.0354 | 0 | 449.5211 | -0.00075929 | 449.6371 | 0.000149
| 451.4007 | 0.01093 | 448.1749 | 0.27325 | 448.17 | 0.69698 | 451.4007 | 0.86057 | 448.1749 | 0.1877 | 451.4007 | 0.034874 | 460.4467 | 0.02226 | 451.4007 | 0.0029131 | 451.4007 | 0.22753 | 450.786 | 0.0043671 | 451.4007 | 0.00069277 | 451.4007 | 0.0019254 | 448.1749 | 0.00068945 | 451.4007 | 0.00021817 | 450.786 | 0.00136 | 450.2555 | 0 | 449.7435 | 0.00125 | 449.8575 | 0.0028524
| 451.6215 | 0.00896 | 448.392 | 0.26548 | 448.39 | 0.67439 | 451.6215 | 0.84499 | 448.392 | 0.18801 | 451.6215 | 0.034538 | 460.6676 | 0.02096 | 451.6215 | 0.0012197 | 451.6215 | 0.21981 | 451.0069 | 0.0018319 | 451.6215 | 0 | 451.6215 | 0.0012621 | 448.392 | -0.0028052 | 451.6215 | -0.00036355 | 451.0069 | -0.00196 | 450.4755 | 0 | 449.9658 | -0.00086397 | 450.0779 | 7.086e-05
| 451.8423 | 0.01056 | 448.609 | 0.26207 | 448.61 | 0.66924 | 451.8423 | 0.83222 | 448.609 | 0.19458 | 451.8423 | 0.037903 | 460.8885 | 0.023 | 451.8423 | 0.0025238 | 451.8423 | 0.22062 | 451.2278 | 0.0042148 | 451.8423 | 0.00145 | 451.8423 | 0.0020354 | 448.609 | 0.00030111 | 451.8423 | 0.00026916 | 451.2278 | 0.0012 | 450.6955 | 0 | 450.1882 | 0.00132 | 450.2982 | 0.0030545
| 452.0632 | 0.00782 | 448.8261 | 0.25531 | 448.83 | 0.64905 | 452.0632 | 0.81799 | 448.8261 | 0.20071 | 452.0632 | 0.037539 | 461.1094 | 0.02215 | 452.0631 | 0.0010085 | 452.0632 | 0.21125 | 451.4488 | 0.0012126 | 452.0632 | 0 | 452.0631 | 0.0010935 | 448.8261 | -0.0026158 | 452.0631 | -0.00035323 | 451.4488 | -0.00066974 | 450.9156 | 0 | 450.4105 | -0.00089593 | 450.5186 | -1.2325e-05
| 452.284 | 0.01007 | 449.0432 | 0.24744 | 449.04 | 0.63386 | 452.284 | 0.80271 | 449.0432 | 0.20538 | 452.284 | 0.040918 | 461.3303 | 0.02465 | 452.284 | 0.0034053 | 452.284 | 0.20811 | 451.6698 | 0.0038484 | 452.284 | 0.00085315 | 452.284 | 0.0016846 | 449.0432 | 0.0026308 | 452.284 | 0.00032517 | 451.6698 | 0.00136 | 451.1356 | 0 | 450.6329 | 0.00132 | 450.739 | 0.0025568
| 452.5049 | 0.00754 | 449.2602 | 0.24519 | 449.26 | 0.6187 | 452.5049 | 0.78259 | 449.2603 | 0.21306 | 452.5049 | 0.040213 | 461.5512 | 0.02402 | 452.5049 | 0.0014412 | 452.5049 | 0.20594 | 451.8908 | 0.0021694 | 452.5049 | 0 | 452.5049 | 0.00083875 | 449.2603 | -0.005477 | 452.5049 | -0.00050976 | 451.8908 | -0.00117 | 451.3557 | 0 | 450.8553 | -0.00077477 | 450.9594 | 0.00028668
| 452.7258 | 0.00907 | 449.4774 | 0.24025 | 449.48 | 0.60612 | 452.7258 | 0.7694 | 449.4774 | 0.2238 | 452.7258 | 0.041889 | 461.7722 | 0.02602 | 452.7258 | 0.0025114 | 452.7258 | 0.20212 | 452.1118 | 0.005051 | 452.7258 | 0.0019912 | 452.7258 | 0.0016146 | 449.4774 | 0.0035249 | 452.7258 | 0.00030112 | 452.1118 | 0.0003342 | 451.5758 | 0 | 451.0777 | 0.00125 | 451.1797 | 0.0028945
| 452.9467 | 0.00694 | 449.6945 | 0.23303 | 449.69 | 0.58597 | 452.9467 | 0.74821 | 449.6945 | 0.22203 | 452.9467 | 0.042617 | 461.9931 | 0.02562 | 452.9467 | 0.0011923 | 452.9467 | 0.19423 | 452.3328 | 0.0013106 | 452.9467 | 0 | 452.9467 | 0.00045297 | 449.6945 | -0.0020616 | 452.9467 | -0.00072875 | 452.3328 | -0.00097402 | 451.7959 | 0 | 451.3001 | -0.00095675 | 451.4001 | -0.00016667
| 453.1676 | 0.00873 | 449.9116 | 0.22806 | 449.91 | 0.57842 | 453.1676 | 0.73313 | 449.9116 | 0.22811 | 453.1676 | 0.045625 | 462.214 | 0.02765 | 453.1676 | 0.0030571 | 453.1676 | 0.19367 | 452.5538 | 0.0020683 | 453.1676 | 0.0013815 | 453.1676 | 0.0017535 | 449.9116 | 0.0008252 | 453.1676 | 0.00017994 | 452.5538 | 0.00169 | 452.016 | 0 | 451.5225 | 0.00132 | 451.6206 | 0.0027809
| 453.3885 | 0.00713 | 450.1287 | 0.22296 | 450.13 | 0.56585 | 453.3885 | 0.70615 | 450.1287 | 0.23499 | 453.3885 | 0.045406 | 462.435 | 0.02649 | 453.3885 | 0.0017215 | 453.3885 | 0.18229 | 452.7749 | 0.0032973 | 453.3885 | 0 | 453.3885 | 0.00029402 | 450.1287 | 0.001135 | 453.3885 | -0.00042233 | 452.7749 | -0.00016112 | 452.2361 | 0 | 451.745 | -0.00077489 | 451.841 | -0.00036775
| 453.6094 | 0.00788 | 450.3459 | 0.21664 | 450.35 | 0.54554 | 453.6094 | 0.68639 | 450.3459 | 0.24047 | 453.6094 | 0.047147 | 462.656 | 0.0293 | 453.6094 | 0.0026372 | 453.6094 | 0.18194 | 452.9959 | 0.0024797 | 453.6094 | 0.00024698 | 453.6094 | 0.0019688 | 450.3459 | 0.0016672 | 453.6094 | 0.00026796 | 452.9959 | 0.0015 | 452.4562 | 0 | 451.9674 | 0.00123 | 452.0615 | 0.0029751
| 453.8304 | 0.00575 | 450.563 | 0.21219 | 450.56 | 0.53805 | 453.8304 | 0.66585 | 450.563 | 0.24925 | 453.8304 | 0.046467 | 462.877 | 0.02879 | 453.8304 | 0.0015436 | 453.8304 | 0.17355 | 453.217 | 0.0024676 | 453.8304 | 0 | 453.8304 | 0.00089083 | 450.563 | -0.0018848 | 453.8304 | -0.00068045 | 453.217 | -0.00116 | 452.6763 | 0 | 452.1898 | -0.00084684 | 452.2819 | -6.2643e-05
| 454.0513 | 0.00811 | 450.7802 | 0.20545 | 450.78 | 0.52544 | 454.0513 | 0.65447 | 450.7802 | 0.25686 | 454.0513 | 0.051015 | 463.098 | 0.03175 | 454.0513 | 0.0037882 | 454.0513 | 0.17528 | 453.4381 | 0.0044883 | 454.0513 | 0.00095192 | 454.0513 | 0.0013308 | 450.7802 | -0.00054871 | 454.0513 | 0.00028157 | 453.4381 | 0.00111 | 452.8965 | 0 | 452.4123 | 0.00133 | 452.5024 | 0.0027245
| 454.2723 | 0.00556 | 450.9974 | 0.20311 | 451 | 0.5026 | 454.2723 | 0.63443 | 450.9974 | 0.26159 | 454.2723 | 0.051251 | 463.319 | 0.03107 | 454.2723 | 0.0018337 | 454.2723 | 0.16837 | 453.6592 | 0.0011518 | 454.2723 | 0 | 454.2723 | 0.00034093 | 450.9974 | -0.0012675 | 454.2723 | -0.00063663 | 453.6592 | -0.00084842 | 453.1166 | 0 | 452.6348 | -0.00092981 | 452.7229 | 0.00014695
| 454.4933 | 0.0086 | 451.2146 | 0.19896 | 451.21 | 0.50007 | 454.4933 | 0.62439 | 451.2146 | 0.2706 | 454.4933 | 0.055227 | 463.54 | 0.03355 | 454.4933 | 0.0038894 | 454.4933 | 0.17071 | 453.8803 | 0.0044915 | 454.4933 | 0.0017367 | 454.4933 | 0.00077656 | 451.2146 | 0.0032611 | 454.4933 | 0.00045058 | 453.8803 | 0.00151 | 453.3368 | 0 | 452.8573 | 0.00122 | 452.9434 | 0.0027545
| 454.7143 | 0.00468 | 451.4318 | 0.19355 | 451.43 | 0.48491 | 454.7143 | 0.60257 | 451.4318 | 0.27583 | 454.7143 | 0.052439 | 463.7611 | 0.03531 | 454.7143 | 0.0015631 | 454.7143 | 0.16339 | 454.1015 | 0.00036539 | 454.7143 | 0 | 454.7143 | 0.0013373 | 451.4318 | -0.0016194 | 454.7143 | -0.00051723 | 454.1015 | -0.0014 | 453.5569 | 0 | 453.0798 | -0.00086792 | 453.1639 | 6.4599e-05
| 454.9353 | 0.00737 | 451.649 | 0.18938 | 451.65 | 0.4749 | 454.9353 | 0.59264 | 451.649 | 0.28369 | 454.9353 | 0.059026 | 463.9821 | 0.03461 | 454.9353 | 0.0042577 | 454.9353 | 0.15798 | 454.3226 | 0.0047033 | 454.9353 | 0.001456 | 454.9353 | 0.0017298 | 451.649 | 0.00063132 | 454.9353 | 0.00045035 | 454.3226 | 0.00147 | 453.7771 | 0 | 453.3023 | 0.00142 | 453.3844 | 0.0026275
| 455.1563 | 0.00631 | 451.8662 | 0.18542 | 451.87 | 0.46479 | 455.1563 | 0.57337 | 451.8662 | 0.29008 | 455.1563 | 0.058832 | 464.2032 | 0.03756 | 455.1563 | 0.0028002 | 455.1563 | 0.1527 | 454.5438 | 0.0011582 | 455.1563 | 0 | 455.1563 | 0.00089102 | 451.8662 | -0.0021442 | 455.1563 | -0.00034764 | 454.5438 | -0.0003556 | 453.9973 | 0 | 453.5249 | -0.00094147 | 453.6049 | 0.00011925
| 455.3774 | 0.00702 | 452.0835 | 0.17861 | 452.08 | 0.45209 | 455.3774 | 0.5553 | 452.0835 | 0.29878 | 455.3774 | 0.060838 | 464.4242 | 0.03739 | 455.3774 | 0.0036461 | 455.3774 | 0.15187 | 454.7649 | 0.0026981 | 455.3774 | 0.00073981 | 455.3774 | 0.0015475 | 452.0835 | 0.00072093 | 455.3774 | 0.00033995 | 454.7649 | 0.00102 | 454.2175 | 0 | 453.7474 | 0.00155 | 453.8254 | 0.0024218
| 455.5985 | 0.00413 | 452.3007 | 0.17482 | 452.3 | 0.44208 | 455.5984 | 0.53312 | 452.3008 | 0.30391 | 455.5984 | 0.060604 | 464.6453 | 0.03919 | 455.5984 | 0.0021256 | 455.5985 | 0.14563 | 454.9861 | 0.0022984 | 455.5984 | 0 | 455.5984 | 0.00042018 | 452.3008 | -0.00082219 | 455.5985 | -0.00050754 | 454.9861 | -0.00082229 | 454.4377 | 0 | 453.97 | -0.00117 | 454.046 | 0.00031842
| 455.8195 | 0.00627 | 452.518 | 0.17237 | 452.52 | 0.43446 | 455.8195 | 0.52602 | 452.518 | 0.31268 | 455.8195 | 0.06552 | 464.8664 | 0.03836 | 455.8195 | 0.0038568 | 455.8195 | 0.14603 | 455.2073 | 0.0037255 | 455.8195 | 0.00094178 | 455.8195 | 0.0008925 | 452.518 | 0.0020216 | 455.8195 | 0.00034721 | 455.2073 | 0.0013 | 454.6579 | 0 | 454.1926 | 0.00132 | 454.2665 | 0.0032971
| 456.0406 | 0.00542 | 452.7353 | 0.16489 | 452.74 | 0.42429 | 456.0406 | 0.51107 | 452.7353 | 0.31877 | 456.0406 | 0.06448 | 465.0875 | 0.04107 | 456.0406 | 0.0026291 | 456.0406 | 0.14145 | 455.4285 | 0.001524 | 456.0406 | 0 | 456.0406 | 0.00064521 | 452.7353 | 0.0003001 | 456.0406 | -0.0004088 | 455.4285 | -0.00145 | 454.8782 | 0 | 454.4151 | -0.00088436 | 454.4871 | -2.6913e-05
| 456.2617 | 0.0067 | 452.9526 | 0.16219 | 452.95 | 0.41165 | 456.2617 | 0.50199 | 452.9526 | 0.33086 | 456.2617 | 0.06912 | 465.3086 | 0.04099 | 456.2617 | 0.0041236 | 456.2617 | 0.14524 | 455.6498 | 0.0031192 | 456.2617 | 0.0014268 | 456.2617 | 0.0017963 | 452.9526 | 0.0013385 | 456.2617 | 0.00030725 | 455.6498 | 0.00048769 | 455.0984 | 0 | 454.6377 | 0.00149 | 454.7077 | 0.0025662
| 456.4828 | 0.00506 | 453.1699 | 0.15885 | 453.17 | 0.40174 | 456.4828 | 0.48132 | 453.1699 | 0.33695 | 456.4828 | 0.069711 | 465.5297 | 0.04379 | 456.4828 | 0.0028753 | 456.4828 | 0.13753 | 455.871 | 0.0014527 | 456.4828 | 0 | 456.4828 | 0.00085143 | 453.1699 | -0.00069284 | 456.4828 | -0.00050206 | 455.871 | -0.00126 | 455.3187 | 0 | 454.8603 | -0.00107 | 454.9283 | 0.00010859
| 456.7039 | 0.00604 | 453.3872 | 0.15264 | 453.39 | 0.39905 | 456.7039 | 0.47458 | 453.3872 | 0.34727 | 456.7039 | 0.074387 | 465.7509 | 0.04307 | 456.7039 | 0.0043092 | 456.7039 | 0.13815 | 456.0923 | 0.004819 | 456.7039 | 0.00064147 | 456.7039 | 0.00091988 | 453.3872 | -2.5056e-05 | 456.7039 | 0.00045079 | 456.0923 | 0.00138 | 455.5389 | 0 | 455.0829 | 0.00137 | 455.1489 | 0.0029909
| 456.9251 | 0.00438 | 453.6045 | 0.15041 | 453.6 | 0.38891 | 456.9251 | 0.46235 | 453.6045 | 0.35163 | 456.9251 | 0.075035 | 465.972 | 0.04565 | 456.925 | 0.0029615 | 456.9251 | 0.13396 | 456.3135 | 0.00079606 | 456.9251 | 0 | 456.925 | 0.00067407 | 453.6045 | 0.00022215 | 456.925 | -0.00028384 | 456.3135 | -0.00081552 | 455.7592 | 0 | 455.3056 | -0.00077797 | 455.3695 | -0.0002464
| 457.1462 | 0.00527 | 453.8218 | 0.14589 | 453.82 | 0.38648 | 457.1462 | 0.45384 | 453.8218 | 0.36263 | 457.1462 | 0.077905 | 466.1932 | 0.04563 | 457.1462 | 0.0041257 | 457.1462 | 0.13308 | 456.5348 | 0.0037834 | 457.1462 | 0.0012831 | 457.1462 | 0.0018059 | 453.8218 | 0.00092167 | 457.1462 | 0.00023194 | 456.5348 | 0.00076537 | 455.9795 | 0 | 455.5282 | 0.00125 | 455.5901 | 0.0024481
| 457.3674 | 0.00414 | 454.0392 | 0.14187 | 454.04 | 0.3763 | 457.3674 | 0.43997 | 454.0392 | 0.36719 | 457.3674 | 0.079507 | 466.4143 | 0.04859 | 457.3674 | 0.0030281 | 457.3674 | 0.12881 | 456.7561 | -0.00051966 | 457.3674 | 0 | 457.3674 | 0.0014129 | 454.0392 | -0.0012159 | 457.3674 | -0.00022628 | 456.7561 | -0.00167 | 456.1998 | 0 | 455.7509 | -0.00076306 | 455.8108 | 0.00011422
| 457.5885 | 0.00583 | 454.2565 | 0.13817 | 454.26 | 0.37138 | 457.5886 | 0.43226 | 454.2565 | 0.3793 | 457.5886 | 0.083216 | 466.6355 | 0.04792 | 457.5886 | 0.0048461 | 457.5885 | 0.12756 | 456.9774 | 0.002724 | 457.5886 | 0.0012944 | 457.5886 | 0.0019351 | 454.2565 | 0.00040982 | 457.5886 | 0.00041452 | 456.9774 | 0.00118 | 456.4201 | 0 | 455.9736 | 0.0013 | 456.0314 | 0.00249
| 457.8097 | 0.00357 | 454.4739 | 0.13109 | 454.47 | 0.35855 | 457.8097 | 0.41631 | 454.4739 | 0.38521 | 457.8097 | 0.083197 | 466.8567 | 0.05044 | 457.8098 | 0.0031196 | 457.8097 | 0.12446 | 457.1988 | 0.0011281 | 457.8097 | 0 | 457.8098 | 0.0012506 | 454.4739 | -0.0010343 | 457.8098 | -0.00058885 | 457.1988 | -0.00114 | 456.6404 | 0 | 456.1962 | -0.00087399 | 456.2521 | -2.962e-05
| 458.0309 | 0.0051 | 454.6913 | 0.13216 | 454.69 | 0.35628 | 458.0309 | 0.40594 | 454.6913 | 0.39227 | 458.0309 | 0.087498 | 467.0779 | 0.0517 | 458.0309 | 0.0045425 | 458.0309 | 0.12634 | 457.4201 | 0.0039405 | 458.0309 | 0.00079825 | 458.0309 | 0.0011813 | 454.6913 | 0.00096615 | 458.0309 | 0.00028106 | 457.4201 | 0.00072899 | 456.8607 | 0 | 456.4189 | 0.00119 | 456.4727 | 0.0028838
| 458.2522 | 0.00382 | 454.9087 | 0.12663 | 454.91 | 0.34594 | 458.2522 | 0.39252 | 454.9087 | 0.4028 | 458.2522 | 0.088785 | 467.2991 | 0.05407 | 458.2522 | 0.0033397 | 458.2522 | 0.1216 | 457.6415 | 0.0018226 | 458.2522 | 0 | 458.2522 | 0.00056347 | 454.9087 | -0.00023248 | 458.2522 | -0.00020752 | 457.6415 | -0.00075162 | 457.081 | 0 | 456.6416 | -0.00087937 | 456.6934 | 9.0276e-05
| 458.4734 | 0.00474 | 455.1261 | 0.12688 | 455.13 | 0.33849 | 458.4734 | 0.3839 | 455.1261 | 0.41207 | 458.4734 | 0.09283 | 467.5204 | 0.05427 | 458.4734 | 0.0049885 | 458.4734 | 0.11753 | 457.8628 | 0.0045423 | 458.4734 | 0.00099459 | 458.4734 | 0.0016137 | 455.1261 | 0.0023393 | 458.4734 | 0.00028016 | 457.8628 | 0.00019323 | 457.3014 | 0 | 456.8644 | 0.0013 | 456.9141 | 0.0027113
| 458.6946 | 0.00317 | 455.3435 | 0.11961 | 455.34 | 0.33593 | 458.6946 | 0.37608 | 455.3435 | 0.41806 | 458.6946 | 0.093584 | 467.7416 | 0.05739 | 458.6946 | 0.003159 | 458.6946 | 0.11539 | 458.0842 | 0.0015055 | 458.6946 | 0 | 458.6946 | 0.00078957 | 455.3435 | -0.00034705 | 458.6946 | -0.00037814 | 458.0842 | -0.00072804 | 457.5217 | 0 | 457.0871 | -0.00075642 | 457.1348 | -0.00020701
| 458.9159 | 0.00481 | 455.5609 | 0.11505 | 455.56 | 0.33341 | 458.9159 | 0.36867 | 455.5609 | 0.42872 | 458.9159 | 0.098274 | 467.9628 | 0.05725 | 458.9159 | 0.0050656 | 458.9159 | 0.11389 | 458.3056 | 0.0037959 | 458.9159 | 0.00027727 | 458.9159 | 0.0010622 | 455.5609 | 0.00080645 | 458.9159 | 0.0004711 | 458.3056 | 0.00032334 | 457.7421 | 0 | 457.3098 | 0.00127 | 457.3555 | 0.0024237
| 459.1372 | 0.00367 | 455.7783 | 0.1149 | 455.78 | 0.32569 | 459.1372 | 0.36011 | 455.7784 | 0.44032 | 459.1372 | 0.10037 | 468.1841 | 0.06036 | 459.1371 | 0.0044571 | 459.1372 | 0.11028 | 458.527 | 0.0016767 | 459.1372 | 0 | 459.1371 | 0.00086208 | 455.7784 | -9.4629e-06 | 459.1372 | -0.00039161 | 458.527 | -0.00136 | 457.9625 | 0 | 457.5326 | -0.00107 | 457.5763 | -0.00038683
| 459.3584 | 0.00472 | 455.9958 | 0.11289 | 456 | 0.31821 | 459.3584 | 0.35636 | 455.9958 | 0.44735 | 459.3584 | 0.10701 | 468.4054 | 0.0606 | 459.3584 | 0.0053293 | 459.3584 | 0.11446 | 458.7484 | 0.0029751 | 459.3584 | 0.00024952 | 459.3584 | 0.0013275 | 455.9958 | 0.00025968 | 459.3584 | 0.00057874 | 458.7484 | 0.00178 | 458.1828 | 0 | 457.7553 | 0.00129 | 457.797 | 0.0026037
| 459.5797 | 0.00319 | 456.2133 | 0.10828 | 456.21 | 0.31075 | 459.5797 | 0.34718 | 456.2133 | 0.45875 | 459.5797 | 0.1077 | 468.6266 | 0.06429 | 459.5797 | 0.0044899 | 459.5797 | 0.10903 | 458.9699 | 0.0012526 | 459.5797 | 0 | 459.5797 | 0.00036271 | 456.2133 | -1.5418e-05 | 459.5797 | -0.00031424 | 458.9699 | -0.00075492 | 458.4032 | 0 | 457.9781 | -0.00097903 | 458.0178 | 0.00035235
| 459.801 | 0.00565 | 456.4307 | 0.10529 | 456.43 | 0.30567 | 459.801 | 0.33915 | 456.4307 | 0.46471 | 459.801 | 0.1116 | 468.8479 | 0.06483 | 459.8011 | 0.0060921 | 459.801 | 0.11135 | 459.1913 | 0.004544 | 459.801 | 0.00085373 | 459.8011 | 0.0016508 | 456.4307 | 0.0021247 | 459.8011 | 0.00050447 | 459.1913 | 0.00051675 | 458.6236 | 0 | 458.2009 | 0.0013 | 458.2385 | 0.0024931
| 460.0224 | 0.00314 | 456.6482 | 0.10255 | 456.65 | 0.29812 | 460.0224 | 0.32699 | 456.6482 | 0.47473 | 460.0224 | 0.11302 | 469.0692 | 0.068 | 460.0224 | 0.0049954 | 460.0224 | 0.1065 | 459.4128 | 0.0011108 | 460.0224 | 0 | 460.0224 | -6.2144e-05 | 456.6482 | 0.00055756 | 460.0224 | -0.00034259 | 459.4128 | -0.000789 | 458.844 | 0 | 458.4237 | -0.00097705 | 458.4593 | 0.00024112
| 460.2437 | 0.00458 | 456.8657 | 0.10075 | 456.87 | 0.29303 | 460.2437 | 0.32379 | 456.8657 | 0.48758 | 460.2437 | 0.11825 | 469.2905 | 0.06871 | 460.2437 | 0.0063554 | 460.2437 | 0.10711 | 459.6343 | 0.0040236 | 460.2437 | 0.0006762 | 460.2437 | 0.0011075 | 456.8657 | 0.00075121 | 460.2437 | 0.00034053 | 459.6343 | 0.00050138 | 459.0645 | 0 | 458.6465 | 0.00114 | 458.6801 | 0.0027453
| 460.4651 | 0.00291 | 457.0832 | 0.09822 | 457.08 | 0.29294 | 460.4651 | 0.31554 | 457.0832 | 0.49445 | 460.4651 | 0.11826 | 469.5119 | 0.072 | 460.4651 | 0.0046183 | 460.4651 | 0.10415 | 459.8558 | 0.001058 | 460.4651 | 0 | 460.4651 | 0.00058017 | 457.0832 | -0.0010397 | 460.4651 | -0.00040718 | 459.8558 | -0.00154 | 459.2849 | 0 | 458.8693 | -0.00076229 | 458.9008 | -3.821e-05
| 460.6864 | 0.00434 | 457.3007 | 0.09571 | 457.3 | 0.28795 | 460.6864 | 0.30947 | 457.3007 | 0.50856 | 460.6864 | 0.1246 | 469.7332 | 0.07329 | 460.6864 | 0.0062279 | 460.6864 | 0.10619 | 460.0773 | 0.0051537 | 460.6864 | 0.0011498 | 460.6864 | 0.0015748 | 457.3007 | 0.0013146 | 460.6864 | 0.00039327 | 460.0773 | 0.00052625 | 459.5053 | 0 | 459.0922 | 0.00139 | 459.1216 | 0.0023365
| 460.9078 | 0.00284 | 457.5183 | 0.09303 | 457.52 | 0.28039 | 460.9078 | 0.30512 | 457.5182 | 0.51448 | 460.9078 | 0.12794 | 469.9545 | 0.07667 | 460.9078 | 0.0057068 | 460.9078 | 0.10364 | 460.2988 | 0.0017386 | 460.9078 | 0 | 460.9078 | 0.0012843 | 457.5182 | -0.0016021 | 460.9078 | -0.00048441 | 460.2988 | -0.00105 | 459.7258 | 0 | 459.315 | -0.00095268 | 459.3425 | 0.00014349
| 461.1292 | 0.00337 | 457.7358 | 0.09349 | 457.74 | 0.27269 | 461.1292 | 0.30318 | 457.7358 | 0.52616 | 461.1292 | 0.13236 | 470.1759 | 0.07672 | 461.1292 | 0.0065661 | 461.1292 | 0.10272 | 460.5203 | 0.0021367 | 461.1292 | 0.00040232 | 461.1292 | 0.0010674 | 457.7358 | 0.0028508 | 461.1292 | 0.00045562 | 460.5203 | 0.0008152 | 459.9462 | 0 | 459.5379 | 0.00113 | 459.5633 | 0.0025257
| 461.3506 | 0.00212 | 457.9533 | 0.08777 | 457.95 | 0.2677 | 461.3506 | 0.29467 | 457.9533 | 0.53699 | 461.3506 | 0.13723 | 470.3972 | 0.0816 | 461.3506 | 0.0057598 | 461.3506 | 0.10022 | 460.7419 | 0.0010648 | 461.3506 | 0 | 461.3506 | 0.00073038 | 457.9533 | -0.00015018 | 461.3506 | -0.00038231 | 460.7419 | -0.0007846 | 460.1667 | 0 | 459.7608 | -0.0009103 | 459.7841 | -0.00010933
| 461.572 | 0.00383 | 458.1709 | 0.08798 | 458.17 | 0.26268 | 461.572 | 0.29361 | 458.1709 | 0.54979 | 461.572 | 0.14413 | 470.6186 | 0.08295 | 461.572 | 0.0070407 | 461.572 | 0.10539 | 460.9634 | 0.0034273 | 461.572 | 0 | 461.572 | 0.0016565 | 458.1709 | 0.003033 | 461.572 | 0.00043882 | 460.9635 | 0.00132 | 460.3872 | 0 | 459.9837 | 0.00109 | 460.005 | 0.0026389
| 461.7934 | 0.00244 | 458.3885 | 0.0858 | 458.39 | 0.26005 | 461.7934 | 0.28921 | 458.3885 | 0.5548 | 461.7934 | 0.14799 | 470.84 | 0.08625 | 461.7934 | 0.0064572 | 461.7934 | 0.10145 | 461.185 | 0.0022318 | 461.7934 | 0 | 461.7934 | 0.00071807 | 458.3885 | -0.00094889 | 461.7934 | -0.00038364 | 461.185 | -0.00124 | 460.6077 | 0 | 460.2066 | -0.00091469 | 460.2258 | 0.00022326
| 462.0149 | 0.00426 | 458.606 | 0.08347 | 458.61 | 0.24997 | 462.0149 | 0.28552 | 458.606 | 0.57186 | 462.0149 | 0.15388 | 471.0614 | 0.08668 | 462.0149 | 0.0075412 | 462.0149 | 0.10222 | 461.4066 | 0.0026944 | 462.0149 | 0.00066727 | 462.0149 | 0.0015136 | 458.606 | 0.0016992 | 462.0149 | 0.00037966 | 461.4066 | 0.00126 | 460.8282 | 0 | 460.4295 | 0.00095011 | 460.4467 | 0.0023854
| 462.2363 | 0.00206 | 458.8236 | 0.08099 | 458.82 | 0.24742 | 462.2363 | 0.27641 | 458.8236 | 0.58064 | 462.2363 | 0.15526 | 471.2828 | 0.09146 | 462.2363 | 0.0066978 | 462.2363 | 0.09514 | 461.6282 | 0.0015091 | 462.2363 | 0 | 462.2363 | 0.00078966 | 458.8236 | -0.00044951 | 462.2363 | -0.00040894 | 461.6282 | -0.00113 | 461.0487 | 0 | 460.6524 | -0.0009967 | 460.6676 | -4.9765e-05
| 462.4578 | 0.00311 | 459.0413 | 0.08162 | 459.04 | 0.24249 | 462.4578 | 0.2697 | 459.0413 | 0.59512 | 462.4578 | 0.161 | 471.5042 | 0.09244 | 462.4578 | 0.0079508 | 462.4578 | 0.10139 | 461.8498 | 0.0032971 | 462.4578 | 0.0004961 | 462.4578 | 0.00087042 | 459.0413 | 0.0029644 | 462.4578 | 0.00043634 | 461.8498 | 0.00075944 | 461.2692 | 0 | 460.8753 | 0.00196 | 460.8885 | 0.0024435
| 462.6793 | 0.00163 | 459.2589 | 0.07991 | 459.26 | 0.2398 | 462.6793 | 0.26219 | 459.2589 | 0.60019 | 462.6793 | 0.16 | 471.7257 | 0.09576 | 462.6793 | 0.0065779 | 462.6793 | 0.09541 | 462.0715 | 0.0017974 | 462.6793 | 0 | 462.6793 | 0.00056363 | 459.2589 | -0.00018218 | 462.6793 | -0.00029307 | 462.0715 | -0.00039342 | 461.4897 | 0 | 461.0983 | -0.00071944 | 461.1094 | 0.00013861
| 462.9008 | 0.00376 | 459.4765 | 0.07741 | 459.48 | 0.23478 | 462.9008 | 0.25702 | 459.4765 | 0.61096 | 462.9008 | 0.16658 | 471.9471 | 0.0974 | 462.9008 | 0.008221 | 462.9008 | 0.09269 | 462.2931 | 0.0012196 | 462.9008 | 0.00066127 | 462.9008 | 0.0013566 | 459.4765 | -0.00056241 | 462.9008 | 0.00053186 | 462.2931 | 0.00172 | 461.7103 | 0 | 461.3212 | 0.00115 | 461.3303 | 0.0030764
| 463.1223 | 0.00169 | 459.6941 | 0.07322 | 459.69 | 0.23232 | 463.1223 | 0.25076 | 459.6942 | 0.61983 | 463.1223 | 0.16957 | 472.1686 | 0.10134 | 463.1223 | 0.0070237 | 463.1223 | 0.09469 | 462.5148 | 0.0012042 | 463.1223 | 0 | 463.1223 | 0.0002589 | 459.6942 | 0.0019729 | 463.1223 | -0.00036871 | 462.5148 | -0.00065811 | 461.9308 | 0 | 461.5442 | -0.0008496 | 461.5512 | 2.8171e-05
| 463.3438 | 0.00324 | 459.9118 | 0.07228 | 459.91 | 0.22486 | 463.3438 | 0.24949 | 459.9118 | 0.63539 | 463.3438 | 0.17928 | 472.39 | 0.10211 | 463.3438 | 0.0089915 | 463.3438 | 0.09752 | 462.7365 | 0.0039537 | 463.3438 | 0.00051886 | 463.3438 | 0.0014448 | 459.9118 | 0.0021875 | 463.3438 | 0.00034265 | 462.7364 | 0.00133 | 462.1514 | 0 | 461.7672 | 0.00113 | 461.7722 | 0.0025474
| 463.5654 | 0.00179 | 460.1295 | 0.07064 | 460.13 | 0.21469 | 463.5653 | 0.24279 | 460.1295 | 0.64816 | 463.5653 | 0.18196 | 472.6115 | 0.10612 | 463.5653 | 0.007701 | 463.5654 | 0.09273 | 462.9581 | 0.00024381 | 463.5653 | 0 | 463.5653 | 0.00064738 | 460.1295 | 0.0010949 | 463.5653 | -0.00032591 | 462.9581 | -0.00010038 | 462.372 | 0 | 461.9902 | -0.00074633 | 461.9931 | -0.00040684
| 463.7869 | 0.00306 | 460.3471 | 0.07216 | 460.35 | 0.21722 | 463.7869 | 0.24238 | 460.3471 | 0.65559 | 463.7869 | 0.19042 | 472.833 | 0.10719 | 463.7869 | 0.009224 | 463.7869 | 0.09397 | 463.1798 | 0.0028267 | 463.7869 | 0.00049738 | 463.7869 | 0.0010408 | 460.3471 | 0.0023988 | 463.7869 | 0.00044296 | 463.1798 | 0.00064656 | 462.5926 | 0 | 462.2132 | 0.00101 | 462.2141 | 0.0026047
| 464.0085 | 0.00189 | 460.5648 | 0.06641 | 460.56 | 0.20704 | 464.0085 | 0.23651 | 460.5648 | 0.66171 | 464.0085 | 0.19403 | 473.0545 | 0.11089 | 464.0085 | 0.0087824 | 464.0085 | 0.08959 | 463.4016 | 0.00072829 | 464.0085 | 0 | 464.0085 | 0.00048461 | 460.5648 | 0.0012865 | 464.0084 | -0.00013952 | 463.4016 | -0.00076747 | 462.8132 | 0 | 462.4362 | -0.00057018 | 462.435 | 5.7661e-05
| 464.23 | 0.00325 | 460.7825 | 0.06661 | 460.78 | 0.20458 | 464.23 | 0.23134 | 460.7825 | 0.67336 | 464.23 | 0.1999 | 473.276 | 0.11295 | 464.23 | 0.0096883 | 464.23 | 0.09183 | 463.6233 | 0.0030908 | 464.23 | 0.0012906 | 464.23 | 0.0022425 | 460.7825 | 0.0010477 | 464.23 | 0.00045939 | 463.6233 | 0.0013 | 463.0338 | 0 | 462.6592 | 0.00114 | 462.656 | 0.0026138
| 464.4516 | 0.00194 | 461.0002 | 0.06541 | 461 | 0.19697 | 464.4516 | 0.22192 | 461.0002 | 0.68388 | 464.4516 | 0.20267 | 473.4975 | 0.11836 | 464.4516 | 0.00884 | 464.4516 | 0.08654 | 463.845 | 0.0025203 | 464.4516 | 0 | 464.4516 | 0.00045755 | 461.0002 | -0.00027734 | 464.4516 | -0.00045357 | 463.845 | -0.00012638 | 463.2544 | 0 | 462.8823 | -0.0008486 | 462.877 | 2.5196e-05
| 464.6732 | 0.0035 | 461.218 | 0.0645 | 461.22 | 0.1945 | 464.6732 | 0.21773 | 461.218 | 0.69437 | 464.6732 | 0.20738 | 473.7191 | 0.11756 | 464.6732 | 0.010108 | 464.6732 | 0.08687 | 464.0668 | 0.0030615 | 464.6732 | 0.00066197 | 464.6732 | 0.0014591 | 461.218 | 0.0014769 | 464.6732 | 0.00047455 | 464.0668 | 0.00024048 | 463.475 | 0 | 463.1053 | 0.00121 | 463.098 | 0.0023682
| 464.8948 | 0.00094756 | 461.4357 | 0.0627 | 461.44 | 0.18433 | 464.8948 | 0.20654 | 461.4357 | 0.70497 | 464.8948 | 0.20865 | 473.9406 | 0.12205 | 464.8948 | 0.0089911 | 464.8948 | 0.08538 | 464.2886 | 0.00076485 | 464.8948 | 0 | 464.8948 | 0.00055763 | 461.4357 | -0.0018964 | 464.8948 | -0.00053511 | 464.2886 | -0.00033851 | 463.6956 | 0 | 463.3284 | -0.00084065 | 463.319 | -4.4634e-05
| 465.1165 | 0.00275 | 461.6534 | 0.05996 | 461.65 | 0.18433 | 465.1165 | 0.20349 | 461.6534 | 0.71881 | 465.1165 | 0.215 | 474.1622 | 0.12323 | 465.1165 | 0.010321 | 465.1165 | 0.08459 | 464.5103 | 0.0022567 | 465.1165 | 0.00046421 | 465.1165 | 0.00087453 | 461.6534 | 0.0041351 | 465.1165 | 0.00067828 | 464.5104 | 0.00063013 | 463.9163 | 0 | 463.5515 | 0.00118 | 463.54 | 0.0024309
| 465.3381 | 0.00296 | 461.8712 | 0.05771 | 461.87 | 0.17432 | 465.3381 | 0.19795 | 461.8712 | 0.73644 | 465.3381 | 0.22819 | 474.3837 | 0.12546 | 465.3381 | 0.01078 | 465.3381 | 0.08241 | 464.7321 | 0.0029528 | 465.3381 | 0.00028515 | 465.3381 | 0.0016399 | 461.8712 | 0.0030842 | 465.3381 | 0.00050275 | 464.7321 | 0.00054594 | 464.1369 | 0 | 463.7746 | 0.00095954 | 463.7611 | 0.0023655
| 465.5598 | 0.00209 | 462.089 | 0.05693 | 462.09 | 0.17169 | 465.5598 | 0.19247 | 462.089 | 0.74866 | 465.5598 | 0.23579 | 474.6053 | 0.12618 | 465.5598 | 0.010939 | 465.5598 | 0.08193 | 464.954 | 0.0021959 | 465.5598 | 0 | 465.5598 | 0.00038939 | 462.089 | -0.00045256 | 465.5598 | -0.00029966 | 464.954 | -0.0011 | 464.3576 | 0 | 463.9977 | -0.00076768 | 463.9821 | -5.2266e-05
| 465.7814 | 0.00298 | 462.3067 | 0.05475 | 462.31 | 0.16917 | 465.7814 | 0.19206 | 462.3067 | 0.75745 | 465.7814 | 0.24704 | 474.8269 | 0.13068 | 465.7814 | 0.011993 | 465.7814 | 0.08366 | 465.1758 | 0.0032164 | 465.7814 | 0.00050889 | 465.7814 | 0.001708 | 462.3067 | 0.0013172 | 465.7814 | 0.00035716 | 465.1758 | 0.00111 | 464.5783 | 0 | 464.2208 | 0.00102 | 464.2032 | 0.002068
| 466.0031 | 0.00082456 | 462.5245 | 0.05289 | 462.52 | 0.15906 | 466.0031 | 0.18605 | 462.5245 | 0.76816 | 466.0031 | 0.25154 | 475.0485 | 0.13403 | 466.0031 | 0.011233 | 466.0031 | 0.08026 | 465.3976 | 0.00069938 | 466.0031 | 0 | 466.0031 | 0.00087318 | 462.5245 | 0.00062141 | 466.0031 | -0.00037631 | 465.3976 | -0.00077149 | 464.799 | 0 | 464.444 | -0.00088283 | 464.4242 | 0.0001268
| 466.2248 | 0.00309 | 462.7423 | 0.05352 | 462.74 | 0.15915 | 466.2248 | 0.18449 | 462.7423 | 0.77721 | 466.2248 | 0.25993 | 475.2701 | 0.13824 | 466.2248 | 0.012809 | 466.2248 | 0.08037 | 465.6195 | 0.0027569 | 466.2248 | 0.00041608 | 466.2248 | 0.0013577 | 462.7423 | 0.00048848 | 466.2248 | 0.00065291 | 465.6195 | 0.00141 | 465.0197 | 0 | 464.6671 | 0.00103 | 464.6453 | 0.0025438
| 466.4465 | 0.00117 | 462.9601 | 0.05083 | 462.96 | 0.15407 | 466.4465 | 0.17698 | 462.9601 | 0.7879 | 466.4465 | 0.2649 | 475.4917 | 0.14023 | 466.4465 | 0.012163 | 466.4465 | 0.07878 | 465.8414 | 0.0017296 | 466.4465 | 0 | 466.4465 | 0.00084873 | 462.9601 | -0.0014954 | 466.4465 | -0.00042874 | 465.8413 | -0.00108 | 465.2404 | 0 | 464.8903 | -0.00074858 | 464.8664 | -0.00028938
| 466.6682 | 0.0031 | 463.178 | 0.05011 | 463.18 | 0.1516 | 466.6682 | 0.17569 | 463.1779 | 0.80033 | 466.6682 | 0.27447 | 475.7133 | 0.1446 | 466.6682 | 0.013666 | 466.6682 | 0.07829 | 466.0632 | 0.0027241 | 466.6682 | 0.00028444 | 466.6682 | 0.0014284 | 463.1779 | 0.0012237 | 466.6682 | 0.00049009 | 466.0632 | 0.00141 | 465.4611 | 0 | 465.1134 | 0.00107 | 465.0875 | 0.0024043
| 466.89 | 0.00073458 | 463.3958 | 0.048 | 463.4 | 0.14642 | 466.89 | 0.16879 | 463.3958 | 0.80806 | 466.89 | 0.27697 | 475.935 | 0.14617 | 466.89 | 0.01252 | 466.89 | 0.07702 | 466.2851 | 0.0023957 | 466.89 | 0 | 466.89 | 0.0010332 | 463.3958 | -0.00089503 | 466.8899 | -0.00020646 | 466.2851 | -0.00088385 | 465.6818 | 0 | 465.3366 | -0.00071206 | 465.3086 | 7.4764e-05
| 467.1117 | 0.00264 | 463.6136 | 0.04948 | 463.61 | 0.14149 | 467.1117 | 0.16494 | 463.6136 | 0.81223 | 467.1117 | 0.28569 | 476.1567 | 0.15389 | 467.1117 | 0.013958 | 467.1117 | 0.07792 | 466.507 | 0.0031046 | 467.1117 | 3.1513e-05 | 467.1117 | 0.0017345 | 463.6136 | 0.0015921 | 467.1117 | 0.00034842 | 466.507 | 0.00122 | 465.9025 | 0 | 465.5598 | 0.00091039 | 465.5298 | 0.0023465
| 467.3335 | 0.00116 | 463.8315 | 0.04695 | 463.83 | 0.1365 | 467.3335 | 0.16046 | 463.8315 | 0.82215 | 467.3335 | 0.29187 | 476.3783 | 0.15724 | 467.3335 | 0.01317 | 467.3335 | 0.07393 | 466.729 | 0.00062198 | 467.3335 | 0 | 467.3335 | 0.00063158 | 463.8315 | 0.0006058 | 467.3335 | -0.00045985 | 466.729 | -0.00078558 | 466.1233 | 0 | 465.783 | -0.00070615 | 465.7509 | 0.00020686
| 467.5553 | 0.00228 | 464.0494 | 0.0451 | 464.05 | 0.13897 | 467.5552 | 0.1583 | 464.0493 | 0.83665 | 467.5552 | 0.30371 | 476.6 | 0.16528 | 467.5552 | 0.014973 | 467.5553 | 0.07469 | 466.9509 | 0.0030182 | 467.5552 | 0.00077572 | 467.5552 | 0.0011961 | 464.0493 | 0.0023414 | 467.5552 | 0.00055026 | 466.9509 | 0.00035192 | 466.344 | 0 | 466.0062 | 0.00085054 | 465.972 | 0.0021465
| 467.777 | 0.0013 | 464.2672 | 0.04407 | 464.27 | 0.13132 | 467.777 | 0.15239 | 464.2672 | 0.83607 | 467.777 | 0.30928 | 476.8217 | 0.17149 | 467.777 | 0.014646 | 467.777 | 0.07492 | 467.1728 | 0.0020559 | 467.777 | 0 | 467.777 | 0.00066191 | 464.2672 | -0.0011771 | 467.777 | -0.0002474 | 467.1728 | -0.00031703 | 466.5648 | 0 | 466.2294 | -0.00073763 | 466.1932 | -0.00048742
| 467.9988 | 0.00213 | 464.4851 | 0.0461 | 464.49 | 0.12371 | 467.9988 | 0.14906 | 464.4851 | 0.84498 | 467.9988 | 0.31833 | 477.0434 | 0.17763 | 467.9988 | 0.015633 | 467.9988 | 0.07388 | 467.3948 | 0.0033402 | 467.9988 | 0.00025965 | 467.9988 | 0.0024692 | 464.4851 | 0.0033123 | 467.9988 | 0.00052257 | 467.3948 | 0.00084733 | 466.7856 | 0 | 466.4527 | 0.00092833 | 466.4143 | 0.0023153
| 468.2206 | 0.00101 | 464.703 | 0.04062 | 464.7 | 0.12617 | 468.2206 | 0.1429 | 464.703 | 0.84761 | 468.2206 | 0.32394 | 477.2651 | 0.1814 | 468.2206 | 0.014913 | 468.2206 | 0.0727 | 467.6168 | 0.0023314 | 468.2206 | 0 | 468.2206 | 0.00074702 | 464.703 | -0.00057271 | 468.2206 | -0.00019257 | 467.6168 | -0.00119 | 467.0063 | 0 | 466.6759 | -0.00053417 | 466.6355 | 8.5783e-05
| 468.4425 | 0.00243 | 464.9209 | 0.04162 | 464.92 | 0.11872 | 468.4425 | 0.1429 | 464.9209 | 0.85374 | 468.4425 | 0.33553 | 477.4868 | 0.18709 | 468.4425 | 0.016238 | 468.4425 | 0.07144 | 467.8388 | 0.0031801 | 468.4425 | 0.00057548 | 468.4425 | 0.0012808 | 464.9209 | 0.0026799 | 468.4425 | 0.00047489 | 467.8388 | 0.00031673 | 467.2271 | 0 | 466.8992 | 0.00096018 | 466.8567 | 0.002473
| 468.6643 | 0.001 | 465.1388 | 0.03978 | 465.14 | 0.11625 | 468.6643 | 0.13725 | 465.1389 | 0.85838 | 468.6643 | 0.34432 | 477.7085 | 0.19267 | 468.6643 | 0.015744 | 468.6643 | 0.06981 | 468.0608 | 0.0017083 | 468.6643 | 0 | 468.6643 | 0.0015699 | 465.1389 | -0.0011324 | 468.6643 | -0.00043433 | 468.0608 | -0.00118 | 467.4479 | 0 | 467.1225 | -0.00078069 | 467.0779 | -0.00017236
| 468.8862 | 0.00254 | 465.3568 | 0.03968 | 465.36 | 0.1137 | 468.8862 | 0.13619 | 465.3568 | 0.86556 | 468.8862 | 0.35597 | 477.9303 | 0.19879 | 468.8862 | 0.017449 | 468.8862 | 0.07327 | 468.2828 | 0.0022516 | 468.8862 | 0.00073012 | 468.8862 | 0.0013863 | 465.3568 | 0.0026849 | 468.8862 | 0.00038916 | 468.2828 | 0.00136 | 467.6687 | 0 | 467.3457 | 0.00104 | 467.2991 | 0.0024691
| 469.108 | 0.00088202 | 465.5747 | 0.03794 | 465.57 | 0.1137 | 469.108 | 0.1305 | 465.5747 | 0.87864 | 469.108 | 0.36275 | 478.152 | 0.20186 | 469.108 | 0.016834 | 469.108 | 0.07 | 468.5048 | 0.0014168 | 469.108 | 0 | 469.108 | 0.0010296 | 465.5747 | 0.00027145 | 469.108 | -0.0003289 | 468.5048 | -0.00108 | 467.8896 | 0 | 467.5691 | -0.00074287 | 467.5204 | 0.00015153
| 469.3299 | 0.00227 | 465.7927 | 0.0372 | 465.79 | 0.11107 | 469.3299 | 0.13044 | 465.7927 | 0.87966 | 469.3299 | 0.37731 | 478.3738 | 0.20663 | 469.3299 | 0.018533 | 469.3299 | 0.07247 | 468.7269 | 0.002955 | 469.3299 | 0.00098781 | 469.3299 | 0.0017426 | 465.7927 | 0.0017698 | 469.3299 | 0.00017746 | 468.7269 | 0.00069332 | 468.1104 | 0 | 467.7924 | 0.00087716 | 467.7416 | 0.002455
| 469.5518 | 0.00123 | 466.0107 | 0.0353 | 466.01 | 0.10608 | 469.5518 | 0.12539 | 466.0107 | 0.88685 | 469.5518 | 0.38725 | 478.5956 | 0.21027 | 469.5518 | 0.01839 | 469.5518 | 0.06769 | 468.949 | 0.001644 | 469.5518 | 0 | 469.5518 | 0.00075238 | 466.0107 | 0.00034909 | 469.5518 | -0.00034398 | 468.949 | -9.6803e-05 | 468.3312 | 0 | 468.0157 | -0.00070362 | 467.9628 | -0.00014696
| 469.7737 | 0.00241 | 466.2287 | 0.03673 | 466.23 | 0.10362 | 469.7737 | 0.1242 | 466.2287 | 0.89736 | 469.7737 | 0.3991 | 478.8173 | 0.21488 | 469.7737 | 0.019826 | 469.7737 | 0.06924 | 469.171 | 0.0046745 | 469.7737 | 0.00030817 | 469.7737 | 0.0012586 | 466.2287 | 0.0002432 | 469.7737 | 0.00056791 | 469.171 | 0.00072875 | 468.5521 | 0 | 468.239 | 0.00102 | 468.1841 | 0.0024464
| 469.9956 | 0.00081894 | 466.4467 | 0.03445 | 466.45 | 0.098436 | 469.9956 | 0.11998 | 466.4467 | 0.89386 | 469.9956 | 0.40843 | 479.0391 | 0.21603 | 469.9956 | 0.01932 | 469.9956 | 0.06812 | 469.3931 | 0.0034644 | 469.9956 | 0 | 469.9956 | 0.00067785 | 466.4467 | -0.00018848 | 469.9956 | -0.00020942 | 469.3931 | -0.00065255 | 468.773 | 0 | 468.4624 | -0.00058509 | 468.4054 | -0.00030133
| 470.2176 | 0.00248 | 466.6646 | 0.03458 | 466.66 | 0.095972 | 470.2176 | 0.11942 | 466.6646 | 0.9057 | 470.2176 | 0.42717 | 479.2609 | 0.22009 | 470.2176 | 0.020871 | 470.2176 | 0.06958 | 469.6152 | 0.0033029 | 470.2176 | 0.00012077 | 470.2176 | 0.0019096 | 466.6646 | 0.0040594 | 470.2176 | 0.0003901 | 469.6152 | 0.00066119 | 468.9938 | 0 | 468.6857 | 0.0008523 | 468.6266 | 0.0021084
| 470.4395 | 0.0009368 | 466.8827 | 0.03193 | 466.88 | 0.093446 | 470.4395 | 0.11432 | 466.8827 | 0.90761 | 470.4395 | 0.43773 | 479.4827 | 0.22451 | 470.4395 | 0.020647 | 470.4395 | 0.06614 | 469.8373 | 0.0014769 | 470.4395 | 0 | 470.4395 | 0.0003982 | 466.8827 | 0.0018482 | 470.4395 | -0.00023848 | 469.8373 | -0.00084467 | 469.2147 | 0 | 468.9091 | -0.00073166 | 468.8479 | 0.00036549
| 470.6615 | 0.00187 | 467.1007 | 0.03372 | 467.1 | 0.093508 | 470.6615 | 0.11418 | 467.1007 | 0.91656 | 470.6615 | 0.44969 | 479.7046 | 0.23146 | 470.6615 | 0.022016 | 470.6615 | 0.06808 | 470.0595 | 0.0025405 | 470.6615 | 5.6586e-05 | 470.6615 | 0.00134 | 467.1007 | 0.00075907 | 470.6615 | 0.00034998 | 470.0595 | 0.00082553 | 469.4356 | 0 | 469.1325 | 0.000863 | 469.0692 | 0.002155
| 470.8834 | 0.00037626 | 467.3187 | 0.0309 | 467.32 | 0.090982 | 470.8834 | 0.11051 | 467.3187 | 0.91988 | 470.8834 | 0.46237 | 479.9264 | 0.23596 | 470.8834 | 0.021719 | 470.8834 | 0.06639 | 470.2816 | 0.0023956 | 470.8834 | 0 | 470.8834 | 0.0011127 | 467.3187 | -0.00029641 | 470.8834 | -0.0004275 | 470.2816 | -0.00087645 | 469.6565 | 0 | 469.3559 | -0.00050603 | 469.2905 | -3.2301e-05
| 471.1054 | 0.00198 | 467.5368 | 0.03072 | 467.54 | 0.090883 | 471.1054 | 0.10975 | 467.5368 | 0.93372 | 471.1054 | 0.47942 | 480.1483 | 0.24233 | 471.1054 | 0.024227 | 471.1054 | 0.06984 | 470.5038 | 0.0043029 | 471.1054 | 0.0011614 | 471.1054 | 0.0016062 | 467.5368 | 0.00074723 | 471.1054 | 0.00049715 | 470.5038 | 0.00108 | 469.8774 | 0 | 469.5793 | 0.00092776 | 469.5119 | 0.002473
| 471.3274 | 0.00108 | 467.7548 | 0.03011 | 467.75 | 0.088358 | 471.3274 | 0.10511 | 467.7549 | 0.92805 | 471.3274 | 0.48868 | 480.3701 | 0.24782 | 471.3274 | 0.023441 | 471.3274 | 0.06582 | 470.7259 | 0.0026573 | 471.3274 | 0 | 471.3274 | 0.00063124 | 467.7549 | -0.0012473 | 471.3274 | -0.00044461 | 470.7259 | -0.00033733 | 470.0984 | 0 | 469.8027 | -0.0005517 | 469.7332 | -3.064e-05
| 471.5494 | 0.00201 | 467.9729 | 0.02909 | 467.97 | 0.083336 | 471.5494 | 0.10441 | 467.9729 | 0.9448 | 471.5494 | 0.50562 | 480.592 | 0.25519 | 471.5494 | 0.025103 | 471.5494 | 0.06933 | 470.9481 | 0.0042357 | 471.5494 | 0.00097214 | 471.5494 | 0.0011325 | 467.9729 | 0.0016692 | 471.5494 | 0.00050565 | 470.9481 | 0.00080106 | 470.3193 | 0 | 470.0261 | 0.00078266 | 469.9545 | 0.0022411
| 471.7715 | 0.00033656 | 468.191 | 0.02829 | 468.19 | 0.085893 | 471.7715 | 0.098605 | 468.191 | 0.94357 | 471.7715 | 0.51003 | 480.8139 | 0.25829 | 471.7715 | 0.024216 | 471.7715 | 0.06468 | 471.1703 | 0.0023789 | 471.7715 | 0 | 471.7715 | 0.0015626 | 468.191 | -0.00038663 | 471.7715 | -0.00040962 | 471.1703 | -0.0006196 | 470.5403 | 0 | 470.2496 | -0.0005726 | 470.1759 | -0.00016265
| 471.9935 | 0.00199 | 468.4091 | 0.02695 | 468.41 | 0.080872 | 471.9935 | 0.096948 | 468.4091 | 0.95001 | 471.9935 | 0.52159 | 481.0358 | 0.26428 | 471.9935 | 0.026344 | 471.9935 | 0.06503 | 471.3925 | 0.0041815 | 471.9935 | 0.00097631 | 471.9935 | 0.0013397 | 468.4091 | 0.0017455 | 471.9935 | 0.00050569 | 471.3925 | 0.00053368 | 470.7612 | 0 | 470.4731 | 0.0009449 | 470.3972 | 0.0021111
| 472.2155 | 0.00050324 | 468.6272 | 0.02653 | 468.63 | 0.078346 | 472.2155 | 0.093136 | 468.6272 | 0.95417 | 472.2155 | 0.5308 | 481.2577 | 0.26674 | 472.2155 | 0.025892 | 472.2155 | 0.06293 | 471.6148 | 0.0026607 | 472.2155 | 0 | 472.2155 | 0.00098568 | 468.6272 | 0.0015213 | 472.2156 | -0.00029085 | 471.6148 | -0.00026008 | 470.9821 | 0 | 470.6965 | -0.0005149 | 470.6186 | -0.00027235
| 472.4376 | 0.00189 | 468.8453 | 0.02672 | 468.85 | 0.080872 | 472.4376 | 0.091399 | 468.8453 | 0.95913 | 472.4376 | 0.54198 | 481.4796 | 0.27405 | 472.4376 | 0.027531 | 472.4376 | 0.06602 | 471.837 | 0.004992 | 472.4376 | 0.00046313 | 472.4376 | 0.0016309 | 468.8453 | 0.0026003 | 472.4376 | 0.00047966 | 471.837 | 0.00049103 | 471.2031 | 0 | 470.92 | 0.00093812 | 470.84 | 0.0022524
| 472.6597 | 0.00035427 | 469.0634 | 0.02609 | 469.06 | 0.073258 | 472.6597 | 0.08711 | 469.0634 | 0.9616 | 472.6597 | 0.54916 | 481.7015 | 0.27981 | 472.6597 | 0.027174 | 472.6597 | 0.06284 | 472.0592 | 0.00209 | 472.6597 | 0 | 472.6597 | 0.0014144 | 469.0634 | 0.00017381 | 472.6597 | -0.00036035 | 472.0593 | -0.00095772 | 471.4241 | 0 | 471.1435 | -0.00051632 | 471.0614 | -0.00028588
| 472.8818 | 0.00261 | 469.2816 | 0.02618 | 469.28 | 0.073258 | 472.8818 | 0.087991 | 469.2816 | 0.96567 | 472.8818 | 0.56751 | 481.9234 | 0.28974 | 472.8818 | 0.029302 | 472.8818 | 0.06291 | 472.2815 | 0.004622 | 472.8818 | 0.00062538 | 472.8818 | 0.001555 | 469.2816 | 0.00057163 | 472.8818 | 0.00057885 | 472.2815 | 0.0011 | 471.6451 | 0 | 471.367 | 0.00073795 | 471.2828 | 0.0024634
| 473.1039 | 0.00061036 | 469.4997 | 0.02409 | 469.5 | 0.073258 | 473.1039 | 0.083404 | 469.4997 | 0.97074 | 473.1039 | 0.58362 | 482.1454 | 0.2958 | 473.1039 | 0.029188 | 473.1039 | 0.06197 | 472.5038 | 0.0038167 | 473.1039 | 0 | 473.1039 | 0.0011778 | 469.4997 | 0.0031752 | 473.1039 | -0.00041152 | 472.5038 | -0.00098872 | 471.8661 | 0 | 471.5905 | -0.00056061 | 471.5042 | 0.00022461
| 473.326 | 0.00162 | 469.7179 | 0.02537 | 469.72 | 0.070732 | 473.326 | 0.082791 | 469.7179 | 0.98109 | 473.326 | 0.59664 | 482.3673 | 0.30443 | 473.326 | 0.030704 | 473.326 | 0.06338 | 472.7261 | 0.0039661 | 473.326 | 0 | 473.326 | 0.0019373 | 469.7179 | -0.00081905 | 473.326 | 0.000428 | 472.7261 | 0.00084949 | 472.0871 | 0 | 471.814 | 0.00072285 | 471.7257 | 0.0023928
| 473.5481 | 0.00085113 | 469.9361 | 0.02399 | 469.94 | 0.068268 | 473.5481 | 0.079869 | 469.9361 | 0.98038 | 473.5481 | 0.60803 | 482.5893 | 0.30789 | 473.5481 | 0.030534 | 473.5481 | 0.06237 | 472.9484 | 0.0038781 | 473.5481 | 0 | 473.5481 | 0.00088877 | 469.9361 | -0.00079654 | 473.5481 | -0.00027387 | 472.9484 | -0.00095697 | 472.3082 | 0 | 472.0376 | -0.00054845 | 471.9471 | -0.00015696
| 473.7703 | 0.00189 | 470.1543 | 0.02399 | 470.15 | 0.070793 | 473.7703 | 0.078533 | 470.1543 | 0.98807 | 473.7703 | 0.61665 | 482.8113 | 0.31546 | 473.7703 | 0.032094 | 473.7703 | 0.06212 | 473.1707 | 0.0042536 | 473.7703 | 0.00073795 | 473.7703 | 0.0017163 | 470.1543 | 0.0029917 | 473.7703 | 0.00052685 | 473.1707 | 0.00072653 | 472.5292 | 0 | 472.2611 | 0.0008176 | 472.1686 | 0.0019735
| 473.9924 | 0.00031276 | 470.3725 | 0.02149 | 470.37 | 0.063086 | 473.9924 | 0.074747 | 470.3725 | 0.98134 | 473.9924 | 0.62378 | 483.0333 | 0.32673 | 473.9924 | 0.031648 | 473.9924 | 0.06128 | 473.3931 | 0.0027217 | 473.9924 | 0 | 473.9924 | 0.00073972 | 470.3725 | 0.0003815 | 473.9924 | -0.00015884 | 473.3931 | -0.00062654 | 472.7502 | 0 | 472.4847 | -0.00055266 | 472.39 | 1.5412e-05
| 474.2146 | 0.00197 | 470.5907 | 0.02278 | 470.59 | 0.063246 | 474.2146 | 0.073511 | 470.5907 | 0.99467 | 474.2146 | 0.63928 | 483.2553 | 0.33102 | 474.2146 | 0.033663 | 474.2146 | 0.0622 | 473.6154 | 0.0058581 | 474.2146 | 0.00059649 | 474.2146 | 0.0012678 | 470.5907 | -0.00021598 | 474.2146 | 0.00061374 | 473.6154 | 0.0004447 | 472.9713 | 0 | 472.7083 | 0.00078713 | 472.6115 | 0.0023463
| 474.4368 | 0.0008488 | 470.8089 | 0.02199 | 470.81 | 0.060622 | 474.4368 | 0.070856 | 470.8089 | 0.99174 | 474.4368 | 0.65098 | 483.4773 | 0.33532 | 474.4368 | 0.033129 | 474.4368 | 0.05998 | 473.8378 | 0.003867 | 474.4368 | 0 | 474.4368 | 0.00084149 | 470.8089 | -0.00083883 | 474.4368 | -0.0002537 | 473.8378 | -0.0006773 | 473.1924 | 0 | 472.9318 | -0.00044385 | 472.833 | -0.00042714
| 474.659 | 0.00164 | 471.0271 | 0.02202 | 471.03 | 0.060622 | 474.659 | 0.070763 | 471.0271 | 0.99647 | 474.659 | 0.66893 | 483.6993 | 0.33961 | 474.659 | 0.03514 | 474.659 | 0.0614 | 474.0601 | 0.0042943 | 474.659 | 0.00080565 | 474.659 | 0.0020652 | 471.0271 | 0.0015677 | 474.659 | 0.00047009 | 474.0601 | 0.00070989 | 473.4135 | 0 | 473.1555 | 0.00073116 | 473.0545 | 0.0025371
| 474.8812 | 0.00052477 | 471.2454 | 0.02013 | 471.25 | 0.060622 | 474.8812 | 0.067983 | 471.2454 | 0.99609 | 474.8812 | 0.6814 | 483.9214 | 0.34391 | 474.8812 | 0.035546 | 474.8812 | 0.06274 | 474.2825 | 0.0047364 | 474.8812 | 0 | 474.8812 | 0.00067207 | 471.2454 | -0.0019129 | 474.8812 | -0.00014715 | 474.2825 | -0.00062936 | 473.6345 | 0 | 473.3791 | -0.00051385 | 473.276 | 0.00020765
| 475.1034 | 0.00191 | 471.4636 | 0.02125 | 471.46 | 0.060622 | 475.1034 | 0.067748 | 471.4636 | 0.99404 | 475.1034 | 0.70101 | 484.1434 | 0.3482 | 475.1034 | 0.037361 | 475.1034 | 0.06436 | 474.5049 | 0.0062459 | 475.1034 | 0.00061152 | 475.1034 | 0.0015459 | 471.4636 | 0.0017128 | 475.1034 | 0.00052148 | 474.5049 | 0.00091376 | 473.8556 | 0 | 473.6027 | 0.0007232 | 473.4975 | 0.0022144
| 475.3256 | 0.00047487 | 471.6818 | 0.02103 | 471.68 | 0.055472 | 475.3256 | 0.065064 | 471.6819 | 0.99537 | 475.3256 | 0.71052 | 484.3655 | 0.3525 | 475.3256 | 0.037631 | 475.3256 | 0.06154 | 474.7274 | 0.0044291 | 475.3256 | 0 | 475.3256 | 0.0011525 | 471.6819 | -8.9013e-05 | 475.3256 | -0.0003697 | 474.7274 | -0.00064926 | 474.0767 | 0 | 473.8264 | -0.00052522 | 473.7191 | -1.2577e-05
| 475.5479 | 0.00188 | 471.9001 | 0.0191 | 471.9 | 0.060622 | 475.5479 | 0.065851 | 471.9001 | 1 | 475.5479 | 0.72992 | 484.5876 | 0.35679 | 475.5479 | 0.039399 | 475.5479 | 0.06315 | 474.9498 | 0.0057361 | 475.5479 | 0.0008331 | 475.5479 | 0.002019 | 471.9001 | -0.00063789 | 475.5479 | 0.00044631 | 474.9498 | 0.0011 | 474.2979 | 0 | 474.05 | 0.00075192 | 473.9406 | 0.0022482
| 475.7701 | 0.00035386 | 472.1184 | 0.01975 | 472.12 | 0.058096 | 475.7701 | 0.062775 | 472.1184 | 0.99089 | 475.7701 | 0.74224 | 484.8096 | 0.36109 | 475.7701 | 0.039648 | 475.7701 | 0.06205 | 475.1722 | 0.004908 | 475.7701 | 0 | 475.7701 | 0.0010239 | 472.1184 | -0.0022981 | 475.7701 | -0.00037794 | 475.1722 | -0.00052939 | 474.519 | 0 | 474.2736 | -0.00039978 | 474.1622 | 0.0002161
| 475.9924 | 0.00158 | 472.3367 | 0.01835 | 472.34 | 0.060622 | 475.9924 | 0.062978 | 472.3367 | 0.99325 | 475.9924 | 0.76379 | 485.0317 | 0.36538 | 475.9924 | 0.042312 | 475.9924 | 0.06344 | 475.3947 | 0.0071237 | 475.9924 | 0.00067011 | 475.9924 | 0.0015385 | 472.3367 | 0.0022962 | 475.9924 | 0.00043112 | 475.3947 | 0.00173 | 474.7401 | 0 | 474.4973 | 0.00090447 | 474.3837 | 0.0022385
| 476.2147 | 6.8853e-05 | 472.555 | 0.01818 | 472.56 | 0.055632 | 476.2147 | 0.060396 | 472.555 | 0.99642 | 476.2147 | 0.77404 | 485.2538 | 0.36968 | 476.2147 | 0.042299 | 476.2147 | 0.06186 | 475.6172 | 0.0059434 | 476.2147 | 0 | 476.2147 | 0.000842 | 472.555 | 0.00038853 | 476.2147 | -0.00025669 | 475.6172 | -0.00087936 | 474.9612 | 0 | 474.721 | -0.00059117 | 474.6053 | -0.00016341
| 476.437 | 0.00172 | 472.7733 | 0.01915 | 472.77 | 0.052914 | 476.437 | 0.060392 | 472.7733 | 0.99496 | 476.437 | 0.78624 | 485.4759 | 0.37397 | 476.437 | 0.044066 | 476.437 | 0.06115 | 475.8396 | 0.0059598 | 476.437 | 0.00108 | 476.437 | 0.0014839 | 472.7733 | 0.0015093 | 476.437 | 0.00043751 | 475.8396 | 0.00056562 | 475.1824 | 0 | 474.9447 | 0.00079542 | 474.8269 | 0.0018852
| 476.6593 | 0.00057271 | 472.9917 | 0.01731 | 472.99 | 0.05045 | 476.6593 | 0.056556 | 472.9917 | 0.98823 | 476.6593 | 0.78961 | 485.6981 | 0.37827 | 476.6593 | 0.043887 | 476.6593 | 0.06034 | 476.0621 | 0.0055468 | 476.6593 | 0 | 476.6593 | 0.00078952 | 472.9917 | 0.0012533 | 476.6593 | -0.00022806 | 476.0621 | -0.0004461 | 475.4036 | 0 | 475.1684 | -0.00060427 | 475.0485 | 5.6139e-05
| 476.8816 | 0.00206 | 473.21 | 0.01741 | 473.21 | 0.053168 | 476.8816 | 0.056227 | 473.21 | 0.9866 | 476.8816 | 0.79827 | 485.9202 | 0.38256 | 476.8816 | 0.04576 | 476.8816 | 0.06118 | 476.2847 | 0.008067 | 476.8816 | 0.00068764 | 476.8816 | 0.0021691 | 473.21 | 0.0015641 | 476.8816 | 0.00047218 | 476.2846 | 0.00063714 | 475.6248 | 0 | 475.3922 | 0.000751 | 475.2701 | 0.0021041
| 477.104 | 0.00038702 | 473.4284 | 0.01571 | 473.43 | 0.047986 | 477.104 | 0.053948 | 473.4284 | 0.97642 | 477.104 | 0.8159 | 486.1423 | 0.38686 | 477.104 | 0.046128 | 477.104 | 0.06042 | 476.5072 | 0.0055213 | 477.104 | 0 | 477.104 | 0.00087301 | 473.4284 | 0.00023465 | 477.104 | -0.00023015 | 476.5072 | -0.001 | 475.8459 | 0 | 475.6159 | -0.00055375 | 475.4917 | -6.3142e-05
| 477.3263 | 0.00144 | 473.6468 | 0.01766 | 473.65 | 0.047986 | 477.3263 | 0.053998 | 473.6468 | 0.9762 | 477.3263 | 0.82964 | 486.3645 | 0.39115 | 477.3263 | 0.048566 | 477.3263 | 0.06404 | 476.7297 | 0.0079986 | 477.3263 | 0.00083067 | 477.3263 | 0.0028997 | 473.6468 | 0.00060742 | 477.3263 | 0.00041353 | 476.7297 | 0.00064548 | 476.0671 | 0 | 475.8396 | 0.0007894 | 475.7133 | 0.002296
| 477.5487 | 0.0003338 | 473.8651 | 0.01438 | 473.87 | 0.047986 | 477.5487 | 0.051433 | 473.8651 | 0.97132 | 477.5487 | 0.83878 | 486.5866 | 0.39545 | 477.5487 | 0.048748 | 477.5487 | 0.06198 | 476.9523 | 0.0068038 | 477.5487 | 0 | 477.5487 | 0.00077627 | 473.8651 | 0.0011801 | 477.5487 | -0.00037751 | 476.9523 | -0.00092895 | 476.2883 | 0 | 476.0634 | -0.00055172 | 475.935 | 0.00023145
| 477.7711 | 0.00116 | 474.0835 | 0.01611 | 474.08 | 0.047986 | 477.7711 | 0.052452 | 474.0835 | 0.96693 | 477.7711 | 0.85507 | 486.8088 | 0.39974 | 477.7711 | 0.051016 | 477.7711 | 0.06186 | 477.1748 | 0.0080552 | 477.7711 | 0.00037372 | 477.7711 | 0.0019773 | 474.0835 | -0.0004838 | 477.7711 | 0.00055245 | 477.1748 | 0.00070858 | 476.5096 | 0 | 476.2872 | 0.0006974 | 476.1566 | 0.0017953
| 477.9934 | 2.0805e-05 | 474.3019 | 0.01473 | 474.3 | 0.047986 | 477.9935 | 0.050047 | 474.3019 | 0.96043 | 477.9935 | 0.87196 | 487.031 | 0.40404 | 477.9934 | 0.05126 | 477.9934 | 0.06299 | 477.3974 | 0.00549 | 477.9935 | 0 | 477.9934 | 0.0011564 | 474.3019 | -0.0011022 | 477.9934 | -0.00039192 | 477.3974 | -0.00071584 | 476.7308 | 0 | 476.511 | -0.00061315 | 476.3783 | -0.00015039
| 478.2158 | 0.00166 | 474.5203 | 0.01546 | 474.52 | 0.042996 | 478.2159 | 0.050235 | 474.5203 | 0.95718 | 478.2159 | 0.88947 | 487.2532 | 0.40833 | 478.2159 | 0.054216 | 478.2158 | 0.06456 | 477.62 | 0.0099294 | 478.2159 | 0.00035438 | 478.2159 | 0.0018254 | 474.5203 | 0.002628 | 478.2158 | 0.00060658 | 477.62 | 0.0007913 | 476.952 | 0 | 476.7347 | 0.00091681 | 476.6 | 0.0021038
| 478.4383 | 0.00118 | 474.7387 | 0.01387 | 474.74 | 0.047986 | 478.4383 | 0.04842 | 474.7387 | 0.94318 | 478.4383 | 0.90635 | 487.4754 | 0.41263 | 478.4383 | 0.055385 | 478.4383 | 0.06107 | 477.8426 | 0.0084745 | 478.4383 | 0 | 478.4383 | 0.00061563 | 474.7387 | 0.00067173 | 478.4383 | -0.00036789 | 477.8426 | -9.907e-05 | 477.1732 | 0 | 476.9586 | -0.00043085 | 476.8217 | -4.6758e-05
| 478.6607 | 0.00172 | 474.9572 | 0.01581 | 474.96 | 0.047986 | 478.6607 | 0.04911 | 474.9572 | 0.93854 | 478.6607 | 0.92528 | 487.6977 | 0.43 | 478.6607 | 0.058261 | 478.6607 | 0.06469 | 478.0652 | 0.010732 | 478.6607 | 0.00085222 | 478.6607 | 0.0014542 | 474.9572 | 0.00038554 | 478.6607 | 0.00062057 | 478.0652 | 0.00078834 | 477.3945 | 0 | 477.1824 | 0.00090184 | 477.0434 | 0.0020574
| 478.8831 | 6.6765e-05 | 475.1756 | 0.01352 | 475.18 | 0.042996 | 478.8831 | 0.046127 | 475.1756 | 0.9363 | 478.8831 | 0.93159 | 487.9199 | 0.43709 | 478.8831 | 0.058006 | 478.8831 | 0.06479 | 478.2879 | 0.007933 | 478.8831 | 0 | 478.8831 | 0.0012032 | 475.1756 | -0.0018057 | 478.8832 | -0.00026473 | 478.2879 | -6.9539e-05 | 477.6158 | 0 | 477.4062 | -0.00055755 | 477.2651 | 6.9547e-05
| 479.1056 | 0.00191 | 475.3941 | 0.0146 | 475.39 | 0.045362 | 479.1056 | 0.046848 | 475.3941 | 0.92811 | 479.1056 | 0.93841 | 488.1421 | 0.45089 | 479.1056 | 0.060591 | 479.1056 | 0.06659 | 478.5105 | 0.01072 | 479.1056 | 0.00083045 | 479.1056 | 0.0017577 | 475.3941 | 0.0040648 | 479.1056 | 0.0006001 | 478.5105 | 0.00039834 | 477.8371 | 0 | 477.63 | 0.00087706 | 477.4868 | 0.0021225
| 479.3281 | 0.00015034 | 475.6125 | 0.01298 | 475.61 | 0.040532 | 479.3281 | 0.04391 | 475.6125 | 0.91804 | 479.3281 | 0.93332 | 488.3644 | 0.47275 | 479.3281 | 0.059945 | 479.3281 | 0.0628 | 478.7332 | 0.009849 | 479.3281 | 0 | 479.3281 | 0.00089743 | 475.6125 | 0.0001785 | 479.3281 | -0.00032392 | 478.7332 | -9.6814e-05 | 478.0583 | 0 | 477.8539 | -0.0005932 | 477.7085 | 1.6377e-05
| 479.5505 | 0.00144 | 475.831 | 0.01396 | 475.83 | 0.042996 | 479.5506 | 0.043983 | 475.831 | 0.91658 | 479.5506 | 0.93757 | 488.5866 | 0.49478 | 479.5505 | 0.06215 | 479.5505 | 0.06724 | 478.9559 | 0.010983 | 479.5506 | 0.0004375 | 479.5505 | 0.0020315 | 475.831 | 0.0026089 | 479.5505 | 0.00060635 | 478.9559 | 0.00088876 | 478.2796 | 0 | 478.0778 | 0.0008133 | 477.9303 | 0.0021162
| 479.7731 | 7.4163e-07 | 476.0495 | 0.01306 | 476.05 | 0.040372 | 479.773 | 0.041164 | 476.0495 | 0.90617 | 479.773 | 0.9363 | 488.8089 | 0.51052 | 479.773 | 0.062509 | 479.7731 | 0.06344 | 479.1786 | 0.0085431 | 479.773 | 0 | 479.773 | 0.0017929 | 476.0495 | -0.00041529 | 479.773 | -0.00027838 | 479.1785 | -0.00044876 | 478.5009 | 0 | 478.3016 | -0.00053248 | 478.152 | -4.4481e-05
| 479.9955 | 0.00132 | 476.268 | 0.0128 | 476.27 | 0.040532 | 479.9956 | 0.041258 | 476.268 | 0.89616 | 479.9956 | 0.94696 | 489.0312 | 0.5281 | 479.9955 | 0.064527 | 479.9955 | 0.06621 | 479.4013 | 0.01105 | 479.9956 | 0.000996 | 479.9955 | 0.0017371 | 476.268 | 0.0011649 | 479.9955 | 0.00061605 | 479.4013 | 0.00056411 | 478.7223 | 0 | 478.5255 | 0.00083164 | 478.3738 | 0.0019537
| 480.2181 | 0.00012217 | 476.4865 | 0.01277 | 476.49 | 0.040372 | 480.2181 | 0.038959 | 476.4865 | 0.88975 | 480.2181 | 0.95355 | 489.2535 | 0.54984 | 480.2181 | 0.06519 | 480.2181 | 0.06351 | 479.624 | 0.0089184 | 480.2181 | 0 | 480.2181 | 0.00078581 | 476.4865 | -6.1662e-05 | 480.2181 | -0.00028642 | 479.624 | -0.00118 | 478.9436 | 0 | 478.7494 | -0.00062201 | 478.5956 | -0.00023986
| 480.4406 | 0.00219 | 476.705 | 0.01248 | 476.71 | 0.040532 | 480.4406 | 0.040076 | 476.705 | 0.88827 | 480.4406 | 0.96408 | 489.4758 | 0.56387 | 480.4406 | 0.068881 | 480.4406 | 0.06879 | 479.8467 | 0.012322 | 480.4406 | 0.0017959 | 480.4406 | 0.0023584 | 476.705 | 0.0007763 | 480.4406 | 0.00064117 | 479.8467 | 0.000878 | 479.1649 | 0 | 478.9734 | 0.00089818 | 478.8173 | 0.0024038
| 480.6632 | 0.00029101 | 476.9235 | 0.01174 | 476.92 | 0.03535 | 480.6632 | 0.037996 | 476.9236 | 0.8752 | 480.6632 | 0.97518 | 489.6981 | 0.57228 | 480.6631 | 0.069671 | 480.6632 | 0.06635 | 480.0694 | 0.010388 | 480.6632 | 0 | 480.6631 | 0.00073931 | 476.9236 | 0.00014593 | 480.6631 | -0.00022405 | 480.0695 | 2.4151e-05 | 479.3863 | 0 | 479.1973 | -0.00052681 | 479.0391 | -3.8207e-05
| 480.8857 | 0.00208 | 477.1421 | 0.01205 | 477.14 | 0.03535 | 480.8857 | 0.039231 | 477.1421 | 0.8655 | 480.8857 | 0.99159 | 489.9205 | 0.5887 | 480.8857 | 0.07277 | 480.8857 | 0.07064 | 480.2922 | 0.01374 | 480.8857 | 0.00045076 | 480.8857 | 0.0016978 | 477.1421 | 0.0021548 | 480.8857 | 0.00050746 | 480.2922 | 0.00029655 | 479.6076 | 0 | 479.4212 | 0.00078544 | 479.2609 | 0.0021118
| 481.1083 | 0.00066559 | 477.3607 | 0.01069 | 477.36 | 0.03535 | 481.1083 | 0.037133 | 477.3607 | 0.85533 | 481.1083 | 0.9956 | 490.1428 | 0.60332 | 481.1083 | 0.073584 | 481.1083 | 0.0667 | 480.515 | 0.010756 | 481.1083 | 0 | 481.1083 | 0.00038366 | 477.3607 | 0.00034534 | 481.1083 | -0.00026591 | 480.515 | 0.00013774 | 479.829 | 0 | 479.6452 | -0.00062656 | 479.4827 | -8.867e-05
| 481.3309 | 0.00133 | 477.5792 | 0.01178 | 477.58 | 0.037908 | 481.3309 | 0.037072 | 477.5792 | 0.85062 | 481.3309 | 0.99862 | 490.3652 | 0.6122 | 481.3309 | 0.075637 | 481.3309 | 0.06946 | 480.7378 | 0.013441 | 481.3309 | 0.0001624 | 481.3309 | 0.0021761 | 477.5792 | 0.0020799 | 481.3309 | 0.00045017 | 480.7378 | 0.00073164 | 480.0504 | 0 | 479.8691 | 0.00083343 | 479.7046 | 0.0020544
| 481.5535 | 0.00065322 | 477.7978 | 0.01053 | 477.8 | 0.03535 | 481.5535 | 0.034977 | 477.7978 | 0.83245 | 481.5535 | 1 | 490.5875 | 0.62287 | 481.5535 | 0.076476 | 481.5535 | 0.06874 | 480.9606 | 0.013668 | 481.5535 | 0 | 481.5535 | 0.0014565 | 477.7978 | -0.00078889 | 481.5535 | -0.00020536 | 480.9606 | -0.00043914 | 480.2718 | 0 | 480.0931 | -0.00051081 | 479.9264 | 3.0049e-05
| 481.7761 | 0.00139 | 478.0164 | 0.01148 | 478.02 | 0.03535 | 481.7761 | 0.035408 | 478.0164 | 0.8257 | 481.7761 | 0.99731 | 490.8099 | 0.63189 | 481.7761 | 0.079237 | 481.7761 | 0.07226 | 481.1834 | 0.015308 | 481.7761 | 0.0010973 | 481.7761 | 0.0018975 | 478.0164 | 0.00053216 | 481.7761 | 0.00062124 | 481.1834 | 0.00040706 | 480.4932 | 0 | 480.3171 | 0.00087366 | 480.1483 | 0.0020677
| 481.9987 | 0.00011849 | 478.235 | 0.01048 | 478.23 | 0.03036 | 481.9987 | 0.032791 | 478.235 | 0.81167 | 481.9987 | 0.99523 | 491.0323 | 0.64866 | 481.9987 | 0.079435 | 481.9987 | 0.06907 | 481.4062 | 0.013002 | 481.9987 | 0 | 481.9987 | 0.0014357 | 478.235 | -0.00054682 | 481.9987 | -0.00015957 | 481.4062 | -0.00053019 | 480.7146 | 0 | 480.5411 | -0.00057178 | 480.3701 | -0.00016419
| 482.2213 | 0.00142 | 478.4536 | 0.01135 | 478.45 | 0.03535 | 482.2214 | 0.032621 | 478.4536 | 0.80667 | 482.2214 | 0.99255 | 491.2547 | 0.66371 | 482.2213 | 0.082073 | 482.2213 | 0.07316 | 481.629 | 0.014923 | 482.2214 | 0.00019051 | 482.2213 | 0.0014166 | 478.4536 | 0.0015565 | 482.2213 | 0.00037904 | 481.629 | 0.00147 | 480.936 | 0 | 480.7651 | 0.00091212 | 480.592 | 0.0021229
| 482.444 | -2.9679e-05 | 478.6722 | 0.00981 | 478.67 | 0.03036 | 482.444 | 0.030334 | 478.6722 | 0.79233 | 482.444 | 0.99242 | 491.4771 | 0.67482 | 482.444 | 0.082709 | 482.444 | 0.07096 | 481.8519 | 0.014662 | 482.444 | 0 | 482.444 | 0.0012059 | 478.6722 | 0.0011267 | 482.444 | -0.0002873 | 481.8519 | -0.00091108 | 481.1574 | 0 | 480.9891 | -0.00057046 | 480.8139 | -0.00020117
| 482.6667 | 0.00149 | 478.8909 | 0.01071 | 478.89 | 0.03036 | 482.6667 | 0.031699 | 478.8909 | 0.777 | 482.6667 | 0.99375 | 491.6995 | 0.68399 | 482.6667 | 0.085808 | 482.6667 | 0.07369 | 482.0747 | 0.017889 | 482.6667 | 0.00054276 | 482.6667 | 0.0017959 | 478.8909 | 0.0020557 | 482.6667 | 0.0004517 | 482.0747 | 0.00090681 | 481.3788 | 0 | 481.2132 | 0.00065816 | 481.0358 | 0.0019512
| 482.8893 | -0.00015118 | 479.1095 | 0.00947 | 479.11 | 0.027736 | 482.8893 | 0.029464 | 479.1095 | 0.76788 | 482.8893 | 0.9916 | 491.9219 | 0.69614 | 482.8893 | 0.086754 | 482.8893 | 0.07012 | 482.2976 | 0.018979 | 482.8893 | 0 | 482.8893 | 0.0015315 | 479.1095 | 0.0013915 | 482.8893 | -0.00028948 | 482.2976 | -0.00063224 | 481.6003 | 0 | 481.4372 | -0.00051388 | 481.2577 | -0.00024857
| 483.112 | 0.0007908 | 479.3282 | 0.01034 | 479.33 | 0.032824 | 483.112 | 0.029395 | 479.3282 | 0.76774 | 483.112 | 0.99074 | 492.1444 | 0.70677 | 483.112 | 0.088901 | 483.112 | 0.07381 | 482.5205 | 0.020069 | 483.112 | 0.00044122 | 483.112 | 0.0018743 | 479.3282 | 0.002932 | 483.112 | 0.00041315 | 482.5205 | 0.00075655 | 481.8217 | 0 | 481.6612 | 0.00074273 | 481.4796 | 0.0019224
| 483.3347 | 0.00031393 | 479.5468 | 0.00811 | 479.55 | 0.025272 | 483.3347 | 0.027754 | 479.5468 | 0.75086 | 483.3347 | 0.98571 | 492.3668 | 0.71145 | 483.3347 | 0.090169 | 483.3347 | 0.07403 | 482.7434 | 0.021158 | 483.3347 | 0 | 483.3347 | 0.0019091 | 479.5468 | 0.00028786 | 483.3347 | -0.00032423 | 482.7434 | -0.00076081 | 482.0432 | 0 | 481.8854 | -0.0006518 | 481.7015 | -4.8759e-05
| 483.5575 | 0.00111 | 479.7655 | 0.00952 | 479.77 | 0.027896 | 483.5575 | 0.028265 | 479.7655 | 0.73984 | 483.5575 | 0.98667 | 492.5893 | 0.72351 | 483.5575 | 0.09312 | 483.5575 | 0.07739 | 482.9663 | 0.022248 | 483.5575 | 0.00021795 | 483.5575 | 0.0012203 | 479.7655 | 0.0022202 | 483.5575 | 0.00039015 | 482.9663 | 0.00085151 | 482.2647 | 0 | 482.1094 | 0.000765 | 481.9234 | 0.0017365
| 483.7802 | 0.00013698 | 479.9842 | 0.00772 | 479.98 | 0.025272 | 483.7802 | 0.026486 | 479.9842 | 0.72909 | 483.7802 | 0.98075 | 492.8118 | 0.74574 | 483.7802 | 0.094241 | 483.7802 | 0.07328 | 483.1893 | 0.023338 | 483.7802 | 0 | 483.7802 | 0.0014657 | 479.9842 | 0.00085333 | 483.7802 | -0.00031109 | 483.1893 | -0.00046371 | 482.4862 | 0 | 482.3335 | -0.00061729 | 482.1454 | -0.00010007
| 484.0029 | 0.00139 | 480.2029 | 0.00904 | 480.2 | 0.025272 | 484.0029 | 0.027242 | 480.2029 | 0.72829 | 484.0029 | 0.97735 | 493.0342 | 0.76158 | 484.0029 | 0.09769 | 484.0029 | 0.07821 | 483.4122 | 0.024428 | 484.0029 | 0.00037506 | 484.0029 | 0.0018828 | 480.2029 | 0.0019419 | 484.0029 | 0.00064443 | 483.4122 | 0.00049091 | 482.7077 | 0 | 482.5576 | 0.00084273 | 482.3673 | 0.0023206
| 484.2257 | -0.00012316 | 480.4216 | 0.00855 | 480.42 | 0.025272 | 484.2257 | 0.024782 | 480.4216 | 0.71211 | 484.2257 | 0.9746 | 493.2567 | 0.76962 | 484.2257 | 0.098141 | 484.2257 | 0.07383 | 483.6352 | 0.025517 | 484.2257 | 0 | 484.2257 | 0.0017777 | 480.4216 | 0.00020504 | 484.2257 | -0.00039528 | 483.6352 | -0.00047067 | 482.9292 | 0 | 482.7817 | -0.00065664 | 482.5893 | -0.00010531
| 484.4484 | 0.00145 | 480.6403 | 0.00969 | 480.64 | 0.025272 | 484.4485 | 0.025784 | 480.6403 | 0.71807 | 484.4485 | 0.97057 | 493.4792 | 0.77768 | 484.4485 | 0.1014 | 484.4484 | 0.07786 | 483.8582 | 0.026607 | 484.4485 | 0.00057442 | 484.4485 | 0.0015645 | 480.6403 | 0.001502 | 484.4485 | 0.00042977 | 483.8582 | 0.00055522 | 483.1507 | 0 | 483.0059 | 0.00089466 | 482.8113 | 0.0019247
| 484.6712 | 0.00019985 | 480.8591 | 0.00866 | 480.86 | 0.025272 | 484.6712 | 0.023595 | 480.8591 | 0.7075 | 484.6712 | 0.9631 | 493.7018 | 0.78096 | 484.6712 | 0.103 | 484.6712 | 0.07617 | 484.0811 | 0.027697 | 484.6712 | 0 | 484.6712 | 0.00139 | 480.8591 | -0.001356 | 484.6712 | -0.00026943 | 484.0811 | -0.00058791 | 483.3722 | 0 | 483.23 | -0.00071591 | 483.0333 | -9.2603e-05
| 484.894 | 0.00095302 | 481.0778 | 0.00867 | 481.08 | 0.025272 | 484.894 | 0.024809 | 481.0778 | 0.70339 | 484.894 | 0.96023 | 493.9243 | 0.79237 | 484.894 | 0.10553 | 484.894 | 0.08026 | 484.3041 | 0.028786 | 484.894 | 0.00098837 | 484.894 | 0.0029142 | 481.0778 | 0.0018119 | 484.894 | 0.00046077 | 484.3041 | 0.00053098 | 483.5938 | 0 | 483.4542 | 0.00078525 | 483.2553 | 0.0019995
| 485.1168 | -7.1705e-05 | 481.2966 | 0.00744 | 481.3 | 0.025272 | 485.1168 | 0.022167 | 481.2966 | 0.69345 | 485.1168 | 0.95096 | 494.1468 | 0.7994 | 485.1168 | 0.10755 | 485.1168 | 0.07946 | 484.5272 | 0.029876 | 485.1168 | 0 | 485.1168 | 0.00093591 | 481.2966 | -0.0016222 | 485.1168 | -0.00010153 | 484.5272 | -0.0004513 | 483.8153 | 0 | 483.6783 | -0.00061703 | 483.4773 | -1.736e-05
| 485.3397 | 0.00108 | 481.5153 | 0.00915 | 481.52 | 0.025272 | 485.3397 | 0.023247 | 481.5153 | 0.68945 | 485.3397 | 0.94672 | 494.3693 | 0.81348 | 485.3397 | 0.11074 | 485.3397 | 0.08075 | 484.7502 | 0.030966 | 485.3397 | 0.00058018 | 485.3397 | 0.0027141 | 481.5153 | -0.00059169 | 485.3397 | 0.0004621 | 484.7502 | 0.00112 | 484.0369 | 0 | 483.9025 | 0.0009737 | 483.6993 | 0.0022776
| 485.5625 | -2.4785e-05 | 481.7341 | 0.00832 | 481.73 | 0.022714 | 485.5625 | 0.021318 | 481.7341 | 0.68287 | 485.5625 | 0.93961 | 494.5919 | 0.83574 | 485.5625 | 0.11225 | 485.5625 | 0.07883 | 484.9732 | 0.032055 | 485.5625 | 0 | 485.5625 | 0.0012763 | 481.7341 | -0.0006556 | 485.5625 | -0.00037526 | 484.9732 | -0.00010219 | 484.2584 | 0 | 484.1267 | -0.00065733 | 483.9214 | -0.00019326
| 485.7853 | 0.0014 | 481.9529 | 0.00938 | 481.95 | 0.022808 | 485.7853 | 0.021937 | 481.9529 | 0.67961 | 485.7853 | 0.93704 | 494.8145 | 0.85556 | 485.7853 | 0.11556 | 485.7853 | 0.08365 | 485.1963 | 0.033145 | 485.7853 | 0.00045134 | 485.7853 | 0.0024044 | 481.9529 | 0.0012937 | 485.7853 | 0.00046727 | 485.1963 | 0.00132 | 484.48 | 0 | 484.3509 | 0.00115 | 484.1434 | 0.0020887
| 486.0082 | 0.00024658 | 482.1717 | 0.00739 | 482.17 | 0.022714 | 486.0082 | 0.020246 | 482.1717 | 0.67414 | 486.0082 | 0.9268 | 495.0371 | 0.86033 | 486.0082 | 0.11764 | 486.0082 | 0.08379 | 485.4193 | 0.034235 | 486.0082 | 0 | 486.0082 | 0.0013965 | 482.1717 | -0.00098166 | 486.0082 | -0.00048273 | 485.4193 | -0.00081492 | 484.7016 | 0 | 484.5751 | -0.00057068 | 484.3655 | -0.00034402
| 486.2311 | 0.00186 | 482.3905 | 0.0096 | 482.39 | 0.025272 | 486.2311 | 0.02152 | 482.3905 | 0.66931 | 486.2311 | 0.92413 | 495.2597 | 0.8668 | 486.231 | 0.12135 | 486.2311 | 0.0887 | 485.6424 | 0.035324 | 486.2311 | 0.00073861 | 486.231 | 0.0027309 | 482.3905 | 0.0018417 | 486.231 | 0.00055654 | 485.6424 | 0.00155 | 484.9232 | 0 | 484.7994 | 0.00107 | 484.5876 | 0.0022825
| 486.454 | 0.00030645 | 482.6093 | 0.00754 | 482.61 | 0.020188 | 486.4539 | 0.019136 | 482.6093 | 0.65932 | 486.4539 | 0.91241 | 495.4823 | 0.86393 | 486.4539 | 0.12277 | 486.454 | 0.08527 | 485.8655 | 0.036414 | 486.4539 | 0 | 486.4539 | 0.0022829 | 482.6093 | 0.0011167 | 486.454 | -0.00020461 | 485.8655 | 0.0001822 | 485.1448 | 0 | 485.0236 | -0.00071385 | 484.8096 | -0.00014958
| 486.6769 | 0.00129 | 482.8282 | 0.00873 | 482.83 | 0.022746 | 486.6768 | 0.019811 | 482.8282 | 0.65749 | 486.6768 | 0.90628 | 495.7049 | 0.87101 | 486.6768 | 0.12669 | 486.6769 | 0.08979 | 486.0886 | 0.037504 | 486.6768 | 0.00062857 | 486.6768 | 0.0026262 | 482.8282 | 0.0022755 | 486.6769 | 0.00045996 | 486.0886 | 0.00062108 | 485.3664 | 0 | 485.2478 | 0.00098976 | 485.0317 | 0.0024881
| 486.8998 | 0.00016188 | 483.047 | 0.0075 | 483.05 | 0.02009 | 486.8998 | 0.019002 | 483.047 | 0.6411 | 486.8998 | 0.89627 | 495.9275 | 0.8707 | 486.8997 | 0.12786 | 486.8998 | 0.08671 | 486.3117 | 0.038593 | 486.8998 | 0 | 486.8997 | 0.0014786 | 483.047 | -0.00131 | 486.8997 | -0.00024729 | 486.3118 | -0.00061311 | 485.588 | 0 | 485.4721 | -0.00052196 | 485.2538 | 0.0001741
| 487.1227 | 0.00107 | 483.2659 | 0.00845 | 483.27 | 0.022714 | 487.1227 | 0.019424 | 483.2659 | 0.626 | 487.1227 | 0.89152 | 496.1501 | 0.88916 | 487.1227 | 0.13167 | 487.1227 | 0.09143 | 486.5349 | 0.039683 | 487.1227 | 0.00043126 | 487.1227 | 0.0024836 | 483.2659 | 0.0014609 | 487.1227 | 0.00042783 | 486.5349 | 0.00043114 | 485.8097 | 0 | 485.6964 | 0.000838 | 485.4759 | 0.00235
| 487.3456 | 1.1876e-05 | 483.4847 | 0.00604 | 483.48 | 0.017626 | 487.3456 | 0.017131 | 483.4847 | 0.6149 | 487.3456 | 0.88082 | 496.3728 | 0.89599 | 487.3456 | 0.13467 | 487.3456 | 0.09021 | 486.758 | 0.040773 | 487.3456 | 0 | 487.3456 | 0.0016124 | 483.4847 | -0.0012039 | 487.3456 | -0.00027519 | 486.758 | -0.00097959 | 486.0313 | 0 | 485.9207 | -0.00080181 | 485.6981 | -3.3898e-05
| 487.5686 | 0.00066999 | 483.7036 | 0.00752 | 483.7 | 0.01526 | 487.5686 | 0.018661 | 483.7036 | 0.60912 | 487.5686 | 0.87592 | 496.5955 | 0.90346 | 487.5686 | 0.13829 | 487.5686 | 0.09251 | 486.9812 | 0.041862 | 487.5686 | 0.00065778 | 487.5686 | 0.0028089 | 483.7036 | 0.0027371 | 487.5686 | 0.00027509 | 486.9812 | 0.00074003 | 486.253 | 0 | 486.145 | 0.00107 | 485.9202 | 0.0022881
| 487.7915 | -0.0002597 | 483.9225 | 0.00678 | 483.92 | 0.01526 | 487.7915 | 0.017036 | 483.9225 | 0.59785 | 487.7915 | 0.86645 | 496.8181 | 0.90499 | 487.7915 | 0.14037 | 487.7915 | 0.09431 | 487.2044 | 0.042952 | 487.7915 | 0 | 487.7915 | 0.0017203 | 483.9225 | 0.00083693 | 487.7915 | -0.00041533 | 487.2044 | -0.00056818 | 486.4746 | 0 | 486.3693 | -0.00059486 | 486.1423 | -0.00022571
| 488.0145 | 0.00143 | 484.1414 | 0.00806 | 484.14 | 0.01526 | 488.0145 | 0.017562 | 484.1414 | 0.58699 | 488.0145 | 0.85861 | 497.0408 | 0.89802 | 488.0145 | 0.14455 | 488.0145 | 0.09779 | 487.4276 | 0.044042 | 488.0145 | 0.00062967 | 488.0145 | 0.0023809 | 484.1414 | 0.0024975 | 488.0145 | 0.00049736 | 487.4276 | 0.0009419 | 486.6963 | 0 | 486.5936 | 0.00083236 | 486.3645 | 0.0021205
| 488.2375 | -0.00073552 | 484.3603 | 0.00641 | 484.36 | 0.012636 | 488.2375 | 0.015652 | 484.3603 | 0.57475 | 488.2375 | 0.84692 | 497.2635 | 0.90199 | 488.2375 | 0.14702 | 488.2375 | 0.09567 | 487.6508 | 0.045131 | 488.2375 | 0 | 488.2375 | 0.0018439 | 484.3603 | -0.00060691 | 488.2375 | -0.00038854 | 487.6508 | -0.00044827 | 486.918 | 0 | 486.8179 | -0.00044197 | 486.5866 | -0.00020124
| 488.4605 | 0.00122 | 484.5792 | 0.0062 | 484.58 | 0.012636 | 488.4605 | 0.016407 | 484.5792 | 0.56764 | 488.4605 | 0.84104 | 497.4862 | 0.90691 | 488.4605 | 0.15163 | 488.4605 | 0.10171 | 487.874 | 0.046221 | 488.4605 | 0.00074557 | 488.4605 | 0.0025859 | 484.5792 | 0.0017682 | 488.4605 | 0.00065585 | 487.874 | 0.001 | 487.1397 | 0 | 487.0423 | 0.00091099 | 486.8088 | 0.0015002
| 488.6835 | -6.5431e-05 | 484.7982 | 0.0067 | 484.8 | 0.012636 | 488.6835 | 0.015153 | 484.7982 | 0.54691 | 488.6835 | 0.82907 | 497.7089 | 0.91107 | 488.6835 | 0.15375 | 488.6835 | 0.10032 | 488.0972 | 0.047311 | 488.6835 | 0 | 488.6835 | 0.0017312 | 484.7982 | -0.00034282 | 488.6835 | -0.00024521 | 488.0972 | -0.0005244 | 487.3614 | 0 | 487.2666 | -0.00060817 | 487.031 | -9.6634e-05
| 488.9065 | 0.00174 | 485.0171 | 0.00594 | 485.02 | 0.012636 | 488.9065 | 0.016198 | 485.0171 | 0.54079 | 488.9065 | 0.82363 | 497.9316 | 0.93115 | 488.9065 | 0.15873 | 488.9065 | 0.10397 | 488.3204 | 0.048401 | 488.9065 | 0.00091817 | 488.9065 | 0.0021202 | 485.0171 | 0.00080135 | 488.9065 | 0.00055434 | 488.3204 | 0.0012 | 487.5831 | 0 | 487.491 | 0.00091163 | 487.2532 | 0.0014741
| 489.1296 | -0.00014893 | 485.2361 | 0.00642 | 485.24 | 0.012636 | 489.1296 | 0.014484 | 485.2361 | 0.52524 | 489.1296 | 0.81373 | 498.1544 | 0.94784 | 489.1296 | 0.16189 | 489.1296 | 0.10279 | 488.5437 | 0.04949 | 489.1296 | 0 | 489.1296 | 0.0025206 | 485.2361 | 0.00093709 | 489.1296 | -0.00021156 | 488.5437 | -0.00034013 | 487.8049 | 0 | 487.7154 | -0.00045789 | 487.4754 | -0.00018407
| 489.3526 | 0.00122 | 485.4551 | 0.00682 | 485.46 | 0.012636 | 489.3526 | 0.015366 | 485.455 | 0.51564 | 489.3526 | 0.80909 | 498.3771 | 0.95837 | 489.3526 | 0.1669 | 489.3526 | 0.10679 | 488.767 | 0.05058 | 489.3526 | 0.00044473 | 489.3526 | 0.0023456 | 485.455 | 0.00098625 | 489.3526 | 0.00054498 | 488.767 | 0.00040591 | 488.0266 | 0 | 487.9398 | 0.00096592 | 487.6977 | 0.0014255
| 489.5757 | -3.7923e-05 | 485.674 | 0.00576 | 485.67 | 0.012636 | 489.5757 | 0.013516 | 485.674 | 0.50271 | 489.5757 | 0.79653 | 498.5999 | 0.955 | 489.5757 | 0.16901 | 489.5757 | 0.10653 | 488.9902 | 0.05167 | 489.5757 | 0 | 489.5757 | 0.0017629 | 485.674 | -0.00027593 | 489.5757 | -0.00037892 | 488.9903 | -0.00085195 | 488.2484 | 0 | 488.1642 | -0.00057157 | 487.9199 | -0.00021429
| 489.7988 | 0.00094716 | 485.893 | 0.00609 | 485.89 | 0.0151 | 489.7988 | 0.014754 | 485.893 | 0.49211 | 489.7988 | 0.7898 | 498.8226 | 0.95848 | 489.7988 | 0.17448 | 489.7988 | 0.11352 | 489.2135 | 0.05167 | 489.7988 | 0.00066071 | 489.7988 | 0.0027818 | 485.893 | 0.0017185 | 489.7988 | 0.00042115 | 489.2135 | 0.00138 | 488.4701 | 0 | 488.3886 | 0.00104 | 488.1421 | 0.0019103
| 490.0219 | -9.8895e-06 | 486.112 | 0.00512 | 486.11 | 0.012636 | 490.0219 | 0.013307 | 486.112 | 0.4802 | 490.0219 | 0.78018 | 499.0454 | 0.96464 | 490.0219 | 0.17752 | 490.0219 | 0.11245 | 489.4369 | 0.05182 | 490.0219 | 0 | 490.0219 | 0.0016099 | 486.112 | 0.00078154 | 490.0218 | -0.00022997 | 489.4368 | -0.00101 | 488.6919 | 0 | 488.613 | -0.00068917 | 488.3644 | -0.00029367
| 490.245 | 0.00157 | 486.331 | 0.00646 | 486.33 | 0.012636 | 490.245 | 0.01398 | 486.331 | 0.46642 | 490.245 | 0.77102 | 499.2682 | 0.96841 | 490.245 | 0.18304 | 490.245 | 0.11843 | 489.6602 | 0.055393 | 490.245 | 0.00047843 | 490.245 | 0.0033527 | 486.331 | 0.00069442 | 490.245 | 0.00048947 | 489.6602 | 0.00133 | 488.9136 | 0 | 488.8375 | 0.00092527 | 488.5866 | 0.0015814
| 490.4681 | -0.00020338 | 486.55 | 0.00554 | 486.55 | 0.012636 | 490.4681 | 0.012708 | 486.55 | 0.45369 | 490.4681 | 0.76196 | 499.491 | 0.96768 | 490.4681 | 0.18611 | 490.4681 | 0.11808 | 489.8835 | 0.055935 | 490.4681 | 0 | 490.4681 | 0.0033748 | 486.55 | -0.0010438 | 490.4681 | -0.00011748 | 489.8835 | -0.0003996 | 489.1354 | 0 | 489.062 | -0.00056716 | 488.8089 | -6.967e-05
| 490.6912 | 0.00091902 | 486.7691 | 0.0053 | 486.77 | 0.012636 | 490.6912 | 0.01395 | 486.7691 | 0.44387 | 490.6912 | 0.7581 | 499.7138 | 0.968 | 490.6912 | 0.19171 | 490.6912 | 0.12465 | 490.1069 | 0.059256 | 490.6912 | 0.00053076 | 490.6912 | 0.0028662 | 486.7691 | 0.0013467 | 490.6912 | 0.0005053 | 490.1069 | 0.00102 | 489.3572 | 0 | 489.2864 | 0.00093483 | 489.0312 | 0.0015505
| 490.9144 | 0.00014803 | 486.9881 | 0.00467 | 486.99 | 0.012636 | 490.9144 | 0.012324 | 486.9881 | 0.42907 | 490.9144 | 0.74825 | 499.9366 | 0.97698 | 490.9144 | 0.19562 | 490.9144 | 0.12133 | 490.3302 | 0.061414 | 490.9144 | 0 | 490.9144 | 0.0023882 | 486.9881 | 0.0024497 | 490.9144 | -0.00021849 | 490.3302 | -0.00016349 | 489.579 | 0 | 489.5109 | -0.00055965 | 489.2535 | -0.00012025
| 491.1375 | 0.00129 | 487.2072 | 0.00513 | 487.21 | 0.012636 | 491.1375 | 0.013118 | 487.2072 | 0.41812 | 491.1375 | 0.73669 | 500.1594 | 0.98522 | 491.1375 | 0.20034 | 491.1375 | 0.12733 | 490.5536 | 0.063981 | 491.1375 | 0.00071242 | 491.1375 | 0.0031574 | 487.2072 | 0.00086503 | 491.1375 | 0.00054891 | 490.5536 | 0.00104 | 489.8008 | 0 | 489.7354 | 0.00097023 | 489.4758 | 0.0016117
| 491.3607 | -1.402e-05 | 487.4262 | 0.00512 | 487.43 | 0.012636 | 491.3607 | 0.011467 | 487.4262 | 0.4073 | 491.3607 | 0.72417 | 500.3823 | 0.9756 | 491.3607 | 0.20418 | 491.3607 | 0.12772 | 490.777 | 0.064845 | 491.3607 | 0 | 491.3607 | 0.0036845 | 487.4262 | 3.8674e-06 | 491.3607 | -0.00024931 | 490.777 | -0.00025902 | 490.0227 | 0 | 489.9599 | -0.0005201 | 489.6982 | -5.1157e-05
| 491.5839 | 0.0009013 | 487.6453 | 0.00492 | 487.65 | 0.012636 | 491.5839 | 0.012582 | 487.6453 | 0.39815 | 491.5839 | 0.72138 | 500.6051 | 0.98142 | 491.5839 | 0.21021 | 491.5839 | 0.13596 | 491.0004 | 0.067013 | 491.5839 | 0.00045544 | 491.5839 | 0.003237 | 487.6453 | 0.0033101 | 491.5839 | 0.00044277 | 491.0004 | 0.00112 | 490.2445 | 0 | 490.1844 | 0.00078728 | 489.9205 | 0.0019604
| 491.8071 | -0.00028639 | 487.8644 | 0.00454 | 487.86 | 0.012636 | 491.8071 | 0.011068 | 487.8644 | 0.3817 | 491.8071 | 0.71031 | 500.828 | 0.9807 | 491.8071 | 0.21469 | 491.8071 | 0.13217 | 491.2238 | 0.067625 | 491.8071 | 0 | 491.8071 | 0.0032486 | 487.8644 | 0.00034367 | 491.8071 | -0.00048164 | 491.2238 | -0.00021316 | 490.4664 | 0 | 490.4089 | -0.00057655 | 490.1428 | -8.1294e-05
| 492.0303 | 0.00151 | 488.0835 | 0.00545 | 488.08 | 0.012636 | 492.0303 | 0.011735 | 488.0835 | 0.37331 | 492.0303 | 0.70304 | 501.0509 | 0.98761 | 492.0303 | 0.22023 | 492.0303 | 0.13674 | 491.4472 | 0.072061 | 492.0303 | 0.00046867 | 492.0303 | 0.0032821 | 488.0835 | 0.0021776 | 492.0303 | 0.00052228 | 491.4472 | 0.00067658 | 490.6882 | 0 | 490.6334 | 0.00098616 | 490.3652 | 0.002144
| 492.2535 | -1.0315e-05 | 488.3026 | 0.00367 | 488.3 | 0.012636 | 492.2535 | 0.009782 | 488.3026 | 0.35953 | 492.2535 | 0.69149 | 501.2737 | 0.98389 | 492.2535 | 0.2236 | 492.2535 | 0.13836 | 491.6707 | 0.073834 | 492.2535 | 0 | 492.2535 | 0.0025813 | 488.3026 | -0.0011803 | 492.2535 | -0.00029936 | 491.6707 | -0.0008146 | 490.9101 | 0 | 490.858 | -0.00061152 | 490.5875 | -0.00013517
| 492.4767 | 0.00174 | 488.5217 | 0.00549 | 488.52 | 0.012636 | 492.4767 | 0.012196 | 488.5217 | 0.35278 | 492.4767 | 0.68256 | 501.4966 | 0.99217 | 492.4767 | 0.22917 | 492.4767 | 0.14278 | 491.8941 | 0.077345 | 492.4767 | 0.00080246 | 492.4767 | 0.0034425 | 488.5217 | 0.0029216 | 492.4767 | 0.0005853 | 491.8941 | 0.00095727 | 491.132 | 0 | 491.0826 | 0.00096557 | 490.8099 | 0.0016114
| 492.7 | 0.00068567 | 488.7409 | 0.00391 | 488.74 | 0.012636 | 492.7 | 0.0099817 | 488.7409 | 0.33739 | 492.7 | 0.67571 | 501.7195 | 1 | 492.7 | 0.23507 | 492.7 | 0.145 | 492.1176 | 0.078194 | 492.7 | 0 | 492.7 | 0.0032183 | 488.7409 | 0.00074228 | 492.7 | -0.00034602 | 492.1176 | -0.00051389 | 491.3539 | 0 | 491.3072 | -0.00056825 | 491.0323 | -0.00078257
| 492.9232 | 0.00138 | 488.96 | 0.00485 | 488.96 | 0.012636 | 492.9232 | 0.010958 | 488.96 | 0.33191 | 492.9232 | 0.67242 | 501.9425 | 0.99807 | 492.9232 | 0.24306 | 492.9232 | 0.15233 | 492.3411 | 0.082528 | 492.9232 | 0.0003945 | 492.9232 | 0.0043177 | 488.96 | 0.0010847 | 492.9232 | 0.00026829 | 492.3411 | 0.00092465 | 491.5757 | 0 | 491.5317 | 0.0008883 | 491.2547 | 0.0025642
| 493.1465 | 0.00031985 | 489.1792 | 0.00387 | 489.18 | 0.012636 | 493.1465 | 0.0090658 | 489.1792 | 0.31915 | 493.1465 | 0.66547 | 502.1654 | 0.9914 | 493.1465 | 0.24779 | 493.1465 | 0.15198 | 492.5646 | 0.08431 | 493.1465 | 0 | 493.1465 | 0.0034168 | 489.1792 | 0.00018209 | 493.1465 | -0.0003919 | 492.5646 | -0.00076299 | 491.7977 | 0 | 491.7563 | -0.00066658 | 491.4771 | 6.564e-05
| 493.3698 | 0.00154 | 489.3983 | 0.00493 | 489.4 | 0.012636 | 493.3698 | 0.010466 | 489.3983 | 0.31301 | 493.3698 | 0.65477 | 502.3883 | 0.98567 | 493.3698 | 0.25223 | 493.3698 | 0.15682 | 492.7881 | 0.089607 | 493.3698 | 0.00027884 | 493.3698 | 0.0035805 | 489.3983 | 0.0006397 | 493.3698 | 0.00059048 | 492.7881 | 0.0004537 | 492.0196 | 0 | 491.981 | 0.00096037 | 491.6995 | 0.0018682
| 493.5931 | 0.00012584 | 489.6175 | 0.00423 | 489.62 | 0.012636 | 493.5931 | 0.0094054 | 489.6175 | 0.30271 | 493.5931 | 0.64278 | 502.6113 | 0.97317 | 493.5931 | 0.25659 | 493.5931 | 0.15953 | 493.0116 | 0.090297 | 493.5931 | 0 | 493.5931 | 0.0034085 | 489.6175 | 0.00055527 | 493.5931 | -0.00031557 | 493.0116 | -4.3388e-05 | 492.2415 | 0 | 492.2056 | -0.00070898 | 491.9219 | 3.9361e-05
| 493.8164 | 0.001 | 489.8367 | 0.00365 | 489.84 | 0.012636 | 493.8164 | 0.01039 | 489.8367 | 0.29493 | 493.8164 | 0.63361 | 502.8343 | 0.96994 | 493.8164 | 0.26264 | 493.8164 | 0.16076 | 493.2351 | 0.092765 | 493.8164 | 0.00055103 | 493.8164 | 0.0043706 | 489.8367 | 0.00075082 | 493.8164 | 0.00053308 | 493.2351 | 0.00097245 | 492.4634 | 0 | 492.4302 | 0.00083475 | 492.1444 | 0.0017749
| 494.0397 | -6.0246e-05 | 490.0559 | 0.00364 | 490.06 | 0.012636 | 494.0397 | 0.0085675 | 490.0559 | 0.28869 | 494.0397 | 0.62753 | 503.0572 | 0.95323 | 494.0397 | 0.26903 | 494.0397 | 0.1658 | 493.4587 | 0.096316 | 494.0397 | 0 | 494.0397 | 0.0040832 | 490.0559 | -0.00063648 | 494.0397 | -0.00026982 | 493.4587 | -0.00046546 | 492.6854 | 0 | 492.6549 | -0.00060533 | 492.3668 | 2.8335e-05
| 494.263 | 0.00115 | 490.2751 | 0.00325 | 490.28 | 0.012636 | 494.263 | 0.010265 | 490.2751 | 0.28224 | 494.263 | 0.63347 | 503.2802 | 0.94726 | 494.263 | 0.28167 | 494.263 | 0.17452 | 493.6823 | 0.10365 | 494.263 | 0.0011048 | 494.263 | 0.0042228 | 490.2751 | -0.0013661 | 494.263 | 0.00043255 | 493.6823 | 0.00098358 | 492.9073 | 0 | 492.8795 | 0.00095192 | 492.5893 | 0.0018403
| 494.4864 | -1.2699e-05 | 490.4943 | 0.0036 | 490.49 | 0.012636 | 494.4864 | 0.008663 | 490.4944 | 0.28086 | 494.4864 | 0.62646 | 503.5032 | 0.94651 | 494.4864 | 0.2883 | 494.4864 | 0.17843 | 493.9058 | 0.10604 | 494.4864 | 0 | 494.4864 | 0.0034544 | 490.4944 | -0.00050948 | 494.4864 | -0.00036537 | 493.9058 | -0.00037094 | 493.1293 | 0 | 493.1042 | -0.0005966 | 492.8118 | -8.1071e-05
| 494.7097 | 0.00114 | 490.7136 | 0.00397 | 490.71 | 0.012636 | 494.7098 | 0.0099584 | 490.7136 | 0.27753 | 494.7098 | 0.61819 | 503.7262 | 0.94186 | 494.7097 | 0.29425 | 494.7097 | 0.18098 | 494.1294 | 0.11167 | 494.7098 | 0.00045635 | 494.7097 | 0.0049004 | 490.7136 | 0.00052625 | 494.7097 | 0.00062223 | 494.1294 | 0.00132 | 493.3513 | 0 | 493.3289 | 0.00087858 | 493.0342 | 0.0016434
| 494.9331 | -9.9312e-05 | 490.9328 | 0.00318 | 490.93 | 0.012636 | 494.9331 | 0.00838 | 490.9328 | 0.27236 | 494.9331 | 0.60156 | 503.9492 | 0.93243 | 494.9331 | 0.29663 | 494.9331 | 0.17962 | 494.353 | 0.11275 | 494.9331 | 0 | 494.9331 | 0.0035634 | 490.9328 | -0.00085836 | 494.9331 | -5.9556e-05 | 494.353 | -0.0007276 | 493.5733 | 0 | 493.5536 | -0.00063285 | 493.2567 | -0.0003275
| 495.1565 | 0.00141 | 491.1521 | 0.0049 | 491.15 | 0.012636 | 495.1565 | 0.0097031 | 491.1521 | 0.27007 | 495.1565 | 0.59141 | 504.1722 | 0.93268 | 495.1565 | 0.30294 | 495.1565 | 0.18528 | 494.5766 | 0.11631 | 495.1565 | 0.00098011 | 495.1565 | 0.0040671 | 491.1521 | 0.0024421 | 495.1565 | 0.00040613 | 494.5766 | 0.00084595 | 493.7953 | 0 | 493.7783 | 0.00080582 | 493.4792 | 0.0016211
| 495.3799 | 0.00038104 | 491.3713 | 0.00254 | 491.37 | 0.007614 | 495.3799 | 0.0077185 | 491.3713 | 0.26657 | 495.3799 | 0.5858 | 504.3953 | 0.93985 | 495.3799 | 0.30874 | 495.3799 | 0.18887 | 494.8003 | 0.11954 | 495.3799 | 0 | 495.3799 | 0.0039301 | 491.3713 | -0.0012425 | 495.3799 | -0.00032267 | 494.8003 | -0.00010871 | 494.0173 | 0 | 494.003 | -0.00059152 | 493.7018 | -0.00011331
| 495.6033 | 0.00080154 | 491.5906 | 0.00403 | 491.59 | 0.012636 | 495.6033 | 0.0094225 | 491.5906 | 0.26643 | 495.6033 | 0.58217 | 504.6183 | 0.93888 | 495.6033 | 0.31647 | 495.6033 | 0.19422 | 495.0239 | 0.12405 | 495.6033 | 0.0006829 | 495.6033 | 0.0046575 | 491.5906 | 0.001624 | 495.6033 | 0.00041362 | 495.0239 | 0.00075296 | 494.2393 | 0 | 494.2277 | 0.00099157 | 493.9243 | 0.0017042
| 495.8268 | -0.00014923 | 491.8099 | 0.00322 | 491.81 | 0.012636 | 495.8268 | 0.0072513 | 491.8099 | 0.26347 | 495.8268 | 0.57676 | 504.8414 | 0.9353 | 495.8268 | 0.32436 | 495.8268 | 0.19797 | 495.2476 | 0.12756 | 495.8268 | 0 | 495.8268 | 0.0039934 | 491.8099 | -0.0012766 | 495.8268 | -0.00029302 | 495.2476 | -0.00037246 | 494.4613 | 0 | 494.4524 | -0.00062553 | 494.1468 | 0.00015581
| 496.0502 | 0.00145 | 492.0292 | 0.00357 | 492.03 | 0.012636 | 496.0502 | 0.0092154 | 492.0292 | 0.26096 | 496.0502 | 0.57239 | 505.0645 | 0.94627 | 496.0502 | 0.33335 | 496.0502 | 0.20559 | 495.4712 | 0.13557 | 496.0502 | 0.00061964 | 496.0502 | 0.0047164 | 492.0292 | 0.00052632 | 496.0502 | 0.00048736 | 495.4712 | 0.00095575 | 494.6834 | 0 | 494.6772 | 0.00073729 | 494.3694 | 0.0017141
| 496.2736 | 1.8974e-06 | 492.2485 | 0.00312 | 492.25 | 0.010078 | 496.2736 | 0.0076333 | 492.2485 | 0.25887 | 496.2736 | 0.5679 | 505.2875 | 0.95016 | 496.2737 | 0.34266 | 496.2736 | 0.20763 | 495.6949 | 0.13733 | 496.2736 | 0 | 496.2737 | 0.005049 | 492.2485 | -0.00092968 | 496.2736 | -0.00019533 | 495.6949 | -0.00024743 | 494.9054 | 0 | 494.9019 | -0.00053489 | 494.5919 | -0.00014292
| 496.4971 | 0.00084257 | 492.4678 | 0.00391 | 492.47 | 0.012636 | 496.4971 | 0.0083261 | 492.4678 | 0.25688 | 496.4971 | 0.56312 | 505.5106 | 0.93083 | 496.4971 | 0.35091 | 496.4971 | 0.21749 | 495.9186 | 0.14352 | 496.4971 | 0.00068645 | 496.4971 | 0.0057433 | 492.4678 | 0.00014103 | 496.4971 | 0.00037282 | 495.9186 | 0.00103 | 495.1275 | 0 | 495.1267 | 0.00082566 | 494.8145 | 0.0016993
| 496.7206 | -0.00056377 | 492.6872 | 0.00255 | 492.69 | 0.0075524 | 496.7206 | 0.0064575 | 492.6872 | 0.25441 | 496.7206 | 0.54885 | 505.7337 | 0.91977 | 496.7206 | 0.35302 | 496.7206 | 0.21378 | 496.1423 | 0.14384 | 496.7206 | 0 | 496.7206 | 0.0046911 | 492.6872 | -4.762e-06 | 496.7206 | -0.00033731 | 496.1423 | -0.00107 | 495.3495 | 0 | 495.3515 | -0.00051299 | 495.0371 | -0.00033023
| 496.9441 | 0.00119 | 492.9065 | 0.00357 | 492.91 | 0.012636 | 496.9441 | 0.0079474 | 492.9065 | 0.25569 | 496.9441 | 0.53957 | 505.9568 | 0.90924 | 496.9441 | 0.36018 | 496.9441 | 0.22188 | 496.366 | 0.15115 | 496.9441 | 0.00065914 | 496.9441 | 0.0059442 | 492.9065 | 0.00090066 | 496.9441 | 0.00057953 | 496.366 | 0.00151 | 495.5716 | 0 | 495.5763 | 0.00073499 | 495.2597 | 0.0018433
| 497.1676 | 0.00024114 | 493.1259 | 0.00339 | 493.13 | 0.007614 | 497.1676 | 0.0070739 | 493.1259 | 0.24655 | 497.1676 | 0.53051 | 506.18 | 0.91183 | 497.1676 | 0.36647 | 497.1676 | 0.22264 | 496.5898 | 0.15466 | 497.1676 | 0 | 497.1676 | 0.00561 | 493.1259 | -0.0013745 | 497.1676 | -5.0016e-05 | 496.5898 | 0.00011973 | 495.7937 | 0 | 495.8012 | -0.00045952 | 495.4823 | -0.00030459
| 497.3911 | 0.00102 | 493.3452 | 0.00378 | 493.35 | 0.012636 | 497.3911 | 0.0076945 | 493.3452 | 0.24647 | 497.3911 | 0.51935 | 506.4031 | 0.90994 | 497.3911 | 0.36992 | 497.3911 | 0.22587 | 496.8135 | 0.15659 | 497.3911 | 0.00071124 | 497.3911 | 0.0064902 | 493.3452 | -0.00072447 | 497.3911 | 0.00049119 | 496.8135 | 0.00087479 | 496.0158 | 0 | 496.026 | 0.00060704 | 495.7049 | 0.0017821
| 497.6146 | 0.00034911 | 493.5646 | 0.00286 | 493.56 | 0.012636 | 497.6146 | 0.0063085 | 493.5646 | 0.24229 | 497.6146 | 0.50364 | 506.6262 | 0.89888 | 497.6146 | 0.37027 | 497.6146 | 0.22488 | 497.0373 | 0.15897 | 497.6146 | 0 | 497.6146 | 0.0056156 | 493.5646 | 0.0017089 | 497.6146 | -0.00042055 | 497.0373 | -0.00036295 | 496.2379 | 0 | 496.2508 | -0.00043262 | 495.9275 | -0.00016756
| 497.8382 | 0.00106 | 493.784 | 0.00365 | 493.78 | 0.012636 | 497.8382 | 0.0079669 | 493.784 | 0.23751 | 497.8382 | 0.49772 | 506.8494 | 0.88282 | 497.8382 | 0.37679 | 497.8382 | 0.22948 | 497.2611 | 0.16197 | 497.8382 | 0.00031234 | 497.8382 | 0.0064968 | 493.784 | 0.0021539 | 497.8382 | 0.00042679 | 497.2611 | 0.00086131 | 496.46 | 0 | 496.4756 | 0.00081454 | 496.1501 | 0.0017791
| 498.0617 | -0.00015229 | 494.0034 | 0.00351 | 494 | 0.010172 | 498.0617 | 0.0061366 | 494.0034 | 0.23704 | 498.0617 | 0.48896 | 507.0725 | 0.87416 | 498.0617 | 0.38534 | 498.0617 | 0.23221 | 497.4849 | 0.16416 | 498.0617 | 0 | 498.0617 | 0.0053391 | 494.0034 | -0.00084878 | 498.0617 | -0.0004266 | 497.4848 | -0.00066845 | 496.6822 | 0 | 496.7005 | -0.00048367 | 496.3728 | -5.8677e-05
| 498.2853 | 0.00145 | 494.2228 | 0.00336 | 494.22 | 0.010078 | 498.2853 | 0.0073033 | 494.2228 | 0.23015 | 498.2853 | 0.48578 | 507.2957 | 0.85795 | 498.2853 | 0.3949 | 498.2853 | 0.24006 | 497.7087 | 0.1713 | 498.2853 | 0.0010861 | 498.2853 | 0.0061982 | 494.2228 | 0.001214 | 498.2853 | 0.00064185 | 497.7087 | 0.00046991 | 496.9043 | 0 | 496.9254 | 0.00063477 | 496.5955 | 0.0017894
| 498.5089 | -0.00034274 | 494.4422 | 0.00275 | 494.44 | 0.007614 | 498.5089 | 0.0055999 | 494.4422 | 0.22634 | 498.5089 | 0.47638 | 507.5189 | 0.83394 | 498.5089 | 0.39955 | 498.5089 | 0.24325 | 497.9325 | 0.17463 | 498.5089 | 0 | 498.5089 | 0.006526 | 494.4422 | -0.00035152 | 498.5088 | -0.00044268 | 497.9325 | -0.00059762 | 497.1264 | 0 | 497.1503 | -0.00054046 | 496.8181 | -5.1673e-05
| 498.7324 | 0.00080074 | 494.6617 | 0.0037 | 494.66 | 0.010172 | 498.7324 | 0.007032 | 494.6617 | 0.22315 | 498.7324 | 0.47414 | 507.7421 | 0.83359 | 498.7325 | 0.40922 | 498.7324 | 0.24872 | 498.1563 | 0.18052 | 498.7324 | 0.0004831 | 498.7325 | 0.0076187 | 494.6617 | 0.000215 | 498.7324 | 0.00034833 | 498.1563 | 0.00065524 | 497.3486 | 0 | 497.3752 | 0.00058558 | 497.0408 | 0.0016342
| 498.9561 | -0.00035253 | 494.8811 | 0.00392 | 494.88 | 0.0049899 | 498.9561 | 0.0052398 | 494.8811 | 0.21623 | 498.9561 | 0.47042 | 507.9653 | 0.84463 | 498.9561 | 0.41951 | 498.9561 | 0.25219 | 498.3801 | 0.18422 | 498.9561 | 0 | 498.9561 | 0.0064422 | 494.8811 | -0.00049635 | 498.9561 | -0.00036922 | 498.3801 | -0.00040112 | 497.5708 | 0 | 497.6001 | -0.0004994 | 497.2635 | -3.3722e-05
| 499.1797 | 0.00105 | 495.1005 | 0.00369 | 495.1 | 0.012636 | 499.1797 | 0.007237 | 495.1005 | 0.21353 | 499.1797 | 0.46832 | 508.1885 | 0.84278 | 499.1797 | 0.43007 | 499.1797 | 0.26333 | 498.604 | 0.18986 | 499.1797 | 0.00037646 | 499.1797 | 0.0082182 | 495.1005 | 0.00061395 | 499.1797 | 0.00064134 | 498.604 | 0.00067206 | 497.7929 | 0 | 497.825 | 0.00069407 | 497.4862 | 0.0017393
| 499.4033 | 0.00013076 | 495.32 | 0.00197 | 495.32 | 0.0050883 | 499.4033 | 0.0056834 | 495.32 | 0.2109 | 499.4033 | 0.46069 | 508.4118 | 0.83722 | 499.4033 | 0.44015 | 499.4033 | 0.26609 | 498.8279 | 0.19396 | 499.4033 | 0 | 499.4033 | 0.0073154 | 495.32 | -6.7887e-05 | 499.4033 | -0.0002987 | 498.8279 | -0.00052737 | 498.0151 | 0 | 498.0499 | -0.00060028 | 497.7089 | -0.00012805
| 499.6269 | 0.00113 | 495.5395 | 0.00349 | 495.54 | 0.012636 | 499.6269 | 0.0070306 | 495.5395 | 0.2071 | 499.6269 | 0.45233 | 508.635 | 0.83679 | 499.627 | 0.44393 | 499.6269 | 0.27413 | 499.0517 | 0.19934 | 499.6269 | 0.00033575 | 499.627 | 0.008853 | 495.5395 | 0.0010741 | 499.627 | 0.00054714 | 499.0517 | 0.0008062 | 498.2373 | 0 | 498.2749 | 0.0007385 | 497.9316 | 0.0017342
| 499.8506 | 0.0006661 | 495.759 | 0.00227 | 495.76 | 0.01011 | 499.8506 | 0.0050628 | 495.759 | 0.20013 | 499.8506 | 0.44482 | 508.8583 | 0.8212 | 499.8506 | 0.45184 | 499.8506 | 0.27377 | 499.2756 | 0.20238 | 499.8506 | 0 | 499.8506 | 0.0078483 | 495.759 | 0.00013343 | 499.8506 | -8.2951e-05 | 499.2756 | -0.00026739 | 498.4595 | 0 | 498.4998 | -0.0005132 | 498.1544 | -2.984e-05
| 500.0743 | 0.00087892 | 495.9785 | 0.00316 | 495.98 | 0.0050883 | 500.0743 | 0.0064966 | 495.9785 | 0.19599 | 500.0743 | 0.44201 | 509.0815 | 0.80719 | 500.0743 | 0.46386 | 500.0743 | 0.28238 | 499.4995 | 0.21012 | 500.0743 | 0.0005689 | 500.0743 | 0.0083271 | 495.9785 | 0.00076739 | 500.0743 | 0.00051072 | 499.4995 | 0.00053669 | 498.6818 | 0 | 498.7248 | 0.00068232 | 498.3771 | 0.0016391
| 500.298 | 0.00013846 | 496.198 | 0.00196 | 496.2 | 0.0051499 | 500.2979 | 0.0054654 | 496.198 | 0.19517 | 500.2979 | 0.43424 | 509.3048 | 0.79567 | 500.2979 | 0.46985 | 500.298 | 0.28363 | 499.7235 | 0.2124 | 500.2979 | 0 | 500.2979 | 0.0081534 | 496.198 | -0.0002375 | 500.2979 | -0.00025161 | 499.7235 | -0.000252 | 498.904 | 0 | 498.9498 | -0.00054564 | 498.5999 | -0.0001729
| 500.5216 | 0.00112 | 496.4175 | 0.00334 | 496.42 | 0.0077076 | 500.5216 | 0.0064023 | 496.4175 | 0.18843 | 500.5216 | 0.4282 | 509.5281 | 0.78641 | 500.5216 | 0.47892 | 500.5216 | 0.29332 | 499.9474 | 0.21889 | 500.5216 | 0.00044583 | 500.5216 | 0.0087783 | 496.4175 | 0.0016706 | 500.5216 | 0.00045563 | 499.9474 | 0.00078482 | 499.1262 | 0 | 499.1747 | 0.00061877 | 498.8226 | 0.0018954
| 500.7453 | -3.6998e-05 | 496.637 | 0.00231 | 496.64 | 0.007646 | 500.7453 | 0.0050514 | 496.637 | 0.18333 | 500.7453 | 0.41881 | 509.7514 | 0.78718 | 500.7454 | 0.48349 | 500.7453 | 0.29552 | 500.1713 | 0.2199 | 500.7453 | 0 | 500.7454 | 0.0085353 | 496.637 | -0.00022772 | 500.7454 | -0.00044965 | 500.1713 | -0.00026885 | 499.3485 | 0 | 499.3997 | -0.00055767 | 499.0454 | -0.00018454
| 500.9691 | 0.00073186 | 496.8566 | 0.00303 | 496.86 | 0.007486 | 500.9691 | 0.006106 | 496.8566 | 0.18315 | 500.9691 | 0.41327 | 509.9747 | 0.77966 | 500.9691 | 0.49382 | 500.9691 | 0.30151 | 500.3953 | 0.22822 | 500.9691 | 0.00045941 | 500.9691 | 0.0095914 | 496.8566 | 0.0010017 | 500.9691 | 0.00061487 | 500.3953 | 0.00048942 | 499.5707 | 0 | 499.6248 | 0.00063345 | 499.2682 | 0.0015915
| 501.1928 | 0.00016358 | 497.0761 | 0.00231 | 497.08 | 0.0051819 | 501.1928 | 0.0046541 | 497.0761 | 0.17625 | 501.1928 | 0.40947 | 510.198 | 0.75586 | 501.1928 | 0.50202 | 501.1928 | 0.30472 | 500.6193 | 0.2309 | 501.1928 | 0 | 501.1928 | 0.0094225 | 497.0761 | 3.7653e-06 | 501.1928 | -0.00042386 | 500.6193 | 0.00010837 | 499.793 | 0 | 499.8498 | -0.00052223 | 499.491 | 9.832e-05
| 501.4165 | 0.00115 | 497.2957 | 0.00297 | 497.3 | 0.010078 | 501.4165 | 0.0058756 | 497.2957 | 0.1754 | 501.4165 | 0.40537 | 510.4214 | 0.74296 | 501.4165 | 0.51245 | 501.4165 | 0.31347 | 500.8433 | 0.23699 | 501.4165 | 0.00017759 | 501.4165 | 0.010372 | 497.2957 | 0.0013479 | 501.4165 | 0.00059007 | 500.8433 | 0.00077742 | 500.0153 | 0 | 500.0748 | 0.00066679 | 499.7138 | 0.0017799
| 501.6403 | -0.00015786 | 497.5152 | 0.00258 | 497.52 | 0.007614 | 501.6403 | 0.0042819 | 497.5152 | 0.16918 | 501.6403 | 0.40154 | 510.6447 | 0.72707 | 501.6403 | 0.52433 | 501.6403 | 0.32071 | 501.0673 | 0.24302 | 501.6403 | 0 | 501.6403 | 0.0085271 | 497.5152 | 0.0016981 | 501.6403 | -0.00046141 | 501.0673 | -0.00040232 | 500.2375 | 0 | 500.2999 | -0.00044114 | 499.9366 | -0.00039032
| 501.8641 | 0.00095216 | 497.7348 | 0.00283 | 497.73 | 0.0025257 | 501.8641 | 0.0052991 | 497.7348 | 0.16783 | 501.8641 | 0.39898 | 510.868 | 0.71391 | 501.8641 | 0.53602 | 501.8641 | 0.32396 | 501.2913 | 0.25436 | 501.8641 | 0 | 501.8641 | 0.010563 | 497.7348 | -0.00026342 | 501.8641 | 0.00048119 | 501.2913 | 0.00099783 | 500.4599 | 0 | 500.5249 | 0.00068801 | 500.1594 | 0.0016461
| 502.0879 | -0.00018442 | 497.9544 | 0.0024 | 497.95 | 0.0025257 | 502.0879 | 0.0041772 | 497.9544 | 0.16196 | 502.0879 | 0.38982 | 511.0914 | 0.68777 | 502.0879 | 0.54132 | 502.0879 | 0.32864 | 501.5153 | 0.25754 | 502.0879 | 0 | 502.0879 | 0.011075 | 497.9544 | 8.9535e-05 | 502.0879 | -0.00024715 | 501.5153 | -9.5248e-05 | 500.6822 | 0 | 500.75 | -0.00042037 | 500.3823 | -0.00022948
| 502.3116 | 0.00114 | 498.174 | 0.00296 | 498.17 | 0.0024641 | 502.3117 | 0.0054329 | 498.174 | 0.16046 | 502.3117 | 0.38201 | 511.3148 | 0.68643 | 502.3116 | 0.54686 | 502.3116 | 0.3323 | 501.7393 | 0.26345 | 502.3117 | 0.0006728 | 502.3116 | 0.010551 | 498.174 | 0.00079283 | 502.3116 | 0.0003965 | 501.7393 | 0.00103 | 500.9045 | 0 | 500.9751 | 0.00075678 | 500.6051 | 0.0017401
| 502.5355 | -0.00011484 | 498.3936 | 0.00262 | 498.39 | 0.0026241 | 502.5355 | 0.0041485 | 498.3936 | 0.15549 | 502.5355 | 0.37279 | 511.5381 | 0.6805 | 502.5355 | 0.55098 | 502.5355 | 0.33603 | 501.9634 | 0.26778 | 502.5355 | 0 | 502.5355 | 0.010187 | 498.3936 | -0.00072574 | 502.5355 | -0.00040284 | 501.9634 | -0.00079843 | 501.1268 | 0 | 501.2002 | -0.00056636 | 500.828 | -0.00010438
| 502.7593 | 0.00058691 | 498.6133 | 0.00296 | 498.61 | 0.0050883 | 502.7593 | 0.0055087 | 498.6133 | 0.15571 | 502.7593 | 0.36439 | 511.7615 | 0.67397 | 502.7593 | 0.55679 | 502.7593 | 0.34144 | 502.1875 | 0.27018 | 502.7593 | 0.00057693 | 502.7593 | 0.012132 | 498.6133 | 0.0007934 | 502.7593 | 0.00049668 | 502.1875 | 0.00061725 | 501.3492 | 0 | 501.4253 | 0.0006429 | 501.0509 | 0.0018165
| 502.9831 | 5.7008e-05 | 498.8329 | 0.00283 | 498.83 | 0.0051499 | 502.9831 | 0.004122 | 498.8329 | 0.15099 | 502.9831 | 0.35723 | 511.985 | 0.66722 | 502.9831 | 0.56441 | 502.9831 | 0.34401 | 502.4115 | 0.27716 | 502.9831 | 0 | 502.9831 | 0.011164 | 498.8329 | 8.6422e-05 | 502.9831 | 4.5262e-05 | 502.4115 | -0.00035487 | 501.5715 | 0 | 501.6504 | -0.00049295 | 501.2737 | -4.379e-05
| 503.207 | 0.00078926 | 499.0525 | 0.00341 | 499.05 | 0.0024641 | 503.207 | 0.004826 | 499.0526 | 0.14747 | 503.207 | 0.35401 | 512.2084 | 0.65861 | 503.207 | 0.57457 | 503.207 | 0.35217 | 502.6356 | 0.28289 | 503.207 | 0.00076736 | 503.207 | 0.011773 | 499.0526 | 0.00071573 | 503.207 | 0.0005128 | 502.6356 | 0.00029315 | 501.7939 | 0 | 501.8756 | 0.00067683 | 501.4966 | 0.0017683
| 503.4308 | 0.0001423 | 499.2722 | 0.00303 | 499.27 | 0.0024641 | 503.4308 | 0.0039759 | 499.2722 | 0.1436 | 503.4308 | 0.34858 | 512.4318 | 0.65252 | 503.4308 | 0.58354 | 503.4308 | 0.3581 | 502.8597 | 0.28966 | 503.4308 | 0 | 503.4308 | 0.012323 | 499.2722 | -0.0010797 | 503.4308 | -0.00023692 | 502.8597 | -0.00040512 | 502.0162 | 0 | 502.1007 | -0.00049586 | 501.7195 | 0.00015967
| 503.6547 | 0.00134 | 499.4919 | 0.00335 | 499.49 | 0.0024641 | 503.6547 | 0.0047319 | 499.4919 | 0.14268 | 503.6547 | 0.34475 | 512.6552 | 0.65386 | 503.6547 | 0.59385 | 503.6547 | 0.3676 | 503.0838 | 0.29627 | 503.6547 | 0.00053778 | 503.6547 | 0.012907 | 499.4919 | 0.0017302 | 503.6547 | 0.0005312 | 503.0838 | 0.00068295 | 502.2386 | 0 | 502.3259 | 0.00068096 | 501.9425 | 0.0015346
| 503.8786 | 0.00018622 | 499.7116 | 0.00206 | 499.71 | 0.0026241 | 503.8786 | 0.0034063 | 499.7116 | 0.13597 | 503.8786 | 0.33508 | 512.8787 | 0.63823 | 503.8786 | 0.59666 | 503.8786 | 0.36609 | 503.308 | 0.30142 | 503.8786 | 0 | 503.8786 | 0.013109 | 499.7116 | 0.00050221 | 503.8786 | -0.00046769 | 503.308 | -0.000152 | 502.461 | 0 | 502.551 | -0.00034207 | 502.1654 | -7.4672e-05
| 504.1025 | 0.00121 | 499.9313 | 0.00242 | 499.93 | 0.007646 | 504.1025 | 0.0045181 | 499.9313 | 0.13745 | 504.1025 | 0.33279 | 513.1021 | 0.63439 | 504.1025 | 0.60813 | 504.1025 | 0.37404 | 503.5321 | 0.30967 | 504.1025 | 0.00042187 | 504.1025 | 0.01392 | 499.9313 | 0.0016152 | 504.1025 | 0.00052401 | 503.5321 | 0.00042634 | 502.6834 | 0 | 502.7762 | 0.00057574 | 502.3883 | 0.0018496
| 504.3264 | 5.8166e-06 | 500.151 | 0.00322 | 500.15 | 0 | 504.3264 | 0.0033963 | 500.151 | 0.13293 | 504.3264 | 0.32557 | 513.3256 | 0.6314 | 504.3264 | 0.61545 | 504.3264 | 0.37827 | 503.7563 | 0.31353 | 504.3264 | 0 | 504.3264 | 0.012823 | 500.151 | 5.18e-07 | 504.3264 | -0.00034924 | 503.7563 | -0.00051533 | 502.9058 | 0 | 503.0014 | -0.00045564 | 502.6113 | 9.7898e-06
| 504.5503 | 0.00081025 | 500.3707 | 0.00223 | 500.37 | 0 | 504.5503 | 0.0046817 | 500.3707 | 0.12857 | 504.5503 | 0.32253 | 513.5491 | 0.62476 | 504.5503 | 0.62744 | 504.5503 | 0.38872 | 503.9804 | 0.32002 | 504.5503 | 0.00068385 | 504.5503 | 0.014292 | 500.3707 | 0.0021669 | 504.5503 | 0.00045035 | 503.9805 | 0.00093804 | 503.1282 | 0 | 503.2266 | 0.00058425 | 502.8343 | 0.001662
| 504.7742 | 0.00024488 | 500.5904 | 0.00214 | 500.59 | 0.0026241 | 504.7742 | 0.0036334 | 500.5904 | 0.12561 | 504.7742 | 0.31578 | 513.7726 | 0.60358 | 504.7742 | 0.63464 | 504.7742 | 0.38854 | 504.2046 | 0.32901 | 504.7742 | 0 | 504.7742 | 0.013992 | 500.5904 | -0.00097303 | 504.7742 | -0.00039633 | 504.2046 | -0.00041652 | 503.3506 | 0 | 503.4518 | -0.00044172 | 503.0572 | -0.00021279
| 504.9982 | 0.00093008 | 500.8102 | 0.00225 | 500.81 | 0.0050835 | 504.9982 | 0.0047548 | 500.8102 | 0.12532 | 504.9982 | 0.30892 | 513.996 | 0.5947 | 504.9982 | 0.63836 | 504.9982 | 0.39591 | 504.4288 | 0.33644 | 504.9982 | 0.00044712 | 504.9982 | 0.014688 | 500.8102 | 0.00046666 | 504.9982 | 0.00056396 | 504.4288 | 0.0005024 | 503.5731 | 0 | 503.6771 | 0.00069301 | 503.2802 | 0.0014215
| 505.2221 | -0.00029199 | 501.0299 | 0.00133 | 501.03 | 0 | 505.2221 | 0.0033876 | 501.0299 | 0.12231 | 505.2221 | 0.30258 | 514.2195 | 0.584 | 505.2221 | 0.64644 | 505.2221 | 0.40019 | 504.653 | 0.33985 | 505.2221 | 0 | 505.2221 | 0.0147 | 501.0299 | 0.001832 | 505.2221 | -0.00033269 | 504.653 | -0.00013326 | 503.7955 | 0 | 503.9023 | -0.00049414 | 503.5032 | -0.00022349
| 505.4461 | 0.00119 | 501.2497 | 0.00294 | 501.25 | 0.0026241 | 505.4461 | 0.0045812 | 501.2497 | 0.12425 | 505.4461 | 0.3004 | 514.4431 | 0.57822 | 505.4461 | 0.65959 | 505.4461 | 0.40803 | 504.8773 | 0.34945 | 505.4461 | 0.00044334 | 505.4461 | 0.016304 | 501.2497 | -0.00084001 | 505.4461 | 0.00044366 | 504.8773 | 0.00076048 | 504.018 | 0 | 504.1276 | 0.00058591 | 503.7262 | 0.00155
| 505.6701 | 0.00017089 | 501.4694 | 0.00167 | 501.47 | 0.0024641 | 505.6701 | 0.0029878 | 501.4694 | 0.11666 | 505.6701 | 0.29363 | 514.6666 | 0.5732 | 505.6701 | 0.6677 | 505.6701 | 0.41286 | 505.1015 | 0.35502 | 505.6701 | 0 | 505.6701 | 0.014948 | 501.4694 | 0.00028861 | 505.6701 | -0.00029094 | 505.1015 | -0.00054046 | 504.2404 | 0 | 504.3528 | -0.00041314 | 503.9492 | -9.4844e-05
| 505.8941 | 0.00091551 | 501.6892 | 0.00308 | 501.69 | 0 | 505.8941 | 0.004153 | 501.6892 | 0.11522 | 505.8941 | 0.29062 | 514.8901 | 0.5746 | 505.8941 | 0.67717 | 505.8941 | 0.4202 | 505.3257 | 0.36379 | 505.8941 | 0.00047778 | 505.8941 | 0.016711 | 501.6892 | 0.0016104 | 505.8941 | 0.00035123 | 505.3258 | 0.00056292 | 504.4629 | 0 | 504.5781 | 0.00061469 | 504.1722 | 0.0019332
| 506.1181 | 0.00025461 | 501.909 | 0.00114 | 501.91 | 0.0025577 | 506.1181 | 0.002766 | 501.909 | 0.11478 | 506.1181 | 0.28523 | 515.1137 | 0.56411 | 506.1181 | 0.68857 | 506.1181 | 0.42618 | 505.55 | 0.37592 | 506.1181 | 0 | 506.1181 | 0.016539 | 501.909 | -0.00064717 | 506.1181 | -0.00028672 | 505.55 | -0.00032722 | 504.6854 | 0 | 504.8034 | -0.00036562 | 504.3953 | -7.67e-05
| 506.3421 | 0.0012 | 502.1288 | 0.00187 | 502.13 | 0.01011 | 506.3421 | 0.0039707 | 502.1288 | 0.11417 | 506.3421 | 0.28327 | 515.3373 | 0.56292 | 506.3421 | 0.6989 | 506.3421 | 0.43416 | 505.7743 | 0.38327 | 506.3421 | 0.00060523 | 506.3421 | 0.017631 | 502.1288 | 0.0011873 | 506.3421 | 0.00042095 | 505.7743 | 0.00059897 | 504.9079 | 0 | 505.0287 | 0.00062276 | 504.6183 | 0.0015178
| 506.5662 | -4.2809e-05 | 502.3486 | 0.00221 | 502.35 | 0 | 506.5662 | 0.002565 | 502.3486 | 0.1098 | 506.5662 | 0.27728 | 515.5608 | 0.55642 | 506.5662 | 0.70874 | 506.5662 | 0.44319 | 505.9986 | 0.38817 | 506.5662 | 0 | 506.5662 | 0.017533 | 502.3486 | -0.0002464 | 506.5662 | -0.00037013 | 505.9986 | -0.00033414 | 505.1304 | 0 | 505.254 | -0.00043728 | 504.8414 | -0.00018059
| 506.7902 | 0.00113 | 502.5684 | 0.00195 | 502.57 | 0.0050883 | 506.7902 | 0.004215 | 502.5685 | 0.10777 | 506.7902 | 0.27207 | 515.7844 | 0.5478 | 506.7902 | 0.71573 | 506.7902 | 0.44967 | 506.2229 | 0.39294 | 506.7902 | 0.00040734 | 506.7902 | 0.017964 | 502.5685 | 0.0020959 | 506.7902 | 0.00060893 | 506.2229 | 0.00059252 | 505.3529 | 0 | 505.4793 | 0.00050852 | 505.0645 | 0.0018779
| 507.0143 | -7.4813e-05 | 502.7883 | 0.0018 | 502.79 | 0 | 507.0143 | 0.0028946 | 502.7883 | 0.10326 | 507.0143 | 0.26419 | 516.0081 | 0.53946 | 507.0143 | 0.71878 | 507.0143 | 0.4493 | 506.4472 | 0.39557 | 507.0143 | 0 | 507.0143 | 0.01813 | 502.7883 | -0.0014331 | 507.0143 | -0.00045711 | 506.4472 | -0.00056412 | 505.5755 | 0 | 505.7047 | -0.00043233 | 505.2875 | -0.0001587
| 507.2384 | 0.00117 | 503.0081 | 0.00267 | 503.01 | 0.0026241 | 507.2384 | 0.0037979 | 503.0081 | 0.10132 | 507.2384 | 0.25928 | 516.2316 | 0.53481 | 507.2384 | 0.72624 | 507.2384 | 0.45658 | 506.6715 | 0.40592 | 507.2384 | 0.00030819 | 507.2384 | 0.019759 | 503.0081 | 0.0040092 | 507.2384 | 0.00044491 | 506.6715 | 0.00097989 | 505.798 | 0 | 505.93 | 0.00061927 | 505.5106 | 0.0015234
| 507.4624 | 0.00018939 | 503.228 | 0.0008734 | 503.23 | 0.0024641 | 507.4625 | 0.0025562 | 503.228 | 0.10046 | 507.4625 | 0.25438 | 516.4553 | 0.52308 | 507.4625 | 0.73212 | 507.4624 | 0.46175 | 506.8959 | 0.41281 | 507.4625 | 0 | 507.4625 | 0.019098 | 503.228 | -0.00098804 | 507.4625 | -0.00032797 | 506.8958 | -0.00060548 | 506.0205 | 0 | 506.1554 | -0.0003933 | 505.7337 | -0.00017701
| 507.6866 | 0.0011 | 503.4479 | 0.00326 | 503.45 | 0 | 507.6866 | 0.0037551 | 503.4478 | 0.097432 | 507.6866 | 0.25125 | 516.6789 | 0.51637 | 507.6866 | 0.74298 | 507.6866 | 0.47041 | 507.1202 | 0.42083 | 507.6866 | 0.00058627 | 507.6866 | 0.019693 | 503.4478 | 0.0023923 | 507.6866 | 0.00039378 | 507.1202 | 0.00071949 | 506.2431 | 0 | 506.3807 | 0.0005533 | 505.9568 | 0.0015764
| 507.9107 | 0.00044713 | 503.6677 | 0.00179 | 503.67 | 0 | 507.9107 | 0.0027441 | 503.6677 | 0.095132 | 507.9107 | 0.24479 | 516.9025 | 0.50455 | 507.9107 | 0.75092 | 507.9107 | 0.47294 | 507.3446 | 0.42671 | 507.9107 | 0 | 507.9107 | 0.019776 | 503.6677 | 2.5935e-05 | 507.9107 | -0.00029156 | 507.3446 | -0.00041164 | 506.4657 | 0 | 506.6061 | -0.00037763 | 506.18 | -0.00023972
| 508.1348 | 0.00096736 | 503.8876 | 0.00262 | 503.89 | 0 | 508.1348 | 0.003492 | 503.8876 | 0.091386 | 508.1348 | 0.24348 | 517.1262 | 0.48951 | 508.1348 | 0.76341 | 508.1348 | 0.48312 | 507.569 | 0.43743 | 508.1348 | 0.00029541 | 508.1348 | 0.020681 | 503.8876 | 0.00026589 | 508.1348 | 0.00035905 | 507.5689 | 0.00068188 | 506.6882 | 0 | 506.8315 | 0.00045825 | 506.4031 | 0.0017019
| 508.3589 | 4.8629e-05 | 504.1075 | 0.00185 | 504.11 | 0 | 508.3589 | 0.0024911 | 504.1075 | 0.091331 | 508.3589 | 0.24002 | 517.3498 | 0.47362 | 508.3589 | 0.77657 | 508.3589 | 0.49196 | 507.7933 | 0.44238 | 508.3589 | 0 | 508.3589 | 0.020895 | 504.1075 | 0.00075344 | 508.3589 | -0.00025024 | 507.7933 | -0.00021043 | 506.9108 | 0 | 507.0569 | -0.00033095 | 506.6262 | -0.00021203
| 508.5831 | 0.00098131 | 504.3274 | 0.00179 | 504.33 | 0.0026241 | 508.5831 | 0.0036921 | 504.3274 | 0.088469 | 508.5831 | 0.2376 | 517.5735 | 0.47183 | 508.5831 | 0.78646 | 508.5831 | 0.50247 | 508.0178 | 0.4515 | 508.5831 | 0.00025041 | 508.5831 | 0.021965 | 504.3274 | 0.0010237 | 508.5831 | 0.00051197 | 508.0177 | 0.00108 | 507.1334 | 0 | 507.2823 | 0.00062864 | 506.8494 | 0.0017539
| 508.8072 | 0.00025705 | 504.5474 | 0.0016 | 504.55 | 0 | 508.8072 | 0.0025679 | 504.5474 | 0.086421 | 508.8072 | 0.23143 | 517.7972 | 0.47024 | 508.8073 | 0.79455 | 508.8072 | 0.50615 | 508.2422 | 0.4581 | 508.8072 | 0 | 508.8073 | 0.021818 | 504.5474 | -0.00014576 | 508.8073 | -0.00035594 | 508.2422 | -0.00068571 | 507.356 | 0 | 507.5077 | -0.00038816 | 507.0725 | -6.9966e-05
| 509.0314 | 0.00133 | 504.7673 | 0.00206 | 504.77 | 0 | 509.0314 | 0.0031453 | 504.7673 | 0.086565 | 509.0314 | 0.22883 | 518.0209 | 0.46231 | 509.0314 | 0.80468 | 509.0314 | 0.51391 | 508.4666 | 0.47041 | 509.0314 | 0.00051144 | 509.0314 | 0.023227 | 504.7673 | 0.00065393 | 509.0314 | 0.00044276 | 508.4666 | 0.00020802 | 507.5786 | 0 | 507.7332 | 0.0005934 | 507.2957 | 0.0017439
| 509.2556 | -5.0782e-05 | 504.9872 | 0.00228 | 504.99 | 0 | 509.2556 | 0.0020956 | 504.9872 | 0.082952 | 509.2556 | 0.2227 | 518.2446 | 0.45418 | 509.2556 | 0.80831 | 509.2556 | 0.51872 | 508.691 | 0.47677 | 509.2556 | 0 | 509.2556 | 0.022693 | 504.9872 | 0.0017916 | 509.2556 | -0.00038652 | 508.6911 | -0.00028281 | 507.8013 | 0 | 507.9586 | -0.00040532 | 507.5189 | -0.00014687
| 509.4798 | 0.0011 | 505.2072 | 0.00225 | 505.21 | 0 | 509.4798 | 0.0031064 | 505.2072 | 0.082068 | 509.4798 | 0.21792 | 518.4683 | 0.4539 | 509.4798 | 0.81292 | 509.4798 | 0.52485 | 508.9155 | 0.48515 | 509.4798 | 0.00040735 | 509.4798 | 0.023316 | 505.2072 | 0.001723 | 509.4798 | 0.00060228 | 508.9155 | 0.00012592 | 508.0239 | 0 | 508.1841 | 0.00053235 | 507.7421 | 0.0016528
| 509.704 | 0.00040059 | 505.4271 | 0.00141 | 505.43 | 0 | 509.704 | 0.0023005 | 505.4272 | 0.080561 | 509.704 | 0.21324 | 518.6921 | 0.45031 | 509.704 | 0.82093 | 509.704 | 0.53015 | 509.14 | 0.48922 | 509.704 | 0 | 509.704 | 0.023218 | 505.4272 | 0.00025206 | 509.704 | -0.00039426 | 509.14 | -0.00014177 | 508.2466 | 0 | 508.4096 | -0.00045105 | 507.9653 | -0.0001071
| 509.9282 | 0.0009658 | 505.6471 | 0.00281 | 505.65 | 0.0050219 | 509.9282 | 0.0035108 | 505.6471 | 0.079076 | 509.9282 | 0.20963 | 518.9158 | 0.44279 | 509.9283 | 0.82381 | 509.9282 | 0.53197 | 509.3645 | 0.4935 | 509.9282 | 0.00025596 | 509.9283 | 0.0245 | 505.6471 | 0.00012823 | 509.9282 | 0.0003962 | 509.3645 | 0.00045288 | 508.4692 | 0 | 508.6351 | 0.00050722 | 508.1885 | 0.0014523
| 510.1525 | 1.6355e-05 | 505.8671 | 0.0012 | 505.87 | 0.0025257 | 510.1525 | 0.0018986 | 505.8671 | 0.075867 | 510.1525 | 0.20486 | 519.1395 | 0.43605 | 510.1525 | 0.82689 | 510.1525 | 0.53785 | 509.589 | 0.50192 | 510.1525 | 0 | 510.1525 | 0.02405 | 505.8671 | 0.00032395 | 510.1525 | -0.00046643 | 509.589 | -0.00057005 | 508.6919 | 0 | 508.8606 | -0.00036033 | 508.4118 | 0.00013167
| 510.3767 | 0.00079862 | 506.0871 | 0.00285 | 506.09 | 0 | 510.3767 | 0.0031712 | 506.0871 | 0.075207 | 510.3767 | 0.20157 | 519.3633 | 0.44203 | 510.3767 | 0.8362 | 510.3767 | 0.5465 | 509.8135 | 0.51282 | 510.3767 | 0.00031012 | 510.3767 | 0.025729 | 506.0871 | 0.0015916 | 510.3767 | 0.00038689 | 509.8135 | 0.00057498 | 508.9146 | 0 | 509.0861 | 0.00049781 | 508.635 | 0.0015091
| 510.601 | 5.1928e-05 | 506.3071 | 0.00236 | 506.31 | 0 | 510.601 | 0.0021635 | 506.3071 | 0.075486 | 510.601 | 0.19547 | 519.587 | 0.44225 | 510.601 | 0.84138 | 510.601 | 0.5488 | 510.038 | 0.51779 | 510.601 | 0 | 510.601 | 0.025628 | 506.3071 | 0.00097184 | 510.601 | -0.00039295 | 510.038 | -0.00049183 | 509.1372 | 0 | 509.3116 | -0.00042685 | 508.8583 | -3.3988e-05
| 510.8253 | 0.00102 | 506.5272 | 0.00241 | 506.53 | 0 | 510.8253 | 0.0026835 | 506.5272 | 0.073303 | 510.8253 | 0.19349 | 519.8108 | 0.43827 | 510.8253 | 0.846 | 510.8253 | 0.5555 | 510.2625 | 0.52609 | 510.8253 | 0.00031654 | 510.8253 | 0.026284 | 506.5272 | -0.000311 | 510.8253 | 0.00042116 | 510.2625 | 0.00080332 | 509.36 | 0 | 509.5371 | 0.00056445 | 509.0815 | 0.0014177
| 511.0496 | -0.00028541 | 506.7472 | 0.00275 | 506.75 | 0 | 511.0496 | 0.0019584 | 506.7472 | 0.072076 | 511.0496 | 0.18794 | 520.0346 | 0.43188 | 511.0496 | 0.85283 | 511.0496 | 0.55903 | 510.4871 | 0.52824 | 511.0496 | 0 | 511.0496 | 0.025584 | 506.7472 | -0.00065146 | 511.0496 | -0.00043648 | 510.4871 | -8.8579e-05 | 509.5826 | 0 | 509.7627 | -0.00034144 | 509.3048 | -9.824e-05
| 511.2739 | 0.00096708 | 506.9672 | 0.00233 | 506.97 | 0 | 511.2739 | 0.0029378 | 506.9672 | 0.070011 | 511.2739 | 0.18533 | 520.2584 | 0.42135 | 511.2739 | 0.85437 | 511.2739 | 0.561 | 510.7116 | 0.5345 | 511.2739 | 0.00065779 | 511.2739 | 0.028013 | 506.9672 | 0.0029731 | 511.2739 | 0.00049558 | 510.7116 | 0.00053404 | 509.8054 | 0 | 509.9882 | 0.00052558 | 509.5281 | 0.0015692
| 511.4982 | 1.9203e-05 | 507.1873 | 0.00176 | 507.19 | 0 | 511.4982 | 0.0017083 | 507.1873 | 0.0665 | 511.4982 | 0.18048 | 520.4822 | 0.40901 | 511.4982 | 0.85844 | 511.4982 | 0.5669 | 510.9362 | 0.54162 | 511.4982 | 0 | 511.4982 | 0.026044 | 507.1873 | 5.1688e-05 | 511.4982 | -0.00020885 | 510.9362 | -0.00013748 | 510.0281 | 0 | 510.2138 | -0.00033519 | 509.7514 | 6.9192e-05
| 511.7225 | 0.00078592 | 507.4074 | 0.00221 | 507.41 | 0 | 511.7225 | 0.0028468 | 507.4073 | 0.068345 | 511.7225 | 0.17776 | 520.7061 | 0.39628 | 511.7225 | 0.86281 | 511.7225 | 0.57066 | 511.1608 | 0.55396 | 511.7225 | 0.00052789 | 511.7225 | 0.02837 | 507.4073 | 0.00086965 | 511.7225 | 0.00049407 | 511.1608 | 0.00112 | 510.2508 | 0 | 510.4394 | 0.00059796 | 509.9747 | 0.0014676
| 511.9468 | -0.00018044 | 507.6274 | 0.00165 | 507.63 | 0 | 511.9469 | 0.0020423 | 507.6274 | 0.067303 | 511.9469 | 0.17181 | 520.9299 | 0.39407 | 511.9468 | 0.86332 | 511.9468 | 0.57041 | 511.3854 | 0.56092 | 511.9469 | 0 | 511.9468 | 0.027436 | 507.6274 | 0.00020349 | 511.9468 | -0.00030313 | 511.3854 | -0.00042248 | 510.4736 | 0 | 510.665 | -0.00038087 | 510.198 | 4.5615e-05
| 512.1712 | 0.00125 | 507.8475 | 0.00203 | 507.85 | 0 | 512.1712 | 0.002625 | 507.8475 | 0.065115 | 512.1712 | 0.17001 | 521.1537 | 0.3908 | 512.1712 | 0.86903 | 512.1712 | 0.57932 | 511.61 | 0.56889 | 512.1712 | 0.0003409 | 512.1712 | 0.028896 | 507.8475 | -0.0015599 | 512.1712 | 0.00059356 | 511.61 | 0.0012 | 510.6963 | 0 | 510.8906 | 0.00044906 | 510.4214 | 0.0014987
| 512.3956 | 0.00014056 | 508.0676 | 0.00133 | 508.07 | 0 | 512.3956 | 0.0017645 | 508.0676 | 0.061722 | 512.3956 | 0.16505 | 521.3776 | 0.38969 | 512.3956 | 0.86987 | 512.3956 | 0.58248 | 511.8346 | 0.56669 | 512.3956 | 0 | 512.3956 | 0.027977 | 508.0676 | 0.00056032 | 512.3956 | -0.00034579 | 511.8346 | -0.00028913 | 510.9191 | 0 | 511.1162 | -0.00034198 | 510.6447 | 1.7065e-05
| 512.6199 | 0.00103 | 508.2877 | 0.00239 | 508.29 | 0 | 512.6199 | 0.0029236 | 508.2877 | 0.061375 | 512.6199 | 0.16386 | 521.6014 | 0.38379 | 512.6199 | 0.87401 | 512.6199 | 0.5854 | 512.0593 | 0.57545 | 512.6199 | 0.00043964 | 512.6199 | 0.029649 | 508.2877 | 0.0013219 | 512.6199 | 0.0004012 | 512.0593 | 0.00063207 | 511.1419 | 0 | 511.3419 | 0.00054483 | 510.868 | 0.0013158
| 512.8443 | 0.00057657 | 508.5078 | 0.00176 | 508.51 | 0 | 512.8443 | 0.0018738 | 508.5078 | 0.061662 | 512.8443 | 0.15764 | 521.8253 | 0.37787 | 512.8444 | 0.87298 | 512.8443 | 0.58746 | 512.2839 | 0.57626 | 512.8443 | 0 | 512.8444 | 0.029325 | 508.5078 | 0.00056125 | 512.8444 | -0.00037793 | 512.2839 | -7.9271e-05 | 511.3647 | 0 | 511.5675 | -0.00030429 | 511.0914 | -0.0001131
| 513.0687 | 0.00128 | 508.7279 | 0.00176 | 508.73 | 0 | 513.0687 | 0.0026949 | 508.7279 | 0.058539 | 513.0687 | 0.15643 | 522.0493 | 0.37649 | 513.0687 | 0.87664 | 513.0687 | 0.59531 | 512.5086 | 0.58343 | 513.0687 | 0.0004021 | 513.0687 | 0.029813 | 508.7279 | 0.0022563 | 513.0687 | 0.00053738 | 512.5086 | 0.00088346 | 511.5875 | 0 | 511.7932 | 0.00055467 | 511.3148 | 0.0014467
| 513.2931 | -0.00036857 | 508.9481 | 0.00172 | 508.95 | 0.0025257 | 513.2932 | 0.00172 | 508.9481 | 0.059972 | 513.2932 | 0.15266 | 522.2731 | 0.37035 | 513.2932 | 0.88573 | 513.2931 | 0.60103 | 512.7333 | 0.59771 | 513.2932 | 0 | 513.2932 | 0.029331 | 508.9481 | 0.0003993 | 513.2931 | -0.00046862 | 512.7333 | -0.00070103 | 511.8103 | 0 | 512.0188 | -0.00033589 | 511.5381 | 4.9105e-05
| 513.5176 | 0.00133 | 509.1682 | 0.00201 | 509.17 | 0 | 513.5176 | 0.0027827 | 509.1682 | 0.057509 | 513.5176 | 0.15229 | 522.497 | 0.35796 | 513.5176 | 0.89672 | 513.5176 | 0.61392 | 512.958 | 0.60518 | 513.5176 | 0.00047377 | 513.5176 | 0.030836 | 509.1682 | 0.00024853 | 513.5176 | 0.00043578 | 512.958 | 0.00065498 | 512.0331 | 0 | 512.2445 | 0.00054278 | 511.7615 | 0.0015388
| 513.742 | -0.00029988 | 509.3884 | 0.00205 | 509.39 | 0 | 513.742 | 0.0014867 | 509.3884 | 0.057796 | 513.742 | 0.14806 | 522.721 | 0.35666 | 513.742 | 0.90238 | 513.742 | 0.61676 | 513.1827 | 0.60995 | 513.742 | 0 | 513.742 | 0.031219 | 509.3884 | -0.0015012 | 513.742 | -0.00022272 | 513.1827 | -0.0007623 | 512.2559 | 0 | 512.4701 | -0.00028538 | 511.985 | -0.00010651
| 513.9665 | 0.0011 | 509.6086 | 0.00177 | 509.61 | 0 | 513.9665 | 0.0026548 | 509.6086 | 0.055704 | 513.9665 | 0.14638 | 522.9449 | 0.35469 | 513.9665 | 0.90824 | 513.9665 | 0.62713 | 513.4074 | 0.61663 | 513.9665 | 0.00039326 | 513.9665 | 0.032832 | 509.6086 | 0.002174 | 513.9665 | 0.00049661 | 513.4074 | 0.00064129 | 512.4788 | 0 | 512.6959 | 0.0004912 | 512.2084 | 0.0013268
| 514.1909 | -7.4131e-05 | 509.8288 | 0.00147 | 509.83 | 0 | 514.1909 | 0.0014032 | 509.8288 | 0.05235 | 514.1909 | 0.14376 | 523.1688 | 0.34787 | 514.1909 | 0.91674 | 514.1909 | 0.63175 | 513.6321 | 0.62783 | 514.1909 | 0 | 514.1909 | 0.031143 | 509.8288 | -0.00054147 | 514.1909 | -0.00026328 | 513.6321 | -0.0008073 | 512.7016 | 0 | 512.9216 | -0.00033822 | 512.4318 | -6.5356e-05
| 514.4154 | 0.00092066 | 510.0489 | 0.00181 | 510.05 | 0 | 514.4154 | 0.0026643 | 510.049 | 0.052698 | 514.4154 | 0.14186 | 523.3928 | 0.33768 | 514.4154 | 0.91677 | 514.4154 | 0.63358 | 513.8569 | 0.63659 | 514.4154 | 0.00060663 | 514.4154 | 0.032138 | 510.049 | 0.0012201 | 514.4154 | 0.00027357 | 513.8569 | 0.00041912 | 512.9244 | 0 | 513.1473 | 0.00056935 | 512.6552 | 0.0015317
| 514.6399 | -2.8449e-05 | 510.2691 | 0.00174 | 510.27 | 0 | 514.6399 | 0.0017442 | 510.2691 | 0.050604 | 514.6399 | 0.13771 | 523.6168 | 0.33499 | 514.6399 | 0.91776 | 514.6399 | 0.63548 | 514.0816 | 0.63835 | 514.6399 | 0 | 514.6399 | 0.03169 | 510.2691 | 0.00059366 | 514.6399 | -0.00028597 | 514.0816 | 0.00011107 | 513.1473 | 0 | 513.3731 | -0.00034485 | 512.8787 | -0.00024281
| 514.8644 | 0.00105 | 510.4894 | 0.00129 | 510.49 | 0 | 514.8644 | 0.0027291 | 510.4893 | 0.050574 | 514.8644 | 0.13566 | 523.8407 | 0.33102 | 514.8644 | 0.92342 | 514.8644 | 0.64015 | 514.3064 | 0.64633 | 514.8644 | 0.00085877 | 514.8644 | 0.033153 | 510.4893 | 0.00094707 | 514.8644 | 0.00066864 | 514.3064 | 0.00050507 | 513.3702 | 0 | 513.5988 | 0.00058578 | 513.1021 | 0.0013332
| 515.0889 | -6.966e-05 | 510.7096 | 0.00145 | 510.71 | 0 | 515.0889 | 0.0016319 | 510.7096 | 0.049909 | 515.0889 | 0.13182 | 524.0647 | 0.32518 | 515.0889 | 0.92153 | 515.0889 | 0.64597 | 514.5312 | 0.645 | 515.0889 | 0 | 515.0889 | 0.031997 | 510.7096 | -0.0008015 | 515.0889 | -0.00043646 | 514.5312 | -0.00049588 | 513.5931 | 0 | 513.8246 | -0.00034127 | 513.3256 | -0.00016429
| 515.3134 | 0.00081596 | 510.9298 | 0.00189 | 510.93 | 0 | 515.3135 | 0.0026919 | 510.9298 | 0.050129 | 515.3135 | 0.13231 | 524.2887 | 0.31255 | 515.3135 | 0.93266 | 515.3134 | 0.65905 | 514.756 | 0.65523 | 515.3135 | 0.0006145 | 515.3135 | 0.034371 | 510.9298 | 0.0011767 | 515.3135 | 0.00039053 | 514.756 | 0.00063925 | 513.816 | 0 | 514.0503 | 0.0006507 | 513.5491 | 0.0016574
| 515.538 | 5.0967e-06 | 511.1501 | 0.00106 | 511.15 | 0 | 515.538 | 0.0013874 | 511.1501 | 0.047981 | 515.538 | 0.12785 | 524.5127 | 0.30543 | 515.538 | 0.93299 | 515.538 | 0.65907 | 514.9808 | 0.65942 | 515.538 | 0 | 515.538 | 0.033328 | 511.1501 | -0.0003179 | 515.538 | -0.00016881 | 514.9808 | -0.00019872 | 514.0389 | 0 | 514.2761 | -0.00039102 | 513.7726 | -6.9294e-05
| 515.7626 | 0.00104 | 511.3703 | 0.0018 | 511.37 | 0 | 515.7625 | 0.0025086 | 511.3703 | 0.048157 | 515.7625 | 0.12705 | 524.7367 | 0.30147 | 515.7626 | 0.93984 | 515.7626 | 0.66973 | 515.2056 | 0.66648 | 515.7625 | 0.00040616 | 515.7626 | 0.034346 | 511.3703 | 0.0016834 | 515.7626 | 0.00056953 | 515.2056 | 0.00091552 | 514.2618 | 0 | 514.5019 | 0.00061382 | 513.996 | 0.0014968
| 515.9871 | 4.8678e-05 | 511.5906 | 0.00137 | 511.59 | 0 | 515.9871 | 0.0013299 | 511.5906 | 0.047018 | 515.9871 | 0.12276 | 524.9607 | 0.29702 | 515.9871 | 0.93437 | 515.9871 | 0.66681 | 515.4304 | 0.66761 | 515.9871 | 0 | 515.9871 | 0.034488 | 511.5906 | -0.0012735 | 515.9871 | -0.00033747 | 515.4304 | -0.00037294 | 514.4847 | 0 | 514.7277 | -0.00037691 | 514.2195 | -0.00012244
| 516.2117 | 0.00134 | 511.8109 | 0.00221 | 511.81 | 0 | 516.2117 | 0.0024408 | 511.8109 | 0.045496 | 516.2117 | 0.12219 | 525.1848 | 0.28903 | 516.2117 | 0.93827 | 516.2117 | 0.67505 | 515.6553 | 0.67998 | 516.2117 | 0.00071573 | 516.2117 | 0.034699 | 511.8109 | 0.0021925 | 516.2117 | 0.0004678 | 515.6553 | 0.00056791 | 514.7076 | 0 | 514.9535 | 0.0006321 | 514.4431 | 0.0014656
| 516.4363 | 1.7113e-05 | 512.0312 | 0.00207 | 512.03 | 0 | 516.4363 | 0.0014282 | 512.0312 | 0.044612 | 516.4363 | 0.11898 | 525.4088 | 0.28757 | 516.4363 | 0.94111 | 516.4363 | 0.67774 | 515.8801 | 0.68561 | 516.4363 | 0 | 516.4363 | 0.035096 | 512.0312 | 0.0017456 | 516.4363 | -0.00024891 | 515.8801 | -0.00030303 | 514.9306 | 0 | 515.1794 | -0.00040285 | 514.6666 | 2.0856e-05
| 516.6609 | 0.00131 | 512.2515 | 0.0019 | 512.25 | 0 | 516.6609 | 0.0024069 | 512.2515 | 0.04344 | 516.6609 | 0.11883 | 525.6329 | 0.28435 | 516.6609 | 0.94867 | 516.6609 | 0.69109 | 516.105 | 0.69601 | 516.6609 | 0.00058977 | 516.6609 | 0.035867 | 512.2515 | 0.00019836 | 516.6609 | 0.00050235 | 516.105 | 0.00127 | 515.1536 | 0 | 515.4052 | 0.00056979 | 514.8901 | 0.0015609
| 516.8855 | -2.6779e-05 | 512.4718 | 0.00020703 | 512.47 | 0 | 516.8855 | 0.0015585 | 512.4718 | 0.041969 | 516.8855 | 0.11798 | 525.8569 | 0.28059 | 516.8855 | 0.96182 | 516.8855 | 0.70012 | 516.3299 | 0.70365 | 516.8855 | 0 | 516.8855 | 0.03525 | 512.4718 | -0.0012091 | 516.8855 | -0.00034682 | 516.3299 | -1.3173e-06 | 515.3765 | 0 | 515.631 | -0.00030766 | 515.1137 | -2.9078e-05
| 517.1101 | 0.0009546 | 512.6921 | 0.00176 | 512.69 | 0 | 517.1101 | 0.0025991 | 512.6921 | 0.043511 | 517.1101 | 0.11601 | 526.0811 | 0.27283 | 517.1101 | 0.96793 | 517.1101 | 0.7086 | 516.5548 | 0.71419 | 517.1101 | 0.0002791 | 517.1101 | 0.036469 | 512.6921 | 0.0016157 | 517.1101 | 0.00031193 | 516.5548 | 0.0007141 | 515.5995 | 0 | 515.8569 | 0.00062262 | 515.3373 | 0.0013015
| 517.3348 | -0.00018772 | 512.9124 | 0.00154 | 512.91 | 0 | 517.3348 | 0.0015285 | 512.9124 | 0.041438 | 517.3348 | 0.11317 | 526.3051 | 0.26911 | 517.3348 | 0.9685 | 517.3348 | 0.71625 | 516.7797 | 0.72002 | 517.3348 | 0 | 517.3348 | 0.035646 | 512.9124 | -0.00072422 | 517.3348 | -0.0003236 | 516.7797 | -9.0085e-05 | 515.8225 | 0 | 516.0828 | -0.00025474 | 515.5609 | 1.6936e-05
| 517.5594 | 0.00114 | 513.1328 | 0.00187 | 513.13 | 0 | 517.5594 | 0.0024563 | 513.1328 | 0.040526 | 517.5594 | 0.11295 | 526.5292 | 0.26636 | 517.5594 | 0.97001 | 517.5594 | 0.72014 | 517.0046 | 0.72466 | 517.5594 | 0.00062448 | 517.5594 | 0.036638 | 513.1328 | 0.0016959 | 517.5594 | 0.00045958 | 517.0046 | 0.00107 | 516.0455 | 0 | 516.3087 | 0.00063588 | 515.7844 | 0.0015633
| 517.7841 | 0.0003132 | 513.3532 | 0.00102 | 513.35 | 0 | 517.7841 | 0.0012249 | 513.3531 | 0.039683 | 517.7841 | 0.10945 | 526.7534 | 0.26469 | 517.7841 | 0.96946 | 517.7841 | 0.72397 | 517.2296 | 0.72423 | 517.7841 | 0 | 517.7841 | 0.036581 | 513.3531 | -0.0005635 | 517.7841 | -0.0003185 | 517.2296 | -0.0004063 | 516.2685 | 0 | 516.5346 | -0.00035448 | 516.0081 | -7.9609e-05
| 518.0088 | 0.00124 | 513.5735 | 0.00186 | 513.57 | 0 | 518.0088 | 0.0022955 | 513.5735 | 0.040081 | 518.0088 | 0.10787 | 526.9775 | 0.25699 | 518.0088 | 0.97274 | 518.0088 | 0.72957 | 517.4545 | 0.73033 | 518.0088 | 0.0004501 | 518.0088 | 0.036608 | 513.5735 | 0.0017638 | 518.0088 | 0.00043346 | 517.4545 | 0.00067386 | 516.4915 | 0 | 516.7605 | 0.00061501 | 516.2316 | 0.0017951
| 518.2335 | -0.00036685 | 513.7939 | 0.00188 | 513.79 | 0 | 518.2335 | 0.0011837 | 513.7939 | 0.037797 | 518.2335 | 0.10485 | 527.2016 | 0.25798 | 518.2335 | 0.96598 | 518.2335 | 0.73061 | 517.6795 | 0.73271 | 518.2335 | 0 | 518.2335 | 0.038394 | 513.7939 | -0.00015007 | 518.2335 | -0.00025145 | 517.6795 | -0.00069702 | 516.7145 | 0 | 516.9864 | -0.00031971 | 516.4553 | -0.00027736
| 518.4582 | 0.00052237 | 514.0143 | 0.00213 | 514.01 | 0.0024641 | 518.4582 | 0.0021761 | 514.0143 | 0.037897 | 518.4582 | 0.10385 | 527.4257 | 0.25258 | 518.4581 | 0.96746 | 518.4582 | 0.73535 | 517.9045 | 0.74112 | 518.4582 | 0.00060574 | 518.4581 | 0.038138 | 514.0143 | 0.00062629 | 518.4581 | 0.00042744 | 517.9045 | 0.00051114 | 516.9376 | 0 | 517.2124 | 0.00055864 | 516.6789 | 0.0014662
| 518.6829 | 3.6904e-05 | 514.2347 | 0.00083914 | 514.23 | 0 | 518.6829 | 0.0013957 | 514.2347 | 0.036174 | 518.6829 | 0.099346 | 527.6499 | 0.24877 | 518.6829 | 0.96245 | 518.6829 | 0.73489 | 518.1295 | 0.74559 | 518.6829 | 0 | 518.6829 | 0.0382 | 514.2347 | -0.00048804 | 518.6829 | -0.00033889 | 518.1295 | -0.00070986 | 517.1606 | 0 | 517.4383 | -0.00036964 | 516.9025 | -9.6815e-05
| 518.9076 | 0.0015 | 514.4551 | 0.00113 | 514.46 | 0 | 518.9076 | 0.0024537 | 514.4551 | 0.037609 | 518.9076 | 0.10079 | 527.874 | 0.24092 | 518.9076 | 0.97343 | 518.9076 | 0.74872 | 518.3545 | 0.76032 | 518.9076 | 0.0007357 | 518.9076 | 0.038823 | 514.4551 | 0.00049687 | 518.9076 | 0.00055228 | 518.3545 | 0.00065381 | 517.3837 | 0 | 517.6643 | 0.00067545 | 517.1262 | 0.0015151
| 519.1323 | -3.5503e-05 | 514.6755 | 0.00189 | 514.68 | 0 | 519.1323 | 0.0012739 | 514.6755 | 0.035857 | 519.1323 | 0.097696 | 528.0982 | 0.23658 | 519.1323 | 0.96925 | 519.1323 | 0.75203 | 518.5795 | 0.75875 | 519.1323 | 0 | 519.1323 | 0.038493 | 514.6755 | -0.001531 | 519.1323 | -0.00048716 | 518.5795 | -0.00073759 | 517.6068 | 0 | 517.8903 | -0.00028243 | 517.3499 | -3.6813e-05
| 519.3571 | 0.00127 | 514.8959 | 0.00258 | 514.9 | 0 | 519.3571 | 0.0021881 | 514.8959 | 0.036124 | 519.3571 | 0.098771 | 528.3224 | 0.23214 | 519.3571 | 0.97663 | 519.3571 | 0.7621 | 518.8045 | 0.77295 | 519.3571 | 0.00041716 | 519.3571 | 0.039589 | 514.8959 | 0.0010277 | 519.3571 | 0.00051289 | 518.8045 | 0.00079508 | 517.8298 | 0 | 518.1162 | 0.00071709 | 517.5735 | 0.0013746
| 519.5819 | -1.6374e-05 | 515.1164 | 0.00153 | 515.12 | 0 | 519.5819 | 0.00091677 | 515.1164 | 0.033859 | 519.5819 | 0.09623 | 528.5466 | 0.22834 | 519.5818 | 0.98608 | 519.5819 | 0.77462 | 519.0295 | 0.78464 | 519.5819 | 0 | 519.5818 | 0.039829 | 515.1164 | 0.00070565 | 519.5819 | -0.00037848 | 519.0295 | -0.00069764 | 518.0529 | 0 | 518.3422 | -0.00030483 | 517.7972 | -0.00010409
| 519.8066 | 0.00129 | 515.3369 | 0.00221 | 515.34 | 0 | 519.8066 | 0.0019581 | 515.3369 | 0.035532 | 519.8066 | 0.09656 | 528.7708 | 0.22265 | 519.8066 | 0.99106 | 519.8066 | 0.78156 | 519.2546 | 0.78944 | 519.8066 | 0.00019289 | 519.8066 | 0.040471 | 515.3369 | 0.0021197 | 519.8066 | 0.00053682 | 519.2546 | 0.00068747 | 518.276 | 0 | 518.5682 | 0.00067279 | 518.0209 | 0.0016005
| 520.0314 | 8.9074e-06 | 515.5573 | 0.00148 | 515.56 | 0 | 520.0314 | 0.00095368 | 515.5573 | 0.032095 | 520.0314 | 0.09341 | 528.9951 | 0.22016 | 520.0314 | 0.98584 | 520.0314 | 0.78249 | 519.4797 | 0.78947 | 520.0314 | 0 | 520.0314 | 0.04062 | 515.5573 | -0.00087355 | 520.0314 | -0.00019644 | 519.4797 | -0.00074429 | 518.4991 | 0 | 518.7943 | -0.00036503 | 518.2446 | 1.9906e-05
| 520.2562 | 0.00117 | 515.7778 | 0.00133 | 515.78 | 0 | 520.2562 | 0.0022426 | 515.7778 | 0.03281 | 520.2562 | 0.092894 | 529.2192 | 0.21738 | 520.2562 | 0.98491 | 520.2562 | 0.79129 | 519.7047 | 0.79624 | 520.2562 | 0 | 520.2562 | 0.041344 | 515.7778 | 0.0010784 | 520.2562 | 0.00034373 | 519.7047 | 0.00058445 | 518.7222 | 0 | 519.0203 | 0.00059594 | 518.4683 | 0.0015522
| 520.481 | -0.00032105 | 515.9982 | 0.00163 | 516 | 0.0024641 | 520.481 | 0.00081867 | 515.9982 | 0.032866 | 520.481 | 0.090136 | 529.4435 | 0.21479 | 520.4811 | 0.9771 | 520.481 | 0.78613 | 519.9298 | 0.7958 | 520.481 | 0 | 520.4811 | 0.040837 | 515.9982 | -0.0006635 | 520.4811 | -0.00042572 | 519.9298 | -0.00023844 | 518.9453 | 0 | 519.2463 | -0.00032889 | 518.6921 | -0.0002324
| 520.7059 | 0.00153 | 516.2188 | 0.00256 | 516.22 | 0 | 520.7059 | 0.002379 | 516.2188 | 0.032257 | 520.7059 | 0.090872 | 529.6678 | 0.20776 | 520.7059 | 0.98521 | 520.7059 | 0.7978 | 520.1549 | 0.81248 | 520.7059 | 0.00094438 | 520.7059 | 0.041791 | 516.2188 | 0.00071006 | 520.7059 | 0.0006611 | 520.1549 | 0.00108 | 519.1685 | 0 | 519.4724 | 0.00062143 | 518.9158 | 0.0015195
| 520.9307 | -3.0539e-05 | 516.4393 | 0.00147 | 516.44 | 0 | 520.9307 | 0.0010937 | 516.4393 | 0.030914 | 520.9307 | 0.089436 | 529.892 | 0.20811 | 520.9307 | 0.99317 | 520.9307 | 0.81537 | 520.3801 | 0.81338 | 520.9307 | 0 | 520.9307 | 0.040509 | 516.4393 | -5.2475e-05 | 520.9307 | -0.00029411 | 520.38 | -0.00039386 | 519.3916 | 0 | 519.6984 | -0.00036519 | 519.1395 | -7.4747e-05
| 521.1556 | 0.00105 | 516.6598 | 0.00187 | 516.66 | 0.0024641 | 521.1556 | 0.0018593 | 516.6598 | 0.031971 | 521.1556 | 0.088506 | 530.1163 | 0.2059 | 521.1556 | 0.99097 | 521.1556 | 0.82221 | 520.6052 | 0.82708 | 521.1556 | 0.00043163 | 521.1556 | 0.042727 | 516.6598 | 0.0024371 | 521.1556 | 0.00027142 | 520.6052 | -1.924e-05 | 519.6147 | 0 | 519.9245 | 0.00077447 | 519.3633 | 0.0015947
| 521.3804 | -0.00021557 | 516.8803 | 0.00129 | 516.88 | 0 | 521.3804 | 0.00079393 | 516.8803 | 0.029464 | 521.3804 | 0.084808 | 530.3406 | 0.20457 | 521.3804 | 0.98578 | 521.3804 | 0.81664 | 520.8303 | 0.82698 | 521.3804 | 0 | 521.3804 | 0.041448 | 516.8803 | 0.00047619 | 521.3804 | -0.0003479 | 520.8303 | -0.00063517 | 519.838 | 0 | 520.1506 | -0.0004181 | 519.587 | 0.0001301
| 521.6053 | 0.00097554 | 517.1008 | 0.00158 | 517.1 | 0 | 521.6053 | 0.0023843 | 517.1008 | 0.029637 | 521.6053 | 0.085578 | 530.5649 | 0.19999 | 521.6053 | 0.9877 | 521.6053 | 0.83698 | 521.0555 | 0.83424 | 521.6053 | 0.00057054 | 521.6053 | 0.04257 | 517.1008 | -0.00070085 | 521.6053 | 0.00057696 | 521.0555 | 0.00084002 | 520.0611 | 0 | 520.3767 | 0.00067154 | 519.8109 | 0.0015199
| 521.8302 | -0.00034213 | 517.3214 | 0.00212 | 517.32 | 0 | 521.8302 | 0.0014159 | 517.3214 | 0.027174 | 521.8302 | 0.082853 | 530.7892 | 0.19844 | 521.8302 | 0.99252 | 521.8302 | 0.83501 | 521.2807 | 0.8382 | 521.8302 | 0 | 521.8302 | 0.0419 | 517.3214 | -0.0021201 | 521.8302 | -0.00038686 | 521.2807 | -8.8507e-05 | 520.2843 | 0 | 520.6028 | -0.00033608 | 520.0346 | 3.8288e-05
| 522.0551 | 0.0007105 | 517.5419 | 0.00231 | 517.54 | 0 | 522.0551 | 0.0023668 | 517.5419 | 0.030299 | 522.0551 | 0.083722 | 531.0135 | 0.19603 | 522.0551 | 1 | 522.0551 | 0.8568 | 521.5058 | 0.84254 | 522.0551 | 0.00057613 | 522.0551 | 0.043002 | 517.5419 | 0.0020857 | 522.0551 | 0.00041987 | 521.5058 | 0.00096453 | 520.5075 | 0 | 520.829 | 0.00067414 | 520.2584 | 0.0014569
| 522.28 | -0.00027016 | 517.7625 | 0.00133 | 517.76 | 0 | 522.28 | 0.00083124 | 517.7625 | 0.028294 | 522.28 | 0.080619 | 531.2378 | 0.1948 | 522.28 | 0.98815 | 522.28 | 0.84891 | 521.731 | 0.84577 | 522.28 | 0 | 522.28 | 0.042371 | 517.7625 | 0.00068791 | 522.28 | -0.00028277 | 521.731 | -0.00041168 | 520.7307 | 0 | 521.0551 | -0.00032635 | 520.4822 | -0.00021006
| 522.505 | -0.0001043 | 517.9831 | 0.00109 | 517.98 | 0 | 522.505 | 0.00055644 | 517.9831 | 0.027305 | 522.505 | 0.077152 | 531.4622 | 0.1908 | 522.5049 | 0.97259 | 522.505 | 0.85633 | 521.9562 | 0.85497 | 522.505 | 0 | 522.5049 | 0.042719 | 517.9831 | -0.00061033 | 522.5049 | -0.00043453 | 521.9562 | -0.00070525 | 520.9539 | 0 | 521.2812 | -0.00044138 | 520.7061 | -0.00025777
| 522.7299 | 0.00102 | 518.2037 | 0.00153 | 518.2 | 0 | 522.7299 | 0.0018427 | 518.2037 | 0.026669 | 522.7299 | 0.07688 | 531.6865 | 0.18788 | 522.7299 | 0.96781 | 522.7299 | 0.85444 | 522.1815 | 0.86118 | 522.7299 | 0.00086842 | 522.7299 | 0.045221 | 518.2037 | 0.00021003 | 522.7299 | 0.00049743 | 522.1815 | 0.00058206 | 521.1771 | 0 | 521.5074 | 0.00064323 | 520.9299 | 0.0014808
| 522.9548 | -0.00024145 | 518.4243 | 0.00050386 | 518.42 | 0 | 522.9548 | 0.0011751 | 518.4243 | 0.0272 | 522.9548 | 0.074575 | 531.9108 | 0.18611 | 522.9548 | 0.96275 | 522.9548 | 0.85446 | 522.4067 | 0.86231 | 522.9548 | 0 | 522.9548 | 0.044756 | 518.4243 | -0.00098113 | 522.9548 | -0.00024711 | 522.4067 | -0.00090043 | 521.4003 | 0 | 521.7336 | -0.00027588 | 521.1537 | 6.688e-05
| 523.1798 | 0.0011 | 518.6449 | 0.00101 | 518.64 | 0 | 523.1798 | 0.0019428 | 518.6449 | 0.026241 | 523.1798 | 0.073658 | 532.1352 | 0.18168 | 523.1798 | 0.95403 | 523.1798 | 0.85669 | 522.6319 | 0.86535 | 523.1798 | 0.00079114 | 523.1798 | 0.046944 | 518.6449 | 0.00029359 | 523.1798 | 0.00043017 | 522.6319 | 0.00093871 | 521.6236 | 0 | 521.9597 | 0.00074909 | 521.3776 | 0.0015108
| 523.4048 | -6.3553e-05 | 518.8655 | 0.00156 | 518.87 | 0 | 523.4048 | 0.00089236 | 518.8655 | 0.024329 | 523.4048 | 0.071514 | 532.3596 | 0.17608 | 523.4048 | 0.94888 | 523.4048 | 0.85961 | 522.8572 | 0.85828 | 523.4048 | 0 | 523.4048 | 0.045948 | 518.8655 | 0.0013228 | 523.4048 | -0.00018467 | 522.8572 | -0.00091423 | 521.8469 | 0 | 522.1859 | -0.00028757 | 521.6014 | -0.00019607
| 523.6298 | 0.0013 | 519.0862 | 0.00135 | 519.09 | 0 | 523.6298 | 0.0015249 | 519.0862 | 0.026237 | 523.6298 | 0.070761 | 532.584 | 0.17276 | 523.6298 | 0.94048 | 523.6298 | 0.86341 | 523.0825 | 0.85805 | 523.6298 | 0.0004569 | 523.6298 | 0.04651 | 519.0862 | 0.0024178 | 523.6298 | 0.00047984 | 523.0825 | 3.9038e-05 | 522.0701 | 0 | 522.4122 | 0.00077307 | 521.8253 | 0.001586
| 523.8548 | 0.0001281 | 519.3068 | 0.0014 | 519.31 | 0 | 523.8548 | 0.00041797 | 519.3068 | 0.023537 | 523.8548 | 0.069194 | 532.8084 | 0.16849 | 523.8548 | 0.93966 | 523.8548 | 0.86971 | 523.3077 | 0.86688 | 523.8548 | 0 | 523.8548 | 0.044762 | 519.3068 | 0.00019975 | 523.8548 | -0.00028528 | 523.3077 | -0.00032497 | 522.2934 | 0 | 522.6384 | -0.00028102 | 522.0493 | -3.8812e-05
| 524.0798 | 0.00123 | 519.5275 | 0.00232 | 519.53 | 0 | 524.0798 | 0.0023024 | 519.5275 | 0.024103 | 524.0798 | 0.069261 | 533.0328 | 0.16598 | 524.0798 | 0.93111 | 524.0798 | 0.86875 | 523.533 | 0.88025 | 524.0798 | 0.00082746 | 524.0798 | 0.046762 | 519.5275 | 0.0022474 | 524.0798 | 0.00056048 | 523.533 | 0.00076848 | 522.5167 | 0 | 522.8646 | 0.0006801 | 522.2731 | 0.0015851
| 524.3048 | -0.00026668 | 519.7481 | 0.00106 | 519.75 | 0 | 524.3048 | 0.0006538 | 519.7481 | 0.02244 | 524.3048 | 0.066246 | 533.2572 | 0.16181 | 524.3048 | 0.92222 | 524.3048 | 0.86837 | 523.7584 | 0.88397 | 524.3048 | 0 | 524.3048 | 0.046013 | 519.7481 | -0.0003022 | 524.3048 | -0.00030451 | 523.7583 | -0.00039874 | 522.74 | 0 | 523.0908 | -0.000384 | 522.497 | -0.00010438
| 524.5299 | 0.00109 | 519.9688 | 0.00203 | 519.97 | 0 | 524.5299 | 0.0020414 | 519.9688 | 0.02253 | 524.5299 | 0.065555 | 533.4816 | 0.1597 | 524.5298 | 0.91674 | 524.5299 | 0.87449 | 523.9837 | 0.88246 | 524.5299 | 0.00080267 | 524.5298 | 0.047465 | 519.9688 | 0.0011533 | 524.5299 | 0.00063819 | 523.9837 | 0.00062045 | 522.9633 | 0 | 523.3171 | 0.00080493 | 522.7209 | 0.0017088
| 524.7549 | -0.00071437 | 520.1895 | 0.00070553 | 520.19 | 0.0026241 | 524.7549 | 0.00020264 | 520.1895 | 0.021881 | 524.7549 | 0.063637 | 533.7061 | 0.15633 | 524.7549 | 0.91137 | 524.7549 | 0.87641 | 524.209 | 0.88763 | 524.7549 | 0 | 524.7549 | 0.048567 | 520.1895 | 0.000331 | 524.7549 | -0.00033955 | 524.209 | -0.00060928 | 523.1866 | 0 | 523.5433 | -0.00033184 | 522.9449 | -5.7381e-05
| 524.98 | 0.0011 | 520.4102 | 0.0028 | 520.41 | 0 | 524.98 | 0.0020413 | 520.4102 | 0.021901 | 524.98 | 0.064227 | 533.9305 | 0.15429 | 524.98 | 0.90522 | 524.98 | 0.87626 | 524.4344 | 0.88389 | 524.98 | 0.00097223 | 524.98 | 0.04933 | 520.4102 | 0.0030734 | 524.98 | 0.00036861 | 524.4344 | 0.00086867 | 523.4099 | 0 | 523.7696 | 0.00061535 | 523.1688 | 0.0016598
| 525.2051 | -0.00012494 | 520.6309 | 0.00166 | 520.63 | 0 | 525.2051 | 0.00060104 | 520.6309 | 0.020603 | 525.2051 | 0.060767 | 534.155 | 0.14945 | 525.2051 | 0.89805 | 525.2051 | 0.87827 | 524.6597 | 0.89623 | 525.2051 | 0 | 525.2051 | 0.047797 | 520.6309 | 0.0015456 | 525.2051 | -0.00033665 | 524.6597 | -0.00016994 | 523.6332 | 0 | 523.9959 | -0.00019808 | 523.3928 | -0.00010496
| 525.4301 | 0.00071675 | 520.8516 | 0.00192 | 520.85 | 0 | 525.4301 | 0.0018396 | 520.8516 | 0.01991 | 525.4301 | 0.061214 | 534.3795 | 0.14764 | 525.4301 | 0.87846 | 525.4301 | 0.87622 | 524.8851 | 0.89602 | 525.4301 | 0.00065135 | 525.4301 | 0.049277 | 520.8516 | 0.0017056 | 525.4301 | 0.00030298 | 524.8851 | 0.00017354 | 523.8566 | 0 | 524.2222 | 0.00078409 | 523.6168 | 0.001554
| 525.6552 | -0.00015805 | 521.0723 | 0.00181 | 521.07 | 0 | 525.6552 | 0.00041464 | 521.0723 | 0.019676 | 525.6552 | 0.057404 | 534.6039 | 0.14489 | 525.6552 | 0.86844 | 525.6552 | 0.87322 | 525.1105 | 0.8943 | 525.6552 | 0 | 525.6552 | 0.049007 | 521.0723 | 0.0002412 | 525.6552 | -0.00049727 | 525.1105 | -0.00066776 | 524.08 | 0 | 524.4485 | -0.00037135 | 523.8407 | -0.00024653
| 525.8804 | 0.00124 | 521.2931 | 0.00189 | 521.29 | 0 | 525.8804 | 0.0018136 | 521.2931 | 0.020146 | 525.8804 | 0.05907 | 534.8285 | 0.14276 | 525.8804 | 0.86223 | 525.8804 | 0.87226 | 525.3359 | 0.88937 | 525.8804 | 0.00050229 | 525.8804 | 0.04934 | 521.2931 | 0.0016317 | 525.8804 | 0.00047846 | 525.3359 | 0.00053113 | 524.3033 | 0 | 524.6749 | 0.00073435 | 524.0647 | 0.0013683
| 526.1055 | 0.000304 | 521.5139 | 0.00114 | 521.51 | 0 | 526.1055 | 0.000601 | 521.5139 | 0.018598 | 526.1055 | 0.056601 | 535.053 | 0.13982 | 526.1055 | 0.85972 | 526.1055 | 0.88337 | 525.5613 | 0.89797 | 526.1055 | 0 | 526.1055 | 0.049549 | 521.5139 | -0.00022636 | 526.1055 | -0.00034918 | 525.5613 | -0.0004698 | 524.5267 | 0 | 524.9012 | -0.00034449 | 524.2887 | -4.3615e-05
| 526.3306 | 0.00085499 | 521.7346 | 0.00145 | 521.73 | 0 | 526.3306 | 0.0018657 | 521.7346 | 0.019544 | 526.3306 | 0.056027 | 535.2775 | 0.13874 | 526.3306 | 0.84832 | 526.3306 | 0.88048 | 525.7867 | 0.89753 | 526.3306 | 0.0011949 | 526.3306 | 0.050696 | 521.7346 | 0.0013727 | 526.3306 | 0.00028462 | 525.7867 | 0.00121 | 524.7501 | 0 | 525.1275 | 0.00075715 | 524.5127 | 0.0015182
| 526.5558 | -0.00010395 | 521.9554 | 0.00094278 | 521.96 | 0 | 526.5558 | 0.00046107 | 521.9554 | 0.017467 | 526.5558 | 0.054885 | 535.502 | 0.13568 | 526.5558 | 0.8452 | 526.5558 | 0.88372 | 526.0121 | 0.9086 | 526.5558 | 0 | 526.5558 | 0.051259 | 521.9554 | -0.00094799 | 526.5558 | -0.00039736 | 526.0122 | -0.00074904 | 524.9734 | 0 | 525.3539 | -0.00027897 | 524.7367 | 0.00010234
| 526.7809 | 0.00090498 | 522.1762 | 0.00092336 | 522.18 | 0 | 526.7809 | 0.0016196 | 522.1761 | 0.018382 | 526.7809 | 0.053927 | 535.7266 | 0.1345 | 526.7809 | 0.83924 | 526.7809 | 0.89131 | 526.2376 | 0.91768 | 526.7809 | 0.00034261 | 526.7809 | 0.050874 | 522.1761 | 0.001048 | 526.7809 | 0.0002691 | 526.2376 | 0.00039288 | 525.1968 | 0 | 525.5803 | 0.00073136 | 524.9608 | 0.0012895
| 527.0061 | 0.00045756 | 522.397 | 0.00123 | 522.4 | 0 | 527.0061 | 0.00066808 | 522.397 | 0.017903 | 527.0061 | 0.052488 | 535.9511 | 0.13114 | 527.0061 | 0.82632 | 527.0061 | 0.88668 | 526.4631 | 0.91623 | 527.0061 | 0 | 527.0061 | 0.051395 | 522.397 | -0.00034937 | 527.0061 | -0.00015327 | 526.4631 | -3.403e-05 | 525.4203 | 0 | 525.8066 | -0.00033646 | 525.1848 | -7.1218e-05
| 527.2313 | 0.00127 | 522.6177 | 0.0019 | 522.62 | 0 | 527.2313 | 0.0020877 | 522.6177 | 0.018938 | 527.2313 | 0.052164 | 536.1757 | 0.13028 | 527.2313 | 0.81443 | 527.2313 | 0.88428 | 526.6885 | 0.91418 | 527.2313 | 0.00026404 | 527.2313 | 0.052479 | 522.6177 | 0.0012518 | 527.2313 | 0.00052389 | 526.6885 | 0.00037876 | 525.6437 | 0 | 526.033 | 0.00074434 | 525.4088 | 0.0014989
| 527.4565 | 0.00022487 | 522.8386 | 0.0015 | 522.84 | 0 | 527.4565 | 0.00047091 | 522.8386 | 0.017586 | 527.4565 | 0.049454 | 536.4002 | 0.12766 | 527.4565 | 0.80437 | 527.4565 | 0.88036 | 526.914 | 0.90325 | 527.4565 | 0 | 527.4565 | 0.053077 | 522.8386 | -0.0014254 | 527.4565 | -0.00028008 | 526.914 | -0.00014432 | 525.8671 | 0 | 526.2595 | -0.00034125 | 525.6329 | -0.00021069
| 527.6817 | 0.00089637 | 523.0594 | 0.00288 | 523.06 | 0 | 527.6817 | 0.0016178 | 523.0594 | 0.017384 | 527.6817 | 0.050354 | 536.6248 | 0.12639 | 527.6817 | 0.79617 | 527.6817 | 0.8847 | 527.1395 | 0.90494 | 527.6817 | 0.00053274 | 527.6817 | 0.054096 | 523.0594 | 0.0016145 | 527.6817 | 0.00065102 | 527.1395 | 0.0005068 | 526.0906 | 0 | 526.4858 | 0.00084043 | 525.8569 | 0.0015877
| 527.9069 | 0.00024517 | 523.2803 | 0.00153 | 523.28 | 0 | 527.9069 | 0.00086444 | 523.2803 | 0.016826 | 527.9069 | 0.047259 | 536.8494 | 0.1223 | 527.9069 | 0.78626 | 527.9069 | 0.88332 | 527.365 | 0.89852 | 527.9069 | 0 | 527.9069 | 0.053185 | 523.2803 | -0.00061496 | 527.9069 | -0.00036636 | 527.365 | -0.00088659 | 526.314 | 0 | 526.7123 | -0.00029728 | 526.0811 | -0.00011127
| 528.1322 | 0.00098043 | 523.5011 | 0.00189 | 523.5 | 0 | 528.1322 | 0.0015019 | 523.5011 | 0.016977 | 528.1322 | 0.047979 | 537.074 | 0.12192 | 528.1322 | 0.78406 | 528.1322 | 0.89333 | 527.5906 | 0.9057 | 528.1322 | 0.00078482 | 528.1322 | 0.05427 | 523.5011 | 0.002714 | 528.1322 | 0.00037698 | 527.5906 | 0.00069375 | 526.5375 | 0 | 526.9387 | 0.00082761 | 526.3051 | 0.0014867
| 528.3574 | -0.00011279 | 523.722 | 0.0003614 | 523.72 | 0 | 528.3574 | 0.00088581 | 523.722 | 0.014635 | 528.3574 | 0.046117 | 537.2986 | 0.1202 | 528.3574 | 0.77453 | 528.3574 | 0.89811 | 527.8161 | 0.90829 | 528.3574 | 0 | 528.3574 | 0.053538 | 523.722 | 0.00049182 | 528.3574 | -0.00017383 | 527.8161 | -0.00061837 | 526.761 | 0 | 527.1652 | -0.00044842 | 526.5292 | -4.7412e-05
| 528.5827 | 0.00101 | 523.9428 | 0.00229 | 523.94 | 0 | 528.5827 | 0.001706 | 523.9428 | 0.015596 | 528.5827 | 0.045948 | 537.5232 | 0.11905 | 528.5827 | 0.76105 | 528.5827 | 0.88757 | 528.0417 | 0.90592 | 528.5827 | 0.00062333 | 528.5827 | 0.054823 | 523.9428 | 0.00089123 | 528.5827 | 0.00025602 | 528.0417 | 0.00076262 | 526.9844 | 0 | 527.3917 | 0.00081891 | 526.7534 | 0.001446
| 528.808 | 0.00019586 | 524.1637 | 0.00183 | 524.16 | 0 | 528.808 | 0.00038879 | 524.1637 | 0.015149 | 528.808 | 0.043234 | 537.7479 | 0.11562 | 528.808 | 0.75674 | 528.808 | 0.88828 | 528.2672 | 0.91135 | 528.808 | 0 | 528.808 | 0.055049 | 524.1637 | -0.00092018 | 528.808 | -0.00034812 | 528.2672 | -0.0009753 | 527.2079 | 0 | 527.6181 | -0.00036376 | 526.9775 | 9.3889e-05
| 529.0332 | 0.00107 | 524.3846 | 0.00177 | 524.38 | 0 | 529.0332 | 0.0017648 | 524.3846 | 0.015673 | 529.0332 | 0.044542 | 537.9725 | 0.11526 | 529.0333 | 0.75342 | 529.0332 | 0.90038 | 528.4928 | 0.91381 | 529.0332 | 0.0007652 | 529.0333 | 0.056683 | 524.3846 | 0.0025877 | 529.0333 | 0.00034632 | 528.4928 | 0.00080994 | 527.4315 | 0 | 527.8446 | 0.00073193 | 527.2016 | 0.0015361
| 529.2586 | -0.00011155 | 524.6055 | 0.00089705 | 524.61 | 0 | 529.2585 | 0.00050013 | 524.6055 | 0.013963 | 529.2585 | 0.04235 | 538.1972 | 0.11301 | 529.2585 | 0.74709 | 529.2586 | 0.90254 | 528.7184 | 0.91957 | 529.2585 | 0 | 529.2585 | 0.055997 | 524.6055 | -6.2399e-05 | 529.2585 | -0.00034773 | 528.7184 | -0.00071395 | 527.655 | 0 | 528.0711 | -0.00019609 | 527.4257 | -2.1476e-05
| 529.4839 | 0.00099376 | 524.8264 | 0.00188 | 524.83 | 0 | 529.4839 | 0.0020664 | 524.8264 | 0.016193 | 529.4839 | 0.043394 | 538.4219 | 0.11103 | 529.4839 | 0.73694 | 529.4839 | 0.90225 | 528.944 | 0.91887 | 529.4839 | 0.00068347 | 529.4839 | 0.058004 | 524.8264 | 0.001262 | 529.4839 | 0.00037304 | 528.944 | 0.00083094 | 527.8785 | 0 | 528.2976 | 0.00087365 | 527.6499 | 0.0015059
| 529.7092 | -0.00027338 | 525.0474 | 0.00030158 | 525.05 | 0 | 529.7092 | 0.0006179 | 525.0474 | 0.014069 | 529.7092 | 0.040434 | 538.6466 | 0.10686 | 529.7092 | 0.7288 | 529.7092 | 0.90727 | 529.1696 | 0.92122 | 529.7092 | 0 | 529.7092 | 0.058841 | 525.0474 | -2.0234e-05 | 529.7092 | -0.00036072 | 529.1696 | -0.00058726 | 528.102 | 0 | 528.5241 | -0.00033232 | 527.874 | -0.0001584
| 529.9345 | 0.00068123 | 525.2682 | 0.00243 | 525.27 | 0 | 529.9345 | 0.0016514 | 525.2682 | 0.014111 | 529.9345 | 0.042296 | 538.8712 | 0.10573 | 529.9345 | 0.71835 | 529.9345 | 0.90824 | 529.3952 | 0.92954 | 529.9345 | 0.00063654 | 529.9345 | 0.057962 | 525.2682 | 0.0011808 | 529.9345 | 0.00047066 | 529.3952 | 0.00076796 | 528.3256 | 0 | 528.7507 | 0.00071612 | 528.0982 | 0.0015698
| 530.1599 | 0.00016927 | 525.4892 | 0.00114 | 525.49 | 0 | 530.1599 | 0.00022636 | 525.4892 | 0.014163 | 530.1599 | 0.039681 | 539.0959 | 0.10383 | 530.1599 | 0.71055 | 530.1599 | 0.90656 | 529.6209 | 0.92483 | 530.1599 | 0 | 530.1599 | 0.058814 | 525.4892 | 0.00075311 | 530.1599 | -0.00043037 | 529.6209 | -0.00021852 | 528.5491 | 0 | 528.9772 | -0.00027839 | 528.3224 | 3.1958e-05
| 530.3852 | 0.00090619 | 525.7101 | 0.00179 | 525.71 | 0 | 530.3852 | 0.002077 | 525.7101 | 0.014299 | 530.3852 | 0.040009 | 539.3206 | 0.10336 | 530.3853 | 0.70625 | 530.3852 | 0.91399 | 529.8465 | 0.93673 | 530.3852 | 0.00072911 | 530.3853 | 0.06166 | 525.7101 | 0.0014122 | 530.3853 | 0.00017947 | 529.8465 | 0.00069757 | 528.7726 | 0 | 529.2038 | 0.00076765 | 528.5466 | 0.0015733
| 530.6106 | -0.00018421 | 525.9312 | 0.00123 | 525.93 | 0 | 530.6106 | 0 | 525.9312 | 0.014067 | 530.6106 | 0.038417 | 539.5453 | 0.10066 | 530.6106 | 0.70265 | 530.6106 | 0.9198 | 530.0722 | 0.94486 | 530.6106 | 0 | 530.6106 | 0.060788 | 525.9312 | 0.00092921 | 530.6106 | -0.00040596 | 530.0722 | -0.00105 | 528.9962 | 0 | 529.4304 | -0.00044111 | 528.7708 | -6.0132e-05
| 530.836 | 0.0009537 | 526.1521 | 0.00149 | 526.15 | 0.0024641 | 530.836 | 0.0020211 | 526.1521 | 0.01484 | 530.836 | 0.038598 | 539.7701 | 0.10102 | 530.836 | 0.69788 | 530.836 | 0.92275 | 530.2979 | 0.95691 | 530.836 | 0.00085714 | 530.836 | 0.060382 | 526.1521 | 0.0017631 | 530.836 | 0.00049324 | 530.2979 | 0.00072641 | 529.2198 | 0 | 529.6569 | 0.00075179 | 528.9951 | 0.0013958
| 531.0614 | -0.00024159 | 526.3731 | 0.00090301 | 526.37 | 0 | 531.0614 | 0.00059344 | 526.3731 | 0.013078 | 531.0614 | 0.037127 | 539.9948 | 0.09935 | 531.0614 | 0.68318 | 531.0614 | 0.91897 | 530.5236 | 0.95659 | 531.0614 | 0 | 531.0614 | 0.061644 | 526.3731 | 0.00059576 | 531.0614 | -0.00023854 | 530.5236 | -0.00013513 | 529.4434 | 0 | 529.8835 | -0.0003192 | 529.2192 | -0.0001093
| 531.2868 | 0.00144 | 526.5941 | 0.0016 | 526.59 | 0 | 531.2868 | 0.0018283 | 526.5941 | 0.013499 | 531.2868 | 0.037539 | 540.2195 | 0.0982 | 531.2868 | 0.67786 | 531.2868 | 0.9226 | 530.7493 | 0.96514 | 531.2868 | 0.0011653 | 531.2868 | 0.06327 | 526.5941 | 0.00014559 | 531.2868 | 0.0003253 | 530.7493 | 0.00097017 | 529.667 | 0 | 530.1101 | 0.00078949 | 529.4435 | 0.0013586
| 531.5122 | -0.00044187 | 526.8151 | 0.00051428 | 526.82 | 0 | 531.5122 | 0.00068033 | 526.8151 | 0.013932 | 531.5122 | 0.03505 | 540.4443 | 0.09559 | 531.5122 | 0.66851 | 531.5122 | 0.91908 | 530.975 | 0.96386 | 531.5122 | 0 | 531.5122 | 0.062197 | 526.8151 | -0.001059 | 531.5122 | -0.00031369 | 530.975 | -0.00021414 | 529.8906 | 0 | 530.3367 | -0.00043113 | 529.6678 | -0.00014644
| 531.7377 | 0.00107 | 527.0361 | 0.00122 | 527.04 | 0 | 531.7377 | 0.0016272 | 527.0361 | 0.014507 | 531.7377 | 0.035895 | 540.6691 | 0.09522 | 531.7377 | 0.6613 | 531.7377 | 0.92316 | 531.2007 | 0.96472 | 531.7377 | 0.00070995 | 531.7377 | 0.06463 | 527.0361 | 0.0014851 | 531.7377 | 0.00085211 | 531.2007 | 0.00097009 | 530.1143 | 0 | 530.5634 | 0.00086021 | 529.892 | 0.0014385
| 531.9631 | -0.00056741 | 527.2571 | 0.00162 | 527.26 | 0 | 531.9631 | 0 | 527.2571 | 0.010664 | 531.9631 | 0.032752 | 540.8939 | 0.0936 | 531.9631 | 0.65115 | 531.9631 | 0.92503 | 531.4264 | 0.96392 | 531.9631 | 0 | 531.9631 | 0.065108 | 527.2571 | -0.00055109 | 531.9631 | -0.00023515 | 531.4264 | -0.00092081 | 530.3379 | 0 | 530.79 | -0.00042057 | 530.1163 | 7.1589e-05
| 532.1886 | 0.00098206 | 527.4782 | 0.0018 | 527.48 | 0 | 532.1886 | 0.0016119 | 527.4782 | 0.012114 | 532.1886 | 0.03375 | 541.1187 | 0.0935 | 532.1885 | 0.64138 | 532.1886 | 0.91967 | 531.6522 | 0.95601 | 532.1886 | 0.00077246 | 532.1885 | 0.065193 | 527.4782 | 0.0014105 | 532.1885 | 0.00036689 | 531.6522 | 0.00046656 | 530.5615 | 0 | 531.0167 | 0.00080192 | 530.3406 | 0.0014861
| 532.414 | -0.00019278 | 527.6992 | 0.00092169 | 527.7 | 0 | 532.414 | 0.0008673 | 527.6992 | 0.011952 | 532.414 | 0.031971 | 541.3434 | 0.09047 | 532.414 | 0.62846 | 532.414 | 0.91303 | 531.878 | 0.95532 | 532.414 | 0 | 532.414 | 0.06547 | 527.6992 | -0.00054737 | 532.414 | -0.00054229 | 531.878 | -0.00083686 | 530.7852 | 0 | 531.2433 | -0.00040376 | 530.5649 | -0.00014875
| 532.6395 | 0.00106 | 527.9203 | 0.00164 | 527.92 | 0 | 532.6395 | 0.0018331 | 527.9203 | 0.012489 | 532.6395 | 0.033481 | 541.5683 | 0.09079 | 532.6395 | 0.62145 | 532.6395 | 0.91929 | 532.1037 | 0.95587 | 532.6395 | 0.0011212 | 532.6395 | 0.067095 | 527.9203 | 0.0004328 | 532.6395 | 0.00066143 | 532.1037 | 0.00053366 | 531.0089 | 0 | 531.47 | 0.00080202 | 530.7892 | 0.0015715
| 532.865 | -0.00013635 | 528.1414 | 0.00136 | 528.14 | 0 | 532.865 | 0.00063723 | 528.1414 | 0.011179 | 532.865 | 0.031129 | 541.7931 | 0.0882 | 532.865 | 0.61168 | 532.865 | 0.9106 | 532.3295 | 0.95219 | 532.865 | 0 | 532.865 | 0.067771 | 528.1414 | -0.00036744 | 532.865 | -0.00029166 | 532.3295 | -0.00072415 | 531.2325 | 0 | 531.6967 | -0.00046355 | 531.0135 | 7.8854e-05
| 533.0905 | 0.00072607 | 528.3624 | 0.00177 | 528.36 | 0 | 533.0905 | 0.0017386 | 528.3624 | 0.013339 | 533.0905 | 0.030757 | 542.0179 | 0.08748 | 533.0905 | 0.60589 | 533.0905 | 0.91538 | 532.5553 | 0.94749 | 533.0905 | 0.00059531 | 533.0905 | 0.06807 | 528.3624 | 0.00098199 | 533.0905 | 0.00041474 | 532.5553 | 0.0004038 | 531.4562 | 0 | 531.9233 | 0.00083486 | 531.2378 | 0.0018787
| 533.316 | 0.00017066 | 528.5836 | 0.00095119 | 528.58 | 0 | 533.316 | 0.00014776 | 528.5836 | 0.010971 | 533.316 | 0.029447 | 542.2428 | 0.08398 | 533.316 | 0.59469 | 533.316 | 0.9149 | 532.7812 | 0.94934 | 533.316 | 0 | 533.316 | 0.069186 | 528.5836 | -0.00031586 | 533.316 | -0.00043663 | 532.7812 | -0.00056289 | 531.6799 | 0 | 532.1501 | -0.00036265 | 531.4622 | 4.1566e-06
| 533.5416 | 0.00106 | 528.8046 | 0.00144 | 528.8 | 0 | 533.5416 | 0.0015378 | 528.8046 | 0.011274 | 533.5416 | 0.030357 | 542.4677 | 0.08332 | 533.5416 | 0.5853 | 533.5416 | 0.91492 | 533.007 | 0.95651 | 533.5416 | 0.00091608 | 533.5416 | 0.069447 | 528.8046 | 0.0009679 | 533.5416 | 0.00041189 | 533.007 | 0.00060016 | 531.9036 | 0 | 532.3768 | 0.00082173 | 531.6865 | 0.0014195
| 533.7671 | 0.00032803 | 529.0258 | 0.00114 | 529.03 | 0 | 533.7671 | 0.00062608 | 529.0258 | 0.010775 | 533.7671 | 0.027807 | 542.6925 | 0.08211 | 533.7672 | 0.5736 | 533.7671 | 0.90253 | 533.2328 | 0.94304 | 533.7671 | 0 | 533.7672 | 0.07035 | 529.0258 | 0.00076462 | 533.7672 | -0.00037501 | 533.2328 | -0.00020098 | 532.1273 | 0 | 532.6035 | -0.00034901 | 531.9108 | -0.0001777
| 533.9927 | 0.00091524 | 529.2469 | 0.00093657 | 529.25 | 0 | 533.9927 | 0.001511 | 529.2469 | 0.01191 | 533.9927 | 0.028463 | 542.9174 | 0.08112 | 533.9927 | 0.56607 | 533.9927 | 0.90555 | 533.4587 | 0.94257 | 533.9927 | 0.0009032 | 533.9927 | 0.071449 | 529.2469 | 0.00027739 | 533.9927 | 0.00051291 | 533.4587 | 0.00034615 | 532.351 | 0 | 532.8303 | 0.00086135 | 532.1352 | 0.0017059
| 534.2183 | -5.3917e-06 | 529.468 | 0.0012 | 529.47 | 0 | 534.2182 | 7.5922e-05 | 529.468 | 0.0096441 | 534.2182 | 0.026695 | 543.1423 | 0.07846 | 534.2183 | 0.55458 | 534.2183 | 0.89903 | 533.6845 | 0.935 | 534.2182 | 0 | 534.2183 | 0.071938 | 529.468 | -0.0013711 | 534.2183 | -0.00051167 | 533.6845 | -4.2797e-05 | 532.5748 | 0 | 533.057 | -0.00022713 | 532.3596 | -9.4105e-05
| 534.4438 | 0.00125 | 529.6892 | 0.00193 | 529.69 | 0 | 534.4438 | 0.0015882 | 529.6891 | 0.01062 | 534.4438 | 0.027633 | 543.3672 | 0.07781 | 534.4438 | 0.548 | 534.4438 | 0.90502 | 533.9104 | 0.93841 | 534.4438 | 0.00091437 | 534.4438 | 0.073303 | 529.6891 | 0.00093552 | 534.4438 | 0.00034021 | 533.9104 | 0.00084442 | 532.7985 | 0 | 533.2838 | 0.00069953 | 532.584 | 0.0015067
| 534.6694 | -0.00041921 | 529.9103 | 0.00105 | 529.91 | 0 | 534.6694 | 0.00030039 | 529.9103 | 0.010768 | 534.6694 | 0.026199 | 543.5921 | 0.07565 | 534.6694 | 0.53862 | 534.6694 | 0.89633 | 534.1363 | 0.93317 | 534.6694 | 2.6128e-05 | 534.6694 | 0.074188 | 529.9103 | -8.6912e-05 | 534.6694 | -0.00030942 | 534.1363 | -0.00058361 | 533.0222 | 0 | 533.5106 | -0.00027905 | 532.8084 | 0.0001147
| 534.895 | 0.00097041 | 530.1315 | 0.00207 | 530.13 | 0 | 534.895 | 0.0015684 | 530.1315 | 0.0094 | 534.895 | 0.026518 | 543.817 | 0.07546 | 534.895 | 0.53069 | 534.895 | 0.89776 | 534.3622 | 0.92947 | 534.895 | 0.00053988 | 534.895 | 0.075634 | 530.1315 | 0.0011688 | 534.895 | 0.00040971 | 534.3622 | 0.00069532 | 533.246 | 0 | 533.7374 | 0.00070213 | 533.0328 | 0.0014718
| 535.1206 | -0.0002291 | 530.3527 | 0.00128 | 530.35 | 0 | 535.1207 | 0.00027534 | 530.3527 | 0.0082092 | 535.1207 | 0.02474 | 544.0419 | 0.0719 | 535.1207 | 0.52361 | 535.1206 | 0.89889 | 534.5881 | 0.92574 | 535.1207 | 0 | 535.1207 | 0.076339 | 530.3527 | -0.00048285 | 535.1207 | -0.00045441 | 534.5882 | -0.00050373 | 533.4698 | 0 | 533.9642 | -0.00019939 | 533.2572 | 6.2233e-05
| 535.3463 | 0.00114 | 530.5738 | 0.00193 | 530.57 | 0 | 535.3463 | 0.0015077 | 530.5739 | 0.0087973 | 535.3463 | 0.025811 | 544.2669 | 0.07195 | 535.3463 | 0.5172 | 535.3463 | 0.89825 | 534.8141 | 0.93066 | 535.3463 | 0.00094441 | 535.3463 | 0.077578 | 530.5739 | 0.0018618 | 535.3463 | 0.00049719 | 534.8141 | 0.0008536 | 533.6935 | 0 | 534.191 | 0.00085703 | 533.4816 | 0.001271
| 535.5719 | -0.00029439 | 530.795 | 0.00127 | 530.8 | 0 | 535.5719 | 0.00037611 | 530.795 | 0.0087067 | 535.5719 | 0.023292 | 544.4918 | 0.07039 | 535.5719 | 0.51269 | 535.5719 | 0.89987 | 535.04 | 0.93765 | 535.5719 | 0 | 535.5719 | 0.07848 | 530.795 | -0.0015857 | 535.5719 | -0.00040908 | 535.04 | -0.00069248 | 533.9174 | 0 | 534.4178 | -0.0003837 | 533.7061 | -0.00021428
| 535.7976 | 0.00091093 | 531.0162 | 0.002 | 531.02 | 0 | 535.7976 | 0.0011431 | 531.0162 | 0.011193 | 535.7976 | 0.024182 | 544.7168 | 0.06982 | 535.7976 | 0.50689 | 535.7976 | 0.90314 | 535.266 | 0.93646 | 535.7976 | 0.0011905 | 535.7976 | 0.079926 | 531.0162 | 0.00030963 | 535.7976 | 0.00051562 | 535.266 | 0.00089273 | 534.1412 | 0 | 534.6446 | 0.000725 | 533.9305 | 0.0015361
| 536.0232 | 0.00030751 | 531.2375 | 0.00062782 | 531.24 | 0 | 536.0233 | 0 | 531.2375 | 0.0092773 | 536.0233 | 0.023377 | 544.9418 | 0.06747 | 536.0233 | 0.50244 | 536.0232 | 0.90614 | 535.4919 | 0.93889 | 536.0233 | 0 | 536.0233 | 0.08084 | 531.2375 | 0.00067579 | 536.0232 | -0.00033681 | 535.4919 | -0.00027973 | 534.3649 | 0 | 534.8715 | -0.0002158 | 534.155 | 4.909e-05
| 536.2489 | 0.00108 | 531.4587 | 0.00179 | 531.46 | 0 | 536.2489 | 0.0015165 | 531.4587 | 0.0095347 | 536.2489 | 0.024263 | 545.1667 | 0.06784 | 536.2489 | 0.4979 | 536.2489 | 0.91848 | 535.7179 | 0.94022 | 536.2489 | 0.0011474 | 536.2489 | 0.080335 | 531.4587 | 0.001459 | 536.2489 | 0.00047578 | 535.7179 | 0.00040602 | 534.5888 | 0 | 535.0983 | 0.00079537 | 534.3795 | 0.0012724
| 536.4746 | 0.00023645 | 531.6799 | 0.00096981 | 531.68 | 0 | 536.4746 | 0.00031479 | 531.6799 | 0.0086096 | 536.4746 | 0.022485 | 545.3918 | 0.06638 | 536.4746 | 0.4918 | 536.4746 | 0.9125 | 535.9439 | 0.9376 | 536.4746 | 0.00014737 | 536.4746 | 0.082251 | 531.6799 | -0.0014508 | 536.4746 | -0.00031233 | 535.9439 | -0.00020954 | 534.8126 | 0 | 535.3252 | -0.00032323 | 534.6039 | 0.00019251
| 536.7003 | 0.00136 | 531.9012 | 0.00197 | 531.9 | 0 | 536.7003 | 0.001336 | 531.9012 | 0.0091959 | 536.7003 | 0.023508 | 545.6168 | 0.06654 | 536.7003 | 0.48448 | 536.7003 | 0.90916 | 536.1699 | 0.94039 | 536.7003 | 0.0013194 | 536.7003 | 0.083607 | 531.9012 | 0.0010645 | 536.7003 | 0.00047957 | 536.1699 | 0.00096506 | 535.0364 | 0 | 535.5521 | 0.0007631 | 534.8285 | 0.0013802
| 536.9261 | 0.00014808 | 532.1225 | 0.00093925 | 532.12 | 0 | 536.926 | 0.00052754 | 532.1225 | 0.0087538 | 536.926 | 0.021948 | 545.8418 | 0.06461 | 536.926 | 0.47676 | 536.9261 | 0.90914 | 536.3959 | 0.94086 | 536.926 | 0 | 536.926 | 0.084248 | 532.1225 | 0.00046222 | 536.926 | -0.00021473 | 536.3959 | -0.00040039 | 535.2603 | 0 | 535.779 | -0.00032381 | 535.053 | -9.1741e-05
| 537.1518 | 0.00086324 | 532.3438 | 0.00177 | 532.34 | 0 | 537.1518 | 0.001741 | 532.3438 | 0.0091728 | 537.1518 | 0.022126 | 546.0668 | 0.06487 | 537.1518 | 0.47215 | 537.1518 | 0.9097 | 536.622 | 0.94052 | 537.1518 | 0.0011663 | 537.1518 | 0.084698 | 532.3438 | 0.0019707 | 537.1518 | 0.00037944 | 536.622 | 0.00073889 | 535.4841 | 0 | 536.0059 | 0.00077392 | 535.2775 | 0.0013928
| 537.3775 | 0.00021957 | 532.565 | 0.00085357 | 532.57 | 0 | 537.3775 | 0 | 532.565 | 0.0072191 | 537.3775 | 0.021367 | 546.2919 | 0.06387 | 537.3775 | 0.46721 | 537.3775 | 0.91835 | 536.848 | 0.94681 | 537.3775 | 0.00052105 | 537.3775 | 0.08538 | 532.565 | 0.00032045 | 537.3775 | -0.00018714 | 536.848 | -0.00060145 | 535.708 | 0 | 536.2328 | -0.00034575 | 535.502 | 2.8956e-05
| 537.6033 | 0.00104 | 532.7863 | 0.00257 | 532.79 | 0 | 537.6033 | 0.0013819 | 532.7863 | 0.0085615 | 537.6033 | 0.021591 | 546.5169 | 0.06391 | 537.6033 | 0.46553 | 537.6033 | 0.9212 | 537.0741 | 0.95264 | 537.6033 | 0.0011031 | 537.6033 | 0.089118 | 532.7863 | 0.001149 | 537.6033 | 0.00031593 | 537.0741 | 0.00037485 | 535.9319 | 0 | 536.4597 | 0.00066152 | 535.7266 | 0.0015496
| 537.829 | -9.1623e-05 | 533.0076 | 0.000403 | 533.01 | 0 | 537.829 | 0.00010177 | 533.0076 | 0.0079173 | 537.829 | 0.020139 | 546.7419 | 0.06153 | 537.829 | 0.45922 | 537.829 | 0.92648 | 537.3001 | 0.95482 | 537.829 | 0 | 537.829 | 0.089294 | 533.0076 | 0.0014617 | 537.829 | -0.00024097 | 537.3001 | -0.00052443 | 536.1558 | 0 | 536.6867 | -0.00043068 | 535.9511 | -0.00019502
| 538.0548 | 0.00092143 | 533.2289 | 0.00161 | 533.23 | 0 | 538.0548 | 0.0017759 | 533.2289 | 0.0094186 | 538.0548 | 0.020006 | 546.967 | 0.06123 | 538.0548 | 0.4542 | 538.0548 | 0.92838 | 537.5262 | 0.95816 | 538.0548 | 0.0012698 | 538.0548 | 0.090451 | 533.2289 | 0.00082496 | 538.0548 | 0.00059738 | 537.5262 | 4.5121e-05 | 536.3797 | 0 | 536.9136 | 0.00078908 | 536.1757 | 0.0014975
| 538.2806 | 0.0004061 | 533.4503 | 0.00071916 | 533.45 | 0 | 538.2806 | 0.00034553 | 533.4503 | 0.0075152 | 538.2806 | 0.019388 | 547.1921 | 0.05913 | 538.2806 | 0.44929 | 538.2806 | 0.92682 | 537.7523 | 0.96565 | 538.2806 | 3.156e-06 | 538.2806 | 0.091683 | 533.4503 | 0.0016411 | 538.2806 | -0.0003092 | 537.7523 | -0.00077661 | 536.6036 | 0 | 537.1406 | -0.00030768 | 536.4002 | -2.0815e-05
| 538.5064 | 0.00099908 | 533.6716 | 0.00177 | 533.67 | 0 | 538.5064 | 0.0016352 | 533.6716 | 0.0093813 | 538.5064 | 0.019976 | 547.4172 | 0.05879 | 538.5064 | 0.4442 | 538.5064 | 0.9315 | 537.9784 | 0.96555 | 538.5064 | 0.0012154 | 538.5064 | 0.093745 | 533.6716 | 0.002101 | 538.5064 | 0.00053259 | 537.9784 | 0.00069551 | 536.8275 | 0 | 537.3676 | 0.0007988 | 536.6248 | 0.0013964
| 538.7322 | 0.00033047 | 533.8929 | 0.00089694 | 533.89 | 0 | 538.7322 | 0.00071429 | 533.8929 | 0.0067941 | 538.7322 | 0.0194 | 547.6423 | 0.05554 | 538.7322 | 0.43922 | 538.7322 | 0.93594 | 538.2045 | 0.96424 | 538.7322 | 0.00031916 | 538.7322 | 0.094443 | 533.8929 | -0.00073121 | 538.7322 | -0.00032316 | 538.2045 | -3.6663e-05 | 537.0515 | 0 | 537.5945 | -0.00040068 | 536.8494 | -6.4708e-05
| 538.958 | 0.0008195 | 534.1143 | 0.00111 | 534.11 | 0 | 538.9581 | 0.0013533 | 534.1143 | 0.0075699 | 538.9581 | 0.019295 | 547.8674 | 0.05543 | 538.9581 | 0.43403 | 538.958 | 0.9436 | 538.4307 | 0.96675 | 538.9581 | 0.0013297 | 538.9581 | 0.095806 | 534.1143 | 0.00088203 | 538.9581 | 0.00026568 | 538.4307 | 0.00029391 | 537.2754 | 0 | 537.8215 | 0.0006945 | 537.074 | 0.0013025
| 539.1839 | 9.6518e-05 | 534.3357 | 0.00134 | 534.34 | 0 | 539.1839 | 0.00033196 | 534.3357 | 0.0072077 | 539.1839 | 0.018231 | 548.0925 | 0.05356 | 539.1839 | 0.43258 | 539.1839 | 0.94286 | 538.6568 | 0.97897 | 539.1839 | 0.00035275 | 539.1839 | 0.095884 | 534.3357 | 0.00072628 | 539.1839 | -0.00049321 | 538.6568 | -0.00037287 | 537.4993 | 0 | 538.0486 | -0.00037451 | 537.2986 | -4.4644e-06
| 539.4097 | 0.00123 | 534.5571 | 0.00146 | 534.56 | 0 | 539.4097 | 0.0016378 | 534.5571 | 0.008132 | 539.4097 | 0.018571 | 548.3176 | 0.05331 | 539.4097 | 0.42701 | 539.4097 | 0.94235 | 538.883 | 0.9846 | 539.4097 | 0.0015716 | 539.4097 | 0.098589 | 534.5571 | 0.0017548 | 539.4097 | 0.00052493 | 538.883 | 0.00059616 | 537.7233 | 0 | 538.2756 | 0.00066136 | 537.5233 | 0.0015097
| 539.6356 | 0.00031103 | 534.7784 | 0.00098367 | 534.78 | 0 | 539.6356 | 0.00027409 | 534.7784 | 0.0068807 | 539.6356 | 0.017629 | 548.5428 | 0.05126 | 539.6356 | 0.41927 | 539.6356 | 0.9454 | 539.1091 | 0.98364 | 539.6356 | 0.00044379 | 539.6356 | 0.10054 | 534.7784 | -0.00057676 | 539.6356 | -0.00013745 | 539.1091 | -0.00017898 | 537.9473 | 0 | 538.5026 | -0.00028779 | 537.7479 | -1.9169e-05
| 539.8615 | 0.00086602 | 534.9998 | 0.0012 | 535 | 0 | 539.8615 | 0.001409 | 534.9998 | 0.0074337 | 539.8615 | 0.018689 | 548.7679 | 0.05038 | 539.8615 | 0.41492 | 539.8615 | 0.94743 | 539.3353 | 0.98874 | 539.8615 | 0.0013688 | 539.8615 | 0.10198 | 534.9998 | 0.00045541 | 539.8615 | 0.00054409 | 539.3353 | 0.00074102 | 538.1713 | 0 | 538.7297 | 0.00064916 | 537.9725 | 0.0015731
| 540.0874 | -1.5639e-05 | 535.2213 | 0.00072793 | 535.22 | 0 | 540.0874 | 0.00036477 | 535.2213 | 0.0068379 | 540.0874 | 0.017047 | 548.9931 | 0.04973 | 540.0873 | 0.40924 | 540.0874 | 0.94179 | 539.5615 | 0.98559 | 540.0874 | 0.00049894 | 540.0873 | 0.10243 | 535.2213 | -0.00036199 | 540.0873 | -0.00038238 | 539.5615 | -0.00041715 | 538.3953 | 0 | 538.9567 | -0.00041783 | 538.1972 | -3.682e-06
| 540.3133 | 0.00132 | 535.4427 | 0.00193 | 535.44 | 0 | 540.3133 | 0.0014533 | 535.4427 | 0.007639 | 540.3133 | 0.018222 | 549.2183 | 0.04961 | 540.3133 | 0.40552 | 540.3133 | 0.94977 | 539.7877 | 0.98811 | 540.3133 | 0.001567 | 540.3133 | 0.10333 | 535.4427 | 0.0012284 | 540.3133 | 0.00052904 | 539.7877 | 0.00065584 | 538.6193 | 0 | 539.1838 | 0.0006318 | 538.4219 | 0.001317
| 540.5392 | -0.00021844 | 535.6641 | 0.00093464 | 535.66 | 0 | 540.5392 | 0.00033071 | 535.6641 | 0.0053909 | 540.5392 | 0.016487 | 549.4435 | 0.04807 | 540.5392 | 0.39948 | 540.5392 | 0.95324 | 540.0139 | 0.98772 | 540.5392 | 0.00073502 | 540.5392 | 0.10588 | 535.6641 | 0.00092194 | 540.5392 | -0.00043464 | 540.0139 | -0.00046788 | 538.8433 | 0 | 539.4109 | -0.00019535 | 538.6465 | -0.00013327
| 540.7651 | 0.00092528 | 535.8856 | 0.00156 | 535.89 | 0 | 540.7651 | 0.0014941 | 535.8856 | 0.0073758 | 540.7651 | 0.017077 | 549.6686 | 0.048 | 540.7651 | 0.39385 | 540.7651 | 0.94408 | 540.2402 | 0.9859 | 540.7651 | 0.0014141 | 540.7651 | 0.1056 | 535.8856 | 0.00069497 | 540.7651 | 0.00043758 | 540.2402 | 0.00058854 | 539.0673 | 0 | 539.6379 | 0.00076495 | 538.8712 | 0.0012901
| 540.991 | 0.00015066 | 536.107 | 0.00132 | 536.11 | 0 | 540.991 | 0.00044804 | 536.107 | 0.0061074 | 540.991 | 0.015473 | 549.8939 | 0.04664 | 540.991 | 0.3879 | 540.991 | 0.94506 | 540.4664 | 0.98945 | 540.991 | 0.00045159 | 540.991 | 0.10771 | 536.107 | 0.00053352 | 540.991 | -0.00034831 | 540.4664 | -0.00051131 | 539.2913 | 0 | 539.865 | -0.00037322 | 539.0959 | 0.00011718
| 541.217 | 0.00118 | 536.3284 | 0.00155 | 536.33 | 0 | 541.217 | 0.0014173 | 536.3284 | 0.0072428 | 541.217 | 0.016937 | 550.1191 | 0.04721 | 541.217 | 0.38487 | 541.217 | 0.95429 | 540.6927 | 0.99316 | 541.217 | 0.0018345 | 541.217 | 0.1106 | 536.3284 | 0.0018681 | 541.217 | 0.00060639 | 540.6927 | 0.00068159 | 539.5153 | 0 | 540.0922 | 0.00065799 | 539.3206 | 0.0015028
| 541.443 | 0.00013206 | 536.5499 | 0.00114 | 536.55 | 0 | 541.443 | 0.00042043 | 536.5499 | 0.0055775 | 541.443 | 0.015276 | 550.3443 | 0.04544 | 541.4429 | 0.37956 | 541.443 | 0.9533 | 540.9189 | 0.98909 | 541.443 | 0.00064979 | 541.4429 | 0.10987 | 536.5499 | 0.00018107 | 541.4429 | -0.00041323 | 540.9189 | -0.00070111 | 539.7394 | 0 | 540.3193 | -0.00035128 | 539.5453 | -0.00015633
| 541.6689 | 0.00090402 | 536.7714 | 0.00227 | 536.77 | 0.0051819 | 541.6689 | 0.0012984 | 536.7714 | 0.0078677 | 541.6689 | 0.016316 | 550.5696 | 0.04586 | 541.6689 | 0.37571 | 541.6689 | 0.95515 | 541.1452 | 0.98711 | 541.6689 | 0.0012805 | 541.6689 | 0.11428 | 536.7714 | 0.0023238 | 541.6689 | 0.00033125 | 541.1452 | 0.00049711 | 539.9634 | 0 | 540.5465 | 0.00062041 | 539.7701 | 0.0012683
| 541.8949 | -0.00010939 | 536.9929 | 0.00108 | 536.99 | 0 | 541.8949 | 0.00014425 | 536.9929 | 0.0059323 | 541.8949 | 0.014957 | 550.7948 | 0.04464 | 541.8949 | 0.37099 | 541.8949 | 0.95851 | 541.3715 | 0.98888 | 541.8949 | 0.00081917 | 541.8949 | 0.1139 | 536.9929 | -0.00071555 | 541.8949 | -0.00027964 | 541.3715 | -0.00046987 | 540.1875 | 0 | 540.7736 | -0.00030268 | 539.9948 | 1.7805e-05
| 542.1209 | 0.00131 | 537.2144 | 0.00176 | 537.21 | 0 | 542.1209 | 0.0012733 | 537.2144 | 0.0068858 | 542.1209 | 0.016067 | 551.0201 | 0.04418 | 542.1209 | 0.36614 | 542.1209 | 0.95787 | 541.5978 | 0.99187 | 542.1209 | 0.0018933 | 542.1209 | 0.11701 | 537.2144 | 0.0003888 | 542.1209 | 0.00052724 | 541.5978 | 0.00052814 | 540.4116 | 0 | 541.0008 | 0.00065914 | 540.2195 | 0.0012696
| 542.3469 | -2.4596e-05 | 537.4359 | 0.00179 | 537.44 | 0 | 542.3469 | 0.00048121 | 537.4359 | 0.0057422 | 542.3469 | 0.014031 | 551.2454 | 0.04254 | 542.3469 | 0.35841 | 542.3469 | 0.94821 | 541.8241 | 0.98201 | 542.3469 | 0.00072536 | 542.3469 | 0.11679 | 537.4359 | -0.00070645 | 542.3469 | -0.00017662 | 541.8241 | -0.00076537 | 540.6357 | 0 | 541.228 | -0.00035104 | 540.4443 | -1.8735e-05
| 542.5729 | 0.00087547 | 537.6575 | 0.00166 | 537.66 | 0 | 542.5729 | 0.0012873 | 537.6575 | 0.0057682 | 542.5729 | 0.014646 | 551.4706 | 0.04248 | 542.5729 | 0.35455 | 542.5729 | 0.95068 | 542.0505 | 0.9831 | 542.5729 | 0.001659 | 542.5729 | 0.12025 | 537.6575 | -0.0003814 | 542.5729 | 0.00040044 | 542.0505 | 0.00024905 | 540.8598 | 0 | 541.4551 | 0.00061081 | 540.6691 | 0.0012387
| 542.799 | 6.1956e-06 | 537.879 | 0.00133 | 537.88 | 0 | 542.799 | 0 | 537.879 | 0.0051122 | 542.799 | 0.014249 | 551.6959 | 0.04098 | 542.799 | 0.34883 | 542.799 | 0.94488 | 542.2768 | 0.97811 | 542.799 | 0.00099184 | 542.799 | 0.12093 | 537.879 | -0.00080043 | 542.7989 | -0.00024671 | 542.2768 | -0.00039223 | 541.0839 | 0 | 541.6823 | -0.00021429 | 540.8939 | -0.0001536
| 543.025 | 0.00081538 | 538.1005 | 0.0013 | 538.1 | 0 | 543.025 | 0.001301 | 538.1005 | 0.0054549 | 543.025 | 0.014598 | 551.9212 | 0.04109 | 543.025 | 0.34473 | 543.025 | 0.95591 | 542.5032 | 0.97896 | 543.025 | 0.0021158 | 543.025 | 0.1233 | 538.1005 | 0.00054346 | 543.025 | 0.00034383 | 542.5032 | 0.00047799 | 541.308 | 0 | 541.9095 | 0.00068392 | 541.1187 | 0.0013212
| 543.2511 | 8.1174e-05 | 538.3221 | 0.00118 | 538.32 | 0 | 543.2511 | 0.00025651 | 538.3221 | 0.0053041 | 543.2511 | 0.013436 | 552.1466 | 0.0396 | 543.2511 | 0.33798 | 543.2511 | 0.94831 | 542.7295 | 0.97789 | 543.2511 | 0.00087323 | 543.2511 | 0.12489 | 538.3221 | -0.0013217 | 543.2511 | -0.00046183 | 542.7295 | -0.00074053 | 541.5321 | 0 | 542.1367 | -0.00038402 | 541.3434 | 2.4721e-05
| 543.4772 | 0.00097228 | 538.5436 | 0.00129 | 538.54 | 0 | 543.4772 | 0.0015616 | 538.5436 | 0.0063475 | 543.4772 | 0.013801 | 552.3718 | 0.04004 | 543.4772 | 0.33382 | 543.4772 | 0.95126 | 542.9559 | 0.97682 | 543.4772 | 0.0019521 | 543.4772 | 0.12759 | 538.5436 | 0.00096268 | 543.4772 | 0.00053487 | 542.9559 | 0.00017956 | 541.7563 | 0 | 542.364 | 0.00061083 | 541.5683 | 0.001618
| 543.7032 | 0.00026354 | 538.7653 | 0.00173 | 538.77 | 0 | 543.7032 | 0.00018425 | 538.7653 | 0.0048911 | 543.7032 | 0.012926 | 552.5972 | 0.03825 | 543.7032 | 0.32702 | 543.7032 | 0.94062 | 543.1823 | 0.97161 | 543.7032 | 0.0010259 | 543.7032 | 0.12813 | 538.7653 | 0.0014399 | 543.7033 | -0.0004098 | 543.1823 | -0.0001693 | 541.9804 | 0 | 542.5912 | -0.00024494 | 541.7931 | -9.774e-06
| 543.9293 | 0.00146 | 538.9868 | 0.00153 | 538.99 | 0 | 543.9293 | 0.0016039 | 538.9868 | 0.0056012 | 543.9293 | 0.013885 | 552.8225 | 0.03833 | 543.9293 | 0.32341 | 543.9293 | 0.94443 | 543.4087 | 0.97935 | 543.9293 | 0.0028617 | 543.9293 | 0.13019 | 538.9868 | 0.0015194 | 543.9293 | 0.00054959 | 543.4087 | 0.00021873 | 542.2046 | 0 | 542.8185 | 0.00061925 | 542.0179 | 0.0014583
| 544.1554 | -0.00019315 | 539.2084 | 0.0008897 | 539.21 | 0 | 544.1554 | 0.000542 | 539.2084 | 0.0049082 | 544.1554 | 0.011902 | 553.0479 | 0.03646 | 544.1555 | 0.31908 | 544.1554 | 0.94412 | 543.6351 | 0.97767 | 544.1554 | 0.00094702 | 544.1555 | 0.12969 | 539.2084 | -0.0011171 | 544.1555 | -0.00027592 | 543.6351 | -0.00049989 | 542.4288 | 0 | 543.0457 | -0.00034399 | 542.2428 | 3.0459e-05
| 544.3816 | 0.001 | 539.4301 | 0.00103 | 539.43 | 0.0025577 | 544.3816 | 0.0013421 | 539.4301 | 0.0057632 | 544.3816 | 0.013793 | 553.2732 | 0.03661 | 544.3815 | 0.31558 | 544.3816 | 0.9502 | 543.8616 | 0.97703 | 544.3816 | 0.0023304 | 544.3815 | 0.13383 | 539.4301 | 0.0025176 | 544.3815 | 0.0005784 | 543.8616 | 0.00057873 | 542.6529 | 0 | 543.273 | 0.0006698 | 542.4677 | 0.0014862
| 544.6077 | 0.00031823 | 539.6517 | 0.00028331 | 539.65 | 0 | 544.6077 | 0 | 539.6517 | 0.0036123 | 544.6077 | 0.011909 | 553.4986 | 0.03596 | 544.6077 | 0.31142 | 544.6077 | 0.95033 | 544.088 | 0.9813 | 544.6077 | 0.0011903 | 544.6077 | 0.13537 | 539.6517 | -0.00025286 | 544.6077 | -0.0001953 | 544.088 | -0.0004553 | 542.8771 | 0 | 543.5003 | -0.00030809 | 542.6925 | 4.5919e-05
| 544.8338 | 0.00094059 | 539.8733 | 0.00127 | 539.87 | 0 | 544.8338 | 0.0012677 | 539.8733 | 0.0050762 | 544.8338 | 0.013372 | 553.724 | 0.03638 | 544.8339 | 0.30917 | 544.8338 | 0.95425 | 544.3145 | 0.99362 | 544.8338 | 0.0025731 | 544.8339 | 0.13751 | 539.8733 | 0.0015774 | 544.8339 | 0.00068678 | 544.3144 | 0.00051541 | 543.1013 | 0 | 543.7276 | 0.00058033 | 542.9174 | 0.0012753
| 545.06 | 0.00013347 | 540.0949 | 0.00104 | 540.09 | 0 | 545.06 | 8.6272e-05 | 540.0949 | 0.0051961 | 545.06 | 0.011824 | 553.9494 | 0.03482 | 545.06 | 0.30549 | 545.06 | 0.95918 | 544.5409 | 0.99242 | 545.06 | 0.0017756 | 545.06 | 0.13908 | 540.0949 | -0.00065333 | 545.06 | -0.00027931 | 544.5409 | -0.0006413 | 543.3255 | 0 | 543.9549 | -0.00025017 | 543.1423 | -0.0002095
| 545.2862 | 0.00095263 | 540.3166 | 0.00162 | 540.32 | 0 | 545.2862 | 0.0016049 | 540.3166 | 0.0047778 | 545.2862 | 0.012493 | 554.1748 | 0.03498 | 545.2861 | 0.30142 | 545.2862 | 0.95698 | 544.7674 | 0.99451 | 545.2862 | 0.0024895 | 545.2861 | 0.14118 | 540.3166 | 0.0020185 | 545.2861 | 0.00058395 | 544.7674 | 0.00060649 | 543.5497 | 0 | 544.1822 | 0.0005758 | 543.3672 | 0.0014547
| 545.5123 | -2.0919e-05 | 540.5382 | 0.00124 | 540.54 | 0 | 545.5123 | 0 | 540.5382 | 0.0039761 | 545.5123 | 0.011339 | 554.4002 | 0.03365 | 545.5123 | 0.2973 | 545.5123 | 0.9574 | 544.9939 | 0.99192 | 545.5123 | 0.0015586 | 545.5123 | 0.1433 | 540.5382 | 0.00063543 | 545.5123 | -0.00033476 | 544.9939 | -0.00041793 | 543.7739 | 0 | 544.4095 | -0.0002333 | 543.5921 | -2.4997e-05
| 545.7385 | 0.00109 | 540.7599 | 0.00147 | 540.76 | 0 | 545.7385 | 0.0013706 | 540.7599 | 0.0060564 | 545.7385 | 0.012135 | 554.6257 | 0.03347 | 545.7385 | 0.29482 | 545.7385 | 0.96248 | 545.2204 | 0.9946 | 545.7385 | 0.0027387 | 545.7385 | 0.14499 | 540.7599 | 0.00066149 | 545.7385 | 0.00068483 | 545.2204 | 0.00046799 | 543.9982 | 0 | 544.6369 | 0.00055416 | 543.817 | 0.0013156
| 545.9647 | -6.6738e-05 | 540.9816 | 0.00119 | 540.98 | 0 | 545.9647 | 0.00031119 | 540.9816 | 0.0042584 | 545.9647 | 0.010533 | 554.8511 | 0.03192 | 545.9647 | 0.28888 | 545.9647 | 0.96235 | 545.4469 | 0.99319 | 545.9647 | 0.0019122 | 545.9647 | 0.14672 | 540.9816 | 0.00034723 | 545.9647 | -0.00042097 | 545.4469 | -1.9965e-05 | 544.2224 | 0 | 544.8643 | -0.00021298 | 544.0419 | -0.00015648
| 546.191 | 0.00086733 | 541.2033 | 0.00222 | 541.2 | 0 | 546.191 | 0.0011519 | 541.2032 | 0.0059588 | 546.191 | 0.011622 | 555.0765 | 0.03213 | 546.191 | 0.28487 | 546.191 | 0.96399 | 545.6734 | 0.99636 | 546.191 | 0.0028365 | 546.191 | 0.14871 | 541.2032 | 0.0024284 | 546.191 | 0.00045587 | 545.6734 | 0.00043033 | 544.4467 | 0 | 545.0917 | 0.00057111 | 544.2669 | 0.0014206
| 546.4172 | -9.408e-05 | 541.425 | 0.00080155 | 541.42 | 0 | 546.4172 | 0.00029719 | 541.425 | 0.0048789 | 546.4172 | 0.011031 | 555.302 | 0.03082 | 546.4172 | 0.28153 | 546.4172 | 0.96095 | 545.9 | 0.99115 | 546.4172 | 0.001869 | 546.4172 | 0.15096 | 541.425 | -0.00028852 | 546.4172 | -0.00018308 | 545.9 | -0.00022679 | 544.671 | 0 | 545.319 | -0.00023724 | 544.4918 | 6.0772e-05
| 546.6434 | 0.0007482 | 541.6467 | 0.00221 | 541.65 | 0 | 546.6434 | 0.0011208 | 541.6467 | 0.0050618 | 546.6434 | 0.011355 | 555.5275 | 0.03092 | 546.6434 | 0.27865 | 546.6434 | 0.96238 | 546.1265 | 0.9937 | 546.6434 | 0.0028612 | 546.6434 | 0.15195 | 541.6467 | 0.0019025 | 546.6434 | 0.00063959 | 546.1265 | 0.00014598 | 544.8953 | 0 | 545.5465 | 0.00057207 | 544.7168 | 0.0014089
| 546.8697 | -1.9097e-05 | 541.8684 | 0.00118 | 541.87 | 0 | 546.8697 | 3.0833e-05 | 541.8684 | 0.0048304 | 546.8697 | 0.0099223 | 555.7529 | 0.0294 | 546.8697 | 0.27529 | 546.8697 | 0.96804 | 546.3531 | 0.99545 | 546.8697 | 0.0024095 | 546.8697 | 0.15446 | 541.8684 | 0.00037796 | 546.8697 | -0.00010512 | 546.3531 | -0.00021488 | 545.1195 | 0 | 545.7738 | -0.00030806 | 544.9418 | -6.9088e-05
| 547.0959 | 0.00092082 | 542.0901 | 0.00133 | 542.09 | 0 | 547.0959 | 0.0011439 | 542.0901 | 0.0053457 | 547.0959 | 0.011426 | 555.9784 | 0.02934 | 547.0959 | 0.27208 | 547.0959 | 0.96849 | 546.5797 | 1 | 547.0959 | 0.0031481 | 547.0959 | 0.15698 | 542.0901 | 0.0010033 | 547.096 | 0.00053113 | 546.5797 | 0.00041268 | 545.3438 | 0 | 546.0012 | 0.00051194 | 545.1667 | 0.0013792
| 547.3222 | 7.2387e-05 | 542.3119 | 0.00041381 | 542.31 | 0 | 547.3222 | 0.00017157 | 542.3119 | 0.0048398 | 547.3222 | 0.01015 | 556.2039 | 0.02817 | 547.3222 | 0.26713 | 547.3222 | 0.96906 | 546.8063 | 0.99186 | 547.3222 | 0.0021752 | 547.3222 | 0.1575 | 542.3119 | 0.000962 | 547.3222 | -0.00028045 | 546.8063 | -0.0003264 | 545.5681 | 0 | 546.2286 | -0.00024657 | 545.3918 | -0.00011312
| 547.5485 | 0.00085737 | 542.5336 | 0.00112 | 542.53 | 0 | 547.5485 | 0.00081678 | 542.5336 | 0.005147 | 547.5485 | 0.010551 | 556.4294 | 0.02855 | 547.5485 | 0.26214 | 547.5485 | 0.9656 | 547.0329 | 0.98774 | 547.5485 | 0.0033853 | 547.5485 | 0.16107 | 542.5336 | 0.0014949 | 547.5485 | 0.0005776 | 547.0329 | 0.00049077 | 545.7924 | 0 | 546.4561 | 0.00060162 | 545.6168 | 0.0014936
| 547.7748 | -9.6717e-05 | 542.7554 | 0.00133 | 542.76 | 0 | 547.7748 | 0.00033662 | 542.7554 | 0.0035231 | 547.7748 | 0.0097045 | 556.655 | 0.02702 | 547.7748 | 0.2585 | 547.7748 | 0.9633 | 547.2595 | 0.98728 | 547.7748 | 0.0022404 | 547.7748 | 0.16256 | 542.7554 | 0.0022433 | 547.7748 | -0.00014952 | 547.2595 | -6.9277e-05 | 546.0168 | 0 | 546.6835 | -0.00029517 | 545.8418 | 0.00011693
| 548.0011 | 0.00117 | 542.9772 | 0.00201 | 542.98 | 0 | 548.0011 | 0.0010192 | 542.9772 | 0.0046541 | 548.0011 | 0.01062 | 556.8805 | 0.02743 | 548.0011 | 0.25461 | 548.0011 | 0.96299 | 547.4861 | 0.98895 | 548.0011 | 0.003329 | 548.0011 | 0.16393 | 542.9772 | 0.0032578 | 548.0011 | 0.00045182 | 547.4861 | 0.0006175 | 546.2411 | 0 | 546.911 | 0.0004751 | 546.0668 | 0.00143
| 548.2274 | -2.8581e-06 | 543.199 | 0.00049497 | 543.2 | 0 | 548.2274 | 0.00017986 | 543.199 | 0.0044831 | 548.2274 | 0.0093141 | 557.106 | 0.02651 | 548.2274 | 0.25076 | 548.2274 | 0.96136 | 547.7128 | 0.98521 | 548.2274 | 0.0026994 | 548.2274 | 0.16621 | 543.199 | 0.0014719 | 548.2274 | -0.00026457 | 547.7128 | -0.00039947 | 546.4655 | 0 | 547.1385 | -0.00023525 | 546.2919 | -0.00013001
| 548.4538 | 0.00061274 | 543.4208 | 0.002 | 543.42 | 0 | 548.4538 | 0.00088961 | 543.4208 | 0.0046089 | 548.4538 | 0.010362 | 557.3316 | 0.02669 | 548.4538 | 0.24658 | 548.4538 | 0.96151 | 547.9394 | 0.98945 | 548.4538 | 0.0036624 | 548.4538 | 0.1685 | 543.4208 | 0.003039 | 548.4538 | 0.00051362 | 547.9394 | 0.00061473 | 546.6898 | 0 | 547.366 | 0.00057897 | 546.5169 | 0.0014271
| 548.6801 | -0.00017152 | 543.6426 | 0.00085854 | 543.64 | 0 | 548.6801 | 0.00016087 | 543.6426 | 0.0044642 | 548.6801 | 0.0089644 | 557.5571 | 0.02537 | 548.6801 | 0.24325 | 548.6801 | 0.96296 | 548.1661 | 0.98892 | 548.6801 | 0.0028329 | 548.6801 | 0.17116 | 543.6426 | -0.00095772 | 548.6801 | -0.00040212 | 548.1661 | -0.00070436 | 546.9142 | 0 | 547.5934 | -0.00027753 | 546.7419 | -7.2116e-05
| 548.9065 | 0.00096853 | 543.8644 | 0.00211 | 543.86 | 0 | 548.9065 | 0.0010595 | 543.8644 | 0.0039182 | 548.9065 | 0.0095914 | 557.7827 | 0.02597 | 548.9065 | 0.23967 | 548.9065 | 0.96594 | 548.3928 | 0.98512 | 548.9065 | 0.0039328 | 548.9065 | 0.17288 | 543.8644 | 0.00026679 | 548.9065 | 0.00040184 | 548.3928 | 0.00047401 | 547.1385 | 0 | 547.821 | 0.00048048 | 546.967 | 0.0014618
| 549.1329 | 0.00025677 | 544.0862 | 0.00075783 | 544.09 | 0 | 549.1329 | 0.00053442 | 544.0862 | 0.0045163 | 549.1329 | 0.0094805 | 558.0083 | 0.02479 | 549.1329 | 0.23532 | 549.1329 | 0.95784 | 548.6194 | 0.98031 | 549.1329 | 0.0034627 | 549.1329 | 0.17297 | 544.0862 | 2.5218e-05 | 549.1329 | -8.5175e-05 | 548.6195 | -0.00014446 | 547.3629 | 0 | 548.0485 | -0.00020966 | 547.1921 | -2.9142e-05
| 549.3592 | 0.00104 | 544.308 | 0.00123 | 544.31 | 0 | 549.3592 | 0.0012075 | 544.308 | 0.0055295 | 549.3592 | 0.0091953 | 558.2339 | 0.02523 | 549.3593 | 0.23167 | 549.3592 | 0.95751 | 548.8462 | 0.98028 | 549.3592 | 0.0036934 | 549.3593 | 0.17712 | 544.308 | 0.0013292 | 549.3592 | 0.00045097 | 548.8461 | 0.00048748 | 547.5873 | 0 | 548.2761 | 0.00054965 | 547.4172 | 0.0013426
| 549.5856 | 0.00038817 | 544.5299 | 0.00058595 | 544.53 | 0 | 549.5856 | 0.00037466 | 544.5299 | 0.0031854 | 549.5856 | 0.0085235 | 558.4595 | 0.02435 | 549.5856 | 0.22912 | 549.5856 | 0.96037 | 549.0729 | 0.9772 | 549.5856 | 0.0031606 | 549.5856 | 0.1797 | 544.5299 | -0.00017649 | 549.5856 | -0.00025333 | 549.0729 | -0.00042275 | 547.8117 | 0 | 548.5036 | -0.00023199 | 547.6423 | -0.00015139
| 549.8121 | 0.00078454 | 544.7518 | 0.00202 | 544.75 | 0 | 549.8121 | 0.0011715 | 544.7518 | 0.0047409 | 549.8121 | 0.0093672 | 558.6851 | 0.02469 | 549.8121 | 0.2271 | 549.8121 | 0.97045 | 549.2996 | 0.97917 | 549.8121 | 0.0041117 | 549.8121 | 0.18028 | 544.7518 | 0.00065864 | 549.8121 | 0.00057116 | 549.2996 | 0.00061466 | 548.0361 | 0 | 548.7311 | 0.00050037 | 547.8674 | 0.001487
| 550.0385 | -0.00010657 | 544.9736 | 0.00163 | 544.97 | 0 | 550.0385 | 0.00031192 | 544.9736 | 0.0024029 | 550.0385 | 0.0083277 | 558.9108 | 0.02368 | 550.0385 | 0.22391 | 550.0385 | 0.97161 | 549.5263 | 0.98136 | 550.0385 | 0.0033252 | 550.0385 | 0.18187 | 544.9736 | -0.00082135 | 550.0385 | -0.0003013 | 549.5263 | -0.00052593 | 548.2606 | 0 | 548.9587 | -0.00026068 | 548.0925 | 8.509e-05
| 550.2649 | 0.00067349 | 545.1956 | 0.0017 | 545.2 | 0 | 550.2649 | 0.00079312 | 545.1956 | 0.0041654 | 550.2649 | 0.0087232 | 559.1364 | 0.02414 | 550.2649 | 0.22193 | 550.2649 | 0.97334 | 549.7531 | 0.97828 | 550.2649 | 0.0047067 | 550.2649 | 0.18664 | 545.1956 | 0.0014666 | 550.2649 | 0.00040591 | 549.7531 | 0.00059616 | 548.485 | 0 | 549.1863 | 0.00049221 | 548.3176 | 0.0013789
| 550.4914 | 0.00046059 | 545.4174 | 0.00131 | 545.42 | 0 | 550.4914 | 0.00028756 | 545.4174 | 0.0035897 | 550.4914 | 0.0081885 | 559.3621 | 0.02283 | 550.4913 | 0.21877 | 550.4914 | 0.9797 | 549.9798 | 0.98065 | 550.4914 | 0.0038636 | 550.4913 | 0.18678 | 545.4174 | -4.0613e-05 | 550.4913 | -0.00019955 | 549.9799 | -0.00017777 | 548.7095 | 0 | 549.4139 | -0.0001988 | 548.5428 | -3.1835e-06
| 550.7178 | 0.00105 | 545.6393 | 0.00093923 | 545.64 | 0 | 550.7178 | 0.0013507 | 545.6393 | 0.0046489 | 550.7178 | 0.0084458 | 559.5877 | 0.02339 | 550.7178 | 0.21658 | 550.7178 | 0.98058 | 550.2066 | 0.9852 | 550.7178 | 0.0048279 | 550.7178 | 0.19052 | 545.6393 | 0.0022437 | 550.7178 | 0.0006652 | 550.2066 | 0.00045923 | 548.9339 | 0 | 549.6415 | 0.00059058 | 548.7679 | 0.0013458
| 550.9443 | 0.00024377 | 545.8613 | 0.00077906 | 545.86 | 0 | 550.9443 | 0.00031864 | 545.8613 | 0.0035562 | 550.9443 | 0.0081945 | 559.8134 | 0.02219 | 550.9443 | 0.21318 | 550.9443 | 0.98134 | 550.4334 | 0.98303 | 550.9443 | 0.0040064 | 550.9443 | 0.19103 | 545.8613 | -0.00030399 | 550.9443 | -0.0002493 | 550.4334 | -0.00013801 | 549.1584 | 0 | 549.8691 | -0.00025429 | 548.9931 | 0.00015036
| 551.1708 | 0.00097009 | 546.0832 | 0.00144 | 546.08 | 0 | 551.1708 | 0.0011624 | 546.0832 | 0.0050014 | 551.1708 | 0.0084886 | 560.0391 | 0.02261 | 551.1708 | 0.2107 | 551.1708 | 0.98238 | 550.6602 | 0.98708 | 551.1708 | 0.005123 | 551.1708 | 0.19324 | 546.0832 | 0.0016586 | 551.1708 | 0.00060024 | 550.6602 | 0.00034748 | 549.3829 | 0 | 550.0967 | 0.0005192 | 549.2183 | 0.0014296
| 551.3973 | 0.00046124 | 546.3051 | 0.00071106 | 546.31 | 0 | 551.3973 | 0.00076698 | 546.3051 | 0.0034262 | 551.3973 | 0.0077421 | 560.2648 | 0.02132 | 551.3973 | 0.20738 | 551.3973 | 0.98158 | 550.887 | 0.98592 | 551.3973 | 0.0043597 | 551.3973 | 0.19665 | 546.3051 | -6.9879e-05 | 551.3973 | -0.00031274 | 550.887 | -0.0003378 | 549.6073 | 0 | 550.3243 | -0.00022288 | 549.4435 | -0.00013884
| 551.6238 | 0.00077326 | 546.527 | 0.00129 | 546.53 | 0 | 551.6238 | 0.0011311 | 546.527 | 0.0039886 | 551.6238 | 0.0085179 | 560.4905 | 0.02181 | 551.6238 | 0.2042 | 551.6238 | 0.98101 | 551.1139 | 0.98452 | 551.6238 | 0.0054972 | 551.6238 | 0.1994 | 546.527 | 0.0022174 | 551.6238 | 0.000543 | 551.1138 | 0.00064864 | 549.8318 | 0 | 550.552 | 0.00054583 | 549.6686 | 0.0012613
| 551.8503 | 7.6257e-05 | 546.749 | 0.00099569 | 546.75 | 0 | 551.8503 | 0.00032476 | 546.749 | 0.0034392 | 551.8503 | 0.0071038 | 560.7162 | 0.02065 | 551.8503 | 0.2005 | 551.8503 | 0.98009 | 551.3407 | 0.9811 | 551.8503 | 0.0046795 | 551.8503 | 0.20185 | 546.749 | -0.001032 | 551.8503 | -9.231e-05 | 551.3407 | -0.00028511 | 550.0563 | 0 | 550.7797 | -0.00027529 | 549.8939 | 5.8153e-05
| 552.0768 | 0.00077351 | 546.971 | 0.00172 | 546.97 | 0 | 552.0768 | 0.00099382 | 546.9709 | 0.0038492 | 552.0768 | 0.0079669 | 560.9419 | 0.02082 | 552.0768 | 0.19807 | 552.0768 | 0.98247 | 551.5675 | 0.98115 | 552.0768 | 0.00617 | 552.0768 | 0.20416 | 546.9709 | 0.002024 | 552.0768 | 0.00075451 | 551.5675 | 0.00069818 | 550.2808 | 0 | 551.0073 | 0.00048654 | 550.1191 | 0.0012957
| 552.3034 | 0.0002292 | 547.1929 | 0.00029657 | 547.19 | 0 | 552.3034 | 0.0003925 | 547.1929 | 0.0026785 | 552.3034 | 0.0069602 | 561.1676 | 0.01966 | 552.3033 | 0.19412 | 552.3034 | 0.981 | 551.7944 | 0.97972 | 552.3034 | 0.0048531 | 552.3033 | 0.20328 | 547.1929 | 0.00042448 | 552.3033 | -0.00030073 | 551.7944 | -0.00046122 | 550.5054 | 0 | 551.235 | -0.00030054 | 550.3443 | -4.1179e-05
| 552.5299 | 0.00118 | 547.4149 | 0.00197 | 547.41 | 0 | 552.5299 | 0.0013319 | 547.4149 | 0.0041747 | 552.5299 | 0.0075928 | 561.3934 | 0.01998 | 552.5299 | 0.19161 | 552.5299 | 0.98572 | 552.0213 | 0.98025 | 552.5299 | 0.0062434 | 552.5299 | 0.20787 | 547.4149 | 0.0030405 | 552.5299 | 0.00047621 | 552.0213 | 0.00048887 | 550.7299 | 0 | 551.4627 | 0.00052961 | 550.5696 | 0.0013132
| 552.7565 | 4.3873e-05 | 547.6369 | 0.00134 | 547.64 | 0 | 552.7565 | 0.0001673 | 547.6369 | 0.0030536 | 552.7565 | 0.0066243 | 561.6191 | 0.01915 | 552.7565 | 0.18852 | 552.7565 | 0.98171 | 552.2482 | 0.98232 | 552.7565 | 0.0053625 | 552.7565 | 0.20914 | 547.6369 | 0.00114 | 552.7565 | -0.00021839 | 552.2482 | -0.00020508 | 550.9545 | 0 | 551.6904 | -0.00030026 | 550.7948 | -1.5734e-05
| 552.9831 | 0.00094513 | 547.8589 | 0.00113 | 547.86 | 0 | 552.9831 | 0.0009874 | 547.8589 | 0.0032712 | 552.9831 | 0.007614 | 561.8449 | 0.01941 | 552.983 | 0.18644 | 552.9831 | 0.98266 | 552.4751 | 0.98742 | 552.9831 | 0.0063985 | 552.983 | 0.21229 | 547.8589 | 3.0199e-05 | 552.983 | 0.00050258 | 552.4751 | 0.00032556 | 551.179 | 0 | 551.9181 | 0.00056827 | 551.0201 | 0.0013879
| 553.2097 | 7.3953e-05 | 548.0809 | 0.00133 | 548.08 | 0 | 553.2096 | 0.00019544 | 548.0809 | 0.0031393 | 553.2096 | 0.006882 | 562.0707 | 0.01843 | 553.2097 | 0.18343 | 553.2097 | 0.98487 | 552.702 | 0.98516 | 553.2096 | 0.0056909 | 553.2097 | 0.21485 | 548.0809 | -0.0007614 | 553.2097 | -0.0003419 | 552.702 | -0.00034866 | 551.4036 | 0 | 552.1458 | -0.00028508 | 551.2454 | -0.00015254
| 553.4362 | 0.00084307 | 548.303 | 0.00098775 | 548.3 | 0 | 553.4362 | 0.0010649 | 548.303 | 0.0029827 | 553.4362 | 0.0070027 | 562.2965 | 0.01883 | 553.4363 | 0.18071 | 553.4362 | 0.98396 | 552.9289 | 0.98793 | 553.4362 | 0.0067518 | 553.4363 | 0.2156 | 548.303 | 0.0017236 | 553.4363 | 0.00060597 | 552.9289 | 0.00050962 | 551.6281 | 0 | 552.3735 | 0.00053761 | 551.4706 | 0.0012887
| 553.6629 | 8.4233e-05 | 548.525 | 0.00046211 | 548.53 | 0 | 553.6629 | 0.00017345 | 548.525 | 0.0025994 | 553.6629 | 0.0063262 | 562.5222 | 0.01792 | 553.6628 | 0.17718 | 553.6629 | 0.97821 | 553.1558 | 0.98742 | 553.6629 | 0.0059494 | 553.6628 | 0.21722 | 548.525 | 0.00039952 | 553.6628 | -7.2493e-05 | 553.1558 | -0.00032149 | 551.8527 | 0 | 552.6013 | -0.00023224 | 551.6959 | -3.6132e-05
| 553.8895 | 0.00088105 | 548.7471 | 0.00186 | 548.75 | 0 | 553.8895 | 0.0010245 | 548.7471 | 0.0034744 | 553.8895 | 0.0071603 | 562.7481 | 0.01825 | 553.8895 | 0.17492 | 553.8895 | 0.98273 | 553.3828 | 0.98792 | 553.8895 | 0.0070087 | 553.8895 | 0.22062 | 548.7471 | 0.0015015 | 553.8895 | 0.00063297 | 553.3828 | 0.00044586 | 552.0773 | 0 | 552.8291 | 0.00052714 | 551.9212 | 0.0013738
| 554.1161 | 0.0001795 | 548.9691 | 0.00111 | 548.97 | 0 | 554.1161 | 4.8419e-05 | 548.9691 | 0.0020014 | 554.1161 | 0.0060402 | 562.9739 | 0.01722 | 554.1161 | 0.17219 | 554.1161 | 0.97776 | 553.6097 | 0.99349 | 554.1161 | 0.0066487 | 554.1161 | 0.22215 | 548.9691 | -0.00095498 | 554.1161 | -0.00022265 | 553.6097 | -0.00075546 | 552.3019 | 0 | 553.0568 | -0.00020884 | 552.1465 | 4.8248e-05
| 554.3428 | 0.00104 | 549.1912 | 0.00194 | 549.19 | 0 | 554.3428 | 0.0014533 | 549.1912 | 0.0044757 | 554.3428 | 0.0065246 | 563.1997 | 0.01782 | 554.3428 | 0.17106 | 554.3428 | 0.98757 | 553.8367 | 0.99121 | 554.3428 | 0.0072909 | 554.3428 | 0.2254 | 549.1912 | 0.0019972 | 554.3428 | 0.00045276 | 553.8367 | 0.0006671 | 552.5266 | 0 | 553.2846 | 0.00043669 | 552.3718 | 0.0011987
| 554.5694 | -0.00031126 | 549.4133 | 0.00124 | 549.41 | 0 | 554.5694 | 0.0002815 | 549.4133 | 0.0031869 | 554.5694 | 0.005801 | 563.4255 | 0.01675 | 554.5695 | 0.16747 | 554.5694 | 0.98438 | 554.0637 | 0.98751 | 554.5694 | 0.0067584 | 554.5695 | 0.22759 | 549.4133 | -0.00030094 | 554.5695 | -0.00025205 | 554.0637 | -0.00023502 | 552.7512 | 0 | 553.5124 | -0.00026154 | 552.5972 | 5.0857e-05
| 554.7961 | 0.0006517 | 549.6353 | 0.00137 | 549.64 | 0 | 554.7961 | 0.0010123 | 549.6353 | 0.0044625 | 554.7961 | 0.006265 | 563.6514 | 0.0172 | 554.7961 | 0.16561 | 554.7961 | 0.98826 | 554.2907 | 0.985 | 554.7961 | 0.0081677 | 554.7961 | 0.22965 | 549.6353 | 0.00054519 | 554.7961 | 0.0005585 | 554.2907 | 0.00042306 | 552.9758 | 0 | 553.7402 | 0.000474 | 552.8225 | 0.0012402
| 555.0228 | 0.00013028 | 549.8574 | 0.00103 | 549.86 | 0 | 555.0228 | 0.00021761 | 549.8574 | 0.003315 | 555.0228 | 0.0057754 | 563.8772 | 0.01625 | 555.0228 | 0.16261 | 555.0228 | 0.99161 | 554.5177 | 0.98957 | 555.0228 | 0.0073554 | 555.0228 | 0.2301 | 549.8574 | -0.0019125 | 555.0228 | -0.00040761 | 554.5177 | -4.6656e-05 | 553.2004 | 0 | 553.9681 | -0.0001807 | 553.0479 | 2.9114e-05
| 555.2495 | 0.00104 | 550.0795 | 0.00066131 | 550.08 | 0 | 555.2495 | 0.0010529 | 550.0795 | 0.0029541 | 555.2495 | 0.0070403 | 564.1031 | 0.01659 | 555.2495 | 0.16131 | 555.2495 | 0.99205 | 554.7447 | 0.99148 | 555.2495 | 0.0085764 | 555.2495 | 0.23476 | 550.0795 | 0.0021064 | 555.2495 | 0.00063709 | 554.7447 | 0.00053289 | 553.425 | 0 | 554.1959 | 0.00046122 | 553.2733 | 0.0010992
| 555.4762 | -2.4252e-06 | 550.3016 | 0.0013 | 550.3 | 0 | 555.4762 | 0.00046585 | 550.3016 | 0.0016302 | 555.4762 | 0.0056431 | 564.329 | 0.01571 | 555.4762 | 0.15882 | 555.4762 | 0.99519 | 554.9718 | 0.989 | 555.4762 | 0.0077251 | 555.4762 | 0.2341 | 550.3016 | -0.00026007 | 555.4762 | -0.00017745 | 554.9718 | -0.00029193 | 553.6497 | 0 | 554.4237 | -0.00020966 | 553.4986 | -6.4959e-05
| 555.7029 | 0.00078282 | 550.5238 | 0.00157 | 550.52 | 0 | 555.7029 | 0.00083407 | 550.5238 | 0.003269 | 555.7029 | 0.0062495 | 564.5549 | 0.01619 | 555.7029 | 0.15681 | 555.7029 | 0.99513 | 555.1988 | 0.98942 | 555.7029 | 0.0088108 | 555.7029 | 0.23785 | 550.5238 | 0.0033827 | 555.7029 | 0.00056984 | 555.1988 | 0.0001334 | 553.8744 | 0 | 554.6516 | 0.00040654 | 553.724 | 0.0011283
| 555.9297 | -1.2217e-05 | 550.7459 | 0.00077275 | 550.75 | 0 | 555.9297 | 0.00025116 | 550.7459 | 0.0025151 | 555.9297 | 0.0054703 | 564.7808 | 0.01525 | 555.9297 | 0.15424 | 555.9297 | 0.99584 | 555.4259 | 0.98642 | 555.9297 | 0.0084905 | 555.9297 | 0.23864 | 550.7459 | 0.00030875 | 555.9297 | -0.00026841 | 555.4259 | -0.0002757 | 554.0991 | 0 | 554.8795 | -0.00023737 | 553.9494 | -0.0003601
| 556.1564 | 0.00073963 | 550.9681 | 0.00168 | 550.97 | 0 | 556.1564 | 0.00080499 | 550.9681 | 0.0035135 | 556.1564 | 0.0061418 | 565.0067 | 0.01579 | 556.1564 | 0.15255 | 556.1564 | 0.9941 | 555.6529 | 0.98826 | 556.1564 | 0.0095585 | 556.1564 | 0.24251 | 550.9681 | 0.0020337 | 556.1564 | 0.00063592 | 555.6529 | 0.00045801 | 554.3238 | 0 | 555.1073 | 0.00049511 | 554.1748 | 0.0022007
| 556.3832 | 1.2429e-05 | 551.1902 | 0.00098193 | 551.19 | 0 | 556.3832 | 7.8933e-05 | 551.1902 | 0.0022416 | 556.3832 | 0.0053044 | 565.2326 | 0.01493 | 556.3832 | 0.14982 | 556.3832 | 0.99197 | 555.88 | 0.98875 | 556.3832 | 0.0090238 | 556.3832 | 0.2429 | 551.1902 | -0.001894 | 556.3832 | 4.6892e-05 | 555.88 | -0.00028954 | 554.5485 | 0 | 555.3352 | -0.00024162 | 554.4002 | 1.0435e-05
| 556.6099 | 0.0011 | 551.4124 | 0.00196 | 551.41 | 0 | 556.6099 | 0.0010028 | 551.4124 | 0.0031126 | 556.6099 | 0.0063116 | 565.4586 | 0.01542 | 556.6099 | 0.14713 | 556.6099 | 0.99191 | 556.1071 | 0.98078 | 556.6099 | 0.010039 | 556.6099 | 0.24758 | 551.4124 | 0.0017395 | 556.6099 | 0.00065739 | 556.1071 | 0.00043886 | 554.7732 | 0 | 555.5631 | 0.00047325 | 554.6257 | 0.0012786
| 556.8367 | -0.00010425 | 551.6346 | -1.7795e-05 | 551.63 | 0 | 556.8367 | 0.00040547 | 551.6346 | 0.0032946 | 556.8367 | 0.0052195 | 565.6844 | 0.01461 | 556.8367 | 0.14478 | 556.8367 | 0.99114 | 556.3342 | 0.9802 | 556.8367 | 0.0094997 | 556.8367 | 0.24904 | 551.6346 | -0.00073297 | 556.8367 | -0.00031442 | 556.3342 | -0.00039789 | 554.9979 | 0 | 555.791 | -0.00019857 | 554.8511 | -0.00011726
| 557.0635 | 0.00097941 | 551.8568 | 0.00194 | 551.86 | 0 | 557.0635 | 0.0010772 | 551.8568 | 0.0025721 | 557.0635 | 0.0055342 | 565.9104 | 0.01499 | 557.0635 | 0.14242 | 557.0635 | 0.99389 | 556.5613 | 0.98316 | 557.0635 | 0.010873 | 557.0635 | 0.25014 | 551.8568 | 0.0012842 | 557.0635 | 0.00064174 | 556.5613 | 0.00044289 | 555.2227 | 0 | 556.0189 | 0.00043759 | 555.0765 | 0.0014282
| 557.2903 | 0.00015902 | 552.079 | 0.00055654 | 552.08 | 0 | 557.2903 | 0.00033783 | 552.079 | 0.0022129 | 557.2903 | 0.005302 | 566.1364 | 0.0142 | 557.2903 | 0.13999 | 557.2903 | 0.99177 | 556.7885 | 0.97962 | 557.2903 | 0.010252 | 557.2903 | 0.25265 | 552.079 | -0.00023448 | 557.2903 | -0.00010584 | 556.7885 | -0.00011786 | 555.4474 | 0 | 556.2469 | -0.00021661 | 555.302 | -9.9315e-05
| 557.5171 | 0.00067945 | 552.3012 | 0.00146 | 552.3 | 0 | 557.5171 | 0.0012809 | 552.3012 | 0.0024743 | 557.5171 | 0.005571 | 566.3624 | 0.01458 | 557.5172 | 0.1382 | 557.5171 | 0.98545 | 557.0156 | 0.97501 | 557.5171 | 0.011129 | 557.5172 | 0.25833 | 552.3012 | 0.0020666 | 557.5172 | 0.00080973 | 557.0156 | -6.6663e-05 | 555.6721 | 0 | 556.4748 | 0.00042251 | 555.5275 | 0.0011839
| 557.744 | -0.00010546 | 552.5234 | 0.0014 | 552.52 | 0 | 557.744 | 0.0003672 | 552.5234 | 0.0024265 | 557.744 | 0.0045009 | 566.5883 | 0.01359 | 557.744 | 0.13533 | 557.744 | 0.98167 | 557.2428 | 0.97108 | 557.744 | 0.010645 | 557.744 | 0.25478 | 552.5234 | -7.0859e-05 | 557.744 | -0.0001811 | 557.2428 | -0.00029074 | 555.8969 | 0 | 556.7028 | -0.00027284 | 555.7529 | 0.00012909
| 557.9708 | 0.00078701 | 552.7457 | 0.00145 | 552.75 | 0 | 557.9708 | 0.0010404 | 552.7457 | 0.0038085 | 557.9708 | 0.0054695 | 566.8143 | 0.01413 | 557.9708 | 0.13404 | 557.9708 | 0.98461 | 557.4699 | 0.97797 | 557.9708 | 0.0119 | 557.9708 | 0.26184 | 552.7457 | 0.001857 | 557.9708 | 0.00078471 | 557.4699 | 0.00058048 | 556.1216 | 0 | 556.9307 | 0.00048684 | 555.9785 | 0.0012089
| 558.1977 | 3.6211e-05 | 552.9679 | 0.0006095 | 552.97 | 0 | 558.1977 | 4.1926e-05 | 552.9679 | 0.0023927 | 558.1977 | 0.0045227 | 567.0403 | 0.01335 | 558.1977 | 0.13162 | 558.1977 | 0.98752 | 557.6971 | 0.97517 | 558.1977 | 0.01119 | 558.1977 | 0.26297 | 552.9679 | -0.0011189 | 558.1977 | -8.4951e-05 | 557.6971 | -0.00021621 | 556.3464 | 0 | 557.1588 | -0.00022876 | 556.2039 | 5.6749e-05
| 558.4245 | 0.00096624 | 553.1902 | 0.00204 | 553.19 | 0 | 558.4245 | 0.0010012 | 553.1902 | 0.0022709 | 558.4245 | 0.0054729 | 567.2664 | 0.01364 | 558.4246 | 0.12951 | 558.4245 | 0.98084 | 557.9243 | 0.97273 | 558.4245 | 0.012757 | 558.4246 | 0.26359 | 553.1902 | 0.00079171 | 558.4246 | 0.00083935 | 557.9243 | 0.00035232 | 556.5712 | 0 | 557.3867 | 0.00046972 | 556.4294 | 0.0012117
| 558.6514 | -3.0932e-05 | 553.4124 | 0.00132 | 553.41 | 0 | 558.6514 | 0.00017163 | 553.4124 | 0.0014875 | 558.6514 | 0.0047068 | 567.4924 | 0.01281 | 558.6514 | 0.1266 | 558.6514 | 0.97841 | 558.1515 | 0.96603 | 558.6514 | 0.011765 | 558.6514 | 0.26516 | 553.4124 | 0.00080181 | 558.6514 | -4.2647e-05 | 558.1515 | -0.00014873 | 556.796 | 0 | 557.6147 | -0.00021932 | 556.655 | -9.2582e-05
| 558.8783 | 0.000778 | 553.6347 | 0.00132 | 553.63 | 0 | 558.8783 | 0.0012452 | 553.6347 | 0.0046274 | 558.8783 | 0.005018 | 567.7184 | 0.01327 | 558.8783 | 0.12484 | 558.8783 | 0.97956 | 558.3787 | 0.96396 | 558.8783 | 0.01337 | 558.8783 | 0.26654 | 553.6347 | 0.0023432 | 558.8783 | 0.00055378 | 558.3787 | 0.0001638 | 557.0209 | 0 | 557.8427 | 0.00051534 | 556.8805 | 0.001152
| 559.1052 | 0.00026315 | 553.857 | 0.00077789 | 553.86 | 0 | 559.1052 | 0.0005605 | 553.857 | 0.00077397 | 559.1052 | 0.0047553 | 567.9445 | 0.01238 | 559.1052 | 0.12237 | 559.1052 | 0.97713 | 558.606 | 0.95953 | 559.1052 | 0.012532 | 559.1052 | 0.26904 | 553.857 | -0.00026284 | 559.1052 | -3.3454e-05 | 558.606 | -0.00014876 | 557.2457 | 0 | 558.0707 | -0.00036454 | 557.106 | 6.9558e-05
| 559.3321 | 0.00125 | 554.0793 | 0.00166 | 554.08 | 0 | 559.3321 | 0.0013867 | 554.0793 | 0.0021846 | 559.3321 | 0.0051472 | 568.1705 | 0.01298 | 559.3321 | 0.12108 | 559.3321 | 0.9729 | 558.8332 | 0.96082 | 559.3321 | 0.013949 | 559.3321 | 0.27242 | 554.0793 | 0.0022479 | 559.3321 | 0.00076954 | 558.8332 | 0.00044419 | 557.4705 | 0 | 558.2988 | 0.00047046 | 557.3316 | 0.0012765
| 559.559 | -0.00017619 | 554.3016 | 0.00146 | 554.3 | 0 | 559.559 | 0.00033209 | 554.3016 | 0.0013352 | 559.559 | 0.0041923 | 568.3966 | 0.01218 | 559.559 | 0.11815 | 559.559 | 0.96668 | 559.0604 | 0.95217 | 559.559 | 0.013135 | 559.559 | 0.27322 | 554.3016 | -0.00043152 | 559.559 | 0.00012931 | 559.0604 | -0.00037455 | 557.6953 | 0 | 558.5269 | -0.00024261 | 557.5571 | 0.00014308
| 559.786 | 0.00076486 | 554.5239 | 0.0016 | 554.52 | 0 | 559.786 | 0.0010718 | 554.5239 | 0.0032645 | 559.786 | 0.0052483 | 568.6227 | 0.01272 | 559.7859 | 0.11722 | 559.786 | 0.97063 | 559.2877 | 0.95597 | 559.786 | 0.014697 | 559.7859 | 0.27725 | 554.5239 | 0.00020211 | 559.7859 | 0.00071553 | 559.2877 | 0.00046583 | 557.9202 | 0 | 558.7549 | 0.00045128 | 557.7827 | 0.0013183
| 560.0129 | -4.4124e-05 | 554.7462 | 0.0006647 | 554.75 | 0 | 560.0129 | 5.0949e-05 | 554.7462 | 0.0021762 | 560.0129 | 0.0040397 | 568.8487 | 0.01183 | 560.0129 | 0.11478 | 560.0129 | 0.96955 | 559.515 | 0.95288 | 560.0129 | 0.014401 | 560.0129 | 0.27857 | 554.7462 | -0.00094818 | 560.0129 | -0.00013145 | 559.515 | -0.00044072 | 558.145 | 0 | 558.983 | -0.00026985 | 558.0083 | -4.7992e-05
| 560.2399 | 0.00083672 | 554.9686 | 0.0015 | 554.97 | 0 | 560.2399 | 0.0013461 | 554.9686 | 0.0030438 | 560.2399 | 0.0050811 | 569.0748 | 0.01232 | 560.2399 | 0.1132 | 560.2399 | 0.97118 | 559.7423 | 0.95446 | 560.2399 | 0.01548 | 560.2399 | 0.28266 | 554.9686 | 0.0018078 | 560.2399 | 0.00071167 | 559.7423 | -0.00031234 | 558.3699 | 0 | 559.2111 | 0.0003911 | 558.2339 | 0.001312
| 560.4669 | -8.0449e-05 | 555.1909 | 0.00058585 | 555.19 | 0 | 560.4669 | 8.9906e-05 | 555.1909 | 0.0017892 | 560.4669 | 0.0038913 | 569.301 | 0.01151 | 560.4669 | 0.11116 | 560.4669 | 0.97157 | 559.9696 | 0.95037 | 560.4669 | 0.015044 | 560.4669 | 0.28297 | 555.1909 | -0.00019849 | 560.4669 | 9.8133e-06 | 559.9696 | -0.00038657 | 558.5948 | 0 | 559.4392 | -0.0003152 | 558.4595 | 3.4682e-05
| 560.6938 | 0.00082835 | 555.4133 | 0.00166 | 555.41 | 0 | 560.6938 | 0.0010016 | 555.4133 | 0.0029892 | 560.6938 | 0.0049565 | 569.5271 | 0.01203 | 560.6938 | 0.1093 | 560.6938 | 0.96342 | 560.1969 | 0.94747 | 560.6938 | 0.016614 | 560.6938 | 0.2854 | 555.4133 | 0.0014428 | 560.6938 | 0.00093472 | 560.1969 | 0.00035785 | 558.8197 | 0 | 559.6672 | 0.00048301 | 558.6851 | 0.0012596
| 560.9208 | 0.00016676 | 555.6356 | 0.00118 | 555.64 | 0 | 560.9208 | 0.00015551 | 555.6356 | 0.0016983 | 560.9208 | 0.0037175 | 569.7532 | 0.01112 | 560.9208 | 0.10738 | 560.9208 | 0.96403 | 560.4242 | 0.94126 | 560.9208 | 0.015731 | 560.9208 | 0.28597 | 555.6356 | -0.00031448 | 560.9208 | 7.7913e-05 | 560.4242 | -0.00064502 | 559.0446 | 0 | 559.8954 | -0.00025893 | 558.9108 | 2.3387e-05
| 561.1478 | 0.00088446 | 555.858 | 0.00137 | 555.86 | 0 | 561.1478 | 0.0012496 | 555.858 | 0.0033249 | 561.1478 | 0.0048158 | 569.9794 | 0.01161 | 561.1478 | 0.10573 | 561.1478 | 0.95989 | 560.6516 | 0.93588 | 561.1478 | 0.017234 | 561.1478 | 0.28771 | 555.858 | 0.00092074 | 561.1478 | 0.00082289 | 560.6516 | 0.00044158 | 559.2695 | 0 | 560.1235 | 0.00048821 | 559.1364 | 0.0012149
| 561.3749 | -1.1907e-05 | 556.0804 | 0.00087146 | 556.08 | 0 | 561.3749 | 0.00020365 | 556.0804 | 0.002822 | 561.3749 | 0.0036004 | 570.2055 | 0.01078 | 561.3749 | 0.10324 | 561.3749 | 0.95738 | 560.8789 | 0.93218 | 561.3749 | 0.016381 | 561.3749 | 0.28768 | 556.0804 | 0.0011538 | 561.3749 | 6.7768e-05 | 560.8789 | -0.0004604 | 559.4944 | 0 | 560.3516 | -0.00018902 | 559.3621 | -1.0155e-05
| 561.6019 | 0.0013 | 556.3028 | 0.00179 | 556.3 | 0 | 561.6019 | 0.0013753 | 556.3028 | 0.0026225 | 561.6019 | 0.0049608 | 570.4317 | 0.01128 | 561.6019 | 0.10237 | 561.6019 | 0.95605 | 561.1063 | 0.93609 | 561.6019 | 0.018275 | 561.6019 | 0.29191 | 556.3028 | 0.00014038 | 561.6019 | 0.00099608 | 561.1063 | 0.0007133 | 559.7194 | 0 | 560.5798 | 0.00046491 | 559.5877 | 0.0013754
| 561.8289 | 7.2829e-05 | 556.5252 | 0.00104 | 556.53 | 0 | 561.8289 | 0 | 556.5252 | 0.00091057 | 561.8289 | 0.0034275 | 570.6578 | 0.01051 | 561.8289 | 0.10037 | 561.8289 | 0.95451 | 561.3336 | 0.93263 | 561.8289 | 0.017792 | 561.8289 | 0.29402 | 556.5252 | 0.00041257 | 561.8289 | -0.0001472 | 561.3337 | -0.00023938 | 559.9443 | 0 | 560.808 | -0.00024571 | 559.8134 | -0.00011352
| 562.056 | 0.00084866 | 556.7476 | 0.00153 | 556.75 | 0 | 562.056 | 0.00097552 | 556.7476 | 0.0023947 | 562.056 | 0.0048346 | 570.884 | 0.01099 | 562.056 | 0.10014 | 562.056 | 0.9618 | 561.561 | 0.93782 | 562.056 | 0.019231 | 562.056 | 0.29696 | 556.7476 | 0.0022018 | 562.056 | 0.0009017 | 561.561 | 0.00062736 | 560.1693 | 0 | 561.0361 | 0.00057182 | 560.0391 | 0.0013406
| 562.2831 | 3.3187e-05 | 556.97 | 0.00129 | 556.97 | 0 | 562.2831 | 0.00041176 | 556.97 | 0.0010961 | 562.2831 | 0.0040101 | 571.1102 | 0.00999 | 562.2831 | 0.098309 | 562.2831 | 0.96061 | 561.7884 | 0.93375 | 562.2831 | 0.018898 | 562.2831 | 0.29908 | 556.97 | 0.0012165 | 562.2831 | 3.1129e-05 | 561.7884 | -0.00028354 | 560.3942 | 0 | 561.2643 | -0.0001842 | 560.2648 | -8.3321e-05
| 562.5101 | 0.00117 | 557.1925 | 0.00197 | 557.19 | 0 | 562.5102 | 0.0011876 | 557.1925 | 0.0025558 | 562.5102 | 0.0048864 | 571.3364 | 0.01059 | 562.5101 | 0.097149 | 562.5101 | 0.96527 | 562.0158 | 0.93644 | 562.5102 | 0.020225 | 562.5101 | 0.30196 | 557.1925 | 0.0021989 | 562.5101 | 0.00109 | 562.0158 | 0.00062113 | 560.6191 | 0 | 561.4925 | 0.00049215 | 560.4905 | 0.0011863
| 562.7372 | 0.00012121 | 557.4149 | 0.00041302 | 557.41 | 0 | 562.7372 | 0 | 557.4149 | 0.0015843 | 562.7372 | 0.0030826 | 571.5626 | 0.00967 | 562.7372 | 0.09518 | 562.7372 | 0.96182 | 562.2433 | 0.93948 | 562.7372 | 0.020286 | 562.7372 | 0.30296 | 557.4149 | -0.00089067 | 562.7372 | 0.00011299 | 562.2433 | 2.4598e-06 | 560.8441 | 0 | 561.7207 | -0.0003126 | 560.7162 | 0.00010971
| 562.9643 | 0.00076444 | 557.6374 | 0.0017 | 557.64 | 0 | 562.9643 | 0.00090541 | 557.6374 | 0.0024836 | 562.9643 | 0.0044661 | 571.7889 | 0.01036 | 562.9644 | 0.094279 | 562.9643 | 0.96529 | 562.4707 | 0.93467 | 562.9643 | 0.021409 | 562.9644 | 0.30406 | 557.6374 | 0.0012196 | 562.9644 | 0.00096285 | 562.4707 | 0.00071964 | 561.0692 | 0 | 561.949 | 0.00050815 | 560.9419 | 0.0012563
| 563.1915 | 0.00012374 | 557.8599 | 0.002 | 557.86 | 0 | 563.1915 | 0.00021145 | 557.8599 | 0.0025826 | 563.1915 | 0.003393 | 572.0151 | 0.00945 | 563.1915 | 0.09243 | 563.1915 | 0.96394 | 562.6981 | 0.92957 | 563.1915 | 0.021456 | 563.1915 | 0.30758 | 557.8599 | 0.00039034 | 563.1915 | 0.00022157 | 562.6982 | -0.000217 | 561.2941 | 0 | 562.1772 | -0.00025157 | 561.1676 | 6.3467e-05
| 563.4186 | 0.00065916 | 558.0823 | 0.00123 | 558.08 | 0 | 563.4186 | 0.0013064 | 558.0823 | 0.0028917 | 563.4186 | 0.0040878 | 572.2413 | 0.00998 | 563.4186 | 0.091759 | 563.4186 | 0.95905 | 562.9256 | 0.93493 | 563.4186 | 0.022719 | 563.4186 | 0.30536 | 558.0823 | 0.0016906 | 563.4186 | 0.00075418 | 562.9256 | 0.00073656 | 561.5191 | 0 | 562.4054 | 0.00054678 | 561.3934 | 0.0012253
| 563.6457 | -0.00027647 | 558.3049 | 0.000927 | 558.3 | 0 | 563.6457 | 8.2537e-05 | 558.3049 | 0.0019016 | 563.6457 | 0.0030205 | 572.4676 | 0.00924 | 563.6458 | 0.089878 | 563.6457 | 0.96312 | 563.1531 | 0.93311 | 563.6457 | 0.02266 | 563.6458 | 0.30819 | 558.3049 | 0.00020476 | 563.6458 | -7.9804e-05 | 563.1531 | -0.00055983 | 561.7441 | 0 | 562.6337 | -0.00024916 | 561.6191 | -7.5071e-05
| 563.8729 | 0.00089748 | 558.5273 | 0.00188 | 558.53 | 0 | 563.8729 | 0.0010993 | 558.5273 | 0.0028395 | 563.8729 | 0.0044257 | 572.6938 | 0.00976 | 563.8729 | 0.089281 | 563.8729 | 0.9599 | 563.3806 | 0.93295 | 563.8729 | 0.024271 | 563.8729 | 0.31102 | 558.5273 | 0.00040186 | 563.8729 | 0.00099795 | 563.3806 | 0.00091601 | 561.9692 | 0 | 562.8619 | 0.00048749 | 561.8449 | 0.0010991
| 564.1001 | -0.00015928 | 558.7499 | 0.00072311 | 558.75 | 0 | 564.1 | 3.7841e-05 | 558.7499 | 0.001125 | 564.1 | 0.0030944 | 572.9202 | 0.00905 | 564.1 | 0.087665 | 564.1001 | 0.967 | 563.6081 | 0.93288 | 564.1 | 0.024103 | 564.1 | 0.31523 | 558.7499 | 0.0011941 | 564.1 | 0.00013593 | 563.6081 | -0.00056697 | 562.1942 | 0 | 563.0902 | -0.00031383 | 562.0707 | 0.00011206
| 564.3272 | 0.00060151 | 558.9724 | 0.00161 | 558.97 | 0 | 564.3272 | 0.0009554 | 558.9724 | 0.0033682 | 564.3272 | 0.0037978 | 573.1464 | 0.00964 | 564.3272 | 0.086627 | 564.3272 | 0.96932 | 563.8356 | 0.93675 | 564.3272 | 0.025893 | 564.3272 | 0.31842 | 558.9724 | 0.0025733 | 564.3272 | 0.00075447 | 563.8356 | 0.00040045 | 562.4193 | 0 | 563.3185 | 0.00044132 | 562.2964 | 0.001172
| 564.5544 | 0.00023987 | 559.1949 | 0.00065363 | 559.19 | 0 | 564.5544 | 0.00035654 | 559.1949 | 0.002072 | 564.5544 | 0.0031692 | 573.3727 | 0.00875 | 564.5544 | 0.085118 | 564.5544 | 0.95972 | 564.0631 | 0.93324 | 564.5544 | 0.025768 | 564.5544 | 0.31886 | 559.1949 | 3.4573e-05 | 564.5544 | 0.00038008 | 564.0631 | 4.8873e-05 | 562.6443 | 0 | 563.5468 | -0.00025334 | 562.5222 | 2.6667e-05
| 564.7816 | 0.00099939 | 559.4175 | 0.00149 | 559.42 | 0 | 564.7816 | 0.00098693 | 559.4175 | 0.0032764 | 564.7816 | 0.0039601 | 573.5991 | 0.00943 | 564.7816 | 0.083757 | 564.7816 | 0.95552 | 564.2906 | 0.93334 | 564.7816 | 0.027151 | 564.7816 | 0.32034 | 559.4175 | 0.00092417 | 564.7816 | 0.00097443 | 564.2906 | 0.00053123 | 562.8694 | 0 | 563.7752 | 0.00047387 | 562.748 | 0.0011559
| 565.0088 | -0.00025332 | 559.64 | 0.00111 | 559.64 | 0 | 565.0088 | 0.00023478 | 559.64 | 0.001146 | 565.0088 | 0.0029569 | 573.8254 | 0.00849 | 565.0088 | 0.082056 | 565.0088 | 0.96029 | 564.5182 | 0.93327 | 565.0088 | 0.027155 | 565.0088 | 0.32214 | 559.64 | 0.00092226 | 565.0088 | 0.00031447 | 564.5181 | -0.00033131 | 563.0945 | 0 | 564.0034 | -0.0002052 | 562.9739 | -0.00013681
| 565.236 | 0.001 | 559.8626 | 0.00152 | 559.86 | 0 | 565.236 | 0.0011962 | 559.8625 | 0.0020963 | 565.236 | 0.0038783 | 574.0517 | 0.00909 | 565.236 | 0.081459 | 565.236 | 0.95737 | 564.7457 | 0.9337 | 565.236 | 0.028571 | 565.236 | 0.32546 | 559.8625 | 0.0016667 | 565.236 | 0.00092544 | 564.7457 | 0.00066217 | 563.3195 | 0 | 564.2318 | 0.00042996 | 563.1997 | 0.001293
| 565.4633 | 0.0001368 | 560.0851 | 9.4728e-05 | 560.09 | 0 | 565.4633 | 0.00036779 | 560.0851 | 0.0013003 | 565.4633 | 0.002786 | 574.278 | 0.00814 | 565.4633 | 0.079663 | 565.4633 | 0.95945 | 564.9733 | 0.9359 | 565.4633 | 0.028451 | 565.4633 | 0.32652 | 560.0851 | 0.0013695 | 565.4633 | 0.00014017 | 564.9733 | -0.00026824 | 563.5446 | 0 | 564.4601 | -0.00023355 | 563.4255 | 9.3227e-05
| 565.6905 | 0.00049378 | 560.3077 | 0.00088785 | 560.31 | 0 | 565.6905 | 0.00099026 | 560.3077 | 0.0030339 | 565.6905 | 0.0039713 | 574.5044 | 0.00869 | 565.6905 | 0.079066 | 565.6905 | 0.95979 | 565.2009 | 0.93913 | 565.6905 | 0.03045 | 565.6905 | 0.3292 | 560.3077 | 0.00066189 | 565.6905 | 0.00092304 | 565.2009 | 0.00034683 | 563.7698 | 0 | 564.6885 | 0.00058903 | 563.6514 | 0.001283
| 565.9178 | -0.00043745 | 560.5303 | 0.00074191 | 560.53 | 0 | 565.9178 | 0.00023581 | 560.5303 | 0.0016817 | 565.9178 | 0.0022084 | 574.7307 | 0.00768 | 565.9178 | 0.077321 | 565.9178 | 0.96054 | 565.4284 | 0.9351 | 565.9178 | 0.03031 | 565.9178 | 0.33073 | 560.5303 | 0.0015943 | 565.9178 | 0.00034248 | 565.4284 | -0.00064533 | 563.9949 | 0 | 564.9169 | -0.00023078 | 563.8772 | -0.00013683
| 566.145 | 0.0009591 | 560.7529 | 0.00155 | 560.75 | 0 | 566.145 | 0.0012557 | 560.7529 | 0.0019047 | 566.145 | 0.0042134 | 574.9571 | 0.00835 | 566.145 | 0.076909 | 566.145 | 0.95544 | 565.6561 | 0.93524 | 566.145 | 0.031992 | 566.145 | 0.33146 | 560.7529 | 0.0018163 | 566.145 | 0.00118 | 565.6561 | 0.00017543 | 564.22 | 0 | 565.1452 | 0.00051868 | 564.1031 | 0.0011368
| 566.3723 | 0.00032249 | 560.9755 | 0.00088505 | 560.98 | 0 | 566.3723 | 0.00022274 | 560.9755 | 0.0020209 | 566.3723 | 0.003247 | 575.1835 | 0.00746 | 566.3723 | 0.074885 | 566.3723 | 0.95398 | 565.8837 | 0.93145 | 566.3723 | 0.031867 | 566.3723 | 0.33345 | 560.9755 | 0.00046521 | 566.3723 | 0.00044166 | 565.8837 | -0.00023253 | 564.4451 | 0 | 565.3736 | -0.00026464 | 564.329 | 4.084e-05
| 566.5996 | 0.00086208 | 561.1982 | 0.00197 | 561.2 | 0 | 566.5996 | 0.0013116 | 561.1982 | 0.0029679 | 566.5996 | 0.0033648 | 575.4099 | 0.00811 | 566.5996 | 0.074131 | 566.5996 | 0.95099 | 566.1113 | 0.93133 | 566.5996 | 0.033554 | 566.5996 | 0.33431 | 561.1982 | 0.0027999 | 566.5996 | 0.00115 | 566.1113 | 0.00051574 | 564.6703 | 0 | 565.602 | 0.00044365 | 564.5549 | 0.0012085
| 566.8269 | -0.00031847 | 561.4208 | 0.00144 | 561.42 | 0 | 566.8269 | 0 | 561.4208 | 0.0013669 | 566.8269 | 0.0022532 | 575.6363 | 0.00733 | 566.8269 | 0.072284 | 566.8269 | 0.95031 | 566.3389 | 0.92852 | 566.8269 | 0.033629 | 566.8269 | 0.34029 | 561.4208 | 0.00072329 | 566.8269 | 0.00039067 | 566.3389 | -0.00037217 | 564.8954 | 0 | 565.8304 | -0.00025681 | 564.7808 | -6.599e-05
| 567.0543 | 0.00067358 | 561.6434 | 0.00119 | 561.64 | 0 | 567.0542 | 0.0012774 | 561.6434 | 0.0025978 | 567.0542 | 0.0032096 | 575.8627 | 0.00786 | 567.0543 | 0.072036 | 567.0543 | 0.95407 | 566.5666 | 0.92769 | 567.0542 | 0.035494 | 567.0543 | 0.33893 | 561.6434 | 0.0014586 | 567.0543 | 0.00094385 | 566.5666 | 0.00032614 | 565.1206 | 0 | 566.0588 | 0.00052404 | 565.0067 | 0.0010366
| 567.2816 | -0.00040148 | 561.8661 | 0.00142 | 561.87 | 0 | 567.2816 | 4.6216e-06 | 561.8661 | 0.0020127 | 567.2816 | 0.0029253 | 576.0891 | 0.00712 | 567.2816 | 0.070512 | 567.2816 | 0.95056 | 566.7942 | 0.92514 | 567.2816 | 0.035885 | 567.2816 | 0.34306 | 561.8661 | 0.0018693 | 567.2816 | 0.00037331 | 566.7943 | -0.00044169 | 565.3458 | 0 | 566.2873 | -0.00031801 | 565.2326 | -2.8169e-05
| 567.5089 | 0.00087475 | 562.0888 | 0.00094304 | 562.09 | 0 | 567.5089 | 0.00093174 | 562.0887 | 0.0034547 | 567.5089 | 0.0031895 | 576.3156 | 0.00774 | 567.5089 | 0.069997 | 567.5089 | 0.95195 | 567.0219 | 0.92777 | 567.5089 | 0.037617 | 567.5089 | 0.347 | 562.0887 | 0.0026857 | 567.5089 | 0.00117 | 567.0219 | 0.00044033 | 565.5709 | 0 | 566.5158 | 0.00050147 | 565.4586 | 0.0013313
| 567.7363 | -0.00010613 | 562.3114 | 0.00090177 | 562.31 | 0 | 567.7363 | 3.8405e-05 | 562.3114 | 0.0018059 | 567.7363 | 0.002278 | 576.542 | 0.00697 | 567.7363 | 0.068321 | 567.7363 | 0.95193 | 567.2496 | 0.92343 | 567.7363 | 0.037851 | 567.7363 | 0.34719 | 562.3114 | 0.0012594 | 567.7363 | 0.00046124 | 567.2496 | -0.0004357 | 565.7961 | 0 | 566.7442 | -0.00029035 | 565.6844 | 5.926e-05
| 567.9636 | 0.00087127 | 562.5341 | 0.00136 | 562.53 | 0 | 567.9636 | 0.00096331 | 562.5341 | 0.0023405 | 567.9636 | 0.0040237 | 576.7684 | 0.00749 | 567.9636 | 0.068398 | 567.9636 | 0.95347 | 567.4773 | 0.9238 | 567.9636 | 0.040126 | 567.9636 | 0.34987 | 562.5341 | 0.0025872 | 567.9636 | 0.00122 | 567.4773 | 0.00025827 | 566.0214 | 0 | 566.9727 | 0.00052304 | 565.9104 | 0.0012341
| 568.191 | -0.0001728 | 562.7568 | 0.00054886 | 562.76 | 0 | 568.191 | 0 | 562.7568 | 0.0021293 | 568.191 | 0.0024702 | 576.9949 | 0.00661 | 568.191 | 0.066426 | 568.191 | 0.94762 | 567.705 | 0.92044 | 568.191 | 0.039902 | 568.191 | 0.35076 | 562.7568 | 0.00070346 | 568.191 | 0.00061155 | 567.705 | -0.00024145 | 566.2466 | 0 | 567.2012 | -0.00032648 | 566.1364 | 2.2566e-05
| 568.4184 | 0.00055902 | 562.9795 | 0.00166 | 562.98 | 0 | 568.4184 | 0.0012671 | 562.9795 | 0.0019653 | 568.4184 | 0.0036569 | 577.2214 | 0.00733 | 568.4184 | 0.065745 | 568.4184 | 0.94778 | 567.9327 | 0.9158 | 568.4184 | 0.04225 | 568.4184 | 0.35437 | 562.9795 | 0.0043871 | 568.4184 | 0.00122 | 567.9328 | 0.00030754 | 566.4718 | 0 | 567.4297 | 0.0005045 | 566.3624 | 0.0011875
| 568.6458 | 0.00015528 | 563.2022 | 0.00126 | 563.2 | 0 | 568.6458 | 1.171e-05 | 563.2022 | 0.00074411 | 568.6458 | 0.0025458 | 577.4479 | 0.00651 | 568.6458 | 0.064226 | 568.6458 | 0.94227 | 568.1605 | 0.90959 | 568.6458 | 0.042284 | 568.6458 | 0.35723 | 563.2022 | 0.0020249 | 568.6458 | 0.00072821 | 568.1605 | -0.00047495 | 566.697 | 0 | 567.6581 | -0.00029035 | 566.5883 | -2.0528e-05
| 568.8732 | 0.00089374 | 563.425 | 0.00123 | 563.42 | 0 | 568.8732 | 0.00082855 | 563.425 | 0.0029529 | 568.8732 | 0.0034362 | 577.6744 | 0.00705 | 568.8732 | 0.063489 | 568.8732 | 0.93735 | 568.3882 | 0.90503 | 568.8732 | 0.044284 | 568.8732 | 0.35795 | 563.425 | 0.0029339 | 568.8732 | 0.00145 | 568.3882 | 0.00046144 | 566.9222 | 0 | 567.8867 | 0.00060096 | 566.8143 | 0.001096
| 569.1006 | -0.00030986 | 563.6477 | 0.00099645 | 563.65 | 0 | 569.1006 | 0 | 563.6477 | 0.0017151 | 569.1006 | 0.0020368 | 577.9009 | 0.00625 | 569.1006 | 0.061471 | 569.1006 | 0.93189 | 568.616 | 0.90228 | 569.1006 | 0.04391 | 569.1006 | 0.35965 | 563.6477 | 8.4252e-05 | 569.1006 | 0.00055076 | 568.616 | -0.00027138 | 567.1475 | 0 | 568.1152 | -0.00029259 | 567.0403 | 2.3266e-07
| 569.3281 | 0.00065484 | 563.8704 | 0.00127 | 563.87 | 0 | 569.3281 | 0.0010384 | 563.8704 | 0.0021233 | 569.3281 | 0.0030068 | 578.1274 | 0.00688 | 569.3281 | 0.061049 | 569.3281 | 0.93701 | 568.8438 | 0.89636 | 569.3281 | 0.046166 | 569.3281 | 0.36441 | 563.8704 | 0.0035742 | 569.3281 | 0.00135 | 568.8438 | 0.00039478 | 567.3728 | 0 | 568.3438 | 0.00050137 | 567.2664 | 0.0011449
| 569.5555 | -0.00026478 | 564.0932 | 0.00084458 | 564.09 | 0 | 569.5555 | 0 | 564.0932 | 0.00085131 | 569.5555 | 0.0021982 | 578.3539 | 0.00671 | 569.5555 | 0.059784 | 569.5555 | 0.92888 | 569.0715 | 0.89385 | 569.5555 | 0.04708 | 569.5555 | 0.36526 | 564.0932 | 0.00083284 | 569.5555 | 0.00068381 | 569.0716 | -0.000549 | 567.5981 | 0 | 568.5723 | -0.00031806 | 567.4924 | -7.2555e-05
| 569.783 | 0.00079427 | 564.316 | 0.00131 | 564.32 | 0 | 569.783 | 0.00078346 | 564.316 | 0.0024367 | 569.783 | 0.0033402 | 578.5804 | 0.00576 | 569.783 | 0.059376 | 569.783 | 0.93175 | 569.2993 | 0.8927 | 569.783 | 0.048795 | 569.783 | 0.36718 | 564.316 | 0.0036746 | 569.783 | 0.00133 | 569.2993 | 0.00066805 | 567.8234 | 0 | 568.8008 | 0.00048111 | 567.7184 | 0.0012351
| 570.0104 | 0.00015774 | 564.5388 | 0.00036272 | 564.54 | 0 | 570.0104 | 0.00010909 | 564.5388 | 0.0018211 | 570.0104 | 0.0025277 | 578.807 | 0.00645 | 570.0104 | 0.058186 | 570.0104 | 0.92716 | 569.5271 | 0.89138 | 570.0104 | 0.049637 | 570.0104 | 0.37193 | 564.5388 | 0.00098325 | 570.0104 | 0.00056985 | 569.5272 | 0.00012821 | 568.0486 | 0 | 569.0294 | -0.00030863 | 567.9445 | 5.2359e-05
| 570.2379 | 0.00062164 | 564.7615 | 0.00151 | 564.76 | 0 | 570.2379 | 0.0010765 | 564.7615 | 0.0028893 | 570.2379 | 0.0030627 | 579.0336 | 0.00562 | 570.2379 | 0.057434 | 570.2379 | 0.92202 | 569.755 | 0.89186 | 570.2379 | 0.051734 | 570.2379 | 0.37449 | 564.7615 | 0.0018331 | 570.2379 | 0.00153 | 569.755 | 0.00045121 | 568.2739 | 0 | 569.2581 | 0.00044105 | 568.1705 | 0.0012503
| 570.4654 | -0.00018223 | 564.9843 | 0.00036291 | 564.98 | 0 | 570.4654 | 1.4909e-05 | 564.9843 | 0.0011672 | 570.4654 | 0.0021659 | 579.2601 | 0.00635 | 570.4654 | 0.055676 | 570.4654 | 0.91444 | 569.9828 | 0.87979 | 570.4654 | 0.051961 | 570.4654 | 0.37593 | 564.9843 | 0.0025555 | 570.4654 | 0.00066169 | 569.9828 | -0.00022641 | 568.4993 | 0 | 569.4866 | -0.00035122 | 568.3966 | 0.0001179
| 570.6929 | 0.00074496 | 565.2071 | 0.0012 | 565.21 | 0 | 570.6929 | 0.0010983 | 565.2072 | 0.0019702 | 570.6929 | 0.0033015 | 579.4867 | 0.00535 | 570.6929 | 0.055174 | 570.6929 | 0.90893 | 570.2106 | 0.87471 | 570.6929 | 0.054026 | 570.6929 | 0.37638 | 565.2072 | 0.0021778 | 570.6929 | 0.00154 | 570.2106 | 0.00081239 | 568.7245 | 0 | 569.7152 | 0.00054222 | 568.6227 | 0.0012242
| 570.9204 | -3.882e-05 | 565.4299 | 0.00083079 | 565.43 | 0 | 570.9204 | 0.00021758 | 565.4299 | 0.0017384 | 570.9204 | 0.0021314 | 579.7133 | 0.00618 | 570.9205 | 0.05357 | 570.9204 | 0.90241 | 570.4385 | 0.87067 | 570.9204 | 0.053997 | 570.9205 | 0.37933 | 565.4299 | 0.0017559 | 570.9205 | 0.00084658 | 570.4385 | -0.00029987 | 568.9499 | 0 | 569.9438 | -0.0001904 | 568.8488 | -3.6009e-05
| 571.148 | 0.00072005 | 565.6528 | 0.00129 | 565.65 | 0 | 571.148 | 0.00093108 | 565.6528 | 0.0019726 | 571.148 | 0.0029861 | 579.9399 | 0.00533 | 571.1479 | 0.053023 | 571.148 | 0.89979 | 570.6664 | 0.86926 | 571.148 | 0.056337 | 571.1479 | 0.38086 | 565.6528 | 0.0030399 | 571.148 | 0.00157 | 570.6664 | 0.00070306 | 569.1752 | 0 | 570.1725 | 0.00050639 | 569.0748 | 0.0012414
| 571.3755 | -0.00040503 | 565.8756 | 0.00119 | 565.88 | 0 | 571.3755 | 0 | 565.8756 | 0.0012375 | 571.3755 | 0.0019958 | 580.1665 | 0.00605 | 571.3755 | 0.051896 | 571.3755 | 0.89909 | 570.8942 | 0.87046 | 571.3755 | 0.056956 | 571.3755 | 0.38381 | 565.8756 | 0.00061553 | 571.3755 | 0.00079672 | 570.8942 | -0.00024491 | 569.4006 | 0 | 570.4011 | -0.00031998 | 569.301 | -3.8017e-05
| 571.6031 | 0.00073801 | 566.0984 | 0.00136 | 566.1 | 0 | 571.6031 | 0.0012404 | 566.0984 | 0.0021385 | 571.6031 | 0.0030532 | 580.3931 | 0.00521 | 571.6031 | 0.051355 | 571.6031 | 0.89857 | 571.1221 | 0.86657 | 571.6031 | 0.059371 | 571.6031 | 0.38791 | 566.0984 | 0.00358 | 571.6031 | 0.00153 | 571.1221 | 0.00060743 | 569.626 | 0 | 570.6298 | 0.00058323 | 569.5271 | 0.0012396
| 571.8306 | 2.4142e-05 | 566.3214 | 0.00034599 | 566.32 | 0 | 571.8306 | 0.00012658 | 566.3214 | 0.0012596 | 571.8306 | 0.0021099 | 580.6197 | 0.00572 | 571.8306 | 0.050276 | 571.8306 | 0.90061 | 571.35 | 0.8666 | 571.8306 | 0.060586 | 571.8306 | 0.39179 | 566.3214 | 0.0015145 | 571.8306 | 0.00094991 | 571.35 | -0.00040895 | 569.8513 | 0 | 570.8585 | -0.00034991 | 569.7532 | -4.5434e-05
| 572.0582 | 0.00146 | 566.5442 | 0.0018 | 566.54 | 0 | 572.0582 | 0.0010508 | 566.5442 | 0.0026175 | 572.0582 | 0.0037402 | 580.8464 | 0.00502 | 572.0582 | 0.050555 | 572.0582 | 0.89791 | 571.578 | 0.8653 | 572.0582 | 0.063334 | 572.0582 | 0.39207 | 566.5442 | 0.0036601 | 572.0582 | 0.00197 | 571.5779 | 0.00121 | 570.0767 | 0 | 571.0871 | 0.00044721 | 569.9794 | 0.0011851
| 572.2858 | -0.00032757 | 566.7671 | 0.00092685 | 566.77 | 0 | 572.2858 | 0 | 566.7671 | 0.00087661 | 572.2858 | 0.0015486 | 581.073 | 0.00559 | 572.2858 | 0.048489 | 572.2858 | 0.90093 | 571.8059 | 0.86338 | 572.2858 | 0.063533 | 572.2858 | 0.39403 | 566.7671 | 0.0029774 | 572.2858 | 0.00096266 | 571.8059 | 0.00017707 | 570.3021 | 0 | 571.3158 | -0.00030534 | 570.2055 | -4.7397e-05
| 572.5134 | 0.00065865 | 566.99 | 0.00115 | 566.99 | 0 | 572.5134 | 0.0012919 | 566.99 | 0.0022044 | 572.5134 | 0.0028407 | 581.2997 | 0.00483 | 572.5134 | 0.048375 | 572.5134 | 0.89519 | 572.0338 | 0.85781 | 572.5134 | 0.066077 | 572.5134 | 0.39799 | 566.99 | 0.0035812 | 572.5134 | 0.00164 | 572.0338 | 0.00094755 | 570.5275 | 0 | 571.5445 | 0.0006006 | 570.4317 | 0.0010119
| 572.741 | -0.00045101 | 567.2129 | 0.00117 | 567.21 | 0 | 572.741 | 0 | 567.2129 | 0.0015227 | 572.741 | 0.0013135 | 581.5264 | 0.00552 | 572.741 | 0.046785 | 572.741 | 0.89345 | 572.2618 | 0.85815 | 572.741 | 0.067374 | 572.741 | 0.40132 | 567.2129 | 0.0025697 | 572.741 | 0.0009357 | 572.2618 | -0.00032723 | 570.7529 | 0 | 571.7732 | -0.00026649 | 570.6578 | -0.00011118
| 572.9686 | 0.00055471 | 567.4358 | 0.0013 | 567.44 | 0 | 572.9686 | 0.0010596 | 567.4358 | 0.0021579 | 572.9686 | 0.0019167 | 581.7531 | 0.0047 | 572.9686 | 0.046704 | 572.9686 | 0.88812 | 572.4897 | 0.85837 | 572.9686 | 0.069514 | 572.9686 | 0.40196 | 567.4358 | 0.003697 | 572.9686 | 0.00186 | 572.4897 | 0.00055917 | 570.9783 | 0 | 572.0019 | 0.00054255 | 570.884 | 0.0012775
| 573.1963 | 0.00026015 | 567.6587 | 0.00068964 | 567.66 | 0 | 573.1963 | 0.00033535 | 567.6587 | 0.0012951 | 573.1963 | 0.0022698 | 581.9797 | 0.00528 | 573.1963 | 0.045749 | 573.1963 | 0.88674 | 572.7177 | 0.85497 | 573.1963 | 0.071157 | 573.1963 | 0.4048 | 567.6587 | 0.0019586 | 573.1963 | 0.00115 | 572.7177 | 5.2162e-05 | 571.2038 | 0 | 572.2306 | -0.00032831 | 571.1102 | 0.00013848
| 573.4239 | 0.0007907 | 567.8817 | 0.00085486 | 567.88 | 0 | 573.4239 | 0.0012653 | 567.8817 | 0.0024426 | 573.4239 | 0.0027319 | 582.2064 | 0.00452 | 573.4239 | 0.045326 | 573.4239 | 0.88909 | 572.9457 | 0.85402 | 573.4239 | 0.073581 | 573.4239 | 0.4098 | 567.8817 | 0.0025408 | 573.4239 | 0.0018 | 572.9457 | 0.00048384 | 571.4292 | 0 | 572.4594 | 0.00064956 | 571.3364 | 0.0011727
| 573.6516 | -0.00011203 | 568.1046 | 0.00030991 | 568.1 | 0 | 573.6516 | 0.00038676 | 568.1046 | 0.0010735 | 573.6516 | 0.0020115 | 582.4332 | 0.00503 | 573.6516 | 0.044271 | 573.6516 | 0.88638 | 573.1737 | 0.85339 | 573.6516 | 0.074804 | 573.6516 | 0.41035 | 568.1046 | 0.0014723 | 573.6516 | 0.00114 | 573.1737 | -0.00029058 | 571.6547 | 0 | 572.6882 | -0.00040292 | 571.5626 | 3.8313e-05
| 573.8792 | 0.00074438 | 568.3275 | 0.00148 | 568.33 | 0 | 573.8792 | 0.00082792 | 568.3275 | 0.0018825 | 573.8792 | 0.0024778 | 582.6599 | 0.00426 | 573.8793 | 0.04406 | 573.8792 | 0.89423 | 573.4017 | 0.85482 | 573.8792 | 0.077617 | 573.8793 | 0.41224 | 568.3275 | 0.0052656 | 573.8793 | 0.002 | 573.4017 | 0.00030354 | 571.8801 | 0 | 572.9169 | 0.00057659 | 571.7889 | 0.0011266
| 574.1069 | 0.00032789 | 568.5505 | 0.00060499 | 568.55 | 0 | 574.1069 | 6.9559e-05 | 568.5505 | 0.00096525 | 574.1069 | 0.0018317 | 582.8866 | 0.00495 | 574.1069 | 0.042955 | 574.1069 | 0.88478 | 573.6297 | 0.8535 | 574.1069 | 0.079114 | 574.1069 | 0.41706 | 568.5505 | 0.0031867 | 574.1069 | 0.00135 | 573.6297 | -0.00018678 | 572.1056 | 0 | 573.1457 | -0.0002691 | 572.0151 | -5.2646e-05
| 574.3346 | 0.00048581 | 568.7734 | 0.00030654 | 568.77 | 0 | 574.3346 | 0.0011619 | 568.7734 | 0.0017362 | 574.3346 | 0.0024832 | 583.1133 | 0.00416 | 574.3346 | 0.042877 | 574.3346 | 0.88899 | 573.8578 | 0.85394 | 574.3346 | 0.081784 | 574.3346 | 0.41904 | 568.7734 | 0.0033848 | 574.3346 | 0.00205 | 573.8578 | 0.00080831 | 572.3311 | 0 | 573.3745 | 0.00050269 | 572.2413 | 0.0011209
| 574.5623 | -7.5222e-05 | 568.9964 | 0.00093438 | 569 | 0 | 574.5623 | 0 | 568.9964 | 0.0012815 | 574.5623 | 0.0014264 | 583.3401 | 0.0048 | 574.5623 | 0.041339 | 574.5623 | 0.88297 | 574.0858 | 0.85147 | 574.5623 | 0.083198 | 574.5623 | 0.42478 | 568.9964 | 0.0026159 | 574.5623 | 0.00135 | 574.0858 | -0.00012208 | 572.5566 | 0 | 573.6033 | -0.00033466 | 572.4676 | -0.00017335
| 574.79 | 0.00085724 | 569.2194 | 0.00143 | 569.22 | 0 | 574.79 | 0.0013687 | 569.2194 | 0.0015058 | 574.79 | 0.0030684 | 583.5669 | 0.0041 | 574.79 | 0.041135 | 574.79 | 0.87962 | 574.3139 | 0.84943 | 574.79 | 0.08669 | 574.79 | 0.42653 | 569.2194 | 0.00465 | 574.79 | 0.00232 | 574.3139 | 0.00082029 | 572.7821 | 0 | 573.8321 | 0.00052747 | 572.6938 | 0.0010688
| 575.0178 | -7.4074e-05 | 569.4424 | 0.00115 | 569.44 | 0 | 575.0178 | 0 | 569.4424 | -2.8878e-05 | 575.0178 | 0.0015354 | 583.7936 | 0.00479 | 575.0178 | 0.040227 | 575.0178 | 0.87874 | 574.5419 | 0.84714 | 575.0178 | 0.08747 | 575.0178 | 0.42747 | 569.4424 | 0.0028317 | 575.0178 | 0.00152 | 574.5419 | -0.00019148 | 573.0076 | 0 | 574.061 | -0.00029413 | 572.9202 | -1.2386e-05
| 575.2455 | 0.00074048 | 569.6654 | 0.00104 | 569.67 | 0 | 575.2455 | 0.0011582 | 569.6654 | 0.0023565 | 575.2455 | 0.0022664 | 584.0204 | 0.00399 | 575.2455 | 0.039965 | 575.2455 | 0.87996 | 574.77 | 0.84561 | 575.2455 | 0.091483 | 575.2455 | 0.43217 | 569.6654 | 0.0021692 | 575.2455 | 0.00216 | 574.77 | 0.00041156 | 573.2331 | 0 | 574.2898 | 0.0005201 | 573.1464 | 0.001044
| 575.4733 | -0.00035871 | 569.8884 | 0.00093842 | 569.89 | 0 | 575.4733 | 6.9646e-05 | 569.8884 | 0.0020637 | 575.4733 | 0.0013028 | 584.2473 | 0.00463 | 575.4733 | 0.038872 | 575.4733 | 0.87641 | 574.9981 | 0.84407 | 575.4733 | 0.092644 | 575.4733 | 0.43368 | 569.8884 | 0.0038005 | 575.4733 | 0.00156 | 574.9981 | 9.4863e-05 | 573.4586 | 0 | 574.5186 | -0.00034509 | 573.3727 | 7.1917e-05
| 575.701 | 0.0007436 | 570.1115 | 0.00132 | 570.11 | 0 | 575.701 | 0.00092355 | 570.1115 | 0.0020586 | 575.701 | 0.002559 | 584.4741 | 0.00396 | 575.701 | 0.03899 | 575.701 | 0.87865 | 575.2262 | 0.84681 | 575.701 | 0.096355 | 575.701 | 0.43824 | 570.1115 | 0.0041126 | 575.7011 | 0.00239 | 575.2262 | 0.00073377 | 573.6842 | 0 | 574.7475 | 0.00048778 | 573.5991 | 0.0013685
| 575.9288 | 6.1938e-05 | 570.3345 | 0.00107 | 570.33 | 0 | 575.9288 | 0 | 570.3345 | 0.0019035 | 575.9288 | 0.0018457 | 584.7009 | 0.00456 | 575.9288 | 0.037989 | 575.9288 | 0.87475 | 575.4543 | 0.84128 | 575.9288 | 0.097828 | 575.9288 | 0.44113 | 570.3345 | 0.0036465 | 575.9288 | 0.0017 | 575.4543 | -0.00018393 | 573.9097 | 0 | 574.9764 | -0.00033915 | 573.8254 | -0.00023111
| 576.1566 | 0.00084503 | 570.5576 | 0.00154 | 570.56 | 0 | 576.1566 | 0.0011275 | 570.5576 | 0.0020637 | 576.1566 | 0.0019417 | 584.9277 | 0.00372 | 576.1566 | 0.037665 | 576.1566 | 0.87586 | 575.6825 | 0.84386 | 576.1566 | 0.10114 | 576.1566 | 0.44331 | 570.5576 | 0.0055157 | 576.1566 | 0.00262 | 575.6825 | 0.00044728 | 574.1353 | 0 | 575.2053 | 0.00055908 | 574.0517 | 0.001261
| 576.3844 | 0.0001796 | 570.7806 | 0.00075119 | 570.78 | 0 | 576.3844 | 0.0002368 | 570.7806 | 0.0019889 | 576.3844 | 0.0013712 | 585.1545 | 0.00444 | 576.3844 | 0.036743 | 576.3844 | 0.87033 | 575.9106 | 0.83616 | 576.3844 | 0.10295 | 576.3844 | 0.44715 | 570.7806 | 0.0042434 | 576.3844 | 0.00172 | 575.9106 | 6.5337e-05 | 574.3608 | 0 | 575.4341 | -0.00037799 | 574.278 | -7.6431e-05
| 576.6122 | 0.00078691 | 571.0037 | 0.00163 | 571 | 0 | 576.6122 | 0.0008775 | 571.0037 | 0.0016283 | 576.6122 | 0.0029147 | 585.3813 | 0.00372 | 576.6122 | 0.036744 | 576.6122 | 0.87146 | 576.1388 | 0.84027 | 576.6122 | 0.10677 | 576.6122 | 0.45073 | 571.0037 | 0.0055518 | 576.6122 | 0.00259 | 576.1387 | 0.00083776 | 574.5864 | 0 | 575.663 | 0.00061005 | 574.5044 | 0.0012259
| 576.84 | -0.00030462 | 571.2268 | 0.00034261 | 571.23 | 0 | 576.84 | 0 | 571.2268 | 0.00020054 | 576.84 | 0.00088077 | 585.6082 | 0.00426 | 576.84 | 0.035292 | 576.84 | 0.86793 | 576.3669 | 0.83537 | 576.84 | 0.10853 | 576.84 | 0.45471 | 571.2268 | 0.0034312 | 576.84 | 0.00195 | 576.3669 | -0.00026954 | 574.812 | 0 | 575.892 | -0.00034036 | 574.7307 | 6.8985e-05
| 577.0679 | 0.00093536 | 571.4499 | 0.00079543 | 571.45 | 0 | 577.0679 | 0.0010815 | 571.4499 | 0.0012368 | 577.0679 | 0.0026816 | 585.8351 | 0.00362 | 577.0679 | 0.035514 | 577.0679 | 0.87081 | 576.5951 | 0.84151 | 577.0679 | 0.11271 | 577.0679 | 0.45629 | 571.4499 | 0.0046514 | 577.0679 | 0.00282 | 576.5951 | 0.00078867 | 575.0376 | 0 | 576.1209 | 0.00053055 | 574.9571 | 0.0013235
| 577.2957 | -4.4563e-05 | 571.673 | 0.00107 | 571.67 | 0 | 577.2957 | 0 | 571.673 | 0.0011549 | 577.2957 | 0.0017463 | 586.062 | 0.00425 | 577.2957 | 0.034241 | 577.2957 | 0.86694 | 576.8233 | 0.83615 | 577.2957 | 0.11398 | 577.2957 | 0.45961 | 571.673 | 0.0044882 | 577.2957 | 0.00204 | 576.8233 | -0.00014925 | 575.2632 | 0 | 576.3498 | -0.00034618 | 575.1835 | -0.00015059
| 577.5236 | 0.00067072 | 571.8961 | 0.0016 | 571.9 | 0 | 577.5236 | 0.00082237 | 571.8961 | 0.0027534 | 577.5236 | 0.0026011 | 586.2889 | 0.00342 | 577.5236 | 0.034459 | 577.5236 | 0.86577 | 577.0515 | 0.8351 | 577.5236 | 0.11886 | 577.5236 | 0.46269 | 571.8961 | 0.0054676 | 577.5236 | 0.00286 | 577.0515 | 0.00117 | 575.4888 | 0 | 576.5787 | 0.00052693 | 575.4099 | 0.0010956
| 577.7514 | -1.2435e-05 | 572.1192 | 0.00134 | 572.12 | 0 | 577.7514 | 0 | 572.1192 | 0.0013445 | 577.7514 | 0.001841 | 586.5158 | 0.00412 | 577.7515 | 0.033297 | 577.7514 | 0.85996 | 577.2797 | 0.83135 | 577.7514 | 0.12046 | 577.7515 | 0.46753 | 572.1192 | 0.0043756 | 577.7515 | 0.00237 | 577.2797 | -0.00031692 | 575.7145 | 0 | 576.8077 | -0.00033851 | 575.6363 | -1.8224e-05
| 577.9793 | 0.00070691 | 572.3424 | 0.00091599 | 572.34 | 0 | 577.9793 | 0.00090047 | 572.3423 | 0.0015717 | 577.9793 | 0.0025249 | 586.7427 | 0.00343 | 577.9793 | 0.033209 | 577.9793 | 0.86045 | 577.5079 | 0.83092 | 577.9793 | 0.12471 | 577.9793 | 0.46838 | 572.3423 | 0.0049352 | 577.9793 | 0.00289 | 577.5079 | 0.00109 | 575.9401 | 0 | 577.0367 | 0.00058114 | 575.8627 | 0.00129
| 578.2072 | 0.00028377 | 572.5655 | 0.00053274 | 572.57 | 0 | 578.2072 | 0.00015115 | 572.5655 | 0.0013524 | 578.2072 | 0.0018448 | 586.9696 | 0.00405 | 578.2072 | 0.032157 | 578.2072 | 0.85578 | 577.7362 | 0.8261 | 578.2072 | 0.1269 | 578.2072 | 0.47275 | 572.5655 | 0.0055457 | 578.2072 | 0.00233 | 577.7361 | -0.0002056 | 576.1658 | 0 | 577.2657 | -0.00030177 | 576.0891 | 0.00013967
| 578.4351 | 0.00049009 | 572.7886 | 0.00095492 | 572.79 | 0 | 578.4351 | 0.0010499 | 572.7886 | 0.0010154 | 578.4351 | 0.0016864 | 587.1965 | 0.00324 | 578.4351 | 0.032035 | 578.4351 | 0.85857 | 577.9644 | 0.82681 | 578.4351 | 0.13124 | 578.4351 | 0.47725 | 572.7886 | 0.005042 | 578.4351 | 0.00307 | 577.9644 | 0.00105 | 576.3914 | 0 | 577.4947 | 0.00050644 | 576.3156 | 0.0011938
| 578.663 | -0.00030783 | 573.0118 | 0.0005931 | 573.01 | 0 | 578.663 | 0.00016345 | 573.0118 | 0.0014448 | 578.663 | 0.0013412 | 587.4235 | 0.00389 | 578.663 | 0.031138 | 578.663 | 0.84982 | 578.1927 | 0.82377 | 578.663 | 0.13306 | 578.663 | 0.47847 | 573.0118 | 0.0051198 | 578.663 | 0.00263 | 578.1927 | 7.1823e-05 | 576.6171 | 0 | 577.7237 | -0.00032356 | 576.542 | -4.5227e-05
| 578.891 | 0.00070914 | 573.235 | 0.00153 | 573.23 | 0 | 578.891 | 0.0006404 | 573.235 | 0.0015893 | 578.891 | 0.0022106 | 587.6504 | 0.00321 | 578.8909 | 0.031148 | 578.891 | 0.84672 | 578.4209 | 0.81764 | 578.891 | 0.13734 | 578.8909 | 0.48668 | 573.235 | 0.006117 | 578.8909 | 0.00326 | 578.4209 | 0.0008325 | 576.8428 | 0 | 577.9527 | 0.00054572 | 576.7684 | 0.0012785
| 579.1189 | -4.0311e-06 | 573.4582 | 0.0008809 | 573.46 | 0 | 579.1189 | 0.00011798 | 573.4582 | 0.00085475 | 579.1189 | 0.0016269 | 587.8774 | 0.00384 | 579.1189 | 0.02997 | 579.1189 | 0.84605 | 578.6492 | 0.81748 | 579.1189 | 0.14 | 579.1189 | 0.48805 | 573.4582 | 0.00571 | 579.1189 | 0.00248 | 578.6492 | 4.7314e-05 | 577.0685 | 0 | 578.1817 | -0.00030569 | 576.9949 | -0.00014584
| 579.3469 | 0.00062706 | 573.6813 | 0.00078945 | 573.68 | 0 | 579.3468 | 0.00081011 | 573.6813 | 0.0021657 | 579.3468 | 0.0019527 | 588.1044 | 0.00314 | 579.3469 | 0.030314 | 579.3469 | 0.8481 | 578.8775 | 0.81512 | 579.3468 | 0.14548 | 579.3469 | 0.49372 | 573.6813 | 0.0057482 | 579.3469 | 0.00346 | 578.8775 | 0.00051069 | 577.2941 | 0 | 578.4108 | 0.00052614 | 577.2214 | 0.0012674
| 579.5748 | 3.7886e-05 | 573.9045 | 0.00056461 | 573.9 | 0 | 579.5748 | 0.00023686 | 573.9045 | 0.0016045 | 579.5748 | 0.0013316 | 588.3314 | 0.00372 | 579.5748 | 0.029137 | 579.5748 | 0.84535 | 579.1058 | 0.81585 | 579.5748 | 0.14834 | 579.5748 | 0.49827 | 573.9045 | 0.0036689 | 579.5748 | 0.00299 | 579.1058 | 0.00027469 | 577.5198 | 0 | 578.6398 | -0.00033078 | 577.4479 | -1.1921e-05
| 579.8028 | 0.00066623 | 574.1278 | 0.00107 | 574.13 | 0.0025577 | 579.8028 | 0.0011266 | 574.1278 | 0.0022867 | 579.8028 | 0.0021884 | 588.5584 | 0.00299 | 579.8028 | 0.028987 | 579.8028 | 0.84309 | 579.3341 | 0.81302 | 579.8028 | 0.15223 | 579.8028 | 0.49953 | 574.1278 | 0.0069261 | 579.8028 | 0.00364 | 579.3341 | 0.00073584 | 577.7455 | 0 | 578.8689 | 0.00060816 | 577.6744 | 0.001085
| 580.0308 | -0.00031428 | 574.351 | 0.00081111 | 574.35 | 0 | 580.0308 | 0.00035854 | 574.351 | 0.00056248 | 580.0308 | 0.001188 | 588.7853 | 0.00366 | 580.0308 | 0.027849 | 580.0308 | 0.83536 | 579.5625 | 0.80932 | 580.0308 | 0.15502 | 580.0308 | 0.50499 | 574.351 | 0.0048399 | 580.0308 | 0.00303 | 579.5625 | -0.00011511 | 577.9713 | 0 | 579.098 | -0.00038192 | 577.9009 | 9.372e-05
| 580.2588 | 0.00090635 | 574.5742 | 0.0016 | 574.57 | 0 | 580.2588 | 0.00084352 | 574.5742 | 0.0024613 | 580.2588 | 0.0020954 | 589.0123 | 0.00291 | 580.2588 | 0.028411 | 580.2588 | 0.83533 | 579.7908 | 0.80773 | 580.2588 | 0.16044 | 580.2588 | 0.50832 | 574.5742 | 0.008122 | 580.2588 | 0.00395 | 579.7908 | 0.00103 | 578.197 | 0 | 579.327 | 0.00056394 | 578.1274 | 0.0012153
| 580.4868 | 0.00107 | 574.7975 | 0.00174 | 574.8 | 0 | 580.4868 | 0.0010043 | 574.7975 | 0.0012735 | 580.4868 | 0.0023321 | 589.2394 | 0.00353 | 580.4868 | 0.027481 | 580.4868 | 0.83322 | 580.0192 | 0.80082 | 580.4868 | 0.16871 | 580.4868 | 0.51554 | 574.7975 | 0.0072881 | 580.4868 | 0.00425 | 580.0192 | 0.00086133 | 578.4228 | 0 | 579.5562 | 0.00049992 | 578.3539 | 0.0013556
| 580.7148 | 4.5078e-05 | 575.0208 | 0.00104 | 575.02 | 0 | 580.7148 | 0 | 575.0208 | 0.00083892 | 580.7148 | 0.001341 | 589.4664 | 0.0029 | 580.7148 | 0.026123 | 580.7148 | 0.83058 | 580.2475 | 0.79627 | 580.7148 | 0.17315 | 580.7148 | 0.52028 | 575.0208 | 0.0067837 | 580.7148 | 0.00313 | 580.2475 | 0.00029701 | 578.6486 | 0 | 579.7852 | -0.00039857 | 578.5804 | -1.8346e-05
| 580.9428 | 0.000922 | 575.244 | 0.001 | 575.24 | 0 | 580.9428 | 0.00092165 | 575.244 | 0.0019957 | 580.9428 | 0.002257 | 589.6934 | 0.00346 | 580.9428 | 0.026735 | 580.9428 | 0.82691 | 580.4759 | 0.79759 | 580.9428 | 0.17801 | 580.9428 | 0.52172 | 575.244 | 0.0075093 | 580.9428 | 0.00439 | 580.4759 | 0.00112 | 578.8743 | 0 | 580.0143 | 0.00056895 | 578.807 | 0.0012158
| 581.1709 | -0.00013404 | 575.4673 | 0.00044162 | 575.47 | 0 | 581.1709 | 0.00024868 | 575.4673 | 0.0014392 | 581.1709 | 0.0012507 | 589.9205 | 0.00277 | 581.1709 | 0.025375 | 581.1709 | 0.82455 | 580.7043 | 0.79032 | 581.1709 | 0.18022 | 581.1709 | 0.52825 | 575.4673 | 0.0066229 | 581.1709 | 0.00372 | 580.7043 | 0.00023627 | 579.1001 | 0 | 580.2435 | -0.00034403 | 579.0336 | -2.3394e-05
| 581.3989 | 0.00089811 | 575.6906 | 0.00121 | 575.69 | 0 | 581.3989 | 0.00035617 | 575.6906 | 0.0023928 | 581.3989 | 0.0020974 | 590.1476 | 0.00338 | 581.3989 | 0.025696 | 581.3989 | 0.82171 | 580.9327 | 0.78854 | 581.3989 | 0.18684 | 581.3989 | 0.53151 | 575.6906 | 0.0087817 | 581.3989 | 0.0047 | 580.9327 | 0.0009052 | 579.3259 | 0 | 580.4726 | 0.0005615 | 579.2601 | 0.001207
| 581.627 | 0.00021561 | 575.9138 | 0.00117 | 575.91 | 0 | 581.627 | 0.00018883 | 575.9138 | 0.00069431 | 581.627 | 0.00147 | 590.3746 | 0.00265 | 581.627 | 0.024979 | 581.627 | 0.82307 | 581.1611 | 0.78985 | 581.627 | 0.19094 | 581.627 | 0.5357 | 575.9138 | 0.0067257 | 581.627 | 0.00382 | 581.1611 | -0.00011554 | 579.5516 | 0 | 580.7018 | -0.00033331 | 579.4867 | -5.6419e-07
| 581.8551 | 0.00045925 | 576.1372 | 0.0016 | 576.14 | 0 | 581.8551 | 0.0009672 | 576.1371 | 0.00060323 | 581.8551 | 0.0024475 | 590.6018 | 0.00336 | 581.8551 | 0.025021 | 581.8551 | 0.82326 | 581.3895 | 0.78828 | 581.8551 | 0.19759 | 581.8551 | 0.54362 | 576.1371 | 0.0094202 | 581.8551 | 0.00483 | 581.3895 | 0.00127 | 579.7775 | 0 | 580.9309 | 0.000423 | 579.7133 | 0.0010748
| 582.0832 | 0.00014076 | 576.3605 | 5.3247e-05 | 576.36 | 0 | 582.0832 | 0 | 576.3605 | 0.00077044 | 582.0832 | 0.0012657 | 590.8288 | 0.00263 | 582.0832 | 0.024216 | 582.0832 | 0.82013 | 581.618 | 0.78697 | 582.0832 | 0.20121 | 582.0832 | 0.54196 | 576.3605 | 0.0086062 | 582.0832 | 0.00415 | 581.618 | -0.00017085 | 580.0033 | 0 | 581.1601 | -0.00031201 | 579.9399 | -6.1701e-05
| 582.3113 | 0.00101 | 576.5838 | 0.00093919 | 576.58 | 0 | 582.3113 | 0.00079042 | 576.5838 | 0.0017875 | 582.3113 | 0.0024538 | 591.0559 | 0.00337 | 582.3113 | 0.024374 | 582.3113 | 0.82405 | 581.8464 | 0.78669 | 582.3113 | 0.20847 | 582.3113 | 0.55084 | 576.5838 | 0.0094516 | 582.3113 | 0.00495 | 581.8464 | 0.00125 | 580.2291 | 0 | 581.3893 | 0.00044324 | 580.1665 | 0.0011755
| 582.5394 | -0.00053201 | 576.8071 | 0.00069636 | 576.81 | 0 | 582.5394 | 4.186e-06 | 576.8071 | 0.00073304 | 582.5394 | 0.00085227 | 591.283 | 0.00259 | 582.5394 | 0.023045 | 582.5394 | 0.82012 | 582.0749 | 0.78747 | 582.5394 | 0.21232 | 582.5394 | 0.55487 | 576.8071 | 0.0067788 | 582.5394 | 0.00449 | 582.0749 | 4.5326e-06 | 580.455 | 0 | 581.6185 | -0.00026552 | 580.3931 | -0.00012727
| 582.7675 | 0.00102 | 577.0305 | 0.00125 | 577.03 | 0 | 582.7675 | 0.00057711 | 577.0305 | 0.0016802 | 582.7675 | 0.002238 | 591.5102 | 0.00329 | 582.7675 | 0.023657 | 582.7675 | 0.81889 | 582.3033 | 0.78394 | 582.7675 | 0.21852 | 582.7675 | 0.55844 | 577.0305 | 0.010327 | 582.7675 | 0.00535 | 582.3033 | 0.00115 | 580.6808 | 0 | 581.8477 | 0.00057069 | 580.6198 | 0.0011497
| 582.9956 | -0.00011614 | 577.2539 | 0.0013 | 577.25 | 0 | 582.9956 | 0 | 577.2538 | 0.0011634 | 582.9956 | 0.0010524 | 591.7373 | 0.00248 | 582.9957 | 0.02252 | 582.9956 | 0.81371 | 582.5318 | 0.78536 | 582.9956 | 0.22419 | 582.9957 | 0.56323 | 577.2538 | 0.0090084 | 582.9957 | 0.00472 | 582.5318 | 0.00026777 | 580.9066 | 0 | 582.0769 | -0.00029073 | 580.8464 | 6.1733e-05
| 583.2238 | 0.00071357 | 577.4772 | 0.00121 | 577.48 | 0 | 583.2238 | 0.00071649 | 577.4772 | 0.0018375 | 583.2238 | 0.0017959 | 591.9645 | 0.00325 | 583.2238 | 0.022909 | 583.2238 | 0.82056 | 582.7603 | 0.78468 | 583.2238 | 0.23168 | 583.2238 | 0.56866 | 577.4772 | 0.010649 | 583.2238 | 0.00574 | 582.7603 | 0.00116 | 581.1325 | 0 | 582.3062 | 0.00058216 | 581.073 | 0.0012516
| 583.452 | -2.3276e-05 | 577.7006 | 8.5355e-05 | 577.7 | 0 | 583.452 | 0.00013403 | 577.7006 | 0.00076587 | 583.452 | 0.00056354 | 592.1916 | 0.0026 | 583.452 | 0.022058 | 583.452 | 0.81556 | 582.9888 | 0.78325 | 583.452 | 0.23829 | 583.452 | 0.57429 | 577.7006 | 0.0089587 | 583.452 | 0.00491 | 582.9888 | 0.0007743 | 581.3584 | 0 | 582.5354 | -0.00039416 | 581.2997 | -3.4581e-05
| 583.6801 | 0.00078006 | 577.9239 | 0.00099257 | 577.92 | 0 | 583.6801 | 0.0011017 | 577.924 | 0.0016059 | 583.6801 | 0.0019151 | 592.4188 | 0.00319 | 583.6801 | 0.022514 | 583.6801 | 0.8205 | 583.2173 | 0.79085 | 583.6801 | 0.24645 | 583.6801 | 0.57903 | 577.924 | 0.012066 | 583.6801 | 0.00614 | 583.2173 | 0.00128 | 581.5843 | 0 | 582.7646 | 0.00046782 | 581.5264 | 0.001231
| 583.9083 | -0.0003185 | 578.1473 | 0.0008308 | 578.15 | 0 | 583.9083 | 0 | 578.1473 | 0.00073892 | 583.9083 | 0.00044285 | 592.646 | 0.00243 | 583.9083 | 0.021542 | 583.9083 | 0.81985 | 583.4459 | 0.78881 | 583.9083 | 0.25202 | 583.9083 | 0.5809 | 578.1473 | 0.010097 | 583.9083 | 0.0054 | 583.4459 | 0.00037098 | 581.8102 | 0 | 582.9939 | -0.00023008 | 581.7531 | 6.032e-05
| 584.1365 | 0.00076407 | 578.3707 | 0.00161 | 578.37 | 0 | 584.1365 | 0.0011953 | 578.3707 | 0.0017285 | 584.1365 | 0.002176 | 592.8732 | 0.00304 | 584.1365 | 0.022014 | 584.1365 | 0.82023 | 583.6744 | 0.78784 | 584.1365 | 0.26136 | 584.1365 | 0.5885 | 578.3707 | 0.011095 | 584.1365 | 0.00639 | 583.6744 | 0.00093026 | 582.0361 | 0 | 583.2232 | 0.00048838 | 581.9797 | 0.0011134
| 584.3647 | -0.00015264 | 578.5942 | 0.00041625 | 578.59 | 0 | 584.3647 | 6.1721e-05 | 578.5942 | 0.0016633 | 584.3647 | 0.00046475 | 593.1003 | 0.00229 | 584.3647 | 0.02054 | 584.3647 | 0.82044 | 583.903 | 0.78563 | 584.3647 | 0.26603 | 584.3647 | 0.58995 | 578.5942 | 0.0085406 | 584.3647 | 0.00562 | 583.903 | 0.00055751 | 582.262 | 0 | 583.4525 | -0.0003694 | 582.2064 | -0.00015605
| 584.5929 | 0.00088755 | 578.8176 | 0.00094145 | 578.82 | 0 | 584.5929 | 0.0010906 | 578.8176 | 0.0018403 | 584.5929 | 0.0025338 | 593.3276 | 0.003 | 584.593 | 0.021539 | 584.5929 | 0.82245 | 584.1315 | 0.78771 | 584.5929 | 0.27668 | 584.593 | 0.6005 | 578.8176 | 0.010977 | 584.593 | 0.00693 | 584.1315 | 0.00126 | 582.4879 | 0 | 583.6818 | 0.00048624 | 582.4332 | 0.0011601
| 584.8212 | -0.00017932 | 579.041 | 0.00033579 | 579.04 | 0 | 584.8212 | 5.59e-05 | 579.041 | 0.00094825 | 584.8212 | 0.00073935 | 593.5548 | 0.00232 | 584.8212 | 0.02016 | 584.8212 | 0.82005 | 584.3601 | 0.78479 | 584.8212 | 0.28339 | 584.8212 | 0.60403 | 579.041 | 0.008724 | 584.8212 | 0.00594 | 584.3601 | 0.00028389 | 582.7138 | 0 | 583.9111 | -0.00031941 | 582.6599 | -0.00013657
| 585.0494 | 0.00072907 | 579.2645 | 0.00174 | 579.26 | 0 | 585.0494 | 0.00092337 | 579.2645 | 0.0018446 | 585.0494 | 0.0018408 | 593.782 | 0.00292 | 585.0494 | 0.020868 | 585.0494 | 0.82065 | 584.5887 | 0.78462 | 585.0494 | 0.29247 | 585.0494 | 0.61082 | 579.2645 | 0.011661 | 585.0494 | 0.0073 | 584.5887 | 0.00122 | 582.9398 | 0 | 584.1404 | 0.00052247 | 582.8866 | 0.0010553
| 585.2777 | -0.00020019 | 579.4879 | 0.00051102 | 579.49 | 0 | 585.2777 | 0 | 579.4879 | 0.0014881 | 585.2777 | 0.0011041 | 594.0093 | 0.00216 | 585.2776 | 0.019645 | 585.2777 | 0.8191 | 584.8173 | 0.7798 | 585.2777 | 0.29838 | 585.2776 | 0.61428 | 579.4879 | 0.01009 | 585.2776 | 0.0065 | 584.8173 | 0.00052852 | 583.1657 | 0 | 584.3697 | -0.00033297 | 583.1133 | -0.00011813
| 585.5059 | 0.0009104 | 579.7114 | 0.00138 | 579.71 | 0 | 585.5059 | 0.00091399 | 579.7114 | 0.0019462 | 585.5059 | 0.0018438 | 594.2365 | 0.00276 | 585.5059 | 0.02032 | 585.5059 | 0.81694 | 585.0459 | 0.77823 | 585.5059 | 0.30742 | 585.5059 | 0.61558 | 579.7114 | 0.012867 | 585.5059 | 0.00762 | 585.0459 | 0.00117 | 583.3917 | 0 | 584.5991 | 0.00053376 | 583.3401 | 0.0011878
| 585.7342 | -9.0144e-05 | 579.9349 | 5.6776e-05 | 579.93 | 0 | 585.7342 | 3.5038e-05 | 579.9349 | 0.0001215 | 585.7342 | 0.00049201 | 594.4638 | 0.00224 | 585.7342 | 0.018893 | 585.7342 | 0.81112 | 585.2745 | 0.7717 | 585.7342 | 0.31274 | 585.7342 | 0.62336 | 579.9349 | 0.011071 | 585.7342 | 0.00686 | 585.2745 | 0.00042089 | 583.6177 | 0 | 584.8284 | -0.00034348 | 583.5669 | -5.1406e-05
| 585.9625 | 0.00072051 | 580.1583 | 0.00128 | 580.16 | 0 | 585.9625 | 0.00080923 | 580.1583 | 0.0023398 | 585.9625 | 0.0016789 | 594.691 | 0.00278 | 585.9625 | 0.019459 | 585.9625 | 0.80363 | 585.5032 | 0.76842 | 585.9625 | 0.32158 | 585.9625 | 0.62668 | 580.1583 | 0.012539 | 585.9625 | 0.00781 | 585.5032 | 0.00142 | 583.8436 | 0 | 585.0578 | 0.00054318 | 583.7936 | 0.0010989
| 586.1908 | -0.0003285 | 580.3818 | 0.00070137 | 580.38 | 0 | 586.1908 | 0 | 580.3818 | -3.8696e-05 | 586.1908 | 0.00051204 | 594.9183 | 0.00213 | 586.1908 | 0.018143 | 586.1908 | 0.7996 | 585.7318 | 0.76405 | 586.1908 | 0.3278 | 586.1908 | 0.62713 | 580.3818 | 0.010635 | 586.1908 | 0.00727 | 585.7318 | 0.00027304 | 584.0696 | 0 | 585.2872 | -0.00029567 | 584.0204 | -0.00014656
| 586.4191 | 0.0008217 | 580.6054 | 0.0017 | 580.61 | 0 | 586.4191 | 0.00096478 | 580.6053 | 0.0028534 | 586.4191 | 0.0020016 | 595.1456 | 0.00279 | 586.4191 | 0.018863 | 586.4191 | 0.79815 | 585.9605 | 0.76091 | 586.4191 | 0.33664 | 586.4191 | 0.63631 | 580.6053 | 0.013554 | 586.4191 | 0.00848 | 585.9605 | 0.0015 | 584.2957 | 0 | 585.5166 | 0.00056564 | 584.2473 | 0.0010771
| 586.6474 | -0.0002194 | 580.8289 | 0.00137 | 580.83 | 0 | 586.6474 | 0 | 580.8289 | 0.00086296 | 586.6474 | 0.00088255 | 595.3729 | 0.00212 | 586.6474 | 0.017591 | 586.6474 | 0.79665 | 586.1891 | 0.75785 | 586.6474 | 0.34415 | 586.6474 | 0.64194 | 580.8289 | 0.011968 | 586.6474 | 0.00787 | 586.1891 | 0.00082918 | 584.5217 | 0 | 585.746 | -0.0003306 | 584.4741 | 3.4193e-05
| 586.8758 | 0.0007096 | 581.0524 | 0.00161 | 581.05 | 0 | 586.8758 | 0.00076943 | 581.0524 | 0.0021873 | 586.8758 | 0.001846 | 595.6002 | 0.00268 | 586.8757 | 0.018156 | 586.8758 | 0.7979 | 586.4178 | 0.75979 | 586.8758 | 0.35592 | 586.8757 | 0.64798 | 581.0524 | 0.014437 | 586.8757 | 0.00887 | 586.4178 | 0.00142 | 584.7477 | 0 | 585.9754 | 0.00056923 | 584.7009 | 0.0012288
| 587.1041 | -0.00026449 | 581.2759 | 0.00035837 | 581.28 | 0 | 587.1041 | 0 | 581.2759 | 0.0012335 | 587.1041 | 0.00068815 | 595.8276 | 0.00207 | 587.1041 | 0.017104 | 587.1041 | 0.7952 | 586.6465 | 0.75793 | 587.1041 | 0.36439 | 587.1041 | 0.65491 | 581.2759 | 0.012844 | 587.1041 | 0.00829 | 586.6465 | 0.0005399 | 584.9737 | 0 | 586.2048 | -0.00022281 | 584.9277 | -8.2318e-05
| 587.3325 | 0.00101 | 581.4995 | 0.0016 | 581.5 | 0 | 587.3325 | 0.00077677 | 581.4995 | 0.0014768 | 587.3325 | 0.0024083 | 596.0549 | 0.00271 | 587.3325 | 0.017834 | 587.3325 | 0.79678 | 586.8752 | 0.75862 | 587.3325 | 0.37604 | 587.3325 | 0.66077 | 581.4995 | 0.014919 | 587.3325 | 0.00947 | 586.8752 | 0.00145 | 585.1998 | 0 | 586.4343 | 0.00052364 | 585.1545 | 0.0011209
| 587.5608 | -0.00017663 | 581.723 | 0.0012 | 581.72 | 0 | 587.5608 | 0 | 581.723 | -0.00018639 | 587.5608 | 0.00112 | 596.2822 | 0.00213 | 587.5609 | 0.016853 | 587.5608 | 0.79423 | 587.1039 | 0.75461 | 587.5608 | 0.38504 | 587.5609 | 0.66736 | 581.723 | 0.014285 | 587.5608 | 0.00897 | 587.1039 | 0.00092628 | 585.4258 | 0 | 586.6637 | -0.0003896 | 585.3813 | 1.0759e-05
| 587.7892 | 0.00054575 | 581.9466 | 0.00112 | 581.95 | 0 | 587.7892 | 0.0010126 | 581.9466 | 0.0033908 | 587.7892 | 0.0015149 | 596.5096 | 0.00269 | 587.7892 | 0.017141 | 587.7892 | 0.79143 | 587.3327 | 0.75404 | 587.7892 | 0.39668 | 587.7892 | 0.6683 | 581.9466 | 0.01661 | 587.7892 | 0.01021 | 587.3327 | 0.00142 | 585.6519 | 0 | 586.8932 | 0.00049374 | 585.6082 | 0.0011793
| 588.0176 | -5.2959e-05 | 582.1702 | 0.000694 | 582.17 | 0 | 588.0176 | 0 | 582.1702 | 0.00082056 | 588.0176 | 0.0010825 | 596.7369 | 0.00193 | 588.0176 | 0.016366 | 588.0176 | 0.78969 | 587.5614 | 0.75157 | 588.0176 | 0.40512 | 588.0176 | 0.67651 | 582.1702 | 0.015415 | 588.0176 | 0.00951 | 587.5614 | 0.00090662 | 585.8779 | 0 | 587.1226 | -0.0003037 | 585.8351 | -7.0281e-05
| 588.246 | 0.00062582 | 582.3937 | 0.00094399 | 582.39 | 0 | 588.246 | 0.00095576 | 582.3937 | 0.0010038 | 588.246 | 0.0017876 | 596.9644 | 0.0027 | 588.246 | 0.016527 | 588.246 | 0.78274 | 587.7902 | 0.74412 | 588.246 | 0.41586 | 588.246 | 0.67906 | 582.3937 | 0.016417 | 588.246 | 0.01039 | 587.7902 | 0.00161 | 586.104 | 0 | 587.3521 | 0.00046724 | 586.062 | 0.0009897
| 588.4744 | -5.2377e-05 | 582.6173 | 0.00093853 | 582.62 | 0 | 588.4744 | 0 | 582.6173 | 0.00092141 | 588.4744 | 0.0003417 | 597.1917 | 0.00189 | 588.4744 | 0.015574 | 588.4744 | 0.78198 | 588.0189 | 0.74287 | 588.4744 | 0.42373 | 588.4744 | 0.68538 | 582.6173 | 0.016371 | 588.4744 | 0.01005 | 588.0189 | 0.00055094 | 586.3301 | 0 | 587.5816 | -0.00028325 | 586.2889 | 8.7599e-05
| 588.7028 | 0.00049427 | 582.8409 | 0.00136 | 582.84 | 0 | 588.7028 | 0.00086386 | 582.8409 | 0.0018383 | 588.7028 | 0.001653 | 597.4191 | 0.00262 | 588.7028 | 0.015926 | 588.7028 | 0.77682 | 588.2477 | 0.74183 | 588.7028 | 0.4346 | 588.7028 | 0.68966 | 582.8409 | 0.017526 | 588.7028 | 0.01123 | 588.2477 | 0.00154 | 586.5562 | 0 | 587.8111 | 0.00046941 | 586.5157 | 0.0011086
| 588.9313 | 4.6509e-06 | 583.0646 | 0.00055216 | 583.06 | 0 | 588.9313 | 0.00014978 | 583.0646 | 0.00030696 | 588.9313 | 0.0013885 | 597.6465 | 0.00195 | 588.9313 | 0.015417 | 588.9313 | 0.77299 | 588.4765 | 0.73462 | 588.9313 | 0.44528 | 588.9313 | 0.69277 | 583.0646 | 0.016391 | 588.9313 | 0.01079 | 588.4765 | 0.00103 | 586.7823 | 0 | 588.0406 | -0.00034771 | 586.7427 | -3.6762e-05
| 589.1597 | 0.00071793 | 583.2882 | 0.00099319 | 583.29 | 0 | 589.1597 | 0.00089683 | 583.2882 | 0.00095952 | 589.1597 | 0.0022553 | 597.8739 | 0.00248 | 589.1597 | 0.015945 | 589.1597 | 0.77639 | 588.7053 | 0.73838 | 589.1597 | 0.45744 | 589.1597 | 0.69938 | 583.2882 | 0.017543 | 589.1597 | 0.01194 | 588.7053 | 0.00185 | 587.0084 | 0 | 588.2701 | 0.00046523 | 586.9696 | 0.0013055
| 589.3882 | -0.00014981 | 583.5118 | 0.00117 | 583.51 | 0 | 589.3882 | 0 | 583.5118 | 0.0015585 | 589.3882 | 0.00054948 | 598.1014 | 0.00187 | 589.3882 | 0.014456 | 589.3882 | 0.77284 | 588.9341 | 0.73213 | 589.3882 | 0.47023 | 589.3882 | 0.7066 | 583.5118 | 0.018678 | 589.3882 | 0.01143 | 588.9341 | 0.00049905 | 587.2346 | 0 | 588.4997 | -0.00020006 | 587.1965 | -0.00012509
| 589.6167 | 0.00093891 | 583.7355 | 0.00182 | 583.74 | 0 | 589.6167 | 0.00079748 | 583.7355 | 0.00081889 | 589.6167 | 0.0017729 | 598.3288 | 0.00249 | 589.6166 | 0.015158 | 589.6167 | 0.77414 | 589.1629 | 0.73654 | 589.6167 | 0.48474 | 589.6166 | 0.71091 | 583.7355 | 0.019445 | 589.6166 | 0.0127 | 589.1629 | 0.00169 | 587.4607 | 0 | 588.7292 | 0.0005382 | 587.4235 | 0.0011098
| 589.8451 | -1.6369e-05 | 583.9591 | 0.0013 | 583.96 | 0 | 589.8451 | 0 | 583.9591 | 0.00091861 | 589.8451 | 0.00043765 | 598.5562 | 0.00185 | 589.8452 | 0.014218 | 589.8451 | 0.76908 | 589.3917 | 0.73085 | 589.8451 | 0.49542 | 589.8452 | 0.71556 | 583.9591 | 0.018418 | 589.8451 | 0.01222 | 589.3918 | 0.00106 | 587.6868 | 0 | 588.9588 | -0.00023646 | 587.6504 | -2.667e-05
| 590.0736 | 0.000822 | 584.1828 | 0.00119 | 584.18 | 0 | 590.0736 | 0.00081745 | 584.1828 | 0.0021325 | 590.0736 | 0.0017684 | 598.7837 | 0.00248 | 590.0737 | 0.014852 | 590.0736 | 0.77184 | 589.6206 | 0.73298 | 590.0736 | 0.51078 | 590.0737 | 0.72251 | 584.1828 | 0.019454 | 590.0737 | 0.01339 | 589.6206 | 0.00163 | 587.913 | 0 | 589.1884 | 0.00054574 | 587.8774 | 0.0011569
| 590.3021 | 0.00014651 | 584.4064 | 0.00127 | 584.41 | 0 | 590.3021 | 0 | 584.4064 | 0.0011588 | 590.3021 | 0.00060282 | 599.0112 | 0.00178 | 590.3021 | 0.013981 | 590.3021 | 0.77282 | 589.8494 | 0.72816 | 590.3021 | 0.52248 | 590.3021 | 0.72803 | 584.4064 | 0.020064 | 590.3021 | 0.01302 | 589.8495 | 0.00123 | 588.1392 | 0 | 589.4179 | -0.00024021 | 588.1044 | -2.8523e-05
| 590.5307 | 0.00061726 | 584.6301 | 0.00148 | 584.63 | 0 | 590.5307 | 0.00088838 | 584.6301 | 0.0013581 | 590.5307 | 0.0016539 | 599.2387 | 0.00245 | 590.5306 | 0.01409 | 590.5307 | 0.76783 | 590.0783 | 0.72741 | 590.5307 | 0.53779 | 590.5306 | 0.73666 | 584.6301 | 0.021547 | 590.5306 | 0.01402 | 590.0783 | 0.00201 | 588.3654 | 0 | 589.6475 | 0.00041207 | 588.3314 | 0.0010744
| 590.7592 | 6.1442e-05 | 584.8538 | 0.00041523 | 584.85 | 0 | 590.7592 | 0.0002211 | 584.8538 | 0.0014428 | 590.7592 | 0.0011744 | 599.4661 | 0.00174 | 590.7592 | 0.013566 | 590.7592 | 0.76881 | 590.3072 | 0.72726 | 590.7592 | 0.55078 | 590.7592 | 0.7408 | 584.8538 | 0.020807 | 590.7592 | 0.01368 | 590.3072 | 0.0009726 | 588.5916 | 0 | 589.8771 | -0.00030107 | 588.5583 | 1.6544e-05
| 590.9877 | 0.00048367 | 585.0775 | 0.00063892 | 585.08 | 0 | 590.9877 | 0.0011308 | 585.0775 | 0.0014112 | 590.9877 | 0.0017421 | 599.6936 | 0.0023 | 590.9877 | 0.013961 | 590.9877 | 0.76804 | 590.5361 | 0.72674 | 590.9877 | 0.56701 | 590.9877 | 0.74388 | 585.0775 | 0.024176 | 590.9877 | 0.01493 | 590.5361 | 0.00193 | 588.8177 | 0 | 590.1068 | 0.00047823 | 588.7853 | 0.0011818
| 591.2163 | -0.00035206 | 585.3013 | 3.7621e-05 | 585.3 | 0 | 591.2163 | 0 | 585.3013 | 0.00079924 | 591.2163 | 0.00088413 | 599.9211 | 0.00147 | 591.2163 | 0.01321 | 591.2163 | 0.76336 | 590.765 | 0.72198 | 591.2163 | 0.58125 | 591.2163 | 0.7472 | 585.3013 | 0.020978 | 591.2163 | 0.01488 | 590.765 | 0.00134 | 589.0439 | 0 | 590.3364 | -0.00025878 | 589.0123 | 1.8317e-05
| 591.4449 | 0.0008149 | 585.525 | 0.00138 | 585.52 | 0 | 591.4449 | 0.00098199 | 585.525 | 0.00070114 | 591.4449 | 0.002282 | 600.1486 | 0.00272 | 591.4449 | 0.013861 | 591.4449 | 0.76657 | 590.9939 | 0.72044 | 591.4449 | 0.59565 | 591.4449 | 0.75459 | 585.525 | 0.023727 | 591.4449 | 0.01629 | 590.9939 | 0.00218 | 589.2701 | 0 | 590.566 | 0.00045098 | 589.2394 | 0.00096326
| 591.6734 | -8.685e-05 | 585.7487 | 0.00098283 | 585.75 | 0 | 591.6734 | 0 | 585.7487 | 0.00075989 | 591.6734 | 0.00045573 | 600.3762 | 0.00167 | 591.6735 | 0.012593 | 591.6734 | 0.76425 | 591.2228 | 0.71742 | 591.6734 | 0.61007 | 591.6735 | 0.75848 | 585.7487 | 0.023217 | 591.6735 | 0.01551 | 591.2228 | 0.00129 | 589.4964 | 0 | 590.7957 | -0.00030483 | 589.4664 | 7.6207e-06
| 591.902 | 0.00054348 | 585.9725 | 0.00094075 | 585.97 | 0 | 591.902 | 0.00059373 | 585.9725 | 0.001255 | 591.902 | 0.0016191 | 600.6037 | 0.00225 | 591.902 | 0.013113 | 591.902 | 0.76272 | 591.4518 | 0.72289 | 591.902 | 0.62847 | 591.902 | 0.7663 | 585.9725 | 0.026411 | 591.902 | 0.01695 | 591.4518 | 0.00231 | 589.7226 | 0 | 591.0253 | 0.00043291 | 589.6934 | 0.0011741
| 592.1306 | -0.00041924 | 586.1962 | 0.00051572 | 586.2 | 0 | 592.1306 | 0 | 586.1962 | 0.00088016 | 592.1306 | 0.00068393 | 600.8312 | 0.00163 | 592.1306 | 0.012366 | 592.1306 | 0.75788 | 591.6807 | 0.71335 | 592.1306 | 0.64164 | 592.1306 | 0.76979 | 586.1962 | 0.025154 | 592.1306 | 0.01655 | 591.6807 | 0.0016 | 589.9489 | 0 | 591.255 | -0.00019075 | 589.9205 | 9.3905e-05
| 592.3592 | 0.00083783 | 586.42 | 0.00076781 | 586.42 | 0 | 592.3592 | 0.00093266 | 586.42 | 0.0017667 | 592.3592 | 0.0013793 | 601.0588 | 0.00222 | 592.3593 | 0.012883 | 592.3592 | 0.75701 | 591.9097 | 0.71243 | 592.3592 | 0.65642 | 592.3593 | 0.77896 | 586.42 | 0.028443 | 592.3592 | 0.01816 | 591.9097 | 0.00226 | 590.1751 | 0.0010787 | 591.4847 | 0.00057098 | 590.1476 | 0.0010921
| 592.5879 | -0.00017244 | 586.6437 | 0.0011 | 586.64 | 0 | 592.5879 | 6.1078e-05 | 586.6437 | 0.00055479 | 592.5879 | 0.00065586 | 601.2864 | 0.00162 | 592.5878 | 0.011887 | 592.5879 | 0.7538 | 592.1386 | 0.70716 | 592.5879 | 0.6699 | 592.5878 | 0.78549 | 586.6437 | 0.028607 | 592.5878 | 0.01766 | 592.1386 | 0.00146 | 590.4014 | 0.00012825 | 591.7144 | -0.00024903 | 590.3746 | -6.5032e-05
| 592.8165 | 0.00068668 | 586.8676 | 0.00153 | 586.87 | 0 | 592.8165 | 0.00060757 | 586.8676 | 0.0017303 | 592.8165 | 0.0015358 | 601.514 | 0.00218 | 592.8165 | 0.012375 | 592.8165 | 0.75415 | 592.3676 | 0.70253 | 592.8165 | 0.68618 | 592.8165 | 0.7858 | 586.8676 | 0.028391 | 592.8165 | 0.01914 | 592.3676 | 0.00233 | 590.6277 | 0.0011407 | 591.9441 | 0.00049952 | 590.6017 | 0.0012076
| 593.0451 | -0.00019555 | 587.0913 | 0.00128 | 587.09 | 0 | 593.0451 | 0.00010356 | 587.0913 | 0.00078936 | 593.0451 | 0.00062707 | 601.7416 | 0.00153 | 593.0451 | 0.011677 | 593.0451 | 0.74629 | 592.5966 | 0.69566 | 593.0451 | 0.69846 | 593.0451 | 0.78979 | 587.0913 | 0.02758 | 593.0451 | 0.01871 | 592.5966 | 0.00155 | 590.8539 | 4.2752e-05 | 592.1738 | -0.000222 | 590.8288 | -0.00010184
| 593.2738 | 0.00061885 | 587.3151 | 0.00091163 | 587.32 | 0 | 593.2738 | 0.00053277 | 587.3151 | 0.0021134 | 593.2738 | 0.0016333 | 601.9692 | 0.00212 | 593.2738 | 0.012041 | 593.2738 | 0.74447 | 592.8256 | 0.69743 | 593.2738 | 0.71633 | 593.2738 | 0.79854 | 587.3151 | 0.028505 | 593.2738 | 0.02015 | 592.8256 | 0.0027 | 591.0803 | 0.00098173 | 592.4035 | 0.00048876 | 591.0559 | 0.0010959
| 593.5024 | -5.2593e-05 | 587.5389 | 0.00083829 | 587.54 | 0 | 593.5025 | 0 | 587.5389 | 0.00066641 | 593.5025 | 0.00055014 | 602.1968 | 0.00148 | 593.5024 | 0.011119 | 593.5024 | 0.74041 | 593.0547 | 0.69318 | 593.5025 | 0.73122 | 593.5024 | 0.80113 | 587.5389 | 0.02933 | 593.5024 | 0.01966 | 593.0547 | 0.00136 | 591.3066 | 7.5141e-05 | 592.6332 | -0.00022022 | 591.283 | 7.1913e-05
| 593.7311 | 0.00062502 | 587.7628 | 0.00136 | 587.76 | 0 | 593.7311 | 0.00051413 | 587.7628 | 0.0011369 | 593.7311 | 0.0013765 | 602.4244 | 0.0021 | 593.7311 | 0.011541 | 593.7311 | 0.745 | 593.2837 | 0.69568 | 593.7311 | 0.7514 | 593.7311 | 0.81036 | 587.7628 | 0.031947 | 593.7311 | 0.02112 | 593.2837 | 0.00263 | 591.5329 | 0.0010362 | 592.863 | 0.000452 | 591.5102 | 0.0011086
| 593.9598 | 1.7337e-05 | 587.9866 | 0.00084528 | 587.99 | 0 | 593.9598 | 0 | 587.9866 | 0.0001557 | 593.9598 | 0.00081598 | 602.652 | 0.00147 | 593.9598 | 0.01112 | 593.9598 | 0.7438 | 593.5127 | 0.69281 | 593.9598 | 0.76836 | 593.9598 | 0.81804 | 587.9866 | 0.031718 | 593.9598 | 0.02123 | 593.5127 | 0.00189 | 591.7592 | -5.5806e-05 | 593.0928 | -0.00030655 | 591.7373 | 7.0031e-05
| 594.1885 | 0.00074109 | 588.2105 | 0.00175 | 588.21 | 0 | 594.1885 | 0.00094667 | 588.2104 | 0.0013452 | 594.1885 | 0.001966 | 602.8797 | 0.00208 | 594.1885 | 0.01152 | 594.1885 | 0.74341 | 593.7418 | 0.69242 | 594.1885 | 0.78736 | 594.1885 | 0.82973 | 588.2104 | 0.031116 | 594.1885 | 0.02295 | 593.7418 | 0.00285 | 591.9855 | 0.0010784 | 593.3225 | 0.00049451 | 591.9645 | 0.0011903
| 594.4172 | -7.8342e-05 | 588.4343 | 0.0008596 | 588.43 | 0 | 594.4172 | 0 | 588.4343 | 0.00084589 | 594.4172 | 0.0005668 | 603.1073 | 0.00151 | 594.4172 | 0.010604 | 594.4172 | 0.74039 | 593.9708 | 0.68711 | 594.4172 | 0.80028 | 594.4172 | 0.83325 | 588.4343 | 0.031763 | 594.4172 | 0.02272 | 593.9708 | 0.00188 | 592.2119 | 4.0364e-05 | 593.5523 | -0.00026078 | 592.1917 | 9.8958e-06
| 594.646 | 0.00094603 | 588.6581 | 0.00203 | 588.66 | 0 | 594.646 | 0.00089188 | 588.6581 | 0.0017341 | 594.646 | 0.001495 | 603.335 | 0.0021 | 594.6459 | 0.01115 | 594.646 | 0.73779 | 594.1999 | 0.68545 | 594.646 | 0.81679 | 594.6459 | 0.83794 | 588.6581 | 0.034095 | 594.6459 | 0.02415 | 594.1999 | 0.00305 | 592.4382 | 0.00099432 | 593.7821 | 0.00047326 | 592.4188 | 0.00093135
| 594.8747 | -0.0001939 | 588.882 | 0.00052233 | 588.88 | 0 | 594.8747 | 0 | 588.882 | 0.0016742 | 594.8747 | 0.00075386 | 603.5627 | 0.00141 | 594.8747 | 0.010365 | 594.8747 | 0.73171 | 594.429 | 0.67925 | 594.8747 | 0.82704 | 594.8747 | 0.83896 | 588.882 | 0.034358 | 594.8747 | 0.02396 | 594.429 | 0.00266 | 592.6646 | -0.00010892 | 594.0119 | -0.00016505 | 592.646 | 4.2353e-05
| 595.1034 | 0.00067095 | 589.106 | 0.00176 | 589.11 | 0 | 595.1034 | 0.00086089 | 589.106 | 0.0027368 | 595.1034 | 0.0011463 | 603.7903 | 0.00205 | 595.1035 | 0.010749 | 595.1034 | 0.72972 | 594.6581 | 0.67799 | 595.1034 | 0.84078 | 595.1035 | 0.83968 | 589.106 | 0.035743 | 595.1034 | 0.02542 | 594.6581 | 0.00292 | 592.891 | 0.0011657 | 594.2417 | 0.00044023 | 592.8732 | 0.0010215
| 595.3322 | 0.00011108 | 589.3298 | 0.00077325 | 589.33 | 0 | 595.3322 | 0 | 589.3298 | 0.0010843 | 595.3322 | 0.00084094 | 604.0181 | 0.00131 | 595.3322 | 0.0099666 | 595.3322 | 0.72128 | 594.8872 | 0.66987 | 595.3322 | 0.85318 | 595.3322 | 0.84295 | 589.3298 | 0.036876 | 595.3322 | 0.0251 | 594.8872 | 0.00228 | 593.1174 | 5.9425e-05 | 594.4716 | -0.00024425 | 593.1003 | 1.4778e-05
| 595.561 | 0.00057449 | 589.5537 | 0.00095662 | 589.55 | 0 | 595.561 | 0.00066636 | 589.5537 | 0.0014911 | 595.561 | 0.0012118 | 604.2457 | 0.00204 | 595.561 | 0.010349 | 595.561 | 0.72083 | 595.1163 | 0.66843 | 595.561 | 0.86953 | 595.561 | 0.85127 | 589.5537 | 0.037553 | 595.561 | 0.02669 | 595.1163 | 0.00313 | 593.3438 | 0.001075 | 594.7014 | 0.00047629 | 593.3276 | 0.00092566
| 595.7898 | 0.00010206 | 589.7776 | 0.00073966 | 589.78 | 0 | 595.7898 | 0 | 589.7776 | 0.00056746 | 595.7898 | 0.00054345 | 604.4734 | 0.00139 | 595.7897 | 0.0097147 | 595.7898 | 0.71927 | 595.3455 | 0.66746 | 595.7898 | 0.88479 | 595.7897 | 0.85415 | 589.7776 | 0.037625 | 595.7897 | 0.02671 | 595.3455 | 0.00239 | 593.5701 | -2.7569e-05 | 594.9312 | -0.00019751 | 593.5548 | 6.9297e-05
| 596.0186 | 0.00060594 | 590.0016 | 0.0018 | 590 | 0 | 596.0186 | 0.0010206 | 590.0016 | 0.0018211 | 596.0186 | 0.0018053 | 604.7012 | 0.00203 | 596.0186 | 0.010178 | 596.0186 | 0.72243 | 595.5746 | 0.66846 | 596.0186 | 0.89895 | 596.0186 | 0.86155 | 590.0016 | 0.038232 | 596.0186 | 0.02824 | 595.5746 | 0.00319 | 593.7966 | 0.0009687 | 595.1611 | 0.00044915 | 593.782 | 0.0011213
| 596.2474 | -0.00025152 | 590.2255 | 0.0009906 | 590.23 | 0 | 596.2474 | 0 | 590.2255 | 0.00096333 | 596.2474 | 0.00063252 | 604.9289 | 0.00142 | 596.2474 | 0.009271 | 596.2474 | 0.71711 | 595.8038 | 0.66515 | 596.2474 | 0.91434 | 596.2474 | 0.86516 | 590.2255 | 0.040236 | 596.2474 | 0.02833 | 595.8038 | 0.0024 | 594.023 | 7.0754e-05 | 595.391 | -0.00024253 | 594.0093 | -0.00010973
| 596.4762 | 0.00060133 | 590.4495 | 0.0016 | 590.45 | 0 | 596.4762 | 0.00087269 | 590.4495 | 0.0022555 | 596.4762 | 0.0012969 | 605.1567 | 0.00191 | 596.4762 | 0.0099554 | 596.4762 | 0.7186 | 596.0329 | 0.66588 | 596.4762 | 0.92998 | 596.4762 | 0.86953 | 590.4495 | 0.039759 | 596.4762 | 0.03017 | 596.0329 | 0.00349 | 594.2495 | 0.0010759 | 595.6209 | 0.00046424 | 594.2365 | 0.00099827
| 596.705 | -3.0097e-05 | 590.6734 | 0.00043622 | 590.67 | 0 | 596.705 | 1.2458e-05 | 590.6734 | 0.00026455 | 596.705 | 0.00096443 | 605.3844 | 0.00131 | 596.705 | 0.0091493 | 596.705 | 0.7186 | 596.2621 | 0.66413 | 596.705 | 0.94237 | 596.705 | 0.87435 | 590.6734 | 0.04125 | 596.705 | 0.02997 | 596.2621 | 0.00259 | 594.4759 | 8.9394e-05 | 595.8508 | -0.00024599 | 594.4637 | -0.00012532
| 596.9338 | 0.00078432 | 590.8973 | 0.00072443 | 590.9 | 0 | 596.9338 | 0.00080171 | 590.8973 | 0.0019903 | 596.9338 | 0.0015935 | 605.6122 | 0.002 | 596.9338 | 0.0095888 | 596.9338 | 0.71784 | 596.4913 | 0.66357 | 596.9338 | 0.95347 | 596.9338 | 0.87897 | 590.8973 | 0.043927 | 596.9338 | 0.03176 | 596.4913 | 0.00346 | 594.7023 | 0.0010679 | 596.0807 | 0.00046641 | 594.691 | 0.0010634
| 597.1627 | -0.00019919 | 591.1213 | 0.00043601 | 591.12 | 0 | 597.1627 | 9.455e-05 | 591.1213 | 0.0016153 | 597.1627 | 0.00034176 | 605.84 | 0.00124 | 597.1627 | 0.0087714 | 597.1627 | 0.71371 | 596.7205 | 0.65919 | 597.1627 | 0.96094 | 597.1627 | 0.88671 | 591.1213 | 0.043879 | 597.1627 | 0.03164 | 596.7205 | 0.00294 | 594.9288 | -3.3899e-05 | 596.3106 | -0.00021571 | 594.9183 | -1.5535e-06
| 597.3916 | 0.0006918 | 591.3453 | 0.00139 | 591.35 | 0 | 597.3916 | 0.00077779 | 591.3453 | 0.0013136 | 597.3916 | 0.0013579 | 606.0678 | 0.00193 | 597.3915 | 0.0093484 | 597.3916 | 0.71169 | 596.9497 | 0.65629 | 597.3916 | 0.96847 | 597.3915 | 0.89108 | 591.3453 | 0.045387 | 597.3915 | 0.03341 | 596.9497 | 0.00374 | 595.1553 | 0.0010873 | 596.5405 | 0.00047293 | 595.1456 | 0.0010829
| 597.6204 | -0.00014083 | 591.5693 | 0.00010063 | 591.57 | 0 | 597.6204 | 0.00010308 | 591.5693 | 0.0013713 | 597.6204 | 0.00052822 | 606.2955 | 0.00133 | 597.6204 | 0.0085074 | 597.6204 | 0.70775 | 597.179 | 0.65328 | 597.6204 | 0.9748 | 597.6204 | 0.89274 | 591.5693 | 0.045285 | 597.6204 | 0.03364 | 597.179 | 0.00283 | 595.3817 | -1.1817e-05 | 596.7704 | -0.0002606 | 595.3729 | -2.639e-05
| 597.8493 | 0.00093073 | 591.7933 | 0.00148 | 591.79 | 0 | 597.8493 | 0.00062925 | 591.7933 | 0.0027368 | 597.8493 | 0.0012752 | 606.5233 | 0.0019 | 597.8493 | 0.0091767 | 597.8493 | 0.70788 | 597.4082 | 0.65037 | 597.8493 | 0.98057 | 597.8493 | 0.8988 | 591.7933 | 0.049596 | 597.8493 | 0.03554 | 597.4082 | 0.00404 | 595.6082 | 0.00097672 | 597.0004 | 0.00043646 | 595.6002 | 0.0011428
| 598.0782 | -0.00031501 | 592.0173 | 0.00050732 | 592.02 | 0 | 598.0782 | 0 | 592.0173 | 0.00089836 | 598.0782 | 0.00050749 | 606.7512 | 0.00128 | 598.0782 | 0.0082815 | 598.0782 | 0.70332 | 597.6374 | 0.65134 | 598.0782 | 0.98544 | 598.0782 | 0.90371 | 592.0173 | 0.048693 | 598.0782 | 0.03542 | 597.6374 | 0.00331 | 595.8347 | 0.00012738 | 597.2304 | -0.000238 | 595.8276 | 7.6491e-06
| 598.3071 | 0.00070187 | 592.2413 | 0.00143 | 592.24 | 0 | 598.3071 | 0.00074088 | 592.2413 | 0.0012449 | 598.3071 | 0.0015532 | 606.979 | 0.00177 | 598.3071 | 0.0089717 | 598.3071 | 0.70234 | 597.8667 | 0.65134 | 598.3071 | 0.98888 | 598.3071 | 0.90631 | 592.2413 | 0.051255 | 598.3071 | 0.03742 | 597.8667 | 0.00385 | 596.0612 | 0.0011642 | 597.4603 | 0.00049214 | 596.0549 | 0.0010074
| 598.536 | -8.6917e-05 | 592.4654 | 0.00069974 | 592.47 | 0 | 598.536 | 0.00014786 | 592.4654 | 0.00083931 | 598.536 | 0.00072161 | 607.2068 | 0.00112 | 598.536 | 0.0081636 | 598.536 | 0.70434 | 598.096 | 0.64821 | 598.536 | 0.99002 | 598.536 | 0.91014 | 592.4654 | 0.051257 | 598.536 | 0.0376 | 598.096 | 0.00338 | 596.2878 | 0.00015906 | 597.6903 | -0.0003019 | 596.2822 | 6.972e-05
| 598.765 | 0.00075836 | 592.6894 | 0.00092125 | 592.69 | 0 | 598.765 | 0.00076333 | 592.6894 | 0.001299 | 598.765 | 0.0015253 | 607.4347 | 0.00183 | 598.765 | 0.0085508 | 598.765 | 0.70176 | 598.3253 | 0.64842 | 598.765 | 0.99277 | 598.765 | 0.91617 | 592.6894 | 0.052371 | 598.7649 | 0.03949 | 598.3253 | 0.00407 | 596.5143 | 0.0010726 | 597.9203 | 0.00046075 | 596.5096 | 0.0010412
| 598.9939 | 1.6239e-05 | 592.9135 | 0.0007082 | 592.91 | 0 | 598.9939 | 0 | 592.9135 | 0.00024449 | 598.9939 | 0.00096541 | 607.6625 | 0.00118 | 598.9939 | 0.0080278 | 598.9939 | 0.69781 | 598.5546 | 0.64329 | 598.9939 | 0.98994 | 598.9939 | 0.92104 | 592.9135 | 0.054429 | 598.9939 | 0.03972 | 598.5545 | 0.00363 | 596.7408 | 9.6755e-05 | 598.1503 | -0.00020287 | 596.7369 | -7.6422e-05
| 599.2229 | 0.00051774 | 593.1375 | 0.00129 | 593.14 | 0 | 599.2229 | 0.00093342 | 593.1375 | 0.00091458 | 599.2229 | 0.0014895 | 607.8904 | 0.0019 | 599.2228 | 0.008315 | 599.2229 | 0.69761 | 598.7839 | 0.64614 | 599.2229 | 0.98975 | 599.2228 | 0.92565 | 593.1375 | 0.05472 | 599.2228 | 0.04187 | 598.7839 | 0.00464 | 596.9674 | 0.0010725 | 598.3804 | 0.00040109 | 596.9644 | 0.00094984
| 599.4518 | 0.00017848 | 593.3616 | 0.00030084 | 593.36 | 0 | 599.4518 | 4.7376e-05 | 593.3616 | -0.00024739 | 599.4518 | 0.00080429 | 608.1183 | 0.0011 | 599.4518 | 0.0079119 | 599.4518 | 0.69892 | 599.0132 | 0.64078 | 599.4518 | 0.98255 | 599.4518 | 0.92513 | 593.3616 | 0.056598 | 599.4518 | 0.04226 | 599.0132 | 0.00409 | 597.194 | 0.00012234 | 598.6104 | -0.00011495 | 597.1917 | -1.213e-06
| 599.6808 | 0.00046498 | 593.5857 | 0.00156 | 593.59 | 0 | 599.6808 | 0.00095409 | 593.5857 | 0.0020319 | 599.6808 | 0.0011455 | 608.3461 | 0.00177 | 599.6808 | 0.0081223 | 599.6808 | 0.69579 | 599.2425 | 0.63912 | 599.6808 | 0.97537 | 599.6808 | 0.92942 | 593.5857 | 0.059451 | 599.6808 | 0.04426 | 599.2425 | 0.00472 | 597.4205 | 0.0010796 | 598.8404 | 0.00038856 | 597.4191 | 0.0011051
| 599.9098 | -0.00040301 | 593.8098 | 0.00087462 | 593.81 | 0 | 599.9098 | 0 | 593.8098 | 0.0015601 | 599.9098 | 0.00026973 | 608.574 | 0.00112 | 599.9098 | 0.0072841 | 599.9098 | 0.69056 | 599.4718 | 0.6335 | 599.9098 | 0.9624 | 599.9098 | 0.93969 | 593.8098 | 0.058144 | 599.9098 | 0.04426 | 599.4719 | 0.00386 | 597.6471 | 0.00026098 | 599.0704 | -0.00016265 | 597.6465 | 4.881e-05
| 600.1388 | 0.00062141 | 594.0339 | 0.00123 | 594.03 | 0 | 600.1388 | 0.00083987 | 594.0339 | 0.0023251 | 600.1388 | 0.0012581 | 608.8019 | 0.00175 | 600.1388 | 0.0076473 | 600.1388 | 0.68724 | 599.7012 | 0.63454 | 600.1388 | 0.95118 | 600.1388 | 0.93971 | 594.0339 | 0.06051 | 600.1388 | 0.04622 | 599.7012 | 0.00514 | 597.8737 | 0.0011274 | 599.3005 | 0.00043872 | 597.8739 | 0.00099738
| 600.3678 | -0.00017921 | 594.258 | 0.00091462 | 594.26 | 0 | 600.3678 | 0.00014092 | 594.258 | 0.00069455 | 600.3678 | 0.0004613 | 609.0299 | 0.00112 | 600.3678 | 0.0072622 | 600.3678 | 0.685 | 599.9306 | 0.63022 | 600.3678 | 0.93701 | 600.3678 | 0.94167 | 594.258 | 0.060252 | 600.3678 | 0.0466 | 599.9306 | 0.00429 | 598.1003 | 0.00045092 | 599.5306 | -0.00020461 | 598.1014 | -2.1469e-05
| 600.5968 | 0.00029788 | 594.4821 | 0.00094689 | 594.48 | 0 | 600.5968 | 0.00063382 | 594.4821 | 0.0015655 | 600.5968 | 0.0012954 | 609.2578 | 0.00179 | 600.5968 | 0.0076025 | 600.5968 | 0.68503 | 600.1599 | 0.62744 | 600.5968 | 0.92352 | 600.5968 | 0.94681 | 594.4821 | 0.063167 | 600.5968 | 0.04877 | 600.1599 | 0.00511 | 598.3269 | 0.0012659 | 599.7607 | 0.00043792 | 598.3288 | 0.0010647
| 600.8258 | -0.00032487 | 594.7062 | 0.00044037 | 594.71 | 0 | 600.8259 | 0 | 594.7062 | 0.0014758 | 600.8259 | 0.0009263 | 609.4857 | 0.00107 | 600.8259 | 0.006952 | 600.8258 | 0.68445 | 600.3893 | 0.62767 | 600.8259 | 0.91048 | 600.8259 | 0.94862 | 594.7062 | 0.06108 | 600.8259 | 0.04945 | 600.3893 | 0.00432 | 598.5535 | 0.00040021 | 599.9908 | -0.00016796 | 598.5562 | -2.9307e-05
| 601.0549 | 0.00078413 | 594.9304 | 0.00089984 | 594.93 | 0 | 601.0549 | 0.00055232 | 594.9304 | 0.001711 | 601.0549 | 0.0017029 | 609.7137 | 0.00173 | 601.0549 | 0.007653 | 601.0549 | 0.68141 | 600.6187 | 0.62665 | 601.0549 | 0.89468 | 601.0549 | 0.9505 | 594.9304 | 0.067814 | 601.0549 | 0.05165 | 600.6187 | 0.00532 | 598.7802 | 0.0012342 | 600.2209 | 0.00048856 | 598.7837 | 0.0010908
| 601.284 | 0.00031915 | 595.1545 | 0.00051519 | 595.15 | 0 | 601.284 | 0 | 595.1545 | 0.00096559 | 601.284 | 0.00055707 | 609.9416 | 0.00103 | 601.2839 | 0.0069918 | 601.284 | 0.67815 | 600.8481 | 0.62417 | 601.284 | 0.87815 | 601.2839 | 0.95448 | 595.1545 | 0.067393 | 601.2839 | 0.05228 | 600.8481 | 0.00494 | 599.0068 | 0.00040593 | 600.451 | -0.00021357 | 599.0112 | -5.9748e-06
| 601.513 | 0.0006608 | 595.3787 | 0.00138 | 595.38 | 0 | 601.513 | 0.00078599 | 595.3787 | 0.0016036 | 601.513 | 0.0015616 | 610.1696 | 0.00166 | 601.513 | 0.0073943 | 601.513 | 0.67821 | 601.0775 | 0.62249 | 601.513 | 0.86138 | 601.513 | 0.95981 | 595.3787 | 0.069528 | 601.513 | 0.05449 | 601.0775 | 0.0055 | 599.2335 | 0.0012209 | 600.6812 | 0.0005021 | 599.2386 | 0.00093149
| 601.7421 | -2.8154e-05 | 595.6028 | 0.00074784 | 595.6 | 0 | 601.7421 | 0.0001213 | 595.6028 | 0.00097736 | 601.7421 | 0.00062356 | 610.3976 | 0.00114 | 601.7421 | 0.0068405 | 601.7421 | 0.67558 | 601.307 | 0.62084 | 601.7421 | 0.84116 | 601.7421 | 0.96389 | 595.6028 | 0.070307 | 601.7421 | 0.05492 | 601.307 | 0.00515 | 599.4601 | 0.00035886 | 600.9112 | -0.00021945 | 599.4661 | -2.3972e-06
| 601.9712 | 0.00076784 | 595.827 | 0.00168 | 595.83 | 0 | 601.9712 | 0.0006173 | 595.827 | 0.0015331 | 601.9712 | 0.001182 | 610.6256 | 0.00171 | 601.9712 | 0.0070276 | 601.9712 | 0.67669 | 601.5364 | 0.61878 | 601.9712 | 0.82348 | 601.9712 | 0.96473 | 595.827 | 0.074684 | 601.9712 | 0.05722 | 601.5364 | 0.00592 | 599.6868 | 0.0013059 | 601.1414 | 0.00047568 | 599.6936 | 0.0011407
| 602.2003 | -0.00016894 | 596.0512 | 0.00082964 | 596.05 | 0 | 602.2003 | 0 | 596.0512 | -0.00025158 | 602.2003 | 0.00048741 | 610.8536 | 0.00098944 | 602.2003 | 0.0064759 | 602.2003 | 0.67506 | 601.7659 | 0.61533 | 602.2003 | 0.80253 | 602.2003 | 0.9663 | 596.0512 | 0.071699 | 602.2003 | 0.05799 | 601.7659 | 0.00526 | 599.9135 | 0.00033912 | 601.3716 | -0.00016525 | 599.9211 | -1.2153e-05
| 602.4294 | 0.00055006 | 596.2754 | 0.00088097 | 596.28 | 0 | 602.4294 | 0.0008209 | 596.2755 | 0.0018767 | 602.4294 | 0.0010907 | 611.0816 | 0.0017 | 602.4294 | 0.0068454 | 602.4294 | 0.67155 | 601.9953 | 0.6136 | 602.4294 | 0.77952 | 602.4294 | 0.97044 | 596.2755 | 0.076502 | 602.4294 | 0.06039 | 601.9953 | 0.0061 | 600.1401 | 0.0014651 | 601.6018 | 0.00041946 | 600.1486 | 0.00095038
| 602.6585 | 5.3668e-07 | 596.4996 | 0.00054024 | 596.5 | 0 | 602.6585 | 0 | 596.4996 | -0.00024605 | 602.6585 | 9.1089e-05 | 611.3096 | 0.00104 | 602.6585 | 0.0061329 | 602.6585 | 0.66615 | 602.2248 | 0.60763 | 602.6585 | 0.7571 | 602.6585 | 0.97569 | 596.4996 | 0.075971 | 602.6585 | 0.0605 | 602.2248 | 0.00552 | 600.3668 | 0.00038895 | 601.832 | -0.00011814 | 600.3762 | -8.256e-05
| 602.8877 | 0.00046218 | 596.7239 | 0.00090464 | 596.72 | 0 | 602.8877 | 0.00087116 | 596.7239 | 0.00071548 | 602.8877 | 0.0007041 | 611.5377 | 0.00169 | 602.8876 | 0.0066073 | 602.8877 | 0.66747 | 602.4543 | 0.60934 | 602.8877 | 0.73934 | 602.8876 | 0.9803 | 596.7239 | 0.081966 | 602.8876 | 0.06328 | 602.4543 | 0.00608 | 600.5935 | 0.0014093 | 602.0621 | 0.00040548 | 600.6037 | 0.0010785
| 603.1168 | -8.2757e-05 | 596.9481 | 0.00019243 | 596.95 | 0 | 603.1168 | 5.067e-05 | 596.9481 | 0.00051191 | 603.1168 | 0.00039427 | 611.7657 | 0.00104 | 603.1168 | 0.0061213 | 603.1168 | 0.66389 | 602.6838 | 0.60548 | 603.1168 | 0.71657 | 603.1168 | 0.97849 | 596.9481 | 0.08114 | 603.1168 | 0.06425 | 602.6838 | 0.00581 | 600.8203 | 0.00045384 | 602.2924 | -0.00012303 | 600.8312 | -2.9677e-05
| 603.346 | 0.00056098 | 597.1723 | 0.00111 | 597.17 | 0 | 603.346 | 0.00065222 | 597.1723 | 0.00090948 | 603.346 | 0.0010468 | 611.9938 | 0.00163 | 603.3459 | 0.0065981 | 603.346 | 0.66268 | 602.9133 | 0.60022 | 603.346 | 0.69292 | 603.3459 | 0.97743 | 597.1723 | 0.086102 | 603.346 | 0.06632 | 602.9133 | 0.00645 | 601.047 | 0.0015406 | 602.5226 | 0.00049565 | 601.0588 | 0.0010953
| 603.5751 | -6.058e-05 | 597.3966 | 0.00117 | 597.4 | 0 | 603.5751 | 7.7944e-05 | 597.3965 | 0.001812 | 603.5751 | 0.00084779 | 612.2218 | 0.00096454 | 603.5751 | 0.0059585 | 603.5751 | 0.66014 | 603.1428 | 0.59711 | 603.5751 | 0.67335 | 603.5751 | 0.98052 | 597.3965 | 0.083583 | 603.5751 | 0.0672 | 603.1428 | 0.00615 | 601.2737 | 0.00054598 | 602.7528 | -0.00011446 | 601.2864 | 9.8892e-05
| 603.8043 | 0.00057538 | 597.6209 | 0.00085709 | 597.62 | 0 | 603.8043 | 0.00081509 | 597.6208 | 0.0010679 | 603.8043 | 0.00098315 | 612.4499 | 0.00164 | 603.8043 | 0.0063132 | 603.8043 | 0.6601 | 603.3724 | 0.59754 | 603.8043 | 0.65155 | 603.8043 | 0.9831 | 597.6208 | 0.087155 | 603.8043 | 0.06944 | 603.3724 | 0.00697 | 601.5005 | 0.0014666 | 602.983 | 0.00049648 | 601.514 | 0.0011109
| 604.0335 | 0.00010403 | 597.8451 | 0.00026041 | 597.85 | 0 | 604.0335 | 1.0836e-05 | 597.8451 | -0.00010497 | 604.0335 | 0.00083522 | 612.678 | 0.00104 | 604.0335 | 0.0058925 | 604.0335 | 0.6567 | 603.6019 | 0.59589 | 604.0335 | 0.62861 | 604.0335 | 0.9846 | 597.8451 | 0.087946 | 604.0335 | 0.07061 | 603.6019 | 0.00662 | 601.7272 | 0.00052679 | 603.2133 | -0.00015756 | 601.7416 | 7.4651e-05
| 604.2627 | 0.00071676 | 598.0694 | 0.00116 | 598.07 | 0 | 604.2627 | 0.00056974 | 598.0694 | 0.0021553 | 604.2627 | 0.001575 | 612.9061 | 0.00165 | 604.2627 | 0.0063489 | 604.2627 | 0.6544 | 603.8315 | 0.59392 | 604.2627 | 0.60971 | 604.2627 | 0.98871 | 598.0694 | 0.092489 | 604.2627 | 0.0735 | 603.8315 | 0.00723 | 601.954 | 0.0015462 | 603.4435 | 0.00044352 | 601.9692 | 0.0011191
| 604.4919 | 0.00018334 | 598.2936 | 0.00028163 | 598.29 | 0 | 604.4919 | 3.6276e-05 | 598.2936 | 0.00089903 | 604.4919 | 0.00089658 | 613.1342 | 0.00102 | 604.4919 | 0.0057158 | 604.4919 | 0.65348 | 604.061 | 0.59046 | 604.4919 | 0.58746 | 604.4919 | 0.98762 | 598.2936 | 0.091491 | 604.4919 | 0.07431 | 604.0611 | 0.00663 | 602.1808 | 0.00069753 | 603.6738 | -0.00018307 | 602.1968 | -2.7053e-05
| 604.7211 | 0.00074075 | 598.5179 | 0.00104 | 598.52 | 0 | 604.7211 | 0.00066886 | 598.5179 | 0.0015468 | 604.7211 | 0.00085657 | 613.3622 | 0.00154 | 604.7211 | 0.0060114 | 604.7211 | 0.65078 | 604.2906 | 0.58544 | 604.7211 | 0.56701 | 604.7211 | 0.9855 | 598.5179 | 0.095455 | 604.7211 | 0.07644 | 604.2906 | 0.00735 | 602.4075 | 0.0015688 | 603.9041 | 0.00040298 | 602.4244 | 0.001041
| 604.9504 | -0.00013008 | 598.7423 | 0.00125 | 598.74 | 0 | 604.9504 | 5.0842e-05 | 598.7422 | 0.00039643 | 604.9504 | 0.00031496 | 613.5904 | 0.00091939 | 604.9504 | 0.0054579 | 604.9504 | 0.65049 | 604.5202 | 0.58542 | 604.9504 | 0.5462 | 604.9504 | 0.98881 | 598.7422 | 0.09643 | 604.9504 | 0.07777 | 604.5202 | 0.00698 | 602.6343 | 0.00070675 | 604.1344 | -0.00018345 | 602.652 | -2.2286e-05
| 605.1796 | 0.00054382 | 598.9666 | 0.00061701 | 598.97 | 0 | 605.1796 | 0.00074642 | 598.9666 | 0.0012638 | 605.1796 | 0.0011145 | 613.8185 | 0.00152 | 605.1796 | 0.0058908 | 605.1796 | 0.6441 | 604.7498 | 0.58317 | 605.1796 | 0.52729 | 605.1796 | 0.992 | 598.9666 | 0.098164 | 605.1796 | 0.08063 | 604.7498 | 0.00805 | 602.8611 | 0.0017306 | 604.3647 | 0.00062931 | 602.8797 | 0.0010894
| 605.4089 | -0.00020552 | 599.1909 | 0.00049643 | 599.19 | 0 | 605.4089 | 2.3698e-05 | 599.1909 | 6.5152e-06 | 605.4089 | 0.00055786 | 614.0467 | 0.00081334 | 605.4089 | 0.0053653 | 605.4089 | 0.64525 | 604.9794 | 0.57783 | 605.4089 | 0.50694 | 605.4089 | 0.99626 | 599.1909 | 0.10152 | 605.4089 | 0.08096 | 604.9794 | 0.00726 | 603.088 | 0.00074606 | 604.595 | -0.00012106 | 603.1073 | -4.9344e-05
| 605.6382 | 0.00102 | 599.4153 | 0.0013 | 599.42 | 0 | 605.6382 | 0.00068467 | 599.4153 | 0.0016172 | 605.6382 | 0.0017972 | 614.2748 | 0.00154 | 605.6382 | 0.0059169 | 605.6382 | 0.6412 | 605.2091 | 0.57927 | 605.6382 | 0.4899 | 605.6382 | 0.99278 | 599.4153 | 0.10463 | 605.6382 | 0.08441 | 605.2091 | 0.00862 | 603.3148 | 0.001643 | 604.8254 | 0.00053743 | 603.335 | 0.00096707
| 605.8674 | -0.00013746 | 599.6396 | 0.00090219 | 599.64 | 0 | 605.8674 | 0 | 599.6396 | 0.00035515 | 605.8674 | 0.00033774 | 614.503 | 0.00098934 | 605.8674 | 0.0051604 | 605.8674 | 0.64039 | 605.4387 | 0.57648 | 605.8674 | 0.47087 | 605.8674 | 0.99368 | 599.6396 | 0.10732 | 605.8674 | 0.08535 | 605.4387 | 0.00797 | 603.5416 | 0.00087844 | 605.0557 | -0.00010243 | 603.5627 | 8.7952e-05
| 606.0967 | 0.00059103 | 599.864 | 0.00149 | 599.86 | 0 | 606.0967 | 0.00087211 | 599.864 | 0.00071594 | 606.0967 | 0.0014889 | 614.7311 | 0.00146 | 606.0967 | 0.0055456 | 606.0967 | 0.63929 | 605.6683 | 0.57384 | 606.0967 | 0.45447 | 606.0967 | 0.99312 | 599.864 | 0.1087 | 606.0967 | 0.08769 | 605.6684 | 0.00867 | 603.7685 | 0.0018192 | 605.2861 | 0.00050235 | 603.7903 | 0.0010097
| 606.326 | -7.3815e-06 | 600.0883 | 0.00115 | 600.09 | 0 | 606.326 | 9.6474e-05 | 600.0883 | 0.001322 | 606.326 | 0.00023861 | 614.9593 | 0.00082519 | 606.326 | 0.005073 | 606.326 | 0.63644 | 605.898 | 0.57264 | 606.326 | 0.43739 | 606.326 | 0.99751 | 600.0883 | 0.10983 | 606.3261 | 0.08863 | 605.898 | 0.00801 | 603.9953 | 0.0009946 | 605.5164 | -0.00012991 | 604.0181 | -4.3177e-05
| 606.5554 | 0.00061415 | 600.3127 | 0.00114 | 600.31 | 0 | 606.5554 | 0.00071777 | 600.3127 | 0.0012608 | 606.5554 | 0.0011396 | 615.1876 | 0.00158 | 606.5554 | 0.0054787 | 606.5554 | 0.63727 | 606.1277 | 0.56973 | 606.5554 | 0.42096 | 606.5554 | 0.99579 | 600.3127 | 0.11577 | 606.5554 | 0.09165 | 606.1277 | 0.00947 | 604.2222 | 0.0019164 | 605.7468 | 0.00050866 | 604.2457 | 0.00099365
| 606.7847 | -0.00018913 | 600.5371 | 0.00099945 | 600.54 | 0 | 606.7847 | 0 | 600.5371 | 0.00084758 | 606.7847 | 0.00051531 | 615.4157 | 0.00080014 | 606.7847 | 0.004956 | 606.7847 | 0.6329 | 606.3574 | 0.56651 | 606.7847 | 0.40436 | 606.7847 | 1 | 600.5371 | 0.11462 | 606.7847 | 0.09333 | 606.3574 | 0.00895 | 604.449 | 0.00089781 | 605.9772 | -0.00013864 | 604.4734 | 0.0001223
| 607.014 | 0.00041228 | 600.7615 | 0.00107 | 600.76 | 0 | 607.014 | 0.00063561 | 600.7615 | 0.0015762 | 607.014 | 0.0012523 | 615.6439 | 0.00149 | 607.014 | 0.005253 | 607.014 | 0.63213 | 606.5871 | 0.56699 | 607.014 | 0.3898 | 607.014 | 0.9941 | 600.7615 | 0.12045 | 607.014 | 0.09588 | 606.587 | 0.00927 | 604.676 | 0.0019684 | 606.2076 | 0.00049547 | 604.7012 | 0.00087506
| 607.2434 | -0.00015641 | 600.9859 | 0.00018623 | 600.99 | 0 | 607.2434 | 4.1616e-05 | 600.9859 | 0.00089885 | 607.2434 | 0.00050932 | 615.8722 | 0.0008577 | 607.2433 | 0.0048063 | 607.2434 | 0.62862 | 606.8168 | 0.56431 | 607.2434 | 0.37437 | 607.2433 | 0.99816 | 600.9859 | 0.12198 | 607.2433 | 0.09712 | 606.8167 | 0.00906 | 604.9028 | 0.0010327 | 606.438 | -0.00010546 | 604.9289 | -3.6612e-05
| 607.4727 | 0.0002942 | 601.2103 | 0.00089244 | 601.21 | 0 | 607.4727 | 0.00040559 | 601.2103 | 0.0012747 | 607.4727 | 0.0010042 | 616.1004 | 0.00143 | 607.4727 | 0.0051048 | 607.4727 | 0.62846 | 607.0465 | 0.56141 | 607.4727 | 0.35974 | 607.4727 | 0.99621 | 601.2103 | 0.12579 | 607.4727 | 0.0999 | 607.0465 | 0.01001 | 605.1298 | 0.00208 | 606.6685 | 0.00052236 | 605.1567 | 0.001078
| 607.7021 | -0.00011181 | 601.4348 | 0.00034464 | 601.43 | 0 | 607.7021 | 0 | 601.4348 | 0.00041544 | 607.7021 | 8.3493e-05 | 616.3287 | 0.00087497 | 607.7021 | 0.0044649 | 607.7021 | 0.6245 | 607.2762 | 0.5607 | 607.7021 | 0.34537 | 607.7021 | 0.99379 | 601.4348 | 0.12553 | 607.7021 | 0.10179 | 607.2762 | 0.0095 | 605.3566 | 0.0010338 | 606.8989 | -0.00014793 | 605.3844 | 0.00013792
| 607.9315 | 0.000536 | 601.6592 | 0.00147 | 601.66 | 0 | 607.9315 | 0.00064138 | 601.6592 | 0.0019274 | 607.9315 | 0.001246 | 616.5569 | 0.00138 | 607.9315 | 0.0050775 | 607.9315 | 0.62703 | 607.5059 | 0.55814 | 607.9315 | 0.33324 | 607.9315 | 0.99586 | 601.6592 | 0.13236 | 607.9315 | 0.10428 | 607.5059 | 0.01066 | 605.5836 | 0.002219 | 607.1293 | 0.00051054 | 605.6122 | 0.0009866
| 608.1609 | -0.00017159 | 601.8836 | -8.2192e-05 | 601.88 | 0 | 608.1609 | 0 | 601.8836 | 0.00071175 | 608.1609 | 0.00041271 | 616.7852 | 0.00085977 | 608.1609 | 0.0044315 | 608.1609 | 0.62204 | 607.7357 | 0.55824 | 608.1609 | 0.31978 | 608.1609 | 0.99513 | 601.8836 | 0.13389 | 608.1609 | 0.10598 | 607.7357 | 0.01026 | 605.8105 | 0.0010816 | 607.3597 | -0.00013143 | 605.84 | -6.0863e-05
| 608.3903 | 0.00082973 | 602.1081 | 0.00211 | 602.11 | 0 | 608.3903 | 0.00068632 | 602.1081 | 0.0021959 | 608.3903 | 0.0017967 | 617.0134 | 0.00148 | 608.3903 | 0.0052238 | 608.3903 | 0.62037 | 607.9654 | 0.55218 | 608.3903 | 0.30699 | 608.3903 | 0.99644 | 602.1081 | 0.13492 | 608.3903 | 0.10889 | 607.9655 | 0.01092 | 606.0375 | 0.0022836 | 607.5902 | 0.0004921 | 606.0677 | 0.0010942
| 608.6197 | 0.00024184 | 602.3325 | 0.00059524 | 602.33 | 0 | 608.6197 | 0.00018184 | 602.3325 | 0.00066311 | 608.6197 | 0.00095004 | 617.2418 | 0.00077535 | 608.6197 | 0.0045459 | 608.6197 | 0.62077 | 608.1952 | 0.55041 | 608.6197 | 0.29352 | 608.6197 | 0.99182 | 602.3325 | 0.13819 | 608.6197 | 0.11009 | 608.1952 | 0.01069 | 606.2644 | 0.0012561 | 607.8207 | -8.8473e-05 | 606.2955 | 8.1719e-05
| 608.8491 | 0.0005697 | 602.557 | 0.00085938 | 602.56 | 0 | 608.8491 | 0.00055765 | 602.557 | 0.0015409 | 608.8491 | 0.0014223 | 617.47 | 0.00144 | 608.8491 | 0.0048457 | 608.8491 | 0.61642 | 608.425 | 0.54821 | 608.8491 | 0.28344 | 608.8491 | 0.98847 | 602.557 | 0.14206 | 608.8491 | 0.11307 | 608.425 | 0.01138 | 606.4914 | 0.0023364 | 608.0512 | 0.00051294 | 606.5233 | 0.0011637
| 609.0786 | 5.6287e-05 | 602.7815 | 0.00049835 | 602.78 | 0 | 609.0786 | 0 | 602.7815 | 0.00068388 | 609.0786 | 0.0010458 | 617.6984 | 0.00076318 | 609.0786 | 0.0045282 | 609.0786 | 0.61144 | 608.6548 | 0.54445 | 609.0786 | 0.27056 | 609.0786 | 0.98548 | 602.7815 | 0.14424 | 609.0785 | 0.11415 | 608.6548 | 0.01116 | 606.7183 | 0.001264 | 608.2817 | -7.7776e-05 | 606.7512 | -6.9979e-05
| 609.308 | 0.00062643 | 603.006 | 0.00065025 | 603.01 | 0 | 609.308 | 0.00067643 | 603.006 | 0.0012548 | 609.308 | 0.0013341 | 617.9266 | 0.00143 | 609.308 | 0.0047061 | 609.308 | 0.60972 | 608.8846 | 0.54274 | 609.308 | 0.25968 | 609.308 | 0.98344 | 603.006 | 0.14869 | 609.308 | 0.11704 | 608.8846 | 0.01224 | 606.9453 | 0.0025289 | 608.5122 | 0.00058452 | 606.979 | 0.0010113
| 609.5375 | -9.1744e-05 | 603.2305 | 0.00022877 | 603.23 | 0 | 609.5375 | 0 | 603.2305 | 0.00029138 | 609.5375 | 0.00047643 | 618.155 | 0.00077007 | 609.5375 | 0.0043178 | 609.5375 | 0.60687 | 609.1144 | 0.53946 | 609.5375 | 0.24931 | 609.5375 | 0.98507 | 603.2305 | 0.15212 | 609.5375 | 0.11948 | 609.1144 | 0.01159 | 607.1723 | 0.0014516 | 608.7427 | -5.1765e-05 | 607.2068 | 6.654e-05
| 609.767 | 0.00061371 | 603.455 | 0.0011 | 603.46 | 0 | 609.767 | 0.00061947 | 603.455 | 0.00099666 | 609.767 | 0.0012184 | 618.3833 | 0.00134 | 609.767 | 0.0047283 | 609.767 | 0.60508 | 609.3442 | 0.53959 | 609.767 | 0.24 | 609.767 | 0.98226 | 603.455 | 0.15586 | 609.767 | 0.12298 | 609.3442 | 0.01277 | 607.3993 | 0.0024098 | 608.9733 | 0.00057995 | 607.4347 | 0.0010899
| 609.9964 | -0.00016275 | 603.6795 | 0.00070543 | 603.68 | 0 | 609.9964 | 6.1445e-05 | 603.6795 | -0.00011801 | 609.9964 | 0.00030864 | 618.6116 | 0.00077678 | 609.9965 | 0.0040453 | 609.9964 | 0.60525 | 609.5741 | 0.53812 | 609.9964 | 0.22963 | 609.9965 | 0.98572 | 603.6795 | 0.15779 | 609.9965 | 0.1246 | 609.5741 | 0.01205 | 607.6263 | 0.001597 | 609.2038 | -3.2252e-05 | 607.6625 | 1.1156e-05
| 610.226 | 0.00053932 | 603.904 | 0.0009619 | 603.9 | 0 | 610.2259 | 0.00080125 | 603.9041 | 0.001531 | 610.2259 | 0.0010875 | 618.84 | 0.00139 | 610.226 | 0.004509 | 610.226 | 0.60201 | 609.8039 | 0.5331 | 610.2259 | 0.22072 | 610.226 | 0.97734 | 603.9041 | 0.16463 | 610.226 | 0.12798 | 609.8039 | 0.01306 | 607.8533 | 0.0026016 | 609.4343 | 0.00055551 | 607.8904 | 0.0011141
| 610.4555 | -0.00022368 | 604.1286 | 0.00119 | 604.13 | 0 | 610.4555 | 7.6184e-05 | 604.1286 | 0.00067622 | 610.4555 | 0.00023845 | 619.0684 | 0.00073394 | 610.4554 | 0.0039105 | 610.4555 | 0.59709 | 610.0338 | 0.52965 | 610.4555 | 0.20999 | 610.4554 | 0.9774 | 604.1286 | 0.17012 | 610.4554 | 0.12949 | 610.0338 | 0.01304 | 608.0804 | 0.0014759 | 609.6649 | -2.7974e-05 | 608.1183 | -3.4438e-05
| 610.685 | 0.0005177 | 604.3532 | 0.00117 | 604.35 | 0 | 610.685 | 0.00049013 | 604.3531 | 0.00054497 | 610.685 | 0.0012322 | 619.2967 | 0.00137 | 610.685 | 0.0043538 | 610.685 | 0.59635 | 610.2637 | 0.52917 | 610.685 | 0.20191 | 610.685 | 0.97369 | 604.3531 | 0.17095 | 610.685 | 0.13271 | 610.2637 | 0.01395 | 608.3074 | 0.0026123 | 609.8954 | 0.00055617 | 608.3461 | 0.0011541
| 610.9145 | -0.00022366 | 604.5777 | 0.00058505 | 604.58 | 0 | 610.9145 | 0 | 604.5777 | 0.0012952 | 610.9145 | 0.0002353 | 619.5252 | 0.00074144 | 610.9145 | 0.0037922 | 610.9145 | 0.59292 | 610.4936 | 0.52302 | 610.9145 | 0.19289 | 610.9145 | 0.96845 | 604.5777 | 0.17436 | 610.9145 | 0.13408 | 610.4936 | 0.01322 | 608.5345 | 0.0017251 | 610.126 | -6.232e-05 | 608.574 | 0.00013209
| 611.144 | 0.0004287 | 604.8023 | 0.00109 | 604.8 | 0 | 611.144 | 0.00039538 | 604.8023 | 0.0015872 | 611.144 | 0.0012335 | 619.7535 | 0.00139 | 611.144 | 0.004278 | 611.144 | 0.59301 | 610.7235 | 0.52301 | 611.144 | 0.18586 | 611.144 | 0.96762 | 604.8023 | 0.17994 | 611.144 | 0.13798 | 610.7235 | 0.01466 | 608.7615 | 0.0027228 | 610.3566 | 0.00054578 | 608.8019 | 0.0010534
| 611.3736 | -5.9649e-05 | 605.0269 | 0.00121 | 605.03 | 0 | 611.3736 | 0.00016353 | 605.0269 | 0.00082446 | 611.3736 | 0.00015513 | 619.9819 | 0.00075554 | 611.3736 | 0.0037448 | 611.3736 | 0.59043 | 610.9534 | 0.52236 | 611.3736 | 0.17698 | 611.3736 | 0.96934 | 605.0269 | 0.18383 | 611.3736 | 0.14067 | 610.9534 | 0.01394 | 608.9886 | 0.0018345 | 610.5873 | -2.0097e-05 | 609.0299 | -3.2604e-05
| 611.6032 | 0.00059856 | 605.2515 | 0.00167 | 605.25 | 0 | 611.6032 | 0.00076656 | 605.2515 | 0.00040023 | 611.6032 | 0.0012061 | 620.2104 | 0.0013 | 611.6031 | 0.0042163 | 611.6032 | 0.5896 | 611.1833 | 0.52093 | 611.6032 | 0.17193 | 611.6031 | 0.96905 | 605.2515 | 0.18837 | 611.6032 | 0.14435 | 611.1833 | 0.01542 | 609.2157 | 0.0029853 | 610.8179 | 0.00060379 | 609.2578 | 0.0012762
| 611.8327 | -0.00020281 | 605.4761 | 0.00038642 | 605.48 | 0 | 611.8327 | 0 | 605.4761 | 0.00029214 | 611.8327 | 0.00020389 | 620.4388 | 0.00065419 | 611.8327 | 0.0035768 | 611.8327 | 0.58439 | 611.4132 | 0.51809 | 611.8327 | 0.16373 | 611.8327 | 0.96577 | 605.4761 | 0.19202 | 611.8327 | 0.14662 | 611.4132 | 0.01445 | 609.4427 | 0.0021624 | 611.0485 | -4.8903e-05 | 609.4857 | 2.4567e-05
| 612.0623 | 0.00040439 | 605.7007 | 0.00157 | 605.7 | 0 | 612.0623 | 0.00042769 | 605.7007 | 0.001892 | 612.0623 | 0.0012407 | 620.6672 | 0.00126 | 612.0623 | 0.0039164 | 612.0623 | 0.58406 | 611.6432 | 0.51483 | 612.0623 | 0.15727 | 612.0623 | 0.96221 | 605.7007 | 0.19942 | 612.0623 | 0.15017 | 611.6431 | 0.01574 | 609.6699 | 0.0029556 | 611.2792 | 0.00062717 | 609.7137 | 0.0010683
| 612.2919 | 8.2215e-06 | 605.9253 | -0.0002201 | 605.93 | 0 | 612.2919 | 0.00011775 | 605.9253 | 0.0010469 | 612.2919 | 0.0002834 | 620.8957 | 0.0007153 | 612.2919 | 0.0036989 | 612.2919 | 0.58373 | 611.8731 | 0.51095 | 612.2919 | 0.15032 | 612.2919 | 0.96413 | 605.9253 | 0.20399 | 612.2919 | 0.15269 | 611.8731 | 0.01556 | 609.897 | 0.0020256 | 611.5098 | -2.5099e-05 | 609.9417 | 9.4104e-05
| 612.5215 | 0.000446 | 606.1499 | 0.00149 | 606.15 | 0 | 612.5215 | 0.00064937 | 606.1499 | 0.0017348 | 612.5215 | 0.00077952 | 621.1241 | 0.00135 | 612.5215 | 0.0038221 | 612.5215 | 0.58036 | 612.1031 | 0.51051 | 612.5215 | 0.14453 | 612.5215 | 0.95758 | 606.1499 | 0.20856 | 612.5216 | 0.15586 | 612.1031 | 0.01658 | 610.1241 | 0.0030613 | 611.7405 | 0.00057145 | 610.1696 | 0.0012105
| 612.7511 | 1.693e-05 | 606.3746 | 0.00081099 | 606.37 | 0 | 612.7511 | 4.806e-05 | 606.3746 | 0.0016595 | 612.7511 | 0.00044024 | 621.3526 | 0.00078368 | 612.7512 | 0.0035173 | 612.7511 | 0.5766 | 612.333 | 0.50815 | 612.7511 | 0.13786 | 612.7512 | 0.95987 | 606.3746 | 0.21087 | 612.7512 | 0.15883 | 612.333 | 0.01647 | 610.3512 | 0.0021342 | 611.9711 | -3.9007e-05 | 610.3976 | -6.2028e-05
| 612.9808 | 0.00057085 | 606.5992 | 0.0007368 | 606.6 | 0 | 612.9808 | 0.00056622 | 606.5992 | 0.00058038 | 612.9808 | 0.0012893 | 621.5811 | 0.00138 | 612.9808 | 0.0038835 | 612.9808 | 0.57334 | 612.563 | 0.50242 | 612.9808 | 0.13188 | 612.9808 | 0.95263 | 606.5992 | 0.21674 | 612.9808 | 0.16215 | 612.563 | 0.01752 | 610.5784 | 0.0033531 | 612.2018 | 0.00062734 | 610.6256 | 0.00109
| 613.2104 | -0.00014539 | 606.8238 | 0.00035023 | 606.82 | 0 | 613.2104 | 0 | 606.8239 | 0.0011232 | 613.2104 | 0.00045823 | 621.8096 | 0.00075993 | 613.2104 | 0.0033331 | 613.2104 | 0.571 | 612.793 | 0.50133 | 613.2104 | 0.12593 | 613.2104 | 0.94968 | 606.8239 | 0.2228 | 613.2104 | 0.1654 | 612.793 | 0.0172 | 610.8055 | 0.0023771 | 612.4326 | -8.1448e-06 | 610.8536 | 0.00016699
| 613.4401 | 0.00056044 | 607.0485 | 0.00084576 | 607.05 | 0 | 613.4401 | 0.00080351 | 607.0485 | 0.0014687 | 613.4401 | 0.0014535 | 622.0381 | 0.00131 | 613.4401 | 0.0038549 | 613.4401 | 0.5707 | 613.023 | 0.50187 | 613.4401 | 0.12162 | 613.4401 | 0.95072 | 607.0485 | 0.2286 | 613.4401 | 0.16944 | 613.023 | 0.01848 | 611.0327 | 0.0034557 | 612.6632 | 0.00067272 | 611.0816 | 0.0011317
| 613.6697 | -0.00031039 | 607.2732 | 0.00059159 | 607.27 | 0 | 613.6697 | 2.0946e-05 | 607.2733 | 0.00090915 | 613.6697 | 0.00050806 | 622.2666 | 0.0007125 | 613.6697 | 0.0032397 | 613.6697 | 0.56574 | 613.2531 | 0.49757 | 613.6697 | 0.11633 | 613.6697 | 0.9486 | 607.2733 | 0.23247 | 613.6697 | 0.17182 | 613.2531 | 0.01768 | 611.2598 | 0.0023516 | 612.894 | -3.8615e-05 | 611.3096 | 0.00021514
| 613.8994 | 0.00057755 | 607.4979 | 0.00087158 | 607.5 | 0 | 613.8994 | 0.00046153 | 607.4979 | 0.0018546 | 613.8994 | 0.0014373 | 622.4951 | 0.00128 | 613.8994 | 0.003727 | 613.8994 | 0.56853 | 613.4831 | 0.49806 | 613.8994 | 0.112 | 613.8994 | 0.94691 | 607.4979 | 0.24064 | 613.8994 | 0.17613 | 613.4831 | 0.01921 | 611.487 | 0.0034888 | 613.1247 | 0.00062203 | 611.5377 | 0.0010419
| 614.1291 | 8.8447e-06 | 607.7226 | 0.00037155 | 607.72 | 0 | 614.1291 | 1.0342e-05 | 607.7226 | 0.0014812 | 614.1291 | 3.7548e-05 | 622.7236 | 0.00070312 | 614.1291 | 0.0031761 | 614.1291 | 0.56499 | 613.7131 | 0.49404 | 614.1291 | 0.1073 | 614.1291 | 0.94826 | 607.7226 | 0.24504 | 614.1291 | 0.17987 | 613.7131 | 0.0186 | 611.7142 | 0.0026619 | 613.3554 | -4.3678e-05 | 611.7657 | 1.5825e-05
| 614.3588 | 0.00049185 | 607.9473 | 0.00089348 | 607.95 | 0 | 614.3588 | 0.00074257 | 607.9473 | 0.0016003 | 614.3588 | 0.0011375 | 622.9522 | 0.00126 | 614.3588 | 0.0037663 | 614.3588 | 0.56643 | 613.9432 | 0.49141 | 614.3588 | 0.10362 | 614.3588 | 0.94362 | 607.9473 | 0.253 | 614.3588 | 0.184 | 613.9432 | 0.02059 | 611.9414 | 0.0037066 | 613.5862 | 0.00068466 | 611.9938 | 0.001129
| 614.5885 | -0.00023607 | 608.1721 | 0.00136 | 608.17 | 0 | 614.5885 | 0 | 608.1721 | 0.00098521 | 614.5885 | 0.00063382 | 623.1807 | 0.00068871 | 614.5885 | 0.0031469 | 614.5885 | 0.56172 | 614.1732 | 0.48921 | 614.5885 | 0.098638 | 614.5885 | 0.93882 | 608.1721 | 0.25798 | 614.5885 | 0.18666 | 614.1733 | 0.01965 | 612.1686 | 0.0028245 | 613.817 | 5.5237e-05 | 612.2218 | 4.5435e-05
| 614.8182 | 0.00058004 | 608.3968 | 0.00068651 | 608.4 | 0 | 614.8182 | 0.00078986 | 608.3968 | 0.0024287 | 614.8182 | 0.0011013 | 623.4093 | 0.00123 | 614.8182 | 0.0034521 | 614.8182 | 0.55871 | 614.4033 | 0.48608 | 614.8182 | 0.095027 | 614.8182 | 0.93374 | 608.3968 | 0.26464 | 614.8182 | 0.19116 | 614.4033 | 0.02089 | 612.3958 | 0.0038296 | 614.0477 | 0.00067969 | 612.4499 | 0.0010322
| 615.048 | -3.7031e-05 | 608.6215 | 0.00071276 | 608.62 | 0 | 615.048 | 0.00018445 | 608.6215 | 0.0002234 | 615.048 | 0.00070841 | 623.6379 | 0.00065583 | 615.048 | 0.0030327 | 615.048 | 0.5568 | 614.6334 | 0.48639 | 615.048 | 0.090709 | 615.048 | 0.93296 | 608.6215 | 0.26913 | 615.048 | 0.1944 | 614.6334 | 0.02068 | 612.623 | 0.0028225 | 614.2785 | 2.4372e-05 | 612.678 | 0.00016121
| 615.2777 | 0.00052616 | 608.8463 | 0.00085902 | 608.85 | 0 | 615.2777 | 0.0006698 | 608.8463 | 0.00089231 | 615.2777 | 0.0012865 | 623.8665 | 0.00128 | 615.2777 | 0.0034277 | 615.2777 | 0.55637 | 614.8635 | 0.48258 | 615.2777 | 0.08745 | 615.2777 | 0.92735 | 608.8463 | 0.27685 | 615.2777 | 0.19903 | 614.8635 | 0.02209 | 612.8503 | 0.0038945 | 614.5093 | 0.00072882 | 612.9061 | 0.0013536
| 615.5074 | 0.00010444 | 609.071 | 0.00043805 | 609.07 | 0 | 615.5074 | 0 | 609.071 | 0.0016499 | 615.5074 | 0.00020033 | 624.095 | 0.0006486 | 615.5074 | 0.0029692 | 615.5074 | 0.55277 | 615.0936 | 0.48076 | 615.5074 | 0.082968 | 615.5074 | 0.92955 | 609.071 | 0.28367 | 615.5074 | 0.20251 | 615.0936 | 0.02154 | 613.0775 | 0.0028549 | 614.7401 | 4.5451e-05 | 613.1342 | 5.2163e-05
| 615.7372 | 0.00030572 | 609.2958 | 0.00124 | 609.3 | 0 | 615.7372 | 0.00055579 | 609.2958 | 0.00070135 | 615.7372 | 0.00087425 | 624.3236 | 0.0012 | 615.7372 | 0.0031991 | 615.7372 | 0.54965 | 615.3237 | 0.47895 | 615.7372 | 0.080398 | 615.7372 | 0.92117 | 609.2958 | 0.29067 | 615.7372 | 0.20705 | 615.3237 | 0.02292 | 613.3047 | 0.0040575 | 614.971 | 0.00070577 | 613.3622 | 0.0011258
| 615.967 | 2.5913e-05 | 609.5206 | 0.00097264 | 609.52 | 0 | 615.967 | 0 | 609.5206 | 0.0012438 | 615.967 | -6.8012e-09 | 624.5522 | 0.00065145 | 615.967 | 0.0027781 | 615.967 | 0.54268 | 615.5539 | 0.47483 | 615.967 | 0.076321 | 615.967 | 0.91874 | 609.5206 | 0.29906 | 615.967 | 0.20983 | 615.5539 | 0.02261 | 613.532 | 0.0031533 | 615.2018 | 8.9249e-05 | 613.5904 | -3.6153e-05
| 616.1968 | 0.00060384 | 609.7454 | 0.00059823 | 609.75 | 0 | 616.1968 | 0.00059087 | 609.7454 | 0.0018925 | 616.1968 | 0.00091489 | 624.7809 | 0.00118 | 616.1968 | 0.0032464 | 616.1968 | 0.54637 | 615.784 | 0.47343 | 616.1968 | 0.074781 | 616.1968 | 0.91661 | 609.7454 | 0.30504 | 616.1968 | 0.21586 | 615.784 | 0.02412 | 613.7593 | 0.0041433 | 615.4326 | 0.0006772 | 613.8185 | 0.0011591
| 616.4266 | -0.00047319 | 609.9701 | 0.0012 | 609.97 | 0 | 616.4266 | 0 | 609.9702 | -0.00036938 | 616.4266 | 0.00028927 | 625.0095 | 0.00061895 | 616.4266 | 0.0027263 | 616.4266 | 0.54795 | 616.0142 | 0.47511 | 616.4266 | 0.070773 | 616.4266 | 0.91781 | 609.9702 | 0.31257 | 616.4266 | 0.2201 | 616.0142 | 0.02405 | 613.9866 | 0.0033095 | 615.6635 | 8.1164e-05 | 614.0467 | 6.4395e-05
| 616.6564 | 0.00057154 | 610.1949 | 0.00138 | 610.19 | 0 | 616.6564 | 0.0006303 | 610.1949 | 0.0015809 | 616.6564 | 0.00090747 | 625.2382 | 0.00126 | 616.6564 | 0.0033503 | 616.6564 | 0.54091 | 616.2443 | 0.46571 | 616.6564 | 0.068271 | 616.6564 | 0.90209 | 610.1949 | 0.31785 | 616.6564 | 0.22268 | 616.2443 | 0.02512 | 614.2139 | 0.0044641 | 615.8943 | 0.00068833 | 614.2748 | 0.001245
| 616.8862 | -4.4661e-05 | 610.4197 | 0.00057446 | 610.42 | 0 | 616.8862 | 0 | 610.4197 | 0.0017405 | 616.8862 | 0.00054121 | 625.4668 | 0.0005691 | 616.8862 | 0.0027903 | 616.8862 | 0.54083 | 616.4745 | 0.47071 | 616.8862 | 0.065561 | 616.8862 | 0.90982 | 610.4197 | 0.32107 | 616.8862 | 0.22945 | 616.4745 | 0.02478 | 614.4412 | 0.003605 | 616.1252 | 7.4732e-05 | 614.503 | 0.00017084
| 617.116 | 0.00059319 | 610.6446 | 0.00161 | 610.64 | 0 | 617.116 | 0.0010544 | 610.6446 | 0.0015301 | 617.116 | 0.0012415 | 625.6954 | 0.00123 | 617.116 | 0.0031824 | 617.116 | 0.54375 | 616.7047 | 0.47102 | 617.116 | 0.063694 | 617.116 | 0.9041 | 610.6446 | 0.33419 | 617.116 | 0.23507 | 616.7047 | 0.02688 | 614.6685 | 0.0046773 | 616.3561 | 0.0007037 | 614.7311 | 0.001163
| 617.3459 | 4.5844e-05 | 610.8694 | 0.0009295 | 610.87 | 0 | 617.3459 | 7.2758e-05 | 610.8694 | 0.0013539 | 617.3459 | 0.00050243 | 625.9241 | 0.00052081 | 617.3459 | 0.0027533 | 617.3459 | 0.53766 | 616.9349 | 0.46325 | 617.3459 | 0.060022 | 617.3459 | 0.89121 | 610.8694 | 0.34158 | 617.3459 | 0.23659 | 616.9349 | 0.02564 | 614.8958 | 0.0036239 | 616.587 | 9.8629e-05 | 614.9594 | 0.00012239
| 617.5757 | 0.0003127 | 611.0942 | 0.00104 | 611.09 | 0 | 617.5757 | 0.00057848 | 611.0942 | 0.0011504 | 617.5757 | 0.00084358 | 626.1528 | 0.00113 | 617.5757 | 0.0031849 | 617.5757 | 0.54024 | 617.1651 | 0.46703 | 617.5757 | 0.058796 | 617.5757 | 0.89744 | 611.0942 | 0.34729 | 617.5757 | 0.24459 | 617.1651 | 0.02811 | 615.1232 | 0.0048046 | 616.8179 | 0.00079717 | 615.1876 | 0.0011512
| 617.8056 | -0.00013207 | 611.3191 | 0.00037136 | 611.32 | 0 | 617.8056 | 0 | 611.3191 | 0.00018095 | 617.8056 | 0.00043467 | 626.3815 | 0.0005519 | 617.8056 | 0.002688 | 617.8056 | 0.53594 | 617.3953 | 0.46144 | 617.8056 | 0.055641 | 617.8056 | 0.88934 | 611.3191 | 0.35597 | 617.8056 | 0.24779 | 617.3953 | 0.02788 | 615.3505 | 0.0038073 | 617.0488 | 0.0001325 | 615.4157 | 4.2621e-05
| 618.0355 | 0.00042307 | 611.5439 | 0.00058137 | 611.54 | 0 | 618.0355 | 0.00064991 | 611.5439 | 0.00097917 | 618.0355 | 0.00094376 | 626.6102 | 0.0012 | 618.0355 | 0.0030512 | 618.0355 | 0.52697 | 617.6256 | 0.45604 | 618.0355 | 0.054038 | 618.0355 | 0.87852 | 611.5439 | 0.36577 | 618.0355 | 0.25157 | 617.6255 | 0.02907 | 615.5778 | 0.0049456 | 617.2797 | 0.00073578 | 615.6439 | 0.0012503
| 618.2654 | -0.00041146 | 611.7689 | 0.00097634 | 611.77 | 0 | 618.2654 | 0 | 611.7689 | 0.00019957 | 618.2654 | 0.00034021 | 626.8389 | 0.00056615 | 618.2654 | 0.0024413 | 618.2654 | 0.52582 | 617.8558 | 0.45264 | 618.2654 | 0.050808 | 618.2654 | 0.87894 | 611.7689 | 0.3745 | 618.2654 | 0.2555 | 617.8558 | 0.02876 | 615.8052 | 0.004114 | 617.5107 | 0.00011296 | 615.8722 | 0.00023
| 618.4953 | 0.00029032 | 611.9937 | 0.00122 | 611.99 | 0 | 618.4953 | 0.00070366 | 611.9937 | 0.0020176 | 618.4953 | 0.0010292 | 627.0676 | 0.00116 | 618.4952 | 0.0030199 | 618.4953 | 0.53602 | 618.086 | 0.45954 | 618.4953 | 0.050682 | 618.4952 | 0.88599 | 611.9937 | 0.38601 | 618.4952 | 0.26544 | 618.0861 | 0.03061 | 616.0326 | 0.0052535 | 617.7416 | 0.00081219 | 616.1004 | 0.0013035
| 618.7252 | -1.4111e-05 | 612.2186 | 0.00032466 | 612.22 | 0 | 618.7252 | 0 | 612.2186 | 0.0012885 | 618.7252 | 0.00053505 | 627.2964 | 0.0006335 | 618.7252 | 0.002377 | 618.7252 | 0.522 | 618.3163 | 0.449 | 618.7252 | 0.04725 | 618.7252 | 0.868 | 612.2186 | 0.39219 | 618.7252 | 0.26568 | 618.3163 | 0.0299 | 616.2599 | 0.0041128 | 617.9726 | 0.00012176 | 616.3287 | 0.00017254
| 618.9551 | 0.00054573 | 612.4435 | 0.00075609 | 612.44 | 0 | 618.9551 | 0.00077651 | 612.4435 | 0.0012008 | 618.9551 | 0.00090239 | 627.5251 | 0.00117 | 618.9551 | 0.0029619 | 618.9551 | 0.52624 | 618.5466 | 0.44963 | 618.9551 | 0.046201 | 618.9551 | 0.8661 | 612.4435 | 0.40501 | 618.9551 | 0.2733 | 618.5466 | 0.03202 | 616.4874 | 0.0052317 | 618.2035 | 0.00078591 | 616.5569 | 0.0011987
| 619.185 | -0.00062301 | 612.6685 | 0.00053694 | 612.67 | 0 | 619.185 | 0 | 612.6685 | 0.00086138 | 619.185 | 8.2796e-05 | 627.7539 | 0.00050844 | 619.185 | 0.0022469 | 619.185 | 0.5211 | 618.7769 | 0.44935 | 619.185 | 0.043969 | 619.185 | 0.87003 | 612.6685 | 0.41142 | 619.185 | 0.27897 | 618.7769 | 0.03185 | 616.7148 | 0.004714 | 618.4346 | 0.00015198 | 616.7852 | 0.00015357
| 619.415 | 0.0008019 | 612.8934 | 0.00149 | 612.89 | 0 | 619.415 | 0.0005354 | 612.8934 | 0.00127 | 619.415 | 0.0013953 | 627.9826 | 0.00122 | 619.415 | 0.0029671 | 619.415 | 0.52166 | 619.0072 | 0.45014 | 619.415 | 0.043493 | 619.415 | 0.87073 | 612.8934 | 0.41914 | 619.415 | 0.28689 | 619.0072 | 0.0334 | 616.9421 | 0.0056248 | 618.6655 | 0.00083396 | 617.0134 | 0.0011175
| 619.6449 | -0.0002408 | 613.1183 | 0.00089888 | 613.12 | 0 | 619.6449 | 0 | 613.1183 | 0.00089241 | 619.6449 | 0.00014335 | 628.2114 | 0.00058309 | 619.6449 | 0.0021333 | 619.6449 | 0.51284 | 619.2375 | 0.44165 | 619.6449 | 0.040251 | 619.6449 | 0.85263 | 613.1183 | 0.43194 | 619.6449 | 0.28849 | 619.2375 | 0.03297 | 617.1696 | 0.0045557 | 618.8966 | 0.00019186 | 617.2418 | 0.00025687
| 619.8749 | 0.00049397 | 613.3432 | 0.00125 | 613.34 | 0 | 619.8749 | 0.00096517 | 613.3432 | 0.0020701 | 619.8749 | 0.0011589 | 628.4402 | 0.00121 | 619.8749 | 0.002951 | 619.8749 | 0.51823 | 619.4678 | 0.44518 | 619.8749 | 0.040158 | 619.8749 | 0.85835 | 613.3432 | 0.44072 | 619.8749 | 0.2972 | 619.4678 | 0.03518 | 617.397 | 0.0057425 | 619.1276 | 0.00086755 | 617.47 | 0.001044
| 620.1049 | -0.00011624 | 613.5682 | 0.00091454 | 613.57 | 0 | 620.1049 | 0 | 613.5682 | 0.00051897 | 620.1049 | 0.00046304 | 628.6689 | 0.00059998 | 620.1049 | 0.0023494 | 620.1049 | 0.51154 | 619.6981 | 0.44178 | 620.1049 | 0.037521 | 620.1049 | 0.8484 | 613.5682 | 0.44681 | 620.1049 | 0.30137 | 619.6981 | 0.03488 | 617.6245 | 0.0049822 | 619.3586 | 0.00022161 | 617.6984 | -0.00011724
| 620.3348 | 0.00064443 | 613.7931 | 0.00125 | 613.79 | 0 | 620.3348 | 0.0006653 | 613.7932 | 0.00028071 | 620.3348 | 0.0010282 | 628.8978 | 0.0012 | 620.3348 | 0.002884 | 620.3348 | 0.5046 | 619.9285 | 0.43377 | 620.3348 | 0.036667 | 620.3348 | 0.83562 | 613.7932 | 0.46244 | 620.3348 | 0.30491 | 619.9285 | 0.0361 | 617.8519 | 0.0060035 | 619.5896 | 0.00089927 | 617.9266 | 0.0018072
| 620.5648 | -0.00017483 | 614.0181 | 0.00020541 | 614.02 | 0 | 620.5648 | 0 | 614.0181 | 0.00072878 | 620.5648 | 0.00027701 | 629.1266 | 0.00054044 | 620.5648 | 0.0022832 | 620.5648 | 0.50898 | 620.1588 | 0.43526 | 620.5648 | 0.034929 | 620.5648 | 0.83841 | 614.0181 | 0.47129 | 620.5648 | 0.31266 | 620.1588 | 0.03683 | 618.0793 | 0.0053043 | 619.8207 | 0.00026823 | 618.155 | 0.00019295
| 620.7948 | 0.00039444 | 614.2431 | 0.00076918 | 614.24 | 0 | 620.7949 | 0.00075085 | 614.2431 | 0.00082852 | 620.7949 | 0.0010218 | 629.3554 | 0.0011 | 620.7949 | 0.0027172 | 620.7948 | 0.50725 | 620.3892 | 0.43496 | 620.7949 | 0.034645 | 620.7949 | 0.83892 | 614.2431 | 0.4826 | 620.7949 | 0.32221 | 620.3892 | 0.03836 | 618.3068 | 0.0062819 | 620.0518 | 0.00092524 | 618.3833 | 0.0012533
| 621.0249 | -0.00024023 | 614.4681 | -0.00039392 | 614.47 | 0 | 621.0249 | 0 | 614.4681 | 0.0015479 | 621.0249 | 0.00018952 | 629.5842 | 0.00053029 | 621.0249 | 0.0021596 | 621.0249 | 0.50763 | 620.6196 | 0.43371 | 621.0249 | 0.032538 | 621.0249 | 0.8338 | 614.4681 | 0.49514 | 621.0249 | 0.32748 | 620.6196 | 0.03811 | 618.5343 | 0.0053679 | 620.2828 | 0.00023808 | 618.6116 | 0.00024847
| 621.2549 | 0.00049752 | 614.693 | 0.0011 | 614.69 | 0 | 621.2549 | 0.00070221 | 614.6931 | 0.0014056 | 621.2549 | 0.00094868 | 629.813 | 0.00119 | 621.2549 | 0.0027171 | 621.2549 | 0.50289 | 620.85 | 0.42973 | 621.2549 | 0.03203 | 621.2549 | 0.82851 | 614.6931 | 0.5047 | 621.2549 | 0.33327 | 620.85 | 0.03972 | 618.7618 | 0.0064224 | 620.5139 | 0.00098705 | 618.84 | 0.0013325
| 621.485 | -6.4385e-05 | 614.9181 | 0.00055566 | 614.92 | 0 | 621.4849 | 0 | 614.9181 | 0.001233 | 621.4849 | 6.3795e-05 | 630.0419 | 0.00052431 | 621.4849 | 0.001965 | 621.485 | 0.49824 | 621.0804 | 0.42609 | 621.4849 | 0.030151 | 621.4849 | 0.82075 | 614.9181 | 0.51949 | 621.4849 | 0.33865 | 621.0804 | 0.03986 | 618.9893 | 0.0057676 | 620.745 | 0.00023463 | 619.0684 | 0.00019276
| 621.715 | 0.00056816 | 615.1431 | 0.00035403 | 615.14 | 0 | 621.715 | 0.00084194 | 615.1431 | 0.0018833 | 621.715 | 0.001419 | 630.2708 | 0.00129 | 621.715 | 0.0026141 | 621.715 | 0.50216 | 621.3108 | 0.4267 | 621.715 | 0.029987 | 621.715 | 0.82 | 615.1431 | 0.52915 | 621.715 | 0.34656 | 621.3108 | 0.04144 | 619.2168 | 0.0067301 | 620.9761 | 0.00093859 | 619.2968 | 0.0012291
| 621.9451 | -4.4127e-05 | 615.3681 | 0.00047493 | 615.37 | 0 | 621.9451 | 0 | 615.3681 | 0.0016277 | 621.9451 | -0.0003531 | 630.4997 | 0.0005589 | 621.9451 | 0.0019608 | 621.9451 | 0.4937 | 621.5412 | 0.42304 | 621.9451 | 0.027566 | 621.9451 | 0.81715 | 615.3681 | 0.53861 | 621.9451 | 0.35379 | 621.5412 | 0.0418 | 619.4443 | 0.0060483 | 621.2072 | 0.00036742 | 619.5251 | 0.00036436
| 622.1751 | 0.00041002 | 615.5931 | 0.00162 | 615.59 | 0 | 622.1751 | 0.00080513 | 615.5931 | 0.0006812 | 622.1751 | 0.0012281 | 630.7286 | 0.00125 | 622.1752 | 0.0026247 | 622.1751 | 0.49745 | 621.7716 | 0.42514 | 622.1751 | 0.027885 | 622.1752 | 0.81858 | 615.5931 | 0.55695 | 622.1752 | 0.3641 | 621.7716 | 0.04402 | 619.6719 | 0.007285 | 621.4384 | 0.00097956 | 619.7535 | 0.0012427
| 622.4052 | -0.0001959 | 615.8182 | 0.00156 | 615.82 | 0 | 622.4052 | 0 | 615.8182 | -0.000562 | 622.4052 | 4.2982e-05 | 630.9575 | 0.00057549 | 622.4052 | 0.0019767 | 622.4052 | 0.49249 | 622.0021 | 0.41761 | 622.4052 | 0.025368 | 622.4052 | 0.80604 | 615.8182 | 0.57121 | 622.4052 | 0.36761 | 622.0021 | 0.04363 | 619.8994 | 0.0061632 | 621.6695 | 0.00031979 | 619.9819 | 0.00032362
| 622.6353 | 0.00045659 | 616.0433 | 0.00131 | 616.04 | 0 | 622.6353 | 0.00039767 | 616.0433 | 0.0010407 | 622.6353 | 0.0014668 | 631.1863 | 0.00116 | 622.6353 | 0.0027669 | 622.6353 | 0.49037 | 622.2325 | 0.41852 | 622.6353 | 0.025594 | 622.6353 | 0.80397 | 616.0433 | 0.58189 | 622.6353 | 0.37522 | 622.2325 | 0.04558 | 620.127 | 0.0075522 | 621.9006 | 0.00108 | 620.2104 | 0.0012653
| 622.8654 | -0.00045041 | 616.2683 | 8.0617e-05 | 616.27 | 0 | 622.8654 | 0 | 616.2683 | 0.00032724 | 622.8654 | 0.00026092 | 631.4153 | 0.00049587 | 622.8654 | 0.0020738 | 622.8654 | 0.48951 | 622.463 | 0.41437 | 622.8654 | 0.024057 | 622.8654 | 0.79769 | 616.2683 | 0.59278 | 622.8654 | 0.38302 | 622.463 | 0.0458 | 620.3545 | 0.0066087 | 622.1318 | 0.00031953 | 620.4388 | 0.00027432
| 623.0956 | 0.00054248 | 616.4934 | 0.00063781 | 616.49 | 0 | 623.0956 | 0.0005505 | 616.4934 | 0.00092502 | 623.0956 | 0.0011152 | 631.6442 | 0.00106 | 623.0956 | 0.0024223 | 623.0956 | 0.48842 | 622.6935 | 0.41692 | 623.0956 | 0.023909 | 623.0956 | 0.80004 | 616.4934 | 0.60845 | 623.0956 | 0.39244 | 622.6934 | 0.0482 | 620.5821 | 0.0078258 | 622.363 | 0.00112 | 620.6672 | 0.0012638
| 623.3257 | 2.1447e-05 | 616.7185 | 0.0007019 | 616.72 | 0 | 623.3257 | 0 | 616.7185 | 0.00045724 | 623.3257 | 0.00042132 | 631.8731 | 0.00046983 | 623.3257 | 0.0021291 | 623.3257 | 0.482 | 622.9239 | 0.41162 | 623.3257 | 0.022136 | 623.3257 | 0.79435 | 616.7185 | 0.62458 | 623.3257 | 0.39943 | 622.9239 | 0.04796 | 620.8096 | 0.0070799 | 622.5942 | 0.00033181 | 620.8957 | 0.00024178
| 623.5558 | 0.00062214 | 616.9436 | 0.00142 | 616.94 | 0 | 623.5558 | 0.00062001 | 616.9436 | 0.0012363 | 623.5558 | 0.0010907 | 632.102 | 0.00108 | 623.5558 | 0.0022902 | 623.5558 | 0.48181 | 623.1544 | 0.40839 | 623.5558 | 0.022189 | 623.5558 | 0.78203 | 616.9436 | 0.63826 | 623.5558 | 0.40754 | 623.1544 | 0.04995 | 621.0372 | 0.0079968 | 622.8253 | 0.00113 | 621.1241 | 0.0012188
| 623.786 | -0.00019432 | 617.1687 | 0.00119 | 617.17 | 0 | 623.786 | 0 | 617.1687 | 0.0016191 | 623.786 | 0.00041359 | 632.3311 | 0.00052 | 623.786 | 0.0017023 | 623.786 | 0.4791 | 623.3849 | 0.40706 | 623.786 | 0.020616 | 623.786 | 0.78459 | 617.1687 | 0.65372 | 623.786 | 0.41541 | 623.385 | 0.05014 | 621.2648 | 0.0072265 | 623.0566 | 0.00043069 | 621.3526 | 0.00024234
| 624.0162 | 0.00065286 | 617.3938 | 0.00131 | 617.39 | 0 | 624.0162 | 0.00075662 | 617.3938 | 0.0014552 | 624.0162 | 0.0013377 | 632.56 | 0.00125 | 624.0162 | 0.0024276 | 624.0162 | 0.47727 | 623.6155 | 0.40642 | 624.0162 | 0.021117 | 624.0162 | 0.77726 | 617.3938 | 0.66402 | 624.0162 | 0.42323 | 623.6155 | 0.05252 | 621.4924 | 0.008509 | 623.2878 | 0.00116 | 621.5811 | 0.0013202
| 624.2463 | -0.00040692 | 617.619 | 0.00065304 | 617.62 | 0 | 624.2463 | 0 | 617.619 | 0.0007897 | 624.2463 | 0.00010182 | 632.7889 | 0.00051551 | 624.2463 | 0.0017489 | 624.2463 | 0.47558 | 623.846 | 0.40381 | 624.2463 | 0.018921 | 624.2463 | 0.77575 | 617.619 | 0.66963 | 624.2463 | 0.43172 | 623.846 | 0.05256 | 621.72 | 0.0077671 | 623.519 | 0.00041729 | 621.8096 | 0.0003467
| 624.4765 | 0.00077003 | 617.8441 | 0.00144 | 617.84 | 0 | 624.4765 | 0.00062676 | 617.8441 | 0.0015732 | 624.4765 | 0.0011208 | 633.0179 | 0.00109 | 624.4765 | 0.0023748 | 624.4765 | 0.47254 | 624.0765 | 0.402 | 624.4765 | 0.019516 | 624.4765 | 0.77096 | 617.8441 | 0.69266 | 624.4765 | 0.44163 | 624.0765 | 0.05512 | 621.9477 | 0.0087461 | 623.7502 | 0.00124 | 622.0381 | 0.0012471
| 624.7067 | -0.0005249 | 618.0692 | 0.00065722 | 618.07 | 0 | 624.7067 | 0 | 618.0692 | 3.834e-05 | 624.7067 | 0.00026249 | 633.2469 | 0.00054033 | 624.7067 | 0.0018026 | 624.7067 | 0.47774 | 624.3071 | 0.40436 | 624.7067 | 0.018137 | 624.7067 | 0.77459 | 618.0692 | 0.70365 | 624.7067 | 0.45582 | 624.3071 | 0.05592 | 622.1753 | 0.008004 | 623.9815 | 0.00045634 | 622.2666 | 0.00035026
| 624.9369 | 0.00051126 | 618.2944 | 0.00131 | 618.29 | 0 | 624.9369 | 0.00057409 | 618.2944 | 0.0015181 | 624.9369 | 0.001093 | 633.476 | 0.0011 | 624.9369 | 0.0022757 | 624.9369 | 0.4744 | 624.5377 | 0.39843 | 624.9369 | 0.017998 | 624.9369 | 0.76375 | 618.2944 | 0.72033 | 624.9369 | 0.46276 | 624.5377 | 0.05827 | 622.403 | 0.009245 | 624.2128 | 0.0012 | 622.4951 | 0.0013561
| 625.1671 | -0.00034296 | 618.5195 | 0.00055335 | 618.52 | 0 | 625.1671 | 0 | 618.5195 | 0.0018786 | 625.1671 | -5.2076e-05 | 633.705 | 0.00041796 | 625.1671 | 0.0017844 | 625.1671 | 0.46681 | 624.7682 | 0.39609 | 625.1671 | 0.016538 | 625.1671 | 0.75672 | 618.5195 | 0.73151 | 625.1671 | 0.46862 | 624.7682 | 0.05771 | 622.6306 | 0.0084498 | 624.444 | 0.00050807 | 622.7236 | 0.00027753
| 625.3974 | 0.0005537 | 618.7447 | 0.00124 | 618.74 | 0 | 625.3974 | 0.00058873 | 618.7447 | 0.0013402 | 625.3974 | 0.0010517 | 633.934 | 0.00107 | 625.3973 | 0.0024063 | 625.3974 | 0.47025 | 624.9988 | 0.39621 | 625.3974 | 0.016966 | 625.3973 | 0.75531 | 618.7447 | 0.74866 | 625.3973 | 0.48029 | 624.9988 | 0.06041 | 622.8583 | 0.0094845 | 624.6753 | 0.00125 | 622.9522 | 0.0013889
| 625.6276 | -0.00024967 | 618.9698 | 0.00061514 | 618.97 | 0 | 625.6276 | 0 | 618.9698 | 0.00011689 | 625.6276 | -3.5347e-05 | 634.163 | 0.00047954 | 625.6276 | 0.0016804 | 625.6276 | 0.46802 | 625.2294 | 0.39436 | 625.6276 | 0.015159 | 625.6276 | 0.75275 | 618.9698 | 0.76109 | 625.6276 | 0.49048 | 625.2294 | 0.06027 | 623.0859 | 0.0089278 | 624.9066 | 0.00051058 | 623.1807 | 0.00043586
| 625.8579 | 0.00054789 | 619.1951 | 0.00060145 | 619.2 | 0 | 625.8579 | 0.00063372 | 619.1951 | 0.00079427 | 625.8579 | 0.00093185 | 634.3921 | 0.00117 | 625.8578 | 0.0022022 | 625.8579 | 0.46832 | 625.46 | 0.39354 | 625.8579 | 0.015458 | 625.8578 | 0.74869 | 619.1951 | 0.77605 | 625.8578 | 0.50085 | 625.46 | 0.06305 | 623.3137 | 0.009907 | 625.1379 | 0.00123 | 623.4093 | 0.0013219
| 626.0881 | -0.00053266 | 619.4203 | -0.00013612 | 619.42 | 0 | 626.0881 | 0 | 619.4203 | -0.0002548 | 626.0881 | -0.00030592 | 634.6211 | 0.0004612 | 626.0881 | 0.0014807 | 626.0881 | 0.46881 | 625.6906 | 0.39174 | 626.0881 | 0.014084 | 626.0881 | 0.74764 | 619.4203 | 0.78615 | 626.0881 | 0.51195 | 625.6906 | 0.06373 | 623.5413 | 0.0092775 | 625.3692 | 0.00054468 | 623.6379 | 0.00023366
| 626.3184 | 0.00054562 | 619.6454 | 0.00063694 | 619.65 | 0 | 626.3184 | 0.0010227 | 619.6454 | 0.0011667 | 626.3184 | 0.00090202 | 634.8502 | 0.00114 | 626.3184 | 0.0023235 | 626.3184 | 0.46514 | 625.9213 | 0.38769 | 626.3184 | 0.014912 | 626.3184 | 0.74122 | 619.6454 | 0.80019 | 626.3184 | 0.52063 | 625.9213 | 0.06584 | 623.769 | 0.010351 | 625.6005 | 0.0013 | 623.8665 | 0.0013693
| 626.5487 | -0.00014566 | 619.8707 | 0.00037027 | 619.87 | 0 | 626.5487 | 1.6417e-05 | 619.8707 | 0.00058538 | 626.5487 | 0.00011616 | 635.0793 | 0.00053957 | 626.5487 | 0.0014458 | 626.5487 | 0.46335 | 626.1519 | 0.38685 | 626.5487 | 0.013242 | 626.5487 | 0.7332 | 619.8707 | 0.81471 | 626.5487 | 0.52927 | 626.1519 | 0.06601 | 623.9968 | 0.0095487 | 625.8319 | 0.00055083 | 624.095 | 0.00040945
| 626.779 | 0.0002074 | 620.096 | 0.00181 | 620.1 | 0 | 626.779 | 0.000806 | 620.0959 | 0.0012684 | 626.779 | 0.0008477 | 635.3084 | 0.0011 | 626.779 | 0.0021617 | 626.779 | 0.45935 | 626.3826 | 0.38847 | 626.779 | 0.013789 | 626.779 | 0.73027 | 620.0959 | 0.83398 | 626.779 | 0.54074 | 626.3826 | 0.06783 | 624.2245 | 0.010874 | 626.0632 | 0.00137 | 624.3236 | 0.0014675
| 627.0093 | -6.1572e-05 | 620.3212 | 8.9553e-05 | 620.32 | 0 | 627.0093 | 0 | 620.3212 | 0.00062471 | 627.0093 | 0.00037034 | 635.5375 | 0.00037226 | 627.0093 | 0.0016045 | 627.0093 | 0.45818 | 626.6132 | 0.38227 | 627.0093 | 0.011972 | 627.0093 | 0.73073 | 620.3212 | 0.85379 | 627.0093 | 0.55148 | 626.6132 | 0.06902 | 624.4522 | 0.010202 | 626.2946 | 0.00056317 | 624.5522 | 0.00043933
| 627.2396 | 0.0005801 | 620.5464 | 0.00113 | 620.55 | 0 | 627.2396 | 0.00077602 | 620.5464 | 0.0017214 | 627.2396 | 0.0013929 | 635.7665 | 0.00112 | 627.2396 | 0.0022458 | 627.2396 | 0.45806 | 626.8439 | 0.38355 | 627.2396 | 0.01257 | 627.2396 | 0.72765 | 620.5464 | 0.86094 | 627.2396 | 0.56546 | 626.8439 | 0.07233 | 624.6799 | 0.011384 | 626.5259 | 0.00136 | 624.7809 | 0.0014196
| 627.4699 | -0.00014725 | 620.7717 | 0.00071241 | 620.77 | 0 | 627.4699 | 0 | 620.7717 | 0.00034293 | 627.4699 | -0.00024391 | 635.9957 | 0.00044451 | 627.47 | 0.0013858 | 627.4699 | 0.4575 | 627.0746 | 0.38049 | 627.4699 | 0.011563 | 627.47 | 0.71909 | 620.7717 | 0.87402 | 627.47 | 0.57667 | 627.0746 | 0.07201 | 624.9077 | 0.010727 | 626.7573 | 0.00061839 | 625.0095 | 0.00049202
| 627.7003 | 0.00040558 | 620.9969 | 0.00095455 | 621 | 0 | 627.7003 | 0.00096722 | 620.9969 | 0.00159 | 627.7003 | 0.00097399 | 636.2248 | 0.00104 | 627.7003 | 0.0020631 | 627.7003 | 0.4508 | 627.3053 | 0.37516 | 627.7003 | 0.011871 | 627.7003 | 0.70643 | 620.9969 | 0.89336 | 627.7003 | 0.58026 | 627.3053 | 0.07347 | 625.1354 | 0.011887 | 626.9887 | 0.00136 | 625.2382 | 0.0014245
| 627.9306 | -0.00024088 | 621.2222 | 0.00052368 | 621.22 | 0 | 627.9306 | 0 | 621.2222 | 0.00045839 | 627.9306 | 6.9258e-05 | 636.4539 | 0.00050616 | 627.9307 | 0.0012926 | 627.9306 | 0.44639 | 627.536 | 0.37441 | 627.9306 | 0.010457 | 627.9307 | 0.70536 | 621.2222 | 0.90063 | 627.9307 | 0.59288 | 627.536 | 0.0752 | 625.3632 | 0.011277 | 627.2201 | 0.00063491 | 625.4668 | 0.00053933
| 628.161 | 0.00074695 | 621.4475 | 0.00166 | 621.45 | 0 | 628.161 | 0.00069689 | 621.4475 | 0.0014092 | 628.161 | 0.0012157 | 636.6831 | 0.00046822 | 628.161 | 0.0021016 | 628.161 | 0.45429 | 627.7667 | 0.37654 | 628.161 | 0.011257 | 628.161 | 0.71079 | 621.4475 | 0.91136 | 628.161 | 0.61062 | 627.7667 | 0.07823 | 625.591 | 0.012417 | 627.4515 | 0.0015 | 625.6954 | 0.0014291
| 628.3914 | -0.00049899 | 621.6728 | 0.00025312 | 621.67 | 0 | 628.3914 | 0 | 621.6728 | 0.0010901 | 628.3914 | -0.00031611 | 636.9122 | 0.0011 | 628.3914 | 0.0012424 | 628.3914 | 0.449 | 627.9974 | 0.37112 | 628.3914 | 0.0096368 | 628.3914 | 0.70613 | 621.6728 | 0.92517 | 628.3914 | 0.62181 | 627.9974 | 0.07866 | 625.8188 | 0.011741 | 627.683 | 0.0006728 | 625.9241 | 0.00047634
| 628.6218 | 0.00065026 | 621.8981 | 9.4547e-05 | 621.9 | 0 | 628.6218 | 0.00093 | 621.8981 | 0.00071284 | 628.6218 | 0.0012244 | 637.1414 | 0.00044157 | 628.6218 | 0.0021988 | 628.6218 | 0.44921 | 628.2282 | 0.37167 | 628.6218 | 0.010275 | 628.6218 | 0.70177 | 621.8981 | 0.93473 | 628.6218 | 0.63294 | 628.2282 | 0.08178 | 626.0466 | 0.013117 | 627.9144 | 0.00147 | 626.1528 | 0.0015196
| 628.8522 | -0.0002377 | 622.1234 | 0.00065519 | 622.12 | 0 | 628.8522 | 0 | 622.1234 | 0.0011031 | 628.8522 | -0.00049499 | 637.3706 | 0.00113 | 628.8522 | 0.0012557 | 628.8522 | 0.44674 | 628.4589 | 0.36797 | 628.8522 | 0.009079 | 628.8522 | 0.69948 | 622.1234 | 0.94516 | 628.8522 | 0.64708 | 628.4589 | 0.08275 | 626.2744 | 0.012243 | 628.1459 | 0.00083496 | 626.3815 | 0.00054524
| 629.0826 | 0.00109 | 622.3487 | 0.0013 | 622.35 | 0 | 629.0826 | 0.00087019 | 622.3488 | 0.0014525 | 629.0826 | 0.0010039 | 637.5997 | 0.00043909 | 629.0826 | 0.0020254 | 629.0826 | 0.44396 | 628.6897 | 0.36706 | 629.0826 | 0.0097789 | 629.0826 | 0.68856 | 622.3488 | 0.95386 | 629.0826 | 0.65564 | 628.6897 | 0.08585 | 626.5023 | 0.013588 | 628.3773 | 0.00157 | 626.6102 | 0.0016191
| 629.313 | -0.00035957 | 622.5741 | 5.2632e-05 | 622.57 | 0 | 629.313 | 0 | 622.5741 | 0.00040128 | 629.313 | -0.00047722 | 637.829 | 0.00118 | 629.313 | 0.0012263 | 629.313 | 0.44483 | 628.9205 | 0.36885 | 629.313 | 0.0085375 | 629.313 | 0.69336 | 622.5741 | 0.96642 | 629.313 | 0.67502 | 628.9204 | 0.08598 | 626.73 | 0.013111 | 628.6088 | 0.00073596 | 626.8389 | 0.00040941
| 629.5434 | 0.00073711 | 622.7994 | 0.00145 | 622.8 | 0 | 629.5434 | 0.00084767 | 622.7994 | 0.0016442 | 629.5434 | 0.00084288 | 638.0582 | 0.00048684 | 629.5434 | 0.0022062 | 629.5434 | 0.43697 | 629.1512 | 0.36414 | 629.5434 | 0.0090121 | 629.5434 | 0.67877 | 622.7994 | 0.96872 | 629.5434 | 0.6766 | 629.1512 | 0.08895 | 626.9579 | 0.014233 | 628.8403 | 0.00164 | 627.0676 | 0.0016617
| 629.7738 | -0.00042327 | 623.0248 | -0.00023212 | 623.02 | 0 | 629.7738 | 0 | 623.0248 | 0.0010419 | 629.7738 | -0.00017123 | 638.2873 | 0.00105 | 629.7739 | 0.0012474 | 629.7738 | 0.4398 | 629.382 | 0.3652 | 629.7738 | 0.0079539 | 629.7739 | 0.68229 | 623.0248 | 0.97842 | 629.7739 | 0.69731 | 629.382 | 0.09032 | 627.1857 | 0.013486 | 629.0717 | 0.00081671 | 627.2964 | 0.00046601
| 630.0043 | 0.00044124 | 623.2501 | 0.00066904 | 623.25 | 0 | 630.0043 | 0.00062715 | 623.2501 | 0.0013544 | 630.0043 | 0.0013833 | 638.5166 | 0.0003824 | 630.0043 | 0.0021064 | 630.0043 | 0.43693 | 629.6128 | 0.35812 | 630.0043 | 0.0083926 | 630.0043 | 0.67564 | 623.2501 | 0.99056 | 630.0043 | 0.70586 | 629.6128 | 0.09313 | 627.4136 | 0.014717 | 629.3032 | 0.00161 | 627.5251 | 0.0017259
| 630.2348 | -0.00022374 | 623.4755 | 0.00023258 | 623.48 | 0 | 630.2348 | 0 | 623.4755 | 0.0013354 | 630.2348 | 0.00017303 | 638.7459 | 0.0011 | 630.2347 | 0.0012339 | 630.2348 | 0.43065 | 629.8436 | 0.35802 | 630.2348 | 0.0071294 | 630.2347 | 0.6705 | 623.4755 | 0.98627 | 630.2347 | 0.71919 | 629.8437 | 0.0945 | 627.6415 | 0.014233 | 629.5348 | 0.00087347 | 627.7538 | 0.00052354
| 630.4652 | 0.00083299 | 623.7009 | 0.00047981 | 623.7 | 0 | 630.4652 | 0.00052135 | 623.7009 | 0.0014133 | 630.4652 | 0.00104 | 638.9751 | 0.00049792 | 630.4652 | 0.0019696 | 630.4652 | 0.4309 | 630.0745 | 0.35693 | 630.4652 | 0.0079656 | 630.4652 | 0.66539 | 623.7009 | 0.99481 | 630.4652 | 0.72991 | 630.0745 | 0.09671 | 627.8694 | 0.015448 | 629.7663 | 0.00164 | 627.9826 | 0.0015475
| 630.6957 | -0.00040779 | 623.9263 | 0.00111 | 623.93 | 0 | 630.6957 | 0 | 623.9263 | 0.00086276 | 630.6957 | -0.00021607 | 639.2043 | 0.00106 | 630.6957 | 0.0010822 | 630.6957 | 0.43199 | 630.3053 | 0.35496 | 630.6957 | 0.006649 | 630.6957 | 0.6676 | 623.9263 | 0.99361 | 630.6957 | 0.74853 | 630.3053 | 0.09895 | 628.0972 | 0.014851 | 629.9978 | 0.00089861 | 628.2114 | 0.00070135
| 630.9262 | 0.00036225 | 624.1517 | 0.00085392 | 624.15 | 0 | 630.9262 | 0.00077604 | 624.1517 | 0.0017503 | 630.9262 | 0.00083246 | 639.4336 | 0.0003839 | 630.9262 | 0.0018021 | 630.9262 | 0.43343 | 630.5362 | 0.35658 | 630.9262 | 0.0074409 | 630.9262 | 0.66484 | 624.1517 | 0.9964 | 630.9262 | 0.76412 | 630.5362 | 0.10229 | 628.3251 | 0.016322 | 630.2294 | 0.00169 | 628.4402 | 0.0016893
| 631.1567 | -0.00029248 | 624.3771 | 0.00079345 | 624.38 | 0 | 631.1567 | 0 | 624.3771 | 0.00023159 | 631.1567 | -0.00034758 | 639.6629 | 0.00108 | 631.1567 | 0.0012274 | 631.1567 | 0.42576 | 630.767 | 0.35189 | 631.1567 | 0.0060782 | 631.1567 | 0.65927 | 624.3771 | 0.99363 | 631.1567 | 0.77281 | 630.767 | 0.10266 | 628.553 | 0.015668 | 630.4609 | 0.00094779 | 628.6689 | 0.00072627
| 631.3872 | 0.00062888 | 624.6025 | 0.00103 | 624.6 | 0 | 631.3872 | 0.00066801 | 624.6025 | 0.0018186 | 631.3872 | 0.00085989 | 639.8922 | 0.00043951 | 631.3872 | 0.0018272 | 631.3872 | 0.42667 | 630.9979 | 0.35173 | 631.3872 | 0.0069231 | 631.3872 | 0.65675 | 624.6025 | 1 | 631.3872 | 0.78583 | 630.9979 | 0.10544 | 628.7809 | 0.016942 | 630.6925 | 0.00184 | 628.8978 | 0.0017465
| 631.6178 | -0.00028195 | 624.8279 | 0.00109 | 624.83 | 0 | 631.6178 | 0 | 624.8279 | 0.0006968 | 631.6178 | 0.00020677 | 640.1215 | 0.00108 | 631.6177 | 0.001181 | 631.6178 | 0.43218 | 631.2288 | 0.35208 | 631.6178 | 0.0057512 | 631.6177 | 0.66143 | 624.8279 | 0.99443 | 631.6177 | 0.80919 | 631.2288 | 0.10981 | 629.0089 | 0.016302 | 630.9241 | 0.00105 | 629.1266 | 0.00062778
| 631.8483 | 0.00053464 | 625.0534 | 0.00131 | 625.05 | 0 | 631.8483 | 0.0006799 | 625.0534 | 0.0013483 | 631.8483 | 0.00093288 | 640.3508 | 0.00041224 | 631.8483 | 0.0019282 | 631.8483 | 0.42658 | 631.4597 | 0.34789 | 631.8483 | 0.0065318 | 631.8483 | 0.65317 | 625.0534 | 0.99622 | 631.8483 | 0.81781 | 631.4597 | 0.11319 | 629.2368 | 0.017612 | 631.1556 | 0.00185 | 629.3554 | 0.0017072
| 632.0788 | -0.00034189 | 625.2788 | 0.00025129 | 625.28 | 0 | 632.0788 | 0 | 625.2788 | 0.00089537 | 632.0788 | -0.00017525 | 640.5801 | 0.00109 | 632.0789 | 0.0012855 | 632.0788 | 0.41729 | 631.6906 | 0.34418 | 632.0788 | 0.00555 | 632.0789 | 0.64597 | 625.2788 | 0.99081 | 632.0789 | 0.82623 | 631.6906 | 0.11197 | 629.4648 | 0.017119 | 631.3873 | 0.00112 | 629.5842 | 0.00089322
| 632.3094 | 0.00059506 | 625.5043 | 0.00168 | 625.5 | 0 | 632.3094 | 0.00059171 | 625.5043 | 0.0010974 | 632.3094 | 0.0010336 | 640.8094 | 0.00042343 | 632.3094 | 0.0018021 | 632.3094 | 0.4236 | 631.9215 | 0.3447 | 632.3094 | 0.0062201 | 632.3094 | 0.64878 | 625.5043 | 0.98478 | 632.3094 | 0.84385 | 631.9215 | 0.11716 | 629.6927 | 0.018346 | 631.6189 | 0.0019 | 629.813 | 0.0017998
| 632.54 | -0.0007033 | 625.7297 | 0.00124 | 625.73 | 0 | 632.54 | 0 | 625.7297 | 0.00019162 | 632.54 | -0.00045662 | 641.0388 | 0.00111 | 632.54 | 0.00097337 | 632.54 | 0.41995 | 632.1524 | 0.33883 | 632.54 | 0.0047376 | 632.54 | 0.6386 | 625.7297 | 0.97729 | 632.54 | 0.85063 | 632.1524 | 0.11709 | 629.9207 | 0.017962 | 631.8505 | 0.0013 | 630.0419 | 0.00086866
| 632.7706 | 0.00068561 | 625.9552 | 0.00115 | 625.96 | 0 | 632.7706 | 0.00053987 | 625.9552 | 0.0019515 | 632.7706 | 0.00088673 | 641.2681 | 0.00045199 | 632.7706 | 0.0016949 | 632.7706 | 0.42004 | 632.3833 | 0.34459 | 632.7706 | 0.0059262 | 632.7706 | 0.64147 | 625.9552 | 0.96971 | 632.7706 | 0.87347 | 632.3833 | 0.12152 | 630.1487 | 0.019218 | 632.0821 | 0.00199 | 630.2708 | 0.001833
| 633.0012 | -0.00060449 | 626.1807 | 0.000525 | 626.18 | 0 | 633.0011 | 0.00011709 | 626.1807 | 0.00030175 | 633.0011 | -5.8936e-05 | 641.4975 | 0.00099029 | 633.0012 | 0.0011829 | 633.0012 | 0.41507 | 632.6143 | 0.33724 | 633.0011 | 0.0044373 | 633.0012 | 0.63656 | 626.1807 | 0.95589 | 633.0012 | 0.87963 | 632.6143 | 0.12257 | 630.3766 | 0.018955 | 632.3138 | 0.00122 | 630.4997 | 0.00073448
| 633.2318 | 0.00019479 | 626.4062 | 0.00107 | 626.41 | 0 | 633.2318 | 0.00061502 | 626.4062 | 0.0010118 | 633.2318 | 0.00067397 | 641.7268 | 0.00035716 | 633.2318 | 0.0016035 | 633.2318 | 0.41615 | 632.8452 | 0.33811 | 633.2318 | 0.005372 | 633.2318 | 0.629 | 626.4062 | 0.94767 | 633.2318 | 0.88903 | 632.8452 | 0.12558 | 630.6047 | 0.020276 | 632.5454 | 0.00203 | 630.7286 | 0.0017299
| 633.4624 | -0.0001645 | 626.6317 | 0.00064678 | 626.63 | 0 | 633.4624 | 0 | 626.6317 | 0.0012655 | 633.4624 | 0.00045594 | 641.9562 | 0.00102 | 633.4623 | 0.0011597 | 633.4624 | 0.41167 | 633.0762 | 0.33238 | 633.4624 | 0.004547 | 633.4623 | 0.62847 | 626.6317 | 0.93437 | 633.4623 | 0.89822 | 633.0762 | 0.12838 | 630.8326 | 0.019652 | 632.7771 | 0.00126 | 630.9575 | 0.00094028
| 633.693 | 0.00046518 | 626.8572 | 0.00141 | 626.86 | 0 | 633.693 | 0.00063939 | 626.8572 | 0.00096815 | 633.693 | 0.0014186 | 642.1856 | 0.00045527 | 633.693 | 0.0019622 | 633.693 | 0.40824 | 633.3072 | 0.33489 | 633.693 | 0.0056934 | 633.693 | 0.62436 | 626.8572 | 0.92313 | 633.693 | 0.9091 | 633.3072 | 0.1318 | 631.0607 | 0.02103 | 633.0088 | 0.00207 | 631.1863 | 0.0018428
| 633.9236 | -0.00074867 | 627.0828 | 0.00059305 | 627.08 | 0 | 633.9236 | 0 | 627.0828 | 0.00072018 | 633.9236 | 5.2685e-05 | 642.415 | 0.00104 | 633.9236 | 0.0011222 | 633.9236 | 0.40867 | 633.5382 | 0.33243 | 633.9236 | 0.0043181 | 633.9236 | 0.62051 | 627.0828 | 0.90845 | 633.9236 | 0.92574 | 633.5382 | 0.13362 | 631.2887 | 0.020514 | 633.2405 | 0.00141 | 631.4153 | 0.00090599
| 634.1543 | 0.00034219 | 627.3083 | 0.00117 | 627.31 | 0 | 634.1543 | 0.00063455 | 627.3083 | 0.00022067 | 634.1543 | 0.00066475 | 642.6444 | 0.00039815 | 634.1543 | 0.0016964 | 634.1543 | 0.40477 | 633.7692 | 0.3287 | 634.1543 | 0.0046378 | 634.1543 | 0.61464 | 627.3083 | 0.89142 | 634.1543 | 0.9275 | 633.7692 | 0.1359 | 631.5167 | 0.022063 | 633.4722 | 0.0021 | 631.6442 | 0.0019265
| 634.3849 | -0.00024395 | 627.5338 | 0.00115 | 627.53 | 0 | 634.3849 | 0 | 627.5338 | 0.00076373 | 634.3849 | 0.00023866 | 642.8738 | 0.00109 | 634.3849 | 0.00084305 | 634.3849 | 0.4022 | 634.0002 | 0.32389 | 634.3849 | 0.0040025 | 634.3849 | 0.60459 | 627.5338 | 0.87804 | 634.385 | 0.93119 | 634.0002 | 0.13855 | 631.7448 | 0.021667 | 633.7039 | 0.00139 | 631.8731 | 0.00093768
| 634.6156 | 0.0005465 | 627.7594 | 0.00154 | 627.76 | 0 | 634.6156 | 0.00011992 | 627.7594 | 0.0020623 | 634.6156 | 0.00077761 | 643.1033 | 0.00032289 | 634.6156 | 0.0015973 | 634.6156 | 0.40926 | 634.2312 | 0.32949 | 634.6156 | 0.0048117 | 634.6156 | 0.61916 | 627.7594 | 0.85874 | 634.6156 | 0.95942 | 634.2312 | 0.14618 | 631.9728 | 0.022915 | 633.9356 | 0.00229 | 632.1021 | 0.0018437
| 634.8463 | -0.00053983 | 627.9849 | 3.9874e-05 | 627.98 | 0 | 634.8463 | 0 | 627.9849 | 0.0011849 | 634.8463 | -5.5185e-05 | 643.3327 | 0.00102 | 634.8463 | 0.00077611 | 634.8463 | 0.40046 | 634.4622 | 0.32472 | 634.8463 | 0.0033237 | 634.8463 | 0.60626 | 627.9849 | 0.8406 | 634.8463 | 0.95459 | 634.4623 | 0.14509 | 632.2009 | 0.022683 | 634.1673 | 0.0015 | 632.3311 | 0.001009
| 635.077 | 0.00044802 | 628.2105 | 0.00056576 | 628.21 | 0 | 635.077 | 0.00057768 | 628.2105 | 0.0013754 | 635.077 | 0.00099848 | 643.5621 | 0.00045549 | 635.077 | 0.0017224 | 635.077 | 0.39776 | 634.6933 | 0.3215 | 635.077 | 0.0048509 | 635.077 | 0.60068 | 628.2105 | 0.82193 | 635.077 | 0.9608 | 634.6933 | 0.14883 | 632.429 | 0.023997 | 634.399 | 0.00236 | 632.56 | 0.0019301
| 635.3077 | -0.00024129 | 628.4361 | 0.00073355 | 628.44 | 0 | 635.3077 | 0 | 628.4361 | 0.00046796 | 635.3077 | -0.0002476 | 643.7916 | 0.00102 | 635.3077 | 0.00095357 | 635.3077 | 0.3966 | 634.9243 | 0.31996 | 635.3077 | 0.0028912 | 635.3077 | 0.6003 | 628.4361 | 0.80066 | 635.3077 | 0.97557 | 634.9244 | 0.15294 | 632.657 | 0.023738 | 634.6308 | 0.0017 | 632.7889 | 0.00098078
| 635.5384 | 0.00058005 | 628.6617 | 0.00149 | 628.66 | 0 | 635.5384 | 0.0007073 | 628.6617 | 0.00046965 | 635.5384 | 0.00081836 | 644.0211 | 0.00037132 | 635.5384 | 0.0016936 | 635.5384 | 0.39956 | 635.1554 | 0.32055 | 635.5384 | 0.0040565 | 635.5384 | 0.59715 | 628.6617 | 0.78116 | 635.5384 | 0.98123 | 635.1554 | 0.15686 | 632.8851 | 0.02508 | 634.8626 | 0.00251 | 633.0179 | 0.0021471
| 635.7691 | -8.6207e-05 | 628.8873 | 0.00059954 | 628.89 | 0 | 635.7691 | 0 | 628.8873 | 0.0016954 | 635.7691 | -0.00026014 | 644.2505 | 0.00108 | 635.7691 | 0.00099378 | 635.7691 | 0.39339 | 635.3865 | 0.31565 | 635.7691 | 0.0029872 | 635.7691 | 0.59568 | 628.8873 | 0.75993 | 635.7691 | 0.98555 | 635.3865 | 0.15827 | 633.1133 | 0.024867 | 635.0944 | 0.00172 | 633.2469 | 0.0010489
| 635.9999 | 0.00048468 | 629.1129 | 0.00102 | 629.11 | 0 | 635.9998 | 0.00053807 | 629.1129 | 3.4778e-05 | 635.9998 | 0.0006683 | 644.48 | 0.00045294 | 635.9999 | 0.0014245 | 635.9999 | 0.39028 | 635.6176 | 0.31657 | 635.9998 | 0.0037306 | 635.9999 | 0.587 | 629.1129 | 0.73752 | 635.9999 | 0.98463 | 635.6176 | 0.16243 | 633.3414 | 0.026102 | 635.3261 | 0.00254 | 633.476 | 0.0020626
| 636.2306 | 1.8459e-05 | 629.3385 | 0.00041148 | 629.34 | 0 | 636.2306 | 0 | 629.3385 | 0.00077404 | 636.2306 | 0.00013343 | 644.7095 | 0.00098784 | 636.2306 | 0.0010877 | 636.2306 | 0.39223 | 635.8487 | 0.31668 | 636.2306 | 0.0029488 | 636.2306 | 0.59422 | 629.3385 | 0.71686 | 636.2306 | 1 | 635.8487 | 0.16689 | 633.5695 | 0.025853 | 635.5579 | 0.00176 | 633.705 | 0.00095857
| 636.4614 | 0.00038728 | 629.5642 | 0.00077362 | 629.56 | 0 | 636.4614 | 0.00060767 | 629.5641 | 0.0015046 | 636.4614 | 0.00067939 | 644.939 | 0.00030778 | 636.4614 | 0.0014533 | 636.4614 | 0.3884 | 636.0798 | 0.31586 | 636.4614 | 0.0038276 | 636.4614 | 0.58727 | 629.5641 | 0.70202 | 636.4614 | 0.99971 | 636.0798 | 0.17158 | 633.7976 | 0.027393 | 635.7897 | 0.00268 | 633.934 | 0.0022147
| 636.6921 | -0.00018894 | 629.7898 | 0.00073882 | 629.79 | 0 | 636.6921 | 0 | 629.7898 | 0.00069464 | 636.6921 | -0.00015372 | 645.1686 | 0.0009562 | 636.6921 | 0.00079024 | 636.6921 | 0.38521 | 636.3109 | 0.30951 | 636.6921 | 0.0028127 | 636.6921 | 0.58323 | 629.7898 | 0.67533 | 636.6921 | 0.99924 | 636.3109 | 0.17306 | 634.0258 | 0.027177 | 636.0216 | 0.00186 | 634.163 | 0.0011319
| 636.9229 | 0.00061467 | 630.0154 | 0.0007624 | 630.02 | 0 | 636.9229 | 0.00078866 | 630.0154 | 0.001961 | 636.9229 | 0.00099057 | 645.3981 | 0.00039574 | 636.9229 | 0.0016572 | 636.9229 | 0.38283 | 636.542 | 0.30763 | 636.9229 | 0.0034875 | 636.9229 | 0.57716 | 630.0154 | 0.65657 | 636.9229 | 0.99332 | 636.542 | 0.17624 | 634.2539 | 0.02871 | 636.2534 | 0.00275 | 634.3921 | 0.0022548
| 637.1537 | -0.00022946 | 630.2411 | 0.00052436 | 630.24 | 0 | 637.1537 | 0 | 630.2411 | 0.0011919 | 637.1537 | -0.00019549 | 645.6276 | 0.00098064 | 637.1537 | 0.0008443 | 637.1537 | 0.37792 | 636.7732 | 0.30623 | 637.1537 | 0.0022499 | 637.1537 | 0.57464 | 630.2411 | 0.63531 | 637.1537 | 0.99412 | 636.7732 | 0.17953 | 634.4821 | 0.028446 | 636.4852 | 0.00209 | 634.6212 | 0.0011642
| 637.3845 | 0.00076119 | 630.4668 | 0.00148 | 630.47 | 0 | 637.3845 | 0.00067263 | 630.4668 | 0.0012632 | 637.3845 | 0.0011165 | 645.8572 | 0.00035514 | 637.3845 | 0.0016273 | 637.3845 | 0.38093 | 637.0043 | 0.30631 | 637.3845 | 0.0032945 | 637.3845 | 0.57725 | 630.4668 | 0.61643 | 637.3845 | 0.998 | 637.0043 | 0.18485 | 634.7103 | 0.029778 | 636.7171 | 0.00287 | 634.8502 | 0.0022572
| 637.6153 | -0.00042667 | 630.6924 | 0.00076778 | 630.69 | 0 | 637.6153 | 0 | 630.6924 | -0.00016308 | 637.6153 | -0.00069187 | 646.0867 | 0.00109 | 637.6153 | 0.00094675 | 637.6153 | 0.37349 | 637.2355 | 0.30206 | 637.6153 | 0.0022004 | 637.6153 | 0.56868 | 630.6924 | 0.58662 | 637.6153 | 0.9902 | 637.2355 | 0.18647 | 634.9384 | 0.0295 | 636.949 | 0.00213 | 635.0793 | 0.0011492
| 637.8461 | 0.00041892 | 630.9181 | 0.00073703 | 630.92 | 0 | 637.8461 | 0.00072568 | 630.9182 | 0.0018768 | 637.8461 | 0.00084416 | 646.3163 | 0.00032884 | 637.8461 | 0.0014671 | 637.8461 | 0.37707 | 637.4667 | 0.30458 | 637.8461 | 0.0032307 | 637.8461 | 0.57149 | 630.9182 | 0.57168 | 637.8461 | 0.99334 | 637.4667 | 0.19304 | 635.1666 | 0.031226 | 637.1808 | 0.0029 | 635.3083 | 0.0021766
| 638.077 | -0.00027089 | 631.1438 | 0.00067923 | 631.14 | 0 | 638.077 | 0 | 631.1438 | -0.00040875 | 638.077 | 0.00013472 | 646.5458 | 0.00105 | 638.077 | 0.0010348 | 638.077 | 0.37071 | 637.6978 | 0.2986 | 638.077 | 0.0023623 | 638.077 | 0.56793 | 631.1438 | 0.54656 | 638.077 | 0.98193 | 637.6979 | 0.19461 | 635.3948 | 0.030855 | 637.4127 | 0.00225 | 635.5375 | 0.0013634
| 638.3078 | 0.00052786 | 631.3695 | 0.00095695 | 631.37 | 0 | 638.3078 | 0.00093513 | 631.3695 | 0.0010146 | 638.3078 | 0.000675 | 646.7754 | 0.00032501 | 638.3078 | 0.0013927 | 638.3078 | 0.37059 | 637.929 | 0.29902 | 638.3078 | 0.0032099 | 638.3078 | 0.56057 | 631.3695 | 0.52831 | 638.3078 | 0.9742 | 637.929 | 0.1979 | 635.623 | 0.032462 | 637.6446 | 0.00311 | 635.7665 | 0.0023357
| 638.5386 | 4.498e-05 | 631.5952 | 0.00028851 | 631.6 | 0 | 638.5386 | 0 | 631.5952 | 0.0014149 | 638.5386 | 0.00019337 | 647.0051 | 0.00102 | 638.5386 | 0.00086552 | 638.5386 | 0.36624 | 638.1602 | 0.29644 | 638.5386 | 0.0020993 | 638.5386 | 0.5593 | 631.5952 | 0.5058 | 638.5386 | 0.96892 | 638.1603 | 0.20154 | 635.8513 | 0.032136 | 637.8765 | 0.0024 | 635.9957 | 0.0013173
| 638.7695 | 0.00092555 | 631.821 | 0.00057442 | 631.82 | 0 | 638.7695 | 0.00067119 | 631.821 | 0.0013702 | 638.7695 | 0.00098979 | 647.2347 | 0.00038571 | 638.7695 | 0.0016198 | 638.7695 | 0.36506 | 638.3915 | 0.29376 | 638.7695 | 0.0025712 | 638.7695 | 0.55768 | 631.821 | 0.48685 | 638.7695 | 0.9573 | 638.3915 | 0.20561 | 636.0795 | 0.034035 | 638.1084 | 0.00317 | 636.2248 | 0.0024591
| 639.0004 | -0.00025158 | 632.0467 | 0.00148 | 632.05 | 0 | 639.0004 | 0 | 632.0467 | 0.00045953 | 639.0004 | -0.00049536 | 647.4643 | 0.00114 | 639.0004 | 0.00062083 | 639.0004 | 0.36513 | 638.6227 | 0.29336 | 639.0004 | 0.0017209 | 639.0004 | 0.55712 | 632.0467 | 0.47135 | 639.0004 | 0.95676 | 638.6227 | 0.21036 | 636.3077 | 0.033701 | 638.3403 | 0.00243 | 636.4539 | 0.0014257
| 639.2313 | -3.8254e-05 | 632.2725 | 0.00018174 | 632.27 | 0 | 639.2313 | 0 | 632.2725 | 0.0005633 | 639.2313 | 4.9513e-05 | 647.6939 | 0.00037688 | 639.2313 | 0.00090358 | 639.2313 | 0.35309 | 638.8539 | 0.28362 | 639.2313 | 0.0016909 | 639.2313 | 0.54293 | 632.2725 | 0.43231 | 639.2313 | 0.91296 | 638.8539 | 0.21301 | 636.5359 | 0.035153 | 638.5723 | 0.00256 | 636.6831 | 0.0016252
| 639.4622 | 0.00042591 | 632.4982 | 0.00147 | 632.5 | 0 | 639.4622 | 0.00055324 | 632.4982 | 0.0017879 | 639.4622 | 0.00089982 | 647.9235 | 0.00103 | 639.4622 | 0.0014703 | 639.4622 | 0.35684 | 639.0852 | 0.28825 | 639.4622 | 0.0022633 | 639.4622 | 0.54544 | 632.4982 | 0.41628 | 639.4622 | 0.91497 | 639.0852 | 0.22125 | 636.7642 | 0.036983 | 638.8043 | 0.00344 | 636.9122 | 0.0026076
| 639.6931 | -0.00048942 | 632.7239 | 0.00040822 | 632.72 | 0 | 639.6931 | 3.6645e-05 | 632.7239 | 0.00058822 | 639.6931 | 0.00014059 | 648.1532 | 0.0003153 | 639.6931 | 0.00088294 | 639.6931 | 0.35186 | 639.3164 | 0.28291 | 639.6931 | 0.0016998 | 639.6931 | 0.53999 | 632.7239 | 0.39659 | 639.693 | 0.88901 | 639.3164 | 0.2227 | 636.9925 | 0.036685 | 639.0362 | 0.00275 | 637.1414 | 0.0014624
| 639.924 | 0.00060884 | 632.9497 | 0.00105 | 632.95 | 0 | 639.924 | 0.00078054 | 632.9497 | 0.0014291 | 639.924 | 0.00067011 | 648.3829 | 0.00102 | 639.924 | 0.0016049 | 639.924 | 0.35704 | 639.5477 | 0.28418 | 639.924 | 0.0022952 | 639.924 | 0.54429 | 632.9497 | 0.38372 | 639.924 | 0.88144 | 639.5477 | 0.22978 | 637.2208 | 0.038356 | 639.2682 | 0.00366 | 637.3706 | 0.0027766
| 640.1549 | -0.00021972 | 633.1755 | 0.00041805 | 633.18 | 0 | 640.1549 | 0 | 633.1755 | 0.00097909 | 640.1549 | 0.00030222 | 648.6125 | 0.0002005 | 640.1549 | 0.00080062 | 640.1549 | 0.34718 | 639.779 | 0.2794 | 640.1549 | 0.0017282 | 640.1549 | 0.53806 | 633.1755 | 0.36764 | 640.1549 | 0.86306 | 639.779 | 0.232 | 637.449 | 0.03855 | 639.5002 | 0.0029 | 637.5997 | 0.0016054
| 640.3859 | 0.00101 | 633.4013 | 0.00078438 | 633.4 | 0 | 640.3859 | 0.00065791 | 633.4013 | 0.0013031 | 640.3859 | 0.0012912 | 648.8422 | 0.001 | 640.3859 | 0.0016808 | 640.3859 | 0.34634 | 640.0103 | 0.27778 | 640.3859 | 0.0024753 | 640.3859 | 0.53404 | 633.4013 | 0.3543 | 640.3859 | 0.84429 | 640.0103 | 0.23562 | 637.6774 | 0.040211 | 639.7322 | 0.00386 | 637.829 | 0.0027512
| 640.6168 | -0.00053534 | 633.6271 | 0.00019153 | 633.63 | 0 | 640.6168 | 0 | 633.6271 | 0.0007934 | 640.6168 | -0.00025109 | 649.0719 | 0.00026417 | 640.6168 | 0.00061497 | 640.6168 | 0.34612 | 640.2416 | 0.27703 | 640.6168 | 0.001566 | 640.6168 | 0.53483 | 633.6271 | 0.33933 | 640.6168 | 0.83199 | 640.2416 | 0.24066 | 637.9056 | 0.040117 | 639.9642 | 0.00314 | 638.0582 | 0.001883
| 640.8478 | 0.00065301 | 633.8529 | 0.00073947 | 633.85 | 0 | 640.8478 | 0.00075137 | 633.8529 | 0.00064234 | 640.8478 | 0.001043 | 649.3016 | 0.00098914 | 640.8478 | 0.0014819 | 640.8478 | 0.34216 | 640.4729 | 0.27418 | 640.8478 | 0.0020022 | 640.8478 | 0.52605 | 633.8529 | 0.32557 | 640.8478 | 0.80794 | 640.4729 | 0.24362 | 638.134 | 0.04194 | 640.1962 | 0.00399 | 638.2874 | 0.002795
| 641.0788 | 3.1338e-05 | 634.0787 | 0.00026789 | 634.08 | 0 | 641.0788 | 0 | 634.0787 | 0.0014815 | 641.0788 | 9.2153e-05 | 649.5313 | 0.00024286 | 641.0787 | 0.00082057 | 641.0788 | 0.3435 | 640.7042 | 0.27402 | 641.0788 | 0.0013941 | 641.0787 | 0.52658 | 634.0787 | 0.31461 | 641.0787 | 0.79843 | 640.7042 | 0.24886 | 638.3623 | 0.041786 | 640.4282 | 0.00319 | 638.5166 | 0.0017625
| 641.3097 | 0.00028986 | 634.3046 | 0.00157 | 634.3 | 0 | 641.3097 | 0.00068723 | 634.3046 | 0.00099766 | 641.3097 | 0.0005316 | 649.761 | 0.00085017 | 641.3098 | 0.0012841 | 641.3097 | 0.34 | 640.9356 | 0.27028 | 641.3097 | 0.0021047 | 641.3098 | 0.52175 | 634.3046 | 0.297 | 641.3098 | 0.77473 | 640.9356 | 0.25344 | 638.5906 | 0.043672 | 640.6602 | 0.00415 | 638.7458 | 0.0029152
| 641.5407 | -0.0002341 | 634.5304 | 0.00039464 | 634.53 | 0 | 641.5407 | 0 | 634.5304 | 0.00029918 | 641.5407 | -3.0174e-07 | 649.9907 | 9.7968e-05 | 641.5407 | 0.00081552 | 641.5407 | 0.33783 | 641.1669 | 0.27189 | 641.5407 | 0.00096234 | 641.5407 | 0.52607 | 634.5304 | 0.28655 | 641.5407 | 0.7629 | 641.1669 | 0.25911 | 638.819 | 0.043808 | 640.8923 | 0.00346 | 638.9751 | 0.001913
| 641.7717 | 0.00064297 | 634.7562 | 0.00092778 | 634.76 | 0 | 641.7717 | 0.00067502 | 634.7562 | 0.0016798 | 641.7717 | 0.0007735 | 650.2205 | 0.00082837 | 641.7717 | 0.0015043 | 641.7717 | 0.33428 | 641.3983 | 0.26672 | 641.7717 | 0.0021085 | 641.7717 | 0.51705 | 634.7562 | 0.27367 | 641.7717 | 0.73267 | 641.3983 | 0.26115 | 639.0473 | 0.045481 | 641.1243 | 0.00426 | 639.2043 | 0.0028879
| 642.0028 | 1.9758e-05 | 634.9821 | -0.00026939 | 634.98 | 0 | 642.0028 | 0 | 634.9821 | 0.00094794 | 642.0028 | -6.9705e-05 | 650.4502 | 0.00021654 | 642.0027 | 0.00067497 | 642.0028 | 0.33544 | 641.6296 | 0.26658 | 642.0028 | 0.00085207 | 642.0027 | 0.51974 | 634.9821 | 0.25758 | 642.0027 | 0.71998 | 641.6296 | 0.26575 | 639.2757 | 0.045671 | 641.3564 | 0.00351 | 639.4336 | 0.0020063
| 642.2338 | 0.00057613 | 635.2079 | 0.00101 | 635.21 | 0 | 642.2338 | 0.00061369 | 635.2079 | 0.0017226 | 642.2338 | 0.00064153 | 650.68 | 0.0008861 | 642.2338 | 0.0013549 | 642.2338 | 0.3304 | 641.861 | 0.26521 | 642.2338 | 0.0019626 | 642.2338 | 0.51497 | 635.2079 | 0.25309 | 642.2338 | 0.69756 | 641.861 | 0.27081 | 639.5041 | 0.0475 | 641.5885 | 0.00451 | 639.6629 | 0.0028718
| 642.4648 | -3.6444e-05 | 635.4338 | 0.00071272 | 635.43 | 0 | 642.4648 | 0 | 635.4338 | 0.0001367 | 642.4648 | -0.00060956 | 650.9097 | 0.00018792 | 642.4648 | 0.00050167 | 642.4648 | 0.33226 | 642.0924 | 0.26302 | 642.4648 | 0.0011236 | 642.4648 | 0.51802 | 635.4338 | 0.24129 | 642.4648 | 0.68269 | 642.0924 | 0.27509 | 639.7324 | 0.047644 | 641.8206 | 0.00378 | 639.8922 | 0.0021808
| 642.6959 | 0.00069956 | 635.6597 | 0.00119 | 635.66 | 0 | 642.6959 | 0.00082076 | 635.6597 | 0.00087293 | 642.6959 | 0.0011572 | 651.1395 | 0.00082748 | 642.6959 | 0.0015356 | 642.6959 | 0.32736 | 642.3238 | 0.26016 | 642.6959 | 0.0020898 | 642.6959 | 0.50623 | 635.6597 | 0.23331 | 642.6959 | 0.65535 | 642.3238 | 0.27908 | 639.9608 | 0.04987 | 642.0527 | 0.00469 | 640.1215 | 0.0031956
| 642.9269 | -0.00034914 | 635.8856 | 1.7422e-05 | 635.89 | 0 | 642.9269 | 0 | 635.8856 | 0.00014383 | 642.9269 | 0.00032282 | 651.3693 | 0.00011119 | 642.9269 | 0.00063453 | 642.9269 | 0.32485 | 642.5552 | 0.25966 | 642.9269 | 0.0011287 | 642.9269 | 0.50924 | 635.8856 | 0.22486 | 642.9269 | 0.64199 | 642.5552 | 0.28437 | 640.1893 | 0.04987 | 642.2848 | 0.00396 | 640.3508 | 0.0021439
| 643.158 | -0.00014463 | 636.1115 | 0.00125 | 636.11 | 0 | 643.158 | 0.00041184 | 636.1115 | 0.00099476 | 643.158 | 0.00054069 | 651.5991 | 0.00082048 | 643.158 | 0.0010915 | 643.158 | 0.32567 | 642.7866 | 0.25777 | 643.158 | 0.001722 | 643.158 | 0.51135 | 636.1115 | 0.21561 | 643.158 | 0.62332 | 642.7866 | 0.29035 | 640.4177 | 0.051781 | 642.5169 | 0.00477 | 640.5801 | 0.0033587
| 643.3891 | -0.00038561 | 636.3374 | 0.00033507 | 636.34 | 0 | 643.3891 | 0 | 636.3374 | 0.0014446 | 643.3891 | -0.00023311 | 651.8289 | 5.617e-05 | 643.3891 | 0.00053687 | 643.3891 | 0.32311 | 643.0181 | 0.25646 | 643.3891 | 0.00087269 | 643.3891 | 0.50465 | 636.3374 | 0.20324 | 643.3891 | 0.60115 | 643.0181 | 0.29347 | 640.6461 | 0.051921 | 642.7491 | 0.0042 | 640.8094 | 0.0021484
| 643.6202 | 0.00039915 | 636.5634 | 0.00133 | 636.56 | 0 | 643.6202 | 0.00060485 | 636.5634 | 0.0022187 | 643.6202 | 0.0010302 | 652.0587 | 0.00080554 | 643.6202 | 0.0010682 | 643.6202 | 0.32327 | 643.2495 | 0.25595 | 643.6202 | 0.0017283 | 643.6202 | 0.50417 | 636.5634 | 0.1967 | 643.6202 | 0.58138 | 643.2495 | 0.30037 | 640.8745 | 0.054075 | 642.9812 | 0.00506 | 641.0388 | 0.0033572
| 643.8513 | -0.00016554 | 636.7893 | 0.00011997 | 636.79 | 0 | 643.8513 | 0 | 636.7892 | 0.0010644 | 643.8513 | -0.00037325 | 652.2886 | 9.4891e-05 | 643.8513 | 0.00059643 | 643.8513 | 0.32182 | 643.4809 | 0.25473 | 643.8513 | 0.0009463 | 643.8513 | 0.50658 | 636.7892 | 0.19199 | 643.8513 | 0.56779 | 643.481 | 0.30837 | 641.103 | 0.054516 | 643.2134 | 0.00433 | 641.2681 | 0.0024525
| 644.0824 | 0.00077025 | 637.0152 | 0.00096989 | 637.02 | 0.0024641 | 644.0824 | 0.00079965 | 637.0152 | 0.00092097 | 644.0824 | 0.00162 | 652.5184 | 0.00076383 | 644.0824 | 0.0014406 | 644.0824 | 0.32188 | 643.7124 | 0.2551 | 644.0824 | 0.0017939 | 644.0824 | 0.50562 | 637.0152 | 0.18348 | 644.0824 | 0.54868 | 643.7124 | 0.31457 | 641.3314 | 0.056331 | 643.4456 | 0.00524 | 641.4975 | 0.0034396
| 644.3135 | -0.00034721 | 637.2411 | 0.0007442 | 637.24 | 0 | 644.3135 | 0 | 637.2411 | 0.0011166 | 644.3135 | -6.0401e-05 | 652.7482 | 0.00011252 | 644.3135 | 0.00070199 | 644.3135 | 0.31669 | 643.9439 | 0.25076 | 644.3135 | 0.00065268 | 644.3135 | 0.49775 | 637.2411 | 0.1753 | 644.3135 | 0.52516 | 643.9439 | 0.31676 | 641.5599 | 0.05635 | 643.6777 | 0.00469 | 641.7268 | 0.0025511
| 644.5447 | 0.00041919 | 637.4671 | 0.00104 | 637.47 | 0 | 644.5447 | 0.00046887 | 637.4671 | 0.0010587 | 644.5447 | 0.00051609 | 652.9781 | 0.0007471 | 644.5447 | 0.001174 | 644.5447 | 0.31312 | 644.1754 | 0.24821 | 644.5447 | 0.0015433 | 644.5447 | 0.49202 | 637.4671 | 0.16849 | 644.5447 | 0.50398 | 644.1754 | 0.32154 | 641.7883 | 0.058684 | 643.9099 | 0.00555 | 641.9562 | 0.0034998
| 644.7758 | -0.00018606 | 637.6931 | 0.00020657 | 637.69 | 0 | 644.7758 | 0 | 637.6931 | 0.00028483 | 644.7758 | -0.00015061 | 653.2079 | 3.7978e-05 | 644.7758 | 0.00044351 | 644.7758 | 0.31262 | 644.4069 | 0.24765 | 644.7758 | 0.00077278 | 644.7758 | 0.4948 | 637.6931 | 0.16009 | 644.7758 | 0.48978 | 644.4069 | 0.32804 | 642.0168 | 0.058821 | 644.1421 | 0.00474 | 642.1856 | 0.0026113
| 645.007 | 9.5951e-05 | 637.9191 | 0.00121 | 637.92 | 0 | 645.007 | 0.00084487 | 637.9191 | 0.0012823 | 645.007 | 0.0010879 | 653.4379 | 0.00075924 | 645.007 | 0.00108 | 645.007 | 0.31133 | 644.6384 | 0.2456 | 645.007 | 0.0014134 | 645.007 | 0.49095 | 637.9191 | 0.15661 | 645.007 | 0.46821 | 644.6384 | 0.33209 | 642.2453 | 0.061079 | 644.3743 | 0.00572 | 642.415 | 0.003809
| 645.2381 | -0.00034493 | 638.1451 | 8.0743e-05 | 638.15 | 0 | 645.2381 | 0 | 638.1451 | 0.0004893 | 645.2381 | -0.00085522 | 653.6677 | -3.0102e-05 | 645.2381 | 0.00028211 | 645.2381 | 0.30816 | 644.8699 | 0.24508 | 645.2381 | 0.00044044 | 645.2381 | 0.48944 | 638.1451 | 0.14983 | 645.2381 | 0.45362 | 644.8699 | 0.33886 | 642.4738 | 0.061401 | 644.6065 | 0.00513 | 642.6444 | 0.0025429
| 645.4693 | 0.00065278 | 638.371 | 0.000975 | 638.37 | 0 | 645.4693 | 0.00083968 | 638.371 | 0.001328 | 645.4693 | 0.0010311 | 653.8976 | 0.00067101 | 645.4693 | 0.0011659 | 645.4693 | 0.3078 | 645.1014 | 0.24469 | 645.4693 | 0.0012933 | 645.4693 | 0.48974 | 638.371 | 0.14248 | 645.4693 | 0.43732 | 645.1014 | 0.34381 | 642.7023 | 0.063734 | 644.8388 | 0.00607 | 642.8738 | 0.0036827
| 645.7005 | -0.00038917 | 638.597 | 0.00027654 | 638.6 | 0 | 645.7005 | 0 | 638.597 | 0.0006452 | 645.7005 | -0.00059591 | 654.1276 | 7.1426e-06 | 645.7005 | 0.00044911 | 645.7005 | 0.30608 | 645.333 | 0.24136 | 645.7005 | 0.00055869 | 645.7005 | 0.48554 | 638.597 | 0.13564 | 645.7005 | 0.42181 | 645.3329 | 0.3507 | 642.9308 | 0.063933 | 645.071 | 0.00526 | 643.1033 | 0.0028747
| 645.9317 | 0.00041547 | 638.8231 | 0.00111 | 638.82 | 0 | 645.9317 | 0.0007535 | 638.8231 | 0.0013906 | 645.9317 | 0.00083871 | 654.3575 | 0.00072907 | 645.9317 | 0.0010772 | 645.9317 | 0.30397 | 645.5645 | 0.23968 | 645.9317 | 0.0015493 | 645.9317 | 0.4798 | 638.8231 | 0.13576 | 645.9317 | 0.40202 | 645.5645 | 0.35723 | 643.1594 | 0.066458 | 645.3033 | 0.00627 | 643.3327 | 0.0039468
| 646.1629 | -0.00029076 | 639.0491 | 0.00124 | 639.05 | 0 | 646.1629 | 0 | 639.0491 | 0.0010526 | 646.1629 | -0.00021187 | 654.5874 | 4.1472e-05 | 646.1629 | 0.00044811 | 646.1629 | 0.30432 | 645.7961 | 0.2383 | 646.1629 | 0.00073782 | 646.1629 | 0.47854 | 639.0491 | 0.12702 | 646.1629 | 0.38909 | 645.7961 | 0.36409 | 643.3879 | 0.066624 | 645.5355 | 0.0056 | 643.5621 | 0.0029044
| 646.3941 | 0.00069046 | 639.2752 | 0.00076953 | 639.28 | 0 | 646.3941 | 0.00076963 | 639.2751 | 0.0018076 | 646.3941 | 0.0007072 | 654.8173 | 0.00067169 | 646.3941 | 0.0010624 | 646.3941 | 0.30316 | 646.0276 | 0.23805 | 646.3941 | 0.0015522 | 646.3941 | 0.4776 | 639.2751 | 0.126 | 646.3941 | 0.37314 | 646.0276 | 0.36968 | 643.6165 | 0.068304 | 645.7678 | 0.0066 | 643.7916 | 0.0039171
| 646.6254 | -0.00033829 | 639.5012 | 0.00066711 | 639.5 | 0 | 646.6254 | 0 | 639.5012 | 0.00059935 | 646.6254 | -7.094e-05 | 655.0473 | 1.764e-05 | 646.6254 | 0.00057109 | 646.6254 | 0.30051 | 646.2592 | 0.23387 | 646.6254 | 0.00030022 | 646.6254 | 0.47488 | 639.5012 | 0.12001 | 646.6254 | 0.35579 | 646.2592 | 0.37174 | 643.845 | 0.069141 | 646.0001 | 0.00587 | 644.0211 | 0.0033056
| 646.8566 | 0.00052643 | 639.7272 | 0.00103 | 639.73 | 0 | 646.8566 | 0.00072407 | 639.7272 | 0.00098437 | 646.8566 | 0.0010101 | 655.2772 | 0.00070925 | 646.8566 | 0.001168 | 646.8566 | 0.2976 | 646.4908 | 0.23512 | 646.8566 | 0.0014729 | 646.8566 | 0.47219 | 639.7272 | 0.11612 | 646.8566 | 0.34266 | 646.4908 | 0.38113 | 644.0736 | 0.072717 | 646.2324 | 0.00681 | 644.2505 | 0.0041208
| 647.0879 | -0.00010496 | 639.9533 | 0.0008867 | 639.95 | 0 | 647.0879 | 0 | 639.9533 | 0.00012454 | 647.0879 | 6.5477e-05 | 655.5072 | -2.2378e-05 | 647.0878 | 0.00068118 | 647.0879 | 0.29582 | 646.7224 | 0.23235 | 647.0879 | 0.0007315 | 647.0878 | 0.47234 | 639.9533 | 0.1122 | 647.0878 | 0.32883 | 646.7224 | 0.38696 | 644.3022 | 0.073112 | 646.4647 | 0.0063 | 644.48 | 0.0030744
| 647.3191 | 0.00054725 | 640.1794 | 0.0009723 | 640.18 | 0 | 647.3191 | 0.00055992 | 640.1794 | 0.0025889 | 647.3191 | 0.00068067 | 655.7372 | 0.00063042 | 647.3191 | 0.0011603 | 647.3191 | 0.29621 | 646.954 | 0.22985 | 647.3191 | 0.0013609 | 647.3191 | 0.4704 | 640.1794 | 0.10878 | 647.3191 | 0.31607 | 646.954 | 0.39355 | 644.5308 | 0.074775 | 646.697 | 0.00718 | 644.7095 | 0.0042801
| 647.5504 | 7.1575e-06 | 640.4055 | 0.00064072 | 640.41 | 0 | 647.5504 | 0 | 640.4055 | 0.0004091 | 647.5504 | -0.00014274 | 655.9672 | -1.8217e-05 | 647.5504 | 0.00045599 | 647.5504 | 0.29178 | 647.1856 | 0.22952 | 647.5504 | 0.00012434 | 647.5504 | 0.46895 | 640.4055 | 0.1067 | 647.5504 | 0.3053 | 647.1856 | 0.40105 | 644.7593 | 0.07496 | 646.9293 | 0.00642 | 644.939 | 0.0034315
| 647.7817 | 0.00085511 | 640.6315 | 0.00123 | 640.63 | 0 | 647.7817 | 0.00081267 | 640.6315 | -2.0649e-07 | 647.7817 | 0.00088563 | 656.1971 | 0.0006977 | 647.7817 | 0.0013412 | 647.7817 | 0.29298 | 647.4173 | 0.22872 | 647.7817 | 0.0015104 | 647.7817 | 0.47005 | 640.6315 | 0.09753 | 647.7817 | 0.29207 | 647.4173 | 0.40767 | 644.988 | 0.078124 | 647.1617 | 0.00743 | 645.1686 | 0.0044063
| 648.013 | -6.4783e-05 | 640.8576 | 0.00077874 | 640.86 | 0 | 648.013 | 0 | 640.8576 | 0.00017086 | 648.013 | 0.00071656 | 656.4272 | -6.6175e-05 | 648.013 | 0.00072115 | 648.013 | 0.2924 | 647.6489 | 0.22947 | 648.013 | 0.00050973 | 648.013 | 0.46971 | 640.8576 | 0.096156 | 648.013 | 0.28266 | 647.6489 | 0.41714 | 645.2166 | 0.078972 | 647.394 | 0.00686 | 645.3981 | 0.003585
| 648.2443 | 0.00072224 | 641.0837 | 0.0013 | 641.08 | 0 | 648.2443 | 0.0007103 | 641.0837 | 0.00088387 | 648.2443 | 0.0012331 | 656.6572 | 0.00067826 | 648.2443 | 0.00128 | 648.2443 | 0.29046 | 647.8806 | 0.22777 | 648.2443 | 0.0017138 | 648.2443 | 0.46827 | 641.0837 | 0.090886 | 648.2443 | 0.27279 | 647.8806 | 0.42765 | 645.4452 | 0.081428 | 647.6264 | 0.00784 | 645.6276 | 0.0044455
| 648.4756 | -0.00024129 | 641.3099 | 0.00065769 | 641.31 | 0 | 648.4756 | 0 | 641.3099 | -0.00077785 | 648.4756 | -0.00031874 | 656.8872 | -4.1401e-06 | 648.4756 | 0.0004102 | 648.4756 | 0.28445 | 648.1122 | 0.22291 | 648.4756 | 0.00062092 | 648.4756 | 0.46275 | 641.3099 | 0.085049 | 648.4756 | 0.25937 | 648.1122 | 0.43088 | 645.6738 | 0.08301 | 647.8588 | 0.00704 | 645.8572 | 0.0036644
| 648.7069 | 0.00062389 | 641.536 | 0.00137 | 641.54 | 0 | 648.7069 | 0.00074788 | 641.536 | 0.001405 | 648.7069 | 0.00080262 | 657.1173 | 0.00062052 | 648.7069 | 0.0011881 | 648.7069 | 0.2911 | 648.3439 | 0.22507 | 648.7069 | 0.0014691 | 648.7069 | 0.46697 | 641.536 | 0.086364 | 648.7069 | 0.25194 | 648.3439 | 0.44449 | 645.9025 | 0.085135 | 648.0912 | 0.00818 | 646.0867 | 0.0046994
| 648.9383 | -0.00060905 | 641.7622 | 8.3454e-05 | 641.76 | 0 | 648.9383 | 0 | 641.7621 | -0.00018714 | 648.9383 | -0.00062652 | 657.3473 | 6.6698e-05 | 648.9383 | 0.00019219 | 648.9383 | 0.28911 | 648.5756 | 0.2242 | 648.9383 | 0.00043752 | 648.9383 | 0.4677 | 641.7621 | 0.081919 | 648.9383 | 0.24192 | 648.5756 | 0.45229 | 646.1312 | 0.086415 | 648.3235 | 0.00767 | 646.3163 | 0.0038461
| 649.1696 | 0.00045775 | 641.9883 | 0.0009892 | 641.99 | 0 | 649.1696 | 0.00094293 | 641.9883 | 0.0011934 | 649.1696 | 0.00045053 | 657.5773 | 0.00066453 | 649.1696 | 0.00088356 | 649.1696 | 0.2877 | 648.8073 | 0.22204 | 649.1696 | 0.0010306 | 649.1696 | 0.4641 | 641.9883 | 0.079171 | 649.1696 | 0.23257 | 648.8073 | 0.46123 | 646.3598 | 0.089336 | 648.556 | 0.00858 | 646.5458 | 0.0049811
| 649.401 | -0.00010657 | 642.2144 | -9.8158e-05 | 642.21 | 0 | 649.401 | 0 | 642.2144 | 0.00033541 | 649.401 | -0.00021043 | 657.8074 | 9.458e-05 | 649.401 | 0.00044173 | 649.401 | 0.28169 | 649.039 | 0.22048 | 649.401 | 0 | 649.401 | 0.45967 | 642.2144 | 0.077598 | 649.401 | 0.22166 | 649.039 | 0.46483 | 646.5885 | 0.090061 | 648.7884 | 0.00794 | 646.7755 | 0.0039188
| 649.6323 | 0.00033588 | 642.4406 | 0.00033679 | 642.44 | 0 | 649.6323 | 0.00066937 | 642.4406 | 0.0015909 | 649.6323 | 0.00052176 | 658.0375 | 0.00060378 | 649.6323 | 0.00097731 | 649.6323 | 0.27974 | 649.2707 | 0.21767 | 649.6323 | 0.0011519 | 649.6323 | 0.45839 | 642.4406 | 0.075884 | 649.6323 | 0.21338 | 649.2707 | 0.47551 | 646.8171 | 0.091745 | 649.0208 | 0.0089 | 647.0051 | 0.0052134
| 649.8637 | -0.00013211 | 642.6667 | -4.6471e-05 | 642.67 | 0 | 649.8637 | 0 | 642.6667 | 0.0010619 | 649.8637 | 0.00013355 | 658.2676 | 3.6612e-05 | 649.8637 | 0.00053033 | 649.8637 | 0.27881 | 649.5025 | 0.21625 | 649.8637 | 0.00019387 | 649.8637 | 0.45392 | 642.6667 | 0.070026 | 649.8637 | 0.2036 | 649.5024 | 0.48112 | 647.0458 | 0.093757 | 649.2532 | 0.00836 | 647.2347 | 0.0040961
| 650.0951 | 0.00079396 | 642.8929 | 0.00154 | 642.89 | 0 | 650.0951 | 0.00080233 | 642.8929 | 0.00096756 | 650.0951 | 0.0013408 | 658.4977 | 0.00056303 | 650.0952 | 0.0012955 | 650.0951 | 0.28181 | 649.7342 | 0.21863 | 650.0951 | 0.0013608 | 650.0952 | 0.4598 | 642.8929 | 0.070254 | 650.0951 | 0.19915 | 649.7342 | 0.49876 | 647.2745 | 0.097887 | 649.4857 | 0.00943 | 647.4643 | 0.0055913
| 650.3265 | -0.00024611 | 643.1191 | 0.00046058 | 643.12 | 0 | 650.3265 | 0 | 643.1191 | 0.00084944 | 650.3265 | -0.00025476 | 658.7278 | -5.3014e-05 | 650.3265 | 0.00052571 | 650.3265 | 0.27619 | 649.9659 | 0.21703 | 650.3265 | 8.579e-05 | 650.3265 | 0.45229 | 643.1191 | 0.065761 | 650.3265 | 0.19062 | 649.9659 | 0.50435 | 647.5033 | 0.097805 | 649.7181 | 0.00878 | 647.6939 | 0.0042988
| 650.5579 | 0.00043781 | 643.3453 | 0.0011 | 643.35 | 0 | 650.5579 | 0.00076914 | 643.3453 | 0.0017455 | 650.5579 | 0.00097509 | 658.9579 | 0.00054616 | 650.5579 | 0.0010754 | 650.5579 | 0.27924 | 650.1977 | 0.21653 | 650.5579 | 0.0012413 | 650.5579 | 0.45359 | 643.3453 | 0.062852 | 650.5579 | 0.18357 | 650.1977 | 0.51555 | 647.732 | 0.10194 | 649.9506 | 0.00977 | 647.9235 | 0.0055034
| 650.7894 | -0.00012565 | 643.5715 | -3.6633e-05 | 643.57 | 0 | 650.7894 | 0 | 643.5715 | 0.0012101 | 650.7894 | 0.00044218 | 659.188 | -8.1174e-05 | 650.7894 | 0.00065313 | 650.7894 | 0.27624 | 650.4295 | 0.21349 | 650.7894 | 0 | 650.7894 | 0.45034 | 643.5715 | 0.059233 | 650.7894 | 0.175 | 650.4295 | 0.52014 | 647.9608 | 0.10325 | 650.1831 | 0.00936 | 648.1532 | 0.0045071
| 651.0208 | 0.00058048 | 643.7978 | 0.00090422 | 643.8 | 0 | 651.0208 | 0.00096524 | 643.7978 | 0.000512 | 651.0208 | 0.0011352 | 659.4181 | 0.00059773 | 651.0208 | 0.001185 | 651.0208 | 0.27532 | 650.6613 | 0.21402 | 651.0208 | 0.0015304 | 651.0208 | 0.45235 | 643.7978 | 0.056911 | 651.0208 | 0.17001 | 650.6613 | 0.53369 | 648.1895 | 0.10566 | 650.4156 | 0.01047 | 648.3829 | 0.0058539
| 651.2523 | -0.00047634 | 644.024 | 0.00021632 | 644.02 | 0 | 651.2522 | 0 | 644.024 | 0.00032186 | 651.2522 | -6.8509e-05 | 659.6483 | -0.00010029 | 651.2523 | 0.00044314 | 651.2523 | 0.274 | 650.893 | 0.21224 | 651.2522 | 0.00022964 | 651.2523 | 0.44787 | 644.024 | 0.055922 | 651.2523 | 0.16232 | 650.8931 | 0.54051 | 648.4182 | 0.10889 | 650.6481 | 0.00959 | 648.6125 | 0.0046948
| 651.4837 | 0.00015391 | 644.2502 | 0.00076629 | 644.25 | 0 | 651.4837 | 0.00057745 | 644.2502 | 0.0017685 | 651.4837 | 0.00061869 | 659.8785 | 0.00065622 | 651.4837 | 0.00075203 | 651.4837 | 0.27187 | 651.1249 | 0.21264 | 651.4837 | 0.00082695 | 651.4837 | 0.45248 | 644.2502 | 0.05547 | 651.4837 | 0.15752 | 651.1249 | 0.55539 | 648.647 | 0.10958 | 650.8806 | 0.0106 | 648.8422 | 0.005953
| 651.7152 | -0.00056001 | 644.4765 | 0.00049504 | 644.48 | 0 | 651.7152 | 0 | 644.4765 | 0.00069557 | 651.7152 | -0.0005038 | 660.1086 | 9.247e-05 | 651.7151 | 0.00039855 | 651.7152 | 0.27299 | 651.3567 | 0.20937 | 651.7152 | 0.00024013 | 651.7151 | 0.44868 | 644.4765 | 0.053607 | 651.7151 | 0.15136 | 651.3567 | 0.56396 | 648.8758 | 0.11183 | 651.1132 | 0.01002 | 649.0719 | 0.0048755
| 651.9466 | 0.00070029 | 644.7028 | 0.00121 | 644.7 | 0 | 651.9467 | 0.0005319 | 644.7028 | 0.0012445 | 651.9467 | 0.00094568 | 660.3388 | 0.00065167 | 651.9467 | 0.001134 | 651.9466 | 0.27121 | 651.5885 | 0.21143 | 651.9467 | 0.0012247 | 651.9467 | 0.44937 | 644.7028 | 0.052668 | 651.9467 | 0.14622 | 651.5885 | 0.57253 | 649.1046 | 0.11468 | 651.3457 | 0.01119 | 649.3016 | 0.0063981
| 652.1781 | -0.0005819 | 644.929 | -0.00021224 | 644.93 | 0 | 652.1781 | 0 | 644.929 | 0.00030507 | 652.1781 | -3.2383e-05 | 660.569 | 2.8872e-05 | 652.1782 | 0.00023238 | 652.1781 | 0.26676 | 651.8203 | 0.20754 | 652.1781 | 0 | 652.1782 | 0.44846 | 644.929 | 0.051122 | 652.1782 | 0.13963 | 651.8203 | 0.58142 | 649.3333 | 0.11603 | 651.5783 | 0.0107 | 649.5313 | 0.0051778
| 652.4096 | 0.00052311 | 645.1553 | 0.0008396 | 645.16 | 0 | 652.4096 | 0.00063841 | 645.1553 | 0.0010569 | 652.4096 | 0.0010604 | 660.7992 | 0.00071621 | 652.4097 | 0.00092464 | 652.4096 | 0.26705 | 652.0522 | 0.20654 | 652.4096 | 0.0010007 | 652.4097 | 0.44412 | 645.1553 | 0.05028 | 652.4097 | 0.13559 | 652.0522 | 0.59403 | 649.5621 | 0.11926 | 651.8108 | 0.01164 | 649.761 | 0.0064743
| 652.6412 | -8.5117e-05 | 645.3816 | 0.00065497 | 645.38 | 0 | 652.6412 | 0 | 645.3816 | -0.0010856 | 652.6412 | -0.00028074 | 661.0294 | 2.0702e-05 | 652.6412 | 0.00045437 | 652.6412 | 0.26731 | 652.284 | 0.20549 | 652.6412 | 8.0833e-05 | 652.6412 | 0.44625 | 645.3816 | 0.046166 | 652.6412 | 0.13088 | 652.284 | 0.61038 | 649.791 | 0.11857 | 652.0433 | 0.01122 | 649.9907 | 0.005244
| 652.8727 | 0.00033969 | 645.6078 | 0.00064096 | 645.61 | 0 | 652.8727 | 0.00090943 | 645.6078 | 0.0019821 | 652.8727 | 0.00053527 | 661.2596 | 0.00064941 | 652.8727 | 0.0010339 | 652.8727 | 0.26836 | 652.5159 | 0.20444 | 652.8727 | 0.00066806 | 652.8727 | 0.44635 | 645.6078 | 0.046494 | 652.8727 | 0.12609 | 652.5159 | 0.62049 | 650.0198 | 0.12416 | 652.2759 | 0.01217 | 650.2205 | 0.0065155
| 653.1042 | -0.00044896 | 645.8342 | 0.00018679 | 645.83 | 0 | 653.1042 | 0 | 645.8342 | -0.00056544 | 653.1042 | -0.00048661 | 661.4899 | 1.1146e-05 | 653.1042 | 0.00041875 | 653.1042 | 0.26381 | 652.7478 | 0.20339 | 653.1042 | 0.00024688 | 653.1042 | 0.44438 | 645.8342 | 0.042842 | 653.1042 | 0.11946 | 652.7478 | 0.62479 | 650.2486 | 0.12699 | 652.5085 | 0.01156 | 650.4502 | 0.005687
| 653.3357 | 0.00062189 | 646.0605 | 0.00014581 | 646.06 | 0 | 653.3357 | 0.00060024 | 646.0605 | -8.8799e-05 | 653.3357 | 0.0012332 | 661.7201 | 0.0006186 | 653.3358 | 0.0013082 | 653.3357 | 0.2638 | 652.9797 | 0.20233 | 653.3357 | 0.0011945 | 653.3358 | 0.44677 | 646.0605 | 0.042477 | 653.3357 | 0.11677 | 652.9796 | 0.64015 | 650.4774 | 0.13057 | 652.7411 | 0.01264 | 650.68 | 0.0068665
| 653.5673 | -0.00060388 | 646.2868 | 0.00061487 | 646.29 | 0 | 653.5673 | 0 | 646.2868 | 0.00038312 | 653.5673 | -0.00050717 | 661.9503 | 5.0861e-05 | 653.5673 | 0.000258 | 653.5673 | 0.26116 | 653.2115 | 0.20128 | 653.5673 | 0.00016864 | 653.5673 | 0.43996 | 646.2868 | 0.040908 | 653.5673 | 0.11114 | 653.2115 | 0.64221 | 650.7063 | 0.13189 | 652.9737 | 0.01218 | 650.9097 | 0.0060395
| 653.7989 | 0.00038622 | 646.5131 | 0.00127 | 646.51 | 0 | 653.7989 | 0.00041999 | 646.5131 | 0.001045 | 653.7989 | 0.00061902 | 662.1806 | 0.0006442 | 653.7989 | 0.00096341 | 653.7989 | 0.25774 | 653.4435 | 0.20023 | 653.7989 | 0.00072812 | 653.7989 | 0.43821 | 646.5131 | 0.037584 | 653.7989 | 0.10821 | 653.4435 | 0.65366 | 650.9352 | 0.136 | 653.2064 | 0.01325 | 651.1395 | 0.0072887
| 654.0304 | -0.00055721 | 646.7395 | -0.00012829 | 646.74 | 0 | 654.0304 | 0 | 646.7395 | -0.00032696 | 654.0304 | -0.00052068 | 662.4108 | 7.9391e-05 | 654.0305 | 4.907e-05 | 654.0304 | 0.25998 | 653.6754 | 0.19918 | 654.0304 | 0 | 654.0305 | 0.44016 | 646.7395 | 0.037215 | 654.0305 | 0.10503 | 653.6754 | 0.67162 | 651.164 | 0.13857 | 653.439 | 0.01282 | 651.3693 | 0.0059578
| 654.262 | 0.00072764 | 646.9658 | 0.00075701 | 646.97 | 0 | 654.262 | 0.00075104 | 646.9658 | 0.0025889 | 654.262 | 0.00072804 | 662.6411 | 0.00063426 | 654.262 | 0.00083706 | 654.262 | 0.26047 | 653.9073 | 0.19813 | 654.262 | 0.0010006 | 654.262 | 0.44004 | 646.9658 | 0.036574 | 654.262 | 0.10226 | 653.9073 | 0.68592 | 651.3929 | 0.14048 | 653.6716 | 0.01411 | 651.5991 | 0.0073459
| 654.4936 | -0.00045986 | 647.1922 | 0.00049566 | 647.19 | 0 | 654.4936 | 0 | 647.1922 | -0.00038194 | 654.4936 | 2.6055e-05 | 662.8714 | 5.0378e-05 | 654.4936 | 1.6116e-05 | 654.4936 | 0.25555 | 654.1392 | 0.19708 | 654.4936 | 0 | 654.4936 | 0.4359 | 647.1922 | 0.034108 | 654.4936 | 0.09687 | 654.1392 | 0.68699 | 651.6218 | 0.14255 | 653.9043 | 0.01373 | 651.8289 | 0.0061768
| 654.7252 | 0.00043667 | 647.4186 | 0.00035923 | 647.42 | 0 | 654.7252 | 0.00062876 | 647.4186 | 0.0012873 | 654.7252 | 0.00058205 | 663.1017 | 0.00064734 | 654.7252 | 0.00085271 | 654.7252 | 0.252 | 654.3712 | 0.19602 | 654.7252 | 0.00092378 | 654.7252 | 0.42921 | 647.4186 | 0.033855 | 654.7252 | 0.09268 | 654.3712 | 0.69062 | 651.8507 | 0.14949 | 654.137 | 0.01503 | 652.0587 | 0.0076451
| 654.9568 | -0.00025463 | 647.645 | -0.00026617 | 647.64 | 0 | 654.9568 | 0 | 647.645 | 6.7034e-06 | 654.9568 | -0.00012603 | 663.332 | -3.0015e-05 | 654.9568 | 0.00028404 | 654.9568 | 0.25677 | 654.6032 | 0.19497 | 654.9568 | 0.00010225 | 654.9568 | 0.43776 | 647.645 | 0.029772 | 654.9569 | 0.09036 | 654.6032 | 0.71552 | 652.0796 | 0.14875 | 654.3696 | 0.01459 | 652.2886 | 0.0067465
| 655.1885 | 0.00039346 | 647.8713 | 0.00085624 | 647.87 | 0 | 655.1885 | 0.00089226 | 647.8713 | 0.00075746 | 655.1885 | 0.0009644 | 663.5623 | 0.00058725 | 655.1885 | 0.0011124 | 655.1885 | 0.25568 | 654.8351 | 0.19392 | 655.1885 | 0.0011951 | 655.1885 | 0.43524 | 647.8713 | 0.034762 | 655.1885 | 0.08791 | 654.8351 | 0.72558 | 652.3085 | 0.15176 | 654.6024 | 0.0159 | 652.5184 | 0.0080923
| 655.4201 | -0.00072536 | 648.0977 | 0.00013767 | 648.1 | 0 | 655.4201 | 0 | 648.0977 | -0.00091446 | 655.4201 | -3.1725e-05 | 663.7927 | -1.3935e-05 | 655.4201 | 3.0814e-05 | 655.4201 | 0.25537 | 655.0671 | 0.19287 | 655.4201 | 0 | 655.4201 | 0.43548 | 648.0977 | 0.028069 | 655.4201 | 0.08423 | 655.0671 | 0.74203 | 652.5374 | 0.15388 | 654.835 | 0.01582 | 652.7482 | 0.0071369
| 655.6517 | 0.00032148 | 648.3242 | 0.00048864 | 648.32 | 0 | 655.6518 | 0.0010568 | 648.3242 | 0.001661 | 655.6518 | 0.00094649 | 664.023 | 0.00064846 | 655.6517 | 0.0011352 | 655.6517 | 0.25555 | 655.2991 | 0.19182 | 655.6518 | 0.0011164 | 655.6517 | 0.43406 | 648.3242 | 0.029334 | 655.6517 | 0.08187 | 655.2991 | 0.75079 | 652.7664 | 0.15942 | 655.0678 | 0.01736 | 652.9781 | 0.0083436
| 655.8834 | -0.00082066 | 648.5505 | 0.00081463 | 648.55 | 0 | 655.8834 | 0 | 648.5505 | 0.00064778 | 655.8834 | -0.00070817 | 664.2534 | 3.3039e-05 | 655.8834 | 1.3937e-05 | 655.8834 | 0.25145 | 655.5311 | 0.19077 | 655.8834 | 0 | 655.8834 | 0.43086 | 648.5505 | 0.027857 | 655.8834 | 0.07775 | 655.5311 | 0.76143 | 652.9953 | 0.16164 | 655.3005 | 0.01647 | 653.2079 | 0.0072141
| 656.1151 | 0.0008675 | 648.777 | 0.00104 | 648.78 | 0 | 656.1151 | 0.00075856 | 648.777 | 0.0010494 | 656.1151 | 0.00088441 | 664.4837 | 0.00058165 | 656.1151 | 0.00089383 | 656.1151 | 0.24842 | 655.7631 | 0.18971 | 656.1151 | 0.00095444 | 656.1151 | 0.42839 | 648.777 | 0.028536 | 656.115 | 0.07547 | 655.7631 | 0.76951 | 653.2243 | 0.16654 | 655.5332 | 0.01797 | 653.4379 | 0.0083804
| 656.3468 | -0.00019281 | 649.0034 | 0.00065247 | 649 | 0 | 656.3468 | 0 | 649.0034 | -0.000214 | 656.3468 | -4.9437e-05 | 664.7141 | -8.5631e-06 | 656.3467 | 0.00027518 | 656.3468 | 0.24739 | 655.9951 | 0.18866 | 656.3468 | 0.00021626 | 656.3467 | 0.42656 | 649.0034 | 0.024912 | 656.3467 | 0.07231 | 655.9951 | 0.78313 | 653.4532 | 0.17015 | 655.7659 | 0.01754 | 653.6677 | 0.0076635
| 656.5784 | 0.00028594 | 649.2299 | 0.00031299 | 649.23 | 0 | 656.5785 | 0.0005789 | 649.2299 | -0.00024021 | 656.5785 | 0.00012046 | 664.9445 | 0.00069668 | 656.5784 | 0.00088633 | 656.5784 | 0.24555 | 656.2272 | 0.18761 | 656.5785 | 0.0010192 | 656.5784 | 0.42484 | 649.2299 | 0.025919 | 656.5784 | 0.07036 | 656.2272 | 0.79299 | 653.6822 | 0.17048 | 655.9987 | 0.01878 | 653.8976 | 0.0086178
| 656.8102 | -0.00042861 | 649.4563 | -0.00020181 | 649.46 | 0 | 656.8102 | 0 | 649.4563 | 0.00016038 | 656.8102 | -0.00022964 | 665.1748 | -6.2154e-05 | 656.8102 | 0.00011156 | 656.8102 | 0.24511 | 656.4592 | 0.18656 | 656.8102 | 0 | 656.8102 | 0.42425 | 649.4563 | 0.023797 | 656.8102 | 0.06674 | 656.4592 | 0.80543 | 653.9112 | 0.17486 | 656.2314 | 0.01856 | 654.1276 | 0.0078976
| 657.0419 | 0.00030376 | 649.6828 | 0.00036441 | 649.68 | 0 | 657.0419 | 0.00055119 | 649.6828 | 0.0012709 | 657.0419 | 0.0007437 | 665.4052 | 0.00063047 | 657.0419 | 0.00090883 | 657.0419 | 0.24459 | 656.6913 | 0.18551 | 657.0419 | 0.0012452 | 657.0419 | 0.42177 | 649.6828 | 0.024143 | 657.0419 | 0.06575 | 656.6913 | 0.81803 | 654.1402 | 0.17666 | 656.4642 | 0.01975 | 654.3575 | 0.0092342
| 657.2736 | -0.00025094 | 649.9092 | -0.00018865 | 649.91 | 0 | 657.2736 | 0 | 649.9092 | -0.0013322 | 657.2736 | -1.6402e-05 | 665.6356 | -4.1005e-05 | 657.2736 | 0.00024747 | 657.2736 | 0.2476 | 656.9233 | 0.18446 | 657.2736 | 8.9218e-05 | 657.2736 | 0.42422 | 649.9092 | 0.025073 | 657.2736 | 0.06301 | 656.9233 | 0.83468 | 654.3692 | 0.17933 | 656.697 | 0.01933 | 654.5874 | 0.0083247
| 657.5053 | 0.00016921 | 650.1357 | 2.3875e-06 | 650.14 | 0 | 657.5053 | 0.00034325 | 650.1357 | 0.00085859 | 657.5053 | 0.00067706 | 665.866 | 0.00058349 | 657.5053 | 0.00087262 | 657.5053 | 0.24526 | 657.1554 | 0.1834 | 657.5053 | 0.00086151 | 657.5053 | 0.42389 | 650.1357 | 0.024437 | 657.5053 | 0.0615 | 657.1554 | 0.84865 | 654.5982 | 0.18476 | 656.9298 | 0.02048 | 654.8173 | 0.0095998
| 657.7371 | -0.00073357 | 650.3622 | 0.00038061 | 650.36 | 0 | 657.7371 | 0 | 650.3622 | 0.0002758 | 657.7371 | -0.00088556 | 666.0964 | -6.4508e-05 | 657.7371 | 0.00017353 | 657.7371 | 0.24144 | 657.3875 | 0.18235 | 657.7371 | 0 | 657.7371 | 0.4194 | 650.3622 | 0.022367 | 657.7371 | 0.05754 | 657.3875 | 0.85341 | 654.8273 | 0.18584 | 657.1626 | 0.01957 | 655.0473 | 0.0089502
| 657.9688 | 0.00012202 | 650.5887 | 0.00068128 | 650.59 | 0 | 657.9688 | 0.00036563 | 650.5887 | -0.00063248 | 657.9688 | 0.0004668 | 666.3269 | 0.00057742 | 657.9688 | 0.00072773 | 657.9688 | 0.24079 | 657.6196 | 0.1813 | 657.9688 | 0.00071326 | 657.9688 | 0.41948 | 650.5887 | 0.022863 | 657.9688 | 0.05701 | 657.6196 | 0.86478 | 655.0563 | 0.19165 | 657.3954 | 0.02028 | 655.2772 | 0.010151
| 658.2006 | -0.00057491 | 650.8152 | 0.00067613 | 650.82 | 0 | 658.2006 | 0 | 650.8152 | 0.00019909 | 658.2006 | -0.00040496 | 666.5573 | -6.6823e-05 | 658.2006 | 0.00014406 | 658.2006 | 0.23913 | 657.8517 | 0.18025 | 658.2006 | 0 | 658.2006 | 0.41561 | 650.8152 | 0.021616 | 658.2006 | 0.05404 | 657.8517 | 0.8701 | 655.2853 | 0.19212 | 657.6282 | 0.01963 | 655.5072 | 0.0092766
| 658.4324 | 0.00026546 | 651.0417 | 0.00048884 | 651.04 | 0 | 658.4324 | 0.00054473 | 651.0417 | 0.0013822 | 658.4324 | 0.00037465 | 666.7878 | 0.00060093 | 658.4324 | 0.00082051 | 658.4324 | 0.23805 | 658.0838 | 0.1792 | 658.4324 | 0.00096015 | 658.4324 | 0.41193 | 651.0417 | 0.023229 | 658.4324 | 0.05288 | 658.0838 | 0.87397 | 655.5143 | 0.19818 | 657.8611 | 0.02132 | 655.7372 | 0.010483
| 658.6641 | -0.00069553 | 651.2682 | -0.00032293 | 651.27 | 0 | 658.6641 | 0 | 651.2682 | 0.00032579 | 658.6641 | -0.0004117 | 667.0182 | -3.7416e-05 | 658.6641 | 8.437e-05 | 658.6641 | 0.23286 | 658.3159 | 0.17814 | 658.6641 | 0 | 658.6641 | 0.41001 | 651.2682 | 0.01858 | 658.6641 | 0.04994 | 658.316 | 0.87257 | 655.7434 | 0.19793 | 658.0939 | 0.02064 | 655.9672 | 0.0094985
| 658.8959 | 9.2016e-05 | 651.4948 | 0.00048711 | 651.49 | 0 | 658.8959 | 0.00019053 | 651.4948 | 0.00099112 | 658.8959 | 0.00077042 | 667.2487 | 0.00064808 | 658.8959 | 0.00065692 | 658.8959 | 0.23497 | 658.5481 | 0.17709 | 658.8959 | 0.00069892 | 658.8959 | 0.41424 | 651.4948 | 0.01939 | 658.8959 | 0.0498 | 658.5481 | 0.89569 | 655.9725 | 0.20117 | 658.3268 | 0.02194 | 656.1971 | 0.010462
| 659.1277 | -0.0004904 | 651.7214 | 0.00014526 | 651.72 | 0 | 659.1278 | 0 | 651.7214 | -4.5031e-05 | 659.1278 | -0.0007525 | 667.4792 | 1.2557e-06 | 659.1277 | 2.372e-05 | 659.1277 | 0.23435 | 658.7802 | 0.17604 | 659.1278 | 0 | 659.1277 | 0.41555 | 651.7214 | 0.018804 | 659.1277 | 0.04724 | 658.7802 | 0.90557 | 656.2016 | 0.20459 | 658.5597 | 0.02184 | 656.4272 | 0.0096456
| 659.3596 | 0.000416 | 651.9479 | -0.00011707 | 651.95 | 0 | 659.3596 | 0.00072553 | 651.9479 | 0.00098805 | 659.3596 | 0.00083199 | 667.7097 | 0.00069255 | 659.3596 | 0.00084854 | 659.3596 | 0.23339 | 659.0124 | 0.17499 | 659.3596 | 0.0010222 | 659.3596 | 0.41378 | 651.9479 | 0.01817 | 659.3596 | 0.04613 | 659.0124 | 0.9171 | 656.4307 | 0.21087 | 658.7925 | 0.02285 | 656.6572 | 0.010486
| 659.5914 | -0.00066844 | 652.1744 | -0.00010802 | 652.17 | 0 | 659.5914 | 0 | 652.1744 | -0.0011349 | 659.5914 | -0.00021908 | 667.9402 | 1.0838e-06 | 659.5914 | 0 | 659.5914 | 0.22775 | 659.2446 | 0.17394 | 659.5914 | 0 | 659.5914 | 0.40559 | 652.1744 | 0.016807 | 659.5914 | 0.04314 | 659.2446 | 0.91645 | 656.6598 | 0.21151 | 659.0254 | 0.02236 | 656.8872 | 0.0098003
| 659.8232 | 0.00048297 | 652.4011 | 0.0012 | 652.4 | 0 | 659.8232 | 0.00042089 | 652.4011 | 0.00038588 | 659.8232 | 0.00060997 | 668.1707 | 0.00055654 | 659.8232 | 0.0008608 | 659.8232 | 0.23183 | 659.4767 | 0.17289 | 659.8232 | 0.00054912 | 659.8232 | 0.40554 | 652.4011 | 0.018002 | 659.8232 | 0.04302 | 659.4767 | 0.93186 | 656.8889 | 0.21443 | 659.2584 | 0.02398 | 657.1172 | 0.010985
| 660.0551 | -0.00041994 | 652.6276 | 0.00024527 | 652.63 | 0 | 660.0551 | 0 | 652.6276 | 0.00037652 | 660.0551 | 3.3852e-05 | 668.4013 | -7.3614e-05 | 660.0551 | 0.00016714 | 660.0551 | 0.23297 | 659.7089 | 0.17183 | 660.0551 | 0 | 660.0551 | 0.40944 | 652.6276 | 0.016246 | 660.0551 | 0.04123 | 659.7089 | 0.94596 | 657.118 | 0.22148 | 659.4913 | 0.02377 | 657.3473 | 0.010106
| 660.287 | 0.0003514 | 652.8542 | 0.00026151 | 652.85 | 0 | 660.2869 | 0.00022291 | 652.8542 | 0.0018181 | 660.2869 | 0.0005722 | 668.6318 | 0.0005702 | 660.2869 | 0.0006569 | 660.287 | 0.23051 | 659.9411 | 0.17078 | 660.2869 | 0.00061515 | 660.2869 | 0.40534 | 652.8542 | 0.016964 | 660.2869 | 0.0407 | 659.9411 | 0.95567 | 657.3472 | 0.22606 | 659.7242 | 0.02526 | 657.5773 | 0.011428
| 660.5188 | -0.00019407 | 653.0808 | -0.00043859 | 653.08 | 0 | 660.5188 | 0 | 653.0808 | 2.245e-05 | 660.5188 | -6.6727e-05 | 668.8623 | -0.00010957 | 660.5188 | 0.00019626 | 660.5188 | 0.22721 | 660.1733 | 0.17078 | 660.5188 | 0 | 660.5188 | 0.40372 | 653.0808 | 0.016541 | 660.5188 | 0.03799 | 660.1733 | 0.95903 | 657.5763 | 0.22846 | 659.9571 | 0.02495 | 657.8074 | 0.010461
| 660.7507 | 0.00030136 | 653.3074 | 0.00038417 | 653.31 | 0 | 660.7507 | 0.00039768 | 653.3074 | 0.0010124 | 660.7507 | 0.00014234 | 669.0929 | 0.00056189 | 660.7507 | 0.00062948 | 660.7507 | 0.22669 | 660.4056 | 0.16852 | 660.7507 | 0.00046763 | 660.7507 | 0.39935 | 653.3074 | 0.015653 | 660.7507 | 0.03752 | 660.4056 | 0.96295 | 657.8054 | 0.23377 | 660.1901 | 0.02612 | 658.0375 | 0.011766
| 660.9826 | -0.00041714 | 653.5341 | 0.00015612 | 653.53 | 0 | 660.9826 | 0 | 653.5341 | -0.00036323 | 660.9826 | 3.6571e-05 | 669.3234 | -6.3956e-05 | 660.9826 | 0.00020597 | 660.9826 | 0.22696 | 660.6378 | 0.16809 | 660.9826 | 0 | 660.9826 | 0.39856 | 653.5341 | 0.016349 | 660.9826 | 0.03601 | 660.6378 | 0.97307 | 658.0346 | 0.23555 | 660.423 | 0.02644 | 658.2676 | 0.011289
| 661.2145 | 0.00040017 | 653.7607 | 0.0014 | 653.76 | 0 | 661.2145 | 0.00055069 | 653.7607 | 0.0010657 | 661.2145 | 0.00056116 | 669.554 | 0.00064651 | 661.2145 | 0.00075236 | 661.2145 | 0.22581 | 660.87 | 0.16897 | 661.2145 | 0.00072268 | 661.2145 | 0.39861 | 653.7607 | 0.016265 | 661.2145 | 0.03505 | 660.87 | 0.97948 | 658.2637 | 0.24117 | 660.656 | 0.02753 | 658.4977 | 0.012581
| 661.4464 | -0.00035214 | 653.9873 | 0.00038089 | 653.99 | 0 | 661.4464 | 0 | 653.9873 | -0.00078933 | 661.4464 | -0.00052191 | 669.7846 | -1.154e-05 | 661.4464 | 0.00014344 | 661.4464 | 0.22433 | 661.1023 | 0.16853 | 661.4464 | 0 | 661.4464 | 0.40222 | 653.9873 | 0.016028 | 661.4464 | 0.03367 | 661.1023 | 0.99724 | 658.4929 | 0.24291 | 660.889 | 0.02733 | 658.7278 | 0.011782
| 661.6783 | 0.00042196 | 654.2139 | 0.00071661 | 654.21 | 0 | 661.6783 | 0.00038605 | 654.2139 | -0.00076892 | 661.6783 | 0.00022656 | 670.0152 | 0.00062866 | 661.6783 | 0.00078317 | 661.6783 | 0.22359 | 661.3346 | 0.16486 | 661.6783 | 0.00055122 | 661.6783 | 0.39416 | 654.2139 | 0.014225 | 661.6783 | 0.03282 | 661.3346 | 0.98804 | 658.7221 | 0.24865 | 661.1219 | 0.02882 | 658.9579 | 0.013331
| 661.9103 | -0.00047878 | 654.4406 | -0.00046997 | 654.44 | 0 | 661.9103 | 0 | 654.4406 | -0.00061298 | 661.9103 | -0.00061995 | 670.2458 | -2.5162e-05 | 661.9103 | 0 | 661.9103 | 0.22234 | 661.5668 | 0.16486 | 661.9103 | 0 | 661.9103 | 0.39297 | 654.4406 | 0.012177 | 661.9103 | 0.03116 | 661.5668 | 0.99419 | 658.9514 | 0.25087 | 661.355 | 0.0288 | 659.188 | 0.012506
| 662.1422 | 0.00051189 | 654.6673 | 0.001 | 654.67 | 0 | 662.1422 | 0.00030287 | 654.6673 | 0.0010405 | 662.1422 | 0.00053142 | 670.4764 | 0.00066805 | 662.1422 | 0.0007455 | 662.1422 | 0.21885 | 661.7991 | 0.16213 | 662.1422 | 0.0007644 | 662.1422 | 0.3905 | 654.6673 | 0.014566 | 662.1422 | 0.03048 | 661.7991 | 0.99233 | 659.1805 | 0.25672 | 661.5879 | 0.0304 | 659.4182 | 0.013787
| 662.3742 | -6.9271e-05 | 654.8939 | 0.00034424 | 654.89 | 0 | 662.3742 | 0 | 654.8939 | -0.00024173 | 662.3742 | 0.00067965 | 670.707 | -2.1338e-05 | 662.3741 | 0.00021478 | 662.3742 | 0.2194 | 662.0314 | 0.16147 | 662.3742 | 6.6032e-05 | 662.3741 | 0.38941 | 654.8939 | 0.011199 | 662.3741 | 0.02891 | 662.0314 | 0.9942 | 659.4097 | 0.25882 | 661.821 | 0.03004 | 659.6483 | 0.013084
| 662.6061 | 0.00043951 | 655.1206 | 5.4278e-06 | 655.12 | 0 | 662.6061 | 0.00055128 | 655.1206 | 0.00082154 | 662.6061 | 0.00087825 | 670.9377 | 0.00052846 | 662.6061 | 0.00090864 | 662.6061 | 0.21934 | 662.2637 | 0.16199 | 662.6061 | 0.00057624 | 662.6061 | 0.38841 | 655.1206 | 0.012766 | 662.6061 | 0.02881 | 662.2637 | 0.99874 | 659.639 | 0.26451 | 662.054 | 0.0317 | 659.8785 | 0.014387
| 662.8381 | -0.00017481 | 655.3474 | -0.00014819 | 655.35 | 0 | 662.8381 | 0 | 655.3474 | 0.0008818 | 662.8381 | -0.00025714 | 671.1683 | -3.3031e-05 | 662.8381 | 7.1181e-05 | 662.8381 | 0.21745 | 662.496 | 0.16068 | 662.8381 | 0.00011702 | 662.8381 | 0.3873 | 655.3474 | 0.0096052 | 662.8381 | 0.0271 | 662.496 | 1 | 659.8682 | 0.26745 | 662.2871 | 0.03159 | 660.1086 | 0.013805
| 663.0701 | 0.00031707 | 655.574 | 0.00062368 | 655.57 | 0 | 663.0701 | 0.00040149 | 655.574 | 0.0016803 | 663.0701 | 0.00031656 | 671.3989 | 0.0005899 | 663.0701 | 0.00053039 | 663.0701 | 0.21538 | 662.7284 | 0.15789 | 663.0701 | 0.00062663 | 663.0701 | 0.38609 | 655.574 | 0.012999 | 663.0701 | 0.02678 | 662.7283 | 0.99768 | 660.0975 | 0.2735 | 662.5201 | 0.03321 | 660.3388 | 0.015009
| 663.3021 | -0.00065249 | 655.8007 | -0.00081883 | 655.8 | 0 | 663.3021 | 0 | 655.8007 | -0.0002309 | 663.3021 | -0.00034725 | 671.6296 | -6.5771e-05 | 663.3021 | 1.8293e-06 | 663.3021 | 0.21591 | 662.9607 | 0.15822 | 663.3021 | 0 | 663.3021 | 0.38286 | 655.8007 | 0.010417 | 663.3021 | 0.02539 | 662.9607 | 0.99848 | 660.3267 | 0.27531 | 662.7532 | 0.03288 | 660.569 | 0.013984
| 663.5341 | 0.00071888 | 656.0275 | 0.00119 | 656.03 | 0 | 663.5341 | 0.00062482 | 656.0275 | 0.00039068 | 663.5341 | 0.00063759 | 671.8603 | 0.00066035 | 663.5341 | 0.00071496 | 663.5341 | 0.21581 | 663.193 | 0.15925 | 663.5341 | 0.00076788 | 663.5341 | 0.38338 | 656.0275 | 0.011751 | 663.5341 | 0.02533 | 663.193 | 0.99928 | 660.556 | 0.2825 | 662.9863 | 0.03471 | 660.7992 | 0.015576
| 663.7661 | -0.0005003 | 656.2542 | 3.4943e-05 | 656.25 | 0 | 663.7661 | 0 | 656.2542 | -0.00016737 | 663.7661 | -0.00027667 | 672.0909 | -3.347e-05 | 663.7661 | 8.6614e-05 | 663.7661 | 0.21198 | 663.4254 | 0.15676 | 663.7661 | 0 | 663.7661 | 0.38055 | 656.2542 | 0.0099118 | 663.7661 | 0.02384 | 663.4254 | 0.99059 | 660.7853 | 0.28527 | 663.2194 | 0.03467 | 661.0294 | 0.014786
| 663.9982 | 0.00035877 | 656.4809 | 0.00018764 | 656.48 | 0 | 663.9981 | 0.00045902 | 656.4809 | 0.00038224 | 663.9981 | 0.00033717 | 672.3217 | 0.00060616 | 663.9982 | 0.00061318 | 663.9982 | 0.21428 | 663.6578 | 0.15804 | 663.9981 | 0.00052917 | 663.9982 | 0.38165 | 656.4809 | 0.011075 | 663.9982 | 0.024 | 663.6577 | 0.99808 | 661.0145 | 0.29269 | 663.4524 | 0.03647 | 661.2596 | 0.016104
| 664.2302 | -0.00053949 | 656.7076 | -0.00035018 | 656.71 | 0 | 664.2302 | 0 | 656.7076 | -0.00088572 | 664.2302 | -0.00037207 | 672.5524 | -6.393e-05 | 664.2302 | 4.652e-05 | 664.2302 | 0.21013 | 663.8901 | 0.15397 | 664.2302 | 0 | 664.2302 | 0.37726 | 656.7076 | 0.0078907 | 664.2302 | 0.02239 | 663.8901 | 0.97948 | 661.2438 | 0.29541 | 663.6856 | 0.03606 | 661.4899 | 0.015477
| 664.4622 | 0.00028699 | 656.9344 | -7.0798e-06 | 656.93 | 0 | 664.4622 | 0.00041114 | 656.9344 | 0.00026665 | 664.4622 | 0.00077833 | 672.7831 | 0.00058257 | 664.4622 | 0.00083149 | 664.4622 | 0.20828 | 664.1225 | 0.15408 | 664.4622 | 0.00084184 | 664.4622 | 0.37249 | 656.9344 | 0.012092 | 664.4622 | 0.02229 | 664.1225 | 0.97543 | 661.4731 | 0.30305 | 663.9186 | 0.03781 | 661.7201 | 0.016799
| 664.6943 | -0.00016304 | 657.1612 | -0.0002726 | 657.16 | 0 | 664.6943 | 0 | 657.1612 | -0.00024453 | 664.6943 | -2.693e-05 | 673.0138 | -5.3835e-05 | 664.6943 | 0.00037942 | 664.6943 | 0.20702 | 664.3549 | 0.15245 | 664.6943 | 0 | 664.6943 | 0.37404 | 657.1612 | 0.0086824 | 664.6943 | 0.02105 | 664.3549 | 0.96811 | 661.7025 | 0.30573 | 664.1518 | 0.03795 | 661.9503 | 0.016139
| 664.9264 | 0.00039225 | 657.3879 | 0.00113 | 657.39 | 0 | 664.9264 | 0.00037907 | 657.3879 | 0.00064412 | 664.9264 | 0.00053049 | 673.2445 | 0.00066968 | 664.9264 | 0.00072701 | 664.9264 | 0.20926 | 664.5873 | 0.15099 | 664.9264 | 0.00054823 | 664.9264 | 0.37294 | 657.3879 | 0.0090305 | 664.9264 | 0.02072 | 664.5873 | 0.95891 | 661.9318 | 0.31303 | 664.385 | 0.03958 | 662.1806 | 0.017542
| 665.1585 | -0.00012464 | 657.6147 | 0.0003522 | 657.61 | 0 | 665.1584 | 0 | 657.6147 | 5.4469e-05 | 665.1584 | -0.00015178 | 673.4753 | -2.0332e-05 | 665.1584 | 0.0003218 | 665.1585 | 0.20478 | 664.8197 | 0.151 | 665.1584 | 0.00015241 | 665.1584 | 0.36939 | 657.6147 | 0.009006 | 665.1585 | 0.01936 | 664.8197 | 0.95038 | 662.1611 | 0.31681 | 664.6181 | 0.03941 | 662.4108 | 0.016873
| 665.3905 | 0.00045702 | 657.8415 | 0.00084983 | 657.84 | 0 | 665.3905 | 0.00071585 | 657.8416 | 0.00013101 | 665.3905 | 0.00085923 | 673.706 | 0.00054926 | 665.3906 | 0.00082782 | 665.3905 | 0.2063 | 665.0522 | 0.15134 | 665.3905 | 0.00073707 | 665.3906 | 0.36852 | 657.8416 | 0.0084086 | 665.3906 | 0.01946 | 665.0522 | 0.94135 | 662.3904 | 0.32403 | 664.8513 | 0.04133 | 662.6411 | 0.018197
| 665.6226 | -0.00054796 | 658.0684 | -0.0002389 | 658.07 | 0 | 665.6226 | 0 | 658.0684 | 2.373e-05 | 665.6226 | -0.00049897 | 673.9368 | -1.8972e-05 | 665.6226 | 4.0915e-05 | 665.6226 | 0.2041 | 665.2846 | 0.14806 | 665.6226 | 0 | 665.6226 | 0.36802 | 658.0684 | 0.0084185 | 665.6226 | 0.01823 | 665.2846 | 0.929 | 662.6198 | 0.32784 | 665.0844 | 0.0417 | 662.8714 | 0.01756
| 665.8548 | 0.00025573 | 658.2952 | 0.00072752 | 658.3 | 0 | 665.8548 | 0.00033011 | 658.2952 | 0.00049162 | 665.8548 | 0.00050653 | 674.1675 | 0.00058625 | 665.8547 | 0.00061222 | 665.8548 | 0.20347 | 665.5171 | 0.14889 | 665.8548 | 0.00010487 | 665.8547 | 0.36631 | 658.2952 | 0.0089546 | 665.8547 | 0.01861 | 665.5171 | 0.92138 | 662.8492 | 0.33551 | 665.3176 | 0.04348 | 663.1017 | 0.019039
| 666.0869 | -0.00031701 | 658.522 | 0.00027171 | 658.52 | 0 | 666.0869 | 0 | 658.522 | -0.00021691 | 666.0869 | -0.00027737 | 674.3983 | -4.4919e-05 | 666.0869 | 0.00011008 | 666.0869 | 0.20176 | 665.7495 | 0.14809 | 666.0869 | 0 | 666.0869 | 0.36394 | 658.522 | 0.007778 | 666.0869 | 0.01693 | 665.7495 | 0.90669 | 663.0786 | 0.33953 | 665.5508 | 0.04351 | 663.332 | 0.018176
| 666.319 | 0.00025186 | 658.7488 | 0.00088648 | 658.75 | 0 | 666.319 | 0.00042826 | 658.7488 | 0.00074005 | 666.319 | 0.00073894 | 674.6291 | 0.00060408 | 666.319 | 0.00061415 | 666.319 | 0.2023 | 665.982 | 0.14633 | 666.319 | 0.00057123 | 666.319 | 0.36379 | 658.7488 | 0.0086045 | 666.319 | 0.01723 | 665.982 | 0.89405 | 663.3079 | 0.34785 | 665.784 | 0.04538 | 663.5623 | 0.019626
| 666.5512 | -0.00055964 | 658.9756 | 0.00062649 | 658.98 | 0 | 666.5512 | 0 | 658.9756 | 0.00033221 | 666.5512 | 9.191e-05 | 674.8599 | 7.3491e-06 | 666.5511 | 5.889e-05 | 666.5512 | 0.19877 | 666.2145 | 0.1446 | 666.5512 | 0 | 666.5511 | 0.3616 | 658.9756 | 0.006463 | 666.5512 | 0.01609 | 666.2145 | 0.87625 | 663.5373 | 0.35163 | 666.0172 | 0.04574 | 663.7927 | 0.018908
| 666.7833 | 0.00030366 | 659.2025 | 0.00066105 | 659.2 | 0 | 666.7833 | 0.00046316 | 659.2025 | 0.00034422 | 666.7833 | 0.00077737 | 675.0907 | 0.00057655 | 666.7833 | 0.00081277 | 666.7833 | 0.20126 | 666.447 | 0.14396 | 666.7833 | 0.00052223 | 666.7833 | 0.35884 | 659.2025 | 0.0082271 | 666.7833 | 0.0163 | 666.447 | 0.86291 | 663.7667 | 0.35905 | 666.2504 | 0.04769 | 664.023 | 0.02038
| 667.0155 | -0.00076711 | 659.4294 | 0.00013309 | 659.43 | 0 | 667.0155 | 0 | 659.4294 | -0.00032693 | 667.0155 | -0.00061006 | 675.3215 | -1.8061e-05 | 667.0155 | 0 | 667.0155 | 0.19719 | 666.6795 | 0.14296 | 667.0155 | 0 | 667.0155 | 0.35876 | 659.4294 | 0.0087299 | 667.0155 | 0.01499 | 666.6795 | 0.84562 | 663.9962 | 0.36365 | 666.4836 | 0.04777 | 664.2534 | 0.019811
| 667.2477 | 0.00024471 | 659.6562 | -2.4786e-05 | 659.66 | 0 | 667.2477 | 0.00030331 | 659.6562 | 0.0013084 | 667.2477 | -4.3118e-05 | 675.5524 | 0.00064798 | 667.2477 | 0.00051985 | 667.2477 | 0.19743 | 666.912 | 0.14375 | 667.2477 | 0.00051879 | 667.2477 | 0.35778 | 659.6562 | 0.0101 | 667.2477 | 0.01545 | 666.912 | 0.82819 | 664.2255 | 0.37148 | 666.7169 | 0.04987 | 664.4837 | 0.021011
| 667.4798 | -0.00040924 | 659.8831 | 1.4177e-05 | 659.88 | 0 | 667.4798 | 0 | 659.8831 | 0.00047576 | 667.4798 | -0.00037168 | 675.7832 | -1.6827e-06 | 667.4799 | 0.00011722 | 667.4798 | 0.19478 | 667.1445 | 0.14211 | 667.4798 | 0 | 667.4799 | 0.35348 | 659.8831 | 0.0054094 | 667.4799 | 0.01412 | 667.1445 | 0.80965 | 664.455 | 0.37595 | 666.9501 | 0.05033 | 664.7141 | 0.020635
| 667.712 | 0.00029648 | 660.11 | 0.00024845 | 660.11 | 0 | 667.712 | 0.00028722 | 660.11 | 0.00050895 | 667.712 | 0.00061408 | 676.014 | 0.0005881 | 667.712 | 0.00070589 | 667.712 | 0.1944 | 667.377 | 0.14232 | 667.712 | 0.00039807 | 667.712 | 0.3527 | 660.11 | 0.0086012 | 667.712 | 0.01469 | 667.377 | 0.78966 | 664.6844 | 0.38434 | 667.1834 | 0.05246 | 664.9445 | 0.021965
| 667.9442 | -0.00065824 | 660.3369 | -0.00015376 | 660.34 | 0 | 667.9442 | 0 | 660.3369 | -0.00028714 | 667.9442 | -0.00033879 | 676.2449 | -4.2828e-05 | 667.9442 | 0 | 667.9442 | 0.19329 | 667.6096 | 0.14078 | 667.9442 | 0 | 667.9442 | 0.35159 | 660.3369 | 0.0067509 | 667.9442 | 0.01309 | 667.6096 | 0.76971 | 664.9139 | 0.38899 | 667.4167 | 0.0524 | 665.1748 | 0.021592
| 668.1765 | 0.00056776 | 660.5638 | 0.00053962 | 660.56 | 0 | 668.1765 | 0.00046065 | 660.5638 | 0.00048872 | 668.1765 | 0.00054709 | 676.4758 | 0.00063302 | 668.1765 | 0.00069515 | 668.1765 | 0.19441 | 667.8421 | 0.14108 | 668.1765 | 0.0007653 | 668.1765 | 0.35027 | 660.5638 | 0.0064878 | 668.1765 | 0.0136 | 667.8421 | 0.75013 | 665.1433 | 0.39772 | 667.65 | 0.05478 | 665.4052 | 0.022851
| 668.4087 | -0.00056134 | 660.7907 | -0.00024471 | 660.79 | 0 | 668.4087 | 0 | 660.7907 | -4.2282e-05 | 668.4087 | -0.00066759 | 676.7067 | -5.9521e-05 | 668.4087 | 0 | 668.4087 | 0.18893 | 668.0747 | 0.13789 | 668.4087 | 0 | 668.4087 | 0.34803 | 660.7907 | 0.0043632 | 668.4087 | 0.01235 | 668.0747 | 0.72831 | 665.3728 | 0.40112 | 667.8833 | 0.05504 | 665.6356 | 0.02211
| 668.6409 | 0.00046058 | 661.0176 | 3.5126e-05 | 661.02 | 0 | 668.6409 | 0.00039289 | 661.0176 | 1.5311e-05 | 668.6409 | 0.00082415 | 676.9376 | 0.00058873 | 668.6409 | 0.000603 | 668.6409 | 0.19223 | 668.3072 | 0.13866 | 668.6409 | 0.00043879 | 668.6409 | 0.346 | 661.0176 | 0.0073861 | 668.6409 | 0.01282 | 668.3072 | 0.70945 | 665.6023 | 0.41066 | 668.1166 | 0.05735 | 665.866 | 0.023667
| 668.8732 | -0.00021734 | 661.2446 | 0.00017987 | 661.24 | 0 | 668.8732 | 0 | 661.2446 | -5.3333e-05 | 668.8732 | -0.00031672 | 677.1685 | -6.069e-05 | 668.8732 | 0 | 668.8732 | 0.18766 | 668.5398 | 0.13622 | 668.8732 | 0 | 668.8732 | 0.34436 | 661.2446 | 0.0037779 | 668.8732 | 0.0116 | 668.5398 | 0.68851 | 665.8318 | 0.41483 | 668.3499 | 0.05725 | 666.0964 | 0.023056
| 669.1054 | 0.00021645 | 661.4715 | 0.00024975 | 661.47 | 0 | 669.1054 | 0.00019168 | 661.4715 | 0.0018201 | 669.1054 | 0.00044494 | 677.3994 | 0.00059163 | 669.1054 | 0.00058866 | 669.1054 | 0.19035 | 668.7724 | 0.1367 | 669.1054 | 0.00074677 | 669.1054 | 0.34277 | 661.4715 | 0.0071428 | 669.1054 | 0.01215 | 668.7724 | 0.66866 | 666.0613 | 0.42489 | 668.5833 | 0.05986 | 666.3269 | 0.024737
| 669.3377 | -0.00032691 | 661.6984 | 0.00033678 | 661.7 | 0 | 669.3377 | 0 | 661.6984 | 0.00035129 | 669.3377 | -4.6976e-05 | 677.6303 | -2.4883e-05 | 669.3377 | 3.5413e-06 | 669.3377 | 0.18601 | 669.005 | 0.13652 | 669.3377 | 0 | 669.3377 | 0.33951 | 661.6984 | 0.0046976 | 669.3377 | 0.01094 | 669.005 | 0.64742 | 666.2908 | 0.42873 | 668.8166 | 0.06031 | 666.5573 | 0.024084
| 669.57 | 0.0006087 | 661.9254 | 8.0301e-05 | 661.93 | 0 | 669.57 | 0.00075428 | 661.9254 | 0.00099048 | 669.57 | 0.00074499 | 677.8612 | 0.00067696 | 669.57 | 0.00084038 | 669.57 | 0.18975 | 669.2376 | 0.13562 | 669.57 | 0.00061686 | 669.57 | 0.33888 | 661.9254 | 0.0057951 | 669.57 | 0.01149 | 669.2376 | 0.62688 | 666.5203 | 0.43839 | 669.0499 | 0.06265 | 666.7878 | 0.02573
| 669.8023 | -0.00026014 | 662.1523 | -0.00038115 | 662.15 | 0 | 669.8023 | 0 | 662.1523 | 0.00016694 | 669.8023 | -0.00027822 | 678.0922 | -0.00015851 | 669.8022 | 0.00013443 | 669.8023 | 0.18504 | 669.4703 | 0.13452 | 669.8023 | 0 | 669.8022 | 0.33715 | 662.1523 | 0.0044767 | 669.8022 | 0.01004 | 669.4703 | 0.60535 | 666.7498 | 0.44271 | 669.2833 | 0.06272 | 667.0182 | 0.025055
| 670.0346 | 0.00030439 | 662.3793 | 2.7784e-05 | 662.38 | 0 | 670.0346 | 0.00022341 | 662.3793 | 0.00079099 | 670.0346 | 0.00036399 | 678.3231 | 0.00063769 | 670.0345 | 0.00053329 | 670.0346 | 0.18415 | 669.7029 | 0.13351 | 670.0346 | 0.00064067 | 670.0345 | 0.33492 | 662.3793 | 0.0047376 | 670.0345 | 0.0105 | 669.7029 | 0.58502 | 666.9794 | 0.45193 | 669.5167 | 0.0653 | 667.2487 | 0.026738
| 670.2669 | -0.00023288 | 662.6063 | -0.00020321 | 662.61 | 0 | 670.2669 | 0 | 662.6063 | 0.00035098 | 670.2669 | -0.00021326 | 678.5541 | -0.00012402 | 670.2669 | 4.2232e-05 | 670.2669 | 0.18289 | 669.9355 | 0.13158 | 670.2669 | 0 | 670.2669 | 0.33303 | 662.6063 | 0.0069327 | 670.2669 | 0.00962 | 669.9355 | 0.56512 | 667.2089 | 0.45717 | 669.7501 | 0.06598 | 667.4792 | 0.026129
| 670.4992 | 0.0001182 | 662.8333 | 0.00079072 | 662.83 | 0 | 670.4992 | 0.00051018 | 662.8333 | 0.0007456 | 670.4992 | 0.00041518 | 678.785 | 0.00056551 | 670.4992 | 0.0006991 | 670.4992 | 0.18277 | 670.1682 | 0.13131 | 670.4992 | 0.00054324 | 670.4992 | 0.33117 | 662.8333 | 0.0062308 | 670.4992 | 0.01002 | 670.1682 | 0.54455 | 667.4384 | 0.46703 | 669.9835 | 0.06856 | 667.7097 | 0.027615
| 670.7315 | -0.00049136 | 663.0603 | -0.00010017 | 663.06 | 0 | 670.7315 | 0 | 663.0603 | 0.00030062 | 670.7315 | -0.00035173 | 679.016 | -0.00010183 | 670.7316 | 6.5546e-05 | 670.7315 | 0.18022 | 670.4009 | 0.13108 | 670.7315 | 0 | 670.7316 | 0.32649 | 663.0603 | 0.0035247 | 670.7316 | 0.009 | 670.4009 | 0.52324 | 667.668 | 0.47156 | 670.2169 | 0.06893 | 667.9402 | 0.027231
| 670.9639 | 0.00044447 | 663.2873 | 0.00045905 | 663.29 | 0 | 670.9639 | 0.00032119 | 663.2874 | 0.00063898 | 670.9639 | 0.00047783 | 679.247 | 0.00060503 | 670.9639 | 0.00066083 | 670.9639 | 0.18148 | 670.6335 | 0.12926 | 670.9639 | 0.00043684 | 670.9639 | 0.32685 | 663.2874 | 0.0059778 | 670.9639 | 0.00958 | 670.6335 | 0.50602 | 667.8976 | 0.48196 | 670.4503 | 0.0717 | 668.1707 | 0.028644
| 671.1962 | -0.00036883 | 663.5143 | -0.00023007 | 663.51 | 0 | 671.1962 | 0 | 663.5143 | -0.00029689 | 671.1962 | -0.00042009 | 679.478 | -0.0001687 | 671.1962 | 6.6794e-05 | 671.1962 | 0.18058 | 670.8662 | 0.12897 | 671.1962 | 0 | 671.1962 | 0.32398 | 663.5143 | 0.0033886 | 671.1962 | 0.00841 | 670.8662 | 0.4864 | 668.1272 | 0.48683 | 670.6837 | 0.07256 | 668.4012 | 0.028271
| 671.4286 | 0.00031385 | 663.7414 | 0.00013531 | 663.74 | 0 | 671.4286 | 0.00040699 | 663.7414 | 0.0010516 | 671.4286 | 0.00066325 | 679.709 | 0.00059897 | 671.4286 | 0.00075961 | 671.4286 | 0.17992 | 671.0989 | 0.12972 | 671.4286 | 0.00072907 | 671.4286 | 0.3217 | 663.7414 | 0.0063466 | 671.4286 | 0.00883 | 671.0989 | 0.46944 | 668.3568 | 0.49694 | 670.9172 | 0.07546 | 668.6318 | 0.029793
| 671.661 | -0.00031211 | 663.9684 | -9.7716e-05 | 663.97 | 0 | 671.661 | 0 | 663.9684 | 0.00031812 | 671.661 | 7.8953e-05 | 679.94 | -0.00010395 | 671.6609 | 6.0299e-05 | 671.661 | 0.17687 | 671.3316 | 0.12756 | 671.661 | 0 | 671.6609 | 0.31746 | 663.9684 | 0.0015444 | 671.6609 | 0.00802 | 671.3316 | 0.45045 | 668.5864 | 0.50262 | 671.1506 | 0.0757 | 668.8623 | 0.029526
| 671.8934 | 0.0001743 | 664.1955 | 7.3348e-06 | 664.2 | 0 | 671.8934 | 0.00047431 | 664.1955 | 0.00051947 | 671.8934 | 0.00047665 | 680.171 | 0.00054006 | 671.8934 | 0.00042351 | 671.8934 | 0.17574 | 671.5643 | 0.12694 | 671.8934 | 0.00019125 | 671.8934 | 0.31568 | 664.1955 | 0.0050586 | 671.8934 | 0.00848 | 671.5643 | 0.43378 | 668.816 | 0.51282 | 671.3841 | 0.07855 | 669.0929 | 0.030997
| 672.1258 | -0.00027766 | 664.4226 | 0.00017431 | 664.42 | 0 | 672.1258 | 0 | 664.4225 | 0.00050236 | 672.1258 | -0.00013408 | 680.402 | -0.00010431 | 672.1257 | 0.00024567 | 672.1258 | 0.17268 | 671.7971 | 0.1258 | 672.1258 | 0 | 672.1257 | 0.31577 | 664.4225 | 0.0053703 | 672.1257 | 0.00767 | 671.7971 | 0.41596 | 669.0456 | 0.51772 | 671.6176 | 0.07945 | 669.3234 | 0.030588
| 672.3582 | 8.6415e-05 | 664.6496 | 0.00056864 | 664.65 | 0 | 672.3582 | 0.00070149 | 664.6496 | 0.00053814 | 672.3582 | 0.00056421 | 680.6331 | 0.00068625 | 672.3582 | 0.00066921 | 672.3582 | 0.17504 | 672.0298 | 0.12491 | 672.3582 | 0.0005317 | 672.3582 | 0.31507 | 664.6496 | 0.0048287 | 672.3582 | 0.00801 | 672.0298 | 0.40087 | 669.2752 | 0.52825 | 671.851 | 0.08248 | 669.554 | 0.032217
| 672.5906 | -0.00063169 | 664.8767 | -0.00028263 | 664.88 | 0 | 672.5906 | 0 | 664.8766 | -0.00089299 | 672.5906 | -0.00026747 | 680.8641 | -5.0192e-05 | 672.5906 | 0 | 672.5906 | 0.17195 | 672.2625 | 0.12309 | 672.5906 | 0 | 672.5906 | 0.31279 | 664.8766 | 0.0038457 | 672.5906 | 0.00682 | 672.2625 | 0.38457 | 669.5049 | 0.53358 | 672.0845 | 0.08309 | 669.7846 | 0.031807
| 672.823 | 0.00032953 | 665.1038 | 0.0006232 | 665.1 | 0 | 672.823 | 0.00065084 | 665.1038 | 0.00078048 | 672.823 | 0.00020002 | 681.0952 | 0.00062362 | 672.823 | 0.00054483 | 672.823 | 0.17329 | 672.4953 | 0.12312 | 672.823 | 0.00025116 | 672.823 | 0.31069 | 665.1038 | 0.0044484 | 672.823 | 0.00764 | 672.4953 | 0.37079 | 669.7346 | 0.54367 | 672.318 | 0.08587 | 670.0152 | 0.033377
| 673.0554 | -0.0005503 | 665.3309 | -0.00023181 | 665.33 | 0 | 673.0554 | 0 | 665.3309 | 4.8327e-05 | 673.0554 | -0.00031493 | 681.3263 | -6.6631e-05 | 673.0554 | 1.9952e-06 | 673.0554 | 0.17028 | 672.7281 | 0.12223 | 673.0554 | 0 | 673.0554 | 0.30903 | 665.3309 | 0.0033035 | 673.0554 | 0.00651 | 672.7281 | 0.35459 | 669.9642 | 0.54762 | 672.5515 | 0.08672 | 670.2458 | 0.03313
| 673.2879 | 0.00037512 | 665.558 | 0.00101 | 665.56 | 0 | 673.2879 | 0.00055428 | 665.558 | -7.659e-05 | 673.2879 | 0.00026233 | 681.5574 | 0.00055935 | 673.2879 | 0.00047388 | 673.2879 | 0.16973 | 672.9608 | 0.12141 | 673.2879 | 0.00022823 | 673.2879 | 0.3062 | 665.558 | 0.0024811 | 673.2879 | 0.00719 | 672.9608 | 0.34291 | 670.1938 | 0.55856 | 672.785 | 0.08992 | 670.4764 | 0.034522
| 673.5203 | -0.00043249 | 665.7851 | -6.551e-05 | 665.79 | 0 | 673.5203 | 0 | 665.7851 | 0.00036999 | 673.5203 | -0.00026288 | 681.7885 | -9.5293e-05 | 673.5203 | 0 | 673.5203 | 0.16791 | 673.1936 | 0.1196 | 673.5203 | 0 | 673.5203 | 0.30762 | 665.7851 | 0.0031656 | 673.5203 | 0.00595 | 673.1936 | 0.32759 | 670.4235 | 0.56349 | 673.0186 | 0.09058 | 670.707 | 0.034502
| 673.7528 | 0.00021029 | 666.0122 | 0.00060772 | 666.01 | 0 | 673.7528 | 0.00060336 | 666.0122 | 0.00041775 | 673.7528 | 0.00065047 | 682.0196 | 0.00065662 | 673.7528 | 0.00060703 | 673.7528 | 0.16912 | 673.4264 | 0.12077 | 673.7528 | 0.00088993 | 673.7528 | 0.30233 | 666.0122 | 0.0036963 | 673.7528 | 0.00676 | 673.4264 | 0.31452 | 670.6533 | 0.57461 | 673.2521 | 0.09392 | 670.9377 | 0.036159
| 673.9853 | -0.00021041 | 666.2393 | -0.00047498 | 666.24 | 0 | 673.9853 | 0 | 666.2393 | 0.0015115 | 673.9853 | -0.0002803 | 682.2507 | -0.00013813 | 673.9853 | 0.00019623 | 673.9853 | 0.1663 | 673.6592 | 0.11823 | 673.9853 | 0 | 673.9853 | 0.29966 | 666.2393 | 0.0032719 | 673.9853 | 0.00565 | 673.6592 | 0.30227 | 670.8829 | 0.57822 | 673.4857 | 0.09485 | 671.1683 | 0.035933
| 674.2178 | 0.0002876 | 666.4665 | 0.00079113 | 666.47 | 0 | 674.2178 | 0.00058108 | 666.4665 | 0.0013235 | 674.2178 | 0.00092882 | 682.4818 | 0.00054693 | 674.2178 | 0.00066446 | 674.2178 | 0.16594 | 673.892 | 0.12048 | 674.2178 | 0.00065601 | 674.2178 | 0.29589 | 666.4665 | 0.0049543 | 674.2178 | 0.00633 | 673.8921 | 0.28916 | 671.1127 | 0.58909 | 673.7192 | 0.09836 | 671.3989 | 0.03744
| 674.4503 | -0.00059855 | 666.6936 | -0.00096419 | 666.69 | 0 | 674.4503 | 0 | 666.6936 | -0.00021475 | 674.4503 | 0.00013075 | 682.7129 | -0.00020069 | 674.4503 | 0 | 674.4503 | 0.16441 | 674.1249 | 0.11801 | 674.4503 | 0 | 674.4503 | 0.29442 | 666.6936 | 0.003124 | 674.4503 | 0.00533 | 674.1249 | 0.27803 | 671.3423 | 0.59385 | 673.9528 | 0.09907 | 671.6296 | 0.037067
| 674.6828 | 0.00040943 | 666.9208 | 1.9582e-05 | 666.92 | 0 | 674.6828 | 0.00047263 | 666.9208 | 0.00069583 | 674.6828 | 0.00065287 | 682.9441 | 0.00055201 | 674.6828 | 0.00060376 | 674.6828 | 0.16442 | 674.3577 | 0.11741 | 674.6828 | 0.00046208 | 674.6828 | 0.29242 | 666.9208 | 0.0037838 | 674.6828 | 0.0061 | 674.3577 | 0.26652 | 671.5721 | 0.60511 | 674.1864 | 0.10268 | 671.8603 | 0.038934
| 674.9153 | -0.00021283 | 667.148 | 0.0002674 | 667.15 | 0 | 674.9153 | 0 | 667.1479 | -0.00028653 | 674.9153 | 5.8611e-05 | 683.1752 | -0.00013444 | 674.9153 | 5.9576e-05 | 674.9153 | 0.16401 | 674.5906 | 0.11578 | 674.9153 | 0 | 674.9153 | 0.28911 | 667.1479 | 0.0039597 | 674.9153 | 0.00499 | 674.5906 | 0.25588 | 671.8018 | 0.60987 | 674.42 | 0.1036 | 672.0909 | 0.038435
| 675.1478 | 0.00038136 | 667.3751 | 0.00078079 | 667.38 | 0 | 675.1478 | 0.00045809 | 667.3751 | 0.0005436 | 675.1478 | 3.0826e-05 | 683.4064 | 0.00067154 | 675.1478 | 0.00050066 | 675.1478 | 0.16147 | 674.8234 | 0.1159 | 675.1478 | 0.00047407 | 675.1478 | 0.28808 | 667.3751 | 0.0038473 | 675.1478 | 0.00569 | 674.8234 | 0.24654 | 672.0316 | 0.6206 | 674.6536 | 0.10745 | 672.3217 | 0.040145
| 675.3804 | -0.00067823 | 667.6023 | 0.00017391 | 667.6 | 0 | 675.3804 | 0 | 667.6023 | -0.00027359 | 675.3804 | -0.00046072 | 683.6376 | -9.9063e-05 | 675.3804 | 0 | 675.3804 | 0.15942 | 675.0563 | 0.11337 | 675.3804 | 0 | 675.3804 | 0.28459 | 667.6023 | 0.0014892 | 675.3804 | 0.00465 | 675.0563 | 0.23653 | 672.2614 | 0.62427 | 674.8873 | 0.10839 | 672.5524 | 0.040011
| 675.6129 | 0.00024203 | 667.8295 | 0.00135 | 667.83 | 0 | 675.6129 | 0.00052419 | 667.8295 | -0.00011879 | 675.6129 | 0.00025641 | 683.8688 | 0.00063 | 675.6129 | 0.00039683 | 675.6129 | 0.16078 | 675.2892 | 0.11441 | 675.6129 | 0.00044745 | 675.6129 | 0.28483 | 667.8295 | 0.0048768 | 675.6129 | 0.00535 | 675.2892 | 0.22786 | 672.4911 | 0.63605 | 675.1209 | 0.11221 | 672.7831 | 0.041815
| 675.8455 | -0.00055895 | 668.0567 | -0.00045225 | 668.06 | 0 | 675.8455 | 0 | 668.0567 | -0.00027822 | 675.8455 | -0.00033571 | 684.1 | -6.5553e-05 | 675.8455 | 0 | 675.8455 | 0.1599 | 675.522 | 0.11246 | 675.8455 | 0 | 675.8455 | 0.28217 | 668.0567 | 0.0034727 | 675.8455 | 0.00446 | 675.5221 | 0.21864 | 672.7209 | 0.64003 | 675.3546 | 0.11405 | 673.0138 | 0.041508
| 676.078 | 0.00014893 | 668.2839 | 0.00115 | 668.28 | 0 | 676.078 | 0.00036446 | 668.2839 | 0.00077884 | 676.078 | -0.00016084 | 684.3312 | 0.00046328 | 676.0781 | 0.00035254 | 676.078 | 0.16113 | 675.7549 | 0.11423 | 676.078 | 0.00023249 | 676.0781 | 0.28045 | 668.2839 | 0.0031935 | 676.0781 | 0.00486 | 675.755 | 0.2112 | 672.9507 | 0.65188 | 675.5882 | 0.11826 | 673.2445 | 0.043401
| 676.3106 | -0.00060512 | 668.5111 | -0.00039054 | 668.51 | 0 | 676.3106 | 0 | 668.5111 | -0.00046884 | 676.3106 | -0.0006642 | 684.5624 | -7.2812e-05 | 676.3106 | 4.841e-05 | 676.3106 | 0.15619 | 675.9879 | 0.11193 | 676.3106 | 0 | 676.3106 | 0.2778 | 668.5111 | 0.0018421 | 676.3106 | 0.00417 | 675.9879 | 0.20276 | 673.1805 | 0.6556 | 675.8218 | 0.11985 | 673.4753 | 0.043191
| 676.5432 | 0.00030013 | 668.7383 | 0.00059698 | 668.74 | 0 | 676.5432 | 0.00042232 | 668.7383 | 0.00067529 | 676.5432 | 0.00055024 | 684.7936 | 0.00056591 | 676.5432 | 0.0005392 | 676.5432 | 0.15924 | 676.2208 | 0.11228 | 676.5432 | 0.00037251 | 676.5432 | 0.27701 | 668.7383 | 0.0029835 | 676.5432 | 0.00489 | 676.2208 | 0.19621 | 673.4103 | 0.66786 | 676.0555 | 0.12391 | 673.706 | 0.044863
| 676.7758 | -0.00041191 | 668.9656 | 0.00012641 | 668.97 | 0 | 676.7758 | 0 | 668.9656 | -0.0001202 | 676.7758 | -0.00045653 | 685.0248 | -0.00010708 | 676.7758 | 0 | 676.7758 | 0.15661 | 676.4537 | 0.11093 | 676.7758 | 0 | 676.7758 | 0.27318 | 668.9656 | 0.002149 | 676.7758 | 0.00369 | 676.4537 | 0.18791 | 673.6401 | 0.67136 | 676.2892 | 0.12518 | 673.9368 | 0.044628
| 677.0084 | -7.8092e-05 | 669.1929 | 0.00062458 | 669.19 | 0 | 677.0084 | 0.00033594 | 669.1929 | 0.000479 | 677.0084 | 0.00010027 | 685.2561 | 0.00055278 | 677.0084 | 0.00044695 | 677.0084 | 0.15705 | 676.6866 | 0.11073 | 677.0084 | 0.00025236 | 677.0084 | 0.27171 | 669.1929 | 0.0047676 | 677.0084 | 0.00459 | 676.6866 | 0.18085 | 673.8699 | 0.68317 | 676.5229 | 0.12941 | 674.1675 | 0.046656
| 677.2411 | -0.00061499 | 669.4201 | 0.0003266 | 669.42 | 0 | 677.2411 | 0 | 669.4201 | 0.00020192 | 677.2411 | -0.00030293 | 685.4874 | -4.425e-05 | 677.2411 | 0 | 677.2411 | 0.15372 | 676.9196 | 0.10843 | 677.2411 | 0 | 677.2411 | 0.2697 | 669.4201 | 0.002213 | 677.2411 | 0.00355 | 676.9196 | 0.17262 | 674.0997 | 0.68778 | 676.7566 | 0.13047 | 674.3983 | 0.04635
| 677.4737 | 1.9199e-05 | 669.6473 | 0.00114 | 669.65 | 0 | 677.4737 | 0.00034482 | 669.6473 | 0.00091917 | 677.4737 | 0.00023924 | 685.7186 | 0.00051546 | 677.4737 | 0.000534 | 677.4737 | 0.15423 | 677.1525 | 0.1068 | 677.4737 | 0.00069652 | 677.4737 | 0.26768 | 669.6473 | 0.0020442 | 677.4737 | 0.00422 | 677.1526 | 0.1667 | 674.3296 | 0.69951 | 676.9903 | 0.13474 | 674.6291 | 0.048461
| 677.7063 | -0.0003061 | 669.8746 | 0.00012858 | 669.87 | 0 | 677.7063 | 0 | 669.8746 | -0.0005409 | 677.7063 | -0.00056803 | 685.9499 | -0.00019486 | 677.7064 | 0 | 677.7063 | 0.1518 | 677.3855 | 0.10666 | 677.7063 | 0 | 677.7064 | 0.26359 | 669.8746 | 0.001498 | 677.7064 | 0.0034 | 677.3855 | 0.15923 | 674.5594 | 0.70379 | 677.2241 | 0.1368 | 674.8599 | 0.048065
| 677.939 | 0.0001293 | 670.1019 | -0.00021002 | 670.1 | 0 | 677.939 | 0.00046095 | 670.1019 | -0.00015251 | 677.939 | 0.00034358 | 686.1812 | 0.00060689 | 677.939 | 0.00050576 | 677.939 | 0.15104 | 677.6185 | 0.10753 | 677.939 | 0.00041073 | 677.939 | 0.26127 | 670.1019 | 0.0027186 | 677.939 | 0.00422 | 677.6185 | 0.15491 | 674.7893 | 0.71692 | 677.4578 | 0.14215 | 675.0907 | 0.050263
| 678.1716 | -0.0005474 | 670.3292 | -0.00050835 | 670.33 | 0 | 678.1717 | 0 | 670.3292 | -1.0542e-05 | 678.1717 | -0.00071244 | 686.4125 | -0.00010184 | 678.1716 | 0 | 678.1716 | 0.15084 | 677.8515 | 0.10641 | 678.1717 | 0 | 678.1716 | 0.25923 | 670.3292 | 0.0012299 | 678.1716 | 0.00301 | 677.8515 | 0.14779 | 675.0192 | 0.72141 | 677.6915 | 0.14394 | 675.3215 | 0.050049
| 678.4043 | 0.00045371 | 670.5565 | 0.00071815 | 670.56 | 0 | 678.4043 | 0.00069945 | 670.5565 | 0.00044554 | 678.4043 | 0.00086061 | 686.6437 | 0.00061107 | 678.4043 | 0.00061012 | 678.4043 | 0.15142 | 678.0845 | 0.10703 | 678.4043 | 0.00042199 | 678.4043 | 0.25811 | 670.5565 | 0.0022944 | 678.4043 | 0.00384 | 678.0845 | 0.14375 | 675.2491 | 0.73366 | 677.9253 | 0.14943 | 675.5524 | 0.052029
| 678.637 | -0.00051521 | 670.7838 | 0.00020651 | 670.78 | 0 | 678.637 | 0 | 670.7838 | -0.00068977 | 678.637 | -0.0004856 | 686.8751 | -2.4312e-05 | 678.637 | 0 | 678.637 | 0.149 | 678.3175 | 0.10537 | 678.637 | 0 | 678.637 | 0.25774 | 670.7838 | 0.0028577 | 678.637 | 0.00306 | 678.3175 | 0.13744 | 675.4789 | 0.73854 | 678.1591 | 0.15102 | 675.7832 | 0.05188
| 678.8697 | 0.00044984 | 671.0112 | 0.00066121 | 671.01 | 0 | 678.8697 | 0.00016403 | 671.0112 | 0.00029776 | 678.8697 | 0.0011851 | 687.1064 | 0.00059033 | 678.8697 | 0.00083369 | 678.8697 | 0.14725 | 678.5505 | 0.10573 | 678.8697 | 0.00058475 | 678.8697 | 0.25462 | 671.0112 | 0.003892 | 678.8697 | 0.00384 | 678.5505 | 0.13344 | 675.7089 | 0.74967 | 678.3928 | 0.1555 | 676.014 | 0.053641
| 679.1024 | -0.00044938 | 671.2385 | -4.4914e-05 | 671.24 | 0 | 679.1024 | 0 | 671.2385 | 0.00054996 | 679.1024 | -0.0004975 | 687.3377 | -0.0001504 | 679.1024 | 5.7402e-06 | 679.1024 | 0.14849 | 678.7835 | 0.10395 | 679.1024 | 0 | 679.1024 | 0.25323 | 671.2385 | 0.0027308 | 679.1024 | 0.00266 | 678.7835 | 0.12774 | 675.9388 | 0.75493 | 678.6267 | 0.15742 | 676.2449 | 0.053897
| 679.3351 | 0.00028778 | 671.4658 | -0.0002053 | 671.47 | 0 | 679.3351 | 7.4652e-05 | 671.4658 | 0.00094077 | 679.3351 | 0.00066564 | 687.569 | 0.00053566 | 679.3351 | 0.00048742 | 679.3351 | 0.14887 | 679.0166 | 0.10378 | 679.3351 | 0.00038111 | 679.3351 | 0.24898 | 671.4658 | 0.0032905 | 679.3351 | 0.00354 | 679.0166 | 0.12333 | 676.1687 | 0.76851 | 678.8604 | 0.16228 | 676.4758 | 0.055796
| 679.5679 | -0.00047143 | 671.6932 | -0.00069005 | 671.69 | 0 | 679.5679 | 0 | 671.6932 | -0.00022965 | 679.5679 | -0.00029009 | 687.8004 | -7.918e-05 | 679.5679 | 0 | 679.5679 | 0.14667 | 679.2496 | 0.10164 | 679.5679 | 0 | 679.5679 | 0.24838 | 671.6932 | 0.0013473 | 679.5679 | 0.00256 | 679.2496 | 0.11801 | 676.3986 | 0.77345 | 679.0942 | 0.16437 | 676.7067 | 0.056034
| 679.8006 | 0.00028442 | 671.9205 | 0.00114 | 671.92 | 0 | 679.8006 | 0.0004229 | 671.9205 | 0.00015738 | 679.8006 | 0.00067036 | 688.0317 | 0.00057764 | 679.8006 | 0.00056307 | 679.8006 | 0.14544 | 679.4827 | 0.10271 | 679.8006 | 0.00048107 | 679.8006 | 0.24468 | 671.9205 | 0.0031331 | 679.8006 | 0.00328 | 679.4827 | 0.11474 | 676.6286 | 0.78654 | 679.3281 | 0.17011 | 676.9376 | 0.058004
| 680.0333 | -0.00035597 | 672.1479 | -0.00030366 | 672.15 | 0 | 680.0333 | 0 | 672.1479 | -0.0011654 | 680.0333 | -0.00020998 | 688.2631 | -9.8323e-05 | 680.0333 | 0 | 680.0333 | 0.14528 | 679.7158 | 0.10115 | 680.0333 | 0 | 680.0333 | 0.24323 | 672.1479 | 0.0014008 | 680.0333 | 0.00253 | 679.7158 | 0.10956 | 676.8585 | 0.79214 | 679.5619 | 0.17208 | 677.1685 | 0.05817
| 680.2661 | 0.00017576 | 672.3752 | -0.00038537 | 672.38 | 0 | 680.2661 | 0.00035949 | 672.3752 | 0.0017004 | 680.2661 | 0.00080888 | 688.4945 | 0.00057588 | 680.2661 | 0.00057697 | 680.2661 | 0.1452 | 679.9488 | 0.10185 | 680.2661 | 0.00049141 | 680.2661 | 0.24 | 672.3752 | 0.0041665 | 680.2661 | 0.00302 | 679.9488 | 0.10649 | 677.0885 | 0.80464 | 679.7957 | 0.178 | 677.3994 | 0.06003
| 680.4989 | -0.00051977 | 672.6027 | 0.00035415 | 672.6 | 0 | 680.4989 | 0 | 672.6027 | 0.00095878 | 680.4989 | -0.00070102 | 688.7259 | -0.00011891 | 680.4988 | 0 | 680.4989 | 0.14082 | 680.1819 | 0.099947 | 680.4989 | 0 | 680.4988 | 0.24103 | 672.6027 | 0.0018018 | 680.4988 | 0.00222 | 680.1819 | 0.10147 | 677.3185 | 0.81108 | 680.0296 | 0.18063 | 677.6302 | 0.060494
| 680.7316 | 0.00032196 | 672.83 | -1.6263e-05 | 672.83 | 0 | 680.7316 | 5.5312e-05 | 672.83 | 0.00071735 | 680.7316 | 0.0002057 | 688.9573 | 0.00054952 | 680.7316 | 0.00060906 | 680.7316 | 0.14224 | 680.415 | 0.099066 | 680.7316 | 0.00044994 | 680.7316 | 0.23708 | 672.83 | 0.0020992 | 680.7316 | 0.00295 | 680.415 | 0.0991 | 677.5485 | 0.82502 | 680.2634 | 0.18633 | 677.8612 | 0.062722
| 680.9644 | -0.00047532 | 673.0574 | -0.00067076 | 673.06 | 0 | 680.9644 | 0 | 673.0574 | -0.00067426 | 680.9644 | -0.00016708 | 689.1887 | -0.00013568 | 680.9644 | 0 | 680.9644 | 0.1391 | 680.6481 | 0.098853 | 680.9644 | 0 | 680.9644 | 0.23294 | 673.0574 | 0.0011952 | 680.9644 | 0.00214 | 680.6481 | 0.0936 | 677.7784 | 0.82965 | 680.4973 | 0.18835 | 678.0922 | 0.062675
| 681.1972 | 0.00027262 | 673.2849 | 0.00085271 | 673.28 | 0 | 681.1972 | 0.00074471 | 673.2849 | 0.00017874 | 681.1972 | 0.00045418 | 689.4201 | 0.00058071 | 681.1972 | 0.00053937 | 681.1972 | 0.14016 | 680.8813 | 0.09867 | 681.1972 | 0.00021867 | 681.1972 | 0.23461 | 673.2849 | 0.0026942 | 681.1972 | 0.0029 | 680.8813 | 0.0917 | 678.0084 | 0.8436 | 680.7312 | 0.19466 | 678.3231 | 0.065097
| 681.43 | -0.00061948 | 673.5123 | 0.00013016 | 673.51 | 0 | 681.43 | 0 | 673.5123 | -5.401e-05 | 681.43 | -0.00075064 | 689.6516 | -6.8114e-05 | 681.4301 | 0 | 681.43 | 0.1389 | 681.1144 | 0.098306 | 681.43 | 0 | 681.4301 | 0.2288 | 673.5123 | 0.00056001 | 681.4301 | 0.00202 | 681.1144 | 0.08797 | 678.2384 | 0.84863 | 680.9651 | 0.1973 | 678.5541 | 0.065373
| 681.6629 | 0.00027408 | 673.7397 | 0.00027207 | 673.74 | 0 | 681.6628 | 0.00063993 | 673.7397 | -1.6977e-05 | 681.6628 | 0.00041688 | 689.883 | 0.00049779 | 681.6628 | 0.00043352 | 681.6629 | 0.13994 | 681.3475 | 0.097278 | 681.6628 | 0.00067353 | 681.6628 | 0.22924 | 673.7397 | 0.0017495 | 681.6628 | 0.00256 | 681.3475 | 0.08551 | 678.4684 | 0.86186 | 681.199 | 0.20393 | 678.785 | 0.066916
| 681.8957 | -0.00035463 | 673.9672 | 8.3587e-05 | 673.97 | 0 | 681.8957 | 0 | 673.9672 | -0.0010819 | 681.8957 | -0.00016738 | 690.1144 | -8.2814e-05 | 681.8957 | 0 | 681.8957 | 0.13782 | 681.5807 | 0.096045 | 681.8957 | 0 | 681.8957 | 0.22615 | 673.9672 | -0.00031856 | 681.8957 | 0.00196 | 681.5807 | 0.08086 | 678.6985 | 0.86767 | 681.4329 | 0.20689 | 679.016 | 0.067202
| 682.1285 | 0.0001737 | 674.1946 | 0.00014345 | 674.19 | 0 | 682.1285 | 0.00076485 | 674.1946 | 0.00024694 | 682.1285 | 0.00029732 | 690.3459 | 0.00054703 | 682.1285 | 0.00031084 | 682.1285 | 0.13851 | 681.8138 | 0.096529 | 682.1285 | 0.00014886 | 682.1285 | 0.22515 | 674.1946 | 0.0015524 | 682.1285 | 0.00267 | 681.8138 | 0.07907 | 678.9285 | 0.88133 | 681.6669 | 0.21351 | 679.247 | 0.069506
| 682.3614 | -0.00049063 | 674.4221 | 0.00013694 | 674.42 | 0 | 682.3614 | 0 | 674.4221 | -2.756e-05 | 682.3614 | -0.00049693 | 690.5773 | -0.00013059 | 682.3614 | 5.4746e-05 | 682.3614 | 0.13348 | 682.047 | 0.093628 | 682.3614 | 0 | 682.3614 | 0.22313 | 674.4221 | 0.0023016 | 682.3614 | 0.00183 | 682.047 | 0.07543 | 679.1586 | 0.88599 | 681.9008 | 0.21662 | 679.478 | 0.069697
| 682.5942 | 0.00012437 | 674.6495 | 2.8624e-05 | 674.65 | 0 | 682.5942 | 0.00049743 | 674.6495 | -0.00054308 | 682.5942 | 0.00088953 | 690.8088 | 0.00052028 | 682.5942 | 0.00059678 | 682.5942 | 0.13547 | 682.2802 | 0.094463 | 682.5942 | 0.00037932 | 682.5942 | 0.22121 | 674.6495 | 0.0033781 | 682.5942 | 0.00263 | 682.2802 | 0.07429 | 679.3886 | 0.90028 | 682.1348 | 0.22415 | 679.709 | 0.072116
| 682.8271 | -0.00049007 | 674.8769 | -7.4836e-05 | 674.88 | 0 | 682.8271 | 0 | 674.877 | -0.001256 | 682.8271 | -0.0003163 | 691.0403 | -8.6926e-05 | 682.8271 | 0 | 682.8271 | 0.13624 | 682.5134 | 0.093342 | 682.8271 | 0 | 682.8271 | 0.21863 | 674.877 | 0.0019025 | 682.8271 | 0.00188 | 682.5134 | 0.07019 | 679.6187 | 0.9054 | 682.3687 | 0.22796 | 679.94 | 0.072436
| 683.06 | -7.1985e-05 | 675.1045 | 0.00037276 | 675.1 | 0 | 683.06 | 0.00015908 | 675.1045 | 0.00027828 | 683.06 | 0.00027463 | 691.2718 | 0.00051771 | 683.06 | 0.00027184 | 683.06 | 0.13405 | 682.7466 | 0.093435 | 683.06 | 0.00033226 | 683.06 | 0.21838 | 675.1045 | 0.0037054 | 683.06 | 0.0024 | 682.7466 | 0.06781 | 679.8488 | 0.91959 | 682.6027 | 0.23514 | 680.171 | 0.074853
| 683.2929 | -0.00044826 | 675.332 | -0.00020525 | 675.33 | 0 | 683.2929 | 0 | 675.332 | 0.00037994 | 683.2929 | -0.00068368 | 691.5034 | -0.00018625 | 683.2928 | 0 | 683.2929 | 0.13405 | 682.9798 | 0.094081 | 683.2929 | 0 | 683.2928 | 0.21698 | 675.332 | 0.0012612 | 683.2929 | 0.00157 | 682.9798 | 0.06525 | 680.0789 | 0.92454 | 682.8367 | 0.23914 | 680.402 | 0.075457
| 683.5258 | 0.0005021 | 675.5594 | -6.5862e-05 | 675.56 | 0 | 683.5258 | 0.0004134 | 675.5594 | -0.00017952 | 683.5258 | 0.00022112 | 691.7349 | 0.00056164 | 683.5258 | 0.0004826 | 683.5258 | 0.13455 | 683.213 | 0.093288 | 683.5258 | 0.00020846 | 683.5258 | 0.21348 | 675.5594 | 0.0045272 | 683.5258 | 0.00231 | 683.213 | 0.06438 | 680.309 | 0.93663 | 683.0707 | 0.24672 | 680.6331 | 0.077558
| 683.7587 | -0.00089216 | 675.787 | 0.00028064 | 675.79 | 0 | 683.7587 | 0 | 675.787 | 0.00058816 | 683.7587 | -0.0015623 | 691.9664 | -0.00022657 | 683.7587 | 0 | 683.7587 | 0.13346 | 683.4462 | 0.090773 | 683.7587 | 0 | 683.7587 | 0.21162 | 675.787 | 0.00055013 | 683.7587 | 0.00139 | 683.4462 | 0.06087 | 680.5391 | 0.94094 | 683.3047 | 0.24994 | 680.8641 | 0.078136
| 683.9916 | 0.00014432 | 676.0145 | 0.00070856 | 676.01 | 0 | 683.9916 | 0.00051307 | 676.0145 | 0.00036023 | 683.9916 | 0.00025633 | 692.1979 | 0.00053031 | 683.9916 | 0.00041689 | 683.9916 | 0.13117 | 683.6795 | 0.092524 | 683.9916 | 0.00053128 | 683.9916 | 0.21054 | 676.0145 | 0.0028549 | 683.9916 | 0.00217 | 683.6795 | 0.05985 | 680.7692 | 0.95376 | 683.5387 | 0.2577 | 681.0952 | 0.080553
| 684.2245 | -0.00072432 | 676.242 | -0.00048791 | 676.24 | 0 | 684.2245 | 0 | 676.242 | -0.00059365 | 684.2245 | -0.00051569 | 692.4294 | -0.00015045 | 684.2245 | 0 | 684.2245 | 0.12972 | 683.9127 | 0.089908 | 684.2245 | 0 | 684.2245 | 0.20881 | 676.242 | 0.0018792 | 684.2246 | 0.00154 | 683.9127 | 0.05694 | 680.9993 | 0.9563 | 683.7727 | 0.26132 | 681.3263 | 0.081035
| 684.4575 | 0.00013013 | 676.4695 | 0.00056155 | 676.47 | 0.0026241 | 684.4575 | 0.00015365 | 676.4695 | 0.0014667 | 684.4575 | 0.00048692 | 692.661 | 0.00055345 | 684.4575 | 0.0004121 | 684.4575 | 0.1306 | 684.146 | 0.090457 | 684.4575 | 0.00034701 | 684.4575 | 0.20678 | 676.4695 | 0.0032625 | 684.4575 | 0.00218 | 684.146 | 0.05509 | 681.2294 | 0.96941 | 684.0067 | 0.26827 | 681.5574 | 0.083951
| 684.6904 | -0.00046101 | 676.6971 | -0.00077823 | 676.7 | 0 | 684.6904 | 0 | 676.6971 | -0.0004922 | 684.6904 | -6.9221e-05 | 692.8926 | -0.00016442 | 684.6904 | 3.9449e-05 | 684.6904 | 0.12765 | 684.3793 | 0.088841 | 684.6904 | 0 | 684.6904 | 0.20224 | 676.6971 | 7.8334e-05 | 684.6904 | 0.00123 | 684.3793 | 0.05213 | 681.4596 | 0.9701 | 684.2408 | 0.27186 | 681.7885 | 0.084213
| 684.9234 | 0.00055396 | 676.9246 | 0.00046439 | 676.92 | 0 | 684.9234 | 0.0003121 | 676.9246 | 0.0010263 | 684.9234 | 0.00052168 | 693.1241 | 0.00042133 | 684.9234 | 0.00053059 | 684.9234 | 0.12795 | 684.6125 | 0.089159 | 684.9234 | 0.00065795 | 684.9234 | 0.2004 | 676.9246 | 0.0020701 | 684.9234 | 0.0021 | 684.6125 | 0.05078 | 681.6897 | 0.98187 | 684.4748 | 0.28025 | 682.0196 | 0.086504
| 685.1563 | -0.00075619 | 677.1522 | -0.00048467 | 677.15 | 0 | 685.1564 | 0 | 677.1522 | 0.00026186 | 685.1564 | -0.00054376 | 693.3557 | -0.00019974 | 685.1564 | 0 | 685.1563 | 0.12877 | 684.8458 | 0.087364 | 685.1564 | 0 | 685.1564 | 0.19873 | 677.1522 | 0.0020331 | 685.1564 | 0.00119 | 684.8458 | 0.04839 | 681.9199 | 0.9819 | 684.7089 | 0.28468 | 682.2507 | 0.087244
| 685.3893 | 0.00028926 | 677.3798 | 0.00027381 | 677.38 | 0 | 685.3893 | 0.00031745 | 677.3798 | 0.0011059 | 685.3893 | 0.0006436 | 693.5873 | 0.00045623 | 685.3893 | 0.00052347 | 685.3893 | 0.12682 | 685.0791 | 0.087895 | 685.3893 | 0.00048112 | 685.3893 | 0.1986 | 677.3798 | 0.0023221 | 685.3893 | 0.00187 | 685.0791 | 0.04795 | 682.15 | 0.99026 | 684.943 | 0.29356 | 682.4818 | 0.090562
| 685.6223 | -0.00041037 | 677.6074 | -0.00010571 | 677.61 | 0 | 685.6223 | 0 | 677.6074 | 0.00046721 | 685.6223 | -0.00034356 | 693.8189 | -0.00011681 | 685.6223 | 0 | 685.6223 | 0.12427 | 685.3124 | 0.087273 | 685.6223 | 0 | 685.6223 | 0.19575 | 677.6074 | 0.00074096 | 685.6223 | 0.00101 | 685.3124 | 0.04486 | 682.3802 | 0.9896 | 685.1771 | 0.29824 | 682.713 | 0.09094
| 685.8553 | 8.0647e-05 | 677.835 | 0.00068425 | 677.83 | 0 | 685.8553 | 0.00052876 | 677.835 | 0.00072245 | 685.8553 | -0.00028636 | 694.0505 | 0.00057591 | 685.8553 | 0.00053142 | 685.8553 | 0.12384 | 685.5458 | 0.087008 | 685.8553 | 0.00058132 | 685.8553 | 0.19465 | 677.835 | 0.0020982 | 685.8554 | 0.00204 | 685.5458 | 0.04414 | 682.6104 | 0.99732 | 685.4111 | 0.30831 | 682.9441 | 0.093123
| 686.0883 | -0.00066713 | 678.0626 | 0.00014491 | 678.06 | 0 | 686.0883 | 0 | 678.0626 | -0.00014041 | 686.0883 | -0.00062668 | 694.2822 | -0.00025702 | 686.0883 | 0 | 686.0883 | 0.12413 | 685.7791 | 0.085845 | 686.0883 | 0 | 686.0883 | 0.19222 | 678.0626 | 0.0023316 | 686.0883 | 0.00115 | 685.7791 | 0.04227 | 682.8406 | 0.99423 | 685.6453 | 0.31382 | 683.1752 | 0.094029
| 686.3214 | 0.00061269 | 678.2902 | 8.6904e-05 | 678.29 | 0 | 686.3214 | 0.00052508 | 678.2902 | 0.00038081 | 686.3214 | 0.00031599 | 694.5138 | 0.00053951 | 686.3214 | 0.00042241 | 686.3214 | 0.12548 | 686.0124 | 0.086682 | 686.3214 | 0.00048211 | 686.3214 | 0.19096 | 678.2902 | 0.0024625 | 686.3214 | 0.00189 | 686.0124 | 0.04188 | 683.0709 | 1 | 685.8794 | 0.32362 | 683.4064 | 0.09675
| 686.5544 | -0.00068251 | 678.5178 | -0.00021904 | 678.52 | 0 | 686.5544 | 0 | 678.5178 | 0.00076446 | 686.5544 | -0.00047363 | 694.7454 | -0.00013881 | 686.5544 | 0 | 686.5544 | 0.12076 | 686.2458 | 0.08498 | 686.5544 | 0 | 686.5544 | 0.19077 | 678.5178 | 1.818e-05 | 686.5544 | 0.00089203 | 686.2458 | 0.0396 | 683.3011 | 0.99214 | 686.1135 | 0.32827 | 683.6376 | 0.097236
| 686.7874 | 0.00038144 | 678.7454 | 0.00013434 | 678.75 | 0 | 686.7874 | 0.00055304 | 678.7454 | 0.00019108 | 686.7874 | 0.0004994 | 694.9771 | 0.0005162 | 686.7874 | 0.0006072 | 686.7874 | 0.12247 | 686.4791 | 0.085037 | 686.7874 | 0.00056925 | 686.7874 | 0.18803 | 678.7454 | 0.0011556 | 686.7874 | 0.00177 | 686.4791 | 0.03919 | 683.5313 | 0.99577 | 686.3477 | 0.33777 | 683.8688 | 0.10037
| 687.0205 | -0.00046212 | 678.973 | -0.00036693 | 678.97 | 0 | 687.0205 | 0 | 678.973 | -6.374e-05 | 687.0205 | -0.00076461 | 695.2087 | -0.00010741 | 687.0205 | 0 | 687.0205 | 0.12134 | 686.7125 | 0.083002 | 687.0205 | 0 | 687.0205 | 0.18641 | 678.973 | 0.0011192 | 687.0205 | 0.00105 | 686.7125 | 0.03699 | 683.7615 | 0.98796 | 686.5818 | 0.34161 | 684.1 | 0.10091
| 687.2536 | 0.00069669 | 679.2007 | -0.00044843 | 679.2 | 0 | 687.2536 | 0.00055312 | 679.2007 | 0.0016148 | 687.2536 | 0.0011891 | 695.4404 | 0.0005364 | 687.2535 | 0.00076723 | 687.2536 | 0.12155 | 686.9459 | 0.084004 | 687.2536 | 0.00066471 | 687.2535 | 0.18412 | 679.2007 | 0.003484 | 687.2535 | 0.00189 | 686.9459 | 0.03718 | 683.9918 | 0.98832 | 686.816 | 0.35193 | 684.3312 | 0.10373
| 687.4866 | -0.00033199 | 679.4283 | 0.0002225 | 679.43 | 0 | 687.4866 | 0 | 679.4283 | -0.00080922 | 687.4866 | -0.00040446 | 695.6721 | 0.00050035 | 687.4866 | 0 | 687.4866 | 0.12077 | 687.1793 | 0.081648 | 687.4866 | 0 | 687.4866 | 0.18224 | 679.4283 | -0.00070394 | 687.4866 | 0.00097041 | 687.1793 | 0.03478 | 684.222 | 0.97754 | 687.0501 | 0.35746 | 684.5624 | 0.1046
| 687.7197 | 0.00019189 | 679.656 | 0.00093912 | 679.66 | 0 | 687.7197 | 0.00081979 | 679.656 | 0.00073609 | 687.7197 | 0.0005006 | 695.9038 | -0.00023015 | 687.7197 | 0.00042186 | 687.7197 | 0.11995 | 687.4127 | 0.082093 | 687.7197 | 0.00018712 | 687.7197 | 0.1793 | 679.656 | 0.0033425 | 687.7197 | 0.00181 | 687.4127 | 0.03427 | 684.4523 | 0.97603 | 687.2843 | 0.36874 | 684.7936 | 0.10708
| 687.9528 | -0.00057083 | 679.8837 | -0.00051144 | 679.88 | 0 | 687.9528 | 0 | 679.8837 | -0.00069968 | 687.9528 | -0.00045225 | 696.1355 | 0.00043954 | 687.9528 | 0 | 687.9528 | 0.12032 | 687.6461 | 0.080413 | 687.9528 | 0 | 687.9528 | 0.17844 | 679.8837 | 0.00080234 | 687.9528 | 0.00087419 | 687.6461 | 0.03288 | 684.6826 | 0.96223 | 687.5185 | 0.37405 | 685.0248 | 0.10845
| 688.1859 | 0.00045401 | 680.1113 | 0.00094383 | 680.11 | 0 | 688.1859 | 0.00083186 | 680.1113 | 0.00052096 | 688.1859 | 0.00067056 | 696.3672 | -0.00023298 | 688.1859 | 0.00046729 | 688.1859 | 0.11971 | 687.8795 | 0.081423 | 688.1859 | 0.00050768 | 688.1859 | 0.1761 | 680.1113 | 0.0027111 | 688.1859 | 0.00176 | 687.8795 | 0.03254 | 684.9129 | 0.95725 | 687.7527 | 0.38427 | 685.2561 | 0.11129
| 688.419 | -0.00031489 | 680.3391 | -0.00041779 | 680.34 | 0 | 688.419 | 0 | 680.3391 | -0.00057168 | 688.419 | -0.00033935 | 696.5989 | 0.0004744 | 688.419 | 0 | 688.419 | 0.11705 | 688.1129 | 0.079137 | 688.419 | 0 | 688.419 | 0.17463 | 680.3391 | -0.00026439 | 688.419 | 0.00077664 | 688.1129 | 0.03046 | 685.1432 | 0.94098 | 687.9869 | 0.38974 | 685.4874 | 0.1124
| 688.6522 | 0.00051229 | 680.5667 | -0.00042945 | 680.57 | 0 | 688.6522 | 0.00037994 | 680.5667 | -0.00082088 | 688.6522 | 0.00093676 | 696.8307 | -0.00019203 | 688.6522 | 0.00062185 | 688.6522 | 0.11794 | 688.3464 | 0.080182 | 688.6522 | 0.00032775 | 688.6522 | 0.17495 | 680.5667 | 0.0027542 | 688.6522 | 0.00146 | 688.3464 | 0.03062 | 685.3735 | 0.93134 | 688.2211 | 0.40113 | 685.7186 | 0.11516
| 688.8853 | -0.00070923 | 680.7944 | 0.00051382 | 680.79 | 0 | 688.8853 | 0 | 680.7944 | -0.00032143 | 688.8853 | -0.00048706 | 697.0624 | 0.00042081 | 688.8853 | 0 | 688.8853 | 0.11635 | 688.5798 | 0.078088 | 688.8853 | 0 | 688.8853 | 0.17016 | 680.7944 | 0.00087099 | 688.8853 | 0.00088992 | 688.5798 | 0.02841 | 685.6038 | 0.9141 | 688.4554 | 0.40674 | 685.9499 | 0.1167
| 689.1184 | 0.00010425 | 681.0222 | 6.0934e-06 | 681.02 | 0 | 689.1184 | 0.0004258 | 681.0222 | 0.00090935 | 689.1184 | 0.00048177 | 697.2941 | -0.00014567 | 689.1185 | 0.00031288 | 689.1184 | 0.11874 | 688.8133 | 0.079723 | 689.1184 | 0.00031191 | 689.1185 | 0.17093 | 681.0222 | 0.0013047 | 689.1185 | 0.00151 | 688.8133 | 0.02893 | 685.8341 | 0.90272 | 688.6896 | 0.41925 | 686.1812 | 0.11983
| 689.3516 | -0.00109 | 681.2499 | 0.00027575 | 681.25 | 0 | 689.3516 | 0 | 681.2499 | 7.5278e-05 | 689.3516 | -0.0012717 | 697.5259 | 0.00048921 | 689.3516 | 0 | 689.3516 | 0.11505 | 689.0468 | 0.078312 | 689.3516 | 0 | 689.3516 | 0.16725 | 681.2499 | 0.00052283 | 689.3516 | 0.00067437 | 689.0467 | 0.02703 | 686.0645 | 0.8819 | 688.9239 | 0.42522 | 686.4125 | 0.12104
| 689.5848 | -8.3109e-05 | 681.4776 | 0.00040446 | 681.48 | 0 | 689.5848 | 0.00019232 | 681.4776 | 0.00091171 | 689.5848 | -4.9127e-05 | 697.7577 | -0.00018143 | 689.5848 | 0.00055417 | 689.5848 | 0.11631 | 689.2802 | 0.078586 | 689.5848 | 0.00048431 | 689.5848 | 0.1655 | 681.4776 | 0.00093765 | 689.5848 | 0.00136 | 689.2802 | 0.02727 | 686.2948 | 0.86923 | 689.1581 | 0.43767 | 686.6437 | 0.12415
| 689.8179 | -0.00042638 | 681.7053 | 0.00036348 | 681.71 | 0 | 689.8179 | 0 | 681.7053 | 8.8453e-07 | 689.8179 | -0.00048464 | 697.9894 | 0.00049998 | 689.8179 | 0 | 689.8179 | 0.11371 | 689.5137 | 0.078434 | 689.8179 | 0 | 689.8179 | 0.16366 | 681.7053 | 0.00055033 | 689.8179 | 0.0007185 | 689.5137 | 0.02539 | 686.5251 | 0.84617 | 689.3925 | 0.444 | 686.8751 | 0.12535
| 690.0511 | 0.00042045 | 681.9331 | 0.00073592 | 681.93 | 0 | 690.0511 | 0.00023379 | 681.9331 | 0.00026049 | 690.0511 | 3.1343e-05 | 698.2213 | -0.0001595 | 690.0511 | 0.0005007 | 690.0511 | 0.11535 | 689.7472 | 0.077651 | 690.0511 | 0.00023859 | 690.0511 | 0.1651 | 681.9331 | 0.0016289 | 690.0512 | 0.00146 | 689.7472 | 0.02553 | 686.7555 | 0.83172 | 689.6267 | 0.45543 | 687.1064 | 0.12883
| 690.2843 | -0.00081566 | 682.1608 | -0.00083462 | 682.16 | 0 | 690.2843 | 0 | 682.1608 | 0.00020823 | 690.2843 | -0.00056763 | 698.4531 | 0.00056611 | 690.2843 | 0 | 690.2843 | 0.11087 | 689.9807 | 0.075632 | 690.2843 | 0 | 690.2843 | 0.16131 | 682.1608 | 0.00047542 | 690.2843 | 0.00054015 | 689.9807 | 0.02403 | 686.9859 | 0.80697 | 689.861 | 0.46052 | 687.3377 | 0.1301
| 690.5175 | 0.00018307 | 682.3886 | 0.00092042 | 682.39 | 0 | 690.5175 | 0.00054804 | 682.3886 | 0.00026002 | 690.5175 | 5.1835e-05 | 698.6849 | -0.00023918 | 690.5175 | 0.00052943 | 690.5175 | 0.11116 | 690.2142 | 0.076802 | 690.5175 | 0.00042161 | 690.5175 | 0.16132 | 682.3886 | 0.0031317 | 690.5175 | 0.0015 | 690.2142 | 0.02454 | 687.2163 | 0.79 | 690.0953 | 0.47344 | 687.569 | 0.13305
| 690.7507 | -0.00064802 | 682.6164 | 0.00034164 | 682.62 | 0 | 690.7507 | 0 | 682.6164 | -3.1803e-06 | 690.7507 | -0.00077986 | 698.9167 | 0.00047069 | 690.7507 | 0 | 690.7507 | 0.11208 | 690.4478 | 0.075653 | 690.7507 | 0 | 690.7507 | 0.15935 | 682.6164 | -1.9709e-05 | 690.7507 | 0.00063507 | 690.4478 | 0.02251 | 687.4467 | 0.7637 | 690.3297 | 0.4795 | 687.8004 | 0.13451
| 690.984 | 0.00047134 | 682.8442 | 0.00040706 | 682.84 | 0 | 690.984 | 0.00060199 | 682.8442 | 0.00084412 | 690.984 | 0.00051393 | 699.1485 | -0.00016654 | 690.9839 | 0.00037896 | 690.984 | 0.11125 | 690.6813 | 0.07564 | 690.984 | 0.00044597 | 690.9839 | 0.15806 | 682.8442 | 0.0012943 | 690.984 | 0.00137 | 690.6813 | 0.02301 | 687.6771 | 0.74631 | 690.564 | 0.49239 | 688.0317 | 0.1376
| 691.2172 | -0.00061762 | 683.072 | -0.00027057 | 683.07 | 0 | 691.2172 | 0 | 683.072 | 0.00024094 | 691.2172 | -0.00051089 | 699.3804 | 0.00043934 | 691.2172 | 0 | 691.2172 | 0.10796 | 690.9149 | 0.073212 | 691.2172 | 0 | 691.2172 | 0.15538 | 683.072 | -0.0006679 | 691.2172 | 0.00060992 | 690.9149 | 0.02123 | 687.9075 | 0.72129 | 690.7983 | 0.49883 | 688.2631 | 0.13924
| 691.4505 | 0.00020866 | 683.2998 | 0.00015022 | 683.3 | 0 | 691.4505 | 0.00070338 | 683.2998 | 0.0009402 | 691.4505 | 0.00024456 | 699.6122 | -0.00012428 | 691.4504 | 0.00030689 | 691.4505 | 0.11067 | 691.1484 | 0.074203 | 691.4505 | 3.4676e-05 | 691.4504 | 0.15509 | 683.2998 | 0.0024706 | 691.4504 | 0.00151 | 691.1484 | 0.02142 | 688.1379 | 0.70356 | 691.0326 | 0.51169 | 688.4945 | 0.14281
| 691.6837 | -0.00061494 | 683.5276 | -0.00049704 | 683.53 | 0 | 691.6837 | 0 | 683.5276 | -0.00070903 | 691.6837 | -0.00039921 | 699.8441 | 0.00046293 | 691.6837 | 0 | 691.6837 | 0.10662 | 691.382 | 0.073115 | 691.6837 | 0 | 691.6837 | 0.15309 | 683.5276 | -0.0014478 | 691.6837 | 0.00054643 | 691.382 | 0.01982 | 688.3683 | 0.67722 | 691.267 | 0.51778 | 688.7259 | 0.1438
| 691.917 | 0.00018821 | 683.7554 | 0.00106 | 683.76 | 0 | 691.917 | 0.00044747 | 683.7554 | 0.00014194 | 691.917 | 0.00038462 | 700.0759 | -0.00012268 | 691.917 | 0.00025526 | 691.917 | 0.10811 | 691.6156 | 0.074146 | 691.917 | 0.0005936 | 691.917 | 0.15218 | 683.7554 | 0.0016972 | 691.917 | 0.00139 | 691.6156 | 0.0203 | 688.5988 | 0.65778 | 691.5014 | 0.53058 | 688.9573 | 0.14758
| 692.1503 | -0.00082252 | 683.9832 | -0.00032929 | 683.98 | 0 | 692.1503 | 0 | 683.9832 | -0.00090874 | 692.1503 | -0.00059886 | 700.3078 | 0.00037239 | 692.1503 | 0 | 692.1503 | 0.10585 | 691.8491 | 0.071118 | 692.1503 | 0 | 692.1503 | 0.14877 | 683.9832 | 9.3975e-05 | 692.1503 | 0.00039202 | 691.8492 | 0.01857 | 688.8292 | 0.63206 | 691.7358 | 0.53644 | 689.1887 | 0.14889
| 692.3835 | 0.00035307 | 684.2111 | 0.00047382 | 684.21 | 0 | 692.3835 | 0.00046648 | 684.2111 | 0.0015577 | 692.3835 | 0.00012123 | 700.5397 | -0.00018896 | 692.3835 | 0.00042854 | 692.3835 | 0.10656 | 692.0827 | 0.073125 | 692.3835 | 0.00063819 | 692.3835 | 0.1487 | 684.2111 | 0.0015481 | 692.3835 | 0.00132 | 692.0827 | 0.01935 | 689.0597 | 0.61363 | 691.9701 | 0.5501 | 689.4201 | 0.1521
| 692.6168 | -0.00079729 | 684.4389 | -0.00061741 | 684.44 | 0 | 692.6168 | 0 | 684.4389 | 5.6117e-05 | 692.6168 | -0.00091957 | 700.7716 | 0.00048729 | 692.6168 | 0 | 692.6168 | 0.10499 | 692.3164 | 0.070815 | 692.6168 | 0 | 692.6168 | 0.14626 | 684.4389 | 0.00039391 | 692.6168 | 0.00054954 | 692.3164 | 0.01779 | 689.2902 | 0.58793 | 692.2046 | 0.5588 | 689.6516 | 0.1541
| 692.8501 | 0.0002649 | 684.6668 | 0.00042969 | 684.67 | 0 | 692.8501 | 0.00043944 | 684.6668 | 0.000901 | 692.8501 | 0.00035 | 701.0035 | -0.00024376 | 692.8502 | 0.00035775 | 692.8501 | 0.10437 | 692.55 | 0.071798 | 692.8501 | 0.00023217 | 692.8502 | 0.14539 | 684.6668 | 0.0017983 | 692.8502 | 0.00125 | 692.55 | 0.0179 | 689.5206 | 0.57006 | 692.439 | 0.57387 | 689.883 | 0.15818
| 693.0835 | -0.00072141 | 684.8946 | 0.00011151 | 684.89 | 0 | 693.0835 | 0 | 684.8947 | -0.00038657 | 693.0835 | -0.00049103 | 701.2354 | 0.00048297 | 693.0834 | 0 | 693.0835 | 0.10186 | 692.7836 | 0.069139 | 693.0835 | 0 | 693.0834 | 0.14338 | 684.8947 | 0.0035999 | 693.0834 | 0.00042279 | 692.7836 | 0.01672 | 689.7512 | 0.54587 | 692.6734 | 0.58104 | 690.1144 | 0.15924
| 693.3168 | 0.00062327 | 685.1226 | 0.00080199 | 685.12 | 0 | 693.3168 | 0.00046899 | 685.1226 | 5.3016e-05 | 693.3168 | 0.0002564 | 701.4674 | -0.00019017 | 693.3168 | 0.0006478 | 693.3168 | 0.10528 | 693.0172 | 0.070763 | 693.3168 | 0.00060195 | 693.3168 | 0.14274 | 685.1226 | 0.0025789 | 693.3168 | 0.00117 | 693.0172 | 0.0175 | 689.9816 | 0.52796 | 692.9078 | 0.59612 | 690.3459 | 0.16309
| 693.5501 | -0.0009473 | 685.3504 | 0.00040613 | 685.35 | 0 | 693.5501 | 0 | 685.3504 | -0.00018674 | 693.5501 | -0.00099672 | 701.6993 | 0.0005015 | 693.5501 | 0 | 693.5501 | 0.10344 | 693.2509 | 0.068742 | 693.5501 | 0 | 693.5501 | 0.1415 | 685.3504 | -0.00046814 | 693.5501 | 0.00027435 | 693.2509 | 0.01617 | 690.2122 | 0.50424 | 693.1423 | 0.6025 | 690.5773 | 0.16477
| 693.7835 | -6.5705e-05 | 685.5783 | 0.00019721 | 685.58 | 0 | 693.7835 | 0.00028292 | 685.5783 | 0.000435 | 693.7835 | 0.00037641 | 701.9312 | -0.00024911 | 693.7835 | 0.00024793 | 693.7835 | 0.10356 | 693.4845 | 0.069239 | 693.7835 | 0.00013588 | 693.7835 | 0.14055 | 685.5783 | 0.0014136 | 693.7835 | 0.00124 | 693.4845 | 0.01625 | 690.4427 | 0.48779 | 693.3768 | 0.61566 | 690.8088 | 0.16878
| 694.0168 | -0.00065101 | 685.8062 | -0.00112 | 685.81 | 0 | 694.0168 | 0 | 685.8062 | -0.00064956 | 694.0168 | -0.00069659 | 702.1631 | 0.00045085 | 694.0168 | 0 | 694.0168 | 0.10213 | 693.7182 | 0.067483 | 694.0168 | 0 | 694.0168 | 0.13816 | 685.8062 | -0.00059834 | 694.0168 | 0.00045801 | 693.7182 | 0.01487 | 690.6732 | 0.46578 | 693.6112 | 0.62103 | 691.0403 | 0.1707
| 694.2502 | 0.00062531 | 686.0341 | -0.00024091 | 686.03 | 0 | 694.2502 | 0.00062423 | 686.0341 | 0.00077974 | 694.2502 | 0.00044982 | 702.3951 | -0.0002273 | 694.2502 | 0.0005317 | 694.2502 | 0.10213 | 693.9519 | 0.069406 | 694.2502 | 0.00069973 | 694.2502 | 0.13709 | 686.0341 | -0.00019104 | 694.2502 | 0.00103 | 693.9519 | 0.01533 | 690.9037 | 0.44949 | 693.8457 | 0.63454 | 691.2719 | 0.17516
| 694.4836 | -0.00078581 | 686.262 | -0.00087082 | 686.26 | 0 | 694.4836 | 0 | 686.262 | -0.00064391 | 694.4836 | -0.0006661 | 702.6271 | 0.00046977 | 694.4836 | 0 | 694.4836 | 0.09882 | 694.1856 | 0.067658 | 694.4836 | 0 | 694.4836 | 0.13439 | 686.262 | 0.00027859 | 694.4836 | 0.00034334 | 694.1856 | 0.01368 | 691.1343 | 0.42894 | 694.0802 | 0.64363 | 691.5034 | 0.17678
| 694.717 | -3.2544e-06 | 686.49 | 0.00085125 | 686.49 | 0 | 694.717 | 0.00029443 | 686.49 | 0.00082837 | 694.717 | 0.00018453 | 702.8591 | -0.00016644 | 694.717 | 0.00018841 | 694.717 | 0.10041 | 694.4193 | 0.066926 | 694.717 | 0.00015663 | 694.717 | 0.13385 | 686.49 | 0.003338 | 694.717 | 0.00116 | 694.4193 | 0.01451 | 691.3648 | 0.41409 | 694.3147 | 0.66261 | 691.7349 | 0.18121
| 694.9504 | -0.00075239 | 686.7179 | 3.7882e-05 | 686.72 | 0 | 694.9504 | 0 | 686.7179 | -0.00049847 | 694.9504 | -0.00074387 | 703.0911 | 0.00055867 | 694.9504 | 0 | 694.9504 | 0.09816 | 694.653 | 0.066159 | 694.9504 | 0 | 694.9504 | 0.13276 | 686.7179 | 0.0014437 | 694.9504 | 0.00027975 | 694.653 | 0.01286 | 691.5954 | 0.39522 | 694.5492 | 0.67138 | 691.9664 | 0.18347
| 695.1838 | 0.00036509 | 686.9459 | 0.00069306 | 686.95 | 0 | 695.1838 | 0.00055305 | 686.9459 | 0.00042733 | 695.1838 | 0.00030879 | 703.3231 | -0.00026567 | 695.1838 | 0.00051976 | 695.1838 | 0.09896 | 694.8867 | 0.067549 | 695.1838 | 0.00033308 | 695.1838 | 0.13297 | 686.9459 | 0.0015266 | 695.1838 | 0.00087668 | 694.8867 | 0.01346 | 691.826 | 0.3815 | 694.7837 | 0.68849 | 692.1979 | 0.18725
| 695.4172 | -0.0012 | 687.1738 | 0.00023772 | 687.17 | 0 | 695.4172 | 0 | 687.1738 | -0.00089226 | 695.4172 | -0.00064039 | 703.5551 | 0.00047147 | 695.4172 | 0 | 695.4172 | 0.09925 | 695.1204 | 0.065973 | 695.4172 | 0 | 695.4172 | 0.12985 | 687.1738 | 0.00017807 | 695.4172 | 0.00016054 | 695.1204 | 0.01253 | 692.0566 | 0.36415 | 695.0182 | 0.69607 | 692.4294 | 0.18947
| 695.6506 | 0.0001916 | 687.4017 | 0.00033229 | 687.4 | 0 | 695.6506 | 0.00074118 | 687.4017 | 0.00070767 | 695.6506 | 0.00024902 | 703.7871 | -0.0001538 | 695.6506 | 0.00019459 | 695.6506 | 0.10012 | 695.3541 | 0.066806 | 695.6506 | 0.00025203 | 695.6506 | 0.12926 | 687.4017 | 0.00061654 | 695.6506 | 0.00109 | 695.3541 | 0.01283 | 692.2872 | 0.35118 | 695.2528 | 0.71251 | 692.661 | 0.19475
| 695.8841 | -0.00053614 | 687.6298 | -0.00085572 | 687.63 | 0 | 695.8841 | 0 | 687.6298 | 0.0001415 | 695.8841 | -0.00062645 | 704.0191 | 0.00041496 | 695.8841 | 0 | 695.8841 | 0.09685 | 695.5879 | 0.065048 | 695.8841 | 0 | 695.8841 | 0.12842 | 687.6298 | -0.00058064 | 695.8841 | 0.00015672 | 695.5879 | 0.01148 | 692.5178 | 0.33527 | 695.4873 | 0.7187 | 692.8926 | 0.19675
| 696.1175 | 0.00040981 | 687.8577 | 0.0004377 | 687.86 | 0 | 696.1175 | 0.00052081 | 687.8577 | 0.00099669 | 696.1175 | -9.6647e-05 | 704.2512 | -0.00017787 | 696.1175 | 0.00035621 | 696.1175 | 0.09875 | 695.8216 | 0.065303 | 696.1175 | 0.00062251 | 696.1175 | 0.12715 | 687.8577 | 0.0026003 | 696.1175 | 0.00106 | 695.8216 | 0.01204 | 692.7484 | 0.32338 | 695.7219 | 0.73526 | 693.1241 | 0.20151
| 696.351 | -0.00082248 | 688.0857 | -0.00043861 | 688.09 | 0 | 696.351 | 0 | 688.0857 | -0.00074604 | 696.351 | -0.0010428 | 704.4832 | 0.00046089 | 696.351 | 0 | 696.351 | 0.09555 | 696.0554 | 0.064519 | 696.351 | 0 | 696.351 | 0.1262 | 688.0857 | -0.00018774 | 696.351 | 0.00010296 | 696.0554 | 0.01105 | 692.979 | 0.30834 | 695.9565 | 0.74218 | 693.3557 | 0.20385
| 696.5844 | 0.00025109 | 688.3137 | 0.00034564 | 688.31 | 0 | 696.5844 | 0.00041478 | 688.3137 | -9.5191e-05 | 696.5844 | 0.0001871 | 704.7153 | -0.0001458 | 696.5845 | 0.00030589 | 696.5844 | 0.09771 | 696.2892 | 0.06276 | 696.5844 | 0.00050006 | 696.5845 | 0.12491 | 688.3137 | 0.00080991 | 696.5845 | 0.00086991 | 696.2892 | 0.01153 | 693.2097 | 0.29805 | 696.191 | 0.75971 | 693.5873 | 0.20746
| 696.8179 | -0.00043203 | 688.5417 | 4.6448e-05 | 688.54 | 0 | 696.8179 | 0 | 688.5417 | -0.0014197 | 696.8179 | -0.00083786 | 704.9473 | 0.00053524 | 696.8179 | 0 | 696.8179 | 0.09288 | 696.523 | 0.063433 | 696.8179 | 0 | 696.8179 | 0.12295 | 688.5417 | -0.00021513 | 696.8179 | 0.00025167 | 696.523 | 0.01064 | 693.4403 | 0.28426 | 696.4257 | 0.76824 | 693.8189 | 0.21047
| 697.0514 | 0.00035369 | 688.7697 | 0.00046688 | 688.77 | 0 | 697.0514 | 0.00059934 | 688.7697 | 0.001188 | 697.0514 | 0.00044226 | 705.1794 | -0.00021736 | 697.0514 | 0.00067428 | 697.0514 | 0.09455 | 696.7567 | 0.064186 | 697.0514 | 0.00041392 | 697.0514 | 0.12347 | 688.7697 | 0.0036314 | 697.0514 | 0.00097667 | 696.7568 | 0.01128 | 693.671 | 0.27473 | 696.6602 | 0.78627 | 694.0505 | 0.21576
| 697.2849 | -0.00057914 | 688.9977 | 0.00081985 | 689 | 0 | 697.2849 | 0 | 688.9977 | 0.0004014 | 697.2849 | -0.00077028 | 705.4115 | 0.00045979 | 697.2849 | 0 | 697.2849 | 0.09334 | 696.9905 | 0.062686 | 697.2849 | 0 | 697.2849 | 0.1207 | 688.9977 | -0.0012056 | 697.2849 | 4.1023e-05 | 696.9905 | 0.00965 | 693.9016 | 0.2616 | 696.8948 | 0.79389 | 694.2822 | 0.21753
| 697.5184 | 0.00015704 | 689.2258 | 0.00069104 | 689.23 | 0 | 697.5184 | 0.00055844 | 689.2258 | 0.00010052 | 697.5184 | 2.4921e-06 | 705.6436 | -0.00015258 | 697.5184 | 0.0002145 | 697.5184 | 0.0936 | 697.2244 | 0.061787 | 697.5184 | 0.00036498 | 697.5184 | 0.12096 | 689.2258 | 0.0020897 | 697.5184 | 0.00088749 | 697.2244 | 0.0102 | 694.1323 | 0.25324 | 697.1295 | 0.81141 | 694.5138 | 0.22285
| 697.7519 | -0.00089022 | 689.4538 | 0.0004196 | 689.45 | 0 | 697.7519 | 0 | 689.4538 | 0.0013072 | 697.7519 | -0.00059007 | 705.8757 | 0.00043282 | 697.752 | 0 | 697.7519 | 0.09139 | 697.4582 | 0.062432 | 697.7519 | 0 | 697.752 | 0.11793 | 689.4538 | 0.0018623 | 697.7519 | 0.00019778 | 697.4582 | 0.0088 | 694.363 | 0.24152 | 697.3641 | 0.81986 | 694.7454 | 0.22478
| 697.9855 | 0.0004657 | 689.6819 | 0.0002709 | 689.68 | 0 | 697.9855 | 0.00015705 | 689.6819 | -0.00031513 | 697.9855 | 0.00040494 | 706.1078 | -0.00014236 | 697.9855 | 0.00033454 | 697.9855 | 0.09226 | 697.692 | 0.062136 | 697.9855 | 0.00071867 | 697.9855 | 0.11849 | 689.6819 | 0.0021796 | 697.9855 | 0.00092228 | 697.692 | 0.00946 | 694.5936 | 0.23329 | 697.5987 | 0.83648 | 694.9771 | 0.2299
| 698.219 | -0.0006684 | 689.9099 | 0.0001955 | 689.91 | 0 | 698.219 | 0 | 689.9099 | -0.0008373 | 698.219 | -0.0006827 | 706.34 | 0.00047637 | 698.219 | 0 | 698.219 | 0.09089 | 697.9259 | 0.060293 | 698.219 | 0 | 698.219 | 0.11624 | 689.9099 | 0.00051719 | 698.219 | 7.2382e-05 | 697.9259 | 0.00862 | 694.8243 | 0.2221 | 697.8334 | 0.84502 | 695.2087 | 0.23205
| 698.4526 | 0.00060314 | 690.138 | 0.00013191 | 690.14 | 0 | 698.4526 | 0.00053877 | 690.138 | 0.0022534 | 698.4526 | 0.00032042 | 706.5721 | -0.00020452 | 698.4526 | 0.00053356 | 698.4526 | 0.09067 | 698.1597 | 0.060838 | 698.4526 | 0.00074717 | 698.4526 | 0.11774 | 690.138 | 0.0019257 | 698.4526 | 0.00077282 | 698.1597 | 0.00952 | 695.0551 | 0.21491 | 698.0681 | 0.86434 | 695.4404 | 0.23709
| 698.6861 | 4.5426e-05 | 690.3661 | 0.00085578 | 690.37 | 0 | 698.6861 | 0.00071588 | 690.3661 | -0.00028476 | 698.6861 | 0.00037834 | 706.8043 | 0.00043474 | 698.6861 | 0.00047325 | 698.6861 | 0.09021 | 698.3936 | 0.059791 | 698.6861 | 0.00052999 | 698.6861 | 0.11499 | 690.3661 | 0.001822 | 698.6861 | 0.00068179 | 698.3936 | 0.00849 | 695.2858 | 0.19871 | 698.3027 | 0.88907 | 695.6721 | 0.24496
| 698.9197 | -0.00069415 | 690.5942 | 7.7949e-05 | 690.59 | 0 | 698.9197 | 0 | 690.5942 | -0.00081494 | 698.9197 | -0.00045648 | 707.0364 | -0.00016751 | 698.9197 | 0 | 698.9197 | 0.08654 | 698.6274 | 0.058091 | 698.9197 | 0 | 698.9197 | 0.11415 | 690.5942 | 0.0012954 | 698.9197 | 1.4515e-05 | 698.6274 | 0.00727 | 695.5165 | 0.18934 | 698.5375 | 0.89535 | 695.9038 | 0.24738
| 699.1533 | 0.00022398 | 690.8223 | 0.00136 | 690.82 | 0 | 699.1533 | 0.00062808 | 690.8223 | 0.0015384 | 699.1533 | 0.0009008 | 707.2686 | 0.00047084 | 699.1533 | 0.0003793 | 699.1533 | 0.08815 | 698.8613 | 0.058088 | 699.1533 | 0.00038764 | 699.1533 | 0.11347 | 690.8223 | 0.0007363 | 699.1533 | 0.00091334 | 698.8613 | 0.00816 | 695.7473 | 0.18342 | 698.7722 | 0.9126 | 696.1355 | 0.25363
| 699.3869 | -0.00021202 | 691.0503 | 0.00036184 | 691.05 | 0 | 699.3869 | 0 | 691.0504 | 0.00053868 | 699.3869 | 0.00043645 | 707.5008 | -0.00031148 | 699.3868 | 0 | 699.3869 | 0.08708 | 699.0952 | 0.058267 | 699.3869 | 0 | 699.3868 | 0.1113 | 691.0504 | -8.5986e-05 | 699.3868 | 8.1073e-05 | 699.0952 | 0.0071 | 695.978 | 0.17456 | 699.0068 | 0.91786 | 696.3672 | 0.25534
| 699.6205 | 0.00021045 | 691.2785 | 0.00128 | 691.28 | 0 | 699.6205 | 0.00052777 | 691.2785 | 0.0013374 | 699.6205 | 0.00026823 | 707.733 | 0.00057584 | 699.6205 | 0.00044059 | 699.6205 | 0.08729 | 699.3291 | 0.057762 | 699.6205 | 0.00077514 | 699.6205 | 0.11128 | 691.2785 | 0.0012372 | 699.6205 | 0.00075525 | 699.3291 | 0.00786 | 696.2087 | 0.16944 | 699.2416 | 0.93478 | 696.5989 | 0.2603
| 699.8541 | -0.00086104 | 691.5066 | -0.00042899 | 691.51 | 0 | 699.8541 | 0 | 691.5066 | -0.0025851 | 699.8541 | -0.00048757 | 707.9651 | -0.00017942 | 699.8541 | 0 | 699.8541 | 0.08708 | 699.563 | 0.056483 | 699.8541 | 0 | 699.8541 | 0.11122 | 691.5066 | -0.00080435 | 699.8541 | -6.7017e-05 | 699.563 | 0.0064 | 696.4395 | 0.16136 | 699.4763 | 0.93931 | 696.8307 | 0.26369
| 700.0877 | 0.00014662 | 691.7347 | 0.00032878 | 691.73 | 0 | 700.0877 | 0.00063073 | 691.7347 | 0.0015443 | 700.0877 | 0.00027132 | 708.1974 | 0.00034011 | 700.0877 | 0.00034002 | 700.0877 | 0.08793 | 699.7969 | 0.056798 | 700.0877 | 0.00031056 | 700.0877 | 0.1093 | 691.7347 | 0.0016888 | 700.0877 | 0.0008595 | 699.7969 | 0.00756 | 696.6703 | 0.15647 | 699.7111 | 0.95459 | 697.0624 | 0.26951
| 700.3213 | -0.00079845 | 691.9629 | -0.00044723 | 691.96 | 0 | 700.3213 | 0 | 691.9629 | 0.00080215 | 700.3213 | -0.00033774 | 708.4296 | -0.00029794 | 700.3213 | 0 | 700.3213 | 0.08471 | 700.0309 | 0.057 | 700.3213 | 0 | 700.3213 | 0.10743 | 691.9629 | 0.0012382 | 700.3213 | -8.6432e-05 | 700.0309 | 0.00618 | 696.9011 | 0.14877 | 699.9458 | 0.95714 | 697.2941 | 0.27199
| 700.555 | 0.00050544 | 692.191 | 0.00017884 | 692.19 | 0 | 700.555 | 0.00062618 | 692.191 | 0.0010923 | 700.555 | 0.00056538 | 708.6618 | 0.00082637 | 700.5549 | 0.0003834 | 700.555 | 0.08568 | 700.2648 | 0.055989 | 700.555 | 0.00044786 | 700.5549 | 0.10686 | 692.191 | 0.0025142 | 700.5549 | 0.00077029 | 700.2648 | 0.00722 | 697.1319 | 0.14474 | 700.1805 | 0.9714 | 697.5259 | 0.27862
| 700.7886 | -0.00103 | 692.4192 | -0.00049582 | 692.42 | 0 | 700.7886 | 0 | 692.4192 | -0.00035096 | 700.7886 | -0.00095324 | 708.894 | -0.00017218 | 700.7886 | 0 | 700.7886 | 0.08481 | 700.4988 | 0.054474 | 700.7886 | 0 | 700.7886 | 0.10736 | 692.4192 | 0.0019053 | 700.7886 | -0.00012118 | 700.4988 | 0.00541 | 697.3627 | 0.13775 | 700.4153 | 0.97465 | 697.7577 | 0.28144
|  |  | 692.6473 | -0.00055179 | 692.65 | 0 | 701.0223 | 0.00061537 | 692.6473 | 0.00062496 | 701.0223 | 0.00039411 | 709.1263 | 0.00050054 | 701.0223 | 0.00061453 | 701.0223 | 0.08503 | 700.7327 | 0.056852 | 701.0223 | 0.00028039 | 701.0223 | 0.10452 | 692.6473 | 0.0016063 | 701.0223 | 0.00069129 | 700.7327 | 0.00681 | 697.5935 | 0.13415 | 700.6501 | 0.98668 | 697.9894 | 0.28767
|  |  | 692.8755 | -0.00013883 | 692.88 | 0 | 701.2559 | 0 | 692.8755 | -0.00062788 | 701.2559 | -0.00079886 | 709.3585 | -0.00018599 | 701.2559 | 0 | 701.2559 | 0.08347 | 700.9667 | 0.054525 | 701.2559 | 0 | 701.2559 | 0.1044 | 692.8755 | 0.00076268 | 701.2559 | -0.00011694 | 700.9667 | 0.00541 | 697.8243 | 0.12735 | 700.8849 | 0.98507 | 698.2213 | 0.29085
|  |  | 693.1037 | 0.00034598 | 693.1 | 0 | 701.4896 | 0.0005983 | 693.1037 | 0.00060203 | 701.4896 | 0.00061462 | 709.5908 | 0.00047383 | 701.4896 | 0.00036088 | 701.4896 | 0.08338 | 701.2007 | 0.055167 | 701.4896 | 0.0003544 | 701.4896 | 0.10277 | 693.1037 | 0.0010157 | 701.4896 | 0.00065511 | 701.2007 | 0.00647 | 698.0552 | 0.12406 | 701.1197 | 0.9937 | 698.4531 | 0.29683
|  |  | 693.3319 | 0.00017513 | 693.33 | 0 | 701.7233 | 0 | 693.3319 | 5.192e-05 | 701.7233 | -0.00097988 | 709.8231 | -0.00017672 | 701.7233 | 0 | 701.7233 | 0.08097 | 701.4347 | 0.053279 | 701.7233 | 0 | 701.7233 | 0.1026 | 693.3319 | 0.00012972 | 701.7233 | -8.132e-05 | 701.4347 | 0.00513 | 698.286 | 0.11782 | 701.3545 | 0.99255 | 698.6849 | 0.30007
|  |  | 693.5601 | -6.9952e-05 | 693.56 | 0 | 701.957 | 0.00042574 | 693.5601 | 0.00062638 | 701.957 | 8.4416e-05 | 710.0554 | 0.00046832 | 701.957 | 0.00032898 | 701.957 | 0.08348 | 701.6686 | 0.05472 | 701.957 | 0.00045432 | 701.957 | 0.10231 | 693.5601 | 0.0012278 | 701.957 | 0.00075845 | 701.6686 | 0.00569 | 698.5168 | 0.11489 | 701.5894 | 1 | 698.9167 | 0.30658
|  |  | 693.7883 | -0.00068662 | 693.79 | 0 | 702.1907 | 0 | 693.7883 | 0.00016545 | 702.1907 | -0.00095981 | 710.2877 | -0.00021506 | 702.1907 | 0 | 702.1907 | 0.07914 | 701.9027 | 0.051937 | 702.1907 | 0 | 702.1907 | 0.099961 | 693.7883 | -0.0015239 | 702.1907 | -8.8646e-05 | 701.9027 | 0.00453 | 698.7477 | 0.10932 | 701.8242 | 0.99435 | 699.1485 | 0.30982
|  |  | 694.0165 | 0.00080637 | 694.02 | 0 | 702.4244 | 0.00021472 | 694.0165 | 0.0018679 | 702.4244 | 0.00060187 | 710.52 | 0.00048918 | 702.4244 | 0.00028526 | 702.4244 | 0.08134 | 702.1367 | 0.053653 | 702.4244 | 0.00061684 | 702.4244 | 0.10044 | 694.0165 | 0.0016104 | 702.4244 | 0.00058095 | 702.1367 | 0.0053 | 698.9786 | 0.10647 | 702.059 | 0.99949 | 699.3804 | 0.31549
|  |  | 694.2447 | 0.00025635 | 694.24 | 0 | 702.6582 | 0 | 694.2448 | 0.00032244 | 702.6582 | -0.00055727 | 710.7523 | -0.00018703 | 702.6581 | 0 | 702.6582 | 0.07953 | 702.3707 | 0.050905 | 702.6582 | 0 | 702.6581 | 0.098783 | 694.2448 | -3.845e-05 | 702.6581 | 7.1594e-05 | 702.3707 | 0.00425 | 699.2095 | 0.10108 | 702.2939 | 0.99075 | 699.6122 | 0.31792
|  |  | 694.473 | 0.00031081 | 694.47 | 0 | 702.8919 | 0.00072083 | 694.473 | 0.00022577 | 702.8919 | 0.0007857 | 710.9846 | 0.00053128 | 702.8919 | 0.00058406 | 702.8919 | 0.07951 | 702.6047 | 0.053681 | 702.8919 | 0.00033162 | 702.8919 | 0.09966 | 694.473 | 0.0006452 | 702.8919 | 0.00077116 | 702.6047 | 0.00542 | 699.4404 | 0.098731 | 702.5287 | 0.99143 | 699.8441 | 0.3242
|  |  | 694.7012 | 0.00060941 | 694.7 | 0 | 703.1257 | 0 | 694.7012 | -0.00055201 | 703.1257 | -0.0009717 | 711.2169 | -0.00017502 | 703.1257 | 0 | 703.1257 | 0.07774 | 702.8388 | 0.051417 | 703.1257 | 0 | 703.1257 | 0.097212 | 694.7012 | -5.8331e-05 | 703.1257 | -0.00010689 | 702.8388 | 0.00402 | 699.6713 | 0.093699 | 702.7636 | 0.97644 | 700.0759 | 0.32795
|  |  | 694.9295 | 0.00067016 | 694.93 | 0 | 703.3594 | 0.00068565 | 694.9295 | 0.0014095 | 703.3594 | 0.00022192 | 711.4493 | 0.00048222 | 703.3594 | 0.00050479 | 703.3594 | 0.07839 | 703.0728 | 0.051899 | 703.3594 | 0.00068198 | 703.3594 | 0.097284 | 694.9295 | 0.0021356 | 703.3594 | 0.00067436 | 703.0728 | 0.00498 | 699.9022 | 0.091593 | 702.9985 | 0.97297 | 700.3078 | 0.33415
|  |  | 695.1577 | -0.00097678 | 695.16 | 0 | 703.5932 | 0 | 695.1577 | -0.00078866 | 703.5932 | -0.0010709 | 711.6816 | -0.00019822 | 703.5932 | 0 | 703.5932 | 0.07798 | 703.3069 | 0.051126 | 703.5932 | 0 | 703.5932 | 0.09702 | 695.1577 | -0.0020267 | 703.5932 | -0.00011784 | 703.3069 | 0.00399 | 700.1331 | 0.086751 | 703.2334 | 0.95606 | 700.5397 | 0.33826
|  |  | 695.386 | 0.0007405 | 695.39 | 0 | 703.827 | 0.00063991 | 695.386 | 0.0019364 | 703.827 | 0.00066441 | 711.9139 | 0.00040802 | 703.827 | 0.00050641 | 703.827 | 0.07866 | 703.541 | 0.053594 | 703.827 | 0.00049347 | 703.827 | 0.096964 | 695.386 | 0.0008257 | 703.827 | 0.00062208 | 703.541 | 0.00471 | 700.364 | 0.085321 | 703.4683 | 0.94954 | 700.7715 | 0.34434
|  |  | 695.6143 | 0.00028764 | 695.61 | 0 | 704.0608 | 0 | 695.6143 | 0.00032593 | 704.0608 | -0.00082022 | 712.1464 | -0.00025293 | 704.0607 | 0 | 704.0608 | 0.07561 | 703.7751 | 0.050723 | 704.0608 | 0 | 704.0607 | 0.09492 | 695.6143 | 0.0014364 | 704.0607 | -0.00021576 | 703.7751 | 0.0032 | 700.595 | 0.080133 | 703.7033 | 0.93014 | 701.0035 | 0.34772
|  |  | 695.8426 | -9.8391e-05 | 695.84 | 0 | 704.2946 | 0.00057171 | 695.8426 | 0.0021819 | 704.2946 | 0.00034819 | 712.3787 | 0.00053445 | 704.2946 | 0.00023378 | 704.2946 | 0.07863 | 704.0092 | 0.051568 | 704.2946 | 0.00014381 | 704.2946 | 0.095159 | 695.8426 | 0.0023484 | 704.2946 | 0.00061784 | 704.0091 | 0.00463 | 700.8259 | 0.078747 | 703.9382 | 0.92004 | 701.2354 | 0.35489
|  |  | 696.0709 | 4.1186e-05 | 696.07 | 0 | 704.5284 | 0 | 696.0709 | -0.00071288 | 704.5284 | -0.00047622 | 712.6111 | -0.00019473 | 704.5284 | 0 | 704.5284 | 0.07421 | 704.2433 | 0.049788 | 704.5284 | 0 | 704.5284 | 0.09448 | 696.0709 | -0.0010889 | 704.5284 | -0.00014871 | 704.2433 | 0.00323 | 701.0569 | 0.074871 | 704.1731 | 0.89728 | 701.4673 | 0.3585
|  |  | 696.2992 | -6.009e-06 | 696.3 | 0 | 704.7622 | 0.00070124 | 696.2992 | 6.0942e-05 | 704.7622 | -3.3507e-05 | 712.8435 | 0.00046632 | 704.7622 | 0.00029731 | 704.7622 | 0.07612 | 704.4774 | 0.050516 | 704.7622 | 0.00024433 | 704.7622 | 0.092425 | 696.2992 | 0.0013618 | 704.7622 | 0.000446 | 704.4774 | 0.00433 | 701.2878 | 0.073307 | 704.408 | 0.88545 | 701.6993 | 0.36511
|  |  | 696.5275 | -0.00040279 | 696.53 | 0 | 704.996 | 0 | 696.5275 | -0.0011707 | 704.996 | -0.00051808 | 713.0759 | -0.00017471 | 704.996 | 0 | 704.996 | 0.0751 | 704.7115 | 0.048881 | 704.996 | 0 | 704.996 | 0.091536 | 696.5275 | 0.00037018 | 704.996 | -0.00023978 | 704.7115 | 0.00332 | 701.5189 | 0.06918 | 704.643 | 0.86038 | 701.9312 | 0.36854
|  |  | 696.7558 | -9.9827e-05 | 696.76 | 0 | 705.2299 | 0.00013149 | 696.7558 | 0.00093467 | 705.2299 | 0.00010284 | 713.3084 | 0.00047959 | 705.2299 | 0.00050942 | 705.2299 | 0.07386 | 704.9456 | 0.050365 | 705.2299 | 0.00024046 | 705.2299 | 0.091647 | 696.7558 | 0.0016919 | 705.2299 | 0.00072438 | 704.9456 | 0.00399 | 701.7498 | 0.068106 | 704.878 | 0.84508 | 702.1631 | 0.37487
|  |  | 696.9841 | -0.00030045 | 696.98 | 0 | 705.4637 | 0 | 696.9841 | 0.00025141 | 705.4637 | -0.000783 | 713.5408 | -0.00024693 | 705.4637 | 0 | 705.4637 | 0.07333 | 705.1798 | 0.04953 | 705.4637 | 0 | 705.4637 | 0.089817 | 696.9841 | 0.00027717 | 705.4637 | -0.00016108 | 705.1798 | 0.00313 | 701.9808 | 0.064336 | 705.113 | 0.82006 | 702.3951 | 0.37821
|  |  | 697.2125 | 0.00047177 | 697.21 | 0 | 705.6976 | 0.000477 | 697.2125 | 0.001228 | 705.6976 | 0.00034467 | 713.7732 | 0.00042022 | 705.6976 | 0.00035479 | 705.6976 | 0.07581 | 705.4139 | 0.050228 | 705.6976 | 0.00035458 | 705.6976 | 0.090702 | 697.2125 | 0.000107 | 705.6976 | 0.00053875 | 705.4139 | 0.00397 | 702.2119 | 0.062981 | 705.348 | 0.80484 | 702.6271 | 0.38522
|  |  | 697.4409 | -0.00024385 | 697.44 | 0 | 705.9314 | 0 | 697.4409 | -0.00087738 | 705.9314 | -0.00088335 | 714.0057 | -0.00014816 | 705.9315 | 0 | 705.9314 | 0.07381 | 705.6481 | 0.048448 | 705.9314 | 0 | 705.9315 | 0.089254 | 697.4409 | -0.0009957 | 705.9315 | -0.00017179 | 705.6481 | 0.00316 | 702.4429 | 0.059709 | 705.5829 | 0.7762 | 702.8591 | 0.38901
|  |  | 697.6692 | 0.00108 | 697.67 | 0 | 706.1653 | 0.00025668 | 697.6692 | 0.00080449 | 706.1653 | 1.0794e-05 | 714.2381 | 0.00051944 | 706.1653 | 0.00034731 | 706.1653 | 0.07236 | 705.8822 | 0.048972 | 706.1653 | 0.0002818 | 706.1653 | 0.089094 | 697.6692 | 0.0013547 | 706.1653 | 0.00055264 | 705.8822 | 0.00355 | 702.6739 | 0.058469 | 705.8179 | 0.75861 | 703.0911 | 0.39485
|  |  | 697.8976 | -3.6561e-05 | 697.9 | 0 | 706.3992 | 0 | 697.8976 | 0.00026369 | 706.3992 | -0.00087698 | 714.4706 | -0.00024807 | 706.3992 | 0 | 706.3992 | 0.07156 | 706.1164 | 0.046891 | 706.3992 | 0 | 706.3992 | 0.087387 | 697.8976 | 0.0013537 | 706.3992 | -0.00021153 | 706.1164 | 0.00256 | 702.9049 | 0.055536 | 706.053 | 0.73279 | 703.3231 | 0.39839
|  |  | 698.126 | 0.00133 | 698.13 | 0 | 706.6331 | 0.00028871 | 698.126 | 0.00066843 | 706.6331 | 0.0005038 | 714.7031 | 0.00041716 | 706.6331 | 0.00036668 | 706.6331 | 0.07316 | 706.3506 | 0.049294 | 706.6331 | 0.00014894 | 706.6331 | 0.088859 | 698.126 | 0.0016433 | 706.6331 | 0.00042049 | 706.3506 | 0.00329 | 703.136 | 0.054715 | 706.288 | 0.71274 | 703.5551 | 0.40586
|  |  | 698.3543 | 0.0002097 | 698.35 | 0 | 706.867 | 0 | 698.3543 | 0.00023311 | 706.867 | -0.001 | 714.9356 | -0.00027902 | 706.867 | 0 | 706.867 | 0.07073 | 706.5848 | 0.046282 | 706.867 | 0 | 706.867 | 0.087959 | 698.3543 | -0.00057151 | 706.867 | -0.00018787 | 706.5848 | 0.00223 | 703.367 | 0.051691 | 706.5231 | 0.68467 | 703.7871 | 0.40924
|  |  | 698.5827 | 1.7483e-05 | 698.58 | 0 | 707.1009 | 0.00064895 | 698.5827 | 0.00021483 | 707.1009 | 0.00057385 | 715.168 | 0.00051837 | 707.101 | 0.00055389 | 707.1009 | 0.07333 | 706.819 | 0.048262 | 707.1009 | 0.00092919 | 707.101 | 0.086093 | 698.5827 | 0.0014428 | 707.101 | 0.0005591 | 706.819 | 0.00336 | 703.5981 | 0.051128 | 706.7581 | 0.66611 | 704.0191 | 0.41582
|  |  | 698.8111 | -5.3777e-05 | 698.81 | 0 | 707.3349 | 0 | 698.8111 | -0.0017187 | 707.3349 | -0.00095635 | 715.4005 | -0.00017548 | 707.3348 | 0 | 707.3349 | 0.07017 | 707.0532 | 0.045136 | 707.3349 | 0 | 707.3348 | 0.084951 | 698.8111 | 0.00033324 | 707.3348 | -0.00026463 | 707.0533 | 0.00242 | 703.8292 | 0.04797 | 706.9932 | 0.63746 | 704.2512 | 0.42083
|  |  | 699.0395 | 0.00074696 | 699.04 | 0 | 707.5688 | 0.00070245 | 699.0396 | 0.0014721 | 707.5688 | -4.9001e-06 | 715.6331 | 0.00047354 | 707.5688 | 0.00028299 | 707.5688 | 0.07213 | 707.2875 | 0.046661 | 707.5688 | 0.00017613 | 707.5688 | 0.08519 | 699.0396 | 0.00095619 | 707.5688 | 0.00077376 | 707.2875 | 0.00352 | 704.0602 | 0.047257 | 707.2283 | 0.61819 | 704.4832 | 0.42704
|  |  | 699.2679 | -0.00051968 | 699.27 | 0 | 707.8028 | 0 | 699.2679 | 0.0001075 | 707.8028 | -0.00054647 | 715.8656 | -0.00022995 | 707.8027 | 0 | 707.8027 | 0.06913 | 707.5217 | 0.044486 | 707.8028 | 0 | 707.8027 | 0.08476 | 699.2679 | -0.0010447 | 707.8027 | -0.00018164 | 707.5217 | 0.00196 | 704.2913 | 0.044749 | 707.4633 | 0.58932 | 704.7153 | 0.43203
|  |  | 699.4964 | 0.00027334 | 699.5 | 0 | 708.0367 | 0.00041009 | 699.4964 | 0.0010753 | 708.0367 | -8.2207e-05 | 716.0981 | 0.00054238 | 708.0367 | 0.00023428 | 708.0367 | 0.0709 | 707.756 | 0.045875 | 708.0367 | 0.00037576 | 708.0367 | 0.083023 | 699.4964 | 0.0025772 | 708.0367 | 0.00049145 | 707.756 | 0.00287 | 704.5225 | 0.044275 | 707.6984 | 0.57051 | 704.9473 | 0.43927
|  |  | 699.7248 | -0.00138 | 699.72 | 0 | 708.2707 | 0 | 699.7248 | -0.00045362 | 708.2707 | -0.0012715 | 716.3306 | -0.00017935 | 708.2707 | 0 | 708.2707 | 0.06943 | 707.9902 | 0.04489 | 708.2707 | 0 | 708.2707 | 0.083713 | 699.7248 | 0.0030363 | 708.2707 | -0.00029851 | 707.9902 | 0.00171 | 704.7535 | 0.041779 | 707.9335 | 0.54463 | 705.1794 | 0.44335
|  |  | 699.9533 | 0.00052637 | 699.95 | 0 | 708.5047 | 0.00043334 | 699.9532 | 0.001117 | 708.5047 | 0.00079864 | 716.5632 | 0.00042863 | 708.5046 | 0.00050053 | 708.5047 | 0.07118 | 708.2245 | 0.046481 | 708.5047 | 0.000358 | 708.5046 | 0.08266 | 699.9532 | -0.00023429 | 708.5046 | 0.00072816 | 708.2245 | 0.00327 | 704.9847 | 0.041026 | 708.1686 | 0.52678 | 705.4115 | 0.45042
|  |  | 700.1817 | -0.00070365 | 700.18 | 0 | 708.7386 | 0 | 700.1817 | -0.0011624 | 708.7386 | -0.00025418 | 716.7958 | -0.00018801 | 708.7386 | 0 | 708.7387 | 0.0674 | 708.4588 | 0.044277 | 708.7386 | 0 | 708.7386 | 0.080565 | 700.1817 | -0.00055494 | 708.7387 | -0.00029303 | 708.4588 | 0.00183 | 705.2158 | 0.038669 | 708.4037 | 0.50175 | 705.6436 | 0.45501
|  |  | 700.4102 | 0.00013981 | 700.41 | 0 | 708.9726 | 0.00075856 | 700.4102 | 0.001074 | 708.9726 | 0.00050188 | 717.0283 | 0.00048366 | 708.9727 | 0.00065239 | 708.9726 | 0.06791 | 708.693 | 0.044809 | 708.9726 | 0.00077295 | 708.9727 | 0.082824 | 700.4102 | 0.0017982 | 708.9727 | 0.00051926 | 708.693 | 0.00324 | 705.447 | 0.038831 | 708.6389 | 0.48368 | 705.8757 | 0.4629
|  |  | 700.6387 | -0.00029243 | 700.64 | 0 | 709.2067 | 0 | 700.6387 | -0.00038748 | 709.2067 | -0.00081061 | 717.2609 | -0.00011737 | 709.2067 | 0 | 709.2066 | 0.06741 | 708.9273 | 0.043297 | 709.2067 | 0 | 709.2067 | 0.081128 | 700.6387 | 0.00048435 | 709.2067 | -0.00019081 | 708.9273 | 0.00126 | 705.6781 | 0.036259 | 708.8741 | 0.45928 | 706.1078 | 0.46705
|  |  | 700.8671 | 0.00063807 | 700.87 | 0 | 709.4407 | 0 | 700.8671 | -7.5902e-05 | 709.4407 | 4.4866e-05 | 717.4935 | 0.0004695 | 709.4407 | 0.00028421 | 709.4407 | 0.06663 | 709.1616 | 0.045092 | 709.4407 | 7.8596e-06 | 709.4407 | 0.08084 | 700.8671 | 6.5755e-05 | 709.4407 | 0.00036116 | 709.1617 | 0.00253 | 705.9092 | 0.035864 | 709.1092 | 0.44199 | 706.34 | 0.47468
|  |  | 701.0956 | -8.4812e-05 | 701.1 | 0 | 709.6747 | 0 | 701.0956 | 0.00027298 | 709.6747 | -0.0010063 | 717.7261 | -0.00027349 | 709.6747 | 0 | 709.6747 | 0.06559 | 709.396 | 0.043054 | 709.6747 | 0 | 709.6747 | 0.080782 | 701.0956 | -0.00065588 | 709.6747 | -0.00031218 | 709.396 | 0.00179 | 706.1404 | 0.033892 | 709.3444 | 0.41907 | 706.5721 | 0.48045
|  |  | 701.3241 | 0.00010611 | 701.32 | 0 | 709.9087 | 0.00060555 | 701.3241 | 0.00017741 | 709.9087 | 0.00015942 | 717.9587 | 0.00054522 | 709.9088 | 0.00021971 | 709.9087 | 0.06792 | 709.6303 | 0.043641 | 709.9087 | 0.00024725 | 709.9088 | 0.081022 | 701.3241 | 0.0021987 | 709.9088 | 0.00041586 | 709.6303 | 0.00257 | 706.3716 | 0.033756 | 709.5795 | 0.40416 | 706.8043 | 0.48777
|  |  | 701.5526 | -0.00060342 | 701.55 | 0 | 710.1428 | 0 | 701.5526 | -0.00072675 | 710.1428 | 7.2949e-05 | 718.1914 | -0.00019819 | 710.1428 | 0 | 710.1428 | 0.0649 | 709.8646 | 0.042817 | 710.1428 | 0 | 710.1428 | 0.078605 | 701.5526 | -0.0016144 | 710.1428 | -0.0002678 | 709.8646 | 0.00172 | 706.6028 | 0.031699 | 709.8148 | 0.38343 | 707.0364 | 0.49301
|  |  | 701.7811 | 9.0837e-05 | 701.78 | 0 | 710.3768 | 0.00032342 | 701.7811 | 0.0019197 | 710.3768 | 0.00054547 | 718.4239 | 0.00045304 | 710.3768 | 0.00033602 | 710.3768 | 0.06679 | 710.099 | 0.043248 | 710.3768 | 0.00011062 | 710.3768 | 0.078224 | 701.7811 | 0.0014932 | 710.3768 | 0.00057978 | 710.099 | 0.00237 | 706.834 | 0.03163 | 710.0499 | 0.37117 | 707.2686 | 0.50138
|  |  | 702.0096 | 0.00031638 | 702.01 | 0 | 710.6109 | 0 | 702.0096 | -0.00089628 | 710.6109 | -0.00092656 | 718.6566 | -0.00020076 | 710.6109 | 0 | 710.6109 | 0.06364 | 710.3333 | 0.043045 | 710.6109 | 0 | 710.6109 | 0.077761 | 702.0096 | -0.00026274 | 710.6109 | -0.00034522 | 710.3333 | 0.0016 | 707.0652 | 0.029381 | 710.2852 | 0.35292 | 707.5008 | 0.50508
|  |  | 702.2382 | 0.00081594 | 702.24 | 0 | 710.845 | 0.00039779 | 702.2382 | -0.00041024 | 710.845 | 0.00085347 | 718.8893 | 0.00043037 | 710.845 | 0.0003107 | 710.845 | 0.06523 | 710.5677 | 0.042997 | 710.845 | 0.00052866 | 710.845 | 0.07907 | 702.2382 | 0.00018638 | 710.845 | 0.00051342 | 710.5677 | 0.00247 | 707.2964 | 0.029582 | 710.5204 | 0.34009 | 707.733 | 0.51387
|  |  | 702.4667 | -0.00038114 | 702.47 | 0 | 711.0791 | 0 | 702.4667 | -0.0014277 | 711.0791 | -0.0010952 | 719.1219 | -0.00029847 | 711.0791 | 0 | 711.0791 | 0.06347 | 710.802 | 0.040899 | 711.0791 | 0 | 711.0791 | 0.077001 | 702.4667 | 0.00098362 | 711.0791 | -0.00046024 | 710.8021 | 0.00109 | 707.5276 | 0.027413 | 710.7556 | 0.32323 | 707.9651 | 0.51794
|  |  | 702.6953 | -8.6114e-06 | 702.7 | 0 | 711.3132 | 0.00077998 | 702.6953 | 0.00090422 | 711.3132 | 0.00067197 | 719.3546 | 0.00052393 | 711.3132 | 0.00041792 | 711.3132 | 0.06453 | 711.0364 | 0.041991 | 711.3132 | 0.00017702 | 711.3132 | 0.077611 | 702.6953 | 0.0036864 | 711.3132 | 0.00054029 | 711.0364 | 0.00242 | 707.7589 | 0.027586 | 710.9908 | 0.31087 | 708.1974 | 0.5258
|  |  | 702.9238 | -0.00013516 | 702.92 | 0 | 711.5473 | 0 | 702.9238 | 0.00028716 | 711.5473 | -0.0008358 | 719.5873 | -0.00022184 | 711.5473 | 0 | 711.5473 | 0.06096 | 711.2708 | 0.041029 | 711.5473 | 0 | 711.5473 | 0.076859 | 702.9238 | -0.0001779 | 711.5473 | -0.00030849 | 711.2708 | 0.00142 | 707.9902 | 0.025699 | 711.2261 | 0.29429 | 708.4296 | 0.52973
|  |  | 703.1524 | -8.8893e-05 | 703.15 | 0 | 711.7814 | 0.00058816 | 703.1524 | 0.00045845 | 711.7814 | -0.00022568 | 719.8199 | 0.00049395 | 711.7814 | 0.00015725 | 711.7814 | 0.06272 | 711.5052 | 0.041358 | 711.7814 | 0.00052791 | 711.7814 | 0.075762 | 703.1524 | 0.0028027 | 711.7814 | 0.00034411 | 711.5052 | 0.00213 | 708.2214 | 0.025846 | 711.4614 | 0.28406 | 708.6618 | 0.53696
|  |  | 703.381 | -9.9805e-05 | 703.38 | 0 | 712.0155 | 0 | 703.381 | 0.00081927 | 712.0155 | -0.00032702 | 720.0527 | -0.0001127 | 712.0155 | 0 | 712.0155 | 0.06287 | 711.7396 | 0.039721 | 712.0155 | 0 | 712.0155 | 0.074 | 703.381 | -0.0013978 | 712.0155 | -0.00011541 | 711.7396 | 0.00119 | 708.4527 | 0.023932 | 711.6967 | 0.26982 | 708.894 | 0.54178
|  |  | 703.6096 | 0.0011 | 703.61 | 0 | 712.2497 | 0.00034211 | 703.6096 | 0.00035986 | 712.2497 | -0.00013186 | 720.2853 | 0.0005197 | 712.2496 | 7.0668e-05 | 712.2497 | 0.06439 | 711.9741 | 0.040223 | 712.2497 | 0.00043233 | 712.2496 | 0.074963 | 703.6096 | -0.0005831 | 712.2496 | 0.00048026 | 711.9741 | 0.00231 | 708.684 | 0.024302 | 711.932 | 0.26091 | 709.1263 | 0.54748
|  |  | 703.8381 | -0.00097121 | 703.84 | 0 | 712.4838 | 0 | 703.8381 | 0.00045396 | 712.4838 | -0.00074752 | 720.5181 | -0.00024566 | 712.4838 | 0 | 712.4838 | 0.06063 | 712.2085 | 0.038733 | 712.4838 | 0 | 712.4838 | 0.073674 | 703.8381 | 6.6824e-05 | 712.4838 | -0.00013919 | 712.2085 | 0.00197 | 708.9152 | 0.022488 | 712.1672 | 0.2481 | 709.3585 | 0.55153
|  |  | 704.0668 | 0.00105 | 704.07 | 0 | 712.718 | 0.00045416 | 704.0668 | 0.00039938 | 712.718 | 0.00047191 | 720.7508 | 0.00043467 | 712.718 | 0.00034514 | 712.718 | 0.06126 | 712.4429 | 0.040649 | 712.718 | 4.2421e-05 | 712.718 | 0.074626 | 704.0668 | 0.0014631 | 712.718 | 0.00059736 | 712.4429 | 0.00199 | 709.1465 | 0.023142 | 712.4025 | 0.23974 | 709.5908 | 0.55818
|  |  | 704.2953 | -3.7122e-05 | 704.3 | 0 | 712.9521 | 0 | 704.2953 | -0.00033431 | 712.9521 | -0.00053276 | 720.9835 | -0.00020522 | 712.9521 | 0 | 712.9521 | 0.06154 | 712.6774 | 0.03989 | 712.9521 | 0 | 712.9521 | 0.072932 | 704.2953 | -0.0011557 | 712.9521 | -0.0003241 | 712.6774 | 0.00106 | 709.3778 | 0.021076 | 712.6378 | 0.2283 | 709.8231 | 0.56218
|  |  | 704.524 | 0.00071304 | 704.52 | 0 | 713.1863 | 0.00021452 | 704.524 | 0.00091422 | 713.1863 | 0.00077231 | 721.2163 | 0.00054493 | 713.1863 | 0.00043649 | 713.1863 | 0.06234 | 712.9118 | 0.04056 | 713.1863 | 0.00049234 | 713.1863 | 0.074829 | 704.524 | 0.0022625 | 713.1863 | 0.00063769 | 712.9118 | 0.00204 | 709.6091 | 0.021551 | 712.8732 | 0.22049 | 710.0554 | 0.57131
|  |  | 704.7526 | -8.8736e-05 | 704.75 | 0 | 713.4205 | 0 | 704.7526 | 0.0005307 | 713.4205 | -0.00028893 | 721.449 | -0.00018797 | 713.4205 | 0 | 713.4205 | 0.05946 | 713.1463 | 0.038597 | 713.4205 | 0 | 713.4205 | 0.072389 | 704.7526 | 0.00064277 | 713.4205 | -0.00017956 | 713.1463 | 0.00114 | 709.8405 | 0.020036 | 713.1085 | 0.20947 | 710.2877 | 0.57511
|  |  | 704.9813 | 0.0009245 | 704.98 | 0 | 713.6547 | 0.0002393 | 704.9813 | 0.0005677 | 713.6547 | 0.00097775 | 721.6818 | 0.00052081 | 713.6547 | 0.00052142 | 713.6547 | 0.06131 | 713.3808 | 0.039639 | 713.6547 | 0.00064694 | 713.6547 | 0.071936 | 704.9813 | 0.0029493 | 713.6547 | 0.00044392 | 713.3808 | 0.00149 | 710.0718 | 0.020358 | 713.3438 | 0.20214 | 710.52 | 0.58392
|  |  | 705.2099 | -0.00066312 | 705.21 | 0 | 713.8889 | 0 | 705.2099 | -0.00046497 | 713.8889 | -0.00038332 | 721.9146 | -0.00016996 | 713.8889 | 0 | 713.8889 | 0.0588 | 713.6153 | 0.037046 | 713.8889 | 0 | 713.8889 | 0.070983 | 705.2099 | -0.00080362 | 713.8889 | -0.00014301 | 713.6152 | 0.00106 | 710.3032 | 0.018666 | 713.5792 | 0.19224 | 710.7523 | 0.58766
|  |  | 705.4385 | 0.00054044 | 705.44 | 0 | 714.1231 | 0.00035839 | 705.4385 | -0.00018461 | 714.1231 | 0.0007034 | 722.1474 | 0.00049889 | 714.1231 | 0.00036694 | 714.1231 | 0.05893 | 713.8497 | 0.039383 | 714.1231 | 0.00046162 | 714.1231 | 0.071599 | 705.4385 | 0.0012013 | 714.1231 | 0.00058728 | 713.8497 | 0.00183 | 710.5345 | 0.019331 | 713.8146 | 0.18633 | 710.9846 | 0.59664
|  |  | 705.6672 | 0.0007698 | 705.67 | 0 | 714.3573 | 0 | 705.6672 | -0.00015243 | 714.3573 | -0.0011831 | 722.3802 | -0.0001864 | 714.3574 | 0 | 714.3573 | 0.05789 | 714.0843 | 0.036331 | 714.3573 | 0 | 714.3574 | 0.069934 | 705.6672 | 0.0014794 | 714.3574 | -0.00040005 | 714.0842 | 0.00104 | 710.7659 | 0.017414 | 714.0499 | 0.17669 | 711.2169 | 0.60052
|  |  | 705.8959 | 0.00118 | 705.9 | 0 | 714.5916 | 0.00028805 | 705.8959 | 0.000796 | 714.5916 | 9.1571e-05 | 722.613 | 0.00042209 | 714.5916 | 0.00031205 | 714.5916 | 0.05929 | 714.3188 | 0.038613 | 714.5916 | 0.0005946 | 714.5916 | 0.07043 | 705.8959 | 0.0032848 | 714.5915 | 0.00049561 | 714.3188 | 0.00157 | 710.9973 | 0.018153 | 714.2853 | 0.1712 | 711.4493 | 0.60875
|  |  | 706.1246 | -0.00106 | 706.12 | 0 | 714.8258 | 0 | 706.1246 | 0.0007064 | 714.8258 | -0.0012296 | 722.8458 | -0.00019921 | 714.8258 | 0 | 714.8258 | 0.05709 | 714.5533 | 0.037642 | 714.8258 | 0 | 714.8258 | 0.07066 | 706.1246 | -0.00036656 | 714.8258 | -0.00028444 | 714.5533 | 0.0004927 | 711.2286 | 0.016323 | 714.5207 | 0.16291 | 711.6816 | 0.61367
|  |  | 706.3533 | 0.0003979 | 706.35 | 0 | 715.0601 | 0.00042064 | 706.3533 | 0.00046223 | 715.0601 | 6.8659e-05 | 723.0786 | 0.00053806 | 715.0601 | 0.00032596 | 715.0601 | 0.05904 | 714.7878 | 0.037978 | 715.0601 | 0.00047589 | 715.0601 | 0.070082 | 706.3533 | 0.0013732 | 715.0601 | 0.00055403 | 714.7878 | 0.00195 | 711.46 | 0.017084 | 714.7561 | 0.1577 | 711.9139 | 0.62114
|  |  | 706.582 | -1.0587e-05 | 706.58 | 0 | 715.2943 | 0 | 706.582 | -0.000276 | 715.2943 | -0.00058695 | 723.3115 | -0.00025071 | 715.2943 | 0 | 715.2943 | 0.05662 | 715.0224 | 0.036315 | 715.2943 | 0 | 715.2943 | 0.068174 | 706.582 | -9.0678e-05 | 715.2943 | -0.00042227 | 715.0224 | 0.00063818 | 711.6914 | 0.015358 | 714.9915 | 0.14965 | 712.1464 | 0.62606
|  |  | 706.8107 | 0.00027863 | 706.81 | 0 | 715.5286 | 0.00042305 | 706.8107 | 0.00075334 | 715.5286 | 0.00051866 | 723.5443 | 0.00044982 | 715.5286 | 0.00024619 | 715.5286 | 0.05717 | 715.2569 | 0.036534 | 715.5286 | 0.00048963 | 715.5286 | 0.068573 | 706.8107 | 0.0029523 | 715.5286 | 0.00055725 | 715.2569 | 0.00167 | 711.9229 | 0.015996 | 715.227 | 0.14509 | 712.3787 | 0.63458
|  |  | 707.0394 | 0.00028052 | 707.04 | 0 | 715.7629 | 0 | 707.0394 | -0.001506 | 715.7629 | -0.00073474 | 723.7771 | -0.00017576 | 715.7629 | 0 | 715.7629 | 0.05528 | 715.4915 | 0.036488 | 715.7629 | 0 | 715.7629 | 0.068249 | 707.0394 | -0.00042227 | 715.7629 | -0.00023562 | 715.4915 | 0.00075064 | 712.1542 | 0.014464 | 715.4624 | 0.13806 | 712.6111 | 0.63867
|  |  | 707.2681 | 0.00067356 | 707.27 | 0 | 715.9972 | 0.00062711 | 707.2681 | 0.00033307 | 715.9972 | 0.0005701 | 724.01 | 0.00041803 | 715.9972 | 0.00047657 | 715.9972 | 0.05908 | 715.726 | 0.037088 | 715.9972 | 0.00042426 | 715.9972 | 0.068228 | 707.2681 | 0.0018942 | 715.9972 | 0.00049927 | 715.726 | 0.0017 | 712.3857 | 0.015253 | 715.6979 | 0.13401 | 712.8435 | 0.64749
|  |  | 707.4968 | -7.0548e-05 | 707.5 | 0 | 716.2315 | 0 | 707.4968 | -0.00025448 | 716.2315 | -0.00036311 | 724.2429 | -0.00024035 | 716.2315 | 0 | 716.2315 | 0.05504 | 715.9606 | 0.035823 | 716.2315 | 0 | 716.2315 | 0.066566 | 707.4968 | 0.00011601 | 716.2315 | -0.00025615 | 715.9606 | 0.00035475 | 712.6171 | 0.013608 | 715.9333 | 0.12671 | 713.0759 | 0.65276
|  |  | 707.7256 | 0.00085533 | 707.73 | 0 | 716.4658 | 0.00062171 | 707.7256 | -0.00019529 | 716.4658 | 0.00055125 | 724.4758 | 0.00041369 | 716.4658 | 0.00043922 | 716.4658 | 0.05666 | 716.1952 | 0.036055 | 716.4658 | 0.00021146 | 716.4658 | 0.066853 | 707.7256 | 0.0024853 | 716.4658 | 0.00030979 | 716.1952 | 0.00156 | 712.8486 | 0.014482 | 716.1688 | 0.12313 | 713.3083 | 0.66186
|  |  | 707.9543 | -0.00031174 | 707.95 | 0 | 716.7001 | 0 | 707.9543 | 2.6401e-05 | 716.7001 | -0.00070103 | 724.7086 | -0.00023029 | 716.7001 | 0 | 716.7001 | 0.05562 | 716.4298 | 0.035136 | 716.7001 | 0 | 716.7001 | 0.067122 | 707.9543 | -0.00019868 | 716.7001 | -0.00014085 | 716.4298 | 0.00065065 | 713.08 | 0.012803 | 716.4042 | 0.11687 | 713.5408 | 0.66593
|  |  | 708.183 | 0.00026889 | 708.18 | 0 | 716.9345 | 0.00044405 | 708.183 | 0.0010206 | 716.9345 | -1.0367e-05 | 724.9415 | 0.00057614 | 716.9344 | 0.00021245 | 716.9345 | 0.05514 | 716.6644 | 0.03556 | 716.9345 | 0.00021668 | 716.9344 | 0.067291 | 708.183 | 0.00057216 | 716.9344 | 0.00039484 | 716.6644 | 0.00163 | 713.3115 | 0.013522 | 716.6398 | 0.11359 | 713.7732 | 0.67313
|  |  | 708.4118 | -0.00063163 | 708.41 | 0 | 717.1688 | 0 | 708.4118 | 0.00069516 | 717.1688 | -0.00018482 | 725.1744 | -0.00015095 | 717.1688 | 0 | 717.1688 | 0.05458 | 716.899 | 0.035022 | 717.1688 | 0 | 717.1688 | 0.065985 | 708.4118 | -0.00013774 | 717.1688 | -0.0002899 | 716.899 | 0.00056218 | 713.543 | 0.012212 | 716.8752 | 0.10717 | 714.0057 | 0.67664
|  |  | 708.6406 | 0.0003869 | 708.64 | 0 | 717.4032 | 0.00033867 | 708.6406 | 0.00062065 | 717.4032 | 3.6516e-05 | 725.4073 | 0.00040513 | 717.4031 | 9.6581e-05 | 717.4032 | 0.05698 | 717.1337 | 0.035054 | 717.4032 | 0.00017609 | 717.4031 | 0.065734 | 708.6406 | 0.0016527 | 717.4031 | 0.00053232 | 717.1337 | 0.0015 | 713.7745 | 0.012962 | 717.1108 | 0.10455 | 714.2381 | 0.68664
|  |  | 708.8694 | 4.092e-05 | 708.87 | 0 | 717.6375 | 0 | 708.8694 | 0.00054408 | 717.6375 | -0.0005499 | 725.6403 | -0.00032391 | 717.6375 | 0 | 717.6375 | 0.05489 | 717.3683 | 0.033534 | 717.6375 | 0 | 717.6375 | 0.06535 | 708.8694 | -0.00055336 | 717.6375 | -0.00035327 | 717.3683 | 6.9695e-05 | 714.0059 | 0.011274 | 717.3463 | 0.0992 | 714.4706 | 0.69217
|  |  | 709.0982 | -0.00023344 | 709.1 | 0 | 717.8719 | 0.00019418 | 709.0982 | 0.0010401 | 717.8719 | -0.00020446 | 725.8732 | 0.00044173 | 717.8719 | 0.00011844 | 717.8719 | 0.05676 | 717.603 | 0.03506 | 717.8719 | 0.0002692 | 717.8719 | 0.064524 | 709.0982 | 0.0016475 | 717.8719 | 0.00040957 | 717.6029 | 0.00139 | 714.2374 | 0.012173 | 717.5818 | 0.09638 | 714.7031 | 0.70135
|  |  | 709.327 | 0.00014864 | 709.33 | 0 | 718.1063 | 0 | 709.327 | -0.0010198 | 718.1063 | -0.00083607 | 726.1061 | -0.00023243 | 718.1063 | 0 | 718.1063 | 0.05326 | 717.8376 | 0.034548 | 718.1063 | 0 | 718.1063 | 0.06317 | 709.327 | -0.0014837 | 718.1063 | -0.00030627 | 717.8376 | 0.00050187 | 714.4689 | 0.010866 | 717.8174 | 0.09095 | 714.9355 | 0.70481
|  |  | 709.5558 | 0.00020414 | 709.56 | 0 | 718.3407 | 0.0003319 | 709.5558 | -0.00036996 | 718.3407 | 0.0004799 | 726.3391 | 0.0005884 | 718.3407 | 0.00047705 | 718.3407 | 0.05486 | 718.0723 | 0.034282 | 718.3407 | 0.00062704 | 718.3407 | 0.063457 | 709.5558 | -0.00043319 | 718.3407 | 0.00060003 | 718.0723 | 0.00151 | 714.7005 | 0.011661 | 718.0529 | 0.08865 | 715.168 | 0.71385
|  |  | 709.7846 | 0.0001905 | 709.78 | 0 | 718.5751 | 0 | 709.7846 | -0.00023544 | 718.5751 | -0.0012253 | 726.5721 | -0.00019484 | 718.5751 | 0 | 718.5751 | 0.05257 | 718.3069 | 0.031938 | 718.5751 | 0 | 718.5751 | 0.063535 | 709.7846 | -0.00029169 | 718.5751 | -0.00033442 | 718.307 | 0.00012011 | 714.932 | 0.010363 | 718.2885 | 0.08396 | 715.4005 | 0.71735
|  |  | 710.0134 | -8.6953e-05 | 710.01 | 0 | 718.8095 | 0.0002992 | 710.0134 | 0.0010797 | 718.8095 | 0.00016432 | 726.8051 | 0.00051857 | 718.8095 | 0.0003441 | 718.8095 | 0.05361 | 718.5416 | 0.033197 | 718.8095 | 0.00043268 | 718.8095 | 0.064075 | 710.0134 | 0.00042594 | 718.8095 | 0.00063157 | 718.5416 | 0.00108 | 715.1636 | 0.011006 | 718.524 | 0.08189 | 715.6331 | 0.72412
|  |  | 710.2423 | -0.00054343 | 710.24 | 0 | 719.0439 | 0 | 710.2422 | -0.00068549 | 719.0439 | -0.00042126 | 727.038 | -0.00025648 | 719.0439 | 0 | 719.0439 | 0.05055 | 718.7763 | 0.033753 | 719.0439 | 0 | 719.0439 | 0.062217 | 710.2422 | 0.00028304 | 719.0439 | -0.00030003 | 718.7763 | 0.00057563 | 715.3951 | 0.0095884 | 718.7596 | 0.07708 | 715.8656 | 0.72868
|  |  | 710.4711 | 4.0538e-05 | 710.47 | 0 | 719.2783 | 0.00056074 | 710.4711 | 0.00077859 | 719.2783 | 0.00071236 | 727.2711 | 0.0005024 | 719.2783 | 0.00037065 | 719.2783 | 0.0544 | 719.011 | 0.034952 | 719.2783 | 0.00049486 | 719.2783 | 0.062338 | 710.4711 | 4.1774e-05 | 719.2783 | 0.00048955 | 719.011 | 0.00191 | 715.6267 | 0.010564 | 718.9952 | 0.07495 | 716.0981 | 0.73822
|  |  | 710.6999 | 0.00044301 | 710.7 | 0 | 719.5128 | 0 | 710.7 | -0.00026275 | 719.5128 | -0.00059935 | 727.504 | -0.00025447 | 719.5128 | 0 | 719.5128 | 0.05108 | 719.2457 | 0.034105 | 719.5128 | 0 | 719.5128 | 0.063005 | 710.7 | 0.00080756 | 719.5128 | -0.0001897 | 719.2457 | 0.00011452 | 715.8583 | 0.0091229 | 719.2308 | 0.07077 | 716.3306 | 0.74454
|  |  | 710.9288 | 0.00039635 | 710.93 | 0 | 719.7472 | 0.0002767 | 710.9288 | 0.0015737 | 719.7472 | 0.00037499 | 727.7371 | 0.00047325 | 719.7473 | 0.00031773 | 719.7472 | 0.0521 | 719.4805 | 0.033281 | 719.7472 | 0.0004735 | 719.7473 | 0.063012 | 710.9288 | 0.00014595 | 719.7473 | 0.00051478 | 719.4805 | 0.00147 | 716.0898 | 0.010037 | 719.4664 | 0.06922 | 716.5632 | 0.75595
|  |  | 711.1576 | -6.8419e-05 | 711.16 | 0 | 719.9817 | 0 | 711.1577 | -0.00074988 | 719.9817 | -0.00037552 | 727.9701 | -0.00018717 | 719.9817 | 0 | 719.9817 | 0.05096 | 719.7152 | 0.031205 | 719.9817 | 0 | 719.9817 | 0.0607 | 711.1577 | -0.00051757 | 719.9817 | -0.00022864 | 719.7152 | 0.00032954 | 716.3214 | 0.0086692 | 719.7021 | 0.06493 | 716.7958 | 0.75898
|  |  | 711.3865 | 0.00060618 | 711.39 | 0 | 720.2162 | 0.00030581 | 711.3865 | 0.0005114 | 720.2162 | 0.00059954 | 728.2031 | 0.00047143 | 720.2162 | 0.00049244 | 720.2162 | 0.05151 | 719.9499 | 0.033147 | 720.2162 | 0.0004819 | 720.2162 | 0.060527 | 711.3865 | 0.00132 | 720.2162 | 0.00043093 | 719.9499 | 0.00112 | 716.553 | 0.0095567 | 719.9377 | 0.06347 | 717.0283 | 0.76896
|  |  | 711.6154 | 0.00025527 | 711.62 | 0 | 720.4506 | 0 | 711.6154 | -0.00070645 | 720.4506 | -0.0003478 | 728.4362 | -0.00019284 | 720.4506 | 0 | 720.4506 | 0.04967 | 720.1847 | 0.031267 | 720.4506 | 0 | 720.4506 | 0.059706 | 711.6154 | -0.0016587 | 720.4506 | -0.00016502 | 720.1847 | 0.00061464 | 716.7847 | 0.0081242 | 720.1733 | 0.0602 | 717.2609 | 0.77178
|  |  | 711.8444 | 7.2674e-05 | 711.84 | 0 | 720.6851 | 0.00052928 | 711.8444 | 0.000803 | 720.6851 | 0.00048437 | 728.6692 | 0.00049965 | 720.6851 | 0.00056621 | 720.6851 | 0.05238 | 720.4194 | 0.032532 | 720.6851 | 0.00062661 | 720.6851 | 0.060001 | 711.8444 | 0.00072658 | 720.6851 | 0.00051895 | 720.4194 | 0.00112 | 717.0162 | 0.0090469 | 720.409 | 0.05881 | 717.4935 | 0.78129
|  |  | 712.0732 | -0.00103 | 712.07 | 0 | 720.9196 | 0 | 712.0732 | -0.00082206 | 720.9196 | -0.0010994 | 728.9023 | -0.00017033 | 720.9196 | 0 | 720.9196 | 0.04813 | 720.6542 | 0.031391 | 720.9196 | 0 | 720.9196 | 0.058961 | 712.0732 | -0.00054761 | 720.9196 | -0.0003373 | 720.6542 | 4.6427e-05 | 717.2479 | 0.0076659 | 720.6446 | 0.05522 | 717.7261 | 0.78678
|  |  | 712.3021 | 0.0009599 | 712.3 | 0 | 721.1541 | 0.00025752 | 712.3021 | -0.00026891 | 721.1541 | 0.00058361 | 729.1354 | 0.00053881 | 721.1542 | 0.00034412 | 721.1541 | 0.05055 | 720.889 | 0.030875 | 721.1541 | 0.00075974 | 721.1542 | 0.058967 | 712.3021 | 0.0011937 | 721.1542 | 0.00071497 | 720.889 | 0.00094066 | 717.4796 | 0.0087229 | 720.8803 | 0.05404 | 717.9587 | 0.79602
|  |  | 712.5311 | -0.00012498 | 712.53 | 0 | 721.3887 | 0 | 712.5311 | -0.0011933 | 721.3887 | -0.00047475 | 729.3684 | -0.00023034 | 721.3887 | 0 | 721.3887 | 0.04996 | 721.1238 | 0.031256 | 721.3887 | 0 | 721.3887 | 0.058911 | 712.5311 | -0.00034454 | 721.3887 | -0.00016056 | 721.1238 | 0.00045388 | 717.7112 | 0.0072226 | 721.116 | 0.05102 | 718.1913 | 0.79978
|  |  | 712.76 | -6.6693e-07 | 712.76 | 0 | 721.6232 | 0 | 712.76 | 0.0015611 | 721.6232 | 0.00046985 | 729.6015 | 0.0004747 | 721.6232 | 0.00060094 | 721.6232 | 0.04906 | 721.3586 | 0.031616 | 721.6232 | 0.00063758 | 721.6232 | 0.058457 | 712.76 | 0.00047817 | 721.6232 | 0.00045626 | 721.3586 | 0.00146 | 717.9428 | 0.0083566 | 721.3518 | 0.04985 | 718.424 | 0.80802
|  |  | 712.989 | -4.9965e-06 | 712.99 | 0 | 721.8577 | 0 | 712.989 | -0.0002562 | 721.8577 | -0.00065904 | 729.8346 | -0.00029704 | 721.8577 | 0 | 721.8577 | 0.04731 | 721.5934 | 0.030504 | 721.8577 | 0 | 721.8577 | 0.058577 | 712.989 | -0.0013863 | 721.8577 | -0.0001342 | 721.5934 | -7.5232e-05 | 718.1745 | 0.0069503 | 721.5874 | 0.04669 | 718.6566 | 0.81159
|  |  | 713.2179 | -5.7367e-05 | 713.22 | 0 | 722.0923 | 0.00039921 | 713.2179 | -0.00018165 | 722.0923 | 0.00018238 | 730.0678 | 0.00049051 | 722.0923 | 0.0001029 | 722.0923 | 0.05096 | 721.8282 | 0.030753 | 722.0923 | 0.00050398 | 722.0923 | 0.058802 | 713.2179 | 0.0025251 | 722.0923 | 0.00034578 | 721.8282 | 0.00062318 | 718.4062 | 0.0077418 | 721.8231 | 0.04587 | 718.8893 | 0.82185
|  |  | 713.4468 | 0.00080199 | 713.45 | 0 | 722.3268 | 0 | 713.4468 | 0.00038131 | 722.3268 | -0.00066143 | 730.3008 | -0.00020981 | 722.3268 | 0 | 722.3268 | 0.0477 | 722.063 | 0.030552 | 722.3268 | 0 | 722.3268 | 0.058482 | 713.4468 | -0.0013886 | 722.3268 | -0.00026369 | 722.063 | 0.00045001 | 718.6379 | 0.0064573 | 722.0589 | 0.04307 | 719.1219 | 0.82201
|  |  | 713.6758 | 0.00018107 | 713.68 | 0 | 722.5614 | 0.00049168 | 713.6758 | 0.0020121 | 722.5614 | 0.00056641 | 730.534 | 0.00052393 | 722.5614 | 0.00041537 | 722.5614 | 0.04866 | 722.2978 | 0.031406 | 722.5614 | 0.00042397 | 722.5614 | 0.057089 | 713.6758 | 0.0011559 | 722.5614 | 0.00040637 | 722.2979 | 0.0011 | 718.8696 | 0.0073775 | 722.2946 | 0.04249 | 719.3546 | 0.832
|  |  | 713.9048 | -0.00056385 | 713.9 | 0 | 722.796 | 0 | 713.9048 | -0.00013545 | 722.796 | -0.00075617 | 730.7671 | -0.00027715 | 722.796 | 0 | 722.796 | 0.04613 | 722.5327 | 0.028566 | 722.796 | 0 | 722.796 | 0.058157 | 713.9048 | -0.00087112 | 722.796 | -0.00034836 | 722.5327 | -3.5066e-05 | 719.1013 | 0.0062728 | 722.5303 | 0.03968 | 719.5873 | 0.83561
|  |  | 714.1337 | 0.0001396 | 714.13 | 0 | 723.0306 | 0.00031953 | 714.1337 | 0.00044381 | 723.0306 | 0.00030941 | 731.0002 | 0.00056569 | 723.0306 | 0.00037739 | 723.0306 | 0.04662 | 722.7675 | 0.029939 | 723.0306 | 0.00044879 | 723.0306 | 0.057104 | 714.1337 | -0.0004431 | 723.0306 | 0.00053389 | 722.7675 | 0.00082221 | 719.333 | 0.0073161 | 722.7661 | 0.03924 | 719.8199 | 0.84656
|  |  | 714.3627 | -0.00038104 | 714.36 | 0 | 723.2652 | 0 | 714.3627 | 0.00063894 | 723.2652 | -0.0012152 | 731.2334 | -0.00024608 | 723.2651 | 0 | 723.2652 | 0.04669 | 723.0024 | 0.028016 | 723.2652 | 0 | 723.2651 | 0.056559 | 714.3627 | -0.00081198 | 723.2651 | -0.00054898 | 723.0024 | 4.8164e-05 | 719.5647 | 0.0057809 | 723.0019 | 0.03675 | 720.0527 | 0.84991
|  |  | 714.5917 | 4.0271e-05 | 714.59 | 0 | 723.4998 | 0.00047033 | 714.5917 | 0.00043769 | 723.4998 | 0.00066983 | 731.4666 | 0.0004584 | 723.4998 | 0.00023724 | 723.4998 | 0.04903 | 723.2373 | 0.030149 | 723.4998 | 0.00050078 | 723.4998 | 0.056184 | 714.5917 | 0.00042232 | 723.4998 | 0.00037882 | 723.2373 | 0.00115 | 719.7964 | 0.0070266 | 723.2377 | 0.03613 | 720.2853 | 0.85932
|  |  | 714.8207 | 0.00046391 | 714.82 | 0 | 723.7344 | 0 | 714.8207 | 0.001139 | 723.7344 | -0.00060324 | 731.6998 | -0.00020857 | 723.7344 | 0 | 723.7344 | 0.04528 | 723.4722 | 0.029189 | 723.7344 | 0 | 723.7344 | 0.056835 | 714.8207 | -0.0003437 | 723.7344 | -0.00029639 | 723.4722 | 4.1998e-05 | 720.0282 | 0.0055008 | 723.4734 | 0.03373 | 720.5181 | 0.86227
|  |  | 715.0497 | 0.00091026 | 715.05 | 0 | 723.969 | 0 | 715.0497 | 0.00037649 | 723.969 | 0.00055779 | 731.9329 | 0.00047735 | 723.969 | 0.00043124 | 723.969 | 0.04709 | 723.707 | 0.029437 | 723.969 | 0.00039872 | 723.969 | 0.056233 | 715.0497 | 0.0020362 | 723.969 | 0.00054317 | 723.707 | 0.00106 | 720.2599 | 0.0066364 | 723.7093 | 0.03331 | 720.7508 | 0.87103
|  |  | 715.2787 | -0.00053952 | 715.28 | 0 | 724.2037 | 0 | 715.2787 | -0.00060327 | 724.2037 | -0.0010765 | 732.1661 | -0.00026376 | 724.2037 | 0 | 724.2037 | 0.04635 | 723.9419 | 0.02883 | 724.2037 | 0 | 724.2037 | 0.055071 | 715.2787 | 0.00090403 | 724.2037 | -0.00020739 | 723.9419 | -0.00016953 | 720.4917 | 0.0051154 | 723.9451 | 0.03124 | 720.9835 | 0.87481
|  |  | 715.5078 | 0.0001771 | 715.51 | 0 | 724.4383 | 0.00067894 | 715.5078 | 0.00090135 | 724.4383 | 0.0005979 | 732.3994 | 0.00042585 | 724.4383 | 0.00037901 | 724.4383 | 0.04673 | 724.1769 | 0.029016 | 724.4383 | 0.000539 | 724.4383 | 0.055785 | 715.5078 | 0.0024482 | 724.4383 | 0.00037255 | 724.1768 | 0.00144 | 720.7235 | 0.0061536 | 724.1809 | 0.03086 | 721.2163 | 0.88474
|  |  | 715.7368 | -0.00057953 | 715.74 | 0 | 724.673 | 0 | 715.7368 | -0.00074755 | 724.673 | -0.0010438 | 732.6326 | -0.00026748 | 724.673 | 0 | 724.673 | 0.04609 | 724.4118 | 0.027368 | 724.673 | 0 | 724.673 | 0.054685 | 715.7368 | -0.0010901 | 724.673 | -0.00041848 | 724.4118 | -0.00013025 | 720.9553 | 0.0049758 | 724.4167 | 0.02863 | 721.449 | 0.88786
|  |  | 715.9659 | 0.00023624 | 715.97 | 0 | 724.9076 | 0.00072286 | 715.9659 | 0.00076549 | 724.9076 | 0.00045617 | 732.8658 | 0.00048197 | 724.9076 | 0.00027086 | 724.9076 | 0.0458 | 724.6467 | 0.029348 | 724.9076 | 0.00037678 | 724.9076 | 0.05454 | 715.9659 | 0.0024514 | 724.9076 | 0.00028416 | 724.6467 | 0.00113 | 721.1871 | 0.0060626 | 724.6526 | 0.02847 | 721.6818 | 0.89913
|  |  | 716.1949 | 0.00037066 | 716.19 | 0 | 725.1423 | 0 | 716.1949 | -0.00099702 | 725.1423 | -0.0011313 | 733.099 | -0.0001902 | 725.1423 | 0 | 725.1423 | 0.04543 | 724.8816 | 0.028264 | 725.1423 | 0 | 725.1423 | 0.05352 | 716.1949 | -0.0002422 | 725.1423 | -0.00060478 | 724.8816 | -0.00018521 | 721.4189 | 0.0048714 | 724.8884 | 0.0267 | 721.9146 | 0.90133
|  |  | 716.424 | 0.0004855 | 716.42 | 0 | 725.377 | 0.0004559 | 716.424 | -0.00064579 | 725.377 | 0.00034062 | 733.3323 | 0.0005205 | 725.377 | 0.0001765 | 725.377 | 0.0461 | 725.1166 | 0.028741 | 725.377 | 7.9167e-05 | 725.377 | 0.055056 | 716.424 | 0.00060233 | 725.3769 | 0.00055227 | 725.1166 | 0.00106 | 721.6507 | 0.0058585 | 725.1243 | 0.02653 | 722.1474 | 0.9113
|  |  | 716.6531 | -0.00062546 | 716.65 | 0 | 725.6117 | 0 | 716.6531 | -0.0011827 | 725.6117 | -0.00098566 | 733.5655 | -0.00015969 | 725.6117 | 0 | 725.6117 | 0.04377 | 725.3515 | 0.027125 | 725.6117 | 0 | 725.6117 | 0.052929 | 716.6531 | 0.00088894 | 725.6117 | -0.00023868 | 725.3515 | 0.0001569 | 721.8825 | 0.0044516 | 725.3602 | 0.02456 | 722.3802 | 0.9139
|  |  | 716.8821 | 0.00059522 | 716.88 | 0 | 725.8464 | 0.00017826 | 716.8821 | 0.00021884 | 725.8464 | 0.00011465 | 733.7988 | 0.0004515 | 725.8464 | 0.00011422 | 725.8464 | 0.04474 | 725.5865 | 0.028339 | 725.8464 | 0 | 725.8464 | 0.053563 | 716.8821 | 0.00057432 | 725.8464 | 0.00036963 | 725.5865 | 0.00044815 | 722.1143 | 0.0055151 | 725.596 | 0.02452 | 722.613 | 0.92217
|  |  | 717.1113 | -0.00023012 | 717.11 | 0 | 726.0811 | 0 | 717.1113 | -0.0002612 | 726.0811 | -0.00093201 | 734.032 | -0.00023104 | 726.0811 | 0 | 726.0811 | 0.04457 | 725.8215 | 0.026776 | 726.0811 | 0 | 726.0811 | 0.053993 | 717.1113 | -0.0006975 | 726.0811 | -0.00040544 | 725.8215 | -0.00032931 | 722.3462 | 0.0040631 | 725.8319 | 0.02285 | 722.8458 | 0.92303
|  |  | 717.3403 | 0.00068165 | 717.34 | 0 | 726.3158 | 0.00035422 | 717.3403 | 0.00083143 | 726.3158 | 0.00045276 | 734.2653 | 0.00037976 | 726.3158 | 0.00058346 | 726.3158 | 0.0455 | 726.0564 | 0.027239 | 726.3158 | 0.00041356 | 726.3158 | 0.053145 | 717.3403 | 0.002186 | 726.3158 | 0.0006313 | 726.0565 | 0.00089215 | 722.578 | 0.0055304 | 726.0678 | 0.02288 | 723.0786 | 0.93035
|  |  | 717.5695 | -0.00053838 | 717.57 | 0 | 726.5505 | 0 | 717.5695 | 0.00090125 | 726.5505 | -0.00070918 | 734.4986 | -0.0002445 | 726.5505 | 0 | 726.5505 | 0.04107 | 726.2914 | 0.026034 | 726.5505 | 0 | 726.5505 | 0.052964 | 717.5695 | 0.00068949 | 726.5505 | -0.00038065 | 726.2914 | -5.7741e-05 | 722.8099 | 0.0038175 | 726.3038 | 0.02108 | 723.3115 | 0.93304
|  |  | 717.7986 | 7.3442e-05 | 717.8 | 0 | 726.7853 | 0.0007855 | 717.7986 | -6.2191e-05 | 726.7853 | 0.00038924 | 734.7319 | 0.00060019 | 726.7853 | 0.0003841 | 726.7853 | 0.04374 | 726.5264 | 0.027357 | 726.7853 | 0.00022161 | 726.7853 | 0.052811 | 717.7986 | 0.0025922 | 726.7853 | 0.00048787 | 726.5264 | 0.00113 | 723.0417 | 0.0051657 | 726.5397 | 0.02102 | 723.5443 | 0.94052
|  |  | 718.0277 | -1.5957e-05 | 718.03 | 0 | 727.02 | 0 | 718.0277 | -0.00073304 | 727.02 | -0.00062386 | 734.9652 | -0.00026394 | 727.02 | 0 | 727.02 | 0.04169 | 726.7615 | 0.025911 | 727.02 | 0 | 727.02 | 0.053002 | 718.0277 | -0.0011803 | 727.02 | -0.00045735 | 726.7614 | 0.00011901 | 723.2736 | 0.0038576 | 726.7756 | 0.01963 | 723.7771 | 0.94038
|  |  | 718.2568 | 0.00017805 | 718.26 | 0 | 727.2548 | 0.0005312 | 718.2568 | 0.00085059 | 727.2548 | 0.00053268 | 735.1985 | 0.00038018 | 727.2548 | 0.00022063 | 727.2548 | 0.04376 | 726.9965 | 0.026534 | 727.2548 | 0.00019234 | 727.2548 | 0.052717 | 718.2568 | 0.00065458 | 727.2548 | 0.00041151 | 726.9965 | 0.00097963 | 723.5055 | 0.0048627 | 727.0115 | 0.01975 | 724.01 | 0.94665
|  |  | 718.486 | -0.00050887 | 718.49 | 0 | 727.4896 | 0 | 718.486 | -0.00040692 | 727.4896 | -0.0011776 | 735.4319 | -0.00022915 | 727.4896 | 0 | 727.4896 | 0.04218 | 727.2315 | 0.026036 | 727.4896 | 0 | 727.4896 | 0.051732 | 718.486 | -0.00024455 | 727.4896 | -0.00044613 | 727.2315 | 0.00010901 | 723.7374 | 0.0035959 | 727.2475 | 0.01809 | 724.2429 | 0.94825
|  |  | 718.7151 | 0.00015068 | 718.72 | 0 | 727.7244 | 0.00037671 | 718.7151 | 0.00054355 | 727.7244 | -5.2913e-05 | 735.6652 | 0.00041594 | 727.7244 | 0 | 727.7243 | 0.0433 | 727.4665 | 0.027055 | 727.7244 | 0.00032644 | 727.7244 | 0.051521 | 718.7151 | 0.0027844 | 727.7244 | 0.00033679 | 727.4665 | 0.00109 | 723.9693 | 0.0049085 | 727.4835 | 0.01843 | 724.4758 | 0.95639
|  |  | 718.9443 | 0.00022788 | 718.94 | 0 | 727.9591 | 0 | 718.9443 | -0.00023908 | 727.9591 | -0.00027961 | 735.8986 | -0.00026535 | 727.9592 | 0 | 727.9591 | 0.04186 | 727.7016 | 0.025476 | 727.9591 | 0 | 727.9592 | 0.051047 | 718.9443 | 0.00034194 | 727.9592 | -0.00037672 | 727.7016 | -4.2203e-06 | 724.2012 | 0.0033146 | 727.7194 | 0.01706 | 724.7086 | 0.95801
|  |  | 719.1735 | 0.00014901 | 719.17 | 0 | 728.1939 | 0.00036043 | 719.1735 | 0.00081662 | 728.1939 | 0.00026939 | 736.1319 | 0.00040129 | 728.194 | 0.00018924 | 728.1939 | 0.04278 | 727.9366 | 0.025548 | 728.1939 | 0.00055466 | 728.194 | 0.052476 | 719.1735 | 0.0020367 | 728.194 | 0.00033738 | 727.9366 | 0.0007675 | 724.4332 | 0.0044929 | 727.9554 | 0.01724 | 724.9415 | 0.96615
|  |  | 719.4026 | -0.00060713 | 719.4 | 0 | 728.4288 | 0 | 719.4026 | -0.00084846 | 728.4288 | -0.00084881 | 736.3653 | -0.00019641 | 728.4288 | 0 | 728.4288 | 0.04058 | 728.1717 | 0.025094 | 728.4288 | 0 | 728.4288 | 0.052171 | 719.4026 | 4.757e-05 | 728.4288 | -0.0002947 | 728.1717 | -0.00018231 | 724.6651 | 0.00321 | 728.1914 | 0.01565 | 725.1744 | 0.96463
|  |  | 719.6318 | 0.00039679 | 719.63 | 0 | 728.6636 | 0.00070506 | 719.6318 | 0.00069042 | 728.6636 | 0.00025898 | 736.5987 | 0.00048854 | 728.6636 | 0.00029431 | 728.6636 | 0.0425 | 728.4068 | 0.025765 | 728.6636 | 0.00028073 | 728.6636 | 0.051711 | 719.6318 | -0.0001397 | 728.6636 | 0.00042455 | 728.4068 | 0.00062979 | 724.897 | 0.0042363 | 728.4274 | 0.01583 | 725.4073 | 0.97238
|  |  | 719.861 | -0.00024678 | 719.86 | 0 | 728.8984 | 0 | 719.861 | 0.00054998 | 728.8984 | -0.001131 | 736.832 | -0.00024539 | 728.8984 | 0 | 728.8984 | 0.0412 | 728.6419 | 0.025181 | 728.8984 | 0 | 728.8984 | 0.050726 | 719.861 | -0.00028793 | 728.8984 | -0.00037581 | 728.6419 | 0.00043566 | 725.129 | 0.0028677 | 728.6635 | 0.0146 | 725.6403 | 0.97416
|  |  | 720.0902 | 0.00053197 | 720.09 | 0 | 729.1332 | 0.00027029 | 720.0902 | 4.2307e-05 | 729.1332 | 0.00026864 | 737.0654 | 0.00039851 | 729.1332 | 0.00014732 | 729.1332 | 0.04174 | 728.877 | 0.025959 | 729.1332 | 0.00041258 | 729.1332 | 0.050116 | 720.0902 | 0.003214 | 729.1332 | 0.00050114 | 728.877 | 0.00080855 | 725.361 | 0.0042858 | 728.8995 | 0.01475 | 725.8732 | 0.98087
|  |  | 720.3194 | 7.8942e-05 | 720.32 | 0 | 729.3681 | 0 | 720.3194 | 0.00020106 | 729.3681 | -0.00063699 | 737.2988 | -0.00022893 | 729.3681 | 0 | 729.3681 | 0.04002 | 729.1121 | 0.025214 | 729.3681 | 0 | 729.3681 | 0.04919 | 720.3194 | -0.002679 | 729.3681 | -0.00045786 | 729.1121 | -0.00022529 | 725.593 | 0.002877 | 729.1355 | 0.01334 | 726.1061 | 0.98028
|  |  | 720.5486 | 0.00126 | 720.55 | 0 | 729.6029 | 0.00027575 | 720.5486 | 1.6586e-05 | 729.6029 | 0.00044159 | 737.5323 | 0.00049912 | 729.603 | 0.00057126 | 729.6029 | 0.04224 | 729.3472 | 0.02535 | 729.6029 | 0.00036807 | 729.603 | 0.050406 | 720.5486 | 0.0016687 | 729.603 | 0.00049842 | 729.3472 | 0.00088177 | 725.8249 | 0.0040193 | 729.3716 | 0.01381 | 726.3391 | 0.98658
|  |  | 720.7779 | -0.00053611 | 720.78 | 0 | 729.8378 | 0 | 720.7779 | -0.00014238 | 729.8378 | -0.00065173 | 737.7657 | -0.00019509 | 729.8378 | 0 | 729.8378 | 0.0407 | 729.5823 | 0.02468 | 729.8378 | 0 | 729.8378 | 0.049439 | 720.7779 | 0.00065547 | 729.8378 | -0.00042119 | 729.5823 | 7.2512e-05 | 726.0569 | 0.0027325 | 729.6076 | 0.01268 | 726.5721 | 0.98853
|  |  | 721.0071 | 0.00011352 | 721.01 | 0 | 730.0727 | 0.00050491 | 721.0071 | 0.0012978 | 730.0727 | 0.00055187 | 737.9991 | 0.00055072 | 730.0727 | 0.00026766 | 730.0727 | 0.04289 | 729.8174 | 0.025352 | 730.0727 | 0.00022546 | 730.0727 | 0.049224 | 721.0071 | 0.0019605 | 730.0727 | 0.00048503 | 729.8174 | 0.00079509 | 726.2889 | 0.0038766 | 729.8437 | 0.01299 | 726.8051 | 0.99302
|  |  | 721.2363 | 0.00026628 | 721.24 | 0 | 730.3076 | 0 | 721.2363 | -0.00070897 | 730.3076 | -0.0011058 | 738.2325 | -0.00022762 | 730.3076 | 0 | 730.3076 | 0.03946 | 730.0526 | 0.023629 | 730.3076 | 0 | 730.3076 | 0.049337 | 721.2363 | -0.0020517 | 730.3076 | -0.00057164 | 730.0526 | -0.00021453 | 726.5209 | 0.0027131 | 730.0798 | 0.01164 | 727.038 | 0.99101
|  |  | 721.4656 | 2.3147e-05 | 721.47 | 0 | 730.5425 | 0.00031294 | 721.4656 | 0.00044967 | 730.5425 | 0.00032817 | 738.466 | 0.00052665 | 730.5425 | 0.00011526 | 730.5425 | 0.04043 | 730.2877 | 0.024878 | 730.5425 | 0.00042067 | 730.5425 | 0.048729 | 721.4656 | 0.0014512 | 730.5425 | 0.00015736 | 730.2877 | 0.00089064 | 726.7529 | 0.0036312 | 730.3159 | 0.01195 | 727.2711 | 0.99556
|  |  | 721.6948 | -0.00102 | 721.69 | 0 | 730.7774 | 0 | 721.6948 | -0.0014128 | 730.7774 | -0.00081267 | 738.6995 | -0.00022253 | 730.7774 | 0 | 730.7774 | 0.03649 | 730.5229 | 0.023136 | 730.7774 | 0 | 730.7774 | 0.048519 | 721.6948 | -0.0010861 | 730.7774 | -0.00025634 | 730.5229 | -5.7806e-05 | 726.985 | 0.0024332 | 730.5519 | 0.01097 | 727.504 | 0.99365
|  |  | 721.9241 | 0.00054979 | 721.92 | 0 | 731.0123 | 0.00062462 | 721.9241 | -3.4776e-05 | 731.0123 | 0.0004259 | 738.933 | 0.00050741 | 731.0123 | 0.00028942 | 731.0123 | 0.03957 | 730.758 | 0.024754 | 731.0123 | 0.00041709 | 731.0123 | 0.04861 | 721.9241 | 0.0032218 | 731.0123 | 0.00051073 | 730.758 | 0.00067796 | 727.217 | 0.003732 | 730.7881 | 0.01132 | 727.7371 | 1
|  |  | 722.1534 | -0.00027243 | 722.15 | 0 | 731.2472 | 0 | 722.1534 | 0.0010658 | 731.2472 | -0.000813 | 739.1664 | -0.00021495 | 731.2473 | 0 | 731.2472 | 0.03867 | 730.9932 | 0.022508 | 731.2472 | 0 | 731.2473 | 0.048175 | 722.1534 | -0.0015099 | 731.2473 | -0.00046939 | 730.9932 | -0.00046195 | 727.449 | 0.002401 | 731.0242 | 0.01013 | 727.9701 | 0.99669
|  |  | 722.3827 | 0.00027391 | 722.38 | 0 | 731.4822 | 0.00026931 | 722.3827 | -0.0012366 | 731.4822 | 0.00034542 | 739.3999 | 0.00043651 | 731.4822 | 0.00028191 | 731.4822 | 0.03956 | 731.2284 | 0.024386 | 731.4822 | 0.00044135 | 731.4822 | 0.048653 | 722.3827 | -0.00049354 | 731.4822 | 0.00047218 | 731.2284 | 0.00064284 | 727.6812 | 0.0036857 | 731.2603 | 0.01054 | 728.2031 | 0.99898
|  |  | 722.612 | 0.00013729 | 722.61 | 0 | 731.7171 | 0 | 722.612 | -0.00097147 | 731.7171 | -0.00045001 | 739.6334 | -0.00014167 | 731.7171 | 0 | 731.7171 | 0.03619 | 731.4636 | 0.022222 | 731.7171 | 0 | 731.7171 | 0.046734 | 722.612 | 2.2176e-05 | 731.7171 | -0.00041592 | 731.4636 | -7.0364e-05 | 727.9132 | 0.0022103 | 731.4965 | 0.00956 | 728.4362 | 0.99627
|  |  | 722.8413 | 0.00022579 | 722.84 | 0 | 731.9521 | 0.00053271 | 722.8413 | 0.00037091 | 731.9521 | 0.00015825 | 739.8669 | 0.00044601 | 731.9521 | 0.00021346 | 731.9521 | 0.03845 | 731.6988 | 0.023512 | 731.9521 | 0.00023706 | 731.9521 | 0.047433 | 722.8413 | 0.00042899 | 731.9521 | 0.00028616 | 731.6988 | 0.00082364 | 728.1453 | 0.0033902 | 731.7326 | 0.00989 | 728.6692 | 0.99909
|  |  | 723.0706 | -0.00069379 | 723.07 | 0 | 732.187 | 0 | 723.0706 | -0.00012278 | 732.187 | -0.00079311 | 740.1005 | -0.00023138 | 732.187 | 0 | 732.187 | 0.03788 | 731.934 | 0.023008 | 732.187 | 0 | 732.187 | 0.047608 | 723.0706 | 0.00047131 | 732.187 | -0.00046304 | 731.934 | 0.00020085 | 728.3774 | 0.002095 | 731.9688 | 0.00885 | 728.9023 | 0.99358
|  |  | 723.2999 | 0.00087256 | 723.3 | 0 | 732.422 | 0.00033018 | 723.2999 | 0.00056799 | 732.422 | 0.00072694 | 740.334 | 0.00045514 | 732.422 | 0.00043208 | 732.422 | 0.03885 | 732.1692 | 0.02314 | 732.422 | 0.00049378 | 732.422 | 0.047409 | 723.2999 | 0.001046 | 732.422 | 0.00052727 | 732.1692 | 0.00091448 | 728.6094 | 0.0032281 | 732.205 | 0.00928 | 729.1354 | 0.9938
|  |  | 723.5292 | 0.00036608 | 723.53 | 0 | 732.657 | 0 | 723.5292 | 0.00011962 | 732.657 | -0.0010849 | 740.5675 | -0.00019387 | 732.657 | 0 | 732.657 | 0.03848 | 732.4045 | 0.021598 | 732.657 | 0 | 732.657 | 0.046241 | 723.5292 | -0.0016009 | 732.657 | -0.00033738 | 732.4045 | -3.9381e-05 | 728.8416 | 0.0019197 | 732.4411 | 0.00832 | 729.3684 | 0.98744
|  |  | 723.7586 | -1.2891e-05 | 723.76 | 0 | 732.892 | 0.0003351 | 723.7586 | 0.00028806 | 732.892 | -0.00028182 | 740.8011 | 0.00035974 | 732.892 | 0.00018962 | 732.892 | 0.03717 | 732.6397 | 0.022939 | 732.892 | 0 | 732.892 | 0.046281 | 723.7586 | 0.0022087 | 732.892 | 0.00037041 | 732.6397 | 0.00089262 | 729.0737 | 0.003306 | 732.6773 | 0.00873 | 729.6015 | 0.98875
|  |  | 723.9879 | -0.00067522 | 723.99 | 0 | 733.127 | 0 | 723.9879 | 0.00034214 | 733.127 | -0.00078653 | 741.0346 | -0.00020682 | 733.127 | 0 | 733.127 | 0.03598 | 732.8749 | 0.021554 | 733.127 | 0 | 733.127 | 0.045354 | 723.9879 | -5.4774e-05 | 733.1269 | -0.00038739 | 732.875 | -0.00043861 | 729.3058 | 0.0017992 | 732.9135 | 0.00765 | 729.8346 | 0.98244
|  |  | 724.2173 | 0.00065849 | 724.22 | 0 | 733.362 | 0.00044577 | 724.2173 | 0.0012945 | 733.362 | -0.00010176 | 741.2682 | 0.00042931 | 733.362 | 8.6897e-05 | 733.362 | 0.03623 | 733.1102 | 0.022911 | 733.362 | 0.000181 | 733.362 | 0.045592 | 724.2173 | 0.0016352 | 733.362 | 0.00041447 | 733.1102 | 0.00051386 | 729.538 | 0.0031586 | 733.1497 | 0.00818 | 730.0677 | 0.98257
|  |  | 724.4467 | -0.00049066 | 724.45 | 0 | 733.597 | 0 | 724.4467 | 0.0014342 | 733.597 | 5.7185e-05 | 741.5018 | -0.00019847 | 733.597 | 0 | 733.597 | 0.03686 | 733.3455 | 0.022392 | 733.597 | 0 | 733.597 | 0.045254 | 724.4467 | -0.00035185 | 733.597 | -0.00025719 | 733.3455 | 0.00032633 | 729.7701 | 0.0018795 | 733.3859 | 0.00729 | 730.3008 | 0.97405
|  |  | 724.676 | 0.00079508 | 724.68 | 0 | 733.832 | 0.00053803 | 724.676 | 0.0011219 | 733.832 | 3.5918e-05 | 741.7354 | 0.00045911 | 733.832 | 0.00019962 | 733.832 | 0.03702 | 733.5808 | 0.022423 | 733.832 | 0.00034574 | 733.832 | 0.046133 | 724.676 | -0.0001445 | 733.832 | 0.000464 | 733.5807 | 0.00073263 | 730.0023 | 0.0030337 | 733.6222 | 0.00771 | 730.534 | 0.97445
|  |  | 724.9054 | -0.00097535 | 724.91 | 0 | 734.0671 | 0 | 724.9054 | -0.00087962 | 734.0671 | -0.00048177 | 741.9689 | -0.0002451 | 734.0671 | 0 | 734.0671 | 0.03557 | 733.816 | 0.021195 | 734.0671 | 0 | 734.0671 | 0.043965 | 724.9054 | -0.0013504 | 734.0671 | -0.00039506 | 733.816 | -0.00017165 | 730.2344 | 0.001842 | 733.8584 | 0.00661 | 730.7671 | 0.96616
|  |  | 725.1348 | 0.0002512 | 725.13 | 0 | 734.3021 | 7.8892e-05 | 725.1348 | 0.00024117 | 734.3021 | 0.00025551 | 742.2026 | 0.0004524 | 734.3021 | 0.00026261 | 734.3021 | 0.03821 | 734.0513 | 0.02267 | 734.3021 | 0.00042316 | 734.3021 | 0.045234 | 725.1348 | -0.0013713 | 734.3021 | 0.00031819 | 734.0513 | 0.00105 | 730.4666 | 0.0030777 | 734.0947 | 0.00719 | 731.0002 | 0.96379
|  |  | 725.3641 | -0.00057092 | 725.36 | 0 | 734.5372 | 0 | 725.3641 | -0.00065998 | 734.5372 | -0.00069538 | 742.4362 | -0.00025527 | 734.5372 | 0 | 734.5372 | 0.03591 | 734.2866 | 0.021084 | 734.5372 | 0 | 734.5372 | 0.044301 | 725.3641 | -0.0022252 | 734.5372 | -0.00036433 | 734.2866 | -0.00034159 | 730.6988 | 0.0018095 | 734.3309 | 0.00633 | 731.2334 | 0.95369
|  |  | 725.5936 | 5.1921e-06 | 725.59 | 0 | 734.7723 | 0.00043637 | 725.5936 | 0.0014462 | 734.7723 | 0.00055719 | 742.6698 | 0.00043034 | 734.7723 | 0.00038716 | 734.7723 | 0.03666 | 734.5219 | 0.022261 | 734.7723 | 0.00027327 | 734.7723 | 0.045251 | 725.5936 | 0.0025407 | 734.7723 | 0.00036458 | 734.5219 | 0.00084907 | 730.931 | 0.0030141 | 734.5672 | 0.00685 | 731.4666 | 0.95172
|  |  | 725.823 | 0.00077577 | 725.82 | -0.0024641 | 735.0073 | 0 | 725.823 | -0.00053527 | 735.0073 | -0.00081475 | 742.9034 | -0.00031777 | 735.0073 | 0 | 735.0073 | 0.03511 | 734.7573 | 0.020762 | 735.0073 | 0 | 735.0073 | 0.043345 | 725.823 | -0.0006113 | 735.0073 | -0.0004066 | 734.7573 | -7.1297e-05 | 731.1631 | 0.0015463 | 734.8035 | 0.0059 | 731.6998 | 0.94043
|  |  | 726.0524 | 0.00051503 | 726.05 | 0 | 735.2424 | 0.00029741 | 726.0524 | 0.00074793 | 735.2424 | 0.00029311 | 743.1371 | 0.00039338 | 735.2424 | 0.00020936 | 735.2424 | 0.03531 | 734.9926 | 0.021681 | 735.2424 | 0.00024831 | 735.2424 | 0.044524 | 726.0524 | 0.0027158 | 735.2424 | 0.00028541 | 734.9926 | 0.000937 | 731.3954 | 0.0029096 | 735.0398 | 0.00635 | 731.9329 | 0.93721
|  |  | 726.2819 | -0.00093852 | 726.28 | 0 | 735.4775 | 0 | 726.2819 | -0.0013967 | 735.4775 | -0.00072667 | 743.3707 | -0.0002094 | 735.4775 | 0 | 735.4775 | 0.03506 | 735.2279 | 0.021014 | 735.4775 | 0 | 735.4775 | 0.044224 | 726.2819 | -0.001106 | 735.4775 | -0.00047806 | 735.2279 | -0.00030823 | 731.6276 | 0.0015226 | 735.2761 | 0.00552 | 732.1661 | 0.92431
|  |  | 726.5113 | 0.00075952 | 726.51 | 0 | 735.7126 | 0.0001316 | 726.5113 | 0.0007415 | 735.7126 | 0.00027779 | 743.6044 | 0.0005529 | 735.7126 | 0.00020803 | 735.7126 | 0.03456 | 735.4633 | 0.021247 | 735.7126 | 0.00023505 | 735.7126 | 0.044926 | 726.5113 | 0.0010219 | 735.7127 | 0.0003189 | 735.4633 | 0.00037735 | 731.8598 | 0.0028234 | 735.5124 | 0.00603 | 732.3994 | 0.92098
|  |  | 726.7407 | 0.00061146 | 726.74 | 0 | 735.9477 | 0 | 726.7407 | 0.00055733 | 735.9477 | -0.00064964 | 743.8381 | -0.00023662 | 735.9478 | 0 | 735.9478 | 0.03466 | 735.6987 | 0.020994 | 735.9477 | 0 | 735.9478 | 0.042862 | 726.7407 | -0.0001482 | 735.9478 | -0.00035984 | 735.6987 | -0.00032603 | 732.092 | 0.0013895 | 735.7487 | 0.00506 | 732.6326 | 0.91028
|  |  | 726.9701 | 0.00011674 | 726.97 | 0 | 736.1829 | 0.00052642 | 726.9702 | 0.00059719 | 736.1829 | 0.00028177 | 744.0717 | 0.00049698 | 736.1829 | 0.00018871 | 736.1829 | 0.03472 | 735.934 | 0.021288 | 736.1829 | 0.00058183 | 736.1829 | 0.042737 | 726.9702 | 0.0011638 | 736.1829 | 0.00039943 | 735.934 | 0.001 | 732.3243 | 0.0026106 | 735.9851 | 0.00565 | 732.8658 | 0.90275
|  |  | 727.1997 | 0.00018824 | 727.2 | 0 | 736.418 | 0 | 727.1996 | -0.00080786 | 736.418 | -0.00044373 | 744.3054 | -0.00027765 | 736.418 | 0 | 736.418 | 0.03393 | 736.1694 | 0.020095 | 736.418 | 0 | 736.418 | 0.04268 | 727.1996 | -0.0006076 | 736.418 | -0.00041916 | 736.1694 | 6.1546e-05 | 732.5566 | 0.0014357 | 736.2214 | 0.00477 | 733.099 | 0.88941
|  |  | 727.4291 | 0.00050283 | 727.43 | 0 | 736.6532 | 4.4876e-05 | 727.4291 | 0.00020118 | 736.6532 | -6.1309e-05 | 744.5391 | 0.0004642 | 736.6531 | 0.00025031 | 736.6532 | 0.03526 | 736.4048 | 0.019982 | 736.6532 | 0.00023867 | 736.6531 | 0.043204 | 727.4291 | 5.3573e-05 | 736.6531 | 0.00029391 | 736.4048 | 0.00070116 | 732.7888 | 0.0025364 | 736.4578 | 0.00534 | 733.3323 | 0.88428
|  |  | 727.6586 | -0.00013082 | 727.66 | 0 | 736.8883 | 0 | 727.6586 | -0.00054643 | 736.8883 | -0.00095964 | 744.7728 | -0.00027222 | 736.8883 | 0 | 736.8883 | 0.03341 | 736.6402 | 0.019501 | 736.8883 | 0 | 736.8883 | 0.041687 | 727.6586 | -0.00018957 | 736.8883 | -0.00054606 | 736.6402 | -0.00033842 | 733.0211 | 0.0014433 | 736.6941 | 0.00438 | 733.5655 | 0.87216
|  |  | 727.8881 | 0.00039786 | 727.89 | 0 | 737.1235 | 0.00027478 | 727.8881 | -0.00039635 | 737.1235 | -0.00020595 | 745.0065 | 0.00043767 | 737.1235 | 0.00019171 | 737.1235 | 0.03507 | 736.8756 | 0.019557 | 737.1235 | 0.00048839 | 737.1235 | 0.042359 | 727.8881 | 0.003227 | 737.1235 | 0.00030516 | 736.8756 | 0.00045328 | 733.2534 | 0.0024392 | 736.9305 | 0.00502 | 733.7988 | 0.86459
|  |  | 728.1176 | -0.00010429 | 728.12 | 0 | 737.3586 | 0 | 728.1176 | -0.0017516 | 737.3586 | -0.00087494 | 745.2403 | -0.00031373 | 737.3586 | 0 | 737.3587 | 0.03297 | 737.111 | 0.019705 | 737.3586 | 0 | 737.3586 | 0.04062 | 728.1176 | -0.00021866 | 737.3586 | -0.0003852 | 737.111 | -0.0007004 | 733.4857 | 0.0014231 | 737.1669 | 0.0042 | 734.032 | 0.85264
|  |  | 728.347 | 0.00049284 | 728.35 | 0 | 737.5938 | 0 | 728.347 | 0.001413 | 737.5938 | 0.00044121 | 745.474 | 0.00053046 | 737.5938 | 0.00044565 | 737.5938 | 0.03437 | 737.3464 | 0.019493 | 737.5938 | 0.00042715 | 737.5938 | 0.042175 | 728.347 | 0.0005093 | 737.5938 | 0.00039987 | 737.3464 | 0.00074303 | 733.718 | 0.0024907 | 737.4033 | 0.00472 | 734.2653 | 0.84741
|  |  | 728.5766 | -0.00123 | 728.58 | 0 | 737.829 | 0 | 728.5766 | 0.00098587 | 737.829 | -0.00096037 | 745.7078 | -0.00027851 | 737.829 | 0 | 737.829 | 0.03305 | 737.5818 | 0.018917 | 737.829 | 0 | 737.829 | 0.040441 | 728.5766 | 0.0014599 | 737.829 | -0.00058555 | 737.5819 | -0.0001388 | 733.9503 | 0.0013332 | 737.6396 | 0.00394 | 734.4986 | 0.83291
|  |  | 728.8061 | 0.00075655 | 728.81 | 0 | 738.0642 | 0.00041658 | 728.8061 | 0.00010637 | 738.0642 | 8.0668e-05 | 745.9415 | 0.00039762 | 738.0642 | 0.00015855 | 738.0642 | 0.03366 | 737.8173 | 0.02027 | 738.0642 | 0.00015182 | 738.0642 | 0.040838 | 728.8061 | 0.00033443 | 738.0642 | 0.00037287 | 737.8173 | 0.00068392 | 734.1827 | 0.0025792 | 737.8761 | 0.00446 | 734.7319 | 0.82598
|  |  | 729.0356 | -0.00099616 | 729.04 | 0 | 738.2994 | 0 | 729.0356 | -0.0009281 | 738.2994 | -0.00095265 | 746.1753 | -0.00022172 | 738.2994 | 0 | 738.2994 | 0.03162 | 738.0527 | 0.018733 | 738.2994 | 0 | 738.2994 | 0.039945 | 729.0356 | -0.0020612 | 738.2994 | -0.0002867 | 738.0527 | -8.6911e-05 | 734.415 | 0.0010116 | 738.1126 | 0.00366 | 734.9652 | 0.81158
|  |  | 729.2652 | 0.0008628 | 729.27 | 0 | 738.5347 | 0.00021165 | 729.2652 | 5.3147e-05 | 738.5347 | 0.00042921 | 746.4091 | 0.000495 | 738.5347 | 0.000242 | 738.5347 | 0.03354 | 738.2882 | 0.019399 | 738.5347 | 0.00019141 | 738.5347 | 0.040713 | 729.2652 | 0.00098039 | 738.5347 | 0.00037484 | 738.2882 | 0.00074791 | 734.6473 | 0.0023682 | 738.3489 | 0.00426 | 735.1985 | 0.80236
|  |  | 729.4947 | 0.00016589 | 729.49 | 0 | 738.7699 | 0 | 729.4947 | 0.00023662 | 738.7699 | -0.00091107 | 746.6428 | -0.0001281 | 738.7699 | 0 | 738.7699 | 0.03087 | 738.5237 | 0.019805 | 738.7699 | 0 | 738.7699 | 0.039479 | 729.4947 | -0.00091907 | 738.7699 | -0.00043946 | 738.5237 | -6.9634e-05 | 734.8797 | 0.0010746 | 738.5854 | 0.00341 | 735.4319 | 0.78968
|  |  | 729.7242 | 9.3499e-05 | 729.72 | 0 | 739.0051 | 0.00071004 | 729.7242 | 0.00067688 | 739.0051 | 0.00071407 | 746.8767 | 0.00052796 | 739.0051 | 0.00067204 | 739.0051 | 0.03339 | 738.7591 | 0.019489 | 739.0051 | 0.00052528 | 739.0051 | 0.04017 | 729.7242 | 0.0007574 | 739.0051 | 0.00036663 | 738.7591 | 0.00066819 | 735.1121 | 0.0023643 | 738.8218 | 0.00396 | 735.6652 | 0.78007
|  |  | 729.9539 | -0.00111 | 729.95 | 0 | 739.2404 | 0 | 729.9539 | 0.00029051 | 739.2404 | -0.00084893 | 747.1104 | -0.00023611 | 739.2404 | 0 | 739.2404 | 0.03199 | 738.9946 | 0.017858 | 739.2404 | 0 | 739.2404 | 0.039969 | 729.9539 | -5.5135e-05 | 739.2404 | -0.00038036 | 738.9946 | -0.00057112 | 735.3444 | 0.00096994 | 739.0584 | 0.00324 | 735.8986 | 0.76617
|  |  | 730.1834 | -0.00034632 | 730.18 | 0 | 739.4756 | 0.00041889 | 730.1834 | 0.0001841 | 739.4756 | 0.00051343 | 747.3442 | 0.00049634 | 739.4756 | 0.00028697 | 739.4756 | 0.03258 | 739.2301 | 0.01955 | 739.4756 | 0.000457 | 739.4756 | 0.038937 | 730.1834 | 0.0014973 | 739.4756 | 0.00023002 | 739.2301 | 0.00114 | 735.5768 | 0.0024204 | 739.2948 | 0.00376 | 736.1319 | 0.75729
|  |  | 730.413 | -0.00023237 | 730.41 | 0 | 739.7109 | 0 | 730.413 | -0.00083065 | 739.7109 | -0.00031979 | 747.5781 | -0.00028099 | 739.7109 | 0 | 739.7109 | 0.03023 | 739.4656 | 0.017473 | 739.7109 | 0 | 739.7109 | 0.038658 | 730.413 | -0.00093929 | 739.7109 | -0.000332 | 739.4656 | -0.00034627 | 735.8092 | 0.0009714 | 739.5313 | 0.00297 | 736.3653 | 0.7417
|  |  | 730.6426 | 0.00055167 | 730.64 | 0 | 739.9462 | 0.00038428 | 730.6426 | -8.4797e-05 | 739.9462 | 0.00015688 | 747.8119 | 0.00059024 | 739.9462 | 0.00038417 | 739.9462 | 0.03122 | 739.7011 | 0.018827 | 739.9462 | 0.00036129 | 739.9462 | 0.039042 | 730.6426 | 0.0012346 | 739.9462 | 0.00055134 | 739.7011 | 0.00067435 | 736.0416 | 0.0023631 | 739.7678 | 0.00356 | 736.5987 | 0.73193
|  |  | 730.8722 | -0.00092125 | 730.87 | 0 | 740.1815 | 0 | 730.8722 | -0.0004913 | 740.1815 | -0.00094721 | 748.0458 | -0.00029762 | 740.1815 | 0 | 740.1815 | 0.02994 | 739.9367 | 0.017496 | 740.1815 | 0 | 740.1815 | 0.038655 | 730.8722 | -0.001135 | 740.1815 | -0.00037117 | 739.9367 | -0.00035968 | 736.274 | 0.00096719 | 740.0043 | 0.00277 | 736.832 | 0.71396
|  |  | 731.1018 | 0.00077421 | 731.1 | 0 | 740.4168 | 3.0645e-05 | 731.1017 | 0.00095843 | 740.4168 | 6.7722e-05 | 748.2796 | 0.00048784 | 740.4168 | 0.00015591 | 740.4168 | 0.03054 | 740.1722 | 0.017961 | 740.4168 | 6.448e-05 | 740.4168 | 0.038737 | 731.1017 | 0.00089765 | 740.4168 | 0.00012544 | 740.1722 | 0.00037211 | 736.5065 | 0.0023967 | 740.2408 | 0.00341 | 737.0654 | 0.70533
|  |  | 731.3314 | -0.00025119 | 731.33 | 0 | 740.6521 | 0 | 731.3314 | -0.00020046 | 740.6521 | -0.00060924 | 748.5134 | -0.00021954 | 740.6521 | 0 | 740.6521 | 0.03006 | 740.4077 | 0.018037 | 740.6521 | 0 | 740.6521 | 0.037457 | 731.3314 | -0.0013567 | 740.6521 | -0.00046781 | 740.4077 | -0.00055434 | 736.7389 | 0.00092353 | 740.4774 | 0.00259 | 737.2988 | 0.68964
|  |  | 731.561 | 0.00034687 | 731.56 | 0 | 740.8874 | 0.00055149 | 731.561 | 0.0013686 | 740.8874 | 0.00026701 | 748.7473 | 0.00046687 | 740.8874 | 0.00052864 | 740.8874 | 0.02976 | 740.6433 | 0.018604 | 740.8874 | 0.00063827 | 740.8874 | 0.037628 | 731.561 | 0.00018381 | 740.8874 | 0.00048069 | 740.6433 | 0.000744 | 736.9713 | 0.0020923 | 740.7139 | 0.00327 | 737.5323 | 0.67901
|  |  | 731.7907 | 0.00075783 | 731.79 | 0 | 741.1227 | 0 | 731.7906 | 4.0796e-05 | 741.1227 | -0.0011953 | 748.9812 | -0.00022537 | 741.1227 | 0 | 741.1227 | 0.02933 | 740.8788 | 0.017179 | 741.1227 | 0 | 741.1227 | 0.038295 | 731.7906 | -0.00031381 | 741.1227 | -0.00045193 | 740.8788 | -0.00010946 | 737.2037 | 0.00088499 | 740.9504 | 0.00247 | 737.7657 | 0.65966
|  |  | 732.0203 | -0.00057712 | 732.02 | 0 | 741.3581 | 0.00031427 | 732.0203 | 0.00022711 | 741.3581 | 1.6993e-05 | 749.2151 | 0.00052753 | 741.3581 | 0.00028453 | 741.3581 | 0.03034 | 741.1144 | 0.017981 | 741.3581 | 0.00023847 | 741.3581 | 0.038565 | 732.0203 | 0.0032624 | 741.3581 | 0.00045577 | 741.1144 | 0.0002046 | 737.4362 | 0.0022103 | 741.187 | 0.00308 | 737.9991 | 0.65029
|  |  | 732.2499 | -0.00036888 | 732.25 | 0 | 741.5934 | 0 | 732.2499 | 0.0014605 | 741.5934 | -0.00091796 | 749.449 | -0.00027598 | 741.5934 | 0 | 741.5934 | 0.0286 | 741.35 | 0.01657 | 741.5934 | 0 | 741.5934 | 0.036688 | 732.2499 | -0.00047031 | 741.5934 | -0.00054256 | 741.35 | -0.00030097 | 737.6687 | 0.00085612 | 741.4236 | 0.00229 | 738.2325 | 0.63601
|  |  | 732.4796 | 1.6426e-05 | 732.48 | 0 | 741.8288 | 0.00036735 | 732.4796 | 0.00022269 | 741.8288 | 0.00047109 | 749.6829 | 0.00051272 | 741.8288 | 0.00033701 | 741.8288 | 0.02985 | 741.5856 | 0.017821 | 741.8288 | 0.00040202 | 741.8288 | 0.036397 | 732.4796 | -0.00045845 | 741.8288 | 0.00039563 | 741.5856 | 0.00047924 | 737.9012 | 0.0024412 | 741.6602 | 0.00292 | 738.466 | 0.62575
|  |  | 732.7092 | -0.00058038 | 732.71 | 0 | 742.0641 | 0 | 732.7092 | 0.00015719 | 742.0641 | -0.0010312 | 749.9168 | -0.00024059 | 742.0641 | 0 | 742.0641 | 0.0288 | 741.8212 | 0.016642 | 742.0641 | 0 | 742.0641 | 0.037331 | 732.7092 | 0.0013085 | 742.0642 | -0.00043582 | 741.8212 | -9.5236e-05 | 738.1337 | 0.00076366 | 741.8967 | 0.00214 | 738.6995 | 0.61032
|  |  | 732.9389 | 0.00091593 | 732.94 | 0 | 742.2995 | 0.00048634 | 732.9389 | 0.00032015 | 742.2995 | -9.6928e-05 | 750.1508 | 0.00038712 | 742.2995 | 9.0033e-05 | 742.2995 | 0.03109 | 742.0568 | 0.017161 | 742.2995 | 2.0274e-05 | 742.2995 | 0.036812 | 732.9389 | 0.0020573 | 742.2995 | 0.00033741 | 742.0568 | 0.0004419 | 738.3661 | 0.0020604 | 742.1334 | 0.00277 | 738.933 | 0.60002
|  |  | 733.1686 | -0.00044695 | 733.17 | 0 | 742.5349 | 0 | 733.1686 | -0.0018117 | 742.5349 | -0.00061035 | 750.3847 | -0.00022336 | 742.5349 | 0 | 742.5349 | 0.02821 | 742.2924 | 0.017214 | 742.5349 | 0 | 742.5349 | 0.035429 | 733.1686 | 0.0016053 | 742.5349 | -0.00030939 | 742.2924 | -0.00032158 | 738.5987 | 0.00082971 | 742.3699 | 0.00203 | 739.1664 | 0.58532
|  |  | 733.3982 | 0.00047508 | 733.4 | 0 | 742.7703 | 0.00047363 | 733.3983 | 0.0007758 | 742.7703 | 3.0216e-05 | 750.6187 | 0.0004531 | 742.7703 | 0.00030807 | 742.7703 | 0.02903 | 742.528 | 0.017702 | 742.7703 | 0.0006651 | 742.7703 | 0.035874 | 733.3983 | 2.9342e-05 | 742.7703 | 0.00047712 | 742.528 | 0.00087713 | 738.8312 | 0.0020709 | 742.6066 | 0.00268 | 739.3999 | 0.57765
|  |  | 733.628 | -0.00032323 | 733.63 | 0 | 743.0057 | 0 | 733.628 | 9.838e-05 | 743.0057 | -0.00061251 | 750.8526 | -0.00028003 | 743.0057 | 0 | 743.0057 | 0.02804 | 742.7636 | 0.016473 | 743.0057 | 0 | 743.0057 | 0.035025 | 733.628 | -5.4412e-05 | 743.0057 | -0.00039512 | 742.7636 | -0.00050247 | 739.0637 | 0.00080259 | 742.8432 | 0.00189 | 739.6334 | 0.56265
|  |  | 733.8577 | 0.00122 | 733.86 | 0 | 743.2411 | 4.7915e-05 | 733.8577 | -0.00035051 | 743.2411 | 0.00010215 | 751.0865 | 0.00049976 | 743.2411 | 0.00011236 | 743.2411 | 0.02887 | 742.9993 | 0.01691 | 743.2411 | 0.00034227 | 743.2411 | 0.035814 | 733.8577 | 0.00033179 | 743.2411 | 0.00043365 | 742.9993 | 0.00029783 | 739.2963 | 0.0020002 | 743.0798 | 0.00253 | 739.8669 | 0.55249
|  |  | 734.0874 | -0.0009216 | 734.09 | 0 | 743.4765 | 0 | 734.0874 | -0.00026121 | 743.4765 | -0.00070826 | 751.3205 | -0.00029008 | 743.4765 | 0 | 743.4765 | 0.02697 | 743.2349 | 0.015961 | 743.4765 | 0 | 743.4765 | 0.034409 | 734.0874 | -0.00041057 | 743.4765 | -0.00048042 | 743.2349 | -9.0677e-05 | 739.5288 | 0.00083015 | 743.3165 | 0.00176 | 740.1005 | 0.53868
|  |  | 734.3171 | 0.00060485 | 734.32 | 0 | 743.7119 | 0.00034382 | 734.3171 | 0.0013964 | 743.7119 | 0.00040926 | 751.5545 | 0.00048911 | 743.712 | 0.00030055 | 743.712 | 0.02882 | 743.4706 | 0.016842 | 743.7119 | 0.00032551 | 743.712 | 0.034578 | 734.3171 | 0.0015439 | 743.712 | 0.00034058 | 743.4706 | 0.00052527 | 739.7614 | 0.002112 | 743.5532 | 0.00242 | 740.334 | 0.5318
|  |  | 734.5469 | 0.00016761 | 734.55 | 0 | 743.9474 | 0 | 734.5469 | -0.00049882 | 743.9474 | -0.0010547 | 751.7885 | -0.0002844 | 743.9474 | 0 | 743.9474 | 0.02809 | 743.7062 | 0.016447 | 743.9474 | 0 | 743.9474 | 0.034216 | 734.5469 | 0.00074395 | 743.9474 | -0.00035459 | 743.7062 | -0.00018924 | 739.9939 | 0.00077788 | 743.7898 | 0.00165 | 740.5675 | 0.51614
|  |  | 734.7766 | -1.5388e-05 | 734.78 | 0 | 744.1828 | 0.00039513 | 734.7766 | 0.00025088 | 744.1828 | 0.00029318 | 752.0225 | 0.00046737 | 744.1829 | 0.00036055 | 744.1828 | 0.02835 | 743.9419 | 0.017541 | 744.1828 | 0 | 744.1829 | 0.03452 | 734.7766 | 0.00080491 | 744.1829 | 0.0003838 | 743.9419 | 0.00038583 | 740.2265 | 0.0019668 | 744.0265 | 0.00228 | 740.8011 | 0.50607
|  |  | 735.0063 | -0.00121 | 735.01 | 0 | 744.4183 | 0 | 735.0063 | -0.0010056 | 744.4183 | -0.0011197 | 752.2565 | -0.00019852 | 744.4183 | 0 | 744.4183 | 0.02633 | 744.1776 | 0.015088 | 744.4183 | 0 | 744.4183 | 0.033245 | 735.0063 | -0.0012709 | 744.4183 | -0.00053988 | 744.1776 | -0.000391 | 740.459 | 0.0006334 | 744.2632 | 0.00157 | 741.0346 | 0.49225
|  |  | 735.2361 | 0.00101 | 735.24 | 0 | 744.6538 | 0.00036678 | 735.2361 | 0.00024892 | 744.6538 | -5.2535e-05 | 752.4905 | 0.00057867 | 744.6537 | 0.00018852 | 744.6538 | 0.02784 | 744.4133 | 0.016089 | 744.6538 | 2.326e-05 | 744.6537 | 0.03463 | 735.2361 | -0.00098972 | 744.6537 | 0.00030327 | 744.4133 | 0.00067319 | 740.6917 | 0.002057 | 744.4999 | 0.00221 | 741.2682 | 0.4837
|  |  | 735.4659 | 9.6088e-05 | 735.47 | 0 | 744.8892 | 0 | 735.4659 | -0.00017247 | 744.8892 | -0.00091507 | 752.7246 | -0.0003462 | 744.8892 | 0 | 744.8892 | 0.0257 | 744.649 | 0.014893 | 744.8892 | 0 | 744.8892 | 0.034098 | 735.4659 | -0.0011581 | 744.8892 | -0.00033842 | 744.649 | -0.00028408 | 740.9243 | 0.00068615 | 744.7366 | 0.00151 | 741.5018 | 0.47075
|  |  | 735.6956 | 0.00029782 | 735.7 | 0 | 745.1247 | 0.00010142 | 735.6956 | 0.00088833 | 745.1247 | 3.6826e-05 | 752.9586 | 0.00044284 | 745.1248 | 9.3288e-05 | 745.1247 | 0.02721 | 744.8847 | 0.017233 | 745.1247 | 0.00030531 | 745.1248 | 0.032808 | 735.6956 | 0.0018598 | 745.1248 | 0.00022837 | 744.8847 | 0.00036488 | 741.1569 | 0.0019162 | 744.9733 | 0.00208 | 741.7354 | 0.46104
|  |  | 735.9254 | -0.00076842 | 735.93 | 0 | 745.3602 | 0 | 735.9254 | -0.00026467 | 745.3602 | -0.0010694 | 753.1926 | -0.00015598 | 745.3602 | 0 | 745.3602 | 0.02678 | 745.1204 | 0.014645 | 745.3602 | 0 | 745.3602 | 0.033567 | 735.9254 | -0.0004883 | 745.3602 | -0.0005541 | 745.1204 | -0.0006898 | 741.3895 | 0.00076231 | 745.2101 | 0.00138 | 741.9689 | 0.44639
|  |  | 736.1552 | 0.0011 | 736.16 | 0 | 745.5957 | 0.0003183 | 736.1552 | -0.00068372 | 745.5957 | 0.00015137 | 753.4267 | 0.00051322 | 745.5957 | 0.00036765 | 745.5957 | 0.02772 | 745.3561 | 0.016019 | 745.5957 | 0.00069774 | 745.5957 | 0.033166 | 736.1552 | 0.00067601 | 745.5957 | 0.00027094 | 745.3561 | 0.00072216 | 741.6221 | 0.0018863 | 745.4468 | 0.00203 | 742.2026 | 0.43805
|  |  | 736.385 | -1.2953e-05 | 736.39 | 0 | 745.8312 | 0 | 736.385 | -0.00061763 | 745.8312 | -0.00096854 | 753.6608 | -0.00025954 | 745.8312 | 0 | 745.8312 | 0.02538 | 745.5919 | 0.015119 | 745.8312 | 0 | 745.8312 | 0.032755 | 736.385 | -0.001781 | 745.8312 | -0.00032469 | 745.5919 | 3.9682e-05 | 741.8547 | 0.00053853 | 745.6835 | 0.00137 | 742.4362 | 0.42497
|  |  | 736.6148 | 0.00132 | 736.61 | 0 | 746.0668 | 0.00047105 | 736.6148 | 0.0016076 | 746.0668 | -5.3807e-05 | 753.8948 | 0.00040239 | 746.0668 | 0.00022545 | 746.0668 | 0.02701 | 745.8276 | 0.016454 | 746.0668 | 0.00026633 | 746.0668 | 0.031971 | 736.6148 | 0.0014604 | 746.0668 | 0.00033684 | 745.8276 | 0.00040935 | 742.0874 | 0.0019282 | 745.9203 | 0.00192 | 742.6698 | 0.41604
|  |  | 736.8446 | -0.00041755 | 736.84 | 0 | 746.3023 | 0 | 736.8446 | 0.00026574 | 746.3023 | -0.0013661 | 754.1289 | -0.00029188 | 746.3023 | 0 | 746.3023 | 0.02563 | 746.0634 | 0.013951 | 746.3023 | 0 | 746.3023 | 0.031483 | 736.8446 | 1.964e-05 | 746.3023 | -0.00053583 | 746.0634 | -0.00019096 | 742.3201 | 0.0006865 | 746.1571 | 0.00122 | 742.9034 | 0.40382
|  |  | 737.0744 | 0.00066686 | 737.07 | 0 | 746.5378 | 0.00042465 | 737.0744 | -0.00011836 | 746.5378 | 0.00068094 | 754.363 | 0.00050411 | 746.5378 | 0.00019009 | 746.5379 | 0.0264 | 746.2992 | 0.015632 | 746.5378 | 0.00041247 | 746.5378 | 0.031927 | 737.0744 | 0.00058014 | 746.5378 | 0.00026804 | 746.2992 | 0.00055368 | 742.5527 | 0.001877 | 746.3939 | 0.00192 | 743.1371 | 0.39646
|  |  | 737.3043 | 0.00051725 | 737.3 | 0 | 746.7734 | 0 | 737.3043 | -0.0011759 | 746.7734 | -0.00046667 | 754.5971 | -0.00018788 | 746.7734 | 0 | 746.7734 | 0.02379 | 746.5349 | 0.014822 | 746.7734 | 0 | 746.7734 | 0.031647 | 737.3043 | 0.00024965 | 746.7734 | -0.00025824 | 746.5349 | -0.00044545 | 742.7854 | 0.00070154 | 746.6307 | 0.00116 | 743.3707 | 0.38444
|  |  | 737.5341 | 0.00161 | 737.53 | 0 | 747.009 | 0.00044636 | 737.5341 | 0.0010214 | 747.009 | 0.00031371 | 754.8312 | 0.00059581 | 747.009 | 0.00042684 | 747.009 | 0.0253 | 746.7707 | 0.015305 | 747.009 | 0.00030728 | 747.009 | 0.031555 | 737.5341 | 0.0016018 | 747.009 | 0.00043971 | 746.7707 | 0.00051089 | 743.0181 | 0.001895 | 746.8675 | 0.00178 | 743.6044 | 0.37594
|  |  | 737.7639 | -8.8252e-05 | 737.76 | 0 | 747.2445 | 0 | 737.7639 | -0.0012503 | 747.2445 | -7.9652e-05 | 755.0654 | -0.000207 | 747.2445 | 0 | 747.2445 | 0.02437 | 747.0065 | 0.014425 | 747.2445 | 0 | 747.2445 | 0.030708 | 737.7639 | 0.00045949 | 747.2445 | -0.00036023 | 747.0065 | -5.4662e-05 | 743.2508 | 0.00065368 | 747.1043 | 0.00108 | 743.8381 | 0.36353
|  |  | 737.9938 | 0.00018852 | 737.99 | 0 | 747.4801 | 0.00025955 | 737.9938 | 0.00086972 | 747.4801 | 0.00043985 | 755.2995 | -0.00028354 | 747.4801 | 0.00045881 | 747.4801 | 0.0242 | 747.2423 | 0.014858 | 747.4801 | 0.00070487 | 747.4801 | 0.031142 | 737.9938 | 0.00082846 | 747.4801 | 0.0004341 | 747.2423 | 0.00060547 | 743.4835 | 0.0019357 | 747.3411 | 0.00174 | 744.0717 | 0.35611
|  |  | 738.2236 | -0.00026985 | 738.22 | 0 | 747.7157 | 0 | 738.2236 | 1.3811e-06 | 747.7157 | -0.00055596 | 755.5336 | 0.00047465 | 747.7157 | 0 | 747.7157 | 0.02392 | 747.4781 | 0.013904 | 747.7157 | 0 | 747.7157 | 0.029691 | 738.2236 | -0.00027954 | 747.7157 | -0.00055637 | 747.4781 | -0.00010711 | 743.7162 | 0.00055313 | 747.5779 | 0.00102 | 744.3054 | 0.34391
|  |  | 738.4535 | -0.00018439 | 738.45 | 0 | 747.9513 | 0.00052552 | 738.4536 | -0.00018098 | 747.9513 | -0.00029548 | 755.7678 | -0.00020788 | 747.9513 | 0.00026912 | 747.9513 | 0.02482 | 747.7139 | 0.014715 | 747.9513 | 0.00026822 | 747.9513 | 0.030252 | 738.4536 | 0.0014421 | 747.9513 | 0.00027885 | 747.7139 | 0.00044041 | 743.949 | 0.0018942 | 747.8148 | 0.00167 | 744.5391 | 0.33694
|  |  | 738.6834 | -0.00046399 | 738.68 | 0 | 748.1869 | 0 | 738.6834 | -0.0010067 | 748.1869 | -0.00037775 | 756.0019 | 0.00051196 | 748.1869 | 0 | 748.1869 | 0.02508 | 747.9498 | 0.013819 | 748.1869 | 0 | 748.1869 | 0.02964 | 738.6834 | -0.00066732 | 748.1869 | -0.0003072 | 747.9497 | -3.5896e-05 | 744.1817 | 0.00057192 | 748.0516 | 0.00097426 | 744.7728 | 0.32639
|  |  | 738.9133 | 0.00054583 | 738.91 | 0 | 748.4225 | 0.00059714 | 738.9133 | -0.00013492 | 748.4225 | 0.00081197 | 756.2361 | -0.0002189 | 748.4225 | 0.00044268 | 748.4225 | 0.02539 | 748.1856 | 0.014462 | 748.4225 | 0.00050842 | 748.4225 | 0.0304 | 738.9133 | 0.001708 | 748.4226 | 0.00036733 | 748.1856 | 0.00073615 | 744.4144 | 0.0019607 | 748.2885 | 0.00164 | 745.0065 | 0.31905
|  |  | 739.1432 | 0.00021588 | 739.14 | 0 | 748.6582 | 0 | 739.1432 | 0.00031179 | 748.6582 | -0.00089913 | 756.4703 | 0.00048974 | 748.6581 | 0 | 748.6582 | 0.0245 | 748.4214 | 0.01367 | 748.6582 | 0 | 748.6581 | 0.029237 | 739.1432 | 0.00039612 | 748.6581 | -0.00032477 | 748.4214 | -0.00054586 | 744.6472 | 0.00058319 | 748.5254 | 0.00093114 | 745.2403 | 0.30836
|  |  | 739.3731 | 0.00018015 | 739.37 | 0 | 748.8938 | 0.00066583 | 739.3731 | 0.00047583 | 748.8938 | 0.00022843 | 756.7045 | -0.00022551 | 748.8938 | 0.00025302 | 748.8938 | 0.02547 | 748.6573 | 0.014371 | 748.8938 | 0.000416 | 748.8938 | 0.028462 | 739.3731 | 0.0024142 | 748.8938 | 0.00046917 | 748.6573 | 0.00057768 | 744.8799 | 0.001797 | 748.7623 | 0.00156 | 745.474 | 0.30127
|  |  | 739.603 | -0.00042811 | 739.6 | 0 | 749.1294 | 0 | 739.603 | -0.00044631 | 749.1294 | -0.00039491 | 756.9387 | 0.00053575 | 749.1295 | 0 | 749.1294 | 0.02352 | 748.8931 | 0.01325 | 749.1294 | 0 | 749.1295 | 0.029702 | 739.603 | 0.00087172 | 749.1295 | -0.00016199 | 748.8931 | -2.1399e-05 | 745.1127 | 0.0005534 | 748.9991 | 0.00081861 | 745.7078 | 0.29152
|  |  | 739.8329 | 0.00065526 | 739.83 | 0 | 749.3651 | 0.00052952 | 739.8329 | 0.00086516 | 749.3651 | 0.00044967 | 757.1729 | -0.00025993 | 749.3651 | 0.00025504 | 749.3651 | 0.02546 | 749.129 | 0.014083 | 749.3651 | 0.00049243 | 749.3651 | 0.028828 | 739.8329 | 0.0018407 | 749.3651 | 0.00033189 | 749.129 | 0.00051317 | 745.3455 | 0.0018092 | 749.2361 | 0.0015 | 745.9415 | 0.28556
|  |  | 740.0629 | -0.00023342 | 740.06 | 0 | 749.6008 | 0 | 740.0629 | -0.00064345 | 749.6008 | -0.0010348 | 757.4071 | 0.00041803 | 749.6008 | 0 | 749.6008 | 0.0227 | 749.3649 | 0.012459 | 749.6008 | 0 | 749.6008 | 0.028453 | 740.0629 | -0.0013894 | 749.6008 | -0.00053627 | 749.3649 | -0.00020264 | 745.5783 | 0.00072197 | 749.473 | 0.00078526 | 746.1753 | 0.27554
|  |  | 740.2928 | 0.00010093 | 740.29 | 0 | 749.8364 | 0.00029068 | 740.2928 | 0.00074685 | 749.8364 | 0.00030304 | 757.6414 | -0.00022867 | 749.8364 | 0.00018271 | 749.8364 | 0.02504 | 749.6008 | 0.014774 | 749.8364 | 0.0002147 | 749.8364 | 0.028148 | 740.2928 | 0.001353 | 749.8364 | 0.0004247 | 749.6008 | 0.00049974 | 745.8111 | 0.001968 | 749.7099 | 0.00151 | 746.4091 | 0.26954
|  |  | 740.5228 | -0.0012 | 740.52 | 0 | 750.0721 | 0 | 740.5228 | 0.00068734 | 750.0721 | -0.0012653 | 757.8756 | 0.00044137 | 750.0721 | 0 | 750.0721 | 0.02226 | 749.8367 | 0.01272 | 750.0721 | 0 | 750.0721 | 0.027132 | 740.5228 | -0.00042606 | 750.0721 | -0.00048499 | 749.8367 | -0.00037498 | 746.0439 | 0.00062674 | 749.9468 | 0.00071176 | 746.6428 | 0.26003
|  |  | 740.7527 | -9.1087e-05 | 740.75 | 0 | 750.3078 | 0.0004309 | 740.7527 | 0.00054667 | 750.3078 | 0.00038343 | 758.1099 | -0.00030544 | 750.3078 | 0.00049133 | 750.3078 | 0.02379 | 750.0726 | 0.014024 | 750.3078 | 0.0005805 | 750.3078 | 0.028223 | 740.7527 | 0.00072781 | 750.3078 | 0.00030847 | 750.0726 | 0.00052083 | 746.2767 | 0.0017201 | 750.1838 | 0.00142 | 746.8766 | 0.25519
|  |  | 740.9827 | -0.00085352 | 740.98 | 0 | 750.5435 | 0 | 740.9827 | -0.0015532 | 750.5435 | -0.00091784 | 758.3441 | 0.00042493 | 750.5435 | 0 | 750.5435 | 0.02154 | 750.3085 | 0.012655 | 750.5435 | 0 | 750.5435 | 0.027552 | 740.9827 | -0.00026014 | 750.5435 | -0.0004995 | 750.3085 | -0.00078006 | 746.5096 | 0.00041623 | 750.4207 | 0.00076328 | 747.1104 | 0.24676
|  |  | 741.2127 | 0.0003545 | 741.21 | 0 | 750.7792 | 0.00042028 | 741.2126 | 0.0007369 | 750.7792 | 0.00020371 | 758.5784 | -0.00018462 | 750.7792 | 0.00014264 | 750.7792 | 0.02441 | 750.5444 | 0.013979 | 750.7792 | 0.00044027 | 750.7792 | 0.027601 | 741.2126 | 0.0027766 | 750.7792 | 0.00036373 | 750.5444 | 0.00033522 | 746.7424 | 0.0017672 | 750.6577 | 0.00133 | 747.3442 | 0.24107
|  |  | 741.4426 | -0.00021888 | 741.44 | 0 | 751.015 | 0 | 741.4426 | 0.00028341 | 751.015 | -0.00042036 | 758.8126 | 0.00047241 | 751.015 | 0 | 751.0149 | 0.02202 | 750.7804 | 0.014057 | 751.015 | 0 | 751.015 | 0.027473 | 741.4426 | -0.00112 | 751.0149 | -0.00027387 | 750.7804 | -0.00058377 | 746.9753 | 0.00044174 | 750.8946 | 0.00063641 | 747.5781 | 0.23292
|  |  | 741.6726 | 0.00086468 | 741.67 | 0 | 751.2507 | 0.00031069 | 741.6726 | 0.0011746 | 751.2507 | 0.00046396 | 759.0469 | -0.00020568 | 751.2507 | 0.00029767 | 751.2507 | 0.02419 | 751.0163 | 0.013997 | 751.2507 | 0.00033925 | 751.2507 | 0.026913 | 741.6726 | 0.00095767 | 751.2507 | 0.00042104 | 751.0163 | 0.00075937 | 747.2081 | 0.0018791 | 751.1317 | 0.00132 | 747.8119 | 0.22937
|  |  | 741.9026 | -0.00059498 | 741.9 | 0 | 751.4864 | 0 | 741.9026 | -0.00055647 | 751.4864 | -0.00039971 | 759.2812 | 0.00054686 | 751.4865 | 0 | 751.4864 | 0.02185 | 751.2523 | 0.012575 | 751.4864 | 0 | 751.4865 | 0.026278 | 741.9026 | -0.0010232 | 751.4864 | -0.00042599 | 751.2523 | -0.00041497 | 747.441 | 0.00038731 | 751.3687 | 0.00064291 | 748.0458 | 0.2209
|  |  | 742.1326 | -0.00012864 | 742.13 | 0 | 751.7222 | 0.00040942 | 742.1326 | 0.00030345 | 751.7222 | 0.0010463 | 759.5155 | -0.0003214 | 751.7222 | 0.00037744 | 751.7222 | 0.02403 | 751.4882 | 0.013744 | 751.7222 | 0.00046763 | 751.7222 | 0.027725 | 742.1326 | 0.0021351 | 751.7222 | 0.0001273 | 751.4882 | 0.00097336 | 747.6738 | 0.0017784 | 751.6056 | 0.00128 | 748.2796 | 0.21634
|  |  | 742.3626 | -0.00155 | 742.36 | 0 | 751.9579 | 0 | 742.3626 | -0.0013104 | 751.9579 | -0.00095735 | 759.7498 | 0.00044942 | 751.9579 | 0 | 751.9579 | 0.0209 | 751.7242 | 0.011843 | 751.9579 | 0 | 751.9579 | 0.025587 | 742.3626 | 0.000106 | 751.9579 | -0.0004507 | 751.7242 | -0.00015322 | 747.9067 | 0.00044504 | 751.8427 | 0.00060649 | 748.5134 | 0.20851
|  |  | 742.5927 | 0.00041426 | 742.59 | 0 | 752.1937 | 0.00034469 | 742.5927 | 0.001388 | 752.1937 | 0.00021768 | 759.9841 | -0.00015888 | 752.1937 | 7.4072e-05 | 752.1937 | 0.02323 | 751.9602 | 0.013392 | 752.1937 | 0.00033015 | 752.1937 | 0.025997 | 742.5927 | 0.0036212 | 752.1937 | 0.00041459 | 751.9602 | 0.00034271 | 748.1396 | 0.0017319 | 752.0797 | 0.00124 | 748.7473 | 0.20372
|  |  | 742.8226 | -0.00073427 | 742.82 | 0 | 752.4295 | 0 | 742.8226 | -0.0014932 | 752.4295 | -0.00024241 | 760.2185 | 0.00052255 | 752.4295 | 0 | 752.4295 | 0.02243 | 752.1961 | 0.0122 | 752.4295 | 0 | 752.4295 | 0.025417 | 742.8226 | -0.0017265 | 752.4295 | -0.00061073 | 752.1961 | -0.00040475 | 748.3726 | 0.00040005 | 752.3168 | 0.00043806 | 748.9812 | 0.19627
|  |  | 743.0527 | 9.2715e-05 | 743.05 | 0 | 752.6653 | 0.00031209 | 743.0527 | -0.00070014 | 752.6653 | 9.1892e-05 | 760.4528 | -0.00030244 | 752.6653 | 0.00025926 | 752.6653 | 0.02186 | 752.4321 | 0.013103 | 752.6653 | 0.00035156 | 752.6653 | 0.026447 | 743.0527 | -0.00091372 | 752.6653 | 0.00027136 | 752.4321 | 0.00055918 | 748.6055 | 0.0018818 | 752.5538 | 0.00143 | 749.2151 | 0.1919
|  |  | 743.2827 | -0.00016581 | 743.28 | 0 | 752.9011 | 0 | 743.2827 | -0.00030031 | 752.9011 | -0.0010346 | 760.6872 | 0.00057949 | 752.9011 | 0 | 752.9011 | 0.02062 | 752.6681 | 0.012648 | 752.9011 | 0 | 752.9011 | 0.024215 | 743.2827 | -0.00032199 | 752.9011 | -0.00042 | 752.6681 | -0.00039892 | 748.8384 | 0.00060198 | 752.7908 | 0.00055548 | 749.449 | 0.18475
|  |  | 743.5128 | -0.00023957 | 743.51 | 0 | 753.1369 | 0.00031693 | 743.5128 | 0.000567 | 753.1369 | 0.00054564 | 760.9215 | -0.00031657 | 753.1368 | 0.00048179 | 753.1369 | 0.02225 | 752.9042 | 0.012932 | 753.1369 | 0.0007871 | 753.1368 | 0.025207 | 743.5128 | 0.0020855 | 753.1368 | 0.00042572 | 752.9042 | 0.00081388 | 749.0714 | 0.0018292 | 753.0279 | 0.00128 | 749.6829 | 0.18077
|  |  | 743.7429 | 0.00053925 | 743.74 | 0 | 753.3727 | 0 | 743.7429 | -0.0003501 | 753.3727 | -0.00074157 | 761.1559 | 0.00044386 | 753.3727 | 0 | 753.3727 | 0.02082 | 753.1402 | 0.012743 | 753.3727 | 0 | 753.3727 | 0.024196 | 743.7429 | 0.00097469 | 753.3727 | -0.00050956 | 753.1402 | -0.00075201 | 749.3043 | 0.00023678 | 753.265 | 0.0004478 | 749.9168 | 0.1739
|  |  | 743.9729 | 0.00074784 | 743.97 | 0 | 753.6085 | 0.00059056 | 743.9729 | 0.00034063 | 753.6085 | 0.0002998 | 761.3903 | -0.00027793 | 753.6085 | 0.00037429 | 753.6085 | 0.02307 | 753.3762 | 0.013075 | 753.6085 | 0.00054482 | 753.6085 | 0.025022 | 743.9729 | 0.0021403 | 753.6085 | 0.00030146 | 753.3762 | 0.00067111 | 749.5372 | 0.0017338 | 753.5021 | 0.00125 | 750.1508 | 0.16989
|  |  | 744.203 | -0.00026664 | 744.2 | 0 | 753.8443 | 0 | 744.203 | -0.0010783 | 753.8443 | -0.0009077 | 761.6247 | 0.00065487 | 753.8444 | 0 | 753.8443 | 0.02029 | 753.6122 | 0.011224 | 753.8443 | 0 | 753.8444 | 0.023984 | 744.203 | -0.0031855 | 753.8444 | -0.00039047 | 753.6123 | -0.0003633 | 749.7702 | 0.00037152 | 753.7392 | 0.00039417 | 750.3847 | 0.16391
|  |  | 744.4331 | -7.4e-05 | 744.43 | 0 | 754.0802 | 0.00035017 | 744.4331 | 0.0024056 | 754.0802 | 0.00062253 | 761.8591 | -0.00037825 | 754.0802 | 0.00032429 | 754.0802 | 0.02311 | 753.8483 | 0.012691 | 754.0802 | 0.00060576 | 754.0802 | 0.024911 | 744.4331 | 0.0010902 | 754.0802 | 0.00044997 | 753.8483 | 0.0006228 | 750.0032 | 0.0017838 | 753.9763 | 0.00117 | 750.6187 | 0.16005
|  |  | 744.6631 | -0.00114 | 744.66 | 0 | 754.316 | 0 | 744.6631 | -0.00085734 | 754.316 | -0.00083913 | 762.0934 | 0.00033883 | 754.316 | 0 | 754.316 | 0.02088 | 754.0844 | 0.011026 | 754.316 | 0 | 754.316 | 0.024545 | 744.6631 | -6.326e-05 | 754.316 | -0.00051147 | 754.0843 | -0.00070248 | 750.2361 | 0 | 754.2134 | 0.00034785 | 750.8526 | 0.15417
|  |  | 744.8932 | 0.00087761 | 744.89 | 0 | 754.5519 | 0.00031158 | 744.8932 | 0.00090831 | 754.5519 | 0.00024316 | 762.3279 | -0.00032605 | 754.5519 | 0 | 754.5519 | 0.02205 | 754.3204 | 0.01206 | 754.5519 | 0.00041829 | 754.5519 | 0.024323 | 744.8932 | 0.0023351 | 754.5519 | 0.00039033 | 754.3204 | 0.00014518 | 750.4691 | 0 | 754.4505 | 0.0011 | 751.0865 | 0.15094
|  |  | 745.1234 | 5.2155e-05 | 745.12 | 0 | 754.7878 | 0 | 745.1234 | -0.0012992 | 754.7878 | -0.00064806 | 762.5623 | 0.00048994 | 754.7878 | 0 | 754.7878 | 0.01994 | 754.5565 | 0.011491 | 754.7878 | 0 | 754.7878 | 0.022609 | 745.1234 | -0.0013347 | 754.7878 | -0.00035612 | 754.5565 | -0.00017532 | 750.7021 | 0 | 754.6877 | 0.00042026 | 751.3205 | 0.1454
|  |  | 745.3535 | 0.00040731 | 745.35 | 0 | 755.0236 | 1.0236e-05 | 745.3535 | 0.0013455 | 755.0236 | 0.00032548 | 762.7967 | -0.00022543 | 755.0236 | 4.0461e-05 | 755.0236 | 0.01971 | 754.7926 | 0.012104 | 755.0236 | 7.6982e-05 | 755.0236 | 0.023985 | 745.3535 | -0.00068446 | 755.0236 | 0.00019724 | 754.7926 | 0.0002732 | 750.9351 | 0 | 754.9248 | 0.00107 | 751.5545 | 0.14245
|  |  | 745.5836 | 0.00019396 | 745.58 | 0 | 755.2595 | 0 | 745.5836 | -0.00091002 | 755.2595 | -0.00067087 | 763.0312 | 0.00046945 | 755.2595 | 0 | 755.2595 | 0.01997 | 755.0287 | 0.011335 | 755.2595 | 0 | 755.2595 | 0.02307 | 745.5836 | 0.0013122 | 755.2595 | -0.00039427 | 755.0287 | -0.00065961 | 751.1682 | 0 | 755.162 | 0.00030216 | 751.7885 | 0.13727
|  |  | 745.8138 | 0.0015 | 745.81 | 0 | 755.4954 | 0.0005395 | 745.8138 | 0.00074392 | 755.4954 | 0.00024498 | 763.2656 | -0.0002845 | 755.4954 | 0.000243 | 755.4954 | 0.02085 | 755.2648 | 0.012094 | 755.4954 | 0.00038157 | 755.4954 | 0.023911 | 745.8138 | 0.0013537 | 755.4954 | 0.00018193 | 755.2648 | 0.00046754 | 751.4012 | 0 | 755.3992 | 0.00104 | 752.0225 | 0.13517
|  |  | 746.0439 | -0.00077203 | 746.04 | 0 | 755.7313 | 0 | 746.0439 | -0.00040389 | 755.7313 | -0.0011941 | 763.5001 | 0.00049615 | 755.7313 | 0 | 755.7314 | 0.01914 | 755.5009 | 0.011276 | 755.7313 | 0 | 755.7313 | 0.021861 | 746.0439 | -0.00080697 | 755.7313 | -0.00048902 | 755.5009 | -0.00022549 | 751.6342 | 0 | 755.6363 | 0.00033203 | 752.2565 | 0.1296
|  |  | 746.274 | -0.00043225 | 746.27 | 0 | 755.9673 | 0.0003242 | 746.274 | 0.00074899 | 755.9673 | 0.00010842 | 763.7346 | -0.00026832 | 755.9673 | 0.00016119 | 755.9673 | 0.02112 | 755.737 | 0.011029 | 755.9673 | 0.00044608 | 755.9673 | 0.02305 | 746.274 | 0.001159 | 755.9673 | 0.00037824 | 755.737 | 0.00051827 | 751.8673 | 0 | 755.8735 | 0.00103 | 752.4905 | 0.12684
|  |  | 746.5042 | -1.0811e-06 | 746.5 | 0 | 756.2032 | 0 | 746.5042 | -0.00035378 | 756.2032 | -0.00077863 | 763.9691 | 0.00047679 | 756.2032 | 0 | 756.2032 | 0.01939 | 755.9731 | 0.011162 | 756.2032 | 0 | 756.2032 | 0.021613 | 746.5042 | 0.0012594 | 756.2032 | -0.00038319 | 755.9731 | -8.7595e-05 | 752.1003 | 0 | 756.1107 | 0.0002823 | 752.7245 | 0.12228
|  |  | 746.7344 | 0.00066392 | 746.73 | 0 | 756.4391 | 0.00035692 | 746.7344 | 0.0010752 | 756.4391 | 4.9443e-05 | 764.2035 | -0.0002179 | 756.4391 | 0.00026183 | 756.4391 | 0.02152 | 756.2093 | 0.011325 | 756.4391 | 0.00063391 | 756.4391 | 0.021667 | 746.7344 | 0.0022597 | 756.4392 | 0.000256 | 756.2092 | 0.00043007 | 752.3334 | 0 | 756.3479 | 0.00101 | 752.9586 | 0.11988
|  |  | 746.9645 | -0.00057308 | 746.96 | 0 | 756.6751 | 0 | 746.9645 | -0.0014081 | 756.6751 | -0.0011741 | 764.438 | 0.00048733 | 756.675 | 0 | 756.6751 | 0.01917 | 756.4454 | 0.010635 | 756.6751 | 0 | 756.675 | 0.022086 | 746.9645 | 0.0010569 | 756.6751 | -0.00057366 | 756.4454 | -0.00056602 | 752.5665 | 0 | 756.5851 | 0.00019743 | 753.1926 | 0.11537
|  |  | 747.1948 | 0.00096694 | 747.19 | 0 | 756.911 | 0.00060952 | 747.1948 | -0.00028017 | 756.911 | 0.000299 | 764.6726 | -0.00032002 | 756.911 | 0.00026531 | 756.911 | 0.01882 | 756.6816 | 0.011388 | 756.911 | 0.00028403 | 756.911 | 0.022163 | 747.1948 | 0.00062479 | 756.911 | 0.00042288 | 756.6816 | 0.00054974 | 752.7996 | 0 | 756.8224 | 0.00101 | 753.4267 | 0.11358
|  |  | 747.4249 | 0.00018939 | 747.42 | 0 | 757.147 | 0 | 747.4249 | -0.00038645 | 757.147 | -0.0011218 | 764.9071 | 0.00053967 | 757.147 | 0 | 757.147 | 0.01836 | 756.9177 | 0.010464 | 757.147 | 0 | 757.147 | 0.020405 | 747.4249 | -0.00012387 | 757.147 | -0.00031908 | 756.9177 | -0.00074302 | 753.0327 | 0 | 757.0596 | 0.00023633 | 753.6608 | 0.1086
|  |  | 747.6552 | 0.00037246 | 747.66 | 0 | 757.383 | 0.00043604 | 747.6552 | 0.00022777 | 757.383 | -0.0003757 | 765.1416 | -0.00034088 | 757.3829 | 3.3057e-05 | 757.383 | 0.01987 | 757.1539 | 0.010167 | 757.383 | 0.00029795 | 757.3829 | 0.022535 | 747.6552 | 0.0013802 | 757.3829 | 0.00030164 | 757.1539 | 0.00038066 | 753.2657 | 0 | 757.2969 | 0.00093329 | 753.8948 | 0.10696
|  |  | 747.8853 | -0.00081064 | 747.89 | 0 | 757.6189 | 0 | 747.8853 | 0.00029313 | 757.6189 | -0.0010583 | 765.3762 | 0.00051463 | 757.619 | 0 | 757.6189 | 0.01758 | 757.3901 | 0.0095492 | 757.6189 | 0 | 757.619 | 0.020581 | 747.8853 | 0.0003174 | 757.619 | -0.0002621 | 757.3901 | -0.00059126 | 753.4989 | 0 | 757.5341 | 0.00019036 | 754.1289 | 0.10266
|  |  | 748.1155 | 0.00145 | 748.12 | 0 | 757.8549 | 0.00031673 | 748.1155 | 0.0021583 | 757.8549 | 7.1026e-05 | 765.6107 | -0.00027363 | 757.8549 | 0.00023695 | 757.8549 | 0.01929 | 757.6263 | 0.011148 | 757.8549 | 0.00051612 | 757.8549 | 0.021638 | 748.1155 | 0.0020044 | 757.8549 | 0.00034267 | 757.6263 | 0.00019074 | 753.732 | 0 | 757.7714 | 0.00101 | 754.363 | 0.10061
|  |  | 748.3458 | -0.00136 | 748.35 | 0 | 758.0909 | 0 | 748.3458 | -0.0010205 | 758.0909 | -0.00012287 | 765.8452 | 0.00050814 | 758.0909 | 0 | 758.0909 | 0.01736 | 757.8624 | 0.0097315 | 758.0909 | 0 | 758.0909 | 0.021048 | 748.3458 | -0.00078307 | 758.0909 | -0.00014477 | 757.8624 | -0.00051067 | 753.9651 | 0 | 758.0087 | 0.00023323 | 754.5971 | 0.09636
|  |  | 748.576 | -0.00073867 | 748.58 | 0 | 758.3269 | 0.00023104 | 748.576 | 0.00012775 | 758.3269 | 0.00052132 | 766.0798 | -0.00040452 | 758.327 | 0.00028238 | 758.3269 | 0.01988 | 758.0987 | 0.010694 | 758.3269 | 0.00038665 | 758.327 | 0.021403 | 748.576 | 0.0015421 | 758.327 | 0.00045988 | 758.0987 | 0.00046188 | 754.1983 | 0 | 758.246 | 0.00095016 | 754.8312 | 0.094838
|  |  | 748.8063 | 0.00049838 | 748.81 | 0 | 758.563 | 0 | 748.8063 | -0.00057755 | 758.563 | -0.00099001 | 766.3144 | 0.00056546 | 758.563 | 0 | 758.563 | 0.01861 | 758.3349 | 0.0098383 | 758.563 | 0 | 758.563 | 0.019918 | 748.8063 | -0.00047713 | 758.563 | -0.00060248 | 758.3349 | -0.00083527 | 754.4315 | 0 | 758.4832 | 0.00021826 | 755.0654 | 0.090829
|  |  | 749.0365 | -0.00022707 | 749.04 | 0 | 758.799 | 0 | 749.0365 | -0.0011588 | 758.799 | -0.00089605 | 766.5489 | -0.00032491 | 758.799 | 0 | 758.799 | 0.01763 | 758.5711 | 0.0097831 | 758.799 | 0 | 758.799 | 0.020916 | 749.0365 | -0.002511 | 758.799 | -0.00048892 | 758.5711 | -9.4567e-05 | 754.6646 | 0 | 758.7206 | 0.00020485 | 755.2995 | 0.085585
|  |  | 749.2668 | 0.00054446 | 749.27 | 0 | 759.035 | 0.00032507 | 749.2668 | 0.0010851 | 759.035 | 0.00047754 | 766.7836 | 0.0005301 | 759.035 | 0.00031779 | 759.035 | 0.01932 | 758.8073 | 0.011148 | 759.035 | 0.00069171 | 759.035 | 0.020458 | 749.2668 | 0.0035699 | 759.035 | 0.00040552 | 758.8073 | 0.00018614 | 754.8978 | 0 | 758.9579 | 0.00092104 | 755.5336 | 0.08421
|  |  | 749.497 | -0.00025679 | 749.5 | 0 | 759.2711 | 0 | 749.497 | 0.00047558 | 759.2711 | -0.0010251 | 767.0182 | -0.00028485 | 759.2711 | 0 | 759.2711 | 0.01884 | 759.0436 | 0.0099463 | 759.2711 | 0 | 759.2711 | 0.019651 | 749.497 | -0.00085196 | 759.2711 | -0.00040249 | 759.0436 | -0.00055137 | 755.131 | 0 | 759.1952 | 0.00019919 | 755.7678 | 0.080269
|  |  | 749.7273 | 0.00012277 | 749.73 | 0 | 759.5071 | 0.00068199 | 749.7273 | 0.0022511 | 759.5071 | 0.00085918 | 767.2527 | 0.00052723 | 759.5071 | 0.00046293 | 759.5071 | 0.01841 | 759.2798 | 0.011947 | 759.5071 | 0.00024266 | 759.5071 | 0.019681 | 749.7273 | 0.0024147 | 759.5071 | 0.00045286 | 759.2798 | 0.00089693 | 755.3641 | 0 | 759.4326 | 0.00090694 | 756.002 | 0.079048
|  |  | 749.9576 | 0.00025838 | 749.96 | 0 | 759.7432 | 0 | 749.9576 | -0.0012527 | 759.7432 | 9.8592e-05 | 767.4874 | -0.00029006 | 759.7432 | 0 | 759.7432 | 0.01819 | 759.5161 | 0.0093417 | 759.7432 | 0 | 759.7432 | 0.019203 | 749.9576 | -0.00027825 | 759.7432 | -0.00023823 | 759.5161 | -0.00027861 | 755.5974 | 0 | 759.6699 | 0.0001336 | 756.2361 | 0.075656
|  |  | 750.1879 | 0.00034988 | 750.19 | 0 | 759.9793 | 0.00031805 | 750.1879 | 0.0012992 | 759.9793 | 0.00017956 | 767.722 | 0.00060853 | 759.9792 | 0.00021066 | 759.9793 | 0.02017 | 759.7523 | 0.011287 | 759.9793 | 0 | 759.9792 | 0.019615 | 750.1879 | 0.0020377 | 759.9792 | 0.00038795 | 759.7523 | 0.00047205 | 755.8306 | 0 | 759.9072 | 0.00084216 | 756.4703 | 0.074268
|  |  | 750.4181 | -0.00121 | 750.42 | 0 | 760.2154 | 0 | 750.4182 | 5.1367e-05 | 760.2154 | -0.0014858 | 767.9567 | -0.00029414 | 760.2153 | 0 | 760.2154 | 0.01794 | 759.9886 | 0.010305 | 760.2154 | 0 | 760.2153 | 0.018536 | 750.4182 | -0.0011376 | 760.2153 | -0.00024018 | 759.9886 | -0.00049021 | 756.0638 | 0 | 760.1446 | 0.00017347 | 756.7045 | 0.071026
|  |  | 750.6485 | 0.00071122 | 750.65 | 0 | 760.4514 | 0.00039375 | 750.6485 | 0.00062204 | 760.4514 | 0.0003884 | 768.1914 | 0.00054177 | 760.4515 | 0.00017252 | 760.4515 | 0.01897 | 760.2249 | 0.0096367 | 760.4514 | 0.00040989 | 760.4515 | 0.019036 | 750.6485 | -0.00043378 | 760.4515 | 0.00032891 | 760.2249 | 0.00064937 | 756.297 | 0 | 760.382 | 0.00088899 | 756.9387 | 0.070303
|  |  | 750.8788 | -0.00047972 | 750.88 | 0 | 760.6876 | 0 | 750.8788 | 0.00082413 | 760.6876 | -0.00036919 | 768.426 | -0.00020801 | 760.6876 | 0 | 760.6875 | 0.01665 | 760.4612 | 0.0090612 | 760.6876 | 0 | 760.6876 | 0.018471 | 750.8788 | -0.00056596 | 760.6876 | -0.00048795 | 760.4612 | -0.00031469 | 756.5303 | 0 | 760.6194 | 0.00014287 | 757.1729 | 0.066695
|  |  | 751.1091 | 0.00021526 | 751.11 | 0 | 760.9237 | 0.00087208 | 751.1091 | 0.0002255 | 760.9237 | 0.00048511 | 768.6606 | 0.00051446 | 760.9236 | 0.00042507 | 760.9237 | 0.01845 | 760.6975 | 0.010783 | 760.9237 | 0.00055373 | 760.9236 | 0.018649 | 751.1091 | 0.0031256 | 760.9236 | 0.00041499 | 760.6975 | 0.00046653 | 756.7635 | 0 | 760.8568 | 0.00088586 | 757.4071 | 0.066296
|  |  | 751.3395 | -0.00054716 | 751.34 | 0 | 761.1598 | 0 | 751.3395 | 0.00099005 | 761.1598 | -0.00084101 | 768.8953 | -0.00018584 | 761.1598 | 0 | 761.1598 | 0.01711 | 760.9338 | 0.0087888 | 761.1598 | 0 | 761.1598 | 0.017358 | 751.3395 | -9.843e-05 | 761.1598 | -0.00037269 | 760.9338 | -0.00019205 | 756.9968 | 0 | 761.0942 | 6.0894e-05 | 757.6414 | 0.062862
|  |  | 751.5698 | 0.00014434 | 751.57 | 0 | 761.3959 | 0.00022976 | 751.5698 | -0.00045103 | 761.3959 | 0.00025202 | 769.13 | 0.00047819 | 761.3959 | 0.00046354 | 761.3959 | 0.01737 | 761.1701 | 0.010506 | 761.3959 | 0.00041098 | 761.3959 | 0.018356 | 751.5698 | -0.0010527 | 761.3959 | 0.00035668 | 761.1701 | 0.0005026 | 757.23 | 0 | 761.3316 | 0.0008302 | 757.8756 | 0.062307
|  |  | 751.8001 | -0.00116 | 751.8 | 0 | 761.6321 | 0 | 751.8001 | -0.00025328 | 761.6321 | -0.00093425 | 769.3647 | -0.00039116 | 761.6321 | 0 | 761.6321 | 0.01744 | 761.4064 | 0.0089406 | 761.6321 | 0 | 761.6321 | 0.017521 | 751.8001 | -0.0029421 | 761.6321 | -0.00051731 | 761.4064 | -0.00046321 | 757.4633 | 0 | 761.569 | 0.00012349 | 758.1099 | 0.059001
|  |  | 752.0305 | -0.00040707 | 752.03 | 0 | 761.8682 | 0.00040227 | 752.0305 | 0.00038331 | 761.8682 | -7.6912e-05 | 769.5994 | 0.00061564 | 761.8682 | 0.00031569 | 761.8682 | 0.01848 | 761.6428 | 0.009428 | 761.8682 | 0.0002337 | 761.8682 | 0.017935 | 752.0305 | 0.0019876 | 761.8682 | 0.00042237 | 761.6428 | 0.00068324 | 757.6966 | 0 | 761.8065 | 0.00084251 | 758.3441 | 0.058753
|  |  | 752.2609 | -0.00105 | 752.26 | 0 | 762.1044 | 0 | 752.2609 | -0.00039232 | 762.1044 | -0.0011184 | 769.8341 | -0.00019206 | 762.1044 | 0 | 762.1044 | 0.0154 | 761.8791 | 0.0083635 | 762.1044 | 0 | 762.1044 | 0.016361 | 752.2609 | -0.0023001 | 762.1044 | -0.00050153 | 761.8791 | -0.0004194 | 757.9299 | 0 | 762.0439 | 4.4062e-05 | 758.5784 | 0.055956
|  |  | 752.4912 | 3.167e-05 | 752.49 | 0 | 762.3405 | 0.00053677 | 752.4912 | 0.00038779 | 762.3405 | 0.00025355 | 770.0688 | 0.00048245 | 762.3405 | 0.00035444 | 762.3405 | 0.017 | 762.1155 | 0.010109 | 762.3405 | 0.00028494 | 762.3405 | 0.018695 | 752.4912 | 0.00097311 | 762.3405 | 0.00026717 | 762.1155 | 0.00050266 | 758.1632 | 0 | 762.2814 | 0.00079716 | 758.8126 | 0.055627
|  |  | 752.7216 | -3.0252e-05 | 752.72 | 0 | 762.5767 | 0 | 752.7216 | -0.0019667 | 762.5767 | -0.00065039 | 770.3036 | -0.00030808 | 762.5767 | 0 | 762.5767 | 0.01529 | 762.3518 | 0.0095161 | 762.5767 | 0 | 762.5767 | 0.016519 | 752.7216 | -0.00080968 | 762.5767 | -0.00029937 | 762.3518 | -0.00052499 | 758.3965 | 0 | 762.5189 | 2.2925e-05 | 759.0469 | 0.052906
|  |  | 752.952 | 0.00094887 | 752.95 | 0 | 762.8129 | 0.00034585 | 752.952 | 0.00074828 | 762.8129 | 9.3921e-05 | 770.5383 | 0.00042398 | 762.8129 | 0.00011204 | 762.8129 | 0.01865 | 762.5882 | 0.0096145 | 762.8129 | 0.00024647 | 762.8129 | 0.017054 | 752.952 | 0.0010467 | 762.8129 | 0.00024915 | 762.5882 | 0.00025483 | 758.6298 | 0 | 762.7563 | 0.00084059 | 759.2812 | 0.052814
|  |  | 753.1824 | -0.00070182 | 753.18 | 0 | 763.0491 | 0 | 753.1824 | 8.2395e-06 | 763.0491 | -0.00048173 | 770.7731 | -0.00032388 | 763.0491 | 0 | 763.0491 | 0.01558 | 762.8246 | 0.0086322 | 763.0491 | 0 | 763.0491 | 0.016642 | 753.1824 | -0.0014493 | 763.0491 | -0.00050652 | 762.8246 | -0.0003243 | 758.8632 | 0 | 762.9938 | 3.0813e-05 | 759.5155 | 0.049907
|  |  | 753.4128 | 0.0009505 | 753.41 | 0 | 763.2853 | 0.00063831 | 753.4128 | 3.8705e-05 | 763.2853 | 0.00092311 | 771.0078 | 0.0005201 | 763.2853 | 0.00014364 | 763.2853 | 0.01802 | 763.061 | 0.0097679 | 763.2853 | 0.00045935 | 763.2853 | 0.017408 | 753.4128 | 8.9993e-05 | 763.2853 | 0.00038376 | 763.061 | 0.00067457 | 759.0965 | 0 | 763.2313 | 0.00076924 | 759.7498 | 0.049527
|  |  | 753.6432 | -0.00062676 | 753.64 | 0 | 763.5215 | 0 | 753.6432 | 1.5802e-05 | 763.5215 | -0.0013774 | 771.2426 | -0.00041404 | 763.5215 | 0 | 763.5215 | 0.01628 | 763.2974 | 0.0080682 | 763.5215 | 0 | 763.5215 | 0.016668 | 753.6432 | 1.3893e-05 | 763.5215 | -0.00060909 | 763.2974 | -0.00081996 | 759.3298 | 0 | 763.4689 | -3.4239e-05 | 759.9841 | 0.046954
|  |  | 753.8736 | 0.0007835 | 753.87 | 0 | 763.7577 | 0.00072104 | 753.8736 | 0.00065752 | 763.7577 | 0.00016637 | 771.4774 | 0.00054846 | 763.7577 | 0.00011336 | 763.7577 | 0.01742 | 763.5338 | 0.0099476 | 763.7577 | 0.00052725 | 763.7577 | 0.016858 | 753.8736 | -0.00046512 | 763.7577 | 0.00045239 | 763.5338 | 0.0004266 | 759.5632 | 0 | 763.7064 | 0.00086131 | 760.2185 | 0.046916
|  |  | 754.1041 | -0.00014118 | 754.1 | 0 | 763.9939 | 0 | 754.1041 | -0.0012727 | 763.9939 | 0.00065308 | 771.7122 | -0.00020055 | 763.994 | 0 | 763.994 | 0.01451 | 763.7702 | 0.008602 | 763.9939 | 0 | 763.994 | 0.016105 | 754.1041 | -0.00050812 | 763.994 | -0.00034964 | 763.7702 | -0.00070014 | 759.7966 | 0 | 763.9439 | 1.9364e-05 | 760.4528 | 0.044471
|  |  | 754.3345 | 0.00027277 | 754.33 | 0 | 764.2302 | 0.00033988 | 754.3345 | 0.00047328 | 764.2302 | 0.00021353 | 771.947 | 0.00050221 | 764.2302 | 0.00050102 | 764.2302 | 0.01693 | 764.0066 | 0.0095787 | 764.2302 | 0.00022007 | 764.2302 | 0.016121 | 754.3345 | -0.0011251 | 764.2302 | 0.00034643 | 764.0066 | 0.00079615 | 760.03 | 0 | 764.1815 | 0.00082682 | 760.6872 | 0.044461
|  |  | 754.5649 | -7.6084e-05 | 754.56 | 0 | 764.4664 | 0 | 754.5649 | -0.00076782 | 764.4664 | -0.00088477 | 772.1818 | -0.00023411 | 764.4664 | 0 | 764.4664 | 0.01648 | 764.243 | 0.0082911 | 764.4664 | 0 | 764.4664 | 0.015512 | 754.5649 | -0.00014812 | 764.4664 | -0.00032741 | 764.243 | -0.0005465 | 760.2634 | 0 | 764.419 | 0.00014939 | 760.9215 | 0.041914
|  |  | 754.7954 | 0.00011004 | 754.8 | 0 | 764.7027 | 0.00034749 | 754.7954 | -0.00060065 | 764.7027 | 0.0003062 | 772.4166 | 0.00051721 | 764.7027 | 0.00031522 | 764.7027 | 0.01693 | 764.4795 | 0.0085589 | 764.7027 | 0.00072385 | 764.7027 | 0.016414 | 754.7954 | 0.0016827 | 764.7027 | 0.00041425 | 764.4795 | 0.00064339 | 760.4968 | 0 | 764.6566 | 0.00081843 | 761.1559 | 0.042009
|  |  | 755.0258 | -0.00018236 | 755.03 | 0 | 764.939 | 0 | 755.0258 | 0.0012484 | 764.939 | -0.0013463 | 772.6514 | -0.00025688 | 764.939 | 0 | 764.939 | 0.01514 | 764.7159 | 0.0082107 | 764.939 | 0 | 764.939 | 0.015841 | 755.0258 | -0.0014809 | 764.939 | -0.00052631 | 764.7159 | -0.00032109 | 760.7302 | 0 | 764.8941 | -5.0638e-05 | 761.3903 | 0.039463
|  |  | 755.2563 | 0.00017233 | 755.26 | 0 | 765.1752 | 0.00054944 | 755.2563 | 0.0017919 | 765.1752 | 0.00066013 | 772.8863 | 0.00044914 | 765.1752 | 0.00051114 | 765.1752 | 0.0171 | 764.9524 | 0.0093129 | 765.1752 | 0.00040919 | 765.1752 | 0.016438 | 755.2563 | 0.0039616 | 765.1752 | 0.00045927 | 764.9524 | 0.0004292 | 760.9636 | 0 | 765.1317 | 0.0008189 | 761.6247 | 0.039781
|  |  | 755.4868 | -0.00059949 | 755.49 | 0 | 765.4115 | 0 | 755.4868 | -0.00060476 | 765.4115 | -0.00088312 | 773.1211 | -0.0002555 | 765.4115 | 0 | 765.4115 | 0.01477 | 765.1888 | 0.0084321 | 765.4115 | 0 | 765.4115 | 0.015601 | 755.4868 | 0.0001422 | 765.4115 | -0.00049377 | 765.1889 | -0.00052691 | 761.197 | 0 | 765.3693 | -3.9098e-06 | 761.8591 | 0.037237
|  |  | 755.7173 | 0.00034463 | 755.72 | 0 | 765.6478 | 0.00028054 | 755.7173 | 4.1385e-05 | 765.6478 | 0.0001727 | 773.356 | 0.00048241 | 765.6478 | 0.00014129 | 765.6478 | 0.01608 | 765.4253 | 0.0087466 | 765.6478 | 0.00039977 | 765.6478 | 0.015811 | 755.7173 | 0.0016202 | 765.6478 | 0.00024703 | 765.4253 | 0.00040791 | 761.4304 | 0 | 765.6069 | 0.00077274 | 762.0934 | 0.037289
|  |  | 755.9478 | -0.00038044 | 755.95 | 0 | 765.8841 | 0 | 755.9478 | -0.00045192 | 765.8841 | -0.0012882 | 773.5908 | -0.00030497 | 765.8842 | 0 | 765.8841 | 0.01369 | 765.6618 | 0.0067091 | 765.8841 | 0 | 765.8842 | 0.014822 | 755.9478 | -0.0033901 | 765.8842 | -0.00049436 | 765.6618 | -0.00056281 | 761.6639 | 0 | 765.8445 | -5.5975e-05 | 762.3279 | 0.035179
|  |  | 756.1783 | 0.00134 | 756.18 | 0 | 766.1204 | 0.00020085 | 756.1783 | 0.00035905 | 766.1204 | 0.00034518 | 773.8257 | 0.00054122 | 766.1204 | 0.00019431 | 766.1204 | 0.01597 | 765.8983 | 0.0087941 | 766.1204 | 0.00051735 | 766.1204 | 0.015667 | 756.1783 | 0.0015708 | 766.1204 | 0.0002666 | 765.8983 | 0.00046173 | 761.8973 | 0 | 766.0821 | 0.00074097 | 762.5623 | 0.035911
|  |  | 756.4088 | -0.00073886 | 756.41 | 0 | 766.3568 | 0 | 756.4088 | -0.0011361 | 766.3568 | -0.00043412 | 774.0606 | -0.00027159 | 766.3568 | 0 | 766.3568 | 0.01439 | 766.1348 | 0.0082492 | 766.3568 | 0 | 766.3568 | 0.014722 | 756.4088 | -0.0010071 | 766.3568 | -0.00029473 | 766.1348 | -0.00060435 | 762.1308 | 0 | 766.3198 | -6.0799e-05 | 762.7968 | 0.033344
|  |  | 756.6393 | 0.00010106 | 756.64 | 0 | 766.5931 | 0.00019737 | 756.6393 | 0.0018457 | 766.5931 | -0.00013303 | 774.2955 | 0.00049139 | 766.5931 | 0.00025407 | 766.5931 | 0.01576 | 766.3713 | 0.0083069 | 766.5931 | 0.00060564 | 766.5931 | 0.015635 | 756.6393 | 0.0016748 | 766.5931 | 0.00017954 | 766.3713 | 0.00040601 | 762.3643 | 0 | 766.5574 | 0.00080726 | 763.0312 | 0.033684
|  |  | 756.8698 | -0.00049639 | 756.87 | 0 | 766.8294 | 0 | 756.8698 | -0.00011109 | 766.8294 | -0.00035544 | 774.5304 | -0.00026145 | 766.8294 | 0 | 766.8294 | 0.01483 | 766.6078 | 0.0073545 | 766.8294 | 0 | 766.8294 | 0.014444 | 756.8698 | 0.0001072 | 766.8294 | -0.00036573 | 766.6078 | -0.00020049 | 762.5978 | 0 | 766.795 | -0.00013743 | 763.2656 | 0.031649
|  |  | 757.1003 | 0.00082316 | 757.1 | 0 | 767.0658 | 0.00062649 | 757.1003 | 0.0020551 | 767.0658 | -7.0392e-05 | 774.7653 | 0.00056453 | 767.0658 | 8.9959e-05 | 767.0658 | 0.016 | 766.8443 | 0.0084591 | 767.0658 | 0.00062917 | 767.0658 | 0.014813 | 757.1003 | 0.0012531 | 767.0658 | 0.00039859 | 766.8443 | 0.0004589 | 762.8312 | 0 | 767.0327 | 0.00074934 | 763.5001 | 0.03224
|  |  | 757.3309 | -5.4225e-05 | 757.33 | 0 | 767.3021 | 0 | 757.3309 | 0.0010123 | 767.3021 | -0.0014985 | 775.0002 | -0.00028964 | 767.3021 | 0 | 767.3021 | 0.01454 | 767.0809 | 0.0086006 | 767.3021 | 0 | 767.3021 | 0.014307 | 757.3309 | -0.0014641 | 767.3021 | -0.00037509 | 767.0809 | -0.0005072 | 763.0648 | 0 | 767.2704 | 2.3451e-05 | 763.7346 | 0.030158
|  |  | 757.5615 | 0.00029569 | 757.56 | 0 | 767.5385 | 0.00037042 | 757.5615 | -0.00063353 | 767.5385 | 0.00031331 | 775.2352 | 0.00049765 | 767.5385 | 0.00042523 | 767.5385 | 0.01606 | 767.3174 | 0.0073354 | 767.5385 | 0.00083337 | 767.5385 | 0.014556 | 757.5615 | 0.0022939 | 767.5385 | 0.00043985 | 767.3174 | 0.00049486 | 763.2983 | 0 | 767.5081 | 0.00074425 | 763.9691 | 0.030444
|  |  | 757.792 | 4.4536e-05 | 757.79 | 0 | 767.7749 | 0 | 757.792 | 0.00051123 | 767.7749 | -0.00092343 | 775.4701 | -0.00017589 | 767.7749 | 0 | 767.7749 | 0.0139 | 767.554 | 0.0073309 | 767.7749 | 0 | 767.7749 | 0.01447 | 757.792 | -0.00039345 | 767.7749 | -0.00035349 | 767.554 | -0.00041872 | 763.5318 | 0 | 767.7457 | -8.0061e-05 | 764.2036 | 0.028201
|  |  | 758.0226 | 0.00060889 | 758.02 | 0 | 768.0113 | 0.00028129 | 758.0226 | 0.00093337 | 768.0113 | 0.0002741 | 775.705 | 0.00050462 | 768.0113 | 0 | 768.0113 | 0.01577 | 767.7905 | 0.0077531 | 768.0113 | 0.00022757 | 768.0113 | 0.014328 | 758.0226 | 0.0030166 | 768.0113 | 0.00018206 | 767.7905 | 0.00043806 | 763.7653 | 0 | 767.9835 | 0.00074113 | 764.438 | 0.029022
|  |  | 758.2532 | -0.00082877 | 758.25 | 0 | 768.2477 | 0 | 758.2532 | -0.0003327 | 768.2477 | -0.0015341 | 775.94 | -0.00030509 | 768.2477 | 0 | 768.2477 | 0.01428 | 768.0271 | 0.0084886 | 768.2477 | 0 | 768.2477 | 0.013455 | 758.2532 | 0.00040223 | 768.2477 | -0.00042401 | 768.0271 | -0.00023074 | 763.9989 | 0 | 768.2212 | -7.9485e-05 | 764.6725 | 0.026839
|  |  | 758.4837 | 0.00050868 | 758.48 | 0 | 768.4841 | 0.00034198 | 758.4837 | -0.0011001 | 768.4841 | 0.00052448 | 776.1749 | 0.00056163 | 768.4841 | 0.00049529 | 768.4841 | 0.01551 | 768.2637 | 0.0090906 | 768.4841 | 0.00066153 | 768.4841 | 0.014084 | 758.4837 | 0.00013754 | 768.4841 | 0.00021161 | 768.2637 | 0.00061146 | 764.2324 | 0 | 768.4589 | 0.00077672 | 764.9071 | 0.027397
|  |  | 758.7143 | -6.5771e-05 | 758.71 | 0 | 768.7205 | 0 | 758.7143 | 0.00027167 | 768.7205 | -0.0011817 | 776.4099 | -0.00016219 | 768.7205 | 0 | 768.7205 | 0.01431 | 768.5003 | 0.0084642 | 768.7205 | 0 | 768.7205 | 0.01325 | 758.7143 | -0.0011023 | 768.7205 | -0.00064068 | 768.5003 | -0.00063209 | 764.466 | 0 | 768.6966 | -2.4998e-05 | 765.1416 | 0.025562
|  |  | 758.9449 | 0.00128 | 758.94 | 0 | 768.9569 | 0.00029722 | 758.9449 | 0.00059472 | 768.9569 | 0.00044652 | 776.6449 | 0.00054049 | 768.9569 | 0.00045215 | 768.9569 | 0.01595 | 768.7369 | 0.0095217 | 768.9569 | 0.0006881 | 768.9569 | 0.014333 | 758.9449 | 0.00066728 | 768.9569 | 0.00058677 | 768.7369 | 0.00085928 | 764.6995 | 0 | 768.9344 | 0.00073505 | 765.3762 | 0.025851
|  |  | 759.1755 | -0.0004647 | 759.18 | 0 | 769.1933 | 0 | 759.1755 | 0.00091776 | 769.1933 | -0.0008521 | 776.8799 | -0.00025686 | 769.1934 | 0 | 769.1934 | 0.0139 | 768.9735 | 0.007266 | 769.1933 | 0 | 769.1934 | 0.012797 | 759.1755 | -0.00084144 | 769.1934 | -0.00048606 | 768.9735 | -0.00057585 | 764.9331 | 0 | 769.1721 | -7.8064e-05 | 765.6107 | 0.024247
|  |  | 759.4061 | -0.00018013 | 759.41 | 0 | 769.4298 | 0.00040424 | 759.4061 | 0.00050902 | 769.4298 | 0.00068229 | 777.1149 | 0.00044802 | 769.4298 | 0.00042237 | 769.4298 | 0.01545 | 769.2101 | 0.0077896 | 769.4298 | 0.00074824 | 769.4298 | 0.014044 | 759.4061 | 0.0017098 | 769.4298 | 0.00038256 | 769.2101 | 0.0012 | 765.1667 | 0 | 769.4099 | 0.00078577 | 765.8452 | 0.024706
|  |  | 759.6368 | -0.00059801 | 759.64 | 0 | 769.6662 | 0 | 759.6368 | 0.0002674 | 769.6662 | -9.1747e-05 | 777.3499 | -0.00026568 | 769.6663 | 0 | 769.6662 | 0.0133 | 769.4467 | 0.0066946 | 769.6662 | 0 | 769.6663 | 0.013485 | 759.6368 | -0.00015972 | 769.6663 | -0.00052328 | 769.4467 | -0.00053351 | 765.4003 | 0 | 769.6476 | -8.1738e-05 | 766.0798 | 0.022572
|  |  | 759.8674 | -0.00041957 | 759.87 | 0 | 769.9027 | 0.00038124 | 759.8674 | -0.00039723 | 769.9027 | 0.00024185 | 777.585 | 0.00058074 | 769.9027 | 0.00020302 | 769.9027 | 0.0149 | 769.6833 | 0.0083322 | 769.9027 | 0.00017062 | 769.9027 | 0.012959 | 759.8674 | 0.0023845 | 769.9027 | 0.00013752 | 769.6833 | 0.00038694 | 765.6339 | 0 | 769.8854 | 0.00076425 | 766.3144 | 0.023417
|  |  | 760.098 | -0.00026181 | 760.1 | 0 | 770.1392 | 0 | 760.098 | -0.0020862 | 770.1392 | -0.00016073 | 777.8199 | -0.00028468 | 770.1392 | 0 | 770.1392 | 0.01351 | 769.9199 | 0.006845 | 770.1392 | 0 | 770.1392 | 0.012603 | 760.098 | -0.0013293 | 770.1392 | -0.00054767 | 769.9199 | -0.00041535 | 765.8676 | 0 | 770.1232 | -0.00012063 | 766.549 | 0.021802
|  |  | 760.3287 | 0.00038288 | 760.33 | 0 | 770.3756 | 0.00013964 | 760.3287 | 0.00073891 | 770.3756 | 0.00046751 | 778.055 | 0.00057387 | 770.3757 | 0.00029539 | 770.3756 | 0.0145 | 770.1566 | 0.0081499 | 770.3756 | 0.00078897 | 770.3757 | 0.012798 | 760.3287 | 0.001775 | 770.3757 | 0.00042332 | 770.1566 | 0.00079967 | 766.1012 | 0 | 770.361 | 0.00076192 | 766.7836 | 0.02237
|  |  | 760.5593 | -0.00125 | 760.56 | 0 | 770.6121 | 0 | 760.5593 | 0.00014362 | 770.6121 | -0.00073018 | 778.29 | -0.00034633 | 770.6121 | 0 | 770.6121 | 0.01303 | 770.3932 | 0.0068422 | 770.6121 | 0 | 770.6121 | 0.012485 | 760.5593 | -0.0016092 | 770.6121 | -0.00048086 | 770.3932 | -0.00042792 | 766.3348 | 0 | 770.5988 | -0.00016099 | 767.0182 | 0.020229
|  |  | 760.79 | 0.00068822 | 760.79 | 0 | 770.8486 | 0.00046825 | 760.79 | -0.00037094 | 770.8486 | -0.00027607 | 778.5252 | 0.00045284 | 770.8486 | 0.0001889 | 770.8486 | 0.01328 | 770.6299 | 0.0082943 | 770.8486 | 0.00063975 | 770.8486 | 0.012386 | 760.79 | -0.0015441 | 770.8486 | 0.00020484 | 770.6299 | 0.00044442 | 766.5684 | 0 | 770.8367 | 0.0007438 | 767.2527 | 0.021329
|  |  | 761.0206 | -7.7006e-05 | 761.02 | 0 | 771.0851 | 0 | 761.0206 | -0.0014226 | 771.0851 | -0.00083766 | 778.7602 | -0.00027913 | 771.0851 | 0 | 771.0851 | 0.01309 | 770.8666 | 0.0073207 | 771.0851 | 0 | 771.0851 | 0.012547 | 761.0206 | 0.0024736 | 771.0851 | -0.00033731 | 770.8666 | -0.00085575 | 766.8021 | 0 | 771.0745 | -0.000225 | 767.4874 | 0.019255
|  |  | 761.2513 | 0.00011122 | 761.25 | 0 | 771.3216 | 0.00031038 | 761.2513 | 0.0011324 | 771.3216 | 1.8919e-05 | 778.9953 | 0.00059061 | 771.3217 | 0.00026446 | 771.3216 | 0.01415 | 771.1033 | 0.0077726 | 771.3216 | 5.5797e-05 | 771.3217 | 0.0128 | 761.2513 | 0.0011096 | 771.3217 | 0.00032305 | 771.1033 | 0.00038121 | 767.0358 | 0 | 771.3123 | 0.00070525 | 767.722 | 0.020345
|  |  | 761.482 | -0.00020752 | 761.48 | 0 | 771.5582 | 0 | 761.482 | -0.00050933 | 771.5582 | -0.00012773 | 779.2304 | -0.00032906 | 771.5582 | 0 | 771.5582 | 0.01307 | 771.3399 | 0.0069844 | 771.5582 | 0 | 771.5582 | 0.011344 | 761.482 | 0.0011289 | 771.5582 | -0.00034564 | 771.34 | -0.00053709 | 767.2695 | 0 | 771.5502 | -8.7038e-05 | 767.9567 | 0.018519
|  |  | 761.7127 | 0.00085509 | 761.71 | 0 | 771.7947 | 0.00059063 | 761.7127 | 0.0011821 | 771.7947 | -0.00016627 | 779.4655 | 0.00047577 | 771.7947 | 0.00039504 | 771.7947 | 0.01434 | 771.5766 | 0.0085171 | 771.7947 | 0.00057817 | 771.7947 | 0.012912 | 761.7127 | 0.0014966 | 771.7947 | 0.00020967 | 771.5766 | 0.0004738 | 767.5031 | 0 | 771.788 | 0.00068587 | 768.1913 | 0.019316
|  |  | 761.9434 | -0.00053589 | 761.94 | 0 | 772.0312 | 0 | 761.9434 | -0.0010755 | 772.0312 | -0.0011054 | 779.7006 | -0.00027209 | 772.0312 | 0 | 772.0312 | 0.01422 | 771.8133 | 0.0073752 | 772.0312 | 0 | 772.0312 | 0.010987 | 761.9434 | -0.0029319 | 772.0312 | -0.00032649 | 771.8134 | -0.00038124 | 767.7368 | 0 | 772.0259 | -0.00019493 | 768.426 | 0.017919
|  |  | 762.1741 | 0.00096659 | 762.17 | 0 | 772.2678 | 0.00015475 | 762.1741 | -0.00059102 | 772.2678 | 0.00052407 | 779.9357 | 0.00060199 | 772.2678 | 0.00054902 | 772.2678 | 0.01429 | 772.0501 | 0.0087153 | 772.2678 | 0.0005703 | 772.2678 | 0.012668 | 762.1741 | 0.0016649 | 772.2678 | 0.00041987 | 772.0501 | 0.00056244 | 767.9705 | 0 | 772.2638 | 0.00071299 | 768.6606 | 0.018684
|  |  | 762.4049 | 0.00056778 | 762.4 | 0 | 772.5044 | 0 | 762.4048 | -0.00043545 | 772.5044 | -0.00065176 | 780.1708 | -0.00034929 | 772.5043 | 0 | 772.5044 | 0.01263 | 772.2868 | 0.0061041 | 772.5044 | 0 | 772.5043 | 0.010803 | 762.4048 | -0.0035929 | 772.5043 | -0.0003492 | 772.2868 | -0.00085625 | 768.2042 | 0 | 772.5017 | -0.00021033 | 768.8953 | 0.016812
|  |  | 762.6356 | 0.00036825 | 762.64 | 0 | 772.7409 | 0.00012582 | 762.6356 | 0.0012709 | 772.7409 | 0.00070466 | 780.4059 | 0.00065707 | 772.7409 | 7.7522e-05 | 772.7409 | 0.01385 | 772.5235 | 0.0077268 | 772.7409 | 0.00015208 | 772.7409 | 0.011603 | 762.6356 | 0.0017953 | 772.7409 | 0.00016644 | 772.5235 | 0.00036996 | 768.4379 | 0 | 772.7396 | 0.00070492 | 769.13 | 0.017656
|  |  | 762.8663 | -0.00036357 | 762.87 | 0 | 772.9775 | 0 | 762.8663 | -0.0011015 | 772.9775 | -0.0009001 | 780.641 | -0.0002413 | 772.9775 | 0 | 772.9775 | 0.01322 | 772.7602 | 0.0060993 | 772.9775 | 0 | 772.9775 | 0.010779 | 762.8663 | 0.0003586 | 772.9775 | -0.00045824 | 772.7603 | -0.00056058 | 768.6717 | 0 | 772.9775 | -0.00021356 | 769.3647 | 0.015806
|  |  | 763.097 | 4.6208e-05 | 763.1 | 0 | 773.2141 | 0.00058044 | 763.097 | 0.00055862 | 773.2141 | 0.0010887 | 780.8762 | 0.00051436 | 773.2141 | 0.0004724 | 773.2141 | 0.014 | 772.997 | 0.0081553 | 773.2141 | 0.00051039 | 773.2141 | 0.011907 | 763.097 | 0.0030341 | 773.2141 | 0.00064206 | 772.997 | 0.00071514 | 768.9054 | 0 | 773.2154 | 0.00073258 | 769.5994 | 0.016726
|  |  | 763.3278 | 9.63e-05 | 763.33 | 0 | 773.4507 | 0 | 763.3278 | -0.00014675 | 773.4507 | -0.00091589 | 781.1114 | -0.0002781 | 773.4507 | 0 | 773.4507 | 0.01103 | 773.2338 | 0.0064327 | 773.4507 | 0 | 773.4507 | 0.010869 | 763.3278 | -0.0021327 | 773.4507 | -0.00054006 | 773.2337 | -0.00070693 | 769.1392 | 0 | 773.4534 | -0.000184 | 769.8341 | 0.015052
|  |  | 763.5585 | 0.00034779 | 763.56 | 0 | 773.6873 | 0.00088856 | 763.5585 | -0.00018394 | 773.6873 | 0.00051414 | 781.3466 | 0.00065076 | 773.6873 | 0.00035086 | 773.6873 | 0.0149 | 773.4705 | 0.0081821 | 773.6873 | 0.00045104 | 773.6873 | 0.010726 | 763.5585 | 0.00045685 | 773.6873 | 0.00036099 | 773.4705 | 0.00074689 | 769.3729 | 0 | 773.6913 | 0.00073545 | 770.0688 | 0.016009
|  |  | 763.7893 | -0.00020306 | 763.79 | 0 | 773.9239 | 0 | 763.7893 | -0.00015092 | 773.9239 | -0.0019268 | 781.5817 | -0.00033839 | 773.9239 | 0 | 773.9239 | 0.0122 | 773.7073 | 0.0053548 | 773.9239 | 0 | 773.9239 | 0.010841 | 763.7893 | -0.00073492 | 773.9239 | -0.00052608 | 773.7073 | -0.00074513 | 769.6067 | 0 | 773.9293 | -0.00019055 | 770.3036 | 0.014364
|  |  | 764.0201 | -3.6075e-05 | 764.02 | 0 | 774.1605 | 0.00054682 | 764.0201 | 0.0019432 | 774.1605 | 0.00057791 | 781.817 | 0.00056654 | 774.1605 | 0.00040963 | 774.1605 | 0.01434 | 773.9441 | 0.0070483 | 774.1605 | 0.00036253 | 774.1605 | 0.011481 | 764.0201 | 0.001396 | 774.1605 | 0.00039326 | 773.9441 | 0.00077406 | 769.8405 | 0 | 774.1672 | 0.0007637 | 770.5383 | 0.015228
|  |  | 764.2509 | 0.00039568 | 764.25 | 0 | 774.3972 | 0 | 764.2509 | -0.0011539 | 774.3972 | -0.0010123 | 782.0521 | -0.00031367 | 774.3972 | 0 | 774.3972 | 0.01159 | 774.1809 | 0.006289 | 774.3972 | 0 | 774.3972 | 0.010257 | 764.2509 | 0.0014557 | 774.3972 | -0.00062805 | 774.1809 | -0.00053658 | 770.0743 | 0 | 774.4052 | -9.4834e-05 | 770.7731 | 0.013529
|  |  | 764.4817 | -0.00034927 | 764.48 | 0 | 774.6338 | 0.00024632 | 764.4817 | -0.00035563 | 774.6338 | -4.3335e-05 | 782.2873 | 0.00053492 | 774.6338 | 7.206e-05 | 774.6338 | 0.01193 | 774.4177 | 0.0073141 | 774.6338 | 3.8165e-06 | 774.6338 | 0.010199 | 764.4817 | 0.00050088 | 774.6338 | 0.00043012 | 774.4176 | 0.00074279 | 770.308 | 0 | 774.6431 | 0.00077211 | 771.0078 | 0.014551
|  |  | 764.7125 | -0.00035171 | 764.71 | 0 | 774.8704 | 0 | 764.7125 | -0.00016826 | 774.8704 | -0.00063988 | 782.5226 | -0.00030168 | 774.8704 | 0 | 774.8704 | 0.01171 | 774.6545 | 0.0050999 | 774.8704 | 0 | 774.8704 | 0.010615 | 764.7125 | -0.0013644 | 774.8704 | -0.00050107 | 774.6545 | -0.00117 | 770.5419 | 0 | 774.8812 | -0.00015634 | 771.2426 | 0.013114
|  |  | 764.9433 | 0.00104 | 764.94 | 0 | 775.1071 | 0.000237 | 764.9433 | -0.00055796 | 775.1071 | 0.00044768 | 782.7577 | 0.00054026 | 775.1071 | 0.00057998 | 775.1071 | 0.0122 | 774.8913 | 0.0083268 | 775.1071 | 0.00010453 | 775.1071 | 0.011528 | 764.9433 | 0.004093 | 775.1071 | 0.00026789 | 774.8913 | 0.00078661 | 770.7757 | 0 | 775.1191 | 0.0007772 | 771.4774 | 0.014106
|  |  | 765.1741 | 7.9082e-05 | 765.17 | 0 | 775.3438 | 0 | 765.1741 | -0.0013389 | 775.3438 | -0.0011897 | 782.993 | -0.00039425 | 775.3438 | 0 | 775.3438 | 0.011 | 775.1281 | 0.0050275 | 775.3438 | 0 | 775.3438 | 0.0094575 | 765.1741 | -0.00021648 | 775.3438 | -0.00057671 | 775.1281 | -0.00036414 | 771.0095 | 0 | 775.3571 | -0.0001659 | 771.7122 | 0.012506
|  |  | 765.4049 | -0.00042688 | 765.4 | 0 | 775.5804 | 0.00062127 | 765.4049 | -0.00014781 | 775.5804 | 0.0006361 | 783.2283 | 0.00058141 | 775.5804 | 0.000416 | 775.5804 | 0.01336 | 775.3649 | 0.0061728 | 775.5804 | 0.00076923 | 775.5804 | 0.010517 | 765.4049 | 0.0028017 | 775.5804 | 0.00049366 | 775.3649 | 0.0006127 | 771.2433 | 0 | 775.5951 | 0.00079504 | 771.947 | 0.013564
|  |  | 765.6357 | -0.00030999 | 765.64 | 0 | 775.8171 | 0 | 765.6357 | -0.0014882 | 775.8171 | -0.0012985 | 783.4635 | -0.00026121 | 775.8171 | 0 | 775.8171 | 0.01085 | 775.6018 | 0.004586 | 775.8171 | 0 | 775.8171 | 0.0086226 | 765.6357 | -0.0017315 | 775.8171 | -0.00036656 | 775.6018 | -0.00016809 | 771.4772 | 0 | 775.8332 | -0.0002308 | 772.1818 | 0.011933
|  |  | 765.8666 | 0.00052326 | 765.87 | 0 | 776.0538 | 0.00046039 | 765.8666 | -0.00026038 | 776.0538 | 0.00010768 | 783.6988 | 0.00063205 | 776.0538 | 0.00013588 | 776.0538 | 0.01294 | 775.8386 | 0.0060491 | 776.0538 | 3.2499e-05 | 776.0538 | 0.010685 | 765.8666 | 0.00010076 | 776.0538 | 0.00031717 | 775.8386 | 0.00035252 | 771.7111 | 0 | 776.0712 | 0.00069174 | 772.4166 | 0.012829
|  |  | 766.0974 | -0.00018712 | 766.1 | 0 | 776.2905 | 0 | 766.0974 | -0.0010437 | 776.2905 | -0.0015845 | 783.934 | -0.00024619 | 776.2905 | 0 | 776.2905 | 0.01069 | 776.0755 | 0.0045001 | 776.2905 | 0 | 776.2905 | 0.0098839 | 766.0974 | -0.0011169 | 776.2905 | -0.00035752 | 776.0755 | -0.00045182 | 771.9449 | 0 | 776.3093 | -0.00027883 | 772.6514 | 0.011424
|  |  | 766.3283 | 0.00119 | 766.33 | 0 | 776.5272 | 0.00063537 | 766.3283 | -0.0010505 | 776.5272 | 0.00031914 | 784.1693 | 0.00047576 | 776.5272 | 0.00026207 | 776.5272 | 0.0137 | 776.3123 | 0.0075037 | 776.5272 | 0.0001899 | 776.5272 | 0.010172 | 766.3283 | 0.00074209 | 776.5272 | 0.00042709 | 776.3123 | 0.00095011 | 772.1788 | 0 | 776.5474 | 0.00075956 | 772.8863 | 0.01235
|  |  | 766.5591 | -0.00096057 | 766.56 | 0 | 776.764 | 0 | 766.5591 | -0.00048242 | 776.764 | -0.0016341 | 784.4046 | -0.00033014 | 776.764 | 0 | 776.764 | 0.01098 | 776.5492 | 0.0060694 | 776.764 | 0 | 776.764 | 0.009198 | 766.5591 | 5.094e-05 | 776.764 | -0.0005637 | 776.5492 | -0.00046778 | 772.4127 | 0 | 776.7854 | -0.00025823 | 773.1211 | 0.010865
|  |  | 766.79 | -0.00039219 | 766.79 | 0 | 777.0007 | 0.00083727 | 766.79 | 0.00010634 | 777.0007 | 0.00024432 | 784.6399 | 0.00046362 | 777.0007 | 0.00064282 | 777.0007 | 0.01293 | 776.7861 | 0.007399 | 777.0007 | 0.00021642 | 777.0007 | 0.0092586 | 766.79 | 0.002281 | 777.0007 | 0.00033602 | 776.7861 | 0.00106 | 772.6465 | 0 | 777.0235 | 0.00060202 | 773.356 | 0.011933
|  |  | 767.0209 | 0.0008281 | 767.02 | 0 | 777.2374 | 0 | 767.0209 | -0.00032515 | 777.2374 | -0.00085472 | 784.8752 | -0.00037094 | 777.2374 | 0 | 777.2374 | 0.01035 | 777.023 | 0.0054558 | 777.2374 | 0 | 777.2374 | 0.0094352 | 767.0209 | -3.929e-05 | 777.2374 | -0.0005379 | 777.023 | -0.00045531 | 772.8804 | 0 | 777.2616 | -0.00031068 | 773.5908 | 0.010245
|  |  | 767.2518 | 0.00124 | 767.25 | 0 | 777.4742 | 0.000301 | 767.2518 | 0.0020805 | 777.4742 | 0.00083437 | 785.1105 | 0.00055563 | 777.4742 | 0.00042505 | 777.4742 | 0.01376 | 777.2599 | 0.0067479 | 777.4742 | 0.00012675 | 777.4742 | 0.010072 | 767.2518 | 0.0022914 | 777.4742 | 0.00031266 | 777.2599 | 0.00030977 | 773.1144 | 0 | 777.4997 | 0.0007095 | 773.8257 | 0.01137
|  |  | 767.4827 | 0.00016199 | 767.48 | 0 | 777.7109 | 0 | 767.4827 | -0.0011438 | 777.7109 | -0.00031124 | 785.3459 | -0.00033312 | 777.7109 | 0 | 777.7109 | 0.01102 | 777.4968 | 0.0048848 | 777.7109 | 0 | 777.7109 | 0.0094469 | 767.4827 | -0.00099242 | 777.7109 | -0.00053269 | 777.4968 | -0.00010683 | 773.3483 | 0 | 777.7378 | -0.00021893 | 774.0606 | 0.0099163
|  |  | 767.7136 | 0.00099811 | 767.71 | 0 | 777.9477 | 0.0002765 | 767.7136 | -0.001078 | 777.9477 | 0.00057079 | 785.5812 | 0.00043483 | 777.9477 | 0.00059391 | 777.9477 | 0.01185 | 777.7337 | 0.0085015 | 777.9477 | 0.0010317 | 777.9477 | 0.0095658 | 767.7136 | 0.0020372 | 777.9477 | 0.00049934 | 777.7337 | 0.00108 | 773.5822 | 0 | 777.9759 | 0.00075214 | 774.2955 | 0.01086
|  |  | 767.9445 | -0.0005064 | 767.94 | 0 | 778.1845 | 0 | 767.9445 | -0.001225 | 778.1845 | -0.00068134 | 785.8166 | -0.00027424 | 778.1845 | 0 | 778.1845 | 0.01126 | 777.9706 | 0.0054424 | 778.1845 | 0 | 778.1845 | 0.0095002 | 767.9445 | -0.00087815 | 778.1845 | -0.00039841 | 777.9706 | -0.0002416 | 773.8162 | 0 | 778.2141 | -0.00026306 | 774.5304 | 0.0093521
|  |  | 768.1754 | 0.00161 | 768.18 | 0 | 778.4213 | 0.00019761 | 768.1754 | 0.00013664 | 778.4213 | 0.00056408 | 786.0519 | 0.0005328 | 778.4213 | 0.00064084 | 778.4213 | 0.01405 | 778.2076 | 0.0083226 | 778.4213 | 0.00078015 | 778.4213 | 0.0088622 | 768.1754 | 0.001107 | 778.4213 | 0.00038441 | 778.2076 | 0.00051764 | 774.0501 | 0 | 778.4522 | 0.0007955 | 774.7653 | 0.010471
|  |  | 768.4063 | -0.00102 | 768.41 | 0 | 778.6581 | 0 | 768.4063 | -0.0014613 | 778.6581 | -0.0016039 | 786.2873 | -0.00036555 | 778.6581 | 0 | 778.6581 | 0.01083 | 778.4445 | 0.0063362 | 778.6581 | 0 | 778.6581 | 0.0088246 | 768.4063 | 0.00067799 | 778.6581 | -0.00064526 | 778.4445 | -0.0006474 | 774.2841 | 0 | 778.6904 | -0.00025735 | 775.0002 | 0.0090389
|  |  | 768.6373 | 0.00068151 | 768.64 | 0 | 778.8949 | 0.00035086 | 768.6373 | -0.0002326 | 778.8949 | 7.0856e-05 | 786.5226 | 0.00049071 | 778.8948 | 8.9614e-05 | 778.8949 | 0.01534 | 778.6815 | 0.006616 | 778.8949 | 0.00063448 | 778.8948 | 0.0099297 | 768.6373 | 0.00032499 | 778.8948 | 0.00043013 | 778.6815 | 0.00047342 | 774.518 | 0 | 778.9285 | 0.00073344 | 775.2352 | 0.010185
|  |  | 768.8682 | -0.00097907 | 768.87 | 0 | 779.1317 | 0 | 768.8682 | -0.00021193 | 779.1317 | -0.0018132 | 786.7581 | -0.00026713 | 779.1317 | 0 | 779.1317 | 0.01068 | 778.9184 | 0.0044325 | 779.1317 | 0 | 779.1317 | 0.0084652 | 768.8682 | -0.0036078 | 779.1317 | -0.00045094 | 778.9184 | -0.00060535 | 774.752 | 0 | 779.1667 | -0.00033994 | 775.4701 | 0.0084687
|  |  | 769.0992 | 0.00098308 | 769.1 | 0 | 779.3685 | 0.00023547 | 769.0992 | 0.00080036 | 779.3685 | 1.0078e-05 | 786.9934 | 0.00044776 | 779.3685 | 0.00049075 | 779.3685 | 0.01214 | 779.1554 | 0.0057508 | 779.3685 | 0.00059815 | 779.3685 | 0.0086815 | 769.0992 | 0.0032574 | 779.3685 | 0.00029263 | 779.1554 | 0.00078448 | 774.986 | 0 | 779.4049 | 0.00065178 | 775.705 | 0.0096606
|  |  | 769.3301 | 7.2946e-05 | 769.33 | 0 | 779.6053 | 0 | 769.3301 | -0.0012413 | 779.6053 | -0.0012678 | 787.2288 | -0.0002941 | 779.6053 | 0 | 779.6053 | 0.00984 | 779.3923 | 0.0047595 | 779.6053 | 0 | 779.6053 | 0.0081961 | 769.3301 | 0.00082744 | 779.6054 | -0.0003077 | 779.3923 | -0.00078134 | 775.22 | 0 | 779.6431 | -0.0001988 | 775.94 | 0.0079567
|  |  | 769.5611 | 0.00078146 | 769.56 | 0 | 779.8422 | 0.00089416 | 769.5611 | 0.0011115 | 779.8422 | -0.00062631 | 787.4642 | 0.00055303 | 779.8422 | 0.00014065 | 779.8422 | 0.01228 | 779.6293 | 0.0064814 | 779.8422 | 0.00036985 | 779.8422 | 0.0081728 | 769.5611 | 0.0020327 | 779.8422 | 0.00019532 | 779.6293 | 0.00078143 | 775.454 | 0 | 779.8812 | 0.00074889 | 776.1749 | 0.0094153
|  |  | 769.7921 | -0.00105 | 769.79 | 0 | 780.079 | 0 | 769.7921 | -7.4348e-05 | 780.079 | -0.00063076 | 787.6997 | -0.00022821 | 780.079 | 0 | 780.079 | 0.01005 | 779.8663 | 0.0053835 | 780.079 | 0 | 780.079 | 0.0082581 | 769.7921 | -0.00010081 | 780.079 | -0.00029608 | 779.8663 | -0.00103 | 775.688 | 0 | 780.1195 | -0.0002412 | 776.4099 | 0.0077585
|  |  | 770.023 | 0.00090766 | 770.02 | 0 | 780.3159 | 0.00086931 | 770.023 | 0.00012232 | 780.3159 | 0.001116 | 787.9351 | 0.00049819 | 780.3159 | 0.00091166 | 780.3159 | 0.01297 | 780.1033 | 0.0076532 | 780.3159 | 0.0006736 | 780.3159 | 0.0088271 | 770.023 | -0.00037974 | 780.3159 | 0.00048817 | 780.1033 | 0.00068103 | 775.922 | 0 | 780.3577 | 0.00079782 | 776.6449 | 0.0091248
|  |  | 770.254 | -0.00108 | 770.25 | 0 | 780.5527 | 0 | 770.254 | -0.00053766 | 780.5527 | -0.0015651 | 788.1705 | -0.00024251 | 780.5527 | 0 | 780.5527 | 0.01089 | 780.3403 | 0.0051193 | 780.5527 | 0 | 780.5527 | 0.0086385 | 770.254 | 2.0894e-05 | 780.5527 | -0.00052096 | 780.3403 | -0.00022127 | 776.1561 | 0 | 780.5959 | -0.00027972 | 776.8799 | 0.0074019
|  |  | 770.4851 | -0.00036687 | 770.49 | 0 | 780.7896 | 0.00016287 | 770.485 | 0.0011151 | 780.7896 | 0.00022289 | 788.406 | 0.00044395 | 780.7896 | 0.00028833 | 780.7896 | 0.01212 | 780.5773 | 0.0054473 | 780.7896 | 0.00027129 | 780.7896 | 0.0090078 | 770.485 | 0.0011788 | 780.7896 | 0.00034461 | 780.5773 | 0.00041701 | 776.3901 | 0 | 780.8342 | 0.00070798 | 777.1149 | 0.0085318
|  |  | 770.716 | -0.00102 | 770.72 | 0 | 781.0265 | 0 | 770.716 | -0.00090649 | 781.0265 | -0.00099934 | 788.6414 | -0.00034993 | 781.0265 | 0 | 781.0265 | 0.00938 | 780.8144 | 0.0051304 | 781.0265 | 0 | 781.0265 | 0.0082811 | 770.716 | -0.00010872 | 781.0265 | -0.00041034 | 780.8144 | -0.00071707 | 776.6241 | 0 | 781.0724 | -0.00033999 | 777.3499 | 0.0069295
|  |  | 770.947 | 0.00066099 | 770.95 | 0 | 781.2634 | 0.00051978 | 770.947 | 0.00074325 | 781.2634 | 0.00074431 | 788.8769 | 0.00054355 | 781.2634 | 0.00071455 | 781.2634 | 0.01213 | 781.0514 | 0.0081749 | 781.2634 | 0.00077773 | 781.2634 | 0.0091459 | 770.947 | 0.0014605 | 781.2634 | 0.00029473 | 781.0514 | 0.00036628 | 776.8582 | 0 | 781.3107 | 0.00075802 | 777.585 | 0.0083904
|  |  | 771.178 | 6.8703e-05 | 771.18 | 0 | 781.5003 | 0 | 771.178 | -0.00039631 | 781.5003 | -0.0011187 | 789.1124 | -0.00022141 | 781.5003 | 0 | 781.5003 | 0.00995 | 781.2884 | 0.0062176 | 781.5003 | 0 | 781.5003 | 0.007166 | 771.178 | -0.0018493 | 781.5003 | -0.00028842 | 781.2884 | -0.0001988 | 777.0923 | 0 | 781.5489 | -0.00025674 | 777.8199 | 0.0068727
|  |  | 771.4091 | 0.00025339 | 771.41 | 0 | 781.7372 | 0.00086004 | 771.4091 | 0.002015 | 781.7372 | 0.0012103 | 789.3479 | 0.00053071 | 781.7372 | 0.0006506 | 781.7372 | 0.0116 | 781.5255 | 0.0059891 | 781.7372 | 0.00082883 | 781.7372 | 0.0081325 | 771.4091 | 0.00035711 | 781.7372 | 0.00055507 | 781.5255 | 0.00052298 | 777.3264 | 0 | 781.7872 | 0.00074403 | 778.055 | 0.0080319
|  |  | 771.6401 | 0.00038955 | 771.64 | 0 | 781.9741 | 0 | 771.6401 | -0.0012818 | 781.9741 | -0.00090104 | 789.5834 | -0.00023926 | 781.9741 | 0 | 781.9741 | 0.00993 | 781.7625 | 0.0043442 | 781.9741 | 0 | 781.9741 | 0.007653 | 771.6401 | -0.0032588 | 781.9741 | -0.00042033 | 781.7626 | -0.0006097 | 777.5604 | 0 | 782.0255 | -0.00034601 | 778.29 | 0.0065448
|  |  | 771.8711 | -0.00033987 | 771.87 | 0 | 782.211 | 0.00073571 | 771.8712 | 0.001397 | 782.211 | 0.0011784 | 789.8188 | 0.000557 | 782.2111 | 0.00030663 | 782.2111 | 0.01218 | 781.9996 | 0.0067971 | 782.211 | 0.00058448 | 782.2111 | 0.0077513 | 771.8712 | 0.00096819 | 782.2111 | 0.00050691 | 781.9996 | 0.00094617 | 777.7946 | 0 | 782.2638 | 0.00067625 | 778.5251 | 0.0077726
|  |  | 772.1022 | -0.00071716 | 772.1 | 0 | 782.448 | 0 | 772.1022 | -0.00064381 | 782.448 | -0.0014894 | 790.0544 | -0.00038149 | 782.448 | 0 | 782.448 | 0.01009 | 782.2367 | 0.0051388 | 782.448 | 0 | 782.448 | 0.0072999 | 772.1022 | 0.00087027 | 782.448 | -0.00048829 | 782.2367 | -0.00070259 | 778.0286 | 0 | 782.5021 | -0.00031506 | 778.7602 | 0.0060343
|  |  | 772.3333 | -0.00025532 | 772.33 | 0 | 782.6849 | 0.00073882 | 772.3333 | -0.00058174 | 782.6849 | -0.00025691 | 790.2899 | 0.00051915 | 782.6849 | 0.00052526 | 782.6849 | 0.01238 | 782.4738 | 0.0054613 | 782.6849 | 0.00059764 | 782.6849 | 0.0081416 | 772.3333 | 0.0028496 | 782.6849 | 0.00039958 | 782.4738 | 0.00074693 | 778.2628 | 0 | 782.7404 | 0.00075421 | 778.9953 | 0.0074431
|  |  | 772.5643 | -0.00013101 | 772.56 | 0 | 782.9219 | 0 | 772.5643 | -0.0019925 | 782.9219 | -0.00056061 | 790.5254 | -0.00026507 | 782.9219 | 0 | 782.9219 | 0.00913 | 782.7109 | 0.0052226 | 782.9219 | 0 | 782.9219 | 0.007485 | 772.5643 | -0.0028384 | 782.9219 | -0.00036723 | 782.7109 | -0.00088448 | 778.4969 | 0 | 782.9788 | -0.00032875 | 779.2303 | 0.0060776
|  |  | 772.7954 | 0.00070818 | 772.8 | 0 | 783.1588 | 0.00092161 | 772.7954 | 0.00093624 | 783.1588 | 0.00061336 | 790.761 | 0.00054951 | 783.1589 | 0.00060862 | 783.1589 | 0.01108 | 782.948 | 0.0055168 | 783.1588 | 0.00042468 | 783.1589 | 0.0074942 | 772.7954 | 0.00060143 | 783.1589 | 0.00050751 | 782.948 | 0.00079152 | 778.731 | 0 | 783.2171 | 0.00073183 | 779.4655 | 0.0072366
|  |  | 773.0266 | -0.00034911 | 773.03 | 0 | 783.3958 | 0 | 773.0266 | -0.0018046 | 783.3958 | -0.0007994 | 790.9965 | -0.00029896 | 783.3958 | 0 | 783.3958 | 0.00943 | 783.1851 | 0.0035925 | 783.3958 | 0 | 783.3958 | 0.0075233 | 773.0266 | 0.00034696 | 783.3958 | -0.00055846 | 783.1851 | -0.00067771 | 778.9652 | 0 | 783.4554 | -0.00035286 | 779.7006 | 0.0058624
|  |  | 773.2576 | -4.5574e-05 | 773.26 | 0 | 783.6328 | 0.00083759 | 773.2576 | -0.00061979 | 783.6328 | 0.00023628 | 791.2321 | 0.00042093 | 783.6328 | 7.5465e-05 | 783.6328 | 0.011 | 783.4222 | 0.0062322 | 783.6328 | 8.5843e-05 | 783.6328 | 0.0075808 | 773.2576 | -0.00057848 | 783.6328 | 0.00035297 | 783.4222 | 0.00027052 | 779.1993 | 0 | 783.6938 | 0.00066549 | 779.9357 | 0.0068591
|  |  | 773.4887 | -0.00052309 | 773.49 | 0 | 783.8698 | 0 | 773.4887 | 0.00028159 | 783.8698 | -0.00069332 | 791.4677 | -0.00039637 | 783.8698 | 0 | 783.8698 | 0.00965 | 783.6593 | 0.0051247 | 783.8698 | 0 | 783.8698 | 0.0071846 | 773.4887 | -0.00067853 | 783.8698 | -0.00046911 | 783.6593 | -0.00052139 | 779.4335 | 0 | 783.9321 | -0.00018906 | 780.1708 | 0.0055081
|  |  | 773.7198 | -0.00020672 | 773.72 | 0 | 784.1068 | 0.00063195 | 773.7198 | 0.00061268 | 784.1068 | 0.00056746 | 791.7033 | 0.00052678 | 784.1068 | 0.00052279 | 784.1068 | 0.01159 | 783.8964 | 0.0068811 | 784.1068 | 0.00054429 | 784.1068 | 0.0070524 | 773.7198 | 0.0028622 | 784.1068 | 0.00022221 | 783.8964 | 0.00082729 | 779.6677 | 0 | 784.1705 | 0.00079771 | 780.4059 | 0.006649
|  |  | 773.9509 | 0.00032357 | 773.95 | 0 | 784.3438 | 0 | 773.9509 | 0.00012712 | 784.3438 | -0.0018144 | 791.9388 | -0.00028133 | 784.3438 | 0 | 784.3438 | 0.00812 | 784.1336 | 0.0037317 | 784.3438 | 0 | 784.3438 | 0.0069926 | 773.9509 | -0.00036303 | 784.3438 | -0.00064389 | 784.1336 | -0.0016 | 779.9019 | 0 | 784.4089 | -0.00032699 | 780.6411 | 0.0053429
|  |  | 774.1821 | 0.00028154 | 774.18 | 0 | 784.5808 | 0.0006862 | 774.1821 | -0.00048011 | 784.5808 | 0.00050218 | 792.1744 | 0.00048345 | 784.5808 | 0.00031823 | 784.5808 | 0.01179 | 784.3707 | 0.0052543 | 784.5808 | 0.00088907 | 784.5808 | 0.007184 | 774.1821 | 0.0020157 | 784.5808 | 0.00027671 | 784.3707 | 0.00053858 | 780.136 | 0 | 784.6473 | 0.00070398 | 780.8762 | 0.0065842
|  |  | 774.4132 | -0.0005247 | 774.41 | 0 | 784.8178 | 0 | 774.4132 | 0.0007205 | 784.8178 | -0.0016184 | 792.41 | -0.00034963 | 784.8179 | 0 | 784.8179 | 0.00763 | 784.6079 | 0.0051125 | 784.8178 | 0 | 784.8179 | 0.0071123 | 774.4132 | -0.00073526 | 784.8179 | -0.00042971 | 784.6079 | -0.00075228 | 780.3702 | 0 | 784.8857 | -0.00032372 | 781.1114 | 0.005009
|  |  | 774.6444 | 0.00104 | 774.64 | 0 | 785.0549 | 0.00019362 | 774.6443 | -0.0004673 | 785.0549 | 0.000764 | 792.6456 | 0.00045518 | 785.0549 | 0.00038409 | 785.0549 | 0.0125 | 784.845 | 0.0069292 | 785.0549 | 0.0004938 | 785.0549 | 0.0071986 | 774.6443 | 0.0041559 | 785.0549 | 0.00051944 | 784.8451 | 0.00072803 | 780.6045 | 0 | 785.1241 | 0.00078922 | 781.3466 | 0.0062917
|  |  | 774.8755 | -0.00072376 | 774.88 | 0 | 785.2919 | 0 | 774.8755 | 0.00022901 | 785.2919 | -0.0013457 | 792.8812 | -0.00025494 | 785.2919 | 0 | 785.2919 | 0.00831 | 785.0822 | 0.0037732 | 785.2919 | 0 | 785.2919 | 0.0073676 | 774.8755 | 0.0015228 | 785.2919 | -0.00057029 | 785.0822 | -0.00054608 | 780.8387 | 0 | 785.3626 | -0.00028101 | 781.5817 | 0.004906
|  |  | 775.1066 | 0.00019729 | 775.11 | 0 | 785.529 | 0.00013943 | 775.1066 | 0.0012779 | 785.529 | 0.00041118 | 793.1169 | 0.00055159 | 785.529 | 0.00025436 | 785.529 | 0.01114 | 785.3194 | 0.0055084 | 785.529 | 0.00060804 | 785.529 | 0.0070222 | 775.1066 | -0.00047539 | 785.529 | 0.00023081 | 785.3194 | 0.00084226 | 781.0729 | 0 | 785.601 | 0.00073149 | 781.817 | 0.0059943
|  |  | 775.3378 | -0.00020527 | 775.34 | 0 | 785.766 | 0 | 775.3378 | -0.0017971 | 785.766 | -0.00070105 | 793.3525 | -0.00027371 | 785.7661 | 0 | 785.766 | 0.00899 | 785.5566 | 0.0031456 | 785.766 | 0 | 785.7661 | 0.0063331 | 775.3378 | -0.0010714 | 785.766 | -0.00029357 | 785.5566 | -0.00080175 | 781.3072 | 0 | 785.8395 | -0.00023856 | 782.0521 | 0.0045098
|  |  | 775.569 | 0.00079078 | 775.57 | 0 | 786.0031 | 7.8697e-05 | 775.569 | 0.00085418 | 786.0031 | -0.00034413 | 793.5882 | 0.00054276 | 786.0031 | 0.0004006 | 786.0031 | 0.01171 | 785.7938 | 0.0060234 | 786.0031 | 0.00062784 | 786.0031 | 0.0068236 | 775.569 | 0.00067492 | 786.0031 | 0.00023634 | 785.7938 | 0.00083162 | 781.5414 | 0 | 786.0779 | 0.000705 | 782.2874 | 0.005943
|  |  | 775.8002 | -5.7233e-05 | 775.8 | 0 | 786.2402 | 0 | 775.8002 | -0.0011354 | 786.2402 | -0.0011119 | 793.8238 | -0.00036856 | 786.2402 | 0 | 786.2402 | 0.00706 | 786.031 | 0.0049056 | 786.2402 | 0 | 786.2402 | 0.0064868 | 775.8002 | -0.003021 | 786.2402 | -0.00039396 | 786.031 | -0.00114 | 781.7757 | 0 | 786.3164 | -0.00037824 | 782.5226 | 0.0045111
|  |  | 776.0314 | 0.00106 | 776.03 | 0 | 786.4773 | 0.00049451 | 776.0314 | 0.0002377 | 786.4773 | 0.0013953 | 794.0595 | 0.00055243 | 786.4773 | 0.00081622 | 786.4773 | 0.01137 | 786.2682 | 0.0050788 | 786.4773 | 0.0006964 | 786.4773 | 0.0075466 | 776.0314 | 0.0036278 | 786.4773 | 0.00047793 | 786.2682 | 0.00024646 | 782.0099 | 0 | 786.5549 | 0.0006936 | 782.7578 | 0.0057022
|  |  | 776.2625 | -0.00117 | 776.26 | 0 | 786.7144 | 0 | 776.2625 | 0.000618 | 786.7144 | -0.0010001 | 794.2952 | -0.00026521 | 786.7144 | 0 | 786.7144 | 0.00834 | 786.5054 | 0.0038515 | 786.7144 | 0 | 786.7144 | 0.0059132 | 776.2625 | 0.0020215 | 786.7144 | -0.00044752 | 786.5054 | -0.00076479 | 782.2442 | 0 | 786.7933 | -0.00033421 | 782.993 | 0.0042985
|  |  | 776.4937 | 0.000976 | 776.49 | 0 | 786.9515 | 0.00073762 | 776.4937 | 0.00075324 | 786.9515 | 0.00065889 | 794.5309 | 0.00060405 | 786.9515 | 0.00048934 | 786.9515 | 0.00917 | 786.7427 | 0.004804 | 786.9515 | 0.00078742 | 786.9515 | 0.0069561 | 776.4937 | 0.00021205 | 786.9515 | 0.00042309 | 786.7427 | 0.00087134 | 782.4785 | 0 | 787.0319 | 0.00085248 | 783.2283 | 0.0056473
|  |  | 776.725 | -6.5528e-05 | 776.72 | 0 | 787.1886 | 0 | 776.725 | 0.00208 | 787.1886 | -0.0010533 | 794.7666 | -0.0003001 | 787.1886 | 0 | 787.1886 | 0.00729 | 786.9799 | 0.0033726 | 787.1886 | 0 | 787.1886 | 0.0063894 | 776.725 | 0.00048499 | 787.1886 | -0.00074456 | 786.9799 | -0.00040554 | 782.7128 | 0 | 787.2703 | -0.00032498 | 783.4635 | 0.0041692
|  |  | 776.9562 | -5.457e-06 | 776.96 | 0 | 787.4257 | 0.00093265 | 776.9562 | 0.00056702 | 787.4257 | 0.001043 | 795.0023 | 0.00054462 | 787.4257 | 0.00025891 | 787.4257 | 0.01092 | 787.2172 | 0.0046604 | 787.4257 | 0.00064641 | 787.4257 | 0.0068868 | 776.9562 | -0.00065163 | 787.4257 | 0.0003906 | 787.2172 | 0.00066123 | 782.9471 | 0 | 787.5089 | 0.00073129 | 783.6988 | 0.0051534
|  |  | 777.1874 | 3.5494e-05 | 777.19 | 0 | 787.6629 | 0 | 777.1874 | -0.00052362 | 787.6629 | -0.0014131 | 795.238 | -0.00021539 | 787.6628 | 0 | 787.6629 | 0.0083 | 787.4544 | 0.0025705 | 787.6629 | 0 | 787.6628 | 0.0060038 | 777.1874 | 0.00061303 | 787.6628 | -0.00058259 | 787.4544 | -0.000705 | 783.1814 | 0 | 787.7474 | -0.000327 | 783.934 | 0.0038552
|  |  | 777.4186 | 0.00124 | 777.42 | 0 | 787.9 | 0.00048892 | 777.4186 | 0.00089803 | 787.9 | 0.0018896 | 795.4737 | 0.00050908 | 787.9 | 0.00053596 | 787.9 | 0.01097 | 787.6917 | 0.0064112 | 787.9 | 0.00053737 | 787.9 | 0.0066591 | 777.4186 | 0.00059731 | 787.9 | 0.00042046 | 787.6917 | 0.00109 | 783.4158 | 0 | 787.9859 | 0.00081886 | 784.1693 | 0.005295
|  |  | 777.6499 | -0.00062464 | 777.65 | 0 | 788.1371 | 0 | 777.6499 | -0.00018496 | 788.1371 | -0.00074854 | 795.7095 | -0.00032348 | 788.1371 | 0 | 788.1372 | 0.00821 | 787.9289 | 0.0038873 | 788.1371 | 0 | 788.1371 | 0.0061719 | 777.6499 | 0.00021012 | 788.1372 | -0.00047848 | 787.9289 | -0.00074306 | 783.6501 | 0 | 788.2245 | -0.00039848 | 784.4046 | 0.0037828
|  |  | 777.8811 | 0.00062436 | 777.88 | 0 | 788.3743 | 0.00045564 | 777.8811 | 0.0019719 | 788.3743 | 0.00089561 | 795.9452 | 0.00054288 | 788.3743 | 0.00050976 | 788.3743 | 0.01018 | 788.1662 | 0.0052586 | 788.3743 | 0.00078565 | 788.3743 | 0.0068441 | 777.8811 | 0.0027245 | 788.3743 | 0.00027947 | 788.1662 | 0.00028059 | 783.8844 | 0 | 788.463 | 0.0008718 | 784.6399 | 0.0050804
|  |  | 778.1124 | -1.3772e-05 | 778.11 | 0 | 788.6115 | 0 | 778.1124 | 0.0014398 | 788.6115 | -0.0016966 | 796.181 | -0.0003209 | 788.6115 | 0 | 788.6115 | 0.00798 | 788.4035 | 0.0032517 | 788.6115 | 0 | 788.6115 | 0.0060398 | 778.1124 | -0.00058839 | 788.6114 | -0.00063211 | 788.4035 | -0.0008142 | 784.1188 | 0 | 788.7016 | -0.00039938 | 784.8752 | 0.0036598
|  |  | 778.3436 | 0.00041281 | 778.34 | 0 | 788.8487 | 0.00020012 | 778.3436 | 0.0012294 | 788.8487 | 0.00033051 | 796.4167 | 0.00059385 | 788.8486 | 0.00041739 | 788.8487 | 0.011 | 788.6408 | 0.0057488 | 788.8487 | 0.0010054 | 788.8486 | 0.0060256 | 778.3436 | 0.0010715 | 788.8486 | 0.00030459 | 788.6408 | 0.00080861 | 784.3531 | 0 | 788.9402 | 0.00069127 | 785.1105 | 0.0047626
|  |  | 778.5749 | -0.00096191 | 778.57 | 0 | 789.0858 | 0 | 778.5749 | 1.6705e-05 | 789.0858 | -0.0010748 | 796.6525 | -0.00031643 | 789.0858 | 0 | 789.0858 | 0.00907 | 788.8781 | 0.0032417 | 789.0858 | 0 | 789.0858 | 0.0060691 | 778.5749 | -0.00077858 | 789.0858 | -0.00047357 | 788.8781 | -9.3576e-05 | 784.5875 | 0 | 789.1788 | -0.00039231 | 785.3459 | 0.0034232
|  |  | 778.8062 | 0.00141 | 778.81 | 0 | 789.323 | 0.00069575 | 778.8062 | -0.00042112 | 789.323 | 0.00061042 | 796.8882 | 0.00059445 | 789.3231 | 0.00028607 | 789.323 | 0.00969 | 789.1154 | 0.0043158 | 789.323 | 0.00049072 | 789.3231 | 0.0056322 | 778.8062 | 0.0010323 | 789.3231 | 0.00022078 | 789.1154 | 0.00041769 | 784.8219 | 0 | 789.4174 | 0.00067329 | 785.5812 | 0.00469
|  |  | 779.0375 | -0.00107 | 779.04 | 0 | 789.5602 | 0 | 779.0375 | 0.00095143 | 789.5602 | -0.00094632 | 797.124 | -0.00041583 | 789.5602 | 0 | 789.5602 | 0.00693 | 789.3528 | 0.0043983 | 789.5602 | 0 | 789.5602 | 0.0055379 | 779.0375 | 0.0013552 | 789.5602 | -0.00022875 | 789.3528 | -0.00067177 | 785.0563 | 0 | 789.6559 | -0.00032144 | 785.8166 | 0.0034851
|  |  | 779.2688 | 0.00054323 | 779.27 | 0 | 789.7975 | 0.00086584 | 779.2688 | 0.00090047 | 789.7975 | 4.7574e-05 | 797.3599 | 0.00057072 | 789.7974 | 0.00046412 | 789.7975 | 0.01122 | 789.5901 | 0.0065944 | 789.7975 | 0.00111 | 789.7974 | 0.006429 | 779.2688 | 0.00038922 | 789.7974 | 0.00033036 | 789.5901 | 0.00074328 | 785.2907 | 0 | 789.8946 | 0.00076643 | 786.0519 | 0.0047382
|  |  | 779.5001 | -0.00026888 | 779.5 | 0 | 790.0347 | 0 | 779.5001 | -0.00083151 | 790.0347 | -0.0013196 | 797.5956 | -0.00031271 | 790.0347 | 0 | 790.0347 | 0.00782 | 789.8274 | 0.0035626 | 790.0347 | 0 | 790.0347 | 0.005949 | 779.5001 | 0.0018129 | 790.0347 | -0.0003863 | 789.8274 | -0.00111 | 785.5251 | 0 | 790.1332 | -0.00032475 | 786.2873 | 0.00333
|  |  | 779.7314 | -0.00028793 | 779.73 | 0 | 790.2719 | 0.0005216 | 779.7314 | 0.001853 | 790.2719 | 0.00044783 | 797.8315 | 0.00061272 | 790.2719 | 0.00042344 | 790.2719 | 0.00998 | 790.0648 | 0.0042058 | 790.2719 | 0.00088481 | 790.2719 | 0.0061119 | 779.7314 | 0.0037268 | 790.2719 | 0.00024443 | 790.0648 | 0.00067377 | 785.7595 | 0 | 790.3718 | 0.00081154 | 786.5226 | 0.0046351
|  |  | 779.9627 | 0.00028113 | 779.96 | 0 | 790.5091 | 0 | 779.9627 | 0.00026786 | 790.5091 | -0.00094425 | 798.0673 | -0.00037906 | 790.5092 | 0 | 790.5091 | 0.00727 | 790.3021 | 0.0028872 | 790.5091 | 0 | 790.5092 | 0.0054885 | 779.9627 | -0.00092182 | 790.5092 | -0.00038564 | 790.3021 | -0.00129 | 785.994 | 0 | 790.6105 | -0.000367 | 786.7581 | 0.0031913
|  |  | 780.194 | 0.00033004 | 780.19 | 0 | 790.7464 | 0.00053898 | 780.194 | -9.3856e-05 | 790.7464 | 0.0014132 | 798.3031 | 0.00057562 | 790.7464 | 0.00063747 | 790.7464 | 0.0089 | 790.5395 | 0.0049117 | 790.7464 | 0.00050496 | 790.7464 | 0.0061689 | 780.194 | 0.002996 | 790.7464 | 0.00035554 | 790.5395 | 0.00056354 | 786.2284 | 0 | 790.8491 | 0.00081441 | 786.9934 | 0.0042958
|  |  | 780.4254 | -0.00073626 | 780.43 | 0 | 790.9836 | 0 | 780.4254 | -0.00050933 | 790.9836 | -0.0013543 | 798.539 | -0.00038628 | 790.9836 | 0 | 790.9837 | 0.00724 | 790.7769 | 0.0022334 | 790.9836 | 0 | 790.9836 | 0.0052026 | 780.4254 | -0.0021153 | 790.9836 | -0.00035132 | 790.7769 | -0.00112 | 786.4628 | 0 | 791.0878 | -0.00040321 | 787.2288 | 0.003133
|  |  | 780.6567 | 0.00066167 | 780.66 | 0 | 791.2209 | 0.0010017 | 780.6567 | 0.0013328 | 791.2209 | 0.00065594 | 798.7748 | 0.00042275 | 791.2209 | 0.00018099 | 791.2209 | 0.00956 | 791.0142 | 0.0049848 | 791.2209 | 0.00018458 | 791.2209 | 0.00681 | 780.6567 | 0.0023983 | 791.2209 | 0.00034348 | 791.0142 | 0.00081019 | 786.6973 | 0 | 791.3265 | 0.00067635 | 787.4642 | 0.0044591
|  |  | 780.8881 | -0.00028849 | 780.89 | 0 | 791.4582 | 0 | 780.8881 | -0.00090202 | 791.4582 | -0.0017364 | 799.0107 | -0.00031243 | 791.4582 | 0 | 791.4582 | 0.00656 | 791.2516 | 0.0027079 | 791.4582 | 0 | 791.4582 | 0.0052186 | 780.8881 | 0.0017086 | 791.4582 | -0.00061684 | 791.2516 | -0.00078653 | 786.9318 | 0 | 791.5652 | -0.00030074 | 787.6996 | 0.0029828
|  |  | 781.1195 | 0.00152 | 781.12 | 0 | 791.6955 | 0 | 781.1194 | 0.00040924 | 791.6955 | -0.00026774 | 799.2466 | 0.00050905 | 791.6955 | 0.00030605 | 791.6955 | 0.00963 | 791.489 | 0.0053621 | 791.6955 | 0.00068296 | 791.6955 | 0.0056775 | 781.1194 | 0.0012938 | 791.6955 | 0.000307 | 791.489 | 0.00073863 | 787.1663 | 0 | 791.8038 | 0.00066656 | 787.9351 | 0.0042412
|  |  | 781.3508 | -0.00026568 | 781.35 | 0 | 791.9328 | 0 | 781.3508 | 0.0013731 | 791.9328 | -0.00041741 | 799.4824 | -0.00018941 | 791.9327 | 0 | 791.9328 | 0.00739 | 791.7264 | 0.0044519 | 791.9328 | 0 | 791.9327 | 0.0052826 | 781.3508 | -0.0011398 | 791.9327 | -0.00040559 | 791.7264 | -0.00033506 | 787.4007 | 0 | 792.0425 | -0.00019304 | 788.1705 | 0.0028804
|  |  | 781.5822 | 0.00167 | 781.58 | 0 | 792.1701 | 0.0003523 | 781.5822 | 0.0022769 | 792.1701 | 0.00089552 | 799.7183 | 0.00057893 | 792.17 | 0.00074416 | 792.1701 | 0.00821 | 791.9638 | 0.0048178 | 792.1701 | 0.0012231 | 792.17 | 0.0060741 | 781.5822 | 0.0028791 | 792.17 | 0.00029157 | 791.9638 | 0.00103 | 787.6352 | 0 | 792.2812 | 0.00076893 | 788.406 | 0.0041943
|  |  | 781.8136 | -0.00026984 | 781.81 | 0 | 792.4074 | 0 | 781.8136 | 0.00089658 | 792.4074 | -0.0017757 | 799.9542 | -0.00038323 | 792.4073 | 0 | 792.4074 | 0.00785 | 792.2013 | 0.0042623 | 792.4074 | 0 | 792.4073 | 0.0057729 | 781.8136 | 0.0015534 | 792.4073 | -0.00060958 | 792.2012 | -0.00075379 | 787.8697 | 0 | 792.52 | -0.00039768 | 788.6414 | 0.0026479
|  |  | 782.045 | 0.0006056 | 782.04 | 0 | 792.6447 | 0.00019298 | 782.045 | 0.0015993 | 792.6447 | -0.00028364 | 800.1901 | 0.00047849 | 792.6447 | 0.0001932 | 792.6447 | 0.00906 | 792.4387 | 0.0045669 | 792.6447 | 0.00098114 | 792.6447 | 0.0057548 | 782.045 | 0.0015573 | 792.6447 | 0.00024056 | 792.4387 | 0.00091277 | 788.1042 | 0 | 792.7587 | 0.0007631 | 788.8769 | 0.0039519
|  |  | 782.2764 | -0.00013825 | 782.28 | 0 | 792.882 | 0 | 782.2764 | -0.0013862 | 792.882 | -0.00091878 | 800.4261 | -0.00032371 | 792.882 | 0 | 792.882 | 0.00657 | 792.6761 | 0.0030911 | 792.882 | 0 | 792.882 | 0.0051128 | 782.2764 | -0.001466 | 792.882 | -0.00057054 | 792.6761 | -0.00111 | 788.3387 | 0 | 792.9975 | -0.00039314 | 789.1124 | 0.0027814
|  |  | 782.5077 | 0.00124 | 782.51 | 0 | 793.1194 | 0.00076152 | 782.5078 | -0.0012984 | 793.1194 | -7.533e-05 | 800.662 | 0.00054363 | 793.1193 | 6.1623e-05 | 793.1194 | 0.0085 | 792.9136 | 0.0042149 | 793.1194 | 0.00080015 | 793.1193 | 0.0057202 | 782.5078 | 0.0016958 | 793.1193 | 0.00027245 | 792.9136 | 0.00087898 | 788.5733 | 0 | 793.2362 | 0.00069713 | 789.3479 | 0.0039685
|  |  | 782.7392 | -0.00113 | 782.74 | 0 | 793.3567 | 0 | 782.7392 | -0.00050929 | 793.3567 | -0.00062792 | 800.898 | -0.00029074 | 793.3567 | 0 | 793.3567 | 0.00674 | 793.151 | 0.0026685 | 793.3567 | 0 | 793.3567 | 0.0059228 | 782.7392 | -0.0011989 | 793.3567 | -0.00039652 | 793.151 | -0.00080255 | 788.8078 | 0 | 793.475 | -0.00022248 | 789.5834 | 0.0026053
|  |  | 782.9706 | 0.00161 | 782.97 | 0 | 793.5941 | 0.00090359 | 782.9706 | 0.0020106 | 793.5941 | 0.0011981 | 801.1339 | 0.00049861 | 793.5941 | 0.00022062 | 793.5941 | 0.00802 | 793.3885 | 0.0039931 | 793.5941 | 0.00045071 | 793.5941 | 0.006055 | 782.9706 | 0.0024717 | 793.5941 | 0.00013869 | 793.3885 | 0.00076278 | 789.0424 | 0 | 793.7138 | 0.00066698 | 789.8188 | 0.0038634
|  |  | 783.202 | -0.00074971 | 783.2 | 0 | 793.8314 | 0 | 783.202 | 0.00045235 | 793.8314 | -0.0011749 | 801.3698 | -0.00035557 | 793.8314 | 0 | 793.8314 | 0.00716 | 793.6259 | 0.0028935 | 793.8314 | 0 | 793.8314 | 0.0051184 | 783.202 | 0.0018335 | 793.8314 | -0.00041628 | 793.6259 | -0.00080463 | 789.2769 | 0 | 793.9526 | -0.00046746 | 790.0544 | 0.0022632
|  |  | 783.4335 | 0.00011582 | 783.43 | 0 | 794.0688 | 0.00026408 | 783.4335 | 0.00028739 | 794.0688 | 0.00093381 | 801.6058 | 0.00051771 | 794.0688 | 0.00053403 | 794.0688 | 0.00896 | 793.8634 | 0.0045327 | 794.0688 | 0.0010179 | 794.0688 | 0.0061993 | 783.4335 | 0.0024199 | 794.0688 | 0.00030002 | 793.8634 | 0.00088615 | 789.5115 | 0 | 794.1914 | 0.00074728 | 790.2899 | 0.0038538
|  |  | 783.6649 | -0.00139 | 783.66 | 0 | 794.3062 | 0 | 783.6649 | -0.00042029 | 794.3062 | -0.0017167 | 801.8417 | -0.0003982 | 794.3062 | 0 | 794.3062 | 0.00813 | 794.1009 | 0.0017502 | 794.3062 | 0 | 794.3062 | 0.0054454 | 783.6649 | -0.00040084 | 794.3062 | -0.00044637 | 794.1009 | -0.00078748 | 789.7461 | 0 | 794.4301 | -0.00039567 | 790.5255 | 0.002192
|  |  | 783.8964 | 0.00041423 | 783.9 | 0 | 794.5436 | 0.001216 | 783.8964 | 0.0019405 | 794.5436 | 0.00024118 | 802.0778 | 0.00046615 | 794.5436 | 0.00040331 | 794.5435 | 0.00833 | 794.3384 | 0.0046255 | 794.5436 | 8.56e-05 | 794.5436 | 0.0056712 | 783.8964 | -0.00087941 | 794.5436 | 0.00032703 | 794.3384 | 0.00093193 | 789.9807 | 0 | 794.6689 | 0.00066516 | 790.761 | 0.003581
|  |  | 784.1278 | -0.00036231 | 784.13 | 0 | 794.781 | 0 | 784.1278 | -0.0018667 | 794.781 | -0.002042 | 802.3137 | -0.00028074 | 794.7809 | 0 | 794.7809 | 0.00752 | 794.5759 | 0.0027519 | 794.781 | 0 | 794.7809 | 0.0049682 | 784.1278 | -0.0014865 | 794.7809 | -0.00053977 | 794.5759 | -0.0005134 | 790.2153 | 0 | 794.9078 | -0.00026436 | 790.9965 | 0.0024016
|  |  | 784.3593 | 0.00054064 | 784.36 | 0 | 795.0184 | 0.00033917 | 784.3593 | 0.0026124 | 795.0184 | 0.00056151 | 802.5497 | 0.00053948 | 795.0184 | 7.9989e-05 | 795.0184 | 0.00904 | 794.8134 | 0.0040165 | 795.0184 | 0.00093682 | 795.0184 | 0.0062426 | 784.3593 | 0.0018437 | 795.0184 | 0.00043827 | 794.8134 | 0.00045034 | 790.4499 | 0 | 795.1466 | 0.00076222 | 791.2321 | 0.0036018
|  |  | 784.5908 | -0.00011491 | 784.59 | 0 | 795.2558 | 0 | 784.5908 | -0.0021019 | 795.2558 | -0.0012179 | 802.7857 | -0.00035512 | 795.2558 | 0 | 795.2558 | 0.00566 | 795.0509 | 0.0031684 | 795.2558 | 0 | 795.2558 | 0.0051078 | 784.5908 | 0.0028927 | 795.2558 | -0.00044415 | 795.0509 | -0.00062245 | 790.6845 | 0 | 795.3854 | -0.00045098 | 791.4677 | 0.0021727
|  |  | 784.8223 | 0.00151 | 784.82 | 0 | 795.4932 | 0.00064325 | 784.8223 | 0.00083453 | 795.4932 | 0.00013536 | 803.0217 | 0.00064099 | 795.4932 | 0.00030873 | 795.4932 | 0.00957 | 795.2884 | 0.004989 | 795.4932 | 0.0010155 | 795.4932 | 0.0047922 | 784.8223 | -0.0014198 | 795.4932 | 0.00032082 | 795.2885 | 0.00080162 | 790.9191 | 0 | 795.6243 | 0.0007568 | 791.7032 | 0.0034297
|  |  | 785.0538 | -0.00073633 | 785.05 | 0 | 795.7306 | 0 | 785.0538 | -0.00056191 | 795.7306 | -0.00061548 | 803.2577 | -0.00031174 | 795.7307 | 0 | 795.7306 | 0.00736 | 795.526 | 0.0036275 | 795.7306 | 0 | 795.7307 | 0.0049071 | 785.0538 | -0.00061316 | 795.7306 | -0.00056423 | 795.526 | -0.00056924 | 791.1537 | 0 | 795.8632 | -0.00024199 | 791.9388 | 0.00202
|  |  | 785.2853 | -3.5528e-06 | 785.29 | 0 | 795.9681 | 0.00020942 | 785.2853 | 0.001546 | 795.9681 | -0.00035111 | 803.4938 | 0.00051495 | 795.9681 | 0.00025598 | 795.9681 | 0.00837 | 795.7635 | 0.0039163 | 795.9681 | 0.00043372 | 795.9681 | 0.0055891 | 785.2853 | 0.0030364 | 795.9681 | 0.00011236 | 795.7635 | 0.00019024 | 791.3884 | 0 | 796.102 | 0.00068408 | 792.1744 | 0.003477
|  |  | 785.5168 | -0.00056555 | 785.52 | 0 | 796.2055 | 0 | 785.5168 | -0.0017557 | 796.2055 | -0.0015651 | 803.7299 | -0.00037916 | 796.2055 | 0 | 796.2055 | 0.00683 | 796.0011 | 0.0028298 | 796.2055 | 0 | 796.2055 | 0.005022 | 785.5168 | 0.00061805 | 796.2055 | -0.00042629 | 796.0011 | -0.00075251 | 791.623 | 0 | 796.3409 | -0.00027116 | 792.41 | 0.0021681
|  |  | 785.7483 | 0.00073496 | 785.75 | 0 | 796.443 | 0.00064122 | 785.7483 | 0.0014809 | 796.443 | 0.0012382 | 803.9659 | 0.00066245 | 796.443 | 0.00063832 | 796.443 | 0.00916 | 796.2386 | 0.0042037 | 796.443 | 0.00071679 | 796.443 | 0.0055075 | 785.7483 | -0.0021872 | 796.443 | 0.00028693 | 796.2386 | 0.00139 | 791.8577 | 0 | 796.5798 | 0.00068705 | 792.6456 | 0.0033681
|  |  | 785.9798 | -9.046e-05 | 785.98 | 0 | 796.6804 | 0 | 785.9798 | 0.0010173 | 796.6804 | -0.0015473 | 804.202 | -0.00038853 | 796.6804 | 0 | 796.6804 | 0.00556 | 796.4762 | 0.0038413 | 796.6804 | 0 | 796.6804 | 0.005375 | 785.9798 | -0.0017989 | 796.6804 | -0.00041045 | 796.4762 | -0.0004563 | 792.0924 | 0 | 796.8187 | -0.00041173 | 792.8812 | 0.0019265
|  |  | 786.2113 | 0.0013 | 786.21 | 0 | 796.9179 | 0.0011437 | 786.2113 | 0.0013308 | 796.9179 | 0.00070365 | 804.438 | 0.00058902 | 796.9179 | 0.00050531 | 796.9179 | 0.00717 | 796.7138 | 0.0046722 | 796.9179 | 0.0008769 | 796.9179 | 0.0053491 | 786.2113 | 0.0010698 | 796.9179 | 0.00046342 | 796.7138 | 0.00151 | 792.3271 | 0 | 797.0576 | 0.00073955 | 793.1169 | 0.0032071
|  |  | 786.4429 | -0.00052957 | 786.44 | 0 | 797.1554 | 0 | 786.4429 | -0.00067636 | 797.1554 | -4.9672e-05 | 804.6741 | -0.0003742 | 797.1554 | 0 | 797.1554 | 0.00666 | 796.9514 | 0.002433 | 797.1554 | 0 | 797.1554 | 0.005035 | 786.4429 | -0.00042362 | 797.1554 | -0.00036995 | 796.9514 | -0.0014 | 792.5618 | 0 | 797.2966 | -0.0004806 | 793.3525 | 0.001963
|  |  | 786.6744 | 0.00089558 | 786.67 | 0 | 797.3929 | 0.00070729 | 786.6744 | 0.0019149 | 797.3929 | 0.0009715 | 804.9102 | 0.00056287 | 797.3929 | 0.00045178 | 797.3929 | 0.00868 | 797.1889 | 0.0049739 | 797.3929 | 0.0011109 | 797.3929 | 0.0047126 | 786.6744 | 0.00070615 | 797.3929 | 0.00027226 | 797.1889 | 0.0007988 | 792.7965 | 0 | 797.5355 | 0.00060116 | 793.5882 | 0.003292
|  |  | 786.9059 | -4.0774e-05 | 786.91 | 0 | 797.6304 | 0 | 786.9059 | -0.0001125 | 797.6304 | -0.0011545 | 805.1463 | -0.00028662 | 797.6304 | 0 | 797.6304 | 0.00699 | 797.4265 | 0.003475 | 797.6304 | 0 | 797.6304 | 0.0048629 | 786.9059 | -0.0026143 | 797.6304 | -0.00050035 | 797.4265 | -0.00109 | 793.0312 | 0 | 797.7744 | -0.00039303 | 793.8239 | 0.0017755
|  |  | 787.1375 | 0.00081631 | 787.14 | 0 | 797.8679 | 0.00062898 | 787.1375 | -0.00022241 | 797.8679 | 0.0006468 | 805.3824 | 0.00053952 | 797.8679 | 0.00011292 | 797.8679 | 0.00736 | 797.6641 | 0.0035157 | 797.8679 | 0.00037281 | 797.8679 | 0.0054118 | 787.1375 | -0.0012657 | 797.8679 | 0.00027152 | 797.6641 | 0.00038599 | 793.2659 | 0 | 798.0134 | 0.00067267 | 794.0595 | 0.0032811
|  |  | 787.3691 | -0.00169 | 787.37 | 0 | 798.1054 | 0 | 787.3691 | -0.00053673 | 798.1054 | -0.0007286 | 805.6185 | -0.0003698 | 798.1054 | 0 | 798.1054 | 0.00628 | 797.9018 | 0.0026069 | 798.1054 | 0 | 798.1054 | 0.0045124 | 787.3691 | 0.00031333 | 798.1054 | -0.00037194 | 797.9018 | -0.00095043 | 793.5007 | 0 | 798.2523 | -0.00024862 | 794.2952 | 0.001766
|  |  | 787.6007 | 0.00141 | 787.6 | 0 | 798.343 | 0.00064494 | 787.6007 | -0.00027471 | 798.343 | 7.9212e-06 | 805.8547 | 0.000556 | 798.343 | 0 | 798.343 | 0.00695 | 798.1394 | 0.0029335 | 798.343 | 0.0006361 | 798.343 | 0.0058366 | 787.6007 | 0.0015323 | 798.343 | 0.00037184 | 798.1394 | 0.00070518 | 793.7354 | 0 | 798.4913 | 0.00064794 | 794.5309 | 0.0034064
|  |  | 787.8323 | -0.00059014 | 787.83 | 0 | 798.5805 | 0 | 787.8323 | -0.003167 | 798.5805 | -0.0015092 | 806.0908 | -0.00039553 | 798.5805 | 0 | 798.5805 | 0.00671 | 798.377 | 0.0028548 | 798.5805 | 0 | 798.5805 | 0.0046311 | 787.8323 | 0.00022222 | 798.5805 | -0.00037209 | 798.377 | -0.00133 | 793.9702 | 0 | 798.7303 | -0.00030024 | 794.7666 | 0.0017149
|  |  | 788.0638 | 0.00191 | 788.06 | 0 | 798.818 | 0.0014478 | 788.0638 | 0.0019986 | 798.818 | 0.0013203 | 806.327 | 0.00051763 | 798.8181 | 0.00073129 | 798.818 | 0.01004 | 798.6147 | 0.004266 | 798.818 | 0.00030797 | 798.8181 | 0.0050231 | 788.0638 | 0.0021998 | 798.818 | 0.00045039 | 798.6146 | 0.00105 | 794.2049 | 0 | 798.9692 | 0.00058851 | 795.0023 | 0.0031407
|  |  | 788.2955 | -0.00026315 | 788.3 | 0 | 799.0556 | 0 | 788.2955 | -0.00048857 | 799.0556 | -0.0013247 | 806.5631 | -0.00026434 | 799.0556 | 0 | 799.0556 | 0.00843 | 798.8523 | 0.0029741 | 799.0556 | 0 | 799.0556 | 0.0048493 | 788.2955 | 0.0019124 | 799.0556 | -0.00043038 | 798.8523 | -0.00141 | 794.4396 | 0 | 799.2083 | -0.00032005 | 795.238 | 0.0018781
|  |  | 788.5271 | -3.4481e-05 | 788.53 | 0 | 799.2932 | 0.00044571 | 788.5271 | -3.4041e-05 | 799.2932 | 0.00066728 | 806.7993 | 0.00067747 | 799.2932 | 0.00061833 | 799.2932 | 0.00785 | 799.09 | 0.0042793 | 799.2932 | 0.00046607 | 799.2932 | 0.0051622 | 788.5271 | 0.001614 | 799.2931 | 0.00023907 | 799.09 | 0.00045332 | 794.6744 | 0 | 799.4473 | 0.00059931 | 795.4737 | 0.0028684
|  |  | 788.7587 | -0.000425 | 788.76 | 0 | 799.5307 | 0 | 788.7587 | 0.0013502 | 799.5307 | -0.0024752 | 807.0355 | -0.00023058 | 799.5308 | 0 | 799.5307 | 0.00658 | 799.3276 | 0.0021088 | 799.5307 | 0 | 799.5308 | 0.0039087 | 788.7587 | -0.00047929 | 799.5308 | -0.00031336 | 799.3276 | -0.00105 | 794.9092 | 0 | 799.6863 | -0.00034901 | 795.7095 | 0.0017059
|  |  | 788.9903 | 0.00114 | 788.99 | 0 | 799.7683 | 0.00081112 | 788.9903 | -0.0010463 | 799.7683 | 0.00018012 | 807.2717 | 0.00055736 | 799.7683 | 0.00018648 | 799.7683 | 0.00792 | 799.5653 | 0.0048223 | 799.7683 | 0.00015326 | 799.7683 | 0.0053667 | 788.9903 | 0.002318 | 799.7683 | 0.00043239 | 799.5653 | 0.0004948 | 795.144 | 0 | 799.9253 | 0.0006075 | 795.9452 | 0.0030939
|  |  | 789.2219 | -0.00083047 | 789.22 | 0 | 800.0059 | 0 | 789.2219 | 3.309e-05 | 800.0059 | -0.0014207 | 807.5078 | -0.00035645 | 800.0059 | 0 | 800.0059 | 0.00544 | 799.803 | 0.0022829 | 800.0059 | 0 | 800.0059 | 0.0041721 | 789.2219 | -0.00094557 | 800.0059 | -0.00044375 | 799.803 | -0.00084369 | 795.3788 | 0 | 800.1644 | -0.00034339 | 796.181 | 0.0012494
|  |  | 789.4536 | 0.0006702 | 789.45 | 0 | 800.2435 | 0.00053527 | 789.4536 | -0.00015947 | 800.2435 | 0.0008134 | 807.744 | 0.00050081 | 800.2435 | 0.00030083 | 800.2435 | 0.00774 | 800.0406 | 0.0037808 | 800.2435 | 0.00032529 | 800.2435 | 0.0051409 | 789.4536 | 0.0031157 | 800.2435 | 0.00039844 | 800.0407 | 0.00075212 | 795.6136 | 0 | 800.4034 | 0.00069292 | 796.4167 | 0.0029453
|  |  | 789.6852 | -0.00052652 | 789.69 | 0 | 800.4811 | 0 | 789.6852 | -0.0006715 | 800.4811 | -0.0015808 | 807.9802 | -0.00034026 | 800.4811 | 0 | 800.4811 | 0.00473 | 800.2783 | 0.0017807 | 800.4811 | 0 | 800.4811 | 0.0045535 | 789.6852 | -0.00079299 | 800.4811 | -0.00071743 | 800.2783 | -0.00062139 | 795.8484 | 0 | 800.6425 | -0.00037401 | 796.6525 | 0.0014944
|  |  | 789.9169 | 0.0001643 | 789.92 | 0 | 800.7187 | 0.00082042 | 789.9169 | 0.00063056 | 800.7187 | 0.00057851 | 808.2165 | 0.00060042 | 800.7188 | 0.00050329 | 800.7187 | 0.00992 | 800.516 | 0.0040641 | 800.7187 | 0.0007567 | 800.7188 | 0.00537 | 789.9169 | 4.3992e-05 | 800.7188 | 0.00039722 | 800.516 | 0.00146 | 796.0833 | 0 | 800.8815 | 0.00068563 | 796.8882 | 0.0030427
|  |  | 790.1486 | -0.00062183 | 790.15 | 0 | 800.9564 | 0 | 790.1486 | -0.00034166 | 800.9564 | -0.0018639 | 808.4527 | -0.00051438 | 800.9564 | 0 | 800.9564 | 0.00613 | 800.7538 | 0.0025436 | 800.9564 | 0 | 800.9564 | 0.0037585 | 790.1486 | -0.0024581 | 800.9564 | -0.00059777 | 800.7538 | -0.00056146 | 796.3181 | 0 | 801.1206 | -0.00035288 | 797.124 | 0.0015343
|  |  | 790.3802 | 0.00055558 | 790.38 | 0 | 801.194 | 0.00073269 | 790.3802 | 0.0013266 | 801.194 | 0.00073559 | 808.6889 | 0.00062268 | 801.194 | 0.0004783 | 801.194 | 0.00698 | 800.9915 | 0.0044294 | 801.194 | 0.00064365 | 801.194 | 0.0050902 | 790.3802 | 0.00032599 | 801.194 | 0.00039669 | 800.9915 | 0.00062357 | 796.553 | 0 | 801.3597 | 0.00057832 | 797.3599 | 0.0027485
|  |  | 790.6119 | -0.00053687 | 790.61 | 0 | 801.4316 | 0 | 790.6119 | -0.0013995 | 801.4316 | -0.00084267 | 808.9252 | -0.00025176 | 801.4316 | 0 | 801.4316 | 0.00733 | 801.2292 | 0.0034672 | 801.4316 | 0 | 801.4316 | 0.0038363 | 790.6119 | -0.0025542 | 801.4316 | -0.00048536 | 801.2292 | -0.00050354 | 796.7878 | 0 | 801.5988 | -0.00032119 | 797.5956 | 0.0014665
|  |  | 790.8436 | 0.00183 | 790.84 | 0 | 801.6693 | 0.0011869 | 790.8436 | -0.00025852 | 801.6693 | -0.00070771 | 809.1614 | 0.00067662 | 801.6693 | 0.00010671 | 801.6693 | 0.00927 | 801.4669 | 0.004054 | 801.6693 | 0.00013435 | 801.6693 | 0.0049211 | 790.8436 | 0.00181 | 801.6693 | 0.00049799 | 801.4669 | 0.00014575 | 797.0227 | 0 | 801.8379 | 0.00062088 | 797.8315 | 0.0029689
|  |  | 791.0753 | -0.00087822 | 791.08 | 0 | 801.9069 | 0 | 791.0753 | -0.0013107 | 801.9069 | -0.00069187 |  |  | 801.9069 | 0 | 801.9069 | 0.0046 | 801.7047 | 0.002372 | 801.9069 | 0 | 801.9069 | 0.004648 | 791.0753 | 0.00081847 | 801.9069 | -0.0004281 | 801.7047 | -0.00082323 | 797.2576 | 0 | 802.077 | -0.00047465 | 798.0673 | 0.001551
|  |  | 791.307 | 0.00133 | 791.31 | 0 | 802.1446 | 0.00091722 | 791.307 | 0.0015945 | 802.1446 | 6.0951e-06 |  |  | 802.1446 | 0.00032372 | 802.1446 | 0.007 | 801.9424 | 0.0038943 | 802.1446 | 0 | 802.1446 | 0.0046656 | 791.307 | 0.0033059 | 802.1446 | 0.000339 | 801.9424 | 0.00016175 | 797.4925 | 0 | 802.3162 | 0.00068587 | 798.3031 | 0.0028806
|  |  | 791.5387 | -0.00083555 | 791.54 | 0 | 802.3823 | 0 | 791.5387 | -0.00015903 | 802.3823 | -0.0011181 |  |  | 802.3823 | 0 | 802.3823 | 0.00633 | 802.1802 | 0.0024019 | 802.3823 | 0 | 802.3823 | 0.0037006 | 791.5387 | -0.0029723 | 802.3823 | -0.00045017 | 802.1802 | -0.00039931 | 797.7274 | 0 | 802.5553 | -0.00044615 | 798.539 | 0.0014819
|  |  | 791.7704 | -0.00029843 | 791.77 | 0 | 802.62 | 0.00074326 | 791.7704 | -0.00033347 | 802.62 | -0.00051377 |  |  | 802.62 | 0.00040737 | 802.62 | 0.00584 | 802.418 | 0.0035917 | 802.62 | 0.00065 | 802.62 | 0.004694 | 791.7704 | -0.00012599 | 802.62 | 0.00019028 | 802.418 | 0.00124 | 797.9623 | 0 | 802.7944 | 0.00080323 | 798.7748 | 0.0027789
|  |  | 792.0021 | 0.00052475 | 792 | 0 | 802.8577 | 0 | 792.0021 | -0.00040378 | 802.8577 | -0.00076398 |  |  | 802.8577 | 0 | 802.8577 | 0.00591 | 802.6557 | 0.0022666 | 802.8577 | 0 | 802.8577 | 0.0043804 | 792.0021 | -0.0019225 | 802.8577 | -0.00051544 | 802.6557 | -0.00044067 | 798.1972 | 0 | 803.0336 | -0.00040662 | 799.0107 | 0.0014423
|  |  | 792.2339 | 7.2852e-05 | 792.23 | 0 | 803.0954 | 0.00055697 | 792.2339 | -0.0006784 | 803.0954 | 0.00037873 |  |  | 803.0953 | 0.00069899 | 803.0954 | 0.0066 | 802.8935 | 0.0037408 | 803.0954 | 0.00041176 | 803.0953 | 0.0053657 | 792.2339 | -6.6587e-05 | 803.0953 | 0.00026109 | 802.8935 | 0.00021942 | 798.4321 | 0 | 803.2728 | 0.00061525 | 799.2466 | 0.0028779
|  |  | 792.4656 | -0.00016703 | 792.47 | 0 | 803.3331 | 0 | 792.4656 | -0.0015808 | 803.3331 | -0.002303 |  |  | 803.3331 | 0 | 803.3331 | 0.00505 | 803.1313 | 0.0013442 | 803.3331 | 0 | 803.3331 | 0.0039707 | 792.4656 | 0.0014139 | 803.3331 | -0.00053448 | 803.1313 | -0.00104 | 798.6671 | 0 | 803.5119 | -0.00037693 | 799.4824 | 0.0012792
|  |  | 792.6973 | 0.00090832 | 792.7 | 0 | 803.5708 | 0.00072539 | 792.6973 | 0.00076045 | 803.5708 | 0.00079472 |  |  | 803.5708 | 0.00058209 | 803.5708 | 0.00734 | 803.3691 | 0.0046026 | 803.5708 | 0.00043272 | 803.5708 | 0.0047216 | 792.6973 | 0.0011636 | 803.5708 | 0.00042502 | 803.3691 | 0.00104 | 798.902 | 0 | 803.7511 | 0.00062807 | 799.7183 | 0.0028226
|  |  | 792.9291 | -0.0019 | 792.93 | 0 | 803.8085 | 0 | 792.9291 | -0.00042528 | 803.8085 | -0.0018671 |  |  | 803.8085 | 0 | 803.8085 | 0.00454 | 803.6069 | 0.002321 | 803.8085 | 0 | 803.8085 | 0.0040289 | 792.9291 | -0.000123 | 803.8085 | -0.0004848 | 803.6069 | -0.0007756 | 799.137 | 0 | 803.9903 | -0.00036338 | 799.9542 | 0.0012781
|  |  | 793.1609 | 0.00035703 | 793.16 | 0 | 804.0463 | 0.00061412 | 793.1609 | -0.00056913 | 804.0463 | 0.00084162 |  |  | 804.0463 | 0.00063785 | 804.0463 | 0.00819 | 803.8447 | 0.0036742 | 804.0463 | 0.00080487 | 804.0463 | 0.0044221 | 793.1609 | 0.0014164 | 804.0463 | 0.00042643 | 803.8447 | 0.0008333 | 799.3719 | 0 | 804.2295 | 0.00070917 | 800.1901 | 0.0025149
|  |  | 793.3926 | -0.00054544 | 793.39 | 0 | 804.284 | 0 | 793.3926 | -0.0015419 | 804.284 | -0.00060682 |  |  | 804.284 | 0 | 804.284 | 0.00389 | 804.0825 | 0.0017168 | 804.284 | 0 | 804.284 | 0.003323 | 793.3926 | 0.00026012 | 804.284 | -0.00048672 | 804.0825 | -0.00073166 | 799.6069 | 0 | 804.4687 | -0.00036094 | 800.4261 | 0
|  |  | 793.6244 | 0.00048948 | 793.62 | 0 | 804.5218 | 0.00084185 | 793.6244 | 3.8762e-05 | 804.5218 | 0.00048433 |  |  | 804.5218 | 0.00022782 | 804.5218 | 0.00722 | 804.3204 | 0.0039809 | 804.5218 | 0.00031372 | 804.5218 | 0.0041467 | 793.6244 | 0.0037254 | 804.5218 | 0.00026523 | 804.3204 | 0.00081931 | 799.8419 | 0 | 804.7079 | 0.00075478 | 800.662 | 0
|  |  | 793.8562 | -2.4794e-05 | 793.86 | 0 | 804.7595 | 0 | 793.8562 | -0.0016516 | 804.7595 | -0.0011344 |  |  | 804.7595 | 0 | 804.7595 | 0.00519 | 804.5582 | 0.0020132 | 804.7595 | 0 | 804.7595 | 0.0034834 | 793.8562 | -0.00049398 | 804.7595 | -0.00049527 | 804.5582 | -0.00115 | 800.0769 | 0 | 804.9472 | -0.00037478 | 800.8979 | 0
|  |  | 794.088 | 0.00049707 | 794.09 | 0 | 804.9973 | 0.00056398 | 794.088 | 0.0020309 | 804.9973 | 0.00026951 |  |  | 804.9973 | 0.00039684 | 804.9973 | 0.00631 | 804.7961 | 0.0035599 | 804.9973 | 0.00071672 | 804.9973 | 0.0040475 | 794.088 | 0.0015496 | 804.9973 | 0.00033695 | 804.7961 | 0.00049243 | 800.3119 | 0 | 805.1864 | 0.00069335 | 801.1339 | 0
|  |  | 794.3198 | -0.00068972 | 794.32 | 0 | 805.2351 | 0 | 794.3198 | -0.00068838 | 805.2351 | -0.00080227 |  |  | 805.235 | 0 | 805.2351 | 0.00545 | 805.0339 | 0.0020786 | 805.2351 | 0 | 805.235 | 0.0039535 | 794.3198 | 0.0029933 | 805.2351 | -0.00046412 | 805.0339 | -0.00084981 | 800.5469 | 0 | 805.4257 | -0.000368 | 801.3698 | 0
|  |  | 794.5516 | 0.00141 | 794.55 | 0 | 805.4729 | 0.00062758 | 794.5516 | -0.0011868 | 805.4729 | 0.001319 |  |  | 805.4728 | 0.00099782 | 805.4729 | 0.00673 | 805.2718 | 0.0033704 | 805.4729 | 0.00090281 | 805.4728 | 0.0042122 | 794.5516 | 0.0021198 | 805.4728 | 0.00044285 | 805.2718 | 0.00056708 | 800.7819 | 0 | 805.6649 | 0.00055148 | 801.6058 | 0
|  |  | 794.7835 | -0.00062553 | 794.78 | 0 | 805.7107 | 0 | 794.7834 | -0.001002 | 805.7107 | -0.0008518 |  |  | 805.7106 | 0 | 805.7107 | 0.00522 | 805.5096 | 0.00079542 | 805.7107 | 0 | 805.7106 | 0.0036721 | 794.7834 | 0.0009214 | 805.7106 | -0.00039949 | 805.5096 | -0.00041161 | 801.017 | 0 | 805.9042 | -0.00043922 | 801.8417 | 0
|  |  | 795.0153 | 0.00076035 | 795.02 | 0 | 805.9485 | 0.00035359 | 795.0153 | 0.0012535 | 805.9485 | -5.1995e-05 |  |  | 805.9485 | 0.00038109 | 805.9485 | 0.00684 | 805.7475 | 0.0032846 | 805.9485 | 0.00047799 | 805.9485 | 0.0040549 | 795.0153 | 0.0033576 | 805.9485 | 0.00034948 | 805.7475 | 0.00102 | 801.252 | 0 | 806.1435 | 0.00063222 | 802.0778 | 0
|  |  | 795.2471 | -0.00040331 | 795.25 | 0 | 806.1863 | 0 | 795.2471 | 0.00023829 | 806.1863 | -0.0011962 |  |  | 806.1863 | 0 | 806.1863 | 0.00473 | 805.9854 | 0.002354 | 806.1863 | 0 | 806.1863 | 0.0030602 | 795.2471 | -0.001204 | 806.1863 | -0.00039767 | 805.9854 | -0.00029061 | 801.4871 | 0 | 806.3828 | -0.00033523 | 802.3137 | 0
|  |  | 795.4789 | 0.00083524 | 795.48 | 0 | 806.4241 | 0.00069456 | 795.4789 | -0.00031834 | 806.4241 | 0.00092353 |  |  | 806.4241 | 0.00061059 | 806.4241 | 0.00753 | 806.2233 | 0.0035725 | 806.4241 | 0.00092932 | 806.4241 | 0.0041966 | 795.4789 | 0.00037553 | 806.4241 | 0.00026589 | 806.2233 | 0.00079725 | 801.7221 | 0 | 806.6221 | 0.00059537 | 802.5497 | 0
|  |  | 795.7107 | -0.00038363 | 795.71 | 0 | 806.6619 | 0 | 795.7108 | -0.00083929 | 806.6619 | -0.0010143 |  |  | 806.6619 | 0 | 806.6619 | 0.0045 | 806.4612 | 0.0023405 | 806.6619 | 0 | 806.6619 | 0.0033435 | 795.7108 | -4.5919e-05 | 806.6619 | -0.00045667 | 806.4612 | -0.00123 | 801.9572 | 0 | 806.8614 | -0.0003651 | 802.7857 | 0
|  |  | 795.9426 | 0.00012666 | 795.94 | 0 | 806.8998 | 0.0009052 | 795.9426 | 0.0011673 | 806.8998 | 0.0011272 |  |  | 806.8998 | 0.00058613 | 806.8998 | 0.00896 | 806.6991 | 0.003006 | 806.8998 | 0.00076942 | 806.8998 | 0.003878 | 795.9426 | 0.004994 | 806.8998 | 0.00038952 | 806.6991 | 0.00049585 | 802.1923 | 0 | 807.1007 | 0.00060837 | 803.0217 | 0
|  |  | 796.1745 | -0.00133 | 796.17 | 0 | 807.1376 | 0 | 796.1745 | -0.001319 | 807.1376 | -0.0011246 |  |  | 807.1376 | 0 | 807.1376 | 0.00564 | 806.937 | 0.0018811 | 807.1376 | 0 | 807.1376 | 0.0034025 | 796.1745 | -0.00093449 | 807.1376 | -0.00051702 | 806.937 | -0.00048212 | 802.4274 | 0 | 807.34 | -0.00047521 | 803.2578 | 0
|  |  | 796.4064 | 0.00065699 | 796.41 | 0 | 807.3755 | 0.00052119 | 796.4064 | 0.0018435 | 807.3755 | 0.00013983 |  |  | 807.3755 | 0.00016324 | 807.3755 | 0.00662 | 807.1749 | 0.0035372 | 807.3755 | 0.00060144 | 807.3755 | 0.0032967 | 796.4064 | 0.00021715 | 807.3755 | 0.00027738 | 807.1749 | 0.00058153 | 802.6625 | 0 | 807.5794 | 0.00066989 | 803.4938 | 0
|  |  | 796.6382 | 0.00052722 | 796.64 | 0 | 807.6134 | 0 | 796.6382 | -0.00077723 | 807.6134 | -0.0018098 |  |  | 807.6133 | 0 | 807.6133 | 0.00519 | 807.4129 | 0.00079835 | 807.6134 | 0 | 807.6133 | 0.0031359 | 796.6382 | -0.0021578 | 807.6133 | -0.00050128 | 807.4129 | -0.00113 | 802.8976 | 0 | 807.8187 | -0.00043477 | 803.7299 | 0
|  |  | 796.8701 | -0.00011106 | 796.87 | 0 | 807.8512 | 0.00083042 | 796.8701 | 0.0009148 | 807.8512 | 0.00027099 |  |  | 807.8512 | 0.00011899 | 807.8512 | 0.00664 | 807.6508 | 0.0038483 | 807.8512 | 0.00049282 | 807.8512 | 0.0042459 | 796.8701 | 0.0028811 | 807.8512 | 0.00034058 | 807.6508 | -9.5945e-05 | 803.1327 | 0 | 808.0581 | 0.00058027 | 803.9659 | 0
|  |  | 797.102 | 9.9407e-05 | 797.1 | 0 | 808.0891 | 0 | 797.102 | -0.00031009 | 808.0891 | -0.0010612 |  |  | 808.0891 | 0 | 808.0891 | 0.00321 | 807.8888 | 0.0016393 | 808.0891 | 0 | 808.0891 | 0.0028347 | 797.102 | -7.5948e-05 | 808.0891 | -0.00054695 | 807.8888 | -0.00118 | 803.3678 | 0 | 808.2975 | -0.00039747 | 804.202 | 0
|  |  | 797.3339 | 0.00184 | 797.33 | 0 | 808.327 | 0.00038909 | 797.3339 | -0.00021629 | 808.327 | -1.8804e-05 |  |  | 808.327 | 0.00015449 | 808.327 | 0.00543 | 808.1267 | 0.0031582 | 808.327 | 0.00043771 | 808.327 | 0.0039528 | 797.3339 | 0.00086091 | 808.327 | 0.00016975 | 808.1267 | 0.00044667 | 803.6029 | 0 | 808.5369 | 0.00057356 | 804.438 | 0
|  |  | 797.5658 | -0.00030884 | 797.57 | 0 | 808.5649 | 0 | 797.5658 | -0.00044392 | 808.5649 | -0.0018586 |  |  | 808.5649 | 0 | 808.5649 | 0.00652 | 808.3647 | 0.002443 | 808.5649 | 0 | 808.5649 | 0.0035429 | 797.5658 | -0.0018227 | 808.5649 | -0.00042642 | 808.3647 | -0.0009482 | 803.8381 | 0 | 808.7763 | -0.00038075 | 804.6741 | 0
|  |  | 797.7977 | 0.00111 | 797.8 | 0 | 808.8028 | 0.00088258 | 797.7977 | 0.00097402 | 808.8028 | -0.00035538 |  |  | 808.8028 | 0.00048473 | 808.8028 | 0.00746 | 808.6027 | 0.0023463 | 808.8028 | 0.00067732 | 808.8028 | 0.0036051 | 797.7977 | -0.00054486 | 808.8028 | 0.00042468 | 808.6027 | 0.00071228 | 804.0732 | 0 | 809.0156 | 0.00059902 | 804.9102 | 0
|  |  | 798.0297 | -0.00156 | 798.03 | 0 | 809.0407 | 0 | 798.0297 | -0.0016063 | 809.0407 | -0.0021292 |  |  | 809.0407 | 0 | 809.0407 | 0.00449 | 808.8406 | 0.000959 | 809.0407 | 0 | 809.0407 | 0.0030389 | 798.0297 | -0.0015085 | 809.0407 | -0.00040324 | 808.8406 | -0.00165 | 804.3084 | 0 | 809.2551 | -0.00046007 | 805.1463 | 0
|  |  | 798.2616 | 0.00093811 | 798.26 | 0 | 809.2787 | 0.00050796 | 798.2616 | 0.001895 | 809.2787 | 0.00027669 |  |  | 809.2787 | 6.1614e-05 | 809.2787 | 0.00577 | 809.0786 | 0.0026108 | 809.2787 | 0.00036783 | 809.2787 | 0.0037388 | 798.2616 | 0.0032791 | 809.2787 | 0.00019186 | 809.0786 | 0.00063306 | 804.5436 | 0 | 809.4945 | 0.00058917 | 805.3824 | 0
|  |  | 798.4935 | -0.00017208 | 798.49 | 0 | 809.5166 | 0 | 798.4935 | 0.00083966 | 809.5166 | -0.001272 |  |  | 809.5166 | 0 | 809.5166 | 0.00442 | 809.3166 | 0.0010881 | 809.5166 | 0 | 809.5166 | 0.0034694 | 798.4935 | 3.9615e-05 | 809.5166 | -0.00051694 | 809.3166 | -0.00042598 | 804.7787 | 0 | 809.7339 | -0.00038401 | 805.6185 | 0
|  |  | 798.7255 | 0.00099149 | 798.73 | 0 | 809.7545 | 0.00077076 | 798.7255 | 0.0013284 | 809.7545 | 0.0013573 |  |  | 809.7545 | 0.00058636 | 809.7545 | 0.00854 | 809.5546 | 0.0027398 | 809.7545 | 0.00076944 | 809.7545 | 0.0041446 | 798.7255 | -0.0010206 | 809.7545 | 0.00053652 | 809.5546 | 0.00079252 | 805.0139 | 0 | 809.9733 | 0.00062961 | 805.8547 | 0
|  |  | 798.9574 | -3.6273e-05 | 798.96 | 0 | 809.9925 | 0 | 798.9574 | -0.00034229 | 809.9925 | -0.00096261 |  |  | 809.9925 | 0 | 809.9925 | 0.00421 | 809.7926 | 0.00060753 | 809.9925 | 0 | 809.9925 | 0.0033581 | 798.9574 | 0.00075112 | 809.9925 | -0.00040413 | 809.7926 | -0.00115 | 805.2491 | 0 | 810.2128 | -0.00041534 | 806.0908 | 0
|  |  | 799.1894 | 0.002 | 799.19 | 0 | 810.2304 | 0.00078611 | 799.1894 | -0.00073879 | 810.2304 | 0.0013345 |  |  | 810.2305 | 0.00085045 | 810.2305 | 0.00525 | 810.0307 | 0.002587 | 810.2304 | 0.00067765 | 810.2305 | 0.0034988 | 799.1894 | -0.00062968 | 810.2305 | 0.00051367 | 810.0307 | 0.00096941 | 805.4843 | 0 | 810.4523 | 0.0006696 | 806.327 | 0
|  |  | 799.4213 | -0.00028831 | 799.42 | 0 | 810.4684 | 0 | 799.4213 | -0.0013256 | 810.4684 | -0.00085625 |  |  | 810.4684 | 0 | 810.4684 | 0.00355 | 810.2687 | 0.0020079 | 810.4684 | 0 | 810.4684 | 0.0030265 | 799.4213 | 0.0014488 | 810.4684 | -0.00045201 | 810.2687 | -0.00086428 | 805.7195 | 0 | 810.6917 | -0.00033636 | 806.5631 | 0
|  |  | 799.6533 | 0.00013201 | 799.65 | 0 | 810.7064 | 0.00079626 | 799.6533 | 0.00030802 | 810.7064 | 0.00060161 |  |  | 810.7064 | 6.7503e-05 | 810.7064 | 0.00554 | 810.5067 | 0.003469 | 810.7064 | 0.0011074 | 810.7064 | 0.0042512 | 799.6533 | 0.00074678 | 810.7064 | 0.00030859 | 810.5067 | 0.00057583 | 805.9548 | 0 | 810.9312 | 0.00060912 | 806.7993 | 0
|  |  | 799.8853 | -0.0006885 | 799.89 | 0 | 810.9444 | 0 | 799.8853 | 0.00048287 | 810.9444 | -0.00078764 |  |  | 810.9444 | 0 | 810.9444 | 0.00442 | 810.7448 | 0.002077 | 810.9444 | 0 | 810.9444 | 0.003689 | 799.8853 | 0.00042188 | 810.9444 | -0.00034967 | 810.7448 | -0.00094189 | 806.19 | 0 | 811.1707 | -0.00048244 | 807.0355 | 0
|  |  | 800.1173 | 0.0015 | 800.12 | 0 | 811.1824 | 0.00091456 | 800.1173 | -0.0014592 | 811.1824 | -0.00057285 |  |  | 811.1824 | 8.5389e-05 | 811.1824 | 0.00574 | 810.9828 | 0.0032395 | 811.1824 | 0 | 811.1824 | 0.0037981 | 800.1173 | 0.0025477 | 811.1824 | 0.00052256 | 810.9828 | 0.0004423 | 806.4253 | 0 | 811.4102 | 0.00065754 | 807.2717 | 0
|  |  | 800.3493 | -0.00148 | 800.35 | -0.0024641 | 811.4204 | 0 | 800.3493 | 0.00087548 | 811.4204 | -0.0017213 |  |  | 811.4204 | 0 | 811.4204 | 0.00393 | 811.2209 | 0.00073167 | 811.4204 | 0 | 811.4204 | 0.0030673 | 800.3493 | 0 | 811.4204 | -0.00038922 | 811.2209 | -0.00063247 | 806.6605 | 0 | 811.6497 | -0.0004614 | 807.5078 | 0
|  |  | 800.5813 | 0.00081313 | 800.58 | 0 | 811.6584 | 0.00033428 | 800.5813 | 0.0013065 | 811.6584 | 0.00031213 |  |  | 811.6584 | 0.00025039 | 811.6584 | 0.00607 | 811.4589 | 0.0031181 | 811.6584 | 5.8783e-05 | 811.6584 | 0.0038145 | 800.5813 | 0 | 811.6584 | 0.00029066 | 811.4589 | 0.00014759 | 806.8958 | 0 | 811.8892 | 0.00058446 | 807.744 | 0
|  |  | 800.8134 | 0.00011094 | 800.81 | 0 | 811.8964 | 0 | 800.8134 | -0.0027018 | 811.8964 | -0.0007945 |  |  | 811.8964 | 0 | 811.8964 | 0.00319 | 811.697 | 0.00092997 | 811.8964 | 0 | 811.8964 | 0.0027926 | 800.8134 | 0 | 811.8964 | -0.0004622 | 811.697 | -0.00016447 | 807.131 | 0 | 812.1287 | -0.0004093 | 807.9802 | 0
|  |  | 801.0453 | 0.00182 | 801.05 | 0 | 812.1344 | 0.00089275 | 801.0453 | 0.0020493 | 812.1344 | -0.00015436 |  |  | 812.1345 | 0.00010094 | 812.1344 | 0.00727 | 811.9351 | 0.0034774 | 812.1344 | 5.9779e-05 | 812.1345 | 0.0038605 | 801.0453 | 0 | 812.1345 | 0.00018185 | 811.9351 | 0.00020588 | 807.3663 | 0 | 812.3683 | 0.0007273 | 808.2165 | 0
|  |  | 801.2774 | 0.00037584 | 801.28 | 0 | 812.3725 | 0 | 801.2774 | -0.0010125 | 812.3725 | -0.00088062 |  |  | 812.3725 | 0 | 812.3725 | 0.00338 | 812.1732 | 0.0017076 | 812.3725 | 0 | 812.3725 | 0.0036705 | 801.2774 | 0 | 812.3725 | -0.00043778 | 812.1732 | -0.00036734 | 807.6016 | 0 | 812.6078 | -0.00041131 | 808.4527 | 0
|  |  | 801.5094 | 0.00033435 | 801.51 | 0 | 812.6105 | 0.00011165 | 801.5094 | 0.00071072 | 812.6105 | 0.00045774 |  |  | 812.6105 | 0.00043609 | 812.6105 | 0.00575 | 812.4113 | 0.0027848 | 812.6105 | 0.00065715 | 812.6105 | 0.0039249 | 801.5094 | 0 | 812.6105 | 0.00035118 | 812.4113 | 0.00023195 | 807.837 | 0 | 812.8474 | 0.00073195 | 808.6889 | 0
|  |  | 801.7415 | 0.00083005 | 801.74 | 0 | 812.8486 | 0 | 801.7415 | -0.0013547 | 812.8486 | -0.0003673 |  |  | 812.8486 | 0 | 812.8486 | 0.00472 | 812.6494 | 0.0019326 | 812.8486 | 0 | 812.8486 | 0.0025098 | 801.7415 | 0 | 812.8486 | -0.00031734 | 812.6494 | -0.00085349 | 808.0723 | 0 | 813.0869 | -0.00038861 | 808.9252 | 0
|  |  | 801.9735 | 0.00089388 | 801.97 | 0 | 813.0866 | 0.0010014 | 801.9735 | 0.00081133 | 813.0866 | 0.00096746 |  |  | 813.0867 | 0.00086849 | 813.0866 | 0.00694 | 812.8875 | 0.0035528 | 813.0866 | 0.00079103 | 813.0867 | 0.0036896 | 801.9735 | 0 | 813.0867 | 0.00031033 | 812.8875 | 0.0004661 | 808.3076 | 0 | 813.3265 | 0.0006666 | 809.1614 | 0
|  |  | 802.2056 | -0.00041203 | 802.21 | 0 | 813.3247 | 0 | 802.2056 | -0.00088652 | 813.3247 | -0.0014248 |  |  | 813.3247 | 0 | 813.3247 | 0.00515 | 813.1256 | 0.0012096 | 813.3247 | 0 | 813.3247 | 0.0033579 | 802.2056 | 0 | 813.3247 | -0.00050272 | 813.1256 | -0.00127 | 808.5429 | 0 | 813.5661 | -0.00032732 | 809.3977 | 0
|  |  | 802.4376 | 0.00045972 | 802.44 | 0 | 813.5628 | 0.00081881 | 802.4376 | 0.0019019 | 813.5628 | 0.00075886 |  |  | 813.5628 | 0.00054475 | 813.5628 | 0.00575 | 813.3638 | 0.0042103 | 813.5628 | 0.0012084 | 813.5628 | 0.0039064 | 802.4376 | 0 | 813.5628 | 0.00033878 | 813.3638 | 0.00055912 | 808.7783 | 0 | 813.8057 | 0.00058777 | 809.634 | 0
|  |  | 802.6697 | -0.00167 | 802.67 | 0 | 813.8009 | 0 | 802.6697 | -0.00025118 | 813.8009 | -0.001609 |  |  | 813.8009 | 0 | 813.8009 | 0.00209 | 813.6019 | 0.0019239 | 813.8009 | 0 | 813.8009 | 0.0037414 | 802.6697 | 0 | 813.8009 | -0.00049735 | 813.6019 | -0.00060331 | 809.0136 | 0 | 814.0453 | -0.0004431 | 809.8702 | 0
|  |  | 802.9018 | 0.00168 | 802.9 | 0 | 814.039 | 0.00072196 | 802.9018 | 0.0015307 | 814.039 | 0.00061794 |  |  | 814.039 | 0.00061483 | 814.039 | 0.0063 | 813.84 | 0.0031764 | 814.039 | 0 | 814.039 | 0.0034831 | 802.9018 | 0 | 814.039 | 0.00025531 | 813.84 | 0.00084932 | 809.249 | 0 | 814.2849 | 0.00053557 | 810.1066 | 0
|  |  | 803.1339 | 0.00015906 | 803.13 | 0 | 814.2771 | 0 | 803.1339 | -0.00072275 | 814.2771 | -0.0018488 |  |  | 814.2771 | 0 | 814.2771 | 0.00516 | 814.0782 | 0.00083284 | 814.2771 | 0 | 814.2771 | 0.0029403 | 803.1339 | 0 | 814.2771 | -0.00046413 | 814.0782 | -0.00064194 | 809.4843 | 0 | 814.5245 | -0.00042251 | 810.3428 | 0
|  |  | 803.366 | 0.00029182 | 803.37 | 0 | 814.5152 | 0.00075017 | 803.366 | 0.00074428 | 814.5152 | 0.0015153 |  |  | 814.5152 | 0.0006883 | 814.5152 | 0.00523 | 814.3164 | 0.003364 | 814.5152 | 0.00089185 | 814.5152 | 0.0034558 | 803.366 | 0 | 814.5152 | 0.00042637 | 814.3164 | 0.00090307 | 809.7197 | 0 | 814.7642 | 0.00067397 | 810.5792 | 0
|  |  | 803.5981 | 0.00099702 | 803.6 | 0 | 814.7533 | 0 | 803.5981 | -0.0020463 | 814.7533 | -0.0016361 |  |  | 814.7534 | 0 | 814.7533 | 0.00439 | 814.5545 | 0.00089999 | 814.7533 | 0 | 814.7534 | 0.0028035 | 803.5981 | 0 | 814.7534 | -0.00053353 | 814.5545 | -0.00125 | 809.9551 | 0 | 815.0038 | -0.00039775 | 810.8155 | 0
|  |  | 803.8302 | 0.00075752 | 803.83 | 0 | 814.9915 | 0.00096604 | 803.8302 | 0.00015895 | 814.9915 | 0.0017095 |  |  | 814.9915 | 0.00087733 | 814.9915 | 0.00505 | 814.7927 | 0.0032977 | 814.9915 | 0.00083862 | 814.9915 | 0.0032305 | 803.8302 | 0 | 814.9915 | 0.00037674 | 814.7927 | 0.00084651 | 810.1905 | 0 | 815.2435 | 0.00075874 | 811.0518 | 0
|  |  | 804.0623 | -0.00075685 | 804.06 | 0 | 815.2296 | 0 | 804.0623 | -0.000973 | 815.2296 | -0.0018237 |  |  | 815.2296 | 0 | 815.2296 | 0.00431 | 815.0309 | 0.0018998 | 815.2296 | 0 | 815.2296 | 0.0029596 | 804.0623 | 0 | 815.2296 | -0.00054578 | 815.0309 | -0.00069747 | 810.4259 | 0 | 815.4831 | -0.00052468 | 811.2881 | 0
|  |  | 804.2945 | -1.8836e-05 | 804.29 | 0 | 815.4678 | 0.00081903 | 804.2945 | 0.0013091 | 815.4678 | 0.0002152 |  |  | 815.4678 | 0.00037707 | 815.4678 | 0.0063 | 815.2691 | 0.0039967 | 815.4678 | 0.00057278 | 815.4678 | 0.0032442 | 804.2945 | 0 | 815.4678 | 0.00048862 | 815.2691 | 0.00099345 | 810.6613 | 0 | 815.7228 | 0.00058725 | 811.5245 | 0
|  |  | 804.5266 | -0.00071025 | 804.53 | 0 | 815.7059 | 0 | 804.5266 | 0.0024088 | 815.7059 | -0.0009863 |  |  | 815.7059 | 0 | 815.7059 | 0.00347 | 815.5073 | 0.00084716 | 815.7059 | 0 | 815.7059 | 0.0029776 | 804.5266 | 0 | 815.7059 | -0.00061951 | 815.5073 | -0.00079924 | 810.8967 | 0 | 815.9625 | -0.0003465 | 811.7609 | 0
|  |  | 804.7587 | -0.00017107 | 804.76 | 0 | 815.9441 | 0.00024766 | 804.7587 | 0.0011366 | 815.9441 | 0.0007237 |  |  | 815.9441 | 0.00044441 | 815.9441 | 0.00559 | 815.7455 | 0.0037005 | 815.9441 | 0.0012021 | 815.9441 | 0.003132 | 804.7587 | 0 | 815.9441 | 0.00033836 | 815.7455 | 0.0013 | 811.1322 | 0 | 816.2021 | 0.00065841 | 811.9972 | 0
|  |  | 804.9909 | -0.00084877 | 804.99 | 0 | 816.1822 | 0 | 804.9909 | -0.0019286 | 816.1822 | -0.0013831 |  |  | 816.1823 | 0 | 816.1822 | 0.00546 | 815.9837 | 0.00041934 | 816.1822 | 0 | 816.1823 | 0.0031222 | 804.9909 | 0 | 816.1822 | -0.00048054 | 815.9837 | -0.00072506 | 811.3676 | 0 | 816.4418 | -0.00038075 | 812.2336 | 0
|  |  | 805.2231 | 0.00019527 | 805.22 | 0 | 816.4204 | 0.00059032 | 805.2231 | 0.0021296 | 816.4204 | 0.00052648 |  |  | 816.4204 | 0.00037314 | 816.4204 | 0.00538 | 816.2219 | 0.0022037 | 816.4204 | 0.00064581 | 816.4204 | 0.0038955 | 805.2231 | 0 | 816.4204 | 0.00040301 | 816.2219 | 0.00072236 | 811.6031 | 0 | 816.6816 | 0.00070712 | 812.47 | 0
|  |  | 805.4552 | -0.00040154 | 805.46 | 0 | 816.6586 | 0 | 805.4552 | 8.3629e-06 | 816.6586 | -0.0023038 |  |  | 816.6586 | 0 | 816.6586 | 0.00363 | 816.4601 | -0.00028839 | 816.6586 | 0 | 816.6586 | 0.0028515 | 805.4552 | 0 | 816.6586 | -0.00058992 | 816.4601 | -0.00070251 | 811.8386 | 0 | 816.9213 | -0.00039845 | 812.7064 | 0
|  |  | 805.6874 | 0.00059575 | 805.69 | 0 | 816.8968 | 0.00028672 | 805.6874 | 0.0028664 | 816.8968 | -0.00077156 |  |  | 816.8969 | 6.0822e-05 | 816.8968 | 0.00594 | 816.6984 | 0.0014229 | 816.8968 | 0.00083718 | 816.8969 | 0.0033361 | 805.6874 | 0 | 816.8968 | 0.0003054 | 816.6984 | 0.00056101 | 812.074 | 0 | 817.161 | 0.00066386 | 812.9427 | 0
|  |  | 805.9196 | 0.00020509 | 805.92 | 0 | 817.135 | 0 | 805.9196 | -0.0008331 | 817.135 | 4.1012e-06 |  |  | 817.135 | 0 | 817.135 | 0.00325 | 816.9366 | 0.002052 | 817.135 | 0 | 817.135 | 0.0025711 | 805.9196 | 0 | 817.135 | -0.0002406 | 816.9366 | -0.00079487 | 812.3095 | 0 | 817.4008 | -0.0003414 | 813.1792 | 0
|  |  | 806.1518 | -5.4828e-06 | 806.15 | 0 | 817.3732 | 0.00089332 | 806.1518 | -0.00049512 | 817.3732 | 0.0012143 |  |  | 817.3732 | 0.00057072 | 817.3732 | 0.00672 | 817.1749 | 0.0026614 | 817.3732 | 0.00086416 | 817.3732 | 0.0038407 | 806.1518 | 0 | 817.3732 | 0.00022439 | 817.1749 | 0.00105 | 812.545 | 0 | 817.6405 | 0.00062322 | 813.4156 | 0
|  |  | 806.384 | -0.00049963 | 806.38 | 0 | 817.6115 | 0 | 806.384 | -0.0019295 | 817.6115 | -0.0019843 |  |  | 817.6115 | 0 | 817.6115 | 0.00455 | 817.4131 | 0.00058581 | 817.6115 | 0 | 817.6115 | 0.0028288 | 806.384 | 0 | 817.6114 | -0.0005715 | 817.4131 | -0.0011 | 812.7805 | 0 | 817.8803 | -0.00038818 | 813.652 | 0
|  |  | 806.6161 | -0.00042447 | 806.62 | 0 | 817.8497 | 0.0012624 | 806.6161 | 0.0024468 | 817.8497 | 0.0012595 |  |  | 817.8497 | 0.0009218 | 817.8497 | 0.00713 | 817.6514 | 0.0042037 | 817.8497 | 0.00042762 | 817.8497 | 0.0030284 | 806.6161 | 0 | 817.8497 | 0.00036674 | 817.6514 | 0.00105 | 813.016 | 0 | 818.1201 | 0.0006231 | 813.8885 | 0
|  |  | 806.8484 | -0.00065264 | 806.85 | 0 | 818.0879 | 0 | 806.8484 | -6.9767e-05 | 818.0879 | -0.0011582 |  |  | 818.088 | 0 | 818.0879 | 0.00351 | 817.8897 | 0.0021061 | 818.0879 | 0 | 818.088 | 0.003064 | 806.8484 | 0 | 818.0879 | -0.00042239 | 817.8897 | -0.00085574 | 813.2515 | 0 | 818.3598 | -0.00035487 | 814.1249 | 0
|  |  | 807.0806 | -7.7966e-05 | 807.08 | 0 | 818.3262 | 0.00018184 | 807.0806 | 0.0019281 | 818.3262 | 5.2365e-05 |  |  | 818.3262 | 0.00052362 | 818.3262 | 0.00602 | 818.128 | 0.0024148 | 818.3262 | 0.00086435 | 818.3262 | 0.0027847 | 807.0806 | 0 | 818.3262 | 0.00020795 | 818.128 | 0.00115 | 813.4871 | 0 | 818.5996 | 0.00065419 | 814.3614 | 0
|  |  | 807.3128 | 0.00047199 | 807.31 | 0 | 818.5645 | 0 | 807.3128 | -0.0021173 | 818.5645 | -0.0012888 |  |  | 818.5645 | 0 | 818.5644 | 0.00415 | 818.3663 | 0.0013735 | 818.5645 | 0 | 818.5645 | 0.0027919 | 807.3128 | 0 | 818.5644 | -0.00041386 | 818.3663 | -0.0007928 | 813.7226 | 0 | 818.8394 | -0.00031111 | 814.5978 | 0
|  |  | 807.545 | 0.00075204 | 807.55 | 0 | 818.8027 | 0.00057211 | 807.545 | 3.1559e-05 | 818.8027 | 9.5709e-05 |  |  | 818.8027 | 0.0001266 | 818.8027 | 0.00536 | 818.6046 | 0.0029948 | 818.8027 | 0.00022665 | 818.8027 | 0.0033491 | 807.545 | 0 | 818.8027 | 0.00023752 | 818.6046 | 0.00083864 | 813.9581 | 0 | 819.0792 | 0.00058774 | 814.8343 | 0
|  |  | 807.7773 | 0.00134 | 807.78 | 0 | 819.041 | 0 | 807.7773 | -0.0031369 | 819.041 | -0.00085247 |  |  | 819.041 | 0 | 819.041 | 0.00296 | 818.8429 | 0.00098395 | 819.041 | 0 | 819.041 | 0.0031332 | 807.7773 | 0 | 819.041 | -0.00041324 | 818.8429 | -0.00109 | 814.1937 | 0 | 819.319 | -0.00047044 | 815.0708 | 0
|  |  | 808.0096 | 0.00164 | 808.01 | 0 | 819.2793 | 0.0007982 | 808.0096 | 0.0014685 | 819.2793 | 0.00063042 |  |  | 819.2793 | 0.00020987 | 819.2793 | 0.00648 | 819.0812 | 0.0012776 | 819.2793 | 0.00060424 | 819.2793 | 0.0030263 | 808.0096 | 0 | 819.2793 | 0.00025092 | 819.0812 | -2.2764e-05 | 814.4293 | 0 | 819.5588 | 0.00067276 | 815.3073 | 0
|  |  | 808.2418 | -0.00052234 | 808.24 | 0 | 819.5176 | 0.00033761 | 808.2418 | 0.00011671 | 819.5176 | 0.00053775 |  |  | 819.5176 | 0.00025583 | 819.5176 | 0.00592 | 819.3195 | 0.0030064 | 819.5176 | 0.00089298 | 819.5176 | 0.0037201 | 808.2418 | 0 | 819.5176 | 0.00023407 | 819.3195 | 0.0011 | 814.6648 | 0 | 819.7987 | 0.0006235 | 815.5438 | 0
|  |  | 808.4741 | -0.00046171 | 808.47 | 0 | 819.7559 | 0 | 808.4741 | -0.0002345 | 819.7559 | -0.0013332 |  |  | 819.7559 | 0 | 819.7559 | 0.00359 | 819.5578 | -0.00016665 | 819.7559 | 0 | 819.7559 | 0.0021765 | 808.4741 | 0 | 819.7559 | -0.00036517 | 819.5578 | -0.00080372 | 814.9004 | 0 | 820.0385 | -0.00043987 | 815.7803 | 0
|  |  | 808.7064 | 0.00143 | 808.71 | 0 | 819.9942 | 0.00019083 | 808.7064 | -0.0018477 | 819.9942 | 0.00023715 |  |  | 819.9942 | 0.00036054 | 819.9942 | 0.00485 | 819.7962 | 0.0022147 | 819.9942 | 0.0006875 | 819.9942 | 0.0030272 | 808.7064 | 0 | 819.9942 | 0.00035246 | 819.7962 | 0.00069937 | 815.136 | 0 | 820.2784 | 0.00055405 | 816.0168 | 0
|  |  | 808.9387 | -0.00029581 | 808.94 | 0 | 820.2325 | 0 | 808.9387 | -1.3539e-05 | 820.2325 | -0.0010056 |  |  | 820.2325 | 0 | 820.2325 | 0.00342 | 820.0345 | 0.0010649 | 820.2325 | 0 | 820.2325 | 0.0022684 | 808.9387 | 0 | 820.2325 | -0.00043884 | 820.0345 | -0.00091043 | 815.3716 | 0 | 820.5182 | -0.00042232 | 816.2534 | 0
|  |  | 809.1709 | 0.00075295 | 809.17 | 0 | 820.4708 | 0.00034535 | 809.1709 | -0.00021683 | 820.4708 | 9.6407e-05 |  |  | 820.4708 | 0.00024771 | 820.4708 | 0.00524 | 820.2729 | 0.0030412 | 820.4708 | 0.00014841 | 820.4708 | 0.0034074 | 809.1709 | 0 | 820.4708 | 0.0003706 | 820.2729 | 7.3482e-05 | 815.6072 | 0 | 820.7581 | 0.00053564 | 816.4899 | 0
|  |  | 809.4032 | 6.2075e-05 | 809.4 | 0 | 820.7092 | 0 | 809.4032 | -0.00077145 | 820.7092 | -0.0019333 |  |  | 820.7092 | 0 | 820.7092 | 0.00334 | 820.5112 | 0.00042791 | 820.7092 | 0 | 820.7092 | 0.0027771 | 809.4032 | 0 | 820.7092 | -0.00068374 | 820.5112 | -0.00112 | 815.8428 | 0 | 820.998 | -0.00048458 | 816.7264 | 0
|  |  | 809.6355 | -0.00024837 | 809.64 | 0 | 820.9475 | 0.00066751 | 809.6355 | 0.0024476 | 820.9475 | 0.0010431 |  |  | 820.9475 | 0.00076622 | 820.9475 | 0.00404 | 820.7496 | 0.0029332 | 820.9475 | 0.00013403 | 820.9475 | 0.0038065 | 809.6355 | 0 | 820.9475 | 0.00043587 | 820.7496 | 0.00115 | 816.0785 | 0 | 821.2379 | 0.00057543 | 816.963 | 0
|  |  | 809.8678 | -0.000507 | 809.87 | 0 | 821.1859 | 0 | 809.8678 | -0.0002816 | 821.1859 | -0.0019911 |  |  | 821.1859 | 0 | 821.1859 | 0.00244 | 820.988 | 2.4993e-05 | 821.1859 | 0 | 821.1859 | 0.0022502 | 809.8678 | 0 | 821.1858 | -0.00070916 | 820.988 | -0.00111 | 816.3141 | 0 | 821.4778 | -0.0003596 | 817.1995 | 0
|  |  | 810.1002 | 0.00211 | 810.1 | 0 | 821.4242 | 0.0006863 | 810.1002 | 0.0022814 | 821.4242 | -8.9058e-05 |  |  | 821.4242 | 0.00021761 | 821.4242 | 0.00519 | 821.2264 | 0.0031366 | 821.4242 | 0.00026847 | 821.4242 | 0.0031247 | 810.1002 | 0 | 821.4242 | 0.0003222 | 821.2264 | 0.00040522 | 816.5497 | 0 | 821.7177 | 0.00073516 | 817.4361 | 0
|  |  | 810.3325 | -0.00138 | 810.33 | 0 | 821.6626 | 0 | 810.3325 | -0.00064091 | 821.6626 | -0.0017077 |  |  | 821.6626 | 0 | 821.6626 | 0.0025 | 821.4647 | 0.00059754 | 821.6626 | 0 | 821.6626 | 0.0030149 | 810.3325 | 0 | 821.6626 | -0.00055396 | 821.4647 | -0.00096427 | 816.7854 | 0 | 821.9576 | -0.00045545 | 817.6727 | 0
|  |  | 810.5648 | 0.00073519 | 810.56 | 0 | 821.901 | 0.00037177 | 810.5648 | 0.0014711 | 821.901 | 0.00041831 |  |  | 821.9009 | 0.0002178 | 821.901 | 0.00466 | 821.7031 | 0.0022889 | 821.901 | 0.00035251 | 821.9009 | 0.0026882 | 810.5648 | 0 | 821.9009 | 0.00044727 | 821.7032 | 0.00052463 | 817.0211 | 0 | 822.1976 | 0.00061612 | 817.9093 | 0
|  |  | 810.7971 | 0.00023644 | 810.8 | 0 | 822.1394 | 0 | 810.7971 | 0.00015791 | 822.1394 | -0.0016475 |  |  | 822.1393 | 0 | 822.1394 | 0.00304 | 821.9416 | 0.001006 | 822.1394 | 0 | 822.1393 | 0.0029322 | 810.7971 | 0 | 822.1393 | -0.00057584 | 821.9416 | -0.0008653 | 817.2568 | 0 | 822.4375 | -0.00041564 | 818.1459 | 0
|  |  | 811.0295 | 0.0009589 | 811.03 | 0 | 822.3777 | 0.00076738 | 811.0295 | 0.0010004 | 822.3777 | 0.00068414 |  |  | 822.3777 | 0.00053613 | 822.3777 | 0.00531 | 822.18 | 0.0029861 | 822.3777 | 0.00077932 | 822.3777 | 0.0031059 | 811.0295 | 0 | 822.3777 | 0.00040305 | 822.18 | 0.00087481 | 817.4924 | 0 | 822.6775 | 0.00072355 | 818.3825 | 0
|  |  | 811.2618 | -0.0013 | 811.26 | 0 | 822.6161 | 0 | 811.2618 | -0.00021074 | 822.6161 | -0.0014451 |  |  | 822.6161 | 0 | 822.6161 | 0.00413 | 822.4184 | 0.0013926 | 822.6161 | 0 | 822.6161 | 0.0019526 | 811.2618 | 0 | 822.6161 | -0.00045046 | 822.4184 | -0.00044335 | 817.7281 | 0 | 822.9174 | -0.00051313 | 818.6191 | 0
|  |  | 811.4942 | 0.00087849 | 811.49 | 0 | 822.8546 | 0.00045175 | 811.4942 | -0.00019269 | 822.8546 | 0.00069451 |  |  | 822.8546 | 0.00053165 | 822.8546 | 0.00618 | 822.6568 | 0.0035351 | 822.8546 | 0.00077131 | 822.8546 | 0.0036259 | 811.4942 | 0 | 822.8546 | 0.00036178 | 822.6568 | 0.00070767 | 817.9639 | 0 | 823.1574 | 0.0006219 | 818.8558 | 0
|  |  | 811.7266 | -0.00092843 | 811.73 | 0 | 823.093 | 0 | 811.7266 | -0.0027661 | 823.093 | -0.0020129 |  |  | 823.093 | 0 | 823.093 | 0.00296 | 822.8953 | 0.0006501 | 823.093 | 0 | 823.093 | 0.001603 | 811.7266 | 0 | 823.093 | -0.00040114 | 822.8953 | -0.00014301 | 818.1996 | 0 | 823.3974 | -0.00040054 | 819.0924 | 0
|  |  | 811.9589 | 0.00064941 | 811.96 | 0 | 823.3314 | 0.00086476 | 811.9589 | 0.00096132 | 823.3314 | 0.00091375 |  |  | 823.3314 | 0.00059202 | 823.3314 | 0.00435 | 823.1337 | 0.003148 | 823.3314 | 0.0014271 | 823.3314 | 0.0034311 | 811.9589 | 0 | 823.3314 | 0.00029272 | 823.1337 | 0.00091454 | 818.4353 | 0 | 823.6374 | 0.00067893 | 819.329 | 0
|  |  | 812.1914 | -0.00191 | 812.19 | 0 | 823.5698 | 0 | 812.1913 | -0.00085547 | 823.5698 | -0.0016148 |  |  | 823.5698 | 0 | 823.5698 | 0.00147 | 823.3722 | 0.00033089 | 823.5698 | 0 | 823.5698 | 0.0024215 | 812.1913 | 0 | 823.5698 | -0.00051062 | 823.3722 | -0.00112 | 818.671 | 0 | 823.8774 | -0.00042679 | 819.5657 | 0
|  |  | 812.4237 | 0.00166 | 812.42 | 0 | 823.8083 | 0.00079658 | 812.4237 | 0.0010823 | 823.8083 | -0.00010124 |  |  | 823.8083 | 0.00029562 | 823.8083 | 0.00562 | 823.6106 | 0.0017449 | 823.8083 | 0.0004042 | 823.8083 | 0.0033997 | 812.4237 | 0 | 823.8083 | 0.00033997 | 823.6106 | 0.00098364 | 818.9067 | 0 | 824.1174 | 0.00059175 | 819.8024 | 0
|  |  | 812.6561 | -0.00266 | 812.66 | 0 | 824.0467 | 0 | 812.6561 | 0.0005426 | 824.0467 | -0.0020908 |  |  | 824.0468 | 0 | 824.0467 | 0.00171 | 823.8491 | 0.0010917 | 824.0467 | 0 | 824.0468 | 0.0023636 | 812.6561 | 0 | 824.0467 | -0.00052278 | 823.8491 | -0.00165 | 819.1425 | 0 | 824.3574 | -0.00044242 | 820.0391 | 0
|  |  | 812.8886 | -0.00053681 | 812.89 | 0 | 824.2852 | 0.00052393 | 812.8885 | -0.00078032 | 824.2852 | 0.001585 |  |  | 824.2852 | 0.0010475 | 824.2852 | 0.00595 | 824.0876 | 0.0031423 | 824.2852 | 0.0013055 | 824.2852 | 0.0024926 | 812.8885 | 0 | 824.2852 | 0.00051051 | 824.0876 | 0.000684 | 819.3783 | 0 | 824.5974 | 0.000615 | 820.2757 | 0
|  |  | 813.121 | 2.4603e-05 | 813.12 | 0 | 824.5237 | 0 | 813.121 | -0.0026821 | 824.5237 | -0.00038329 |  |  | 824.5237 | 0 | 824.5237 | 0.00354 | 824.326 | 0.0017097 | 824.5237 | 0 | 824.5237 | 0.0020511 | 813.121 | 0 | 824.5237 | -0.00036717 | 824.326 | -0.00071572 | 819.6141 | 0 | 824.8375 | -0.00035689 | 820.5124 | 0
|  |  | 813.3534 | 0.00082294 | 813.35 | 0 | 824.7621 | 0.00086597 | 813.3534 | 0.00031954 | 824.7621 | 0.00096951 |  |  | 824.7621 | 0.00053087 | 824.7621 | 0.0058 | 824.5645 | 0.003048 | 824.7621 | 0.00060855 | 824.7621 | 0.0026396 | 813.3534 | 0 | 824.7622 | 0.00038486 | 824.5645 | 0.00104 | 819.8499 | 0 | 825.0775 | 0.00058062 | 820.7491 | 0
|  |  | 813.5858 | -0.00088053 | 813.59 | 0 | 825.0006 | 0 | 813.5858 | -0.0016888 | 825.0006 | -0.0012734 |  |  | 825.0006 | 0 | 825.0006 | 0.00151 | 824.803 | 0.0013894 | 825.0006 | 0 | 825.0006 | 0.0019827 | 813.5858 | 0 | 825.0006 | -0.00053577 | 824.803 | -0.00088129 | 820.0856 | 0 | 825.3176 | -0.00050405 | 820.9858 | 0
|  |  | 813.8182 | 0.00206 | 813.82 | 0 | 825.2391 | 0.00040297 | 813.8182 | 0.00015484 | 825.2391 | 0.00036437 |  |  | 825.2391 | 0.00034696 | 825.2391 | 0.00547 | 825.0415 | 0.0026399 | 825.2391 | 0.00079068 | 825.2391 | 0.0026492 | 813.8182 | 0 | 825.2391 | 0.00022521 | 825.0415 | 8.7628e-05 | 820.3214 | 0 | 825.5576 | 0.00067346 | 821.2225 | 0
|  |  | 814.0507 | -0.00031578 | 814.05 | 0 | 825.4776 | 0 | 814.0507 | -0.001794 | 825.4776 | -0.0017884 |  |  | 825.4776 | 0 | 825.4776 | 0.00333 | 825.2801 | 0.00025514 | 825.4776 | 0 | 825.4776 | 0.0024701 | 814.0507 | 0 | 825.4776 | -0.00048828 | 825.28 | -0.00061561 | 820.5573 | 0 | 825.7977 | -0.00041435 | 821.4593 | 0
|  |  | 814.2831 | 0.00113 | 814.28 | 0 | 825.7161 | 0.00063417 | 814.2831 | 0.0046188 | 825.7161 | 0.00065277 |  |  | 825.7161 | 0.00012995 | 825.7161 | 0.00655 | 825.5186 | 0.0023767 | 825.7161 | 0.00037267 | 825.7161 | 0.0025809 | 814.2831 | 0 | 825.7161 | 0.0002658 | 825.5186 | 0.00041791 | 820.793 | 0 | 826.0378 | 0.00060209 | 821.696 | 0
|  |  | 814.5156 | 0.00068117 | 814.52 | 0 | 825.9547 | 0 | 814.5156 | -0.00053326 | 825.9547 | -0.00085071 |  |  | 825.9547 | 0 | 825.9547 | 0.00458 | 825.7571 | 0.00053345 | 825.9547 | 0 | 825.9547 | 0.0018041 | 814.5156 | 0 | 825.9547 | -0.00050774 | 825.7571 | -0.00080156 | 821.0289 | 0 | 826.2779 | -0.00043113 | 821.9327 | 0
|  |  | 814.7481 | 0.00164 | 814.75 | 0 | 826.1932 | 0.00011753 | 814.748 | 0.0029646 | 826.1932 | 0.0007702 |  |  | 826.1932 | 0.00040728 | 826.1932 | 0.00379 | 825.9956 | 0.0019907 | 826.1932 | 0.00064378 | 826.1932 | 0.0030666 | 814.748 | 0 | 826.1932 | 0.00042801 | 825.9956 | 0.00057229 | 821.2647 | 0 | 826.518 | 0.00057967 | 822.1695 | 0
|  |  | 814.9805 | -0.00023006 | 814.98 | 0 | 826.4317 | 0 | 814.9805 | -0.0014216 | 826.4317 | -0.0014813 |  |  | 826.4317 | 0 | 826.4317 | 0.00138 | 826.2342 | -0.0011345 | 826.4317 | 0 | 826.4317 | 0.0020662 | 814.9805 | 0 | 826.4317 | -0.000417 | 826.2342 | -0.0006496 | 821.5005 | 0 | 826.7581 | -0.00043271 | 822.4062 | 0
|  |  | 815.213 | 0.00042047 | 815.21 | 0 | 826.6703 | 0.00015219 | 815.213 | 0.0013435 | 826.6703 | -0.00033582 |  |  | 826.6703 | 9.0906e-05 | 826.6703 | 0.00541 | 826.4727 | 0.0031292 | 826.6703 | 0.00016386 | 826.6703 | 0.0027028 | 815.213 | 0 | 826.6703 | 0.00025294 | 826.4727 | 0.00109 | 821.7364 | 0 | 826.9982 | 0.00063335 | 822.6431 | 0
|  |  | 815.4455 | -0.00227 | 815.45 | 0 | 826.9088 | 0 | 815.4455 | -0.0019736 | 826.9088 | -0.0016916 |  |  | 826.9088 | 0 | 826.9088 | 0.00188 | 826.7113 | 0.00048467 | 826.9088 | 0 | 826.9088 | 0.0015433 | 815.4455 | 0 | 826.9088 | -0.0005974 | 826.7113 | -0.0004873 | 821.9723 | 0 | 827.2384 | -0.00031201 | 822.8798 | 0
|  |  | 815.678 | 0.00095297 | 815.68 | 0 | 827.1474 | 0.00041815 | 815.678 | 0.0022045 | 827.1474 | 0.00029022 |  |  | 827.1474 | 0.00052435 | 827.1474 | 0.00529 | 826.9499 | 0.0017755 | 827.1474 | 0.0006529 | 827.1474 | 0.0027502 | 815.678 | 0 | 827.1474 | 0.00041873 | 826.9499 | 0.00031678 | 822.2081 | 0 | 827.4785 | 0.00058336 | 823.1166 | 0
|  |  | 815.9105 | -0.0003538 | 815.91 | 0 | 827.386 | 0 | 815.9105 | -0.00096937 | 827.386 | -0.0014873 |  |  | 827.3859 | 0 | 827.3859 | 0.00244 | 827.1884 | 0.00036934 | 827.386 | 0 | 827.3859 | 0.0025441 | 815.9105 | 0 | 827.3859 | -0.00035617 | 827.1884 | -0.00044362 | 822.444 | 0 | 827.7187 | -0.00042884 | 823.3534 | 0
|  |  | 816.143 | 0.00074736 | 816.14 | 0 | 827.6245 | 0.00040907 | 816.143 | 0.0057746 | 827.6245 | 0.00041878 |  |  | 827.6245 | 0.00047628 | 827.6245 | 0.0043 | 827.427 | 0.0016912 | 827.6245 | 0.00014914 | 827.6245 | 0.0032543 | 816.143 | 0 | 827.6245 | 0.00029143 | 827.427 | 0.00030507 | 822.6799 | 0 | 827.9589 | 0.00065317 | 823.5902 | 0
|  |  | 816.3755 | -0.00092171 | 816.38 | 0 | 827.8631 | 0 | 816.3755 | -0.00020624 | 827.8631 | -0.0016661 |  |  | 827.8631 | 0 | 827.8631 | 0.00226 | 827.6656 | -0.00010372 | 827.8631 | 0 | 827.8631 | 0.0015375 | 816.3755 | 0 | 827.8631 | -0.00060456 | 827.6656 | -0.00058421 | 822.9158 | 0 | 828.199 | -0.00053256 | 823.827 | 0
|  |  | 816.608 | 0.00082361 | 816.61 | 0 | 828.1017 | 0.00084126 | 816.608 | 0.00079643 | 828.1017 | 0.00060142 |  |  | 828.1017 | 0 | 828.1017 | 0.00337 | 827.9042 | 0.0015538 | 828.1017 | 0.00061175 | 828.1017 | 0.0028587 | 816.608 | 0 | 828.1017 | 0.00024221 | 827.9042 | -8.1646e-05 | 823.1517 | 0 | 828.4392 | 0.00066499 | 824.0639 | 0
|  |  | 816.8406 | -0.00064078 | 816.84 | 0 | 828.3403 | 0 | 816.8406 | 0.00022853 | 828.3403 | -0.0011646 |  |  | 828.3403 | 0 | 828.3403 | 0.00197 | 828.1428 | 0.00088667 | 828.3403 | 0 | 828.3403 | 0.0014846 | 816.8406 | 0 | 828.3403 | -0.00058142 | 828.1428 | -0.00033436 | 823.3877 | 0 | 828.6794 | -0.00047916 | 824.3007 | 0
|  |  | 817.0731 | -0.00011304 | 817.07 | 0 | 828.5789 | 0.00034489 | 817.0731 | -0.00046559 | 828.5789 | -5.7445e-05 |  |  | 828.5789 | 0.00012885 | 828.5789 | 0.00525 | 828.3814 | 0.0018268 | 828.5789 | 0.00053542 | 828.5789 | 0.0026734 | 817.0731 | 0 | 828.5789 | 0.00027083 | 828.3814 | 0.000346 | 823.6236 | 0 | 828.9196 | 0.00064577 | 824.5375 | 0
|  |  | 817.3057 | -0.00058373 | 817.31 | 0 | 828.8175 | 0 | 817.3057 | 0.00047654 | 828.8175 | -0.0010625 |  |  | 828.8176 | 0 | 828.8175 | 0.00256 | 828.62 | 0.0006698 | 828.8175 | 0 | 828.8176 | 0.001986 | 817.3057 | 0 | 828.8176 | -0.0005423 | 828.62 | -0.00048296 | 823.8596 | 0 | 829.1598 | -0.00049897 | 824.7744 | 0
|  |  | 817.5383 | -0.00119 | 817.54 | 0 | 829.0562 | 0.00022405 | 817.5383 | 0.0021296 | 829.0562 | 9.5842e-05 |  |  | 829.0562 | 0.00045918 | 829.0562 | 0.0037 | 828.8587 | 0.0028945 | 829.0562 | 0.00013229 | 829.0562 | 0.0025532 | 817.5383 | 0 | 829.0562 | 0.00012908 | 828.8587 | 0.00022981 | 824.0955 | 0 | 829.4 | 0.00059665 | 825.0113 | 0
|  |  | 817.7708 | -0.00164 | 817.77 | 0 | 829.2948 | 0 | 817.7708 | -0.0012496 | 829.2948 | -0.00094143 |  |  | 829.2948 | 0 | 829.2948 | 0.00246 | 829.0973 | 0.00090511 | 829.2948 | 0 | 829.2948 | 0.0014759 | 817.7708 | 0 | 829.2948 | -0.0004739 | 829.0973 | -0.00049989 | 824.3314 | 0 | 829.6403 | -0.00041737 | 825.2482 | 0
|  |  | 818.0034 | -0.00026402 | 818 | 0 | 829.5335 | 0.0010344 | 818.0034 | 0.0026552 | 829.5335 | -2.347e-05 |  |  | 829.5334 | 0.00010668 | 829.5335 | 0.00643 | 829.3359 | 0.0025233 | 829.5335 | 0.00036378 | 829.5334 | 0.0022999 | 818.0034 | 0 | 829.5335 | 0.000288 | 829.3359 | 0.00026133 | 824.5674 | 0 | 829.8805 | 0.00056073 | 825.485 | 0
|  |  | 818.236 | -0.00056954 | 818.24 | 0 | 829.7721 | 0 | 818.236 | -0.00078076 | 829.7721 | -0.0010499 |  |  | 829.7721 | 0 | 829.7721 | 0.00226 | 829.5746 | 0.00093424 | 829.7721 | 0 | 829.7721 | 0.0021709 | 818.236 | 0 | 829.7721 | -0.00052491 | 829.5746 | -0.00040218 | 824.8034 | 0 | 830.1208 | -0.00039543 | 825.7219 | 0
|  |  | 818.4686 | 0.00076386 | 818.47 | 0 | 830.0108 | 0.00065023 | 818.4686 | 0.00066184 | 830.0108 | 3.1153e-05 |  |  | 830.0107 | 0.00014504 | 830.0108 | 0.00327 | 829.8132 | 0.0021705 | 830.0108 | 0.00044102 | 830.0107 | 0.0024829 | 818.4686 | 0 | 830.0107 | 7.2092e-05 | 829.8132 | 0.00046993 | 825.0394 | 0 | 830.361 | 0.00064354 | 825.9588 | 0
|  |  | 818.7011 | -0.00067362 | 818.7 | 0 | 830.2494 | 0 | 818.7011 | -0.0011158 | 830.2494 | -0.0019117 |  |  | 830.2495 | 0 | 830.2494 | 0.00357 | 830.0519 | 0.00011762 | 830.2494 | 0 | 830.2495 | 0.0019653 | 818.7011 | 0 | 830.2495 | -0.00046034 | 830.0519 | -0.00137 | 825.2754 | 0 | 830.6013 | -0.00037551 | 826.1957 | 0
|  |  | 818.9337 | 0.00075998 | 818.93 | 0 | 830.4881 | 0.00057824 | 818.9337 | 0.0019047 | 830.4881 | 0.00073491 |  |  | 830.4881 | 0.00020766 | 830.4881 | 0.00442 | 830.2906 | 0.0029417 | 830.4881 | 0.0006463 | 830.4881 | 0.0027022 | 818.9337 | 0 | 830.4881 | 0.00017216 | 830.2906 | 0.00063101 | 825.5114 | 0 | 830.8415 | 0.00055889 | 826.4327 | 0
|  |  | 819.1663 | -0.00156 | 819.17 | 0 | 830.7268 | 0 | 819.1663 | 0.0026895 | 830.7268 | -0.0020049 |  |  | 830.7268 | 0 | 830.7268 | 0.00155 | 830.5293 | 0.0012128 | 830.7268 | 0 | 830.7268 | 0.0027978 | 819.1663 | 0 | 830.7268 | -0.00068803 | 830.5293 | -0.00116 | 825.7474 | 0 | 831.0819 | -0.00049935 | 826.6696 | 0
|  |  | 819.399 | -0.00058976 | 819.4 | 0 | 830.9655 | 0.00063344 | 819.399 | 0.0017204 | 830.9655 | -0.00041733 |  |  | 830.9655 | 0.00036192 | 830.9655 | 0.00364 | 830.7679 | 0.0023596 | 830.9655 | 0.00086196 | 830.9655 | 0.002616 | 819.399 | 0 | 830.9655 | 0.00026866 | 830.768 | 0.00019717 | 825.9834 | 0 | 831.3221 | 0.00065607 | 826.9065 | 0
|  |  | 819.6316 | -0.00132 | 819.63 | 0 | 831.2042 | 0 | 819.6316 | -0.00032724 | 831.2042 | -0.00055395 |  |  | 831.2042 | 0 | 831.2042 | 0.002 | 831.0066 | 0.0011258 | 831.2042 | 0 | 831.2042 | 0.0019845 | 819.6316 | 0 | 831.2042 | -0.00039722 | 831.0066 | -0.00036836 | 826.2194 | 0 | 831.5624 | -0.00036568 | 827.1435 | 0
|  |  | 819.8642 | 0.000558 | 819.86 | 0 | 831.4429 | 0.00055547 | 819.8642 | 0.00022685 | 831.4429 | -0.00010832 |  |  | 831.4429 | 0.00015763 | 831.4429 | 0.00339 | 831.2453 | 0.0023398 | 831.4429 | 0.0005533 | 831.4429 | 0.0027114 | 819.8642 | 0 | 831.4429 | 0.00031574 | 831.2453 | 0.00077109 | 826.4555 | 0 | 831.8028 | 0.00066481 | 827.3804 | 0
|  |  | 820.0969 | -0.0012 | 820.1 | 0 | 831.6816 | 0 | 820.0969 | -0.0010035 | 831.6816 | -0.00099743 |  |  | 831.6816 | 0 | 831.6816 | 0.00345 | 831.4841 | -0.00029566 | 831.6816 | 0 | 831.6816 | 0.0021717 | 820.0969 | 0 | 831.6816 | -0.00049982 | 831.4841 | -0.00122 | 826.6915 | 0 | 832.0431 | -0.00042308 | 827.6174 | 0
|  |  | 820.3295 | 0.00051572 | 820.33 | 0 | 831.9204 | 0.0010895 | 820.3295 | -0.0020063 | 831.9204 | 0.00043644 |  |  | 831.9203 | 0.00051877 | 831.9203 | 0.00346 | 831.7228 | 0.0029013 | 831.9204 | 0.00026829 | 831.9203 | 0.0027992 | 820.3295 | 0 | 831.9203 | 0.00035099 | 831.7228 | 0.00054 | 826.9276 | 0 | 832.2835 | 0.00063308 | 827.8544 | 0
|  |  | 820.5621 | 0.00013897 | 820.56 | 0 | 832.1591 | 0 | 820.5621 | -0.002492 | 832.1591 | -0.00078141 |  |  | 832.1591 | 0 | 832.1591 | 0.00166 | 831.9615 | 0.0001175 | 832.1591 | 0 | 832.1591 | 0.0020401 | 820.5621 | 0 | 832.1591 | -0.00060161 | 831.9615 | -0.00037362 | 827.1637 | 0 | 832.5238 | -0.00053785 | 828.0913 | 0
|  |  | 820.7948 | 0.00033117 | 820.79 | 0 | 832.3978 | 0.001007 | 820.7948 | 0.001814 | 832.3978 | 0.0003454 |  |  | 832.3978 | 0.00058918 | 832.3978 | 0.00451 | 832.2002 | 0.0021297 | 832.3978 | 0.00064182 | 832.3978 | 0.002729 | 820.7948 | 0 | 832.3978 | 0.00028822 | 832.2002 | 0.00124 | 827.3998 | 0 | 832.7642 | 0.00068783 | 828.3283 | 0
|  |  | 821.0275 | -0.00018201 | 821.03 | 0 | 832.6366 | 0 | 821.0275 | -0.00035271 | 832.6366 | -0.0013679 |  |  | 832.6366 | 0 | 832.6366 | 0.002 | 832.439 | 0.00037689 | 832.6366 | 0 | 832.6366 | 0.0015497 | 821.0275 | 0 | 832.6366 | -0.00043472 | 832.439 | -0.00058737 | 827.6359 | 0 | 833.0045 | -0.00052615 | 828.5653 | 0
|  |  | 821.2601 | 0.00182 | 821.26 | 0 | 832.8753 | 0.00070102 | 821.2601 | 0.001717 | 832.8753 | 0.00011066 |  |  | 832.8754 | 0.00036986 | 832.8754 | 0.00397 | 832.6777 | 0.0027937 | 832.8753 | 0.00059435 | 832.8754 | 0.0024008 | 821.2601 | 0 | 832.8754 | 0.00036303 | 832.6777 | 0.00051214 | 827.8719 | 0 | 833.2449 | 0.00058307 | 828.8023 | 0
|  |  | 821.4928 | -0.00114 | 821.49 | 0 | 833.1141 | 0 | 821.4928 | 0.00017796 | 833.1141 | -0.0014692 |  |  | 833.1141 | 0 | 833.1141 | 0.00198 | 832.9165 | 0.00058413 | 833.1141 | 0 | 833.1141 | 0.0026409 | 821.4928 | 0 | 833.1141 | -0.00046214 | 832.9165 | -0.0006415 | 828.108 | 0 | 833.4853 | -0.00039287 | 829.0394 | 0
|  |  | 821.7255 | 0.00075667 | 821.73 | 0 | 833.3529 | 0.0009948 | 821.7255 | 4.5219e-05 | 833.3529 | 0.0012865 |  |  | 833.3529 | 0.00019287 | 833.3529 | 0.00409 | 833.1552 | 0.0032738 | 833.3529 | 0.0011046 | 833.3529 | 0.002366 | 821.7255 | 0 | 833.3529 | 0.00024644 | 833.1552 | 0.00062332 | 828.3442 | 0 | 833.7256 | 0.00067418 | 829.2764 | 0
|  |  | 821.9582 | -0.00231 | 821.96 | 0 | 833.5917 | 0 | 821.9582 | -0.0020392 | 833.5917 | -0.0010786 |  |  | 833.5917 | 0 | 833.5917 | 0.00392 | 833.394 | 7.7737e-05 | 833.5917 | 0 | 833.5917 | 0.0017245 | 821.9582 | 0 | 833.5917 | -0.0005982 | 833.394 | -0.00107 | 828.5803 | 0 | 833.9661 | -0.00046312 | 829.5134 | 0
|  |  | 822.1909 | 0.00014176 | 822.19 | 0 | 833.8305 | 0.00042419 | 822.1909 | -8.118e-06 | 833.8305 | 0.00050404 |  |  | 833.8304 | 0.00024446 | 833.8305 | 0.00414 | 833.6328 | 0.0025519 | 833.8305 | 0.00042246 | 833.8304 | 0.0023285 | 822.1909 | 0 | 833.8304 | 0.00026701 | 833.6328 | 0.00064087 | 828.8164 | 0 | 834.2065 | 0.00056511 | 829.7504 | 0
|  |  | 822.4236 | -0.00165 | 822.42 | 0 | 834.0693 | 0 | 822.4236 | -0.0019464 | 834.0693 | -0.0019695 |  |  | 834.0693 | 0 | 834.0693 | 0.00349 | 833.8716 | 0.00070397 | 834.0693 | 0 | 834.0693 | 0.0016271 | 822.4236 | 0 | 834.0693 | -0.00045088 | 833.8716 | -0.00078503 | 829.0526 | 0 | 834.4469 | -0.00037429 | 829.9875 | 0
|  |  | 822.6564 | 0.00237 | 822.66 | 0 | 834.3081 | 0.00069258 | 822.6564 | 0.00030046 | 834.3081 | 0.00035112 |  |  | 834.3081 | 0.00019084 | 834.3081 | 0.00493 | 834.1103 | 0.0014358 | 834.3081 | 0 | 834.3081 | 0.0014557 | 822.6564 | 0 | 834.3081 | 0.00015299 | 834.1104 | 5.129e-05 | 829.2888 | 0 | 834.6873 | 0.00057801 | 830.2245 | 0
|  |  | 822.8891 | -0.00168 | 822.89 | 0 | 834.5469 | 0 | 822.8891 | -0.001218 | 834.5469 | -0.002223 |  |  | 834.5469 | 0 | 834.5469 | 0.00141 | 834.3491 | -0.00046774 | 834.5469 | 0 | 834.5469 | 0.0015007 | 822.8891 | 0 | 834.5469 | -0.00056446 | 834.3492 | -0.00029738 | 829.5249 | 0 | 834.9278 | -0.00039216 | 830.4617 | 0
|  |  | 823.1218 | 0.000661 | 823.12 | 0 | 834.7857 | 0.00013855 | 823.1218 | 0.0018804 | 834.7857 | 0.00056646 |  |  | 834.7857 | 0.00022375 | 834.7857 | 0.00492 | 834.588 | 0.0023701 | 834.7857 | 0.00036566 | 834.7857 | 0.0027541 | 823.1218 | 0 | 834.7857 | 0.0003738 | 834.588 | 0.00062968 | 829.761 | 0 | 835.1682 | 0.00060853 | 830.6987 | 0
|  |  | 823.3546 | 0.00048148 | 823.35 | 0 | 835.0246 | 0 | 823.3546 | -0.0027216 | 835.0246 | -0.0010861 |  |  | 835.0245 | 0 | 835.0246 | 0.0023 | 834.8268 | 0.0011751 | 835.0246 | 0 | 835.0245 | 0.001585 | 823.3546 | 0 | 835.0245 | -0.00050529 | 834.8268 | -0.00034138 | 829.9973 | 0 | 835.4087 | -0.00034583 | 830.9358 | 0
|  |  | 823.5873 | 0.00023337 | 823.59 | 0 | 835.2634 | 0.0010489 | 823.5873 | 0.0018056 | 835.2634 | 3.7958e-06 |  |  | 835.2634 | 0.00056549 | 835.2634 | 0.00401 | 835.0656 | 0.0013543 | 835.2634 | 2.9992e-06 | 835.2634 | 0.0022469 | 823.5873 | 0 | 835.2634 | 0.00020052 | 835.0656 | 0.00107 | 830.2335 | 0 | 835.6492 | 0.00061799 | 831.1729 | 0
|  |  | 823.8201 | -0.00052509 | 823.82 | 0 | 835.5023 | 0 | 823.8201 | -0.0012181 | 835.5023 | -0.001374 |  |  | 835.5023 | 0 | 835.5023 | 0.00271 | 835.3044 | 0.00013074 | 835.5023 | 0 | 835.5023 | 0.0014846 | 823.8201 | 0 | 835.5023 | -0.00041335 | 835.3044 | -0.00041597 | 830.4697 | 0 | 835.8896 | -0.00044142 | 831.41 | 0
|  |  | 824.0528 | 0.0001448 | 824.05 | 0 | 835.7411 | 0.00089999 | 824.0528 | 0.0012266 | 835.7411 | -8.0145e-06 |  |  | 835.7411 | 0.0004027 | 835.7411 | 0.00376 | 835.5433 | 0.0017313 | 835.7411 | 0.0006249 | 835.7411 | 0.0023353 | 824.0528 | 0 | 835.7411 | 0.00029329 | 835.5433 | 0.00122 | 830.7059 | 0 | 836.1301 | 0.00063637 | 831.6472 | 0
|  |  | 824.2856 | -0.00031083 | 824.29 | 0 | 835.98 | 0 | 824.2856 | 0.0010852 | 835.98 | -0.00054604 |  |  | 835.98 | 0 | 835.98 | 0.00176 | 835.7821 | -0.00014185 | 835.98 | 0 | 835.98 | 0.0017922 | 824.2856 | 0 | 835.98 | -0.00046416 | 835.7821 | -0.0003866 | 830.9421 | 0 | 836.3706 | -0.00037039 | 831.8843 | 0
|  |  | 824.5184 | -0.00048113 | 824.52 | 0 | 836.2189 | 0.00078082 | 824.5184 | 0.00090175 | 836.2189 | 0.00037011 |  |  | 836.2189 | 0.00064132 | 836.2189 | 0.00437 | 836.021 | 0.0024572 | 836.2189 | 0.00041632 | 836.2189 | 0.0022935 | 824.5184 | 0 | 836.2189 | 0.00042224 | 836.0209 | 0.00118 | 831.1783 | 0 | 836.6111 | 0.00065485 | 832.1214 | 0
|  |  | 824.7512 | -0.00079597 | 824.75 | 0 | 836.4577 | 0 | 824.7512 | -0.0034625 | 836.4577 | -0.00080908 |  |  | 836.4578 | 0 | 836.4578 | 0.00112 | 836.2598 | 0.00010398 | 836.4577 | 0 | 836.4578 | 0.0013546 | 824.7512 | 0 | 836.4578 | -0.00054539 | 836.2598 | -0.00067518 | 831.4146 | 0 | 836.8517 | -0.00037591 | 832.3585 | 0
|  |  | 824.984 | 0.00025927 | 824.98 | 0 | 836.6966 | 0.00095024 | 824.9839 | 0.0019218 | 836.6966 | 0.00023165 |  |  | 836.6967 | 0.00013389 | 836.6966 | 0.00563 | 836.4987 | 0.0017849 | 836.6966 | 0.00024235 | 836.6967 | 0.0021098 | 824.9839 | 0 | 836.6967 | 0.00040472 | 836.4987 | 0.00034018 | 831.6508 | 0 | 837.0922 | 0.00061214 | 832.5957 | 0
|  |  | 825.2167 | -0.00198 | 825.22 | 0 | 836.9355 | 0 | 825.2167 | -0.0011702 | 836.9355 | -0.0013805 |  |  | 836.9355 | 0 | 836.9355 | 0.00291 | 836.7375 | 0.00013022 | 836.9355 | 0 | 836.9355 | 0.0014107 | 825.2167 | 0 | 836.9356 | -0.00048136 | 836.7376 | -0.00149 | 831.887 | 0 | 837.3327 | -0.00037825 | 832.8328 | 0
|  |  | 825.4495 | 0.00068279 | 825.45 | 0 | 837.1745 | 0.00053014 | 825.4495 | 0.0013116 | 837.1745 | 0.0010565 |  |  | 837.1744 | 0.00072152 | 837.1744 | 0.00308 | 836.9764 | 0.0013267 | 837.1745 | 0.00096048 | 837.1744 | 0.0024831 | 825.4495 | 0 | 837.1744 | 0.00037179 | 836.9764 | 0.00085548 | 832.1233 | 0 | 837.5732 | 0.00061074 | 833.07 | 0
|  |  | 825.6824 | -0.00083412 | 825.68 | 0 | 837.4134 | 0 | 825.6824 | 6.6762e-05 | 837.4134 | -0.0007212 |  |  | 837.4134 | 0 | 837.4134 | 0.00186 | 837.2153 | 0.00096727 | 837.4134 | 0 | 837.4134 | 0.0018225 | 825.6824 | 0 | 837.4134 | -0.00042353 | 837.2153 | -0.00066439 | 832.3596 | 0 | 837.8138 | -0.00032855 | 833.3072 | 0
|  |  | 825.9152 | 0.00145 | 825.92 | 0 | 837.6523 | 0.00026836 | 825.9152 | 0.0013025 | 837.6523 | 0.00031266 |  |  | 837.6523 | 0.00026748 | 837.6523 | 0.00292 | 837.4542 | 0.0024346 | 837.6523 | 0.00070451 | 837.6523 | 0.0023093 | 825.9152 | 0 | 837.6523 | 0.000211 | 837.4542 | 0.00041943 | 832.5959 | 0 | 838.0544 | 0.00070055 | 833.5444 | 0
|  |  | 826.148 | 2.6931e-05 | 826.15 | 0 | 837.8912 | 0 | 826.148 | -0.0010945 | 837.8912 | -0.0018372 |  |  | 837.8912 | 0 | 837.8912 | 0.00217 | 837.6931 | 0.00013042 | 837.8912 | 0 | 837.8912 | 0.0014991 | 826.148 | 0 | 837.8912 | -0.00047622 | 837.6931 | -0.00067946 | 832.8322 | 0 | 838.295 | -0.00052556 | 833.7816 | 0
|  |  | 826.3809 | 0.0018 | 826.38 | 0 | 838.1302 | 0.0011052 | 826.3809 | 0.00067106 | 838.1302 | 0.00044581 |  |  | 838.1302 | 0.00044193 | 838.1302 | 0.00332 | 837.932 | 0.00099527 | 838.1302 | 0.00075566 | 838.1302 | 0.0027459 | 826.3809 | 0 | 838.1302 | 0.00033984 | 837.932 | 0.00073494 | 833.0685 | 0 | 838.5355 | 0.00052707 | 834.0188 | 0
|  |  | 826.6137 | -0.00182 | 826.61 | 0 | 838.3691 | 0 | 826.6137 | -0.0013807 | 838.3691 | -0.00082818 |  |  | 838.3691 | 0 | 838.3691 | 0.00303 | 838.1709 | 0.0011619 | 838.3691 | 0 | 838.3691 | 0.0015557 | 826.6137 | 0 | 838.3691 | -0.00053459 | 838.1709 | -0.00126 | 833.3048 | 0 | 838.7761 | -0.00041098 | 834.256 | 0
|  |  | 826.8466 | -0.00032029 | 826.85 | 0 | 838.6081 | 0.00097826 | 826.8466 | 0.0013745 | 838.6081 | 0.00016792 |  |  | 838.6081 | 0.00051325 | 838.6081 | 0.00365 | 838.4099 | 0.0012146 | 838.6081 | 0.00067993 | 838.6081 | 0.0024712 | 826.8466 | 0 | 838.6081 | 0.00027305 | 838.4099 | 0.00057617 | 833.5411 | 0 | 839.0167 | 0.0006146 | 834.4932 | 0
|  |  | 827.0794 | -0.00148 | 827.08 | 0 | 838.847 | 0 | 827.0794 | -0.00039805 | 838.847 | -0.0022845 |  |  | 838.847 | 0 | 838.847 | 0.00203 | 838.6488 | -0.0007539 | 838.847 | 0 | 838.847 | 0.0021055 | 827.0794 | 0 | 838.847 | -0.00055166 | 838.6488 | -0.00088681 | 833.7775 | 0 | 839.2574 | -0.0003911 | 834.7305 | 0
|  |  | 827.3123 | 0.00064715 | 827.31 | 0 | 839.086 | 0.00067813 | 827.3123 | 0.001101 | 839.086 | 0.00072613 |  |  | 839.086 | 0.00067064 | 839.086 | 0.00354 | 838.8877 | 0.0026262 | 839.086 | 0.0015294 | 839.086 | 0.0024508 | 827.3123 | 0 | 839.086 | 0.00051358 | 838.8877 | 0.00145 | 834.0138 | 0 | 839.498 | 0.00066522 | 834.9677 | 0
|  |  | 827.5452 | -0.00119 | 827.55 | 0 | 839.325 | 0 | 827.5452 | -0.001921 | 839.325 | -0.0013004 |  |  | 839.325 | 0 | 839.325 | 0.00060375 | 839.1267 | 0.00061761 | 839.325 | 0 | 839.325 | 0.0018058 | 827.5452 | 0 | 839.325 | -0.0004771 | 839.1267 | -0.000307 | 834.2501 | 0 | 839.7387 | -0.00055874 | 835.205 | 0
|  |  | 827.778 | 0.00084868 | 827.78 | 0 | 839.564 | 0.00047909 | 827.778 | 0.00075604 | 839.564 | 0.00068617 |  |  | 839.564 | 0.00042978 | 839.564 | 0.00386 | 839.3656 | 0.0022699 | 839.564 | 0.00082339 | 839.564 | 0.0017942 | 827.778 | 0 | 839.564 | 0.00034712 | 839.3656 | 0.00038392 | 834.4865 | 0 | 839.9792 | 0.00054415 | 835.4422 | 0
|  |  | 828.0109 | -0.002 | 828.01 | 0 | 839.803 | 0 | 828.0109 | 0.0019308 | 839.803 | -0.0017293 |  |  | 839.803 | 0 | 839.803 | 0.00101 | 839.6046 | -0.0010753 | 839.803 | 0 | 839.803 | 0.0012338 | 828.0109 | 0 | 839.803 | -0.00067352 | 839.6046 | -0.00093401 | 834.7228 | 0 | 840.2199 | -0.00045188 | 835.6795 | 0
|  |  | 828.2438 | -0.00019827 | 828.24 | 0 | 840.042 | 1.7958e-05 | 828.2438 | 0.00095151 | 840.042 | -0.00024009 |  |  | 840.042 | 0.00037823 | 840.042 | 0.00456 | 839.8436 | 0.0019705 | 840.042 | 0.00021432 | 840.042 | 0.0016565 | 828.2438 | 0 | 840.042 | 0.00037259 | 839.8436 | 0.00072861 | 834.9592 | 0 | 840.4606 | 0.00058213 | 835.9167 | 0
|  |  | 828.4767 | -0.00117 | 828.48 | 0 | 840.281 | 0 | 828.4767 | -0.002168 | 840.281 | -0.0011922 |  |  | 840.281 | 0 | 840.281 | 0.00341 | 840.0825 | 0.00027809 | 840.281 | 0 | 840.281 | 0.0023146 | 828.4767 | 0 | 840.281 | -0.00049837 | 840.0825 | -0.00107 | 835.1956 | 0 | 840.7012 | -0.00045395 | 836.1541 | 0
|  |  | 828.7096 | 0.00204 | 828.71 | 0 | 840.52 | 0.00060935 | 828.7096 | 0.0014301 | 840.52 | 4.1462e-05 |  |  | 840.52 | 0.00013327 | 840.52 | 0.00439 | 840.3215 | 0.0024897 | 840.52 | 0.00054553 | 840.52 | 0.0025842 | 828.7096 | 0 | 840.52 | 0.00026478 | 840.3215 | 0.0005734 | 835.432 | 0 | 840.942 | 0.0006307 | 836.3914 | 0
|  |  | 828.9425 | -0.00215 | 828.94 | 0 | 840.7591 | 0 | 828.9425 | -0.0013987 | 840.7591 | -0.0017476 |  |  | 840.7591 | 0 | 840.7591 | 0.00182 | 840.5605 | 0.00099998 | 840.7591 | 0 | 840.7591 | 0.0013178 | 828.9425 | 0 | 840.7591 | -0.00051206 | 840.5605 | -0.00096853 | 835.6685 | 0 | 841.1826 | -0.00053992 | 836.6287 | 0
|  |  | 829.1755 | 0.00143 | 829.18 | 0 | 840.9981 | 0.00081553 | 829.1755 | 0.0028333 | 840.9981 | 0.00038568 |  |  | 840.9981 | 0.00010172 | 840.9981 | 0.00346 | 840.7995 | 0.0011222 | 840.9981 | 0.00087455 | 840.9981 | 0.0025756 | 829.1755 | 0 | 840.9981 | 0.00028576 | 840.7995 | 0.00025361 | 835.9048 | 0 | 841.4233 | 0.00058107 | 836.866 | 0
|  |  | 829.4084 | -0.00066092 | 829.41 | 0 | 841.2372 | 0 | 829.4084 | -0.002907 | 841.2372 | -0.0010397 |  |  | 841.2372 | 0 | 841.2372 | 0.00055455 | 841.0385 | 0.00015888 | 841.2372 | 0 | 841.2372 | 0.0016249 | 829.4084 | 0 | 841.2372 | -0.00034532 | 841.0385 | -0.00119 | 836.1413 | 0 | 841.664 | -0.00038595 | 837.1033 | 0
|  |  | 829.6413 | 0.00132 | 829.64 | 0 | 841.4762 | 0.00043634 | 829.6413 | 0.0019808 | 841.4762 | 0.00033921 |  |  | 841.4762 | 0.000353 | 841.4762 | 0.00204 | 841.2775 | 0.0017139 | 841.4762 | 0.00075606 | 841.4762 | 0.0019051 | 829.6413 | 0 | 841.4762 | 0.00033023 | 841.2775 | 0.00071311 | 836.3777 | 0 | 841.9047 | 0.00057755 | 837.3406 | 0
|  |  | 829.8743 | -0.00107 | 829.87 | 0 | 841.7153 | 0 | 829.8743 | -0.0012179 | 841.7153 | -0.0013387 |  |  | 841.7153 | 0 | 841.7153 | 0.00244 | 841.5166 | 0.0015742 | 841.7153 | 0 | 841.7153 | 0.0015458 | 829.8743 | 0 | 841.7153 | -0.00033177 | 841.5166 | -0.0007515 | 836.6141 | 0 | 842.1454 | -0.00042094 | 837.5779 | 0
|  |  | 830.1072 | 0.00127 | 830.11 | 0 | 841.9544 | 0.00014158 | 830.1072 | 0.00073512 | 841.9544 | 0.00041439 |  |  | 841.9543 | 0.00064007 | 841.9543 | 0.00402 | 841.7556 | 0.0015219 | 841.9544 | 0.0006626 | 841.9543 | 0.0024587 | 830.1072 | 0 | 841.9543 | 0.00026849 | 841.7556 | 0.00102 | 836.8506 | 0 | 842.3862 | 0.00059661 | 837.8153 | 0
|  |  | 830.3402 | -0.00166 | 830.34 | 0 | 842.1934 | 0 | 830.3402 | -0.0013336 | 842.1934 | -0.0016439 |  |  | 842.1934 | 0 | 842.1934 | 0.00166 | 841.9946 | 0.00046837 | 842.1934 | 0 | 842.1934 | 0.0010133 | 830.3402 | 0 | 842.1934 | -0.00043295 | 841.9946 | -0.00101 | 837.087 | 0 | 842.6269 | -0.00040695 | 838.0527 | 0
|  |  | 830.5732 | 0.00040396 | 830.57 | 0 | 842.4325 | 0.00077446 | 830.5732 | 0.00050164 | 842.4325 | 0.0010678 |  |  | 842.4325 | 0.00064645 | 842.4325 | 0.00255 | 842.2337 | 0.0011953 | 842.4325 | 0.0010233 | 842.4325 | 0.0017551 | 830.5732 | 0 | 842.4325 | 0.00025286 | 842.2337 | 0.00135 | 837.3235 | 0 | 842.8677 | 0.00066641 | 838.29 | 0
|  |  | 830.8062 | -0.00127 | 830.81 | 0 | 842.6716 | 0 | 830.8062 | -0.00027285 | 842.6716 | -0.0015305 |  |  | 842.6716 | 0 | 842.6716 | 0.00255 | 842.4727 | -0.00087781 | 842.6716 | 0 | 842.6716 | 0.0016808 | 830.8062 | 0 | 842.6716 | -0.00034577 | 842.4727 | -0.00065735 | 837.56 | 0 | 843.1085 | -0.00043509 | 838.5274 | 0
|  |  | 831.0391 | 0.00199 | 831.04 | 0 | 842.9107 | 0.00086624 | 831.0391 | -0.00076344 | 842.9107 | 0.00046654 |  |  | 842.9107 | 0.00051315 | 842.9107 | 0.00387 | 842.7118 | 0.0021535 | 842.9107 | 0.00086177 | 842.9107 | 0.0022306 | 831.0391 | 0 | 842.9107 | 0.00026725 | 842.7118 | 0.00055008 | 837.7965 | 0 | 843.3492 | 0.00057728 | 838.7648 | 0
|  |  | 831.2721 | -0.00179 | 831.27 | 0 | 843.1498 | 0 | 831.2721 | -0.0017998 | 843.1498 | -0.00053233 |  |  | 843.1498 | 0 | 843.1498 | 0.00025677 | 842.9508 | 0.0005172 | 843.1498 | 0 | 843.1498 | 0.00088669 | 831.2721 | 0 | 843.1498 | -0.00059925 | 842.9508 | -0.00094779 | 838.033 | 0 | 843.59 | -0.00036115 | 839.0022 | 0
|  |  | 831.5051 | 0.00121 | 831.51 | 0 | 843.389 | 0.00025721 | 831.5051 | 0.00096274 | 843.389 | 0.00024759 |  |  | 843.389 | 2.6287e-05 | 843.389 | 0.00339 | 843.1899 | 0.00074728 | 843.389 | 0.00037914 | 843.389 | 0.0024049 | 831.5051 | 0 | 843.389 | 0.00018676 | 843.1899 | 0.00077664 | 838.2695 | 0 | 843.8308 | 0.00058893 | 839.2396 | 0
|  |  | 831.7381 | -0.00026024 | 831.74 | 0 | 843.6281 | 0 | 831.7381 | -0.0047182 | 843.6281 | -0.00065876 |  |  | 843.6281 | 0 | 843.6281 | 0.00063941 | 843.429 | -2.5185e-06 | 843.6281 | 0 | 843.6281 | 0.0013058 | 831.7381 | 0 | 843.6281 | -0.00042386 | 843.429 | -0.00115 | 838.506 | 0 | 844.0717 | -0.00042982 | 839.477 | 0
|  |  | 831.9711 | 0.00144 | 831.97 | 0 | 843.8672 | 0.0006946 | 831.9711 | 0.0015867 | 843.8672 | 0.00017039 |  |  | 843.8672 | 0.00062195 | 843.8672 | 0.00399 | 843.6681 | 0.001827 | 843.8672 | 0.00071494 | 843.8672 | 0.0019869 | 831.9711 | 0 | 843.8673 | 0.00033415 | 843.6681 | 0.00096407 | 838.7426 | 0 | 844.3124 | 0.00062272 | 839.7144 | 0
|  |  | 832.2042 | -0.00095552 | 832.2 | 0 | 844.1064 | 0 | 832.2042 | -0.0016639 | 844.1064 | -0.00062257 |  |  | 844.1064 | 0 | 844.1064 | 0.00185 | 843.9072 | 0.00043687 | 844.1064 | 0 | 844.1064 | 0.0021114 | 832.2042 | 0 | 844.1064 | -0.00030802 | 843.9072 | 0.0001731 | 838.9791 | 0 | 844.5533 | -0.00045439 | 839.9518 | 0
|  |  | 832.4371 | 0.00048818 | 832.44 | 0 | 844.3455 | 0.00018271 | 832.4371 | 0.0023343 | 844.3455 | 0.00030357 |  |  | 844.3455 | 0 | 844.3455 | 0.0027 | 844.1463 | 0.00062029 | 844.3455 | 4.4523e-05 | 844.3455 | 0.0019873 | 832.4371 | 0 | 844.3455 | 8.5574e-05 | 844.1463 | 0.00077205 | 839.2156 | 0 | 844.7941 | 0.0006549 | 840.1893 | 0
|  |  | 832.6702 | 0.00090426 | 832.67 | 0 | 844.5847 | 0 | 832.6702 | -0.0020182 | 844.5847 | -0.00054074 |  |  | 844.5847 | 0 | 844.5847 | 8.9692e-05 | 844.3854 | 0.00038383 | 844.5847 | 0 | 844.5847 | 0.0017551 | 832.6702 | 0 | 844.5847 | -0.00036979 | 844.3854 | -0.00037687 | 839.4522 | 0 | 845.035 | -0.0003563 | 840.4268 | 0
|  |  | 832.9033 | 0.00273 | 832.9 | 0 | 844.8239 | 0.00069356 | 832.9033 | 0.0017666 | 844.8239 | 0.0002749 |  |  | 844.8239 | 0.00035864 | 844.8239 | 0.00539 | 844.6245 | 0.0014626 | 844.8239 | 0.00048351 | 844.8239 | 0.001585 | 832.9033 | 0 | 844.8238 | 0.00019599 | 844.6245 | 0.0008467 | 839.6888 | 0 | 845.2758 | 0.00062697 | 840.6642 | 0
|  |  | 833.1363 | -0.00201 | 833.14 | 0 | 845.063 | 0 | 833.1363 | -0.0012606 | 845.063 | -0.001082 |  |  | 845.063 | 0 | 845.063 | 0.00103 | 844.8636 | 5.8692e-05 | 845.063 | 0 | 845.063 | 0.0013637 | 833.1363 | 0 | 845.063 | -0.0005355 | 844.8636 | -0.00091007 | 839.9254 | 0 | 845.5167 | -0.00042491 | 840.9017 | 0
|  |  | 833.3693 | 0.00243 | 833.37 | 0 | 845.3022 | 0.0010948 | 833.3693 | 0.0025961 | 845.3022 | 0.00068626 |  |  | 845.3022 | 0.00043882 | 845.3022 | 0.00335 | 845.1027 | 0.0017807 | 845.3022 | 0.0010224 | 845.3022 | 0.0016071 | 833.3693 | 0 | 845.3022 | 0.00044526 | 845.1027 | 0.00029418 | 840.1619 | 0 | 845.7575 | 0.00060243 | 841.1392 | 0
|  |  | 833.6024 | -0.00145 | 833.6 | 0 | 845.5414 | 0 | 833.6024 | -0.003061 | 845.5414 | -0.00074569 |  |  | 845.5414 | 0 | 845.5414 | 0.00087634 | 845.3419 | 0.0015585 | 845.5414 | 0 | 845.5414 | 0.0013517 | 833.6024 | 0 | 845.5414 | -0.00039068 | 845.3419 | -0.00026766 | 840.3985 | 0 | 845.9984 | -0.00038903 | 841.3766 | 0
|  |  | 833.8355 | 0.00177 | 833.84 | 0 | 845.7806 | 0.00029466 | 833.8354 | 0.0010144 | 845.7806 | 0.001089 |  |  | 845.7806 | 0.00051928 | 845.7806 | 0.00178 | 845.581 | 0.0015478 | 845.7806 | 0.0011489 | 845.7806 | 0.0014498 | 833.8354 | 0 | 845.7806 | 0.00052286 | 845.581 | 0.00131 | 840.6351 | 0 | 846.2393 | 0.00049601 | 841.6141 | 0
|  |  | 834.0685 | -0.0007989 | 834.07 | 0 | 846.0198 | 0 | 834.0685 | -0.00042713 | 846.0198 | -0.0017308 |  |  | 846.0198 | 0 | 846.0198 | 0.00135 | 845.8202 | 0.0012496 | 846.0198 | 0 | 846.0198 | 0.0017976 | 834.0685 | 0 | 846.0198 | -0.00063395 | 845.8202 | -0.00067888 | 840.8717 | 0 | 846.4802 | -0.00037963 | 841.8516 | 0
|  |  | 834.3016 | 0.0022 | 834.3 | 0 | 846.2591 | 0.00095595 | 834.3016 | 0.0018239 | 846.2591 | -0.00028736 |  |  | 846.259 | 0.00055697 | 846.2591 | 0.00208 | 846.0593 | 0.0024296 | 846.2591 | 0.00073467 | 846.259 | 0.0020476 | 834.3016 | 0 | 846.259 | 0.00022643 | 846.0593 | 0.00044739 | 841.1083 | 0 | 846.7211 | 0.00056644 | 842.0892 | 0
|  |  | 834.5347 | -6.1317e-05 | 834.53 | 0 | 846.4983 | 0 | 834.5347 | 0.00053596 | 846.4983 | 0.00024372 |  |  | 846.4983 | 0 | 846.4983 | 0.00284 | 846.2985 | 0.0012402 | 846.4983 | 0 | 846.4983 | 0.0012602 | 834.5347 | 0 | 846.4983 | -0.00052503 | 846.2985 | -0.00040534 | 841.345 | 0 | 846.962 | -0.00039331 | 842.3267 | 0
|  |  | 834.7678 | 0.00081548 | 834.77 | 0 | 846.7375 | 0.00030005 | 834.7678 | 0.0023151 | 846.7375 | 0.00033335 |  |  | 846.7375 | 0.00074046 | 846.7375 | 0.00283 | 846.5377 | 0.0021841 | 846.7375 | 0.00069123 | 846.7375 | 0.0021009 | 834.7678 | 0 | 846.7375 | 0.0003062 | 846.5377 | 0.00082535 | 841.5816 | 0 | 847.2029 | 0.00060486 | 842.5642 | 0
|  |  | 835.0009 | -0.00124 | 835 | 0 | 846.9768 | 0 | 835.0009 | 0.0017101 | 846.9768 | -0.0021958 |  |  | 846.9767 | 0 | 846.9768 | 0.00163 | 846.7769 | -0.0016975 | 846.9768 | 0 | 846.9767 | 0.0016612 | 835.0009 | 0 | 846.9768 | -0.0004894 | 846.7768 | -0.00128 | 841.8183 | 0 | 847.4439 | -0.0005005 | 842.8018 | 0
|  |  | 835.234 | 0.00129 | 835.23 | 0 | 847.216 | 0.0014179 | 835.234 | 0.0032918 | 847.216 | 0.00098271 |  |  | 847.216 | 0.00084669 | 847.216 | 0.00349 | 847.016 | 0.0025925 | 847.216 | 0.0012911 | 847.216 | 0.0012583 | 835.234 | 0 | 847.216 | 0.0003055 | 847.016 | 0.00081383 | 842.0549 | 0 | 847.6848 | 0.00061516 | 843.0393 | 0
|  |  | 835.4672 | -0.00070391 | 835.47 | 0 | 847.4553 | 0 | 835.4672 | 0.0010157 | 847.4553 | -0.0010549 |  |  | 847.4553 | 0 | 847.4553 | 0.00057253 | 847.2552 | -0.00039019 | 847.4553 | 0 | 847.4553 | 0.001712 | 835.4672 | 0 | 847.4553 | -0.00049701 | 847.2552 | -0.0005394 | 842.2916 | 0 | 847.9258 | -0.00045901 | 843.2769 | 0
|  |  | 835.7003 | -0.00042801 | 835.7 | 0 | 847.6945 | 0.00054831 | 835.7003 | -0.00036291 | 847.6945 | 7.4102e-05 |  |  | 847.6945 | 0.00036455 | 847.6945 | 0.0018 | 847.4944 | 0.0012887 | 847.6945 | 0.00054791 | 847.6945 | 0.0020086 | 835.7003 | 0 | 847.6945 | 0.0003734 | 847.4944 | 0.00062165 | 842.5283 | 0 | 848.1667 | 0.00066133 | 843.5144 | 0
|  |  | 835.9334 | 0.00070179 | 835.93 | 0 | 847.9338 | 0 | 835.9334 | -0.0018298 | 847.9338 | -0.00074823 |  |  | 847.9338 | 0 | 847.9338 | 0.00299 | 847.7336 | 0.0001713 | 847.9338 | 0 | 847.9338 | 0.0010551 | 835.9334 | 0 | 847.9338 | -0.00066265 | 847.7337 | -0.00132 | 842.765 | 0 | 848.4077 | -0.00046123 | 843.752 | 0
|  |  | 836.1666 | 0.00115 | 836.17 | 0 | 848.1731 | 0.00093588 | 836.1666 | -0.00016033 | 848.1731 | 0.00022409 |  |  | 848.1731 | 0.00015636 | 848.1731 | 0.00286 | 847.9729 | 0.0011733 | 848.1731 | 0.00078918 | 848.1731 | 0.0016983 | 836.1666 | 0 | 848.1731 | 0.00036181 | 847.9729 | 0.00047783 | 843.0016 | 0 | 848.6487 | 0.00069455 | 843.9896 | 0
|  |  | 836.3997 | 0.0012 | 836.4 | 0 | 848.4124 | 0 | 836.3997 | -0.0020028 | 848.4124 | -0.0013414 |  |  | 848.4124 | 0 | 848.4124 | -0.00117 | 848.2121 | 0.00068122 | 848.4124 | 0 | 848.4124 | 0.0010995 | 836.3997 | 0 | 848.4124 | -0.00025329 | 848.2121 | -0.00051107 | 843.2383 | 0 | 848.8897 | -0.00046707 | 844.2272 | 0
|  |  | 836.6329 | -0.00018061 | 836.63 | 0 | 848.6517 | 0.00056502 | 836.6329 | 0.001056 | 848.6517 | -0.00048018 |  |  | 848.6517 | 0.0004462 | 848.6517 | 0.00135 | 848.4513 | 0.00054254 | 848.6517 | 0.00068303 | 848.6517 | 0.0019229 | 836.6329 | 0 | 848.6517 | 0.00027469 | 848.4513 | 0.0011 | 843.4751 | 0 | 849.1307 | 0.00067019 | 844.4647 | 0
|  |  | 836.866 | 0.00055707 | 836.87 | 0 | 848.891 | 0 | 836.866 | -0.0015283 | 848.891 | -0.00070685 |  |  | 848.891 | 0 | 848.891 | -0.00074798 | 848.6906 | 0.00022866 | 848.891 | 0 | 848.891 | 0.0011401 | 836.866 | 0 | 848.891 | -0.00053861 | 848.6906 | 0.00019031 | 843.7118 | 0 | 849.3717 | -0.00052293 | 844.7023 | 0
|  |  | 837.0992 | 0.00168 | 837.1 | 0 | 849.1303 | 0.00062074 | 837.0992 | 0.0023587 | 849.1303 | 2.2633e-05 |  |  | 849.1303 | 0.00024952 | 849.1303 | 0.00496 | 848.9298 | 0.0012179 | 849.1303 | 0.00031393 | 849.1303 | 0.0018062 | 837.0992 | 0 | 849.1303 | 0.00015497 | 848.9298 | 0.00098306 | 843.9485 | 0 | 849.6127 | 0.00064294 | 844.94 | 0
|  |  | 837.3324 | -0.00019757 | 837.33 | 0 | 849.3696 | 0 | 837.3324 | -7.856e-05 | 849.3696 | -0.0018915 |  |  | 849.3696 | 0 | 849.3696 | 0.00116 | 849.1691 | -0.0011188 | 849.3696 | 0 | 849.3696 | 0.0015184 | 837.3324 | 0 | 849.3696 | -0.00046418 | 849.1691 | -0.00032004 | 844.1853 | 0 | 849.8538 | -0.0004828 | 845.1776 | 0
|  |  | 837.5656 | 0.00072234 | 837.57 | 0 | 849.609 | 0.00093292 | 837.5656 | 0.0032973 | 849.609 | 0.00092911 |  |  | 849.6089 | 0.0005334 | 849.609 | 0.00419 | 849.4083 | 0.0017981 | 849.609 | 0.00097387 | 849.6089 | 0.0015399 | 837.5656 | 0 | 849.609 | 0.0004636 | 849.4083 | 0.00057065 | 844.422 | 0 | 850.0948 | 0.00063682 | 845.4152 | 0
|  |  | 837.7988 | -0.00058508 | 837.8 | 0 | 849.8483 | 0 | 837.7988 | -0.00082788 | 849.8483 | -0.00094288 |  |  | 849.8483 | 0 | 849.8483 | -0.00039455 | 849.6476 | -0.00017874 | 849.8483 | 0 | 849.8483 | 0.0014102 | 837.7988 | 0 | 849.8483 | -0.00042346 | 849.6476 | -0.00045798 | 844.6588 | 0 | 850.3359 | -0.0004276 | 845.6529 | 0
|  |  | 838.032 | 0.00117 | 838.03 | 0 | 850.0877 | 0.00097076 | 838.032 | 0.001481 | 850.0877 | 0.00095582 |  |  | 850.0876 | 0.00032494 | 850.0877 | 0.00408 | 849.8869 | 0.0013535 | 850.0877 | 0.00088602 | 850.0876 | 0.0022648 | 838.032 | 0 | 850.0877 | 0.00039311 | 849.8869 | 0.00068026 | 844.8956 | 0 | 850.577 | 0.00058835 | 845.8906 | 0
|  |  | 838.2651 | -0.00199 | 838.27 | 0 | 850.327 | 0 | 838.2651 | 0.00012532 | 850.327 | -0.00096198 |  |  | 850.327 | 0 | 850.327 | 0.00161 | 850.1261 | -0.0012768 | 850.327 | 0 | 850.327 | 0.0009599 | 838.2651 | 0 | 850.327 | -0.0004838 | 850.1261 | -0.00142 | 845.1323 | 0 | 850.818 | -0.00047275 | 846.1282 | 0
|  |  | 838.4983 | 0.00066811 | 838.5 | 0 | 850.5664 | 0.00062086 | 838.4984 | 0.0013528 | 850.5664 | 0.00018916 |  |  | 850.5664 | 0.00036347 | 850.5664 | 0.00426 | 850.3654 | -8.0495e-05 | 850.5664 | 0.00081538 | 850.5664 | 0.00099299 | 838.4984 | 0 | 850.5664 | 0.00028171 | 850.3654 | 0.00057476 | 845.3691 | 0 | 851.0591 | 0.00059553 | 846.3658 | 0
|  |  | 838.7316 | -0.0011 | 838.73 | 0 | 850.8057 | 0 | 838.7316 | -0.002074 | 850.8057 | -0.00047819 |  |  | 850.8057 | 0 | 850.8057 | -0.00013793 | 850.6047 | -0.0002942 | 850.8057 | 0 | 850.8057 | 0.0016613 | 838.7316 | 0 | 850.8057 | -0.00037195 | 850.6047 | -0.00061743 | 845.6059 | 0 | 851.3002 | -0.00044595 | 846.6036 | 0
|  |  | 838.9648 | 0.00014189 | 838.96 | 0 | 851.0451 | 0.00055803 | 838.9648 | 0.0020284 | 851.0451 | 0.00046128 |  |  | 851.0451 | 0.00016896 | 851.0451 | 0.0044 | 850.844 | 0.0013588 | 851.0451 | 0.0010215 | 851.0451 | 0.0021579 | 838.9648 | 0 | 851.0451 | 0.00022427 | 850.844 | 0.00079037 | 845.8427 | 0 | 851.5413 | 0.00073186 | 846.8412 | 0
|  |  | 839.1981 | 0.00035828 | 839.2 | 0 | 851.2845 | 0 | 839.1981 | -0.0010033 | 851.2845 | -0.0010919 |  |  | 851.2845 | 0 | 851.2845 | -0.00010572 | 851.0833 | -0.00080219 | 851.2845 | 0 | 851.2845 | 0.00065365 | 839.1981 | 0 | 851.2845 | -0.00053465 | 851.0833 | -0.00087789 | 846.0795 | 0 | 851.7824 | -0.00047466 | 847.0789 | 0
|  |  | 839.4313 | 0.00179 | 839.43 | 0 | 851.5239 | 0.00015968 | 839.4313 | -0.00040097 | 851.5239 | -0.00012641 |  |  | 851.5239 | 0.00020304 | 851.5239 | 0.00466 | 851.3227 | 0.00064881 | 851.5239 | 0.00011945 | 851.5239 | 0.0016136 | 839.4313 | 0 | 851.5239 | 0.00010744 | 851.3226 | 0.00021946 | 846.3163 | 0 | 852.0235 | 0.00072879 | 847.3167 | 0
|  |  | 839.6645 | 0.00033562 | 839.66 | 0 | 851.7633 | 0 | 839.6646 | -0.0023036 | 851.7633 | -0.00052009 |  |  | 851.7633 | 0 | 851.7633 | 0.00255 | 851.562 | -0.0015146 | 851.7633 | 0 | 851.7633 | 0.0011876 | 839.6646 | 0 | 851.7633 | -0.00045154 | 851.562 | -0.00081058 | 846.5532 | 0 | 852.2646 | -0.00056058 | 847.5544 | 0
|  |  | 839.8978 | 0.00083294 | 839.9 | 0 | 852.0027 | 0.00043238 | 839.8978 | 0.0030287 | 852.0027 | 0.00027532 |  |  | 852.0027 | 0.0002762 | 852.0027 | 0.00363 | 851.8013 | 0.0011404 | 852.0027 | 0.00083608 | 852.0027 | 0.0015085 | 839.8978 | 0 | 852.0027 | 0.00042702 | 851.8013 | 0.00055775 | 846.79 | 0 | 852.5057 | 0.00070897 | 847.7921 | 0
|  |  | 840.1311 | -0.0005183 | 840.13 | 0 | 852.2422 | 0 | 840.1311 | -0.00043171 | 852.2422 | -0.0017316 |  |  | 852.2421 | 0 | 852.2422 | 0.00369 | 852.0406 | -0.00075209 | 852.2422 | 0 | 852.2421 | 0.0010275 | 840.1311 | 0 | 852.2421 | -0.00038315 | 852.0407 | -0.00113 | 847.0269 | 0 | 852.7469 | -0.00054117 | 848.0298 | 0
|  |  | 840.3644 | -3.8995e-05 | 840.36 | 0 | 852.4816 | 0.0011576 | 840.3644 | 0.00059212 | 852.4816 | 0.00060466 |  |  | 852.4816 | 0.00010312 | 852.4816 | 0.00299 | 852.28 | 0.00056084 | 852.4816 | 0.00014011 | 852.4816 | 0.0018713 | 840.3644 | 0 | 852.4816 | 0.00031108 | 852.28 | 0.00024452 | 847.2638 | 0 | 852.988 | 0.00069649 | 848.2676 | 0
|  |  | 840.5977 | -0.0008482 | 840.6 | 0 | 852.721 | 0 | 840.5977 | -0.0027263 | 852.721 | -0.0012323 |  |  | 852.721 | 0 | 852.721 | -0.00032682 | 852.5193 | -0.0015095 | 852.721 | 0 | 852.721 | 0.0012488 | 840.5977 | 0 | 852.721 | -0.00062313 | 852.5194 | -0.00131 | 847.5006 | 0 | 853.2292 | -0.00048948 | 848.5053 | 0
|  |  | 840.8309 | 0.00045583 | 840.83 | 0 | 852.9605 | 0.00050367 | 840.8309 | -0.00047331 | 852.9605 | 0.00012698 |  |  | 852.9604 | 0.00034913 | 852.9605 | 0.00461 | 852.7587 | 0.0018221 | 852.9605 | 0.00071323 | 852.9604 | 0.0020968 | 840.8309 | 0 | 852.9605 | 0.00040772 | 852.7587 | 0.00062684 | 847.7375 | 0 | 853.4704 | 0.00062204 | 848.7431 | 0
|  |  | 841.0642 | -0.00023706 | 841.06 | 0 | 853.1999 | 0 | 841.0642 | 0.00024953 | 853.1999 | -0.001315 |  |  | 853.1999 | 0 | 853.1999 | 0.00196 | 852.9981 | -8.9957e-05 | 853.1999 | 0 | 853.1999 | 0.0010728 | 841.0642 | 0 | 853.1999 | -0.00045637 | 852.9981 | -0.00056291 | 847.9744 | 0 | 853.7116 | -0.00041036 | 848.9808 | 0
|  |  | 841.2975 | 0.00066412 | 841.3 | 0 | 853.4394 | 0.0012178 | 841.2975 | 0.00083394 | 853.4394 | 0.001015 |  |  | 853.4394 | 0.00055833 | 853.4394 | 0.00523 | 853.2374 | 0.0017452 | 853.4394 | 0.0011896 | 853.4394 | 0.001893 | 841.2975 | 0 | 853.4394 | 0.00039579 | 853.2374 | 0.00090017 | 848.2113 | 0 | 853.9528 | 0.0007515 | 849.2186 | 0
|  |  | 841.5308 | -1.522e-05 | 841.53 | 0 | 853.6788 | 0 | 841.5308 | -0.0024497 | 853.6788 | -0.0016396 |  |  | 853.6788 | 0 | 853.6788 | 4.3961e-06 | 853.4768 | -0.00076564 | 853.6788 | 0 | 853.6788 | 0.0008954 | 841.5308 | 0 | 853.6788 | -0.00047663 | 853.4768 | -0.00128 | 848.4482 | 0 | 854.194 | -0.00050039 | 849.4564 | 0
|  |  | 841.7641 | 0.00017912 | 841.76 | 0 | 853.9183 | 0.0002098 | 841.7641 | 0.00017499 | 853.9183 | 0.00096914 |  |  | 853.9183 | 0.00055355 | 853.9183 | 0.00248 | 853.7162 | 0.0014767 | 853.9183 | 0.00039784 | 853.9183 | 0.0022289 | 841.7641 | 0 | 853.9183 | 0.00031084 | 853.7162 | 0.00127 | 848.6851 | 0 | 854.4352 | 0.0007447 | 849.6942 | 0
|  |  | 841.9974 | -0.00112 | 842 | 0 | 854.1578 | 0 | 841.9974 | -0.0016131 | 854.1578 | -0.00084269 |  |  | 854.1578 | 0 | 854.1578 | -0.00032138 | 853.9556 | -0.0013839 | 854.1578 | 0 | 854.1578 | 0.00095377 | 841.9974 | 0 | 854.1578 | -0.00058656 | 853.9556 | -0.00080077 | 848.9221 | 0 | 854.6764 | -0.00050129 | 849.932 | 0
|  |  | 842.2308 | -0.00062373 | 842.23 | 0 | 854.3973 | 3.7273e-05 | 842.2308 | 0.0029014 | 854.3973 | 0.0012827 |  |  | 854.3973 | 0.00063813 | 854.3973 | 0.00208 | 854.195 | 0.003885 | 854.3973 | 0.00084635 | 854.3973 | 0.0016823 | 842.2308 | 0 | 854.3973 | 0.00041165 | 854.195 | 0.00146 | 849.159 | 0 | 854.9177 | 0.00061475 | 850.1699 | 0
|  |  | 842.4641 | 0.00058791 | 842.46 | 0 | 854.6368 | 0 | 842.4641 | 0.0018508 | 854.6368 | -0.00048841 |  |  | 854.6368 | 0 | 854.6368 | 0.00085178 | 854.4344 | -8.4357e-05 | 854.6368 | 0 | 854.6368 | 0.00089989 | 842.4641 | 0 | 854.6368 | -0.0005931 | 854.4344 | -0.00086399 | 849.3959 | 0 | 855.1589 | -0.00040147 | 850.4077 | 0
|  |  | 842.6975 | 0.0006445 | 842.7 | 0 | 854.8763 | 0.00050475 | 842.6974 | 0.0012453 | 854.8763 | 0.00055175 |  |  | 854.8763 | 0.00057647 | 854.8763 | 0.00257 | 854.6738 | 0.0017733 | 854.8763 | 0.00081667 | 854.8763 | 0.0015881 | 842.6974 | 0 | 854.8763 | 0.00032017 | 854.6738 | 0.0009912 | 849.6329 | 0 | 855.4002 | 0.00068609 | 850.6455 | 0
|  |  | 842.9308 | -0.0029 | 842.93 | 0 | 855.1158 | 0 | 842.9308 | -0.00073412 | 855.1158 | -0.0011282 |  |  | 855.1158 | 0 | 855.1158 | -7.5741e-05 | 854.9133 | 0.0015713 | 855.1158 | 0 | 855.1158 | 0.0011113 | 842.9308 | 0 | 855.1158 | -0.00048135 | 854.9133 | -0.00040071 | 849.8699 | 0 | 855.6414 | -0.00059862 | 850.8833 | 0
|  |  | 843.1642 | 0.00061921 | 843.16 | 0 | 855.3553 | 0.00050482 | 843.1642 | 8.4999e-05 | 855.3553 | 0.0013308 |  |  | 855.3553 | 0.00057196 | 855.3554 | 0.0031 | 855.1527 | 0.0012928 | 855.3553 | 0.0010213 | 855.3553 | 0.001883 | 843.1642 | 0 | 855.3554 | 0.00036026 | 855.1527 | 0.00022421 | 850.1069 | 0 | 855.8826 | 0.0006717 | 851.1212 | 0
|  |  | 843.3975 | 7.555e-05 | 843.4 | 0 | 855.5949 | 0 | 843.3975 | -0.0011697 | 855.5949 | -0.0016502 |  |  | 855.5948 | 0 | 855.5949 | 0.00105 | 855.3921 | -0.00069753 | 855.5949 | 0 | 855.5948 | 0.0012327 | 843.3975 | 0 | 855.5948 | -0.00065572 | 855.3921 | -0.00099808 | 850.3438 | 0 | 856.1239 | -0.00060009 | 851.359 | 0
|  |  | 843.6309 | 2.8517e-05 | 843.63 | 0 | 855.8344 | 0.0011429 | 843.6309 | 0.00020311 | 855.8344 | 0.00056705 |  |  | 855.8344 | 0.0005238 | 855.8344 | 0.00393 | 855.6316 | 0.00023237 | 855.8344 | 0.00056134 | 855.8344 | 0.00099209 | 843.6309 | 0 | 855.8344 | 0.00039951 | 855.6316 | 0.00089101 | 850.5808 | 0 | 856.3652 | 0.00073762 | 851.5969 | 0
|  |  | 843.8643 | -0.00098288 | 843.86 | 0 | 856.074 | 0 | 843.8643 | 5.6476e-05 | 856.074 | -0.0019043 |  |  | 856.074 | 0 | 856.074 | 0.00237 | 855.871 | -0.0011515 | 856.074 | 0 | 856.074 | 0.0010117 | 843.8643 | 0 | 856.074 | -0.00030555 | 855.871 | -0.00101 | 850.8178 | 0 | 856.6065 | -0.00047646 | 851.8348 | 0
|  |  | 844.0977 | 0.00177 | 844.1 | 0 | 856.3135 | 0.0013222 | 844.0977 | -0.0018918 | 856.3135 | -0.00016234 |  |  | 856.3135 | 0.00047878 | 856.3135 | 0.00361 | 856.1105 | 0.0020672 | 856.3135 | 0.0010573 | 856.3135 | 0.00092315 | 844.0977 | 0 | 856.3135 | 0.00011584 | 856.1105 | 0.00158 | 851.0548 | 0 | 856.8478 | 0.00065876 | 852.0727 | 0
|  |  | 844.3311 | -0.00053965 | 844.33 | 0 | 856.5531 | 0 | 844.3311 | -0.00044799 | 856.5531 | -0.0015457 |  |  | 856.5531 | 0 | 856.5531 | 0.00068432 | 856.35 | 0.0009252 | 856.5531 | 0 | 856.5531 | 0.00079171 | 844.3311 | 0 | 856.5531 | -0.00061639 | 856.35 | -0.00064621 | 851.2919 | 0 | 857.0891 | -0.0006438 | 852.3105 | 0
|  |  | 844.5644 | -0.00065447 | 844.56 | 0 | 856.7927 | 0.00048558 | 844.5645 | -0.0012073 | 856.7927 | 0.00014944 |  |  | 856.7927 | 0.00013279 | 856.7927 | 0.00286 | 856.5894 | 0.001553 | 856.7927 | 0.00041223 | 856.7927 | 0.0012741 | 844.5645 | 0 | 856.7927 | 0.0003958 | 856.5894 | 0.00059176 | 851.5289 | 0 | 857.3304 | 0.00074453 | 852.5485 | 0
|  |  | 844.7979 | -0.0008272 | 844.8 | 0 | 857.0322 | 0 | 844.7979 | -0.0016673 | 857.0322 | -0.0021683 |  |  | 857.0322 | 0 | 857.0322 | 0.00034848 | 856.8289 | -0.0013636 | 857.0322 | 0 | 857.0322 | 0.0014985 | 844.7979 | 0 | 857.0322 | -0.00047889 | 856.8289 | -0.00097681 | 851.7659 | 0 | 857.5718 | -0.00054336 | 852.7864 | 0
|  |  | 845.0313 | 0.00080348 | 845.03 | 0 | 857.2718 | 0.00056083 | 845.0313 | -0.00021416 | 857.2718 | -7.9974e-06 |  |  | 857.2719 | 0.00049528 | 857.2718 | 0.00307 | 857.0684 | 0.0021086 | 857.2718 | 0.00075591 | 857.2719 | 0.0017089 | 845.0313 | 0 | 857.2718 | 0.00033372 | 857.0684 | 0.00051541 | 852.003 | 0 | 857.8131 | 0.00073341 | 853.0243 | 0
|  |  | 845.2647 | -0.0004606 | 845.26 | 0 | 857.5114 | 0 | 845.2647 | 0.00029928 | 857.5114 | -0.0011655 |  |  | 857.5114 | 0 | 857.5114 | 0.001 | 857.3079 | 0.00047279 | 857.5114 | 0 | 857.5114 | 0.0012475 | 845.2647 | 0 | 857.5114 | -0.00045302 | 857.3079 | -0.00056744 | 852.2401 | 0 | 858.0545 | -0.00059117 | 853.2622 | 0
|  |  | 845.4981 | 0.00139 | 845.5 | 0 | 857.751 | 0.00075065 | 845.4981 | 0.0012896 | 857.751 | 0.00046388 |  |  | 857.751 | 0.00047694 | 857.751 | 0.00376 | 857.5474 | 0.0024793 | 857.751 | 0.00057363 | 857.751 | 0.0016871 | 845.4981 | 0 | 857.751 | 0.00031453 | 857.5474 | 0.00113 | 852.4771 | 0 | 858.2958 | 0.00075006 | 853.5002 | 0
|  |  | 845.7316 | 0.0007937 | 845.73 | 0 | 857.9906 | 0 | 845.7316 | -0.0007215 | 857.9906 | -0.0012679 |  |  | 857.9907 | 0 | 857.9906 | -3.0995e-07 | 857.7869 | 0.00046108 | 857.9906 | 0 | 857.9907 | 0.00096962 | 845.7316 | 0 | 857.9907 | -0.0005904 | 857.7869 | -0.00107 | 852.7142 | 0 | 858.5372 | -0.00049679 | 853.7381 | 0
|  |  | 845.965 | 0.00209 | 845.97 | 0 | 858.2303 | 0.0014066 | 845.965 | 0.0024526 | 858.2303 | -0.00032689 |  |  | 858.2303 | 0.00088524 | 858.2303 | 0.00392 | 858.0264 | 0.0010216 | 858.2303 | 0.00097634 | 858.2303 | 0.0012539 | 845.965 | 0 | 858.2303 | 0.00033424 | 858.0264 | 0.00157 | 852.9513 | 0 | 858.7786 | 0.00080265 | 853.9761 | 0
|  |  | 846.1985 | 0.00119 | 846.2 | 0 | 858.4699 | 0 | 846.1985 | 0.0010528 | 858.4699 | -0.0019686 |  |  | 858.4699 | 0 | 858.4699 | 0.00048122 | 858.2659 | -0.00064332 | 858.4699 | 0 | 858.4699 | 0.00064244 | 846.1985 | 0 | 858.4699 | -0.00034241 | 858.2659 | 0.00021649 | 853.1884 | 0 | 859.02 | -0.00044672 | 854.2141 | 0
|  |  | 846.432 | 0.00059072 | 846.43 | 0 | 858.7095 | 0.00080956 | 846.4319 | 0.003565 | 858.7095 | 0.00044188 |  |  | 858.7095 | 0.00026297 | 858.7095 | 0.00433 | 858.5055 | 0.00047328 | 858.7095 | 0.00074738 | 858.7095 | 0.001586 | 846.4319 | 0 | 858.7095 | 0.00038423 | 858.5055 | 0.00056726 | 853.4255 | 0 | 859.2614 | 0.0007267 | 854.452 | 0
|  |  | 846.6654 | -0.00084726 | 846.67 | 0 | 858.9492 | 0 | 846.6654 | -0.0022527 | 858.9492 | -0.0012966 |  |  | 858.9492 | 0 | 858.9492 | 0.00086636 | 858.745 | 0.00034708 | 858.9492 | 0 | 858.9492 | 0.00058816 | 846.6654 | 0 | 858.9492 | -0.0003248 | 858.745 | -0.00094964 | 853.6626 | 0 | 859.5028 | -0.0005926 | 854.69 | 0
|  |  | 846.8989 | 0.00236 | 846.9 | 0 | 859.1888 | 0.0010544 | 846.8989 | 0.0018354 | 859.1888 | 0.0011747 |  |  | 859.1888 | 0.00080847 | 859.1888 | 0.00418 | 858.9846 | 0.00073946 | 859.1888 | 0.001159 | 859.1888 | 0.0016283 | 846.8989 | 0 | 859.1888 | 0.00037111 | 858.9846 | 0.00062027 | 853.8997 | 0 | 859.7442 | 0.00076349 | 854.928 | 0
|  |  | 847.1323 | -0.00131 | 847.13 | 0 | 859.4285 | 0 | 847.1323 | 0.00052975 | 859.4285 | -0.0018323 |  |  | 859.4285 | 0 | 859.4285 | 0.00101 | 859.2241 | -0.00084499 | 859.4285 | 0 | 859.4285 | 0.00065177 | 847.1323 | 0 | 859.4285 | -0.00058739 | 859.2241 | -0.00144 | 854.1368 | 0 | 859.9857 | -0.00048264 | 855.166 | 0
|  |  | 847.3658 | -0.0006919 | 847.37 | 0 | 859.6681 | 0.001036 | 847.3658 | -0.00052362 | 859.6681 | 0.00019911 |  |  | 859.6682 | 0.00028531 | 859.6681 | 0.00205 | 859.4637 | 0.00070549 | 859.6681 | 0.00064407 | 859.6682 | 0.0015025 | 847.3658 | 0 | 859.6681 | 0.00032621 | 859.4637 | 0.00149 | 854.374 | 0 | 860.2271 | 0.00077874 | 855.404 | 0
|  |  | 847.5993 | -0.000194 | 847.6 | 0 | 859.9078 | 0 | 847.5993 | -0.00030238 | 859.9078 | -0.001138 |  |  | 859.9078 | 0 | 859.9078 | 0.00193 | 859.7032 | -0.00057704 | 859.9078 | 0 | 859.9078 | 0.00047755 | 847.5993 | 0 | 859.9078 | -0.000521 | 859.7032 | -0.00040568 | 854.6111 | 0 | 860.4685 | -0.00044949 | 855.642 | 0
|  |  | 847.8328 | -0.00049252 | 847.83 | 0 | 860.1475 | 0.00075582 | 847.8328 | 0.0018246 | 860.1475 | 0.00020704 |  |  | 860.1475 | 0.00063394 | 860.1475 | 0.00373 | 859.9428 | 0.00040334 | 860.1475 | 0.00013263 | 860.1475 | 0.001563 | 847.8328 | 0 | 860.1475 | 0.00038138 | 859.9428 | 0.00138 | 854.8483 | 0 | 860.71 | 0.00054625 | 855.8801 | 0
|  |  | 848.0664 | 4.83e-05 | 848.07 | 0 | 860.3872 | 0 | 848.0663 | -0.00025134 | 860.3872 | -0.00097173 |  |  | 860.3872 | 0 | 860.3872 | -0.00147 | 860.1824 | -0.00094855 | 860.3872 | 0 | 860.3872 | 0.0010796 | 848.0663 | 0 | 860.3872 | -0.0005247 | 860.1824 | -0.00067015 | 855.0854 | 0 | 860.9515 | -0.00064694 | 856.1181 | 0
|  |  | 848.2999 | 0.00124 | 848.3 | 0 | 860.6269 | 0.0011114 | 848.2999 | -0.00018451 | 860.6269 | 0.00061869 |  |  | 860.6269 | 0.00079367 | 860.6269 | 0.00302 | 860.422 | 0.0010781 | 860.6269 | 0.0013966 | 860.6269 | 0.00059843 | 848.2999 | 0 | 860.6269 | 0.00036658 | 860.422 | 0.00053015 | 855.3226 | 0 | 861.1929 | 0.00066377 | 856.3561 | 0
|  |  | 848.5334 | 5.7597e-05 | 848.53 | 0 | 860.8666 | 0 | 848.5334 | -0.0023069 | 860.8666 | -0.00088627 |  |  | 860.8666 | 0 | 860.8666 | 0.00036924 | 860.6616 | 2.1623e-05 | 860.8666 | 0 | 860.8666 | 0.00050441 | 848.5334 | 0 | 860.8666 | -0.00058573 | 860.6616 | -0.00041508 | 855.5598 | 0 | 861.4344 | -0.00070037 | 856.5942 | 0
|  |  | 848.7669 | 0.00108 | 848.77 | 0 | 861.1063 | 0.00091966 | 848.7669 | 0.0019307 | 861.1063 | 0.0014994 |  |  | 861.1063 | 0.00082533 | 861.1063 | 0.00234 | 860.9012 | 0.0017589 | 861.1063 | 0.00066037 | 861.1063 | 0.0014511 | 848.7669 | 0 | 861.1063 | 0.00013824 | 860.9012 | 0.00032734 | 855.797 | 0 | 861.6759 | 0.00073105 | 856.8322 | 0
|  |  | 849.0004 | 0.00104 | 849 | 0 | 861.346 | 0 | 849.0004 | -0.0024722 | 861.346 | -0.0019628 |  |  | 861.3461 | 0 | 861.346 | 0.00116 | 861.1408 | 0.00017963 | 861.346 | 0 | 861.3461 | 0.0016073 | 849.0004 | 0 | 861.3461 | -0.00046719 | 861.1408 | -0.0006722 | 856.0342 | 0 | 861.9174 | -0.00044531 | 857.0703 | 0
|  |  | 849.234 | 0.00151 | 849.23 | 0 | 861.5858 | 0.0010391 | 849.2339 | 0.0018528 | 861.5858 | 0.00017455 |  |  | 861.5858 | 0.00044147 | 861.5858 | 0.00335 | 861.3804 | 0.00025567 | 861.5858 | 0.00079931 | 861.5858 | 0.0015312 | 849.2339 | 0 | 861.5857 | 0.00036319 | 861.3804 | 0.00115 | 856.2714 | 0 | 862.1589 | 0.00071296 | 857.3084 | 0
|  |  | 849.4675 | -0.00247 | 849.47 | 0 | 861.8255 | 0 | 849.4675 | -0.0023354 | 861.8255 | -0.0019303 |  |  | 861.8255 | 0 | 861.8255 | -0.00038462 | 861.62 | -0.0010018 | 861.8255 | 0 | 861.8255 | 0.00093594 | 849.4675 | 0 | 861.8255 | -0.00040843 | 861.62 | -0.00107 | 856.5087 | 0 | 862.4004 | -0.00050492 | 857.5465 | 0
|  |  | 849.7011 | 0.00082095 | 849.7 | 0 | 862.0653 | 0.001178 | 849.701 | 0.00076478 | 862.0653 | 2.0849e-05 |  |  | 862.0652 | 0.00028001 | 862.0653 | 0.00311 | 861.8596 | 0.0023344 | 862.0653 | 0.0009217 | 862.0652 | 0.0011838 | 849.701 | 0 | 862.0652 | 0.00030719 | 861.8596 | 0.00048698 | 856.7459 | 0 | 862.642 | 0.00073877 | 857.7846 | 0
|  |  | 849.9346 | 0.00114 | 849.93 | 0 | 862.305 | 0 | 849.9346 | -0.0029382 | 862.305 | -0.0018213 |  |  | 862.305 | 0 | 862.305 | 0.00115 | 862.0993 | -0.0013188 | 862.305 | 0 | 862.305 | 0.00034233 | 849.9346 | 0 | 862.305 | -0.00047834 | 862.0993 | -0.00047771 | 856.9832 | 0 | 862.8835 | -0.00071983 | 858.0227 | 0
|  |  | 850.1682 | 1.7523e-05 | 850.17 | 0 | 862.5448 | 0.00033404 | 850.1682 | 0.002097 | 862.5448 | 0.0005272 |  |  | 862.5448 | 0.00073945 | 862.5448 | 0.00353 | 862.3389 | 0.0015328 | 862.5448 | 0.0016909 | 862.5448 | 0.001241 | 850.1682 | 0 | 862.5448 | 0.0001588 | 862.3389 | 0.00088946 | 857.2204 | 0 | 863.1251 | 0.00079313 | 858.2608 | 0
|  |  | 850.4018 | 0 | 850.4 | 0 | 862.7845 | 0 | 850.4018 | -0.0035068 | 862.7845 | -0.0028671 |  |  | 862.7845 | 0 | 862.7845 | -0.00075827 | 862.5786 | -0.0011358 | 862.7845 | 0 | 862.7845 | 0.00064887 | 850.4018 | 0 | 862.7845 | -0.00046196 | 862.5786 | -0.00099607 | 857.4576 | 0 | 863.3666 | -0.00052213 | 858.499 | 0
|  |  | 850.6354 | 0 | 850.64 | 0 | 863.0243 | 0.00087689 | 850.6354 | -0.00040491 | 863.0243 | 0.00033275 |  |  | 863.0243 | 0.00071121 | 863.0243 | 0.00179 | 862.8182 | 0.0015918 | 863.0243 | 0.0012244 | 863.0243 | 0.001162 | 850.6354 | 0 | 863.0243 | 0.00034568 | 862.8182 | 0.00104 | 857.6949 | 0 | 863.6082 | 0.00070931 | 858.7371 | 0
|  |  | 850.869 | 0 | 850.87 | 0 | 863.2641 | 0 | 850.869 | -0.0024852 | 863.2641 | -0.0021304 |  |  | 863.2641 | 0 | 863.2641 | 0.00027479 | 863.0579 | -0.00086888 | 863.2641 | 0 | 863.2641 | 0.00096423 | 850.869 | 0 | 863.2641 | -0.00049887 | 863.0579 | -0.00139 | 857.9322 | 0 | 863.8498 | -0.00057282 | 858.9752 | 0
|  |  | 851.1025 | 0 | 851.1 | 0 | 863.5039 | 0.00093706 | 851.1025 | 0.0012354 | 863.5039 | -0.00062482 |  |  | 863.5039 | 0.00020359 | 863.5039 | 0.00592 | 863.2976 | 0.00012747 | 863.5039 | 0.00062222 | 863.5039 | 0.0013527 | 851.1025 | 0 | 863.5039 | 0.00024786 | 863.2976 | 0.00042387 | 858.1695 | 0 | 864.0914 | 0.00077226 | 859.2134 | 0
|  |  | 851.3362 | 0 | 851.34 | 0 | 863.7437 | 0 | 851.3362 | -0.0022102 | 863.7437 | -0.00088267 |  |  | 863.7437 | 0 | 863.7437 | 0.00031368 | 863.5372 | -9.0929e-05 | 863.7437 | 0 | 863.7437 | 0.00072666 | 851.3362 | 0 | 863.7437 | -0.00047193 | 863.5372 | -0.00059784 | 858.4068 | 0 | 864.3329 | -0.00059524 | 859.4515 | 0
|  |  | 851.5698 | 0 | 851.57 | 0 | 863.9835 | 0.0018706 | 851.5698 | 0.00025048 | 863.9835 | 0.00070968 |  |  | 863.9835 | 0.00082077 | 863.9835 | 0.00351 | 863.7769 | 0.0023023 | 863.9835 | 0.0015934 | 863.9835 | 0.0013071 | 851.5698 | 0 | 863.9835 | 0.00031541 | 863.7769 | 0.00078398 | 858.6441 | 0 | 864.5746 | 0.00072182 | 859.6897 | 0
|  |  | 851.8034 | 0 | 851.8 | 0 | 864.2233 | 0 | 851.8034 | 0.00068375 | 864.2233 | -0.0022836 |  |  | 864.2233 | 0 | 864.2233 | 0.00010983 | 864.0166 | -8.2762e-05 | 864.2233 | 0 | 864.2233 | 0.00016676 | 851.8034 | 0 | 864.2233 | -0.00047014 | 864.0166 | -0.00142 | 858.8814 | 0 | 864.8162 | -0.00058436 | 859.9279 | 0
|  |  | 852.0371 | 0 | 852.04 | 0 | 864.4632 | 0.0005048 | 852.037 | 0.0025773 | 864.4632 | -0.00030431 |  |  | 864.4631 | 0.00053921 | 864.4632 | 0.00502 | 864.2563 | 0.0011073 | 864.4632 | 0.0018344 | 864.4631 | 0.0019102 | 852.037 | 0 | 864.4631 | 0.00044565 | 864.2563 | 0.00086078 | 859.1188 | 0 | 865.0578 | 0.00080423 | 860.1661 | 0
|  |  | 852.2707 | 0 | 852.27 | 0 | 864.703 | 0 | 852.2707 | -0.0013024 | 864.703 | -0.0017014 |  |  | 864.703 | 0 | 864.703 | 0.00304 | 864.496 | 5.0417e-05 | 864.703 | 0 | 864.703 | 0.00059336 | 852.2707 | 0 | 864.703 | -0.00030741 | 864.496 | -0.00188 | 859.3561 | 0 | 865.2994 | -0.00048562 | 860.4042 | 0
|  |  | 852.5043 | 0 | 852.5 | 0 | 864.9428 | 0.0015856 | 852.5043 | 0.0023288 | 864.9428 | 0.00077862 |  |  | 864.9428 | 0.00027724 | 864.9428 | 0.0042 | 864.7357 | 0.0008298 | 864.9428 | 0.00044512 | 864.9428 | 0.0013196 | 852.5043 | 0 | 864.9428 | 0.00030985 | 864.7357 | 0.00116 | 859.5934 | 0 | 865.5411 | 0.00082439 | 860.6425 | 0
|  |  | 852.738 | 0 | 852.74 | 0 | 865.1827 | 0 | 852.738 | 6.8756e-05 | 865.1827 | -0.0011091 |  |  | 865.1827 | 0 | 865.1827 | 0.00056433 | 864.9754 | -0.00039852 | 865.1827 | 0 | 865.1827 | 0.00081612 | 852.738 | 0 | 865.1827 | -0.00037918 | 864.9754 | -0.00092234 | 859.8308 | 0 | 865.7827 | -0.0008003 | 860.8807 | 0
|  |  | 852.9716 | 0 | 852.97 | 0 | 865.4225 | 0.0006607 | 852.9716 | 0.00029799 | 865.4225 | -7.8705e-05 |  |  | 865.4225 | 4.4722e-05 | 865.4225 | 0.00448 | 865.2152 | -0.00051776 | 865.4225 | 0.0003538 | 865.4225 | 0.0012718 | 852.9716 | 0 | 865.4226 | 0.00013705 | 865.2152 | 0.00024527 | 860.0682 | 0 | 866.0244 | 0.00078531 | 861.1189 | 0
|  |  | 853.2053 | 0 | 853.21 | 0 | 865.6624 | 0 | 853.2053 | -0.0014534 | 865.6624 | -0.0014479 |  |  | 865.6624 | 0 | 865.6624 | 0.00027766 | 865.4549 | -0.00089234 | 865.6624 | 0 | 865.6624 | 0.00086988 | 853.2053 | 0 | 865.6624 | -0.00052009 | 865.4549 | -0.00156 | 860.3055 | 0 | 866.266 | -0.00067682 | 861.3571 | 0
|  |  | 853.439 | 0 | 853.44 | 0 | 865.9023 | 0.0010751 | 853.439 | 0.005438 | 865.9023 | 0.001914 |  |  | 865.9023 | 0.0011273 | 865.9023 | 0.00371 | 865.6946 | 0.0015003 | 865.9023 | 0.0012579 | 865.9023 | 0.0013651 | 853.439 | 0 | 865.9023 | 0.00030821 | 865.6946 | 0.00114 | 860.5429 | 0 | 866.5077 | 0.00095933 | 861.5953 | 0
|  |  | 853.6726 | 0 | 853.67 | 0 | 866.1422 | 0 | 853.6726 | -0.0018882 | 866.1422 | -0.0022845 |  |  | 866.1422 | 0 | 866.1422 | 0.00033683 | 865.9344 | -0.0011942 | 866.1422 | 0 | 866.1422 | 0.00041516 | 853.6726 | 0 | 866.1422 | -0.00035739 | 865.9344 | -0.00023379 | 860.7803 | 0 | 866.7495 | -0.0004874 | 861.8336 | 0
|  |  | 853.9063 | 0 | 853.91 | 0 | 866.382 | 0.00095999 | 853.9063 | 0.0011613 | 866.382 | 0.00045004 |  |  | 866.382 | 2.5202e-05 | 866.382 | 0.0048 | 866.1741 | 0.0015781 | 866.382 | 0.00073279 | 866.382 | 0.001385 | 853.9063 | 0 | 866.382 | 0.00024813 | 866.1741 | 0.00077329 | 861.0177 | 0 | 866.9911 | 0.00078422 | 862.0719 | 0
|  |  | 854.14 | 0 | 854.14 | 0 | 866.6219 | 0 | 854.14 | 0.0010531 | 866.6219 | -0.0015413 |  |  | 866.6219 | 0 | 866.6219 | 0.00252 | 866.4139 | -0.0010385 | 866.6219 | 0 | 866.6219 | 0.00032596 | 854.14 | 0 | 866.6219 | -0.00064623 | 866.4139 | -0.00051944 | 861.2551 | 0 | 867.2328 | -0.00071345 | 862.3101 | 0
|  |  | 854.3737 | 0 | 854.37 | 0 | 866.8618 | 0.00082367 | 854.3737 | 0.00063448 | 866.8618 | 0.0004375 |  |  | 866.8618 | 0.00042735 | 866.8618 | 0.00347 | 866.6537 | 0.0023005 | 866.8618 | 0.0013798 | 866.8618 | 0.0011885 | 854.3737 | 0 | 866.8618 | 0.00034635 | 866.6537 | 0.00027331 | 861.4926 | 0 | 867.4746 | 0.00086496 | 862.5484 | 0
|  |  | 854.6074 | 0 | 854.61 | 0 | 867.1018 | 0 | 854.6074 | -0.0013808 | 867.1018 | -0.0011474 |  |  | 867.1017 | 0 | 867.1018 | -0.00035849 | 866.8934 | -0.00087127 | 867.1018 | 0 | 867.1017 | 0.0011153 | 854.6074 | 0 | 867.1018 | -0.00046342 | 866.8934 | -0.00112 | 861.73 | 0 | 867.7163 | -0.00065763 | 862.7867 | 0
|  |  | 854.8411 | 0 | 854.84 | 0 | 867.3417 | 0.00064994 | 854.8411 | 0.002368 | 867.3417 | 0.00044547 |  |  | 867.3417 | 0.0003229 | 867.3417 | 0.00324 | 867.1332 | 0.0016544 | 867.3417 | 0.00061913 | 867.3417 | 0.0009926 | 854.8411 | 0 | 867.3417 | 0.00042133 | 867.1332 | 0.00070167 | 861.9674 | 0 | 867.958 | 0.00088887 | 863.025 | 0
|  |  | 855.0748 | 0 | 855.07 | 0 | 867.5816 | 0 | 855.0748 | 0.0015134 | 867.5816 | -0.0027974 |  |  | 867.5816 | 0 | 867.5816 | 0.00092511 | 867.373 | -0.0019868 | 867.5816 | 0 | 867.5816 | 0.00059359 | 855.0748 | 0 | 867.5816 | -0.0005779 | 867.373 | -0.00163 | 862.2048 | 0 | 868.1998 | -0.00063887 | 863.2633 | 0
|  |  | 855.3085 | 0 | 855.31 | 0 | 867.8215 | 0.00046221 | 855.3085 | 0.00063806 | 867.8215 | 0.0019616 |  |  | 867.8215 | 0.00048302 | 867.8215 | 0.00127 | 867.6128 | 0.0021505 | 867.8215 | 0.00019467 | 867.8215 | 0.0009111 | 855.3085 | 0 | 867.8215 | 0.00019588 | 867.6128 | 0.0005823 | 862.4423 | 0 | 868.4415 | 0.00070993 | 863.5016 | 0
|  |  | 855.5423 | 0 | 855.54 | 0 | 868.0615 | 0 | 855.5423 | -0.0011029 | 868.0615 | -0.0015911 |  |  | 868.0615 | 0 | 868.0615 | 0.00063396 | 867.8526 | -1.2664e-05 | 868.0615 | 0 | 868.0615 | 0.00079138 | 855.5423 | 0 | 868.0615 | -0.00049602 | 867.8526 | -0.00101 | 862.6798 | 0 | 868.6833 | -0.00070704 | 863.7399 | 0
|  |  | 855.776 | 0 | 855.78 | 0 | 868.3014 | 6.4318e-05 | 855.776 | 0.00020091 | 868.3014 | 0.0011268 |  |  | 868.3015 | 0.00069419 | 868.3014 | 0.00216 | 868.0924 | -0.00028926 | 868.3014 | 0.0014942 | 868.3015 | 0.00095976 | 855.776 | 0 | 868.3015 | 0.00029431 | 868.0924 | 0.00024874 | 862.9172 | 0 | 868.9251 | 0.00089195 | 863.9783 | 0
|  |  | 856.0098 | 0 | 856.01 | 0 | 868.5414 | 0 | 856.0098 | -0.0037309 | 868.5414 | -0.0027241 |  |  | 868.5414 | 0 | 868.5414 | 0.00175 | 868.3322 | -0.001582 | 868.5414 | 0 | 868.5414 | 0.00030042 | 856.0098 | 0 | 868.5414 | -0.00058346 | 868.3322 | -0.00128 | 863.1547 | 0 | 869.1669 | -0.00062798 | 864.2166 | 0
|  |  | 856.2435 | 0 | 856.24 | 0 | 868.7814 | 0.0010228 | 856.2435 | 0.00036866 | 868.7814 | 0.0009427 |  |  | 868.7814 | 0.00081637 | 868.7813 | 0.00038874 | 868.572 | 0.0023499 | 868.7814 | 0.0013613 | 868.7814 | 0.00080079 | 856.2435 | 0 | 868.7814 | 0.00030248 | 868.572 | 0.00204 | 863.3922 | 0 | 869.4086 | 0.00081147 | 864.455 | 0
|  |  | 856.4773 | 0 | 856.48 | 0 | 869.0213 | 0 | 856.4773 | -0.0026761 | 869.0213 | -0.001286 |  |  | 869.0213 | 0 | 869.0213 | 0.00062506 | 868.8119 | -0.001123 | 869.0213 | 0 | 869.0213 | 0.00035144 | 856.4773 | 0 | 869.0213 | -0.00035533 | 868.8119 | -0.00078079 | 863.6298 | 0 | 869.6504 | -0.00072178 | 864.6933 | 0
|  |  | 856.7111 | 0 | 856.71 | 0 | 869.2613 | 0.00037903 | 856.7111 | 0.00070337 | 869.2613 | 0.0014268 |  |  | 869.2613 | 0.0011635 | 869.2613 | 0.00167 | 869.0517 | 0.0021766 | 869.2613 | 0.00027567 | 869.2613 | 0.0012916 | 856.7111 | 0 | 869.2613 | 0.00036668 | 869.0517 | 0.00113 | 863.8672 | 0 | 869.8923 | 0.00101 | 864.9316 | 0
|  |  | 856.9448 | 0 | 856.94 | 0 | 869.5013 | 0 | 856.9448 | -0.0022951 | 869.5013 | -0.0025186 |  |  | 869.5013 | 0 | 869.5013 | -2.696e-06 | 869.2916 | -0.0012683 | 869.5013 | 0 | 869.5013 | 0.00040769 | 856.9448 | 0 | 869.5013 | -0.00056388 | 869.2916 | -0.0018 | 864.1048 | 0 | 870.1341 | -0.0006618 | 865.17 | 0
|  |  | 857.1786 | 0 | 857.18 | 0 | 869.7413 | 0.00060283 | 857.1786 | 0.00073486 | 869.7413 | 0.001229 |  |  | 869.7413 | 0.00075777 | 869.7413 | 0.00249 | 869.5314 | 0.0030427 | 869.7413 | 0.0012193 | 869.7413 | 0.00045766 | 857.1786 | 0 | 869.7413 | 0.00025055 | 869.5314 | 0.00091892 | 864.3423 | 0 | 870.3759 | 0.00088695 | 865.4084 | 0
|  |  | 857.4124 | 0 | 857.41 | 0 | 869.9813 | 0 | 857.4124 | 0.00013015 | 869.9813 | -0.0019427 |  |  | 869.9813 | 0 | 869.9813 | 0.00267 | 869.7713 | -0.00021945 | 869.9813 | 0 | 869.9813 | 0.0004154 | 857.4124 | 0 | 869.9813 | -0.00033191 | 869.7713 | -0.00093274 | 864.5798 | 0 | 870.6177 | -0.00059279 | 865.6468 | 0
|  |  | 857.6462 | 0 | 857.65 | 0 | 870.2213 | 0.00091255 | 857.6462 | 0.0015158 | 870.2213 | -0.00034071 |  |  | 870.2213 | 0.00069702 | 870.2213 | 0.0012 | 870.0111 | 0.00086316 | 870.2213 | 0.00087975 | 870.2213 | 0.0014349 | 857.6462 | 0 | 870.2213 | 0.0003964 | 870.0111 | 0.00141 | 864.8174 | 0 | 870.8596 | 0.0009976 | 865.8852 | 0
|  |  | 857.88 | 0 | 857.88 | 0 | 870.4613 | 0 | 857.88 | -0.00021064 | 870.4613 | -0.0023816 |  |  | 870.4613 | 0 | 870.4613 | 0.0007106 | 870.251 | -0.0001422 | 870.4613 | 0 | 870.4613 | -0.00017175 | 857.88 | 0 | 870.4613 | -0.00059017 | 870.251 | -0.00108 | 865.055 | 0 | 871.1014 | -0.00066948 | 866.1236 | 0
|  |  | 858.1138 | 0 | 858.11 | 0 | 870.7014 | 0 | 858.1138 | 0.0036508 | 870.7014 | -0.0010781 |  |  | 870.7014 | 0 | 870.7014 | 0.00226 | 870.4909 | 0.0011771 | 870.7014 | 0.00085493 | 870.7014 | 0.0014912 | 858.1138 | 0 | 870.7014 | 0.0002125 | 870.4909 | 0.00042228 | 865.2925 | 0 | 871.3433 | 0.00082728 | 866.362 | 0
|  |  | 858.3477 | 0 | 858.35 | 0 | 870.9414 | 0 | 858.3477 | -0.0036717 | 870.9414 | -0.0020855 |  |  | 870.9414 | 0 | 870.9414 | 0.00154 | 870.7308 | 0.00044468 | 870.9414 | 0 | 870.9414 | 0.00011723 | 858.3477 | 0 | 870.9414 | -0.00012289 | 870.7307 | -0.00125 | 865.5301 | 0 | 871.5852 | -0.00063751 | 866.6005 | 0
|  |  | 858.5814 | 0 | 858.58 | 0 | 871.1814 | 0.0014749 | 858.5814 | -0.00089803 | 871.1814 | -1.4107e-05 |  |  | 871.1815 | 0.00044274 | 871.1814 | 0.0026 | 870.9706 | 0.0028114 | 871.1814 | 0.0015076 | 871.1815 | 0.00095847 | 858.5814 | 0 | 871.1815 | 0.00019583 | 870.9706 | 0.00093643 | 865.7677 | 0 | 871.8271 | 0.00085271 | 866.8389 | 0
|  |  | 858.8153 | 0 | 858.82 | 0 | 871.4215 | 0 | 858.8153 | -0.00068191 | 871.4215 | -0.0024448 |  |  | 871.4215 | 0 | 871.4215 | -0.00208 | 871.2105 | 0.00048919 | 871.4215 | 0 | 871.4215 | 9.0632e-05 | 858.8153 | 0 | 871.4215 | -0.00051342 | 871.2105 | -0.0015 | 866.0053 | 0 | 872.069 | -0.00079282 | 867.0773 | 0
|  |  | 859.0491 | 0 | 859.05 | 0 | 871.6616 | 0.00087561 | 859.0491 | -0.0003045 | 871.6616 | -0.00061934 |  |  | 871.6616 | 0.00092031 | 871.6616 | 0.00243 | 871.4504 | 0.0010674 | 871.6616 | 0.00077382 | 871.6616 | 0.0008985 | 859.0491 | 0 | 871.6616 | 0.00035982 | 871.4504 | 0.00078811 | 866.2429 | 0 | 872.3109 | 0.00105 | 867.3158 | 0
|  |  | 859.283 | 0 | 859.28 | 0 | 871.9016 | 0 | 859.283 | 0.0015074 | 871.9016 | -0.0029294 |  |  | 871.9016 | 0 | 871.9016 | -0.00123 | 871.6904 | -0.0022467 | 871.9016 | 0 | 871.9016 | 0.00099891 | 859.283 | 0 | 871.9016 | -0.00051172 | 871.6903 | -0.00188 | 866.4805 | 0 | 872.5528 | -0.00068664 | 867.5543 | 0
|  |  | 859.5168 | 0 | 859.52 | 0 | 872.1417 | 0.00025422 | 859.5168 | 0.0029824 | 872.1417 | 0.00020511 |  |  | 872.1417 | 0.00059931 | 872.1417 | 0.00439 | 871.9303 | -0.0012274 | 872.1417 | 0.00053843 | 872.1417 | 0.0010349 | 859.5168 | 0 | 872.1417 | 0.00019983 | 871.9303 | 0.0018 | 866.7181 | 0 | 872.7947 | 0.00089412 | 867.7927 | 0
|  |  | 859.7507 | 0 | 859.75 | 0 | 872.3818 | 0 | 859.7507 | -0.00158 | 872.3818 | -0.0027412 |  |  | 872.3818 | 0 | 872.3818 | -0.00113 | 872.1702 | -0.0016614 | 872.3818 | 0 | 872.3818 | 8.92e-05 | 859.7507 | 0 | 872.3818 | -0.00053898 | 872.1702 | -0.00109 | 866.9557 | 0 | 873.0367 | -0.00070545 | 868.0312 | 0
|  |  | 859.9846 | 0 | 859.98 | 0 | 872.6219 | 0.00092935 | 859.9846 | 0.001684 | 872.6219 | 0.00035917 |  |  | 872.6219 | 0.00024756 | 872.6219 | 0.00514 | 872.4101 | 0.00097216 | 872.6219 | 0.00092829 | 872.6219 | 0.0007883 | 859.9846 | 0 | 872.6219 | 0.00036417 | 872.4101 | -0.00028141 | 867.1934 | 0 | 873.2786 | 0.00103 | 868.2697 | 0
|  |  | 860.2184 | 0 | 860.22 | 0 | 872.862 | 0 | 860.2184 | -0.00050878 | 872.862 | -0.0030377 |  |  | 872.862 | 0 | 872.862 | 0.00231 | 872.6501 | -0.0016022 | 872.862 | 0 | 872.862 | 0.00078746 | 860.2184 | 0 | 872.862 | -0.00056564 | 872.6501 | -0.00106 | 867.4311 | 0 | 873.5206 | -0.00066066 | 868.5082 | 0
|  |  | 860.4523 | 0 | 860.45 | 0 | 873.1021 | 0.00060872 | 860.4523 | 0.0024037 | 873.1021 | 0.00056751 |  |  | 873.1021 | 0.0004322 | 873.1021 | 0.003 | 872.89 | 0.0010329 | 873.1021 | 0.00051318 | 873.1021 | 0.0010854 | 860.4523 | 0 | 873.102 | 0.00035225 | 872.89 | 0.00123 | 867.6687 | 0 | 873.7625 | 0.00093402 | 868.7466 | 0
|  |  | 860.6862 | 0 | 860.69 | 0 | 873.3422 | 0 | 860.6862 | -0.0024165 | 873.3422 | -0.0016375 |  |  | 873.3422 | 0 | 873.3422 | 0.00363 | 873.13 | 0.00036048 | 873.3422 | 0 | 873.3422 | 0.00062841 | 860.6862 | 0 | 873.3422 | -0.00058322 | 873.13 | 8.9287e-05 | 867.9064 | 0 | 874.0045 | -0.00064735 | 868.9852 | 0
|  |  | 860.92 | 0 | 860.92 | 0 | 873.5823 | 0.00047587 | 860.92 | -0.0008686 | 873.5823 | 0.00053053 |  |  | 873.5823 | 0.00035708 | 873.5823 | 0.00322 | 873.3699 | 0.0005394 | 873.5823 | 0.00058738 | 873.5823 | 0.001133 | 860.92 | 0 | 873.5823 | 0.00022225 | 873.3699 | 2.169e-05 | 868.1441 | 0 | 874.2465 | 0.00097427 | 869.2237 | 0
|  |  | 861.154 | 0 | 861.15 | 0 | 873.8224 | 0 | 861.154 | -0.0013028 | 873.8224 | -0.0027528 |  |  | 873.8224 | 0 | 873.8224 | -0.001 | 873.6099 | -0.002787 | 873.8224 | 0 | 873.8224 | 0.00079987 | 861.154 | 0 | 873.8225 | -0.00042866 | 873.6099 | -0.00169 | 868.3818 | 0 | 874.4885 | -0.00074388 | 869.4622 | 0
|  |  | 861.3879 | 0 | 861.39 | 0 | 874.0626 | 0.001716 | 861.3879 | 0.0016532 | 874.0626 | 0.0022854 |  |  | 874.0626 | 0.0013694 | 874.0626 | 0.00473 | 873.8499 | 0.0025499 | 874.0626 | 0.0011562 | 874.0626 | 0.00068841 | 861.3879 | 0 | 874.0626 | 0.0005613 | 873.8499 | 0.00124 | 868.6194 | 0 | 874.7305 | 0.00096368 | 869.7007 | 0
|  |  | 861.6218 | 0 | 861.62 | 0 | 874.3027 | 0 | 861.6218 | -0.00082647 | 874.3027 | -0.0013226 |  |  | 874.3027 | 0 | 874.3027 | -0.00173 | 874.0898 | -0.0014885 | 874.3027 | 0 | 874.3027 | -3.6576e-05 | 861.6218 | 0 | 874.3027 | -0.00051164 | 874.0898 | -0.00096547 | 868.8572 | 0 | 874.9725 | -0.00066507 | 869.9393 | 0
|  |  | 861.8557 | 0 | 861.86 | 0 | 874.5429 | 0.0013924 | 861.8557 | 0.00091444 | 874.5429 | 0.00078189 |  |  | 874.5428 | 0.00092773 | 874.5429 | 0.00422 | 874.3298 | 0.0012114 | 874.5429 | 0.0013067 | 874.5428 | 0.0008657 | 861.8557 | 0 | 874.5429 | 0.00036055 | 874.3298 | 0.00136 | 869.0949 | 0 | 875.2145 | 0.00101 | 870.1779 | 0
|  |  | 862.0897 | 0 | 862.09 | 0 | 874.783 | 0 | 862.0897 | 0.00070761 | 874.783 | -0.0015486 |  |  | 874.783 | 0 | 874.783 | -0.00263 | 874.5698 | -0.001333 | 874.783 | 0 | 874.783 | 0.0010597 | 862.0897 | 0 | 874.783 | -0.00063634 | 874.5698 | -0.00032366 | 869.3326 | 0 | 875.4565 | -0.00049868 | 870.4164 | 0
|  |  | 862.3236 | 0 | 862.32 | 0 | 875.0232 | 0.00041205 | 862.3236 | 0.002877 | 875.0232 | -0.0007437 |  |  | 875.0232 | 0.00036736 | 875.0232 | 0.00494 | 874.8098 | 0.00059908 | 875.0232 | 0.00053659 | 875.0232 | 0.001365 | 862.3236 | 0 | 875.0232 | 0.0004146 | 874.8098 | 0.00063726 | 869.5704 | 0 | 875.6985 | 0.00114 | 870.655 | 0
|  |  | 862.5575 | 0 | 862.56 | 0 | 875.2634 | 0 | 862.5575 | 0.0031132 | 875.2634 | -0.00011599 |  |  | 875.2634 | 0 | 875.2634 | 0.00073998 | 875.0498 | -0.00070589 | 875.2634 | 0 | 875.2634 | 0.00028442 | 862.5575 | 0 | 875.2634 | -0.0005438 | 875.0498 | -0.00043636 | 869.8081 | 0 | 875.9406 | -0.00068547 | 870.8936 | 0
|  |  | 862.7914 | 0 | 862.79 | 0 | 875.5036 | 0.0014618 | 862.7914 | 0.00079562 | 875.5036 | -0.00167 |  |  | 875.5035 | 0 | 875.5036 | 0.00392 | 875.2898 | -5.8285e-05 | 875.5036 | 0.00017804 | 875.5035 | 0.0012167 | 862.7914 | 0 | 875.5035 | 0.00026244 | 875.2898 | 0.00082472 | 870.0458 | 0 | 876.1826 | 0.00083897 | 871.1322 | 0
|  |  | 863.0254 | 0 | 863.03 | 0 | 875.7438 | 0 | 863.0255 | 0.00013918 | 875.7438 | -0.0023752 |  |  | 875.7438 | 0 | 875.7437 | 0.00143 | 875.5299 | -0.0019871 | 875.7438 | 0 | 875.7438 | 0.00026039 | 863.0255 | 0 | 875.7438 | -0.00062471 | 875.5299 | -0.00137 | 870.2836 | 0 | 876.4247 | -0.00061992 | 871.3708 | 0
|  |  | 863.2594 | 0 | 863.26 | 0 | 875.984 | 0.0020723 | 863.2594 | 0.0032027 | 875.984 | 0.00076687 |  |  | 875.9839 | 0.00054692 | 875.984 | 0.00637 | 875.7699 | 0.0011137 | 875.984 | 0.0011772 | 875.9839 | 0.00087654 | 863.2594 | 0 | 875.984 | 0.00030121 | 875.7699 | 0.00064259 | 870.5214 | 0 | 876.6667 | 0.0009607 | 871.6094 | 0
|  |  | 863.4933 | 0 | 863.49 | 0 | 876.2242 | 0 | 863.4933 | -0.0014322 | 876.2242 | -0.0021666 |  |  | 876.2242 | 0 | 876.2242 | -0.00139 | 876.0099 | -0.00071905 | 876.2242 | 0 | 876.2242 | 0.00068867 | 863.4933 | 0 | 876.2242 | -0.00046811 | 876.0099 | -0.00129 | 870.7592 | 0 | 876.9089 | -0.00071258 | 871.848 | 0
|  |  | 863.7274 | 0 | 863.73 | 0 | 876.4644 | 0.0006221 | 863.7274 | 0.0020278 | 876.4644 | -0.00031961 |  |  | 876.4644 | 0.00045581 | 876.4644 | 0.0014 | 876.25 | 0.0010023 | 876.4644 | 0.0010688 | 876.4644 | 0.0011825 | 863.7274 | 0 | 876.4644 | 0.0003622 | 876.25 | 0.00083684 | 870.9969 | 0 | 877.1509 | 0.00112 | 872.0867 | 0
|  |  | 863.9613 | 0 | 863.96 | 0 | 876.7046 | 0 | 863.9613 | -0.0010201 | 876.7046 | -0.0034357 |  |  | 876.7046 | 0 | 876.7046 | 0.002 | 876.49 | -0.00085809 | 876.7046 | 0 | 876.7046 | 0.00010759 | 863.9613 | 0 | 876.7046 | -0.00033141 | 876.49 | -0.00126 | 871.2347 | 0 | 877.3931 | -0.00085131 | 872.3253 | 0
|  |  | 864.1953 | 0 | 864.2 | 0 | 876.9448 | 0.00070186 | 864.1953 | -0.00045891 | 876.9448 | -0.00022508 |  |  | 876.9448 | 0.00023004 | 876.9448 | 0.00128 | 876.7301 | -5.9712e-05 | 876.9448 | 0.00050327 | 876.9448 | 0.00079493 | 864.1953 | 0 | 876.9448 | 0.00028704 | 876.7301 | 0.00031906 | 871.4726 | 0 | 877.6351 | 0.001 | 872.564 | 0
|  |  | 864.4293 | 0 | 864.43 | 0 | 877.1851 | 0 | 864.4293 | 0.00092809 | 877.1851 | -0.0014859 |  |  | 877.1851 | 0 | 877.1851 | 0.00164 | 876.9701 | -0.0037927 | 877.1851 | 0 | 877.1851 | 0.00073128 | 864.4293 | 0 | 877.1851 | -0.0005446 | 876.9701 | -0.00145 | 871.7104 | 0 | 877.8773 | -0.00070441 | 872.8026 | 0
|  |  | 864.6633 | 0 | 864.66 | 0 | 877.4253 | 0.0015042 | 864.6633 | 0.0016476 | 877.4253 | 0.001349 |  |  | 877.4253 | 0.00070178 | 877.4253 | 0.00351 | 877.2102 | 0.0024374 | 877.4253 | 0.00079309 | 877.4253 | 0.00069763 | 864.6633 | 0 | 877.4253 | 0.00022877 | 877.2102 | 0.00060127 | 871.9482 | 0 | 878.1194 | 0.00089945 | 873.0413 | 0
|  |  | 864.8973 | 0 | 864.9 | 0 | 877.6656 | 0 | 864.8973 | -0.00097355 | 877.6656 | -0.002839 |  |  | 877.6656 | 0 | 877.6656 | -1.1658e-05 | 877.4503 | -0.0023305 | 877.6656 | 0 | 877.6656 | 0.0010072 | 864.8973 | 0 | 877.6656 | -0.00042741 | 877.4502 | -0.00049287 | 872.186 | 0 | 878.3615 | -0.00062322 | 873.2799 | 0
|  |  | 865.1313 | 0 | 865.13 | 0 | 877.9058 | 0.0011487 | 865.1313 | -2.0096e-05 | 877.9058 | 0.00072393 |  |  | 877.9058 | 0.00084444 | 877.9058 | 0.00256 | 877.6903 | 0.0017651 | 877.9058 | 0.0013246 | 877.9058 | 0.0015776 | 865.1313 | 0 | 877.9058 | 0.00023208 | 877.6903 | 5.2407e-05 | 872.4239 | 0 | 878.6037 | 0.00092226 | 873.5186 | 0
|  |  | 865.3654 | 0 | 865.37 | 0 | 878.1461 | 0 | 865.3654 | -0.0003148 | 878.1461 | -0.0022245 |  |  | 878.1461 | 0 | 878.1461 | 0.0003337 | 877.9304 | -0.00099285 | 878.1461 | 0 | 878.1461 | 0.00058221 | 865.3654 | 0 | 878.1461 | -0.00058267 | 877.9304 | -0.0019 | 872.6617 | 0 | 878.8458 | -0.00086601 | 873.7573 | 0
|  |  | 865.5994 | 0 | 865.6 | 0 | 878.3864 | 0.00072645 | 865.5994 | 0.0049643 | 878.3864 | 0.0012439 |  |  | 878.3864 | 0.0010715 | 878.3864 | 0.0079 | 878.1705 | 0.0016699 | 878.3864 | 0.0012915 | 878.3864 | 0.0011909 | 865.5994 | 0 | 878.3863 | 0.00043038 | 878.1705 | 0.00181 | 872.8996 | 0 | 879.088 | 0.00126 | 873.996 | 0
|  |  | 865.8334 | 0 | 865.83 | 0 | 878.6267 | 0 | 865.8334 | 0.00032763 | 878.6267 | -0.0027499 |  |  | 878.6266 | 0 | 878.6267 | 0.00261 | 878.4106 | -0.00080401 | 878.6267 | 0 | 878.6266 | 0.0003398 | 865.8334 | 0 | 878.6267 | -0.00053255 | 878.4106 | -0.00106 | 873.1375 | 0 | 879.3302 | -0.00076456 | 874.2347 | 0
|  |  | 866.0675 | 0 | 866.07 | 0 | 878.8669 | 0.00042884 | 866.0675 | 9.5604e-05 | 878.8669 | -0.00073272 |  |  | 878.8669 | 0 | 878.8669 | 0.00374 | 878.6507 | 0.00089168 | 878.8669 | 1.0222e-05 | 878.8669 | 0.00055573 | 866.0675 | 0 | 878.8669 | 0.00027714 | 878.6507 | 0.00171 | 873.3754 | 0 | 879.5724 | 0.00093771 | 874.4734 | 0
|  |  | 866.3015 | 0 | 866.3 | 0 | 879.1072 | 0 | 866.3015 | 9.3951e-05 | 879.1072 | -0.0035467 |  |  | 879.1072 | 0 | 879.1072 | -0.00043014 | 878.8908 | -0.0040365 | 879.1072 | 0 | 879.1072 | 9.9991e-05 | 866.3015 | 0 | 879.1072 | -0.00050412 | 878.8908 | -0.00167 | 873.6133 | 0 | 879.8146 | -0.00086902 | 874.7122 | 0
|  |  | 866.5356 | 0 | 866.54 | 0 | 879.3475 | 0.00081951 | 866.5356 | -0.0015754 | 879.3475 | -0.00018673 |  |  | 879.3475 | 0.00020417 | 879.3475 | 0.00342 | 879.131 | 0.0042473 | 879.3475 | 0.00037425 | 879.3475 | 0.00092514 | 866.5356 | 0 | 879.3475 | 0.00027366 | 879.131 | 0.00072471 | 873.8512 | 0 | 880.0568 | 0.0011 | 874.9509 | 0
|  |  | 866.7696 | 0 | 866.77 | 0 | 879.5879 | 0 | 866.7697 | 0.00063491 | 879.5879 | -0.003479 |  |  | 879.5879 | 0 | 879.5879 | -0.00189 | 879.3711 | -0.00095342 | 879.5879 | 0 | 879.5879 | 0.00016536 | 866.7697 | 0 | 879.5879 | -0.00048309 | 879.3711 | -0.00038472 | 874.0891 | 0 | 880.2989 | -0.0007724 | 875.1896 | 0
|  |  | 867.0037 | 0 | 867 | 0 | 879.8282 | 0.0011037 | 867.0037 | -0.00060571 | 879.8282 | 0.00065174 |  |  | 879.8282 | 0.00028189 | 879.8282 | 0.00515 | 879.6112 | 0.001587 | 879.8282 | 0.00066653 | 879.8282 | 0.00076526 | 867.0037 | 0 | 879.8282 | 0.0002726 | 879.6112 | 0.00165 | 874.327 | 0 | 880.5412 | 0.00086969 | 875.4283 | 0
|  |  | 867.2378 | 0 | 867.24 | 0 | 880.0685 | 0 | 867.2379 | -0.0030619 | 880.0685 | -0.0022686 |  |  | 880.0685 | 0 | 880.0685 | -0.0052 | 879.8514 | 0.0014171 | 880.0685 | 0 | 880.0685 | 0.00048846 | 867.2379 | 0 | 880.0685 | -0.00057674 | 879.8514 | -0.00075722 | 874.5649 | 0 | 880.7835 | -0.00083425 | 875.6671 | 0
|  |  | 867.4719 | 0 | 867.47 | 0 | 880.3089 | 0.0012062 | 867.4719 | 0.00333 | 880.3089 | 0.00040751 |  |  | 880.3088 | 0.00058765 | 880.3089 | 0.00467 | 880.0915 | 0.0030557 | 880.3089 | 0.0016553 | 880.3088 | 0.0010735 | 867.4719 | 0 | 880.3088 | 0.00022619 | 880.0915 | 0.00175 | 874.8029 | 0 | 881.0256 | 0.00107 | 875.9059 | 0
|  |  | 867.706 | 0 | 867.71 | 0 | 880.5492 | 0 | 867.706 | -0.0019199 | 880.5492 | -0.0013786 |  |  | 880.5492 | 0 | 880.5492 | 0.00203 | 880.3317 | -0.0009178 | 880.5492 | 0 | 880.5492 | 0.00022794 | 867.706 | 0 | 880.5492 | -0.00061412 | 880.3317 | -0.00234 | 875.0408 | 0 | 881.2679 | -0.00078354 | 876.1447 | 0
|  |  | 867.9401 | 0 | 867.94 | 0 | 880.7895 | 0 | 867.9401 | -0.00088288 | 880.7895 | -0.0021063 |  |  | 880.7896 | 0 | 880.7895 | 0.00090757 | 880.5718 | -0.002151 | 880.7895 | 0 | 880.7896 | 0.00016434 | 867.9401 | 0 | 880.7895 | -0.00065186 | 880.5718 | -0.00064731 | 875.2787 | 0 | 881.5102 | -0.00062665 | 876.3834 | 0
|  |  | 868.1742 | 0 | 868.17 | 0 | 881.0299 | 0.00052129 | 868.1742 | 0.002492 | 881.0299 | 0.002169 |  |  | 881.0299 | 0.0006437 | 881.0299 | 0.0025 | 880.812 | 0.0013233 | 881.0299 | 0.00033957 | 881.0299 | 0.00094508 | 868.1742 | 0 | 881.0299 | 0.00033249 | 880.812 | -0.00010421 | 875.5167 | 0 | 881.7524 | 0.00113 | 876.6223 | 0
|  |  | 868.4083 | 0 | 868.41 | 0 | 881.2703 | 0 | 868.4083 | -0.00046823 | 881.2703 | -0.0018682 |  |  | 881.2703 | 0 | 881.2703 | 0.00015699 | 881.0522 | -0.00065185 | 881.2703 | 0 | 881.2703 | 0.00070019 | 868.4083 | 0 | 881.2703 | -0.00024491 | 881.0522 | -0.00114 | 875.7547 | 0 | 881.9947 | -0.00080958 | 876.861 | 0
|  |  | 868.6425 | 0 | 868.64 | 0 | 881.5107 | 0.00074265 | 868.6425 | 0.00041796 | 881.5107 | -0.0014654 |  |  | 881.5107 | 0.00071953 | 881.5107 | 0.00189 | 881.2923 | 0.0010928 | 881.5107 | 0.0011578 | 881.5107 | 0.00076463 | 868.6425 | 0 | 881.5107 | 0.00023414 | 881.2923 | 0.00099344 | 875.9927 | 0 | 882.237 | 0.0009719 | 877.0999 | 0
|  |  | 868.8766 | 0 | 868.88 | 0 | 881.751 | 0 | 868.8766 | 0.0015269 | 881.751 | -0.0018517 |  |  | 881.751 | 0 | 881.751 | -0.00145 | 881.5325 | -0.00085574 | 881.751 | 0 | 881.751 | 0.00059253 | 868.8766 | 0 | 881.751 | -0.00034981 | 881.5325 | -0.00232 | 876.2307 | 0 | 882.4793 | -0.00089547 | 877.3387 | 0
|  |  | 869.1107 | 0 | 869.11 | 0 | 881.9914 | 0.00062415 | 869.1107 | 0.0019307 | 881.9914 | 0.0025598 |  |  | 881.9915 | 0.0014309 | 881.9914 | 0.00182 | 881.7727 | 0.0014787 | 881.9914 | 0.00078257 | 881.9915 | 0.0012159 | 869.1107 | 0 | 881.9915 | 0.00046786 | 881.7727 | 0.00222 | 876.4687 | 0 | 882.7216 | 0.00116 | 877.5775 | 0
|  |  | 869.3448 | 0 | 869.34 | 0 | 882.2318 | 0 | 869.3448 | 0.001347 | 882.2318 | -0.002263 |  |  | 882.2318 | 0 | 882.2318 | -0.00055158 | 882.0129 | -0.00070563 | 882.2318 | 0 | 882.2318 | -6.7566e-05 | 869.3448 | 0 | 882.2318 | -0.00059137 | 882.0129 | -0.00155 | 876.7067 | 0 | 882.9639 | -0.0008949 | 877.8163 | 0
|  |  | 869.579 | 0 | 869.58 | 0 | 882.4722 | 0.0018101 | 869.579 | 0.0031713 | 882.4722 | 0.0010423 |  |  | 882.4722 | 0.0008423 | 882.4722 | 0.00317 | 882.2531 | 0.0023057 | 882.4722 | 0.00221 | 882.4722 | 0.0011777 | 869.579 | 0 | 882.4722 | 0.00031854 | 882.2531 | 0.00219 | 876.9448 | 0 | 883.2062 | 0.001 | 878.0552 | 0
|  |  | 869.8132 | 0 | 869.81 | 0 | 882.7126 | 0 | 869.8132 | -0.0012889 | 882.7126 | -0.002269 |  |  | 882.7126 | 0 | 882.7126 | -0.00023833 | 882.4933 | 0.00035402 | 882.7126 | 0 | 882.7126 | 0.001023 | 869.8132 | 0 | 882.7127 | -0.00040518 | 882.4933 | -0.0011 | 877.1827 | 0 | 883.4485 | -0.00081138 | 878.2941 | 0
|  |  | 870.0473 | 0 | 870.05 | 0 | 882.9531 | 0.0013995 | 870.0473 | 0.0012956 | 882.9531 | 0.0010125 |  |  | 882.9531 | 0 | 882.9531 | 0.00512 | 882.7336 | 0.0012984 | 882.9531 | 0.0016438 | 882.9531 | 0.00028807 | 870.0473 | 0 | 882.9531 | 0.00022467 | 882.7336 | 0.00071345 | 877.4208 | 0 | 883.6909 | 0.00105 | 878.5329 | 0
|  |  | 870.2815 | 0 | 870.28 | 0 | 883.1935 | 0 | 870.2815 | 0.00049351 | 883.1935 | -0.0021161 |  |  | 883.1935 | 0 | 883.1935 | 0.00234 | 882.9738 | -0.0021148 | 883.1935 | 0 | 883.1935 | 0.00018615 | 870.2815 | 0 | 883.1935 | -0.00052881 | 882.9738 | -0.00096592 | 877.6589 | 0 | 883.9332 | -0.00095685 | 878.7718 | 0
|  |  | 870.5157 | 0 | 870.52 | 0 | 883.4339 | 0.0012426 | 870.5157 | 0.001087 | 883.4339 | -0.00075366 |  |  | 883.4339 | 0.00033808 | 883.4339 | 0.00342 | 883.214 | 0.0017974 | 883.4339 | 0.002228 | 883.4339 | 0.00069687 | 870.5157 | 0 | 883.4339 | 0.00029552 | 883.214 | 0.00019194 | 877.8969 | 0 | 884.1756 | 0.00096836 | 879.0107 | 0
|  |  | 870.7499 | 0 | 870.75 | 0 | 883.6744 | 0 | 870.7499 | -0.0031525 | 883.6744 | -0.0038641 |  |  | 883.6744 | 0 | 883.6744 | -0.00164 | 883.4543 | -0.00032931 | 883.6744 | 0 | 883.6744 | 0.00060152 | 870.7499 | 0 | 883.6744 | -0.00044303 | 883.4543 | -0.00154 | 878.135 | 0 | 884.418 | -0.00070281 | 879.2496 | 0
|  |  | 870.9841 | 0 | 870.98 | 0 | 883.9148 | 0.0018679 | 870.9841 | 0.0023289 | 883.9148 | -0.00058097 |  |  | 883.9148 | 0.00075665 | 883.9148 | 0.00334 | 883.6945 | 0.0015407 | 883.9148 | 6.5547e-05 | 883.9148 | 0.0015489 | 870.9841 | 0 | 883.9148 | 0.00027387 | 883.6945 | 0.00121 | 878.373 | 0 | 884.6603 | 0.00091163 | 879.4885 | 0
|  |  | 871.2183 | 0 | 871.22 | 0 | 884.1553 | 0 | 871.2183 | 0.00069772 | 884.1553 | -0.0024446 |  |  | 884.1553 | 0 | 884.1553 | 0.00023102 | 883.9348 | 0.00069708 | 884.1553 | 0 | 884.1553 | 8.6266e-06 | 871.2183 | 0 | 884.1553 | -0.00047303 | 883.9348 | -0.0012 | 878.6111 | 0 | 884.9028 | -0.00071645 | 879.7274 | 0
|  |  | 871.4524 | 0 | 871.45 | 0 | 884.3958 | 0.001854 | 871.4525 | 0.002158 | 884.3958 | 0.00134 |  |  | 884.3958 | 0.0011083 | 884.3958 | 0.00332 | 884.175 | 0.0029755 | 884.3958 | 0.00071009 | 884.3958 | 0.0011652 | 871.4525 | 0 | 884.3958 | 0.00019596 | 884.175 | 0.00155 | 878.8492 | 0 | 885.1451 | 0.00096754 | 879.9663 | 0
|  |  | 871.6866 | 0 | 871.69 | 0 | 884.6362 | 0 | 871.6866 | -0.0019232 | 884.6362 | -0.0024156 |  |  | 884.6362 | 0 | 884.6362 | -0.00203 | 884.4153 | -0.0013048 | 884.6362 | 0 | 884.6362 | 0.00015123 | 871.6866 | 0 | 884.6362 | -0.00056762 | 884.4153 | -0.0019 | 879.0873 | 0 | 885.3876 | -0.00081749 | 880.2052 | 0
|  |  | 871.9209 | 0 | 871.92 | 0 | 884.8767 | 0.0023697 | 871.9209 | -0.00080524 | 884.8767 | 0.0026764 |  |  | 884.8767 | 0.00076337 | 884.8767 | 0.00555 | 884.6556 | 0.0022248 | 884.8767 | 0.00095677 | 884.8767 | 0.0003993 | 871.9209 | 0 | 884.8767 | 0.00028378 | 884.6556 | 0.00109 | 879.3254 | 0 | 885.6299 | 0.0009492 | 880.4442 | 0
|  |  | 872.1551 | 0 | 872.16 | 0 | 885.1172 | 0 | 872.1551 | -0.0017943 | 885.1172 | -0.0023366 |  |  | 885.1172 | 0 | 885.1172 | 0.00284 | 884.8958 | -0.00078633 | 885.1172 | 0 | 885.1172 | 0.00051407 | 872.1551 | 0 | 885.1172 | -0.00054896 | 884.8958 | -0.00178 | 879.5636 | 0 | 885.8724 | -0.00074994 | 880.6831 | 0
|  |  | 872.3893 | 0 | 872.39 | 0 | 885.3577 | 0.0011917 | 872.3893 | 0.0031136 | 885.3577 | 0.0026041 |  |  | 885.3577 | 0.00176 | 885.3577 | 0.00672 | 885.1361 | 0.0030354 | 885.3577 | 0.0028934 | 885.3577 | 0.0011249 | 872.3893 | 0 | 885.3577 | 0.00029304 | 885.1361 | 0.00067808 | 879.8017 | 0 | 886.1148 | 0.00108 | 880.9221 | 0
|  |  | 872.6236 | 0 | 872.62 | 0 | 885.5982 | 0 | 872.6236 | -0.0021524 | 885.5982 | -0.0029722 |  |  | 885.5982 | 0 | 885.5982 | 0.00021152 | 885.3764 | -0.0015283 | 885.5982 | 0 | 885.5982 | 0.000415 | 872.6236 | 0 | 885.5982 | -0.00048573 | 885.3764 | -0.00075887 | 880.0399 | 0 | 886.3572 | -0.00095428 | 881.161 | 0
|  |  | 872.8578 | 0 | 872.86 | 0 | 885.8387 | 0.0018504 | 872.8578 | 0.00070169 | 885.8387 | 0.0013724 |  |  | 885.8387 | 0.00091185 | 885.8387 | 0.00382 | 885.6167 | 0.0029518 | 885.8387 | 0.0017089 | 885.8387 | 0.0014164 | 872.8578 | 0 | 885.8387 | 0.00018326 | 885.6167 | 0.00147 | 880.278 | 0 | 886.5997 | 0.00102 | 881.4 | 0
|  |  | 873.0921 | 0 | 873.09 | 0 | 886.0792 | 0 | 873.0921 | -0.00070537 | 886.0792 | -0.0010003 |  |  | 886.0792 | 0 | 886.0792 | 0.00069114 | 885.857 | 6.9678e-05 | 886.0792 | 0 | 886.0792 | 8.5297e-05 | 873.0921 | 0 | 886.0792 | -0.00036874 | 885.857 | -0.00203 | 880.5162 | 0 | 886.8422 | -0.00070467 | 881.6389 | 0
|  |  | 873.3264 | 0 | 873.33 | 0 | 886.3198 | 0.00074619 | 873.3264 | 0.00044132 | 886.3198 | -1.1289e-06 |  |  | 886.3198 | 0.00053726 | 886.3198 | 0.00682 | 886.0973 | 0.0012078 | 886.3198 | 0.0011801 | 886.3198 | 0.00038979 | 873.3264 | 0 | 886.3198 | 0.00017903 | 886.0973 | 0.00086246 | 880.7543 | 0 | 887.0847 | 0.00113 | 881.8779 | 0
|  |  | 873.5606 | 0 | 873.56 | 0 | 886.5603 | 0 | 873.5606 | -0.0022539 | 886.5603 | -0.0049209 |  |  | 886.5603 | 0 | 886.5603 | -0.00133 | 886.3377 | -0.002564 | 886.5603 | 0 | 886.5603 | 0.00019393 | 873.5606 | 0 | 886.5603 | -0.00065147 | 886.3377 | -0.00133 | 880.9926 | 0 | 887.3271 | -0.00093961 | 882.1169 | 0
|  |  | 873.7949 | 0 | 873.79 | 0 | 886.8008 | 0.00097224 | 873.7949 | 0.00048531 | 886.8008 | 0.00074017 |  |  | 886.8008 | 0.00046634 | 886.8008 | 0.00508 | 886.578 | 0.00096701 | 886.8008 | 0.00093077 | 886.8008 | 0.0011116 | 873.7949 | 0 | 886.8008 | 0.00026589 | 886.578 | -1.5495e-05 | 881.2307 | 0 | 887.5696 | 0.00116 | 882.356 | 0
|  |  | 874.0292 | 0 | 874.03 | 0 | 887.0414 | 0 | 874.0292 | 0.00044298 | 887.0414 | -0.00384 |  |  | 887.0414 | 0 | 887.0414 | -0.00033267 | 886.8183 | -0.0024893 | 887.0414 | 0 | 887.0414 | 0.00075478 | 874.0292 | 0 | 887.0414 | -0.00029044 | 886.8183 | -0.00217 | 881.4689 | 0 | 887.8121 | -0.00095059 | 882.595 | 0
|  |  | 874.2634 | 0 | 874.26 | 0 | 887.2819 | 0.0015026 | 874.2634 | 0.00502 | 887.2819 | 0.0014696 |  |  | 887.2819 | 0.00077927 | 887.282 | 0.00476 | 887.0587 | 0.0026612 | 887.2819 | 0.002165 | 887.2819 | 0.00087655 | 874.2634 | 0 | 887.2819 | 0.00020621 | 887.0587 | 0.00124 | 881.7071 | 0 | 888.0546 | 0.00115 | 882.834 | 0
|  |  | 874.4977 | 0 | 874.5 | 0 | 887.5225 | 0 | 874.4977 | -0.0011692 | 887.5225 | -0.0025134 |  |  | 887.5225 | 0 | 887.5225 | -0.00437 | 887.299 | -0.0007952 | 887.5225 | 0 | 887.5225 | 0.00065826 | 874.4977 | 0 | 887.5225 | -0.0005994 | 887.299 | -0.00070795 | 881.9453 | 0 | 888.2971 | -0.00093143 | 883.073 | 0
|  |  | 874.7321 | 0 | 874.73 | 0 | 887.7631 | 0.0010934 | 874.7321 | -0.001769 | 887.7631 | -0.0015659 |  |  | 887.7631 | 0.0008383 | 887.7631 | 0.00236 | 887.5394 | 2.1011e-05 | 887.7631 | 0.0008433 | 887.7631 | 0.00089007 | 874.7321 | 0 | 887.7631 | 0.00015515 | 887.5394 | 0.00122 | 882.1835 | 0 | 888.5397 | 0.00104 | 883.312 | 0
|  |  | 874.9663 | 0 | 874.97 | 0 | 888.0037 | 0 | 874.9663 | -0.0055232 | 888.0037 | -0.0030987 |  |  | 888.0037 | 0 | 888.0037 | -0.00146 | 887.7797 | -0.00019415 | 888.0037 | 0 | 888.0037 | -0.00021357 | 874.9663 | 0 | 888.0037 | -0.00061171 | 887.7797 | -0.00123 | 882.4218 | 0 | 888.7822 | -0.00087737 | 883.5511 | 0
|  |  | 875.2006 | 0 | 875.2 | 0 | 888.2443 | 0.0015686 | 875.2006 | -0.001415 | 888.2443 | 0.00071522 |  |  | 888.2443 | 0 | 888.2442 | 0.00225 | 888.0201 | -0.00014463 | 888.2443 | 0.00060932 | 888.2443 | 0.00067419 | 875.2006 | 0 | 888.2443 | 0.00035259 | 888.0201 | 0.00136 | 882.66 | 0 | 889.0247 | 0.00107 | 883.7902 | 0
|  |  | 875.435 | 0 | 875.43 | 0 | 888.4848 | 0 | 875.435 | -0.0026486 | 888.4848 | -0.0006282 |  |  | 888.4849 | 0 | 888.4849 | 0.00090603 | 888.2605 | 0.001002 | 888.4848 | 0 | 888.4849 | -1.9326e-05 | 875.435 | 0 | 888.4849 | -0.00047371 | 888.2604 | -0.0015 | 882.8983 | 0 | 889.2673 | -0.00072082 | 884.0292 | 0
|  |  | 875.6693 | 0 | 875.67 | 0 | 888.7255 | 0.0016206 | 875.6693 | 0.0052033 | 888.7255 | 8.9837e-05 |  |  | 888.7255 | 0.00064619 | 888.7255 | 0.00392 | 888.5008 | 0.0034054 | 888.7255 | 0.0012905 | 888.7255 | 0.00065846 | 875.6693 | 0 | 888.7255 | 0.00028793 | 888.5008 | 0.00026246 | 883.1365 | 0 | 889.5098 | 0.00115 | 884.2682 | 0
|  |  | 875.9036 | 0 | 875.9 | 0 | 888.9661 | 0 | 875.9036 | -0.0033249 | 888.9661 | -0.0017315 |  |  | 888.9661 | 0 | 888.9661 | -0.00080129 | 888.7412 | -0.00014553 | 888.9661 | 0 | 888.9661 | -1.8628e-05 | 875.9036 | 0 | 888.9661 | -0.00042596 | 888.7412 | -0.00246 | 883.3748 | 0 | 889.7524 | -0.001 | 884.5074 | 0
|  |  | 876.138 | 0 | 876.14 | 0 | 889.2067 | 0.0010549 | 876.138 | 0.0051698 | 889.2067 | 0.00011457 |  |  | 889.2067 | 0.00048343 | 889.2067 | 0.00752 | 888.9816 | -6.9174e-05 | 889.2067 | 0.00052244 | 889.2067 | 0.0013832 | 876.138 | 0 | 889.2067 | 0.00019822 | 888.9816 | -0.00016301 | 883.6131 | 0 | 889.995 | 0.00123 | 884.7465 | 0
|  |  | 876.3723 | 0 | 876.37 | 0 | 889.4473 | 0 | 876.3723 | 0.00114 | 889.4473 | -0.0024211 |  |  | 889.4473 | 0 | 889.4473 | -0.00339 | 889.222 | -0.0016194 | 889.4473 | 0 | 889.4473 | 0.00074576 | 876.3723 | 0 | 889.4473 | -0.00048755 | 889.222 | -0.00093405 | 883.8514 | 0 | 890.2376 | -0.00104 | 884.9855 | 0
|  |  | 876.6067 | 0 | 876.61 | 0 | 889.6879 | 0.00064161 | 876.6067 | 0.0058117 | 889.6879 | 0.00056702 |  |  | 889.6879 | 0.00069637 | 889.6879 | 0.00517 | 889.4624 | -0.001132 | 889.6879 | 0.00094981 | 889.6879 | 0.0012644 | 876.6067 | 0 | 889.6879 | 0.00036888 | 889.4624 | 0.00196 | 884.0897 | 0 | 890.4802 | 0.00126 | 885.2247 | 0
|  |  | 876.8411 | 0 | 876.84 | 0 | 889.9286 | 0 | 876.8411 | -0.0015951 | 889.9286 | -0.0026666 |  |  | 889.9286 | 0 | 889.9286 | 0.00051324 | 889.7028 | -0.0022818 | 889.9286 | 0 | 889.9286 | 0.00052616 | 876.8411 | 0 | 889.9286 | -0.00052278 | 889.7028 | -0.00207 | 884.328 | 0 | 890.7228 | -0.00101 | 885.4638 | 0
|  |  | 877.0754 | 0 | 877.08 | 0 | 890.1692 | 0.0018192 | 877.0754 | 0.0049401 | 890.1692 | -0.00061931 |  |  | 890.1693 | 0.0002561 | 890.1692 | 0.00257 | 889.9432 | -0.001165 | 890.1692 | 0.0013802 | 890.1693 | 0.000906 | 877.0754 | 0 | 890.1693 | 0.00028175 | 889.9432 | 0.00176 | 884.5663 | 0 | 890.9654 | 0.0011 | 885.7029 | 0
|  |  | 877.3098 | 0 | 877.31 | 0 | 890.4099 | 0 | 877.3098 | 0.0007031 | 890.4099 | -0.0011154 |  |  | 890.4099 | 0 | 890.4099 | 0.00116 | 890.1837 | -0.00071093 | 890.4099 | 0 | 890.4099 | 0.00029634 | 877.3098 | 0 | 890.4099 | -0.00056463 | 890.1837 | -0.00063837 | 884.8046 | 0 | 891.2081 | -0.00109 | 885.942 | 0
|  |  | 877.5442 | 0 | 877.54 | 0 | 890.6505 | 0.00046626 | 877.5442 | 0.00029653 | 890.6505 | -0.00037327 |  |  | 890.6506 | 0.0006838 | 890.6505 | 0.00407 | 890.4241 | 0.0024745 | 890.6505 | 0.00081135 | 890.6506 | 0.00073022 | 877.5442 | 0 | 890.6506 | 0.00036421 | 890.4241 | 0.00184 | 885.043 | 0 | 891.4507 | 0.00107 | 886.1812 | 0
|  |  | 877.7786 | 0 | 877.78 | 0 | 890.8912 | 0 | 877.7786 | 0.001336 | 890.8912 | -0.0040435 |  |  | 890.8912 | 0 | 890.8912 | -0.0022 | 890.6645 | -0.0013087 | 890.8912 | 0 | 890.8912 | -0.00014953 | 877.7786 | 0 | 890.8912 | -0.00043293 | 890.6645 | -0.00174 | 885.2813 | 0 | 891.6933 | -0.00099077 | 886.4203 | 0
|  |  | 878.0129 | 0 | 878.01 | 0 | 891.1319 | 0.00073586 | 878.0129 | 0.003689 | 891.1319 | 0.00075232 |  |  | 891.1319 | 0.0011255 | 891.1319 | 0.0041 | 890.905 | 0.00074804 | 891.1319 | 0.0014959 | 891.1319 | 0.00055607 | 878.0129 | 0 | 891.1319 | 0.00022693 | 890.905 | 0.00178 | 885.5197 | 0 | 891.936 | 0.00116 | 886.6595 | 0
|  |  | 878.2473 | 0 | 878.25 | 0 | 891.3726 | 0 | 878.2473 | -0.0024025 | 891.3726 | -0.003308 |  |  | 891.3726 | 0 | 891.3726 | -0.00265 | 891.1454 | -0.00048112 | 891.3726 | 0 | 891.3726 | 0.00092483 | 878.2473 | 0 | 891.3726 | -0.00040972 | 891.1454 | -0.00157 | 885.7581 | 0 | 892.1786 | -0.0008643 | 886.8987 | 0
|  |  | 878.4818 | 0 | 878.48 | 0 | 891.6133 | 0.0015285 | 878.4818 | 0.0018968 | 891.6133 | 0.00089062 |  |  | 891.6133 | 0.00063638 | 891.6133 | 0.00394 | 891.3859 | 0.0036669 | 891.6133 | 0.001637 | 891.6133 | 0.00065368 | 878.4818 | 0 | 891.6133 | 0.00036392 | 891.3859 | 0.00080511 | 885.9964 | 0 | 892.4213 | 0.00102 | 887.1378 | 0
|  |  | 878.7162 | 0 | 878.72 | 0 | 891.854 | 0 | 878.7162 | -0.00034949 | 891.854 | -0.0030002 |  |  | 891.854 | 0 | 891.854 | -0.00131 | 891.6263 | -0.0021574 | 891.854 | 0 | 891.854 | 7.4972e-05 | 878.7162 | 0 | 891.854 | -0.00054968 | 891.6263 | -0.00138 | 886.2348 | 0 | 892.664 | -0.00073654 | 887.377 | 0
|  |  | 878.9506 | 0 | 878.95 | 0 | 892.0947 | 0.00091769 | 878.9506 | 0.0040547 | 892.0947 | 0.0014042 |  |  | 892.0947 | 0.00046864 | 892.0947 | 0.00098099 | 891.8668 | 0.00060673 | 892.0947 | 0.00021971 | 892.0947 | 0.00037008 | 878.9506 | 0 | 892.0947 | 0.00032285 | 891.8668 | 0.00158 | 886.4732 | 0 | 892.9067 | 0.00132 | 887.6162 | 0
|  |  | 879.185 | 0 | 879.18 | 0 | 892.3354 | 0 | 879.185 | 0.0011917 | 892.3354 | -0.0054877 |  |  | 892.3354 | 0 | 892.3354 | -0.00301 | 892.1073 | -0.0036159 | 892.3354 | 0 | 892.3354 | -7.3542e-05 | 879.185 | 0 | 892.3354 | -0.00042649 | 892.1073 | -0.0022 | 886.7116 | 0 | 893.1494 | -0.0009457 | 887.8554 | 0
|  |  | 879.4194 | 0 | 879.42 | 0 | 892.5761 | 0.00037858 | 879.4194 | 0.0040138 | 892.5761 | 0.0015165 |  |  | 892.5761 | 0.0007647 | 892.5761 | 0.0069 | 892.3478 | 0.00094264 | 892.5761 | 0.0006315 | 892.5761 | 0.0010501 | 879.4194 | 0 | 892.5761 | 0.00023185 | 892.3478 | 0.00221 | 886.95 | 0 | 893.3921 | 0.00124 | 888.0947 | 0
|  |  | 879.6539 | 0 | 879.65 | 0 | 892.8169 | 0 | 879.6539 | -0.00040159 | 892.8169 | -0.0029658 |  |  | 892.8168 | 0 | 892.8169 | -0.00321 | 892.5883 | -0.0027433 | 892.8169 | 0 | 892.8168 | 0.00017035 | 879.6539 | 0 | 892.8168 | -0.00053076 | 892.5883 | -0.00083351 | 887.1884 | 0 | 893.6348 | -0.00088979 | 888.3339 | 0
|  |  | 879.8884 | 0 | 879.89 | 0 | 893.0576 | 0.0010059 | 879.8884 | 0.0020749 | 893.0576 | 0.00040443 |  |  | 893.0576 | 0.00086217 | 893.0576 | 0.00387 | 892.8288 | 0.0017331 | 893.0576 | 0.0010522 | 893.0576 | 0.0015077 | 879.8884 | 0 | 893.0576 | 0.00037509 | 892.8288 | 0.00072625 | 887.4269 | 0 | 893.8776 | 0.0012 | 888.5731 | 0
|  |  | 880.1228 | 0 | 880.12 | 0 | 893.2983 | 0 | 880.1228 | 0.00032117 | 893.2983 | -0.0015026 |  |  | 893.2983 | 0 | 893.2983 | -0.00315 | 893.0693 | -0.0010911 | 893.2983 | 0 | 893.2983 | 0.00044286 | 880.1228 | 0 | 893.2983 | -0.00056337 | 893.0693 | -0.00067042 | 887.6653 | 0 | 894.1203 | -0.00082715 | 888.8123 | 0
|  |  | 880.3572 | 0 | 880.36 | 0 | 893.5391 | 0.0008302 | 880.3572 | 0.0023955 | 893.5391 | 2.6856e-05 |  |  | 893.5391 | 0.0010397 | 893.5391 | 0.00121 | 893.3098 | 0.0013647 | 893.5391 | 0.00069142 | 893.5391 | 0.00094 | 880.3572 | 0 | 893.5391 | 0.00044635 | 893.3098 | 0.00137 | 887.9037 | 0 | 894.363 | 0.00104 | 889.0516 | 0
|  |  | 880.5917 | 0 | 880.59 | 0 | 893.7799 | 0 | 880.5917 | 0.00079646 | 893.7799 | -0.003229 |  |  | 893.7798 | 0 | 893.7799 | -0.00052722 | 893.5503 | -0.003166 | 893.7799 | 0 | 893.7798 | 0.00011038 | 880.5917 | 0 | 893.7799 | -0.00065584 | 893.5503 | -0.00128 | 888.1422 | 0 | 894.6058 | -0.00085411 | 889.2908 | 0
|  |  | 880.8262 | 0 | 880.83 | 0 | 894.0206 | 0.0016041 | 880.8262 | 0.0030227 | 894.0206 | 0.0024357 |  |  | 894.0206 | 0.0010679 | 894.0206 | 0.0033 | 893.7908 | 0.0018588 | 894.0206 | 0.00091242 | 894.0206 | 0.001285 | 880.8262 | 0 | 894.0206 | 0.00033253 | 893.7908 | 0.00142 | 888.3807 | 0 | 894.8486 | 0.00116 | 889.5301 | 0
|  |  | 881.0607 | 0 | 881.06 | 0 | 894.2614 | 0 | 881.0607 | 0.0016414 | 894.2614 | -0.0014909 |  |  | 894.2614 | 0 | 894.2614 | -0.00125 | 894.0313 | 0.0003336 | 894.2614 | 0 | 894.2614 | 0.00015307 | 881.0607 | 0 | 894.2614 | -0.00053384 | 894.0313 | -0.00116 | 888.6191 | 0 | 895.0913 | -0.00105 | 889.7693 | 0
|  |  | 881.2952 | 0 | 881.3 | 0 | 894.5022 | 0.0021321 | 881.2952 | 0.0073637 | 894.5022 | 0.0019776 |  |  | 894.5022 | 0.00094243 | 894.5022 | 0.00669 | 894.2719 | 0.00052437 | 894.5022 | 0.0014226 | 894.5022 | 0.00014156 | 881.2952 | 0 | 894.5022 | 0.00042396 | 894.2719 | 0.00062715 | 888.8576 | 0 | 895.3341 | 0.00103 | 890.0087 | 0
|  |  | 881.5297 | 0 | 881.53 | 0 | 894.743 | 0 | 881.5297 | 0.0018248 | 894.743 | -0.0028377 |  |  | 894.743 | 0 | 894.743 | -0.0036 | 894.5124 | -0.0026599 | 894.743 | 0 | 894.743 | 0.00021472 | 881.5297 | 0 | 894.743 | -0.00051253 | 894.5124 | -0.00133 | 889.0961 | 0 | 895.5769 | -0.00102 | 890.2479 | 0
|  |  | 881.7642 | 0 | 881.76 | 0 | 894.9838 | 0.0011096 | 881.7642 | 0.004721 | 894.9838 | 9.1056e-05 |  |  | 894.9838 | 0.00073073 | 894.9838 | 0.00165 | 894.753 | 0.0011698 | 894.9838 | 0.00097797 | 894.9838 | 0.0002702 | 881.7642 | 0 | 894.9838 | 0.00023976 | 894.753 | 0.00082296 | 889.3346 | 0 | 895.8197 | 0.00122 | 890.4872 | 0
|  |  | 881.9987 | 0 | 882 | 0 | 895.2246 | 0 | 881.9987 | -0.00045604 | 895.2246 | -0.0017597 |  |  | 895.2246 | 0 | 895.2246 | 0.00018486 | 894.9935 | -0.0027854 | 895.2246 | 0 | 895.2246 | -0.00018761 | 881.9987 | 0 | 895.2246 | -0.00038405 | 894.9935 | -0.00181 | 889.5731 | 0 | 896.0625 | -0.00087164 | 890.7266 | 0
|  |  | 882.2332 | 0 | 882.23 | 0 | 895.4654 | 0.0010216 | 882.2332 | 0.0024319 | 895.4654 | 0.00116 |  |  | 895.4654 | 0.0013047 | 895.4654 | 0.00624 | 895.2341 | 0.0020402 | 895.4654 | 0.0015926 | 895.4654 | 0.0013218 | 882.2332 | 0 | 895.4654 | 0.00027601 | 895.2341 | 0.000815 | 889.8116 | 0 | 896.3053 | 0.00112 | 890.9659 | 0
|  |  | 882.4677 | 0 | 882.47 | 0 | 895.7062 | 0 | 882.4677 | -0.0041922 | 895.7062 | -0.0036069 |  |  | 895.7062 | 0 | 895.7062 | -0.00301 | 895.4746 | -0.0045862 | 895.7062 | 0 | 895.7062 | -5.1815e-05 | 882.4677 | 0 | 895.7062 | -0.00052631 | 895.4746 | -0.00118 | 890.0502 | 0 | 896.5482 | -0.00078552 | 891.2052 | 0
|  |  | 882.7023 | 0 | 882.7 | 0 | 895.947 | 0.0010887 | 882.7023 | 0.0024675 | 895.947 | 0.00062257 |  |  | 895.947 | 0.00083155 | 895.947 | 0.00379 | 895.7152 | 0.0044771 | 895.947 | 0.002131 | 895.947 | 0.00095547 | 882.7023 | 0 | 895.947 | 0.00026141 | 895.7152 | 0.00054096 | 890.2887 | 0 | 896.791 | 0.00112 | 891.4445 | 0
|  |  | 882.9368 | 0 | 882.94 | 0 | 896.1879 | 0 | 882.9368 | -0.0034746 | 896.1879 | -0.0048574 |  |  | 896.1879 | 0 | 896.1879 | -3.3733e-05 | 895.9558 | -0.0043351 | 896.1879 | 0 | 896.1879 | -0.00013429 | 882.9368 | 0 | 896.1879 | -0.00048495 | 895.9558 | -0.00236 | 890.5273 | 0 | 897.0338 | -0.00128 | 891.6839 | 0
|  |  | 883.1713 | 0 | 883.17 | 0 | 896.4287 | 0.0011003 | 883.1713 | 0.0040923 | 896.4287 | -0.00025604 |  |  | 896.4287 | 0.00029625 | 896.4287 | 0.00176 | 896.1964 | 0.0015496 | 896.4287 | 0.00044462 | 896.4287 | 0.0010746 | 883.1713 | 0 | 896.4287 | 0.0002587 | 896.1964 | 0.00144 | 890.7658 | 0 | 897.2767 | 0.00144 | 891.9232 | 0
|  |  | 883.4059 | 0 | 883.41 | 0 | 896.6696 | 0 | 883.4059 | 0.00086424 | 896.6696 | -0.0025481 |  |  | 896.6696 | 0 | 896.6696 | -0.00092265 | 896.437 | -0.0019815 | 896.6696 | 0 | 896.6696 | 0.0001261 | 883.4059 | 0 | 896.6696 | -0.00039418 | 896.437 | -0.00141 | 891.0044 | 0 | 897.5195 | -0.00091274 | 892.1626 | 0
|  |  | 883.6404 | 0 | 883.64 | 0 | 896.9104 | 0.0016956 | 883.6404 | 0.001868 | 896.9104 | 0.002823 |  |  | 896.9104 | 0.0023613 | 896.9104 | 0.00538 | 896.6776 | 0.0019631 | 896.9104 | 0.0018898 | 896.9104 | 0.00077821 | 883.6404 | 0 | 896.9104 | 0.00038642 | 896.6776 | 0.00148 | 891.243 | 0 | 897.7624 | 0.0012 | 892.402 | 0
|  |  | 883.875 | 0 | 883.88 | 0 | 897.1513 | 0 | 883.875 | 0.00014032 | 897.1513 | -0.0013822 |  |  | 897.1513 | 0 | 897.1513 | -0.0015 | 896.9182 | -0.0031448 | 897.1513 | 0 | 897.1513 | -8.4194e-05 | 883.875 | 0 | 897.1513 | -0.00051414 | 896.9182 | -0.00164 | 891.4816 | 0 | 898.0053 | -0.00091422 | 892.6414 | 0
|  |  | 884.1096 | 0 | 884.11 | 0 | 897.3922 | 0.00088276 | 884.1096 | 0.0015707 | 897.3922 | 0.0017036 |  |  | 897.3922 | 0.00046663 | 897.3922 | 0.00428 | 897.1588 | 0.0011066 | 897.3922 | 0.0014447 | 897.3922 | 0.00099329 | 884.1096 | 0 | 897.3922 | 0.00014304 | 897.1588 | 0.00195 | 891.7202 | 0 | 898.2482 | 0.00126 | 892.8807 | 0
|  |  | 884.3442 | 0 | 884.34 | 0 | 897.633 | 0 | 884.3442 | -0.0042187 | 897.633 | -0.0047674 |  |  | 897.6331 | 0 | 897.6331 | 0.00043876 | 897.3994 | -0.0036282 | 897.633 | 0 | 897.6331 | -0.00049187 | 884.3442 | 0 | 897.6331 | -0.00051865 | 897.3994 | -0.00153 | 891.9587 | 0 | 898.4911 | -0.00089803 | 893.1201 | 0
|  |  | 884.5787 | 0 | 884.58 | 0 | 897.8739 | 0.001437 | 884.5787 | -0.00040279 | 897.8739 | 0.00028409 |  |  | 897.874 | 0.00098767 | 897.8739 | 0.00518 | 897.64 | 0.0027955 | 897.8739 | 0.0012235 | 897.874 | 0.00074066 | 884.5787 | 0 | 897.874 | 0.00040461 | 897.64 | 0.00281 | 892.1974 | 0 | 898.734 | 0.00135 | 893.3596 | 0
|  |  | 884.8134 | 0 | 884.81 | 0 | 898.1148 | 0 | 884.8134 | 0.00049106 | 898.1148 | -0.0038273 |  |  | 898.1148 | 0 | 898.1148 | 0.00123 | 897.8806 | -0.001394 | 898.1148 | 0 | 898.1148 | -4.9705e-05 | 884.8134 | 0 | 898.1148 | -0.00048118 | 897.8806 | -0.00155 | 892.436 | 0 | 898.9769 | -0.00092366 | 893.5989 | 0
|  |  | 885.0479 | 0 | 885.05 | 0 | 898.3557 | 0.00090916 | 885.0479 | -0.0019728 | 898.3557 | 0.00041908 |  |  | 898.3557 | 0.00068339 | 898.3557 | 0.00722 | 898.1213 | -3.3376e-05 | 898.3557 | 0.0020153 | 898.3557 | 0.00061494 | 885.0479 | 0 | 898.3557 | 0.00022216 | 898.1213 | 0.00146 | 892.6746 | 0 | 899.2198 | 0.00116 | 893.8384 | 0
|  |  | 885.2825 | 0 | 885.28 | 0 | 898.5966 | 0 | 885.2825 | -0.0018082 | 898.5966 | -0.0017205 |  |  | 898.5966 | 0 | 898.5966 | -0.0054 | 898.3619 | -0.0034643 | 898.5966 | 0 | 898.5966 | 0.00033556 | 885.2825 | 0 | 898.5966 | -0.00048522 | 898.3619 | -0.00117 | 892.9133 | 0 | 899.4628 | -0.00088616 | 894.0778 | 0
|  |  | 885.5172 | 0 | 885.52 | 0 | 898.8376 | 0.00087644 | 885.5172 | 0.00031094 | 898.8376 | 0.00022867 |  |  | 898.8376 | 0 | 898.8376 | 0.00413 | 898.6026 | 0.00070896 | 898.8376 | 0.00074222 | 898.8376 | 0.00052382 | 885.5172 | 0 | 898.8376 | 0.00011707 | 898.6026 | 0.00125 | 893.1519 | 0 | 899.7057 | 0.0012 | 894.3173 | 0
|  |  | 885.7518 | 0 | 885.75 | 0 | 899.0785 | 0 | 885.7518 | -0.00075555 | 899.0785 | -0.0050187 |  |  | 899.0785 | 0 | 899.0785 | -0.00361 | 898.8432 | -0.0049214 | 899.0785 | 0 | 899.0785 | 0.00040744 | 885.7518 | 0 | 899.0785 | -0.00061554 | 898.8432 | -0.00346 | 893.3906 | 0 | 899.9487 | -0.00098405 | 894.5567 | 0
|  |  | 885.9864 | 0 | 885.99 | 0 | 899.3194 | 0.001815 | 885.9864 | 0.0034661 | 899.3194 | -0.00022632 |  |  | 899.3194 | 0.00071583 | 899.3194 | 0.00512 | 899.0839 | 0.0014205 | 899.3194 | 0.0022331 | 899.3194 | 0.0011149 | 885.9864 | 0 | 899.3194 | 0.00033936 | 899.0839 | 0.00096639 | 893.6292 | 0 | 900.1916 | 0.00103 | 894.7961 | 0
|  |  | 886.221 | 0 | 886.22 | 0 | 899.5604 | 0 | 886.221 | -0.0031514 | 899.5604 | -0.0041534 |  |  | 899.5604 | 0 | 899.5604 | -0.0015 | 899.3246 | -0.0040619 | 899.5604 | 0 | 899.5604 | -0.00028216 | 886.221 | 0 | 899.5604 | -0.00058209 | 899.3246 | -0.00146 | 893.8679 | 0 | 900.4346 | -0.00108 | 895.0356 | 0
|  |  | 886.4556 | 0 | 886.46 | 0 | 899.8013 | 0.00059833 | 886.4556 | 0.0015787 | 899.8013 | 0.0011469 |  |  | 899.8013 | 0.00092514 | 899.8013 | 0.00373 | 899.5652 | 0.0026858 | 899.8013 | 0.0018863 | 899.8013 | 0.00076561 | 886.4556 | 0 | 899.8013 | 0.00029108 | 899.5652 | 0.001 | 894.1066 | 0 | 900.6776 | 0.00115 | 895.2751 | 0
|  |  | 886.6903 | 0 | 886.69 | 0 | 900.0423 | 0 | 886.6903 | -0.0048696 | 900.0423 | -0.0041071 |  |  | 900.0422 | 0 | 900.0423 | 0.00157 | 899.8059 | -0.0029073 | 900.0423 | 0 | 900.0422 | 0.00012298 | 886.6903 | 0 | 900.0422 | -0.00039052 | 899.8059 | -0.00244 | 894.3453 | 0 | 900.9207 | -0.00105 | 895.5145 | 0
|  |  | 886.9249 | 0 | 886.92 | 0 | 900.2832 | 0.0018028 | 886.9249 | 0.0024572 | 900.2832 | 0.0013007 |  |  | 900.2832 | 0.00075517 | 900.2832 | 0 | 900.0466 | 0.0025994 | 900.2832 | 0.0013337 | 900.2832 | 0.00044782 | 886.9249 | 0 | 900.2832 | 0.00012829 | 900.0466 | 0.00088244 | 894.584 | 0 | 901.1636 | 0.00099156 | 895.754 | 0
|  |  | 887.1596 | 0 | 887.16 | 0 | 900.5242 | 0 | 887.1596 | -0.0034389 | 900.5242 | -0.0027881 |  |  | 900.5242 | 0 | 900.5242 | 0 | 900.2873 | -0.0020195 | 900.5242 | 0 | 900.5242 | 0.00035745 | 887.1596 | 0 | 900.5242 | -0.00062128 | 900.2873 | -0.00208 | 894.8227 | 0 | 901.4066 | -0.00098266 | 895.9935 | 0
|  |  | 887.3943 | 0 | 887.39 | 0 | 900.7652 | 0.00085252 | 887.3943 | 0.0063482 | 900.7652 | -0.00059739 |  |  | 900.7651 | 0.00027276 | 900.7652 | 0 | 900.528 | 0.0024202 | 900.7652 | 0.0015683 | 900.7651 | 0.00076147 | 887.3943 | 0 | 900.7651 | 0.00042773 | 900.528 | 0.00073973 | 895.0615 | 0 | 901.6497 | 0.00127 | 896.233 | 0
|  |  | 887.629 | 0 | 887.63 | 0 | 901.0061 | 0 | 887.629 | -0.0026537 | 901.0061 | -0.0058242 |  |  | 901.0062 | 0 | 901.0062 | 0 | 900.7687 | -0.0046056 | 901.0061 | 0 | 901.0062 | -0.00041281 | 887.629 | 0 | 901.0062 | -0.000603 | 900.7687 | -0.00267 | 895.3002 | 0 | 901.8927 | -0.00105 | 896.4726 | 0
|  |  | 887.8637 | 0 | 887.86 | 0 | 901.2471 | 0.0013678 | 887.8636 | -0.00066283 | 901.2471 | 0.0013998 |  |  | 901.2471 | 0.00061625 | 901.2471 | 0 | 901.0094 | 0.0030636 | 901.2471 | 0.0010015 | 901.2471 | 0.00079442 | 887.8636 | 0 | 901.2471 | 0.00036883 | 901.0094 | 0.00214 | 895.5389 | 0 | 902.1357 | 0.00126 | 896.7121 | 0
|  |  | 888.0983 | 0 | 888.1 | 0 | 901.4881 | 0 | 888.0983 | -0.0024939 | 901.4881 | -0.0043172 |  |  | 901.4882 | 0 | 901.4881 | 0 | 901.2501 | -0.0029818 | 901.4881 | 0 | 901.4882 | 0.0001831 | 888.0983 | 0 | 901.4882 | -0.0003326 | 901.2501 | -0.00181 | 895.7776 | 0 | 902.3788 | -0.00079624 | 896.9516 | 0
|  |  | 888.333 | 0 | 888.33 | 0 | 901.7291 | 0.0014659 | 888.333 | -0.0031489 | 901.7291 | 0.00070318 |  |  | 901.7291 | 0.00054402 | 901.7291 | 0 | 901.4909 | 0.0032346 | 901.7291 | 0.001194 | 901.7291 | 0.0010099 | 888.333 | 0 | 901.7291 | 0.00035113 | 901.4909 | 0.00125 | 896.0164 | 0 | 902.6218 | 0.0011 | 897.1912 | 0
|  |  | 888.5677 | 0 | 888.57 | 0 | 901.9702 | 0 | 888.5677 | 0.00046853 | 901.9702 | -0.0034886 |  |  | 901.9702 | 0 | 901.9702 | 0 | 901.7316 | -0.0036972 | 901.9702 | 0 | 901.9702 | 0.00035953 | 888.5677 | 0 | 901.9701 | -0.00049142 | 901.7316 | -0.00173 | 896.2552 | 0 | 902.8649 | -0.00113 | 897.4307 | 0
|  |  | 888.8024 | 0 | 888.8 | 0 | 902.2112 | 0.00029305 | 888.8024 | 0.00058431 | 902.2112 | -0.00056817 |  |  | 902.2112 | 0.00041355 | 902.2112 | 0 | 901.9723 | 0.002405 | 902.2112 | 0.0013259 | 902.2112 | 0.00054422 | 888.8024 | 0 | 902.2112 | 0.00032795 | 901.9723 | 0.00131 | 896.494 | 0 | 903.108 | 0.00117 | 897.6703 | 0
|  |  | 889.0371 | 0 | 889.04 | 0 | 902.4522 | 0 | 889.0371 | -0.0018941 | 902.4522 | -0.0027755 |  |  | 902.4522 | 0 | 902.4522 | 0 | 902.2131 | -0.0055479 | 902.4522 | 0 | 902.4522 | -0.00022954 | 889.0371 | 0 | 902.4522 | -0.00045479 | 902.2131 | -0.00166 | 896.7328 | 0 | 903.3511 | -0.00097383 | 897.9099 | 0
|  |  | 889.2718 | 0 | 889.27 | 0 | 902.6932 | 0.00139 | 889.2719 | 0.0036493 | 902.6932 | 0.0022477 |  |  | 902.6932 | 0.00075698 | 902.6932 | 0 | 902.4538 | 0.00060732 | 902.6932 | 0.0006434 | 902.6932 | 0.0010671 | 889.2719 | 0 | 902.6932 | 0.00011939 | 902.4538 | 0.00283 | 896.9716 | 0 | 903.5942 | 0.0014 | 898.1494 | 0
|  |  | 889.5065 | 0 | 889.51 | 0 | 902.9343 | 0 | 889.5065 | -0.003067 | 902.9343 | -0.0027141 |  |  | 902.9343 | 0 | 902.9343 | 0 | 902.6946 | -0.0043028 | 902.9343 | 0 | 902.9343 | -0.00010655 | 889.5065 | 0 | 902.9343 | -0.00041506 | 902.6946 | -0.002 | 897.2104 | 0 | 903.8373 | -0.00114 | 898.389 | 0
|  |  | 889.7413 | 0 | 889.74 | 0 | 903.1753 | 0.0013109 | 889.7413 | 0.0019126 | 903.1753 | 0.0018548 |  |  | 903.1754 | 0.00085372 | 903.1753 | 0 | 902.9354 | 0.002458 | 903.1753 | 0.00016733 | 903.1754 | 0.00066573 | 889.7413 | 0 | 903.1753 | 0.00028935 | 902.9353 | 0.00102 | 897.4492 | 0 | 904.0804 | 0.00125 | 898.6286 | 0
|  |  | 889.976 | 0 | 889.98 | 0 | 903.4164 | 0 | 889.976 | 0.0010035 | 903.4164 | -0.0036764 |  |  | 903.4164 | 0 | 903.4164 | 0 | 903.1761 | -0.0022979 | 903.4164 | 0 | 903.4164 | -0.0001173 | 889.976 | 0 | 903.4164 | -0.00046658 | 903.1761 | -0.00252 | 897.688 | 0 | 904.3235 | -0.00142 | 898.8682 | 0
|  |  | 890.2107 | 0 | 890.21 | 0 | 903.6575 | 0.00084159 | 890.2108 | 0.0032171 | 903.6575 | 0.001247 |  |  | 903.6575 | 0.00060381 | 903.6575 | 0 | 903.4169 | 0.0029569 | 903.6575 | 0.0013072 | 903.6575 | 0.00089878 | 890.2108 | 0 | 903.6575 | 0.00032281 | 903.4169 | 0.00264 | 897.9268 | 0 | 904.5666 | 0.00223 | 899.1078 | 0
|  |  | 890.4455 | 0 | 890.45 | 0 | 903.8985 | 0 | 890.4455 | -0.0041356 | 903.8985 | -0.0041331 |  |  | 903.8986 | 0 | 903.8985 | 0 | 903.6577 | -0.0025649 | 903.8985 | 0 | 903.8986 | -0.00073447 | 890.4455 | 0 | 903.8986 | -0.00038671 | 903.6577 | -0.00167 | 898.1657 | 0 | 904.8098 | -0.00106 | 899.3474 | 0
|  |  | 890.6803 | 0 | 890.68 | 0 | 904.1396 | 0.00050365 | 890.6803 | 0.0015491 | 904.1396 | 0.0012973 |  |  | 904.1396 | 0.00076026 | 904.1396 | 0 | 903.8985 | 0.0012398 | 904.1396 | 0.00040684 | 904.1396 | 0.0011451 | 890.6803 | 0 | 904.1396 | 0.00035949 | 903.8985 | 1.8253e-05 | 898.4045 | 0 | 905.0529 | 0.00125 | 899.5871 | 0
|  |  | 890.915 | 0 | 890.92 | 0 | 904.3807 | 0 | 890.915 | 9.6043e-05 | 904.3807 | -0.0020782 |  |  | 904.3807 | 0 | 904.3807 | 0 | 904.1393 | -0.0034333 | 904.3807 | 0 | 904.3807 | 0.00051989 | 890.915 | 0 | 904.3807 | -0.00034932 | 904.1393 | -0.00236 | 898.6434 | 0 | 905.2961 | -0.00104 | 899.8267 | 0
|  |  | 891.1498 | 0 | 891.15 | 0 | 904.6218 | 0.0019142 | 891.1498 | 0.0043111 | 904.6218 | 0.00045649 |  |  | 904.6218 | 0.00027251 | 904.6218 | 0 | 904.3801 | 0.0012926 | 904.6218 | 0.0021174 | 904.6218 | 0.00077176 | 891.1498 | 0 | 904.6218 | 0.00034907 | 904.3801 | 0.00017658 | 898.8823 | 0 | 905.5393 | 0.00121 | 900.0663 | 0
|  |  | 891.3846 | 0 | 891.38 | 0 | 904.8629 | 0 | 891.3846 | -0.0047643 | 904.8629 | -0.00084047 |  |  | 904.8629 | 0 | 904.8629 | 0 | 904.6209 | -0.0031468 | 904.8629 | 0 | 904.8629 | 0.00039969 | 891.3846 | 0 | 904.8629 | -0.00048851 | 904.6209 | -0.00137 | 899.1212 | 0 | 905.7824 | -0.00106 | 900.306 | 0
|  |  | 891.6194 | 0 | 891.62 | 0 | 905.104 | 0.00026051 | 891.6194 | -0.0018447 | 905.104 | 4.8423e-05 |  |  | 905.104 | 0.00087368 | 905.104 | 0 | 904.8617 | 0.0022674 | 905.104 | 0.0019295 | 905.104 | 0.0010196 | 891.6194 | 0 | 905.104 | 0.00030048 | 904.8617 | 0.00056837 | 899.36 | 0 | 906.0256 | 0.00112 | 900.5457 | 0
|  |  | 891.8542 | 0 | 891.85 | 0 | 905.3451 | 0 | 891.8542 | -0.00087083 | 905.3451 | -0.0046944 |  |  | 905.3451 | 0 | 905.3451 | 0 | 905.1025 | -0.0017446 | 905.3451 | 0 | 905.3451 | 0.00041752 | 891.8542 | 0 | 905.3451 | -0.00060588 | 905.1025 | -0.00254 | 899.5989 | 0 | 906.2688 | -0.0013 | 900.7853 | 0
|  |  | 892.0889 | 0 | 892.09 | 0 | 905.5862 | 0.0013867 | 892.0889 | 0.0033932 | 905.5862 | 0.002721 |  |  | 905.5862 | 0.00087911 | 905.5862 | 0 | 905.3433 | 0.00038096 | 905.5862 | 0.0018479 | 905.5862 | 0.0013143 | 892.0889 | 0 | 905.5862 | 0.00041401 | 905.3433 | 0.00179 | 899.8378 | 0 | 906.512 | 0.00118 | 901.025 | 0
|  |  | 892.3237 | 0 | 892.32 | 0 | 905.8274 | 0 | 892.3237 | -0.0017463 | 905.8274 | -0.0015239 |  |  | 905.8274 | 0 | 905.8274 | 0 | 905.5842 | -0.0034715 | 905.8274 | 0 | 905.8274 | -0.00032765 | 892.3237 | 0 | 905.8274 | -0.00050368 | 905.5842 | -0.00141 | 900.0768 | 0 | 906.7552 | -0.00107 | 901.2647 | 0
|  |  | 892.5586 | 0 | 892.56 | 0 | 906.0685 | 0.0014583 | 892.5586 | 0.0011383 | 906.0685 | 0.0023188 |  |  | 906.0685 | 0.00079567 | 906.0685 | 0 | 905.825 | 0.0023641 | 906.0685 | 8.7965e-05 | 906.0685 | 0.00069528 | 892.5586 | 0 | 906.0685 | 0.00021614 | 905.825 | 0.00239 | 900.3157 | 0 | 906.9984 | 0.00138 | 901.5044 | 0
|  |  | 892.7934 | 0 | 892.79 | 0 | 906.3097 | 0 | 892.7934 | -0.0021639 | 906.3097 | -0.00097206 |  |  | 906.3096 | 0 | 906.3097 | 0 | 906.0658 | -0.0010639 | 906.3097 | 0 | 906.3096 | -5.4598e-05 | 892.7934 | 0 | 906.3096 | -0.00045687 | 906.0658 | -0.00094757 | 900.5546 | 0 | 907.2416 | -0.00115 | 901.7441 | 0
|  |  | 893.0282 | 0 | 893.03 | 0 | 906.5508 | 8.9859e-05 | 893.0282 | 0.0024587 | 906.5508 | -0.00037415 |  |  | 906.5508 | 0.0010923 | 906.5508 | 0 | 906.3067 | 0.0020511 | 906.5508 | 0.00074887 | 906.5508 | 0.0010062 | 893.0282 | 0 | 906.5508 | 0.00033475 | 906.3067 | 0.00257 | 900.7936 | 0 | 907.4849 | 0.00127 | 901.9838 | 0
|  |  | 893.2631 | 0 | 893.26 | 0 | 906.792 | 0 | 893.2631 | -0.002453 | 906.792 | -0.004021 |  |  | 906.792 | 0 | 906.792 | 0 | 906.5476 | -0.0013338 | 906.792 | 0 | 906.792 | 6.943e-05 | 893.2631 | 0 | 906.792 | -0.00070117 | 906.5476 | -0.0025 | 901.0325 | 0 | 907.7282 | -0.00113 | 902.2236 | 0
|  |  | 893.4979 | 0 | 893.5 | 0 | 907.0331 | 0.0012566 | 893.4979 | -0.00088714 | 907.0331 | -0.0013297 |  |  | 907.0331 | 0.00010037 | 907.0331 | 0 | 906.7884 | -0.00050639 | 907.0331 | 0.00092085 | 907.0331 | 0.0014201 | 893.4979 | 0 | 907.0331 | 0.00022265 | 906.7884 | 0.00274 | 901.2715 | 0 | 907.9714 | 0.00128 | 902.4633 | 0
|  |  | 893.7327 | 0 | 893.73 | 0 | 907.2743 | 0 | 893.7327 | -0.00068985 | 907.2743 | -0.0012809 |  |  | 907.2743 | 0 | 907.2743 | 0 | 907.0293 | -0.0016346 | 907.2743 | 0 | 907.2743 | -0.00011802 | 893.7327 | 0 | 907.2743 | -0.00050006 | 907.0293 | -0.00251 | 901.5104 | 0 | 908.2147 | -0.00102 | 902.703 | 0
|  |  | 893.9676 | 0 | 893.97 | 0 | 907.5155 | 0.0015536 | 893.9676 | 0.0023904 | 907.5155 | 0.0012432 |  |  | 907.5155 | 0.0012195 | 907.5155 | 0 | 907.2702 | -0.00058763 | 907.5155 | 0.0016699 | 907.5155 | 0.00066059 | 893.9676 | 0 | 907.5155 | 0.0002768 | 907.2702 | 0.00124 | 901.7495 | 0 | 908.4579 | 0.00108 | 902.9428 | 0
|  |  | 894.2024 | 0 | 894.2 | 0 | 907.7567 | 0 | 894.2025 | 0.005225 | 907.7567 | -0.0033857 |  |  | 907.7567 | 0 | 907.7567 | 0 | 907.511 | -0.0031751 | 907.7567 | 0 | 907.7567 | -0.00031822 | 894.2025 | 0 | 907.7567 | -0.00049981 | 907.511 | -0.00228 | 901.9884 | 0 | 908.7012 | -0.00119 | 903.1826 | 0
|  |  | 894.4373 | 0 | 894.44 | 0 | 907.9979 | 0.0021017 | 894.4373 | -0.00037592 | 907.9979 | 0.0011143 |  |  | 907.9979 | 0.00082237 | 907.9979 | 0 | 907.7519 | 0.0050705 | 907.9979 | 0.0019343 | 907.9979 | 0.0011365 | 894.4373 | 0 | 907.9979 | 0.00031396 | 907.7519 | 0.00225 | 902.2274 | 0 | 908.9445 | 0.00116 | 903.4223 | 0
|  |  | 894.6722 | 0 | 894.67 | 0 | 908.2391 | 0 | 894.6722 | -0.00065722 | 908.2391 | -0.003946 |  |  | 908.2391 | 0 | 908.2391 | 0 | 907.9928 | -0.0028708 | 908.2391 | 0 | 908.2391 | 0.00044963 | 894.6722 | 0 | 908.2391 | -0.00048265 | 907.9928 | -0.00256 | 902.4664 | 0 | 909.1878 | -0.00111 | 903.6621 | 0
|  |  | 894.907 | 0 | 894.91 | 0 | 908.4803 | 0.0015276 | 894.907 | 0.00091462 | 908.4803 | -0.0002519 |  |  | 908.4803 | 0.00099013 | 908.4803 | 0 | 908.2337 | 0.0023093 | 908.4803 | 0.0012682 | 908.4803 | 0.00050486 | 894.907 | 0 | 908.4803 | 0.00041109 | 908.2337 | 0.00096736 | 902.7054 | 0 | 909.4311 | 0.00142 | 903.9019 | 0
|  |  | 895.1419 | 0 | 895.14 | 0 | 908.7215 | 0 | 895.1419 | -0.0014614 | 908.7215 | -0.0052183 |  |  | 908.7215 | 0 | 908.7215 | 0 | 908.4746 | -0.0045183 | 908.7215 | 0 | 908.7215 | 4.9989e-05 | 895.1419 | 0 | 908.7215 | -0.00042222 | 908.4746 | -0.0014 | 902.9445 | 0 | 909.6744 | -0.00104 | 904.1417 | 0
|  |  | 895.3768 | 0 | 895.38 | 0 | 908.9627 | 0.00030624 | 895.3768 | 0.0044826 | 908.9627 | 0.0016473 |  |  | 908.9628 | 0.0019676 | 908.9627 | 0 | 908.7156 | 0.0010278 | 908.9627 | 0.0025267 | 908.9628 | 0.00066815 | 895.3768 | 0 | 908.9628 | 0.00031452 | 908.7156 | 0.00133 | 903.1835 | 0 | 909.9178 | 0.00139 | 904.3815 | 0
|  |  | 895.6117 | 0 | 895.61 | 0 | 909.204 | 0 | 895.6117 | -0.0016729 | 909.204 | -0.0044722 |  |  | 909.204 | 0 | 909.204 | 0 | 908.9565 | 0.00064771 | 909.204 | 0 | 909.204 | 7.5844e-05 | 895.6117 | 0 | 909.204 | -0.00061869 | 908.9565 | -0.00331 | 903.4225 | 0 | 910.1611 | -0.00091034 | 904.6213 | 0
|  |  | 895.8466 | 0 | 895.85 | 0 | 909.4452 | 0.0020121 | 895.8466 | 0.0074347 | 909.4452 | 0.0015463 |  |  | 909.4452 | 0.00069411 | 909.4452 | 0 | 909.1974 | -0.0013462 | 909.4452 | 0.00069039 | 909.4452 | 0.0006358 | 895.8466 | 0 | 909.4452 | 0.00025041 | 909.1974 | 0.00134 | 903.6616 | 0 | 910.4045 | 0.00134 | 904.8611 | 0
|  |  | 896.0815 | 0 | 896.08 | 0 | 909.6865 | 0 | 896.0815 | -0.0010962 | 909.6865 | -0.0054658 |  |  | 909.6865 | 0 | 909.6865 | 0 | 909.4383 | -0.0062817 | 909.6865 | 0 | 909.6865 | 0.00046516 | 896.0815 | 0 | 909.6865 | -0.0004971 | 909.4383 | -0.00245 | 903.9007 | 0 | 910.6478 | -0.00102 | 905.1009 | 0
|  |  | 896.3164 | 0 | 896.32 | 0 | 909.9277 | 0.0010467 | 896.3164 | -0.0021859 | 909.9277 | 0.0013199 |  |  | 909.9277 | 0.0012409 | 909.9277 | 0 | 909.6793 | -0.00031075 | 909.9277 | 0.0025763 | 909.9277 | 0.00046753 | 896.3164 | 0 | 909.9277 | 0.00038133 | 909.6793 | 0.00133 | 904.1398 | 0 | 910.8912 | 0.00133 | 905.3408 | 0
|  |  | 896.5513 | 0 | 896.55 | 0 | 910.169 | 0 | 896.5513 | 0.0021877 | 910.169 | -0.0064043 |  |  | 910.169 | 0 | 910.169 | 0 | 909.9202 | -0.00034373 | 910.169 | 0 | 910.169 | -0.00026228 | 896.5513 | 0 | 910.169 | -0.00062009 | 909.9202 | -0.00214 | 904.3788 | 0 | 911.1345 | -0.00124 | 905.5806 | 0
|  |  | 896.7863 | 0 | 896.79 | 0 | 910.4102 | 0.00080666 | 896.7863 | 0.0052666 | 910.4102 | 0.0003292 |  |  | 910.4103 | 0.00053624 | 910.4103 | 0 | 910.1612 | -0.0014716 | 910.4102 | 0.0023273 | 910.4103 | 0.00091345 | 896.7863 | 0 | 910.4103 | 0.00026416 | 910.1612 | 0.00060506 | 904.6179 | 0 | 911.3779 | 0.00127 | 905.8204 | 0
|  |  | 897.0212 | 0 | 897.02 | 0 | 910.6515 | 0 | 897.0212 | -0.005511 | 910.6515 | -0.0033006 |  |  | 910.6516 | 0 | 910.6515 | 0 | 910.4021 | -0.0025908 | 910.6515 | 0 | 910.6516 | -0.00031816 | 897.0212 | 0 | 910.6516 | -0.00025685 | 910.4021 | -0.00090422 | 904.8571 | 0 | 911.6213 | -0.00107 | 906.0603 | 0
|  |  | 897.2562 | 0 | 897.26 | 0 | 910.8928 | 0.0025122 | 897.2562 | 0.0017134 | 910.8928 | 0.0030203 |  |  | 910.8928 | 0.0014931 | 910.8928 | 0 | 910.6431 | 0.0015853 | 910.8928 | 7.7532e-05 | 910.8928 | 0.00096411 | 897.2562 | 0 | 910.8928 | 0.00034181 | 910.6431 | 0.00209 | 905.0961 | 0 | 911.8647 | 0.00149 | 906.3002 | 0
|  |  | 897.4911 | 0 | 897.49 | 0 | 911.1341 | 0 | 897.4911 | -0.0028261 | 911.1341 | -0.0027822 |  |  | 911.1341 | 0 | 911.1341 | 0 | 910.8841 | -0.0016296 | 911.1341 | 0 | 911.1341 | 0.00018368 | 897.4911 | 0 | 911.1341 | -0.00049769 | 910.8841 | -0.00238 | 905.3353 | 0 | 912.1082 | -0.00104 | 906.54 | 0
|  |  | 897.7261 | 0 | 897.73 | 0 | 911.3754 | 0.0015964 | 897.7261 | 0.0009087 | 911.3754 | -0.0004192 |  |  | 911.3754 | 0.00028818 | 911.3754 | 0 | 911.125 | 0.004293 | 911.3754 | 0.0027621 | 911.3754 | 0.00017023 | 897.7261 | 0 | 911.3754 | 0.00026774 | 911.125 | 0.00166 | 905.5744 | 0 | 912.3516 | 0.00138 | 906.78 | 0
|  |  | 897.9611 | 0 | 897.96 | 0 | 911.6167 | 0 | 897.9611 | 0.002074 | 911.6167 | -0.0021794 |  |  | 911.6167 | 0 | 911.6167 | 0 | 911.366 | -7.0661e-05 | 911.6167 | 0 | 911.6167 | 0.00024058 | 897.9611 | 0 | 911.6167 | -0.00045467 | 911.366 | -0.00167 | 905.8135 | 0 | 912.595 | -0.00114 | 907.0198 | 0
|  |  | 898.196 | 0 | 898.2 | 0 | 911.858 | 0.0010338 | 898.196 | 0.0020107 | 911.858 | 0.0017742 |  |  | 911.858 | 0.0011913 | 911.858 | 0 | 911.607 | 0.0020913 | 911.858 | 0.0019986 | 911.858 | 0.00018011 | 898.196 | 0 | 911.858 | 0.00037181 | 911.607 | 0.00124 | 906.0527 | 0 | 912.8384 | 0.00145 | 907.2598 | 0
|  |  | 898.431 | 0 | 898.43 | 0 | 912.0993 | 0 | 898.431 | 0.0019075 | 912.0993 | -0.00034186 |  |  | 912.0994 | 0 | 912.0993 | 0 | 911.848 | -0.0025488 | 912.0993 | 0 | 912.0994 | -2.9338e-05 | 898.431 | 0 | 912.0994 | -0.00045926 | 911.848 | -0.00136 | 906.2918 | 0 | 913.0819 | -0.0009597 | 907.4996 | 0
|  |  | 898.6659 | 0 | 898.67 | 0 | 912.3407 | 0.0018587 | 898.666 | 0.0019734 | 912.3407 | 0.0014054 |  |  | 912.3406 | 0.00061135 | 912.3407 | 0 | 912.089 | 0.0016518 | 912.3407 | 0.0018621 | 912.3406 | 0.00043443 | 898.666 | 0 | 912.3406 | 0.0004407 | 912.089 | 0.00203 | 906.531 | 0 | 913.3253 | 0.00146 | 907.7396 | 0
|  |  | 898.9009 | 0 | 898.9 | 0 | 912.582 | 0 | 898.9009 | -0.0013844 | 912.582 | -0.0055699 |  |  | 912.582 | 0 | 912.582 | 0 | 912.33 | -0.0037219 | 912.582 | 0 | 912.582 | 7.9642e-05 | 898.9009 | 0 | 912.582 | -0.0004977 | 912.33 | -0.00185 | 906.7701 | 0 | 913.5688 | -0.00123 | 907.9795 | 0
|  |  | 899.1359 | 0 | 899.14 | 0 | 912.8233 | 0.0018813 | 899.1359 | 0.0016743 | 912.8233 | 0.0021793 |  |  | 912.8234 | 0.0014653 | 912.8233 | 0 | 912.571 | 0.0027489 | 912.8233 | 0.0036074 | 912.8234 | 0.00099682 | 899.1359 | 0 | 912.8234 | 0.0002578 | 912.571 | 0.0044 | 907.0093 | 0 | 913.8123 | 0.00137 | 908.2195 | 0
|  |  | 899.3709 | 0 | 899.37 | 0 | 913.0647 | 0 | 899.3709 | -0.0021955 | 913.0647 | -0.0024652 |  |  | 913.0647 | 0 | 913.0647 | 0 | 912.812 | -0.0011125 | 913.0647 | 0 | 913.0647 | -0.00013417 | 899.3709 | 0 | 913.0647 | -0.00052631 | 912.812 | -0.00214 | 907.2485 | 0 | 914.0557 | -0.00112 | 908.4594 | 0
|  |  | 899.606 | 0 | 899.61 | 0 | 913.306 | 0.0014834 | 899.606 | 0.0049181 | 913.306 | -0.0010587 |  |  | 913.306 | 0 | 913.3061 | 0 | 913.0531 | -8.8482e-05 | 913.306 | 0.00024045 | 913.306 | 0.00073782 | 899.606 | 0 | 913.306 | 0.0002862 | 913.053 | 0.00145 | 907.4877 | 0 | 914.2993 | 0.00139 | 908.6993 | 0
|  |  | 899.8409 | 0 | 899.84 | 0 | 913.5474 | 0 | 899.8409 | -0.0073194 | 913.5474 | -0.0063625 |  |  | 913.5474 | 0 | 913.5474 | 0 | 913.2941 | -0.0076282 | 913.5474 | 0 | 913.5474 | -0.000187 | 899.8409 | 0 | 913.5474 | -0.00052747 | 913.2941 | -0.0024 | 907.7269 | 0 | 914.5427 | -0.00125 | 908.9393 | 0
|  |  | 900.076 | 0 | 900.08 | 0 | 913.7888 | 0.0025934 | 900.076 | -0.00022224 | 913.7888 | 0.00073297 |  |  | 913.7888 | 0.0014143 | 913.7888 | 0 | 913.5351 | -0.00060269 | 913.7888 | 0.0027167 | 913.7888 | 0.0011277 | 900.076 | 0 | 913.7888 | 0.00027456 | 913.5351 | 0.00169 | 907.9662 | 0 | 914.7862 | 0.00136 | 909.1793 | 0
|  |  | 900.311 | 0 | 900.31 | 0 | 914.0302 | 0 | 900.311 | 0 | 914.0302 | -0.00090873 |  |  | 914.0302 | 0 | 914.0302 | 0 | 913.7762 | -0.0010701 | 914.0302 | 0 | 914.0302 | -0.00054138 | 900.311 | 0 | 914.0302 | -0.00049221 | 913.7762 | -0.00196 | 908.2054 | 0 | 915.0298 | -0.00098808 | 909.4193 | 0
|  |  | 900.546 | 0 | 900.55 | 0 | 914.2715 | 0.0015259 | 900.546 | 0 | 914.2715 | 0.0029458 |  |  | 914.2715 | 0.0018218 | 914.2716 | 0 | 914.0172 | 0.00077686 | 914.2715 | 0.0033515 | 914.2715 | 0.00028588 | 900.546 | 0 | 914.2716 | 0.00050408 | 914.0172 | 0.00271 | 908.4446 | 0 | 915.2733 | 0.00149 | 909.6592 | 0
|  |  | 900.7811 | 0 | 900.78 | 0 | 914.5129 | 0 | 900.7811 | 0 | 914.5129 | -0.0028386 |  |  | 914.5129 | 0 | 914.5129 | 0 | 914.2583 | -0.0041069 | 914.5129 | 0 | 914.5129 | 0.0004743 | 900.7811 | 0 | 914.5129 | -0.0004762 | 914.2583 | -0.0038 | 908.6839 | 0 | 915.5168 | -0.00124 | 909.8993 | 0
|  |  | 901.0161 | 0 | 901.02 | 0 | 914.7543 | 0.00084018 | 901.0161 | 0 | 914.7543 | 0.0014156 |  |  | 914.7543 | 0.0014145 | 914.7543 | 0 | 914.4993 | 0.0014158 | 914.7543 | 0.00084134 | 914.7543 | 0.0012518 | 901.0161 | 0 | 914.7543 | 0.0002619 | 914.4993 | 0.00385 | 908.9232 | 0 | 915.7604 | 0.00136 | 910.1393 | 0
|  |  | 901.2512 | 0 | 901.25 | 0 | 914.9957 | 0 | 901.2512 | 0 | 914.9957 | -0.0025594 |  |  | 914.9957 | 0 | 914.9958 | 0 | 914.7404 | -0.003139 | 914.9957 | 0 | 914.9957 | 0.00018316 | 901.2512 | 0 | 914.9957 | -0.00035566 | 914.7404 | -5.3494e-05 | 909.1624 | 0 | 916.004 | -0.00119 | 910.3793 | 0
|  |  | 901.4863 | 0 | 901.49 | 0 | 915.2372 | 0.0016003 | 901.4863 | 0 | 915.2372 | -0.00012668 |  |  | 915.2372 | 0.0010747 | 915.2372 | 0 | 914.9815 | 0.0035833 | 915.2372 | 0.0023569 | 915.2372 | 0.00089749 | 901.4863 | 0 | 915.2372 | 0.00035186 | 914.9815 | 0.00252 | 909.4017 | 0 | 916.2475 | 0.00129 | 910.6193 | 0
|  |  | 901.7213 | 0 | 901.72 | 0 | 915.4786 | 0 | 901.7213 | 0 | 915.4786 | -0.0031249 |  |  | 915.4786 | 0 | 915.4786 | 0 | 915.2225 | -0.0015337 | 915.4786 | 0 | 915.4786 | -0.00022511 | 901.7213 | 0 | 915.4786 | -0.00066031 | 915.2225 | -0.00213 | 909.641 | 0 | 916.4911 | -0.00109 | 910.8594 | 0
|  |  | 901.9564 | 0 | 901.96 | 0 | 915.72 | 0.0026324 | 901.9564 | 0 | 915.72 | 0.0030258 |  |  | 915.72 | 0.0015089 | 915.72 | 0 | 915.4636 | 0.0031747 | 915.72 | 0.0015104 | 915.72 | 0.00038373 | 901.9564 | 0 | 915.72 | 0.00046491 | 915.4636 | 0.00229 | 909.8802 | 0 | 916.7347 | 0.00146 | 911.0994 | 0
|  |  | 902.1915 | 0 | 902.19 | 0 | 915.9614 | 0 | 902.1915 | 0 | 915.9614 | -0.0045804 |  |  | 915.9614 | 0 | 915.9615 | 0 | 915.7047 | -0.0033272 | 915.9614 | 0 | 915.9614 | -0.00010884 | 902.1915 | 0 | 915.9614 | -0.00053714 | 915.7047 | -0.00275 | 910.1196 | 0 | 916.9783 | -0.00116 | 911.3394 | 0
|  |  | 902.4266 | 0 | 902.43 | 0 | 916.2029 | 0.00082768 | 902.4266 | 0 | 916.2029 | 0.0027661 |  |  | 916.2029 | 0.0011774 | 916.2029 | 0 | 915.9458 | 0.0017522 | 916.2029 | 0.0017211 | 916.2029 | 0.00058387 | 902.4266 | 0 | 916.2029 | 0.00029324 | 915.9458 | 0.00090872 | 910.3589 | 0 | 917.2219 | 0.00136 | 911.5795 | 0
|  |  | 902.6616 | 0 | 902.66 | 0 | 916.4443 | 0 | 902.6616 | 0 | 916.4443 | -0.0060027 |  |  | 916.4443 | 0 | 916.4443 | 0 | 916.1869 | -0.0018027 | 916.4443 | 0 | 916.4443 | 0.00030627 | 902.6616 | 0 | 916.4443 | -0.00062836 | 916.1869 | -0.00307 | 910.5982 | 0 | 917.4655 | -0.00118 | 911.8196 | 0
|  |  | 902.8967 | 0 | 902.9 | 0 | 916.6858 | 0.0021758 | 902.8967 | 0 | 916.6858 | 0.0021326 |  |  | 916.6858 | 0.00027008 | 916.6858 | 0 | 916.428 | 0.00079322 | 916.6858 | 0.00045338 | 916.6858 | 0.00066742 | 902.8967 | 0 | 916.6858 | 0.00039896 | 916.428 | 0.00041114 | 910.8375 | 0 | 917.7091 | 0.00109 | 912.0596 | 0
|  |  | 903.1318 | 0 | 903.13 | 0 | 916.9273 | 0 | 903.1318 | 0 | 916.9273 | -0.001371 |  |  | 916.9272 | 0 | 916.9273 | 0 | 916.6692 | -0.0020662 | 916.9273 | 0 | 916.9272 | -4.4759e-05 | 903.1318 | 0 | 916.9272 | -0.00052849 | 916.6691 | -0.00189 | 911.0768 | 0 | 917.9527 | -0.00119 | 912.2997 | 0
|  |  | 903.3669 | 0 | 903.37 | 0 | 917.1687 | 0.0024036 | 903.3669 | 0 | 917.1687 | 0.0030389 |  |  | 917.1688 | 0.0011284 | 917.1687 | 0 | 916.9103 | 0.00045551 | 917.1687 | 0.0023666 | 917.1688 | 0.0010891 | 903.3669 | 0 | 917.1688 | 0.00023602 | 916.9103 | 0.0011 | 911.3162 | 0 | 918.1964 | 0.00128 | 912.5398 | 0
|  |  | 903.6021 | 0 | 903.6 | 0 | 917.4102 | 0 | 903.6021 | 0 | 917.4102 | -0.0044818 |  |  | 917.4102 | 0 | 917.4102 | 0 | 917.1514 | -0.0054171 | 917.4102 | 0 | 917.4102 | 0.00020771 | 903.6021 | 0 | 917.4102 | -0.00070772 | 917.1514 | -0.00405 | 911.5556 | 0 | 918.44 | -0.00105 | 912.7799 | 0
|  |  | 903.8372 | 0 | 903.84 | 0 | 917.6517 | 0.0014531 | 903.8372 | 0 | 917.6517 | 0.00098957 |  |  | 917.6517 | 0.0022978 | 917.6517 | 0 | 917.3925 | 0.0026902 | 917.6517 | 0.0030002 | 917.6517 | 0.00056076 | 903.8372 | 0 | 917.6517 | 0.0006318 | 917.3925 | 0.00285 | 911.7949 | 0 | 918.6836 | 0.00151 | 913.02 | 0
|  |  | 904.0723 | 0 | 904.07 | 0 | 917.8932 | 0 | 904.0723 | 0 | 917.8932 | -0.0046387 |  |  | 917.8932 | 0 | 917.8932 | 0 | 917.6337 | -0.0026878 | 917.8932 | 0 | 917.8932 | 0.00067406 | 904.0723 | 0 | 917.8932 | -0.00057885 | 917.6337 | -0.00182 | 912.0343 | 0 | 918.9273 | -0.00119 | 913.2601 | 0
|  |  | 904.3075 | 0 | 904.31 | 0 | 918.1347 | 9.8882e-06 | 904.3075 | 0 | 918.1347 | -0.0010449 |  |  | 918.1347 | 0 | 918.1347 | 0 | 917.8748 | 0.00071572 | 918.1347 | 0.00037672 | 918.1347 | 0.0006017 | 904.3075 | 0 | 918.1347 | 0.00020149 | 917.8748 | 2.9287e-05 | 912.2737 | 0 | 919.171 | 0.00129 | 913.5003 | 0
|  |  | 904.5426 | 0 | 904.54 | 0 | 918.3762 | 0 | 904.5426 | 0 | 918.3762 | -0.0032695 |  |  | 918.3762 | 0 | 918.3762 | 0 | 918.116 | -0.0029647 | 918.3762 | 0 | 918.3762 | 0.00065435 | 904.5426 | 0 | 918.3762 | -0.00038311 | 918.116 | -0.00092032 | 912.5131 | 0 | 919.4147 | -0.0012 | 913.7404 | 0
|  |  | 904.7778 | 0 | 904.78 | 0 | 918.6177 | 0.0034191 | 904.7778 | 0 | 918.6177 | 0.0039252 |  |  | 918.6177 | 0.0014508 | 918.6177 | 0 | 918.3571 | 0.0013559 | 918.6177 | 0.0034355 | 918.6177 | 0.00016281 | 904.7778 | 0 | 918.6177 | 0.0004075 | 918.3571 | 0.00195 | 912.7525 | 0 | 919.6584 | 0.00159 | 913.9805 | 0
|  |  | 905.0129 | 0 | 905.01 | 0 | 918.8592 | 0 | 905.0129 | 0 | 918.8592 | -0.0026407 |  |  | 918.8593 | 0 | 918.8592 | 0 | 918.5983 | -0.0058238 | 918.8592 | 0 | 918.8593 | -5.4864e-05 | 905.0129 | 0 | 918.8592 | -0.00056146 | 918.5983 | -0.00205 | 912.9919 | 0 | 919.902 | -0.00122 | 914.2207 | 0
|  |  | 905.2481 | 0 | 905.25 | 0 | 919.1008 | 0.0019685 | 905.2481 | 0 | 919.1008 | 0.00014709 |  |  | 919.1008 | 0.00083084 | 919.1008 | 0 | 918.8395 | -0.0033105 | 919.1008 | 0.001486 | 919.1008 | 0.00030036 | 905.2481 | 0 | 919.1008 | 0.00044095 | 918.8395 | 0.00073411 | 913.2313 | 0 | 920.1458 | 0.00154 | 914.4609 | 0
|  |  | 905.4833 | 0 | 905.48 | 0 | 919.3423 | 0 | 905.4833 | 0 | 919.3423 | -0.0040227 |  |  | 919.3423 | 0 | 919.3423 | 0 | 919.0806 | -0.0031966 | 919.3423 | 0 | 919.3423 | 0.00036496 | 905.4833 | 0 | 919.3423 | -0.00057767 | 919.0806 | -0.0032 | 913.4708 | 0 | 920.3895 | -0.00123 | 914.701 | 0
|  |  | 905.7184 | 0 | 905.72 | 0 | 919.5838 | 0.0008564 | 905.7184 | 0 | 919.5838 | 0.0018418 |  |  | 919.5839 | 0.00086778 | 919.5838 | 0 | 919.3218 | 0.0033861 | 919.5838 | 0.0014065 | 919.5839 | 0.00030906 | 905.7184 | 0 | 919.5839 | 0.00022259 | 919.3218 | 0.00221 | 913.7102 | 0 | 920.6332 | 0.00142 | 914.9412 | 0
|  |  | 905.9536 | 0 | 905.95 | 0 | 919.8254 | 0 | 905.9536 | 0 | 919.8254 | -0.0034879 |  |  | 919.8254 | 0 | 919.8254 | 0 | 919.563 | -0.0026411 | 919.8254 | 0 | 919.8254 | -0.00023709 | 905.9536 | 0 | 919.8254 | -0.00047434 | 919.563 | -0.0011 | 913.9496 | 0 | 920.8769 | -0.00108 | 915.1814 | 0
|  |  | 906.1888 | 0 | 906.19 | 0 | 920.067 | 0.0014169 | 906.1888 | 0 | 920.067 | 0.00050068 |  |  | 920.067 | 0.0011585 | 920.067 | 0 | 919.8042 | 0.0016012 | 920.067 | 0.00085767 | 920.067 | 0.00081767 | 906.1888 | 0 | 920.067 | 0.00023443 | 919.8042 | 0.00278 | 914.1891 | 0 | 921.1207 | 0.00136 | 915.4216 | 0
|  |  | 906.424 | 0 | 906.42 | 0 | 920.3085 | 0 | 906.424 | 0 | 920.3085 | -0.0012741 |  |  | 920.3085 | 0 | 920.3085 | 0 | 920.0454 | -0.0029592 | 920.3085 | 0 | 920.3085 | 0.00041939 | 906.424 | 0 | 920.3085 | -0.00050374 | 920.0454 | -0.00286 | 914.4286 | 0 | 921.3644 | -0.00102 | 915.6618 | 0
|  |  | 906.6592 | 0 | 906.66 | 0 | 920.5501 | 0.00025527 | 906.6592 | 0 | 920.5501 | 0.00047421 |  |  | 920.5501 | 0.0010246 | 920.5501 | 0 | 920.2866 | 0.0015184 | 920.5501 | 0.00030336 | 920.5501 | 0.0010546 | 906.6592 | 0 | 920.5501 | 0.00031579 | 920.2866 | 0.00192 | 914.6681 | 0 | 921.6082 | 0.00137 | 915.902 | 0
|  |  | 906.8944 | 0 | 906.89 | 0 | 920.7917 | 0 | 906.8944 | 0 | 920.7917 | -0.00062462 |  |  | 920.7917 | 0 | 920.7917 | 0 | 920.5278 | -0.0025688 | 920.7917 | 0 | 920.7917 | 0.00042339 | 906.8944 | 0 | 920.7917 | -0.0002824 | 920.5278 | -0.00239 | 914.9075 | 0 | 921.852 | -0.00124 | 916.1423 | 0
|  |  | 907.1296 | 0 | 907.13 | 0 | 921.0333 | 0.0015627 | 907.1296 | 0 | 921.0333 | 0.0015935 |  |  | 921.0333 | 0.00090085 | 921.0333 | 0 | 920.769 | 0.0012251 | 921.0333 | 0.00077635 | 921.0333 | 0.00039456 | 907.1296 | 0 | 921.0333 | 0.00036335 | 920.769 | 0.00114 | 915.147 | 0 | 922.0958 | 0.00149 | 916.3824 | 0
|  |  | 907.3649 | 0 | 907.36 | 0 | 921.2748 | 0 | 907.3649 | 0 | 921.2748 | -0.0048036 |  |  | 921.2748 | 0 | 921.2749 | 0 | 921.0103 | -0.0019443 | 921.2748 | 0 | 921.2748 | -0.00029422 | 907.3649 | 0 | 921.2748 | -0.0005202 | 921.0103 | -0.00232 | 915.3865 | 0 | 922.3395 | -0.0014 | 916.6227 | 0
|  |  | 907.6001 | 0 | 907.6 | 0 | 921.5164 | 0.00063485 | 907.6001 | 0 | 921.5164 | 0.00087254 |  |  | 921.5164 | 0.0013973 | 921.5164 | 0 | 921.2515 | -0.0010133 | 921.5164 | 0.0015133 | 921.5164 | 0.00083723 | 907.6001 | 0 | 921.5164 | 0.00036163 | 921.2515 | 0.00062503 | 915.6261 | 0 | 922.5834 | 0.0014 | 916.863 | 0
|  |  | 907.8353 | 0 | 907.84 | 0 | 921.7581 | 0 | 907.8353 | 0 | 921.7581 | -0.0022124 |  |  | 921.7581 | 0 | 921.7581 | 0 | 921.4927 | -0.0061097 | 921.7581 | 0 | 921.7581 | -6.1804e-05 | 907.8353 | 0 | 921.7581 | -0.00040776 | 921.4927 | -0.00169 | 915.8656 | 0 | 922.8271 | -0.00123 | 917.1032 | 0
|  |  | 908.0706 | 0 | 908.07 | 0 | 921.9997 | 0.0024997 | 908.0706 | 0 | 921.9997 | 0.0035173 |  |  | 921.9997 | 0.0021211 | 921.9997 | 0 | 921.734 | 0.0032679 | 921.9997 | 0.0024939 | 921.9997 | 0.00057278 | 908.0706 | 0 | 921.9997 | 0.00055597 | 921.734 | 0.00156 | 916.1051 | 0 | 923.071 | 0.00142 | 917.3435 | 0
|  |  | 908.3058 | 0 | 908.31 | 0 | 922.2413 | 0 | 908.3058 | 0 | 922.2413 | -0.0065818 |  |  | 922.2413 | 0 | 922.2413 | 0 | 921.9752 | -0.0021291 | 922.2413 | 0 | 922.2413 | 0.000159 | 908.3058 | 0 | 922.2413 | -0.00055321 | 921.9752 | -0.0019 | 916.3447 | 0 | 923.3148 | -0.0012 | 917.5837 | 0
|  |  | 908.5411 | 0 | 908.54 | 0 | 922.4829 | 0.0021396 | 908.5411 | 0 | 922.4829 | -0.00020012 |  |  | 922.4829 | 0.00071902 | 922.4829 | 0 | 922.2165 | 0.00085189 | 922.4829 | 0.0025473 | 922.4829 | 0.00094922 | 908.5411 | 0 | 922.4829 | 0.00038791 | 922.2165 | 0.00239 | 916.5842 | 0 | 923.5586 | 0.00119 | 917.824 | 0
|  |  | 908.7764 | 0 | 908.78 | 0 | 922.7246 | 0 | 908.7764 | 0 | 922.7246 | -0.002375 |  |  | 922.7245 | 0 | 922.7246 | 0 | 922.4577 | -6.1882e-06 | 922.7246 | 0 | 922.7245 | 0.00015044 | 908.7764 | 0 | 922.7246 | -0.00031696 | 922.4577 | -0.00297 | 916.8238 | 0 | 923.8025 | -0.00113 | 918.0643 | 0
|  |  | 909.0116 | 0 | 909.01 | 0 | 922.9662 | 0.001212 | 909.0116 | 0 | 922.9662 | 0.00012607 |  |  | 922.9662 | 0 | 922.9662 | 0 | 922.699 | 0.00099915 | 922.9662 | 0.0015058 | 922.9662 | 0.00089306 | 909.0116 | 0 | 922.9662 | 0.00025854 | 922.699 | 0.00196 | 917.0634 | 0 | 924.0463 | 0.00131 | 918.3046 | 0
|  |  | 909.2469 | 0 | 909.25 | 0 | 923.2079 | 0 | 909.2469 | 0 | 923.2079 | -0.0029073 |  |  | 923.2078 | 0 | 923.2079 | 0 | 922.9403 | -0.0029595 | 923.2079 | 0 | 923.2078 | 0.00041434 | 909.2469 | 0 | 923.2078 | -0.00059095 | 922.9403 | -0.00427 | 917.3029 | 0 | 924.2902 | -0.00127 | 918.5449 | 0
|  |  | 909.4822 | 0 | 909.48 | 0 | 923.4495 | 0.0015834 | 909.4822 | 0 | 923.4495 | -1.3663e-05 |  |  | 923.4495 | 0 | 923.4495 | 0 | 923.1816 | -0.00058261 | 923.4495 | 0.0014434 | 923.4495 | 0.0005528 | 909.4822 | 0 | 923.4495 | 0.00023688 | 923.1816 | 0.00321 | 917.5425 | 0 | 924.5341 | 0.00138 | 918.7852 | 0
|  |  | 909.7175 | 0 | 909.72 | 0 | 923.6912 | 0 | 909.7175 | 0 | 923.6912 | -0.006098 |  |  | 923.6912 | 0 | 923.6912 | 0 | 923.4228 | 0.00019133 | 923.6912 | 0 | 923.6912 | 9.9665e-05 | 909.7175 | 0 | 923.6912 | -0.00056 | 923.4229 | -0.00193 | 917.7821 | 0 | 924.778 | -0.00118 | 919.0256 | 0
|  |  | 909.9528 | 0 | 909.95 | 0 | 923.9328 | 0 | 909.9528 | 0 | 923.9328 | 0.0016392 |  |  | 923.9329 | 0.0014366 | 923.9328 | 0 | 923.6641 | 2.9802e-05 | 923.9328 | 0.0015959 | 923.9329 | 0.0007635 | 909.9528 | 0 | 923.9329 | 0.00019532 | 923.6641 | 0.00328 | 918.0217 | 0 | 925.0218 | 0.00139 | 919.2659 | 0
|  |  | 910.188 | 0 | 910.19 | 0 | 924.1745 | 0 | 910.188 | 0 | 924.1745 | -0.003086 |  |  | 924.1745 | 0 | 924.1745 | 0 | 923.9054 | -0.0029222 | 924.1745 | 0 | 924.1745 | 2.5404e-05 | 910.188 | 0 | 924.1745 | -0.00030749 | 923.9054 | -0.00105 | 918.2614 | 0 | 925.2658 | -0.00142 | 919.5062 | 0
|  |  | 910.4233 | 0 | 910.42 | 0 | 924.4162 | 0.0019803 | 910.4233 | 0 | 924.4162 | 0.0018034 |  |  | 924.4162 | 0.00097719 | 924.4162 | 0 | 924.1467 | 0.00035642 | 924.4162 | 0.002352 | 924.4162 | 0.00062609 | 910.4233 | 0 | 924.4162 | 0.00035201 | 924.1467 | 0.00194 | 918.501 | 0 | 925.5096 | 0.00136 | 919.7466 | 0
|  |  | 910.6587 | 0 | 910.66 | 0 | 924.6579 | 0 | 910.6587 | 0 | 924.6579 | -0.002381 |  |  | 924.6579 | 0 | 924.6579 | 0 | 924.388 | -0.0050948 | 924.6579 | 0 | 924.6579 | 0.000544 | 910.6587 | 0 | 924.6579 | -0.00047587 | 924.388 | -0.0026 | 918.7406 | 0 | 925.7535 | -0.00136 | 919.9869 | 0
|  |  | 910.894 | 0 | 910.89 | 0 | 924.8996 | 0.0023014 | 910.894 | 0 | 924.8996 | 0.00071852 |  |  | 924.8996 | 0.00074193 | 924.8996 | 0 | 924.6294 | 1.1465e-05 | 924.8996 | 0.0027141 | 924.8996 | 0.00069537 | 910.894 | 0 | 924.8996 | 0.00028475 | 924.6294 | 0.00136 | 918.9802 | 0 | 925.9975 | 0.00139 | 920.2273 | 0
|  |  | 911.1293 | 0 | 911.13 | 0 | 925.1413 | 0 | 911.1293 | 0 | 925.1413 | -0.0024654 |  |  | 925.1413 | 0 | 925.1413 | 0 | 924.8707 | -0.0041891 | 925.1413 | 0 | 925.1413 | -0.00022182 | 911.1293 | 0 | 925.1413 | -0.000378 | 924.8707 | -0.00202 | 919.2198 | 0 | 926.2414 | -0.00107 | 920.4677 | 0
|  |  | 911.3646 | 0 | 911.36 | 0 | 925.383 | 0.0010069 | 911.3646 | 0 | 925.383 | -0.00037066 |  |  | 925.383 | 0.00011398 | 925.383 | 0 | 925.112 | 0.00045132 | 925.383 | 0.0017933 | 925.383 | 0.00068101 | 911.3646 | 0 | 925.383 | 0.00028534 | 925.112 | 0.00082602 | 919.4595 | 0 | 926.4854 | 0.00162 | 920.7081 | 0
|  |  | 911.6 | 0 | 911.6 | 0 | 925.6247 | 0 | 911.6 | 0 | 925.6247 | -0.0048691 |  |  | 925.6248 | 0 | 925.6247 | 0 | 925.3533 | -0.0033575 | 925.6247 | 0 | 925.6248 | -0.00012983 | 911.6 | 0 | 925.6248 | -0.0004751 | 925.3533 | -0.00198 | 919.6992 | 0 | 926.7293 | -0.00141 | 920.9485 | 0
|  |  | 911.8353 | 0 | 911.84 | 0 | 925.8665 | 0.00079445 | 911.8353 | 0 | 925.8665 | 0.0010136 |  |  | 925.8665 | 0.0010269 | 925.8665 | 0 | 925.5947 | 0.0016272 | 925.8665 | 0.0015351 | 925.8665 | 4.5779e-05 | 911.8353 | 0 | 925.8665 | 0.0003203 | 925.5947 | 0.00143 | 919.9389 | 0 | 926.9733 | 0.00167 | 921.1888 | 0
|  |  | 912.0707 | 0 | 912.07 | 0 | 926.1082 | 0 | 912.0707 | 0 | 926.1082 | -0.0023107 |  |  | 926.1082 | 0 | 926.1082 | 0 | 925.836 | -0.0011658 | 926.1082 | 0 | 926.1082 | 0.00036546 | 912.0707 | 0 | 926.1082 | -0.00060305 | 925.836 | -0.00142 | 920.1786 | 0 | 927.2172 | -0.00156 | 921.4293 | 0
|  |  | 912.306 | 0 | 912.31 | 0 | 926.3499 | 0.0028058 | 912.306 | 0 | 926.3499 | 0.003756 |  |  | 926.35 | 0.0021928 | 926.35 | 0 | 926.0774 | 0.0058347 | 926.3499 | 0.0034302 | 926.35 | 0.00088903 | 912.306 | 0 | 926.35 | 0.00065208 | 926.0774 | 0.0029 | 920.4183 | 0 | 927.4612 | 0.00169 | 921.6697 | 0
|  |  | 912.5414 | 0 | 912.54 | 0 | 926.5917 | 0 | 912.5414 | 0 | 926.5917 | -0.0031127 |  |  | 926.5917 | 0 | 926.5917 | 0 | 926.3187 | -0.0034436 | 926.5917 | 0 | 926.5917 | 0.00034348 | 912.5414 | 0 | 926.5917 | -0.00035316 | 926.3187 | -0.00295 | 920.658 | 0 | 927.7052 | -0.00138 | 921.9101 | 0
|  |  | 912.7768 | 0 | 912.78 | 0 | 926.8335 | 0.0021214 | 912.7768 | 0 | 926.8335 | 0.0035233 |  |  | 926.8334 | 0.00084946 | 926.8334 | 0 | 926.5601 | 0.0045005 | 926.8335 | 0.0014928 | 926.8334 | 0.00046902 | 912.7768 | 0 | 926.8334 | 0.0003568 | 926.5601 | 0.00186 | 920.8977 | 0 | 927.9492 | 0.00158 | 922.1506 | 0
|  |  | 913.0122 | 0 | 913.01 | 0 | 927.0752 | 0 | 913.0121 | 0 | 927.0752 | -0.0036157 |  |  | 927.0752 | 0 | 927.0752 | 0 | 926.8014 | -0.0034518 | 927.0752 | 0 | 927.0752 | 0.00029129 | 913.0121 | 0 | 927.0752 | -0.00042089 | 926.8015 | -0.0031 | 921.1374 | 0 | 928.1932 | -0.00115 | 922.391 | 0
|  |  | 913.2476 | 0 | 913.25 | 0 | 927.317 | 0.0010219 | 913.2476 | 0 | 927.317 | 0.0029275 |  |  | 927.317 | 0.0013724 | 927.317 | 0 | 927.0428 | 0.0048267 | 927.317 | 0.0030239 | 927.317 | 0.00069328 | 913.2476 | 0 | 927.317 | 0.00039385 | 927.0428 | 0.00123 | 921.3771 | 0 | 928.4372 | 0.00147 | 922.6315 | 0
|  |  | 913.4829 | 0 | 913.48 | 0 | 927.5588 | 0 | 913.4829 | 0 | 927.5588 | -0.00088177 |  |  | 927.5588 | 0 | 927.5588 | 0 | 927.2842 | -0.0042917 | 927.5588 | 0 | 927.5588 | -0.00060794 | 913.4829 | 0 | 927.5588 | -0.00033828 | 927.2842 | -0.00211 | 921.6169 | 0 | 928.6812 | -0.00129 | 922.8719 | 0
|  |  | 913.7183 | 0 | 913.72 | 0 | 927.8005 | 0.0012903 | 913.7183 | 0 | 927.8005 | 0.0032654 |  |  | 927.8005 | 0.0022847 | 927.8006 | 0 | 927.5256 | 0.0027173 | 927.8005 | 0.0027307 | 927.8005 | 0.00061055 | 913.7183 | 0 | 927.8005 | 0.0003456 | 927.5256 | 0.00233 | 921.8566 | 0 | 928.9252 | 0.00177 | 923.1124 | 0
|  |  | 913.9537 | 0 | 913.95 | 0 | 928.0423 | 0 | 913.9537 | 0 | 928.0423 | -0.0031874 |  |  | 928.0424 | 0 | 928.0423 | 0 | 927.767 | -0.0051765 | 928.0423 | 0 | 928.0424 | 0.0003051 | 913.9537 | 0 | 928.0424 | -0.00043391 | 927.767 | -0.00042599 | 922.0964 | 0 | 929.1693 | -0.00095121 | 923.3528 | 0
|  |  | 914.1892 | 0 | 914.19 | 0 | 928.2841 | 0.0034058 | 914.1891 | 0 | 928.2841 | -3.2931e-05 |  |  | 928.2841 | 0.0015548 | 928.2841 | 0 | 928.0084 | -0.0026565 | 928.2841 | 0.0014598 | 928.2841 | 0.00058596 | 914.1891 | 0 | 928.2841 | 0.00021504 | 928.0084 | 0.00166 | 922.3362 | 0 | 929.4133 | 0.00165 | 923.5933 | 0
|  |  | 914.4246 | 0 | 914.42 | 0 | 928.5259 | 0 | 914.4246 | 0 | 928.5259 | -0.0024137 |  |  | 928.5259 | 0 | 928.5259 | 0 | 928.2498 | -0.0010042 | 928.5259 | 0 | 928.5259 | 2.1686e-05 | 914.4246 | 0 | 928.5259 | -0.00020498 | 928.2498 | -0.00131 | 922.576 | 0 | 929.6574 | -0.00112 | 923.8339 | 0
|  |  | 914.66 | 0 | 914.66 | 0 | 928.7678 | 0.0036339 | 914.66 | 0 | 928.7678 | 0.0022149 |  |  | 928.7678 | 0.0013718 | 928.7678 | 0 | 928.4912 | 0.0025978 | 928.7678 | 0.0029566 | 928.7678 | 0.00025987 | 914.66 | 0 | 928.7678 | 0.00026746 | 928.4912 | 0.00225 | 922.8157 | 0 | 929.9015 | 0.00162 | 924.0743 | 0
|  |  | 914.8954 | 0 | 914.9 | 0 | 929.0096 | 0 | 914.8954 | 0 | 929.0096 | -0.005583 |  |  | 929.0096 | 0 | 929.0096 | 0 | 928.7326 | -0.0035097 | 929.0096 | 0 | 929.0096 | 0.00052681 | 914.8954 | 0 | 929.0096 | -0.00055321 | 928.7326 | -0.00286 | 923.0555 | 0 | 930.1456 | -0.00132 | 924.3149 | 0
|  |  | 915.1308 | 0 | 915.13 | 0 | 929.2514 | 0.001144 | 915.1308 | 0 | 929.2514 | -0.00095613 |  |  | 929.2514 | 0.00042235 | 929.2514 | 0 | 928.974 | -0.00044326 | 929.2514 | 0.0020063 | 929.2514 | 0.00032046 | 915.1308 | 0 | 929.2514 | 0.00026471 | 928.974 | 0.00254 | 923.2953 | 0 | 930.3896 | 0.00156 | 924.5554 | 0
|  |  | 915.3663 | 0 | 915.37 | 0 | 929.4932 | 0 | 915.3663 | 0 | 929.4932 | -0.0042308 |  |  | 929.4932 | 0 | 929.4932 | 0 | 929.2154 | -0.00040558 | 929.4932 | 0 | 929.4932 | -0.00012275 | 915.3663 | 0 | 929.4932 | -0.0005541 | 929.2155 | -0.00269 | 923.5352 | 0 | 930.6337 | -0.00125 | 924.7959 | 0
|  |  | 915.6017 | 0 | 915.6 | 0 | 929.7351 | 0.0026094 | 915.6017 | 0 | 929.7351 | 0.0016626 |  |  | 929.7351 | 0.00047487 | 929.7351 | 0 | 929.4569 | 0.0036003 | 929.7351 | 0.0012643 | 929.7351 | 0.00094494 | 915.6017 | 0 | 929.7351 | 0.00030662 | 929.4569 | 0.0027 | 923.775 | 0 | 930.8778 | 0.0017 | 925.0364 | 0
|  |  | 915.8372 | 0 | 915.84 | 0 | 929.9769 | 0 | 915.8372 | 0 | 929.9769 | -0.0042893 |  |  | 929.9769 | 0 | 929.9769 | 0 | 929.6983 | -0.001594 | 929.9769 | 0 | 929.9769 | -1.247e-05 | 915.8372 | 0 | 929.9769 | -0.00036822 | 929.6983 | -0.00165 | 924.0148 | 0 | 931.1219 | -0.001 | 925.277 | 0
|  |  | 916.0726 | 0 | 916.07 | 0 | 930.2188 | 0.0010093 | 916.0726 | 0 | 930.2188 | 0.0021228 |  |  | 930.2188 | 0.0010427 | 930.2188 | 0 | 929.9398 | 0.0006446 | 930.2188 | 0.0012585 | 930.2188 | 0.00094164 | 916.0726 | 0 | 930.2188 | 0.00022162 | 929.9398 | 0.00144 | 924.2547 | 0 | 931.3661 | 0.0014 | 925.5175 | 0
|  |  | 916.3081 | 0 | 916.31 | 0 | 930.4606 | 0 | 916.3081 | 0 | 930.4606 | -0.0049182 |  |  | 930.4606 | 0 | 930.4606 | 0 | 930.1812 | -0.0030046 | 930.4606 | 0 | 930.4606 | -0.00048379 | 916.3081 | 0 | 930.4606 | -0.00069639 | 930.1812 | -0.00367 | 924.4945 | 0 | 931.6102 | -0.00141 | 925.7581 | 0
|  |  | 916.5436 | 0 | 916.54 | 0 | 930.7025 | 0.0013305 | 916.5436 | 0 | 930.7025 | -0.00015886 |  |  | 930.7025 | 0.00015626 | 930.7025 | 0 | 930.4227 | -0.0001412 | 930.7025 | 0.00044832 | 930.7025 | 0.00067609 | 916.5436 | 0 | 930.7025 | 0.00037672 | 930.4227 | 0.00085611 | 924.7344 | 0 | 931.8543 | 0.00166 | 925.9987 | 0
|  |  | 916.779 | 0 | 916.78 | 0 | 930.9444 | 0 | 916.7791 | 0 | 930.9444 | -0.0013508 |  |  | 930.9444 | 0 | 930.9444 | 0 | 930.6641 | -0.0014731 | 930.9444 | 0 | 930.9444 | -2.1886e-05 | 916.7791 | 0 | 930.9444 | -0.00044573 | 930.6641 | -0.00229 | 924.9742 | 0 | 932.0985 | -0.00143 | 926.2393 | 0
|  |  | 917.0145 | 0 | 917.01 | 0 | 931.1863 | 0.0021202 | 917.0145 | 0 | 931.1863 | 0.0022628 |  |  | 931.1863 | 0.0010131 | 931.1863 | 0 | 930.9056 | 0.0015795 | 931.1863 | 0.0011943 | 931.1863 | 0.00076726 | 917.0145 | 0 | 931.1863 | 0.00029886 | 930.9056 | 0.00199 | 925.2142 | 0 | 932.3427 | 0.0014 | 926.4799 | 0
|  |  | 917.25 | 0 | 917.25 | 0 | 931.4282 | 0 | 917.25 | 0 | 931.4282 | -0.0045565 |  |  | 931.4282 | 0 | 931.4282 | 0 | 931.1471 | -0.0039837 | 931.4282 | 0 | 931.4282 | 0.00027036 | 917.25 | 0 | 931.4282 | -0.0004681 | 931.1471 | -0.00247 | 925.454 | 0 | 932.5868 | -0.00139 | 926.7205 | 0
|  |  | 917.4855 | 0 | 917.49 | 0 | 931.6701 | 0.0013439 | 917.4855 | 0 | 931.6701 | 0.00061621 |  |  | 931.67 | 0.00095694 | 931.6701 | 0 | 931.3885 | 0.0005569 | 931.6701 | 0.0021242 | 931.67 | 0.00013167 | 917.4855 | 0 | 931.67 | 0.00039506 | 931.3886 | 0.00226 | 925.6939 | 0 | 932.831 | 0.00162 | 926.9611 | 0
|  |  | 917.721 | 0 | 917.72 | 0 | 931.912 | 0 | 917.721 | 0 | 931.912 | -0.0031765 |  |  | 931.912 | 0 | 931.912 | 0 | 931.63 | -0.0015062 | 931.912 | 0 | 931.912 | -8.4608e-05 | 917.721 | 0 | 931.912 | -0.00039586 | 931.63 | -0.0022 | 925.9338 | 0 | 933.0751 | -0.00118 | 927.2017 | 0
|  |  | 917.9565 | 0 | 917.96 | 0 | 932.1539 | 0.001343 | 917.9565 | 0 | 932.1539 | 0.0017532 |  |  | 932.1539 | 0.0019826 | 932.1539 | 0 | 931.8715 | 7.1381e-05 | 932.1539 | 0.0014458 | 932.1539 | 0.00058488 | 917.9565 | 0 | 932.1539 | 0.00024896 | 931.8715 | 0.0016 | 926.1738 | 0 | 933.3193 | 0.00159 | 927.4423 | 0
|  |  | 918.1921 | 0 | 918.19 | 0 | 932.3958 | 0 | 918.1921 | 0 | 932.3958 | -0.0022432 |  |  | 932.3958 | 0 | 932.3958 | 0 | 932.113 | -0.0027887 | 932.3958 | 0 | 932.3958 | 0.00058324 | 918.1921 | 0 | 932.3958 | -0.00022281 | 932.113 | -0.00094271 | 926.4137 | 0 | 933.5635 | -0.00112 | 927.6829 | 0
|  |  | 918.4275 | 0 | 918.43 | 0 | 932.6377 | 0.0028881 | 918.4276 | 0 | 932.6377 | 0.002179 |  |  | 932.6377 | 0.00084538 | 932.6377 | 0 | 932.3545 | -0.00051799 | 932.6377 | 0.001726 | 932.6377 | 0.00069219 | 918.4276 | 0 | 932.6377 | 0.00018044 | 932.3545 | 0.00176 | 926.6536 | 0 | 933.8077 | 0.00155 | 927.9235 | 0
|  |  | 918.6631 | 0 | 918.66 | 0 | 932.8796 | 0 | 918.6631 | 0 | 932.8796 | -0.0049383 |  |  | 932.8796 | 0 | 932.8796 | 0 | 932.596 | -0.0010929 | 932.8796 | 0 | 932.8796 | 0.00023755 | 918.6631 | 0 | 932.8796 | -0.00049692 | 932.596 | -0.00304 | 926.8936 | 0 | 934.052 | -0.00135 | 928.1642 | 0
|  |  | 918.8986 | 0 | 918.9 | 0 | 933.1216 | 0.0021254 | 918.8986 | 0 | 933.1216 | 0.00030662 |  |  | 933.1216 | 0.0019483 | 933.1216 | 0 | 932.8375 | -4.6388e-05 | 933.1216 | 0.0017464 | 933.1216 | 0.00040789 | 918.8986 | 0 | 933.1216 | 0.00040578 | 932.8375 | 0.00304 | 927.1335 | 0 | 934.2962 | 0.0015 | 928.4048 | 0
|  |  | 919.1342 | 0 | 919.13 | 0 | 933.3635 | 0 | 919.1342 | 0 | 933.3635 | -0.0052102 |  |  | 933.3635 | 0 | 933.3635 | 0 | 933.0791 | -0.0030061 | 933.3635 | 0 | 933.3635 | -0.00059153 | 919.1342 | 0 | 933.3635 | -0.00059119 | 933.0791 | -0.00232 | 927.3735 | 0 | 934.5405 | -0.00127 | 928.6455 | 0
|  |  | 919.3697 | 0 | 919.37 | 0 | 933.6055 | 0.0017927 | 919.3698 | 0 | 933.6055 | 0.0014265 |  |  | 933.6055 | 0.00085771 | 933.6055 | 0 | 933.3206 | -0.0013227 | 933.6055 | 5.1541e-05 | 933.6055 | 0.0010332 | 919.3698 | 0 | 933.6055 | 0.00024404 | 933.3206 | 0.00152 | 927.6135 | 0 | 934.7847 | 0.00149 | 928.8862 | 0
|  |  | 919.6053 | 0 | 919.61 | 0 | 933.8474 | 0 | 919.6053 | 0 | 933.8474 | -0.0051696 |  |  | 933.8474 | 0 | 933.8474 | 0 | 933.5621 | -0.0084624 | 933.8474 | 0 | 933.8474 | 0.0004245 | 919.6053 | 0 | 933.8474 | -0.00062498 | 933.5621 | -0.00246 | 927.8535 | 0 | 935.0289 | -0.00139 | 929.1269 | 0
|  |  | 919.8409 | 0 | 919.84 | 0 | 934.0894 | 0.0020278 | 919.8409 | 0 | 934.0894 | -0.0016376 |  |  | 934.0894 | 0.0011537 | 934.0894 | 0 | 933.8037 | 0.0030692 | 934.0894 | 0.0013236 | 934.0894 | 0.00042168 | 919.8409 | 0 | 934.0894 | 0.00034673 | 933.8036 | 0.00261 | 928.0934 | 0 | 935.2732 | 0.00156 | 929.3676 | 0
|  |  | 920.0764 | 0 | 920.08 | 0 | 934.3314 | 0 | 920.0764 | 0 | 934.3314 | -0.0031435 |  |  | 934.3314 | 0 | 934.3314 | 0 | 934.0452 | -0.00099851 | 934.3314 | 0 | 934.3314 | 0.00023406 | 920.0764 | 0 | 934.3314 | -0.00060497 | 934.0452 | -0.00287 | 928.3334 | 0 | 935.5175 | -0.00152 | 929.6083 | 0
|  |  | 920.312 | 0 | 920.31 | 0 | 934.5734 | 0.0022956 | 920.312 | 0 | 934.5734 | -0.0011248 |  |  | 934.5734 | 0.0003206 | 934.5734 | 0 | 934.2867 | 0.005333 | 934.5734 | 0.0016752 | 934.5734 | -8.7235e-06 | 920.312 | 0 | 934.5734 | 0.00030077 | 934.2867 | 0.00273 | 928.5734 | 0 | 935.7618 | 0.00163 | 929.8489 | 0
|  |  | 920.5476 | 0 | 920.55 | 0 | 934.8153 | 0 | 920.5476 | 0 | 934.8153 | -0.0021068 |  |  | 934.8154 | 0 | 934.8153 | 0 | 934.5283 | -0.00098664 | 934.8153 | 0 | 934.8154 | -0.00021839 | 920.5476 | 0 | 934.8154 | -0.00036773 | 934.5283 | -0.00159 | 928.8135 | 0 | 936.006 | -0.00138 | 930.0897 | 0
|  |  | 920.7831 | 0 | 920.78 | 0 | 935.0573 | 0.0017352 | 920.7831 | 0 | 935.0573 | 0.0015736 |  |  | 935.0573 | 0.00078425 | 935.0573 | 0 | 934.7699 | 0.0016132 | 935.0573 | 0.0013045 | 935.0573 | 0.00025235 | 920.7831 | 0 | 935.0573 | 0.00036351 | 934.7699 | 0.0013 | 929.0535 | 0 | 936.2504 | 0.00183 | 930.3304 | 0
|  |  | 921.0187 | 0 | 921.02 | 0 | 935.2993 | 0 | 921.0187 | 0 | 935.2993 | -0.005666 |  |  | 935.2993 | 0 | 935.2993 | 0 | 935.0114 | -0.0072329 | 935.2993 | 0 | 935.2993 | 2.8525e-05 | 921.0187 | 0 | 935.2993 | -0.00069093 | 935.0114 | -0.00333 | 929.2935 | 0 | 936.4947 | -0.00122 | 930.5711 | 0
|  |  | 921.2543 | 0 | 921.25 | 0 | 935.5414 | 0.0010311 | 921.2543 | 0 | 935.5414 | 0.0010988 |  |  | 935.5413 | 0.0018514 | 935.5413 | 0 | 935.253 | 0.0021868 | 935.5414 | 0.0016766 | 935.5413 | 0.00015625 | 921.2543 | 0 | 935.5413 | 0.0002012 | 935.253 | 0.00379 | 929.5336 | 0 | 936.739 | 0.00162 | 930.8119 | 0
|  |  | 921.49 | 0 | 921.49 | 0 | 935.7834 | 0 | 921.49 | 0 | 935.7834 | -0.0039671 |  |  | 935.7834 | 0 | 935.7834 | 0 | 935.4946 | -0.0058031 | 935.7834 | 0 | 935.7834 | -7.0153e-05 | 921.49 | 0 | 935.7834 | -0.00046345 | 935.4946 | -0.0038 | 929.7736 | 0 | 936.9833 | -0.00161 | 931.0526 | 0
|  |  | 921.7256 | 0 | 921.73 | 0 | 936.0254 | 0.0018774 | 921.7256 | 0 | 936.0254 | 0.0028574 |  |  | 936.0254 | 0.00099614 | 936.0254 | 0 | 935.7362 | 0.0011848 | 936.0254 | 0.0020236 | 936.0254 | 0.00063358 | 921.7256 | 0 | 936.0254 | 0.00038188 | 935.7362 | 0.0014 | 930.0137 | 0 | 937.2277 | 0.00147 | 931.2934 | 0
|  |  | 921.9612 | 0 | 921.96 | 0 | 936.2674 | 0 | 921.9612 | 0 | 936.2674 | -0.0040967 |  |  | 936.2674 | 0 | 936.2674 | 0 | 935.9777 | -0.0056807 | 936.2674 | 0 | 936.2674 | 0.00075848 | 921.9612 | 0 | 936.2674 | -0.00030198 | 935.9777 | -0.00056554 | 930.2537 | 0 | 937.472 | -0.00185 | 931.5341 | 0
|  |  | 922.1968 | 0 | 922.2 | 0 | 936.5095 | 0.0027103 | 922.1968 | 0 | 936.5095 | 0.0022003 |  |  | 936.5095 | 0.0023698 | 936.5095 | 0 | 936.2193 | 0.0013026 | 936.5095 | 0.0048487 | 936.5095 | 5.0798e-05 | 922.1968 | 0 | 936.5095 | 0.00030028 | 936.2193 | 0.00246 | 930.4938 | 0 | 937.7164 | 0.00153 | 931.7749 | 0
|  |  | 922.4324 | 0 | 922.43 | 0 | 936.7515 | 0 | 922.4324 | 0 | 936.7515 | -0.0025496 |  |  | 936.7515 | 0 | 936.7515 | 0 | 936.4609 | -0.002346 | 936.7515 | 0 | 936.7515 | -0.00022699 | 922.4324 | 0 | 936.7515 | -0.0006389 | 936.4609 | -0.00177 | 930.7339 | 0 | 937.9607 | -0.00161 | 932.0157 | 0
|  |  | 922.6681 | 0 | 922.67 | 0 | 936.9935 | 0.0030913 | 922.6681 | 0 | 936.9935 | -0.0005754 |  |  | 936.9935 | 0.0008294 | 936.9936 | 0 | 936.7025 | 0.006792 | 936.9935 | 0.0018016 | 936.9935 | 0.0011681 | 922.6681 | 0 | 936.9935 | 0.0003287 | 936.7025 | 0.00023957 | 930.974 | 0 | 938.2051 | 0.00167 | 932.2565 | 0
|  |  | 922.9037 | 0 | 922.9 | 0 | 937.2356 | 0 | 922.9037 | 0 | 937.2356 | -0.003561 |  |  | 937.2356 | 0 | 937.2356 | 0 | 936.9442 | -0.0053238 | 937.2356 | 0 | 937.2356 | 0.00014077 | 922.9037 | 0 | 937.2356 | -0.00044078 | 936.9442 | -0.00319 | 931.2141 | 0 | 938.4495 | -0.0015 | 932.4973 | 0
|  |  | 923.1394 | 0 | 923.14 | 0 | 937.4777 | 0.0022878 | 923.1394 | 0 | 937.4777 | -0.00017932 |  |  | 937.4777 | 0.00056876 | 937.4777 | 0 | 937.1858 | 0.0018783 | 937.4777 | 0.0011735 | 937.4777 | 0.0006024 | 923.1394 | 0 | 937.4777 | 0.0002415 | 937.1858 | 0.00363 | 931.4542 | 0 | 938.6938 | 0.00192 | 932.7381 | 0
|  |  | 923.3751 | 0 | 923.38 | 0 | 937.7197 | 0 | 923.3751 | 0 | 937.7197 | -0.0050987 |  |  | 937.7197 | 0 | 937.7197 | 0 | 937.4274 | -0.0057966 | 937.7197 | 0 | 937.7197 | 5.7245e-05 | 923.3751 | 0 | 937.7197 | -0.00055908 | 937.4274 | -0.00568 | 931.6944 | 0 | 938.9382 | -0.0016 | 932.9789 | 0
|  |  | 923.6107 | 0 | 923.61 | 0 | 937.9618 | 0.0017866 | 923.6107 | 0 | 937.9618 | -0.0021526 |  |  | 937.9618 | 0.00056724 | 937.9618 | 0 | 937.669 | -0.0006678 | 937.9618 | 0.0013824 | 937.9618 | 0.0012644 | 923.6107 | 0 | 937.9618 | 0.00024913 | 937.669 | 0.00105 | 931.9345 | 0 | 939.1826 | 0.00184 | 933.2197 | 0
|  |  | 923.8464 | 0 | 923.85 | 0 | 938.2039 | 0 | 923.8464 | 0 | 938.2039 | -0.0062414 |  |  | 938.2039 | 0 | 938.2039 | 0 | 937.9107 | -7.4738e-05 | 938.2039 | 0 | 938.2039 | 0.00014727 | 923.8464 | 0 | 938.2039 | -0.00058422 | 937.9107 | -0.0028 | 932.1747 | 0 | 939.4271 | -0.0016 | 933.4606 | 0
|  |  | 924.082 | 0 | 924.08 | 0 | 938.446 | 0.0017249 | 924.082 | 0 | 938.446 | 0.0032262 |  |  | 938.446 | 0.00091734 | 938.446 | 0 | 938.1523 | 0.0032628 | 938.446 | 0.0029932 | 938.446 | 0.00016922 | 924.082 | 0 | 938.446 | 0.00021282 | 938.1523 | 0.00427 | 932.4148 | 0 | 939.6715 | 0.00204 | 933.7014 | 0
|  |  | 924.3178 | 0 | 924.32 | 0 | 938.6881 | 0 | 924.3177 | 0 | 938.6881 | -0.0048778 |  |  | 938.6881 | 0 | 938.6881 | 0 | 938.3939 | -0.0053603 | 938.6881 | 0 | 938.6881 | -0.00012809 | 924.3177 | 0 | 938.6881 | -0.00037539 | 938.394 | -0.00156 | 932.655 | 0 | 939.9159 | -0.00191 | 933.9423 | 0
|  |  | 924.5534 | 0 | 924.55 | 0 | 938.9302 | 0.0026081 | 924.5534 | 0 | 938.9302 | 0.00066198 |  |  | 938.9302 | 0.0017173 | 938.9302 | 0 | 938.6356 | 0.0051998 | 938.9302 | 0.00076271 | 938.9302 | 0.00062607 | 924.5534 | 0 | 938.9302 | 0.00044734 | 938.6356 | 0.00163 | 932.8951 | 0 | 940.1603 | 0.0018 | 934.1831 | 0
|  |  | 924.7891 | 0 | 924.79 | 0 | 939.1723 | 0 | 924.7891 | 0 | 939.1723 | -0.0031461 |  |  | 939.1723 | 0 | 939.1723 | 0 | 938.8773 | -0.0021148 | 939.1723 | 0 | 939.1723 | -1.3668e-05 | 924.7891 | 0 | 939.1723 | -0.00042803 | 938.8773 | -0.00261 | 933.1353 | 0 | 940.4048 | -0.00115 | 934.424 | 0
|  |  | 925.0248 | 0 | 925.02 | 0 | 939.4144 | 0.001728 | 925.0248 | 0 | 939.4144 | -0.0022383 |  |  | 939.4144 | 0.00082703 | 939.4144 | 0 | 939.1189 | 0.0033947 | 939.4144 | 0.00029006 | 939.4144 | 0.00033436 | 925.0248 | 0 | 939.4144 | 0.0001047 | 939.1189 | 0.00211 | 933.3755 | 0 | 940.6492 | 0.00208 | 934.6649 | 0
|  |  | 925.2605 | 0 | 925.26 | 0 | 939.6565 | 0 | 925.2605 | 0 | 939.6565 | -0.002965 |  |  | 939.6566 | 0 | 939.6566 | 0 | 939.3606 | -0.0024338 | 939.6565 | 0 | 939.6566 | 0.00029182 | 925.2605 | 0 | 939.6566 | -0.00044658 | 939.3606 | -0.00123 | 933.6157 | 0 | 940.8937 | -0.00166 | 934.9058 | 0
|  |  | 925.4962 | 0 | 925.5 | 0 | 939.8987 | 0.0019161 | 925.4962 | 0 | 939.8987 | 0.0010045 |  |  | 939.8987 | 0.00015133 | 939.8987 | 0 | 939.6023 | 0.0053305 | 939.8987 | 0.0015697 | 939.8987 | 0.0009677 | 925.4962 | 0 | 939.8987 | 0.00017184 | 939.6023 | 0.00228 | 933.856 | 0 | 941.1382 | 0.00189 | 935.1467 | 0
|  |  | 925.7319 | 0 | 925.73 | 0 | 940.1408 | 0 | 925.7319 | 0 | 940.1408 | -0.0075116 |  |  | 940.1408 | 0 | 940.1408 | 0 | 939.8439 | -0.0044915 | 940.1408 | 0 | 940.1408 | 0.00048895 | 925.7319 | 0 | 940.1408 | -0.00054459 | 939.8439 | -0.0053 | 934.0961 | 0 | 941.3827 | -0.00191 | 935.3876 | 0
|  |  | 925.9677 | 0 | 925.97 | 0 | 940.383 | 0.0039343 | 925.9677 | 0 | 940.383 | -5.3824e-05 |  |  | 940.383 | 0.0011311 | 940.383 | 0 | 940.0856 | -0.00087109 | 940.383 | 0.0029911 | 940.383 | 0.00079655 | 925.9677 | 0 | 940.383 | 0.00026927 | 940.0856 | 0.00323 | 934.3364 | 0 | 941.6272 | 0.00208 | 935.6285 | 0
|  |  | 926.2034 | 0 | 926.2 | 0 | 940.6251 | 0 | 926.2034 | 0 | 940.6251 | -0.0056336 |  |  | 940.6251 | 0 | 940.6251 | 0 | 940.3273 | -0.0014591 | 940.6251 | 0 | 940.6251 | 0.00038395 | 926.2034 | 0 | 940.6251 | -0.00046935 | 940.3273 | -0.00237 | 934.5766 | 0 | 941.8717 | -0.00156 | 935.8694 | 0
|  |  | 926.4392 | 0 | 926.44 | 0 | 940.8673 | 0.00068755 | 926.4391 | 0 | 940.8673 | 0.0079472 |  |  | 940.8673 | 0.0034342 | 940.8673 | 0 | 940.569 | 0.0025511 | 940.8673 | 0.0047355 | 940.8673 | 0.00072647 | 926.4391 | 0 | 940.8673 | 0.00032897 | 940.569 | 0.00175 | 934.8168 | 0 | 942.1162 | 0.00205 | 936.1103 | 0
|  |  | 926.6749 | 0 | 926.67 | 0 | 941.1094 | 0 | 926.6749 | 0 | 941.1094 | -0.0072561 |  |  | 941.1094 | 0 | 941.1095 | 0 | 940.8107 | -0.0053938 | 941.1094 | 0 | 941.1094 | 9.5878e-05 | 926.6749 | 0 | 941.1094 | -0.00029151 | 940.8107 | -0.00357 | 935.0571 | 0 | 942.3607 | -0.00154 | 936.3513 | 0
|  |  | 926.9106 | 0 | 926.91 | 0 | 941.3516 | 0.0023477 | 926.9106 | 0 | 941.3516 | 4.2552e-05 |  |  | 941.3516 | 0.0018363 | 941.3516 | 0 | 941.0524 | 0.0010042 | 941.3516 | 0.0028708 | 941.3516 | 0.00091508 | 926.9106 | 0 | 941.3516 | 0.00036924 | 941.0524 | 0.00236 | 935.2974 | 0 | 942.6052 | 0.00235 | 936.5922 | 0
|  |  | 927.1464 | 0 | 927.15 | 0 | 941.5938 | 0 | 927.1464 | 0 | 941.5938 | -0.0074278 |  |  | 941.5938 | 0 | 941.5938 | 0 | 941.2941 | -0.0076819 | 941.5938 | 0 | 941.5938 | 0.00042269 | 927.1464 | 0 | 941.5938 | -0.00049786 | 941.2941 | -0.00336 | 935.5377 | 0 | 942.8498 | -0.00155 | 936.8331 | 0
|  |  | 927.3821 | 0 | 927.38 | 0 | 941.836 | 0.0029131 | 927.3821 | 0 | 941.836 | 0.0015057 |  |  | 941.836 | 0.0025415 | 941.836 | 0 | 941.5359 | -0.001533 | 941.836 | 0.0019727 | 941.836 | 0.00076651 | 927.3821 | 0 | 941.836 | 0.00042408 | 941.5359 | 0.00167 | 935.778 | 0 | 943.0944 | 0.00181 | 937.0741 | 0
|  |  | 927.6179 | 0 | 927.62 | 0 | 942.0782 | 0 | 927.6179 | 0 | 942.0782 | -0.0055977 |  |  | 942.0782 | 0 | 942.0782 | 0 | 941.7776 | -0.003726 | 942.0782 | 0 | 942.0782 | -0.0001488 | 927.6179 | 0 | 942.0782 | -0.00048789 | 941.7776 | -0.0028 | 936.0182 | 0 | 943.3389 | -0.0015 | 937.3151 | 0
|  |  | 927.8537 | 0 | 927.85 | 0 | 942.3204 | 0.0022798 | 927.8537 | 0 | 942.3204 | -0.0010984 |  |  | 942.3204 | 0.00050324 | 942.3204 | 0 | 942.0193 | -0.0010188 | 942.3204 | 0.0010169 | 942.3204 | 9.2142e-05 | 927.8537 | 0 | 942.3204 | 0.00039894 | 942.0193 | -0.00023567 | 936.2585 | 0 | 943.5834 | 0.00216 | 937.556 | 0
|  |  | 928.0895 | 0 | 928.09 | 0 | 942.5626 | 0.0050719 | 928.0895 | 0 | 942.5626 | 0.0022188 |  |  | 942.5626 | 0.00029411 | 942.5626 | 0 | 942.2611 | 0.0023314 | 942.5626 | 0.0023924 | 942.5626 | 0.00036884 | 928.0895 | 0 | 942.5626 | 0.00023628 | 942.2611 | 0.00119 | 936.4988 | 0 | 943.828 | 0.00197 | 937.797 | 0
|  |  | 928.3253 | 0 | 928.33 | 0 | 942.8048 | 0 | 928.3253 | 0 | 942.8048 | -0.0095986 |  |  | 942.8048 | 0 | 942.8048 | 0 | 942.5028 | -0.0046718 | 942.8048 | 0 | 942.8048 | -0.00011829 | 928.3253 | 0 | 942.8048 | -0.00053724 | 942.5028 | -0.00434 | 936.7391 | 0 | 944.0726 | -0.00149 | 938.038 | 0
|  |  | 928.5611 | 0 | 928.56 | 0 | 943.047 | 0.0034456 | 928.5611 | 0 | 943.047 | 0.0050237 |  |  | 943.0471 | 0.002363 | 943.047 | 0 | 942.7445 | 0.0027858 | 943.047 | 0.0026766 | 943.0471 | 0.00088697 | 928.5611 | 0 | 943.0471 | 0.00038811 | 942.7446 | 0.00243 | 936.9795 | 0 | 944.3172 | 0.00193 | 938.279 | 0
|  |  | 928.7969 | 0 | 928.8 | 0 | 943.2893 | 0 | 928.7969 | 0 | 943.2893 | -0.0051553 |  |  | 943.2892 | 0 | 943.2893 | 0 | 942.9863 | -0.001528 | 943.2893 | 0 | 943.2892 | -0.00040363 | 928.7969 | 0 | 943.2893 | -0.00042463 | 942.9863 | -0.00295 | 937.2198 | 0 | 944.5618 | -0.00189 | 938.52 | 0
|  |  | 929.0326 | 0 | 929.03 | 0 | 943.5315 | 0.0032157 | 929.0327 | 0 | 943.5315 | 0.0011231 |  |  | 943.5315 | 0.00078544 | 943.5315 | 0 | 943.2281 | 0.00066302 | 943.5315 | 0.0006775 | 943.5315 | 0.00041695 | 929.0327 | 0 | 943.5315 | 0.00045154 | 943.2281 | 0.00156 | 937.4601 | 0 | 944.8064 | 0.00247 | 938.761 | 0
|  |  | 929.2685 | 0 | 929.27 | 0 | 943.7737 | 0 | 929.2685 | 0 | 943.7737 | -0.004121 |  |  | 943.7737 | 0 | 943.7737 | 0 | 943.4698 | -0.0050399 | 943.7737 | 0 | 943.7737 | -5.4523e-05 | 929.2685 | 0 | 943.7737 | -0.00059165 | 943.4698 | -0.00149 | 937.7005 | 0 | 945.051 | -0.00145 | 939.0021 | 0
|  |  | 929.5043 | 0 | 929.5 | 0 | 944.016 | 0.0016214 | 929.5043 | 0 | 944.016 | 0.00098366 |  |  | 944.016 | 0.00088149 | 944.016 | 0 | 943.7116 | -0.0041917 | 944.016 | 0.00088975 | 944.016 | 0.00014887 | 929.5043 | 0 | 944.016 | 0.00037288 | 943.7116 | 0.00309 | 937.9409 | 0 | 945.2957 | 0.00223 | 939.2431 | 0
|  |  | 929.7401 | 0 | 929.74 | 0 | 944.2582 | 0 | 929.7401 | 0 | 944.2582 | -0.0056159 |  |  | 944.2582 | 0 | 944.2582 | 0 | 943.9534 | -0.0036302 | 944.2582 | 0 | 944.2582 | 0.00025567 | 929.7401 | 0 | 944.2582 | -0.00056974 | 943.9534 | -0.00343 | 938.1813 | 0 | 945.5403 | -0.00209 | 939.4841 | 0
|  |  | 929.976 | 0 | 929.98 | 0 | 944.5005 | 0.0042981 | 929.976 | 0 | 944.5005 | 0.001156 |  |  | 944.5005 | 0.0025693 | 944.5005 | 0 | 944.1952 | -0.0021276 | 944.5005 | 0.0017805 | 944.5005 | 0.00046777 | 929.976 | 0 | 944.5005 | 0.00036721 | 944.1952 | 0.00357 | 938.4216 | 0 | 945.7849 | 0.00216 | 939.7252 | 0
|  |  | 930.2118 | 0 | 930.21 | 0 | 944.7428 | 0 | 930.2118 | 0 | 944.7428 | -7.7118e-05 |  |  | 944.7428 | 0.0012162 | 944.7428 | 0 | 944.4369 | 0.0013525 | 944.7428 | 0 | 944.7428 | -0.00071547 | 930.2118 | 0 | 944.7428 | -0.00035392 | 944.4369 | -0.00023464 | 938.662 | 0 | 946.0296 | -0.0015 | 939.9662 | 0
|  |  | 930.4476 | 0 | 930.45 | 0 | 944.985 | 0.0044105 | 930.4476 | 0 | 944.985 | 0.0021034 |  |  | 944.985 | 0.0016674 | 944.9851 | 0 | 944.6787 | 0.0054511 | 944.985 | 0.0026472 | 944.985 | 0.0010013 | 930.4476 | 0 | 944.9851 | 0.00029852 | 944.6787 | 0.00192 | 938.9025 | 0 | 946.2742 | 0.00177 | 940.2073 | 0
|  |  | 930.6835 | 0 | 930.68 | 0 | 945.2273 | 0 | 930.6835 | 0 | 945.2273 | -0.0072655 |  |  | 945.2274 | 0 | 945.2273 | 0 | 944.9205 | -0.009495 | 945.2273 | 0 | 945.2274 | -1.1536e-05 | 930.6835 | 0 | 945.2274 | -0.00055019 | 944.9205 | -0.00297 | 939.1429 | 0 | 946.5189 | -0.00151 | 940.4484 | 0
|  |  | 930.9194 | 0 | 930.92 | 0 | 945.4696 | 0.0030496 | 930.9194 | 0 | 945.4696 | 0.0041794 |  |  | 945.4696 | 0.0033488 | 945.4696 | 0 | 945.1623 | 0.0052138 | 945.4696 | 0.0028686 | 945.4696 | 0.00018538 | 930.9194 | 0 | 945.4696 | 0.00052925 | 945.1623 | 0.00236 | 939.3833 | 0 | 946.7636 | 0.00212 | 940.6895 | 0
|  |  | 931.1552 | 0 | 931.16 | 0 | 945.7119 | 0 | 931.1552 | 0 | 945.7119 | -0.0032552 |  |  | 945.7119 | 0 | 945.7119 | 0 | 945.4041 | -0.00024734 | 945.7119 | 0 | 945.7119 | -0.00020457 | 931.1552 | 0 | 945.7119 | -0.00039414 | 945.4041 | -0.00398 | 939.6237 | 0 | 947.0083 | -0.00201 | 940.9306 | 0
|  |  | 931.3911 | 0 | 931.39 | 0 | 945.9542 | 0.0019019 | 931.3911 | 0 | 945.9542 | 0.0028991 |  |  | 945.9542 | 0.00062701 | 945.9542 | 0 | 945.646 | 0.0024227 | 945.9542 | 0.0021496 | 945.9542 | 0.00097955 | 931.3911 | 0 | 945.9542 | 0.00015835 | 945.646 | 0.00321 | 939.8641 | 0 | 947.253 | 0.00201 | 941.1717 | 0
|  |  | 931.6269 | 0 | 931.63 | 0 | 946.1965 | 0 | 931.627 | 0 | 946.1965 | -0.0071467 |  |  | 946.1965 | 0 | 946.1965 | 0 | 945.8878 | -0.0052561 | 946.1965 | 0 | 946.1965 | 0.00052798 | 931.627 | 0 | 946.1965 | -0.00054738 | 945.8878 | -0.00295 | 940.1046 | 0 | 947.4977 | -0.00202 | 941.4128 | 0
|  |  | 931.8628 | 0 | 931.86 | 0 | 946.4388 | 0.0056212 | 931.8629 | 0 | 946.4388 | 0.0021849 |  |  | 946.4388 | 0.0026244 | 946.4389 | 0 | 946.1296 | 4.333e-05 | 946.4388 | 0.0024944 | 946.4388 | 0.00092672 | 931.8629 | 0 | 946.4388 | 0.00012485 | 946.1296 | 0.0016 | 940.345 | 0 | 947.7424 | 0.00235 | 941.6539 | 0
|  |  | 932.0987 | 0 | 932.1 | 0 | 946.6812 | 0 | 932.0988 | 0 | 946.6812 | -0.0056807 |  |  | 946.6812 | 0 | 946.6812 | 0 | 946.3714 | -0.0078014 | 946.6812 | 0 | 946.6812 | -0.00035417 | 932.0988 | 0 | 946.6812 | -0.00022819 | 946.3714 | -0.00411 | 940.5855 | 0 | 947.9871 | -0.00193 | 941.8951 | 0
|  |  | 932.3347 | 0 | 932.33 | 0 | 946.9235 | 0.0021546 | 932.3347 | 0 | 946.9235 | 0.0016077 |  |  | 946.9235 | 0.0028045 | 946.9235 | 0 | 946.6133 | 0.0046665 | 946.9235 | 0.00095994 | 946.9235 | 0.00091596 | 932.3347 | 0 | 946.9235 | 0.00023113 | 946.6133 | 0.00294 | 940.826 | 0 | 948.2319 | 0.00257 | 942.1362 | 0
|  |  | 932.5706 | 0 | 932.57 | 0 | 947.1658 | 0 | 932.5706 | 0 | 947.1658 | -0.004125 |  |  | 947.1658 | 0 | 947.1658 | 0 | 946.8551 | -0.0069898 | 947.1658 | 0 | 947.1658 | 5.7299e-05 | 932.5706 | 0 | 947.1658 | -0.00044843 | 946.8551 | -0.003 | 941.0665 | 0 | 948.4766 | -0.00164 | 942.3773 | 0
|  |  | 932.8065 | 0 | 932.81 | 0 | 947.4082 | 0.0028641 | 932.8065 | 0 | 947.4082 | 0.0035187 |  |  | 947.4082 | 0.0029471 | 947.4082 | 0 | 947.097 | 0.0033078 | 947.4082 | 0.0042924 | 947.4082 | 0.00094558 | 932.8065 | 0 | 947.4082 | 0.00035647 | 947.097 | 0.00632 | 941.3069 | 0 | 948.7214 | 0.00169 | 942.6185 | 0
|  |  | 933.0424 | 0 | 933.04 | 0 | 947.6505 | 0 | 933.0424 | 0 | 947.6505 | -0.0053531 |  |  | 947.6505 | 0 | 947.6505 | 0 | 947.3388 | -0.007078 | 947.6505 | 0 | 947.6505 | -0.00071672 | 933.0424 | 0 | 947.6505 | -0.00052302 | 947.3388 | -0.00464 | 941.5475 | 0 | 948.9661 | -0.00156 | 942.8597 | 0
|  |  | 933.2783 | 0 | 933.28 | 0 | 947.8929 | 0 | 933.2783 | 0 | 947.8929 | 0.0012963 |  |  | 947.8929 | 0.0018091 | 947.8929 | 0 | 947.5807 | -0.0010526 | 947.8929 | 0.0015581 | 947.8929 | 0.0006096 | 933.2783 | 0 | 947.8929 | 0.00015087 | 947.5807 | 0.00405 | 941.788 | 0 | 949.2109 | 0.00203 | 943.1008 | 0
|  |  | 933.5142 | 0 | 933.51 | 0 | 948.1353 | 0 | 933.5142 | 0 | 948.1353 | -0.0068248 |  |  | 948.1353 | 0 | 948.1353 | 0 | 947.8226 | -0.008273 | 948.1353 | 0 | 948.1353 | 0.00042964 | 933.5142 | 0 | 948.1353 | -0.00063713 | 947.8226 | -0.00109 | 942.0285 | 0 | 949.4557 | -0.00183 | 943.342 | 0
|  |  | 933.7501 | 0 | 933.75 | 0 | 948.3776 | 0.00057091 | 933.7501 | 0 | 948.3776 | 0.00076314 |  |  | 948.3776 | 0.0010605 | 948.3776 | 0 | 948.0644 | 0.0014383 | 948.3776 | 0.003043 | 948.3776 | 0.00043731 | 933.7501 | 0 | 948.3776 | 0.00028542 | 948.0644 | 0.0049 | 942.269 | 0 | 949.7004 | 0.00201 | 943.5832 | 0
|  |  | 933.9861 | 0 | 933.99 | 0 | 948.62 | 0 | 933.9861 | 0 | 948.62 | -0.0040144 |  |  | 948.62 | 0 | 948.62 | 0 | 948.3063 | -0.00092019 | 948.62 | 0 | 948.62 | -0.00037193 | 933.9861 | 0 | 948.62 | -0.000449 | 948.3063 | -0.00581 | 942.5096 | 0 | 949.9452 | -0.00162 | 943.8244 | 0
|  |  | 934.222 | 0 | 934.22 | 0 | 948.8624 | 0.0026015 | 934.222 | 0 | 948.8624 | 0.001978 |  |  | 948.8624 | 0.0035079 | 948.8624 | 0 | 948.5482 | 0.0015975 | 948.8624 | 0.0023545 | 948.8624 | 0.0006883 | 934.222 | 0 | 948.8624 | 0.00044873 | 948.5482 | 0.00381 | 942.7501 | 0 | 950.1901 | 0.00244 | 944.0656 | 0
|  |  | 934.4579 | 0 | 934.46 | 0 | 949.1048 | 0.00050003 | 934.4579 | 0 | 949.1048 | -0.0031244 |  |  | 949.1048 | 0 | 949.1048 | 0 | 948.7901 | -0.00059857 | 949.1048 | 0 | 949.1048 | -0.00023846 | 934.4579 | 0 | 949.1048 | -0.00047043 | 948.7901 | -0.00315 | 942.9907 | 0 | 950.4349 | -0.00171 | 944.3068 | 0
|  |  | 934.6939 | 0 | 934.69 | 0 | 949.3472 | 0.0043708 | 934.6939 | 0 | 949.3472 | 0.0028425 |  |  | 949.3472 | 0.002562 | 949.3472 | 0 | 949.032 | 0.0052964 | 949.3472 | 0.0041402 | 949.3472 | 0.00080897 | 934.6939 | 0 | 949.3472 | 6.7722e-05 | 949.032 | 0.00336 | 943.2313 | 0 | 950.6797 | 0.00223 | 944.548 | 0
|  |  | 934.9299 | 0 | 934.93 | 0 | 949.5896 | 0 | 934.9299 | 0 | 949.5896 | -0.0084784 |  |  | 949.5896 | 0 | 949.5896 | 0 | 949.2739 | -0.0031432 | 949.5896 | 0 | 949.5896 | -0.00024484 | 934.9299 | 0 | 949.5896 | -0.00062585 | 949.2739 | -0.00304 | 943.4718 | 0 | 950.9245 | -0.0017 | 944.7892 | 0
|  |  | 935.1658 | 0 | 935.17 | 0 | 949.832 | 0.0027051 | 935.1658 | 0 | 949.832 | 0.0024046 |  |  | 949.832 | 0.002082 | 949.832 | 0 | 949.5158 | 0.0017573 | 949.832 | 0.0019727 | 949.832 | 0.00062034 | 935.1658 | 0 | 949.832 | 0.00039348 | 949.5158 | 0.00386 | 943.7124 | 0 | 951.1694 | 0.00192 | 945.0305 | 0
|  |  | 935.4018 | 0 | 935.4 | 0 | 950.0744 | 0 | 935.4018 | 0 | 950.0744 | -0.010588 |  |  | 950.0744 | 0 | 950.0744 | 0 | 949.7577 | -0.0094577 | 950.0744 | 0 | 950.0744 | -6.865e-05 | 935.4018 | 0 | 950.0744 | -0.00063766 | 949.7577 | -0.00475 | 943.953 | 0 | 951.4142 | -0.00209 | 945.2717 | 0
|  |  | 935.6378 | 0 | 935.64 | 0 | 950.3168 | 0.003231 | 935.6378 | 0 | 950.3168 | 0.0030479 |  |  | 950.3168 | 8.393e-05 | 950.3169 | 0 | 949.9996 | 0.00094874 | 950.3168 | 0.0015264 | 950.3168 | 0.00083224 | 935.6378 | 0 | 950.3168 | 0.00013286 | 949.9996 | 0.00237 | 944.1936 | 0 | 951.6591 | 0.00143 | 945.513 | 0
|  |  | 935.8738 | 0 | 935.87 | 0 | 950.5593 | 0 | 935.8738 | 0 | 950.5593 | -0.0072615 |  |  | 950.5593 | 0 | 950.5593 | 0 | 950.2415 | -0.006296 | 950.5593 | 0 | 950.5593 | 0.00051121 | 935.8738 | 0 | 950.5593 | -0.00034401 | 950.2415 | -0.00191 | 944.4342 | 0 | 951.9039 | -0.0018 | 945.7543 | 0
|  |  | 936.1097 | 0 | 936.11 | 0 | 950.8017 | 0.0027752 | 936.1097 | 0 | 950.8017 | 0.0037082 |  |  | 950.8017 | 0.0019753 | 950.8017 | 0 | 950.4834 | 0.0033066 | 950.8017 | 0.0035416 | 950.8017 | 0.00060574 | 936.1097 | 0 | 950.8017 | 0.00026929 | 950.4834 | 0.00168 | 944.6748 | 0 | 952.1488 | 0.00197 | 945.9955 | 0
|  |  | 936.3458 | 0 | 936.35 | 0 | 951.0442 | 0 | 936.3458 | 0 | 951.0442 | -0.0050292 |  |  | 951.0442 | 0 | 951.0442 | 0 | 950.7254 | -0.003484 | 951.0442 | 0 | 951.0442 | 0.00021117 | 936.3458 | 0 | 951.0442 | -0.00052402 | 950.7254 | -0.00138 | 944.9155 | 0 | 952.3937 | -0.0014 | 946.2368 | 0
|  |  | 936.5818 | 0 | 936.58 | 0 | 951.2866 | 0.0026142 | 936.5818 | 0 | 951.2866 | 0.0041207 |  |  | 951.2866 | 0.0026436 | 951.2866 | 0 | 950.9673 | 0.0046517 | 951.2866 | 0.0046712 | 951.2866 | 0.00086514 | 936.5818 | 0 | 951.2866 | 0.00034621 | 950.9673 | 0.0025 | 945.1561 | 0 | 952.6386 | 0.00177 | 946.4781 | 0
|  |  | 936.8178 | 0 | 936.82 | 0 | 951.5291 | 0 | 936.8178 | 0 | 951.5291 | -0.0081244 |  |  | 951.5291 | 0 | 951.5291 | 0 | 951.2093 | -0.0060264 | 951.5291 | 0 | 951.5291 | -0.00044342 | 936.8178 | 0 | 951.529 | -0.00057527 | 951.2093 | -0.00267 | 945.3967 | 0 | 952.8835 | -0.00177 | 946.7194 | 0
|  |  | 937.0538 | 0 | 937.05 | 0 | 951.7715 | 0.0042702 | 937.0538 | 0 | 951.7715 | 0.0012556 |  |  | 951.7715 | 0.0016691 | 951.7715 | 0 | 951.4512 | 0.0024485 | 951.7715 | 0.005028 | 951.7715 | 0.00034642 | 937.0538 | 0 | 951.7716 | 0.00022193 | 951.4512 | 0.00365 | 945.6374 | 0 | 953.1284 | 0.00224 | 946.9607 | 0
|  |  | 937.2899 | 0 | 937.29 | 0 | 952.014 | 0 | 937.2899 | 0 | 952.014 | -0.0060169 |  |  | 952.014 | 0 | 952.014 | 0 | 951.6932 | -0.0058617 | 952.014 | 0 | 952.014 | -0.00028453 | 937.2899 | 0 | 952.014 | -0.00046083 | 951.6932 | -0.00192 | 945.8781 | 0 | 953.3733 | -0.00142 | 947.202 | 0
|  |  | 937.5259 | 0 | 937.53 | 0 | 952.2565 | 0.0026137 | 937.5259 | 0 | 952.2565 | 0.0021203 |  |  | 952.2565 | 0.0018476 | 952.2565 | 0 | 951.9351 | 0.0036835 | 952.2565 | 0.0047352 | 952.2565 | 0.0011281 | 937.5259 | 0 | 952.2565 | 0.00023704 | 951.9351 | 0.00285 | 946.1187 | 0 | 953.6182 | 0.00224 | 947.4434 | 0
|  |  | 937.7619 | 0 | 937.76 | 0 | 952.499 | 0 | 937.7619 | 0 | 952.499 | -0.011362 |  |  | 952.499 | 0 | 952.499 | 0 | 952.1771 | -9.7141e-06 | 952.499 | 0 | 952.499 | 0.00044265 | 937.7619 | 0 | 952.499 | -0.00056244 | 952.1771 | -0.00477 | 946.3594 | 0 | 953.8632 | -0.00159 | 947.6847 | 0
|  |  | 937.9979 | 0 | 938 | 0 | 952.7415 | 0.0025769 | 937.9979 | 0 | 952.7415 | 0.002175 |  |  | 952.7415 | 0.0015933 | 952.7415 | 0 | 952.4191 | -0.0009855 | 952.7415 | 0.0050132 | 952.7415 | 0.00097619 | 937.9979 | 0 | 952.7415 | 0.00021917 | 952.4191 | 0.00101 | 946.6001 | 0 | 954.1081 | 0.00202 | 947.926 | 0
|  |  | 938.234 | 0 | 938.23 | 0 | 952.984 | 0 | 938.234 | 0 | 952.984 | -0.0072182 |  |  | 952.9839 | 0 | 952.984 | 0 | 952.661 | -0.0053334 | 952.984 | 0 | 952.9839 | 0.00012113 | 938.234 | 0 | 952.984 | -0.00048323 | 952.661 | -0.0043 | 946.8408 | 0 | 954.353 | -0.00202 | 948.1674 | 0
|  |  | 938.47 | 0 | 938.47 | 0 | 953.2265 | 0.003312 | 938.47 | 0 | 953.2265 | 2.1888e-05 |  |  | 953.2265 | 0.0021859 | 953.2265 | 0 | 952.903 | 0.0019108 | 953.2265 | 0.0016725 | 953.2265 | 0.00022351 | 938.47 | 0 | 953.2265 | 0.00024189 | 952.903 | 0.00285 | 947.0815 | 0 | 954.598 | 0.00212 | 948.4087 | 0
|  |  | 938.7061 | 0 | 938.71 | 0 | 953.469 | 0 | 938.7061 | 0 | 953.469 | -0.0035699 |  |  | 953.469 | 0 | 953.469 | 0 | 953.145 | -0.0021376 | 953.469 | 0 | 953.469 | -0.00017331 | 938.7061 | 0 | 953.469 | -0.00047789 | 953.145 | -0.00061402 | 947.3223 | 0 | 954.843 | -0.00124 | 948.6501 | 0
|  |  | 938.9421 | 0 | 938.94 | 0 | 953.7115 | 0.0022619 | 938.9421 | 0 | 953.7115 | 0.0022575 |  |  | 953.7115 | 0.0014908 | 953.7115 | 0 | 953.387 | 0.0051419 | 953.7115 | 0.0035521 | 953.7115 | 0.00083549 | 938.9421 | 0 | 953.7115 | 0.00025894 | 953.387 | 0.00335 | 947.563 | 0 | 955.0879 | 0.00163 | 948.8914 | 0
|  |  | 939.1782 | 0 | 939.18 | 0 | 953.954 | 0 | 939.1782 | 0 | 953.954 | -0.0086188 |  |  | 953.954 | 0 | 953.954 | 0 | 953.629 | -0.0085713 | 953.954 | 0 | 953.954 | 0.00026709 | 939.1782 | 0 | 953.954 | -0.00052248 | 953.629 | -0.00538 | 947.8037 | 0 | 955.3329 | -0.00152 | 949.1328 | 0
|  |  | 939.4143 | 0 | 939.41 | 0 | 954.1966 | 0.00028868 | 939.4143 | 0 | 954.1966 | -0.002525 |  |  | 954.1966 | 0.0010198 | 954.1966 | 0 | 953.871 | 0.00078403 | 954.1966 | 0.0018597 | 954.1966 | 0.00050047 | 939.4143 | 0 | 954.1966 | 0.00015892 | 953.871 | 0.00147 | 948.0444 | 0 | 955.5779 | 0.00148 | 949.3742 | 0
|  |  | 939.6504 | 0 | 939.65 | 0 | 954.4391 | 0 | 939.6504 | 0 | 954.4391 | -0.0078659 |  |  | 954.4391 | 0 | 954.4391 | 0 | 954.113 | -0.0076812 | 954.4391 | 0 | 954.4391 | 0.00047653 | 939.6504 | 0 | 954.4391 | -0.00060738 | 954.113 | -0.00507 | 948.2852 | 0 | 955.8229 | -0.00133 | 949.6156 | 0
|  |  | 939.8865 | 0 | 939.89 | 0 | 954.6817 | 0.0030085 | 939.8865 | 0 | 954.6817 | 0.0020726 |  |  | 954.6816 | 0.002097 | 954.6817 | 0 | 954.355 | 0.0015442 | 954.6817 | 0.0022975 | 954.6816 | 0.00069206 | 939.8865 | 0 | 954.6816 | 0.0003403 | 954.355 | 0.00066926 | 948.526 | 0 | 956.068 | 0.00199 | 949.857 | 0
|  |  | 940.1226 | 0 | 940.12 | 0 | 954.9242 | 0 | 940.1226 | 0 | 954.9242 | -0.0057921 |  |  | 954.9242 | 0 | 954.9242 | 0 | 954.597 | -0.010239 | 954.9242 | 0 | 954.9242 | 0.00022671 | 940.1226 | 0 | 954.9242 | -0.00052912 | 954.597 | -0.00266 | 948.7668 | 0 | 956.313 | -0.00194 | 950.0984 | 0
|  |  | 940.3587 | 0 | 940.36 | 0 | 955.1668 | 0.0028868 | 940.3587 | 0 | 955.1668 | 0.0004871 |  |  | 955.1667 | 0.0021516 | 955.1668 | 0 | 954.8391 | -0.0014313 | 955.1668 | 0.0023086 | 955.1667 | 0.001031 | 940.3587 | 0 | 955.1667 | 0.00030098 | 954.8391 | 0.00296 | 949.0076 | 0 | 956.558 | 0.00197 | 950.3398 | 0
|  |  | 940.5948 | 0 | 940.59 | 0 | 955.4093 | 0 | 940.5948 | 0 | 955.4093 | -0.0076188 |  |  | 955.4094 | 0 | 955.4093 | 0 | 955.0811 | -0.0094853 | 955.4093 | 0 | 955.4094 | 0.00044137 | 940.5948 | 0 | 955.4094 | -0.00056214 | 955.0811 | -0.00389 | 949.2484 | 0 | 956.803 | -0.00197 | 950.5813 | 0
|  |  | 940.8309 | 0 | 940.83 | 0 | 955.6519 | 0.00057986 | 940.8309 | 0 | 955.6519 | -0.0017647 |  |  | 955.6519 | 0 | 955.6519 | 0 | 955.3231 | -0.0017451 | 955.6519 | 0.0013018 | 955.6519 | 0.00044653 | 940.8309 | 0 | 955.6519 | 0.00036035 | 955.3231 | 0.00428 | 949.4891 | 0 | 957.0481 | 0.00181 | 950.8227 | 0
|  |  | 941.067 | 0 | 941.07 | 0 | 955.8945 | 0 | 941.067 | 0 | 955.8945 | -0.0052317 |  |  | 955.8945 | 0 | 955.8945 | 0 | 955.5652 | -0.0020336 | 955.8945 | 0 | 955.8945 | 0.00050579 | 941.067 | 0 | 955.8945 | -0.00054374 | 955.5652 | -0.00394 | 949.73 | 0 | 957.2931 | -0.00138 | 951.0641 | 0
|  |  | 941.3032 | 0 | 941.3 | 0 | 956.1371 | 0.0018882 | 941.3032 | 0 | 956.1371 | 0.0027599 |  |  | 956.1371 | 0.0015341 | 956.1371 | 0 | 955.8072 | 0.0018337 | 956.1371 | 0.0039201 | 956.1371 | 3.6873e-05 | 941.3032 | 0 | 956.1371 | 0.00029204 | 955.8072 | 0.00224 | 949.9708 | 0 | 957.5382 | 0.0019 | 951.3056 | 0
|  |  | 941.5393 | 0 | 941.54 | 0 | 956.3797 | 0 | 941.5393 | 0 | 956.3797 | -0.0041096 |  |  | 956.3797 | 0 | 956.3797 | 0 | 956.0493 | -0.005487 | 956.3797 | 0 | 956.3797 | 2.6408e-05 | 941.5393 | 0 | 956.3797 | -0.0005888 | 956.0493 | -0.00397 | 950.2116 | 0 | 957.7833 | -0.00204 | 951.5471 | 0
|  |  | 941.7754 | 0 | 941.78 | 0 | 956.6223 | 0.0022091 | 941.7755 | 0 | 956.6223 | 0.0029109 |  |  | 956.6223 | 0.0017716 | 956.6223 | 0 | 956.2913 | 0.0037075 | 956.6223 | 0.0017819 | 956.6223 | 0.00075953 | 941.7755 | 0 | 956.6223 | 0.00030359 | 956.2913 | 0.00474 | 950.4525 | 0 | 958.0284 | 0.00205 | 951.7886 | 0
|  |  | 942.0116 | 0 | 942.01 | 0 | 956.8649 | 0 | 942.0116 | 0 | 956.8649 | -0.0074535 |  |  | 956.8649 | 0 | 956.8649 | 0 | 956.5334 | -0.0045245 | 956.8649 | 0 | 956.8649 | -0.00015365 | 942.0116 | 0 | 956.8649 | -0.00055898 | 956.5334 | -0.00304 | 950.6933 | 0 | 958.2735 | -0.00147 | 952.03 | 0
|  |  | 942.2477 | 0 | 942.25 | 0 | 957.1075 | 0.0038263 | 942.2477 | 0 | 957.1075 | 0.005372 |  |  | 957.1075 | 0.0049792 | 957.1075 | 0 | 956.7755 | 0.001863 | 957.1075 | 0.0065199 | 957.1075 | 0.00064461 | 942.2477 | 0 | 957.1075 | 0.00049967 | 956.7755 | 0.00577 | 950.9341 | 0 | 958.5186 | 0.00234 | 952.2715 | 0
|  |  | 942.4839 | 0 | 942.48 | 0 | 957.3501 | 0 | 942.4839 | 0 | 957.3501 | -0.0045103 |  |  | 957.3501 | 0 | 957.3501 | 0 | 957.0175 | -0.0084429 | 957.3501 | 0 | 957.3501 | -0.0001372 | 942.4839 | 0 | 957.3501 | -0.00041519 | 957.0175 | -0.00316 | 951.175 | 0 | 958.7637 | -0.00168 | 952.513 | 0
|  |  | 942.72 | 0 | 942.72 | 0 | 957.5927 | 0.0010826 | 942.72 | 0 | 957.5927 | 0.00080374 |  |  | 957.5927 | 0.0011422 | 957.5927 | 0 | 957.2596 | -0.00201 | 957.5927 | 0.0001472 | 957.5927 | 0.0010026 | 942.72 | 0 | 957.5927 | 0.00044344 | 957.2596 | 0.00192 | 951.4159 | 0 | 959.0088 | 0.0023 | 952.7545 | 0
|  |  | 942.9562 | 0 | 942.96 | 0 | 957.8354 | 0 | 942.9562 | 0 | 957.8354 | -0.0092409 |  |  | 957.8354 | 0 | 957.8354 | 0 | 957.5017 | -0.0022935 | 957.8354 | 0 | 957.8354 | -0.00024113 | 942.9562 | 0 | 957.8354 | -0.00054146 | 957.5017 | -0.00525 | 951.6568 | 0 | 959.254 | -0.00177 | 952.996 | 0
|  |  | 943.1924 | 0 | 943.19 | 0 | 958.078 | 0.003649 | 943.1924 | 0 | 958.078 | 0.00068114 |  |  | 958.078 | 6.229e-05 | 958.078 | 0 | 957.7438 | 0.0010686 | 958.078 | 0.0042595 | 958.078 | 0.00032529 | 943.1924 | 0 | 958.078 | 0.00029345 | 957.7438 | 0.00218 | 951.8976 | 0 | 959.4991 | 0.00155 | 953.2375 | 0
|  |  | 943.4286 | 0 | 943.43 | 0 | 958.3207 | 0 | 943.4286 | 0 | 958.3207 | -0.0048703 |  |  | 958.3207 | 0 | 958.3207 | 0 | 957.9859 | -0.0057014 | 958.3207 | 0 | 958.3207 | 0.00078224 | 943.4286 | 0 | 958.3207 | -0.00058794 | 957.9859 | -0.00539 | 952.1385 | 0 | 959.7442 | -0.00162 | 953.4791 | 0
|  |  | 943.6648 | 0 | 943.66 | 0 | 958.5633 | 0.0027312 | 943.6648 | 0 | 958.5633 | 0.0035959 |  |  | 958.5633 | 0.0015242 | 958.5633 | 0 | 958.228 | 0.0076117 | 958.5633 | 0.0042125 | 958.5633 | 0.00092063 | 943.6648 | 0 | 958.5633 | 0.00024595 | 958.228 | 0.0003923 | 952.3795 | 0 | 959.9894 | 0.00211 | 953.7206 | 0
|  |  | 943.901 | 0 | 943.9 | 0 | 958.806 | 0 | 943.901 | 0 | 958.806 | -0.0030317 |  |  | 958.806 | 0 | 958.806 | 0 | 958.4701 | -0.0035734 | 958.806 | 0 | 958.806 | -2.5518e-05 | 943.901 | 0 | 958.806 | -0.00052711 | 958.4701 | -0.00301 | 952.6204 | 0 | 960.2346 | -0.00133 | 953.9622 | 0
|  |  | 944.1372 | 0 | 944.14 | 0 | 959.0486 | 0.002397 | 944.1371 | 0 | 959.0486 | 0.0043364 |  |  | 959.0486 | 0.0033148 | 959.0486 | 0 | 958.7122 | 0.0093472 | 959.0486 | 0.0034746 | 959.0486 | 0.00053597 | 944.1371 | 0 | 959.0486 | 0.00044503 | 958.7122 | 0.00421 | 952.8613 | 0 | 960.4797 | 0.00214 | 954.2037 | 0
|  |  | 944.3733 | 0 | 944.37 | 0 | 959.2913 | 0 | 944.3734 | 0 | 959.2913 | -0.0082659 |  |  | 959.2913 | 0 | 959.2913 | 0 | 958.9543 | -0.00037851 | 959.2913 | 0 | 959.2913 | 0.00047283 | 944.3734 | 0 | 959.2913 | -0.00061602 | 958.9543 | -0.00292 | 953.1023 | 0 | 960.7249 | -0.00174 | 954.4453 | 0
|  |  | 944.6096 | 0 | 944.61 | 0 | 959.534 | 0.004767 | 944.6096 | 0 | 959.534 | 0.0024621 |  |  | 959.534 | 0.0025506 | 959.534 | 0 | 959.1964 | 0.0062406 | 959.534 | 0.0036738 | 959.534 | 0.00047395 | 944.6096 | 0 | 959.534 | 0.00039095 | 959.1964 | 0.00312 | 953.3432 | 0 | 960.9701 | 0.00256 | 954.6869 | 0
|  |  | 944.8458 | 0 | 944.85 | 0 | 959.7767 | 0 | 944.8458 | 0 | 959.7767 | -0.0021025 |  |  | 959.7767 | 0 | 959.7767 | 0 | 959.4386 | -0.0013783 | 959.7767 | 0 | 959.7767 | -8.0991e-05 | 944.8458 | 0 | 959.7767 | -0.00051931 | 959.4386 | -0.00283 | 953.5842 | 0 | 961.2153 | -0.00186 | 954.9285 | 0
|  |  | 945.082 | 0 | 945.08 | 0 | 960.0194 | 0.0021187 | 945.082 | 0 | 960.0194 | 0.0038811 |  |  | 960.0193 | 0.0035197 | 960.0194 | 0 | 959.6807 | 0.0010398 | 960.0194 | 0.0030126 | 960.0193 | 0.00046557 | 945.082 | 0 | 960.0194 | 0.00042876 | 959.6807 | 0.00461 | 953.8251 | 0 | 961.4605 | 0.00242 | 955.17 | 0
|  |  | 945.3182 | 0 | 945.32 | 0 | 960.2621 | 0 | 945.3182 | 0 | 960.2621 | -0.003988 |  |  | 960.2621 | 0 | 960.2621 | 0 | 959.9228 | 0.00025299 | 960.2621 | 0 | 960.2621 | -0.00011551 | 945.3182 | 0 | 960.2621 | -0.00038969 | 959.9228 | -0.00261 | 954.0661 | 0 | 961.7057 | -0.00174 | 955.4116 | 0
|  |  | 945.5545 | 0 | 945.55 | 0 | 960.5048 | 0.0041468 | 945.5545 | 0 | 960.5048 | -0.0020243 |  |  | 960.5048 | 0.00062657 | 960.5048 | 0 | 960.165 | 0.0043704 | 960.5048 | 0.0048038 | 960.5048 | 0.00097911 | 945.5545 | 0 | 960.5048 | 3.7804e-05 | 960.165 | 5.1035e-05 | 954.3071 | 0 | 961.9509 | 0.00237 | 955.6533 | 0
|  |  | 945.7908 | 0 | 945.79 | 0 | 960.7475 | 0 | 945.7908 | 0 | 960.7475 | -0.0092815 |  |  | 960.7475 | 0 | 960.7475 | 0 | 960.4071 | -0.0064884 | 960.7475 | 0 | 960.7475 | -0.00026646 | 945.7908 | 0 | 960.7475 | -0.00062092 | 960.4071 | -0.00476 | 954.5481 | 0 | 962.1962 | -0.00189 | 955.8948 | 0
|  |  | 946.027 | 0 | 946.03 | 0 | 960.9902 | 0.0039832 | 946.027 | 0 | 960.9902 | 0.0022465 |  |  | 960.9902 | 0.0020995 | 960.9902 | 0 | 960.6493 | 0.0015652 | 960.9902 | 0.0011807 | 960.9902 | 0.00038367 | 946.027 | 0 | 960.9902 | 0.00030101 | 960.6493 | 0.00252 | 954.7891 | 0 | 962.4414 | 0.00213 | 956.1365 | 0
|  |  | 946.2632 | 0 | 946.26 | 0 | 961.2329 | 0 | 946.2632 | 0 | 961.2329 | -0.0084315 |  |  | 961.2329 | 0 | 961.2329 | 0 | 960.8914 | -0.0046936 | 961.2329 | 0 | 961.2329 | -4.4252e-05 | 946.2632 | 0 | 961.2329 | -0.00059709 | 960.8914 | -0.00272 | 955.0301 | 0 | 962.6866 | -0.00149 | 956.3781 | 0
|  |  | 946.4995 | 0 | 946.5 | 0 | 961.4757 | 0.0012901 | 946.4995 | 0 | 961.4757 | 0.0065648 |  |  | 961.4756 | 0.0025871 | 961.4757 | 0 | 961.1336 | 0.0015107 | 961.4757 | 0.0051418 | 961.4756 | 0.00029273 | 946.4995 | 0 | 961.4756 | 0.00013236 | 961.1336 | 0.00373 | 955.2711 | 0 | 962.9319 | 0.00205 | 956.6198 | 0
|  |  | 946.7358 | 0 | 946.74 | 0 | 961.7184 | 0 | 946.7358 | 0 | 961.7184 | -0.0054083 |  |  | 961.7184 | 0 | 961.7184 | 0 | 961.3758 | -0.0032391 | 961.7184 | 0 | 961.7184 | 0.00010253 | 946.7358 | 0 | 961.7184 | -0.0003464 | 961.3758 | -0.00169 | 955.5121 | 0 | 963.1772 | -0.00199 | 956.8614 | 0
|  |  | 946.972 | 0 | 946.97 | 0 | 961.9612 | 0.0043331 | 946.972 | 0 | 961.9612 | 0.00097833 |  |  | 961.9612 | 0.001447 | 961.9612 | 0 | 961.618 | 0.0051016 | 961.9612 | 0.00053851 | 961.9612 | 0.00070807 | 946.972 | 0 | 961.9612 | 0.00028821 | 961.618 | 0.00178 | 955.7532 | 0 | 963.4224 | 0.00251 | 957.1031 | 0
|  |  | 947.2083 | 0 | 947.21 | 0 | 962.2039 | 0 | 947.2083 | 0 | 962.2039 | -0.0047986 |  |  | 962.2039 | 0 | 962.2039 | 0 | 961.8601 | -0.0070482 | 962.2039 | 0 | 962.2039 | 0.00017551 | 947.2083 | 0 | 962.2039 | -0.00045462 | 961.8601 | -0.00191 | 955.9943 | 0 | 963.6677 | -0.00138 | 957.3447 | 0
|  |  | 947.4446 | 0 | 947.44 | 0 | 962.4467 | 0.0052902 | 947.4446 | 0 | 962.4467 | 0.0045034 |  |  | 962.4467 | 0.0022434 | 962.4467 | 0 | 962.1023 | 0.0075572 | 962.4467 | 0.0030851 | 962.4467 | 0.00029463 | 947.4446 | 0 | 962.4467 | 0.00024003 | 962.1023 | 0.00418 | 956.2353 | 0 | 963.913 | 0.00251 | 957.5864 | 0
|  |  | 947.6809 | 0 | 947.68 | 0 | 962.6894 | 0 | 947.6809 | 0 | 962.6894 | -0.006387 |  |  | 962.6895 | 0 | 962.6894 | 0 | 962.3445 | -0.0043321 | 962.6894 | 0 | 962.6895 | -0.0003835 | 947.6809 | 0 | 962.6894 | -0.00048166 | 962.3445 | -0.00519 | 956.4764 | 0 | 964.1583 | -0.00178 | 957.8281 | 0
|  |  | 947.9172 | 0 | 947.92 | 0 | 962.9322 | 0.0068231 | 947.9172 | 0 | 962.9322 | 0.0069026 |  |  | 962.9322 | 0.0034287 | 962.9322 | 0 | 962.5867 | 0.0051632 | 962.9322 | 0.0044026 | 962.9322 | 0.00070092 | 947.9172 | 0 | 962.9322 | 0.00046984 | 962.5867 | 0.00565 | 956.7175 | 0 | 964.4036 | 0.00217 | 958.0698 | 0
|  |  | 948.1535 | 0 | 948.15 | 0 | 963.175 | 0 | 948.1535 | 0 | 963.175 | -0.0026475 |  |  | 963.175 | 0 | 963.175 | 0 | 962.8289 | -0.005551 | 963.175 | 0 | 963.175 | -0.00037625 | 948.1535 | 0 | 963.175 | -0.00042308 | 962.8289 | -0.00074458 | 956.9586 | 0 | 964.649 | -0.00186 | 958.3115 | 0
|  |  | 948.3898 | 0 | 948.39 | 0 | 963.4178 | 0.0039673 | 948.3898 | 0 | 963.4178 | 0.00085491 |  |  | 963.4178 | 0.0027766 | 963.4178 | 0 | 963.0711 | 0.0049912 | 963.4178 | 0.00097976 | 963.4178 | 0.00045086 | 948.3898 | 0 | 963.4178 | 0.00035468 | 963.0711 | 0.00444 | 957.1996 | 0 | 964.8943 | 0.00231 | 958.5532 | 0
|  |  | 948.6262 | 0 | 948.63 | 0 | 963.6606 | 0 | 948.6262 | 0 | 963.6606 | -0.0066179 |  |  | 963.6606 | 0 | 963.6606 | 0 | 963.3133 | -0.0072692 | 963.6606 | 0 | 963.6606 | -0.00037827 | 948.6262 | 0 | 963.6606 | -0.00062355 | 963.3133 | -0.00403 | 957.4407 | 0 | 965.1396 | -0.00189 | 958.7949 | 0
|  |  | 948.8625 | 0 | 948.86 | 0 | 963.9034 | 0.0031708 | 948.8625 | 0 | 963.9034 | 0.0035275 |  |  | 963.9034 | 0.0031078 | 963.9034 | 0 | 963.5556 | 0.0066216 | 963.9034 | 0.0022377 | 963.9034 | 0.00075949 | 948.8625 | 0 | 963.9034 | 0.00029124 | 963.5556 | 0.00112 | 957.6818 | 0 | 965.385 | 0.00188 | 959.0366 | 0
|  |  | 949.0988 | 0 | 949.1 | 0 | 964.1462 | 0 | 949.0988 | 0 | 964.1462 | -0.0020077 |  |  | 964.1462 | 0 | 964.1462 | 0 | 963.7978 | -0.004843 | 964.1462 | 0 | 964.1462 | -0.00034824 | 949.0988 | 0 | 964.1462 | -0.00035921 | 963.7978 | -0.00176 | 957.923 | 0 | 965.6303 | -0.00188 | 959.2783 | 0
|  |  | 949.3351 | 0 | 949.34 | 0 | 964.389 | 0.0021371 | 949.3351 | 0 | 964.389 | 0.00095075 |  |  | 964.389 | 0.0015311 | 964.389 | 0 | 964.04 | 0.0012244 | 964.389 | 0.0017448 | 964.389 | 0.00064166 | 949.3351 | 0 | 964.389 | 0.00033103 | 964.04 | 0.00173 | 958.1641 | 0 | 965.8757 | 0.00196 | 959.5201 | 0
|  |  | 949.5715 | 0 | 949.57 | 0 | 964.6318 | 0 | 949.5715 | 0 | 964.6318 | -0.0057263 |  |  | 964.6318 | 0 | 964.6318 | 0 | 964.2822 | -0.0060365 | 964.6318 | 0 | 964.6318 | -0.00043078 | 949.5715 | 0 | 964.6318 | -0.00029795 | 964.2822 | -0.0044 | 958.4052 | 0 | 966.1211 | -0.0019 | 959.7618 | 0
|  |  | 949.8078 | 0 | 949.81 | 0 | 964.8746 | 0.002549 | 949.8078 | 0 | 964.8746 | 0.0013877 |  |  | 964.8746 | 0.0014314 | 964.8746 | 0 | 964.5245 | 0.0010741 | 964.8746 | 0.0018674 | 964.8746 | 0.00099296 | 949.8078 | 0 | 964.8746 | 0.00028481 | 964.5245 | 0.00395 | 958.6464 | 0 | 966.3665 | 0.00195 | 960.0036 | 0
|  |  | 950.0441 | 0 | 950.04 | 0 | 965.1175 | 0 | 950.0441 | 0 | 965.1175 | -0.0016429 |  |  | 965.1174 | 0 | 965.1174 | 0 | 964.7667 | -0.002778 | 965.1175 | 0 | 965.1174 | -0.0001136 | 950.0441 | 0 | 965.1174 | -0.00054641 | 964.7667 | -0.00316 | 958.8876 | 0 | 966.6118 | -0.00226 | 960.2454 | 0
|  |  | 950.2805 | 0 | 950.28 | 0 | 965.3603 | 0.001837 | 950.2805 | 0 | 965.3603 | 0.00045301 |  |  | 965.3603 | 0.0011694 | 965.3603 | 0 | 965.009 | 0.0014858 | 965.3603 | 0.0020882 | 965.3603 | 0.00049323 | 950.2805 | 0 | 965.3603 | 0.00031116 | 965.009 | 0.00066324 | 959.1287 | 0 | 966.8572 | 0.00235 | 960.4871 | 0
|  |  | 950.5169 | 0 | 950.52 | 0 | 965.6031 | 0 | 950.5169 | 0 | 965.6031 | -0.0074839 |  |  | 965.6031 | 0 | 965.6031 | 0 | 965.2512 | -0.0044949 | 965.6031 | 0 | 965.6031 | -0.00035886 | 950.5169 | 0 | 965.6032 | -0.00045341 | 965.2512 | -0.00295 | 959.3699 | 0 | 967.1027 | -0.00147 | 960.7289 | 0
|  |  | 950.7532 | 0 | 950.75 | 0 | 965.846 | 0.0026066 | 950.7532 | 0 | 965.846 | 0.00054343 |  |  | 965.846 | 0.0017742 | 965.846 | 0 | 965.4935 | 0.0019819 | 965.846 | 0.00030939 | 965.846 | 0.0013323 | 950.7532 | 0 | 965.846 | 0.00048447 | 965.4935 | 0.00045554 | 959.6111 | 0 | 967.3481 | 0.00214 | 960.9707 | 0
|  |  | 950.9896 | 0 | 950.99 | 0 | 966.0888 | 0 | 950.9896 | 0 | 966.0888 | -0.011866 |  |  | 966.0889 | 0 | 966.0888 | 0 | 965.7358 | -0.008964 | 966.0888 | 0 | 966.0889 | 0.00011037 | 950.9896 | 0 | 966.0889 | -0.00049608 | 965.7358 | -0.00419 | 959.8523 | 0 | 967.5935 | -0.00175 | 961.2125 | 0
|  |  | 951.226 | 0 | 951.23 | 0 | 966.3317 | 0.0045413 | 951.226 | 0 | 966.3317 | 0.0048833 |  |  | 966.3317 | 0.001792 | 966.3317 | 0 | 965.978 | -0.0038327 | 966.3317 | 0.0012483 | 966.3317 | 0.000368 | 951.226 | 0 | 966.3317 | 0.00021242 | 965.978 | 0.0033 | 960.0934 | 0 | 967.8389 | 0.00212 | 961.4543 | 0
|  |  | 951.4624 | 0 | 951.46 | 0 | 966.5746 | 0 | 951.4624 | 0 | 966.5746 | -0.0073147 |  |  | 966.5746 | 0 | 966.5746 | 0 | 966.2203 | -0.0080005 | 966.5746 | 0 | 966.5746 | 0.00049239 | 951.4624 | 0 | 966.5746 | -0.0004404 | 966.2203 | -0.0036 | 960.3347 | 0 | 968.0843 | -0.00204 | 961.6961 | 0
|  |  | 951.6988 | 0 | 951.7 | 0 | 966.8175 | 0.0015762 | 951.6988 | 0 | 966.8175 | 0.0013992 |  |  | 966.8174 | 0.0008304 | 966.8175 | 0 | 966.4626 | -0.00044832 | 966.8175 | 0.0039047 | 966.8174 | 0.00082739 | 951.6988 | 0 | 966.8174 | 0.00042182 | 966.4626 | 0.00194 | 960.5759 | 0 | 968.3298 | 0.00174 | 961.9379 | 0
|  |  | 951.9352 | 0 | 951.94 | 0 | 967.0603 | 0 | 951.9352 | 0 | 967.0603 | -0.0085168 |  |  | 967.0604 | 0 | 967.0603 | 0 | 966.7049 | -0.0091417 | 967.0603 | 0 | 967.0604 | -7.3559e-05 | 951.9352 | 0 | 967.0604 | -0.00059323 | 966.7049 | -0.003 | 960.8171 | 0 | 968.5753 | -0.00194 | 962.1797 | 0
|  |  | 952.1716 | 0 | 952.17 | 0 | 967.3032 | 0.0036806 | 952.1716 | 0 | 967.3032 | 0.0026235 |  |  | 967.3032 | 0.0020204 | 967.3032 | 0 | 966.9472 | -0.00088981 | 967.3032 | 0.0033959 | 967.3032 | 0.00026213 | 952.1716 | 0 | 967.3032 | 0.00036615 | 966.9472 | 0.00288 | 961.0583 | 0 | 968.8207 | 0.00253 | 962.4216 | 0
|  |  | 952.408 | 0 | 952.41 | 0 | 967.5461 | 0 | 952.408 | 0 | 967.5461 | -0.0052314 |  |  | 967.5461 | 0 | 967.5461 | 0 | 967.1895 | -0.004229 | 967.5461 | 0 | 967.5461 | -2.8709e-05 | 952.408 | 0 | 967.5461 | -0.00050934 | 967.1895 | -0.00249 | 961.2996 | 0 | 969.0662 | -0.00196 | 962.6635 | 0
|  |  | 952.6444 | 0 | 952.64 | 0 | 967.789 | 0.0033301 | 952.6444 | 0 | 967.789 | 0.0055057 |  |  | 967.7891 | 0.0022971 | 967.789 | 0 | 967.4318 | 0.0046014 | 967.789 | 0.005738 | 967.7891 | 0.00084405 | 952.6444 | 0 | 967.7891 | 0.00039855 | 967.4318 | 0.00721 | 961.5409 | 0 | 969.3117 | 0.00208 | 962.9053 | 0
|  |  | 952.8809 | 0 | 952.88 | 0 | 968.0319 | 0 | 952.8809 | 0 | 968.0319 | -0.0087611 |  |  | 968.0319 | 0 | 968.0319 | 0 | 967.6741 | -0.0044591 | 968.0319 | 0 | 968.0319 | 0.00030005 | 952.8809 | 0 | 968.0319 | -0.00069319 | 967.6741 | -0.00309 | 961.7822 | 0 | 969.5572 | -0.00162 | 963.1472 | 0
|  |  | 953.1173 | 0 | 953.12 | 0 | 968.2749 | 0.0019645 | 953.1172 | 0 | 968.2749 | 0.00021505 |  |  | 968.2748 | 0.00090511 | 968.2749 | 0 | 967.9164 | 0.00026644 | 968.2749 | 0.0032361 | 968.2748 | 0.00032193 | 953.1172 | 0 | 968.2748 | 0.0002575 | 967.9164 | 0.00059049 | 962.0234 | 0 | 969.8027 | 0.00241 | 963.389 | 0
|  |  | 953.3537 | 0 | 953.35 | 0 | 968.5178 | 0 | 953.3537 | 0 | 968.5178 | -0.0026526 |  |  | 968.5178 | 0 | 968.5178 | 0 | 968.1587 | -0.002447 | 968.5178 | 0 | 968.5178 | -0.00033913 | 953.3537 | 0 | 968.5178 | -0.00052078 | 968.1587 | -0.00259 | 962.2647 | 0 | 970.0482 | -0.0021 | 963.6309 | 0
|  |  | 953.5901 | 0 | 953.59 | 0 | 968.7607 | 0.0019851 | 953.5901 | 0 | 968.7607 | 0.0024758 |  |  | 968.7607 | 0.0007753 | 968.7607 | 0 | 968.401 | -0.0016464 | 968.7607 | 0 | 968.7607 | 1.2108e-05 | 953.5901 | 0 | 968.7607 | 0.00040273 | 968.401 | 0.00378 | 962.506 | 0 | 970.2937 | 0.00187 | 963.8728 | 0
|  |  | 953.8266 | 0 | 953.83 | 0 | 969.0036 | 0 | 953.8266 | 0 | 969.0036 | -0.0054099 |  |  | 969.0037 | 0 | 969.0036 | 0 | 968.6434 | -0.0036484 | 969.0036 | 0 | 969.0037 | -0.00015638 | 953.8266 | 0 | 969.0037 | -0.0005197 | 968.6434 | -0.0024 | 962.7473 | 0 | 970.5393 | -0.00143 | 964.1147 | 0
|  |  | 954.063 | 0 | 954.06 | 0 | 969.2466 | 0.0031833 | 954.063 | 0 | 969.2466 | 0.0040962 |  |  | 969.2466 | 0.0032625 | 969.2466 | 0 | 968.8857 | -0.00081692 | 969.2466 | 0.0039772 | 969.2466 | 0.00053228 | 954.063 | 0 | 969.2466 | 0.00067004 | 968.8857 | 0.00266 | 962.9886 | 0 | 970.7848 | 0.00244 | 964.3566 | 0
|  |  | 954.2995 | 0 | 954.3 | 0 | 969.4895 | 0 | 954.2995 | 0 | 969.4895 | -0.0048321 |  |  | 969.4896 | 0 | 969.4895 | 0 | 969.128 | -0.0024081 | 969.4895 | 0 | 969.4896 | 0.00029614 | 954.2995 | 0 | 969.4896 | -0.00053903 | 969.128 | -0.00445 | 963.2299 | 0 | 971.0303 | -0.00175 | 964.5985 | 0
|  |  | 954.536 | 0 | 954.54 | 0 | 969.7325 | 0.0031244 | 954.536 | 0 | 969.7325 | 0.0022386 |  |  | 969.7325 | 0.0012453 | 969.7325 | 0 | 969.3704 | 0.0018395 | 969.7325 | 0.0036385 | 969.7325 | 0.00095461 | 954.536 | 0 | 969.7325 | 0.00027204 | 969.3704 | 0.00332 | 963.4713 | 0 | 971.2759 | 0.0024 | 964.8405 | 0
|  |  | 954.7725 | 0 | 954.77 | 0 | 969.9755 | 0 | 954.7725 | 0 | 969.9755 | -0.0024975 |  |  | 969.9755 | 0 | 969.9755 | 0 | 969.6127 | -0.0039163 | 969.9755 | 0 | 969.9755 | 0.00011696 | 954.7725 | 0 | 969.9755 | -0.00028821 | 969.6127 | -0.00364 | 963.7126 | 0 | 971.5214 | -0.00147 | 965.0823 | 0
|  |  | 955.0089 | 0 | 955.01 | 0 | 970.2184 | 0.0017576 | 955.0089 | 0 | 970.2184 | -0.00067489 |  |  | 970.2184 | 0.00098632 | 970.2184 | 0 | 969.8551 | -0.00012269 | 970.2184 | 0.0030657 | 970.2184 | 0.00086293 | 955.0089 | 0 | 970.2184 | 0.00029922 | 969.8551 | 0.00365 | 963.954 | 0 | 971.767 | 0.00199 | 965.3243 | 0
|  |  | 955.2454 | 0 | 955.25 | 0 | 970.4614 | 0 | 955.2454 | 0 | 970.4614 | -0.0053273 |  |  | 970.4614 | 0 | 970.4614 | 0 | 970.0974 | -0.0046117 | 970.4614 | 0 | 970.4614 | -0.00033843 | 955.2454 | 0 | 970.4614 | -0.00050996 | 970.0974 | -0.00199 | 964.1953 | 0 | 972.0126 | -0.00169 | 965.5662 | 0
|  |  | 955.4819 | 0 | 955.48 | 0 | 970.7044 | 0.0032319 | 955.4819 | 0 | 970.7044 | 0.0018736 |  |  | 970.7044 | 0.0018596 | 970.7044 | 0 | 970.3398 | -9.4035e-05 | 970.7044 | 0.0034603 | 970.7044 | 0.00082735 | 955.4819 | 0 | 970.7044 | 0.00023732 | 970.3398 | 0.00070225 | 964.4367 | 0 | 972.2582 | 0.0025 | 965.8082 | 0
|  |  | 955.7184 | 0 | 955.72 | 0 | 970.9474 | 0 | 955.7184 | 0 | 970.9474 | -0.0064062 |  |  | 970.9474 | 0 | 970.9474 | 0 | 970.5822 | -0.00035015 | 970.9474 | 0 | 970.9474 | 0.00028143 | 955.7184 | 0 | 970.9474 | -0.00045206 | 970.5822 | -0.00539 | 964.678 | 0 | 972.5038 | -0.00189 | 966.0502 | 0
|  |  | 955.9549 | 0 | 955.95 | 0 | 971.1904 | 0.0041302 | 955.9549 | 0 | 971.1904 | 0.0016902 |  |  | 971.1904 | 0.0018172 | 971.1904 | 0 | 970.8246 | 0.0035153 | 971.1904 | 0.0011152 | 971.1904 | 0.00044901 | 955.9549 | 0 | 971.1904 | 0.00036426 | 970.8246 | 0.00168 | 964.9194 | 0 | 972.7494 | 0.00239 | 966.2921 | 0
|  |  | 956.1914 | 0 | 956.19 | 0 | 971.4334 | 0 | 956.1914 | 0 | 971.4334 | -0.0073502 |  |  | 971.4333 | 0 | 971.4334 | 0 | 971.0669 | -0.0041462 | 971.4334 | 0 | 971.4333 | -0.00029866 | 956.1914 | 0 | 971.4334 | -0.00055557 | 971.0669 | -0.00591 | 965.1608 | 0 | 972.995 | -0.00169 | 966.5341 | 0
|  |  | 956.4279 | 0 | 956.43 | 0 | 971.6764 | 0.0027159 | 956.4279 | 0 | 971.6764 | 0.0018017 |  |  | 971.6764 | 0.00044866 | 971.6764 | 0 | 971.3093 | 0.001938 | 971.6764 | 0.00050479 | 971.6764 | 0.00023756 | 956.4279 | 0 | 971.6764 | 0.00042395 | 971.3093 | 0.00449 | 965.4022 | 0 | 973.2406 | 0.00207 | 966.7761 | 0
|  |  | 956.6644 | 0 | 956.66 | 0 | 971.9194 | 0 | 956.6644 | 0 | 971.9194 | -0.0054971 |  |  | 971.9194 | 0 | 971.9194 | 0 | 971.5517 | -0.0043581 | 971.9194 | 0 | 971.9194 | 7.9656e-05 | 956.6644 | 0 | 971.9194 | -0.000401 | 971.5517 | -0.00313 | 965.6436 | 0 | 973.4863 | -0.00217 | 967.0181 | 0
|  |  | 956.9009 | 0 | 956.9 | 0 | 972.1624 | 0.0062378 | 956.9009 | 0 | 972.1624 | 0.0010715 |  |  | 972.1624 | 0.0031562 | 972.1624 | 0 | 971.7941 | 0.00412 | 972.1624 | 0.0025292 | 972.1624 | 0.00044397 | 956.9009 | 0 | 972.1624 | 0.00030242 | 971.7941 | 0.00158 | 965.8851 | 0 | 973.7319 | 0.00257 | 967.2601 | 0
|  |  | 957.1375 | 0 | 957.14 | 0 | 972.4054 | 0 | 957.1375 | 0 | 972.4054 | -0.0068333 |  |  | 972.4055 | 0 | 972.4054 | 0 | 972.0365 | 0.00022064 | 972.4054 | 0 | 972.4055 | 0.00028066 | 957.1375 | 0 | 972.4055 | -0.00048292 | 972.0365 | -0.00319 | 966.1265 | 0 | 973.9775 | -0.00208 | 967.5021 | 0
|  |  | 957.374 | 0 | 957.37 | 0 | 972.6485 | 0.00023557 | 957.374 | 0 | 972.6485 | 0.00039079 |  |  | 972.6484 | 0.0027663 | 972.6485 | 0 | 972.2789 | 0.0049271 | 972.6485 | 0.0017686 | 972.6484 | 0.00026989 | 957.374 | 0 | 972.6484 | 0.00044982 | 972.2789 | 0.00348 | 966.3679 | 0 | 974.2232 | 0.00262 | 967.7441 | 0
|  |  | 957.6106 | 0 | 957.61 | 0 | 972.8915 | 0 | 957.6106 | 0 | 972.8915 | -0.0071355 |  |  | 972.8915 | 0 | 972.8915 | 0 | 972.5213 | -0.0083994 | 972.8915 | 0 | 972.8915 | 0.00010229 | 957.6106 | 0 | 972.8915 | -0.00038038 | 972.5213 | -0.00376 | 966.6094 | 0 | 974.4689 | -0.00201 | 967.9861 | 0
|  |  | 957.8471 | 0 | 957.85 | 0 | 973.1346 | 0.0029493 | 957.8471 | 0 | 973.1346 | 0.0027209 |  |  | 973.1346 | 0.0019552 | 973.1345 | 0 | 972.7637 | 0.0051445 | 973.1346 | 0.0035183 | 973.1346 | 0.0010177 | 957.8471 | 0 | 973.1346 | 0.00021049 | 972.7637 | 0.003 | 966.8508 | 0 | 974.7145 | 0.00203 | 968.2282 | 0
|  |  | 958.0837 | 0 | 958.08 | 0 | 973.3776 | 0 | 958.0837 | 0 | 973.3776 | -0.0075677 |  |  | 973.3776 | 0 | 973.3776 | 0 | 973.0062 | -0.0055325 | 973.3776 | 0 | 973.3776 | -0.0004427 | 958.0837 | 0 | 973.3776 | -0.00044419 | 973.0062 | -0.00539 | 967.0923 | 0 | 974.9602 | -0.00196 | 968.4703 | 0
|  |  | 958.3202 | 0 | 958.32 | 0 | 973.6207 | 0.0035994 | 958.3203 | 0 | 973.6207 | 7.6992e-05 |  |  | 973.6207 | 0.00050065 | 973.6207 | 0 | 973.2486 | 0.0032089 | 973.6207 | 0.0014953 | 973.6207 | 0.0012919 | 958.3203 | 0 | 973.6207 | 0.00034846 | 973.2486 | 0.003 | 967.3338 | 0 | 975.2059 | 0.00237 | 968.7123 | 0
|  |  | 958.5568 | 0 | 958.56 | 0 | 973.8637 | 0 | 958.5568 | 0 | 973.8637 | -0.0095177 |  |  | 973.8637 | 0 | 973.8637 | 0 | 973.491 | -0.0078398 | 973.8637 | 0 | 973.8637 | -6.1017e-05 | 958.5568 | 0 | 973.8637 | -0.00048763 | 973.491 | -0.00377 | 967.5753 | 0 | 975.4516 | -0.0022 | 968.9543 | 0
|  |  | 958.7934 | 0 | 958.79 | 0 | 974.1068 | 0.0022394 | 958.7934 | 0 | 974.1068 | 0.0045552 |  |  | 974.1068 | 0.0042464 | 974.1068 | 0 | 973.7335 | 0.0030265 | 974.1068 | 0.0045669 | 974.1068 | 0.00057667 | 958.7934 | 0 | 974.1068 | 0.00043885 | 973.7335 | 0.00286 | 967.8168 | 0 | 975.6973 | 0.00252 | 969.1964 | 0
|  |  | 959.03 | 0 | 959.03 | 0 | 974.3499 | 0 | 959.03 | 0 | 974.3499 | -0.0044112 |  |  | 974.3499 | 0 | 974.3499 | 0 | 973.9759 | -0.0013862 | 974.3499 | 0 | 974.3499 | -8.2351e-05 | 959.03 | 0 | 974.3498 | -0.00052173 | 973.9759 | -0.00591 | 968.0583 | 0 | 975.943 | -0.00152 | 969.4385 | 0
|  |  | 959.2665 | 0 | 959.27 | 0 | 974.593 | 0.0021214 | 959.2665 | 0 | 974.593 | 0.0030547 |  |  | 974.593 | 0.00076665 | 974.593 | 0 | 974.2183 | 0.0069534 | 974.593 | 0.0011202 | 974.593 | 0.00050747 | 959.2665 | 0 | 974.593 | 0.000388 | 974.2183 | 0.00157 | 968.2998 | 0 | 976.1888 | 0.00262 | 969.6806 | 0
|  |  | 959.5031 | 0 | 959.5 | 0 | 974.8361 | 0 | 959.5031 | 0 | 974.8361 | -0.0070776 |  |  | 974.8361 | 0 | 974.8361 | 0 | 974.4608 | -0.0054077 | 974.8361 | 0 | 974.8361 | -0.00016994 | 959.5031 | 0 | 974.8361 | -0.00047797 | 974.4608 | -0.00365 | 968.5413 | 0 | 976.4345 | -0.00166 | 969.9227 | 0
|  |  | 959.7397 | 0 | 959.74 | 0 | 975.0792 | 0.0025424 | 959.7397 | 0 | 975.0792 | 0.00127 |  |  | 975.0792 | 0.0031291 | 975.0792 | 0 | 974.7033 | 0.00086759 | 975.0792 | 0.0024865 | 975.0792 | 0.00074383 | 959.7397 | 0 | 975.0792 | 0.00021596 | 974.7033 | 0.00125 | 968.7828 | 0 | 976.6802 | 0.00271 | 970.1648 | 0
|  |  | 959.9763 | 0 | 959.98 | 0 | 975.3223 | 0 | 959.9763 | 0 | 975.3223 | -0.0091024 |  |  | 975.3223 | 0 | 975.3223 | 0 | 974.9457 | -0.0027082 | 975.3223 | 0 | 975.3223 | 0.00057319 | 959.9763 | 0 | 975.3223 | -0.00036017 | 974.9457 | -0.00346 | 969.0244 | 0 | 976.926 | -0.00224 | 970.4069 | 0
|  |  | 960.2129 | 0 | 960.21 | 0 | 975.5654 | 0.0049658 | 960.213 | 0 | 975.5654 | 0.0041833 |  |  | 975.5654 | 0.0012893 | 975.5654 | 0 | 975.1882 | 0.0071855 | 975.5654 | 0.0022195 | 975.5654 | 0.00049561 | 960.213 | 0 | 975.5654 | 0.00034565 | 975.1882 | 0.00378 | 969.2659 | 0 | 977.1717 | 0.00267 | 970.649 | 0
|  |  | 960.4496 | 0 | 960.45 | 0 | 975.8085 | 0 | 960.4496 | 0 | 975.8085 | -0.0072362 |  |  | 975.8085 | 0 | 975.8085 | 0 | 975.4307 | -0.0038186 | 975.8085 | 0 | 975.8085 | 0.00046025 | 960.4496 | 0 | 975.8085 | -0.0003574 | 975.4307 | -0.00337 | 969.5074 | 0 | 977.4175 | -0.00166 | 970.8912 | 0
|  |  | 960.6862 | 0 | 960.69 | 0 | 976.0516 | 0.003076 | 960.6862 | 0 | 976.0516 | 0.0010986 |  |  | 976.0516 | 0.0016599 | 976.0516 | 0 | 975.6731 | 0.0010008 | 976.0516 | 0.004046 | 976.0516 | 0.00081614 | 960.6862 | 0 | 976.0516 | 0.00025961 | 975.6731 | 0.00268 | 969.749 | 0 | 977.6633 | 0.0027 | 971.1333 | 0
|  |  | 960.9228 | 0 | 960.92 | 0 | 976.2947 | 0 | 960.9228 | 0 | 976.2947 | -0.0058557 |  |  | 976.2947 | 0 | 976.2947 | 0 | 975.9156 | -0.003864 | 976.2947 | 0 | 976.2947 | -0.00030963 | 960.9228 | 0 | 976.2947 | -0.00048979 | 975.9156 | -0.00555 | 969.9906 | 0 | 977.9091 | -0.00203 | 971.3754 | 0
|  |  | 961.1594 | 0 | 961.16 | 0 | 976.5379 | 0.0036723 | 961.1594 | 0 | 976.5379 | 0.00018267 |  |  | 976.5379 | 0.0029499 | 976.5379 | 0 | 976.1581 | 0.0027728 | 976.5379 | 0.0024949 | 976.5379 | 0.00070323 | 961.1594 | 0 | 976.5379 | 0.00017643 | 976.1581 | 0.00147 | 970.2322 | 0 | 978.1549 | 0.00267 | 971.6176 | 0
|  |  | 961.3961 | 0 | 961.4 | 0 | 976.781 | 0 | 961.3961 | 0 | 976.781 | -0.00079182 |  |  | 976.781 | 0 | 976.781 | 0 | 976.4006 | -0.0038069 | 976.781 | 0 | 976.781 | -5.8213e-05 | 961.3961 | 0 | 976.781 | -0.0005239 | 976.4006 | -0.00252 | 970.4738 | 0 | 978.4007 | -0.00187 | 971.8597 | 0
|  |  | 961.6327 | 0 | 961.63 | 0 | 977.0242 | 0.0019968 | 961.6327 | 0 | 977.0242 | -0.0004335 |  |  | 977.0242 | 0.0017152 | 977.0242 | 0 | 976.6431 | -0.00069745 | 977.0242 | 0.0040665 | 977.0242 | 0.0011953 | 961.6327 | 0 | 977.0242 | 0.0002419 | 976.6431 | 0.00354 | 970.7154 | 0 | 978.6466 | 0.00231 | 972.1019 | 0
|  |  | 961.8694 | 0 | 961.87 | 0 | 977.2673 | 0 | 961.8694 | 0 | 977.2673 | -0.0042951 |  |  | 977.2673 | 0 | 977.2673 | 0 | 976.8856 | -0.0051051 | 977.2673 | 0 | 977.2673 | -0.00050134 | 961.8694 | 0 | 977.2673 | -0.0005875 | 976.8856 | -0.00545 | 970.957 | 0 | 978.8923 | -0.0024 | 972.3441 | 0
|  |  | 962.106 | 0 | 962.11 | 0 | 977.5105 | 0.0061413 | 962.106 | 0 | 977.5105 | 0.0031117 |  |  | 977.5105 | 0.00070588 | 977.5105 | 0 | 977.1281 | 0.0032484 | 977.5105 | 0.0009604 | 977.5105 | 0.00060918 | 962.106 | 0 | 977.5105 | 0.00028503 | 977.1281 | 0.00462 | 971.1986 | 0 | 979.1382 | 0.00227 | 972.5863 | 0
|  |  | 962.3427 | 0 | 962.34 | 0 | 977.7537 | 0 | 962.3427 | 0 | 977.7537 | -0.013056 |  |  | 977.7537 | 0 | 977.7537 | 0 | 977.3706 | -0.0054211 | 977.7537 | 0 | 977.7537 | -0.00070122 | 962.3427 | 0 | 977.7537 | -0.00067381 | 977.3706 | -0.00378 | 971.4402 | 0 | 979.384 | -0.00154 | 972.8285 | 0
|  |  | 962.5793 | 0 | 962.58 | 0 | 977.9968 | 0.0022319 | 962.5793 | 0 | 977.9968 | 0.0022714 |  |  | 977.9968 | 0.0016196 | 977.9968 | 0 | 977.6131 | 0.0017264 | 977.9968 | 0.00042451 | 977.9968 | 0.00048403 | 962.5793 | 0 | 977.9968 | 0.00021337 | 977.6132 | 0.00641 | 971.6819 | 0 | 979.6299 | 0.00264 | 973.0707 | 0
|  |  | 962.816 | 0 | 962.82 | 0 | 978.24 | 0 | 962.816 | 0 | 978.24 | -0.0061433 |  |  | 978.24 | 0 | 978.24 | 0 | 977.8557 | -0.0069867 | 978.24 | 0 | 978.24 | -0.00030534 | 962.816 | 0 | 978.24 | -0.00054122 | 977.8557 | 0.0008559 | 971.9235 | 0 | 979.8757 | -0.00217 | 973.3129 | 0
|  |  | 963.0527 | 0 | 963.05 | 0 | 978.4832 | 0.0037127 | 963.0527 | 0 | 978.4832 | 0.0055315 |  |  | 978.4832 | 0.0017009 | 978.4832 | 0 | 978.0982 | 0.0067239 | 978.4832 | 0.003353 | 978.4832 | 0.00094389 | 963.0527 | 0 | 978.4832 | 0.00050752 | 978.0982 | 0.0016 | 972.1652 | 0 | 980.1216 | 0.00274 | 973.5551 | 0
|  |  | 963.2894 | 0 | 963.29 | 0 | 978.7264 | 0 | 963.2894 | 0 | 978.7264 | -0.0068035 |  |  | 978.7264 | 0 | 978.7264 | 0 | 978.3407 | -0.0061396 | 978.7264 | 0 | 978.7264 | -0.00031713 | 963.2894 | 0 | 978.7264 | -0.0005172 | 978.3407 | -0.00308 | 972.4069 | 0 | 980.3674 | -0.00202 | 973.7974 | 0
|  |  | 963.5261 | 0 | 963.53 | 0 | 978.9696 | 6.9476e-05 | 963.5261 | 0 | 978.9696 | 0.0014814 |  |  | 978.9696 | 0.00060192 | 978.9696 | 0 | 978.5833 | 0.0010132 | 978.9696 | 0.0015788 | 978.9696 | 0.00091365 | 963.5261 | 0 | 978.9696 | 0.00036038 | 978.5833 | 0.00299 | 972.6486 | 0 | 980.6133 | 0.00301 | 974.0396 | 0
|  |  | 963.7628 | 0 | 963.76 | 0 | 979.2128 | 0 | 963.7628 | 0 | 979.2128 | -0.0032387 |  |  | 979.2128 | 0 | 979.2128 | 0 | 978.8258 | -0.004326 | 979.2128 | 0 | 979.2128 | -0.00015855 | 963.7628 | 0 | 979.2128 | -0.00052177 | 978.8258 | -0.00425 | 972.8902 | 0 | 980.8592 | -0.00183 | 974.2818 | 0
|  |  | 963.9995 | 0 | 964 | 0 | 979.456 | 0.002235 | 963.9995 | 0 | 979.456 | 0.0065999 |  |  | 979.456 | 0.0042386 | 979.456 | 0 | 979.0684 | 0.00024668 | 979.456 | 0.0053625 | 979.456 | 0.00068566 | 963.9995 | 0 | 979.456 | 0.00035525 | 979.0684 | 0.00221 | 973.1319 | 0 | 981.1051 | 0.00292 | 974.5241 | 0
|  |  | 964.2362 | 0 | 964.24 | 0 | 979.6992 | 0 | 964.2362 | 0 | 979.6992 | -0.011145 |  |  | 979.6992 | 0 | 979.6992 | 0 | 979.3109 | -0.0027016 | 979.6992 | 0 | 979.6992 | 9.3028e-05 | 964.2362 | 0 | 979.6992 | -0.00059769 | 979.3109 | -0.00829 | 973.3736 | 0 | 981.351 | -0.00195 | 974.7664 | 0
|  |  | 964.4729 | 0 | 964.47 | 0 | 979.9425 | 0.0050989 | 964.4729 | 0 | 979.9425 | 0.0028596 |  |  | 979.9424 | 0.0033271 | 979.9425 | 0 | 979.5535 | 0.0034672 | 979.9425 | 0.0063591 | 979.9424 | 0.00039067 | 964.4729 | 0 | 979.9424 | 0.00044487 | 979.5535 | 0.00345 | 973.6153 | 0 | 981.597 | 0.00236 | 975.0086 | 0
|  |  | 964.7096 | 0 | 964.71 | 0 | 980.1857 | 0 | 964.7096 | 0 | 980.1857 | 0.0012585 |  |  | 980.1857 | 0 | 980.1857 | 0 | 979.796 | 0.00021776 | 980.1857 | 0 | 980.1857 | 0.0002437 | 964.7096 | 0 | 980.1857 | -0.00043423 | 979.796 | -0.0037 | 973.8571 | 0 | 981.8429 | -0.00186 | 975.2509 | 0
|  |  | 964.9464 | 0 | 964.95 | 0 | 980.4289 | 0.0038301 | 964.9464 | 0 | 980.4289 | 0.0050175 |  |  | 980.429 | 0.0019196 | 980.4289 | 0 | 980.0386 | 0.0027761 | 980.4289 | 0.0025894 | 980.429 | 0.00092545 | 964.9464 | 0 | 980.429 | 0.00037346 | 980.0386 | 0.00253 | 974.0988 | 0 | 982.0888 | 0.00223 | 975.4932 | 0
|  |  | 965.183 | 0 | 965.18 | 0 | 980.6722 | 0 | 965.183 | 0 | 980.6722 | -0.0069023 |  |  | 980.6722 | 0 | 980.6722 | 0 | 980.2812 | -0.0034428 | 980.6722 | 0 | 980.6722 | 0.00017365 | 965.183 | 0 | 980.6722 | -0.000473 | 980.2812 | -0.00196 | 974.3405 | 0 | 982.3348 | -0.0018 | 975.7355 | 0
|  |  | 965.4198 | 0 | 965.42 | 0 | 980.9154 | 0.0011817 | 965.4198 | 0 | 980.9154 | 0.0043206 |  |  | 980.9154 | 0.0024727 | 980.9154 | 0 | 980.5238 | 0.0036292 | 980.9154 | 0.0018378 | 980.9154 | 0.00020584 | 965.4198 | 0 | 980.9154 | 0.00029483 | 980.5238 | 0.00254 | 974.5823 | 0 | 982.5807 | 0.0028 | 975.9778 | 0
|  |  | 965.6566 | 0 | 965.66 | 0 | 981.1587 | 0 | 965.6566 | 0 | 981.1587 | -0.0053191 |  |  | 981.1587 | 0 | 981.1587 | 0 | 980.7664 | -0.0054601 | 981.1587 | 0 | 981.1587 | 0.00032893 | 965.6566 | 0 | 981.1587 | -0.00054172 | 980.7663 | -0.00247 | 974.824 | 0 | 982.8267 | -0.00228 | 976.2201 | 0
|  |  | 965.8933 | 0 | 965.89 | 0 | 981.4019 | 0.001086 | 965.8933 | 0 | 981.4019 | 0.0023776 |  |  | 981.402 | 0.0018044 | 981.402 | 0 | 981.0089 | 0.0029638 | 981.4019 | 0.002244 | 981.402 | 0.00046175 | 965.8933 | 0 | 981.402 | 0.00056309 | 981.0089 | 0.0036 | 975.0658 | 0 | 983.0726 | 0.0024 | 976.4624 | 0
|  |  | 966.1301 | 0 | 966.13 | 0 | 981.6452 | 0 | 966.1301 | 0 | 981.6452 | -0.010429 |  |  | 981.6452 | 0 | 981.6452 | 0 | 981.2515 | -0.003598 | 981.6452 | 0 | 981.6452 | -0.00013784 | 966.1301 | 0 | 981.6452 | -0.00046518 | 981.2515 | -0.00163 | 975.3076 | 0 | 983.3186 | -0.00221 | 976.7047 | 0
|  |  | 966.3668 | 0 | 966.37 | 0 | 981.8885 | 0.0041429 | 966.3668 | 0 | 981.8885 | 0.004152 |  |  | 981.8885 | 0.0041223 | 981.8885 | 0 | 981.4941 | -1.1849e-05 | 981.8885 | 0.0056381 | 981.8885 | 0.0013645 | 966.3668 | 0 | 981.8885 | 0.00024159 | 981.4941 | 0.00062402 | 975.5493 | 0 | 983.5646 | 0.00271 | 976.9471 | 0
|  |  | 966.6036 | 0 | 966.6 | 0 | 982.1318 | 0 | 966.6036 | 0 | 982.1318 | -0.0073111 |  |  | 982.1318 | 0 | 982.1318 | 0 | 981.7367 | -0.0056475 | 982.1318 | 0 | 982.1318 | -0.00026554 | 966.6036 | 0 | 982.1318 | -0.00047957 | 981.7367 | -0.00276 | 975.7911 | 0 | 983.8106 | -0.00188 | 977.1894 | 0
|  |  | 966.8403 | 0 | 966.84 | 0 | 982.3751 | 0.0016429 | 966.8403 | 0 | 982.3751 | 0.00068243 |  |  | 982.3751 | 0 | 982.3751 | 0 | 981.9793 | -0.0034525 | 982.3751 | 0.0038232 | 982.3751 | 0.00015048 | 966.8403 | 0 | 982.3751 | 0.000269 | 981.9793 | 0.00443 | 976.033 | 0 | 984.0566 | 0.00266 | 977.4318 | 0
|  |  | 967.0771 | 0 | 967.08 | 0 | 982.6184 | 0 | 967.0771 | 0 | 982.6184 | -0.0074642 |  |  | 982.6183 | 0 | 982.6184 | 0 | 982.222 | 0.0007764 | 982.6184 | 0 | 982.6183 | -8.593e-05 | 967.0771 | 0 | 982.6183 | -0.00067214 | 982.222 | -0.00172 | 976.2747 | 0 | 984.3026 | -0.00236 | 977.6741 | 0
|  |  | 967.3139 | 0 | 967.31 | 0 | 982.8617 | 0.0051806 | 967.3139 | 0 | 982.8617 | 0.0088576 |  |  | 982.8617 | 0.0039158 | 982.8617 | 0 | 982.4646 | 0.0030834 | 982.8617 | 0.0044455 | 982.8617 | 0.00068672 | 967.3139 | 0 | 982.8617 | 0.00056617 | 982.4646 | 0.00655 | 976.5165 | 0 | 984.5486 | 0.00329 | 977.9164 | 0
|  |  | 967.5507 | 0 | 967.55 | 0 | 983.105 | 0 | 967.5507 | 0 | 983.105 | -0.0069439 |  |  | 983.105 | 0 | 983.105 | 0 | 982.7072 | -0.00018528 | 983.105 | 0 | 983.105 | -0.0008213 | 967.5507 | 0 | 983.105 | -0.00059099 | 982.7072 | -0.00736 | 976.7584 | 0 | 984.7947 | -0.00188 | 978.1589 | 0
|  |  | 967.7875 | 0 | 967.79 | 0 | 983.3483 | 0.0034444 | 967.7875 | 0 | 983.3483 | 0.0066489 |  |  | 983.3483 | 0.0027021 | 983.3483 | 0 | 982.9498 | 0.0045039 | 983.3483 | 0.0022175 | 983.3483 | 0.00073613 | 967.7875 | 0 | 983.3483 | 0.00028052 | 982.9498 | 0.00256 | 977.0002 | 0 | 985.0407 | 0.00265 | 978.4012 | 0
|  |  | 968.0243 | 0 | 968.02 | 0 | 983.5916 | 0 | 968.0243 | 0 | 983.5916 | -0.010425 |  |  | 983.5916 | 0 | 983.5916 | 0 | 983.1925 | -0.011675 | 983.5916 | 0 | 983.5916 | 0.00013995 | 968.0243 | 0 | 983.5916 | -0.00067524 | 983.1925 | -0.00306 | 977.2421 | 0 | 985.2867 | -0.00294 | 978.6436 | 0
|  |  | 968.2611 | 0 | 968.26 | 0 | 983.8349 | 0.0032259 | 968.2611 | 0 | 983.8349 | 0.0079438 |  |  | 983.835 | 0.0033187 | 983.8349 | 0 | 983.4351 | 0.0026801 | 983.8349 | 0.0039543 | 983.835 | 0.00067461 | 968.2611 | 0 | 983.835 | 0.0003829 | 983.4351 | 0.0023 | 977.4839 | 0 | 985.5328 | 0.00331 | 978.886 | 0
|  |  | 968.4979 | 0 | 968.5 | 0 | 984.0783 | 0 | 968.4979 | 0 | 984.0783 | -0.0072274 |  |  | 984.0782 | 0 | 984.0783 | 0 | 983.6778 | -0.0077219 | 984.0783 | 0 | 984.0782 | 0.00069778 | 968.4979 | 0 | 984.0783 | -0.00042842 | 983.6777 | -0.00513 | 977.7258 | 0 | 985.7789 | -0.00226 | 979.1284 | 0
|  |  | 968.7347 | 0 | 968.73 | 0 | 984.3216 | 0.0011208 | 968.7347 | 0 | 984.3216 | -7.4289e-05 |  |  | 984.3216 | 0.00066804 | 984.3216 | 0 | 983.9204 | 0.0061823 | 984.3216 | 0.0028177 | 984.3216 | 0.00069354 | 968.7347 | 0 | 984.3216 | 0.00024046 | 983.9204 | 0.00499 | 977.9677 | 0 | 986.0249 | 0.00274 | 979.3708 | 0
|  |  | 968.9716 | 0 | 968.97 | 0 | 984.565 | 0 | 968.9716 | 0 | 984.565 | -0.0070079 |  |  | 984.5649 | 0 | 984.565 | 0 | 984.1631 | -0.0079832 | 984.565 | 0 | 984.5649 | 0.00041416 | 968.9716 | 0 | 984.5649 | -0.00055226 | 984.1631 | -0.00458 | 978.2095 | 0 | 986.271 | -0.00259 | 979.6133 | 0
|  |  | 969.2084 | 0 | 969.21 | 0 | 984.8083 | 0.0062473 | 969.2084 | 0 | 984.8083 | -0.0011697 |  |  | 984.8083 | 0 | 984.8083 | 0 | 984.4057 | -0.0037959 | 984.8083 | 0.0013548 | 984.8083 | 0.00046837 | 969.2084 | 0 | 984.8083 | 0.00025606 | 984.4057 | 0.00017615 | 978.4515 | 0 | 986.5171 | 0.00267 | 979.8557 | 0
|  |  | 969.4452 | 0 | 969.45 | 0 | 985.0517 | 0 | 969.4453 | 0 | 985.0517 | -0.0070254 |  |  | 985.0517 | 0 | 985.0517 | 0 | 984.6484 | -0.0059927 | 985.0517 | 0 | 985.0517 | -0.00015089 | 969.4453 | 0 | 985.0517 | -0.00042677 | 984.6484 | -0.00197 | 978.6934 | 0 | 986.7632 | -0.00267 | 980.0981 | 0
|  |  | 969.6821 | 0 | 969.68 | 0 | 985.295 | 0.0024677 | 969.6821 | 0 | 985.295 | 0.004582 |  |  | 985.295 | 0.0011551 | 985.295 | 0 | 984.891 | 0.009459 | 985.295 | 0 | 985.295 | 0.00035188 | 969.6821 | 0 | 985.295 | 0.00020684 | 984.891 | 0.00626 | 978.9352 | 0 | 987.0093 | 0.00249 | 980.3406 | 0
|  |  | 969.9189 | 0 | 969.92 | 0 | 985.5384 | 0 | 969.9189 | 0 | 985.5384 | -0.00912 |  |  | 985.5384 | 0 | 985.5384 | 0 | 985.1337 | 0.0011788 | 985.5384 | 0 | 985.5384 | 5.3178e-05 | 969.9189 | 0 | 985.5384 | -0.00043241 | 985.1337 | -0.0053 | 979.1772 | 0 | 987.2554 | -0.00185 | 980.5831 | 0
|  |  | 970.1558 | 0 | 970.16 | 0 | 985.7818 | 0.0068505 | 970.1558 | 0 | 985.7818 | 0.0074682 |  |  | 985.7818 | 0.0049214 | 985.7818 | 0 | 985.3764 | 0.0032507 | 985.7818 | 0.0051492 | 985.7818 | 0.0009653 | 970.1558 | 0 | 985.7818 | 0.00040535 | 985.3764 | 0.00645 | 979.4191 | 0 | 987.5015 | 0.00309 | 980.8255 | 0
|  |  | 970.3926 | 0 | 970.39 | 0 | 986.0252 | 0 | 970.3926 | 0 | 986.0252 | -0.0043672 |  |  | 986.0251 | 0 | 986.0252 | 0 | 985.6191 | -0.0025615 | 986.0252 | 0 | 986.0251 | 3.3844e-05 | 970.3926 | 0 | 986.0252 | -0.00049493 | 985.6191 | -0.00584 | 979.6611 | 0 | 987.7477 | -0.00217 | 981.068 | 0
|  |  | 970.6295 | 0 | 970.63 | 0 | 986.2686 | 0.0039502 | 970.6295 | 0 | 986.2686 | 0.0021738 |  |  | 986.2686 | 0.003166 | 986.2686 | 0 | 985.8618 | 0.0088114 | 986.2686 | 0.0028165 | 986.2686 | 0.00059858 | 970.6295 | 0 | 986.2686 | 0.00025716 | 985.8618 | 0.00334 | 979.903 | 0 | 987.9938 | 0.00346 | 981.3105 | 0
|  |  | 970.8664 | 0 | 970.87 | 0 | 986.512 | 0 | 970.8664 | 0 | 986.512 | -0.012692 |  |  | 986.512 | 0 | 986.5119 | 0 | 986.1045 | -0.0048994 | 986.512 | 0 | 986.512 | 0.00053526 | 970.8664 | 0 | 986.512 | -0.00053649 | 986.1045 | -0.00727 | 980.145 | 0 | 988.2399 | -0.00222 | 981.553 | 0
|  |  | 971.1033 | 0 | 971.1 | 0 | 986.7554 | 0.0069773 | 971.1033 | 0 | 986.7554 | 8.6078e-05 |  |  | 986.7554 | 0.00027685 | 986.7554 | 0 | 986.3472 | 0.0085393 | 986.7554 | 0.0019077 | 986.7554 | 0.00080889 | 971.1033 | 0 | 986.7554 | 0.00039649 | 986.3472 | 0.00087758 | 980.3869 | 0 | 988.4861 | 0.00361 | 981.7955 | 0
|  |  | 971.3401 | 0 | 971.34 | 0 | 986.9988 | 0 | 971.3401 | 0 | 986.9988 | -0.013257 |  |  | 986.9988 | 0 | 986.9988 | 0 | 986.5899 | -0.014098 | 986.9988 | 0 | 986.9988 | 0.00017129 | 971.3401 | 0 | 986.9988 | -0.00046605 | 986.5899 | -0.00574 | 980.6289 | 0 | 988.7322 | -0.00196 | 982.038 | 0
|  |  | 971.577 | 0 | 971.58 | 0 | 987.2422 | 0.0036085 | 971.577 | 0 | 987.2422 | -0.0018393 |  |  | 987.2422 | 0.0020812 | 987.2422 | 0 | 986.8326 | 0.00013578 | 987.2422 | 0.0054556 | 987.2422 | 0.00076923 | 971.577 | 0 | 987.2422 | 0.00021795 | 986.8326 | 0.00432 | 980.8708 | 0 | 988.9784 | 0.00277 | 982.2805 | 0
|  |  | 971.8139 | 0 | 971.81 | 0 | 987.4856 | 0 | 971.8139 | 0 | 987.4856 | -0.006992 |  |  | 987.4856 | 0 | 987.4856 | 0 | 987.0753 | -0.0070616 | 987.4856 | 0 | 987.4856 | -3.6421e-05 | 971.8139 | 0 | 987.4856 | -0.00044687 | 987.0753 | -0.00386 | 981.1129 | 0 | 989.2246 | -0.00273 | 982.523 | 0
|  |  | 972.0508 | 0 | 972.05 | 0 | 987.729 | 0.0070135 | 972.0508 | 0 | 987.729 | 0.0032055 |  |  | 987.729 | 0.0055486 | 987.729 | 0 | 987.318 | 0.0068531 | 987.729 | 0.0085404 | 987.729 | 0.00065712 | 972.0508 | 0 | 987.729 | 0.0004066 | 987.318 | 0.00228 | 981.3549 | 0 | 989.4708 | 0.00277 | 982.7656 | 0
|  |  | 972.2877 | 0 | 972.29 | 0 | 987.9725 | 0 | 972.2877 | 0 | 987.9725 | -0.0060209 |  |  | 987.9725 | 0 | 987.9725 | 0 | 987.5607 | -0.013471 | 987.9725 | 0 | 987.9725 | 0.00020664 | 972.2877 | 0 | 987.9725 | -0.00063084 | 987.5607 | -0.00337 | 981.5969 | 0 | 989.717 | -0.00261 | 983.0081 | 0
|  |  | 972.5247 | 0 | 972.52 | 0 | 988.2159 | 0.0075435 | 972.5247 | 0 | 988.2159 | 0.0038989 |  |  | 988.2159 | 0.001215 | 988.2159 | 0 | 987.8035 | 0.002475 | 988.2159 | 0.0028261 | 988.2159 | 0.000745 | 972.5247 | 0 | 988.2159 | 0.00028618 | 987.8035 | 0.00357 | 981.8389 | 0 | 989.9632 | 0.00327 | 983.2506 | 0
|  |  | 972.7615 | 0 | 972.76 | 0 | 988.4594 | 0 | 972.7615 | 0 | 988.4594 | -0.0088174 |  |  | 988.4594 | 0 | 988.4593 | 0 | 988.0462 | -0.0089551 | 988.4594 | 0 | 988.4594 | -0.00034197 | 972.7615 | 0 | 988.4593 | -0.00048164 | 988.0462 | -0.00501 | 982.0809 | 0 | 990.2094 | -0.00269 | 983.4932 | 0
|  |  | 972.9985 | 0 | 973 | 0 | 988.7028 | 0.003013 | 972.9985 | 0 | 988.7028 | -0.0027968 |  |  | 988.7028 | 0 | 988.7028 | 0 | 988.2889 | -0.0097628 | 988.7028 | 0.0036319 | 988.7028 | 0.00058287 | 972.9985 | 0 | 988.7028 | 0.00022708 | 988.2889 | 0.00086153 | 982.3229 | 0 | 990.4557 | 0.00329 | 983.7357 | 0
|  |  | 973.2354 | 0 | 973.24 | 0 | 988.9463 | 0 | 973.2354 | 0 | 988.9463 | -0.010298 |  |  | 988.9463 | 0 | 988.9463 | 0 | 988.5317 | 0.00014102 | 988.9463 | 0 | 988.9463 | 2.6361e-05 | 973.2354 | 0 | 988.9463 | -0.00069745 | 988.5317 | -0.00573 | 982.565 | 0 | 990.7019 | -0.00284 | 983.9783 | 0
|  |  | 973.4724 | 0 | 973.47 | 0 | 989.1897 | 0.002819 | 973.4724 | 0 | 989.1897 | 0.00079664 |  |  | 989.1898 | 0.0019514 | 989.1897 | 0 | 988.7744 | 0.005313 | 989.1897 | 0.0020899 | 989.1898 | 0.00040369 | 973.4724 | 0 | 989.1898 | 0.00032997 | 988.7744 | 0.00156 | 982.8071 | 0 | 990.9481 | 0.00329 | 984.2209 | 0
|  |  | 973.7093 | 0 | 973.71 | 0 | 989.4332 | 0 | 973.7093 | 0 | 989.4332 | -0.0069331 |  |  | 989.4332 | 0 | 989.4332 | 0 | 989.0172 | -0.0035951 | 989.4332 | 0 | 989.4332 | 4.3524e-05 | 973.7093 | 0 | 989.4332 | -0.00038346 | 989.0172 | -0.00214 | 983.0491 | 0 | 991.1944 | -0.00201 | 984.4635 | 0
|  |  | 973.9462 | 0 | 973.95 | 0 | 989.6767 | 0.004045 | 973.9462 | 0 | 989.6767 | 0.0028575 |  |  | 989.6767 | 0.0024249 | 989.6767 | 0 | 989.2599 | -0.0053212 | 989.6767 | 0.0031311 | 989.6767 | 9.3536e-05 | 973.9462 | 0 | 989.6767 | 0.0004047 | 989.2599 | 0.00528 | 983.2912 | 0 | 991.4407 | 0.00278 | 984.7061 | 0
|  |  | 974.1832 | 0 | 974.18 | 0 | 989.9202 | 0 | 974.1832 | 0 | 989.9202 | -0.011132 |  |  | 989.9202 | 0 | 989.9202 | 0 | 989.5027 | -0.0072704 | 989.9202 | 0 | 989.9202 | 7.8081e-05 | 974.1832 | 0 | 989.9202 | -0.00035905 | 989.5027 | -0.0051 | 983.5333 | 0 | 991.6869 | -0.00277 | 984.9487 | 0
|  |  | 974.4202 | 0 | 974.42 | 0 | 990.1637 | 0.0080786 | 974.4202 | 0 | 990.1637 | 0.0050882 |  |  | 990.1636 | 0.003855 | 990.1636 | 0 | 989.7455 | 0.008078 | 990.1637 | 0.0039876 | 990.1636 | 0.00051699 | 974.4202 | 0 | 990.1636 | 0.00043404 | 989.7455 | 0.00058891 | 983.7754 | 0 | 991.9332 | 0.00297 | 985.1913 | 0
|  |  | 974.6571 | 0 | 974.66 | 0 | 990.4072 | 0 | 974.6571 | 0 | 990.4072 | -0.01264 |  |  | 990.4072 | 0 | 990.4072 | 0 | 989.9882 | -0.0004167 | 990.4072 | 0 | 990.4072 | 0.00061668 | 974.6571 | 0 | 990.4072 | -0.00061396 | 989.9882 | -0.00636 | 984.0175 | 0 | 992.1794 | -0.00281 | 985.4339 | 0
|  |  | 974.8941 | 0 | 974.89 | 0 | 990.6507 | 0.0051797 | 974.8941 | 0 | 990.6507 | 0.0042118 |  |  | 990.6506 | 0.00038611 | 990.6507 | 0 | 990.231 | -0.00098485 | 990.6507 | 0.0048768 | 990.6506 | 0.00083543 | 974.8941 | 0 | 990.6506 | 0.00025519 | 990.231 | 0.00421 | 984.2596 | 0 | 992.4258 | 0.00331 | 985.6766 | 0
|  |  | 975.131 | 0 | 975.13 | 0 | 990.8942 | 0 | 975.131 | 0 | 990.8942 | -0.0112 |  |  | 990.8942 | 0 | 990.8942 | 0 | 990.4738 | -0.0062626 | 990.8942 | 0 | 990.8942 | 0.00064559 | 975.131 | 0 | 990.8942 | -0.00056876 | 990.4738 | -0.00575 | 984.5017 | 0 | 992.6721 | -0.00234 | 985.9192 | 0
|  |  | 975.368 | 0 | 975.37 | 0 | 991.1377 | 0.01075 | 975.368 | 0 | 991.1377 | 0.0018697 |  |  | 991.1377 | 0.0044792 | 991.1377 | 0 | 990.7166 | 0.0024682 | 991.1377 | 0.0030914 | 991.1377 | 0.00099231 | 975.368 | 0 | 991.1377 | 0.00026568 | 990.7166 | 0.00351 | 984.7438 | 0 | 992.9184 | 0.00328 | 986.1619 | 0
|  |  | 975.605 | 0 | 975.61 | 0 | 991.3812 | 0 | 975.605 | 0 | 991.3812 | -0.012793 |  |  | 991.3812 | 0 | 991.3812 | 0 | 990.9594 | -0.0055445 | 991.3812 | 0 | 991.3812 | -2.072e-05 | 975.605 | 0 | 991.3812 | -0.00050948 | 990.9594 | -0.00565 | 984.986 | 0 | 993.1647 | -0.00267 | 986.4045 | 0
|  |  | 975.842 | 0 | 975.84 | 0 | 991.6247 | 0.0073644 | 975.842 | 0 | 991.6247 | 0.0031353 |  |  | 991.6248 | 0.0017678 | 991.6247 | 0 | 991.2022 | 0.0099774 | 991.6247 | 0.0014489 | 991.6248 | 0.00047376 | 975.842 | 0 | 991.6248 | 9.6135e-05 | 991.2022 | 0.00535 | 985.2281 | 0 | 993.411 | 0.00372 | 986.6472 | 0
|  |  | 976.079 | 0 | 976.08 | 0 | 991.8683 | 0 | 976.079 | 0 | 991.8683 | -0.0090784 |  |  | 991.8683 | 0 | 991.8683 | 0 | 991.445 | -0.0085736 | 991.8683 | 0 | 991.8683 | -0.00033874 | 976.079 | 0 | 991.8683 | -0.00064883 | 991.445 | -0.00509 | 985.4703 | 0 | 993.6573 | -0.00263 | 986.8898 | 0
|  |  | 976.316 | 0 | 976.32 | 0 | 992.1118 | 0.0035417 | 976.316 | 0 | 992.1118 | 0.0029119 |  |  | 992.1118 | 0.0020879 | 992.1118 | 0 | 991.6878 | 0.0045701 | 992.1118 | 0.0010609 | 992.1118 | 0.00046426 | 976.316 | 0 | 992.1118 | 0.00026839 | 991.6878 | 0.00608 | 985.7124 | 0 | 993.9037 | 0.00314 | 987.1325 | 0
|  |  | 976.553 | 0 | 976.55 | 0 | 992.3553 | 0 | 976.553 | 0 | 992.3553 | -0.013722 |  |  | 992.3553 | 0 | 992.3554 | 0 | 991.9306 | -0.0031511 | 992.3553 | 0 | 992.3553 | 0.00042859 | 976.553 | 0 | 992.3554 | -0.00040993 | 991.9306 | -0.00725 | 985.9546 | 0 | 994.1501 | -0.00313 | 987.3752 | 0
|  |  | 976.79 | 0 | 976.79 | 0 | 992.5989 | 0.0050204 | 976.79 | 0 | 992.5989 | 0.0012232 |  |  | 992.5989 | 0.002193 | 992.5989 | 0 | 992.1734 | 0.0037715 | 992.5989 | 0.003383 | 992.5989 | 0.00099456 | 976.79 | 0 | 992.5989 | 0.00038874 | 992.1734 | 0.00243 | 986.1968 | 0 | 994.3964 | 0.00369 | 987.6179 | 0
|  |  | 977.027 | 0 | 977.03 | 0 | 992.8425 | 0 | 977.027 | 0 | 992.8425 | -0.0081684 |  |  | 992.8425 | 0 | 992.8425 | 0 | 992.4162 | -0.0036476 | 992.8425 | 0 | 992.8425 | 0.00041533 | 977.027 | 0 | 992.8425 | -0.00054011 | 992.4162 | -0.00374 | 986.439 | 0 | 994.6428 | -0.00248 | 987.8606 | 0
|  |  | 977.2641 | 0 | 977.26 | 0 | 993.086 | 0.0050452 | 977.2641 | 0 | 993.086 | 0.00028546 |  |  | 993.086 | 0.0036635 | 993.086 | 0 | 992.659 | -0.0024797 | 993.086 | 0.0080665 | 993.086 | 0.00065436 | 977.2641 | 0 | 993.086 | 0.00033617 | 992.659 | 0.00338 | 986.6812 | 0 | 994.8892 | 0.00323 | 988.1033 | 0
|  |  | 977.5011 | 0 | 977.5 | 0 | 993.3296 | 0 | 977.5011 | 0 | 993.3296 | -0.0012141 |  |  | 993.3296 | 0 | 993.3296 | 0 | 992.9019 | 0.0016531 | 993.3296 | 0 | 993.3296 | 0.00079202 | 977.5011 | 0 | 993.3296 | -0.00036947 | 992.9019 | -0.00427 | 986.9234 | 0 | 995.1356 | -0.00325 | 988.346 | 0
|  |  | 977.7382 | 0 | 977.74 | 0 | 993.5732 | 0.0022497 | 977.7382 | 0 | 993.5732 | 0.0045549 |  |  | 993.5732 | 0.00038579 | 993.5732 | 0 | 993.1447 | 0.0083996 | 993.5732 | 0.0025168 | 993.5732 | 0.0010194 | 977.7382 | 0 | 993.5732 | 0.00031319 | 993.1447 | 0.00388 | 987.1656 | 0 | 995.382 | 0.00371 | 988.5887 | 0
|  |  | 977.9752 | 0 | 977.98 | 0 | 993.8168 | 0 | 977.9752 | 0 | 993.8168 | -0.011566 |  |  | 993.8168 | 0 | 993.8168 | 0 | 993.3875 | -0.0046746 | 993.8168 | 0 | 993.8168 | 0.00021525 | 977.9752 | 0 | 993.8168 | -0.00056788 | 993.3875 | -0.00906 | 987.4078 | 0 | 995.6284 | -0.00368 | 988.8315 | 0
|  |  | 978.2123 | 0 | 978.21 | 0 | 994.0603 | 0.0074242 | 978.2123 | 0 | 994.0603 | 0.0011473 |  |  | 994.0604 | 0.0027288 | 994.0603 | 0 | 993.6304 | 0.0051381 | 994.0603 | 0.0043063 | 994.0604 | 0.0004301 | 978.2123 | 0 | 994.0604 | 0.00023864 | 993.6304 | 0.00456 | 987.6501 | 0 | 995.8748 | 0.00366 | 989.0742 | 0
|  |  | 978.4493 | 0 | 978.45 | 0 | 994.3039 | 0 | 978.4493 | 0 | 994.3039 | -0.011505 |  |  | 994.304 | 0 | 994.3039 | 0 | 993.8732 | -0.010597 | 994.3039 | 0 | 994.304 | 0.00081491 | 978.4493 | 0 | 994.304 | -0.00040349 | 993.8732 | -0.00902 | 987.8923 | 0 | 996.1211 | -0.00279 | 989.317 | 0
|  |  | 978.6863 | 0 | 978.69 | 0 | 994.5475 | 0.0059675 | 978.6863 | 0 | 994.5475 | 0.003727 |  |  | 994.5475 | 0.0018695 | 994.5476 | 0 | 994.1161 | 0.00064023 | 994.5475 | 0.0035848 | 994.5475 | 0.00037588 | 978.6863 | 0 | 994.5476 | 0.00020827 | 994.1161 | 0.00218 | 988.1346 | 0 | 996.3676 | 0.00315 | 989.5598 | 0
|  |  | 978.9235 | 0 | 978.92 | 0 | 994.7912 | 0 | 978.9235 | 0 | 994.7912 | -0.016067 |  |  | 994.7911 | 0 | 994.7912 | 0 | 994.3589 | -0.0091564 | 994.7912 | 0 | 994.7911 | -0.00032412 | 978.9235 | 0 | 994.7911 | -0.00043883 | 994.359 | -0.0068 | 988.3768 | 0 | 996.6141 | -0.00347 | 989.8025 | 0
|  |  | 979.1605 | 0 | 979.16 | 0 | 995.0348 | 0.003285 | 979.1605 | 0 | 995.0348 | 0.0029413 |  |  | 995.0348 | 0.0038741 | 995.0348 | 0 | 994.6018 | 0.0035638 | 995.0348 | 0.0095845 | 995.0348 | 0.00026357 | 979.1605 | 0 | 995.0348 | 0.00023315 | 994.6018 | 0.00347 | 988.6191 | 0 | 996.8605 | 0.00364 | 990.0453 | 0
|  |  | 979.3976 | 0 | 979.4 | 0 | 995.2784 | 0 | 979.3976 | 0 | 995.2784 | -0.0015964 |  |  | 995.2784 | 0 | 995.2784 | 0 | 994.8447 | -0.0014862 | 995.2784 | 0 | 995.2784 | 0.00013819 | 979.3976 | 0 | 995.2784 | -0.00027159 | 994.8447 | -0.00513 | 988.8614 | 0 | 997.1069 | -0.00288 | 990.2881 | 0
|  |  | 979.6346 | 0 | 979.63 | 0 | 995.522 | 0.0053055 | 979.6346 | 0 | 995.522 | 0.0049098 |  |  | 995.522 | 0.0030194 | 995.522 | 0 | 995.0876 | 0.002271 | 995.522 | 0.0029325 | 995.522 | 0.00072997 | 979.6346 | 0 | 995.522 | 0.00035149 | 995.0875 | 0.00343 | 989.1037 | 0 | 997.3534 | 0.00355 | 990.5309 | 0
|  |  | 979.8718 | 0 | 979.87 | 0 | 995.7657 | 0 | 979.8718 | 0 | 995.7657 | -0.0087085 |  |  | 995.7656 | 0 | 995.7657 | 0 | 995.3304 | -0.0016803 | 995.7657 | 0 | 995.7656 | -0.00019085 | 979.8718 | 0 | 995.7656 | -0.00056595 | 995.3304 | -0.00669 | 989.3459 | 0 | 997.5999 | -0.00272 | 990.7737 | 0
|  |  | 980.1088 | 0 | 980.11 | 0 | 996.0093 | 0.0026499 | 980.1088 | 0 | 996.0093 | -0.00096899 |  |  | 996.0093 | 0.0022842 | 996.0093 | 0 | 995.5733 | 0.0013419 | 996.0093 | 0.0057071 | 996.0093 | 0.00057221 | 980.1088 | 0 | 996.0093 | 0.00039777 | 995.5733 | 0.00279 | 989.5883 | 0 | 997.8464 | 0.00411 | 991.0165 | 0
|  |  | 980.346 | 0 | 980.35 | 0 | 996.2529 | 0 | 980.3459 | 0 | 996.2529 | -0.0096355 |  |  | 996.2529 | 0 | 996.2529 | 0 | 995.8162 | -0.0074422 | 996.2529 | 0 | 996.2529 | -0.00053051 | 980.3459 | 0 | 996.2529 | -0.00063001 | 995.8162 | -0.00643 | 989.8306 | 0 | 998.0928 | -0.00275 | 991.2593 | 0
|  |  | 980.5831 | 0 | 980.58 | 0 | 996.4966 | 0.0057901 | 980.5831 | 0 | 996.4966 | 0.0090261 |  |  | 996.4966 | 0.005775 | 996.4966 | 0 | 996.0591 | 0.0029657 | 996.4966 | 0.0068937 | 996.4966 | 0.00032247 | 980.5831 | 0 | 996.4966 | 0.00028591 | 996.0591 | 0.00477 | 990.0729 | 0 | 998.3394 | 0.00362 | 991.5021 | 0
|  |  | 980.8202 | 0 | 980.82 | 0 | 996.7402 | 0 | 980.8202 | 0 | 996.7402 | -0.0086683 |  |  | 996.7402 | 0 | 996.7402 | 0 | 996.302 | -0.0065182 | 996.7402 | 0 | 996.7402 | -4.1446e-08 | 980.8202 | 0 | 996.7402 | -0.00062261 | 996.302 | -0.00699 | 990.3152 | 0 | 998.5859 | -0.00283 | 991.7449 | 0
|  |  | 981.0573 | 0 | 981.06 | 0 | 996.9839 | 0.0057439 | 981.0573 | 0 | 996.9839 | -8.2529e-05 |  |  | 996.9839 | 0.0030137 | 996.9839 | 0 | 996.5449 | 0.0045379 | 996.9839 | 0.0035176 | 996.9839 | 0.00048418 | 981.0573 | 0 | 996.9839 | 0.00045013 | 996.5449 | -0.00044318 | 990.5576 | 0 | 998.8324 | 0.00384 | 991.9878 | 0
|  |  | 981.2944 | 0 | 981.29 | 0 | 997.2276 | 0 | 981.2944 | 0 | 997.2276 | -0.0069473 |  |  | 997.2276 | 0 | 997.2276 | 0 | 996.7878 | 7.7137e-05 | 997.2276 | 0 | 997.2276 | -7.4089e-05 | 981.2944 | 0 | 997.2276 | -0.00044587 | 996.7878 | -0.00189 | 990.7999 | 0 | 999.0789 | -0.00283 | 992.2307 | 0
|  |  | 981.5316 | 0 | 981.53 | 0 | 997.4713 | 0.0031974 | 981.5316 | 0 | 997.4713 | 0.0051955 |  |  | 997.4713 | 0.0010875 | 997.4713 | 0 | 997.0307 | 0.00064187 | 997.4713 | 0.0064787 | 997.4713 | 0.00048031 | 981.5316 | 0 | 997.4713 | 0.00035235 | 997.0307 | 0.00555 | 991.0423 | 0 | 999.3254 | 0.00415 | 992.4735 | 0
|  |  | 981.7687 | 0 | 981.77 | 0 | 997.7149 | 0 | 981.7687 | 0 | 997.7149 | -0.010259 |  |  | 997.715 | 0 | 997.7149 | 0 | 997.2736 | -0.0099879 | 997.7149 | 0 | 997.715 | 1.1009e-05 | 981.7687 | 0 | 997.715 | -0.00046464 | 997.2736 | -0.00629 | 991.2847 | 0 | 999.572 | -0.00301 | 992.7164 | 0
|  |  | 982.0058 | 0 | 982.01 | 0 | 997.9586 | 0.003757 | 982.0058 | 0 | 997.9586 | 0.004974 |  |  | 997.9586 | 0.0038698 | 997.9586 | 0 | 997.5165 | 0.0060959 | 997.9586 | 0.0020974 | 997.9586 | 0.00012963 | 982.0058 | 0 | 997.9586 | 0.00051894 | 997.5166 | 0.00658 | 991.527 | 0 | 999.8185 | 0.00447 | 992.9592 | 0
|  |  | 982.243 | 0 | 982.24 | 0 | 998.2023 | 0 | 982.243 | 0 | 998.2023 | -0.0068786 |  |  | 998.2023 | 0 | 998.2023 | 0 | 997.7595 | -0.0036774 | 998.2023 | 0 | 998.2023 | -0.00016267 | 982.243 | 0 | 998.2023 | -0.00044808 | 997.7595 | -0.00427 | 991.7695 | 0 | 1000.0651 | -0.0032 | 993.2021 | 0
|  |  | 982.4801 | 0 | 982.48 | 0 | 998.446 | 0.0036855 | 982.4801 | 0 | 998.446 | 0.005487 |  |  | 998.446 | 0.0021237 | 998.446 | 0 | 998.0024 | 0.0079144 | 998.446 | 0.005556 | 998.446 | 0.00077081 | 982.4801 | 0 | 998.446 | 0.00025778 | 998.0024 | 0.00741 | 992.0118 | 0 | 1000.3116 | 0 | 993.445 | 0
|  |  | 982.7173 | 0 | 982.72 | 0 | 998.6897 | 0 | 982.7173 | 0 | 998.6897 | -0.0059294 |  |  | 998.6898 | 0 | 998.6897 | 0 | 998.2453 | -0.0023208 | 998.6897 | 0 | 998.6898 | 0.00027345 | 982.7173 | 0 | 998.6898 | -0.00041325 | 998.2453 | -0.01015 | 992.2543 | 0 | 1000.5582 | 0 | 993.6879 | 0
|  |  | 982.9545 | 0 | 982.95 | 0 | 998.9334 | 0.0055328 | 982.9545 | 0 | 998.9334 | 0.0027759 |  |  | 998.9335 | 0.004605 | 998.9334 | 0 | 998.4883 | 0.010124 | 998.9334 | 0.0084964 | 998.9335 | 0.00021509 | 982.9545 | 0 | 998.9335 | 0.00029864 | 998.4883 | 0.00308 | 992.4967 | 0 | 1000.8048 | 0 | 993.9308 | 0
|  |  | 983.1916 | 0 | 983.19 | 0 | 999.1772 | 0 | 983.1916 | 0 | 999.1772 | -0.0095464 |  |  | 999.1772 | 0 | 999.1772 | 0 | 998.7312 | -0.0089652 | 999.1772 | 0 | 999.1772 | -0.00023871 | 983.1916 | 0 | 999.1772 | -0.00028317 | 998.7312 | -0.0058 | 992.7391 | 0 | 1001.0514 | 0 | 994.1737 | 0
|  |  | 983.4288 | 0 | 983.43 | 0 | 999.4209 | 0.0068416 | 983.4288 | 0 | 999.4209 | 0.0068253 |  |  | 999.4209 | 0.0016822 | 999.4209 | 0 | 998.9742 | -0.0025147 | 999.4209 | 0.0082904 | 999.4209 | 0.0005788 | 983.4288 | 0 | 999.4209 | 0.0002168 | 998.9742 | 0.00579 | 992.9816 | 0 | 1001.298 | 0 | 994.4166 | 0
|  |  | 983.6659 | 0 | 983.67 | 0 | 999.6646 | 0 | 983.666 | 0 | 999.6646 | -0.0072577 |  |  | 999.6646 | 0 | 999.6646 | 0 | 999.2171 | -0.012648 | 999.6646 | 0 | 999.6646 | -0.00025939 | 983.666 | 0 | 999.6646 | -0.00053265 | 999.2171 | -0.00596 | 993.224 | 0 | 1001.5446 | 0 | 994.6596 | 0
|  |  | 983.9031 | 0 | 983.9 | 0 | 999.9084 | 0.0041079 | 983.9031 | 0 | 999.9084 | 0.0042107 |  |  | 999.9084 | 0.003611 | 999.9084 | 0 | 999.4601 | 0.0087743 | 999.9084 | 0.0050795 | 999.9084 | 0.00048579 | 983.9031 | 0 | 999.9084 | 0.0002001 | 999.4601 | 0.00234 | 993.4664 | 0 | 1001.7912 | 0 | 994.9025 | 0
|  |  | 984.1403 | 0 | 984.14 | 0 | 1000.1521 | 0 | 984.1403 | 0 | 1000.1521 | -0.016038 |  |  | 1000.1521 | 0 | 1000.1521 | 0 | 999.703 | -0.0063823 | 1000.1521 | 0 | 1000.1521 | -0.00012392 | 984.1403 | 0 | 1000.1521 | -0.00052484 | 999.703 | -0.00676 | 993.7089 | 0 | 1002.0378 | 0 | 995.1454 | 0
|  |  | 984.3776 | 0 | 984.38 | 0 | 1000.3959 | 0.0035499 | 984.3776 | 0 | 1000.3959 | 0.0037723 |  |  | 1000.3959 | 0.0032254 | 1000.3958 | 0 | 999.946 | 0.004984 | 1000.3959 | 0.0047194 | 1000.3959 | 0.00025556 | 984.3776 | 0 | 1000.3959 | 0.00027676 | 999.946 | 0.00519 | 993.9514 | 0 | 1002.2845 | 0 | 995.3884 | 0
|  |  | 984.6147 | 0 | 984.61 | 0 | 1000.6396 | 0 | 984.6147 | 0 | 1000.6396 | -0.0093407 |  |  | 1000.6396 | 0 | 1000.6396 | 0 | 1000.189 | -0.0093564 | 1000.6396 | 0 | 1000.6396 | 0.00038186 | 984.6147 | 0 | 1000.6396 | -0.00059182 | 1000.189 | -0.00423 | 994.1938 | 0 | 1002.5311 | 0 | 995.6314 | 0
|  |  | 984.8519 | 0 | 984.85 | 0 | 1000.8834 | 0.0077198 | 984.8519 | 0 | 1000.8834 | 0.0047616 |  |  | 1000.8834 | 0.0029933 | 1000.8834 | 0 | 1000.432 | -0.0035808 | 1000.8834 | 0.00048974 | 1000.8834 | 0.00073684 | 984.8519 | 0 | 1000.8834 | 0.00020872 | 1000.432 | 0.00161 | 994.4363 | 0 | 1002.7778 | 0 | 995.8743 | 0
|  |  | 985.0892 | 0 | 985.09 | 0 | 1001.1271 | 0 | 985.0892 | 0 | 1001.1271 | -0.0094304 |  |  | 1001.1271 | 0 | 1001.1271 | 0 | 1000.6749 | -0.0069832 | 1001.1271 | 0 | 1001.1271 | 0.00043712 | 985.0892 | 0 | 1001.1271 | -0.00048073 | 1000.6749 | -0.00493 | 994.6788 | 0 | 1003.0244 | 0 | 996.1173 | 0
|  |  | 985.3264 | 0 | 985.33 | 0 | 1001.3709 | 0.0068866 | 985.3264 | 0 | 1001.3709 | -0.00093395 |  |  | 1001.3709 | 0.0022514 | 1001.3709 | 0 | 1000.9179 | 0.010532 | 1001.3709 | 0.0057993 | 1001.3709 | 0.00096401 | 985.3264 | 0 | 1001.3709 | 0.00024761 | 1000.9179 | 0.00657 | 994.9213 | 0 | 1003.2711 | 0 | 996.3604 | 0
|  |  | 985.5636 | 0 | 985.56 | 0 | 1001.6147 | 0 | 985.5636 | 0 | 1001.6147 | -0.0053451 |  |  | 1001.6147 | 0 | 1001.6147 | 0 | 1001.1609 | -0.006029 | 1001.6147 | 0 | 1001.6147 | -5.9433e-05 | 985.5636 | 0 | 1001.6147 | -0.00038612 | 1001.1609 | -0.00342 | 995.1639 | 0 | 1003.5178 | 0 | 996.6033 | 0
|  |  | 985.8008 | 0 | 985.8 | 0 | 1001.8585 | 0.0030836 | 985.8008 | 0 | 1001.8585 | 0.0031475 |  |  | 1001.8585 | 0.00036913 | 1001.8585 | 0 | 1001.4039 | 0.012793 | 1001.8585 | 0.0033629 | 1001.8585 | 0.0011151 | 985.8008 | 0 | 1001.8585 | 0.0002805 | 1001.4039 | 0.00327 | 995.4064 | 0 | 1003.7645 | 0 | 996.8463 | 0
|  |  | 986.0381 | 0 | 986.04 | 0 | 1002.1023 | 0 | 986.0381 | 0 | 1002.1023 | -0.0030398 |  |  | 1002.1023 | 0 | 1002.1023 | 0 | 1001.6469 | 0.0041308 | 1002.1023 | 0 | 1002.1023 | -9.5178e-05 | 986.0381 | 0 | 1002.1023 | -0.00038145 | 1001.6469 | -0.00446 | 995.6489 | 0 | 1004.0111 | 0 | 997.0894 | 0
|  |  | 986.2753 | 0 | 986.28 | 0 | 1002.3461 | 0.0090161 | 986.2753 | 0 | 1002.3461 | 0.016481 |  |  | 1002.3461 | 0.0085062 | 1002.3461 | 0 | 1001.8899 | 0.0065051 | 1002.3461 | 0.011051 | 1002.3461 | 6.3605e-05 | 986.2753 | 0 | 1002.3461 | 0.00064303 | 1001.8899 | 0.00497 | 995.8915 | 0 | 1004.2578 | 0 | 997.3323 | 0
|  |  | 986.5126 | 0 | 986.51 | 0 | 1002.5899 | 0 | 986.5126 | 0 | 1002.5899 | -0.010657 |  |  | 1002.5898 | 0 | 1002.5899 | 0 | 1002.1329 | -0.0050281 | 1002.5899 | 0 | 1002.5898 | 0.00038489 | 986.5126 | 0 | 1002.5898 | -0.00049562 | 1002.1329 | -0.00675 | 996.134 | 0 | 1004.5045 | 0 | 997.5754 | 0
|  |  | 986.7498 | 0 | 986.75 | 0 | 1002.8337 | 0.0039854 | 986.7498 | 0 | 1002.8337 | 0.00077803 |  |  | 1002.8337 | 0.0020234 | 1002.8337 | 0 | 1002.3759 | 0.0023586 | 1002.8337 | 0.0046095 | 1002.8337 | 0.00089904 | 986.7498 | 0 | 1002.8337 | 0.0003157 | 1002.3759 | 0.00111 | 996.3766 | 0 | 1004.7513 | 0 | 997.8184 | 0
|  |  | 986.9871 | 0 | 986.99 | 0 | 1003.0775 | 0 | 986.9871 | 0 | 1003.0775 | -0.013211 |  |  | 1003.0775 | 0 | 1003.0775 | 0 | 1002.619 | -0.0033964 | 1003.0775 | 0 | 1003.0775 | 6.0603e-05 | 986.9871 | 0 | 1003.0775 | -0.00034507 | 1002.619 | -0.0012 | 996.6191 | 0 | 1004.998 | 0 | 998.0615 | 0
|  |  | 987.2244 | 0 | 987.22 | 0 | 1003.3213 | 0.0013994 | 987.2244 | 0 | 1003.3213 | -0.002728 |  |  | 1003.3214 | 0.0025924 | 1003.3213 | 0 | 1002.862 | 0.0058899 | 1003.3213 | 0.0025017 | 1003.3214 | 0.0010746 | 987.2244 | 0 | 1003.3214 | 0.00032149 | 1002.862 | 0.0035 | 996.8617 | 0 | 1005.2447 | 0 | 998.3045 | 0
|  |  | 987.4616 | 0 | 987.46 | 0 | 1003.5652 | 0 | 987.4616 | 0 | 1003.5652 | -0.014544 |  |  | 1003.5651 | 0 | 1003.5652 | 0 | 1003.105 | -0.014839 | 1003.5652 | 0 | 1003.5651 | 0.00074187 | 987.4616 | 0 | 1003.5651 | -0.00050549 | 1003.105 | -0.00828 | 997.1043 | 0 | 1005.4915 | 0 | 998.5476 | 0
|  |  | 987.6989 | 0 | 987.7 | 0 | 1003.809 | 0.00992 | 987.6989 | 0 | 1003.809 | 0.0081043 |  |  | 1003.809 | 0.005674 | 1003.809 | 0 | 1003.3481 | 0.01313 | 1003.809 | 0.011196 | 1003.809 | 0.0010694 | 987.6989 | 0 | 1003.809 | 0.00031108 | 1003.348 | 0.00613 | 997.3469 | 0 | 1005.7382 | 0 | 998.7906 | 0
|  |  | 987.9362 | 0 | 987.94 | 0 | 1004.0528 | 0 | 987.9362 | 0 | 1004.0528 | -0.012841 |  |  | 1004.0529 | 0 | 1004.0528 | 0 | 1003.5911 | -0.014862 | 1004.0528 | 0 | 1004.0529 | -0.00035112 | 987.9362 | 0 | 1004.0529 | -0.00062422 | 1003.5911 | -0.00906 | 997.5895 | 0 | 1005.985 | 0 | 999.0338 | 0
|  |  | 988.1735 | 0 | 988.17 | 0 | 1004.2967 | 0.0031713 | 988.1735 | 0 | 1004.2967 | -0.00019137 |  |  | 1004.2967 | 0.00094061 | 1004.2967 | 0 | 1003.8341 | -0.0050728 | 1004.2967 | 0.00032349 | 1004.2967 | 0.0010427 | 988.1735 | 0 | 1004.2967 | 0.00016683 | 1003.8341 | 0.0081 | 997.8322 | 0 | 1006.2318 | 0 | 999.2768 | 0
|  |  | 988.4108 | 0 | 988.41 | 0 | 1004.5405 | 0 | 988.4108 | 0 | 1004.5405 | -0.0076681 |  |  | 1004.5405 | 0 | 1004.5405 | 0 | 1004.0772 | -0.0010954 | 1004.5405 | 0 | 1004.5405 | -9.6488e-05 | 988.4108 | 0 | 1004.5405 | -0.00041851 | 1004.0772 | -0.00681 | 998.0748 | 0 | 1006.4785 | 0 | 999.5199 | 0
|  |  | 988.6481 | 0 | 988.65 | 0 | 1004.7844 | 0 | 988.6481 | 0 | 1004.7844 | -0.015957 |  |  | 1004.7844 | 0 | 1004.7844 | 0 | 1004.3202 | -0.0063436 | 1004.7844 | 0 | 1004.7844 | 0.00016446 | 988.6481 | 0 | 1004.7844 | -0.00054447 | 1004.3202 | -0.00885 | 998.3174 | 0 | 1006.7253 | 0 | 999.763 | 0
|  |  | 988.8854 | 0 | 988.89 | 0 | 1005.0283 | 0.011015 | 988.8854 | 0 | 1005.0283 | 0.0073144 |  |  | 1005.0283 | 0.0053751 | 1005.0282 | 0 | 1004.5633 | 0.0026234 | 1005.0283 | 0.0047364 | 1005.0283 | 0.00025353 | 988.8854 | 0 | 1005.0283 | 0.00025249 | 1004.5633 | 0.00554 | 998.5601 | 0 | 1006.9721 | 0 | 1000.0061 | 0
|  |  | 989.1227 | 0 | 989.12 | 0 | 1005.2721 | 0 | 989.1227 | 0 | 1005.2721 | -0.0090317 |  |  | 1005.2721 | 0 | 1005.2721 | 0 | 1004.8063 | -0.004361 | 1005.2721 | 0 | 1005.2721 | 1.8027e-05 | 989.1227 | 0 | 1005.2721 | -0.00041762 | 1004.8063 | -0.00373 | 998.8027 | 0 | 1007.2189 | 0 | 1000.2492 | 0
|  |  | 989.36 | 0 | 989.36 | 0 | 1005.516 | 0.0055058 | 989.36 | 0 | 1005.516 | 0.003183 |  |  | 1005.516 | 0.0045721 | 1005.516 | 0 | 1005.0494 | 0.0054414 | 1005.516 | 0.0075604 | 1005.516 | 0.00060165 | 989.36 | 0 | 1005.516 | 0.00027582 | 1005.0494 | 0.00744 | 999.0453 | 0 | 1007.4657 | 0 | 1000.4924 | 0
|  |  | 989.5973 | 0 | 989.6 | 0 | 1005.7599 | 0 | 989.5973 | 0 | 1005.7599 | -0.015924 |  |  | 1005.7599 | 0 | 1005.7599 | 0 | 1005.2925 | -0.0020816 | 1005.7599 | 0 | 1005.7599 | -0.00015573 | 989.5973 | 0 | 1005.7599 | -0.00040878 | 1005.2925 | -0.00762 | 999.288 | 0 | 1007.7125 | 0 | 1000.7355 | 0
|  |  | 989.8347 | 0 | 989.83 | 0 | 1006.0038 | 0.0030125 | 989.8347 | 0 | 1006.0038 | 0.00379 |  |  | 1006.0038 | 0.0034182 | 1006.0038 | 0 | 1005.5356 | 0.0086141 | 1006.0038 | 0.0036203 | 1006.0038 | 0.00062259 | 989.8347 | 0 | 1006.0038 | 0.00023311 | 1005.5356 | 0.00277 | 999.5307 | 0 | 1007.9593 | 0 | 1000.9786 | 0
|  |  | 990.072 | 0 | 990.07 | 0 | 1006.2477 | 0 | 990.072 | 0 | 1006.2477 | -0.016261 |  |  | 1006.2477 | 0 | 1006.2477 | 0 | 1005.7786 | -0.014674 | 1006.2477 | 0 | 1006.2477 | -2.8839e-05 | 990.072 | 0 | 1006.2477 | -0.00048122 | 1005.7786 | -0.00751 | 999.7734 | 0 | 1008.2062 | 0 | 1001.2218 | 0
|  |  | 990.3093 | 0 | 990.31 | 0 | 1006.4916 | 0.012475 | 990.3093 | 0 | 1006.4916 | -0.00018082 |  |  | 1006.4916 | 0.0025472 | 1006.4916 | 0 | 1006.0217 | 0.0034629 | 1006.4916 | 0 | 1006.4916 | 0.00025197 | 990.3093 | 0 | 1006.4916 | 0.0002452 | 1006.0217 | 0.00711 | 1000.0161 | 0 | 1008.453 | 0 | 1001.465 | 0
|  |  | 990.5466 | 0 | 990.55 | 0 | 1006.7355 | 0 | 990.5466 | 0 | 1006.7355 | -0.0097296 |  |  | 1006.7355 | 0 | 1006.7355 | 0 | 1006.2648 | -0.0090499 | 1006.7355 | 0 | 1006.7355 | 0.00018915 | 990.5466 | 0 | 1006.7355 | -0.00050363 | 1006.2648 | -0.00214 | 1000.2588 | 0 | 1008.6999 | 0 | 1001.7081 | 0
|  |  | 990.784 | 0 | 990.78 | 0 | 1006.9794 | 0.0046077 | 990.784 | 0 | 1006.9794 | 0.005202 |  |  | 1006.9794 | 0.0012936 | 1006.9794 | 0 | 1006.5079 | -0.0044789 | 1006.9794 | 0.0027561 | 1006.9794 | 0.00084904 | 990.784 | 0 | 1006.9794 | 0.0004751 | 1006.5079 | 0.00702 | 1000.5015 | 0 | 1008.9467 | 0 | 1001.9513 | 0
|  |  | 991.0214 | 0 | 991.02 | 0 | 1007.2233 | 0 | 991.0214 | 0 | 1007.2233 | -0.010964 |  |  | 1007.2233 | 0 | 1007.2233 | 0 | 1006.751 | -0.0083013 | 1007.2233 | 0 | 1007.2233 | -0.00045446 | 991.0214 | 0 | 1007.2233 | -0.00046161 | 1006.751 | -0.00848 | 1000.7442 | 0 | 1009.1936 | 0 | 1002.1945 | 0
|  |  | 991.2587 | 0 | 991.26 | 0 | 1007.4672 | 0.0042011 | 991.2587 | 0 | 1007.4672 | -0.0014744 |  |  | 1007.4672 | 0.00057738 | 1007.4672 | 0 | 1006.9941 | 0.013061 | 1007.4672 | 0.011122 | 1007.4672 | 0.0010739 | 991.2587 | 0 | 1007.4672 | 0.00010486 | 1006.9941 | 0.0081 | 1000.9869 | 0 | 1009.4405 | 0 | 1002.4377 | 0
|  |  | 991.4961 | 0 | 991.5 | 0 | 1007.7112 | 0 | 991.4961 | 0 | 1007.7112 | -0.014387 |  |  | 1007.7112 | 0 | 1007.7112 | 0 | 1007.2372 | -0.0017725 | 1007.7112 | 0 | 1007.7112 | -0.00018518 | 991.4961 | 0 | 1007.7112 | -0.00048132 | 1007.2372 | -0.00456 | 1001.2297 | 0 | 1009.6874 | 0 | 1002.6808 | 0
|  |  | 991.7335 | 0 | 991.73 | 0 | 1007.9551 | 0.0044534 | 991.7335 | 0 | 1007.9551 | 0.0019232 |  |  | 1007.9551 | 0.006627 | 1007.9551 | 0 | 1007.4803 | 0.0077237 | 1007.9551 | 0.0065448 | 1007.9551 | 0.00049278 | 991.7335 | 0 | 1007.9551 | 0.00047517 | 1007.4803 | 0.00752 | 1001.4724 | 0 | 1009.9343 | 0 | 1002.9241 | 0
|  |  | 991.9708 | 0 | 991.97 | 0 | 1008.1991 | 0 | 991.9708 | 0 | 1008.1991 | -0.017491 |  |  | 1008.199 | 0 | 1008.1991 | 0 | 1007.7234 | -0.0051767 | 1008.1991 | 0 | 1008.199 | 0.0004877 | 991.9708 | 0 | 1008.199 | -0.00052445 | 1007.7234 | -0.00823 | 1001.7152 | 0 | 1010.1812 | 0 | 1003.1673 | 0
|  |  | 992.2082 | 0 | 992.21 | 0 | 1008.443 | 0.0045534 | 992.2082 | 0 | 1008.443 | 0.0032434 |  |  | 1008.443 | 0.0042847 | 1008.443 | 0 | 1007.9666 | -0.0034229 | 1008.443 | 0.011814 | 1008.443 | 0.00051679 | 992.2082 | 0 | 1008.443 | 0.00018512 | 1007.9666 | 0.00852 | 1001.9579 | 0 | 1010.4281 | 0 | 1003.4105 | 0
|  |  | 992.4456 | 0 | 992.45 | 0 | 1008.687 | 0 | 992.4456 | 0 | 1008.687 | -0.011663 |  |  | 1008.687 | 0 | 1008.687 | 0 | 1008.2097 | -0.0033152 | 1008.687 | 0 | 1008.687 | 0.00042536 | 992.4456 | 0 | 1008.687 | -0.0004462 | 1008.2097 | -0.0073 | 1002.2007 | 0 | 1010.675 | 0 | 1003.6537 | 0
|  |  | 992.683 | 0 | 992.68 | 0 | 1008.9309 | 0.0063573 | 992.683 | 0 | 1008.9309 | -0.0049952 |  |  | 1008.9309 | 0.0034122 | 1008.9309 | 0 | 1008.4528 | -0.0033347 | 1008.9309 | 0 | 1008.9309 | 0.00055862 | 992.683 | 0 | 1008.9309 | 0.00029877 | 1008.4528 | 0.0057 | 1002.4435 | 0 | 1010.9219 | 0 | 1003.897 | 0
|  |  | 992.9204 | 0 | 992.92 | 0 | 1009.1749 | 0 | 992.9204 | 0 | 1009.1749 | -0.0049258 |  |  | 1009.1749 | 0 | 1009.1749 | 0 | 1008.6959 | -0.0066888 | 1009.1749 | 0 | 1009.1749 | -0.00051692 | 992.9204 | 0 | 1009.1749 | -0.0003216 | 1008.696 | -0.00604 | 1002.6863 | 0 | 1011.1689 | 0 | 1004.1402 | 0
|  |  | 993.1578 | 0 | 993.16 | 0 | 1009.4189 | 0.0069357 | 993.1578 | 0 | 1009.4189 | 0.017458 |  |  | 1009.4189 | 0.0071527 | 1009.4189 | 0 | 1008.9391 | 0.0027293 | 1009.4189 | 0.0090262 | 1009.4189 | 0.00082413 | 993.1578 | 0 | 1009.4189 | 0.00046169 | 1008.9391 | 0.01011 | 1002.9291 | 0 | 1011.4158 | 0 | 1004.3835 | 0
|  |  | 993.3952 | 0 | 993.4 | 0 | 1009.6628 | 0 | 993.3952 | 0 | 1009.6628 | -0.0085228 |  |  | 1009.6628 | 0 | 1009.6628 | 0 | 1009.1822 | -0.015365 | 1009.6628 | 0 | 1009.6628 | 0.00047965 | 993.3952 | 0 | 1009.6628 | -0.00036612 | 1009.1822 | -0.01099 | 1003.1719 | 0 | 1011.6628 | 0 | 1004.6267 | 0
|  |  | 993.6326 | 0 | 993.63 | 0 | 1009.9068 | 0 | 993.6326 | 0 | 1009.9068 | -0.0017288 |  |  | 1009.9068 | 0 | 1009.9068 | 0 | 1009.4254 | -0.0047208 | 1009.9068 | 0.008492 | 1009.9068 | 0.00057146 | 993.6326 | 0 | 1009.9068 | 0.00028234 | 1009.4254 | 0.0041 | 1003.4147 | 0 | 1011.9097 | 0 | 1004.87 | 0
|  |  | 993.8701 | 0 | 993.87 | 0 | 1010.1508 | 0 | 993.8701 | 0 | 1010.1508 | -0.018876 |  |  | 1010.1508 | 0 | 1010.1508 | 0 | 1009.6685 | -0.0058337 | 1010.1508 | 0 | 1010.1508 | 0.00038543 | 993.8701 | 0 | 1010.1508 | -0.00048892 | 1009.6685 | -0.00771 | 1003.6576 | 0 | 1012.1567 | 0 | 1005.1133 | 0
|  |  | 994.1075 | 0 | 994.11 | 0 | 1010.3948 | 0.004409 | 994.1075 | 0 | 1010.3948 | -0.0012298 |  |  | 1010.3948 | 0.0041413 | 1010.3948 | 0 | 1009.9117 | 0.010948 | 1010.3948 | 0.0046373 | 1010.3948 | 0.00024022 | 994.1075 | 0 | 1010.3948 | 0.00032421 | 1009.9117 | 0.00789 | 1003.9005 | 0 | 1012.4037 | 0 | 1005.3566 | 0
|  |  | 994.3449 | 0 | 994.34 | 0 | 1010.6388 | 0 | 994.3449 | 0 | 1010.6388 | -0.018951 |  |  | 1010.6388 | 0 | 1010.6388 | 0 | 1010.1548 | -0.01759 | 1010.6388 | 0 | 1010.6388 | -5.5188e-05 | 994.3449 | 0 | 1010.6388 | -0.00055251 | 1010.1549 | -0.00423 | 1004.1433 | 0 | 1012.6506 | 0 | 1005.5999 | 0
|  |  | 994.5823 | 0 | 994.58 | 0 | 1010.8828 | 0.0051379 | 994.5823 | 0 | 1010.8828 | 0.0095537 |  |  | 1010.8828 | 0.0044623 | 1010.8828 | 0 | 1010.398 | 0.0091559 | 1010.8828 | 0.0081333 | 1010.8828 | 0.00047439 | 994.5823 | 0 | 1010.8828 | 0.00025944 | 1010.398 | 0.01002 | 1004.3862 | 0 | 1012.8976 | 0 | 1005.8432 | 0
|  |  | 994.8198 | 0 | 994.82 | 0 | 1011.1268 | 0 | 994.8198 | 0 | 1011.1268 | -0.017335 |  |  | 1011.1268 | 0 | 1011.1268 | 0 | 1010.6412 | -0.016513 | 1011.1268 | 0 | 1011.1268 | -5.2725e-05 | 994.8198 | 0 | 1011.1268 | -0.00042459 | 1010.6412 | -0.00438 | 1004.629 | 0 | 1013.1446 | 0 | 1006.0865 | 0
|  |  | 995.0572 | 0 | 995.06 | 0 | 1011.3709 | 0 | 995.0573 | 0 | 1011.3709 | 0.0064791 |  |  | 1011.3709 | 0.0035942 | 1011.3709 | 0 | 1010.8844 | 0.0090954 | 1011.3709 | 0.0065754 | 1011.3709 | 0.00080402 | 995.0573 | 0 | 1011.3709 | 0.00032774 | 1010.8844 | 0.00616 | 1004.8719 | 0 | 1013.3917 | 0 | 1006.3298 | 0
|  |  | 995.2947 | 0 | 995.29 | 0 | 1011.6149 | 0 | 995.2947 | 0 | 1011.6149 | -0.0023765 |  |  | 1011.6149 | 0 | 1011.6149 | 0 | 1011.1275 | -0.010841 | 1011.6149 | 0 | 1011.6149 | -0.0003042 | 995.2947 | 0 | 1011.6149 | -0.00027979 | 1011.1275 | -0.00688 | 1005.1147 | 0 | 1013.6387 | 0 | 1006.5731 | 0
|  |  | 995.5322 | 0 | 995.53 | 0 | 1011.8589 | 0.0070696 | 995.5322 | 0 | 1011.8589 | 0.012484 |  |  | 1011.8589 | 0.005526 | 1011.8589 | 0 | 1011.3707 | 0.017568 | 1011.8589 | 0.0069864 | 1011.8589 | 0.00048277 | 995.5322 | 0 | 1011.859 | 0.00031895 | 1011.3707 | 0.00728 | 1005.3577 | 0 | 1013.8857 | 0 | 1006.8165 | 0
|  |  | 995.7696 | 0 | 995.77 | 0 | 1012.103 | 0 | 995.7696 | 0 | 1012.103 | -0.027703 |  |  | 1012.103 | 0 | 1012.103 | 0 | 1011.6139 | -0.011524 | 1012.103 | 0 | 1012.103 | -8.5019e-05 | 995.7696 | 0 | 1012.103 | -0.00041551 | 1011.6139 | -0.00797 | 1005.6006 | 0 | 1014.1327 | 0 | 1007.0598 | 0
|  |  | 996.0071 | 0 | 996.01 | 0 | 1012.347 | 0.0024477 | 996.0071 | 0 | 1012.347 | 0.011787 |  |  | 1012.347 | 0.0083963 | 1012.347 | 0 | 1011.8571 | 0.008667 | 1012.347 | 0.012186 | 1012.347 | 0.00054787 | 996.0071 | 0 | 1012.347 | 0.00027401 | 1011.8571 | 0.00735 | 1005.8435 | 0 | 1014.3798 | 0 | 1007.3032 | 0
|  |  | 996.2446 | 0 | 996.24 | 0 | 1012.5911 | 0 | 996.2446 | 0 | 1012.5911 | -0.0062214 |  |  | 1012.5911 | 0 | 1012.5911 | 0 | 1012.1003 | -0.016802 | 1012.5911 | 0 | 1012.5911 | -0.00032297 | 996.2446 | 0 | 1012.5911 | -0.00030128 | 1012.1003 | -0.0084 | 1006.0864 | 0 | 1014.6268 | 0 | 1007.5465 | 0
|  |  | 996.4821 | 0 | 996.48 | 0 | 1012.8351 | 0.006778 | 996.4821 | 0 | 1012.8351 | 0.013094 |  |  | 1012.8351 | 0.0066447 | 1012.8351 | 0 | 1012.3435 | 0.0054731 | 1012.8351 | 0.00434 | 1012.8351 | 0.00059942 | 996.4821 | 0 | 1012.8351 | 0.00028922 | 1012.3435 | 0.00677 | 1006.3293 | 0 | 1014.8739 | 0 | 1007.7899 | 0
|  |  | 996.7195 | 0 | 996.72 | 0 | 1013.0792 | 0 | 996.7195 | 0 | 1013.0792 | -0.015555 |  |  | 1013.0792 | 0 | 1013.0792 | 0 | 1012.5867 | -0.0092528 | 1013.0792 | 0 | 1013.0792 | -0.00017729 | 996.7195 | 0 | 1013.0792 | -0.00056871 | 1012.5867 | -0.00468 | 1006.5723 | 0 | 1015.121 | 0 | 1008.0333 | 0
|  |  | 996.957 | 0 | 996.96 | 0 | 1013.3232 | 0.0079658 | 996.957 | 0 | 1013.3232 | 0.0030482 |  |  | 1013.3232 | 0.0057176 | 1013.3233 | 0 | 1012.8299 | 0.0036725 | 1013.3232 | 0.0066816 | 1013.3232 | 0.0001596 | 996.957 | 0 | 1013.3232 | 0.00038485 | 1012.8299 | 0.00579 | 1006.8152 | 0 | 1015.368 | 0 | 1008.2767 | 0
|  |  | 997.1945 | 0 | 997.19 | 0 | 1013.5673 | 0 | 997.1945 | 0 | 1013.5673 | -0.021104 |  |  | 1013.5673 | 0 | 1013.5673 | 0 | 1013.0731 | -0.0076793 | 1013.5673 | 0 | 1013.5673 | 0.00026716 | 997.1945 | 0 | 1013.5673 | -0.00065003 | 1013.0731 | -0.01136 | 1007.0582 | 0 | 1015.6152 | 0 | 1008.52 | 0
|  |  | 997.432 | 0 | 997.43 | 0 | 1013.8114 | 0.0087828 | 997.432 | 0 | 1013.8114 | 0.00029253 |  |  | 1013.8114 | 0.00087942 | 1013.8114 | 0 | 1013.3164 | 0.0088258 | 1013.8114 | 0.006736 | 1013.8114 | 0.00073859 | 997.432 | 0 | 1013.8114 | 0.00036575 | 1013.3164 | -0.00205 | 1007.3011 | 0 | 1015.8622 | 0 | 1008.7634 | 0
|  |  | 997.6696 | 0 | 997.67 | 0 | 1014.0555 | 0 | 997.6696 | 0 | 1014.0555 | -0.019897 |  |  | 1014.0555 | 0 | 1014.0555 | 0 | 1013.5596 | -0.010868 | 1014.0555 | 0 | 1014.0555 | 0.00023951 | 997.6696 | 0 | 1014.0555 | -0.00044727 | 1013.5596 | -0.01058 | 1007.5441 | 0 | 1016.1094 | 0 | 1009.0068 | 0
|  |  | 997.907 | 0 | 997.91 | 0 | 1014.2996 | 0 | 997.907 | 0 | 1014.2996 | 0.0065286 |  |  | 1014.2996 | 0.0029551 | 1014.2996 | 0 | 1013.8028 | 0.014699 | 1014.2996 | 0.0094788 | 1014.2996 | 0.00061643 | 997.907 | 0 | 1014.2996 | 0.00015223 | 1013.8028 | 0.00446 | 1007.7871 | 0 | 1016.3564 | 0 | 1009.2502 | 0
|  |  | 998.1446 | 0 | 998.14 | 0 | 1014.5437 | 0 | 998.1446 | 0 | 1014.5437 | -0.013359 |  |  | 1014.5437 | 0 | 1014.5437 | 0 | 1014.046 | -0.019704 | 1014.5437 | 0 | 1014.5437 | -0.0004985 | 998.1446 | 0 | 1014.5437 | -0.0005015 | 1014.046 | -0.017 | 1008.0301 | 0 | 1016.6036 | 0 | 1009.4937 | 0
|  |  | 998.3821 | 0 | 998.38 | 0 | 1014.7878 | 0.009995 | 998.3821 | 0 | 1014.7878 | -0.0086472 |  |  | 1014.7878 | 0.0071526 | 1014.7878 | 0 | 1014.2893 | -0.0055386 | 1014.7878 | 0.0014043 | 1014.7878 | 0.00011934 | 998.3821 | 0 | 1014.7878 | 0.0003691 | 1014.2893 | 0.00498 | 1008.2731 | 0 | 1016.8507 | 0 | 1009.7371 | 0
|  |  | 998.6196 | 0 | 998.62 | 0 | 1015.0319 | 0 | 998.6196 | 0 | 1015.0319 | -0.023049 |  |  | 1015.0319 | 0 | 1015.0319 | 0 | 1014.5325 | -0.016359 | 1015.0319 | 0 | 1015.0319 | 0.00028607 | 998.6196 | 0 | 1015.0319 | -0.00057032 | 1014.5325 | -0.00691 | 1008.5161 | 0 | 1017.0978 | 0 | 1009.9806 | 0
|  |  | 998.8572 | 0 | 998.86 | 0 | 1015.276 | 0.002829 | 998.8572 | 0 | 1015.276 | 0.0043687 |  |  | 1015.276 | 0.006497 | 1015.276 | 0 | 1014.7758 | 0.015601 | 1015.276 | 0.0094403 | 1015.276 | 0.00051233 | 998.8572 | 0 | 1015.276 | 0.0001873 | 1014.7758 | 0.00721 | 1008.7592 | 0 | 1017.345 | 0 | 1010.224 | 0
|  |  | 999.0947 | 0 | 999.09 | 0 | 1015.5201 | 0 | 999.0947 | 0 | 1015.5201 | -0.015786 |  |  | 1015.5201 | 0 | 1015.5201 | 0 | 1015.019 | 0.0059187 | 1015.5201 | 0 | 1015.5201 | -2.4843e-05 | 999.0947 | 0 | 1015.5201 | -0.00050566 | 1015.019 | -0.01201 | 1009.0021 | 0 | 1017.5922 | 0 | 1010.4675 | 0
|  |  | 999.3323 | 0 | 999.33 | 0 | 1015.7643 | 0.003219 | 999.3323 | 0 | 1015.7643 | 0.00070886 |  |  | 1015.7643 | 0.0067597 | 1015.7643 | 0 | 1015.2623 | 0.0044364 | 1015.7643 | 0.0030563 | 1015.7643 | 0.00074309 | 999.3323 | 0 | 1015.7643 | 0.00030165 | 1015.2623 | 0.00235 | 1009.2452 | 0 | 1017.8393 | 0 | 1010.7109 | 0
|  |  | 999.5698 | 0 | 999.57 | 0 | 1016.0084 | 0 | 999.5698 | 0 | 1016.0084 | -0.0089324 |  |  | 1016.0084 | 0 | 1016.0084 | 0 | 1015.5055 | -0.011816 | 1016.0084 | 0 | 1016.0084 | -0.0003536 | 999.5698 | 0 | 1016.0084 | -0.00061434 | 1015.5055 | -0.00041307 | 1009.4882 | 0 | 1018.0865 | 0 | 1010.9544 | 0
|  |  | 999.8074 | 0 | 999.81 | 0 | 1016.2525 | 0.007017 | 999.8074 | 0 | 1016.2525 | 0.0092904 |  |  | 1016.2526 | 0.0099113 | 1016.2525 | 0 | 1015.7488 | 0.0076456 | 1016.2525 | 0.0079664 | 1016.2526 | 0.00058835 | 999.8074 | 0 | 1016.2526 | 0.00037428 | 1015.7488 | 0.00666 | 1009.7313 | 0 | 1018.3337 | 0 | 1011.1979 | 0
|  |  | 1000.0449 | 0 | 1000.04 | 0 | 1016.4967 | 0 | 1000.0449 | 0 | 1016.4967 | -0.025652 |  |  | 1016.4967 | 0 | 1016.4967 | 0 | 1015.9921 | -0.00483 | 1016.4967 | 0 | 1016.4967 | 9.2567e-05 | 1000.0449 | 0 | 1016.4967 | -0.00039656 | 1015.9921 | -0.01141 | 1009.9744 | 0 | 1018.5809 | 0 | 1011.4414 | 0
|  |  | 1000.2825 | 0 | 1000.28 | 0 | 1016.7408 | 0.0079034 | 1000.2825 | 0 | 1016.7408 | 0.00061478 |  |  | 1016.7408 | 0.0026103 | 1016.7408 | 0 | 1016.2353 | 0.0089105 | 1016.7408 | 0.0097132 | 1016.7408 | 0.0004238 | 1000.2825 | 0 | 1016.7409 | 0.00029165 | 1016.2354 | 0.00219 | 1010.2175 | 0 | 1018.8281 | 0 | 1011.6849 | 0
|  |  | 1000.5201 | 0 | 1000.52 | 0 | 1016.985 | 0 | 1000.5201 | 0 | 1016.985 | -0.0027568 |  |  | 1016.985 | 0 | 1016.985 | 0 | 1016.4786 | -0.010808 | 1016.985 | 0 | 1016.985 | -3.0759e-06 | 1000.5201 | 0 | 1016.985 | -0.00038375 | 1016.4786 | -0.00596 | 1010.4605 | 0 | 1019.0753 | 0 | 1011.9284 | 0
|  |  | 1000.7577 | 0 | 1000.76 | 0 | 1017.2292 | 0 | 1000.7577 | 0 | 1017.2292 | 0.006865 |  |  | 1017.2292 | 0.0071164 | 1017.2292 | 0 | 1016.7219 | 0.013246 | 1017.2292 | 0 | 1017.2292 | 0.00051408 | 1000.7577 | 0 | 1017.2292 | 0.0001277 | 1016.7219 | 0.00784 | 1010.7036 | 0 | 1019.3225 | 0 | 1012.1719 | 0
|  |  | 1000.9952 | 0 | 1001 | 0 | 1017.4733 | 0 | 1000.9952 | 0 | 1017.4733 | -0.005054 |  |  | 1017.4733 | 0 | 1017.4733 | 0 | 1016.9652 | -0.0057466 | 1017.4733 | 0 | 1017.4733 | 3.7191e-05 | 1000.9952 | 0 | 1017.4733 | -0.00045506 | 1016.9652 | -0.00899 | 1010.9467 | 0 | 1019.5697 | 0 | 1012.4154 | 0
|  |  | 1001.2328 | 0 | 1001.23 | 0 | 1017.7175 | 0 | 1001.2328 | 0 | 1017.7175 | 0.0090243 |  |  | 1017.7175 | 0.004652 | 1017.7175 | 0 | 1017.2085 | -0.0069241 | 1017.7175 | 0 | 1017.7175 | 1.4667e-05 | 1001.2328 | 0 | 1017.7175 | 0.0003048 | 1017.2085 | 0.00553 | 1011.1898 | 0 | 1019.8169 | 0 | 1012.6589 | 0
|  |  | 1001.4705 | 0 | 1001.47 | 0 | 1017.9617 | 0 | 1001.4705 | 0 | 1017.9617 | -0.021481 |  |  | 1017.9617 | 0 | 1017.9617 | 0 | 1017.4518 | -0.012107 | 1017.9617 | 0 | 1017.9617 | 6.9613e-06 | 1001.4705 | 0 | 1017.9617 | -0.00047799 | 1017.4518 | -0.01337 | 1011.4329 | 0 | 1020.0642 | 0 | 1012.9025 | 0
|  |  | 1001.7081 | 0 | 1001.71 | 0 | 1018.2059 | 0 | 1001.7081 | 0 | 1018.2059 | 0.014414 |  |  | 1018.2059 | 0.0060796 | 1018.2059 | 0 | 1017.6951 | -0.00019747 | 1018.2059 | 0 | 1018.2059 | 0.00083554 | 1001.7081 | 0 | 1018.2059 | 0.00022716 | 1017.6951 | 0.01369 | 1011.6761 | 0 | 1020.3114 | 0 | 1013.1461 | 0
|  |  | 1001.9457 | 0 | 1001.95 | 0 | 1018.4501 | 0 | 1001.9457 | 0 | 1018.4501 | -0.030759 |  |  | 1018.4501 | 0 | 1018.4501 | 0 | 1017.9384 | -0.012665 | 1018.4501 | 0 | 1018.4501 | -0.00038912 | 1001.9457 | 0 | 1018.4501 | -0.00045948 | 1017.9384 | -0.01142 | 1011.9192 | 0 | 1020.5587 | 0 | 1013.3896 | 0
|  |  | 1002.1833 | 0 | 1002.18 | 0 | 1018.6943 | 0 | 1002.1833 | 0 | 1018.6943 | 0.012249 |  |  | 1018.6943 | 0.0064655 | 1018.6943 | 0 | 1018.1817 | 0.026863 | 1018.6943 | 0 | 1018.6943 | 0.0011018 | 1002.1833 | 0 | 1018.6943 | 9.9715e-05 | 1018.1817 | 0.01247 | 1012.1624 | 0 | 1020.8059 | 0 | 1013.6331 | 0
|  |  | 1002.4209 | 0 | 1002.42 | 0 | 1018.9385 | 0 | 1002.4209 | 0 | 1018.9385 | 0.00037513 |  |  | 1018.9385 | 0 | 1018.9385 | 0 | 1018.425 | 0.00014559 | 1018.9385 | 0 | 1018.9385 | 0.00076558 | 1002.4209 | 0 | 1018.9385 | -0.0004248 | 1018.425 | -0.00627 | 1012.4055 | 0 | 1021.0532 | 0 | 1013.8767 | 0
|  |  | 1002.6585 | 0 | 1002.66 | 0 | 1019.1827 | 0 | 1002.6585 | 0 | 1019.1827 | 0.018246 |  |  | 1019.1827 | 0.0067215 | 1019.1827 | 0 | 1018.6683 | 0.00986 | 1019.1827 | 0 | 1019.1827 | 0.00096856 | 1002.6585 | 0 | 1019.1827 | 0.00033742 | 1018.6683 | 0.00038238 | 1012.6487 | 0 | 1021.3005 | 0 | 1014.1203 | 0
|  |  | 1002.8962 | 0 | 1002.9 | 0 | 1019.4269 | 0 | 1002.8962 | 0 | 1019.4269 | -0.0098381 |  |  | 1019.4269 | 0 | 1019.4269 | 0 | 1018.9116 | -0.012647 | 1019.4269 | 0 | 1019.4269 | 0.00083555 | 1002.8962 | 0 | 1019.4269 | -0.00062348 | 1018.9116 | -0.00417 | 1012.8918 | 0 | 1021.5477 | 0 | 1014.3639 | 0
|  |  | 1003.1338 | 0 | 1003.13 | 0 | 1019.6711 | 0 | 1003.1338 | 0 | 1019.6711 | 0.0041466 |  |  | 1019.6711 | 0.0069428 | 1019.6711 | 0 | 1019.155 | 0.025077 | 1019.6711 | 0 | 1019.6711 | 0.00058704 | 1003.1338 | 0 | 1019.6711 | 0.00028187 | 1019.155 | 0.00694 | 1013.135 | 0 | 1021.795 | 0 | 1014.6075 | 0
|  |  | 1003.3714 | 0 | 1003.37 | 0 | 1019.9153 | 0 | 1003.3714 | 0 | 1019.9153 | -0.027859 |  |  | 1019.9153 | 0 | 1019.9153 | 0 | 1019.3983 | -0.009964 | 1019.9153 | 0 | 1019.9153 | -0.0001163 | 1003.3714 | 0 | 1019.9153 | -0.0003672 | 1019.3983 | -0.00834 | 1013.3782 | 0 | 1022.0424 | 0 | 1014.8511 | 0
|  |  | 1003.6091 | 0 | 1003.61 | 0 | 1020.1596 | 0 | 1003.6091 | 0 | 1020.1596 | 0.004056 |  |  | 1020.1596 | 0.0032976 | 1020.1596 | 0 | 1019.6416 | 0.012599 | 1020.1596 | 0 | 1020.1596 | 0.0011168 | 1003.6091 | 0 | 1020.1596 | 0.00027391 | 1019.6416 | 0.00566 | 1013.6215 | 0 | 1022.2897 | 0 | 1015.0947 | 0
|  |  | 1003.8467 | 0 | 1003.85 | 0 | 1020.4038 | 0 | 1003.8467 | 0 | 1020.4038 | -0.013329 |  |  | 1020.4038 | 0 | 1020.4038 | 0 | 1019.885 | -0.015547 | 1020.4038 | 0 | 1020.4038 | -0.00025815 | 1003.8467 | 0 | 1020.4038 | -0.00027674 | 1019.885 | 0 | 1013.8646 | 0 | 1022.537 | 0 | 1015.3383 | 0
|  |  | 1004.0844 | 0 | 1004.08 | 0 | 1020.6481 | 0 | 1004.0844 | 0 | 1020.6481 | 0.0020222 |  |  | 1020.6481 | 0.004057 | 1020.6481 | 0 | 1020.1283 | 0.001936 | 1020.6481 | 0 | 1020.6481 | 0.00077574 | 1004.0844 | 0 | 1020.6481 | 0.00017963 | 1020.1283 | 0 | 1014.1078 | 0 | 1022.7843 | 0 | 1015.5819 | 0
|  |  | 1004.322 | 0 | 1004.32 | 0 | 1020.8923 | 0 | 1004.322 | 0 | 1020.8923 | -0.019563 |  |  | 1020.8923 | 0 | 1020.8923 | 0 | 1020.3717 | 0.0024107 | 1020.8923 | 0 | 1020.8923 | 0.00032917 | 1004.322 | 0 | 1020.8923 | -0.00048293 | 1020.3717 | 0 | 1014.3511 | 0 | 1023.0317 | 0 | 1015.8256 | 0
|  |  | 1004.5597 | 0 | 1004.56 | 0 | 1021.1366 | 0 | 1004.5597 | 0 | 1021.1366 | -0.012861 |  |  | 1021.1366 | 0.0065688 | 1021.1366 | 0 | 1020.615 | 0.012558 | 1021.1366 | 0 | 1021.1366 | 0.00080287 | 1004.5597 | 0 | 1021.1366 | 0.0002037 | 1020.615 | 0 | 1014.5943 | 0 | 1023.279 | 0 | 1016.0692 | 0
|  |  | 1004.7974 | 0 | 1004.8 | 0 | 1021.3808 | 0 | 1004.7974 | 0 | 1021.3808 | -0.0080633 |  |  | 1021.3809 | 0 | 1021.3808 | 0 | 1020.8584 | -0.0026105 | 1021.3808 | 0 | 1021.3809 | 0.00027813 | 1004.7974 | 0 | 1021.3809 | -0.00038358 | 1020.8584 | 0 | 1014.8376 | 0 | 1023.5264 | 0 | 1016.3129 | 0
|  |  | 1005.0351 | 0 | 1005.04 | 0 | 1021.6251 | 0 | 1005.0351 | 0 | 1021.6251 | 0.0070006 |  |  | 1021.6251 | 0.00088103 | 1021.6251 | 0 | 1021.1017 | 0.0098964 | 1021.6251 | 0 | 1021.6251 | 0.00069535 | 1005.0351 | 0 | 1021.6251 | 0.00037924 | 1021.1017 | 0 | 1015.0808 | 0 | 1023.7737 | 0 | 1016.5565 | 0
|  |  | 1005.2728 | 0 | 1005.27 | 0 | 1021.8694 | 0 | 1005.2728 | 0 | 1021.8694 | -0.034058 |  |  | 1021.8694 | 0 | 1021.8694 | 0 | 1021.3451 | -0.025324 | 1021.8694 | 0 | 1021.8694 | -0.00014497 | 1005.2728 | 0 | 1021.8694 | -0.00051742 | 1021.3451 | 0 | 1015.3241 | 0 | 1024.0211 | 0 | 1016.8002 | 0
|  |  | 1005.5104 | 0 | 1005.51 | 0 | 1022.1137 | 0 | 1005.5104 | 0 | 1022.1137 | 0.017954 |  |  | 1022.1136 | 0.0052025 | 1022.1137 | 0 | 1021.5885 | 0.020844 | 1022.1137 | 0 | 1022.1136 | 0.00058858 | 1005.5104 | 0 | 1022.1137 | 0.00023329 | 1021.5885 | 0 | 1015.5674 | 0 | 1024.2684 | 0 | 1017.0438 | 0
|  |  | 1005.7482 | 0 | 1005.75 | 0 | 1022.358 | 0 | 1005.7482 | 0 | 1022.358 | 0 |  |  | 1022.358 | 0 | 1022.3579 | 0 | 1021.8318 | 0 | 1022.358 | 0 | 1022.358 | -7.0838e-05 | 1005.7482 | 0 | 1022.358 | -0.00038149 | 1021.8319 | 0 | 1015.8106 | 0 | 1024.5159 | 0 | 1017.2875 | 0
|  |  | 1005.9858 | 0 | 1005.99 | 0 | 1022.6022 | 0 | 1005.9858 | 0 | 1022.6022 | 0 |  |  | 1022.6022 | 0.0071873 | 1022.6023 | 0 | 1022.0752 | 0 | 1022.6022 | 0 | 1022.6022 | 9.7729e-05 | 1005.9858 | 0 | 1022.6022 | 0.00028998 | 1022.0752 | 0 | 1016.054 | 0 | 1024.7632 | 0 | 1017.5312 | 0
|  |  | 1006.2236 | 0 | 1006.22 | 0 | 1022.8465 | 0 | 1006.2236 | 0 | 1022.8465 | 0 |  |  | 1022.8466 | 0 | 1022.8465 | 0 | 1022.3186 | 0 | 1022.8465 | 0 | 1022.8466 | 0.00023991 | 1006.2236 | 0 | 1022.8466 | -0.00070829 | 1022.3186 | 0 | 1016.2972 | 0 | 1025.0106 | 0 | 1017.7749 | 0
|  |  | 1006.4612 | 0 | 1006.46 | 0 | 1023.0909 | 0 | 1006.4612 | 0 | 1023.0909 | 0 |  |  | 1023.0908 | 0.0035233 | 1023.0909 | 0 | 1022.562 | 0 | 1023.0909 | 0 | 1023.0908 | 0.00066099 | 1006.4612 | 0 | 1023.0908 | 0.0005034 | 1022.562 | 0 | 1016.5405 | 0 | 1025.2581 | 0 | 1018.0186 | 0
|  |  | 1006.699 | 0 | 1006.7 | 0 | 1023.3352 | 0 | 1006.699 | 0 | 1023.3352 | 0 |  |  | 1023.3351 | 0 | 1023.3352 | 0 | 1022.8054 | 0 | 1023.3352 | 0 | 1023.3351 | 0.0004671 | 1006.699 | 0 | 1023.3351 | -0.00049314 | 1022.8054 | 0 | 1016.7839 | 0 | 1025.5055 | 0 | 1018.2623 | 0
|  |  | 1006.9367 | 0 | 1006.94 | 0 | 1023.5795 | 0 | 1006.9367 | 0 | 1023.5795 | 0 |  |  | 1023.5795 | 0 | 1023.5795 | 0 | 1023.0488 | 0 | 1023.5795 | 0 | 1023.5795 | 0.0011608 | 1006.9367 | 0 | 1023.5795 | 0.00020423 | 1023.0488 | 0 | 1017.0272 | 0 | 1025.7529 | 0 | 1018.506 | 0
|  |  | 1007.1744 | 0 | 1007.17 | 0 | 1023.8238 | 0 | 1007.1744 | 0 | 1023.8238 | 0 |  |  | 1023.8238 | 0 | 1023.8238 | 0 | 1023.2922 | 0 | 1023.8238 | 0 | 1023.8238 | 0.00042654 | 1007.1744 | 0 | 1023.8238 | -0.00029795 | 1023.2922 | 0 | 1017.2705 | 0 | 1026.0004 | 0 | 1018.7498 | 0
|  |  | 1007.4122 | 0 | 1007.41 | 0 | 1024.0681 | 0 | 1007.4122 | 0 | 1024.0681 | 0 |  |  | 1024.0681 | 0.0049307 | 1024.0681 | 0 | 1023.5356 | 0 | 1024.0681 | 0 | 1024.0681 | 0.0011519 | 1007.4122 | 0 | 1024.0681 | 0.00022654 | 1023.5356 | 0 | 1017.5139 | 0 | 1026.2478 | 0 | 1018.9935 | 0
|  |  | 1007.6499 | 0 | 1007.65 | 0 | 1024.3125 | 0 | 1007.6499 | 0 | 1024.3125 | 0 |  |  | 1024.3125 | 0 | 1024.3125 | 0 | 1023.779 | 0 | 1024.3125 | 0 | 1024.3125 | -3.6453e-05 | 1007.6499 | 0 | 1024.3125 | -0.00054688 | 1023.779 | 0 | 1017.7572 | 0 | 1026.4952 | 0 | 1019.2372 | 0
|  |  | 1007.8876 | 0 | 1007.89 | 0 | 1024.5568 | 0 | 1007.8876 | 0 | 1024.5568 | 0 |  |  | 1024.5568 | 0.0089854 | 1024.5568 | 0 | 1024.0224 | 0 | 1024.5568 | 0 | 1024.5568 | 0.00061484 | 1007.8876 | 0 | 1024.5568 | 0.00035196 | 1024.0224 | 0 | 1018.0005 | 0 | 1026.7427 | 0 | 1019.481 | 0
|  |  | 1008.1254 | 0 | 1008.13 | 0 | 1024.8011 | 0 | 1008.1254 | 0 | 1024.8011 | 0 |  |  | 1024.8011 | 0 | 1024.8011 | 0 | 1024.2658 | 0 | 1024.8011 | 0 | 1024.8011 | 0.00015919 | 1008.1254 | 0 | 1024.8012 | -0.00055838 | 1024.2658 | 0 | 1018.244 | 0 | 1026.9902 | 0 | 1019.7248 | 0
|  |  | 1008.3632 | 0 | 1008.36 | 0 | 1025.0455 | 0 | 1008.3632 | 0 | 1025.0455 | 0 |  |  | 1025.0455 | 3.1763e-06 | 1025.0455 | 0 | 1024.5093 | 0 | 1025.0455 | 0 | 1025.0455 | 0.0012687 | 1008.3632 | 0 | 1025.0455 | 0.00031281 | 1024.5093 | 0 | 1018.4873 | 0 | 1027.2377 | 0 | 1019.9686 | 0
|  |  | 1008.6009 | 0 | 1008.6 | 0 | 1025.2898 | 0 | 1008.6009 | 0 | 1025.2898 | 0 |  |  | 1025.2898 | 0 | 1025.2898 | 0 | 1024.7527 | 0 | 1025.2898 | 0 | 1025.2898 | 0.0004376 | 1008.6009 | 0 | 1025.2898 | -0.00043213 | 1024.7527 | 0 | 1018.7307 | 0 | 1027.4851 | 0 | 1020.2123 | 0
|  |  | 1008.8387 | 0 | 1008.84 | 0 | 1025.5342 | 0 | 1008.8387 | 0 | 1025.5342 | 0 |  |  | 1025.5342 | 6.3918e-06 | 1025.5342 | 0 | 1024.9961 | 0 | 1025.5342 | 0 | 1025.5342 | 0.00057656 | 1008.8387 | 0 | 1025.5342 | 0.00040052 | 1024.9961 | 0 | 1018.9741 | 0 | 1027.7327 | 0 | 1020.4561 | 0
|  |  | 1009.0765 | 0 | 1009.08 | 0 | 1025.7786 | 0 | 1009.0765 | 0 | 1025.7786 | 0 |  |  | 1025.7786 | 0 | 1025.7786 | 0 | 1025.2395 | 0 | 1025.7786 | 0 | 1025.7786 | -0.00037712 | 1009.0765 | 0 | 1025.7786 | -0.00022753 | 1025.2395 | 0 | 1019.2175 | 0 | 1027.9801 | 0 | 1020.6999 | 0
|  |  | 1009.3142 | 0 | 1009.31 | 0 | 1026.023 | 0 | 1009.3142 | 0 | 1026.023 | 0 |  |  | 1026.0229 | 7.7296e-06 | 1026.023 | 0 | 1025.483 | 0 | 1026.023 | 0 | 1026.0229 | 0.00057678 | 1009.3142 | 0 | 1026.023 | 0.0005151 | 1025.483 | 0 | 1019.4609 | 0 | 1028.2277 | 0 | 1020.9437 | 0
|  |  | 1009.552 | 0 | 1009.55 | 0 | 1026.2673 | 0 | 1009.552 | 0 | 1026.2673 | 0 |  |  | 1026.2673 | 0 | 1026.2673 | 0 | 1025.7264 | 0 | 1026.2673 | 0 | 1026.2673 | 0.000492 | 1009.552 | 0 | 1026.2673 | -0.0005216 | 1025.7264 | 0 | 1019.7043 | 0 | 1028.4752 | 0 | 1021.1875 | 0
|  |  | 1009.7898 | 0 | 1009.79 | 0 | 1026.5117 | 0 | 1009.7898 | 0 | 1026.5117 | 0 |  |  | 1026.5117 | 5.1132e-06 | 1026.5117 | 0 | 1025.9699 | 0 | 1026.5117 | 0 | 1026.5117 | 0.00054287 | 1009.7898 | 0 | 1026.5117 | 0.00041395 | 1025.9699 | 0 | 1019.9478 | 0 | 1028.7227 | 0 | 1021.4313 | 0
|  |  | 1010.0276 | 0 | 1010.03 | -0.0024641 | 1026.7561 | 0 | 1010.0276 | 0 | 1026.7561 | 0 |  |  | 1026.7561 | 0 | 1026.7561 | 0 | 1026.2133 | 0 | 1026.7561 | 0 | 1026.7561 | -0.00061832 | 1010.0276 | 0 | 1026.7561 | -0.00084809 | 1026.2133 | 0 | 1020.1912 | 0 | 1028.9702 | 0 | 1021.6752 | 0
|  |  | 1010.2654 | 0 | 1010.27 | 0 | 1027.0005 | 0 | 1010.2654 | 0 | 1027.0005 | 0 |  |  | 1027.0005 | 0 | 1027.0005 | 0 | 1026.4568 | 0 | 1027.0005 | 0 | 1027.0005 | -0.00021376 | 1010.2654 | 0 | 1027.0005 | -2.0083e-05 | 1026.4568 | 0 | 1020.4347 | 0 | 1029.2178 | 0 | 1021.919 | 0
|  |  | 1010.5032 | 0 | 1010.5 | 0 | 1027.2449 | 0 | 1010.5032 | 0 | 1027.2449 | 0 |  |  | 1027.2449 | 0 | 1027.2449 | 0 | 1026.7002 | 0 | 1027.2449 | 0 | 1027.2449 | -0.00051809 | 1010.5032 | 0 | 1027.2449 | -0.00078522 | 1026.7002 | 0 | 1020.6782 | 0 | 1029.4653 | 0 | 1022.1628 | 0
|  |  | 1010.741 | 0 | 1010.74 | 0 | 1027.4893 | 0 | 1010.741 | 0 | 1027.4893 | 0 |  |  | 1027.4893 | 0 | 1027.4893 | 0 | 1026.9437 | 0 | 1027.4893 | 0 | 1027.4893 | 0.00021627 | 1010.741 | 0 | 1027.4893 | -1.9092e-06 | 1026.9437 | 0 | 1020.9216 | 0
|  |  | 1010.9788 | 0 | 1010.98 | 0 |  |  | 1010.9788 | 0 | [14 empty] | 1010.9788 | 0 |  |  |  |  | 1021.1651 | 0
|  |  | 1011.2166 | 0 | 1011.22 | 0 |  |  | 1011.2166 | 0 | [14 empty] | 1011.2166 | 0 |  |  |  |  | 1021.4086 | 0

## Integration (hidden)
LED Item # | M415D2 |  | M430D3 |  | M450D4 |  | M455D3 |  | M470D4 |  | M490D3 |  | M505D3 |  | M530D4 |  | MINTD3 |  | M565D1 |  | M590D3 |  | M595D3 |  | M617D4 |  | M625D3 |  | M660D2 |  | M680D3 |  | M700D3 |  | M730D4
Do Not Edit This Tab | Area Under Normalized Curve |  | Area Under Normalized Curve |  | Area Under Normalized Curve |  | Area Under Normalized Curve |  | Area Under Normalized Curve |  | Area Under Normalized Curve |  | Area Under Normalized Curve |  | Area Under Normalized Curve |  | Area Under Normalized Curve |  | Area Under Normalized Curve |  | Area Under Normalized Curve |  | Area Under Normalized Curve |  | Area Under Normalized Curve |  | Area Under Normalized Curve |  | Area Under Normalized Curve |  | Area Under Normalized Curve |  | Area Under Normalized Curve |  | Area Under Normalized Curve
| Total | 16.1946 | Total | 21.4157 | Total | 23.0518 | Total | 22.729 | Total | 32.5337 | Total | 30.7672 | Total | 35.0724 | Total | 41.3601 | Total | 130.873 | Total | 111.4739 | Total | 19.7106 | Total | 83.406 | Total | 21.3383 | Total | 23.2376 | Total | 25.537 | Total | 26.2104 | Total | 21.9455 | Total | 38.3105
Integration
| 0 |  | 0 |  | 0 |  | 0 |  | 0 |  | 0 |  | 6.449e-07 |  | 1.0505e-06 |  | 0 |  | 0 |  | 0 |  | 0.00010008 |  | 0 |  | -2.3534e-05 |  | 0 |  | 0 |  | 0 |  | 0
| 0 |  | 0 |  | 0 |  | 0 |  | 0 |  | 0 |  | 9.1407e-07 |  | 1.3401e-06 |  | 0 |  | 0 |  | 0 |  | 9.631e-05 |  | 0 |  | -3.2349e-05 |  | 0 |  | 0 |  | 0 |  | 0
| 0 |  | 0 |  | 0 |  | 0 |  | 0 |  | 0 |  | 1.0916e-06 |  | 1.3403e-06 |  | 0 |  | 0 |  | 0 |  | 3.5646e-05 |  | 0 |  | -2.2542e-05 |  | 0 |  | 0 |  | 0 |  | 0
| 0 |  | 0 |  | 0 |  | 0 |  | 0 |  | 0 |  | 8.1472e-07 |  | 1.6604e-06 |  | 0 |  | 0 |  | 0 |  | -3.5125e-05 |  | 0 |  | 1.2019e-06 |  | 0 |  | 0 |  | 0 |  | 0
| 0 |  | 0 |  | 0 |  | 0 |  | 0 |  | 0 |  | 6.5989e-07 |  | 1.6605e-06 |  | 0 |  | 0 |  | 0 |  | -5.3532e-05 |  | 0 |  | -1.0227e-05 |  | 0 |  | 0 |  | 0 |  | 0
| 0 |  | 0 |  | 0 |  | 0 |  | 0 |  | 0 |  | 8.0889e-07 |  | 1.279e-06 |  | 0 |  | 0 |  | 0 |  | 2.4616e-05 |  | 0 |  | -3.8426e-05 |  | 0 |  | 0 |  | 0 |  | 0
| 0 |  | 0 |  | 0 |  | 0 |  | 0 |  | 0 |  | 6.8056e-07 |  | 1.2791e-06 |  | 0 |  | 0 |  | 0 |  | 0.00011156 |  | 0 |  | -3.0559e-05 |  | 0 |  | 0 |  | 0 |  | 0
| 0 |  | 0 |  | 0 |  | 0 |  | 0 |  | 0 |  | 6.4676e-07 |  | 1.8208e-06 |  | 0 |  | 0 |  | 0 |  | 6.6292e-05 |  | 0 |  | -4.5821e-06 |  | 0 |  | 0 |  | 0 |  | 0
| 0 |  | 0 |  | 0 |  | 0 |  | 0 |  | 0 |  | 9.7234e-07 |  | 1.8211e-06 |  | 0 |  | 0 |  | 0 |  | 5.9803e-05 |  | 0 |  | -2.0616e-06 |  | 0 |  | 0 |  | 0 |  | 0
| 0 |  | 0 |  | 0 |  | 0 |  | 0 |  | 0 |  | 1.0392e-06 |  | 2.9711e-06 |  | 0 |  | 0 |  | 0 |  | 9.663e-05 |  | 0 |  | 1.378e-05 |  | 0 |  | 0 |  | 0 |  | 0
| 0 |  | 0 |  | 0 |  | 0 |  | 0 |  | 0 |  | 8.3154e-07 |  | 2.9714e-06 |  | 0 |  | 0 |  | 0 |  | 7.6441e-05 |  | 0 |  | 6.1046e-06 |  | 0 |  | 0 |  | 0 |  | 0
| 0 |  | 0 |  | 0 |  | 0 |  | 0 |  | 0 |  | 7.857e-07 |  | 1.5748e-06 |  | 0 |  | 0 |  | 0 |  | 6.6935e-05 |  | 0 |  | -2.9617e-05 |  | 0 |  | 0 |  | 0 |  | 0
| 0 |  | 0 |  | 0 |  | 0 |  | 0 |  | 0 |  | 8.6562e-07 |  | 1.5748e-06 |  | 0 |  | 0 |  | 0 |  | 3.2612e-05 |  | 0 |  | -3.3885e-05 |  | 0 |  | 0 |  | 0 |  | 0
| 0 |  | 0 |  | 0 |  | 0 |  | 0 |  | 0 |  | 9.0336e-07 |  | 2.0038e-06 |  | 0 |  | 0 |  | 0 |  | 2.7135e-05 |  | 0 |  | -1.0796e-05 |  | 0 |  | 0 |  | 0 |  | 0
| 0 |  | 0 |  | 0 |  | 0 |  | 0 |  | 0 |  | 9.7346e-07 |  | 2.0038e-06 |  | 0 |  | 0 |  | 0 |  | 4.2706e-05 |  | 0 |  | 1.4097e-06 |  | 0 |  | 0 |  | 0 |  | 0
| 0 |  | 0 |  | 0 |  | 0 |  | 0 |  | 0 |  | 9.7495e-07 |  | 1.1772e-06 |  | 0 |  | 0 |  | 0 |  | 3.8895e-05 |  | 0 |  | -1.4386e-05 |  | 0 |  | 0 |  | 0 |  | 0
| 0 |  | 0 |  | 0 |  | 0 |  | 0 |  | 0 |  | 6.9658e-07 |  | 1.1773e-06 |  | 0 |  | 0 |  | 0 |  | 3.5185e-05 |  | 0 |  | -1.7613e-05 |  | 0 |  | 0 |  | 0 |  | 0
| 0 |  | 0 |  | 0 |  | 0 |  | 0 |  | 0 |  | 6.3098e-07 |  | 1.8246e-06 |  | 0 |  | 0 |  | 0 |  | 7.5565e-05 |  | 0 |  | -8.2471e-06 |  | 0 |  | 0 |  | 0 |  | 0
| 0 |  | 0 |  | 0 |  | 0 |  | 0 |  | 0 |  | 8.9933e-07 |  | 1.8247e-06 |  | 0 |  | 0 |  | 0 |  | 5.1139e-05 |  | 0 |  | -1.0953e-07 |  | 0 |  | 0 |  | 0 |  | 0
| 0 |  | 0 |  | 0 |  | 0 |  | 0 |  | 0 |  | 8.7554e-07 |  | 1.8701e-06 |  | 0 |  | 0 |  | 0 |  | 0.00010176 |  | 0 |  | 2.5728e-06 |  | 0 |  | 0 |  | 0 |  | 0
| 0 |  | 0 |  | 0 |  | 0 |  | 0 |  | 0 |  | 9.1103e-07 |  | 1.8703e-06 |  | 0 |  | 0 |  | 0 |  | 0.00014527 |  | 0 |  | 9.0631e-07 |  | 0 |  | 0 |  | 0 |  | 0
| 0 |  | 0 |  | 0 |  | 0 |  | 0 |  | 0 |  | 9.1827e-07 |  | 1.1012e-06 |  | 0 |  | 0 |  | 0 |  | 5.5387e-05 |  | 0 |  | -2.0039e-05 |  | 0 |  | 0 |  | 0 |  | 0
| 0 |  | 0 |  | 0 |  | 0 |  | 0 |  | 0 |  | 7.3189e-07 |  | 1.1012e-06 |  | 0 |  | 0 |  | 0 |  | 5.3831e-05 |  | 0 |  | -2.9742e-05 |  | 0 |  | 0 |  | 0 |  | 0
| 0 |  | 0 |  | 0 |  | 0 |  | 0 |  | 0 |  | 7.1838e-07 |  | 2.91e-06 |  | 0 |  | 0 |  | 0 |  | 2.2994e-05 |  | 0 |  | -8.1008e-06 |  | 0 |  | 0 |  | 0 |  | 0
| 0 |  | 0 |  | 0 |  | 0 |  | 0 |  | 0 |  | 9.0732e-07 |  | 2.9104e-06 |  | 0 |  | 0 |  | 0 |  | 4.2591e-05 |  | 0 |  | -4.0758e-06 |  | 0 |  | 0 |  | 0 |  | 0
| 0 |  | 0 |  | 0 |  | 0 |  | 0 |  | 0 |  | 8.2606e-07 |  | 1.5986e-06 |  | 0 |  | 0 |  | 0 |  | 9.6611e-05 |  | 0 |  | -2.4591e-05 |  | 0 |  | 0 |  | 0 |  | 0
| 0 |  | 0 |  | 0 |  | 0 |  | 0 |  | 0 |  | 9.6844e-07 |  | 1.5987e-06 |  | 0 |  | 0 |  | 0 |  | 7.075e-05 |  | 0 |  | -2.6303e-05 |  | 0 |  | 0 |  | 0 |  | 0
| 0 |  | 0 |  | 0 |  | 0 |  | 0 |  | 0 |  | 1.0541e-06 |  | 1.2236e-06 |  | 0 |  | 0 |  | 0 |  | 0.00013998 |  | 0 |  | -1.5577e-05 |  | 0 |  | 0 |  | 0 |  | 0
| 0 |  | 0 |  | 0 |  | 0 |  | 0 |  | 0 |  | 6.8108e-07 |  | 1.2237e-06 |  | 0 |  | 0 |  | 0 |  | 0.00011964 |  | 0 |  | -1.599e-05 |  | 0 |  | 0 |  | 0 |  | 0
| 0 |  | 0 |  | 0 |  | 0 |  | 0 |  | 0 |  | 5.8162e-07 |  | 2.5432e-06 |  | 0 |  | 0 |  | 0 |  | 5.3755e-06 |  | 0 |  | -1.5554e-05 |  | 0 |  | 0 |  | 0 |  | 0
| 0 |  | 0 |  | 0 |  | 0 |  | 0 |  | 0 |  | 8.0705e-07 |  | 2.5432e-06 |  | 0 |  | 0 |  | 0 |  | 1.6082e-05 |  | 0 |  | 5.7322e-06 |  | 0 |  | 0 |  | 0 |  | 0
| 0 |  | 0 |  | 0 |  | 0 |  | 0 |  | 0 |  | 1.0494e-06 |  | 1.0834e-06 |  | 0 |  | 0 |  | 0 |  | 4.3763e-06 |  | 0 |  | 2.5363e-06 |  | 0 |  | 0 |  | 0 |  | 0
| 0 |  | 0 |  | 0 |  | 0 |  | 0 |  | 0 |  | 9.4997e-07 |  | 1.0835e-06 |  | 0 |  | 0 |  | 0 |  | 6.4497e-05 |  | 0 |  | -5.7757e-06 |  | 0 |  | 0 |  | 0 |  | 0
| 0 |  | 0 |  | 0 |  | 0 |  | 0 |  | 0 |  | 6.1756e-07 |  | 1.7186e-06 |  | 0 |  | 0 |  | 0 |  | 7.3774e-05 |  | 0 |  | -1.2023e-05 |  | 0 |  | 0 |  | 0 |  | 0
| 0 |  | 0 |  | 0 |  | 0 |  | 0 |  | 0 |  | 6.7094e-07 |  | 1.7187e-06 |  | 0 |  | 0 |  | 0 |  | -3.8051e-06 |  | 0 |  | -4.8876e-06 |  | 0 |  | 0 |  | 0 |  | 0
| 0 |  | 0 |  | 0 |  | 0 |  | 0 |  | 0 |  | 9.1124e-07 |  | 1.2156e-06 |  | 0 |  | 0 |  | 0 |  | -3.1024e-05 |  | 0 |  | -1.7322e-05 |  | 0 |  | 0 |  | 0 |  | 0
| 0 |  | 0 |  | 0 |  | 0 |  | 0 |  | 0 |  | 9.8383e-07 |  | 1.2157e-06 |  | 0 |  | 0 |  | 0 |  | -2.2017e-05 |  | 0 |  | -4.3143e-05 |  | 0 |  | 0 |  | 0 |  | 0
| 0 |  | 0 |  | 0 |  | 0 |  | 0 |  | 0 |  | 7.3973e-07 |  | 9.0819e-07 |  | 0 |  | 0 |  | 0 |  | 9.0573e-05 |  | 0 |  | -2.3131e-05 |  | 0 |  | 0 |  | 0 |  | 0
| 0 |  | 0 |  | 0 |  | 0 |  | 0 |  | 0 |  | 6.7048e-07 |  | 9.0833e-07 |  | 0 |  | 0 |  | 0 |  | 6.9859e-05 |  | 0 |  | -1.1844e-05 |  | 0 |  | 0 |  | 0 |  | 0
| 0 |  | 0 |  | 0 |  | 0 |  | 0 |  | 0 |  | 7.8353e-07 |  | 1.0217e-06 |  | 0 |  | 0 |  | 0 |  | 6.6191e-05 |  | 0 |  | -1.116e-05 |  | 0 |  | 0 |  | 0 |  | 0
| 0 |  | 0 |  | 0 |  | 0 |  | 0 |  | 0 |  | 7.5989e-07 |  | 1.0219e-06 |  | 0 |  | 0 |  | 0 |  | 0.00013422 |  | 0 |  | -5.7409e-06 |  | 0 |  | 0 |  | 0 |  | 0
| 0 |  | 0 |  | 0 |  | 0 |  | 0 |  | 0 |  | 7.6908e-07 |  | 1.9255e-06 |  | 0 |  | 0 |  | 0 |  | -4.6001e-05 |  | 0 |  | -1.9025e-05 |  | 0 |  | 0 |  | 0 |  | 0
| 0 |  | 0 |  | 0 |  | 0 |  | 0 |  | 0 |  | 8.1036e-07 |  | 1.9256e-06 |  | 0 |  | 0 |  | 0 |  | -0.00012673 |  | 0 |  | -2.6633e-05 |  | 0 |  | 0 |  | 0 |  | 0
| 0 |  | 0 |  | 0 |  | 0 |  | 0 |  | 0 |  | 9.9034e-07 |  | 1.4198e-06 |  | 0 |  | 0 |  | 0 |  | 2.2814e-05 |  | 0 |  | -7.7272e-06 |  | 0 |  | 0 |  | 0 |  | 0
| 0 |  | 0 |  | 0 |  | 0 |  | 0 |  | 0 |  | 9.653e-07 |  | 1.4199e-06 |  | 0 |  | 0 |  | 0 |  | 6.5489e-05 |  | 0 |  | -1.218e-05 |  | 0 |  | 0 |  | 0 |  | 0
| 0 |  | 0 |  | 0 |  | 0 |  | 0 |  | 0 |  | 8.0848e-07 |  | 1.9694e-06 |  | 0 |  | 0 |  | 0 |  | 6.2445e-06 |  | 0 |  | -1.623e-05 |  | 0 |  | 0 |  | 0 |  | 0
| 0 |  | 0 |  | 0 |  | 0 |  | 0 |  | 0 |  | 4.3165e-07 |  | 1.9696e-06 |  | 0 |  | 0 |  | 0 |  | 1.4046e-05 |  | 0 |  | -5.3795e-07 |  | 0 |  | 0 |  | 0 |  | 0
| 0 |  | 0 |  | 0 |  | 0 |  | 0 |  | 0 |  | 5.6564e-07 |  | 1.7611e-06 |  | 0 |  | 0 |  | 0 |  | 8.3803e-05 |  | 0 |  | -8.9967e-06 |  | 0 |  | 0 |  | 0 |  | 0
| 0 |  | 0 |  | 0 |  | 0 |  | 0 |  | 0 |  | 8.421e-07 |  | 1.7611e-06 |  | 0 |  | 0 |  | 0 |  | 0.00011545 |  | 0 |  | -2.2981e-05 |  | 0 |  | 0 |  | 0 |  | 0
| 0 |  | 0 |  | 0 |  | 0 |  | 0 |  | 0 |  | 8.8888e-07 |  | 1.9269e-06 |  | 0 |  | 0 |  | 0 |  | 9.3688e-05 |  | 0 |  | -1.2103e-05 |  | 0 |  | 0 |  | 0 |  | 0
| 0 |  | 0 |  | 0 |  | 0 |  | 0 |  | 0 |  | 9.5836e-07 |  | 1.9271e-06 |  | 0 |  | 0 |  | 0 |  | 6.4995e-05 |  | 0 |  | -1.289e-06 |  | 0 |  | 0 |  | 0 |  | 0
| 0 |  | 0 |  | 0 |  | 0 |  | 0 |  | 0 |  | 7.1025e-07 |  | 2.1916e-06 |  | 0 |  | 0 |  | 0 |  | 9.3734e-05 |  | 0 |  | 4.8198e-07 |  | 0 |  | 0 |  | 0 |  | 0
| 0 |  | 0 |  | 0 |  | 0 |  | 0 |  | 0 |  | 7.6525e-07 |  | 2.1918e-06 |  | 0 |  | 0 |  | 0 |  | 9.7917e-05 |  | 0 |  | -8.4484e-06 |  | 0 |  | 0 |  | 0 |  | 0
| 0 |  | 0 |  | 0 |  | 0 |  | 0 |  | 0 |  | 8.9409e-07 |  | 2.2867e-06 |  | 0 |  | 0 |  | 0 |  | 5.0138e-05 |  | 0 |  | 5.9961e-06 |  | 0 |  | 0 |  | 0 |  | 0
| 0 |  | 0 |  | 0 |  | 0 |  | 0 |  | 0 |  | 8.9384e-07 |  | 2.2869e-06 |  | 0 |  | 0 |  | 0 |  | 2.8211e-05 |  | 0 |  | 1.3758e-05 |  | 0 |  | 0 |  | 0 |  | 0
| 0 |  | 0 |  | 0 |  | 0 |  | 0 |  | 0 |  | 7.1047e-07 |  | 1.2762e-06 |  | 0 |  | 0 |  | 0 |  | -1.4198e-05 |  | 0 |  | -7.2436e-06 |  | 0 |  | 0 |  | 0 |  | 0
| 0 |  | 0 |  | 0 |  | 0 |  | 0 |  | 0 |  | 5.527e-07 |  | 1.2764e-06 |  | 0 |  | 0 |  | 0 |  | -4.5283e-05 |  | 0 |  | -1.7452e-05 |  | 0 |  | 0 |  | 0 |  | 0
| 0 |  | 0 |  | 0 |  | 0 |  | 0 |  | 0 |  | 6.8904e-07 |  | 8.8414e-07 |  | 0 |  | 0 |  | 0 |  | -9.2679e-06 |  | 0 |  | -3.5766e-05 |  | 0 |  | 0 |  | 0 |  | 0
| 0 |  | 0 |  | 0 |  | 0 |  | 0 |  | 0 |  | 7.6307e-07 |  | 9.0875e-07 |  | 0 |  | 0 |  | 0 |  | 6.0375e-05 |  | 0 |  | -3.3284e-05 |  | 0 |  | 0 |  | 0 |  | 0
| 0 |  | 0 |  | 0 |  | 0 |  | 0 |  | 0 |  | 5.3853e-07 |  | 1.002e-06 |  | 0 |  | 0 |  | 0 |  | 0.00011673 |  | 0 |  | -2.0466e-05 |  | 0 |  | 0 |  | 0 |  | 0
| 0 |  | 0 |  | 0 |  | 0 |  | 0 |  | 0 |  | 6.0003e-07 |  | 9.7755e-07 |  | 0 |  | 0 |  | 0 |  | 9.7499e-05 |  | 0 |  | -3.5452e-05 |  | 0 |  | 0 |  | 0 |  | 0
| 0 |  | 0 |  | 0 |  | 0 |  | 0 |  | 0 |  | 9.9656e-07 |  | 1.0371e-06 |  | 0 |  | 0 |  | 0 |  | 0.00011149 |  | 0 |  | -2.0368e-05 |  | 0 |  | 0 |  | 0 |  | 0
| 0 |  | 0 |  | 0 |  | 0 |  | 0 |  | 0 |  | 8.7483e-07 |  | 1.0372e-06 |  | 0 |  | 0 |  | 0 |  | 8.0354e-05 |  | 0 |  | -2.2264e-05 |  | 0 |  | 0 |  | 0 |  | 0
| 0 |  | 0 |  | 0 |  | 0 |  | 0 |  | 0 |  | 8.7846e-07 |  | 5.8684e-07 |  | 0 |  | 0 |  | 0 |  | 5.305e-05 |  | 0 |  | -6.3118e-05 |  | 0 |  | 0 |  | 0 |  | 0
| 0 |  | 0 |  | 0 |  | 0 |  | 0 |  | 0 |  | 1.1918e-06 |  | 5.8693e-07 |  | 0 |  | 0 |  | 0 |  | 3.399e-05 |  | 0 |  | -6.1746e-05 |  | 0 |  | 0 |  | 0 |  | 0
| 0 |  | 0 |  | 0 |  | 0 |  | 0 |  | 0 |  | 1.2513e-06 |  | 2.7116e-06 |  | 0 |  | 0 |  | 0 |  | 3.4647e-07 |  | 0 |  | -3.3527e-05 |  | 0 |  | 0 |  | 0 |  | 0
| 0 |  | 0 |  | 0 |  | 0 |  | 0 |  | 0 |  | 1.0212e-06 |  | 2.712e-06 |  | 0 |  | 0 |  | 0 |  | 5.7684e-05 |  | 0 |  | -1.5365e-05 |  | 0 |  | 0 |  | 0 |  | 0
| 0 |  | 0 |  | 0 |  | 0 |  | 0 |  | 0 |  | 7.805e-07 |  | 6.5683e-07 |  | 0 |  | 0 |  | 0 |  | 7.352e-05 |  | 0 |  | -2.4788e-05 |  | 0 |  | 0 |  | 0 |  | 0
| 0 |  | 0 |  | 0 |  | 0 |  | 0 |  | 0 |  | 8.3847e-07 |  | 6.5693e-07 |  | 0 |  | 0 |  | 0 |  | 2.0191e-05 |  | 0 |  | -2.65e-05 |  | 0 |  | 0 |  | 0 |  | 0
| 0 |  | 0 |  | 0 |  | 0 |  | 0 |  | 0 |  | 9.7001e-07 |  | 1.6407e-06 |  | 0 |  | 0 |  | 0 |  | -2.8745e-05 |  | 0 |  | -2.2593e-05 |  | 0 |  | 0 |  | 0 |  | 0
| 0 |  | 0 |  | 0 |  | 0 |  | 0 |  | 0 |  | 1.0677e-06 |  | 1.6409e-06 |  | 0 |  | 0 |  | 0 |  | 2.2285e-05 |  | 0 |  | -1.3798e-05 |  | 0 |  | 0 |  | 0 |  | 0
| 0 |  | 0 |  | 0 |  | 0 |  | 0 |  | 0 |  | 9.8773e-07 |  | 1.0163e-06 |  | 0 |  | 0 |  | 0 |  | 8.0488e-05 |  | 0 |  | -1.2627e-05 |  | 0 |  | 0 |  | 0 |  | 0
| 0 |  | 0 |  | 0 |  | 0 |  | 0 |  | 0 |  | 1.0288e-06 |  | 1.0164e-06 |  | 0 |  | 0 |  | 0 |  | 3.9402e-05 |  | 0 |  | -2.0895e-05 |  | 0 |  | 0 |  | 0 |  | 0
| 0 |  | 0 |  | 0 |  | 0 |  | 0 |  | 0 |  | 1.1284e-06 |  | 1.0007e-06 |  | 0 |  | 0 |  | 0 |  | -6.4436e-06 |  | 0 |  | -2.6913e-05 |  | 0 |  | 0 |  | 0 |  | 0
| 0 |  | 0 |  | 0 |  | 0 |  | 0 |  | 0 |  | 1.1974e-06 |  | 1.0007e-06 |  | 0 |  | 0 |  | 0 |  | 3.3899e-05 |  | 0 |  | -1.2518e-05 |  | 0 |  | 0 |  | 0 |  | 0
| 0 |  | 0 |  | 0 |  | 0 |  | 0 |  | 0 |  | 1.0483e-06 |  | 1.111e-06 |  | 0 |  | 0 |  | 0 |  | 3.8993e-05 |  | 0 |  | -1.045e-05 |  | 0 |  | 0 |  | 0 |  | 0
| 0 |  | 0 |  | 0 |  | 0 |  | 0 |  | 0 |  | 8.0647e-07 |  | 1.111e-06 |  | 0 |  | 0 |  | 0 |  | -3.373e-05 |  | 0 |  | -4.3265e-05 |  | 0 |  | 0 |  | 0 |  | 0
| 0 |  | 0 |  | 0 |  | 0 |  | 0 |  | 0 |  | 8.1081e-07 |  | 6.5052e-07 |  | 0 |  | 0 |  | 0 |  | -5.4601e-05 |  | 0 |  | -4.615e-05 |  | 0 |  | 0 |  | 0 |  | 0
| 0 |  | 0 |  | 0 |  | 0 |  | 0 |  | 0 |  | 6.7146e-07 |  | 6.5057e-07 |  | 0 |  | 0 |  | 0 |  | -6.7458e-06 |  | 0 |  | -2.8891e-05 |  | 0 |  | 0 |  | 0 |  | 0
| 0 |  | 0 |  | 0 |  | 0 |  | 0 |  | 0 |  | 8.9072e-07 |  | 1.1835e-06 |  | 0 |  | 0 |  | 0 |  | 6.1252e-05 |  | 0 |  | -1.0286e-06 |  | 0 |  | 0 |  | 0 |  | 0
| 0 |  | 0 |  | 0 |  | 0 |  | 0 |  | 0 |  | 1.193e-06 |  | 1.1836e-06 |  | 0 |  | 0 |  | 0 |  | 1.8398e-05 |  | 0 |  | 5.3181e-06 |  | 0 |  | 0 |  | 0 |  | 0
| 0 |  | 0 |  | 0 |  | 0 |  | 0 |  | 0 |  | 1.0494e-06 |  | 1.4002e-06 |  | 0 |  | 0 |  | 0 |  | -8.3644e-06 |  | 0 |  | -1.6199e-05 |  | 0 |  | 0 |  | 0 |  | 0
| 0 |  | 0 |  | 0 |  | 0 |  | 0 |  | 0 |  | 8.9577e-07 |  | 1.4003e-06 |  | 0 |  | 0 |  | 0 |  | 7.2181e-05 |  | 0 |  | -9.0121e-06 |  | 0 |  | 0 |  | 0 |  | 0
| 0 |  | 0 |  | 0 |  | 0 |  | 0 |  | 0 |  | 9.8906e-07 |  | 1.655e-06 |  | 0 |  | 0 |  | 0 |  | 7.5922e-05 |  | 0 |  | 9.1087e-07 |  | 0 |  | 0 |  | 0 |  | 0
| 0 |  | 0 |  | 0 |  | 0 |  | 0 |  | 0 |  | 8.5864e-07 |  | 1.655e-06 |  | 0 |  | 0 |  | 0 |  | 7.62e-05 |  | 0 |  | -1.2341e-05 |  | 0 |  | 0 |  | 0 |  | 0
| 0 |  | 0 |  | 0 |  | 0 |  | 0 |  | 0 |  | 5.9009e-07 |  | 1.4237e-06 |  | 0 |  | 0 |  | 0 |  | 0.00012277 |  | 0 |  | -1.5462e-05 |  | 0 |  | 0 |  | 0 |  | 0
| 0 |  | 0 |  | 0 |  | 0 |  | 0 |  | 0 |  | 6.4641e-07 |  | 1.4237e-06 |  | 0 |  | 0 |  | 0 |  | 0.00010356 |  | 0 |  | -1.8838e-06 |  | 0 |  | 0 |  | 0 |  | 0
| 0 |  | 0 |  | 0 |  | 0 |  | 0 |  | 0 |  | 8.1175e-07 |  | 1.4658e-06 |  | 0 |  | 0 |  | 0 |  | 0.00010814 |  | 0 |  | -1.0381e-05 |  | 0 |  | 0 |  | 0 |  | 0
| 0 |  | 0 |  | 0 |  | 0 |  | 0 |  | 0 |  | 9.3134e-07 |  | 1.4659e-06 |  | 0 |  | 0 |  | 0 |  | 6.1029e-05 |  | 0 |  | -2.6979e-05 |  | 0 |  | 0 |  | 0 |  | 0
| 0 |  | 0 |  | 0 |  | 0 |  | 0 |  | 0 |  | 9.452e-07 |  | 1.039e-06 |  | 0 |  | 0 |  | 0 |  | -3.0977e-05 |  | 0 |  | -2.2551e-05 |  | 0 |  | 0 |  | 0 |  | 0
| 0 |  | 0 |  | 0 |  | 0 |  | 0 |  | 0 |  | 8.9304e-07 |  | 1.0391e-06 |  | 0 |  | 0 |  | 0 |  | -1.8158e-05 |  | 0 |  | -3.0385e-05 |  | 0 |  | 0 |  | 0 |  | 0
| 0 |  | 0 |  | 0 |  | 0 |  | 0 |  | 0 |  | 9.215e-07 |  | 1.6504e-06 |  | 0 |  | 0 |  | 0 |  | 7.6931e-05 |  | 0 |  | -3.8402e-05 |  | 0 |  | 0 |  | 0 |  | 0
| 0 |  | 0 |  | 0 |  | 0 |  | 0 |  | 0 |  | 9.0648e-07 |  | 1.6506e-06 |  | 0 |  | 0 |  | 0 |  | 6.3248e-05 |  | 0 |  | -2.1257e-05 |  | 0 |  | 0 |  | 0 |  | 0
| 0 |  | 0 |  | 0 |  | 0 |  | 0 |  | 0 |  | 7.6913e-07 |  | 1.4741e-06 |  | 0 |  | 0 |  | 0 |  | 2.4043e-06 |  | 0 |  | -7.0881e-06 |  | 0 |  | 0 |  | 0 |  | 0
| 0 |  | 0 |  | 0 |  | 0 |  | 0 |  | 0 |  | 9.0157e-07 |  | 1.4743e-06 |  | 0 |  | 0 |  | 0 |  | 4.9531e-05 |  | 0 |  | -2.2837e-05 |  | 0 |  | 0 |  | 0 |  | 0
| 0 |  | 0 |  | 0 |  | 0 |  | 0 |  | 0 |  | 8.5863e-07 |  | 1.9497e-06 |  | 0 |  | 0 |  | 0 |  | 4.3291e-05 |  | 0 |  | -2.2987e-05 |  | 0 |  | 0 |  | 0 |  | 0
| 0 |  | 0 |  | 0 |  | 0 |  | 0 |  | 0 |  | 6.7653e-07 |  | 1.95e-06 |  | 0 |  | 0 |  | 0 |  | 4.8892e-05 |  | 0 |  | -2.7895e-05 |  | 0 |  | 0 |  | 0 |  | 0
| 0 |  | 0 |  | 0 |  | 0 |  | 0 |  | 0 |  | 3.9829e-06 |  | 9.4703e-07 |  | 0 |  | 0 |  | 0 |  | 0.00010171 |  | 0 |  | -4.6332e-05 |  | 0 |  | 0 |  | 0 |  | 0
| 0 |  | 0 |  | 0 |  | 0 |  | 0 |  | 0 |  | 4.0305e-06 |  | 9.471e-07 |  | 0 |  | 0 |  | 0 |  | 0.00016836 |  | 0 |  | -2.0512e-05 |  | 0 |  | 0 |  | 0 |  | 0
| 0 |  | 0 |  | 0 |  | 0 |  | 0 |  | 0 |  | 4.3075e-06 |  | 5.759e-07 |  | 0 |  | 0 |  | 0 |  | 9.5675e-05 |  | 0 |  | -2.9195e-05 |  | 0 |  | 0 |  | 0 |  | 0
| 0 |  | 0 |  | 0 |  | 0 |  | 0 |  | 0 |  | 4.9402e-06 |  | 5.7594e-07 |  | 0 |  | 0 |  | 0 |  | 4.3567e-05 |  | 0 |  | -5.9063e-05 |  | 0 |  | 0 |  | 0 |  | 0
| 0 |  | 0 |  | 0 |  | 0 |  | 0 |  | 0 |  | 4.8412e-06 |  | 1.0458e-06 |  | 0 |  | 0 |  | 0 |  | 7.6806e-05 |  | 0 |  | -4.4755e-05 |  | 0 |  | 0 |  | 0 |  | 0
| 0 |  | 0 |  | 0 |  | 0 |  | 0 |  | 0 |  | 4.3415e-06 |  | 1.0459e-06 |  | 0 |  | 0 |  | 0 |  | -1.4084e-05 |  | 0 |  | -2.6573e-05 |  | 0 |  | 0 |  | 0 |  | 0
| 0 |  | 0 |  | 0 |  | 0 |  | 0 |  | 0 |  | 3.9372e-06 |  | 1.6246e-06 |  | 0 |  | 0 |  | 0 |  | -3.002e-05 |  | 0 |  | -2.0222e-05 |  | 0 |  | 0 |  | 0 |  | 0
| 0 |  | 0 |  | 0 |  | 0 |  | 0 |  | 0 |  | 4.3576e-06 |  | 1.6248e-06 |  | 0 |  | 0 |  | 0 |  | 5.9021e-05 |  | 0 |  | -2.8257e-05 |  | 0 |  | 0 |  | 0 |  | 0
| 0 |  | 0 |  | 0 |  | 0 |  | 0 |  | 0 |  | 4.7642e-06 |  | 1.1688e-06 |  | 0 |  | 0 |  | 0 |  | 0.00011004 |  | 0 |  | -3.0711e-05 |  | 0 |  | 0 |  | 0 |  | 0
| 0 |  | 0 |  | 0 |  | 0 |  | 0 |  | 0 |  | 4.5407e-06 |  | 1.169e-06 |  | 0 |  | 0 |  | 0 |  | 3.2549e-05 |  | 0 |  | -3.1347e-05 |  | 0 |  | 0 |  | 0 |  | 0
| 0 |  | 0 |  | 0 |  | 0 |  | 0 |  | 0 |  | 4.5105e-06 |  | 1.6345e-06 |  | 0 |  | 0 |  | 0 |  | 7.2196e-05 |  | 0 |  | -2.7076e-05 |  | 0 |  | 0 |  | 0 |  | 0
| 0 |  | 0 |  | 0 |  | 0 |  | 0 |  | 0 |  | 4.3171e-06 |  | 1.6346e-06 |  | 0 |  | 0 |  | 0 |  | 0.00017249 |  | 0 |  | -3.3737e-06 |  | 0 |  | 0 |  | 0 |  | 0
| 0 |  | 0 |  | 0 |  | 0 |  | 0 |  | 0 |  | 3.887e-06 |  | 1.1199e-06 |  | 0 |  | 0 |  | 0 |  | 0.00012161 |  | 0 |  | -3.0898e-06 |  | 0 |  | 0 |  | 0 |  | 0
| 0 |  | 0 |  | 0 |  | 0 |  | 0 |  | 0 |  | 4.2333e-06 |  | 1.12e-06 |  | 0 |  | 0 |  | 0 |  | 1.8067e-05 |  | 0 |  | 1.8842e-06 |  | 0 |  | 0 |  | 0 |  | 0
| 0 |  | 0 |  | 0 |  | 0 |  | 0 |  | 0 |  | 4.5411e-06 |  | 1.4724e-06 |  | 0 |  | 0 |  | 0 |  | -7.3164e-06 |  | 0 |  | -1.0595e-05 |  | 0 |  | 0 |  | 0 |  | 0
| 0 |  | 0 |  | 0 |  | 0 |  | 0 |  | 0 |  | 4.1722e-06 |  | 1.5853e-06 |  | 0 |  | 0 |  | 0 |  | 1.1509e-05 |  | 0 |  | -2.5993e-05 |  | 0 |  | 0 |  | 0 |  | 0
| 0 |  | 0 |  | 0 |  | 0 |  | 0 |  | 0 |  | 4.296e-06 |  | 1.1673e-06 |  | 0 |  | 0 |  | 0 |  | -2.4309e-06 |  | 0 |  | -9.7401e-06 |  | 0 |  | 0 |  | 0 |  | 0
| 0 |  | 0 |  | 0 |  | 0 |  | 0 |  | 0 |  | 4.7886e-06 |  | 1.0548e-06 |  | 0 |  | 0 |  | 0 |  | 4.5451e-06 |  | 0 |  | -3.0341e-05 |  | 0 |  | 0 |  | 0 |  | 0
| 0 |  | 0 |  | 0 |  | 0 |  | 0 |  | 0 |  | 4.8611e-06 |  | 5.2555e-07 |  | 0 |  | 0 |  | 0 |  | -5.1521e-06 |  | 0 |  | -5.7709e-05 |  | 0 |  | 0 |  | 0 |  | 0
| 0 |  | 0 |  | 0 |  | 0 |  | 0 |  | 0 |  | 4.8293e-06 |  | 5.2563e-07 |  | 0 |  | 0 |  | 0 |  | 4.0999e-05 |  | 0 |  | -4.5119e-05 |  | 0 |  | 0 |  | 0 |  | 0
| 0 |  | 0 |  | 0 |  | 0 |  | 0 |  | 0 |  | 4.6562e-06 |  | 1.7195e-06 |  | 0 |  | 0 |  | 0 |  | 8.4235e-05 |  | 0 |  | -3.8206e-05 |  | 0 |  | 0 |  | 0 |  | 0
| 0 |  | 0 |  | 0 |  | 0 |  | 0 |  | 0 |  | 4.7586e-06 |  | 1.7197e-06 |  | 0 |  | 0 |  | 0 |  | 4.5979e-05 |  | 0 |  | -4.527e-05 |  | 0 |  | 0 |  | 0 |  | 0
| 0 |  | 0 |  | 0 |  | 0 |  | 0 |  | 0 |  | 4.463e-06 |  | 5.8662e-07 |  | 0 |  | 0 |  | 0 |  | -1.5916e-05 |  | 0 |  | -6.9611e-05 |  | 0 |  | 0 |  | 0 |  | 0
| 0 |  | 0 |  | 0 |  | 0 |  | 0 |  | 0 |  | 4.3138e-06 |  | 5.8666e-07 |  | 0 |  | 0 |  | 0 |  | 3.9966e-05 |  | 0 |  | -6.3543e-05 |  | 0 |  | 0 |  | 0 |  | 0
| 0 |  | 0 |  | 0 |  | 0 |  | 0 |  | 0 |  | 4.3224e-06 |  | 9.1682e-07 |  | 0 |  | 0 |  | 0 |  | 8.5915e-05 |  | 0 |  | -1.7815e-05 |  | 0 |  | 0 |  | 0 |  | 0
| 0 |  | 0 |  | 0 |  | 0 |  | 0 |  | 0 |  | 4.1488e-06 |  | 9.1696e-07 |  | 0 |  | 0 |  | 0 |  | 7.8338e-05 |  | 0 |  | -3.1207e-05 |  | 0 |  | 0 |  | 0 |  | 0
| 0 |  | 0 |  | 0 |  | 0 |  | 0 |  | 0 |  | 4.9406e-06 |  | 1.6384e-06 |  | 0 |  | 0 |  | 0 |  | 0.00010553 |  | 0 |  | -8.4325e-06 |  | 0 |  | 0 |  | 0 |  | 0
| 0 |  | 0 |  | 0 |  | 0 |  | 0 |  | 0 |  | 5.0254e-06 |  | 1.6386e-06 |  | 0 |  | 0 |  | 0 |  | 6.2208e-05 |  | 0 |  | 3.2378e-06 |  | 0 |  | 0 |  | 0 |  | 0
| 0 |  | 0 |  | 0 |  | 0 |  | 0 |  | 0 |  | 4.3224e-06 |  | 9.2376e-07 |  | 0 |  | 0 |  | 0 |  | 1.6815e-05 |  | 0 |  | -3.179e-05 |  | 0 |  | 0 |  | 0 |  | 0
| 0 |  | 0 |  | 0 |  | 0 |  | 0 |  | 0 |  | 4.6176e-06 |  | 9.2389e-07 |  | 0 |  | 0 |  | 0 |  | 1.9562e-06 |  | 0 |  | -3.5706e-05 |  | 0 |  | 0 |  | 0 |  | 0
| 0 |  | 0 |  | 0 |  | 0 |  | 0 |  | 0 |  | 4.6763e-06 |  | 1.6906e-06 |  | 0 |  | 0 |  | 0 |  | -2.1328e-05 |  | 0 |  | -2.1694e-05 |  | 0 |  | 0 |  | 0 |  | 0
| 0 |  | 0 |  | 0 |  | 0 |  | 0 |  | 0 |  | 4.3572e-06 |  | 1.6907e-06 |  | 0 |  | 0 |  | 0 |  | 1.5071e-05 |  | 0 |  | 1.5869e-06 |  | 0 |  | 0 |  | 0 |  | 0
| 0 |  | 0 |  | 0 |  | 0 |  | 0 |  | 0 |  | 4.3374e-06 |  | 1.4431e-06 |  | 0 |  | 0 |  | 0 |  | 6.6858e-05 |  | 0 |  | -9.6918e-07 |  | 0 |  | 0 |  | 0 |  | 0
| 0 |  | 0 |  | 0 |  | 0 |  | 0 |  | 0 |  | 4.4033e-06 |  | 1.4432e-06 |  | 0 |  | 0 |  | 0 |  | 9.2504e-05 |  | 0 |  | -5.3153e-06 |  | 0 |  | 0 |  | 0 |  | 0
| 0 |  | 0 |  | 0 |  | 0 |  | 0 |  | 0 |  | 4.148e-06 |  | 1.3654e-06 |  | 0 |  | 0 |  | 0 |  | 9.4159e-05 |  | 0 |  | -1.0585e-05 |  | 0 |  | 0 |  | 0 |  | 0
| 0 |  | 0 |  | 0 |  | 0 |  | 0 |  | 0 |  | 3.6109e-06 |  | 1.3655e-06 |  | 0 |  | 0 |  | 0 |  | 6.4849e-05 |  | 0 |  | -1.3804e-05 |  | 0 |  | 0 |  | 0 |  | 0
| 0 |  | 0 |  | 0 |  | 0 |  | 0 |  | 0 |  | 3.9067e-06 |  | 1.1197e-06 |  | 0 |  | 0 |  | 0 |  | 5.4323e-05 |  | 0 |  | -2.2074e-05 |  | 0 |  | 0 |  | 0 |  | 0
| 0 |  | 0 |  | 0 |  | 0 |  | 0 |  | 0 |  | 4.7056e-06 |  | 1.1197e-06 |  | 0 |  | 0 |  | 0 |  | 4.1792e-05 |  | 0 |  | -1.4524e-05 |  | 0 |  | 0 |  | 0 |  | 0
| 0 |  | 0 |  | 0 |  | 0 |  | 0 |  | 0 |  | 4.5722e-06 |  | 9.6004e-07 |  | 0 |  | 0 |  | 0 |  | 4.5948e-05 |  | 0 |  | -2.5203e-05 |  | 0 |  | 0 |  | 0 |  | 0
| 0 |  | 0 |  | 0 |  | 0 |  | 0 |  | 0 |  | 3.8875e-06 |  | 9.6004e-07 |  | 0 |  | 0 |  | 0 |  | 4.68e-05 |  | 0 |  | -4.3828e-05 |  | 0 |  | 0 |  | 0 |  | 0
| 0 |  | 0 |  | 0 |  | 0 |  | 0 |  | 0 |  | 4.4855e-06 |  | 1.6001e-06 |  | 0 |  | 0 |  | 0 |  | -1.7735e-05 |  | 0 |  | -4.3026e-07 |  | 0 |  | 0 |  | 0 |  | 0
| 0 |  | 0 |  | 0 |  | 0 |  | 0 |  | 0 |  | 4.7812e-06 |  | 1.6002e-06 |  | 0 |  | 0 |  | 0 |  | -6.3826e-05 |  | 0 |  | -1.3226e-08 |  | 0 |  | 0 |  | 0 |  | 0
| 0 |  | 0 |  | 0 |  | 0 |  | 0 |  | 0 |  | 4.1923e-06 |  | 8.3273e-07 |  | 0 |  | 0 |  | 0 |  | -2.2855e-05 |  | 0 |  | -3.5258e-05 |  | 0 |  | 0 |  | 0 |  | 0
| 0 |  | 0 |  | 0 |  | 0 |  | 0 |  | 0 |  | 4.0504e-06 |  | 8.3279e-07 |  | 0 |  | 0 |  | 0 |  | 1.5101e-05 |  | 0 |  | -1.7662e-05 |  | 0 |  | 0 |  | 0 |  | 0
| 0 |  | 0 |  | 0 |  | 0 |  | 0 |  | 0 |  | 4.2331e-06 |  | 1.3967e-06 |  | 0 |  | 0 |  | 0 |  | 2.4083e-05 |  | 0 |  | -7.9906e-06 |  | 0 |  | 0 |  | 0 |  | 0
| 0 |  | 0 |  | 0 |  | 0 |  | 0 |  | 0 |  | 4.286e-06 |  | 1.3968e-06 |  | 0 |  | 0 |  | 0 |  | 8.4707e-05 |  | 0 |  | -8.8306e-06 |  | 0 |  | 0 |  | 0 |  | 0
| 0 |  | 0 |  | 0 |  | 0 |  | 0 |  | 0 |  | 4.068e-06 |  | 1.4642e-06 |  | 0 |  | 0 |  | 0 |  | 9.5792e-05 |  | 0 |  | -1.3905e-05 |  | 0 |  | 0 |  | 0 |  | 0
| 0 |  | 0 |  | 0 |  | 0 |  | 0 |  | 0 |  | 4.1381e-06 |  | 1.4642e-06 |  | 0 |  | 0 |  | 0 |  | 7.7663e-05 |  | 0 |  | -1.7662e-05 |  | 0 |  | 0 |  | 0 |  | 0
| 0 |  | 0 |  | 0 |  | 0 |  | 0 |  | 0 |  | 3.8364e-06 |  | 8.7428e-07 |  | 0 |  | 0 |  | 0 |  | 6.7983e-05 |  | 0 |  | -1.0165e-05 |  | 0 |  | 0 |  | 0 |  | 0
| 0 |  | 0 |  | 0 |  | 0 |  | 0 |  | 0 |  | 3.8509e-06 |  | 8.7428e-07 |  | 0 |  | 0 |  | 0 |  | 2.0472e-05 |  | 0 |  | -2.2728e-05 |  | 0 |  | 0 |  | 0 |  | 0
| 0 |  | 0 |  | 0 |  | 0 |  | 0 |  | 0 |  | 4.0759e-06 |  | 1.3424e-06 |  | 0 |  | 0 |  | 0 |  | 4.5223e-05 |  | 0 |  | -1.766e-06 |  | 0 |  | 0 |  | 0 |  | 0
| 0 |  | 0 |  | 0 |  | 0 |  | 0 |  | 0 |  | 4.2179e-06 |  | 1.3425e-06 |  | 0 |  | 0 |  | 0 |  | 9.4169e-05 |  | 0 |  | -2.2661e-05 |  | 0 |  | 0 |  | 0 |  | 0
| 0 |  | 0 |  | 0 |  | 0 |  | 0 |  | 0 |  | 4.1684e-06 |  | 9.163e-07 |  | 0 |  | 0 |  | 0 |  | 6.0805e-05 |  | 0 |  | -4.3419e-05 |  | 0 |  | 0 |  | 0 |  | 0
| 0 |  | 0 |  | 0 |  | 0 |  | 0 |  | 0 |  | 4.1168e-06 |  | 9.1637e-07 |  | 0 |  | 0 |  | 0 |  | -6.2148e-06 |  | 0 |  | -6.9398e-06 |  | 0 |  | 0 |  | 0 |  | 0
| 0 |  | 0 |  | 0 |  | 0 |  | 0 |  | 0 |  | 4.3472e-06 |  | 1.368e-06 |  | 0 |  | 0 |  | 0 |  | 3.2679e-05 |  | 0 |  | -2.2205e-05 |  | 0 |  | 0 |  | 0 |  | 0
| 0 |  | 0 |  | 0 |  | 0 |  | 0 |  | 0 |  | 3.7978e-06 |  | 1.3681e-06 |  | 0 |  | 0 |  | 0 |  | 9.037e-05 |  | 0 |  | -2.4089e-05 |  | 0 |  | 0 |  | 0 |  | 0
| 0 |  | 0 |  | 0 |  | 0 |  | 0 |  | 0 |  | 3.5971e-06 |  | 2.0664e-07 |  | 0 |  | 0 |  | 0 |  | 0.0001089 |  | 0 |  | -3.4034e-05 |  | 0 |  | 0 |  | 0 |  | 0
| 0 |  | 0 |  | 0 |  | 0 |  | 0 |  | 0 |  | 4.1414e-06 |  | 2.0666e-07 |  | 0 |  | 0 |  | 0 |  | 0.00010272 |  | 0 |  | -4.7143e-05 |  | 0 |  | 0 |  | 0 |  | 0
| 0 |  | 0 |  | 0 |  | 0 |  | 0 |  | 0 |  | 4.2767e-06 |  | 1.1759e-06 |  | 0 |  | 0 |  | 0 |  | 5.8945e-05 |  | 0 |  | -2.343e-05 |  | 0 |  | 0 |  | 0 |  | 0
| 0 |  | 0 |  | 0 |  | 0 |  | 0 |  | 0 |  | 4.1565e-06 |  | 1.1759e-06 |  | 0 |  | 0 |  | 0 |  | 0.00012014 |  | 0 |  | -1.9393e-05 |  | 0 |  | 0 |  | 0 |  | 0
| 0 |  | 0 |  | 0 |  | 0 |  | 0 |  | 0 |  | 4.5532e-06 |  | 9.7915e-07 |  | 0 |  | 0 |  | 0 |  | 0.00014071 |  | 0 |  | -1.4434e-05 |  | 0 |  | 0 |  | 0 |  | 0
| 0 |  | 0 |  | 0 |  | 0 |  | 0 |  | 0 |  | 4.6574e-06 |  | 9.7922e-07 |  | 0 |  | 0 |  | 0 |  | 0.00011734 |  | 0 |  | -8.0177e-06 |  | 0 |  | 0 |  | 0 |  | 0
| 0 |  | 0 |  | 0 |  | 0 |  | 0 |  | 0 |  | 4.4825e-06 |  | 6.627e-07 |  | 0 |  | 0 |  | 0 |  | 0.00012517 |  | 0 |  | -1.0015e-05 |  | 0 |  | 0 |  | 0 |  | 0
| 0 |  | 0 |  | 0 |  | 0 |  | 0 |  | 0 |  | 4.6412e-06 |  | 6.627e-07 |  | 0 |  | 0 |  | 0 |  | 0.00011137 |  | 0 |  | -8.3703e-06 |  | 0 |  | 0 |  | 0 |  | 0
| 0 |  | 0 |  | 0 |  | 0 |  | 0 |  | 0 |  | 4.8848e-06 |  | 1.5895e-06 |  | 0 |  | 0 |  | 0 |  | 0.00015225 |  | 0 |  | -1.8975e-05 |  | 0 |  | 0 |  | 0 |  | 0
| 0 |  | 0 |  | 0 |  | 0 |  | 0 |  | 0 |  | 4.486e-06 |  | 1.5896e-06 |  | 0 |  | 0 |  | 0 |  | 0.00014246 |  | 0 |  | -3.703e-05 |  | 0 |  | 0 |  | 0 |  | 0
| 0 |  | 0 |  | 0 |  | 0 |  | 0 |  | 0 |  | 3.945e-06 |  | 5.6867e-07 |  | 0 |  | 0 |  | 0 |  | 0.00013236 |  | 0 |  | -4.9285e-05 |  | 0 |  | 0 |  | 0 |  | 0
| 0 |  | 0 |  | 0 |  | 0 |  | 0 |  | 0 |  | 4.4387e-06 |  | 5.6866e-07 |  | 0 |  | 0 |  | 0 |  | 0.00010291 |  | 0 |  | -6.2017e-05 |  | 0 |  | 0 |  | 0 |  | 0
| 0 |  | 0 |  | 0 |  | 0 |  | 0 |  | 0 |  | 4.5246e-06 |  | 1.4747e-06 |  | 0 |  | 0 |  | 0 |  | 3.1928e-05 |  | 0 |  | -5.0437e-05 |  | 0 |  | 0 |  | 0 |  | 0
| 0 |  | 0 |  | 0 |  | 0 |  | 0 |  | 0 |  | 4.6409e-06 |  | 1.4749e-06 |  | 0 |  | 0 |  | 0 |  | 5.6323e-05 |  | 0 |  | -3.1696e-05 |  | 0 |  | 0 |  | 0 |  | 0
| 0 |  | 0 |  | 0 |  | 0 |  | 0 |  | 0 |  | 4.8531e-06 |  | 1.1615e-06 |  | 0 |  | 0 |  | 0 |  | 0.00016356 |  | 0 |  | -2.3871e-05 |  | 0 |  | 0 |  | 0 |  | 0
| 0 |  | 0 |  | 0 |  | 0 |  | 0 |  | 0 |  | 4.7038e-06 |  | 1.1617e-06 |  | 0 |  | 0 |  | 0 |  | 0.00011838 |  | 0 |  | -3.3504e-05 |  | 0 |  | 0 |  | 0 |  | 0
| 0 |  | 0 |  | 0 |  | 0 |  | 0 |  | 0 |  | 4.1919e-06 |  | 6.286e-07 |  | 0 |  | 0 |  | 0 |  | 7.6477e-05 |  | 0 |  | -3.538e-05 |  | 0 |  | 0 |  | 0 |  | 0
| 0 |  | 0 |  | 0 |  | 0 |  | 0 |  | 0 |  | 3.8617e-06 |  | 6.2869e-07 |  | 0 |  | 0 |  | 0 |  | 8.7723e-05 |  | 0 |  | -1.4827e-05 |  | 0 |  | 0 |  | 0 |  | 0
| 0 |  | 0 |  | 0 |  | 0 |  | 0 |  | 0 |  | 4.5025e-06 |  | 9.6306e-07 |  | 0 |  | 0 |  | 0 |  | 1.1819e-05 |  | 0 |  | -1.5467e-05 |  | 0 |  | 0 |  | 0 |  | 0
| 0 |  | 0 |  | 0 |  | 0 |  | 0 |  | 0 |  | 4.6619e-06 |  | 9.6313e-07 |  | 0 |  | 0 |  | 0 |  | 2.8518e-05 |  | 0 |  | -2.8289e-05 |  | 0 |  | 0 |  | 0 |  | 0
| 0 |  | 0 |  | 0 |  | 0 |  | 0 |  | 0 |  | 4.1252e-06 |  | 2.2186e-06 |  | 0 |  | 0 |  | 0 |  | 0.00011211 |  | 0 |  | -2.7395e-05 |  | 0 |  | 0 |  | 0 |  | 0
| 0 |  | 0 |  | 0 |  | 0 |  | 0 |  | 0 |  | 4.368e-06 |  | 2.2187e-06 |  | 0 |  | 0 |  | 0 |  | 8.2829e-05 |  | 0 |  | -2.7325e-05 |  | 0 |  | 0 |  | 0 |  | 0
| 0 |  | 0 |  | 0 |  | 0 |  | 0 |  | 0 |  | 4.9856e-06 |  | 9.2532e-07 |  | 0 |  | 0 |  | 0 |  | 5.9904e-05 |  | 0 |  | -1.8526e-05 |  | 0 |  | 0 |  | 0 |  | 0
| 0 |  | 0 |  | 0 |  | 0 |  | 0 |  | 0 |  | 4.7354e-06 |  | 9.2546e-07 |  | 0 |  | 0 |  | 0 |  | 0.0001409 |  | 0 |  | -2.1856e-05 |  | 0 |  | 0 |  | 0 |  | 0
| 0 |  | 0 |  | 0 |  | 0 |  | 0 |  | 0 |  | 4.7076e-06 |  | 4.9867e-07 |  | 0 |  | 0 |  | 0 |  | 5.9734e-05 |  | 0 |  | -3.4937e-05 |  | 0 |  | 0 |  | 0 |  | 0
| 0 |  | 0 |  | 0 |  | 0 |  | 0 |  | 0 |  | 4.5092e-06 |  | 4.9871e-07 |  | 0 |  | 0 |  | 0 |  | -4.0871e-05 |  | 0 |  | -8.9169e-06 |  | 0 |  | 0 |  | 0 |  | 0
| 0 |  | 0 |  | 0 |  | 0 |  | 0 |  | 0 |  | 4.2076e-06 |  | 5.959e-07 |  | 0 |  | 0 |  | 0 |  | -3.5435e-05 |  | 0 |  | -9.6568e-06 |  | 0 |  | 0 |  | 0 |  | 0
| 0 |  | 0 |  | 0 |  | 0 |  | 0 |  | 0 |  | 4.9082e-06 |  | 5.9594e-07 |  | 0 |  | 0 |  | 0 |  | 4.6386e-06 |  | 0 |  | -1.867e-05 |  | 0 |  | 0 |  | 0 |  | 0
| 0 |  | 0 |  | 0 |  | 0 |  | 0 |  | 0 |  | 4.8958e-06 |  | 9.2961e-07 |  | 0 |  | 0 |  | 0 |  | 6.8414e-05 |  | 0 |  | -1.8074e-05 |  | 0 |  | 0 |  | 0 |  | 0
| 0 |  | 0 |  | 0 |  | 0 |  | 0 |  | 0 |  | 4.6526e-06 |  | 9.2975e-07 |  | 0 |  | 0 |  | 0 |  | 5.5984e-05 |  | 0 |  | -4.0944e-05 |  | 0 |  | 0 |  | 0 |  | 0
| 0 |  | 0 |  | 0 |  | 0 |  | 0 |  | 0 |  | 4.8781e-06 |  | 7.2032e-07 |  | 0 |  | 0 |  | 0 |  | 0.00011604 |  | 0 |  | -4.5186e-05 |  | 0 |  | 0 |  | 0 |  | 0
| 0 |  | 0 |  | 0 |  | 0 |  | 0 |  | 0 |  | 4.8765e-06 |  | 7.2037e-07 |  | 0 |  | 0 |  | 0 |  | 0.00014519 |  | 0 |  | -5.0796e-05 |  | 0 |  | 0 |  | 0 |  | 0
| 0 |  | 0 |  | 0 |  | 0 |  | 0 |  | 0 |  | 4.5074e-06 |  | 1.3624e-06 |  | 0 |  | 0 |  | 0 |  | -4.7449e-05 |  | 0 |  | -4.5227e-05 |  | 0 |  | 0 |  | 0 |  | 0
| 0 |  | 0 |  | 0 |  | 0 |  | 0 |  | 0 |  | 3.7019e-06 |  | 1.3625e-06 |  | 0 |  | 0 |  | 0 |  | -6.9019e-05 |  | 0 |  | -1.7463e-05 |  | 0 |  | 0 |  | 0 |  | 0
| 0 |  | 0 |  | 0 |  | 0 |  | 0 |  | 0 |  | 3.9046e-06 |  | 8.6014e-07 |  | 0 |  | 0 |  | 0 |  | 1.4262e-05 |  | 0 |  | -2.7783e-05 |  | 0 |  | 0 |  | 0 |  | 0
| 0 |  | 0 |  | 0 |  | 0 |  | 0 |  | 0 |  | 4.6171e-06 |  | 8.6027e-07 |  | 0 |  | 0 |  | 0 |  | 6.0356e-05 |  | 0 |  | -4.8464e-05 |  | 0 |  | 0 |  | 0 |  | 0
| 0 |  | 0 |  | 0 |  | 0 |  | 0 |  | 0 |  | 4.6412e-06 |  | 7.7927e-07 |  | 0 |  | 0 |  | 0 |  | 7.7337e-05 |  | 0 |  | -2.8675e-05 |  | 0 |  | 0 |  | 0 |  | 0
| 0 |  | 0 |  | 0 |  | 0 |  | 0 |  | 0 |  | 4.5305e-06 |  | 1.2711e-06 |  | 0 |  | 0 |  | 0 |  | 3.0019e-06 |  | 0 |  | 3.6882e-06 |  | 0 |  | 0 |  | 0 |  | 0
| 0 |  | 0 |  | 0 |  | 0 |  | 0 |  | 0 |  | 4.5419e-06 |  | 1.6182e-06 |  | 0 |  | 0 |  | 0 |  | 2.934e-05 |  | 0 |  | -4.5374e-07 |  | 0 |  | 0 |  | 0 |  | 0
| 0 |  | 0 |  | 0 |  | 0 |  | 0 |  | 0 |  | 4.5096e-06 |  | 1.1266e-06 |  | 0 |  | 0 |  | 0 |  | 5.762e-05 |  | 0 |  | -1.6465e-05 |  | 0 |  | 0 |  | 0 |  | 0
| 0 |  | 0 |  | 0 |  | 0 |  | 0 |  | 0 |  | 5.0506e-06 |  | 1.2182e-06 |  | 0 |  | 0 |  | 0 |  | 3.6237e-05 |  | 0 |  | -8.8797e-06 |  | 0 |  | 0 |  | 0 |  | 0
| 0 |  | 0 |  | 0 |  | 0 |  | 0 |  | 0 |  | 4.7847e-06 |  | 1.2182e-06 |  | 0 |  | 0 |  | 0 |  | 2.7182e-05 |  | 0 |  | -3.2811e-05 |  | 0 |  | 0 |  | 0 |  | 0
| 0 |  | 0 |  | 0 |  | 0 |  | 0 |  | 0 |  | 4.3856e-06 |  | 9.9176e-07 |  | 0 |  | 0 |  | 0 |  | 2.6273e-05 |  | 0 |  | -5.6649e-05 |  | 0 |  | 0 |  | 0 |  | 0
| 0 |  | 0 |  | 0 |  | 0 |  | 0 |  | 0 |  | 4.3487e-06 |  | 9.9184e-07 |  | 0 |  | 0 |  | 0 |  | 6.5529e-05 |  | 0 |  | -3.3144e-05 |  | 0 |  | 0 |  | 0 |  | 0
| 0 |  | 0 |  | 0 |  | 0 |  | 0 |  | 0 |  | 4.6347e-06 |  | 8.0026e-07 |  | 0 |  | 0 |  | 0 |  | 8.1863e-05 |  | 0 |  | -1.9936e-05 |  | 0 |  | 0 |  | 0 |  | 0
| 0 |  | 0 |  | 0 |  | 0 |  | 0 |  | 0 |  | 4.762e-06 |  | 8.0032e-07 |  | 0 |  | 0 |  | 0 |  | 7.5746e-05 |  | 0 |  | -3.3595e-05 |  | 0 |  | 0 |  | 0 |  | 0
| 0 |  | 0 |  | 0 |  | 0 |  | 0 |  | 0 |  | 4.7158e-06 |  | 1.131e-06 |  | 0 |  | 0 |  | 0 |  | 7.8056e-05 |  | 0 |  | -3.7026e-05 |  | 0 |  | 0 |  | 0 |  | 0
| 0 |  | 0 |  | 0 |  | 0 |  | 0 |  | 0 |  | 5.0312e-06 |  | 1.131e-06 |  | 0 |  | 0 |  | 0 |  | 0.00010659 |  | 0 |  | -3.2504e-05 |  | 0 |  | 0 |  | 0 |  | 0
| 0 |  | 0 |  | 0 |  | 0 |  | 0 |  | 0 |  | 4.7405e-06 |  | 1.0698e-06 |  | 0 |  | 0 |  | 0 |  | 5.0958e-05 |  | 0 |  | -2.9178e-05 |  | 0 |  | 0 |  | 0 |  | 0
| 0 |  | 0 |  | 0 |  | 0 |  | 0 |  | 0 |  | 4.7659e-06 |  | 1.07e-06 |  | 0 |  | 0 |  | 0 |  | -8.3425e-06 |  | 0 |  | -2.066e-05 |  | 0 |  | 0 |  | 0 |  | 0
| 0 |  | 0 |  | 0 |  | 0 |  | 0 |  | 0 |  | 4.7666e-06 |  | 1.1896e-06 |  | 0 |  | 0 |  | 0 |  | 5.0751e-05 |  | 0 |  | -2.8516e-05 |  | 0 |  | 0 |  | 0 |  | 0
| 0 |  | 0 |  | 0 |  | 0 |  | 0 |  | 0 |  | 3.853e-06 |  | 1.1897e-06 |  | 0 |  | 0 |  | 0 |  | 4.3893e-05 |  | 0 |  | -1.2083e-05 |  | 0 |  | 0 |  | 0 |  | 0
| 0 |  | 0 |  | 0 |  | 0 |  | 0 |  | 0 |  | 4.0854e-06 |  | 1.3979e-06 |  | 0 |  | 0 |  | 0 |  | 8.1799e-05 |  | 0 |  | 3.8621e-06 |  | 0 |  | 0 |  | 0 |  | 0
| 0 |  | 0 |  | 0 |  | 0 |  | 0 |  | 0 |  | 5.0431e-06 |  | 1.3979e-06 |  | 0 |  | 0 |  | 0 |  | 0.00017154 |  | 0 |  | -6.8518e-06 |  | 0 |  | 0 |  | 0 |  | 0
| 0 |  | 0 |  | 0 |  | 0 |  | 0 |  | 0 |  | 4.8863e-06 |  | 9.2063e-07 |  | 0 |  | 0 |  | 0 |  | 5.961e-05 |  | 0 |  | -1.5973e-05 |  | 0 |  | 0 |  | 0 |  | 0
| 0 |  | 0 |  | 0 |  | 0 |  | 0 |  | 0 |  | 4.4804e-06 |  | 9.207e-07 |  | 0 |  | 0 |  | 0 |  | -5.9677e-05 |  | 0 |  | -8.7369e-06 |  | 0 |  | 0 |  | 0 |  | 0
| 0 |  | 0 |  | 0 |  | 0 |  | 0 |  | 0 |  | 4.8855e-06 |  | 1.8356e-06 |  | 0 |  | 0 |  | 0 |  | -4.0868e-05 |  | 0 |  | 9.4263e-06 |  | 0 |  | 0 |  | 0 |  | 0
| 0 |  | 0 |  | 0 |  | 0 |  | 0 |  | 0 |  | 5.3904e-06 |  | 1.8357e-06 |  | 0 |  | 0 |  | 0 |  | 1.7148e-05 |  | 0 |  | -9.6902e-06 |  | 0 |  | 0 |  | 0 |  | 0
| 0 |  | 0 |  | 0 |  | 0 |  | 0 |  | 0 |  | 5.0385e-06 |  | 1.065e-06 |  | 0 |  | 0 |  | 0 |  | 0.00012436 |  | 0 |  | -2.6776e-05 |  | 0 |  | 0 |  | 0 |  | 0
| 0 |  | 0 |  | 0 |  | 0 |  | 0 |  | 0 |  | 5.2664e-06 |  | 1.065e-06 |  | 0 |  | 0 |  | 0 |  | 0.00014838 |  | 0 |  | -2.2569e-05 |  | 0 |  | 0 |  | 0 |  | 0
| 0 |  | 0 |  | 0 |  | 0 |  | 0 |  | 0 |  | 5.5173e-06 |  | 4.0384e-07 |  | 0 |  | 0 |  | 0 |  | 8.5844e-05 |  | 0 |  | -3.0572e-05 |  | 0 |  | 0 |  | 0 |  | 0
| 0 |  | 0 |  | 0 |  | 0 |  | 0 |  | 0 |  | 5.5531e-06 |  | 4.039e-07 |  | 0 |  | 0 |  | 0 |  | 0.00012924 |  | 0 |  | -3.5848e-05 |  | 0 |  | 0 |  | 0 |  | 0
| 0 |  | 0 |  | 0 |  | 0 |  | 0 |  | 0 |  | 4.9224e-06 |  | 5.2237e-07 |  | 0 |  | 0 |  | 0 |  | 4.147e-05 |  | 0 |  | -3.7991e-05 |  | 0 |  | 0 |  | 0 |  | 0
| 0 |  | 0 |  | 0 |  | 0 |  | 0 |  | 0 |  | 4.6409e-06 |  | 5.2245e-07 |  | 0 |  | 0 |  | 0 |  | -4.3383e-05 |  | 0 |  | -4.0628e-05 |  | 0 |  | 0 |  | 0 |  | 0
| 0 |  | 0 |  | 0 |  | 0 |  | 0 |  | 0 |  | 5.0356e-06 |  | 5.0302e-07 |  | 0 |  | 0 |  | 0 |  | 2.3988e-05 |  | 0 |  | -2.8729e-05 |  | 0 |  | 0 |  | 0 |  | 0
| 0 |  | 0 |  | 0 |  | 0 |  | 0 |  | 0 |  | 4.6489e-06 |  | 5.031e-07 |  | 0 |  | 0 |  | 0 |  | 2.3173e-05 |  | 0 |  | -3.5665e-05 |  | 0 |  | 0 |  | 0 |  | 0
| 0 |  | 0 |  | 0 |  | 0 |  | 0 |  | 0 |  | 4.6208e-06 |  | 7.0495e-07 |  | 0 |  | 0 |  | 0 |  | 1.3276e-05 |  | 0 |  | -4.3599e-05 |  | 0 |  | 0 |  | 0 |  | 0
| 0 |  | 0 |  | 0 |  | 0 |  | 0 |  | 0 |  | 5.0284e-06 |  | 7.05e-07 |  | 0 |  | 0 |  | 0 |  | 2.2953e-05 |  | 0 |  | -1.233e-05 |  | 0 |  | 0 |  | 0 |  | 0
| 0 |  | 0 |  | 0 |  | 0 |  | 0 |  | 0 |  | 5.309e-06 |  | 1.7045e-06 |  | 0 |  | 0 |  | 0 |  | 8.1157e-06 |  | 0 |  | 3.2475e-06 |  | 0 |  | 0 |  | 0 |  | 0
| 0 |  | 0 |  | 0 |  | 0 |  | 0 |  | 0 |  | 4.803e-06 |  | 1.7046e-06 |  | 0 |  | 0 |  | 0 |  | 6.3875e-05 |  | 0 |  | -3.7601e-05 |  | 0 |  | 0 |  | 0 |  | 0
| 0 |  | 0 |  | 0 |  | 0 |  | 0 |  | 0 |  | 4.8615e-06 |  | 1.0703e-06 |  | 0 |  | 0 |  | 0 |  | 6.5799e-05 |  | 0 |  | -4.7556e-05 |  | 0 |  | 0 |  | 0 |  | 0
| 0 |  | 0 |  | 0 |  | 0 |  | 0 |  | 0 |  | 5.242e-06 |  | 1.0704e-06 |  | 0 |  | 0 |  | 0 |  | 1.2256e-06 |  | 0 |  | -2.0342e-05 |  | 0 |  | 0 |  | 0 |  | 0
| 0 |  | 0 |  | 0 |  | 0 |  | 0 |  | 0 |  | 5.3042e-06 |  | 1.1581e-06 |  | 0 |  | 0 |  | 0 |  | 1.6337e-05 |  | 0 |  | -2.5726e-05 |  | 0 |  | 0 |  | 0 |  | 0
| 0 |  | 0 |  | 0 |  | 0 |  | 0 |  | 0 |  | 5.323e-06 |  | 1.1583e-06 |  | 0 |  | 0 |  | 0 |  | 6.0649e-06 |  | 0 |  | -3.5181e-05 |  | 0 |  | 0 |  | 0 |  | 0
| 0 |  | 0 |  | 0 |  | 0 |  | 0 |  | 0 |  | 4.7845e-06 |  | 1.4567e-06 |  | 0 |  | 0 |  | 0 |  | 3.3803e-05 |  | 0 |  | -3.0289e-05 |  | 0 |  | 0 |  | 0 |  | 0
| 0 |  | 0 |  | 0 |  | 0 |  | 0 |  | 0 |  | 5.0623e-06 |  | 1.457e-06 |  | 0 |  | 0 |  | 0 |  | 5.8766e-05 |  | 0 |  | -3.1833e-05 |  | 0 |  | 0 |  | 0 |  | 0
| 0 |  | 0 |  | 0 |  | 0 |  | 0 |  | 0 |  | 5.2944e-06 |  | 1.3958e-06 |  | 0 |  | 0 |  | 0 |  | 4.6879e-05 |  | 0 |  | -3.7199e-05 |  | 0 |  | 0 |  | 0 |  | 0
| 0 |  | 0 |  | 0 |  | 0 |  | 0 |  | 0 |  | 5.1601e-06 |  | 1.396e-06 |  | 0 |  | 0 |  | 0 |  | 6.5675e-05 |  | 0 |  | -3.1351e-05 |  | 0 |  | 0 |  | 0 |  | 0
| 0 |  | 0 |  | 0 |  | 0 |  | 0 |  | 0 |  | 5.1468e-06 |  | 1.7007e-06 |  | 0 |  | 0 |  | 0 |  | 5.459e-05 |  | 0 |  | -2.6185e-05 |  | 0 |  | 0 |  | 0 |  | 0
| 0 |  | 0 |  | 0 |  | 0 |  | 0 |  | 0 |  | 4.6432e-06 |  | 1.7007e-06 |  | 0 |  | 0 |  | 0 |  | 7.6097e-05 |  | 0 |  | -2.4455e-05 |  | 0 |  | 0 |  | 0 |  | 0
| 0 |  | 0 |  | 0 |  | 0 |  | 0 |  | 0 |  | 4.4101e-06 |  | 1.6802e-06 |  | 0 |  | 0 |  | 0 |  | 4.6931e-05 |  | 0 |  | -2.1802e-05 |  | 0 |  | 0 |  | 0 |  | 0
| 0 |  | 0 |  | 0 |  | 0 |  | 0 |  | 0 |  | 4.6577e-06 |  | 1.6804e-06 |  | 0 |  | 0 |  | 0 |  | -4.2946e-05 |  | 0 |  | -1.2744e-05 |  | 0 |  | 0 |  | 0 |  | 0
| 0 |  | 0 |  | 0 |  | 0 |  | 0 |  | 0 |  | 5.1864e-06 |  | 1.7548e-07 |  | 0 |  | 0 |  | 0 |  | 7.5446e-07 |  | 0 |  | -1.3834e-05 |  | 0 |  | 0 |  | 0 |  | 0
| 0 |  | 0 |  | 0 |  | 0 |  | 0 |  | 0 |  | 5.5622e-06 |  | 1.7549e-07 |  | 0 |  | 0 |  | 0 |  | 4.0433e-05 |  | 0 |  | -3.7782e-05 |  | 0 |  | 0 |  | 0 |  | 0
| 0 |  | 0 |  | 0 |  | 0 |  | 0 |  | 0 |  | 5.4607e-06 |  | 1.2499e-06 |  | 0 |  | 0 |  | 0 |  | 4.5987e-05 |  | 0 |  | -4.033e-05 |  | 0 |  | 0 |  | 0 |  | 0
| 0 |  | 0 |  | 0 |  | 0 |  | 0 |  | 0 |  | 5.2374e-06 |  | 1.2499e-06 |  | 0 |  | 0 |  | 0 |  | 1.1451e-05 |  | 0 |  | -3.7246e-05 |  | 0 |  | 0 |  | 0 |  | 0
| 0 |  | 0 |  | 0 |  | 0 |  | 0 |  | 0 |  | 5.4329e-06 |  | 1.307e-06 |  | 0 |  | 0 |  | 0 |  | -1.5977e-06 |  | 0 |  | -2.2779e-05 |  | 0 |  | 0 |  | 0 |  | 0
| 0 |  | 0 |  | 0 |  | 0 |  | 0 |  | 0 |  | 5.4125e-06 |  | 1.3072e-06 |  | 0 |  | 0 |  | 0 |  | 3.9708e-06 |  | 0 |  | 1.3699e-06 |  | 0 |  | 0 |  | 0 |  | 0
| 0 |  | 0 |  | 0 |  | 0 |  | 0 |  | 0 |  | 5.2972e-06 |  | 1.0408e-06 |  | 0 |  | 0 |  | 0 |  | 8.0002e-06 |  | 0 |  | -2.8588e-05 |  | 0 |  | 0 |  | 0 |  | 0
| 0 |  | 0 |  | 0 |  | 0 |  | 0 |  | 0 |  | 5.4388e-06 |  | 1.041e-06 |  | 0 |  | 0 |  | 0 |  | 4.3913e-05 |  | 0 |  | -5.2963e-05 |  | 0 |  | 0 |  | 0 |  | 0
| 0 |  | 0 |  | 0 |  | 0 |  | 0 |  | 0 |  | 5.1834e-06 |  | 8.8658e-07 |  | 0 |  | 0 |  | 0 |  | 3.8821e-05 |  | 0 |  | -4.7766e-05 |  | 0 |  | 0 |  | 0 |  | 0
| 0 |  | 0 |  | 0 |  | 0 |  | 0 |  | 0 |  | 5.5678e-06 |  | 8.8671e-07 |  | 0 |  | 0 |  | 0 |  | 1.1152e-05 |  | 0 |  | -5.0776e-05 |  | 0 |  | 0 |  | 0 |  | 0
| 0 |  | 0 |  | 0 |  | 0 |  | 0 |  | 0 |  | 5.6674e-06 |  | 9.8672e-07 |  | 0 |  | 0 |  | 0 |  | 8.2953e-05 |  | 0 |  | -2.3522e-05 |  | 0 |  | 0 |  | 0 |  | 0
| 0 |  | 0 |  | 0 |  | 0 |  | 0 |  | 0 |  | 5.2482e-06 |  | 9.8672e-07 |  | 0 |  | 0 |  | 0 |  | 0.00014273 |  | 0 |  | -1.0017e-05 |  | 0 |  | 0 |  | 0 |  | 0
| 0 |  | 0 |  | 0 |  | 0 |  | 0 |  | 0 |  | 5.2661e-06 |  | 8.5492e-07 |  | 0 |  | 0 |  | 0 |  | 8.668e-05 |  | 0 |  | -2.0669e-05 |  | 0 |  | 0 |  | 0 |  | 0
| 0 |  | 0 |  | 0 |  | 0 |  | 0 |  | 0 |  | 5.5124e-06 |  | 8.5498e-07 |  | 0 |  | 0 |  | 0 |  | 2.6304e-05 |  | 0 |  | -2.1212e-05 |  | 0 |  | 0 |  | 0 |  | 0
| 0 |  | 0 |  | 0 |  | 0 |  | 0 |  | 0 |  | 5.521e-06 |  | 6.2786e-07 |  | 0 |  | 0 |  | 0 |  | 4.9036e-05 |  | 0 |  | -3.9106e-05 |  | 0 |  | 0 |  | 0 |  | 0
| 0 |  | 0 |  | 0 |  | 0 |  | 0 |  | 0 |  | 5.1273e-06 |  | 6.2796e-07 |  | 0 |  | 0 |  | 0 |  | 7.6089e-05 |  | 0 |  | -3.3119e-05 |  | 0 |  | 0 |  | 0 |  | 0
| 0 |  | 0 |  | 0 |  | 0 |  | 0 |  | 0 |  | 5.4186e-06 |  | 2.0013e-07 |  | 0 |  | 0 |  | 0 |  | 2.0287e-05 |  | 0 |  | -1.5192e-05 |  | 0 |  | 0 |  | 0 |  | 0
| 0 |  | 0 |  | 0 |  | 0 |  | 0 |  | 0 |  | 5.3152e-06 |  | 2.0014e-07 |  | 0 |  | 0 |  | 0 |  | 5.6735e-06 |  | 0 |  | -1.58e-05 |  | 0 |  | 0 |  | 0 |  | 0
| 0 |  | 0 |  | 0 |  | 0 |  | 0 |  | 0 |  | 5.2409e-06 |  | 1.66e-06 |  | 0 |  | 0 |  | 0 |  | 5.3653e-06 |  | 0 |  | -1.4711e-05 |  | 0 |  | 0 |  | 0 |  | 0
| 0 |  | 0 |  | 0 |  | 0 |  | 0 |  | 0 |  | 5.1756e-06 |  | 1.6602e-06 |  | 0 |  | 0 |  | 0 |  | 6.9161e-05 |  | 0 |  | -9.3043e-06 |  | 0 |  | 0 |  | 0 |  | 0
| 0 |  | 0 |  | 0 |  | 0 |  | 0 |  | 0 |  | 5.0523e-06 |  | 1.4321e-06 |  | 0 |  | 0 |  | 0 |  | 0.00010904 |  | 0 |  | -4.525e-06 |  | 0 |  | 0 |  | 0 |  | 0
| 0 |  | 0 |  | 0 |  | 0 |  | 0 |  | 0 |  | 5.3266e-06 |  | 1.4324e-06 |  | 0 |  | 0 |  | 0 |  | 6.8139e-05 |  | 0 |  | -1.0021e-05 |  | 0 |  | 0 |  | 0 |  | 0
| 0 |  | 0 |  | 0 |  | 0 |  | 0 |  | 0 |  | 5.3371e-06 |  | 9.5844e-07 |  | 0 |  | 0 |  | 0 |  | 7.5907e-05 |  | 0 |  | -2.5095e-05 |  | 0 |  | 0 |  | 0 |  | 0
| 0 |  | 0 |  | 0 |  | 0 |  | 0 |  | 0 |  | 5.1804e-06 |  | 9.5859e-07 |  | 0 |  | 0 |  | 0 |  | 0.00016179 |  | 0 |  | -3.8431e-05 |  | 0 |  | 0 |  | 0 |  | 0
| 0 |  | 0 |  | 0 |  | 0 |  | 0 |  | 0 |  | 4.9626e-06 |  | 1.3732e-06 |  | 0 |  | 0 |  | 0 |  | 0.00012753 |  | 0 |  | -1.7133e-05 |  | 0 |  | 0 |  | 0 |  | 0
| 0 |  | 0 |  | 0 |  | 0 |  | 0 |  | 0 |  | 5.1344e-06 |  | 1.3733e-06 |  | 0 |  | 0 |  | 0 |  | 7.3628e-05 |  | 0 |  | -6.5465e-06 |  | 0 |  | 0 |  | 0 |  | 0
| 0 |  | 0 |  | 0 |  | 0 |  | 0 |  | 0 |  | 4.9919e-06 |  | 4.9991e-07 |  | 0 |  | 0 |  | 0 |  | 7.9193e-05 |  | 0 |  | -3.1764e-05 |  | 0 |  | 0 |  | 0 |  | 0
| 0 |  | 0 |  | 0 |  | 0 |  | 0 |  | 0 |  | 5.4767e-06 |  | 4.9999e-07 |  | 0 |  | 0 |  | 0 |  | 3.5472e-05 |  | 0 |  | -3.9429e-05 |  | 0 |  | 0 |  | 0 |  | 0
| 0 |  | 0 |  | 0 |  | 0 |  | 0 |  | 0 |  | 6.3744e-06 |  | 1.2875e-06 |  | 0 |  | 0 |  | 0 |  | 2.349e-06 |  | 0 |  | -1.4704e-05 |  | 0 |  | 0 |  | 0 |  | 0
| 0 |  | 0 |  | 0 |  | 0 |  | 0 |  | 0 |  | 6.0728e-06 |  | 1.2877e-06 |  | 0 |  | 0 |  | 0 |  | 9.0785e-05 |  | 0 |  | -1.7403e-05 |  | 0 |  | 0 |  | 0 |  | 0
| 0 |  | 0 |  | 0 |  | 0 |  | 0 |  | 0 |  | 5.5098e-06 |  | 1.1434e-06 |  | 0 |  | 0 |  | 0 |  | 0.00013988 |  | 0 |  | -2.6285e-05 |  | 0 |  | 0 |  | 0 |  | 0
| 0 |  | 0 |  | 0 |  | 0 |  | 0 |  | 0 |  | 5.6351e-06 |  | 1.1435e-06 |  | 0 |  | 0 |  | 0 |  | 7.8911e-05 |  | 0 |  | -3.9178e-06 |  | 0 |  | 0 |  | 0 |  | 0
| 0 |  | 0 |  | 0 |  | 0 |  | 0 |  | 0 |  | 5.7925e-06 |  | 1.285e-06 |  | 0 |  | 0 |  | 0 |  | 6.9142e-05 |  | 0 |  | -2.6791e-05 |  | 0 |  | 0 |  | 0 |  | 0
| 0 |  | 0 |  | 0 |  | 0 |  | 0 |  | 0 |  | 5.8398e-06 |  | 1.2852e-06 |  | 0 |  | 0 |  | 0 |  | 9.3121e-05 |  | 0 |  | -5.0442e-05 |  | 0 |  | 0 |  | 0 |  | 0
| 0 |  | 0 |  | 0 |  | 0 |  | 0 |  | 0 |  | 6.0583e-06 |  | 6.4278e-07 |  | 0 |  | 0 |  | 0 |  | 0.00014023 |  | 0 |  | -3.2131e-05 |  | 0 |  | 0 |  | 0 |  | 0
| 0 |  | 0 |  | 0 |  | 0 |  | 0 |  | 0 |  | 5.8672e-06 |  | 6.4287e-07 |  | 0 |  | 0 |  | 0 |  | 0.00011209 |  | 0 |  | -1.2908e-05 |  | 0 |  | 0 |  | 0 |  | 0
| 0 |  | 0 |  | 0 |  | 0 |  | 0 |  | 0 |  | 5.0175e-06 |  | 7.5822e-07 |  | 0 |  | 0 |  | 0 |  | 9.0235e-05 |  | 0 |  | -1.4495e-05 |  | 0 |  | 0 |  | 0 |  | 0
| 0 |  | 0 |  | 0 |  | 0 |  | 0 |  | 0 |  | 4.6667e-06 |  | 7.5827e-07 |  | 0 |  | 0 |  | 0 |  | 6.4267e-05 |  | 0 |  | -2.8104e-05 |  | 0 |  | 0 |  | 0 |  | 0
| 0 |  | 0 |  | 0 |  | 0 |  | 0 |  | 0 |  | 4.9558e-06 |  | 2.0745e-06 |  | 0 |  | 0 |  | 0 |  | 8.0557e-05 |  | 0 |  | -2.8289e-05 |  | 0 |  | 0 |  | 0 |  | 0
| 0 |  | 0 |  | 0 |  | 0 |  | 0 |  | 0 |  | 5.4509e-06 |  | 2.0748e-06 |  | 0 |  | 0 |  | 0 |  | 1.2958e-05 |  | 0 |  | -1.9822e-05 |  | 0 |  | 0 |  | 0 |  | 0
| 0 |  | 0 |  | 0 |  | 0 |  | 0 |  | 0 |  | 5.7008e-06 |  | 6.5816e-07 |  | 0 |  | 0 |  | 0 |  | -9.6113e-06 |  | 0 |  | -2.1754e-05 |  | 0 |  | 0 |  | 0 |  | 0
| 0 |  | 0 |  | 0 |  | 0 |  | 0 |  | 0 |  | 6.0434e-06 |  | 6.5816e-07 |  | 0 |  | 0 |  | 0 |  | 5.9525e-05 |  | 0 |  | -3.0253e-05 |  | 0 |  | 0 |  | 0 |  | 0
| 0 |  | 0 |  | 0 |  | 0 |  | 0 |  | 0 |  | 5.97e-06 |  | 1.0371e-06 |  | 0 |  | 0 |  | 0 |  | 6.8922e-05 |  | 0 |  | -3.7284e-05 |  | 0 |  | 0 |  | 0 |  | 0
| 0 |  | 0 |  | 0 |  | 0 |  | 0 |  | 0 |  | 5.5703e-06 |  | 1.0371e-06 |  | 0 |  | 0 |  | 0 |  | 0.00011037 |  | 0 |  | -3.8682e-05 |  | 0 |  | 0 |  | 0 |  | 0
| 0 |  | 0 |  | 0 |  | 0 |  | 0 |  | 0 |  | 5.4797e-06 |  | 1.7384e-06 |  | 0 |  | 0 |  | 0 |  | 9.8243e-05 |  | 0 |  | -1.5383e-05 |  | 0 |  | 0 |  | 0 |  | 0
| 0 |  | 0 |  | 0 |  | 0 |  | 0 |  | 0 |  | 5.2561e-06 |  | 1.7387e-06 |  | 0 |  | 0 |  | 0 |  | 0.00012545 |  | 0 |  | -2.9269e-05 |  | 0 |  | 0 |  | 0 |  | 0
| 0 |  | 0 |  | 0 |  | 0 |  | 0 |  | 0 |  | 5.8025e-06 |  | 9.351e-07 |  | 0 |  | 0 |  | 0 |  | 0.00013709 |  | 0 |  | -3.8573e-05 |  | 0 |  | 0 |  | 0 |  | 0
| 0 |  | 0 |  | 0 |  | 0 |  | 0 |  | 0 |  | 6.1742e-06 |  | 9.3524e-07 |  | 0 |  | 0 |  | 0 |  | 9.8475e-05 |  | 0 |  | -1.7647e-05 |  | 0 |  | 0 |  | 0 |  | 0
| 0 |  | 0 |  | 0 |  | 0 |  | 0 |  | 0 |  | 5.9474e-06 |  | 6.962e-07 |  | 0 |  | 0 |  | 0 |  | 8.8775e-05 |  | 0 |  | -5.4162e-06 |  | 0 |  | 0 |  | 0 |  | 0
| 0 |  | 0 |  | 0 |  | 0 |  | 0 |  | 0 |  | 5.9182e-06 |  | 6.963e-07 |  | 0 |  | 0 |  | 0 |  | 4.6977e-05 |  | 0 |  | -8.9001e-06 |  | 0 |  | 0 |  | 0 |  | 0
| 0 |  | 0 |  | 0 |  | 0 |  | 0 |  | 0 |  | 5.6202e-06 |  | 7.9263e-07 |  | 0 |  | 0 |  | 0 |  | -2.4695e-06 |  | 0 |  | -2.5428e-05 |  | 0 |  | 0 |  | 0 |  | 0
| 0 |  | 0 |  | 0 |  | 0 |  | 0 |  | 0 |  | 5.6669e-06 |  | 7.9275e-07 |  | 0 |  | 0 |  | 0 |  | 1.7783e-05 |  | 0 |  | -1.7131e-05 |  | 0 |  | 0 |  | 0 |  | 0
| 0 |  | 0 |  | 0 |  | 0 |  | 0 |  | 0 |  | 5.4602e-06 |  | 7.3189e-07 |  | 0 |  | 0 |  | 0 |  | 8.771e-05 |  | 0 |  | -1.3514e-05 |  | 0 |  | 0 |  | 0 |  | 0
| 0 |  | 0 |  | 0 |  | 0 |  | 0 |  | 0 |  | 5.147e-06 |  | 7.32e-07 |  | 0 |  | 0 |  | 0 |  | 0.00015139 |  | 0 |  | -2.117e-05 |  | 0 |  | 0 |  | 0 |  | 0
| 0 |  | 0 |  | 0 |  | 0 |  | 0 |  | 0 |  | 5.5576e-06 |  | 1.3507e-06 |  | 0 |  | 0 |  | 0 |  | 0.00015228 |  | 0 |  | -2.6588e-05 |  | 0 |  | 0 |  | 0 |  | 0
| 0 |  | 0 |  | 0 |  | 0 |  | 0 |  | 0 |  | 6.1003e-06 |  | 1.3509e-06 |  | 0 |  | 0 |  | 0 |  | 8.9722e-05 |  | 0 |  | -1.0917e-05 |  | 0 |  | 0 |  | 0 |  | 0
| 0 |  | 0 |  | 0 |  | 0 |  | 0 |  | 0 |  | 6.2047e-06 |  | 1.3246e-06 |  | 0 |  | 0 |  | 0 |  | 8.5643e-05 |  | 0 |  | -8.9135e-07 |  | 0 |  | 0 |  | 0 |  | 0
| 0 |  | 0 |  | 0 |  | 0 |  | 0 |  | 0 |  | 6.0631e-06 |  | 1.3246e-06 |  | 0 |  | 0 |  | 0 |  | 9.7596e-05 |  | 0 |  | -8.1357e-06 |  | 0 |  | 0 |  | 0 |  | 0
| 0 |  | 0 |  | 0 |  | 0 |  | 0 |  | 0 |  | 5.6115e-06 |  | 7.356e-07 |  | 0 |  | 0 |  | 0 |  | 0.00011984 |  | 0 |  | -1.5166e-05 |  | 0 |  | 0 |  | 0 |  | 0
| 0 |  | 0 |  | 0 |  | 0 |  | 0 |  | 0 |  | 4.9164e-06 |  | 7.357e-07 |  | 0 |  | 0 |  | 0 |  | 0.00013216 |  | 0 |  | -1.7902e-05 |  | 0 |  | 0 |  | 0 |  | 0
| 0 |  | 0 |  | 0 |  | 0 |  | 0 |  | 0 |  | 5.3083e-06 |  | 9.8869e-07 |  | 0 |  | 0 |  | 0 |  | 0.00014235 |  | 0 |  | -1.943e-05 |  | 0 |  | 0 |  | 0 |  | 0
| 0 |  | 0 |  | 0 |  | 0 |  | 0 |  | 0 |  | 5.2506e-06 |  | 9.8869e-07 |  | 0 |  | 0 |  | 0 |  | 0.00013281 |  | 0 |  | -1.3983e-05 |  | 0 |  | 0 |  | 0 |  | 0
| 0 |  | 0 |  | 0 |  | 0 |  | 0 |  | 0 |  | 5.0958e-06 |  | 1.2819e-06 |  | 0 |  | 0 |  | 0 |  | 0.00010813 |  | 0 |  | -2.0817e-05 |  | 0 |  | 0 |  | 0 |  | 0
| 0 |  | 0 |  | 0 |  | 0 |  | 0 |  | 0 |  | 5.3493e-06 |  | 1.2821e-06 |  | 0 |  | 0 |  | 0 |  | 9.2375e-05 |  | 0 |  | -4.0633e-05 |  | 0 |  | 0 |  | 0 |  | 0
| 0 |  | 0 |  | 0 |  | 0 |  | 0 |  | 0 |  | 5.3161e-06 |  | 1.9822e-06 |  | 0 |  | 0 |  | 0 |  | 3.8172e-05 |  | 0 |  | -1.9023e-05 |  | 0 |  | 0 |  | 0 |  | 0
| 0 |  | 0 |  | 0 |  | 0 |  | 0 |  | 0 |  | 5.3352e-06 |  | 1.9822e-06 |  | 0 |  | 0 |  | 0 |  | 9.6945e-05 |  | 0 |  | 1.2362e-05 |  | 0 |  | 0 |  | 0 |  | 0
| 0 |  | 0 |  | 0 |  | 0 |  | 0 |  | 0 |  | 5.3939e-06 |  | 1.2632e-06 |  | 0 |  | 0 |  | 0 |  | 0.00012491 |  | 0 |  | 9.0095e-06 |  | 0 |  | 0 |  | 0 |  | 0
| 0 |  | 0 |  | 0 |  | 0 |  | 0 |  | 0 |  | 5.6936e-06 |  | 1.2632e-06 |  | 0 |  | 0 |  | 0 |  | 6.5921e-05 |  | 0 |  | -8.4266e-07 |  | 0 |  | 0 |  | 0 |  | 0
| 0 |  | 0 |  | 0 |  | 0 |  | 0 |  | 0 |  | 5.6433e-06 |  | 7.5853e-07 |  | 0 |  | 0 |  | 0 |  | 7.7385e-05 |  | 0 |  | -8.8123e-06 |  | 0 |  | 0 |  | 0 |  | 0
| 0 |  | 0 |  | 0 |  | 0 |  | 0 |  | 0 |  | 5.5165e-06 |  | 7.5865e-07 |  | 0 |  | 0 |  | 0 |  | 6.5229e-05 |  | 0 |  | -2.9066e-05 |  | 0 |  | 0 |  | 0 |  | 0
| 0 |  | 0 |  | 0 |  | 0 |  | 0 |  | 0 |  | 5.6621e-06 |  | 6.5526e-07 |  | 0 |  | 0 |  | 0 |  | 5.1504e-05 |  | 0 |  | -2.8201e-05 |  | 0 |  | 0 |  | 0 |  | 0
| 0 |  | 0 |  | 0 |  | 0 |  | 0 |  | 0 |  | 5.2626e-06 |  | 6.5545e-07 |  | 0 |  | 0 |  | 0 |  | 7.4988e-05 |  | 0 |  | -1.2235e-05 |  | 0 |  | 0 |  | 0 |  | 0
| 0 |  | 0 |  | 0 |  | 0 |  | 0 |  | 0 |  | 5.4685e-06 |  | 9.5799e-07 |  | 0 |  | 0 |  | 0 |  | 0.00011053 |  | 0 |  | -9.0586e-06 |  | 0 |  | 0 |  | 0 |  | 0
| 0 |  | 0 |  | 0 |  | 0 |  | 0 |  | 0 |  | 5.9123e-06 |  | 9.5799e-07 |  | 0 |  | 0 |  | 0 |  | 0.00011182 |  | 0 |  | -1.2441e-05 |  | 0 |  | 0 |  | 0 |  | 0
| 0 |  | 0 |  | 0 |  | 0 |  | 0 |  | 0 |  | 5.553e-06 |  | 1.0404e-06 |  | 0 |  | 0 |  | 0 |  | 3.3142e-05 |  | 0 |  | -2.0625e-05 |  | 0 |  | 0 |  | 0 |  | 0
| 0 |  | 0 |  | 0 |  | 0 |  | 0 |  | 0 |  | 5.2012e-06 |  | 1.0405e-06 |  | 0 |  | 0 |  | 0 |  | 1.4096e-05 |  | 0 |  | -1.4668e-05 |  | 0 |  | 0 |  | 0 |  | 0
| 0 |  | 0 |  | 0 |  | 0 |  | 0 |  | 0 |  | 5.2961e-06 |  | 1.4575e-06 |  | 0 |  | 0 |  | 0 |  | 5.301e-05 |  | 0 |  | 1.2301e-06 |  | 0 |  | 0 |  | 0 |  | 0
| 0 |  | 0 |  | 0 |  | 0 |  | 0 |  | 0 |  | 5.21e-06 |  | 1.4575e-06 |  | 0 |  | 0 |  | 0 |  | 0.00011389 |  | 0 |  | -6.1803e-07 |  | 0 |  | 0 |  | 0 |  | 0
| 0 |  | 0 |  | 0 |  | 0 |  | 0 |  | 0 |  | 5.1546e-06 |  | 1.6371e-06 |  | 0 |  | 0 |  | 0 |  | 8.3312e-05 |  | 0 |  | -9.2487e-06 |  | 0 |  | 0 |  | 0 |  | 0
| 0 |  | 0 |  | 0 |  | 0 |  | 0 |  | 0 |  | 5.4985e-06 |  | 1.6373e-06 |  | 0 |  | 0 |  | 0 |  | 2.3948e-05 |  | 0 |  | -2.9854e-05 |  | 0 |  | 0 |  | 0 |  | 0
| 0 |  | 0 |  | 0 |  | 0 |  | 0 |  | 0 |  | 5.3091e-06 |  | 1.8447e-06 |  | 0 |  | 0 |  | 0 |  | 2.2039e-06 |  | 0 |  | -3.0878e-05 |  | 0 |  | 0 |  | 0 |  | 0
| 0 |  | 0 |  | 0 |  | 0 |  | 0 |  | 0 |  | 5.483e-06 |  | 1.8449e-06 |  | 0 |  | 0 |  | 0 |  | 3.637e-06 |  | 0 |  | -2.0225e-05 |  | 0 |  | 0 |  | 0 |  | 0
| 0 |  | 0 |  | 0 |  | 0 |  | 0 |  | 0 |  | 5.565e-06 |  | 1.044e-06 |  | 0 |  | 0 |  | 0 |  | 2.9604e-05 |  | 0 |  | -4.7122e-05 |  | 0 |  | 0 |  | 0 |  | 0
| 0 |  | 0 |  | 0 |  | 0 |  | 0 |  | 0 |  | 5.6216e-06 |  | 1.0442e-06 |  | 0 |  | 0 |  | 0 |  | 6.9614e-05 |  | 0 |  | -5.9463e-05 |  | 0 |  | 0 |  | 0 |  | 0
| 0 |  | 0 |  | 0 |  | 0 |  | 0 |  | 0 |  | 6.033e-06 |  | 5.5594e-07 |  | 0 |  | 0 |  | 0 |  | 4.5024e-05 |  | 0 |  | -5.4979e-05 |  | 0 |  | 0 |  | 0 |  | 0
| 0 |  | 0 |  | 0 |  | 0 |  | 0 |  | 0 |  | 5.7524e-06 |  | 5.5602e-07 |  | 0 |  | 0 |  | 0 |  | 3.5063e-05 |  | 0 |  | -4.2303e-05 |  | 0 |  | 0 |  | 0 |  | 0
| 0 |  | 0 |  | 0 |  | 0 |  | 0 |  | 0 |  | 5.4187e-06 |  | 1.5512e-06 |  | 0 |  | 0 |  | 0 |  | 8.3598e-05 |  | 0 |  | -2.0328e-05 |  | 0 |  | 0 |  | 0 |  | 0
| 0 |  | 0 |  | 0 |  | 0 |  | 0 |  | 0 |  | 5.5708e-06 |  | 1.5514e-06 |  | 0 |  | 0 |  | 0 |  | 2.2145e-05 |  | 0 |  | -5.3995e-06 |  | 0 |  | 0 |  | 0 |  | 0
| 0 |  | 0 |  | 0 |  | 0 |  | 0 |  | 0 |  | 5.5472e-06 |  | 1.0446e-06 |  | 0 |  | 0 |  | 0 |  | 1.3759e-05 |  | 0 |  | -1.8365e-05 |  | 0 |  | 0 |  | 0 |  | 0
| 0 |  | 0 |  | 0 |  | 0 |  | 0 |  | 0 |  | 5.88e-06 |  | 1.0448e-06 |  | 0 |  | 0 |  | 0 |  | 4.0969e-05 |  | 0 |  | -3.5277e-05 |  | 0 |  | 0 |  | 0 |  | 0
| 0 |  | 0 |  | 0 |  | 0 |  | 0 |  | 0 |  | 6.1801e-06 |  | 5.9353e-07 |  | 0 |  | 0 |  | 0 |  | 7.2433e-05 |  | 0 |  | -2.4602e-05 |  | 0 |  | 0 |  | 0 |  | 0
| 0 |  | 0 |  | 0 |  | 0 |  | 0 |  | 0 |  | 5.8754e-06 |  | 5.9353e-07 |  | 0 |  | 0 |  | 0 |  | 0.00011474 |  | 0 |  | -3.5519e-05 |  | 0 |  | 0 |  | 0 |  | 0
| 0 |  | 0 |  | 0 |  | 0 |  | 0 |  | 0 |  | 6.2613e-06 |  | 5.7847e-07 |  | 0 |  | 0 |  | 0 |  | 0.00012393 |  | 0 |  | -5.7694e-05 |  | 0 |  | 0 |  | 0 |  | 0
| 0 |  | 0 |  | 0 |  | 0 |  | 0 |  | 0 |  | 5.68e-06 |  | 5.7855e-07 |  | 0 |  | 0 |  | 0 |  | 0.00012353 |  | 0 |  | -4.0133e-05 |  | 0 |  | 0 |  | 0 |  | 0
| 0 |  | 0 |  | 0 |  | 0 |  | 0 |  | 0 |  | 4.9358e-06 |  | 1.0309e-06 |  | 0 |  | 0 |  | 0 |  | 8.2606e-05 |  | 0 |  | -1.8538e-05 |  | 0 |  | 0 |  | 0 |  | 0
| 0 |  | 0 |  | 0 |  | 0 |  | 0 |  | 0 |  | 4.8182e-06 |  | 1.0309e-06 |  | 0 |  | 0 |  | 0 |  | 0.00012364 |  | 0 |  | -1.957e-05 |  | 0 |  | 0 |  | 0 |  | 0
| 0 |  | 0 |  | 0 |  | 0 |  | 0 |  | 0 |  | 5.0195e-06 |  | 1.4698e-06 |  | 0 |  | 0 |  | 0 |  | 0.00018894 |  | 0 |  | -1.894e-05 |  | 0 |  | 0 |  | 0 |  | 0
| 0 |  | 0 |  | 0 |  | 0 |  | 0 |  | 0 |  | 5.8312e-06 |  | 1.4702e-06 |  | 0 |  | 0 |  | 0 |  | 0.00010182 |  | 0 |  | -2.7839e-05 |  | 0 |  | 0 |  | 0 |  | 0
| 0 |  | 0 |  | 0 |  | 0 |  | 0 |  | 0 |  | 6.1283e-06 |  | 1.4785e-06 |  | 0 |  | 0 |  | 0 |  | 4.8822e-05 |  | 0 |  | -3.6726e-05 |  | 0 |  | 0 |  | 0 |  | 0
| 0 |  | 0 |  | 0 |  | 0 |  | 0 |  | 0 |  | 6.0901e-06 |  | 1.4787e-06 |  | 0 |  | 0 |  | 0 |  | 5.7643e-05 |  | 0 |  | -1.0157e-05 |  | 0 |  | 0 |  | 0 |  | 0
| 0 |  | 0 |  | 0 |  | 0 |  | 0 |  | 0 |  | 5.8335e-06 |  | 1.145e-06 |  | 0 |  | 0 |  | 0 |  | 3.6068e-05 |  | 0 |  | -8.1946e-06 |  | 0 |  | 0 |  | 0 |  | 0
| 0 |  | 0 |  | 0 |  | 0 |  | 0 |  | 0 |  | 6.1379e-06 |  | 1.145e-06 |  | 0 |  | 0 |  | 0 |  | 5.6081e-05 |  | 0 |  | -4.1436e-05 |  | 0 |  | 0 |  | 0 |  | 0
| 0 |  | 0 |  | 0 |  | 0 |  | 0 |  | 0 |  | 6.2974e-06 |  | 1.1911e-06 |  | 0 |  | 0 |  | 0 |  | 1.037e-05 |  | 0 |  | -6.9367e-05 |  | 0 |  | 0 |  | 0 |  | 0
| 0 |  | 0 |  | 0 |  | 0 |  | 0 |  | 0 |  | 5.7492e-06 |  | 1.1911e-06 |  | 0 |  | 0 |  | 0 |  | 1.1352e-05 |  | 0 |  | -5.5532e-05 |  | 0 |  | 0 |  | 0 |  | 0
| 0 |  | 0 |  | 0 |  | 0 |  | 0 |  | 0 |  | 5.547e-06 |  | 1.7741e-06 |  | 0 |  | 0 |  | 0 |  | 9.1687e-05 |  | 0 |  | -4.1097e-06 |  | 0 |  | 0 |  | 0 |  | 0
| 0 |  | 0 |  | 0 |  | 0 |  | 0 |  | 0 |  | 5.7438e-06 |  | 1.7744e-06 |  | 0 |  | 0 |  | 0 |  | 4.9259e-05 |  | 0 |  | -9.5594e-06 |  | 0 |  | 0 |  | 0 |  | 0
| 0 |  | 0 |  | 0 |  | 0 |  | 0 |  | 0 |  | 5.6562e-06 |  | 1.0268e-06 |  | 0 |  | 0 |  | 0 |  | 4.4712e-05 |  | 0 |  | -4.376e-05 |  | 0 |  | 0 |  | 0 |  | 0
| 0 |  | 0 |  | 0 |  | 0 |  | 0 |  | 0 |  | 6.0251e-06 |  | 1.0271e-06 |  | 0 |  | 0 |  | 0 |  | 4.7401e-05 |  | 0 |  | -3.984e-05 |  | 0 |  | 0 |  | 0 |  | 0
| 0 |  | 0 |  | 0 |  | 0 |  | 0 |  | 0 |  | 6.4359e-06 |  | 8.4597e-07 |  | 0 |  | 0 |  | 0 |  | -3.0419e-05 |  | 0 |  | -1.6332e-05 |  | 0 |  | 0 |  | 0 |  | 0
| 0 |  | 0 |  | 0 |  | 0 |  | 0 |  | 0 |  | 6.2574e-06 |  | 8.4597e-07 |  | 0 |  | 0 |  | 0 |  | -1.4437e-05 |  | 0 |  | -3.232e-06 |  | 0 |  | 0 |  | 0 |  | 0
| 0 |  | 0 |  | 0 |  | 0 |  | 0 |  | 0 |  | 6.2616e-06 |  | 9.4011e-07 |  | 0 |  | 0 |  | 0 |  | 6.2438e-05 |  | 0 |  | 2.0976e-06 |  | 0 |  | 0 |  | 0 |  | 0
| 0 |  | 0 |  | 0 |  | 0 |  | 0 |  | 0 |  | 5.8022e-06 |  | 9.4025e-07 |  | 0 |  | 0 |  | 0 |  | 7.4052e-05 |  | 0 |  | -2.9275e-05 |  | 0 |  | 0 |  | 0 |  | 0
| 0 |  | 0 |  | 0 |  | 0 |  | 0 |  | 0 |  | 5.9193e-06 |  | 1.0614e-06 |  | 0 |  | 0 |  | 0 |  | 1.3997e-05 |  | 0 |  | -5.2263e-05 |  | 0 |  | 0 |  | 0 |  | 0
| 0 |  | 0 |  | 0 |  | 0 |  | 0 |  | 0 |  | 5.9572e-06 |  | 1.0614e-06 |  | 0 |  | 0 |  | 0 |  | 7.5481e-06 |  | 0 |  | -2.499e-05 |  | 0 |  | 0 |  | 0 |  | 0
| 0 |  | 0 |  | 0 |  | 0 |  | 0 |  | 0 |  | 5.687e-06 |  | 1.327e-06 |  | 0 |  | 0 |  | 0 |  | 6.7231e-05 |  | 0 |  | -1.0183e-05 |  | 0 |  | 0 |  | 0 |  | 0
| 0 |  | 0 |  | 0 |  | 0 |  | 0 |  | 0 |  | 6.0628e-06 |  | 1.3272e-06 |  | 0 |  | 0 |  | 0 |  | 9.7125e-05 |  | 0 |  | -1.552e-05 |  | 0 |  | 0 |  | 0 |  | 0
| 0 |  | 0 |  | 0 |  | 0 |  | 0 |  | 0 |  | 6.1999e-06 |  | 6.0999e-07 |  | 0 |  | 0 |  | 0 |  | 0.00012297 |  | 0 |  | -2.7808e-05 |  | 0 |  | 0 |  | 0 |  | 0
| 0 |  | 0 |  | 0 |  | 0 |  | 0 |  | 0 |  | 5.6579e-06 |  | 6.1008e-07 |  | 0 |  | 0 |  | 0 |  | 0.00016565 |  | 0 |  | -3.0585e-05 |  | 0 |  | 0 |  | 0 |  | 0
| 0 |  | 0 |  | 0 |  | 0 |  | 0 |  | 0 |  | 5.7444e-06 |  | 9.0673e-07 |  | 0 |  | 0 |  | 0 |  | 0.0001516 |  | 0 |  | -2.7581e-05 |  | 0 |  | 0 |  | 0 |  | 0
| 0 |  | 0 |  | 0 |  | 0 |  | 0 |  | 0 |  | 6.5137e-06 |  | 9.0687e-07 |  | 0 |  | 0 |  | 0 |  | 5.8522e-05 |  | 0 |  | -2.8294e-05 |  | 0 |  | 0 |  | 0 |  | 0
| 0 |  | 0 |  | 0 |  | 0 |  | 0 |  | 0 |  | 5.3803e-06 |  | 1.1995e-06 |  | 0 |  | 0 |  | 0 |  | 5.1737e-05 |  | 0 |  | -1.0185e-05 |  | 0 |  | 0 |  | 0 |  | 0
| 0 |  | 0 |  | 0 |  | 0 |  | 0 |  | 0 |  | 5.086e-06 |  | 1.1997e-06 |  | 0 |  | 0 |  | 0 |  | 0.00011532 |  | 0 |  | -2.1548e-05 |  | 0 |  | 0 |  | 0 |  | 0
| 0 |  | 0 |  | 0 |  | 0 |  | 0 |  | 0 |  | 5.5792e-06 |  | 1.4569e-06 |  | 0 |  | 0 |  | 0 |  | 0.00011071 |  | 0 |  | -2.8966e-05 |  | 0 |  | 0 |  | 0 |  | 0
| 0 |  | 0 |  | 0 |  | 0 |  | 0 |  | 0 |  | 5.492e-06 |  | 1.4571e-06 |  | 0 |  | 0 |  | 0 |  | 6.2241e-05 |  | 0 |  | -3.9011e-06 |  | 0 |  | 0 |  | 0 |  | 0
| 0 |  | 0 |  | 0 |  | 0 |  | 0 |  | 0 |  | 5.4098e-06 |  | 1.3568e-06 |  | 0 |  | 0 |  | 0 |  | 7.2149e-05 |  | 0 |  | -1.9957e-05 |  | 0 |  | 0 |  | 0 |  | 0
| 0 |  | 0 |  | 0 |  | 0 |  | 0 |  | 0 |  | 5.5109e-06 |  | 1.357e-06 |  | 0 |  | 0 |  | 0 |  | 0.00010252 |  | 0 |  | -3.149e-05 |  | 0 |  | 0 |  | 0 |  | 0
| 0 |  | 0 |  | 0 |  | 0 |  | 0 |  | 0 |  | 6.2878e-06 |  | 1.0467e-06 |  | 0 |  | 0 |  | 0 |  | 5.8462e-05 |  | 0 |  | -1.2287e-05 |  | 0 |  | 0 |  | 0 |  | 0
| 0 |  | 0 |  | 0 |  | 0 |  | 0 |  | 0 |  | 5.9684e-06 |  | 1.0469e-06 |  | 0 |  | 0 |  | 0 |  | 7.7241e-05 |  | 0 |  | -2.2667e-05 |  | 0 |  | 0 |  | 0 |  | 0
| 0 |  | 0 |  | 0 |  | 0 |  | 0 |  | 0 |  | 5.2927e-06 |  | 2.4859e-06 |  | 0 |  | 0 |  | 0 |  | 0.0001337 |  | 0 |  | -1.6707e-05 |  | 0 |  | 0 |  | 0 |  | 0
| 0 |  | 0 |  | 0 |  | 0 |  | 0 |  | 0 |  | 5.0146e-06 |  | 2.4859e-06 |  | 0 |  | 0 |  | 0 |  | 7.9826e-05 |  | 0 |  | -1.2282e-05 |  | 0 |  | 0 |  | 0 |  | 0
| 0 |  | 0 |  | 0 |  | 0 |  | 0 |  | 0 |  | 5.0702e-06 |  | 1.2958e-06 |  | 0 |  | 0 |  | 0 |  | 1.5197e-05 |  | 0 |  | -2.2355e-05 |  | 0 |  | 0 |  | 0 |  | 0
| 0 |  | 0 |  | 0 |  | 0 |  | 0 |  | 0 |  | 5.4228e-06 |  | 1.296e-06 |  | 0 |  | 0 |  | 0 |  | 0.00010419 |  | 0 |  | -2.243e-05 |  | 0 |  | 0 |  | 0 |  | 0
| 0 |  | 0 |  | 0 |  | 0 |  | 0 |  | 0 |  | 5.5853e-06 |  | 1.0236e-06 |  | 0 |  | 0 |  | 0 |  | 0.00014921 |  | 0 |  | -4.3304e-05 |  | 0 |  | 0 |  | 0 |  | 0
| 0 |  | 0 |  | 0 |  | 0 |  | 0 |  | 0 |  | 5.6522e-06 |  | 1.0236e-06 |  | 0 |  | 0 |  | 0 |  | 0.00010787 |  | 0 |  | -4.0514e-05 |  | 0 |  | 0 |  | 0 |  | 0
| 0 |  | 0 |  | 0 |  | 0 |  | 0 |  | 0 |  | 5.2981e-06 |  | 1.1615e-06 |  | 0 |  | 0 |  | 0 |  | 7.6111e-05 |  | 0 |  | -2.468e-05 |  | 0 |  | 0 |  | 0 |  | 0
| 0 |  | 0 |  | 0 |  | 0 |  | 0 |  | 0 |  | 5.4056e-06 |  | 1.1617e-06 |  | 0 |  | 0 |  | 0 |  | 8.0196e-05 |  | 0 |  | -1.4791e-05 |  | 0 |  | 0 |  | 0 |  | 0
| 0 |  | 0 |  | 0 |  | 0 |  | 0 |  | 0 |  | 5.8798e-06 |  | 5.3341e-07 |  | 0 |  | 0 |  | 0 |  | 3.2883e-05 |  | 0 |  | -8.4351e-06 |  | 0 |  | 0 |  | 0 |  | 0
| 0 |  | 0 |  | 0 |  | 0 |  | 0 |  | 0 |  | 5.5021e-06 |  | 5.3341e-07 |  | 0 |  | 0 |  | 0 |  | -6.261e-06 |  | 0 |  | -2.599e-05 |  | 0 |  | 0 |  | 0 |  | 0
| 0 |  | 0 |  | 0 |  | 0 |  | 0 |  | 0 |  | 5.6638e-06 |  | 1.1644e-06 |  | 0 |  | 0 |  | 0 |  | 5.4349e-05 |  | 0 |  | -3.6689e-05 |  | 0 |  | 0 |  | 0 |  | 0
| 0 |  | 0 |  | 0 |  | 0 |  | 0 |  | 0 |  | 5.5035e-06 |  | 1.1644e-06 |  | 0 |  | 0 |  | 0 |  | 5.552e-05 |  | 0 |  | -3.1166e-05 |  | 0 |  | 0 |  | 0 |  | 0
| 0 |  | 0 |  | 0 |  | 0 |  | 0 |  | 0 |  | 5.169e-06 |  | 1.1298e-06 |  | 0 |  | 0 |  | 0 |  | 9.8184e-05 |  | 0 |  | -2.4863e-05 |  | 0 |  | 0 |  | 0 |  | 0
| 0 |  | 0 |  | 0 |  | 0 |  | 0 |  | 0 |  | 5.5243e-06 |  | 1.1298e-06 |  | 0 |  | 0 |  | 0 |  | 6.1191e-05 |  | 0 |  | -4.4216e-05 |  | 0 |  | 0 |  | 0 |  | 0
| 0 |  | 0 |  | 0 |  | 0 |  | 0 |  | 0 |  | 5.3054e-06 |  | 1.033e-06 |  | 0 |  | 0 |  | 0 |  | 3.3716e-05 |  | 0 |  | -4.2922e-05 |  | 0 |  | 0 |  | 0 |  | 0
| 0 |  | 0 |  | 0 |  | 0 |  | 0 |  | 0 |  | 4.8632e-06 |  | 1.033e-06 |  | 0 |  | 0 |  | 0 |  | 3.2959e-05 |  | 0 |  | -3.1741e-05 |  | 0 |  | 0 |  | 0 |  | 0
| 0 |  | 0 |  | 0 |  | 0 |  | 0 |  | 0 |  | 5.2032e-06 |  | 1.1626e-06 |  | 0 |  | 0 |  | 0 |  | -2.7769e-05 |  | 0 |  | -2.4003e-05 |  | 0 |  | 0 |  | 0 |  | 0
| 0 |  | 0 |  | 0 |  | 0 |  | 0 |  | 0 |  | 5.8596e-06 |  | 1.1626e-06 |  | 0 |  | 0 |  | 0 |  | 4.1639e-05 |  | 0 |  | -1.8949e-05 |  | 0 |  | 0 |  | 0 |  | 0
| 0 |  | 0 |  | 0 |  | 0 |  | 0 |  | 0 |  | 6.1415e-06 |  | 7.6266e-07 |  | 0 |  | 0 |  | 0 |  | 8.9861e-05 |  | 0 |  | -1.144e-05 |  | 0 |  | 0 |  | 0 |  | 0
| 0 |  | 0 |  | 0 |  | 0 |  | 0 |  | 0 |  | 6.2936e-06 |  | 7.6266e-07 |  | 0 |  | 0 |  | 0 |  | 0.00014296 |  | 0 |  | -7.3568e-06 |  | 0 |  | 0 |  | 0 |  | 0
| 0 |  | 0 |  | 0 |  | 0 |  | 0 |  | 0 |  | 6.2455e-06 |  | 6.4746e-07 |  | 0 |  | 0 |  | 0 |  | 0.00011639 |  | 0 |  | -2.5482e-05 |  | 0 |  | 0 |  | 0 |  | 0
| 0 |  | 0 |  | 0 |  | 0 |  | 0 |  | 0 |  | 6.1403e-06 |  | 6.4755e-07 |  | 0 |  | 0 |  | 0 |  | 7.8566e-05 |  | 0 |  | -2.5601e-05 |  | 0 |  | 0 |  | 0 |  | 0
| 0 |  | 0 |  | 0 |  | 0 |  | 0 |  | 0 |  | 5.7739e-06 |  | 1.3409e-06 |  | 0 |  | 0 |  | 0 |  | 0.00013604 |  | 0 |  | -3.8266e-05 |  | 0 |  | 0 |  | 0 |  | 0
| 0 |  | 0 |  | 0 |  | 0 |  | 0 |  | 0 |  | 5.3043e-06 |  | 1.3413e-06 |  | 0 |  | 0 |  | 0 |  | 7.6788e-05 |  | 0 |  | -1.5582e-05 |  | 0 |  | 0 |  | 0 |  | 0
| 0 |  | 0 |  | 0 |  | 0 |  | 0 |  | 0 |  | 4.7481e-06 |  | 7.8058e-07 |  | 0 |  | 0 |  | 0 |  | 8.4143e-05 |  | 0 |  | -1.9144e-06 |  | 0 |  | 0 |  | 0 |  | 0
| 0 |  | 0 |  | 0 |  | 0 |  | 0 |  | 0 |  | 4.3311e-06 |  | 7.8058e-07 |  | 0 |  | 0 |  | 0 |  | 0.00012864 |  | 0 |  | -1.0548e-05 |  | 0 |  | 0 |  | 0 |  | 0
| 0 |  | 0 |  | 0 |  | 0 |  | 0 |  | 0 |  | 7.2156e-06 |  | 1.0656e-06 |  | 0 |  | 0 |  | 0 |  | 5.2066e-05 |  | 0 |  | -1.2339e-06 |  | 0 |  | 0 |  | 0 |  | 0
| 0 |  | 0 |  | 0 |  | 0 |  | 0 |  | 0 |  | 8.2371e-06 |  | 1.0657e-06 |  | 0 |  | 0 |  | 0 |  | -1.6607e-05 |  | 0 |  | -1.7135e-05 |  | 0 |  | 0 |  | 0 |  | 0
| 0 |  | 0 |  | 0 |  | 0 |  | 0 |  | 0 |  | 6.1293e-06 |  | 1.0318e-06 |  | 0 |  | 0 |  | 0 |  | 3.7291e-05 |  | 0 |  | -5.1159e-05 |  | 0 |  | 0 |  | 0 |  | 0
| 0 |  | 0 |  | 0 |  | 0 |  | 0 |  | 0 |  | 6.0775e-06 |  | 1.0319e-06 |  | 0 |  | 0 |  | 0 |  | 6.1267e-05 |  | 0 |  | -6.7501e-05 |  | 0 |  | 0 |  | 0 |  | 0
| 0 |  | 0 |  | 0 |  | 0 |  | 0 |  | 0 |  | 6.1042e-06 |  | 1.3078e-06 |  | 0 |  | 0 |  | 0 |  | 7.5434e-05 |  | 0 |  | -4.3381e-05 |  | 0 |  | 0 |  | 0 |  | 0
| 0 |  | 0 |  | 0 |  | 0 |  | 0 |  | 0 |  | 6.2624e-06 |  | 1.3078e-06 |  | 0 |  | 0 |  | 0 |  | 8.599e-05 |  | 0 |  | -1.3391e-05 |  | 0 |  | 0 |  | 0 |  | 0
| 0 |  | 0 |  | 0 |  | 0 |  | 0 |  | 0 |  | 5.9007e-06 |  | 8.5409e-07 |  | 0 |  | 0 |  | 0 |  | 4.7284e-05 |  | 0 |  | -1.5107e-05 |  | 0 |  | 0 |  | 0 |  | 0
| 0 |  | 0 |  | 0 |  | 0 |  | 0 |  | 0 |  | 5.7347e-06 |  | 8.5422e-07 |  | 0 |  | 0 |  | 0 |  | 6.1255e-05 |  | 0 |  | -1.0726e-05 |  | 0 |  | 0 |  | 0 |  | 0
| 0 |  | 0 |  | 0 |  | 0 |  | 0 |  | 0 |  | 5.4226e-06 |  | 1.198e-06 |  | 0 |  | 0 |  | 0 |  | 0.00011713 |  | 0 |  | -1.8832e-05 |  | 0 |  | 0 |  | 0 |  | 0
| 0 |  | 0 |  | 0 |  | 0 |  | 0 |  | 0 |  | 5.0809e-06 |  | 1.3569e-06 |  | 0 |  | 0 |  | 0 |  | 0.00010922 |  | 0 |  | -4.2648e-05 |  | 0 |  | 0 |  | 0 |  | 0
| 0 |  | 0 |  | 0 |  | 0 |  | 0 |  | 0 |  | 5.4319e-06 |  | 9.9793e-07 |  | 0 |  | 0 |  | 0 |  | 1.5687e-05 |  | 0 |  | -4.6161e-05 |  | 0 |  | 0 |  | 0 |  | 0
| 0 |  | 0 |  | 0 |  | 0 |  | 0 |  | 0 |  | 5.1027e-06 |  | 8.3934e-07 |  | 0 |  | 0 |  | 0 |  | 3.832e-05 |  | 0 |  | -3.1843e-05 |  | 0 |  | 0 |  | 0 |  | 0
| 0 |  | 0 |  | 0 |  | 0 |  | 0 |  | 0 |  | 5.4465e-06 |  | 8.1022e-07 |  | 0 |  | 0 |  | 0 |  | 0.00010982 |  | 0 |  | -2.2759e-05 |  | 0 |  | 0 |  | 0 |  | 0
| 0 |  | 0 |  | 0 |  | 0 |  | 0 |  | 0 |  | 5.6777e-06 |  | 8.1034e-07 |  | 0 |  | 0 |  | 0 |  | 2.92e-05 |  | 0 |  | -3.7165e-05 |  | 0 |  | 0 |  | 0 |  | 0
| 0 |  | 0 |  | 0 |  | 0 |  | 0 |  | 0 |  | 5.0063e-06 |  | 1.5751e-06 |  | 0 |  | 0 |  | 0 |  | -1.2827e-05 |  | 0 |  | -4.1077e-05 |  | 0 |  | 0 |  | 0 |  | 0
| 0 |  | 0 |  | 0 |  | 0 |  | 0 |  | 0 |  | 5.2651e-06 |  | 1.5753e-06 |  | 0 |  | 0 |  | 0 |  | 3.1371e-05 |  | 0 |  | -1.9025e-05 |  | 0 |  | 0 |  | 0 |  | 0
| 0 |  | 0 |  | 0 |  | 0 |  | 0 |  | 0 |  | 5.5813e-06 |  | 1.3196e-06 |  | 0 |  | 0 |  | 0 |  | 7.7743e-05 |  | 0 |  | -1.436e-05 |  | 0 |  | 0 |  | 0 |  | 0
| 0 |  | 0 |  | 0 |  | 0 |  | 0 |  | 0 |  | 5.6361e-06 |  | 1.3198e-06 |  | 0 |  | 0 |  | 0 |  | 4.8848e-05 |  | 0 |  | -3.3506e-05 |  | 0 |  | 0 |  | 0 |  | 0
| 0 |  | 0 |  | 0 |  | 0 |  | 0 |  | 0 |  | 5.7621e-06 |  | 1.7151e-06 |  | 0 |  | 0 |  | 0 |  | 7.6263e-05 |  | 0 |  | -3.156e-05 |  | 0 |  | 0 |  | 0 |  | 0
| 0 |  | 0 |  | 0 |  | 0 |  | 0 |  | 0 |  | 5.3972e-06 |  | 1.7151e-06 |  | 0 |  | 0 |  | 0 |  | 0.00010709 |  | 0 |  | -2.0968e-05 |  | 0 |  | 0 |  | 0 |  | 0
| 0 |  | 0 |  | 0.00026856 |  | 0 |  | 0 |  | 0 |  | 5.3953e-06 |  | 8.5506e-07 |  | 0 |  | 0 |  | 0 |  | 5.4618e-05 |  | 0 |  | -1.0628e-05 |  | 0 |  | 0 |  | 0 |  | 0
| 0 |  | 0 |  | 0.00026856 |  | 0 |  | 0 |  | 0 |  | 5.6423e-06 |  | 8.5518e-07 |  | 0 |  | 0 |  | 0 |  | 5.2766e-05 |  | 0 |  | -8.6434e-06 |  | 0 |  | 0 |  | 0 |  | 0
| 0 |  | 0 |  | 0 |  | 0 |  | 0 |  | 0 |  | 5.7435e-06 |  | 1.1086e-06 |  | 0 |  | 0 |  | 0 |  | 8.5954e-05 |  | 0 |  | -2.3864e-05 |  | 0 |  | 0 |  | 0 |  | 0
| 0 |  | 0 |  | 0 |  | 0 |  | 0 |  | 0 |  | 5.6042e-06 |  | 1.1088e-06 |  | 0 |  | 0 |  | 0 |  | 0.00014305 |  | 0 |  | -3.4177e-05 |  | 0 |  | 0 |  | 0 |  | 0
| 0 |  | 0 |  | 0 |  | 0 |  | 0 |  | 0 |  | 5.1923e-06 |  | 8.5813e-07 |  | 0 |  | 0 |  | 0 |  | 9.8466e-05 |  | 0 |  | -2.9246e-05 |  | 0 |  | 0 |  | 0 |  | 0
| 0 |  | 0 |  | 0 |  | 0 |  | 0 |  | 0 |  | 5.4188e-06 |  | 8.5813e-07 |  | 0 |  | 0 |  | 0 |  | 0.00012356 |  | 0 |  | -4.21e-05 |  | 0 |  | 0 |  | 0 |  | 0
| 0 |  | 0 |  | 0 |  | 0 |  | 0 |  | 0 |  | 5.7171e-06 |  | 1.3986e-06 |  | 0 |  | 0 |  | 0 |  | 0.00012968 |  | 0 |  | -4.0219e-05 |  | 0 |  | 0 |  | 0 |  | 0
| 0 |  | 0 |  | 0 |  | 0 |  | 0 |  | 0 |  | 6.0904e-06 |  | 1.3986e-06 |  | 0 |  | 0 |  | 0 |  | 0.00011606 |  | 0 |  | -2.4726e-05 |  | 0 |  | 0 |  | 0 |  | 0
| 0 |  | 0 |  | 0 |  | 0 |  | 0 |  | 0 |  | 6.1327e-06 |  | 6.4667e-07 |  | 0 |  | 0 |  | 0 |  | 0.00010806 |  | 0 |  | -3.8977e-05 |  | 0 |  | 0 |  | 0 |  | 0
| 0 |  | 0 |  | 0 |  | 0 |  | 0 |  | 0 |  | 5.8843e-06 |  | 6.4676e-07 |  | 0 |  | 0 |  | 0 |  | 5.8348e-05 |  | 0 |  | -2.8115e-05 |  | 0 |  | 0 |  | 0 |  | 0
| 0 |  | 0 |  | 0 |  | 0 |  | 0 |  | 0 |  | 6.1148e-06 |  | 7.1432e-07 |  | 0 |  | 0 |  | 0 |  | 7.2069e-05 |  | 0 |  | -1.215e-05 |  | 0 |  | 0 |  | 0 |  | 0
| 0 |  | 0 |  | 0 |  | 0 |  | 0 |  | 0 |  | 5.7047e-06 |  | 7.1432e-07 |  | 0 |  | 0 |  | 0 |  | 0.00013455 |  | 0 |  | -2.5724e-05 |  | 0 |  | 0 |  | 0 |  | 0
| 0 |  | 0 |  | 0 |  | 0 |  | 0 |  | 0 |  | 5.2035e-06 |  | 6.395e-07 |  | 0 |  | 0 |  | 0 |  | 0.00012497 |  | 0 |  | -4.1996e-05 |  | 0 |  | 0 |  | 0 |  | 0
| 0 |  | 0 |  | 0 |  | 0 |  | 0 |  | 0 |  | 5.775e-06 |  | 6.395e-07 |  | 0 |  | 0 |  | 0 |  | 6.4195e-05 |  | 0 |  | -2.8822e-05 |  | 0 |  | 0 |  | 0 |  | 0
| 0 |  | 0 |  | 0 |  | 0 |  | 0 |  | 0 |  | 6.1679e-06 |  | 4.0385e-07 |  | 0 |  | 0 |  | 0 |  | 9.3432e-05 |  | 0 |  | -6.6784e-06 |  | 0 |  | 0 |  | 0 |  | 0
| 0 |  | 0 |  | 0 |  | 0 |  | 0 |  | 0 |  | 5.5628e-06 |  | 4.0396e-07 |  | 0 |  | 0 |  | 0 |  | 7.3059e-05 |  | 0 |  | -3.6787e-06 |  | 0 |  | 0 |  | 0 |  | 0
| 0 |  | 0 |  | 0 |  | 0 |  | 0 |  | 0 |  | 5.7374e-06 |  | 1.1561e-06 |  | 0 |  | 0 |  | 0 |  | 8.6964e-05 |  | 0 |  | -3.0059e-05 |  | 0 |  | 0 |  | 0 |  | 0
| 0 |  | 0 |  | 0 |  | 0 |  | 0 |  | 0 |  | 6.2947e-06 |  | 1.1564e-06 |  | 0 |  | 0 |  | 0 |  | 9.4363e-05 |  | 0 |  | -3.1539e-05 |  | 0 |  | 0 |  | 0 |  | 0
| 0 |  | 0 |  | 0 |  | 0 |  | 0 |  | 0 |  | 5.9496e-06 |  | 1.438e-06 |  | 0 |  | 0 |  | 0 |  | 1.24e-05 |  | 0 |  | -2.1668e-05 |  | 0 |  | 0 |  | 0 |  | 0
| 0 |  | 0 |  | 0 |  | 0 |  | 0 |  | 0 |  | 5.7327e-06 |  | 1.4384e-06 |  | 0 |  | 0 |  | 0 |  | 1.1124e-05 |  | 0 |  | -2.4205e-05 |  | 0 |  | 0 |  | 0 |  | 0
| 0 |  | 0 |  | 0 |  | 0 |  | 0 |  | 0 |  | 6.0046e-06 |  | 1.6891e-06 |  | 0 |  | 0 |  | 0 |  | 6.5176e-06 |  | 0 |  | 1.3135e-05 |  | 0 |  | 0 |  | 0 |  | 0
| 0 |  | 0 |  | 0 |  | 0 |  | 0 |  | 0 |  | 5.9417e-06 |  | 1.6896e-06 |  | 0 |  | 0 |  | 0 |  | 8.642e-05 |  | 0 |  | 6.6392e-06 |  | 0 |  | 0 |  | 0 |  | 0
| 0 |  | 0 |  | 0 |  | 0 |  | 0 |  | 0 |  | 5.4137e-06 |  | 9.8432e-07 |  | 0 |  | 0 |  | 0 |  | 0.00013463 |  | 0 |  | -7.1374e-06 |  | 0 |  | 0 |  | 0 |  | 0
| 0 |  | 0 |  | 0 |  | 0 |  | 0 |  | 0 |  | 5.0471e-06 |  | 9.8432e-07 |  | 0 |  | 0 |  | 0 |  | -3.3067e-05 |  | 0 |  | -1.9911e-05 |  | 0 |  | 0 |  | 0 |  | 0
| 0 |  | 0 |  | 0 |  | 0 |  | 0 |  | 0 |  | 5.36e-06 |  | 9.6051e-07 |  | 0 |  | 0 |  | 0 |  | -4.2095e-05 |  | 0 |  | -4.5893e-05 |  | 0 |  | 0 |  | 0 |  | 0
| 0 |  | 0 |  | 0 |  | 0 |  | 0 |  | 0 |  | 6.0286e-06 |  | 1.0184e-06 |  | 0 |  | 0 |  | 0 |  | 3.754e-05 |  | 0 |  | -1.5539e-05 |  | 0 |  | 0 |  | 0 |  | 0
| 0 |  | 0 |  | 0 |  | 0 |  | 0 |  | 0 |  | 5.7697e-06 |  | 9.1777e-07 |  | 0 |  | 0 |  | 0 |  | 3.8104e-05 |  | 0 |  | -6.0701e-06 |  | 0 |  | 0 |  | 0 |  | 0
| 0 |  | 0 |  | 0 |  | 0 |  | 0 |  | 0 |  | 5.7976e-06 |  | 8.5984e-07 |  | 0 |  | 0 |  | 0 |  | -2.604e-06 |  | 0 |  | -3.0118e-05 |  | 0 |  | 0 |  | 0 |  | 0
| 0 |  | 0 |  | 0 |  | 0 |  | 0 |  | 0 |  | 6.0473e-06 |  | 5.0839e-07 |  | 0 |  | 0 |  | 0 |  | -4.9796e-05 |  | 0 |  | -4.2956e-06 |  | 0 |  | 0 |  | 0 |  | 0
| 0 |  | 0 |  | 0 |  | 0 |  | 0 |  | 0 |  | 5.7908e-06 |  | 5.0846e-07 |  | 0 |  | 0 |  | 0 |  | -4.2564e-07 |  | 0 |  | -6.9896e-07 |  | 0 |  | 0 |  | 0 |  | 0
| 0 |  | 0 |  | 0 |  | 0 |  | 0 |  | 0 |  | 5.7338e-06 |  | 1.9913e-06 |  | 0 |  | 0 |  | 0 |  | 0.00012972 |  | 0 |  | -1.0561e-05 |  | 0 |  | 0 |  | 0 |  | 0
| 0 |  | 0 |  | 0 |  | 0 |  | 0 |  | 0 |  | 5.8163e-06 |  | 2.353e-06 |  | 0 |  | 0 |  | 0 |  | 0.00022699 |  | 0 |  | 7.5036e-06 |  | 0 |  | 0 |  | 0 |  | 0
| 0 |  | 0 |  | 0 |  | 0 |  | 0 |  | 0 |  | 6.0772e-06 |  | 8.2497e-07 |  | 0 |  | 0 |  | 0 |  | 0.00010451 |  | 0 |  | 4.3982e-06 |  | 0 |  | 0 |  | 0 |  | 0
| 0 |  | 0 |  | 0 |  | 0 |  | 0 |  | 0 |  | 6.052e-06 |  | 4.6335e-07 |  | 0 |  | 0 |  | 0 |  | 5.6013e-05 |  | 0 |  | -3.2481e-05 |  | 0 |  | 0 |  | 0 |  | 0
| 0 |  | 0 |  | 0 |  | 0 |  | 0 |  | 0 |  | 5.8758e-06 |  | 1.3352e-06 |  | 0 |  | 0 |  | 0 |  | 3.6675e-05 |  | 0 |  | -5.8926e-05 |  | 0 |  | 0 |  | 0 |  | 0
| 0 |  | 0 |  | 0 |  | 0 |  | 0 |  | 0 |  | 5.9394e-06 |  | 1.3352e-06 |  | 0 |  | 0 |  | 0 |  | 7.6133e-05 |  | 0 |  | -2.8396e-05 |  | 0 |  | 0 |  | 0 |  | 0
| 0 |  | 0 |  | 0 |  | 0 |  | 0 |  | 0 |  | 5.3754e-06 |  | 7.3939e-07 |  | 0 |  | 0 |  | 0 |  | 0.0001474 |  | 0 |  | -1.1844e-05 |  | 0 |  | 0 |  | 0 |  | 0
| 0 |  | 0 |  | 0 |  | 0 |  | 0 |  | 0 |  | 5.2657e-06 |  | 7.3949e-07 |  | 0 |  | 0 |  | 0 |  | 2.907e-05 |  | 0 |  | -6.9506e-06 |  | 0 |  | 0 |  | 0 |  | 0
| 0 |  | 0 |  | 0 |  | 0 |  | 0 |  | 0 |  | 6.3177e-06 |  | 1.1961e-06 |  | 0 |  | 0 |  | 0 |  | -1.2851e-05 |  | 0 |  | -1.2798e-05 |  | 0 |  | 0 |  | 0 |  | 0
| 0 |  | 0 |  | 0 |  | 0 |  | 0 |  | 0 |  | 6.3688e-06 |  | 1.1962e-06 |  | 0 |  | 0 |  | 0 |  | 5.8885e-05 |  | 0 |  | -2.0583e-05 |  | 0 |  | 0 |  | 0 |  | 0
| 0 |  | 0 |  | 0 |  | 0 |  | 0 |  | 0 |  | 6.031e-06 |  | 1.3029e-06 |  | 0 |  | 0 |  | 0 |  | 0.0001106 |  | 0 |  | -2.8112e-05 |  | 0 |  | 0 |  | 0 |  | 0
| 0 |  | 0 |  | 0 |  | 0 |  | 0 |  | 0 |  | 5.866e-06 |  | 1.3029e-06 |  | 0 |  | 0 |  | 0 |  | 0.00013652 |  | 0 |  | -4.9415e-05 |  | 0 |  | 0 |  | 0 |  | 0
| 0 |  | 0 |  | 0 |  | 0 |  | 0 |  | 0 |  | 5.3503e-06 |  | 6.8181e-07 |  | 0 |  | 0 |  | 0 |  | 5.3276e-05 |  | 0 |  | -6.5442e-05 |  | 0 |  | 0 |  | 0 |  | 0
| 0 |  | 0 |  | 0 |  | 0 |  | 0 |  | 0 |  | 5.1197e-06 |  | 6.8171e-07 |  | 0 |  | 0 |  | 0 |  | 3.2304e-05 |  | 0 |  | -2.6913e-05 |  | 0 |  | 0 |  | 0 |  | 0
| 0 |  | 0 |  | 0 |  | 0 |  | 0 |  | 0 |  | 5.2303e-06 |  | 1.6366e-06 |  | 0 |  | 0 |  | 0 |  | 0.00014363 |  | 0 |  | 1.0802e-06 |  | 0 |  | 0 |  | 0 |  | 0
| 0 |  | 0 |  | 0 |  | 0 |  | 0 |  | 0 |  | 5.2432e-06 |  | 1.6506e-06 |  | 0 |  | 0 |  | 0 |  | 0.00013384 |  | 0 |  | -1.4627e-05 |  | 0 |  | 0 |  | 0 |  | 0
| 0 |  | 0 |  | 0 |  | 0 |  | 0 |  | 0 |  | 5.6258e-06 |  | 1.0429e-06 |  | 0 |  | 0 |  | 0 |  | 5.3564e-05 |  | 0 |  | -2.3454e-05 |  | 0 |  | 0 |  | 0 |  | 0
| 0 |  | 0 |  | 0 |  | 0 |  | 0 |  | 0 |  | 5.8149e-06 |  | 1.0293e-06 |  | 0 |  | 0 |  | 0 |  | 3.0995e-05 |  | 0 |  | -3.2715e-05 |  | 0 |  | 0 |  | 0 |  | 0
| 0 |  | 0 |  | 0 |  | 0 |  | 0 |  | 0 |  | 5.4533e-06 |  | 1.0615e-06 |  | 0 |  | 0 |  | 0 |  | 9.4338e-05 |  | 0 |  | -1.3287e-05 |  | 0 |  | 0 |  | 0 |  | 0
| 0 |  | 0 |  | 0 |  | 0 |  | 0 |  | 0 |  | 5.3518e-06 |  | 1.0616e-06 |  | 0 |  | 0 |  | 0 |  | 9.3197e-05 |  | 0 |  | -1.5104e-06 |  | 0 |  | 0 |  | 0 |  | 0
| 0 |  | 0 |  | 0 |  | 0 |  | 0 |  | 0 |  | 5.4075e-06 |  | 1.1392e-06 |  | 0 |  | 0 |  | 0 |  | 8.0806e-05 |  | 0 |  | -2.0184e-05 |  | 0 |  | 0 |  | 0 |  | 0
| 0 |  | 0 |  | 0 |  | 0 |  | 0 |  | 0 |  | 5.6258e-06 |  | 1.1394e-06 |  | 0 |  | 0 |  | 0 |  | 0.00013539 |  | 0 |  | -1.3797e-05 |  | 0 |  | 0 |  | 0 |  | 0
| 0 |  | 0 |  | 0 |  | 0 |  | 0 |  | 0 |  | 5.8801e-06 |  | 1.3876e-06 |  | 0 |  | 0 |  | 0 |  | 0.00020378 |  | 0 |  | -1.9979e-06 |  | 0 |  | 0 |  | 0 |  | 0
| 0 |  | 0 |  | 0 |  | 0 |  | 0 |  | 0 |  | 6.0046e-06 |  | 1.3878e-06 |  | 0 |  | 0 |  | 0 |  | 0.00017574 |  | 0 |  | 1.2639e-05 |  | 0 |  | 0 |  | 0 |  | 0
| 0 |  | 0 |  | 0 |  | 0 |  | 0 |  | 0 |  | 5.6127e-06 |  | 6.7399e-07 |  | 0 |  | 0 |  | 0 |  | 0.00012208 |  | 0 |  | 4.5277e-06 |  | 0 |  | 0 |  | 0 |  | 0
| 0 |  | 0 |  | 0 |  | 0 |  | 0 |  | 0 |  | 5.3608e-06 |  | 6.7408e-07 |  | 0 |  | 0 |  | 0 |  | 7.9958e-05 |  | 0 |  | -3.8766e-06 |  | 0 |  | 0 |  | 0 |  | 0
| 0 |  | 0 |  | 0 |  | 0 |  | 0 |  | 0 |  | 5.6333e-06 |  | 1.355e-06 |  | 0 |  | 0 |  | 0 |  | 7.3727e-05 |  | 0 |  | -1.2025e-06 |  | 0 |  | 0 |  | 0 |  | 0
| 0 |  | 0 |  | 0 |  | 0 |  | 0 |  | 0 |  | 5.647e-06 |  | 1.3548e-06 |  | 0 |  | 0 |  | 0 |  | 5.044e-05 |  | 0 |  | -2.868e-05 |  | 0 |  | 0 |  | 0 |  | 0
| 0 |  | 0 |  | 0 |  | 0 |  | 0 |  | 0 |  | 5.475e-06 |  | 5.1753e-07 |  | 0 |  | 0 |  | 0 |  | 4.7157e-06 |  | 0 |  | -2.6646e-05 |  | 0 |  | 0 |  | 0 |  | 0
| 0 |  | 0 |  | 0 |  | 0 |  | 0 |  | 0 |  | 5.8568e-06 |  | 5.1753e-07 |  | 0 |  | 0 |  | 0 |  | 3.7738e-05 |  | 0 |  | -3.8947e-05 |  | 0 |  | 0 |  | 0 |  | 0
| 0 |  | 0 |  | 0 |  | 0 |  | 0 |  | 0 |  | 5.941e-06 |  | 8.5452e-07 |  | 0 |  | 0 |  | 0 |  | 1.8766e-05 |  | 0 |  | -4.2335e-05 |  | 0 |  | 0 |  | 0 |  | 0
| 0 |  | 0 |  | 0 |  | 0 |  | 0 |  | 0 |  | 5.2241e-06 |  | 8.5464e-07 |  | 0 |  | 0 |  | 0 |  | 5.1288e-05 |  | 0 |  | -1.8406e-05 |  | 0 |  | 0 |  | 0 |  | 0
| 0 |  | 0 |  | 0 |  | 0 |  | 0 |  | 0 |  | 5.3713e-06 |  | 5.9472e-07 |  | 0 |  | 0 |  | 0 |  | 0.00012849 |  | 0 |  | -2.3194e-05 |  | 0 |  | 0 |  | 0 |  | 0
| 0 |  | 0 |  | 0 |  | 0 |  | 0 |  | 0 |  | 5.3031e-06 |  | 5.948e-07 |  | 0 |  | 0 |  | 0 |  | 0.00011944 |  | 0 |  | -3.4234e-05 |  | 0 |  | 0 |  | 0 |  | 0
| 0 |  | 0 |  | 0 |  | 0 |  | 0 |  | 0 |  | 4.8229e-06 |  | 1.5171e-06 |  | 0 |  | 0 |  | 0 |  | 0.00014425 |  | 0 |  | -2.8493e-05 |  | 0 |  | 0 |  | 0 |  | 0
| 0 |  | 0 |  | 0 |  | 0 |  | 0 |  | 0 |  | 5.4079e-06 |  | 1.5171e-06 |  | 0 |  | 0 |  | 0 |  | 0.00011501 |  | 0 |  | -1.5855e-05 |  | 0 |  | 0 |  | 0 |  | 0
| 0 |  | 0 |  | 0 |  | 0 |  | 0 |  | 0 |  | 6.4503e-06 |  | 1.5343e-06 |  | 0 |  | 0 |  | 0 |  | 7.7824e-05 |  | 0 |  | -9.7259e-06 |  | 0 |  | 0 |  | 0 |  | 0
| 0 |  | 0 |  | 0 |  | 0 |  | 0 |  | 0 |  | 6.3575e-06 |  | 1.5345e-06 |  | 0 |  | 0 |  | 0 |  | 8.5314e-05 |  | 0 |  | -2.0323e-05 |  | 0 |  | 0 |  | 0 |  | 0
| 0 |  | 0 |  | 0 |  | 0 |  | 0 |  | 0 |  | 5.9197e-06 |  | 9.462e-07 |  | 0 |  | 0 |  | 0 |  | 7.4292e-05 |  | 0 |  | -3.553e-05 |  | 0 |  | 0 |  | 0 |  | 0
| 0 |  | 0 |  | 0 |  | 0 |  | 0 |  | 0 |  | 5.2656e-06 |  | 9.462e-07 |  | 0 |  | 0 |  | 0 |  | 7.7134e-05 |  | 0 |  | -1.4288e-05 |  | 0 |  | 0 |  | 0 |  | 0
| 0 |  | 0 |  | 0 |  | 0 |  | 0 |  | 0 |  | 5.1847e-06 |  | 1.008e-06 |  | 0 |  | 0 |  | 0 |  | 2.9383e-05 |  | 0 |  | -7.088e-06 |  | 0 |  | 0 |  | 0 |  | 0
| 0 |  | 0 |  | 0 |  | 0 |  | 0 |  | 0 |  | 6.1314e-06 |  | 1.0082e-06 |  | 0 |  | 0 |  | 0 |  | -3.6373e-05 |  | 0 |  | -3.4424e-05 |  | 0 |  | 0 |  | 0 |  | 0
| 0 |  | 0 |  | 0 |  | 0 |  | 0 |  | 0 |  | 6.0498e-06 |  | 8.6423e-07 |  | 0 |  | 0 |  | 0 |  | -4.4096e-05 |  | 0 |  | -3.949e-05 |  | 0 |  | 0 |  | 0 |  | 0
| 0 |  | 0 |  | 0 |  | 0 |  | 0 |  | 0 |  | 6.0485e-06 |  | 8.6423e-07 |  | 0 |  | 0 |  | 0 |  | -3.1646e-06 |  | 0 |  | -4.4707e-05 |  | 0 |  | 0 |  | 0 |  | 0
| 0 |  | 0 |  | 0 |  | 0 |  | 0 |  | 0 |  | 6.1272e-06 |  | 1.5255e-06 |  | 0 |  | 0 |  | 0 |  | 1.6449e-05 |  | 0 |  | -4.04e-05 |  | 0 |  | 0 |  | 0 |  | 0
| 0 |  | 0 |  | 0 |  | 0 |  | 0 |  | 0 |  | 5.8801e-06 |  | 1.5255e-06 |  | 0 |  | 0 |  | 0 |  | 2.1e-05 |  | 0 |  | -3.8837e-05 |  | 0 |  | 0 |  | 0 |  | 0
| 0 |  | 0 |  | 0 |  | 0 |  | 0 |  | 0 |  | 5.4808e-06 |  | 1.6867e-06 |  | 0 |  | 0 |  | 0 |  | 6.4771e-05 |  | 0 |  | -3.4481e-05 |  | 0 |  | 0 |  | 0 |  | 0
| 0 |  | 0 |  | 0 |  | 0 |  | 0 |  | 0 |  | 5.4155e-06 |  | 1.6869e-06 |  | 0 |  | 0 |  | 0 |  | 9.7799e-05 |  | 0 |  | -3.3561e-05 |  | 0 |  | 0 |  | 0 |  | 0
| 0 |  | 0 |  | 0 |  | 0 |  | 0 |  | 0 |  | 5.7285e-06 |  | 9.9765e-07 |  | 0 |  | 0 |  | 0 |  | 8.7503e-05 |  | 0 |  | -3.0714e-05 |  | 0 |  | 0 |  | 0 |  | 0
| 0 |  | 0 |  | 0 |  | 0 |  | 0 |  | 0 |  | 6.1997e-06 |  | 9.9764e-07 |  | 0 |  | 0 |  | 0 |  | 7.3063e-05 |  | 0 |  | -2.27e-05 |  | 0 |  | 0 |  | 0 |  | 0
| 0 |  | 0 |  | 0 |  | 0 |  | 0 |  | 0 |  | 6.2111e-06 |  | 8.6091e-07 |  | 0 |  | 0 |  | 0 |  | 5.9676e-05 |  | 0 |  | -4.2353e-05 |  | 0 |  | 0 |  | 0 |  | 0
| 0 |  | 0 |  | 0 |  | 0 |  | 0 |  | 0 |  | 6.0216e-06 |  | 1.1103e-06 |  | 0 |  | 0 |  | 0 |  | 2.8622e-05 |  | 0 |  | -1.888e-05 |  | 0 |  | 0 |  | 0 |  | 0
| 0 |  | 0 |  | 0 |  | 0 |  | 0 |  | 0 |  | 5.8187e-06 |  | 1.2661e-06 |  | 0 |  | 0 |  | 0 |  | 2.651e-05 |  | 0 |  | -1.8993e-05 |  | 0 |  | 0 |  | 0 |  | 0
| 0 |  | 0 |  | 0 |  | 0 |  | 0 |  | 0 |  | 5.6463e-06 |  | 1.0167e-06 |  | 0 |  | 0 |  | 0 |  | 2.9871e-05 |  | 0 |  | -2.9176e-05 |  | 0 |  | 0 |  | 0 |  | 0
| 0 |  | 0 |  | 0 |  | 0 |  | 0 |  | 0 |  | 6.0467e-06 |  | 5.5449e-07 |  | 0 |  | 0 |  | 0 |  | 5.5507e-05 |  | 0 |  | -3.1368e-05 |  | 0 |  | 0 |  | 0 |  | 0
| 0 |  | 0 |  | 0 |  | 0 |  | 0 |  | 0 |  | 5.9785e-06 |  | 5.5465e-07 |  | 0 |  | 0 |  | 0 |  | 0.00011051 |  | 0 |  | -2.9751e-05 |  | 0 |  | 0 |  | 0 |  | 0
| 0 |  | 0 |  | 0 |  | 0 |  | 0 |  | 0 |  | 5.399e-06 |  | 8.0715e-07 |  | 0 |  | 0 |  | 0 |  | 0.00014903 |  | 0 |  | -1.4429e-05 |  | 0 |  | 0 |  | 0 |  | 0
| 0 |  | 0 |  | 0 |  | 0 |  | 0 |  | 0 |  | 5.6715e-06 |  | 8.0739e-07 |  | 0 |  | 0 |  | 0 |  | 7.0912e-05 |  | 0 |  | -3.1477e-05 |  | 0 |  | 0 |  | 0 |  | 0
| 0 |  | 0 |  | 0 |  | 0 |  | 0 |  | 0 |  | 6.0816e-06 |  | 1.1508e-06 |  | 0 |  | 0 |  | 0 |  | -4.0469e-06 |  | 0 |  | -2.9779e-05 |  | 0 |  | 0 |  | 0 |  | 0
| 0 |  | 0 |  | 0 |  | 0 |  | 0 |  | 0 |  | 5.7183e-06 |  | 1.1512e-06 |  | 0 |  | 0 |  | 0 |  | 9.726e-05 |  | 0 |  | -3.1732e-05 |  | 0 |  | 0 |  | -1.2212e-06 |  | 0
| 0 |  | 0 |  | 0 |  | 0 |  | 0 |  | 0 |  | 5.7376e-06 |  | 2.0385e-07 |  | 0 |  | 0 |  | 0 |  | 0.00014056 |  | 0 |  | -3.4154e-05 |  | 0 |  | 0 |  | 5.1556e-07 |  | 0
| 0 |  | 0 |  | 0 |  | 0 |  | 0 |  | 0 |  | 6.1469e-06 |  | 2.0391e-07 |  | 0 |  | 0 |  | 0 |  | 9.2618e-05 |  | 0 |  | -2.43e-05 |  | 0 |  | 0 |  | 3.1483e-07 |  | 0
| 0 |  | 0 |  | 0 |  | 0 |  | 0 |  | 0 |  | 5.7829e-06 |  | 9.6682e-07 |  | 0 |  | 0 |  | 0 |  | 8.4942e-05 |  | 0 |  | -1.1107e-05 |  | 0 |  | 0 |  | 3.7548e-07 |  | 0
| 0 |  | 0 |  | 0 |  | 0 |  | 0 |  | 0 |  | 5.621e-06 |  | 9.671e-07 |  | 0 |  | 0 |  | 0 |  | 7.3175e-05 |  | 0 |  | -9.5624e-06 |  | 0 |  | 0 |  | 7.0839e-07 |  | 0
| 0 |  | 0 |  | 0 |  | 0 |  | 0 |  | 0 |  | 5.4248e-06 |  | 1.2032e-06 |  | 0 |  | 0 |  | 0 |  | 9.9024e-05 |  | 0 |  | -2.5993e-05 |  | 0 |  | 0 |  | 6.4946e-07 |  | 0
| 0 |  | 0 |  | 0 |  | 0 |  | 0 |  | 0 |  | 5.1684e-06 |  | 1.2035e-06 |  | 0 |  | 0 |  | 0 |  | 0.00012718 |  | 0 |  | -1.621e-05 |  | 0 |  | 0 |  | 5.3824e-07 |  | 0
| 0 |  | 0 |  | 0.00026856 |  | 0 |  | 0 |  | 0 |  | 5.9683e-06 |  | 2.5892e-06 |  | 0 |  | 0 |  | 0 |  | 9.9258e-05 |  | 0 |  | -9.019e-08 |  | 0 |  | 0 |  | 9.677e-07 |  | 0
| 0 |  | 0 |  | 0.00026856 |  | 0 |  | 0 |  | 0 |  | 5.7405e-06 |  | 2.5892e-06 |  | 0 |  | 0 |  | 0 |  | 7.6812e-05 |  | 0 |  | -2.8938e-05 |  | 0 |  | 0 |  | 9.1456e-07 |  | 0
| 0 |  | 0 |  | 0 |  | 0 |  | 0 |  | 0 |  | 5.113e-06 |  | 9.4334e-07 |  | 0 |  | 0 |  | 0 |  | 6.2393e-06 |  | 0 |  | -2.2329e-05 |  | 0 |  | 0 |  | 7.4172e-07 |  | 0
| 0 |  | 0 |  | 0 |  | 0 |  | 0 |  | 0 |  | 5.4461e-06 |  | 9.4334e-07 |  | 0 |  | 0 |  | 0 |  | 2.9133e-05 |  | 0 |  | -9.1483e-06 |  | 0 |  | 0 |  | 3.5061e-07 |  | 0
| 0 |  | 0 |  | 0 |  | 0 |  | 0 |  | 0 |  | 5.5961e-06 |  | 1.3675e-06 |  | 0 |  | 0 |  | 0 |  | 0.00012455 |  | 0 |  | -3.1837e-05 |  | 0 |  | 0 |  | 6.9866e-08 |  | 0
| 0 |  | 0 |  | 0 |  | 0 |  | 0 |  | 0 |  | 5.781e-06 |  | 1.3675e-06 |  | 0 |  | 0 |  | 0 |  | 5.7942e-05 |  | 0 |  | -4.6013e-05 |  | 0 |  | 0 |  | 2.6911e-07 |  | 0
| 0 |  | 0 |  | 0 |  | 0 |  | 0 |  | 0 |  | 5.7311e-06 |  | 1.0259e-06 |  | 0 |  | 0 |  | 0 |  | 3.0306e-05 |  | 0 |  | -4.1395e-05 |  | 0 |  | 0 |  | 3.5275e-07 |  | 0
| 0 |  | 0 |  | 0 |  | 0 |  | 0 |  | 0 |  | 5.1411e-06 |  | 1.0259e-06 |  | 0 |  | 0 |  | 0 |  | 7.9854e-05 |  | 0 |  | -3.8673e-05 |  | 0 |  | 0 |  | 4.3977e-07 |  | 0
| 0 |  | 0 |  | 0 |  | 0 |  | 0 |  | 0 |  | 5.3557e-06 |  | 8.564e-07 |  | 0 |  | 0 |  | 0 |  | 4.4739e-05 |  | 0 |  | -4.1308e-05 |  | 0 |  | 0 |  | 3.9008e-07 |  | 0
| 0 |  | 0 |  | 0 |  | 0 |  | 0 |  | 0 |  | 6.0955e-06 |  | 8.5653e-07 |  | 0 |  | 0 |  | 0 |  | 1.7843e-05 |  | 0 |  | -3.5306e-05 |  | 0 |  | 0 |  | 4.3185e-07 |  | 0
| 0 |  | 0 |  | 0 |  | 0 |  | 0 |  | 0 |  | 6.3014e-06 |  | 9.1206e-07 |  | 0 |  | 0 |  | 0 |  | 6.53e-06 |  | 0 |  | -1.3842e-05 |  | 0 |  | 0 |  | 8.51e-07 |  | 0
| 0 |  | 0 |  | 0 |  | 0 |  | 0 |  | 0 |  | 5.5648e-06 |  | 9.1206e-07 |  | 0 |  | 0 |  | 0 |  | 5.5447e-05 |  | 0 |  | -6.5193e-06 |  | 0 |  | 0 |  | 8.4501e-07 |  | 0
| 0 |  | 0 |  | 0 |  | 0 |  | 0 |  | 0 |  | 5.499e-06 |  | 1.1526e-06 |  | 0 |  | 0 |  | 0 |  | 9.1185e-05 |  | 0 |  | -8.4293e-06 |  | 0 |  | 0 |  | 3.5571e-07 |  | 0
| 0 |  | 0 |  | 0 |  | 0 |  | 0 |  | 0 |  | 6.1526e-06 |  | 1.1526e-06 |  | 0 |  | 0 |  | 0 |  | 9.3099e-05 |  | 0 |  | -4.0511e-06 |  | 0 |  | 0 |  | 4.7688e-07 |  | 0
| 0 |  | 0 |  | 0 |  | 0 |  | 0 |  | 0 |  | 5.8269e-06 |  | 5.4698e-07 |  | 0 |  | 0 |  | 0 |  | 0.00011216 |  | 0 |  | -1.4955e-05 |  | 0 |  | 0 |  | 6.5758e-07 |  | 0
| 0 |  | 0 |  | 0 |  | 0 |  | 0 |  | 0 |  | 5.2889e-06 |  | 5.4706e-07 |  | 0 |  | 0 |  | 0 |  | 8.7427e-05 |  | 0 |  | 3.9348e-06 |  | 0 |  | 0 |  | 4.8438e-07 |  | 0
| 0 |  | 0 |  | 0 |  | 0 |  | 0 |  | 0 |  | 5.1611e-06 |  | 8.2417e-07 |  | 0 |  | 0 |  | 0 |  | 3.7448e-05 |  | 0 |  | -2.6465e-07 |  | 0 |  | 0 |  | 7.3933e-07 |  | 0
| 0 |  | 0 |  | 0 |  | 0 |  | 0 |  | 0 |  | 5.1421e-06 |  | 8.2417e-07 |  | 0 |  | 0 |  | 0 |  | 5.7922e-05 |  | 0 |  | 6.3008e-06 |  | 0 |  | 0 |  | 6.5831e-07 |  | 0
| 0 |  | 0 |  | 0 |  | 0 |  | 0 |  | 0 |  | 5.9332e-06 |  | 8.621e-07 |  | 0 |  | 0 |  | 0 |  | 0.00012096 |  | 0 |  | -4.339e-06 |  | 0 |  | 0 |  | 2.7206e-07 |  | 0
| 0 |  | 0 |  | 0 |  | 0 |  | 0 |  | 0 |  | 6.8548e-06 |  | 8.6223e-07 |  | 0 |  | 0 |  | 0 |  | 0.00012121 |  | 0 |  | -3.975e-05 |  | 0 |  | 0 |  | 2.754e-07 |  | 0
| 0 |  | 0 |  | 0 |  | 0 |  | 0 |  | 0 |  | 6.4828e-06 |  | 6.7792e-07 |  | 0 |  | 0 |  | 0 |  | 6.4728e-05 |  | 0 |  | -3.255e-05 |  | 0 |  | 0 |  | 4.7495e-07 |  | 0
| 0 |  | 0 |  | 0 |  | 0 |  | 0 |  | 0 |  | 6.0181e-06 |  | 6.7792e-07 |  | 0 |  | 0 |  | 0 |  | 0.00010821 |  | 0 |  | -1.7957e-05 |  | 0 |  | 0 |  | 6.2656e-07 |  | 0
| 0 |  | 0 |  | 0 |  | 0 |  | 0 |  | 0 |  | 5.6458e-06 |  | 9.6581e-07 |  | 0 |  | 0 |  | 0 |  | 0.00018008 |  | 0 |  | -2.1797e-05 |  | 0 |  | 0 |  | 4.8443e-07 |  | 0
| 0 |  | 0 |  | 0 |  | 0 |  | 0 |  | 0 |  | 5.2725e-06 |  | 9.6595e-07 |  | 0 |  | 0 |  | 0 |  | 0.00012901 |  | 0 |  | -2.9681e-05 |  | 0 |  | 0 |  | 6.5558e-07 |  | 0
| 0 |  | 0 |  | 0 |  | 0 |  | 0 |  | 0 |  | 6.0054e-06 |  | 2.8166e-07 |  | 0 |  | 0 |  | 0 |  | 0.00012267 |  | 0 |  | -4.1958e-05 |  | 0 |  | 0 |  | 1.0364e-06 |  | 0
| 0 |  | 0 |  | 0 |  | 0 |  | 0 |  | 0 |  | 6.2481e-06 |  | 2.8166e-07 |  | 0 |  | 0 |  | 0 |  | 3.7605e-05 |  | 0 |  | -5.274e-05 |  | 0 |  | 0 |  | 6.4659e-07 |  | 0
| 0 |  | 0 |  | 0 |  | 0 |  | 0 |  | 0 |  | 6.4405e-06 |  | 6.4333e-07 |  | 0 |  | 0 |  | 0 |  | 9.305e-06 |  | 0 |  | -2.254e-05 |  | 0 |  | 0 |  | 3.6622e-07 |  | 0
| 0 |  | 0 |  | 0 |  | 0 |  | 0 |  | 0 |  | 6.5773e-06 |  | 6.4342e-07 |  | 0 |  | 0 |  | 0 |  | 6.4346e-05 |  | 0 |  | -4.4881e-06 |  | 0 |  | 0 |  | 5.9778e-07 |  | 0
| 0 |  | 0 |  | 0 |  | 0 |  | 0 |  | 0 |  | 6.0061e-06 |  | 1.1549e-06 |  | 0 |  | 0 |  | 0 |  | 3.7514e-05 |  | 0 |  | -1.3328e-05 |  | 0 |  | 0 |  | 5.5862e-07 |  | 0
| 0 |  | 0 |  | 0 |  | 0 |  | 0 |  | 0 |  | 5.9254e-06 |  | 1.1549e-06 |  | 0 |  | 0 |  | 0 |  | 5.5352e-05 |  | 0 |  | -1.4001e-05 |  | 0 |  | 0 |  | 2.9468e-07 |  | 0
| 0 |  | 0 |  | 0 |  | 0 |  | 0 |  | 0 |  | 6.0831e-06 |  | 1.1968e-07 |  | 0 |  | 0 |  | 0 |  | 0.00012396 |  | 0 |  | -3.8681e-05 |  | 0 |  | 0 |  | 5.1377e-07 |  | 0
| 0 |  | 0 |  | 0 |  | 0 |  | 0 |  | 0 |  | 5.8737e-06 |  | 1.1969e-07 |  | 0 |  | 0 |  | 0 |  | 0.00016473 |  | 0 |  | -3.6494e-05 |  | 0 |  | 0 |  | 6.2913e-07 |  | 0
| 0 |  | 0 |  | 0 |  | 0 |  | 0 |  | 0 |  | 5.6861e-06 |  | 5.6582e-07 |  | 0 |  | 0 |  | 0 |  | 0.00014014 |  | 0 |  | -4.3842e-05 |  | 0 |  | 0 |  | 1.7347e-07 |  | 0
| 0 |  | 0 |  | 0 |  | 0 |  | 0 |  | 0 |  | 5.6569e-06 |  | 5.6582e-07 |  | 0 |  | 0 |  | 0 |  | 7.3088e-05 |  | 0 |  | -6.645e-05 |  | 0 |  | 0 |  | 5.4043e-07 |  | 0
| 0 |  | 0 |  | 0 |  | 0 |  | 0 |  | 0 |  | 5.5927e-06 |  | 1.1646e-06 |  | 0 |  | 0 |  | 0 |  | 5.8087e-05 |  | 0 |  | -3.0559e-05 |  | 0 |  | 0 |  | 8.4056e-07 |  | 0
| 0 |  | 0 |  | 0 |  | 0 |  | 0 |  | 0 |  | 5.759e-06 |  | 1.1645e-06 |  | 0 |  | 0 |  | 0 |  | -1.3121e-05 |  | 0 |  | -1.1103e-05 |  | 0 |  | 0 |  | 6.2261e-07 |  | 0
| 0 |  | 0 |  | 0 |  | 0 |  | 0 |  | 0 |  | 6.0664e-06 |  | 9.8614e-07 |  | 0 |  | 0 |  | 0 |  | -2.4237e-05 |  | 0 |  | -2.0634e-05 |  | 0 |  | 0 |  | 3.7856e-07 |  | 0
| 0 |  | 0 |  | 0 |  | 0 |  | 0 |  | 0 |  | 6.2602e-06 |  | 9.8628e-07 |  | 0 |  | 0 |  | 0 |  | 0.00014725 |  | 0 |  | -2.0622e-05 |  | 0 |  | 0 |  | 5.0861e-07 |  | 0
| 0 |  | 0 |  | 0 |  | 0 |  | 0 |  | 0 |  | 6.4189e-06 |  | 1.1118e-06 |  | 0 |  | 0 |  | 0 |  | 0.00011432 |  | 0 |  | -1.3405e-05 |  | 0 |  | 0 |  | 4.5475e-07 |  | 0
| 0 |  | 0 |  | 0 |  | 0 |  | 0 |  | 0 |  | 6.5e-06 |  | 1.112e-06 |  | 0 |  | 0 |  | 0 |  | 3.3176e-05 |  | 0 |  | -2.8394e-05 |  | 0 |  | 0 |  | 6.2025e-07 |  | 0
| 0 |  | 0 |  | 0 |  | 0 |  | 0 |  | 0 |  | 6.4634e-06 |  | 9.7974e-07 |  | 0 |  | 0 |  | 0 |  | 4.2562e-05 |  | 0 |  | -3.5884e-05 |  | 0 |  | 0 |  | 8.6118e-07 |  | 0
| 0 |  | 0 |  | 0 |  | 0 |  | 0 |  | 0 |  | 6.0439e-06 |  | 9.7974e-07 |  | 0 |  | 0 |  | 0 |  | 3.1422e-05 |  | 0 |  | -1.2156e-05 |  | 0 |  | 0 |  | 5.8469e-07 |  | 0
| 0 |  | 0 |  | 0 |  | 0 |  | 0 |  | 0 |  | 5.3841e-06 |  | 1.0259e-06 |  | 0 |  | 0 |  | 0 |  | 6.5087e-05 |  | 0 |  | 3.7988e-06 |  | 0 |  | 0 |  | 7.0904e-07 |  | 0
| 0 |  | 0 |  | 0 |  | 0 |  | 0 |  | 0 |  | 5.4027e-06 |  | 1.026e-06 |  | 0 |  | 0 |  | 0 |  | 0.00011603 |  | 0 |  | -2.4682e-05 |  | 0 |  | 0 |  | 6.4537e-07 |  | 0
| 0 |  | 0 |  | 0 |  | 0 |  | 0 |  | 0 |  | 5.9625e-06 |  | 9.35e-07 |  | 0 |  | 0 |  | 0 |  | 5.5689e-05 |  | 0 |  | -2.3562e-05 |  | 0 |  | 0 |  | 1.5803e-07 |  | 0
| 0 |  | 0 |  | 0 |  | 0 |  | 0 |  | 0 |  | 5.795e-06 |  | 9.3514e-07 |  | 0 |  | 0 |  | 0 |  | 5.2405e-06 |  | 0 |  | -1.4879e-05 |  | 0 |  | 0 |  | 2.4541e-07 |  | 0
| 0 |  | 0 |  | 0 |  | 0 |  | 0 |  | 0 |  | 5.6438e-06 |  | 6.4692e-07 |  | 0 |  | 0 |  | 0 |  | 7.2028e-05 |  | 0 |  | -2.4985e-05 |  | 0 |  | 0 |  | 5.5019e-07 |  | 0
| 0 |  | 0 |  | 0 |  | 0 |  | 0 |  | 0 |  | 5.7954e-06 |  | 6.4701e-07 |  | 0 |  | 0 |  | 0 |  | 8.474e-05 |  | 0 |  | -2.4396e-05 |  | 0 |  | 0 |  | 4.1788e-07 |  | 0
| 0 |  | 0 |  | 0 |  | 0 |  | 0 |  | 0 |  | 5.5961e-06 |  | 0 |  | 0 |  | 0 |  | 0 |  | 8.6397e-05 |  | 0 |  | -4.1573e-05 |  | 0 |  | 0 |  | 7.9853e-07 |  | 0
| 0 |  | 0 |  | 0 |  | 0 |  | 0 |  | 0 |  | 5.8646e-06 |  | 0 |  | 0 |  | 0 |  | 0 |  | 9.8322e-05 |  | 0 |  | -5.6709e-05 |  | 0 |  | 0 |  | 8.7256e-07 |  | 0
| 0 |  | 0 |  | 0 |  | 0 |  | 0 |  | 0 |  | 6.1804e-06 |  | 1.1559e-06 |  | 0 |  | 0 |  | 0 |  | 0.00010862 |  | 0 |  | -3.2924e-05 |  | 0 |  | 0 |  | 6.7066e-07 |  | 0
| 0 |  | 0 |  | 0 |  | 0 |  | 0 |  | 0 |  | 5.9175e-06 |  | 1.1561e-06 |  | 0 |  | 0 |  | 0 |  | 0.00013177 |  | 0 |  | -6.8682e-06 |  | 0 |  | 0 |  | 5.9907e-07 |  | 0
| 0 |  | 0 |  | 0 |  | 0 |  | 0 |  | 0 |  | 5.508e-06 |  | 5.8703e-07 |  | 0 |  | 0 |  | 0 |  | 6.1151e-05 |  | 0 |  | -2.3733e-05 |  | 0 |  | 0 |  | 2.9316e-07 |  | 0
| 0 |  | 0 |  | 0 |  | 0 |  | 0 |  | 0 |  | 5.6751e-06 |  | 5.8712e-07 |  | 0 |  | 0 |  | 0 |  | 0.0001054 |  | 0 |  | -3.6427e-05 |  | 0 |  | 0 |  | 2.1843e-07 |  | 0
| 0 |  | 0 |  | 0 |  | 0 |  | 0 |  | 0 |  | 5.4622e-06 |  | 1.1633e-06 |  | 0 |  | 0 |  | 0 |  | 0.0001474 |  | 0 |  | -2.9815e-05 |  | 0 |  | 0 |  | 6.6226e-07 |  | 0
| 0 |  | 0 |  | 0 |  | 0 |  | 0 |  | 0 |  | 5.4217e-06 |  | 1.1634e-06 |  | 0 |  | 0 |  | 0 |  | 1.5709e-05 |  | 0 |  | -2.3284e-05 |  | 0 |  | 0 |  | 8.3217e-07 |  | 0
| 0 |  | 0 |  | 0 |  | 0 |  | 0 |  | 0 |  | 5.2222e-06 |  | 1.166e-06 |  | 0 |  | 0 |  | 0 |  | -6.9004e-06 |  | 0 |  | -2.3058e-05 |  | 0 |  | 0 |  | 4.8411e-07 |  | 0
| 0 |  | 0 |  | 0 |  | 0 |  | 0 |  | 0 |  | 5.0829e-06 |  | 1.1662e-06 |  | 0 |  | 0 |  | 0 |  | 9.7247e-07 |  | 0 |  | -1.0429e-05 |  | 0 |  | 0 |  | 6.2246e-07 |  | 0
| 0 |  | 0 |  | 0 |  | 0 |  | 0 |  | 0 |  | 5.4568e-06 |  | 4.9426e-07 |  | 0 |  | 0 |  | 0 |  | 4.7279e-05 |  | 0 |  | -8.5851e-06 |  | 0 |  | 0 |  | 1.0249e-06 |  | 0
| 0 |  | 0 |  | 0 |  | 0 |  | 0 |  | 0 |  | 5.4512e-06 |  | 4.9433e-07 |  | 0 |  | 0 |  | 0 |  | 9.0911e-05 |  | 0 |  | -9.5559e-06 |  | 0 |  | 0 |  | 1.126e-06 |  | 0
| 0 |  | 0 |  | 0 |  | 0 |  | 0 |  | 0 |  | 5.4859e-06 |  | 9.322e-07 |  | 0 |  | 0 |  | 0 |  | 5.6771e-05 |  | 0 |  | -6.3927e-06 |  | 0 |  | 0 |  | 6.0799e-07 |  | 0
| 0 |  | 0 |  | 0 |  | 0 |  | 0 |  | 0 |  | 5.5152e-06 |  | 9.3221e-07 |  | 0 |  | 0 |  | 0 |  | 9.8216e-05 |  | 0 |  | -2.2799e-05 |  | 0 |  | 0 |  | 7.995e-07 |  | 0
| 0 |  | 0 |  | 0 |  | 0 |  | 0 |  | 0 |  | 5.6672e-06 |  | 5.8646e-07 |  | 0 |  | 0 |  | 0 |  | 7.2334e-05 |  | 0 |  | -8.191e-06 |  | 0 |  | 0 |  | 1.1145e-06 |  | 0
| 0 |  | 0 |  | 0 |  | 0 |  | 0 |  | 0 |  | 5.9231e-06 |  | 5.8637e-07 |  | 0 |  | 0 |  | 0 |  | 3.9609e-06 |  | 0 |  | -2.0818e-05 |  | 0 |  | 0 |  | 8.1268e-07 |  | 0
| 0 |  | 0 |  | 0 |  | 0 |  | 0 |  | 0 |  | 5.4136e-06 |  | 6.6107e-07 |  | 0 |  | 0 |  | 0 |  | 2.6417e-05 |  | 0 |  | -1.548e-05 |  | 0 |  | 0 |  | 8.8203e-07 |  | 0
| 0 |  | 0 |  | 0 |  | 0 |  | 0 |  | 0 |  | 5.4914e-06 |  | 6.6098e-07 |  | 0 |  | 0 |  | 0 |  | 7.4243e-05 |  | 0 |  | 2.9059e-05 |  | 0 |  | 0 |  | 6.5206e-07 |  | 0
| 0 |  | 0 |  | 0 |  | 0 |  | 0 |  | 0 |  | 5.8838e-06 |  | 4.4508e-07 |  | 0 |  | 0 |  | 0 |  | 0.00015068 |  | 0 |  | -7.7333e-06 |  | 0 |  | 0 |  | 2.7462e-07 |  | 0
| 0 |  | 0 |  | 0 |  | 0 |  | 0 |  | 0 |  | 5.5139e-06 |  | 4.4501e-07 |  | 0 |  | 0 |  | 0 |  | 0.00010145 |  | 0 |  | -3.1758e-05 |  | 0 |  | 0 |  | 3.8481e-07 |  | 0
| 0 |  | 0 |  | 0 |  | 0 |  | 0 |  | 0 |  | 5.4783e-06 |  | 9.9871e-07 |  | 0 |  | 0 |  | 0 |  | 6.7116e-05 |  | 0 |  | -3.5266e-05 |  | 0 |  | 0 |  | 6.5995e-07 |  | 0
| 0 |  | 0 |  | 0 |  | 0 |  | 0 |  | 0 |  | 5.4487e-06 |  | 9.9885e-07 |  | 0 |  | 0 |  | 0 |  | 0.00011001 |  | 0 |  | -4.2139e-05 |  | 0 |  | 0 |  | 5.1018e-07 |  | 0
| 0 |  | 0 |  | 0 |  | 0 |  | 0 |  | 0 |  | 5.7923e-06 |  | 4.7576e-07 |  | 0 |  | 0 |  | 0 |  | 7.7542e-05 |  | 0 |  | -1.9142e-05 |  | 0 |  | 0 |  | 5.1218e-07 |  | 0
| 0 |  | 0 |  | 0 |  | 0 |  | 0 |  | 0 |  | 6.1221e-06 |  | 4.7583e-07 |  | 0 |  | 0 |  | 0 |  | 0.00010596 |  | 0 |  | -7.6214e-06 |  | 0 |  | 0 |  | 5.7431e-07 |  | 0
| 0 |  | 0 |  | 0 |  | 0 |  | 0 |  | 0 |  | 6.1048e-06 |  | 1.3482e-06 |  | 0 |  | 0 |  | 0 |  | 5.4256e-05 |  | 0 |  | -2.5588e-06 |  | 0 |  | 0 |  | 7.3136e-07 |  | 0
| 0 |  | 0 |  | 0 |  | 0 |  | 0 |  | 0 |  | 5.7332e-06 |  | 1.3484e-06 |  | 0 |  | 0 |  | 0 |  | 2.2865e-05 |  | 0 |  | -2.5902e-05 |  | 0 |  | 0 |  | 9.0775e-07 |  | 0
| 0 |  | 0 |  | 0 |  | 0 |  | 0 |  | 0 |  | 5.7669e-06 |  | 9.1874e-07 |  | 0 |  | 0 |  | 0 |  | 4.2359e-05 |  | 0 |  | -4.2469e-05 |  | 0 |  | 0 |  | 6.8304e-07 |  | 0
| 0 |  | 0 |  | 0 |  | 0 |  | 0 |  | 0 |  | 6.2228e-06 |  | 9.1887e-07 |  | 0 |  | 0 |  | 0 |  | 6.9446e-05 |  | 0 |  | -2.0566e-05 |  | 0 |  | 0 |  | 5.6678e-07 |  | 0
| 0 |  | 0 |  | 0 |  | 0 |  | 0 |  | 0 |  | 6.2571e-06 |  | 4.1647e-07 |  | 0 |  | 0 |  | 0 |  | 0.00011595 |  | 0 |  | -1.8509e-05 |  | 0 |  | 0 |  | 5.8818e-07 |  | 0
| 0 |  | 0 |  | 0 |  | 0 |  | 0 |  | 0 |  | 5.962e-06 |  | 4.1653e-07 |  | 0 |  | 0 |  | 0 |  | 8.7399e-05 |  | 0 |  | -2.9371e-05 |  | 0 |  | 0 |  | 2.692e-07 |  | 0
| 0 |  | 0 |  | 0 |  | 0 |  | 0 |  | 0 |  | 5.8521e-06 |  | 8.5606e-07 |  | 0 |  | 0 |  | 0 |  | 3.791e-05 |  | 0 |  | -2.6252e-05 |  | 0 |  | 0 |  | 3.3875e-07 |  | 0
| 0 |  | 0 |  | 0 |  | 0 |  | 0 |  | 0 |  | 5.96e-06 |  | 8.5619e-07 |  | 0 |  | 0 |  | 0 |  | 3.8852e-05 |  | 0 |  | -3.6249e-05 |  | 0 |  | 0 |  | 5.1059e-07 |  | 0
| 0 |  | 0 |  | 0 |  | 0 |  | 0 |  | 0 |  | 5.7916e-06 |  | 1.0521e-06 |  | 0 |  | 0 |  | 0 |  | 7.1062e-05 |  | 0 |  | -3.7626e-05 |  | 0 |  | 0 |  | 4.3279e-07 |  | 0
| 0 |  | 0 |  | 0 |  | 0 |  | 0 |  | 0 |  | 5.963e-06 |  | 1.0523e-06 |  | 0 |  | 0 |  | 0 |  | 7.0048e-05 |  | 0 |  | -1.1656e-05 |  | 0 |  | 0 |  | 5.1039e-07 |  | 0
| 0 |  | 0 |  | 0 |  | 0 |  | 0 |  | 0 |  | 6.051e-06 |  | 1.0284e-06 |  | 0 |  | 0 |  | 0 |  | 2.1693e-05 |  | 0 |  | -1.5642e-05 |  | 0 |  | 0 |  | 5.8142e-07 |  | 0
| 0 |  | 0 |  | 0 |  | 0 |  | 0 |  | 0 |  | 6.3954e-06 |  | 1.0285e-06 |  | 0 |  | 0 |  | 0 |  | 2.844e-05 |  | 0 |  | -2.483e-05 |  | 0 |  | 0 |  | 6.2285e-07 |  | 0
| 0 |  | 0 |  | 0 |  | 0 |  | 0 |  | 0 |  | 6.2089e-06 |  | 4.3563e-07 |  | 0 |  | 0 |  | 0 |  | 0.00012705 |  | 0 |  | -2.7969e-05 |  | 0 |  | 0 |  | 4.1686e-07 |  | 0
| 0 |  | 0 |  | 0 |  | 0 |  | 0 |  | 0 |  | 5.7394e-06 |  | 4.3569e-07 |  | 0 |  | 0 |  | 0 |  | 0.00013758 |  | 0 |  | -3.9464e-05 |  | 0 |  | 0 |  | 5.1308e-07 |  | 0
| 0 |  | 0 |  | 0 |  | 0 |  | 0 |  | 0 |  | 5.5349e-06 |  | 8.1026e-07 |  | 0 |  | 0 |  | 0 |  | 0.00015305 |  | 0 |  | -4.0856e-05 |  | 0 |  | 0 |  | 8.5041e-07 |  | 0
| 0 |  | 0 |  | 0 |  | 0 |  | 0 |  | 0 |  | 5.5568e-06 |  | 8.1038e-07 |  | 0 |  | 0 |  | 0 |  | 0.00016913 |  | 0 |  | -5.4914e-05 |  | 0 |  | 0 |  | 7.8891e-07 |  | 0
| 0 |  | 0 |  | 0 |  | 0 |  | 0 |  | 0 |  | 5.9169e-06 |  | 6.7063e-07 |  | 0 |  | 0 |  | 0 |  | 9.3338e-05 |  | 0 |  | -5.1993e-05 |  | 0 |  | 0 |  | 1.3101e-07 |  | 0
| 0 |  | 0 |  | 0 |  | 0 |  | 0 |  | 0 |  | 5.8639e-06 |  | 6.7073e-07 |  | 0 |  | 0 |  | 0 |  | 1.7576e-05 |  | 0 |  | -3.2308e-05 |  | 0 |  | 0 |  | 5.2487e-07 |  | 0
| 0 |  | 0 |  | 0 |  | 0 |  | 0 |  | 0 |  | 5.9389e-06 |  | 9.2359e-07 |  | 0 |  | 0 |  | 0 |  | 4.2739e-05 |  | 0 |  | -3.7512e-05 |  | 0 |  | 0 |  | 1.1406e-06 |  | 0
| 0 |  | 0 |  | 0 |  | 0 |  | 0 |  | 0 |  | 5.8427e-06 |  | 9.2372e-07 |  | 0 |  | 0 |  | 0 |  | 6.9774e-05 |  | 0 |  | -4.1402e-05 |  | 0 |  | 0 |  | 7.2313e-07 |  | 0
| 0 |  | 0 |  | 0 |  | 0 |  | 0 |  | 0 |  | 6.1586e-06 |  | 5.6965e-07 |  | 0 |  | 0 |  | 0 |  | 0.00013934 |  | 0 |  | -1.8631e-05 |  | 0 |  | 0 |  | 3.1862e-07 |  | 0
| 0 |  | 0 |  | 0 |  | 0 |  | 0 |  | 0 |  | 6.2973e-06 |  | 5.6973e-07 |  | 0 |  | 0 |  | 0 |  | 0.00013511 |  | 0 |  | -1.5686e-06 |  | 0 |  | 0 |  | -2.979e-07 |  | 0
| 0 |  | 0 |  | 0 |  | 0 |  | 0 |  | 0 |  | 5.9486e-06 |  | 2.3688e-07 |  | 0 |  | 0 |  | 0 |  | 9.099e-05 |  | 0 |  | -3.0182e-05 |  | 0 |  | 0 |  | 1.0352e-06 |  | 0
| 0 |  | 0 |  | 0 |  | 0 |  | 0 |  | 0 |  | 6.0465e-06 |  | 2.3692e-07 |  | 0 |  | 0 |  | 0 |  | 5.8184e-05 |  | 0 |  | -3.1416e-05 |  | 0 |  | 0 |  | 1.3901e-06 |  | 0
| 0 |  | 0 |  | 0 |  | 0 |  | 0 |  | 0 |  | 6.7745e-06 |  | 8.4731e-07 |  | 0 |  | 0 |  | 0 |  | 5.1226e-05 |  | 0 |  | -4.0153e-05 |  | 0 |  | 0 |  | 1.9544e-07 |  | 0
| 0 |  | 0 |  | 0 |  | 0 |  | 0 |  | 0 |  | 6.7736e-06 |  | 8.4743e-07 |  | 0 |  | 0 |  | 0 |  | 0.00014006 |  | 0 |  | -4.7453e-05 |  | 0 |  | 0 |  | 7.0153e-07 |  | 0
| 0 |  | 0 |  | 0 |  | 0 |  | 0 |  | 0 |  | 6.1101e-06 |  | 6.0009e-07 |  | 0 |  | 0 |  | 0 |  | 0.00010668 |  | 0 |  | -2.0232e-05 |  | 0 |  | 0 |  | 7.1946e-07 |  | 0
| 0 |  | 0 |  | 0 |  | 0 |  | 0 |  | 0 |  | 5.5771e-06 |  | 6.0018e-07 |  | 0 |  | 0 |  | 0 |  | 6.6938e-05 |  | 0 |  | -1.2424e-05 |  | 0 |  | 0 |  | 3.4087e-07 |  | 0
| 0 |  | 0 |  | 0 |  | 0 |  | 0 |  | 0 |  | 5.6912e-06 |  | 1.8214e-06 |  | 0 |  | 0 |  | 0 |  | 3.9257e-05 |  | 0 |  | -9.7225e-06 |  | 0 |  | 0 |  | 4.3368e-07 |  | 0
| 0 |  | 0 |  | 0 |  | 0 |  | 0 |  | 0 |  | 6.3084e-06 |  | 1.8216e-06 |  | 0 |  | 0 |  | 0 |  | 5.0016e-05 |  | 0 |  | -4.4507e-05 |  | 0 |  | 0 |  | 7.402e-07 |  | 0
| 0 |  | 0 |  | 0 |  | 0 |  | 0 |  | 0 |  | 6.0316e-06 |  | 7.0121e-07 |  | 0 |  | 0 |  | 0 |  | 4.1687e-05 |  | 0 |  | -5.0473e-05 |  | 0 |  | 0 |  | 8.4654e-07 |  | 0
| 0 |  | 0 |  | 0 |  | 0 |  | 0 |  | 0 |  | 5.8873e-06 |  | 7.0131e-07 |  | 0 |  | 0 |  | 0 |  | 1.4189e-05 |  | 0 |  | -2.314e-05 |  | 0 |  | 0 |  | 6.2209e-07 |  | 0
| 0 |  | 0 |  | 0 |  | 0 |  | 0 |  | 0 |  | 5.8781e-06 |  | 7.5906e-07 |  | 0 |  | 0 |  | 0 |  | -1.9342e-05 |  | 0 |  | -3.4134e-05 |  | 0 |  | 0 |  | 4.7533e-07 |  | 0
| 0 |  | 0 |  | 0 |  | 0 |  | 0 |  | 0 |  | 5.5231e-06 |  | 7.5917e-07 |  | 0 |  | 0 |  | 0 |  | -2.1023e-06 |  | 0 |  | -2.1307e-05 |  | 0 |  | 0 |  | 5.7746e-07 |  | 0
| 0 |  | 0 |  | 0 |  | 0 |  | 0 |  | 0 |  | 5.5643e-06 |  | 1.5342e-06 |  | 0 |  | 0 |  | 0 |  | 4.051e-05 |  | 0 |  | -1.6173e-05 |  | 0 |  | 0 |  | 3.5361e-07 |  | 0
| 0 |  | 0 |  | 0 |  | 0 |  | 0 |  | 0 |  | 6.335e-06 |  | 1.5344e-06 |  | 0 |  | 0 |  | 0 |  | -1.3968e-05 |  | 0 |  | -3.7967e-05 |  | 0 |  | 0 |  | 4.0846e-07 |  | 0
| 0 |  | 0 |  | 0 |  | 0 |  | 0 |  | 0 |  | 6.0535e-06 |  | 7.0602e-07 |  | 0 |  | 0 |  | 0 |  | 6.5197e-05 |  | 0 |  | -4.2647e-05 |  | 0 |  | 0 |  | 6.2269e-07 |  | 0
| 0 |  | 0 |  | 0 |  | 0 |  | 0 |  | 0 |  | 5.6059e-06 |  | 7.0612e-07 |  | 0 |  | 0 |  | 0 |  | 0.0001421 |  | 0 |  | -2.0032e-05 |  | 0 |  | 0 |  | 2.9192e-07 |  | 0
| 0 |  | 0 |  | 0 |  | 0 |  | 0 |  | 0 |  | 5.8364e-06 |  | 7.1249e-07 |  | 0 |  | 0 |  | 0 |  | 0.00010619 |  | 0 |  | -1.3626e-05 |  | 0 |  | 0 |  | 5.1588e-07 |  | 0
| 0 |  | 0 |  | 0 |  | 0 |  | 0 |  | 0 |  | 5.9025e-06 |  | 7.1259e-07 |  | 0 |  | 0 |  | 0 |  | 9.7461e-05 |  | 0 |  | -3.1236e-05 |  | 0 |  | 0 |  | 9.5769e-07 |  | 0
| 0 |  | 0 |  | 0 |  | 0 |  | 0 |  | 0 |  | 5.8526e-06 |  | 6.7827e-07 |  | 0 |  | 0 |  | 0 |  | 7.9934e-05 |  | 0 |  | -3.4782e-05 |  | 0 |  | 0 |  | 5.7767e-07 |  | 0
| 0 |  | 0 |  | 0 |  | 0 |  | 0 |  | 0 |  | 5.8376e-06 |  | 6.7837e-07 |  | 0 |  | 0 |  | 0 |  | 0.00012376 |  | 0 |  | -4.5314e-05 |  | 0 |  | 0 |  | 4.0619e-07 |  | 0
| 0 |  | 0 |  | 0 |  | 0 |  | 0 |  | 0 |  | 5.8264e-06 |  | 1.2823e-06 |  | 0 |  | 0 |  | 0 |  | 0.00012302 |  | 0 |  | -3.1623e-05 |  | 0 |  | 0 |  | 4.8538e-07 |  | 0
| 0 |  | 0 |  | 0 |  | 0 |  | 0 |  | 0 |  | 5.5643e-06 |  | 1.2825e-06 |  | 0 |  | 0 |  | 0 |  | 0.00011257 |  | 0 |  | -2.1569e-05 |  | 0 |  | 0 |  | 6.0811e-07 |  | 0
| 0 |  | 0 |  | 0 |  | 0 |  | 0 |  | 0 |  | 5.2865e-06 |  | 6.4691e-07 |  | 0 |  | 0 |  | 0 |  | 0.00019169 |  | 0 |  | -3.1942e-05 |  | 0 |  | 0 |  | 6.4241e-07 |  | 0
| 0 |  | 0 |  | 0 |  | 0 |  | 0 |  | 0 |  | 5.4778e-06 |  | 6.47e-07 |  | 0 |  | 0 |  | 0 |  | 0.00015433 |  | 0 |  | -3.7789e-05 |  | 0 |  | 0 |  | 3.4076e-07 |  | 0
| 0 |  | 0 |  | 0 |  | 0 |  | 0 |  | 0 |  | 5.6355e-06 |  | 1.1812e-06 |  | 0 |  | 0 |  | 0 |  | 0.00012382 |  | 0 |  | -4.5702e-05 |  | 0 |  | 0 |  | 4.8968e-07 |  | 0
| 0 |  | 0 |  | 0 |  | 0 |  | 0 |  | 0 |  | 5.2323e-06 |  | 1.1814e-06 |  | 0 |  | 0 |  | 0 |  | 0.0001496 |  | 0 |  | -1.6332e-05 |  | 0 |  | 0 |  | 5.7114e-07 |  | 0
| 0 |  | 0 |  | 0 |  | 0 |  | 0 |  | 0 |  | 5.5161e-06 |  | 6.6062e-07 |  | 0 |  | 0 |  | 0 |  | 0.00011845 |  | 0 |  | -3.986e-06 |  | 0 |  | 0 |  | 1.6651e-07 |  | 0
| 0 |  | 0 |  | 0 |  | 0 |  | 0 |  | 0 |  | 5.7187e-06 |  | 6.6072e-07 |  | 0 |  | 0 |  | 0 |  | 9.5707e-05 |  | 0 |  | -2.8811e-05 |  | 0 |  | 0 |  | 1.3835e-07 |  | 0
| 0 |  | 0 |  | 0 |  | 0 |  | 0 |  | 0 |  | 5.8814e-06 |  | 9.5736e-07 |  | 0 |  | 0 |  | 0 |  | 0.00014256 |  | 0 |  | -4.3037e-05 |  | 0 |  | 0 |  | 5.2963e-07 |  | 0
| 0 |  | 0 |  | 0 |  | 0 |  | 0 |  | 0 |  | 5.9534e-06 |  | 9.5749e-07 |  | 0 |  | 0 |  | 0 |  | 0.00016864 |  | 0 |  | -5.892e-05 |  | 0 |  | 0 |  | 4.9372e-07 |  | 0
| 0 |  | 0 |  | 0 |  | 0 |  | 0 |  | 0 |  | 5.5973e-06 |  | 6.6357e-07 |  | 0 |  | 0 |  | 0 |  | 8.6452e-05 |  | 0 |  | -4.7486e-05 |  | 0 |  | 0 |  | 4.7071e-07 |  | 0
| 0 |  | 0 |  | 0 |  | 0 |  | 0 |  | 0 |  | 5.5326e-06 |  | 6.6366e-07 |  | 0 |  | 0 |  | 0 |  | 2.4406e-05 |  | 0 |  | -2.98e-05 |  | 0 |  | 0 |  | 7.544e-07 |  | 0
| 0 |  | 0 |  | 0 |  | 0 |  | 0 |  | 0 |  | 5.5555e-06 |  | 6.9187e-07 |  | 0 |  | 0 |  | 0 |  | 6.7045e-05 |  | 0 |  | -1.9504e-05 |  | 0 |  | 0 |  | 8.0136e-07 |  | 0
| 0 |  | 0 |  | 0 |  | 0 |  | 0 |  | 0 |  | 5.8348e-06 |  | 6.9197e-07 |  | 0 |  | 0 |  | 0 |  | 0.00011822 |  | 0 |  | -9.1927e-06 |  | 0 |  | 0 |  | 7.2629e-07 |  | 0
| 0 |  | 0 |  | 0 |  | 0 |  | 0 |  | 0 |  | 6.2017e-06 |  | 1.3171e-06 |  | 0 |  | 0 |  | 0 |  | 0.0001298 |  | 0 |  | -2.5204e-05 |  | 0 |  | 0 |  | 6.0803e-07 |  | 0
| 0 |  | 0 |  | 0 |  | 0 |  | 0 |  | 0 |  | 5.733e-06 |  | 1.3171e-06 |  | 0 |  | 0 |  | 0 |  | 6.7819e-05 |  | 0 |  | -4.5347e-05 |  | 0 |  | 0 |  | 1.9652e-07 |  | 0
| 0 |  | 0 |  | 0 |  | 0 |  | 0 |  | 0 |  | 4.9736e-06 |  | 8.0161e-07 |  | 0 |  | 0 |  | 0 |  | 4.9323e-05 |  | 0 |  | -5.2718e-05 |  | 0 |  | 0 |  | 3.6572e-07 |  | 0
| 0 |  | 0 |  | 0 |  | 0 |  | 0 |  | 0 |  | 5.147e-06 |  | 8.0149e-07 |  | 0 |  | 0 |  | 0 |  | 0.00012224 |  | 0 |  | -4.9467e-05 |  | 0 |  | 0 |  | 1.0722e-06 |  | 0
| 0 |  | 0 |  | 0 |  | 0 |  | 0 |  | 0 |  | 5.5421e-06 |  | 6.627e-07 |  | 0 |  | 0 |  | 0 |  | 7.2489e-05 |  | 0 |  | -3.0081e-05 |  | 0 |  | 0 |  | 1.2025e-06 |  | 0
| 0 |  | 0 |  | 0 |  | 0 |  | 0 |  | 0 |  | 5.6525e-06 |  | 6.6279e-07 |  | 0 |  | 0 |  | 0 |  | 9.1026e-05 |  | 0 |  | -2.234e-05 |  | 0 |  | 0 |  | 1.1489e-06 |  | 0
| 0 |  | 0 |  | 0 |  | 0 |  | 0 |  | 0 |  | 5.7218e-06 |  | 9.0928e-07 |  | 0 |  | 0 |  | 0 |  | 0.00017527 |  | 0 |  | -1.33e-05 |  | 0 |  | 0 |  | 9.2314e-07 |  | 0
| 0 |  | 0 |  | 0 |  | 0 |  | 0 |  | 0 |  | 5.462e-06 |  | 9.0941e-07 |  | 0 |  | 0 |  | 0 |  | 7.0619e-05 |  | 0 |  | -1.8836e-05 |  | 0 |  | 0 |  | 6.7074e-07 |  | 0
| 0 |  | 0 |  | 0 |  | 0 |  | 0 |  | 0 |  | 5.688e-06 |  | 9.6555e-07 |  | 0 |  | 0 |  | 0 |  | -1.6296e-05 |  | 0 |  | -4.1019e-05 |  | 0 |  | 0 |  | 5.0254e-07 |  | 0
| 0 |  | 0 |  | 0 |  | 0 |  | 0 |  | 0 |  | 5.8962e-06 |  | 9.6569e-07 |  | 0 |  | 0 |  | 0 |  | -2.8451e-05 |  | 0 |  | -2.7699e-05 |  | 0 |  | 0 |  | 5.5676e-07 |  | 0
| 0 |  | 0 |  | 0 |  | 0 |  | 0 |  | 0 |  | 6.104e-06 |  | 8.7375e-07 |  | 0 |  | 0 |  | 0 |  | 2.1651e-05 |  | 0 |  | -3.403e-05 |  | 0 |  | 0 |  | 6.8255e-07 |  | 0
| 0 |  | 0 |  | 0 |  | 0 |  | 0 |  | 0 |  | 6.5125e-06 |  | 8.7388e-07 |  | 0 |  | 0 |  | 0 |  | 0.00011689 |  | 0 |  | -4.9272e-05 |  | 0 |  | 0 |  | 2.7128e-07 |  | 0
| 0 |  | 0 |  | 0 |  | 0 |  | 0 |  | 0 |  | 6.2351e-06 |  | 1.0573e-06 |  | 0 |  | 0 |  | 0 |  | 6.7646e-05 |  | 0 |  | -1.6535e-05 |  | 0 |  | 0 |  | 4.822e-07 |  | 0
| 0 |  | 0 |  | 0 |  | 0 |  | 0 |  | 0 |  | 6.0546e-06 |  | 1.0573e-06 |  | 0 |  | 0 |  | 0 |  | -1.4432e-05 |  | 0 |  | -3.3518e-05 |  | 0 |  | 0 |  | 9.3517e-07 |  | 0
| 0 |  | 0 |  | 0 |  | 0 |  | 0 |  | 0 |  | 6.2196e-06 |  | 2.3161e-07 |  | 0 |  | 0 |  | 0 |  | 7.0255e-05 |  | 0 |  | -4.6501e-05 |  | 0 |  | 0 |  | 4.367e-07 |  | 0
| 0 |  | 0 |  | 0 |  | 0 |  | 0 |  | 0 |  | 6.1205e-06 |  | 2.3164e-07 |  | 0 |  | 0 |  | 0 |  | 8.4355e-05 |  | 0 |  | -1.3378e-05 |  | 0 |  | 0 |  | 5.0166e-07 |  | 0
| 0 |  | 0 |  | 0 |  | 0 |  | 0 |  | 0 |  | 6.1179e-06 |  | 1.2085e-06 |  | 0 |  | 0 |  | 0 |  | 3.0477e-05 |  | 0 |  | -1.6985e-05 |  | 0 |  | 0 |  | 8.9485e-07 |  | 0
| 0 |  | 0 |  | 0 |  | 0 |  | 0 |  | 0 |  | 6.142e-06 |  | 1.2087e-06 |  | 0 |  | 0 |  | 0 |  | 0.00013858 |  | 0 |  | -3.7255e-05 |  | 0 |  | 0 |  | 6.396e-07 |  | 0
| 0 |  | 0 |  | 0 |  | 0 |  | 0 |  | 0 |  | 5.7272e-06 |  | 2.8819e-06 |  | 0 |  | 0 |  | 0 |  | 0.00018231 |  | 0 |  | -1.1231e-05 |  | 0 |  | 0 |  | 7.2712e-07 |  | 0
| 0 |  | 0 |  | 0 |  | 0 |  | 0 |  | 0 |  | 5.5844e-06 |  | 2.8823e-06 |  | 0 |  | 0 |  | 0 |  | 0.00012883 |  | 0 |  | -6.3519e-06 |  | 0 |  | 0 |  | 5.9882e-07 |  | 0
| 0 |  | 0 |  | 0 |  | 0 |  | 0 |  | 0 |  | 5.3759e-06 |  | 7.3983e-07 |  | 0 |  | 0 |  | 0 |  | 8.7402e-05 |  | 0 |  | -3.2516e-05 |  | 0 |  | 0 |  | 2.5031e-07 |  | 0
| 0 |  | 0 |  | 0 |  | 0 |  | 0 |  | 0 |  | 5.7469e-06 |  | 7.3983e-07 |  | 0 |  | 0 |  | 0 |  | 0.00010966 |  | 0 |  | -2.073e-05 |  | 0 |  | 0 |  | 2.6604e-07 |  | 0
| 0 |  | 0 |  | 0 |  | 0 |  | 0 |  | 0 |  | 6.1012e-06 |  | 7.5684e-07 |  | 0 |  | 0 |  | 0 |  | 8.3381e-05 |  | 0 |  | -1.4086e-05 |  | 0 |  | 0 |  | 5.4999e-07 |  | 0
| 0 |  | 0 |  | 0 |  | 0 |  | 0 |  | 0 |  | 0.0012422 |  | 7.5695e-07 |  | 0 |  | 0 |  | 0 |  | -4.1829e-06 |  | 0 |  | -1.4802e-05 |  | 0 |  | 0 |  | 5.7277e-07 |  | 0
| 0 |  | 0 |  | 0 |  | 0 |  | 0 |  | 0 |  | 0.0059003 |  | 1.0025e-06 |  | 0 |  | 0 |  | 0 |  | 3.8419e-05 |  | 0 |  | -1.3684e-05 |  | 0 |  | 0 |  | 4.8573e-07 |  | 0
| 0 |  | 0 |  | 0 |  | 0 |  | 0 |  | 0 |  | 0.0060671 |  | 1.0026e-06 |  | 0 |  | 0 |  | 0 |  | 8.0618e-05 |  | 0 |  | -1.4919e-05 |  | 0 |  | 0 |  | 6.6744e-07 |  | 0
| 0 |  | 0 |  | 0 |  | 0 |  | 0 |  | 0 |  | 0.0058961 |  | 9.317e-07 |  | 0 |  | 0 |  | 0 |  | 1.4765e-05 |  | 0 |  | -6.4188e-06 |  | 0 |  | 0 |  | 5.2377e-07 |  | 0
| 0 |  | 0 |  | 0 |  | 0 |  | 0 |  | 0 |  | 0.005823 |  | 9.317e-07 |  | 0 |  | 0 |  | 0 |  | 8.4696e-05 |  | 0 |  | 2.8658e-06 |  | 0 |  | 0 |  | 5.4632e-07 |  | 0
| 0 |  | 0 |  | 0 |  | 0 |  | 0 |  | 0 |  | 0.0059004 |  | 1.0711e-06 |  | 0 |  | 0 |  | 0 |  | 0.00011891 |  | 0 |  | 6.0566e-06 |  | 0 |  | 0 |  | 8.6837e-07 |  | 0
| 0 |  | 0 |  | 0 |  | 0 |  | 0 |  | 0 |  | 0.0057128 |  | 1.0713e-06 |  | 0 |  | 0 |  | 0 |  | 4.5903e-05 |  | 0 |  | -1.0505e-05 |  | 0 |  | 0 |  | 1.0497e-06 |  | 0
| 0 |  | 0 |  | 0 |  | 0 |  | 0 |  | 0 |  | 0.0050611 |  | 1.1027e-06 |  | 0 |  | 0 |  | 0 |  | 0.00010192 |  | 0 |  | -1.3639e-05 |  | 0 |  | 0 |  | 1.1417e-06 |  | 0
| 0 |  | 0 |  | 0 |  | 0 |  | 0 |  | 0 |  | 0.0047242 |  | 1.1027e-06 |  | 0 |  | 0 |  | 0 |  | 0.00011282 |  | 0 |  | -2.7371e-06 |  | 0 |  | 0 |  | 7.0229e-07 |  | 0
| 0 |  | 0 |  | 0 |  | 0 |  | 0 |  | 0 |  | 0.0042231 |  | 4.1853e-07 |  | 0 |  | 0 |  | 0 |  | 0.00010984 |  | 0 |  | -1.3442e-05 |  | 0 |  | 0 |  | 6.2692e-07 |  | 0
| 0 |  | 0 |  | 0 |  | 0 |  | 0 |  | 0 |  | 0.0043314 |  | 4.1859e-07 |  | 0 |  | 0 |  | 0 |  | 0.00011128 |  | 0 |  | -1.0494e-06 |  | 0 |  | 0 |  | 6.5019e-07 |  | 0
| 0 |  | 0 |  | 0 |  | 0 |  | 0 |  | 0 |  | 0.0043263 |  | 1.4902e-06 |  | 0 |  | 0 |  | 0 |  | 0.00011011 |  | 0 |  | 4.6263e-06 |  | 0 |  | 0 |  | 5.4989e-07 |  | 0
| 0 |  | 0 |  | 0 |  | 0 |  | 0 |  | 0 |  | 0.0041366 |  | 1.4902e-06 |  | 0 |  | 0 |  | 0 |  | 0.00011283 |  | 0 |  | -1.4579e-06 |  | 0 |  | 0 |  | 1.0112e-06 |  | 0
| 0 |  | 0 |  | 0 |  | 0 |  | 0 |  | 0 |  | 0.0040988 |  | 4.9629e-07 |  | 0 |  | 0 |  | 0 |  | 0.00010457 |  | 0 |  | -9.8287e-06 |  | 0 |  | 0 |  | 1.1846e-06 |  | 0
| 0 |  | 0 |  | 0 |  | 0 |  | 0 |  | 0 |  | 0.004042 |  | 4.9636e-07 |  | 0 |  | 0 |  | 0 |  | 0.00012613 |  | 0 |  | -3.9936e-05 |  | 0 |  | 0 |  | 9.2372e-07 |  | 0
| 0 |  | 0 |  | 0 |  | 0 |  | 0 |  | 0 |  | 0.0036319 |  | 1.7632e-07 |  | 0 |  | 0 |  | 0 |  | 8.9474e-05 |  | 0 |  | -5.7459e-05 |  | 0 |  | 0 |  | 9.8887e-07 |  | 0
| 0 |  | 0 |  | 0 |  | 0 |  | 0 |  | 0 |  | 0.0038714 |  | 1.7632e-07 |  | 0 |  | 0 |  | 0 |  | 7.6836e-05 |  | 0 |  | -1.5958e-05 |  | 0 |  | 0 |  | 1.0778e-06 |  | 0
| 0 |  | 0 |  | 0 |  | 0 |  | 0 |  | 0 |  | 0.0041786 |  | 6.1899e-07 |  | 0 |  | 0 |  | 0 |  | 6.547e-05 |  | 0 |  | 6.9358e-06 |  | 0 |  | 0 |  | 7.4887e-07 |  | 0
| 0 |  | 0 |  | 0 |  | 0 |  | 0 |  | 0 |  | 0.004055 |  | 6.1908e-07 |  | 0 |  | 0 |  | 0 |  | 7.6387e-05 |  | 0 |  | -3.8048e-05 |  | 0 |  | 0 |  | 3.8392e-07 |  | 0
| 0 |  | 0 |  | 0 |  | 0 |  | 0 |  | 0 |  | 0.0039238 |  | 6.7225e-07 |  | 0 |  | 0 |  | 0 |  | 9.6459e-05 |  | 0 |  | -3.9202e-05 |  | 0 |  | 0 |  | 4.3963e-07 |  | 0
| 0 |  | 0 |  | 0 |  | 0 |  | 0 |  | 0 |  | 0.0038682 |  | 6.7225e-07 |  | 0 |  | 0 |  | 0 |  | 0.00012327 |  | 0 |  | -8.0671e-06 |  | 0 |  | 0 |  | 6.0494e-07 |  | 0
| 0 |  | 0 |  | 0 |  | 0 |  | 0 |  | 0 |  | 0.003692 |  | 9.5994e-07 |  | 0 |  | 0 |  | 0 |  | 0.00011472 |  | 0 |  | -2.6858e-05 |  | 0 |  | 0 |  | 3.7657e-07 |  | 0
| 0 |  | 0 |  | 0 |  | 0 |  | 0 |  | 0 |  | 0.0037189 |  | 9.6008e-07 |  | 0 |  | 0 |  | 0 |  | 2.4514e-05 |  | 0 |  | -3.2933e-05 |  | 0 |  | 0 |  | 4.0532e-07 |  | 0
| 0 |  | 0 |  | 0 |  | 0 |  | 0 |  | 0 |  | 0.0036291 |  | 5.9386e-07 |  | 0 |  | 0 |  | 0 |  | 9.0869e-05 |  | 0 |  | -2.1274e-05 |  | 0 |  | 0 |  | 5.84e-07 |  | 0
| 0 |  | 0 |  | 0 |  | 0 |  | 0 |  | 0 |  | 0.003699 |  | 5.9403e-07 |  | 0 |  | 0 |  | 0 |  | 0.00011668 |  | 0 |  | -2.8831e-05 |  | 0 |  | 0 |  | 4.9338e-07 |  | 0
| 0 |  | 0 |  | 0 |  | 0 |  | 0 |  | 0 |  | 0.003524 |  | 1.0812e-06 |  | 0 |  | 0 |  | 0 |  | 6.2528e-05 |  | 0 |  | -2.6533e-05 |  | 0 |  | 0 |  | 6.7604e-07 |  | 0
| 0 |  | 0 |  | 0 |  | 0 |  | 0 |  | 0 |  | 0.0034273 |  | 1.0812e-06 |  | 0 |  | 0 |  | 0 |  | 1.4933e-05 |  | 0 |  | -9.0007e-06 |  | 0 |  | 0 |  | 8.5954e-07 |  | 0
| 0 |  | 0 |  | 0 |  | 0 |  | 0 |  | 0 |  | 0.0034187 |  | 5.5608e-07 |  | 0 |  | 0 |  | 0 |  | 6.7631e-05 |  | 0 |  | -8.1939e-06 |  | 0 |  | 0 |  | 8.4658e-07 |  | 0
| 0 |  | 0 |  | 0 |  | 0 |  | 0 |  | 0 |  | 0.0031061 |  | 5.5608e-07 |  | 0 |  | 0 |  | 0 |  | 0.00015195 |  | 0 |  | -2.974e-05 |  | 0 |  | 0 |  | 7.172e-07 |  | 0
| 0 |  | 0 |  | 0 |  | 0 |  | 0 |  | 0 |  | 0.0031933 |  | 9.8936e-07 |  | 0 |  | 0 |  | 0 |  | 9.3606e-05 |  | 0 |  | -3.2906e-05 |  | 0 |  | 0 |  | 5.7512e-07 |  | 0
| 0 |  | 0 |  | 0 |  | 0 |  | 0 |  | 0 |  | 0.003268 |  | 9.895e-07 |  | 0 |  | 0 |  | 0 |  | 4.0094e-05 |  | 0 |  | -3.3725e-05 |  | 0 |  | 0 |  | 9.5227e-07 |  | 0
| 0 |  | 0 |  | 0 |  | 0 |  | 0 |  | 0 |  | 0.0031808 |  | 4.7576e-07 |  | 0 |  | 0 |  | 0 |  | 8.9297e-05 |  | 0 |  | -2.2228e-05 |  | 0 |  | 0 |  | 7.1973e-07 |  | 0
| 0 |  | 0 |  | 0 |  | 0 |  | 0 |  | 0 |  | 0.0034552 |  | 4.7576e-07 |  | 0 |  | 0 |  | 0 |  | 0.00012173 |  | 0 |  | -1.3356e-05 |  | 0 |  | 0 |  | 6.0244e-07 |  | 0
| 0 |  | 0 |  | 0 |  | 0 |  | 0 |  | 0 |  | 0.0029649 |  | 1.1614e-06 |  | 0 |  | 0 |  | 0 |  | 6.2403e-05 |  | 0 |  | -1.5462e-05 |  | 0 |  | 0 |  | 6.2909e-07 |  | 0
| 0 |  | 0 |  | 0 |  | 0 |  | 0 |  | 0 |  | 0.0025883 |  | 1.1614e-06 |  | 0 |  | 0 |  | 0 |  | 1.6427e-05 |  | 0 |  | -2.171e-05 |  | 0 |  | 0 |  | 5.0444e-07 |  | 0
| 0 |  | 0 |  | 0 |  | 0 |  | 0 |  | 0 |  | 0.0032986 |  | 1.4143e-06 |  | 0 |  | 0 |  | 0 |  | 2.1482e-06 |  | 0 |  | -1.2067e-05 |  | 0 |  | 0 |  | 5.9456e-07 |  | 0
| 0 |  | 0 |  | 0 |  | 0 |  | 0 |  | 0 |  | 0.0032839 |  | 1.4143e-06 |  | 0 |  | 0 |  | 0 |  | 6.8357e-05 |  | 0 |  | 5.7194e-06 |  | 0 |  | 0 |  | 6.2997e-07 |  | 0
| 0 |  | 0 |  | 0 |  | 0 |  | 0 |  | 0 |  | 0.0029497 |  | 8.9357e-07 |  | 0 |  | 0 |  | 0 |  | 0.00011389 |  | 0 |  | -3.0209e-05 |  | 0 |  | 0 |  | 7.6238e-07 |  | 0
| 0 |  | 0 |  | 0 |  | 0 |  | 0 |  | 0 |  | 0.0035186 |  | 8.9357e-07 |  | 0 |  | 0 |  | 0 |  | 6.0555e-05 |  | 0 |  | -3.5298e-05 |  | 0 |  | 0 |  | 5.9206e-07 |  | 0
| 0 |  | 0 |  | 0 |  | 0 |  | 0 |  | 0 |  | 0.0033738 |  | 5.9464e-07 |  | 0 |  | 0 |  | 0 |  | 5.9855e-05 |  | 0 |  | -2.3835e-05 |  | 0 |  | 0 |  | 6.7063e-07 |  | 0
| 0 |  | 0 |  | 0 |  | 0 |  | 0 |  | 0 |  | 0.0029242 |  | 5.9464e-07 |  | 0 |  | 0 |  | 0 |  | 0.00010348 |  | 0 |  | -3.5562e-05 |  | 0 |  | 0 |  | 6.95e-07 |  | 0
| 0 |  | 0 |  | 0 |  | 0 |  | 0 |  | 0 |  | 0.0027946 |  | 9.445e-07 |  | 0 |  | 0 |  | 0 |  | 0.0001379 |  | 0 |  | -2.2887e-05 |  | 0 |  | 0 |  | 5.8877e-07 |  | 0
| 0 |  | 0 |  | 0 |  | 0 |  | 0 |  | 0 |  | 0.0028568 |  | 9.445e-07 |  | 0 |  | 0 |  | 0 |  | 0.00013089 |  | 0 |  | -1.0436e-05 |  | 0 |  | 0 |  | 7.7869e-07 |  | 0
| 0 |  | 0 |  | 0 |  | 0 |  | 0 |  | 0 |  | 0.0028425 |  | 1.0014e-06 |  | 0 |  | 0 |  | 0 |  | 0.00011424 |  | 0 |  | -2.1679e-05 |  | 0 |  | 0 |  | 9.3909e-07 |  | 0
| 0 |  | 0 |  | 0 |  | 0 |  | 0 |  | 0 |  | 0.0030215 |  | 1.0014e-06 |  | 0 |  | 0 |  | 0 |  | 9.446e-05 |  | 0 |  | -3.8444e-05 |  | 0 |  | 0 |  | 8.1823e-07 |  | 0
| 0 |  | 0 |  | 0 |  | 0 |  | 0 |  | 0 |  | 0.0029569 |  | 6.7162e-07 |  | 0 |  | 0 |  | 0 |  | 0.00010827 |  | 0 |  | -4.0001e-05 |  | 0 |  | 0 |  | 3.4541e-07 |  | 0
| 0 |  | 0 |  | 0 |  | 0 |  | 0 |  | 0 |  | 0.002925 |  | 6.7161e-07 |  | 0 |  | 0 |  | 0 |  | 9.9756e-05 |  | 0 |  | -1.7837e-05 |  | 0 |  | 0 |  | 5.5662e-07 |  | 0
| 0 |  | 0 |  | 0 |  | 0 |  | 0 |  | 0 |  | 0.0031061 |  | 1.174e-06 |  | 0 |  | 0 |  | 0 |  | 5.3551e-05 |  | 0 |  | -2.0607e-05 |  | 0 |  | 0 |  | 1.1097e-06 |  | 0
| 0 |  | 0 |  | 0 |  | 0 |  | 0 |  | 0 |  | 0.0028575 |  | 1.174e-06 |  | 0 |  | 0 |  | 0 |  | 7.197e-05 |  | 0 |  | -3.2141e-05 |  | 0 |  | 0 |  | -0.0014674 |  | 0
| 0 |  | 0 |  | 0 |  | 0 |  | 0 |  | 0 |  | 0.0029853 |  | 1.4245e-06 |  | 0 |  | 0 |  | 0 |  | 8.3398e-05 |  | 0 |  | -1.7855e-05 |  | 0 |  | 0 |  | 0.00040985 |  | 0
| 0 |  | 0 |  | 0 |  | 0 |  | 0 |  | 0 |  | 0.0030789 |  | 1.4245e-06 |  | 0 |  | 0 |  | 0 |  | 9.5427e-05 |  | 0 |  | -1.164e-05 |  | 0 |  | 0 |  | 0.00088563 |  | 0
| 0 |  | 0 |  | 0 |  | 0 |  | 0 |  | 0 |  | 0.002836 |  | 1.1491e-06 |  | 0 |  | 0 |  | 0 |  | 6.9842e-05 |  | 0 |  | -3.0481e-05 |  | 0 |  | 0 |  | 0.00067705 |  | 0
| 0 |  | 0 |  | 0 |  | 0 |  | 0 |  | 0 |  | 0.0028667 |  | 1.1494e-06 |  | 0 |  | 0 |  | 0 |  | 9.7917e-05 |  | 0 |  | -4.3084e-05 |  | 0 |  | 0 |  | 0.00031153 |  | 0
| 0 |  | 0 |  | 0 |  | 0 |  | 0 |  | 0 |  | 0.0031083 |  | 1.5078e-06 |  | 0 |  | 0 |  | 0 |  | 0.00019397 |  | 0 |  | -4.9292e-05 |  | 0 |  | 0 |  | 0.00029094 |  | 0
| 0 |  | 0 |  | 0 |  | 0 |  | 0 |  | 0 |  | 0.0029463 |  | 1.5081e-06 |  | 0 |  | 0 |  | 0 |  | 0.00015116 |  | 0 |  | -3.5563e-05 |  | 0 |  | 0 |  | 0.00037973 |  | 0
| 0 |  | 0 |  | 0 |  | 0 |  | 0 |  | 0 |  | 0.0026046 |  | 1.203e-06 |  | 0 |  | 0 |  | 0 |  | 7.7151e-05 |  | 0 |  | -1.7219e-05 |  | 0 |  | 0 |  | 0.00031045 |  | 0
| 0 |  | 0 |  | 0 |  | 0 |  | 0 |  | 0 |  | 0.0028023 |  | 1.203e-06 |  | 0 |  | 0 |  | 0 |  | 8.4837e-05 |  | 0 |  | -3.6359e-05 |  | 0 |  | 0 |  | 0.0007692 |  | 0
| 0 |  | 0 |  | 0 |  | 0 |  | 0 |  | 0 |  | 0.0031552 |  | 3.7587e-07 |  | 0 |  | 0 |  | 0 |  | 0.00015772 |  | 0 |  | -4.106e-05 |  | 0 |  | 0 |  | 0.00060484 |  | 0
| 0 |  | 0 |  | 0 |  | 0 |  | 0 |  | 0 |  | 0.0031303 |  | 3.7587e-07 |  | 0 |  | 0 |  | 0 |  | 0.00018148 |  | 0 |  | -1.9618e-05 |  | 0 |  | 0 |  | 0.00055507 |  | 0
| 0 |  | 0 |  | 0 |  | 0 |  | 0 |  | 0 |  | 0.0028948 |  | 1.3663e-06 |  | 0 |  | 0 |  | 0 |  | 0.00011103 |  | 0 |  | -5.11e-06 |  | 0 |  | 0 |  | 0.00062756 |  | 0
| 0 |  | 0 |  | 0 |  | 0 |  | 0 |  | 0 |  | 0.0030145 |  | 1.3665e-06 |  | 0 |  | 0 |  | 0 |  | 8.3055e-05 |  | 0 |  | -1.804e-05 |  | 0 |  | 0 |  | 0.00082784 |  | 0
| 0 |  | 0 |  | 0 |  | 0 |  | 0 |  | 0 |  | 0.0030973 |  | 3.2881e-07 |  | 0 |  | 0 |  | 0 |  | 0.000102 |  | 0 |  | -3.3324e-05 |  | 0 |  | 0 |  | 0.00071747 |  | 0
| 0 |  | 0 |  | 0 |  | 0 |  | 0 |  | 0 |  | 0.0030117 |  | 3.2881e-07 |  | 0 |  | 0 |  | 0 |  | 4.4896e-05 |  | 0 |  | -3.5395e-05 |  | 0 |  | 0 |  | 0.00040905 |  | 0
| 0 |  | 0 |  | 0 |  | 0 |  | 0 |  | 0 |  | 0.0032131 |  | 8.923e-07 |  | 0 |  | 0 |  | 0 |  | 2.5321e-05 |  | 0 |  | -8.6885e-06 |  | 0 |  | 0 |  | 0.00034417 |  | 0
| 0 |  | 0 |  | 0 |  | 0 |  | 0 |  | 0 |  | 0.0031576 |  | 8.9243e-07 |  | 0 |  | 0 |  | 0 |  | 0.000114 |  | 0 |  | 4.2306e-06 |  | 0 |  | 0 |  | 0.00056071 |  | 0
| 0 |  | 0 |  | 0 |  | 0 |  | 0 |  | 0 |  | 0.0027135 |  | 1.1623e-06 |  | 0 |  | 0 |  | 0 |  | 0.00011853 |  | 0 |  | -1.7977e-05 |  | 0 |  | 0 |  | 0.00062352 |  | 0
| 0 |  | 0 |  | 0 |  | 0 |  | 0 |  | 0 |  | 0.0028351 |  | 1.1623e-06 |  | 0 |  | 0 |  | 0 |  | 6.9868e-05 |  | 0 |  | -2.8164e-06 |  | 0 |  | 0 |  | 0.00065488 |  | 0
| 0 |  | 0 |  | 0 |  | 0 |  | 0 |  | 0 |  | 0.0026427 |  | 0 |  | 0 |  | 0 |  | 0 |  | -2.2613e-05 |  | 0 |  | 6.6641e-06 |  | 0 |  | 0 |  | 0.00052073 |  | 0
| 0 |  | 0 |  | 0 |  | 0 |  | 0 |  | 0 |  | 0.0025866 |  | 0 |  | 0 |  | 0 |  | 0 |  | 7.7788e-06 |  | 0 |  | -2.0076e-05 |  | 0 |  | 0 |  | 0.00038216 |  | 0
| 0 |  | 0 |  | 0 |  | 0 |  | 0 |  | 0 |  | 0.0025891 |  | 1.1338e-06 |  | 0 |  | 0 |  | 0 |  | 0.00010732 |  | 0 |  | -2.6566e-05 |  | 0 |  | 0 |  | 0.00053488 |  | 0
| 0 |  | 0 |  | 0 |  | 0 |  | 0 |  | 0 |  | 0.002539 |  | 1.1338e-06 |  | 0 |  | 0 |  | 0 |  | 0.00014157 |  | 0 |  | -2.0809e-05 |  | 0 |  | 0 |  | 0.00069299 |  | 0
| 0 |  | 0 |  | 0 |  | 0 |  | 0 |  | 0 |  | 0.0024849 |  | 1.3043e-06 |  | 0 |  | 0 |  | 0 |  | 8.815e-05 |  | 0 |  | -3.414e-05 |  | 0 |  | 0 |  | 0.0005652 |  | 0
| 0 |  | 0 |  | 0 |  | 0 |  | 0 |  | 0 |  | 0.002477 |  | 1.3045e-06 |  | 0 |  | 0 |  | 0 |  | -4.0113e-06 |  | 0 |  | -3.3767e-05 |  | 0 |  | 0 |  | 0.00042775 |  | 0
| 0 |  | 0 |  | 0 |  | 0 |  | 0 |  | 0 |  | 0.0024266 |  | 6.6869e-07 |  | 0 |  | 0 |  | 0 |  | 7.9392e-05 |  | 0 |  | -1.862e-05 |  | 0 |  | 0 |  | 0.00043643 |  | 0
| 0 |  | 0 |  | 0 |  | 0 |  | 0 |  | 0 |  | 0.002167 |  | 6.6878e-07 |  | 0 |  | 0 |  | 0 |  | 0.00013292 |  | 0 |  | -2.3429e-05 |  | 0 |  | 0 |  | 0.00048412 |  | 0
| 0 |  | 0 |  | 0 |  | 0 |  | 0 |  | 0 |  | 0.0021788 |  | 1.2402e-06 |  | 0 |  | 0 |  | 0 |  | 6.2188e-05 |  | 0 |  | -1.8077e-05 |  | 0 |  | 0 |  | 0.00060326 |  | 0
| 0 |  | 0 |  | 0 |  | 0 |  | 0 |  | 0 |  | 0.0022727 |  | 1.2404e-06 |  | 0 |  | 0 |  | 0 |  | 7.1287e-05 |  | 0 |  | -1.6138e-05 |  | 0 |  | 0 |  | 0.00040947 |  | 0
| 0 |  | 0 |  | 0 |  | 0 |  | 0 |  | 0 |  | 0.0021918 |  | 1.5332e-06 |  | 0 |  | 0 |  | 0 |  | 0.00015373 |  | 0 |  | -1.9199e-05 |  | 0 |  | 0 |  | 0.00036396 |  | 0
| 0 |  | 0 |  | 0 |  | 0 |  | 0 |  | 0 |  | 0.0021608 |  | 1.533e-06 |  | 0 |  | 0 |  | 0 |  | 0.00011502 |  | 0 |  | -2.9746e-05 |  | 0 |  | 0 |  | 0.0006987 |  | 0
| 0 |  | 0 |  | 0 |  | 0 |  | 0 |  | 0 |  | 0.002159 |  | 1.2836e-06 |  | 0 |  | 0 |  | 0 |  | 6.271e-05 |  | 0 |  | -2.918e-05 |  | 0 |  | 0 |  | 0.00056659 |  | 0
| 0 |  | 0 |  | 0 |  | 0 |  | 0 |  | 0 |  | 0.0023 |  | 1.2836e-06 |  | 0 |  | 0 |  | 0 |  | 8.3788e-05 |  | 0 |  | -1.7007e-05 |  | 0 |  | 0 |  | 0.00016684 |  | 0
| 0 |  | 0 |  | 0 |  | 0 |  | 0 |  | 0 |  | 0.002187 |  | 7.9037e-07 |  | 0 |  | 0 |  | 0 |  | 9.6165e-05 |  | 0 |  | -1.7077e-05 |  | 0 |  | 0 |  | 0.00038464 |  | 0
| 0 |  | 0 |  | 0 |  | 0 |  | 0 |  | 0 |  | 0.0021938 |  | 7.9048e-07 |  | 0 |  | 0 |  | 0 |  | 0.00010084 |  | 0 |  | -2.7302e-05 |  | 0 |  | 0 |  | 0.00056128 |  | 0
| 0 |  | 0 |  | 0 |  | 0 |  | 0 |  | 0 |  | 0.0023697 |  | 1.9071e-07 |  | 0 |  | 0 |  | 0 |  | 8.1226e-05 |  | 0 |  | -4.0144e-05 |  | 0 |  | 0 |  | 0.00027413 |  | 0
| 0 |  | 0 |  | 0 |  | 0 |  | 0 |  | 0 |  | 0.0023276 |  | 1.9074e-07 |  | 0 |  | 0 |  | 0 |  | 5.9058e-05 |  | 0 |  | -3.3804e-05 |  | 0 |  | 0 |  | 0.00037821 |  | 0
| 0 |  | 0 |  | 0 |  | 0 |  | 0 |  | 0 |  | 0.0021312 |  | 6.5206e-07 |  | 0 |  | 0 |  | 0 |  | 4.4471e-05 |  | 0 |  | -3.7193e-05 |  | 0 |  | 0 |  | 0.00053973 |  | 0
| 0 |  | 0 |  | 0 |  | 0 |  | 0 |  | 0 |  | 0.0019578 |  | 6.5206e-07 |  | 0 |  | 0 |  | 0 |  | 8.5506e-05 |  | 0 |  | -2.8495e-05 |  | 0 |  | 0 |  | 0.00053968 |  | 0
| 0 |  | 0 |  | 0 |  | 0 |  | 0 |  | 0 |  | 0.001849 |  | 8.9544e-07 |  | 0 |  | 0 |  | 0 |  | 0.00014012 |  | 0 |  | -2.7574e-05 |  | 0 |  | 0 |  | 0.00062005 |  | 0
| 0 |  | 0 |  | 0 |  | 0 |  | 0 |  | 0 |  | 0.0020002 |  | 8.9531e-07 |  | 0 |  | 0 |  | 0 |  | 8.4766e-05 |  | 0 |  | -2.5284e-05 |  | 0 |  | 0 |  | 0.00082586 |  | 0
| 0 |  | 0 |  | 0 |  | 0 |  | 0 |  | 0 |  | 0.0021437 |  | 5.7297e-07 |  | 0 |  | 0 |  | 0 |  | 2.0804e-05 |  | 0 |  | -1.2699e-05 |  | 0 |  | 0 |  | 0.00072411 |  | 0
| 0 |  | 0 |  | 0 |  | 0 |  | 0 |  | 0 |  | 0.0021696 |  | 5.7306e-07 |  | 0 |  | 0 |  | 0 |  | 5.2694e-05 |  | 0 |  | -3.737e-05 |  | 0 |  | 0 |  | 0.00049979 |  | 0
| 0 |  | 0 |  | 0 |  | 0 |  | 0 |  | 0 |  | 0.0021062 |  | 2.8224e-07 |  | 0 |  | 0 |  | 0 |  | 8.7547e-05 |  | 0 |  | -5.9135e-05 |  | 0 |  | 0 |  | 0.00040005 |  | 0
| 0 |  | 0 |  | 0 |  | 0 |  | 0 |  | 0 |  | 0.0020339 |  | 2.8228e-07 |  | 0 |  | 0 |  | 0 |  | 4.6015e-05 |  | 0 |  | -2.9064e-05 |  | 0 |  | 0 |  | 0.00046183 |  | 0
| 0 |  | 0 |  | 0 |  | 0 |  | 0 |  | 0 |  | 0.0019974 |  | 1.3848e-06 |  | 0 |  | 0 |  | 0 |  | 1.5838e-05 |  | 0 |  | -3.0096e-06 |  | 0 |  | 0 |  | 0.00059745 |  | 0
| 0 |  | 0 |  | 0 |  | 0 |  | 0 |  | 0 |  | 0.0019263 |  | 1.3848e-06 |  | 0 |  | 0 |  | 0 |  | 3.5971e-05 |  | 0 |  | -9.0795e-06 |  | 0 |  | 0 |  | 0.00024722 |  | 0
| 0 |  | 0 |  | 0 |  | 0 |  | 0 |  | 0 |  | 0.0019456 |  | 1.2849e-06 |  | 0 |  | 0 |  | 0 |  | 8.5919e-05 |  | 0 |  | -3.7602e-06 |  | 0 |  | 0 |  | 0.00030907 |  | 0
| 0 |  | 0 |  | 0 |  | 0 |  | 0 |  | 0 |  | 0.0020118 |  | 1.2847e-06 |  | 0 |  | 0 |  | 0 |  | 0.00012997 |  | 0 |  | -1.7185e-05 |  | 0 |  | 0 |  | 0.00054656 |  | 0
| 0 |  | 0 |  | 0 |  | 0 |  | 0 |  | 0 |  | 0.0018498 |  | 7.7649e-07 |  | 0 |  | 0 |  | 0 |  | 0.00015359 |  | 0 |  | -4.2175e-05 |  | 0 |  | 0 |  | 0.00066257 |  | 0
| 0 |  | 0 |  | 0 |  | 0 |  | 0 |  | 0 |  | 0.0018782 |  | 7.766e-07 |  | 0 |  | 0 |  | 0 |  | 0.00016045 |  | 0 |  | -4.5174e-05 |  | 0 |  | 0 |  | 0.00065401 |  | 0
| 0 |  | 0 |  | 0 |  | 0 |  | 0 |  | 0 |  | 0.001971 |  | 1.2986e-06 |  | 0 |  | 0 |  | 0 |  | 0.00017379 |  | 0 |  | -3.461e-05 |  | 0 |  | 0 |  | 0.00072126 |  | 0
| 0 |  | 0 |  | 0 |  | 0 |  | 0 |  | 0 |  | 0.001822 |  | 1.2986e-06 |  | 0 |  | 0 |  | 0 |  | 5.6087e-05 |  | 0 |  | -5.4789e-05 |  | 0 |  | 0 |  | 0.00055648 |  | 0
| 0 |  | 0 |  | 0 |  | 0 |  | 0 |  | 0 |  | 0.00163 |  | 8.2474e-07 |  | 0 |  | 0 |  | 0 |  | -1.2576e-05 |  | 0 |  | -4.7905e-05 |  | 0 |  | 0 |  | 0.00018441 |  | 0
| 0 |  | 0 |  | 0 |  | 0 |  | 0 |  | 0 |  | 0.0017725 |  | 8.2486e-07 |  | 0 |  | 0 |  | 0 |  | 8.3998e-05 |  | 0 |  | -8.0356e-06 |  | 0 |  | 0 |  | 0.00030377 |  | 0
| 0 |  | 0 |  | 0 |  | 0 |  | 0 |  | 0 |  | 0.0017359 |  | 4.7419e-07 |  | 0 |  | 0 |  | 0 |  | 7.1591e-05 |  | 0 |  | -1.6671e-05 |  | 0 |  | 0 |  | 0.00060537 |  | 0
| 0 |  | 0 |  | 0 |  | 0 |  | 0 |  | 0 |  | 0.0016853 |  | 4.7433e-07 |  | 0 |  | 0 |  | 0 |  | 4.1354e-05 |  | 0 |  | -2.6017e-05 |  | 0 |  | 0 |  | 0.0005316 |  | 0
| 0 |  | 0 |  | 0 |  | 0 |  | 0 |  | 0 |  | 0.0016789 |  | 1.4679e-06 |  | 0 |  | 0 |  | 0 |  | 2.7674e-05 |  | 0 |  | -1.6978e-05 |  | 0 |  | 0 |  | 0.00062065 |  | 0
| 0 |  | 0 |  | 0 |  | 0 |  | 0 |  | 0 |  | 0.0016012 |  | 1.4679e-06 |  | 0 |  | 0 |  | 0 |  | 9.3399e-05 |  | 0 |  | -3.4461e-05 |  | 0 |  | 0 |  | 0.00070745 |  | 0
| 0 |  | 0 |  | 0 |  | 0 |  | 0 |  | 0 |  | 0.0013614 |  | 4.0339e-07 |  | 0 |  | 0 |  | 0 |  | 0.00011366 |  | 0 |  | -3.743e-05 |  | 0 |  | 0 |  | 0.00051656 |  | 0
| 0 |  | 0 |  | 0 |  | 0 |  | 0 |  | 0 |  | 0.0014003 |  | 4.0339e-07 |  | 0 |  | 0 |  | 0 |  | -6.6922e-06 |  | 0 |  | -2.5835e-05 |  | 0 |  | 0 |  | 0.0004764 |  | 0
| 0 |  | 0 |  | 0 |  | 0 |  | 0 |  | 0 |  | 0.001675 |  | 1.4315e-06 |  | 0 |  | 0 |  | 0 |  | -3.7559e-05 |  | 0 |  | -3.7584e-05 |  | 0 |  | 0 |  | 0.00050797 |  | 0
| 0 |  | 0 |  | 0 |  | 0 |  | 0 |  | 0 |  | 0.0015615 |  | 1.4317e-06 |  | 0 |  | 0 |  | 0 |  | 6.6875e-05 |  | 0 |  | -5.4192e-05 |  | 0 |  | 0 |  | 0.00063059 |  | 0
| 0 |  | 0 |  | 0 |  | 0 |  | 0 |  | 0 |  | 0.0014234 |  | 1.8077e-06 |  | 0 |  | 0 |  | 0 |  | 7.3532e-05 |  | 0 |  | -4.2733e-05 |  | 0 |  | 0 |  | 0.00069897 |  | 0
| 0 |  | 0 |  | 0 |  | 0 |  | 0 |  | 0 |  | 0.0014817 |  | 1.8082e-06 |  | 0 |  | 0 |  | 0 |  | 5.4619e-05 |  | 0 |  | -3.6449e-05 |  | 0 |  | 0 |  | 0.00066216 |  | 0
| 0 |  | 0 |  | 0 |  | 0 |  | 0 |  | 0 |  | 0.0013759 |  | 8.3759e-07 |  | 0 |  | 0 |  | 0 |  | 0.00014466 |  | 0 |  | -4.2723e-05 |  | 0 |  | 0 |  | 0.00042335 |  | 0
| 0 |  | 0 |  | 0 |  | 0 |  | 0 |  | 0 |  | 0.0014009 |  | 8.3783e-07 |  | 0 |  | 0 |  | 0 |  | 0.0001287 |  | 0 |  | -2.4312e-05 |  | 0 |  | 0 |  | 0.00043211 |  | 0
| 0 |  | 0 |  | 0 |  | 0 |  | 0 |  | 0 |  | 0.001483 |  | 4.9392e-07 |  | 0 |  | 0 |  | 0 |  | 3.2018e-05 |  | 0 |  | -1.4097e-05 |  | 0 |  | 0 |  | 0.0004082 |  | 0
| 0 |  | 0 |  | 0 |  | 0 |  | 0 |  | 0 |  | 0.0013998 |  | 4.9406e-07 |  | 0 |  | 0 |  | 0 |  | 5.1172e-05 |  | 0 |  | -1.9008e-05 |  | 0 |  | 0 |  | 0.00052437 |  | 0
| 0 |  | 0 |  | 0 |  | 0 |  | 0 |  | 0 |  | 0.0012833 |  | 1.251e-06 |  | 0 |  | 0 |  | 0 |  | 9.2805e-05 |  | 0 |  | -2.4374e-05 |  | 0 |  | 0 |  | 0.00056896 |  | 0
| 0 |  | 0 |  | 0 |  | 0 |  | 0 |  | 0 |  | 0.0013416 |  | 1.2512e-06 |  | 0 |  | 0 |  | 0 |  | 0.00013582 |  | 0 |  | -1.6997e-05 |  | 0 |  | 0 |  | 0.00054191 |  | 0
| 0 |  | 0 |  | 0 |  | 0 |  | 0 |  | 0 |  | 0.0014562 |  | 1.001e-06 |  | 0 |  | 0 |  | 0 |  | 0.00013172 |  | 0 |  | -1.2026e-05 |  | 0 |  | 0 |  | 0.0004409 |  | 0
| 0 |  | 0 |  | 0 |  | 0 |  | 0 |  | 0 |  | 0.0015473 |  | 1.001e-06 |  | 0 |  | 0 |  | 0 |  | 0.00011998 |  | 0 |  | -2.9062e-05 |  | 0 |  | 0 |  | 0.0007037 |  | 0
| 0 |  | 0 |  | 0 |  | 0 |  | 0 |  | 0 |  | 0.0016275 |  | 9.142e-07 |  | 0 |  | 0 |  | 0 |  | 0.00015392 |  | 0 |  | -3.7748e-05 |  | 0 |  | 0 |  | 0.00059839 |  | 0
| 0 |  | 0 |  | 0 |  | 0 |  | 0 |  | 0 |  | 0.0015775 |  | 9.142e-07 |  | 0 |  | 0 |  | 0 |  | 0.00010085 |  | 0 |  | -4.3117e-05 |  | 0 |  | 0 |  | 0.00036493 |  | 0
| 0 |  | 0 |  | 0 |  | 0 |  | 0 |  | 0 |  | 0.0014448 |  | 9.3756e-07 |  | 0 |  | 0 |  | 0 |  | 0.00011767 |  | 0 |  | -3.3506e-05 |  | 0 |  | 0 |  | 0.00042474 |  | 0
| 0 |  | 0 |  | 0 |  | 0 |  | 0 |  | 0 |  | 0.0013898 |  | 9.3756e-07 |  | 0 |  | 0 |  | 0 |  | 0.00012704 |  | 0 |  | -2.407e-06 |  | 0 |  | 0 |  | 0.00030632 |  | 0
| 0 |  | 0 |  | 0 |  | 0 |  | 0 |  | 0 |  | 0.0013638 |  | 8.142e-07 |  | 0 |  | 0 |  | 0 |  | 6.2006e-05 |  | 0 |  | 1.5016e-05 |  | 0 |  | 0 |  | 0.00030199 |  | 0
| 0 |  | 0 |  | 0 |  | 0 |  | 0 |  | 0 |  | 0.0013465 |  | 8.1432e-07 |  | 0 |  | 0 |  | 0 |  | 0.00012346 |  | 0 |  | -1.0201e-06 |  | 0 |  | 0 |  | 0.00045955 |  | 0
| 0 |  | 0 |  | 0 |  | 0 |  | 0 |  | 0 |  | 0.0013628 |  | 1.3178e-06 |  | 0 |  | 0 |  | 0 |  | 0.00019315 |  | 0 |  | -3.4897e-05 |  | 0 |  | 0 |  | 0.00047695 |  | 0
| 0 |  | 0 |  | 0 |  | 0 |  | 0 |  | 0 |  | 0.0015024 |  | 1.3178e-06 |  | 0 |  | 0 |  | 0 |  | 0.00015725 |  | 0 |  | -3.012e-05 |  | 0 |  | 0 |  | 0.00024553 |  | 0
| 0 |  | 0 |  | 0 |  | 0 |  | 0 |  | 0 |  | 0.0015124 |  | 1.2329e-06 |  | 0 |  | 0 |  | 0 |  | 0.00017545 |  | 0 |  | -1.5451e-05 |  | 0 |  | 0 |  | 0.00031077 |  | 0
| 0 |  | 0 |  | 0 |  | 0 |  | 0 |  | 0 |  | 0.0014118 |  | 1.2331e-06 |  | 0 |  | 0 |  | 0 |  | 0.00013361 |  | 0 |  | -1.6404e-05 |  | 0 |  | 0 |  | 0.00044772 |  | 0
| 0 |  | 0 |  | 0 |  | 0 |  | 0 |  | 0 |  | 0.0012647 |  | 1.182e-06 |  | 0 |  | 0 |  | 0 |  | 7.4433e-05 |  | 0 |  | -2.1788e-05 |  | 0 |  | 0 |  | 0.00016627 |  | 0
| 0 |  | 0 |  | 0 |  | 0 |  | 0 |  | 0 |  | 0.0012755 |  | 1.1818e-06 |  | 0 |  | 0 |  | 0 |  | 8.9587e-05 |  | 0 |  | -3.0926e-05 |  | 0 |  | 0 |  | 0.00034776 |  | 0
| 0 |  | 0 |  | 0 |  | 0 |  | 0 |  | 0 |  | 0.00128 |  | 8.263e-07 |  | 0 |  | 0 |  | 0 |  | 9.0498e-05 |  | 0 |  | -4.031e-05 |  | 0 |  | 0 |  | 0.00055538 |  | 0
| 0 |  | 0 |  | 0 |  | 0 |  | 0 |  | 0 |  | 0.0011339 |  | 8.263e-07 |  | 0 |  | 0 |  | 0 |  | 0.00012408 |  | 0 |  | -5.7333e-05 |  | 0 |  | 0 |  | 0.00050976 |  | 0
| 0 |  | 0 |  | 0 |  | 0 |  | 0 |  | 0 |  | 0.0011904 |  | 1.2218e-06 |  | 0 |  | 0 |  | 0 |  | 4.8228e-05 |  | 0 |  | -3.4074e-05 |  | 0 |  | 0 |  | 0.0004065 |  | 0
| 0 |  | 0 |  | 0 |  | 0 |  | 0 |  | 0 |  | 0.0014003 |  | 1.222e-06 |  | 0 |  | 0 |  | 0 |  | 2.3809e-06 |  | 0 |  | -1.5756e-05 |  | 0 |  | 0 |  | 0.00033697 |  | 0
| 0 |  | 0 |  | 0.00027554 |  | 0 |  | 0 |  | 0 |  | 0.0014956 |  | 1.1867e-06 |  | 0 |  | 0 |  | 0 |  | 7.0092e-06 |  | 0 |  | -2.174e-05 |  | 0 |  | 0 |  | 0.00021744 |  | 0
| 0 |  | 0 |  | 0.00027554 |  | 0 |  | 0 |  | 0 |  | 0.0014416 |  | 1.1868e-06 |  | 0 |  | 0 |  | 0 |  | 8.3496e-05 |  | 0 |  | -4.1269e-05 |  | 0 |  | 0 |  | 0.0002435 |  | 0
| 0 |  | 0 |  | 0 |  | 0 |  | 0 |  | 0 |  | 0.0013799 |  | 1.2165e-06 |  | 0 |  | 0 |  | 0 |  | 0.00015653 |  | 0 |  | -3.88e-05 |  | 0 |  | 0 |  | 0.00019681 |  | 0
| 0 |  | 0 |  | 0 |  | 0 |  | 0 |  | 0 |  | 0.0014635 |  | 1.2167e-06 |  | 0 |  | 0 |  | 0 |  | 0.00010911 |  | 0 |  | -6.8474e-07 |  | 0 |  | 0 |  | 0.00030114 |  | 0
| 0 |  | 0 |  | 0 |  | 0 |  | 0 |  | 0 |  | 0.0013442 |  | 1.1106e-06 |  | 0 |  | 0 |  | 0 |  | 5.7843e-05 |  | 0 |  | 8.3829e-07 |  | 0 |  | 0 |  | 0.0003958 |  | 0
| 0 |  | 0 |  | 0 |  | 0 |  | 0 |  | 0 |  | 0.0011476 |  | 1.1107e-06 |  | 0 |  | 0 |  | 0 |  | 6.5546e-05 |  | 0 |  | -1.2555e-05 |  | 0 |  | 0 |  | 0.00061444 |  | 0
| 0 |  | 0 |  | 0 |  | 0 |  | 0 |  | 0 |  | 0.0010965 |  | 7.2862e-07 |  | 0 |  | 0 |  | 0 |  | 0.00018115 |  | 0 |  | -3.398e-05 |  | 0 |  | 0 |  | 0.00046328 |  | 0
| 0 |  | 0 |  | 0 |  | 0 |  | 0 |  | 0 |  | 0.0010458 |  | 7.2873e-07 |  | 0 |  | 0 |  | 0 |  | 0.00014055 |  | 0 |  | -4.6316e-05 |  | 0 |  | 0 |  | 0.000435 |  | 0
| 0 |  | 0 |  | 0 |  | 0 |  | 0 |  | 0 |  | 0.0010665 |  | 1.0327e-06 |  | 0 |  | 0 |  | 0 |  | 2.686e-05 |  | 0 |  | -3.9865e-05 |  | 0 |  | 0 |  | 0.00052751 |  | 0
| 0 |  | 0 |  | 0 |  | 0 |  | 0 |  | 0 |  | 0.0011196 |  | 1.0328e-06 |  | 0 |  | 0 |  | 0 |  | 4.5537e-05 |  | 0 |  | -2.3512e-05 |  | 0 |  | 0 |  | 0.00031759 |  | 0
| 0 |  | 0 |  | 0 |  | 0 |  | 0 |  | 0 |  | 0.0011521 |  | 1.3132e-06 |  | 0 |  | 0 |  | 0 |  | 0.00012916 |  | 0 |  | -5.813e-06 |  | 0 |  | 0 |  | 0.00014139 |  | 0
| 0 |  | 0 |  | 0 |  | 0 |  | 0 |  | 0 |  | 0.0011856 |  | 1.3132e-06 |  | 0 |  | 0 |  | 0 |  | 0.00013963 |  | 0 |  | -1.6795e-05 |  | 0 |  | 0 |  | 0.00024802 |  | 0
| 0 |  | 0 |  | 0 |  | 0 |  | 0 |  | 0 |  | 0.0012269 |  | 9.4392e-07 |  | 0 |  | 0 |  | 0 |  | 6.7006e-05 |  | 0 |  | -2.7945e-05 |  | 0 |  | 0 |  | 0.00020236 |  | 0
| 0 |  | 0 |  | 0 |  | 0 |  | 0 |  | 0 |  | 0.001226 |  | 9.4406e-07 |  | 0 |  | 0 |  | 0 |  | 8.7755e-05 |  | 0 |  | -2.9241e-05 |  | 0 |  | 0 |  | 0.00027199 |  | 0
| 0 |  | 0 |  | 0 |  | 0 |  | 0 |  | 0 |  | 0.0011837 |  | 7.5339e-07 |  | 0 |  | 0 |  | 0 |  | 7.7997e-05 |  | 0 |  | -2.8412e-05 |  | 0 |  | 0 |  | 0.00020018 |  | 0
| 0 |  | 0 |  | 0 |  | 0 |  | 0 |  | 0 |  | 0.0012553 |  | 7.5339e-07 |  | 0 |  | 0 |  | 0 |  | 0.00010251 |  | 0 |  | -1.6374e-05 |  | 0 |  | 0 |  | 0.00014907 |  | 0
| 0 |  | 0 |  | 0 |  | 0 |  | 0 |  | 0 |  | 0.001249 |  | 9.9009e-07 |  | 0 |  | 0 |  | 0 |  | 0.00020571 |  | 0 |  | -2.7756e-05 |  | 0 |  | 0 |  | 0.00015016 |  | 0
| 0 |  | 0 |  | 0 |  | 0 |  | 0 |  | 0 |  | 0.0011493 |  | 9.9023e-07 |  | 0 |  | 0 |  | 0 |  | 9.4344e-05 |  | 0 |  | -3.8223e-05 |  | 0 |  | 0 |  | 0.00018933 |  | 0
| 0 |  | 0 |  | 0 |  | 0 |  | 0 |  | 0 |  | 0.00099329 |  | 5.5956e-07 |  | 0 |  | 0 |  | 0 |  | 1.3118e-05 |  | 0 |  | -3.1688e-05 |  | 0 |  | 0 |  | 0.00016324 |  | 0
| 0 |  | 0 |  | 0 |  | 0 |  | 0 |  | 0 |  | 0.0010118 |  | 5.5956e-07 |  | 0 |  | 0 |  | 0 |  | 3.6293e-05 |  | 0 |  | -3.2859e-05 |  | 0 |  | 0 |  | 0.00013823 |  | 0
| 0 |  | 0 |  | 0 |  | 0 |  | 0 |  | 0 |  | 0.0011332 |  | 1.1985e-06 |  | 0 |  | 0 |  | 0 |  | 2.5653e-05 |  | 0 |  | -3.7398e-05 |  | 0 |  | 0 |  | 0.00014365 |  | 0
| 0 |  | 0 |  | 0 |  | 0 |  | 0 |  | 0 |  | 0.0011431 |  | 1.1986e-06 |  | 0 |  | 0 |  | 0 |  | 4.0615e-05 |  | 0 |  | -3.2677e-05 |  | 0 |  | 0 |  | 4.7898e-05 |  | 0
| 0 |  | 0 |  | 0 |  | 0 |  | 0 |  | 0 |  | 0.0010194 |  | 1.404e-06 |  | 0 |  | 0 |  | 0 |  | 0.00012157 |  | 0 |  | -3.9936e-06 |  | 0 |  | 0 |  | 8.816e-05 |  | 0
| 0 |  | 0 |  | 0 |  | 0 |  | 0 |  | 0 |  | 0.00097194 |  | 1.8248e-06 |  | 0 |  | 0 |  | 0 |  | 0.00014959 |  | 0 |  | 1.8103e-05 |  | 0 |  | 0 |  | 0.00024166 |  | 0
| 0 |  | 0 |  | 0 |  | 0 |  | 0 |  | 0 |  | 0.0010208 |  | 1.2178e-06 |  | 0 |  | 0 |  | 0 |  | 4.2691e-05 |  | 0 |  | -5.8722e-06 |  | 0 |  | 0 |  | 0.00019052 |  | 0
| 0 |  | 0 |  | 0 |  | 0 |  | 0 |  | 0 |  | 0.0010847 |  | 7.9747e-07 |  | 0 |  | 0 |  | 0 |  | 6.8835e-05 |  | 0 |  | -3.0968e-05 |  | 0 |  | 0 |  | 9.4721e-05 |  | 0
| 0 |  | 0 |  | 0 |  | 0 |  | 0 |  | 0 |  | 0.0010306 |  | 1.0452e-06 |  | 0 |  | 0 |  | 0 |  | 0.0001092 |  | 0 |  | -2.4075e-05 |  | 0 |  | 0 |  | 0.00011867 |  | 0
| 0 |  | 0 |  | 0 |  | 0 |  | 0 |  | 0 |  | 0.00092123 |  | 1.0452e-06 |  | 0 |  | 0 |  | 0 |  | 4.451e-05 |  | 0 |  | -9.8248e-06 |  | 0 |  | 0 |  | 0.00028201 |  | 0
| 0 |  | 0.00066143 |  | 0 |  | 0 |  | 0 |  | 0 |  | 0.00090068 |  | 1.0541e-06 |  | 0 |  | 0 |  | 0 |  | 9.4098e-05 |  | 0 |  | -1.8885e-05 |  | 0 |  | 0 |  | 0.00022976 |  | 0
| 0 |  | 0.00078703 |  | 0 |  | 0 |  | 0 |  | 0 |  | 0.00094837 |  | 1.0541e-06 |  | 0 |  | 0 |  | 0 |  | 0.00011657 |  | 0 |  | -2.9328e-05 |  | 0 |  | 0 |  | 0.00020144 |  | 0
| 0 |  | 0.00061577 |  | 0 |  | 0 |  | 0 |  | 0 |  | 0.00089968 |  | 5.3138e-07 |  | 0 |  | 0 |  | 0 |  | 9.9985e-05 |  | 0 |  | -6.5978e-06 |  | 0 |  | 0 |  | 0.00025809 |  | 0
| 0 |  | 0.00050243 |  | 0 |  | 0 |  | 0 |  | 0 |  | 0.00090948 |  | 5.3153e-07 |  | 0 |  | 0 |  | 0 |  | 0.00012915 |  | 0 |  | -1.2829e-05 |  | 0 |  | 0 |  | 0.00027557 |  | 0
| 0 |  | 0.00095344 |  | 0 |  | 0 |  | 0 |  | 0 |  | 0.00089322 |  | 1.6045e-06 |  | 0 |  | 0 |  | 0 |  | 0.00011285 |  | 0 |  | -3.7054e-05 |  | 0 |  | 0 |  | 0.00022219 |  | 0
| 0 |  | 0.00088673 |  | 0 |  | 0 |  | 0 |  | 0 |  | 0.00085535 |  | 1.6047e-06 |  | 0 |  | 0 |  | 0 |  | 0.00012111 |  | 0 |  | -2.8735e-05 |  | 0 |  | 0 |  | 0.00013179 |  | 0
| 0 |  | 0.00094218 |  | 0 |  | 0 |  | 0 |  | 0 |  | 0.00092153 |  | 1.1574e-06 |  | 0 |  | 0 |  | 0 |  | 0.00014843 |  | 0 |  | -2.3635e-05 |  | 0 |  | 0 |  | 0.00014052 |  | 0
| 0 |  | 0.00099411 |  | 0 |  | 0 |  | 0 |  | 0 |  | 0.00098888 |  | 1.1574e-06 |  | 0 |  | 0 |  | 0 |  | 6.5486e-05 |  | 0 |  | -2.9645e-05 |  | 0 |  | 0 |  | 0.0002146 |  | 0
| 0 |  | 0.00086342 |  | 0 |  | 0 |  | 0 |  | 0 |  | 0.00092057 |  | 4.696e-07 |  | 0 |  | 0 |  | 0 |  | 3.7309e-05 |  | 0 |  | -4.1419e-05 |  | 0 |  | 0 |  | 0.00022984 |  | 0
| 0 |  | 0.0017088 |  | 0 |  | 0 |  | 0 |  | 0 |  | 0.00087611 |  | 4.6967e-07 |  | 0 |  | 0 |  | 0 |  | 6.3594e-05 |  | 0 |  | -3.1133e-05 |  | 0 |  | 0 |  | 0.00018522 |  | 0
| 0 |  | 0.0014643 |  | 0 |  | 0 |  | 0 |  | 0 |  | 0.00089029 |  | 1.4246e-06 |  | 0 |  | 0 |  | 0 |  | 6.9664e-05 |  | 0 |  | -1.6272e-05 |  | 0 |  | 0 |  | 0.00015252 |  | 0
| 0 |  | 0.00084588 |  | 0 |  | 0 |  | 0 |  | 0 |  | 0.00094781 |  | 1.4246e-06 |  | 0 |  | 0 |  | 0 |  | 9.1452e-05 |  | 0 |  | -6.7283e-06 |  | 0 |  | 0 |  | 0.00016999 |  | 0
| 0 |  | 0.0005396 |  | 0 |  | 0 |  | 0 |  | 0 |  | 0.00085683 |  | 9.5024e-07 |  | 0 |  | 0 |  | 0 |  | 8.925e-05 |  | 0 |  | -2.0026e-06 |  | 0 |  | 0 |  | 0.00017216 |  | 0
| 0 |  | 0.00037019 |  | 0 |  | 0 |  | 0 |  | 0 |  | 0.0007679 |  | 9.5037e-07 |  | 0 |  | 0 |  | 0 |  | 8.4525e-05 |  | 0 |  | -9.2195e-06 |  | 0 |  | 0 |  | 0.00019942 |  | 0
| 0 |  | 0.00072253 |  | 0 |  | 0 |  | 0 |  | 0 |  | 0.00084057 |  | 1.7423e-06 |  | 0 |  | 0 |  | 0 |  | 3.7117e-05 |  | 0 |  | 1.0037e-06 |  | 0 |  | 0 |  | 0.00014385 |  | 0
| 0 |  | 0.00095162 |  | 0 |  | 0 |  | 0 |  | 0 |  | 0.00093505 |  | 1.7423e-06 |  | 0 |  | 0 |  | 0 |  | 7.0457e-05 |  | 0 |  | -1.5682e-05 |  | 0 |  | 0 |  | 0.00010355 |  | 0
| 0 |  | 0.0012113 |  | 0 |  | 0 |  | 0 |  | 0 |  | 0.00089383 |  | 1.0607e-06 |  | 0 |  | 0 |  | 0 |  | 9.0739e-05 |  | 0 |  | -3.093e-05 |  | 0 |  | 0 |  | 0.00024846 |  | 0
| 0 |  | 0.0011336 |  | 0 |  | 0 |  | 0 |  | 0 |  | 0.000832 |  | 1.0608e-06 |  | 0 |  | 0 |  | 0 |  | -9.8052e-07 |  | 0 |  | -7.9296e-06 |  | 0 |  | 0 |  | 0.00027907 |  | 0
| 0 |  | 0.0011082 |  | 0 |  | 0 |  | 0 |  | 0 |  | 0.00077353 |  | 1.4332e-06 |  | 0 |  | 0 |  | 0 |  | -1.7672e-05 |  | 0 |  | -1.6159e-05 |  | 0 |  | 0 |  | 0.00017984 |  | 0
| 0 |  | 0.00096645 |  | 0 |  | 0 |  | 0 |  | 0 |  | 0.00072037 |  | 1.4334e-06 |  | 0 |  | 0 |  | 0 |  | 1.7733e-05 |  | 0 |  | -2.212e-05 |  | 0 |  | 0 |  | 0.00026928 |  | 0
| 0 |  | 0.0008674 |  | 0 |  | 0 |  | 0 |  | 0 |  | 0.00077028 |  | 1.1931e-06 |  | 0 |  | 0 |  | 0 |  | 5.532e-05 |  | 0 |  | -3.218e-05 |  | 0 |  | 0 |  | 0.0003085 |  | 0
| 0 |  | 0.0011222 |  | 0 |  | 0 |  | 0 |  | 0 |  | 0.00080294 |  | 1.1933e-06 |  | 0 |  | 0 |  | 0 |  | 0.00013479 |  | 0 |  | -2.7396e-05 |  | 0 |  | 0 |  | 0.00022459 |  | 0
| 0 |  | 0.0013109 |  | 0 |  | 0 |  | 0 |  | 0 |  | 0.0007336 |  | 1.3984e-06 |  | 0 |  | 0 |  | 0 |  | 0.00010733 |  | 0 |  | 4.3695e-06 |  | 0 |  | 0 |  | 0.00022132 |  | 0
| 0 |  | 0.00090276 |  | 0 |  | 0 |  | 0 |  | 0 |  | 0.00073458 |  | 1.3986e-06 |  | 0 |  | 0 |  | 0 |  | 2.2406e-05 |  | 0 |  | 2.7271e-06 |  | 0 |  | 0 |  | 0.00016356 |  | 0
| 0 |  | 0.00040566 |  | 0 |  | 0 |  | 0 |  | 0 |  | 0.00075964 |  | 1.5628e-06 |  | 0 |  | 0 |  | 0 |  | 3.8123e-05 |  | 0 |  | -6.1032e-06 |  | 0 |  | 0 |  | 0.00023335 |  | 0
| 0 |  | 0.00085937 |  | 0 |  | 0 |  | 0 |  | 0 |  | 0.00075757 |  | 1.5628e-06 |  | 0 |  | 0 |  | 0 |  | 0.00014923 |  | 0 |  | -2.6491e-05 |  | 0 |  | 0 |  | 0.000241 |  | 0
| 0 |  | 0.00097559 |  | 0 |  | 0 |  | 0 |  | 0 |  | 0.00076409 |  | 1.6245e-06 |  | 0 |  | 0 |  | 0 |  | 0.00014975 |  | 0 |  | -3.3385e-05 |  | 0 |  | 0 |  | 0.00011996 |  | 0
| 0 |  | 0.00076481 |  | 0 |  | 0 |  | 0 |  | 0 |  | 0.000687 |  | 1.6247e-06 |  | 0 |  | 0 |  | 0 |  | 2.114e-05 |  | 0 |  | -1.1826e-05 |  | 0 |  | 0 |  | 0.00022796 |  | 0
| 0 |  | 0.00041965 |  | 0 |  | 0 |  | 0 |  | 0 |  | 0.00067727 |  | 8.4373e-07 |  | 0 |  | 0 |  | 0 |  | 1.5234e-05 |  | 0 |  | -2.4328e-05 |  | 0 |  | 0 |  | 0.00022465 |  | 0
| -0.00069597 |  | 0.00067747 |  | 0 |  | 0 |  | 0 |  | -0.00019796 |  | 0.00080544 |  | 8.4385e-07 |  | 0 |  | 0 |  | 0 |  | 8.1118e-05 |  | 0 |  | -2.9053e-05 |  | 0 |  | 0 |  | 0.00019853 |  | 0
| -3.2422e-05 |  | 0.0010089 |  | 0 |  | 0.00051499 |  | 0 |  | -9.0744e-05 |  | 0.0008532 |  | 0.00062587 |  | 0 |  | 0 |  | 0.00046639 |  | 0.00014618 |  | 0 |  | -2.3006e-05 |  | 0 |  | 0 |  | 0.00022581 |  | 0
| 2.3779e-05 |  | 0.00054482 |  | 0 |  | 0.00051503 |  | 0 |  | -0.0003205 |  | 0.00081315 |  | 0.00062587 |  | 0 |  | 0 |  | 0.00046642 |  | 0.00018281 |  | 0 |  | -4.5379e-05 |  | 0 |  | 0 |  | 0.00017563 |  | 0
| -0.00030483 |  | 0.00036582 |  | 0 |  | 0.0004974 |  | 0 |  | 7.7937e-05 |  | 0.00075999 |  | 0.00044771 |  | 0 |  | 0 |  | 0.00016969 |  | 0.00014162 |  | 0 |  | -4.6937e-05 |  | 0 |  | 0 |  | 0.0001789 |  | 0
| -0.00018269 |  | 0.00049849 |  | 0 |  | 0.00049744 |  | 0 |  | -0.00029589 |  | 0.00066748 |  | 0.00044771 |  | 0 |  | 0 |  | 0.00016971 |  | 0.00014926 |  | 0 |  | -4.457e-05 |  | 0 |  | 0 |  | 0.00022911 |  | 0
| -3.5675e-05 |  | 0.00075104 |  | 0 |  | 0.00037141 |  | 0 |  | 3.9044e-05 |  | 0.00062939 |  | 0.00050921 |  | 0 |  | 0 |  | 0.00017464 |  | 6.9452e-05 |  | 0 |  | -6.1879e-05 |  | 0 |  | 0 |  | 0.00021278 |  | 0
| 0.00012649 |  | 0.0012084 |  | 0 |  | 0.00037144 |  | 0 |  | 0.00075123 |  | 0.00067763 |  | 0.00061294 |  | 0 |  | 0 |  | 0.00017465 |  | 4.7135e-05 |  | 0 |  | -3.1546e-05 |  | 0 |  | 0 |  | 0.00018656 |  | 0
| 4.0004e-05 |  | 0.00090798 |  | 0 |  | 0.00041916 |  | 0 |  | 0.00047511 |  | 0.00065585 |  | 0.0004474 |  | 0 |  | 0 |  | 0.00021361 |  | 0.00012984 |  | 0 |  | -1.7733e-05 |  | 0 |  | 0 |  | 0.00029247 |  | 0
| 0.00026167 |  | 0.00059037 |  | 0 |  | 0.00041919 |  | 0 |  | 0.0011888 |  | 0.00067655 |  | 0.00039692 |  | 0.00038494 |  | 0 |  | 0.00021363 |  | 6.5962e-05 |  | 0 |  | -2.6619e-05 |  | 0 |  | 0 |  | 0.00029243 |  | 0
| 3.4603e-05 |  | 0.00074609 |  | 0 |  | 0.00050419 |  | 0 |  | 0.00087324 |  | 0.00071567 |  | 0.00028732 |  | 0.0014598 |  | 0 |  | 0.00046346 |  | 2.8145e-05 |  | 0 |  | -4.0304e-05 |  | 0 |  | 0 |  | 0.00021608 |  | 0
| -0.00011355 |  | 0.00058479 |  | 0 |  | 0.00050422 |  | 0 |  | -0.00044494 |  | 0.00072334 |  | 0.00023426 |  | 0.0010847 |  | 0 |  | 0.00046349 |  | 7.0543e-06 |  | 0 |  | -3.3925e-05 |  | 0 |  | 0 |  | 0.00015062 |  | 0
| 0.00016439 |  | 0.00055931 |  | 0 |  | 0.00042223 |  | 0 |  | -0.00025584 |  | 0.00063971 |  | 0.00052553 |  | 0.0010686 |  | 0 |  | 0.00035788 |  | 6.5941e-05 |  | 0 |  | -1.5507e-05 |  | 0 |  | 0 |  | 9.9326e-05 |  | 0
| 0.00037765 |  | 0.00052465 |  | 0 |  | 0.00042226 |  | 0 |  | 0.00021433 |  | 0.00056912 |  | 0.00052567 |  | 0.0011714 |  | 0 |  | 0.0003579 |  | 0.0001366 |  | 0 |  | -3.1774e-05 |  | 0 |  | 0 |  | 0.00014298 |  | 0
| 0.00016999 |  | 0.00038073 |  | 0 |  | 0.00037963 |  | 0 |  | 4.2895e-05 |  | 0.00092634 |  | 0.00018952 |  | 0.0012417 |  | 0 |  | 0.00010107 |  | 2.5598e-05 |  | 0 |  | -3.2259e-05 |  | 0 |  | 0 |  | 0.00012226 |  | 0
| -0.00032126 |  | 0.00052881 |  | 0 |  | 0.00037966 |  | 0 |  | -0.00037859 |  | 0.0010267 |  | 0.00018955 |  | 0.0012214 |  | 0 |  | 0.00010108 |  | 4.7758e-06 |  | 0 |  | -3.3117e-05 |  | 0 |  | 0 |  | 0.00019649 |  | 0
| -5.409e-05 |  | 0.00066844 |  | 0 |  | 0.00041837 |  | 0 |  | -0.00042608 |  | 0.00074408 |  | 0.00030219 |  | 0.0010765 |  | 0 |  | 0.00040384 |  | 7.2125e-05 |  | 0 |  | -1.4494e-05 |  | 0.00064977 |  | 0 |  | 0.00022709 |  | 0
| 0.00025964 |  | 0.00068456 |  | 0 |  | 0.0004184 |  | 0 |  | -0.00011279 |  | 0.00071706 |  | 0.00030219 |  | 0.00062855 |  | 0 |  | 0.00040387 |  | 4.9159e-05 |  | 0 |  | -1.0676e-06 |  | -0.00026922 |  | 0 |  | 0.00015066 |  | 0
| 9.8457e-05 |  | 0.00052782 |  | 0 |  | 0.00026143 |  | 0 |  | 6.4756e-05 |  | 0.00068443 |  | 0.00031754 |  | 0.00031593 |  | 0 |  | 0.00035899 |  | 0.00010837 |  | 0 |  | -9.7897e-06 |  | -0.00051145 |  | 0 |  | 0.00011791 |  | 0
| 5.41e-06 |  | 0.00061318 |  | 0 |  | 0.00026145 |  | 0 |  | 6.2698e-05 |  | 0.00065305 |  | 0.00031754 |  | 0.0014488 |  | -0.00058563 |  | 0.00035902 |  | 0.00017779 |  | 0 |  | -2.3506e-05 |  | -0.00010165 |  | 0 |  | 0.00019328 |  | 0
| 5.3023e-05 |  | 0.00081252 |  | 0 |  | 0.00050342 |  | 0 |  | -4.9552e-05 |  | 0.00063889 |  | 0.00027895 |  | 0.00174 |  | -0.00048961 |  | 0.00023099 |  | 0.00014657 |  | 0 |  | -3.3187e-05 |  | -7.5698e-05 |  | 0 |  | 0.00017798 |  | 0
| -1.0822e-05 |  | 0.0006056 |  | 0 |  | 0.00050345 |  | 0 |  | -0.00014147 |  | 0.00062379 |  | 0.00027898 |  | 0.0019782 |  | -2.1929e-05 |  | 0.00023101 |  | 4.8152e-05 |  | 0 |  | -3.3711e-05 |  | -0.00016115 |  | 0 |  | 0.00017254 |  | 0
| -0.00012229 |  | 0.00059592 |  | 0 |  | 0.00018564 |  | 0 |  | 0.00025836 |  | 0.00062814 |  | 0.00047491 |  | 0.0016201 |  | 0.00069545 |  | 0.00040714 |  | -6.8644e-05 |  | 0 |  | -3.7386e-05 |  | 0.00010383 |  | 0 |  | 0.00010484 |  | 0
| 4.7621e-05 |  | 0.00071459 |  | 0 |  | 0.00018566 |  | 0 |  | 0.00067214 |  | 0.00064333 |  | 0.00047491 |  | 0.00076627 |  | 0.00085855 |  | 0.00040717 |  | -2.2851e-05 |  | 0 |  | -4.3032e-05 |  | 0.00027041 |  | 0 |  | 0.0001649 |  | 0
| 0.00037233 |  | 0.00046724 |  | 0 |  | 0.00027509 |  | 0 |  | 0.00044068 |  | 0.000689 |  | 0.0002058 |  | 0.00079769 |  | 0.00039699 |  | 0.00020971 |  | 6.2087e-05 |  | 0 |  | -4.85e-05 |  | -0.00016334 |  | 0 |  | 0.00025122 |  | 0
| 0.00068591 |  | 0.00052271 |  | 0 |  | 0.00027511 |  | 0 |  | 0.00034403 |  | 0.00071409 |  | 0.00020583 |  | 0.00071238 |  | 0.0003724 |  | 0.00020972 |  | 0.00014215 |  | 0 |  | -4.5972e-05 |  | -4.4356e-05 |  | 0 |  | 0.00027527 |  | 0
| 0.00023454 |  | 0.00077659 |  | 0 |  | 0.00026111 |  | 0 |  | 1.3534e-05 |  | 0.00069459 |  | 0.0001853 |  | 0.0010263 |  | 0.00068776 |  | 1.8123e-05 |  | 0.00016578 |  | 0 |  | -4.8197e-05 |  | 0.00011901 |  | 0 |  | 0.00024794 |  | 0
| -7.5782e-05 |  | 0.00094527 |  | 0 |  | 0.00026113 |  | 0 |  | -1.2227e-05 |  | 0.0007304 |  | 0.00018533 |  | 0.00071885 |  | -0.00018775 |  | 1.8124e-05 |  | 0.00010654 |  | 0 |  | -2.9351e-05 |  | -0.00016662 |  | 0 |  | 0.00028405 |  | 0
| 0.00012017 |  | 0.00087699 |  | 0 |  | 0.00035693 |  | 0 |  | -9.0497e-05 |  | 0.00073811 |  | 0.00031964 |  | 0.00065933 |  | -0.00033232 |  | 1.4106e-05 |  | 0.00015186 |  | 0 |  | -1.1875e-05 |  | -0.00028458 |  | 0 |  | 0.00023268 |  | 0
| 4.5473e-05 |  | 0.00066895 |  | 0 |  | 0.00035695 |  | 0 |  | -0.00030845 |  | 0.00068382 |  | 0.00031968 |  | 0.0009415 |  | 0.00015668 |  | 1.4107e-05 |  | 0.0001175 |  | 0 |  | -1.6995e-05 |  | -0.00016557 |  | 0 |  | 0.00018136 |  | 0
| 8.3376e-05 |  | 0.00072559 |  | 0 |  | 0.00028269 |  | 0 |  | 7.5704e-05 |  | 0.00067624 |  | 0.00035761 |  | 0.00076943 |  | -4.3824e-05 |  | 0.00025486 |  | 5.5251e-05 |  | 0 |  | -6.4223e-06 |  | -0.00025756 |  | 0 |  | 0.00025787 |  | 0
| 3.7902e-05 |  | 0.0006509 |  | 0 |  | 0.00028271 |  | 0 |  | -4.6361e-05 |  | 0.0006621 |  | 0.00035766 |  | 0.0010136 |  | 0.00028865 |  | 0.00025488 |  | 7.2042e-05 |  | 0 |  | -3.5548e-05 |  | -0.00024027 |  | 0 |  | 0.00013987 |  | 0
| -0.00013537 |  | 0.00036178 |  | 0 |  | 0.0004549 |  | 0 |  | -0.0002814 |  | 0.00066972 |  | 0.00029633 |  | 0.00096707 |  | 6.8294e-05 |  | 7.5941e-05 |  | 0.00012484 |  | 0 |  | -5.0667e-05 |  | -0.00031821 |  | 0 |  | 5.5725e-05 |  | 0
| 0.00026239 |  | 0.00033711 |  | 0 |  | 0.00045493 |  | 0 |  | 8.5169e-05 |  | 0.0007568 |  | 0.00040526 |  | 0.00050251 |  | 1.7113e-05 |  | 7.5946e-05 |  | 0.00017257 |  | 0 |  | -3.5006e-05 |  | -8.6596e-05 |  | 0 |  | 0.0001792 |  | 0
| 0.00048878 |  | 0.00052394 |  | 0 |  | 0.00020691 |  | 0 |  | 0.00040125 |  | 0.00070141 |  | 0.0004517 |  | 0.00067044 |  | 0.00013875 |  | 0.00016776 |  | 0.00011338 |  | 0 |  | -2.3203e-05 |  | -8.4435e-05 |  | 0 |  | 0.00013225 |  | 0
| 0.00020472 |  | 0.00068087 |  | 0 |  | 0.00020693 |  | 0 |  | -7.7225e-05 |  | 0.00060783 |  | 0.00034287 |  | 0.00069105 |  | -0.00031091 |  | 0.00016777 |  | 6.8595e-05 |  | 0 |  | -1.1727e-05 |  | -0.00014399 |  | 0 |  | 0.000153 |  | 0
| 0.00035312 |  | 0.00051774 |  | 0 |  | 0.00011817 |  | 0 |  | -0.00055726 |  | 0.00062105 |  | 0.00021181 |  | 0.00023939 |  | -0.00019745 |  | 5.2179e-05 |  | 0.0001394 |  | 0 |  | -1.4427e-06 |  | -5.6298e-05 |  | 0 |  | 0.00018471 |  | 0
| 0.00057367 |  | 0.00035126 |  | 0 |  | 0.00011817 |  | 0 |  | -0.00040748 |  | 0.0006525 |  | 0.00021181 |  | 0.00027082 |  | 0.00039114 |  | 5.2183e-05 |  | 8.4758e-05 |  | 0 |  | 3.9668e-06 |  | -0.00017757 |  | 0 |  | 0.0001716 |  | 0
| 0.00046322 |  | 0.00045492 |  | 0 |  | 0.00047576 |  | 0 |  | -0.00013279 |  | 0.0006689 |  | 0.00035267 |  | 0.00095014 |  | 0.00044917 |  | 0.00010864 |  | 1.2152e-06 |  | 0 |  | -5.2698e-06 |  | -0.00011369 |  | 0 |  | 0.00017928 |  | 0
| 0.00043994 |  | 0.00045933 |  | 0 |  | 0.00047579 |  | 0 |  | 0.00016301 |  | 0.00064933 |  | 0.00035272 |  | 0.0013706 |  | 0.00018131 |  | 0.00010865 |  | 6.6076e-05 |  | 0 |  | -4.8466e-06 |  | 2.599e-05 |  | 0 |  | 0.00014867 |  | 0
| 0.00039662 |  | 0.00055014 |  | 0 |  | 0.0002386 |  | 0 |  | 8.0938e-05 |  | 0.00065812 |  | 0.00025391 |  | 0.00049299 |  | -9.3644e-05 |  | 0.00020567 |  | 0.00012037 |  | 0 |  | -1.806e-05 |  | -0.00014079 |  | 0 |  | 0.00013338 |  | 0
| 0.00041897 |  | 0.00066515 |  | 0 |  | 0.00023861 |  | 0 |  | -6.6861e-05 |  | 0.00068967 |  | 0.00025391 |  | 0.00043019 |  | -0.00055063 |  | 0.00020569 |  | 0.00016079 |  | 0 |  | -1.8308e-05 |  | -0.00023286 |  | 0 |  | 0.00012901 |  | 0
| 0.00030846 |  | 0.00045702 |  | 0 |  | 0.00012964 |  | 0 |  | -0.00023626 |  | 0.0006951 |  | 0.00014934 |  | 0.00093519 |  | -0.0010866 |  | 0 |  | 9.4006e-05 |  | 0 |  | -3.0771e-05 |  | -0.00023828 |  | 0 |  | 7.8718e-05 |  | 0
| 0.00039557 |  | 0.00034513 |  | 0 |  | 0.00012964 |  | 0 |  | -8.6333e-05 |  | 0.00066583 |  | 0.00014934 |  | 0.0006859 |  | -0.00048185 |  | 0 |  | 4.9855e-05 |  | 0 |  | -4.4411e-05 |  | 3.4377e-05 |  | 0 |  | 0.00011372 |  | 0
| 0.00060043 |  | 0.0005213 |  | 0 |  | 0.00026823 |  | 0 |  | -2.0008e-07 |  | 0.00064189 |  | 0.00024465 |  | 0.00080406 |  | 0.00032448 |  | 7.6939e-05 |  | 5.559e-05 |  | 0 |  | -4.2441e-05 |  | 0.00019688 |  | 0 |  | 4.7018e-05 |  | 0
| 0.00068716 |  | 0.00074543 |  | 0 |  | 0.00026825 |  | 0 |  | -0.00010338 |  | 0.0006952 |  | 0.00024465 |  | 0.00087884 |  | -3.448e-05 |  | 7.6944e-05 |  | 4.304e-05 |  | 0 |  | -3.2628e-05 |  | 7.1501e-05 |  | 0 |  | 0.00010827 |  | 0
| 0.00075335 |  | 0.00091002 |  | 0 |  | 0.00030804 |  | 0 |  | 4.4376e-05 |  | 0.00062022 |  | 0.00034721 |  | 0.0010957 |  | 0.00017388 |  | 0.0002067 |  | 4.8803e-05 |  | 0 |  | -1.7752e-05 |  | -3.9002e-05 |  | 0 |  | 0.00013233 |  | 0
| 0.00088242 |  | 0.00098149 |  | 0 |  | 0.00030806 |  | 0 |  | 0.00031117 |  | 0.00057125 |  | 0.0004753 |  | 0.0010115 |  | 0.00032733 |  | 0.00020672 |  | 2.7261e-05 |  | 0 |  | -2.2114e-05 |  | 1.1919e-05 |  | 0 |  | 9.8438e-05 |  | 0
| 0.00089001 |  | 0.00081176 |  | 0 |  | 0.00024222 |  | 0 |  | 0.00053726 |  | 0.00059963 |  | 0.0004392 |  | 0.00041634 |  | 1.9344e-05 |  | 0.00022157 |  | 5.1604e-05 |  | 0 |  | -4.0966e-05 |  | 5.2013e-05 |  | 0 |  | 0.00010609 |  | 0
| 0.00078821 |  | 0.00072748 |  | 0 |  | 0.00024223 |  | 0 |  | 0.00026816 |  | 0.00059636 |  | 0.00031109 |  | 0.00054311 |  | 0.00044767 |  | 0.00022159 |  | 2.1566e-05 |  | 0 |  | -5.6752e-05 |  | -0.00014413 |  | 0 |  | 0.00011156 |  | 0
| 0.00078388 |  | 0.00066662 |  | 0 |  | 0.00032124 |  | 0 |  | 6.262e-05 |  | 0.00061162 |  | 0.00015847 |  | 0.00054094 |  | 0.00052755 |  | 0.00018014 |  | 2.0548e-05 |  | 0 |  | -4.3801e-05 |  | -4.2266e-05 |  | 0 |  | 0.00011377 |  | 0
| 0.000836 |  | 0.00068902 |  | 0 |  | 0.00032126 |  | 0 |  | 5.9804e-05 |  | 0.00065739 |  | 0.00015847 |  | 0.00029276 |  | 0.00044479 |  | 0.00018015 |  | 7.113e-05 |  | 0 |  | -2.8503e-05 |  | 9.3207e-05 |  | 0 |  | 0.00014221 |  | 0
| 0.00088487 |  | 0.00062929 |  | 0 |  | 0.0002366 |  | 0 |  | -0.00011338 |  | 0.00067263 |  | 0.00020234 |  | 0.0003752 |  | 0.0003262 |  | 0.00019406 |  | 0.000134 |  | 0 |  | -8.6491e-06 |  | -7.1537e-05 |  | 0 |  | 0.00015754 |  | 0
| 0.00084696 |  | 0.00017629 |  | 0 |  | 0.00023661 |  | 0 |  | -0.00019569 |  | 0.00065631 |  | 0.00020236 |  | 0.00049773 |  | -0.00033378 |  | 0.00019408 |  | 0.00015666 |  | 0 |  | -2.375e-05 |  | -0.00027858 |  | 0 |  | 7.1113e-05 |  | 0
| 0.0010357 |  | 0.0002233 |  | 0 |  | 0.00041878 |  | 0 |  | 0.00014952 |  | 0.00061394 |  | 0.00038919 |  | 0.0007884 |  | -4.0872e-05 |  | 0.00032081 |  | 4.5039e-05 |  | 0 |  | 3.6062e-06 |  | -0.0001973 |  | 0 |  | 7.4395e-05 |  | 0
| 0.0011974 |  | 0.00068497 |  | 0 |  | 0.0004188 |  | 0 |  | 0.00016429 |  | 0.00057587 |  | 0.00038919 |  | 0.00056291 |  | 0.00020799 |  | 0.00032083 |  | 5.4247e-05 |  | 0 |  | 1.9457e-05 |  | 3.9028e-05 |  | 0 |  | 0.00015756 |  | 0
| 0.0013406 |  | 0.00054611 |  | 0 |  | 0.00035381 |  | 0 |  | 3.4147e-05 |  | 0.00062709 |  | 0.00026814 |  | 0.0006714 |  | 0.00029174 |  | 0.00015527 |  | 0.00011643 |  | 0 |  | -3.5519e-05 |  | 6.6136e-05 |  | 0 |  | 7.4409e-05 |  | 0
| 0.0015132 |  | 0.00026214 |  | 0 |  | 0.00035383 |  | 0 |  | 6.1897e-05 |  | 0.0006456 |  | 0.00026818 |  | 0.0010359 |  | 0.00032682 |  | 0.00015528 |  | 0.00010901 |  | 0 |  | -2.4746e-05 |  | -3.6865e-05 |  | 0 |  | 5.9095e-05 |  | 0
| 0.0014916 |  | 0.00050162 |  | 0 |  | 0.00030823 |  | 0 |  | -0.00039216 |  | 0.00059987 |  | 0.00020259 |  | 0.00054782 |  | -0.00041481 |  | 0.00017837 |  | 8.1482e-05 |  | 0 |  | -2.1655e-05 |  | -0.00038815 |  | 0 |  | 0.0001171 |  | 0
| 0.0014982 |  | 0.00072247 |  | 0 |  | 0.00030825 |  | 0 |  | -0.00029831 |  | 0.00060325 |  | 0.00020257 |  | 0.00072363 |  | -0.00059181 |  | 0.00017838 |  | 6.4298e-05 |  | 0 |  | -1.7706e-05 |  | -0.00039467 |  | 0 |  | 0.00016087 |  | 0
| 0.0015417 |  | 0.00065948 |  | 0 |  | 0.00029655 |  | 0 |  | -0.00014075 |  | 0.00061302 |  | 0.00013472 |  | 0.0013095 |  | -0.00022998 |  | 3.6143e-05 |  | 8.393e-05 |  | 0 |  | -2.871e-05 |  | -0.00021834 |  | 0 |  | 0.00012477 |  | 0
| 0.0014268 |  | 0.0002899 |  | 0 |  | 0.00029657 |  | 0 |  | -0.00023142 |  | 0.00058155 |  | 0.00013472 |  | 0.001187 |  | -0.0001283 |  | 3.6145e-05 |  | 8.1812e-05 |  | 0 |  | -6.0895e-05 |  | -0.0001934 |  | 0 |  | 6.8966e-05 |  | 0
| 0.0015918 |  | 0.00036263 |  | 0 |  | 0.00028776 |  | 0 |  | -8.219e-05 |  | 0.00053354 |  | 0.00026697 |  | 0.00053929 |  | 0.00028544 |  | 0.00021437 |  | 2.4031e-05 |  | 0 |  | -2.7647e-05 |  | -0.00021541 |  | 0 |  | 6.8954e-05 |  | 0
| 0.0018068 |  | 0.00058367 |  | 0 |  | 0.00028778 |  | 0 |  | -5.8691e-05 |  | 0.00057507 |  | 0.000267 |  | 0.00024416 |  | 0.0006728 |  | 0.00021438 |  | -9.6606e-06 |  | 0 |  | -2.5666e-05 |  | -0.00029245 |  | 0 |  | 8.1004e-05 |  | 0
| 0.0017646 |  | 0.00051215 |  | 0 |  | 0.00033065 |  | 0 |  | 4.116e-05 |  | 0.00057393 |  | 0.00024685 |  | 0.00042976 |  | 0.00041131 |  | 0.00018352 |  | -2.895e-07 |  | 0 |  | -2.7739e-05 |  | -6.0749e-05 |  | 0 |  | 4.5984e-05 |  | 0
| 0.0019101 |  | 0.00053771 |  | 0 |  | 0.00033067 |  | 0 |  | -6.5519e-05 |  | 0.00055764 |  | 0.00024685 |  | 0.00060964 |  | 0.00011722 |  | 0.00018353 |  | 1.8101e-05 |  | 0 |  | -3.1695e-05 |  | 8.5703e-05 |  | 0 |  | 7.4446e-05 |  | 0
| 0.0020665 |  | 0.00040421 |  | 0 |  | 0.0002109 |  | 0 |  | -0.00017539 |  | 0.00058498 |  | 0.00023365 |  | 0.0011122 |  | -0.0001112 |  | 8.0215e-05 |  | 0.00011093 |  | 0 |  | -2.8976e-05 |  | -3.5803e-05 |  | 0 |  | 9.8532e-05 |  | 0
| 0.002274 |  | 0.0001787 |  | 0 |  | 0.00021092 |  | 0 |  | -0.00013188 |  | 0.000562 |  | 0.00023361 |  | 0.0013416 |  | 7.7516e-05 |  | 8.022e-05 |  | 0.00013317 |  | 0 |  | -7.4185e-06 |  | -0.00015299 |  | 0 |  | 7.1175e-05 |  | 0
| 0.0023567 |  | 3.8461e-05 |  | 0 |  | 0.00014775 |  | 0 |  | -9.4298e-05 |  | 0.00057736 |  | 0.00011912 |  | 0.00094769 |  | 0.00012104 |  | 0.00014799 |  | 6.3184e-05 |  | 0 |  | -1.9793e-05 |  | -0.00016494 |  | 0 |  | 5.6945e-05 |  | 0
| 0.002422 |  | 0.00024682 |  | 0 |  | 0.00014776 |  | 0 |  | -0.00017799 |  | 0.00057959 |  | 0.00011913 |  | 0.00050806 |  | 2.4976e-05 |  | 0.000148 |  | 7.1967e-05 |  | 0 |  | -3.6352e-05 |  | 7.5961e-06 |  | 0 |  | 0.00011716 |  | 0
| 0.002789 |  | 0.00041604 |  | 0 |  | 0.00035827 |  | 0 |  | -0.00028 |  | 0.00060467 |  | 0.00019452 |  | 0.00050048 |  | 0.00015434 |  | 0.00017341 |  | 4.5632e-05 |  | 0 |  | -4.5627e-05 |  | 0.00019209 |  | 0 |  | 0.00010951 |  | 0
| 0.0028447 |  | 0.00022659 |  | 0 |  | 0.00035829 |  | 0 |  | -5.2346e-05 |  | 0.00064495 |  | 0.00019452 |  | 0.00065089 |  | 5.4074e-05 |  | 0.00017342 |  | 3.773e-05 |  | 0 |  | -3.96e-05 |  | 2.3878e-05 |  | 0 |  | 7.9957e-05 |  | 0
| 0.0027601 |  | 0.00029722 |  | 0 |  | 0.00023633 |  | 0 |  | -6.5645e-06 |  | 0.0006221 |  | 0.00017241 |  | 0.00035449 |  | 0.00012453 |  | 0.00017754 |  | 7.9842e-05 |  | 0 |  | -6.5478e-06 |  | -0.00025922 |  | 0 |  | 8.4334e-05 |  | 0
| 0.0030208 |  | 0.00032667 |  | 0 |  | 0.00023635 |  | 0 |  | -4.8333e-05 |  | 0.00058729 |  | 0.00017243 |  | 0.00078181 |  | 0.00032036 |  | 0.00017756 |  | 9.5461e-05 |  | 0 |  | -6.5857e-06 |  | -0.00020387 |  | 0 |  | 5.0384e-05 |  | 0
| 0.0032112 |  | 0.00027431 |  | 0 |  | 0.00037972 |  | 0 |  | 0.00011296 |  | 0.00058413 |  | 0.00027849 |  | 0.00075908 |  | 5.6717e-05 |  | 0 |  | 0.00011526 |  | 0 |  | -1.4664e-05 |  | -0.00017729 |  | 0 |  | 7.5583e-05 |  | 0
| 0.0034546 |  | 0.00046637 |  | 0 |  | 0.00037975 |  | 0 |  | 5.5309e-05 |  | 0.00063853 |  | 0.00027856 |  | 0.00049087 |  | -4.329e-06 |  | 0 |  | 0.00016599 |  | 0 |  | -1.853e-06 |  | -0.00014148 |  | 0 |  | 8.1063e-05 |  | 0
| 0.0036819 |  | 0.00050823 |  | 0 |  | 0.00032167 |  | 0 |  | -3.9571e-05 |  | 0.0006909 |  | 0.00026556 |  | 0.0010448 |  | 0.00067904 |  | 0.00010936 |  | 0.00019212 |  | 0 |  | -7.8783e-06 |  | 0.00013571 |  | 0 |  | 8.325e-05 |  | 0
| 0.0038059 |  | 0.00049425 |  | 0 |  | 0.00032169 |  | 0 |  | 8.3085e-05 |  | 0.00068776 |  | 0.00026563 |  | 0.00088533 |  | 0.00051676 |  | 0.00010937 |  | 0.00014638 |  | 0 |  | -2.0608e-05 |  | 4.1259e-05 |  | 0 |  | 0.00011066 |  | 0
| 0.0040376 |  | 0.00035313 |  | 0 |  | 0.00019977 |  | 0 |  | 8.612e-05 |  | 0.00061582 |  | 0.00013281 |  | 0.00050522 |  | 0.00025255 |  | 0.00023075 |  | 6.2823e-05 |  | 0 |  | -2.6029e-05 |  | -0.00032187 |  | 0 |  | 0.00011067 |  | 0
| 0.0045103 |  | 0.00043333 |  | 0 |  | 0.00019978 |  | 0 |  | 0.00024234 |  | 0.00058092 |  | 0.00018971 |  | 0.00072348 |  | 0.00070704 |  | 0.00023077 |  | 1.8754e-05 |  | 0 |  | -1.3549e-05 |  | -0.0002578 |  | 0 |  | 7.1211e-05 |  | 0
| 0.0048812 |  | 0.0006549 |  | 0 |  | 0.00029659 |  | 0 |  | 0.00037818 |  | 0.00061582 |  | 0.00029422 |  | 0.0010951 |  | 0.00074347 |  | 3.932e-05 |  | 3.056e-05 |  | 0 |  | -4.8302e-06 |  | -0.00012489 |  | 0 |  | 0.00010849 |  | 0
| 0.0052399 |  | 0.000466 |  | 0 |  | 0.00029661 |  | 0 |  | 0.00019531 |  | 0.00059628 |  | 0.0002374 |  | 0.00059755 |  | 0.00062956 |  | 3.9322e-05 |  | 5.3666e-05 |  | 0 |  | -1.989e-05 |  | -0.00024763 |  | 0 |  | 0.00011177 |  | 0
| 0.0056552 |  | 0.00031837 |  | 0 |  | 0.00022291 |  | 0 |  | -2.9748e-06 |  | 0.00059637 |  | 0.00023687 |  | 0.00042156 |  | 0.00047864 |  | 0.00032127 |  | 0.00019848 |  | 0 |  | -2.4906e-05 |  | -0.00032861 |  | 0 |  | 3.6163e-05 |  | 0
| 0.0056688 |  | 0.00029613 |  | 0 |  | 0.00022292 |  | 0 |  | 2.2099e-05 |  | 0.00058863 |  | 0.00023687 |  | 0.00091492 |  | 0.00023886 |  | 0.00032129 |  | 0.0001822 |  | 0 |  | -3.9097e-05 |  | -9.9438e-05 |  | 0 |  | 5.9187e-05 |  | 0
| 0.006007 |  | 0.00050697 |  | 0 |  | 0.0003428 |  | 0 |  | -1.0841e-06 |  | 0.00058655 |  | 0.00020924 |  | 0.00083346 |  | 0.00016615 |  | 0.0001702 |  | 5.4204e-05 |  | 0 |  | -3.0287e-05 |  | 7.4955e-05 |  | 0 |  | 0.00010632 |  | 0
| 0.0064387 |  | 0.00063154 |  | 0 |  | 0.00034282 |  | 0 |  | -0.0002436 |  | 0.00059536 |  | 0.00020924 |  | 0.0010378 |  | 0.00026394 |  | 0.00017021 |  | 7.5204e-05 |  | 0 |  | -1.4929e-05 |  | -9.4517e-05 |  | 0 |  | 0.00010741 |  | 0
| 0.0068153 |  | 0.00045927 |  | 0 |  | 0.00027955 |  | 0 |  | 2.5105e-05 |  | 0.0005561 |  | 0.00021051 |  | 0.0012444 |  | 0.00030067 |  | 0 |  | 0.00014718 |  | 0 |  | -2.6151e-05 |  | -1.4124e-05 |  | 0 |  | 0.00012826 |  | 0
| 0.0073387 |  | 0.00042067 |  | 0 |  | 0.00027957 |  | 0 |  | 0.00019874 |  | 0.00053795 |  | 0.00021054 |  | 0.0010304 |  | 2.8208e-05 |  | 0 |  | 0.00012543 |  | 0 |  | -1.2874e-05 |  | -0.00023034 |  | 0 |  | 0.00010523 |  | 0
| 0.0076967 |  | 0.0005888 |  | 0 |  | 0.00031894 |  | 0 |  | -7.6074e-05 |  | 0.00052922 |  | 0.00011869 |  | 0.00076956 |  | 1.9494e-05 |  | 9.725e-05 |  | 8.4088e-05 |  | 0 |  | -2.4288e-05 |  | -0.00041401 |  | 0 |  | 0.00010195 |  | 0
| 0.008259 |  | 0.00068207 |  | 0 |  | 0.00031896 |  | 0 |  | -0.00018296 |  | 0.00048121 |  | 0.00011871 |  | 0.00056634 |  | 0.00041709 |  | 9.7256e-05 |  | 7.9028e-05 |  | 0 |  | -2.723e-05 |  | -0.00012605 |  | 0 |  | 0.00016445 |  | 0
| 0.0088012 |  | 0.00056426 |  | 0 |  | 0.00016357 |  | 0 |  | -0.0001084 |  | 0.00050418 |  | 0.00016734 |  | 0.0007936 |  | 0.00032074 |  | 8.4125e-05 |  | 4.3621e-05 |  | 0 |  | -2.3654e-05 |  | 5.108e-05 |  | 0 |  | 0.00017215 |  | 0
| 0.009268 |  | 0.00049895 |  | 0 |  | 0.00016358 |  | 0 |  | -0.00010652 |  | 0.00056054 |  | 0.00016732 |  | 0.0013307 |  | 0.00017582 |  | 8.4131e-05 |  | 5.3096e-05 |  | 0 |  | -2.9065e-05 |  | -4.0212e-05 |  | 0 |  | 0.00012389 |  | 0
| 0.0098185 |  | 0.00059218 |  | 0 |  | 0.00026932 |  | 0 |  | -7.2402e-05 |  | 0.00050497 |  | 0.00035134 |  | 0.0016014 |  | 0.00052055 |  | 0.00016377 |  | 0.00014003 |  | 0 |  | -1.5491e-05 |  | -0.00016521 |  | 0 |  | 9.4312e-05 |  | 0
| 0.010371 |  | 0.0010901 |  | 0 |  | 0.00026933 |  | 0 |  | -4.2238e-05 |  | 0.00051709 |  | 0.00035129 |  | 0.0012026 |  | 0.00067743 |  | 0.00016378 |  | 0.00011768 |  | 0 |  | -1.5098e-05 |  | -2.9349e-05 |  | 0 |  | 0.00010088 |  | 0
| 0.011098 |  | 0.0010655 |  | 0 |  | 0.00032994 |  | 0 |  | 9.4783e-05 |  | 0.00025957 |  | 0.00029412 |  | 0.0011396 |  | 0.00086319 |  | 0.00022223 |  | 8.4724e-05 |  | 0 |  | -3.6691e-05 |  | 2.8263e-05 |  | 0 |  | 9.6505e-05 |  | 0
| 0.011638 |  | 0.00059119 |  | 0 |  | 0.00032996 |  | 0 |  | 0.00020579 |  | 0.00055316 |  | 0.00029408 |  | 0.0012495 |  | 0.00063473 |  | 0.00022225 |  | 9.4536e-05 |  | 0 |  | -6.2742e-05 |  | -8.5885e-05 |  | 0 |  | 2.1936e-06 |  | 0
| 0.011887 |  | 0.00053443 |  | 0 |  | 0.00027521 |  | 0 |  | 1.7928e-05 |  | 0.00054433 |  | 0.00024465 |  | 0.0010168 |  | 0.00036182 |  | 6.8777e-05 |  | 0.00010194 |  | 0 |  | -5.437e-05 |  | -0.00020548 |  | 0 |  | -5.4833e-06 |  | 0
| 0.012334 |  | 0.00042732 |  | 0 |  | 0.00027523 |  | 0 |  | -0.00017405 |  | 0.00054114 |  | 0.00024469 |  | 0.00094182 |  | 0.00058844 |  | 6.8782e-05 |  | 0.000134 |  | 0 |  | -3.0812e-05 |  | -9.3508e-05 |  | 0 |  | 3.6199e-05 |  | 0
| 0.013165 |  | 0.00040588 |  | 0 |  | 0.00033113 |  | 0 |  | -0.00037571 |  | 0.00054986 |  | 0.00024969 |  | 0.0010278 |  | 0.00047474 |  | 0.00010398 |  | 7.7927e-05 |  | 0 |  | -2.5152e-05 |  | -0.00011427 |  | 0 |  | 5.9227e-05 |  | 0
| 0.013904 |  | 0.0007166 |  | 0 |  | 0.00033115 |  | 0 |  | -0.00042593 |  | 0.00053903 |  | 0.00024969 |  | 0.0013836 |  | 0.00051863 |  | 0.00010398 |  | 5.5239e-05 |  | 0 |  | -1.3528e-05 |  | -0.0002513 |  | 0 |  | 7.4593e-05 |  | 0
| 0.014524 |  | 0.00086565 |  | 0 |  | 0.0002139 |  | 0 |  | -0.00035108 |  | 0.00047645 |  | 0.000227 |  | 0.0017786 |  | 0.00087959 |  | 0.00013289 |  | 0.0001471 |  | 0 |  | -3.4131e-06 |  | -0.0002349 |  | 0 |  | 6.9117e-05 |  | 0
| 0.015221 |  | 0.00083454 |  | 0 |  | 0.00021391 |  | 0 |  | -0.00027394 |  | 0.00047863 |  | 0.00022703 |  | 0.0012923 |  | 0.00096081 |  | 0.0001329 |  | 0.00020852 |  | 0 |  | -1.8055e-05 |  | -0.00031975 |  | 0 |  | 8.9962e-05 |  | 0
| 0.015996 |  | 0.00073823 |  | 0 |  | 0.00019384 |  | 0 |  | -0.00030734 |  | 0.0005024 |  | 0.00017277 |  | 0.00090072 |  | 0.00045268 |  | 9.8306e-05 |  | 9.051e-05 |  | 0 |  | -3.0647e-05 |  | -0.00020339 |  | 0 |  | 9.1059e-05 |  | 0
| 0.017017 |  | 0.00081648 |  | 0 |  | 0.00019385 |  | 0 |  | -0.00021361 |  | 0.00049039 |  | 0.00017277 |  | 0.00088848 |  | 0.00041579 |  | 9.8313e-05 |  | 3.8691e-05 |  | 0 |  | -1.9052e-05 |  | -0.00023495 |  | 0 |  | 9.1076e-05 |  | 0
| 0.017727 |  | 0.00084645 |  | 0 |  | 0.00022304 |  | 0 |  | 0.00023218 |  | 0.00052065 |  | 0.00025204 |  | 0.00060563 |  | 0.00077136 |  | 0.00020009 |  | 4.0352e-05 |  | 0 |  | -1.5681e-05 |  | 6.6356e-05 |  | 0 |  | 0.00013825 |  | 0
| 0.018733 |  | 0.00074908 |  | 0 |  | 0.00022305 |  | 0 |  | 0.00032543 |  | 0.00050425 |  | 0.00025204 |  | 0.0012394 |  | 0.00050853 |  | 0.0002001 |  | 4.0709e-05 |  | 0 |  | -1.7853e-05 |  | 0.00042563 |  | 0 |  | 0.00011413 |  | 0
| 0.019973 |  | 0.00087871 |  | 0 |  | 0.00024605 |  | 0 |  | 0.00010597 |  | 0.00050207 |  | 0.00028325 |  | 0.0018457 |  | 0.0004066 |  | 3.9261e-05 |  | 0.00017911 |  | 0 |  | -6.4256e-06 |  | 4.922e-05 |  | 0 |  | 8.8889e-05 |  | 0
| 0.02093 |  | 0.00080492 |  | 0 |  | 0.00027733 |  | 0 |  | 9.567e-05 |  | 0.0005458 |  | 0.00028325 |  | 0.0019546 |  | 0.00079361 |  | 3.9264e-05 |  | 0.00013592 |  | 0 |  | 1.3303e-05 |  | 0.00010384 |  | 0 |  | 7.5724e-05 |  | 0
| 0.021818 |  | 0.00063662 |  | 0 |  | 0.00031818 |  | 0 |  | -0.00021058 |  | 0.00055783 |  | 0.00015387 |  | 0.0016663 |  | 0.00095318 |  | 0.00011494 |  | 4.1903e-05 |  | 0 |  | -1.238e-05 |  | 6.2501e-05 |  | 0 |  | 7.9024e-05 |  | 0.00062254
| 0.022865 |  | 0.00076419 |  | 0 |  | 0.00035515 |  | 0 |  | -0.00014257 |  | 0.00054471 |  | 0.00018645 |  | 0.0012179 |  | 0.0012388 |  | 0.00011495 |  | 0.00010646 |  | 0 |  | -2.3643e-05 |  | -0.00023723 |  | 0 |  | 0.00011524 |  | 0.00063869
| 0.02387 |  | 0.0007568 |  | 0 |  | 0.00029513 |  | 0 |  | 7.7904e-05 |  | 0.0005021 |  | 0.000212 |  | 0.0018559 |  | 0.0012719 |  | 0.00011458 |  | 0.00018668 |  | 0 |  | 4.9066e-06 |  | -4.353e-05 |  | 0 |  | 0.00011746 |  | 0.00060965
| 0.024878 |  | 0.00072889 |  | 0 |  | 0.00022693 |  | 0 |  | 0.00016874 |  | 0.00054361 |  | 0.00020421 |  | 0.0017026 |  | 0.0011983 |  | 0.00011459 |  | 0.00020736 |  | 0 |  | -4.0114e-06 |  | 0.00014584 |  | 0 |  | 0.00013721 |  | 0.00065628
| 0.026148 |  | 0.00092308 |  | 0 |  | 0.0003834 |  | 0.00011801 |  | 0.00013456 |  | 0.00058081 |  | 0.00019656 |  | 0.0014087 |  | 0.0013188 |  | 0.00012796 |  | 0.000125 |  | 0.00024363 |  | -2.8206e-05 |  | -4.3536e-05 |  | 0 |  | 0.00016465 |  | 0.00063859
| 0.027714 |  | 0.00077724 |  | 0 |  | 0.00038342 |  | 0.00038437 |  | -0.00031045 |  | 0.00057652 |  | 0.00017178 |  | 0.0015264 |  | 0.0011165 |  | 0.00012797 |  | 0.00012242 |  | 0.0004538 |  | -2.9709e-05 |  | -0.00023512 |  | 0 |  | 0.00010101 |  | 0.00067191
| 0.029448 |  | 0.00076334 |  | 0 |  | 0.0003028 |  | 0.00072815 |  | -0.00043651 |  | 0.00057546 |  | 0.0001824 |  | 0.0014154 |  | 0.0010338 |  | 6.7612e-05 |  | 9.7234e-05 |  | 0.00037266 |  | -4.0883e-05 |  | -0.00027004 |  | 0 |  | 9.3317e-05 |  | 0.00063244
| 0.030996 |  | 0.00091677 |  | 0 |  | 0.00034216 |  | 0.00088164 |  | -0.00013638 |  | 0.00052855 |  | 0.0001824 |  | 0.0023563 |  | 0.0011704 |  | 6.7617e-05 |  | 7.2374e-05 |  | 0.00015508 |  | -3.1021e-05 |  | -0.00014052 |  | 0 |  | 0.00015262 |  | 0.00056097
| 0.032374 |  | 0.00099934 |  | 0 |  | 0.00041629 |  | 0.00079117 |  | 5.0081e-05 |  | 0.00051656 |  | 0.00026656 |  | 0.0022094 |  | 0.00086804 |  | 0.00010707 |  | 0.00016794 |  | 0.00068896 |  | -2.5161e-05 |  | -7.6209e-06 |  | 0 |  | 9.8824e-05 |  | 0.00059876
| 0.034186 |  | 0.0010595 |  | 0 |  | 0.00037697 |  | 0.00052744 |  | 0.00011473 |  | 0.00053838 |  | 0.00028692 |  | 0.0018197 |  | 0.00091724 |  | 0.00010708 |  | 0.00014665 |  | 0.00066484 |  | -2.1615e-05 |  | 3.593e-05 |  | 0 |  | 9.9932e-05 |  | 0.00064751
| 0.036001 |  | 0.00094371 |  | 0 |  | 0.00038688 |  | 0.00057655 |  | 0.0001779 |  | 0.00055702 |  | 0.00025019 |  | 0.0024057 |  | 0.0011978 |  | 0.00029934 |  | 0.00011652 |  | 0.00015347 |  | 9.36e-07 |  | 8.7108e-05 |  | 0 |  | 0.00011859 |  | 0.00069645
| 0.037435 |  | 0.0009909 |  | 0 |  | 0.00038691 |  | 0.00061927 |  | -5.4659e-05 |  | 0.000521 |  | 0.0002299 |  | 0.0021707 |  | 0.0013489 |  | 0.00029936 |  | 0.00012023 |  | 1.8466e-05 |  | -1.4713e-05 |  | 3.3756e-05 |  | 0 |  | 0.00011532 |  | 0.00068524
| 0.039063 |  | 0.0012645 |  | 0 |  | 0.00041101 |  | 0.00028413 |  | -0.00015989 |  | 0.00052214 |  | 0.00019473 |  | 0.002149 |  | 0.0015458 |  | 0.00018276 |  | 0.00014192 |  | -0.00021749 |  | -4.0738e-05 |  | -2.8315e-05 |  | 0 |  | 4.7229e-05 |  | 0.00061006
| 0.04077 |  | 0.0015015 |  | 0 |  | 0.00041104 |  | 0.00041719 |  | -6.416e-05 |  | 0.00053746 |  | 0.00019476 |  | 0.0022233 |  | 0.0015633 |  | 0.00018277 |  | 0.00018521 |  | 4.3517e-07 |  | -1.5331e-05 |  | -4.0295e-05 |  | 0 |  | 3.2951e-05 |  | 0.00060271
| 0.04228 |  | 0.0015897 |  | 0 |  | 0.00025341 |  | 0.00066766 |  | -9.0024e-05 |  | 0.00056586 |  | 0.00016706 |  | 0.0019772 |  | 0.0015284 |  | 9.5136e-05 |  | 0.00010439 |  | 0.0007185 |  | -2.1626e-05 |  | 9.6934e-05 |  | 0 |  | 0.00012191 |  | 0.00064429
| 0.043877 |  | 0.001505 |  | 0 |  | 0.00025343 |  | 0.00054405 |  | -3.0715e-05 |  | 0.0006139 |  | 0.00016706 |  | 0.0017942 |  | 0.0015062 |  | 9.5142e-05 |  | 0.00010662 |  | 0.00054011 |  | -5.0239e-05 |  | 0.0001013 |  | 0 |  | 0.00011864 |  | 0.00068923
| 0.045872 |  | 0.0012776 |  | 0 |  | 0.00037333 |  | 0.00075634 |  | -0.00026573 |  | 0.00053883 |  | 0.0001602 |  | 0.0021986 |  | 0.0014238 |  | 0.00010271 |  | 0.00011132 |  | 9.5184e-05 |  | -4.1743e-05 |  | -0.00011002 |  | 0 |  | 4.3944e-05 |  | 0.00063442
| 0.048329 |  | 0.0011222 |  | 0 |  | 0.00037336 |  | 0.00058886 |  | -6.1752e-05 |  | 0.0004908 |  | 0.00016017 |  | 0.0029396 |  | 0.0016203 |  | 0.00010272 |  | 3.8106e-05 |  | 6.2817e-05 |  | -4.2317e-05 |  | -7.5169e-05 |  | 0 |  | 7.6895e-05 |  | 0.00065155
| 0.05059 |  | 0.0013314 |  | 0 |  | 0.00024447 |  | 0.00043776 |  | 0.00014381 |  | 0.00050072 |  | 0.00016834 |  | 0.0026849 |  | 0.0021722 |  | 0.00010907 |  | 8.8524e-05 |  | 0.00053702 |  | -4.3408e-05 |  | -0.0001224 |  | 0 |  | 0.00012307 |  | 0.00070329
| 0.052378 |  | 0.0015739 |  | 0.00026856 |  | 0.00030775 |  | 0.00045796 |  | -4.6283e-05 |  | 0.0005259 |  | 0.00016836 |  | 0.0024246 |  | 0.0020556 |  | 0.00010908 |  | 0.00014993 |  | 0.00080059 |  | -5.1311e-05 |  | -0.00013767 |  | 0 |  | 8.0198e-05 |  | 0.00061451
| 0.054444 |  | 0.0016031 |  | 0.00028135 |  | 0.00031995 |  | 0.00061929 |  | 3.4069e-05 |  | 0.00056828 |  | 0.0002342 |  | 0.0031483 |  | 0.0018786 |  | 2.2989e-05 |  | 0.00018701 |  | 0.000667 |  | -1.9897e-05 |  | -7.0824e-05 |  | 0 |  | 7.5817e-05 |  | 0.00063003
| 0.056851 |  | 0.0017396 |  | 0.00027554 |  | 0.00028026 |  | 0.00061152 |  | 3.3686e-05 |  | 0.00052566 |  | 0.00023426 |  | 0.0032401 |  | 0.0020333 |  | 2.2991e-05 |  | 0.00019343 |  | 0.00030051 |  | 9.9141e-06 |  | -0.00010679 |  | 0 |  | 0.0001077 |  | 0.00068073
| 0.059606 |  | 0.0017865 |  | 0.00028866 |  | 0.0003366 |  | 0.00048578 |  | -5.9958e-05 |  | 0.0005038 |  | 0.00021445 |  | 0.0025177 |  | 0.0023116 |  | 0.0001008 |  | 0.00014061 |  | -8.5013e-05 |  | -1.4062e-05 |  | -0.00022668 |  | 0 |  | 8.0223e-05 |  | 0.00068737
| 0.062558 |  | 0.0018233 |  | 0 |  | 0.00032111 |  | 0.0005212 |  | -0.00020713 |  | 0.00053875 |  | 0.00021445 |  | 0.0028493 |  | 0.0025494 |  | 0.00010081 |  | 0.00012241 |  | -3.4002e-05 |  | -2.7662e-05 |  | -0.00015586 |  | 0 |  | 9.2308e-05 |  | 0.00070134
| 0.06531 |  | 0.0017581 |  | 0 |  | 0.00040183 |  | 0.0003396 |  | -0.00024744 |  | 0.00052901 |  | 0.00017227 |  | 0.0032876 |  | 0.0025132 |  | 0.00015857 |  | 0.00015519 |  | 0.00060725 |  | -1.2665e-05 |  | 4.3596e-06 |  | 0 |  | 0.00010222 |  | 0.00069479
| 0.06827 |  | 0.0019062 |  | 0 |  | 0.0003938 |  | 0.0003443 |  | 9.1734e-07 |  | 0.00051925 |  | 0.00017227 |  | 0.0031755 |  | 0.0026779 |  | 0.00015858 |  | 0.00016242 |  | 0.00088686 |  | -1.4611e-06 |  | 0.00011028 |  | 0 |  | 0.0001231 |  | 0.00064786
| 0.071676 |  | 0.0021713 |  | 0 |  | 0.00043639 |  | 0.00024362 |  | 0.00014493 |  | 0.00049785 |  | 0.00020429 |  | 0.003384 |  | 0.0026325 |  | 0.00010343 |  | 0.00015563 |  | 0.00036034 |  | -7.8981e-06 |  | 0.00017787 |  | 0 |  | 0.0001165 |  | 0.00064357
| 0.075139 |  | 0.002104 |  | 0 |  | 0.00043642 |  | 0.00034829 |  | 0.00021005 |  | 0.00052413 |  | 0.00023435 |  | 0.0037942 |  | 0.0027453 |  | 0.00010344 |  | 5.6227e-05 |  | 0.00032891 |  | -2.6669e-05 |  | -1.3081e-05 |  | 0 |  | 9.0139e-05 |  | 0.00070452
| 0.078743 |  | 0.0020771 |  | 0 |  | 0.00041662 |  | 0.00053853 |  | 0.00015297 |  | 0.00051973 |  | 0.00024439 |  | 0.0034901 |  | 0.0028747 |  | 0.00012149 |  | 2.0249e-05 |  | 0.00044049 |  | -4.2176e-05 |  | -7.9585e-05 |  | 0 |  | 6.3762e-05 |  | 0.00067254
| 0.082182 |  | 0.0022049 |  | 0 |  | 0.00054068 |  | 0.00077918 |  | -8.7159e-05 |  | 0.00048037 |  | 0.00021439 |  | 0.0036365 |  | 0.002776 |  | 0.0001215 |  | 0.00013971 |  | 0.00043127 |  | -4.2483e-05 |  | -3.9251e-05 |  | 0 |  | 5.0565e-05 |  | 0.00053641
| 0.085564 |  | 0.0026432 |  | 0 |  | 0.00050535 |  | 0.00083692 |  | -0.00024614 |  | 0.00052806 |  | 0.0001993 |  | 0.0041777 |  | 0.0027867 |  | 0 |  | 9.7006e-05 |  | 0.00011851 |  | -2.6313e-05 |  | -0.00010358 |  | 0 |  | 8.4654e-05 |  | 0.00051867
| 0.089064 |  | 0.002639 |  | 0 |  | 0.00044546 |  | 0.00052958 |  | -0.00041272 |  | 0.00052369 |  | 0.00019933 |  | 0.0042281 |  | 0.0027864 |  | 0 |  | 9.5171e-05 |  | 0.00030409 |  | -2.7297e-05 |  | -9.8136e-05 |  | 0 |  | 9.5661e-05 |  | 0.00056569
| 0.092405 |  | 0.0024385 |  | 0 |  | 0.00038849 |  | 0.00051247 |  | -0.00037498 |  | 0.00053032 |  | 0.00022239 |  | 0.0040756 |  | 0.0029089 |  | 3.5729e-05 |  | 0.0002171 |  | 0.00028742 |  | -2.6351e-05 |  | -3.1624e-05 |  | 0 |  | 6.4873e-05 |  | 0.00064713
| 0.096158 |  | 0.0028454 |  | 0 |  | 0.00037033 |  | 0.00046879 |  | -0.00017418 |  | 0.00053905 |  | 0.00022236 |  | 0.0043443 |  | 0.0032536 |  | 3.5731e-05 |  | 0.00021953 |  | 1.2668e-05 |  | -3.1252e-05 |  | -2.1812e-05 |  | 0 |  | 5.3878e-05 |  | 0.00068378
| 0.10272 |  | 0.0029872 |  | 0 |  | 0.00026328 |  | 0.00036037 |  | -0.00031587 |  | 0.00050367 |  | 1.8167e-05 |  | 0.0039671 |  | 0.0034888 |  | 0 |  | 7.0878e-05 |  | -0.00016773 |  | -0.00013586 |  | -0.00047225 |  | 0 |  | -0.00033211 |  | 0.00012588
| 0.11024 |  | 0.0032271 |  | 0.00057 |  | 0.00067538 |  | 0.000369 |  | 7.9786e-05 |  | 0.00050476 |  | 0.00020676 |  | 0.0047101 |  | 0.0041312 |  | 6.1222e-05 |  | 7.9668e-05 |  | 0.00036412 |  | -4.8451e-05 |  | -0.00014615 |  | 0 |  | 7.0381e-05 |  | 0.00064852
| 0.11428 |  | 0.0033013 |  | 0.0005441 |  | 0.00052383 |  | 0.00030895 |  | 4.3081e-06 |  | 0.0004892 |  | 0.0001886 |  | 0.0055287 |  | 0.0040465 |  | 6.1226e-05 |  | 0.00014522 |  | 0.00049269 |  | -2.7034e-05 |  | -1.1999e-05 |  | 0 |  | 6.9291e-05 |  | 0.00063487
| 0.11759 |  | 0.0035025 |  | 0.00027106 |  | 0.00053225 |  | 0.00056969 |  | 4.4117e-05 |  | 0.00045973 |  | 0.00017971 |  | 0.0051997 |  | 0.0041539 |  | 0.00013268 |  | 0.00020186 |  | 0.00017691 |  | -1.395e-05 |  | -4.6915e-05 |  | 0 |  | 9.0188e-05 |  | 0.0006125
| 0.12121 |  | 0.0037549 |  | 0.00052729 |  | 0.00070741 |  | 0.00059126 |  | 1.4706e-05 |  | 0.00044811 |  | 0.00017971 |  | 0.0047186 |  | 0.0041253 |  | 0.00013269 |  | 0.00016897 |  | -4.8098e-05 |  | -2.1731e-05 |  | -0.00028911 |  | 0 |  | 7.15e-05 |  | 0.00062601
| 0.12555 |  | 0.0038313 |  | 0.00083375 |  | 0.00079336 |  | 0.00064981 |  | -8.2555e-05 |  | 0.00048209 |  | 0.0002314 |  | 0.0051904 |  | 0.004167 |  | 0.00016985 |  | 0.00015262 |  | 1.2457e-05 |  | -1.3291e-05 |  | -0.00023239 |  | 0 |  | 2.1998e-06 |  | 0.00058488
| 0.12932 |  | 0.0041153 |  | 0.0010714 |  | 0.00077345 |  | 0.00056493 |  | -5.7527e-05 |  | 0.00049971 |  | 0.0002314 |  | 0.0056142 |  | 0.0044836 |  | 0.00016986 |  | 0.00018069 |  | 0.00010535 |  | -5.6902e-06 |  | -0.00011892 |  | 0 |  | 6.6009e-05 |  | 0.00050976
| 0.13269 |  | 0.0043795 |  | 0.0016889 |  | 0.00069269 |  | 0.00064604 |  | -0.00011998 |  | 0.00046471 |  | 0.0001986 |  | 0.0055381 |  | 0.004347 |  | 0.00014472 |  | 0.00024084 |  | -0.0001146 |  | -2.0791e-05 |  | -0.00015446 |  | 0 |  | 9.02e-05 |  | 0.00050332
| 0.13702 |  | 0.0042965 |  | 0.001068 |  | 0.0006523 |  | 0.0008523 |  | -8.3786e-05 |  | 0.00047456 |  | 0.00019863 |  | 0.0056289 |  | 0.0042902 |  | 0.00014473 |  | 0.00025596 |  | -0.00020768 |  | -3.3089e-05 |  | -0.00012719 |  | 0 |  | 5.3907e-05 |  | 0.00053968
| 0.14199 |  | 0.0044693 |  | 0.00057 |  | 0.00078484 |  | 0.00081561 |  | 4.7925e-05 |  | 0.00050524 |  | 0.00019441 |  | 0.0058685 |  | 0.0044534 |  | 0.00016225 |  | 0.0002381 |  | 0.00017434 |  | -2.8278e-05 |  | -5.4565e-06 |  | 0 |  | 5.1714e-05 |  | 0.00054933
| 0.1476 |  | 0.0048445 |  | 0.0010779 |  | 0.00090966 |  | 0.00056024 |  | 9.2344e-05 |  | 0.00048289 |  | 0.00019441 |  | 0.0061209 |  | 0.004631 |  | 0.00016226 |  | 0.00021688 |  | 0.00050099 |  | -2.2854e-05 |  | 0.00010696 |  | 0 |  | 7.262e-05 |  | 0.00049734
| 0.15255 |  | 0.0051383 |  | 0.0016781 |  | 0.00082717 |  | 0.00055932 |  | -3.0864e-05 |  | 0.00047407 |  | 0.00011865 |  | 0.0061779 |  | 0.0046686 |  | 2.8366e-05 |  | 0.00024171 |  | 0.0004802 |  | -3.5207e-05 |  | -5.9211e-05 |  | 0 |  | 5.1716e-05 |  | 0.00054792
| 0.15671 |  | 0.0055146 |  | 0.0015953 |  | 0.00089536 |  | 0.00057208 |  | -4.7365e-06 |  | 0.00050997 |  | 0.00011867 |  | 0.0064634 |  | 0.0047168 |  | 2.8368e-05 |  | 0.00028657 |  | 0.00037453 |  | -3.1308e-05 |  | -0.00022622 |  | 0 |  | 3.7415e-05 |  | 0.00068734
| 0.16176 |  | 0.0059858 |  | 0.0016645 |  | 0.00099247 |  | 0.00046509 |  | 0.00020255 |  | 0.00049896 |  | 0.00024897 |  | 0.0069694 |  | 0.0051349 |  | 0.00017109 |  | 0.00025381 |  | 3.9883e-05 |  | -2.241e-05 |  | -0.00012117 |  | 0 |  | 4.6219e-05 |  | 0.0006398
| 0.16725 |  | 0.0062861 |  | 0.0018541 |  | 0.00096654 |  | 0.00039864 |  | 0.0002078 |  | 0.00051872 |  | 0.000249 |  | 0.0070502 |  | 0.0056876 |  | 0.0001711 |  | 0.0001876 |  | 0.00021783 |  | -2.5952e-05 |  | -1.965e-05 |  | 0 |  | 7.4844e-05 |  | 0.00055925
| 0.17142 |  | 0.0064961 |  | 0.0022202 |  | 0.00098551 |  | 0.00026601 |  | -8.9604e-05 |  | 0.00053407 |  | 0.00016096 |  | 0.0070792 |  | 0.0056762 |  | 6.2116e-05 |  | 0.00018518 |  | 0.00039576 |  | -1.9979e-05 |  | -0.00018799 |  | 0 |  | 5.6131e-05 |  | 0.00057773
| 0.17461 |  | 0.0068512 |  | 0.0021128 |  | 0.00097794 |  | 0.00029212 |  | -0.00018776 |  | 0.00052864 |  | 0.00018704 |  | 0.0074544 |  | 0.0054449 |  | 6.212e-05 |  | 0.00022876 |  | -0.00025859 |  | -2.0091e-05 |  | -0.00025022 |  | 0 |  | 2.2012e-05 |  | 0.00062543
| 0.17919 |  | 0.0072301 |  | 0.0019424 |  | 0.0010404 |  | 0.00033277 |  | -0.0001259 |  | 0.00049362 |  | 0.0001374 |  | 0.0075421 |  | 0.0057648 |  | 1.4281e-06 |  | 0.00024687 |  | -0.00024475 |  | -5.9179e-06 |  | -4.3676e-06 |  | 0 |  | 1.1008e-05 |  | 0.00059897
| 0.18522 |  | 0.0074777 |  | 0.0021296 |  | 0.0011784 |  | 0.00038232 |  | -0.00012752 |  | 0.00042767 |  | 0.00011819 |  | 0.0078624 |  | 0.0060631 |  | 1.4282e-06 |  | 0.00021695 |  | 0.00063797 |  | -6.6378e-06 |  | 0.0001414 |  | 0 |  | 3.3023e-06 |  | 0.00057131
| 0.18862 |  | 0.007525 |  | 0.0025021 |  | 0.0012265 |  | 0.00016632 |  | -6.6962e-05 |  | 0.00045949 |  | 0.00016266 |  | 0.0083185 |  | 0.0059838 |  | 0.00018165 |  | 0.00018942 |  | 0.00052126 |  | -8.0249e-06 |  | 1.5074e-05 |  | 0 |  | 3.0825e-05 |  | 0.00059335
| 0.19064 |  | 0.007931 |  | 0.0026535 |  | 0.0011988 |  | 0.00013617 |  | -1.169e-06 |  | 0.00050573 |  | 0.00015585 |  | 0.0081813 |  | 0.0062177 |  | 0.00018166 |  | 0.0002266 |  | 0.00014354 |  | -1.698e-05 |  | -4.9889e-05 |  | 0 |  | 5.7249e-05 |  | 0.00053264
| 0.19465 |  | 0.0084883 |  | 0.0027799 |  | 0.0013074 |  | 0.00043111 |  | 8.2318e-06 |  | 0.00048821 |  | 0.00011593 |  | 0.0084496 |  | 0.0066145 |  | 0.000101 |  | 0.00025689 |  | 0.00048039 |  | -3.147e-05 |  | -3.8227e-05 |  | 0 |  | 2.7523e-05 |  | 0.00048113
| 0.19905 |  | 0.0089958 |  | 0.0026535 |  | 0.0015159 |  | 0.00051688 |  | 0.00013993 |  | 0.00048092 |  | 0.00017488 |  | 0.0089652 |  | 0.0068467 |  | 0.000101 |  | 0.00027915 |  | 0.00043799 |  | -3.1758e-05 |  | -1.0922e-06 |  | 0 |  | 2.4224e-05 |  | 0.00059491
| 0.20291 |  | 0.0091609 |  | 0.0027799 |  | 0.0016636 |  | 0.00081234 |  | 0.0002947 |  | 0.00049513 |  | 0.00023802 |  | 0.0090877 |  | 0.0071645 |  | 0.00011413 |  | 0.00024635 |  | -0.00020781 |  | -1.9345e-05 |  | 3.714e-05 |  | 0 |  | 3.6335e-05 |  | 0.00059311
| 0.20567 |  | 0.0095239 |  | 0.0026535 |  | 0.0017031 |  | 0.00075592 |  | 0.00012243 |  | 0.00053874 |  | 0.00017906 |  | 0.0094012 |  | 0.0071168 |  | 0.00011414 |  | 0.00022691 |  | -0.00030732 |  | -1.7491e-05 |  | 6.5547e-06 |  | 0 |  | 4.405e-05 |  | 0.00053207
| 0.20739 |  | 0.010393 |  | 0.0030612 |  | 0.0017818 |  | 0.0004431 |  | -0.00015893 |  | 0.00054193 |  | 0.0001332 |  | 0.0096806 |  | 0.0070291 |  | 8.6539e-05 |  | 0.00041127 |  | 2.6064e-05 |  | -4.26e-05 |  | -4.6531e-05 |  | 0 |  | 4.625e-05 |  | 0.00056316
| 0.20979 |  | 0.010509 |  | 0.0029221 |  | 0.0017884 |  | 0.00049536 |  | -9.2426e-06 |  | 0.00049641 |  | 0.00013612 |  | 0.010122 |  | 0.007347 |  | 8.6544e-05 |  | 0.00044433 |  | -0.00021804 |  | -2.6324e-05 |  | -9.1334e-05 |  | 0 |  | 6.1695e-05 |  | 0.00054517
| 0.21247 |  | 0.010881 |  | 0.0030612 |  | 0.0017652 |  | 0.00046651 |  | 0.00010707 |  | 0.00048761 |  | 0.00015889 |  | 0.010699 |  | 0.0076537 |  | 8.036e-05 |  | 0.00031665 |  | -0.00040532 |  | -8.9984e-06 |  | -9.0902e-05 |  | 0 |  | 5.8396e-05 |  | 0.00054334
| 0.21343 |  | 0.01175 |  | 0.0029221 |  | 0.0018686 |  | 0.00048903 |  | 6.4186e-05 |  | 0.00046963 |  | 0.00017771 |  | 0.01077 |  | 0.0076432 |  | 8.0365e-05 |  | 0.00025691 |  | 0.00010915 |  | -1.905e-05 |  | -1.1139e-05 |  | 0 |  | 8.3642e-05 |  | 0.00058608
| 0.21473 |  | 0.012094 |  | 0.0027799 |  | 0.0020095 |  | 0.0005102 |  | 4.7738e-05 |  | 0.00045548 |  | 0.00014307 |  | 0.010926 |  | 0.0076228 |  | 0.00011955 |  | 0.00026712 |  | 0.00026834 |  | -1.7147e-05 |  | 1.0928e-05 |  | 0 |  | 7.7044e-05 |  | 0.00057049
| 0.2165 |  | 0.012396 |  | 0.0026535 |  | 0.0021738 |  | 0.00035673 |  | -0.0001938 |  | 0.00044412 |  | 0.00012141 |  | 0.011264 |  | 0.0080157 |  | 0.00011956 |  | 0.0002812 |  | -0.00021934 |  | -4.0993e-05 |  | 0 |  | 0 |  | 4.6263e-05 |  | 0.00055145
| 0.21765 |  | 0.013089 |  | 0.0033499 |  | 0.0023564 |  | 0.00045264 |  | -3.2478e-05 |  | 0.00045631 |  | 0.00019053 |  | 0.011649 |  | 0.0085545 |  | 0.00010255 |  | 0.00023456 |  | 2.9374e-05 |  | -4.8676e-05 |  | -2.2938e-05 |  | 0 |  | 6.5e-05 |  | 0.00059174
| 0.21719 |  | 0.013974 |  | 0.0037417 |  | 0.0024507 |  | 0.00067841 |  | 0.00017454 |  | 0.00052353 |  | 0.00019053 |  | 0.011804 |  | 0.0085316 |  | 0.00010256 |  | 0.00028184 |  | 0.00018414 |  | -1.9838e-05 |  | -7.6496e-05 |  | 0 |  | 6.3899e-05 |  | 0.00053085
| 0.21515 |  | 0.014358 |  | 0.0036312 |  | 0.002433 |  | 0.00071717 |  | 1.7535e-06 |  | 0.00049514 |  | 0.00019287 |  | 0.012592 |  | 0.0085812 |  | 7.0137e-05 |  | 0.00036193 |  | -1.6795e-05 |  | -2.5792e-06 |  | -7.4515e-05 |  | 0 |  | 6.8302e-05 |  | 0.00051103
| 0.21472 |  | 0.014729 |  | 0.0034494 |  | 0.0025859 |  | 0.00066589 |  | -0.00015679 |  | 0.00046774 |  | 0.00019289 |  | 0.013247 |  | 0.008986 |  | 7.0142e-05 |  | 0.00029915 |  | 7.0437e-05 |  | -3.5449e-05 |  | -1.8768e-05 |  | 0 |  | 6.8315e-05 |  | 0.00058862
| 0.21518 |  | 0.015293 |  | 0.0044512 |  | 0.0027284 |  | 0.00073975 |  | -6.1508e-05 |  | 0.00045687 |  | 0.00019559 |  | 0.013443 |  | 0.0090606 |  | 0.00021346 |  | 0.00026907 |  | 0.00061215 |  | -4.1894e-05 |  | 8.9647e-05 |  | 0 |  | 3.3056e-05 |  | 0.00063116
| 0.21326 |  | 0.016099 |  | 0.0047896 |  | 0.0027593 |  | 0.00067185 |  | -4.2892e-06 |  | 0.0004446 |  | 0.00019559 |  | 0.014065 |  | 0.0092574 |  | 0.00021347 |  | 0.00032786 |  | 0.00047728 |  | -3.7231e-06 |  | -5.4665e-06 |  | 0 |  | 1.4326e-05 |  | 0.00063165
| 0.21082 |  | 0.017086 |  | 0.0052887 |  | 0.0030147 |  | 0.00060946 |  | -0.00011899 |  | 0.0004884 |  | 0.00013525 |  | 0.014523 |  | 0.0096385 |  | 0.00012458 |  | 0.00046843 |  | 5.8597e-05 |  | -9.8862e-06 |  | -0.00012248 |  | 0 |  | 3.3059e-05 |  | 0.00058365
| 0.2089 |  | 0.017696 |  | 0.0047896 |  | 0.0031777 |  | 0.00053555 |  | -0.00021989 |  | 0.00048978 |  | 0.00013527 |  | 0.01497 |  | 0.0095698 |  | 0.00012458 |  | 0.00051958 |  | 0.0002625 |  | -3.1945e-05 |  | -7.7653e-05 |  | 0 |  | 2.6448e-05 |  | 0.00055048
| 0.207 |  | 0.018393 |  | 0.005028 |  | 0.0034329 |  | 0.00025715 |  | -0.00013317 |  | 0.00046677 |  | 0.00017501 |  | 0.015517 |  | 0.0097466 |  | 8.7522e-05 |  | 0.00048446 |  | 0.00044732 |  | -2.8001e-05 |  | 4.9208e-05 |  | 0 |  | 3.1962e-05 |  | 0.00055247
| 0.20363 |  | 0.019312 |  | 0.0053267 |  | 0.0036567 |  | 0.00051312 |  | -7.4858e-05 |  | 0.00048978 |  | 0.00017503 |  | 0.01578 |  | 0.010237 |  | 8.7527e-05 |  | 0.00054282 |  | 0.00090593 |  | -2.694e-05 |  | 4.3744e-06 |  | 0 |  | 5.0699e-05 |  | 0.00062661
| 0.19926 |  | 0.020164 |  | 0.0058514 |  | 0.0036816 |  | 0.00079668 |  | -0.00010873 |  | 0.00048768 |  | 0.00011099 |  | 0.016279 |  | 0.010118 |  | 4.5681e-05 |  | 0.00051002 |  | 0.00084628 |  | -4.2019e-05 |  | -8.7496e-05 |  | 0 |  | 4.7399e-05 |  | 0.00066143
| 0.19542 |  | 0.020757 |  | 0.0061197 |  | 0.0038008 |  | 0.00059693 |  | -0.00014259 |  | 0.00048 |  | 0.00011099 |  | 0.016889 |  | 0.0099975 |  | 4.5684e-05 |  | 0.00045383 |  | 0.00012069 |  | -3.0447e-05 |  | -6.2344e-05 |  | 0 |  | 2.6455e-05 |  | 0.00061348
| 0.19169 |  | 0.021786 |  | 0.0064111 |  | 0.0040172 |  | 0.00056554 |  | 0.00019117 |  | 0.00045376 |  | 0.00025807 |  | 0.017613 |  | 0.010456 |  | 0.0002289 |  | 0.00046755 |  | 0.00019103 |  | -6.537e-06 |  | 0.00012141 |  | 0 |  | 2.2046e-05 |  | 0.00056944
| 0.18715 |  | 0.02302 |  | 0.0061225 |  | 0.0042933 |  | 0.00075336 |  | 0.0002615 |  | 0.00043841 |  | 0.00025811 |  | 0.018039 |  | 0.010609 |  | 0.00022891 |  | 0.00044807 |  | 0.00041333 |  | -2.0774e-05 |  | 0.00013236 |  | 0 |  | 1.8742e-05 |  | 0.00052903
| 0.18152 |  | 0.02386 |  | 0.0061197 |  | 0.0043954 |  | 0.00047951 |  | 3.0476e-05 |  | 0.00049214 |  | 8.2081e-05 |  | 0.018035 |  | 0.010481 |  | 8.4195e-05 |  | 0.00045558 |  | 9.3999e-05 |  | -3.6907e-05 |  | -0.00010456 |  | 0 |  | -2.0947e-05 |  | 0.00052302
| 0.17621 |  | 0.02481 |  | 0.00696 |  | 0.0045467 |  | 0.00027936 |  | -0.00011051 |  | 0.00052727 |  | 8.2081e-05 |  | 0.018585 |  | 0.010538 |  | 8.42e-05 |  | 0.0005331 |  | -4.0701e-05 |  | 3.1772e-06 |  | -0.00020085 |  | 0 |  | -1.5436e-05 |  | 0.00055282
| 0.17115 |  | 0.025935 |  | 0.0074362 |  | 0.0049666 |  | 0.00049072 |  | 1.7785e-05 |  | 0.00047356 |  | 0.0002531 |  | 0.019074 |  | 0.010612 |  | 0.00021851 |  | 0.00051044 |  | 0.00034706 |  | 4.8028e-06 |  | -0.00012801 |  | 0 |  | 3.1975e-05 |  | 0.00055594
| 0.16596 |  | 0.027287 |  | 0.0080716 |  | 0.005302 |  | 0.00059801 |  | -6.4916e-05 |  | 0.00043531 |  | 0.0002531 |  | 0.019249 |  | 0.010746 |  | 0.00021853 |  | 0.0004908 |  | 0.000432 |  | -1.8284e-05 |  | -4.7051e-05 |  | 0 |  | 5.8438e-05 |  | 0.0005167
| 0.16014 |  | 0.028658 |  | 0.0079635 |  | 0.0054 |  | 0.00035679 |  | -0.00028819 |  | 0.00045618 |  | 0.00017617 |  | 0.019482 |  | 0.01069 |  | 3.0333e-05 |  | 0.00054305 |  | -0.0001998 |  | 2.3303e-06 |  | -5.2524e-05 |  | 0 |  | 7.7193e-06 |  | 0.00052247
| 0.15478 |  | 0.029905 |  | 0.0086313 |  | 0.0055316 |  | 0.00027021 |  | -0.00016935 |  | 0.00046814 |  | 0.00017617 |  | 0.020106 |  | 0.010666 |  | 3.0335e-05 |  | 0.00054859 |  | -0.00035274 |  | -5.537e-06 |  | 8.7548e-06 |  | 0 |  | 2.3879e-05 |  | 0.00056939
| 0.15022 |  | 0.031219 |  | 0.008239 |  | 0.0058332 |  | 0.00064037 |  | -2.4889e-06 |  | 0.00046595 |  | 0.00025757 |  | 0.020705 |  | 0.01102 |  | 9.6532e-05 |  | 0.00052573 |  | -0.00010085 |  | -2.3935e-05 |  | 9.7402e-05 |  | 0 |  | 8.563e-05 |  | 0.00050441
| 0.14464 |  | 0.032512 |  | 0.0089024 |  | 0.0061293 |  | 0.0006809 |  | -3.4306e-06 |  | 0.00049781 |  | 0.00025757 |  | 0.020992 |  | 0.011184 |  | 9.6538e-05 |  | 0.00053302 |  | 0.00028835 |  | -2.8051e-06 |  | -2.4079e-05 |  | 0 |  | 6.5071e-05 |  | 0.00048088
| 0.13802 |  | 0.033837 |  | 0.009032 |  | 0.0064095 |  | 0.00053434 |  | -0.00010256 |  | 0.00051543 |  | 0.00021414 |  | 0.021388 |  | 0.011024 |  | 3.1096e-05 |  | 0.00054458 |  | 0.00085791 |  | 9.217e-06 |  | -0.00020129 |  | 0 |  | 5.4049e-05 |  | 0.00045878
| 0.13151 |  | 0.035271 |  | 0.010022 |  | 0.0066512 |  | 0.0006215 |  | -2.8082e-05 |  | 0.00047336 |  | 0.00021414 |  | 0.021779 |  | 0.010846 |  | 3.1098e-05 |  | 0.00048992 |  | 0.00037088 |  | -1.7286e-05 |  | -0.00012359 |  | 0 |  | 3.1988e-05 |  | 0.00042947
| 0.12546 |  | 0.036648 |  | 0.0101 |  | 0.0067587 |  | 0.00061031 |  | -0.00013318 |  | 0.00047013 |  | 0.00016742 |  | 0.022347 |  | 0.010726 |  | 0.00013648 |  | 0.00041904 |  | -6.239e-05 |  | -3.2132e-05 |  | -9.5377e-05 |  | 0 |  | 5.9565e-05 |  | 0.00044708
| 0.12028 |  | 0.038036 |  | 0.011133 |  | 0.0070014 |  | 0.00062998 |  | -0.00012606 |  | 0.00048259 |  | 0.00016745 |  | 0.022414 |  | 0.010641 |  | 0.00013649 |  | 0.00042805 |  | 0.0001311 |  | -4.4013e-05 |  | -0.00010524 |  | 0 |  | 8.1641e-05 |  | 0.00042274
| 0.11518 |  | 0.039954 |  | 0.011404 |  | 0.007262 |  | 0.00077516 |  | -5.4583e-05 |  | 0.00047924 |  | 0.00019645 |  | 0.022461 |  | 0.01078 |  | 3.1122e-05 |  | 0.00044469 |  | 6.7813e-05 |  | -5.3829e-05 |  | -5.5835e-05 |  | 0 |  | 4.9644e-05 |  | 0.00045607
| 0.11019 |  | 0.041844 |  | 0.011151 |  | 0.0075578 |  | 0.00088297 |  | -4.3034e-05 |  | 0.00045674 |  | 0.00019645 |  | 0.023047 |  | 0.010717 |  | 3.1124e-05 |  | 0.00044669 |  | 0.00012273 |  | -2.6472e-05 |  | -2.8469e-05 |  | 0 |  | 5.6271e-05 |  | 0.00049742
| 0.10603 |  | 0.043016 |  | 0.012252 |  | 0.0078311 |  | 0.0006683 |  | -4.0508e-05 |  | 0.00041512 |  | 0.00020531 |  | 0.023348 |  | 0.010722 |  | 0.00013832 |  | 0.00047281 |  | 0.0001065 |  | -7.1194e-06 |  | -4.161e-05 |  | 0 |  | 7.7234e-05 |  | 0.0004265
| 0.10271 |  | 0.044562 |  | 0.012239 |  | 0.0079828 |  | 0.000526 |  | 5.8299e-05 |  | 0.00046182 |  | 0.00020534 |  | 0.023804 |  | 0.01068 |  | 0.00013833 |  | 0.0005144 |  | -2.534e-05 |  | -1.5065e-05 |  | 5.1088e-05 |  | 0 |  | 3.3102e-05 |  | 0.00041085
| 0.099039 |  | 0.046697 |  | 0.013371 |  | 0.0083527 |  | 0.00047003 |  | 3.7466e-05 |  | 0.0004673 |  | 0.00018008 |  | 0.024524 |  | 0.010689 |  | 0.0001648 |  | 0.00052895 |  | -7.6555e-05 |  | -2.3131e-05 |  | 0.00021646 |  | 0 |  | 7.2831e-05 |  | 0.00046821
| 0.095545 |  | 0.048398 |  | 0.013287 |  | 0.0087117 |  | 0.00067582 |  | 8.6937e-05 |  | 0.00042541 |  | 0.0001801 |  | 0.025264 |  | 0.011096 |  | 0.00016481 |  | 0.00050757 |  | -0.00013032 |  | 5.1582e-07 |  | 0.00013909 |  | 0 |  | 9.4901e-05 |  | 0.00046305
| 0.092035 |  | 0.049811 |  | 0.014472 |  | 0.0089155 |  | 0.0010146 |  | 0.00016523 |  | 0.00042659 |  | 0.00015544 |  | 0.025806 |  | 0.01074 |  | 0.00015766 |  | 0.00052762 |  | 0.00027018 |  | -2.4274e-05 |  | 5.4765e-05 |  | 0 |  | 6.6222e-05 |  | 0.00042071
| 0.088481 |  | 0.051603 |  | 0.014342 |  | 0.0093008 |  | 0.00078182 |  | 0.00030253 |  | 0.00043512 |  | 0.00018909 |  | 0.026502 |  | 0.010617 |  | 0.00015767 |  | 0.00056607 |  | 0.00021221 |  | -4.9578e-05 |  | 2.1907e-05 |  | 0 |  | 7.1737e-05 |  | 0.00039682
| 0.085795 |  | 0.053479 |  | 0.015585 |  | 0.0097773 |  | 0.00061171 |  | 0.00023452 |  | 0.00046139 |  | 0.00018102 |  | 0.026686 |  | 0.010816 |  | 0.00010044 |  | 0.00060689 |  | -8.1457e-05 |  | -1.2209e-05 |  | -5.6961e-05 |  | 0 |  | 3.8628e-05 |  | 0.00044946
| 0.083364 |  | 0.055182 |  | 0.015944 |  | 0.010282 |  | 0.0008172 |  | 7.4899e-05 |  | 0.00049815 |  | 0.00014739 |  | 0.026851 |  | 0.010396 |  | 0.00010045 |  | 0.0006786 |  | 0.00024886 |  | -2.4094e-05 |  | -4.7107e-05 |  | 0 |  | 3.5323e-05 |  | 0.00050877
| 0.080659 |  | 0.057293 |  | 0.017263 |  | 0.010717 |  | 0.00090332 |  | -7.673e-05 |  | 0.00048505 |  | 0.00011512 |  | 0.027652 |  | 0.010262 |  | 1.483e-05 |  | 0.00059642 |  | 0.00033016 |  | -3.2561e-05 |  | -8.7648e-06 |  | 0 |  | 3.4218e-05 |  | 0.00051989
| 0.078345 |  | 0.059546 |  | 0.017263 |  | 0.011234 |  | 0.00082553 |  | -4.1766e-05 |  | 0.00045318 |  | 0.00011512 |  | 0.02847 |  | 0.01055 |  | 1.4831e-05 |  | 0.00053774 |  | 6.4148e-05 |  | -1.7884e-06 |  | 0.00010725 |  | 0 |  | 3.0912e-05 |  | 0.00053244
| 0.076807 |  | 0.061304 |  | 0.017012 |  | 0.011896 |  | 0.00061214 |  | 0.00017094 |  | 0.00046207 |  | 0.00012596 |  | 0.029228 |  | 0.010694 |  | 0.00018675 |  | 0.00058415 |  | 1.168e-05 |  | -1.3692e-05 |  | 4.2351e-05 |  | 0 |  | 3.8638e-05 |  | 0.00052127
| 0.074932 |  | 0.063538 |  | 0.018931 |  | 0.012269 |  | 0.00050376 |  | 0.00013856 |  | 0.00048725 |  | 0.00012598 |  | 0.029682 |  | 0.010569 |  | 0.00018676 |  | 0.00059658 |  | 2.0348e-05 |  | -2.1033e-05 |  | -8.1352e-05 |  | 0 |  | 5.1888e-05 |  | 0.000493
| 0.073059 |  | 0.06583 |  | 0.018863 |  | 0.012772 |  | 0.00055003 |  | 0.00015348 |  | 0.0004917 |  | 0.00022098 |  | 0.030235 |  | 0.010116 |  | 0.00010886 |  | 0.00065434 |  | -3.0008e-05 |  | -1.4747e-05 |  | -0.00016429 |  | 0 |  | 5.7413e-05 |  | 0.0004888
| 0.071682 |  | 0.068058 |  | 0.020866 |  | 0.013571 |  | 0.00060179 |  | 1.1387e-06 |  | 0.00046048 |  | 0.00022104 |  | 0.031462 |  | 0.0099553 |  | 0.00010887 |  | 0.00063698 |  | 0.00036952 |  | -6.0884e-06 |  | -0.00021909 |  | 0 |  | 3.6437e-05 |  | 0.00050737
| 0.070848 |  | 0.070855 |  | 0.021244 |  | 0.014293 |  | 0.00094909 |  | -0.00014496 |  | 0.00046711 |  | 0.000221 |  | 0.032623 |  | 0.0099304 |  | 0.00013205 |  | 0.00054789 |  | 0.00056147 |  | -6.4326e-06 |  | -0.00010193 |  | 0 |  | 3.644e-05 |  | 0.00051453
| 0.06958 |  | 0.072779 |  | 0.023104 |  | 0.015056 |  | 0.00098154 |  | -6.4599e-06 |  | 0.00048957 |  | 0.00022104 |  | 0.033498 |  | 0.0098721 |  | 0.00013206 |  | 0.00067557 |  | 5.2311e-05 |  | -7.5677e-06 |  | -2.1921e-05 |  | 0 |  | 7.2447e-05 |  | 0.00050428
| 0.067712 |  | 0.074968 |  | 0.024216 |  | 0.015621 |  | 0.0010173 |  | 0.00017065 |  | 0.00049618 |  | 0.00016916 |  | 0.033789 |  | 0.0096967 |  | 0.00023578 |  | 0.00072106 |  | -3.9283e-05 |  | -1.0259e-05 |  | -7.8237e-05 |  | 0 |  | 8.902e-05 |  | 0.00049602
| 0.066325 |  | 0.077702 |  | 0.023901 |  | 0.016088 |  | 0.0013783 |  | 2.3741e-05 |  | 0.00048854 |  | 0.00016916 |  | 0.0338 |  | 0.0094854 |  | 0.0002358 |  | 0.000611 |  | 0.00038223 |  | -4.6558e-05 |  | -0.00012648 |  | 0 |  | 6.7371e-05 |  | 0.00050632
| 0.065192 |  | 0.079922 |  | 0.025599 |  | 0.016849 |  | 0.0012745 |  | -8.5806e-05 |  | 0.00050282 |  | 0.00017192 |  | 0.034723 |  | 0.0097709 |  | 0.00015507 |  | 0.00061032 |  | 0.00021418 |  | -3.9515e-05 |  | -5.7008e-05 |  | 0 |  | 8.1729e-05 |  | 0.00051826
| 0.063515 |  | 0.082292 |  | 0.025234 |  | 0.017609 |  | 0.00094665 |  | -1.5464e-05 |  | 0.00054456 |  | 0.00017195 |  | 0.035489 |  | 0.0094176 |  | 0.00015508 |  | 0.00068555 |  | 4.0765e-05 |  | -2.8634e-05 |  | -7.017e-05 |  | 0 |  | 6.4064e-05 |  | 0.00046046
| 0.061508 |  | 0.085362 |  | 0.027537 |  | 0.018239 |  | 0.00092431 |  | -9.7957e-05 |  | 0.00053582 |  | 6.3454e-05 |  | 0.036097 |  | 0.0089592 |  | 3.5874e-05 |  | 0.00069062 |  | 0.00022223 |  | -2.6038e-05 |  | -0.0001813 |  | 0 |  | 4.5289e-05 |  | 0.00046366
| 0.059862 |  | 0.088436 |  | 0.027629 |  | 0.018871 |  | 0.00088331 |  | -0.00022361 |  | 0.00052597 |  | 6.3454e-05 |  | 0.036479 |  | 0.0090301 |  | 3.5876e-05 |  | 0.00063033 |  | 0.00035328 |  | -2.6508e-05 |  | -0.00011443 |  | 0 |  | 7.1799e-05 |  | 0.00046407
| 0.059015 |  | 0.091182 |  | 0.030624 |  | 0.019725 |  | 0.0010286 |  | -0.0001129 |  | 0.00051503 |  | 0.00020065 |  | 0.036968 |  | 0.0090105 |  | 7.9808e-05 |  | 0.00068188 |  | 0.00048262 |  | -3.4755e-05 |  | -6.7908e-05 |  | 0 |  | 9.0585e-05 |  | 0.00044345
| 0.058031 |  | 0.093792 |  | 0.030551 |  | 0.020672 |  | 0.0012779 |  | 5.6182e-05 |  | 0.00049199 |  | 0.00020068 |  | 0.0382 |  | 0.008597 |  | 7.9813e-05 |  | 0.00068672 |  | 0.00024203 |  | -1.6782e-05 |  | -7.1201e-05 |  | 0 |  | 9.5009e-05 |  | 0.00048562
| 0.056916 |  | 0.096669 |  | 0.033125 |  | 0.021564 |  | 0.0012934 |  | -0.00020614 |  | 0.00049197 |  | 0.00019024 |  | 0.039167 |  | 0.0082867 |  | 6.9263e-05 |  | 0.00069265 |  | 0.00048627 |  | -3.1443e-05 |  | 5.7031e-05 |  | 0 |  | 5.414e-05 |  | 0.00041693
| 0.055964 |  | 0.10014 |  | 0.034234 |  | 0.022406 |  | 0.0010842 |  | -0.00033471 |  | 0.00047322 |  | 0.00019024 |  | 0.039607 |  | 0.00855 |  | 6.9267e-05 |  | 0.00060862 |  | 0.00082322 |  | -4.7218e-05 |  | -0.00014368 |  | 0 |  | 6.3927e-05 |  | 0.00037866
| 0.054885 |  | 0.10305 |  | 0.033732 |  | 0.023547 |  | 0.0010661 |  | -2.0084e-05 |  | 0.00048857 |  | 0.00015273 |  | 0.040238 |  | 0.0082808 |  | 9.3594e-05 |  | 0.00061583 |  | 0.00028428 |  | -1.6808e-05 |  | -0.00011627 |  | 0 |  | 8.1612e-05 |  | 0.00038733
| 0.054049 |  | 0.10572 |  | 0.036728 |  | 0.024743 |  | 0.0012848 |  | 0.00011315 |  | 0.0004851 |  | 0.00021729 |  | 0.041537 |  | 0.0081465 |  | 9.36e-05 |  | 0.00075593 |  | -0.00026117 |  | -4.727e-06 |  | 9.5435e-05 |  | 0 |  | 8.5554e-05 |  | 0.00039323
| 0.052525 |  | 0.10965 |  | 0.036917 |  | 0.025557 |  | 0.0013165 |  | 2.7145e-05 |  | 0.0004621 |  | 0.00022476 |  | 0.042424 |  | 0.0079346 |  | 8.1071e-05 |  | 0.00069589 |  | -0.00048652 |  | -2.3058e-05 |  | -2.0844e-05 |  | 0 |  | 7.6714e-05 |  | 0.00046151
| 0.050491 |  | 0.11352 |  | 0.040346 |  | 0.026174 |  | 0.0013364 |  | -0.00010712 |  | 0.00049979 |  | 0.00016016 |  | 0.042489 |  | 0.0072455 |  | 8.1076e-05 |  | 0.00068156 |  | -2.6951e-05 |  | -2.6173e-05 |  | -8.4477e-05 |  | 0 |  | 3.3156e-06 |  | 0.00047909
| 0.049152 |  | 0.11693 |  | 0.041187 |  | 0.027025 |  | 0.0012284 |  | -7.8017e-05 |  | 0.00051849 |  | 0.0001762 |  | 0.042573 |  | 0.0073707 |  | 2.6517e-05 |  | 0.00072733 |  | 0.00061545 |  | -2.9542e-05 |  | -0.00013756 |  | 0 |  | 1.2157e-05 |  | 0.00045067
| 0.048001 |  | 0.12114 |  | 0.040642 |  | 0.028147 |  | 0.0013942 |  | 3.2011e-05 |  | 0.00052623 |  | 0.00017622 |  | 0.043092 |  | 0.0073259 |  | 2.6519e-05 |  | 0.00072804 |  | 0.00059633 |  | -2.6838e-05 |  | -0.00011014 |  | 0 |  | 3.4266e-05 |  | 0.00045335
| 0.046876 |  | 0.12469 |  | 0.044797 |  | 0.029196 |  | 0.0014194 |  | 0.00014365 |  | 0.00053614 |  | 0.00020032 |  | 0.043501 |  | 0.007106 |  | 0.00015982 |  | 0.0007287 |  | -1.3534e-05 |  | -2.1841e-05 |  | -3.0726e-05 |  | 0 |  | 2.9844e-05 |  | 0.00041727
| 0.045785 |  | 0.12825 |  | 0.044615 |  | 0.030017 |  | 0.0014195 |  | 0.00024492 |  | 0.00054171 |  | 0.00020032 |  | 0.043956 |  | 0.0071512 |  | 0.00015983 |  | 0.000704 |  | 8.6928e-05 |  | -1.5836e-06 |  | -3.1823e-05 |  | 0 |  | 6.0794e-05 |  | 0.00043564
| 0.044526 |  | 0.13256 |  | 0.048129 |  | 0.030879 |  | 0.0016977 |  | 0.00011224 |  | 0.00053509 |  | 0.00015658 |  | 0.044036 |  | 0.0065237 |  | 8.5946e-05 |  | 0.00067672 |  | 0.00015323 |  | 1.0522e-05 |  | -0.00014379 |  | 0 |  | 3.5376e-05 |  | 0.00040793
| 0.043528 |  | 0.13677 |  | 0.047268 |  | 0.032419 |  | 0.0016803 |  | 0.00017173 |  | 0.00055929 |  | 0.00015662 |  | 0.044593 |  | 0.0061014 |  | 8.5951e-05 |  | 0.00066483 |  | 6.938e-05 |  | 8.1874e-06 |  | -0.00014269 |  | 0 |  | 1.1055e-05 |  | 0.0003978
| 0.042461 |  | 0.14098 |  | 0.050909 |  | 0.034028 |  | 0.0016767 |  | 0.00015548 |  | 0.00057036 |  | 0.00015883 |  | 0.045543 |  | 0.0061806 |  | 7.5232e-05 |  | 0.0007256 |  | 0.00033569 |  | 2.5806e-06 |  | -0.00012645 |  | 0 |  | 4.8649e-05 |  | 0.00044282
| 0.040975 |  | 0.14531 |  | 0.052866 |  | 0.035105 |  | 0.0017031 |  | -2.711e-05 |  | 0.00054728 |  | 0.00015885 |  | 0.045992 |  | 0.0059759 |  | 7.5237e-05 |  | 0.00073105 |  | 0.0002535 |  | -2.3315e-05 |  | -4.4147e-05 |  | 0 |  | 6.5233e-05 |  | 0.00040021
| 0.039597 |  | 0.14934 |  | 0.052317 |  | 0.036006 |  | 0.001602 |  | 1.0362e-06 |  | 0.00060769 |  | 0.00015791 |  | 0.046324 |  | 0.006133 |  | 0.00020849 |  | 0.00071479 |  | 0.00020263 |  | -4.482e-05 |  | 6.475e-05 |  | 0 |  | 5.6388e-05 |  | 0.00036738
| 0.038297 |  | 0.15258 |  | 0.056754 |  | 0.036993 |  | 0.0013719 |  | 9.5243e-05 |  | 0.00066056 |  | 0.00015791 |  | 0.046751 |  | 0.0059326 |  | 0.0002085 |  | 0.00079423 |  | 0.00055742 |  | -4.9414e-05 |  | 3.1838e-05 |  | 0 |  | 3.6491e-05 |  | 0.00034438
| 0.036829 |  | 0.15669 |  | 0.05631 |  | 0.038241 |  | 0.0016189 |  | 0.00021835 |  | 0.00063858 |  | 0.00014992 |  | 0.047585 |  | 0.0053222 |  | 0.00013385 |  | 0.00076029 |  | 0.00063464 |  | -5.2409e-05 |  | 5.5993e-05 |  | 0 |  | 3.9809e-05 |  | 0.00058706
| 0.035478 |  | 0.16069 |  | 0.060937 |  | 0.039548 |  | 0.0019757 |  | 0.00020766 |  | 0.00064086 |  | 0.00014994 |  | 0.047794 |  | 0.0052593 |  | 0.00013386 |  | 0.00065843 |  | 0.00023654 |  | -3.2639e-05 |  | 7.6857e-06 |  | 0 |  | 3.8708e-05 |  | 0.00070344
| 0.034528 |  | 0.16411 |  | 0.062591 |  | 0.040776 |  | 0.0019334 |  | 0.00012681 |  | 0.00064196 |  | 0.0001237 |  | 0.048063 |  | 0.0052732 |  | 0.00010534 |  | 0.0007919 |  | -0.00011569 |  | -1.0491e-05 |  | -9.6613e-05 |  | 0 |  | 4.645e-05 |  | 0.00049121
| 0.033872 |  | 0.16764 |  | 0.061607 |  | 0.042331 |  | 0.0021739 |  | 0.00018997 |  | 0.00061778 |  | 0.00012372 |  | 0.049039 |  | 0.0052864 |  | 0.00010535 |  | 0.00080276 |  | -0.00016132 |  | -2.27e-05 |  | -0.00014493 |  | 0 |  | 7.1897e-05 |  | 0.00048528
| 0.033141 |  | 0.17126 |  | 0.066219 |  | 0.044476 |  | 0.0022287 |  | 0.00018286 |  | 0.00061237 |  | 0.00018852 |  | 0.049766 |  | 0.0052374 |  | 0.00010591 |  | 0.00070428 |  | 0.00027369 |  | -2.8953e-05 |  | -0.00010653 |  | 0 |  | 6.9687e-05 |  | 0.00050057
| 0.032566 |  | 0.17542 |  | 0.065322 |  | 0.046975 |  | 0.0022926 |  | 4.9801e-05 |  | 0.00062446 |  | 0.00018855 |  | 0.050671 |  | 0.0051723 |  | 0.00010592 |  | 0.00072151 |  | 0.00032122 |  | -1.7865e-05 |  | -1.2081e-05 |  | 0 |  | 6.3048e-05 |  | 0.0004448
| 0.03198 |  | 0.179 |  | 0.070941 |  | 0.049075 |  | 0.0024339 |  | 0.00019231 |  | 0.00059585 |  | 0.00021724 |  | 0.051656 |  | 0.005085 |  | 0.00017592 |  | 0.00076794 |  | 0.00015764 |  | -9.9859e-06 |  | 1.4279e-05 |  | 0 |  | 5.5312e-05 |  | 0.00043096
| 0.031008 |  | 0.18154 |  | 0.072891 |  | 0.050916 |  | 0.0024651 |  | 0.00037388 |  | 0.00060365 |  | 0.00021724 |  | 0.05207 |  | 0.0048273 |  | 0.00017593 |  | 0.00082517 |  | 0.00022135 |  | -2.2311e-05 |  | 2.6362e-05 |  | 0 |  | 5.31e-05 |  | 0.00041327
| 0.02981 |  | 0.18477 |  | 0.072231 |  | 0.052507 |  | 0.0024245 |  | 0.00030663 |  | 0.00061685 |  | 0.00020562 |  | 0.052416 |  | 0.0047327 |  | 6.0259e-05 |  | 0.00078225 |  | 0.00026046 |  | -2.8994e-05 |  | -4.3126e-05 |  | 0 |  | 3.6508e-05 |  | 0.0003679
| 0.028551 |  | 0.18859 |  | 0.078173 |  | 0.053698 |  | 0.0024967 |  | 0.00023733 |  | 0.00061465 |  | 0.00020564 |  | 0.052756 |  | 0.0044256 |  | 6.0263e-05 |  | 0.00072116 |  | 0.00033954 |  | -2.3437e-05 |  | 1.4489e-05 |  | 0 |  | 2.9873e-05 |  | 0.00042758
| 0.027345 |  | 0.19133 |  | 0.076205 |  | 0.055284 |  | 0.0026738 |  | 9.5978e-05 |  | 0.00063673 |  | 0.00017489 |  | 0.052938 |  | 0.0041266 |  | 4.9189e-05 |  | 0.00074617 |  | 3.1657e-05 |  | -1.3921e-05 |  | -1.5509e-05 |  | 0 |  | 4.2043e-05 |  | 0.00045067
| 0.026304 |  | 0.19422 |  | 0.08179 |  | 0.057089 |  | 0.0027006 |  | 0.00013182 |  | 0.00063783 |  | 0.00017489 |  | 0.053163 |  | 0.004124 |  | 4.9192e-05 |  | 0.00082648 |  | -0.00028634 |  | -2.9806e-05 |  | -0.00020058 |  | 0 |  | 4.8688e-05 |  | 0.00041203
| 0.025295 |  | 0.19713 |  | 0.08401 |  | 0.058978 |  | 0.0028009 |  | 0.00031797 |  | 0.00064671 |  | 0.00017347 |  | 0.053947 |  | 0.0040938 |  | 9.6421e-05 |  | 0.00079972 |  | 3.2303e-05 |  | -2.5468e-05 |  | 9.8892e-06 |  | 0 |  | 7.0822e-05 |  | 0.00040546
| 0.024634 |  | 0.19975 |  | 0.082835 |  | 0.061109 |  | 0.0027912 |  | 0.00024878 |  | 0.00062914 |  | 0.00017347 |  | 0.054292 |  | 0.0041414 |  | 9.6427e-05 |  | 0.00071912 |  | 0.00048626 |  | 2.8509e-06 |  | 0.00010548 |  | 0 |  | 8.1896e-05 |  | 0.00040724
| 0.023819 |  | 0.20247 |  | 0.08958 |  | 0.063534 |  | 0.003084 |  | 0.00022071 |  | 0.00062471 |  | 7.9394e-05 |  | 0.054599 |  | 0.004056 |  | 5.8216e-05 |  | 0.00075224 |  | 0.00028854 |  | 2.2138e-06 |  | -0.00011858 |  | 0 |  | 5.9764e-05 |  | 0.00037487
| 0.022997 |  | 0.20496 |  | 0.087897 |  | 0.066039 |  | 0.0035135 |  | 0.00020596 |  | 0.0006611 |  | 7.9394e-05 |  | 0.055606 |  | 0.0040723 |  | 5.8219e-05 |  | 0.00084189 |  | 0.00014979 |  | -7.0424e-06 |  | -0.00023177 |  | 0 |  | 5.0908e-05 |  | 0.00037892
| 0.022564 |  | 0.20737 |  | 0.095122 |  | 0.068454 |  | 0.0034757 |  | 0.00014993 |  | 0.0006908 |  | 0.00011228 |  | 0.056549 |  | 0.0040207 |  | 6.5812e-05 |  | 0.00087277 |  | 0.00018538 |  | -1.9009e-05 |  | -0.00013738 |  | 0 |  | 1.6603e-05 |  | 0.00041382
| 0.022056 |  | 0.20928 |  | 0.097635 |  | 0.071097 |  | 0.0036501 |  | 0.00030572 |  | 0.0006941 |  | 0.00011228 |  | 0.056889 |  | 0.0038894 |  | 6.5816e-05 |  | 0.00085963 |  | 0.00019621 |  | -5.3325e-05 |  | -2.4181e-05 |  | 0 |  | 3.21e-05 |  | 0.00036231
| 0.02121 |  | 0.21088 |  | 0.095592 |  | 0.073287 |  | 0.0037129 |  | 0.00044138 |  | 0.00068099 |  | 0.00014065 |  | 0.056779 |  | 0.0038297 |  | 0.0001415 |  | 0.00083027 |  | 0.00038085 |  | -5.1866e-05 |  | 5.3861e-05 |  | 0 |  | 5.2022e-05 |  | 0.00037112
| 0.020291 |  | 0.21189 |  | 0.10264 |  | 0.07453 |  | 0.0035764 |  | 0.00035408 |  | 0.0007019 |  | 0.00014067 |  | 0.056782 |  | 0.003504 |  | 0.00014151 |  | 0.00073424 |  | 0.00013256 |  | -1.4709e-05 |  | 5.6062e-05 |  | 0 |  | 6.5467e-05 |  | 0.00037916
| 0.019338 |  | 0.21257 |  | 0.10514 |  | 0.075419 |  | 0.0037144 |  | 0.00032394 |  | 0.0007041 |  | 0.00014802 |  | 0.056401 |  | 0.0033453 |  | 0.00013591 |  | 0.00073125 |  | -0.00010209 |  | -2.4428e-05 |  | 7.6955e-05 |  | 0 |  | 7.1008e-05 |  | 0.00036231
| 0.01837 |  | 0.21384 |  | 0.10327 |  | 0.07684 |  | 0.003646 |  | 0.00050427 |  | 0.00070312 |  | 0.00014804 |  | 0.055841 |  | 0.0034527 |  | 0.00013591 |  | 0.00084056 |  | 0.00015666 |  | -3.8443e-05 |  | 9.4548e-05 |  | 0 |  | 4.7603e-05 |  | 0.00039982
| 0.017675 |  | 0.21526 |  | 0.11069 |  | 0.07891 |  | 0.0039521 |  | 0.00066222 |  | 0.000735 |  | 0.00017772 |  | 0.055651 |  | 0.0033765 |  | 0.00014501 |  | 0.00081448 |  | 0.00017345 |  | -4.0416e-05 |  | -2.9507e-05 |  | 0 |  | 2.7684e-05 |  | 0.00037772
| 0.017202 |  | 0.216 |  | 0.10885 |  | 0.081739 |  | 0.0042812 |  | 0.00060153 |  | 0.00075711 |  | 0.00018789 |  | 0.056471 |  | 0.0031855 |  | 0.00014502 |  | 0.00079208 |  | 0.00012815 |  | -2.111e-05 |  | 3.7356e-05 |  | 0 |  | 3.875e-05 |  | 0.00040078
| 0.016701 |  | 0.2156 |  | 0.1168 |  | 0.084762 |  | 0.0043597 |  | 0.0003591 |  | 0.00076261 |  | 0.00012817 |  | 0.057142 |  | 0.0029994 |  | 3.1515e-05 |  | 0.00085603 |  | -3.1177e-05 |  | -3.6928e-05 |  | 1.7738e-05 |  | 0 |  | 4.6509e-05 |  | 0.00044303
| 0.016266 |  | 0.21564 |  | 0.11846 |  | 0.087359 |  | 0.0046784 |  | 0.0003744 |  | 0.00078466 |  | 0.00011804 |  | 0.057109 |  | 0.0030489 |  | 3.1517e-05 |  | 0.00083459 |  | -3.7802e-05 |  | -2.2725e-05 |  | -0.00013381 |  | 0 |  | 6.7298e-05 |  | 0.00044504
| 0.015905 |  | 0.21483 |  | 0.11627 |  | 0.089768 |  | 0.0046352 |  | 0.00062094 |  | 0.00081775 |  | 0.00017977 |  | 0.057429 |  | 0.0030223 |  | 6.9941e-05 |  | 0.00082231 |  | 0.0002566 |  | -7.8102e-06 |  | -0.00012055 |  | 0 |  | 6.6184e-05 |  | 0.00041797
| 0.015384 |  | 0.21436 |  | 0.12515 |  | 0.092386 |  | 0.0047076 |  | 0.0007549 |  | 0.00081224 |  | 0.00018333 |  | 0.057563 |  | 0.0028631 |  | 6.9946e-05 |  | 0.00085718 |  | 0.00018747 |  | -3.8173e-05 |  | -8.7566e-05 |  | 0 |  | 7.1803e-05 |  | 0.00040958
| 0.014881 |  | 0.21428 |  | 0.12819 |  | 0.095204 |  | 0.005069 |  | 0.00062136 |  | 0.00078036 |  | 0.0001573 |  | 0.058522 |  | 0.0028618 |  | 8.0529e-05 |  | 0.00076199 |  | 0.00025337 |  | -4.2038e-05 |  | -7.6056e-05 |  | 0 |  | 5.5178e-05 |  | 0.00041621
| 0.014412 |  | 0.21268 |  | 0.12529 |  | 0.097675 |  | 0.0051769 |  | 0.00058619 |  | 0.00082997 |  | 0.00015376 |  | 0.05902 |  | 0.0029314 |  | 8.0534e-05 |  | 0.00072759 |  | 0.00017292 |  | -5.8297e-05 |  | 4.5583e-05 |  | 0 |  | 2.4368e-05 |  | 0.00043312
| 0.013935 |  | 0.21106 |  | 0.13405 |  | 0.10024 |  | 0.005286 |  | 0.00069089 |  | 0.00088064 |  | 0.00014441 |  | 0.058175 |  | 0.0026731 |  | 7.5596e-05 |  | 0.00079755 |  | 0.00031669 |  | -3.958e-05 |  | 8.7548e-05 |  | 0 |  | 3.3234e-05 |  | 0.00043106
| 0.013565 |  | 0.20954 |  | 0.13139 |  | 0.10319 |  | 0.0053337 |  | 0.00069804 |  | 0.00091155 |  | 0.00015109 |  | 0.058552 |  | 0.0025328 |  | 7.5601e-05 |  | 0.00083608 |  | 0.00094934 |  | -1.5497e-05 |  | 5.9269e-05 |  | 0 |  | 4.6998e-05 |  | 0.00044973
| 0.013204 |  | 0.20825 |  | 0.14097 |  | 0.10571 |  | 0.0053845 |  | 0.00075386 |  | 0.00092916 |  | 9.9995e-05 |  | 0.059741 |  | 0.0026967 |  | 5.2981e-05 |  | 0.00083422 |  | 0.00055373 |  | -2.023e-05 |  | -3.5941e-06 |  | 0 |  | 5.2552e-05 |  | 0.00044978
| 0.01271 |  | 0.20626 |  | 0.1443 |  | 0.10754 |  | 0.0058732 |  | 0.00077233 |  | 0.00089727 |  | 9.3312e-05 |  | 0.059774 |  | 0.0025851 |  | 5.2984e-05 |  | 0.00073965 |  | -0.00027049 |  | -1.849e-05 |  | -2.8761e-05 |  | 0 |  | 4.3204e-05 |  | 0.00042487
| 0.012384 |  | 0.20425 |  | 0.14119 |  | 0.11036 |  | 0.0063683 |  | 0.00071701 |  | 0.00090947 |  | 0.00013903 |  | 0.06025 |  | 0.0023357 |  | 0.0001354 |  | 0.0007981 |  | -0.00069034 |  | -3.7893e-05 |  | -5.4763e-05 |  | 0 |  | 2.4375e-05 |  | 0.00041922
| 0.012103 |  | 0.20269 |  | 0.15098 |  | 0.11384 |  | 0.006257 |  | 0.00073095 |  | 0.00095906 |  | 0.00013907 |  | 0.061218 |  | 0.0025269 |  | 0.00013541 |  | 0.00085631 |  | -0.00053553 |  | -2.8094e-05 |  | -5.4768e-05 |  | 0 |  | 1.4405e-05 |  | 0.00040077
| 0.011892 |  | 0.20069 |  | 0.15403 |  | 0.11717 |  | 0.0063803 |  | 0.0010153 |  | 0.00098324 |  | 0.00022461 |  | 0.061228 |  | 0.0028394 |  | 0.00019739 |  | 0.00084239 |  | 0.00022077 |  | 2.1989e-05 |  | 3.7415e-05 |  | 0 |  | 2.3267e-05 |  | 0.00039979
| 0.011704 |  | 0.19821 |  | 0.14964 |  | 0.12092 |  | 0.0066578 |  | 0.0010261 |  | 0.00097681 |  | 0.00023668 |  | 0.061866 |  | 0.0026272 |  | 0.0001974 |  | 0.00079549 |  | 0.00049176 |  | -4.5584e-06 |  | 1.2106e-05 |  | 0 |  | 3.8829e-05 |  | 0.00043347
| 0.011358 |  | 0.19537 |  | 0.16012 |  | 0.12453 |  | 0.0068905 |  | 0.00090032 |  | 0.0010219 |  | 0.00014707 |  | 0.062208 |  | 0.0022621 |  | 0.00011949 |  | 0.00070533 |  | 0.0005035 |  | -3.4589e-05 |  | -9.954e-05 |  | 0 |  | 2.8853e-05 |  | 0.00048478
| 0.011007 |  | 0.19301 |  | 0.16318 |  | 0.12782 |  | 0.0071921 |  | 0.00097919 |  | 0.0010451 |  | 0.00013505 |  | 0.062415 |  | 0.0020395 |  | 0.0001195 |  | 0.00078507 |  | 0.00046907 |  | -3.9139e-05 |  | -6.7343e-05 |  | 0 |  | 3.8793e-05 |  | 0.00046032
| 0.010814 |  | 0.19045 |  | 0.15918 |  | 0.13102 |  | 0.0074849 |  | 0.0010614 |  | 0.0010287 |  | 0.00019002 |  | 0.06319 |  | 0.0022507 |  | 9.2624e-05 |  | 0.00081406 |  | 0.00033802 |  | -4.9952e-05 |  | 6.1923e-05 |  | 0 |  | 3.4365e-05 |  | 0.00046306
| 0.010663 |  | 0.18743 |  | 0.17064 |  | 0.13368 |  | 0.0075467 |  | 0.0010576 |  | 0.001054 |  | 0.00018999 |  | 0.063439 |  | 0.0024458 |  | 9.263e-05 |  | 0.00082155 |  | 0.00023551 |  | -2.7746e-05 |  | 2.3118e-05 |  | 0 |  | 3.4763e-05 |  | 0.00043427
| 0.010357 |  | 0.18418 |  | 0.1653 |  | 0.13571 |  | 0.0079023 |  | 0.0011057 |  | 0.0010784 |  | 0.00020106 |  | 0.063672 |  | 0.0022061 |  | 5.5362e-05 |  | 0.00080686 |  | -0.00010978 |  | -1.6945e-05 |  | -2.5322e-05 |  | 0 |  | 2.7004e-05 |  | 0.00039827
| 0.010006 |  | 0.18069 |  | 0.17624 |  | 0.13779 |  | 0.0084669 |  | 0.0012588 |  | 0.0011289 |  | 0.00020103 |  | 0.063894 |  | 0.0019678 |  | 5.5365e-05 |  | 0.00071722 |  | -6.2811e-05 |  | -2.9967e-05 |  | 1.101e-05 |  | 0 |  | 2.5489e-05 |  | 0.00038876
| 0.0097672 |  | 0.17741 |  | 0.17929 |  | 0.14068 |  | 0.0085472 |  | 0.001224 |  | 0.0011656 |  | 0.00016307 |  | 0.063621 |  | 0.0020672 |  | 0.00013235 |  | 0.00068336 |  | 0.00027956 |  | -4.2346e-05 |  | 6.6063e-06 |  | 0 |  | 1.5512e-05 |  | 0.00043348
| 0.0096043 |  | 0.17367 |  | 0.17404 |  | 0.14401 |  | 0.0088573 |  | 0.0012443 |  | 0.0011467 |  | 0.00016309 |  | 0.063491 |  | 0.0020301 |  | 0.00013236 |  | 0.00077093 |  | 0.00040367 |  | -3.2972e-05 |  | 5.1286e-05 |  | 0 |  | 1.1768e-05 |  | 0.00041354
| 0.0093799 |  | 0.17024 |  | 0.18483 |  | 0.14654 |  | 0.0090228 |  | 0.0014123 |  | 0.0011722 |  | 0.00024215 |  | 0.063606 |  | 0.0018769 |  | 9.5761e-05 |  | 0.00081591 |  | 0.00025061 |  | -3.4964e-06 |  | 0.00018343 |  | 0 |  | 2.84e-05 |  | 0.00035408
| 0.009053 |  | 0.16734 |  | 0.18731 |  | 0.14865 |  | 0.0094288 |  | 0.0014166 |  | 0.0012418 |  | 0.00024215 |  | 0.063614 |  | 0.0018356 |  | 9.5767e-05 |  | 0.00074104 |  | 0.00025583 |  | -1.7072e-05 |  | 0.00016509 |  | 0 |  | 5.7632e-05 |  | 0.00042456
| 0.0086476 |  | 0.1633 |  | 0.1817 |  | 0.15182 |  | 0.009996 |  | 0.0013362 |  | 0.0012581 |  | 0.00015891 |  | 0.064274 |  | 0.0017807 |  | 6.0363e-05 |  | 0.00074602 |  | 0.00027247 |  | -3.4032e-05 |  | 5.8272e-05 |  | 0 |  | 8.4252e-05 |  | 0.00044379
| 0.0084744 |  | 0.15958 |  | 0.19286 |  | 0.15516 |  | 0.010404 |  | 0.0014584 |  | 0.0012891 |  | 0.00021408 |  | 0.065414 |  | 0.0018571 |  | 6.0367e-05 |  | 0.0007557 |  | -0.00038917 |  | -1.9949e-06 |  | -4.4058e-06 |  | 0 |  | 8.516e-05 |  | 0.00041383
| 0.0083977 |  | 0.15587 |  | 0.19536 |  | 0.15769 |  | 0.010579 |  | 0.0016567 |  | 0.0013147 |  | 0.00024347 |  | 0.06541 |  | 0.0018699 |  | 9.7802e-05 |  | 0.0007126 |  | -0.00031922 |  | 1.3274e-05 |  | -6.6802e-05 |  | 0 |  | 6.0762e-05 |  | 0.00039904
| 0.0081735 |  | 0.1526 |  | 0.18911 |  | 0.16074 |  | 0.010752 |  | 0.0017697 |  | 0.0013191 |  | 0.0001883 |  | 0.065326 |  | 0.0018886 |  | 9.7808e-05 |  | 0.0006975 |  | 0.00040547 |  | -9.1171e-07 |  | 3.8341e-05 |  | 0 |  | 2.5523e-05 |  | 0.00040074
| 0.0078842 |  | 0.14928 |  | 0.20117 |  | 0.16377 |  | 0.011254 |  | 0.0015952 |  | 0.0013268 |  | 0.00013705 |  | 0.065615 |  | 0.0017736 |  | 7.7945e-05 |  | 0.00067043 |  | 0.00026911 |  | -1.5145e-05 |  | 1.6258e-05 |  | 0 |  | 1.3326e-05 |  | 0.00043159
| 0.0077374 |  | 0.1456 |  | 0.20394 |  | 0.16623 |  | 0.011903 |  | 0.0015723 |  | 0.0013764 |  | 0.00017825 |  | 0.065463 |  | 0.0015599 |  | 7.795e-05 |  | 0.00066078 |  | 9.877e-05 |  | -7.6323e-06 |  | -0.00010984 |  | 0 |  | 3.6881e-05 |  | 0.00046153
| 0.0075373 |  | 0.14221 |  | 0.19708 |  | 0.16868 |  | 0.012471 |  | 0.0017751 |  | 0.0014361 |  | 0.00026134 |  | 0.065493 |  | 0.001703 |  | 0.00011144 |  | 0.00068596 |  | -9.1507e-05 |  | -7.6955e-06 |  | -5.9149e-05 |  | 0 |  | 4.4652e-05 |  | 0.00040517
| 0.0073816 |  | 0.13898 |  | 0.20813 |  | 0.17212 |  | 0.012691 |  | 0.0019751 |  | 0.0014713 |  | 0.00025137 |  | 0.066157 |  | 0.0019197 |  | 0.00011144 |  | 0.00070788 |  | 0.00015768 |  | -1.4354e-05 |  | -0.00010102 |  | 0 |  | 6.9307e-05 |  | 0.00035937
| 0.0073037 |  | 0.13609 |  | 0.21005 |  | 0.17634 |  | 0.012935 |  | 0.0020386 |  | 0.0014914 |  | 0.00019483 |  | 0.066731 |  | 0.0019151 |  | 0.00010903 |  | 0.0007559 |  | 0.00076639 |  | -2.3738e-06 |  | -0.00012284 |  | 0 |  | 8.2618e-05 |  | 0.00039024
| 0.0071212 |  | 0.13287 |  | 0.20236 |  | 0.18049 |  | 0.013189 |  | 0.0021327 |  | 0.0015432 |  | 0.00020982 |  | 0.067455 |  | 0.0017826 |  | 0.00010904 |  | 0.00072286 |  | 0.00038856 |  | 4.0655e-06 |  | -1.4515e-05 |  | 0 |  | 4.42e-05 |  | 0.00040459
| 0.0069078 |  | 0.12994 |  | 0.21337 |  | 0.18366 |  | 0.013588 |  | 0.0021226 |  | 0.0016171 |  | 0.00012265 |  | 0.068188 |  | 0.0014949 |  | 8.7139e-05 |  | 0.0006744 |  | -1.3231e-07 |  | -2.1333e-05 |  | -1.5036e-05 |  | 0 |  | 1.4251e-05 |  | 0.00036806
| 0.0065735 |  | 0.12674 |  | 0.21477 |  | 0.18483 |  | 0.014088 |  | 0.0020075 |  | 0.0016515 |  | 7.6457e-05 |  | 0.067937 |  | 0.0013699 |  | 8.7144e-05 |  | 0.00066119 |  | 0.00015928 |  | -2.8659e-05 |  | -1.7745e-05 |  | 0 |  | 8.7437e-06 |  | 0.00038266
| 0.0063229 |  | 0.1238 |  | 0.20633 |  | 0.18467 |  | 0.014448 |  | 0.0021291 |  | 0.0016956 |  | 0.00013333 |  | 0.067176 |  | 0.0013898 |  | 2.7233e-05 |  | 0.00061595 |  | 2.0155e-05 |  | -1.675e-05 |  | -5.3787e-05 |  | 0 |  | 1.54e-05 |  | 0.00040295
| 0.0061522 |  | 0.12092 |  | 0.21699 |  | 0.18462 |  | 0.014861 |  | 0.0022453 |  | 0.0017796 |  | 0.00018289 |  | 0.066408 |  | 0.0014197 |  | 2.7235e-05 |  | 0.00059762 |  | -0.00029338 |  | -2.5881e-05 |  | -0.00015613 |  | 0 |  | 4.1347e-05 |  | 0.0003802
| 0.0059522 |  | 0.11782 |  | 0.21755 |  | 0.18462 |  | 0.015486 |  | 0.0023813 |  | 0.00187 |  | 0.00024312 |  | 0.065613 |  | 0.001405 |  | 0.00011432 |  | 0.00051058 |  | -0.00024862 |  | -9.8825e-06 |  | -4.4094e-05 |  | 0 |  | 3.5802e-05 |  | 0.00039364
| 0.0057334 |  | 0.11516 |  | 0.2087 |  | 0.18462 |  | 0.015966 |  | 0.0024114 |  | 0.0019229 |  | 0.00022022 |  | 0.064839 |  | 0.0015127 |  | 0.00011433 |  | 0.00043727 |  | -0.00027005 |  | -1.2073e-05 |  | -2.2048e-05 |  | 0 |  | 1.4576e-05 |  | 0.00038648
| 0.0054547 |  | 0.11224 |  | 0.21864 |  | 0.18491 |  | 0.016533 |  | 0.0024168 |  | 0.0019362 |  | 0.0001895 |  | 0.064323 |  | 0.001526 |  | 6.4068e-05 |  | 0.00043379 |  | -9.8406e-05 |  | -3.2495e-05 |  | -6.174e-05 |  | 0 |  | 5.2309e-05 |  | 0.00033289
| 0.0053273 |  | 0.1094 |  | 0.21839 |  | 0.18717 |  | 0.017161 |  | 0.0025221 |  | 0.0020004 |  | 0.00024443 |  | 0.064008 |  | 0.0012815 |  | 6.4072e-05 |  | 0.00042483 |  | 0.00046724 |  | -2.238e-05 |  | 2.1156e-05 |  | 0 |  | 3.3297e-05 |  | 0.00032215
| 0.0052165 |  | 0.10682 |  | 0.20897 |  | 0.18995 |  | 0.017474 |  | 0.0027196 |  | 0.0020643 |  | 0.00027432 |  | 0.064325 |  | 0.0010615 |  | 0.00015549 |  | 0.00050479 |  | 0.00042297 |  | -2.33e-05 |  | -4.3983e-05 |  | 0 |  | 1.2209e-05 |  | 0.00033949
| 0.004983 |  | 0.10496 |  | 0.2192 |  | 0.19138 |  | 0.018185 |  | 0.0028227 |  | 0.0021264 |  | 0.00023566 |  | 0.064421 |  | 0.00096043 |  | 0.0001555 |  | 0.00053238 |  | 0.00018336 |  | -8.7876e-06 |  | -0.00010815 |  | 0 |  | 1.9978e-05 |  | 0.0003729
| 0.0048157 |  | 0.10262 |  | 0.21948 |  | 0.19358 |  | 0.018944 |  | 0.0029306 |  | 0.002197 |  | 0.00019138 |  | 0.064193 |  | 0.00099693 |  | 0.00011361 |  | 0.0005063 |  | 0.0002328 |  | 2.6019e-06 |  | -8.7391e-05 |  | 0 |  | 2.5532e-05 |  | 0.00038921
| 0.0048005 |  | 0.099615 |  | 0.20843 |  | 0.19711 |  | 0.019585 |  | 0.0031349 |  | 0.0022455 |  | 0.00014846 |  | 0.064214 |  | 0.0010341 |  | 0.00011362 |  | 0.00054218 |  | 5.8638e-05 |  | -8.8089e-06 |  | -4.6593e-05 |  | 0 |  | 4.4458e-05 |  | 0.00037029
| 0.0047613 |  | 0.097374 |  | 0.21642 |  | 0.20199 |  | 0.020413 |  | 0.0031146 |  | 0.0022823 |  | 0.00017415 |  | 0.064888 |  | 0.00095797 |  | 6.0511e-05 |  | 0.00054468 |  | 0.000229 |  | -1.293e-05 |  | 4.191e-05 |  | 0 |  | 3.7801e-05 |  | 0.00036092
| 0.0045895 |  | 0.095725 |  | 0.21641 |  | 0.20713 |  | 0.020666 |  | 0.0032593 |  | 0.0023274 |  | 0.00023138 |  | 0.065777 |  | 0.00086318 |  | 6.0515e-05 |  | 0.00051988 |  | 0.00028735 |  | -1.2253e-05 |  | 0.000112 |  | 0 |  | 3.1892e-05 |  | 0.00039726
| 0.0044587 |  | 0.093733 |  | 0.20604 |  | 0.21049 |  | 0.02086 |  | 0.0034613 |  | 0.0023829 |  | 0.00024224 |  | 0.065684 |  | 0.0010253 |  | 0.00015334 |  | 0.00050787 |  | 0.00030531 |  | -2.238e-05 |  | -1.3929e-05 |  | 0 |  | 3.4111e-05 |  | 0.00036561
| 0.0043573 |  | 0.091776 |  | 0.21417 |  | 0.21333 |  | 0.021369 |  | 0.003585 |  | 0.0024587 |  | 0.00022604 |  | 0.066003 |  | 0.0010619 |  | 0.00015335 |  | 0.00052062 |  | 0.00046183 |  | -1.6685e-05 |  | -0.00010498 |  | 0 |  | 5.6097e-05 |  | 0.00031482
| 0.0042961 |  | 0.090059 |  | 0.21279 |  | 0.21745 |  | 0.022423 |  | 0.0038532 |  | 0.0025344 |  | 0.00032533 |  | 0.066613 |  | 0.0009857 |  | 0.00020427 |  | 0.00055201 |  | 0.00051255 |  | -4.4567e-06 |  | 2.427e-05 |  | 0 |  | 2.585e-05 |  | 0.00035317
| 0.0042476 |  | 0.088152 |  | 0.20072 |  | 0.22026 |  | 0.023035 |  | 0.0039777 |  | 0.0026015 |  | 0.00030706 |  | 0.066697 |  | 0.0010606 |  | 0.00020428 |  | 0.00050314 |  | 0.00018821 |  | -3.325e-05 |  | 1.9858e-05 |  | 0 |  | -3.9637e-06 |  | 0.00040476
| 0.0040462 |  | 0.086351 |  | 0.20862 |  | 0.21994 |  | 0.023446 |  | 0.0040723 |  | 0.0026966 |  | 0.00025608 |  | 0.065877 |  | 0.0012112 |  | 9.3414e-05 |  | 0.00042662 |  | 0.00017682 |  | -3.2193e-05 |  | -2.317e-05 |  | 0 |  | 1.0739e-05 |  | 0.00038976
| 0.0037684 |  | 0.084582 |  | 0.20724 |  | 0.21712 |  | 0.024478 |  | 0.0043134 |  | 0.0027937 |  | 0.00030183 |  | 0.064103 |  | 0.0011946 |  | 9.342e-05 |  | 0.00039546 |  | 4.1148e-05 |  | -3.1391e-05 |  | 5.71e-05 |  | 0 |  | 1.1519e-05 |  | 0.00033321
| 0.0036276 |  | 0.082786 |  | 0.19542 |  | 0.21381 |  | 0.025182 |  | 0.0043601 |  | 0.0028779 |  | 0.00028575 |  | 0.062495 |  | 0.00096224 |  | 0.00010966 |  | 0.00038312 |  | -0.00049319 |  | -3.8142e-05 |  | 0.00011227 |  | 0 |  | 2.4843e-05 |  | 0.00035169
| 0.0034469 |  | 0.080952 |  | 0.20165 |  | 0.2114 |  | 0.025768 |  | 0.0041904 |  | 0.002941 |  | 0.00025685 |  | 0.061178 |  | 0.00075813 |  | 0.00010967 |  | 0.00040336 |  | -0.0001843 |  | -2.5626e-05 |  | 9.6161e-05 |  | 0 |  | 5.9386e-05 |  | 0.00036351
| 0.0033147 |  | 0.079064 |  | 0.19805 |  | 0.21006 |  | 0.026318 |  | 0.0042956 |  | 0.0030401 |  | 0.00027236 |  | 0.060528 |  | 0.00085661 |  | 0.00011753 |  | 0.00047107 |  | -5.1703e-05 |  | -2.7875e-05 |  | 5.1071e-06 |  | 0 |  | 5.6045e-05 |  | 0.00032168
| 0.0032466 |  | 0.077474 |  | 0.18667 |  | 0.20954 |  | 0.027107 |  | 0.0045924 |  | 0.0031498 |  | 0.0003006 |  | 0.06018 |  | 0.00099509 |  | 0.00011754 |  | 0.00043207 |  | -8.0132e-05 |  | -1.8129e-05 |  | -4.0297e-05 |  | 0 |  | 4.0438e-05 |  | 0.00034874
| 0.0031618 |  | 0.07636 |  | 0.19333 |  | 0.21005 |  | 0.028289 |  | 0.0047281 |  | 0.003246 |  | 0.00025801 |  | 0.059702 |  | 0.00097185 |  | 7.8646e-05 |  | 0.00037475 |  | 0.00029062 |  | -2.9733e-05 |  | 4.5254e-05 |  | 0 |  | 6.7099e-05 |  | 0.00040277
| 0.0031222 |  | 0.074937 |  | 0.19029 |  | 0.21186 |  | 0.029132 |  | 0.0050029 |  | 0.0032993 |  | 0.00027212 |  | 0.059377 |  | 0.00096553 |  | 7.8651e-05 |  | 0.00038125 |  | 0.00047569 |  | -4.3125e-05 |  | 8.3473e-05 |  | 0 |  | 7.3108e-05 |  | 0.00038889
| 0.0030673 |  | 0.073321 |  | 0.18752 |  | 0.21213 |  | 0.029925 |  | 0.005378 |  | 0.0034003 |  | 0.00036077 |  | 0.059063 |  | 0.0010617 |  | 6.9315e-05 |  | 0.00032221 |  | 0.00026256 |  | -1.7038e-05 |  | 1.7243e-05 |  | 0 |  | 6.7556e-05 |  | 0.00035078
| 0.0029472 |  | 0.071879 |  | 0.17686 |  | 0.21009 |  | 0.030606 |  | 0.0055134 |  | 0.0035891 |  | 0.00034516 |  | 0.058421 |  | 0.0011295 |  | 6.9319e-05 |  | 0.00033036 |  | -0.00023913 |  | -4.3643e-06 |  | 7.0779e-05 |  | 0 |  | 5.6402e-05 |  | 0.00035683
| 0.0029363 |  | 0.07036 |  | 0.18195 |  | 0.20813 |  | 0.031299 |  | 0.0057889 |  | 0.0036878 |  | 0.00037055 |  | 0.057104 |  | 0.0010691 |  | 0.0002047 |  | 0.00035927 |  | -0.00027059 |  | -1.1144e-05 |  | 3.973e-05 |  | 0 |  | 4.529e-05 |  | 0.00035388
| 0.0029112 |  | 0.068983 |  | 0.17864 |  | 0.20691 |  | 0.032669 |  | 0.006086 |  | 0.0037713 |  | 0.00038734 |  | 0.056486 |  | 0.0009484 |  | 0.00020471 |  | 0.00037765 |  | 0.00029843 |  | -9.1352e-06 |  | -1.0518e-05 |  | 0 |  | 4.37e-05 |  | 0.00028326
| 0.0026133 |  | 0.067761 |  | 0.16787 |  | 0.20567 |  | 0.033657 |  | 0.0060911 |  | 0.0038528 |  | 0.00031926 |  | 0.05579 |  | 0.00073944 |  | 0.00013187 |  | 0.00035956 |  | 0.00014625 |  | -1.0279e-05 |  | -8.5428e-05 |  | 0 |  | 2.4814e-05 |  | 0.00030073
| 0.0024171 |  | 0.066358 |  | 0.17167 |  | 0.20351 |  | 0.034311 |  | 0.0062849 |  | 0.0039705 |  | 0.00030643 |  | 0.0549 |  | 0.00070883 |  | 0.00013188 |  | 0.00032743 |  | -0.00024628 |  | -1.0311e-05 |  | -0.00020757 |  | 0 |  | 1.1312e-05 |  | 0.00036194
| 0.0024248 |  | 0.064705 |  | 0.1675 |  | 0.20088 |  | 0.035316 |  | 0.0065382 |  | 0.0041161 |  | 0.00031048 |  | 0.054492 |  | 0.00069189 |  | 9.1818e-06 |  | 0.0003554 |  | -0.00024899 |  | -3.1382e-05 |  | -2.54e-05 |  | 0 |  | 3.2431e-05 |  | 0.00034116
| 0.0024141 |  | 0.063364 |  | 0.15751 |  | 0.1982 |  | 0.036318 |  | 0.0067019 |  | 0.0042377 |  | 0.00034003 |  | 0.053583 |  | 0.00075304 |  | 9.1824e-06 |  | 0.00029855 |  | -0.00013992 |  | -3.3331e-05 |  | -7.6204e-05 |  | 0 |  | 7.4386e-05 |  | 0.00033722
| 0.0022783 |  | 0.062117 |  | 0.16167 |  | 0.19597 |  | 0.037118 |  | 0.0069388 |  | 0.004417 |  | 0.00037137 |  | 0.052892 |  | 0.00070673 |  | 0.00013594 |  | 0.00027228 |  | 0.00022329 |  | 1.5584e-06 |  | -0.00010382 |  | 0 |  | 8.2167e-05 |  | 0.00031268
| 0.0021958 |  | 0.061051 |  | 0.15833 |  | 0.19364 |  | 0.038047 |  | 0.0070915 |  | 0.0045641 |  | 0.000347 |  | 0.051547 |  | 0.00072308 |  | 0.00013595 |  | 0.00032259 |  | 0.0002184 |  | -1.7866e-05 |  | -1.3254e-05 |  | 0 |  | 6.4552e-05 |  | 0.00032346
| 0.0021936 |  | 0.060035 |  | 0.14822 |  | 0.19093 |  | 0.039602 |  | 0.0073009 |  | 0.0046751 |  | 0.00039698 |  | 0.050154 |  | 0.00080463 |  | 7.6482e-05 |  | 0.00034401 |  | -6.8211e-05 |  | -4.2233e-05 |  | -2.3198e-05 |  | 0 |  | 5.4548e-05 |  | 0.00033066
| 0.002196 |  | 0.058471 |  | 0.15085 |  | 0.18831 |  | 0.040778 |  | 0.0076637 |  | 0.0047726 |  | 0.00045632 |  | 0.049389 |  | 0.00068479 |  | 7.6487e-05 |  | 0.00035194 |  | -0.00022963 |  | -1.6051e-05 |  | -6.6279e-05 |  | 0 |  | 4.2917e-05 |  | 0.00032209
| 0.0021553 |  | 0.05725 |  | 0.1478 |  | 0.18519 |  | 0.041519 |  | 0.0079986 |  | 0.0048552 |  | 0.00041333 |  | 0.04863 |  | 0.000668 |  | 0.0001601 |  | 0.00036408 |  | -0.00027174 |  | -1.0422e-05 |  | -8.3961e-05 |  | 0 |  | 5.0699e-05 |  | 0.00034432
| 0.0020295 |  | 0.056154 |  | 0.14501 |  | 0.18222 |  | 0.042903 |  | 0.0083304 |  | 0.0049873 |  | 0.00039001 |  | 0.047687 |  | 0.00059962 |  | 0.00016011 |  | 0.00034547 |  | -0.00025123 |  | -9.2819e-06 |  | 5.8584e-05 |  | 0 |  | 4.7146e-05 |  | 0.0003352
| 0.0019756 |  | 0.054566 |  | 0.13471 |  | 0.17897 |  | 0.044075 |  | 0.0086638 |  | 0.0051693 |  | 0.0004874 |  | 0.04631 |  | 0.00055918 |  | 9.4211e-05 |  | 0.00030678 |  | 1.6227e-06 |  | -3.0981e-06 |  | 7.6267e-05 |  | 0 |  | 4.7152e-05 |  | 0.0002804
| 0.0019448 |  | 0.053475 |  | 0.13778 |  | 0.17507 |  | 0.045422 |  | 0.0089596 |  | 0.0053761 |  | 0.00053526 |  | 0.045726 |  | 0.00066494 |  | 9.4217e-05 |  | 0.00027869 |  | -0.00030896 |  | -2.0386e-05 |  | 2.0994e-05 |  | 0 |  | 6.0626e-05 |  | 0.00031335
| 0.0018344 |  | 0.052697 |  | 0.13473 |  | 0.1714 |  | 0.047422 |  | 0.0090674 |  | 0.0055282 |  | 0.00043654 |  | 0.045066 |  | 0.00079788 |  | 0.00021991 |  | 0.00027096 |  | -0.00021191 |  | -2.3043e-05 |  | -9.2356e-05 |  | 0 |  | 5.2848e-05 |  | 0.00035056
| 0.0017683 |  | 0.051375 |  | 0.12517 |  | 0.16762 |  | 0.048395 |  | 0.0093335 |  | 0.0057047 |  | 0.00040905 |  | 0.043777 |  | 0.00070301 |  | 0.00021993 |  | 0.00022835 |  | 0.00015884 |  | -4.723e-05 |  | -7.0707e-05 |  | 0 |  | 3.2606e-05 |  | 0.0003006
| 0.0017308 |  | 0.050058 |  | 0.12808 |  | 0.16362 |  | 0.04887 |  | 0.0097467 |  | 0.005885 |  | 0.00046938 |  | 0.042844 |  | 0.00037342 |  | 0.0001526 |  | 0.00024372 |  | -0.00013424 |  | -6.0619e-05 |  | 7.9126e-05 |  | 0 |  | 4.04e-05 |  | 0.00028813
| 0.001752 |  | 0.048965 |  | 0.12587 |  | 0.15898 |  | 0.050277 |  | 0.010055 |  | 0.0059819 |  | 0.00052784 |  | 0.04153 |  | 0.00059303 |  | 0.00015261 |  | 0.00022617 |  | 0.00021281 |  | -2.6774e-05 |  | 0.00016898 |  | 0 |  | 6.0627e-05 |  | 0.00026596
| 0.0016581 |  | 0.047734 |  | 0.12225 |  | 0.15383 |  | 0.051625 |  | 0.010224 |  | 0.0061642 |  | 0.00048152 |  | 0.040235 |  | 0.00063854 |  | 2.7284e-05 |  | 0.00024998 |  | 0.00030427 |  | -1.7054e-05 |  | 0.00014799 |  | 0 |  | 5.062e-05 |  | 0.00028741
| 0.0015058 |  | 0.046562 |  | 0.11378 |  | 0.14939 |  | 0.053174 |  | 0.010342 |  | 0.0064181 |  | 0.00046187 |  | 0.039273 |  | 0.00054686 |  | 2.7285e-05 |  | 0.00031591 |  | -2.3631e-05 |  | -4.5569e-05 |  | 3.7584e-05 |  | 0 |  | 4.2615e-05 |  | 0.00032104
| 0.0015313 |  | 0.045347 |  | 0.11698 |  | 0.14587 |  | 0.054955 |  | 0.01077 |  | 0.00669 |  | 0.00058903 |  | 0.038539 |  | 0.00076894 |  | 0.00010517 |  | 0.00024543 |  | -0.00026424 |  | -4.4067e-05 |  | -5.5273e-06 |  | 0 |  | 5.3744e-05 |  | 0.00029342
| 0.0015104 |  | 0.04437 |  | 0.11309 |  | 0.14241 |  | 0.056302 |  | 0.011299 |  | 0.0069419 |  | 0.00062116 |  | 0.03797 |  | 0.00062353 |  | 0.00010518 |  | 0.00018471 |  | -0.00019723 |  | -3.9231e-05 |  | 2.8917e-05 |  | 0 |  | 4.4523e-05 |  | 0.00031657
| 0.0015646 |  | 0.043663 |  | 0.10528 |  | 0.13909 |  | 0.057794 |  | 0.011765 |  | 0.0071418 |  | 0.00063234 |  | 0.037467 |  | 0.00062392 |  | 0.00019189 |  | 0.00012347 |  | 0.0002165 |  | -2.0556e-05 |  | 7.3141e-05 |  | 0 |  | 3.2283e-05 |  | 0.00031987
| 0.0014674 |  | 0.042625 |  | 0.10835 |  | 0.13558 |  | 0.05934 |  | 0.011897 |  | 0.0076104 |  | 0.00060252 |  | 0.036918 |  | 0.000537 |  | 0.00019191 |  | 0.00023359 |  | 0.00017828 |  | -7.3642e-06 |  | 1.2163e-05 |  | 0 |  | 3.9169e-05 |  | 0.00031083
| 0.0013316 |  | 0.041592 |  | 0.10558 |  | 0.13208 |  | 0.06077 |  | 0.012318 |  | 0.0077276 |  | 0.00064322 |  | 0.035515 |  | 0.00056046 |  | 0.0001609 |  | 0.00033892 |  | -0.00010731 |  | -7.3899e-06 |  | 7.7399e-06 |  | 0 |  | 6.1422e-05 |  | 0.00029683
| 0.0015118 |  | 0.040707 |  | 0.10337 |  | 0.12886 |  | 0.062318 |  | 0.013025 |  | 0.0079773 |  | 0.00078003 |  | 0.034335 |  | 0.00064816 |  | 0.00016091 |  | 0.00028965 |  | -0.00016432 |  | 1.1352e-05 |  | 0.00012323 |  | 0 |  | 5.3244e-05 |  | 0.00030285
| 0.0014732 |  | 0.039545 |  | 0.096272 |  | 0.12474 |  | 0.063967 |  | 0.013226 |  | 0.0082831 |  | 0.00071244 |  | 0.033661 |  | 0.00042645 |  | 8.1765e-05 |  | 0.0002695 |  | -0.00015461 |  | -8.5034e-07 |  | 7.3472e-05 |  | 0 |  | 6.7721e-05 |  | 0.00028018
| 0.0012324 |  | 0.038391 |  | 0.098358 |  | 0.1203 |  | 0.065469 |  | 0.013423 |  | 0.0084659 |  | 0.00063797 |  | 0.032883 |  | 0.00055259 |  | 8.177e-05 |  | 0.00021749 |  | -1.0999e-05 |  | -1.8524e-05 |  | 2.1865e-05 |  | 0 |  | 4.2281e-05 |  | 0.00030218
| 0.0011496 |  | 0.037715 |  | 0.096419 |  | 0.11707 |  | 0.066978 |  | 0.013941 |  | 0.0085732 |  | 0.00066127 |  | 0.032237 |  | 0.00066625 |  | 0.0001041 |  | 0.0001451 |  | 0.00013029 |  | -1.7722e-05 |  | 5.2834e-05 |  | 0 |  | 1.6695e-05 |  | 0.00039871
| 0.0012922 |  | 0.03664 |  | 0.094463 |  | 0.11464 |  | 0.068602 |  | 0.01437 |  | 0.008781 |  | 0.00071693 |  | 0.031779 |  | 0.00058064 |  | 0.00010411 |  | 0.00016997 |  | 0.00025224 |  | -6.8079e-06 |  | -1.6592e-05 |  | 0 |  | 4.8478e-05 |  | 0.00036068
| 0.0013398 |  | 0.035536 |  | 0.087774 |  | 0.11199 |  | 0.070577 |  | 0.014769 |  | 0.0090717 |  | 0.00074651 |  | 0.031692 |  | 0.00051361 |  | 0.00015773 |  | 0.00026991 |  | 0.00017802 |  | -1.1226e-05 |  | -0.00010644 |  | 0 |  | 6.7408e-05 |  | 0.00028006
| 0.0013001 |  | 0.034878 |  | 0.089473 |  | 0.10871 |  | 0.072552 |  | 0.015348 |  | 0.0093737 |  | 0.00077383 |  | 0.031262 |  | 0.00050574 |  | 0.00015774 |  | 0.00029275 |  | 7.0141e-05 |  | -2.1539e-05 |  | -8.5437e-05 |  | 0 |  | 4.675e-05 |  | 0.000295
| 0.0012273 |  | 0.033847 |  | 0.088087 |  | 0.10569 |  | 0.074345 |  | 0.015932 |  | 0.0096041 |  | 0.00079425 |  | 0.030481 |  | 0.00069382 |  | 7.0922e-05 |  | 0.00019582 |  | -7.8005e-05 |  | -5.6679e-06 |  | 1.3275e-05 |  | 0 |  | 3.339e-05 |  | 0.00034189
| 0.0011521 |  | 0.032928 |  | 0.082736 |  | 0.10359 |  | 0.07594 |  | 0.016521 |  | 0.0098093 |  | 0.00080388 |  | 0.030086 |  | 0.00062122 |  | 7.0926e-05 |  | 0.00017623 |  | 2.1416e-05 |  | 1.8459e-05 |  | 6.2455e-05 |  | 0 |  | 6.5908e-05 |  | 0.00030273
| 0.001067 |  | 0.0322 |  | 0.085292 |  | 0.10131 |  | 0.07762 |  | 0.016911 |  | 0.010094 |  | 0.0007837 |  | 0.029528 |  | 0.00050668 |  | 0.00014188 |  | 0.00027424 |  | 0.0001243 |  | -5.739e-06 |  | -5.5476e-06 |  | 0 |  | 5.2544e-05 |  | 0.0002429
| 0.0010406 |  | 0.031271 |  | 0.083906 |  | 0.09884 |  | 0.079312 |  | 0.017407 |  | 0.010419 |  | 0.00079107 |  | 0.028961 |  | 0.00036113 |  | 0.00014189 |  | 0.00035595 |  | -3.197e-05 |  | 6.2577e-07 |  | -0.0001001 |  | 0 |  | 5.4211e-05 |  | 0.00028264
| 0.0011025 |  | 0.030433 |  | 0.082245 |  | 0.096459 |  | 0.081124 |  | 0.017995 |  | 0.010674 |  | 0.00087086 |  | 0.028351 |  | 0.00024393 |  | 0.00014314 |  | 0.00037028 |  | -8.7594e-05 |  | 2.0818e-05 |  | -5.4221e-05 |  | 0 |  | 5.9783e-05 |  | 0.00028734
| 0.0010396 |  | 0.029266 |  | 0.076642 |  | 0.093847 |  | 0.083093 |  | 0.018404 |  | 0.010878 |  | 0.00088097 |  | 0.027872 |  | 0.00042629 |  | 0.00014315 |  | 0.00035233 |  | -6.7871e-05 |  | -1.9279e-05 |  | 4.4266e-06 |  | 0 |  | 4.7428e-05 |  | 0.00027143
| 0.0009589 |  | 0.028611 |  | 0.078631 |  | 0.090942 |  | 0.084503 |  | 0.018879 |  | 0.011296 |  | 0.00084739 |  | 0.027738 |  | 0.00056095 |  | 8.8288e-05 |  | 0.00026896 |  | -7.4043e-06 |  | -3.404e-05 |  | -4.5487e-05 |  | 0 |  | 3.5185e-05 |  | 0.00031492
| 0.00098664 |  | 0.028128 |  | 0.077244 |  | 0.088317 |  | 0.086414 |  | 0.019498 |  | 0.011699 |  | 0.00087186 |  | 0.027425 |  | 0.00063785 |  | 8.8293e-05 |  | 0.000193 |  | 7.9742e-05 |  | 8.1336e-06 |  | -2.505e-06 |  | 0 |  | 3.4592e-05 |  | 0.00032815
| 0.00094686 |  | 0.027558 |  | 0.075288 |  | 0.085884 |  | 0.088578 |  | 0.020089 |  | 0.011984 |  | 0.00092119 |  | 0.026451 |  | 0.00070449 |  | 0.00011002 |  | 0.00024082 |  | 0.00022902 |  | 8.0339e-06 |  | -6.1805e-05 |  | 0 |  | 4.6841e-05 |  | 0.00030916
| 0.000875 |  | 0.026795 |  | 0.070814 |  | 0.08407 |  | 0.090238 |  | 0.020621 |  | 0.012351 |  | 0.00090132 |  | 0.025766 |  | 0.00066943 |  | 0.00011002 |  | 0.00026586 |  | 0.00021657 |  | -1.0839e-05 |  | -5.92e-05 |  | 0 |  | 6.0533e-05 |  | 0.00027635
| 0.00088283 |  | 0.025511 |  | 0.073627 |  | 0.08239 |  | 0.092061 |  | 0.021225 |  | 0.012682 |  | 0.00090986 |  | 0.025365 |  | 0.00058686 |  | 3.0674e-05 |  | 0.00020486 |  | 4.9945e-05 |  | 1.0284e-05 |  | -4.4798e-05 |  | 0 |  | 5.7198e-05 |  | 0.00024462
| 0.00093818 |  | 0.025 |  | 0.072501 |  | 0.080628 |  | 0.094481 |  | 0.021977 |  | 0.013011 |  | 0.0010535 |  | 0.024801 |  | 0.00060585 |  | 3.0676e-05 |  | 0.00021288 |  | 8.6648e-05 |  | 8.7938e-06 |  | -0.00011476 |  | 0 |  | 2.2275e-05 |  | 0.00022481
| 0.00092827 |  | 0.024765 |  | 0.070829 |  | 0.079271 |  | 0.096507 |  | 0.022945 |  | 0.013384 |  | 0.0010828 |  | 0.024865 |  | 0.00051501 |  | 2.7607e-05 |  | 0.00024226 |  | 2.7203e-05 |  | 2.0704e-05 |  | 4.65e-05 |  | 0 |  | 2.4506e-05 |  | 0.00024467
| 0.00087524 |  | 0.024049 |  | 0.066041 |  | 0.077845 |  | 0.098524 |  | 0.023757 |  | 0.013818 |  | 0.0010866 |  | 0.024729 |  | 0.00046809 |  | 2.7609e-05 |  | 0.00018703 |  | 2.6559e-05 |  | 2.9268e-05 |  | 0.0001135 |  | 0 |  | 3.4639e-05 |  | 0.00032629
| 0.00097819 |  | 0.023223 |  | 0.067807 |  | 0.075945 |  | 0.10041 |  | 0.024266 |  | 0.014286 |  | 0.001171 |  | 0.024386 |  | 0.00064183 |  | 9.4469e-05 |  | 0.00022281 |  | 0.00022935 |  | 2.1051e-05 |  | -2.6372e-05 |  | 0 |  | 3.5753e-05 |  | 0.00031404
| 0.0009727 |  | 0.022598 |  | 0.066417 |  | 0.073716 |  | 0.10215 |  | 0.024857 |  | 0.014696 |  | 0.0012269 |  | 0.024107 |  | 0.00062617 |  | 9.4475e-05 |  | 0.00017579 |  | 0.00029166 |  | 1.7913e-05 |  | -3.0147e-05 |  | 0 |  | 3.5978e-05 |  | 0.00030185
| 0.00085437 |  | 0.022109 |  | 0.065026 |  | 0.072021 |  | 0.10465 |  | 0.025595 |  | 0.015128 |  | 0.0012562 |  | 0.02364 |  | 0.00056858 |  | 7.4834e-05 |  | 0.00011569 |  | 0.00014233 |  | -2.2798e-07 |  | -3.1852e-05 |  | 0 |  | 1.8152e-05 |  | 0.00032964
| 0.00082896 |  | 0.021638 |  | 0.061527 |  | 0.070758 |  | 0.1068 |  | 0.026176 |  | 0.015572 |  | 0.0012145 |  | 0.023381 |  | 0.00056277 |  | 7.4838e-05 |  | 0.00018678 |  | -3.1369e-05 |  | -7.377e-06 |  | -0.00011503 |  | 0 |  | 4.2085e-05 |  | 0.00029885
| 0.00080243 |  | 0.021093 |  | 0.063897 |  | 0.069177 |  | 0.10909 |  | 0.026881 |  | 0.016077 |  | 0.0012005 |  | 0.02328 |  | 0.00068798 |  | 0.00012726 |  | 0.00023853 |  | 2.9904e-05 |  | -1.5397e-06 |  | -0.00011228 |  | 0 |  | 6.994e-05 |  | 0.00025373
| 0.00079475 |  | 0.020528 |  | 0.062518 |  | 0.068028 |  | 0.11127 |  | 0.027953 |  | 0.016597 |  | 0.001321 |  | 0.023226 |  | 0.0007634 |  | 0.00012727 |  | 0.00031647 |  | -3.127e-05 |  | -1.0088e-05 |  | -5.801e-05 |  | 0 |  | 4.8726e-05 |  | 0.00027383
| 0.00068742 |  | 0.020287 |  | 0.060839 |  | 0.067336 |  | 0.11318 |  | 0.028814 |  | 0.016978 |  | 0.0013585 |  | 0.022843 |  | 0.00042926 |  | 4.4535e-05 |  | 0.0002603 |  | 0.00013581 |  | -3.186e-06 |  | -2.6008e-05 |  | 0 |  | 1.9759e-05 |  | 0.00029471
| 0.00060774 |  | 0.019717 |  | 0.05674 |  | 0.066183 |  | 0.11565 |  | 0.029844 |  | 0.017522 |  | 0.0013645 |  | 0.022465 |  | 0.00035464 |  | 4.4537e-05 |  | 0.00019902 |  | 0.00029377 |  | 8.1163e-06 |  | 3.3895e-06 |  | 0 |  | 2.4482e-05 |  | 0.00026679
| 0.00065869 |  | 0.019118 |  | 0.058341 |  | 0.065127 |  | 0.11822 |  | 0.031148 |  | 0.018213 |  | 0.001417 |  | 0.022762 |  | 0.00049764 |  | 0 |  | 0.00026424 |  | 0.0003136 |  | 6.2561e-06 |  | 5.9315e-05 |  | 0 |  | 2.0027e-05 |  | 0.00027934
| 0.00069418 |  | 0.018904 |  | 0.0575 |  | 0.064526 |  | 0.12016 |  | 0.032342 |  | 0.018731 |  | 0.0014944 |  | 0.0229 |  | 0.00062697 |  | 0 |  | 0.00026291 |  | 0.00022671 |  | 6.1095e-06 |  | 8.8628e-06 |  | 0 |  | 1.9539e-05 |  | 0.00031606
| 0.00074186 |  | 0.018416 |  | 0.056103 |  | 0.063635 |  | 0.12257 |  | 0.033424 |  | 0.019143 |  | 0.0015499 |  | 0.022551 |  | 0.00054581 |  | 7.3881e-05 |  | 0.00024709 |  | 8.1631e-05 |  | -4.4153e-07 |  | 2.216e-06 |  | 0 |  | 3.9481e-06 |  | 0.00028811
| 0.00069978 |  | 0.017892 |  | 0.052226 |  | 0.062221 |  | 0.12539 |  | 0.03423 |  | 0.019721 |  | 0.0015767 |  | 0.021853 |  | 0.00046576 |  | 7.3885e-05 |  | 0.00025505 |  | 0.00013596 |  | -3.2431e-06 |  | 1.4404e-05 |  | 0 |  | -5.1926e-06 |  | 0.00025792
| 0.0005725 |  | 0.017694 |  | 0.053889 |  | 0.060473 |  | 0.12794 |  | 0.035021 |  | 0.020358 |  | 0.0016221 |  | 0.021763 |  | 0.00053257 |  | 5.4935e-05 |  | 0.00018383 |  | 0.00027365 |  | 3.0341e-06 |  | -4.1062e-05 |  | 0 |  | 0.00010738 |  | 0.00026437
| 0.00052491 |  | 0.017576 |  | 0.053052 |  | 0.058901 |  | 0.13006 |  | 0.035548 |  | 0.020838 |  | 0.001609 |  | 0.021794 |  | 0.00056455 |  | 5.4938e-05 |  | 0.00015882 |  | 0.00030274 |  | 1.5867e-05 |  | 4.0561e-05 |  | 0 |  | 0.00013828 |  | 0.00028521
| 0.00059694 |  | 0.017118 |  | 0.052204 |  | 0.057501 |  | 0.13179 |  | 0.036168 |  | 0.021389 |  | 0.001639 |  | 0.020832 |  | 0.00033435 |  | 7.3235e-05 |  | 0.00021267 |  | -8.1019e-05 |  | 2.6446e-05 |  | 0.00014702 |  | 0 |  | 4.7998e-05 |  | 0.00035513
| 0.00060361 |  | 0.016392 |  | 0.049045 |  | 0.05624 |  | 0.13394 |  | 0.03723 |  | 0.022004 |  | 0.0016883 |  | 0.020753 |  | 0.00026862 |  | 7.3239e-05 |  | 0.00017892 |  | 0.00015349 |  | 1.8068e-05 |  | 0.00011769 |  | 0 |  | 3.3493e-05 |  | 0.00034293
| 0.00054605 |  | 0.015834 |  | 0.050289 |  | 0.055408 |  | 0.1366 |  | 0.03864 |  | 0.022529 |  | 0.0017739 |  | 0.021289 |  | 0.00057168 |  | 5.7469e-05 |  | 0.00018871 |  | 0.00045275 |  | -2.8861e-06 |  | 7.4469e-05 |  | 0 |  | 3.1259e-05 |  | 0.00028454
| 0.00055717 |  | 0.015554 |  | 0.048351 |  | 0.054528 |  | 0.13968 |  | 0.040014 |  | 0.023057 |  | 0.0018489 |  | 0.021074 |  | 0.00046527 |  | 5.7473e-05 |  | 0.00023174 |  | 0.0003572 |  | 1.8552e-06 |  | 0.0001363 |  | 0 |  | 4.2783e-05 |  | 0.00023648
| 0.00053723 |  | 0.015542 |  | 0.047509 |  | 0.053745 |  | 0.1419 |  | 0.04125 |  | 0.023624 |  | 0.0018749 |  | 0.020681 |  | 0.00034037 |  | 5.5097e-05 |  | 0.00018701 |  | 0.00038026 |  | 1.2967e-05 |  | 6.0544e-05 |  | 0 |  | 2.9399e-05 |  | 0.00024281
| 0.00054839 |  | 0.015082 |  | 0.044547 |  | 0.053052 |  | 0.14338 |  | 0.04259 |  | 0.024151 |  | 0.0019947 |  | 0.020336 |  | 0.0003941 |  | 5.5101e-05 |  | 0.00016898 |  | 0.00040112 |  | 3.3613e-05 |  | -1.3404e-05 |  | 0 |  | 4.9044e-05 |  | 0.00029416
| 0.00056943 |  | 0.01448 |  | 0.045278 |  | 0.051832 |  | 0.14533 |  | 0.043643 |  | 0.024794 |  | 0.0020464 |  | 0.020099 |  | 0.0004234 |  | 0.00014298 |  | 0.00030215 |  | 0.00025409 |  | 3.5441e-05 |  | 5.9039e-05 |  | 0 |  | 6.354e-05 |  | 0.00029517
| 0.00057503 |  | 0.014369 |  | 0.04417 |  | 0.050218 |  | 0.14772 |  | 0.044603 |  | 0.025618 |  | 0.0020528 |  | 0.019763 |  | 0.00062212 |  | 0.00014299 |  | 0.00029915 |  | 8.3846e-05 |  | 6.4549e-07 |  | 0.00013012 |  | 0 |  | 3.2498e-05 |  | 0.00029158
| 0.00060275 |  | 0.014144 |  | 0.043061 |  | 0.048713 |  | 0.15005 |  | 0.045435 |  | 0.026135 |  | 0.0020993 |  | 0.019214 |  | 0.00061891 |  | 7.3347e-05 |  | 0.00021236 |  | 0.0001306 |  | 2.3246e-06 |  | 1.2651e-05 |  | 0 |  | 4.0307e-05 |  | 0.00026447
| 0.00049283 |  | 0.013846 |  | 0.041671 |  | 0.047012 |  | 0.15233 |  | 0.0461 |  | 0.026539 |  | 0.0021163 |  | 0.019087 |  | 0.00042429 |  | 7.3352e-05 |  | 0.00022348 |  | -4.5666e-05 |  | -6.7107e-06 |  | -1.087e-05 |  | 0 |  | 4.1198e-05 |  | 0.00025676
| 0.00040974 |  | 0.013354 |  | 0.038709 |  | 0.045438 |  | 0.15501 |  | 0.046946 |  | 0.027172 |  | 0.00214 |  | 0.018835 |  | 0.00033507 |  | 5.1441e-05 |  | 0.0001587 |  | 0.00024373 |  | 1.5864e-05 |  | 3.234e-05 |  | 0 |  | 3.7851e-05 |  | 0.00026373
| 0.00063278 |  | 0.012813 |  | 0.039451 |  | 0.044488 |  | 0.15846 |  | 0.049115 |  | 0.02755 |  | 0.0023385 |  | 0.018507 |  | 0.00057773 |  | 8.3044e-05 |  | 0.00027866 |  | 0.00078608 |  | 0.00013088 |  | 0.00013043 |  | 0 |  | 0.00023866 |  | 0.00053009
| 0.00055967 |  | 0.012483 |  | 0.038061 |  | 0.043268 |  | 0.16171 |  | 0.051422 |  | 0.02788 |  | 0.002407 |  | 0.018213 |  | 0.00057102 |  | 3.1602e-05 |  | 0.00022489 |  | 0.00028655 |  | 2.2508e-05 |  | -6.1448e-05 |  | 0 |  | 2.1404e-05 |  | 0.00025565
| 0.00056193 |  | 0.01216 |  | 0.037495 |  | 0.042618 |  | 0.164 |  | 0.053514 |  | 0.028458 |  | 0.0025418 |  | 0.018353 |  | 0.0006003 |  | 5.6402e-05 |  | 0.00023248 |  | 9.415e-05 |  | 6.3733e-06 |  | 1.1092e-06 |  | 0 |  | 2.8149e-05 |  | 0.00022281
| 0.0004217 |  | 0.011721 |  | 0.034464 |  | 0.04191 |  | 0.16612 |  | 0.055262 |  | 0.029329 |  | 0.0025744 |  | 0.018169 |  | 0.00043434 |  | 5.6405e-05 |  | 0.0002861 |  | 0.00021109 |  | -2.1228e-06 |  | 3.7547e-05 |  | 0 |  | 1.5304e-05 |  | 0.00024257
| 0.00043391 |  | 0.011588 |  | 0.035003 |  | 0.041073 |  | 0.16829 |  | 0.056695 |  | 0.03017 |  | 0.0026648 |  | 0.017805 |  | 0.0003834 |  | 4.6121e-05 |  | 0.00024727 |  | 0.00012087 |  | 3.0659e-05 |  | 7.0826e-05 |  | 0 |  | 1.6417e-05 |  | 0.00029524
| 0.00047224 |  | 0.011364 |  | 0.034454 |  | 0.04007 |  | 0.17044 |  | 0.05818 |  | 0.030857 |  | 0.0027682 |  | 0.017643 |  | 0.00049771 |  | 4.6124e-05 |  | 0.00024459 |  | -0.00010965 |  | 2.4851e-05 |  | 3.6609e-05 |  | 0 |  | 3.1403e-05 |  | 0.00024923
| 0.00047337 |  | 0.010994 |  | 0.033624 |  | 0.039097 |  | 0.17299 |  | 0.059796 |  | 0.031562 |  | 0.0028637 |  | 0.017413 |  | 0.0004941 |  | 3.1533e-05 |  | 0.00025247 |  | -2.9585e-05 |  | 6.8025e-06 |  | 3.661e-05 |  | 0 |  | 3.586e-05 |  | 0.0002338
| 0.00042514 |  | 0.010686 |  | 0.032783 |  | 0.038192 |  | 0.17518 |  | 0.061136 |  | 0.032225 |  | 0.0029029 |  | 0.017219 |  | 0.00056803 |  | 3.1535e-05 |  | 0.00027288 |  | 3.5802e-05 |  | 3.1442e-05 |  | 5.8376e-05 |  | 0 |  | 3.9948e-05 |  | 0.00027406
| 0.00037414 |  | 0.010618 |  | 0.030231 |  | 0.037002 |  | 0.17648 |  | 0.062383 |  | 0.033254 |  | 0.002936 |  | 0.017178 |  | 0.00061029 |  | 3.4939e-06 |  | 0.0003069 |  | 7.5922e-05 |  | 1.5741e-05 |  | 3.7297e-05 |  | 0 |  | 2.213e-05 |  | 0.00026771
| 0.00042136 |  | 0.010504 |  | 0.03058 |  | 0.03608 |  | 0.17804 |  | 0.06404 |  | 0.034481 |  | 0.0030077 |  | 0.016838 |  | 0.00041351 |  | 3.4942e-06 |  | 0.00026233 |  | 0.00023942 |  | -1.2355e-05 |  | 4.8203e-05 |  | 0 |  | 2.2795e-05 |  | 0.00028231
| 0.00038144 |  | 0.010027 |  | 0.030302 |  | 0.035347 |  | 0.1807 |  | 0.066042 |  | 0.035748 |  | 0.0031206 |  | 0.01648 |  | 0.00040395 |  | 8.6017e-05 |  | 0.00020267 |  | 0.00032105 |  | 1.0026e-05 |  | -4.8124e-05 |  | 0 |  | 1.6116e-05 |  | 0.0002602
| 0.000397 |  | 0.0097146 |  | 0.029732 |  | 0.034453 |  | 0.18224 |  | 0.067977 |  | 0.037328 |  | 0.0032848 |  | 0.016591 |  | 0.0005631 |  | 8.6022e-05 |  | 0.00020606 |  | 0.00012685 |  | 3.3588e-05 |  | 3.8715e-06 |  | 0 |  | 1.2603e-05 |  | 0.00018347
| 0.00038039 |  | 0.009824 |  | 0.028053 |  | 0.033431 |  | 0.18315 |  | 0.069602 |  | 0.038702 |  | 0.003358 |  | 0.016502 |  | 0.00059887 |  | 2.8795e-05 |  | 0.00034724 |  | 0.00023263 |  | 3.0517e-05 |  | 5.8852e-05 |  | 0 |  | 2.1287e-05 |  | 0.00020213
| 0.00034824 |  | 0.0094477 |  | 0.026237 |  | 0.032381 |  | 0.1844 |  | 0.071233 |  | 0.0398 |  | 0.0033876 |  | 0.016256 |  | 0.00062949 |  | 2.8797e-05 |  | 0.00035668 |  | 0.00029847 |  | 3.6597e-05 |  | -3.8033e-05 |  | 0 |  | 4.4001e-05 |  | 0.00026555
| 0.00038155 |  | 0.00896 |  | 0.026938 |  | 0.0317 |  | 0.18536 |  | 0.073145 |  | 0.040849 |  | 0.0034551 |  | 0.015987 |  | 0.00061176 |  | 6.3828e-05 |  | 0.00022492 |  | 0.00022957 |  | 3.1314e-05 |  | -9.6928e-05 |  | 0 |  | 4.7551e-05 |  | 0.00028299
| 0.00038046 |  | 0.0088693 |  | 0.025847 |  | 0.031074 |  | 0.18656 |  | 0.07541 |  | 0.042104 |  | 0.0035473 |  | 0.015667 |  | 0.00054263 |  | 6.3832e-05 |  | 0.0003162 |  | 0.00016862 |  | 4.4996e-06 |  | -9.5827e-05 |  | 0 |  | 2.0041e-05 |  | 0.00025444
| 0.00039267 |  | 0.0086596 |  | 0.025294 |  | 0.030332 |  | 0.18787 |  | 0.077681 |  | 0.043401 |  | 0.0036822 |  | 0.015871 |  | 0.00043959 |  | 8.0989e-05 |  | 0.00032794 |  | 0.00016919 |  | -5.0104e-06 |  | 1.9982e-05 |  | 0 |  | 2.8947e-05 |  | 0.00025404
| 0.0003796 |  | 0.0084579 |  | 0.023876 |  | 0.029586 |  | 0.19005 |  | 0.079729 |  | 0.04442 |  | 0.003803 |  | 0.015893 |  | 0.00040725 |  | 8.0994e-05 |  | 0.00026801 |  | 0.00032214 |  | 6.6848e-06 |  | 3.1084e-05 |  | 0 |  | 3.3179e-05 |  | 0.00028987
| 0.00034968 |  | 0.0081884 |  | 0.024724 |  | 0.028949 |  | 0.19162 |  | 0.082102 |  | 0.045295 |  | 0.0039239 |  | 0.015806 |  | 0.00048537 |  | 0.00010959 |  | 0.00030756 |  | 0.00022246 |  | -1.6802e-05 |  | -4.2931e-05 |  | 0 |  | 1.4993e-05 |  | 0.00028831
| 0.00038833 |  | 0.0079021 |  | 0.023887 |  | 0.028384 |  | 0.19254 |  | 0.084825 |  | 0.046228 |  | 0.0040965 |  | 0.015551 |  | 0.00051063 |  | 0.00010959 |  | 0.0002768 |  | 0.00023095 |  | -1.8475e-05 |  | 6.6232e-05 |  | 0 |  | 1.9378e-05 |  | 0.00025533
| 0.00040386 |  | 0.0078509 |  | 0.023067 |  | 0.027693 |  | 0.19447 |  | 0.087247 |  | 0.047143 |  | 0.00424 |  | 0.015192 |  | 0.00070159 |  | 3.4193e-05 |  | 0.00022311 |  | 6.4556e-05 |  | 2.4843e-05 |  | 7.0171e-05 |  | 0 |  | 3.5327e-05 |  | 0.00025438
| 0.00035828 |  | 0.0077583 |  | 0.022226 |  | 0.027094 |  | 0.19523 |  | 0.089603 |  | 0.047788 |  | 0.0043438 |  | 0.015241 |  | 0.00090378 |  | 3.4195e-05 |  | 0.00021487 |  | 5.9642e-06 |  | 3.9779e-05 |  | 8.4614e-06 |  | 0 |  | 4.8571e-05 |  | 0.00023734
| 0.00036607 |  | 0.0075236 |  | 0.020413 |  | 0.026566 |  | 0.19614 |  | 0.092723 |  | 0.048368 |  | 0.0044597 |  | 0.01528 |  | 0.00075151 |  | 1.3402e-05 |  | 0.00028711 |  | 0.00042191 |  | 2.0047e-05 |  | 9.6036e-07 |  | 0 |  | 2.9842e-05 |  | 0.00019994
| 0.00037918 |  | 0.0072503 |  | 0.020836 |  | 0.025939 |  | 0.19767 |  | 0.095979 |  | 0.049306 |  | 0.0046076 |  | 0.015062 |  | 0.00053083 |  | 1.3403e-05 |  | 0.00025611 |  | 0.00064399 |  | 1.6825e-05 |  | -2.0376e-05 |  | 0 |  | 1.3473e-05 |  | 0.00027371
| 0.0003115 |  | 0.0071575 |  | 0.020565 |  | 0.025358 |  | 0.19888 |  | 0.098485 |  | 0.050574 |  | 0.0047346 |  | 0.014895 |  | 0.00044619 |  | 6.2799e-06 |  | 0.0001929 |  | 0.00028426 |  | 1.2374e-05 |  | -2.1266e-06 |  | 0 |  | 1.4669e-05 |  | 0.00027887
| 0.0002493 |  | 0.0070442 |  | 0.020294 |  | 0.024937 |  | 0.20019 |  | 0.10123 |  | 0.051844 |  | 0.0048535 |  | 0.014925 |  | 0.00054826 |  | 6.2803e-06 |  | 0.00027219 |  | 5.0434e-05 |  | -8.6024e-06 |  | -5.6559e-06 |  | 0 |  | 3.9871e-05 |  | 0.00023489
| 0.00026152 |  | 0.0067178 |  | 0.020005 |  | 0.024448 |  | 0.20209 |  | 0.10453 |  | 0.053057 |  | 0.0050996 |  | 0.01512 |  | 0.00074405 |  | 0.00012891 |  | 0.00030178 |  | 4.915e-05 |  | 7.7307e-06 |  | 2.261e-05 |  | 0 |  | 4.7108e-05 |  | 0.00027012
| 0.00033966 |  | 0.0066329 |  | 0.01882 |  | 0.023849 |  | 0.20301 |  | 0.10746 |  | 0.054375 |  | 0.0052915 |  | 0.015058 |  | 0.00077317 |  | 0.00012892 |  | 0.00024838 |  | -5.4524e-05 |  | 5.8318e-06 |  | 8.2503e-05 |  | 0 |  | 4.2009e-05 |  | 0.00027026
| 0.00034301 |  | 0.0064552 |  | 0.018886 |  | 0.023257 |  | 0.20421 |  | 0.11037 |  | 0.055799 |  | 0.0053887 |  | 0.015002 |  | 0.00076576 |  | 0.00010791 |  | 0.00019579 |  | 4.6004e-05 |  | 6.7754e-06 |  | 5.1516e-05 |  | 0 |  | 2.5805e-05 |  | 0.00024463
| 0.00026049 |  | 0.0062567 |  | 0.018615 |  | 0.022537 |  | 0.20591 |  | 0.11275 |  | 0.056968 |  | 0.0054748 |  | 0.014876 |  | 0.00073489 |  | 0.00010792 |  | 0.00029918 |  | 0.00013985 |  | 1.0659e-05 |  | 2.0161e-05 |  | 0 |  | 2.3466e-05 |  | 0.00023005
| 0.0002583 |  | 0.0060234 |  | 0.018344 |  | 0.02171 |  | 0.20647 |  | 0.11453 |  | 0.057979 |  | 0.0056134 |  | 0.0144 |  | 0.0007289 |  | 0.00010839 |  | 0.00032223 |  | 0.00014817 |  | 1.0667e-05 |  | -9.5461e-06 |  | 0 |  | 4.1601e-05 |  | 0.00021564
| 0.00027681 |  | 0.0058323 |  | 0.017514 |  | 0.021104 |  | 0.20766 |  | 0.11684 |  | 0.058914 |  | 0.0057994 |  | 0.014207 |  | 0.00076025 |  | 0.0001084 |  | 0.00025817 |  | 0.00035626 |  | 2.3853e-05 |  | 3.0401e-05 |  | 0 |  | 4.8042e-05 |  | 0.00020353
| 0.00026572 |  | 0.0058072 |  | 0.017514 |  | 0.020489 |  | 0.20865 |  | 0.11911 |  | 0.060006 |  | 0.0059311 |  | 0.014317 |  | 0.00085036 |  | 5.1422e-05 |  | 0.0002905 |  | 0.00044948 |  | 2.0962e-05 |  | 2.5663e-05 |  | 0 |  | 4.7291e-05 |  | 0.00021919
| 0.0002492 |  | 0.00576 |  | 0.016184 |  | 0.019821 |  | 0.20949 |  | 0.12116 |  | 0.061459 |  | 0.0060743 |  | 0.014309 |  | 0.000787 |  | 5.1425e-05 |  | 0.00033814 |  | 0.00030257 |  | 1.3248e-05 |  | -5.1861e-05 |  | 0 |  | 4.7138e-05 |  | 0.00021769
| 0.00032917 |  | 0.0057011 |  | 0.016117 |  | 0.019444 |  | 0.21021 |  | 0.124 |  | 0.063197 |  | 0.0062717 |  | 0.013964 |  | 0.00074593 |  | 6.9446e-05 |  | 0.00032976 |  | 8.1305e-05 |  | 2.4265e-05 |  | 1.5812e-05 |  | 0 |  | 2.4769e-05 |  | 0.00024106
| 0.00035762 |  | 0.0054829 |  | 0.016117 |  | 0.019034 |  | 0.2112 |  | 0.12783 |  | 0.064983 |  | 0.0064954 |  | 0.013868 |  | 0.00093788 |  | 6.945e-05 |  | 0.00030349 |  | 0.00040867 |  | 1.8583e-05 |  | 1.2368e-05 |  | 0 |  | 1.982e-05 |  | 0.00029757
| 0.0002477 |  | 0.0053953 |  | 0.015839 |  | 0.018457 |  | 0.21292 |  | 0.13108 |  | 0.066611 |  | 0.0066512 |  | 0.013921 |  | 0.00086504 |  | 0 |  | 0.00034594 |  | 0.00025702 |  | 1.8303e-06 |  | -1.5474e-05 |  | 0 |  | 1.8131e-05 |  | 0.0002898
| 0.00027446 |  | 0.0053844 |  | 0.01529 |  | 0.018066 |  | 0.21397 |  | 0.1338 |  | 0.067964 |  | 0.0068017 |  | 0.013966 |  | 0.00087191 |  | 0 |  | 0.00031389 |  | -0.00017624 |  | 1.7119e-05 |  | -1.1947e-05 |  | 0 |  | 1.9492e-05 |  | 0.00024758
| 0.00030446 |  | 0.0052346 |  | 0.014601 |  | 0.017594 |  | 0.21476 |  | 0.13603 |  | 0.069186 |  | 0.006956 |  | 0.013827 |  | 0.00090392 |  | 8.1964e-05 |  | 0.00028934 |  | 0.00023949 |  | 2.8097e-05 |  | -2.5615e-05 |  | 0 |  | 3.0087e-05 |  | 0.00020112
| 0.00024468 |  | 0.0049619 |  | 0.014727 |  | 0.017026 |  | 0.21486 |  | 0.13778 |  | 0.071277 |  | 0.0070797 |  | 0.013707 |  | 0.00077543 |  | 8.1969e-05 |  | 0.00027278 |  | 0.00036801 |  | 4.0875e-05 |  | 1.1116e-05 |  | 0 |  | 2.9616e-05 |  | 0.00022024
| 0.00025357 |  | 0.0048299 |  | 0.013896 |  | 0.016469 |  | 0.21558 |  | 0.14031 |  | 0.073017 |  | 0.007255 |  | 0.013716 |  | 0.00095385 |  | 6.626e-05 |  | 0.00022301 |  | 1.8058e-05 |  | 5.0532e-05 |  | -2.0216e-05 |  | 0 |  | 2.621e-05 |  | 0.00026152
| 0.00031315 |  | 0.0048844 |  | 0.013625 |  | 0.016038 |  | 0.21672 |  | 0.14334 |  | 0.07397 |  | 0.0074205 |  | 0.013574 |  | 0.0010812 |  | 6.6264e-05 |  | 0.00023435 |  | -0.00011508 |  | 4e-05 |  | -2.5862e-05 |  | 0 |  | 3.8373e-05 |  | 0.00021254
| 0.00027649 |  | 0.0048022 |  | 0.013337 |  | 0.015734 |  | 0.21694 |  | 0.14664 |  | 0.074921 |  | 0.0075847 |  | 0.013485 |  | 0.00090744 |  | 8.9505e-05 |  | 0.00032294 |  | 7.9535e-05 |  | 2.4041e-05 |  | 3.6236e-06 |  | 0 |  | 3.2122e-05 |  | 0.00023368
| 0.00024052 |  | 0.0045998 |  | 0.013337 |  | 0.015415 |  | 0.21745 |  | 0.15003 |  | 0.075888 |  | 0.0078532 |  | 0.013793 |  | 0.0010042 |  | 8.951e-05 |  | 0.00030411 |  | -3.7669e-05 |  | 3.5877e-05 |  | 8.9549e-06 |  | 0 |  | 2.4298e-05 |  | 0.00030402
| 0.00027053 |  | 0.0045152 |  | 0.012731 |  | 0.015081 |  | 0.21715 |  | 0.1536 |  | 0.076838 |  | 0.0081011 |  | 0.014122 |  | 0.0012212 |  | 6.7946e-05 |  | 0.00024645 |  | -2.1835e-05 |  | 4.1594e-05 |  | 3.1627e-05 |  | 0 |  | 2.3407e-05 |  | 0.00026823
| 0.00026499 |  | 0.004614 |  | 0.01277 |  | 0.014758 |  | 0.21711 |  | 0.15684 |  | 0.077795 |  | 0.0083327 |  | 0.013989 |  | 0.0011872 |  | 6.795e-05 |  | 0.00029983 |  | 0.00017721 |  | 1.6865e-05 |  | 2.9414e-05 |  | 0 |  | 2.2137e-05 |  | 0.00024391
| 0.00026169 |  | 0.0043802 |  | 0.01277 |  | 0.014548 |  | 0.21779 |  | 0.16007 |  | 0.078756 |  | 0.0085603 |  | 0.013856 |  | 0.0011305 |  | 9.2577e-05 |  | 0.00035245 |  | -7.9338e-05 |  | 8.513e-06 |  | 5.0129e-05 |  | 0 |  | 2.5349e-05 |  | 0.00024762
| 0.00024825 |  | 0.0042403 |  | 0.013059 |  | 0.014294 |  | 0.2173 |  | 0.1636 |  | 0.079713 |  | 0.0087844 |  | 0.013913 |  | 0.0011839 |  | 9.2582e-05 |  | 0.00033816 |  | -0.00032045 |  | 7.598e-06 |  | 6.3467e-05 |  | 0 |  | 3.938e-05 |  | 0.00027299
| 0.00021492 |  | 0.0041584 |  | 0.013059 |  | 0.013976 |  | 0.21656 |  | 0.16738 |  | 0.080667 |  | 0.0091082 |  | 0.013946 |  | 0.0013383 |  | 7.4474e-05 |  | 0.00028475 |  | -2.0277e-07 |  | 5.9097e-06 |  | 0.00013354 |  | 0 |  | 5.6449e-05 |  | 0.00027192
| 0.00018326 |  | 0.0039871 |  | 0.012788 |  | 0.013712 |  | 0.21716 |  | 0.17092 |  | 0.081628 |  | 0.0094041 |  | 0.013926 |  | 0.0014535 |  | 7.4478e-05 |  | 0.00026458 |  | 0.00029303 |  | 1.9386e-05 |  | 9.462e-05 |  | 0 |  | 3.5035e-05 |  | 0.00022991
| 0.00019883 |  | 0.0040751 |  | 0.011397 |  | 0.013425 |  | 0.21738 |  | 0.17342 |  | 0.082586 |  | 0.0095991 |  | 0.013673 |  | 0.0013241 |  | 0.00012005 |  | 0.00025851 |  | 0.00020717 |  | 2.0096e-05 |  | -3.4901e-05 |  | 0 |  | 2.2847e-05 |  | 0.00019077
| 0.00025485 |  | 0.0039805 |  | 0.01137 |  | 0.012999 |  | 0.21652 |  | 0.17517 |  | 0.083551 |  | 0.0097769 |  | 0.013504 |  | 0.0012801 |  | 0.00012005 |  | 0.00025271 |  | 0.00030161 |  | 2.3282e-05 |  | 1.3297e-05 |  | 0 |  | 2.138e-05 |  | 0.00021509
| 0.00029267 |  | 0.00379 |  | 0.011398 |  | 0.012537 |  | 0.21558 |  | 0.17651 |  | 0.084505 |  | 0.0099652 |  | 0.013509 |  | 0.0015146 |  | 7.644e-05 |  | 0.00032888 |  | 0.00030754 |  | 2.7136e-05 |  | 2.1255e-05 |  | 0 |  | 1.6413e-05 |  | 0.00023938
| 0.00027204 |  | 0.003616 |  | 0.011127 |  | 0.012248 |  | 0.21432 |  | 0.17945 |  | 0.085456 |  | 0.010216 |  | 0.013518 |  | 0.0015119 |  | 7.6444e-05 |  | 0.00033821 |  | 0.00019638 |  | 2.6907e-05 |  | -4.0374e-05 |  | 0 |  | 2.2066e-05 |  | 0.00022616
| 0.00020312 |  | 0.0036437 |  | 0.010557 |  | 0.012001 |  | 0.21321 |  | 0.18294 |  | 0.086425 |  | 0.010528 |  | 0.013837 |  | 0.0015044 |  | 9.2351e-05 |  | 0.00041943 |  | 9.1948e-05 |  | 2.0387e-05 |  | -3.9448e-05 |  | 0 |  | 2.6364e-05 |  | 0.00024743
| 0.00019721 |  | 0.003498 |  | 0.010557 |  | 0.011722 |  | 0.21262 |  | 0.1855 |  | 0.087368 |  | 0.010819 |  | 0.014011 |  | 0.0016472 |  | 9.2356e-05 |  | 0.00040868 |  | 0.00019515 |  | 4.004e-06 |  | -3.1543e-05 |  | 0 |  | 2.6592e-05 |  | 0.00028011
| 0.0001661 |  | 0.0033294 |  | 0.010077 |  | 0.011551 |  | 0.21164 |  | 0.18834 |  | 0.088346 |  | 0.011093 |  | 0.01377 |  | 0.0016536 |  | 4.1554e-05 |  | 0.00030617 |  | 7.6029e-05 |  | 1.945e-05 |  | -2.4523e-05 |  | 0 |  | 1.63e-05 |  | 0.00022462
| 0.0001313 |  | 0.0033679 |  | 0.010557 |  | 0.011397 |  | 0.21048 |  | 0.19204 |  | 0.089288 |  | 0.011372 |  | 0.013883 |  | 0.0015074 |  | 4.1556e-05 |  | 0.00034844 |  | -0.00017321 |  | 1.7849e-05 |  | -8.0741e-07 |  | 0 |  | 9.4277e-06 |  | 0.0001823
| 0.00018691 |  | 0.0032969 |  | 0.010008 |  | 0.011152 |  | 0.20942 |  | 0.19587 |  | 0.090262 |  | 0.01173 |  | 0.014184 |  | 0.0017161 |  | 3.9407e-05 |  | 0.00033159 |  | 0.00016662 |  | 2.3871e-05 |  | 8.3981e-06 |  | 0 |  | 3.3976e-05 |  | 0.00021652
| 0.00031584 |  | 0.0032031 |  | 0.010008 |  | 0.010971 |  | 0.20753 |  | 0.19971 |  | 0.091209 |  | 0.012188 |  | 0.013971 |  | 0.0020484 |  | 3.941e-05 |  | 0.00027145 |  | 0.00036035 |  | 2.6543e-05 |  | 7.7048e-05 |  | 0 |  | 5.4383e-05 |  | 0.000228
| 0.00032252 |  | 0.0032416 |  | 0.010557 |  | 0.010847 |  | 0.20553 |  | 0.2037 |  | 0.093629 |  | 0.01264 |  | 0.013986 |  | 0.0021378 |  | 9.478e-05 |  | 0.0002302 |  | 0.00011548 |  | 2.8104e-05 |  | 7.6723e-05 |  | 0 |  | 5.2706e-05 |  | 0.00022289
| 0.00019872 |  | 0.0032031 |  | 0.010008 |  | 0.010592 |  | 0.20475 |  | 0.20652 |  | 0.096347 |  | 0.012931 |  | 0.014401 |  | 0.0020777 |  | 9.4786e-05 |  | 0.00029556 |  | -0.00015509 |  | 3.9576e-05 |  | 8.0017e-05 |  | 0 |  | 3.8529e-05 |  | 0.00023579
| 0.00021988 |  | 0.0030717 |  | 0.0092776 |  | 0.010341 |  | 0.20366 |  | 0.208 |  | 0.098668 |  | 0.01319 |  | 0.014613 |  | 0.0020765 |  | 9.2369e-05 |  | 0.00032933 |  | 0.00024678 |  | 3.73e-05 |  | 3.6604e-05 |  | 0 |  | 3.5761e-05 |  | 0.00024299
| 0.00022918 |  | 0.0030124 |  | 0.0094483 |  | 0.010095 |  | 0.20164 |  | 0.2082 |  | 0.10264 |  | 0.013408 |  | 0.014393 |  | 0.0022899 |  | 9.2375e-05 |  | 0.00029535 |  | 0.00046346 |  | 3.0722e-05 |  | 3.3569e-05 |  | 0 |  | 3.177e-05 |  | 0.00023713
| 0.00017691 |  | 0.0029432 |  | 0.0091881 |  | 0.0097773 |  | 0.20044 |  | 0.20812 |  | 0.10752 |  | 0.013581 |  | 0.014466 |  | 0.0023193 |  | 4.8668e-05 |  | 0.00032581 |  | 0.00030453 |  | 3.1418e-05 |  | 8.8172e-05 |  | 0 |  | 2.4639e-05 |  | 0.00023644
| 0.00016028 |  | 0.0029517 |  | 0.0091705 |  | 0.0094724 |  | 0.19911 |  | 0.20846 |  | 0.11173 |  | 0.013869 |  | 0.014538 |  | 0.0021741 |  | 4.8671e-05 |  | 0.00042547 |  | 0.00023962 |  | 3.6486e-05 |  | 4.8992e-05 |  | 0 |  | 3.1436e-05 |  | 0.0002297
| 0.00014693 |  | 0.0028253 |  | 0.0088994 |  | 0.0091698 |  | 0.19691 |  | 0.20952 |  | 0.11544 |  | 0.014133 |  | 0.014424 |  | 0.0021817 |  | 0.00011081 |  | 0.00039271 |  | 8.1892e-05 |  | 3.7566e-05 |  | 1.2845e-05 |  | 0 |  | 3.3491e-05 |  | 0.00021171
| 0.00016046 |  | 0.0027935 |  | 0.0088994 |  | 0.008925 |  | 0.19512 |  | 0.21145 |  | 0.11981 |  | 0.014433 |  | 0.014433 |  | 0.0022236 |  | 0.00011082 |  | 0.00028072 |  | 0.00012053 |  | 3.6677e-05 |  | -6.8582e-05 |  | 0 |  | 2.3466e-05 |  | 0.00019004
| 0.00025726 |  | 0.0027587 |  | 0.0088994 |  | 0.008794 |  | 0.19425 |  | 0.21337 |  | 0.1238 |  | 0.014918 |  | 0.01472 |  | 0.0023654 |  | 0.00019982 |  | 0.00034984 |  | 7.8077e-05 |  | 3.9471e-05 |  | -3.3632e-05 |  | 0 |  | 3.0923e-05 |  | 0.00023995
| 0.00027607 |  | 0.0026464 |  | 0.0079676 |  | 0.0086873 |  | 0.19269 |  | 0.21579 |  | 0.12629 |  | 0.015416 |  | 0.015038 |  | 0.0025292 |  | 0.00019984 |  | 0.00034467 |  | 0.00010077 |  | 4.6413e-05 |  | 0.00010048 |  | 0 |  | 4.1577e-05 |  | 0.00026235
| 0.00026385 |  | 0.0025999 |  | 0.007777 |  | 0.0085938 |  | 0.19023 |  | 0.21886 |  | 0.12905 |  | 0.015851 |  | 0.015244 |  | 0.0026873 |  | 5.0161e-05 |  | 0.00027121 |  | 0.00025143 |  | 3.1538e-05 |  | 3.5718e-05 |  | 0 |  | 2.8957e-05 |  | 0.00022997
| 0.00030554 |  | 0.0024848 |  | 0.007777 |  | 0.0084982 |  | 0.18803 |  | 0.22115 |  | 0.13252 |  | 0.016287 |  | 0.015284 |  | 0.0027285 |  | 5.0163e-05 |  | 0.00023163 |  | 0.00027319 |  | 2.688e-05 |  | 4.8374e-05 |  | 0 |  | 1.7792e-05 |  | 0.00022437
| 0.0002221 |  | 0.0024555 |  | 0.0080583 |  | 0.0082585 |  | 0.18643 |  | 0.22194 |  | 0.13514 |  | 0.016608 |  | 0.015154 |  | 0.0026953 |  | 1.8074e-05 |  | 0.00028489 |  | 0.00026504 |  | 2.0507e-05 |  | 9.6844e-05 |  | 0 |  | 2.3166e-05 |  | 0.00021803
| 0.00022073 |  | 0.0024381 |  | 0.0080583 |  | 0.008019 |  | 0.18393 |  | 0.22245 |  | 0.13731 |  | 0.01693 |  | 0.015382 |  | 0.0030199 |  | 1.8075e-05 |  | 0.0004043 |  | 0.00014109 |  | 2.7248e-05 |  | 3.2584e-05 |  | 0 |  | 3.6129e-05 |  | 0.0002312
| 0.00022742 |  | 0.0024057 |  | 0.007777 |  | 0.0078342 |  | 0.18123 |  | 0.22231 |  | 0.13952 |  | 0.017333 |  | 0.015694 |  | 0.003228 |  | 0.00012214 |  | 0.00037334 |  | -2.806e-05 |  | 4.6292e-05 |  | -3.5738e-06 |  | 0 |  | 4.0633e-05 |  | 0.0002327
| 0.00016791 |  | 0.0024002 |  | 0.0068996 |  | 0.0075914 |  | 0.17896 |  | 0.2218 |  | 0.14238 |  | 0.017662 |  | 0.015731 |  | 0.0031541 |  | 0.00012215 |  | 0.00037103 |  | -1.6023e-06 |  | 5.139e-05 |  | -1.3717e-05 |  | 0 |  | 3.381e-05 |  | 0.00021116
| 0.00017127 |  | 0.0023862 |  | 0.0072281 |  | 0.0072816 |  | 0.17691 |  | 0.22128 |  | 0.14592 |  | 0.017978 |  | 0.015833 |  | 0.0031114 |  | 2.1208e-05 |  | 0.0003175 |  | 0.00011037 |  | 2.4429e-05 |  | 0.00010471 |  | 0 |  | 3.8123e-05 |  | 0.00021728
| 0.00015478 |  | 0.0023131 |  | 0.0072281 |  | 0.0070085 |  | 0.17479 |  | 0.22098 |  | 0.14885 |  | 0.018345 |  | 0.016044 |  | 0.0032965 |  | 2.1209e-05 |  | 0.00029195 |  | 0.00029331 |  | 1.0213e-05 |  | 6.2277e-05 |  | 0 |  | 3.8271e-05 |  | 0.00021321
| 0.00016258 |  | 0.0022431 |  | 0.0066792 |  | 0.0069062 |  | 0.17155 |  | 0.22112 |  | 0.15111 |  | 0.018761 |  | 0.016105 |  | 0.0036273 |  | 6.0426e-05 |  | 0.00033418 |  | 0.00034788 |  | 1.8302e-05 |  | -4.7672e-07 |  | 0 |  | 9.8241e-06 |  | 0.00019416
| 0.00014906 |  | 0.002206 |  | 0.0063906 |  | 0.0068098 |  | 0.16888 |  | 0.22105 |  | 0.1535 |  | 0.019214 |  | 0.016012 |  | 0.0041086 |  | 6.043e-05 |  | 0.00037049 |  | 0.00037683 |  | 1.8061e-05 |  | 3.0597e-05 |  | 0 |  | 1.6161e-05 |  | 0.0001889
| 7.1219e-05 |  | 0.0021658 |  | 0.0066616 |  | 0.0065536 |  | 0.16789 |  | 0.22072 |  | 0.15603 |  | 0.019558 |  | 0.016026 |  | 0.0043517 |  | 4.9128e-05 |  | 0.00037922 |  | 0.00047268 |  | 1.377e-05 |  | 1.3854e-05 |  | 0 |  | 2.5639e-05 |  | 0.00018573
| 0.00012301 |  | 0.002017 |  | 0.0063906 |  | 0.0063637 |  | 0.16603 |  | 0.22008 |  | 0.15773 |  | 0.019941 |  | 0.016462 |  | 0.0045949 |  | 4.9131e-05 |  | 0.00042131 |  | 0.00035202 |  | 9.902e-06 |  | -4.75e-07 |  | 0 |  | 1.0188e-05 |  | 0.0002079
| 0.00015857 |  | 0.0019278 |  | 0.0058484 |  | 0.0062382 |  | 0.163 |  | 0.21964 |  | 0.15962 |  | 0.020411 |  | 0.016862 |  | 0.0048381 |  | 2.4271e-05 |  | 0.00034848 |  | 0.00027425 |  | 7.3411e-06 |  | 1.0109e-05 |  | 0 |  | 1.2681e-05 |  | 0.00018727
| 0.00013887 |  | 0.0018851 |  | 0.0055826 |  | 0.0060973 |  | 0.16062 |  | 0.2191 |  | 0.16344 |  | 0.020864 |  | 0.016779 |  | 0.0050813 |  | 2.4272e-05 |  | 0.0002991 |  | 0.00033608 |  | 8.8049e-06 |  | 4.3228e-05 |  | 0 |  | 1.6552e-05 |  | 0.0001816
| 0.00017006 |  | 0.0018326 |  | 0.0055598 |  | 0.0059838 |  | 0.15936 |  | 0.21808 |  | 0.16767 |  | 0.021376 |  | 0.016871 |  | 0.0053246 |  | 4.1771e-05 |  | 0.00037293 |  | 0.00030565 |  | 3.7127e-05 |  | 3.0322e-06 |  | 0 |  | 2.5259e-05 |  | 0.00024642
| 0.00014109 |  | 0.0019236 |  | 0.0055598 |  | 0.0057944 |  | 0.15752 |  | 0.2174 |  | 0.17035 |  | 0.02181 |  | 0.016933 |  | 0.0055678 |  | 4.1774e-05 |  | 0.00040769 |  | 0.00023479 |  | 2.775e-05 |  | 2.2562e-06 |  | 0 |  | 2.0853e-05 |  | 0.00024588
| 0.00014779 |  | 0.0019947 |  | 0.0055598 |  | 0.0056323 |  | 0.1564 |  | 0.21666 |  | 0.17214 |  | 0.022227 |  | 0.016896 |  | 0.0058111 |  | 6.3981e-05 |  | 0.00037229 |  | 0.00018668 |  | 3.8422e-06 |  | 9.4253e-06 |  | 0 |  | 2.6673e-05 |  | 0.00020194
| 0.00018378 |  | 0.002007 |  | 0.0055598 |  | 0.0055004 |  | 0.15592 |  | 0.21539 |  | 0.1734 |  | 0.022768 |  | 0.017157 |  | 0.0060545 |  | 6.3985e-05 |  | 0.0003291 |  | 1.5975e-05 |  | 1.7859e-05 |  | -3.6448e-06 |  | 0 |  | 2.0033e-05 |  | 0.00020335
| 0.00012843 |  | 0.0018955 |  | 0.0055598 |  | 0.005392 |  | 0.15432 |  | 0.21425 |  | 0.17506 |  | 0.023228 |  | 0.017426 |  | 0.0062978 |  | 0.0001101 |  | 0.00047944 |  | 4.9867e-05 |  | 2.1313e-05 |  | -6.3476e-06 |  | 0 |  | 7.7709e-06 |  | 0.00021169
| 9.8178e-05 |  | 0.001762 |  | 0.0055598 |  | 0.0052332 |  | 0.15278 |  | 0.21291 |  | 0.17711 |  | 0.023738 |  | 0.017793 |  | 0.0065412 |  | 0.00011011 |  | 0.00042892 |  | 2.0746e-05 |  | 4.0021e-05 |  | 8.8848e-06 |  | 0 |  | 1.8856e-05 |  | 0.00022004
| 0.00011233 |  | 0.0018145 |  | 0.0055598 |  | 0.0050596 |  | 0.15125 |  | 0.21142 |  | 0.17946 |  | 0.024322 |  | 0.017849 |  | 0.0067847 |  | 6.4638e-05 |  | 0.00040668 |  | -0.00024215 |  | 4.0175e-05 |  | 7.457e-05 |  | 0 |  | 3.9982e-05 |  | 0.00025091
| 0.00011757 |  | 0.001911 |  | 0.0050385 |  | 0.0049653 |  | 0.15012 |  | 0.21017 |  | 0.18353 |  | 0.024846 |  | 0.01778 |  | 0.0070281 |  | 6.4641e-05 |  | 0.0004446 |  | -0.00013644 |  | 9.6762e-06 |  | 0.00011351 |  | 0 |  | 3.5462e-05 |  | 0.00023141
| 0.00015323 |  | 0.0019365 |  | 0.0050074 |  | 0.0048197 |  | 0.14906 |  | 0.2091 |  | 0.18821 |  | 0.025382 |  | 0.018104 |  | 0.0072716 |  | 5.0289e-05 |  | 0.0004101 |  | 6.9817e-05 |  | 1.0252e-05 |  | 0.00013582 |  | 0 |  | 5.5231e-05 |  | 0.00021044
| 0.00018348 |  | 0.0018345 |  | 0.0050074 |  | 0.0047004 |  | 0.14809 |  | 0.20769 |  | 0.19098 |  | 0.025983 |  | 0.018658 |  | 0.0075151 |  | 5.0292e-05 |  | 0.0004235 |  | 3.4139e-05 |  | -1.7222e-06 |  | 5.6331e-05 |  | 0 |  | 6.4945e-05 |  | 0.0001937
| 0.00023475 |  | 0.0018588 |  | 0.0052784 |  | 0.0046542 |  | 0.14698 |  | 0.20626 |  | 0.19222 |  | 0.026633 |  | 0.019221 |  | 0.0077586 |  | 8.2308e-05 |  | 0.00045993 |  | 9.4096e-05 |  | 8.2252e-06 |  | 8.199e-05 |  | 0 |  | 5.5979e-05 |  | 0.00021524
| 0.00024144 |  | 0.0018755 |  | 0.0050006 |  | 0.0045308 |  | 0.14538 |  | 0.20467 |  | 0.19263 |  | 0.027207 |  | 0.019388 |  | 0.0080022 |  | 8.2312e-05 |  | 0.00055879 |  | 0.00032371 |  | 3.9222e-05 |  | 0.00019323 |  | 0 |  | 3.9932e-05 |  | 0.00023683
| 0.00017792 |  | 0.0017801 |  | 0.0047228 |  | 0.0043406 |  | 0.14407 |  | 0.20269 |  | 0.19312 |  | 0.027802 |  | 0.01951 |  | 0.0082458 |  | 7.0053e-05 |  | 0.00054713 |  | 0.00037112 |  | 2.8458e-05 |  | 8.961e-05 |  | 0 |  | 3.0936e-05 |  | 0.00025967
| 0.00016182 |  | 0.0017759 |  | 0.004712 |  | 0.0043259 |  | 0.14209 |  | 0.2009 |  | 0.19387 |  | 0.02837 |  | 0.019672 |  | 0.0084894 |  | 7.0058e-05 |  | 0.00045748 |  | 0.00010565 |  | 2.3701e-05 |  | 8.8902e-07 |  | 0 |  | 5.246e-05 |  | 0.00029565
| 0.00013731 |  | 0.0017455 |  | 0.0047084 |  | 0.004283 |  | 0.13867 |  | 0.19927 |  | 0.1959 |  | 0.028929 |  | 0.019855 |  | 0.0087331 |  | 4.8069e-05 |  | 0.00044165 |  | 1.6519e-05 |  | 2.0124e-05 |  | -2.0302e-05 |  | 0 |  | 3.5439e-05 |  | 0.00028031
| 0.0001206 |  | 0.0015857 |  | 0.0042357 |  | 0.0040747 |  | 0.1358 |  | 0.19756 |  | 0.19873 |  | 0.029688 |  | 0.020247 |  | 0.0089768 |  | 4.8071e-05 |  | 0.00045656 |  | 2.8129e-05 |  | 1.7015e-05 |  | -6.1194e-05 |  | 0 |  | 4.0577e-06 |  | 0.00025725
| 7.6011e-05 |  | 0.0014839 |  | 0.0036174 |  | 0.0039898 |  | 0.13395 |  | 0.19583 |  | 0.20033 |  | 0.03043 |  | 0.020369 |  | 0.0092205 |  | 7.3326e-05 |  | 0.00049288 |  | 0.00016779 |  | -1.0479e-08 |  | -2.673e-05 |  | 0 |  | 3.0074e-05 |  | 0.00025037
| 4.5739e-05 |  | 0.0015652 |  | 0.0033572 |  | 0.0039795 |  | 0.1321 |  | 0.19424 |  | 0.20133 |  | 0.031065 |  | 0.020827 |  | 0.0094642 |  | 7.333e-05 |  | 0.00050492 |  | 0.00039119 |  | -1.5633e-05 |  | 1.9177e-05 |  | 0 |  | 5.3294e-05 |  | 0.00022907
| 0.00013047 |  | 0.001624 |  | 0.0033572 |  | 0.0038572 |  | 0.12966 |  | 0.19232 |  | 0.20075 |  | 0.031763 |  | 0.021416 |  | 0.009708 |  | 7.0201e-05 |  | 0.00045721 |  | 0.00036491 |  | 9.1461e-06 |  | 4.1706e-05 |  | 0 |  | 2.6636e-05 |  | 0.00021048
| 7.7431e-05 |  | 0.001584 |  | 0.0030686 |  | 0.0037031 |  | 0.12717 |  | 0.19016 |  | 0.20042 |  | 0.032509 |  | 0.02157 |  | 0.0099518 |  | 7.0205e-05 |  | 0.00047105 |  | 0.00020696 |  | 1.2133e-05 |  | 5.5089e-05 |  | 0 |  | 4.3788e-05 |  | 0.00021317
| 5.4019e-05 |  | 0.0013802 |  | 0.0027799 |  | 0.0035746 |  | 0.12504 |  | 0.18821 |  | 0.20141 |  | 0.033299 |  | 0.022008 |  | 0.010196 |  | 8.3131e-05 |  | 0.00049391 |  | 0.00012711 |  | 2.9804e-05 |  | 6.1576e-05 |  | 0 |  | 5.2617e-05 |  | 0.00014432
| 0.00012875 |  | 0.0014122 |  | 0.0027799 |  | 0.0035192 |  | 0.12201 |  | 0.18623 |  | 0.20244 |  | 0.034053 |  | 0.022528 |  | 0.01044 |  | 8.3136e-05 |  | 0.00048141 |  | 0.00015603 |  | 4.5791e-05 |  | 5.3084e-05 |  | 0 |  | 3.3966e-05 |  | 0.00015592
| 0.00018673 |  | 0.0013838 |  | 0.0027799 |  | 0.003496 |  | 0.11908 |  | 0.1843 |  | 0.20515 |  | 0.034844 |  | 0.02278 |  | 0.010683 |  | 0.00010239 |  | 0.00042947 |  | 5.0201e-05 |  | 3.4471e-05 |  | 7.5411e-05 |  | 0 |  | 3.4049e-05 |  | 0.00015305
| 0.00017744 |  | 0.0013532 |  | 0.0027799 |  | 0.0034217 |  | 0.11671 |  | 0.1826 |  | 0.20927 |  | 0.035758 |  | 0.023058 |  | 0.010927 |  | 0.00010239 |  | 0.00051757 |  | 0.00019033 |  | 3.823e-05 |  | 9.5987e-05 |  | 0 |  | 5.09e-05 |  | 0.00014332
| 0.00011946 |  | 0.0014496 |  | 0.0027799 |  | 0.0033291 |  | 0.11396 |  | 0.18099 |  | 0.2123 |  | 0.036669 |  | 0.023374 |  | 0.011171 |  | 4.9599e-05 |  | 0.00054271 |  | 0.00021057 |  | 3.7185e-05 |  | 7.3432e-06 |  | 0 |  | 5.7001e-05 |  | 0.00013794
| 0.00013184 |  | 0.0013773 |  | 0.0026535 |  | 0.0032212 |  | 0.11149 |  | 0.17908 |  | 0.21309 |  | 0.037462 |  | 0.023792 |  | 0.011415 |  | 4.9602e-05 |  | 0.00045821 |  | 7.7767e-05 |  | 1.852e-05 |  | -4.9796e-05 |  | 0 |  | 4.4245e-05 |  | 0.00013458
| 0.00010142 |  | 0.0012976 |  | 0.003051 |  | 0.0031531 |  | 0.10893 |  | 0.17694 |  | 0.21311 |  | 0.038313 |  | 0.024544 |  | 0.011538 |  | 7.3695e-05 |  | 0.00050692 |  | 0.00015795 |  | 4.7098e-06 |  | 5.8954e-05 |  | 0 |  | 5.2565e-05 |  | 0.00018845
| 0.00010455 |  | 0.0012274 |  | 0.003051 |  | 0.00313 |  | 0.10647 |  | 0.17512 |  | 0.21422 |  | 0.039263 |  | 0.025206 |  | 0.011555 |  | 7.3699e-05 |  | 0.00048985 |  | 0.00027374 |  | 2.1323e-05 |  | 4.1312e-05 |  | 0 |  | 3.9368e-05 |  | 0.00017965
| 0.00017404 |  | 0.0012681 |  | 0.0027799 |  | 0.0030439 |  | 0.10367 |  | 0.17304 |  | 0.21535 |  | 0.040224 |  | 0.025756 |  | 0.011972 |  | 5.3369e-05 |  | 0.00055361 |  | 0.00016164 |  | 2.8948e-05 |  | 3.5733e-05 |  | 0 |  | 2.6496e-05 |  | 0.00014311
| 0.00015245 |  | 0.0013142 |  | 0.0027799 |  | 0.0029772 |  | 0.10076 |  | 0.17102 |  | 0.21566 |  | 0.041181 |  | 0.026384 |  | 0.012432 |  | 5.3373e-05 |  | 0.0007505 |  | -3.8259e-05 |  | 4.1499e-05 |  | 0.00010389 |  | 0 |  | 4.019e-05 |  | 0.00016802
| 7.984e-05 |  | 0.0011871 |  | 0.0027799 |  | 0.0029741 |  | 0.098294 |  | 0.16959 |  | 0.21564 |  | 0.042154 |  | 0.02708 |  | 0.012864 |  | 5.9215e-05 |  | 0.00069633 |  | 3.3171e-05 |  | 4.3269e-05 |  | 6.9284e-05 |  | 0 |  | 4.1263e-05 |  | 0.00016458
| 0.00011906 |  | 0.001092 |  | 0.0027799 |  | 0.0029315 |  | 0.09561 |  | 0.16807 |  | 0.21671 |  | 0.043215 |  | 0.027445 |  | 0.013477 |  | 5.9218e-05 |  | 0.00058625 |  | 0.00041581 |  | 3.2001e-05 |  | 9.5655e-05 |  | 0 |  | 4.2111e-05 |  | 0.00015896
| 0.00016045 |  | 0.0010733 |  | 0.0027799 |  | 0.0028388 |  | 0.09279 |  | 0.16569 |  | 0.21859 |  | 0.044178 |  | 0.027744 |  | 0.014005 |  | 7.949e-05 |  | 0.00061873 |  | 0.00036305 |  | 3.6866e-05 |  | 9.7898e-05 |  | 0 |  | 4.6086e-05 |  | 0.00016579
| 0.00014238 |  | 0.0011227 |  | 0.0027799 |  | 0.0027433 |  | 0.090406 |  | 0.16301 |  | 0.21847 |  | 0.045139 |  | 0.02846 |  | 0.014389 |  | 7.9495e-05 |  | 0.00076347 |  | 9.5168e-05 |  | 3.3433e-05 |  | 8.7232e-05 |  | 0 |  | 5.0525e-05 |  | 0.00017347
| 9.9011e-05 |  | 0.0010998 |  | 0.0027799 |  | 0.0026837 |  | 0.088231 |  | 0.16131 |  | 0.21808 |  | 0.046241 |  | 0.029424 |  | 0.014729 |  | 5.0822e-05 |  | 0.00077236 |  | 0.00036303 |  | 2.1587e-05 |  | 9.6171e-05 |  | 0 |  | 2.9993e-05 |  | 0.00021223
| 6.8624e-05 |  | 0.0010363 |  | 0.0026535 |  | 0.0026393 |  | 0.085427 |  | 0.15977 |  | 0.21865 |  | 0.04742 |  | 0.029923 |  | 0.01504 |  | 5.0825e-05 |  | 0.00072382 |  | 0.00040025 |  | -4.3378e-06 |  | 0.0001013 |  | 0 |  | 2.3659e-05 |  | 0.00020891
| 0.00013656 |  | 0.0010944 |  | 0.0027799 |  | 0.0025449 |  | 0.082706 |  | 0.15774 |  | 0.21934 |  | 0.048538 |  | 0.03001 |  | 0.015605 |  | 5.2306e-05 |  | 0.00072885 |  | 0.00027619 |  | 4.5356e-06 |  | 5.1771e-05 |  | 0 |  | 4.598e-05 |  | 0.00022933
| 0.00016738 |  | 0.00099914 |  | 0.0027799 |  | 0.0024015 |  | 0.080288 |  | 0.15564 |  | 0.21969 |  | 0.049532 |  | 0.030704 |  | 0.0163 |  | 5.2309e-05 |  | 0.00065437 |  | 0.00010927 |  | 2.4879e-05 |  | -1.542e-05 |  | 0 |  | 4.2062e-05 |  | 0.00022334
| 0.00019307 |  | 0.0010036 |  | 0.0027799 |  | 0.0024531 |  | 0.078039 |  | 0.15337 |  | 0.22023 |  | 0.050536 |  | 0.031381 |  | 0.016891 |  | 8.9568e-05 |  | 0.00067237 |  | 0.00019078 |  | 3.1916e-05 |  | 1.5939e-05 |  | 0 |  | 3.9756e-05 |  | 0.00016414
| 0.00027075 |  | 0.00103 |  | 0.0027799 |  | 0.0024755 |  | 0.075624 |  | 0.15161 |  | 0.22203 |  | 0.051817 |  | 0.032122 |  | 0.017379 |  | 8.9573e-05 |  | 0.00074348 |  | 0.00040146 |  | 2.6707e-05 |  | 4.9541e-05 |  | 0 |  | 4.4615e-05 |  | 9.2156e-05
| 0.00023059 |  | 0.00095983 |  | 0.0027799 |  | 0.0023375 |  | 0.073337 |  | 0.15049 |  | 0.22271 |  | 0.053375 |  | 0.033191 |  | 0.017959 |  | 4.4038e-05 |  | 0.00084128 |  | 0.00020019 |  | -8.6767e-06 |  | 4.59e-05 |  | 0 |  | 3.5938e-05 |  | 0.0001981
| 0.00018976 |  | 0.00095549 |  | 0.0027799 |  | 0.0022354 |  | 0.071339 |  | 0.14936 |  | 0.22177 |  | 0.054795 |  | 0.033972 |  | 0.018644 |  | 4.404e-05 |  | 0.00086343 |  | 0.00013881 |  | -1.3798e-05 |  | 1.8064e-05 |  | 0 |  | 2.49e-05 |  | 0.00029245
| 0.00020764 |  | 0.00096439 |  | 0.0027799 |  | 0.0021806 |  | 0.069278 |  | 0.14739 |  | 0.22037 |  | 0.055827 |  | 0.034476 |  | 0.019436 |  | 3.113e-05 |  | 0.00078124 |  | 9.0059e-05 |  | 2.2172e-05 |  | -3.4565e-05 |  | 0 |  | 3.2995e-05 |  | 0.00021505
| 0.00018599 |  | 0.0010038 |  | 0.0027799 |  | 0.0022186 |  | 0.067476 |  | 0.14487 |  | 0.21837 |  | 0.05681 |  | 0.03532 |  | 0.020106 |  | 3.1132e-05 |  | 0.00078031 |  | 0.00013096 |  | 3.0694e-05 |  | 4.5856e-05 |  | 0 |  | 2.8233e-05 |  | 0.00021216
| 0.00012571 |  | 0.00086357 |  | 0.0027799 |  | 0.0022103 |  | 0.065494 |  | 0.14252 |  | 0.21662 |  | 0.057971 |  | 0.035762 |  | 0.02046 |  | 6.1526e-05 |  | 0.00086853 |  | 0.00014313 |  | 2.4285e-05 |  | 0.00010384 |  | 0 |  | 1.4127e-05 |  | 0.00020179
| 0.00010493 |  | 0.00079902 |  | 0.0027799 |  | 0.0021169 |  | 0.063967 |  | 0.14082 |  | 0.21439 |  | 0.059368 |  | 0.036464 |  | 0.021134 |  | 6.1529e-05 |  | 0.00094399 |  | 1.2532e-05 |  | 2.9396e-05 |  | 5.6669e-05 |  | 0 |  | 2.5769e-05 |  | 0.00020056
| 0.00012169 |  | 0.00075518 |  | 0.0027799 |  | 0.002103 |  | 0.062576 |  | 0.14081 |  | 0.2119 |  | 0.061493 |  | 0.038002 |  | 0.022353 |  | 0.00012337 |  | 0.00092748 |  | -0.00021949 |  | 1.8172e-05 |  | 5.7916e-05 |  | 0 |  | 3.8934e-05 |  | 0.00020786
| 0.00012701 |  | 0.00075086 |  | 0.0026535 |  | 0.0021137 |  | 0.061726 |  | 0.1407 |  | 0.21115 |  | 0.063654 |  | 0.039416 |  | 0.023442 |  | 0.00012337 |  | 0.00085738 |  | -0.0002056 |  | 7.5032e-06 |  | 6.8487e-05 |  | 0 |  | 3.9909e-05 |  | 0.00019569
| 0.0001259 |  | 0.00082971 |  | 0.0027799 |  | 0.0020796 |  | 0.061201 |  | 0.139 |  | 0.21055 |  | 0.065059 |  | 0.040139 |  | 0.024339 |  | 5.0965e-05 |  | 0.00093306 |  | 1.8377e-06 |  | 2.8687e-05 |  | 0.0001061 |  | 0 |  | 3.168e-05 |  | 0.00017379
| 0.00011623 |  | 0.00078389 |  | 0.0027799 |  | 0.0020482 |  | 0.060286 |  | 0.13623 |  | 0.209 |  | 0.065998 |  | 0.040275 |  | 0.02509 |  | 5.0968e-05 |  | 0.00094535 |  | -3.6411e-05 |  | 6.2848e-05 |  | 6.6231e-05 |  | 0 |  | 2.7608e-05 |  | 0.0001464
| 0.0001464 |  | 0.00088573 |  | 0.0027799 |  | 0.0020198 |  | 0.05946 |  | 0.13325 |  | 0.20798 |  | 0.066968 |  | 0.040758 |  | 0.02561 |  | 0.00010947 |  | 0.00085228 |  | 0.0001736 |  | 3.8709e-05 |  | 1.3233e-05 |  | 0 |  | 1.9434e-05 |  | 0.00014391
| 0.00020005 |  | 0.00081568 |  | 0.0022275 |  | 0.001946 |  | 0.058834 |  | 0.13149 |  | 0.20881 |  | 0.06832 |  | 0.041791 |  | 0.026372 |  | 0.00010948 |  | 0.00089325 |  | 0.00013151 |  | 9.3223e-06 |  | 8.2434e-05 |  | 0 |  | 2.4077e-05 |  | 0.00016774
| 0.00013211 |  | 0.0007203 |  | 0.0022275 |  | 0.0019148 |  | 0.058435 |  | 0.13047 |  | 0.20953 |  | 0.069842 |  | 0.042795 |  | 0.027239 |  | 7.6285e-05 |  | 0.00095931 |  | 4.1828e-05 |  | 1.016e-05 |  | 7.204e-05 |  | 0 |  | 4.4952e-05 |  | 0.00017702
| 7.287e-05 |  | 0.00079496 |  | 0.0027799 |  | 0.0018627 |  | 0.058103 |  | 0.12947 |  | 0.20902 |  | 0.071588 |  | 0.043812 |  | 0.028137 |  | 7.6289e-05 |  | 0.00096638 |  | 3.8097e-05 |  | 1.3471e-05 |  | 4.2552e-05 |  | 0 |  | 4.1135e-05 |  | 0.00020696
| 0.00014532 |  | 0.00074452 |  | 0.0027799 |  | 0.0018397 |  | 0.057503 |  | 0.12838 |  | 0.20987 |  | 0.073483 |  | 0.045086 |  | 0.029427 |  | 6.9225e-05 |  | 0.00097309 |  | -8.2264e-05 |  | 2.1713e-05 |  | 6.5232e-05 |  | 0 |  | 1.2558e-05 |  | 0.00020806
| 0.00016221 |  | 0.00073353 |  | 0.0024985 |  | 0.0018824 |  | 0.056999 |  | 0.1274 |  | 0.21154 |  | 0.075528 |  | 0.046167 |  | 0.030521 |  | 6.9229e-05 |  | 0.001091 |  | -4.4228e-05 |  | 3.2627e-05 |  | 7.9219e-05 |  | 0 |  | 2.2745e-05 |  | 0.00017485
| 9.4357e-05 |  | 0.00077094 |  | 0.0024985 |  | 0.0017832 |  | 0.05656 |  | 0.12637 |  | 0.20981 |  | 0.077489 |  | 0.047501 |  | 0.031412 |  | 7.6698e-05 |  | 0.0012058 |  | -8.6488e-05 |  | 1.983e-05 |  | 8.7531e-05 |  | 0 |  | 3.2681e-05 |  | 0.00017319
| 3.1152e-05 |  | 0.00070844 |  | 0.0022207 |  | 0.0016519 |  | 0.056071 |  | 0.12425 |  | 0.20644 |  | 0.078658 |  | 0.048188 |  | 0.032142 |  | 7.6703e-05 |  | 0.0011659 |  | 1.4943e-05 |  | 3.9674e-06 |  | -4.474e-06 |  | 0 |  | 3.5143e-05 |  | 0.00015237
| 6.9978e-05 |  | 0.00067115 |  | 0.0022207 |  | 0.0016097 |  | 0.05594 |  | 0.12162 |  | 0.20402 |  | 0.079693 |  | 0.048683 |  | 0.032998 |  | 7.3655e-05 |  | 0.0011884 |  | 9.8249e-05 |  | 2.7066e-05 |  | 4.9221e-05 |  | 0 |  | 2.4952e-05 |  | 0.0001684
| 0.00015993 |  | 0.00076337 |  | 0.0022275 |  | 0.0016786 |  | 0.055086 |  | 0.11958 |  | 0.20318 |  | 0.081207 |  | 0.049675 |  | 0.03421 |  | 7.366e-05 |  | 0.0012913 |  | -5.1967e-05 |  | 5.9176e-05 |  | 0.00018231 |  | 0 |  | 3.0967e-05 |  | 0.00017125
| 0.00014095 |  | 0.00078641 |  | 0.0022275 |  | 0.0016505 |  | 0.054075 |  | 0.11733 |  | 0.20324 |  | 0.082296 |  | 0.050125 |  | 0.034821 |  | 7.9487e-05 |  | 0.0013523 |  | -0.00023021 |  | 4.9304e-05 |  | 0.00011126 |  | 0 |  | 1.6583e-05 |  | 0.00016446
| 0.00015302 |  | 0.00072841 |  | 0.0026535 |  | 0.001565 |  | 0.053615 |  | 0.11433 |  | 0.20181 |  | 0.082731 |  | 0.050378 |  | 0.035305 |  | 7.9491e-05 |  | 0.0013531 |  | 0.00010798 |  | 7.8958e-06 |  | 5.7265e-05 |  | 0 |  | 1.9607e-05 |  | 0.00017972
| 0.0001575 |  | 0.00071411 |  | 0.0027799 |  | 0.0015956 |  | 0.052632 |  | 0.11192 |  | 0.19882 |  | 0.083499 |  | 0.050784 |  | 0.035909 |  | 3.491e-05 |  | 0.0013538 |  | 0.00042373 |  | 6.9759e-07 |  | 5.5762e-05 |  | 0 |  | 4.294e-05 |  | 0.00017939
| 0.00010146 |  | 0.00078542 |  | 0.0025088 |  | 0.0015764 |  | 0.052056 |  | 0.11029 |  | 0.19603 |  | 0.085184 |  | 0.051605 |  | 0.036493 |  | 3.4912e-05 |  | 0.0013229 |  | 0.00014317 |  | 2.1013e-08 |  | 2.1579e-05 |  | 0 |  | 3.7198e-05 |  | 0.00019153
| 0.00014506 |  | 0.0007536 |  | 0.0022275 |  | 0.0015024 |  | 0.051248 |  | 0.10896 |  | 0.19331 |  | 0.08722 |  | 0.052793 |  | 0.037538 |  | 0.00012141 |  | 0.0012897 |  | 4.0057e-05 |  | 2.4062e-05 |  | -2.2218e-05 |  | 0 |  | 1.699e-05 |  | 0.00019268
| 0.00012378 |  | 0.00067033 |  | 0.0019461 |  | 0.0014424 |  | 0.050081 |  | 0.10756 |  | 0.18879 |  | 0.088809 |  | 0.054029 |  | 0.038712 |  | 0.00012142 |  | 0.0014224 |  | 9.4618e-05 |  | 2.2264e-05 |  | -1.4291e-05 |  | 0 |  | 1.0606e-05 |  | 0.00019346
| 5.1202e-05 |  | 0.00070773 |  | 0.0019564 |  | 0.0014122 |  | 0.049321 |  | 0.10626 |  | 0.1861 |  | 0.090421 |  | 0.055 |  | 0.039747 |  | 5.4008e-05 |  | 0.0015814 |  | -1.498e-05 |  | -1.0548e-05 |  | 6.4483e-06 |  | 0 |  | 5.0735e-06 |  | 0.00017621
| 5.0111e-05 |  | 0.00083599 |  | 0.0016678 |  | 0.001372 |  | 0.048205 |  | 0.1056 |  | 0.18729 |  | 0.092653 |  | 0.056002 |  | 0.040823 |  | 5.4011e-05 |  | 0.001572 |  | -3.0867e-05 |  | -2.3356e-06 |  | 2.8441e-05 |  | 0 |  | 9.6911e-06 |  | 0.00017821
| 7.7985e-05 |  | 0.00083501 |  | 0.0019388 |  | 0.001395 |  | 0.047157 |  | 0.10496 |  | 0.18832 |  | 0.094985 |  | 0.05764 |  | 0.041871 |  | 4.2091e-05 |  | 0.001639 |  | 1.2904e-05 |  | 3.0423e-05 |  | 3.0325e-05 |  | 0 |  | 2.1891e-05 |  | 0.0001899
| 0.00013203 |  | 0.00062116 |  | 0.0019497 |  | 0.0014447 |  | 0.046577 |  | 0.10388 |  | 0.18751 |  | 0.097306 |  | 0.059197 |  | 0.042963 |  | 4.2094e-05 |  | 0.0017369 |  | 5.9926e-05 |  | 3.8312e-05 |  | 1.6196e-05 |  | 0 |  | 1.0549e-05 |  | 0.00017942
| 0.00014098 |  | 0.00059918 |  | 0.0019497 |  | 0.0014217 |  | 0.045871 |  | 0.1021 |  | 0.18685 |  | 0.098869 |  | 0.060407 |  | 0.044027 |  | 3.7544e-05 |  | 0.0018081 |  | 0.00011042 |  | 2.7783e-05 |  | 3.1212e-05 |  | 0 |  | 1.5546e-05 |  | 0.00017886
| 0.00020086 |  | 0.0006321 |  | 0.0025021 |  | 0.0013524 |  | 0.04469 |  | 0.10033 |  | 0.18509 |  | 0.10016 |  | 0.061272 |  | 0.044972 |  | 3.7546e-05 |  | 0.0018675 |  | 0.00013251 |  | 5.1905e-05 |  | 6.032e-05 |  | 0 |  | 2.534e-05 |  | 0.00018982
| 0.00017279 |  | 0.00059589 |  | 0.0016718 |  | 0.0012927 |  | 0.04347 |  | 0.099177 |  | 0.18178 |  | 0.10242 |  | 0.062197 |  | 0.046181 |  | 6.3623e-05 |  | 0.0018092 |  | 9.8857e-05 |  | 4.7844e-05 |  | 3.0148e-05 |  | 0 |  | 1.9024e-05 |  | 0.00017923
| 0.00011378 |  | 0.00056197 |  | 0.0011262 |  | 0.0013378 |  | 0.042932 |  | 0.098 |  | 0.17894 |  | 0.10442 |  | 0.063303 |  | 0.047305 |  | 6.3626e-05 |  | 0.001843 |  | 5.8158e-05 |  | 2.8976e-05 |  | 3.1874e-05 |  | 0 |  | 1.5375e-05 |  | 0.0001633
| 0.00014075 |  | 0.0005817 |  | 0.0014143 |  | 0.0013274 |  | 0.042103 |  | 0.096461 |  | 0.17664 |  | 0.10612 |  | 0.064529 |  | 0.04829 |  | 4.9865e-05 |  | 0.0018938 |  | 0.00015729 |  | 2.2819e-05 |  | 5.9659e-05 |  | 0 |  | 8.225e-06 |  | 0.00019184
| 0.00012114 |  | 0.0006202 |  | 0.0016889 |  | 0.0012811 |  | 0.040809 |  | 0.094741 |  | 0.17568 |  | 0.10766 |  | 0.065865 |  | 0.049133 |  | 4.9868e-05 |  | 0.0019367 |  | 0.00015839 |  | 6.6859e-07 |  | 5.7773e-05 |  | 0 |  | 6.8739e-06 |  | 0.00019057
| 7.7728e-05 |  | 0.0005862 |  | 0.0016645 |  | 0.0012481 |  | 0.04023 |  | 0.093077 |  | 0.17494 |  | 0.10931 |  | 0.066784 |  | 0.05018 |  | 5.139e-05 |  | 0.0020274 |  | 8.4964e-05 |  | 1.8479e-05 |  | 2.4699e-05 |  | 0 |  | 8.5263e-06 |  | 0.00015674
| 0.00010017 |  | 0.00058617 |  | 0.0013935 |  | 0.0012037 |  | 0.039452 |  | 0.092038 |  | 0.17146 |  | 0.11141 |  | 0.067816 |  | 0.051415 |  | 5.1393e-05 |  | 0.0021272 |  | 0.00011037 |  | 2.1369e-05 |  | 6.6947e-05 |  | 0 |  | 1.2514e-05 |  | 0.00018823
| 0.00014695 |  | 0.00057959 |  | 0.0016786 |  | 0.001178 |  | 0.038601 |  | 0.091159 |  | 0.16737 |  | 0.11348 |  | 0.069157 |  | 0.052401 |  | 1.9868e-05 |  | 0.0022143 |  | 0.00014838 |  | 1.8593e-05 |  | 9.92e-05 |  | 0 |  | 1.6265e-05 |  | 0.00020924
| 0.000111 |  | 0.00060933 |  | 0.0019461 |  | 0.0011364 |  | 0.037831 |  | 0.090276 |  | 0.16414 |  | 0.11599 |  | 0.070952 |  | 0.053762 |  | 1.9869e-05 |  | 0.0021144 |  | 0.00033442 |  | 1.4395e-05 |  | 4.2011e-05 |  | 0 |  | 2.5393e-05 |  | 0.00015482
| 8.8871e-05 |  | 0.00059402 |  | 0.0010647 |  | 0.001072 |  | 0.037005 |  | 0.089565 |  | 0.16093 |  | 0.11865 |  | 0.072129 |  | 0.05571 |  | 0 |  | 0.002136 |  | 0.00015753 |  | 2.2136e-06 |  | 6.67e-05 |  | 0 |  | 2.7776e-05 |  | 0.0001399
| 8.5903e-05 |  | 0.0005742 |  | 0.00055566 |  | 0.0010603 |  | 0.036207 |  | 0.08826 |  | 0.15654 |  | 0.12055 |  | 0.073019 |  | 0.057339 |  | 0 |  | 0.0024211 |  | -1.9091e-05 |  | 2.6189e-05 |  | 0.0001011 |  | 0 |  | 3.0123e-05 |  | 0.00015784
| 0.00010693 |  | 0.00058853 |  | 0.00054889 |  | 0.0010753 |  | 0.035402 |  | 0.086366 |  | 0.15347 |  | 0.12176 |  | 0.073959 |  | 0.058362 |  | 7.5285e-05 |  | 0.0024198 |  | 9.6886e-05 |  | 1.6712e-05 |  | 0.00010471 |  | 0 |  | 3.7858e-05 |  | 0.00016833
| 0.00011472 |  | 0.0006128 |  | 0.00055971 |  | 0.0010722 |  | 0.034697 |  | 0.084465 |  | 0.15268 |  | 0.12286 |  | 0.074789 |  | 0.059512 |  | 7.5289e-05 |  | 0.0023207 |  | 7.3677e-06 |  | -7.097e-07 |  | 2.5941e-05 |  | 0 |  | 2.1432e-05 |  | 0.00018228
| 5.283e-05 |  | 0.00061277 |  | 0.00084837 |  | 0.0010807 |  | 0.034176 |  | 0.082498 |  | 0.15129 |  | 0.12397 |  | 0.075816 |  | 0.060269 |  | 6.4565e-05 |  | 0.0024976 |  | 7.4302e-06 |  | 1.0501e-05 |  | -2.0298e-05 |  | 0 |  | 8.6161e-06 |  | 0.00019079
| 7.2065e-05 |  | 0.00063586 |  | 0.0011262 |  | 0.0010778 |  | 0.033681 |  | 0.080762 |  | 0.14982 |  | 0.12549 |  | 0.076712 |  | 0.061324 |  | 6.4569e-05 |  | 0.0026073 |  | 9.662e-05 |  | 6.0654e-05 |  | 2.9397e-05 |  | 0 |  | 1.6877e-05 |  | 0.00019754
| 9.4718e-05 |  | 0.00068525 |  | 0.00083754 |  | 0.0010015 |  | 0.032776 |  | 0.079604 |  | 0.14811 |  | 0.12748 |  | 0.07792 |  | 0.062751 |  | 8.5885e-05 |  | 0.0025671 |  | 8.809e-05 |  | 6.2461e-05 |  | -6.9162e-06 |  | 0 |  | 2.0702e-05 |  | 0.00019219
| 0.00010427 |  | 0.00070734 |  | 0.00054211 |  | 0.0009852 |  | 0.031969 |  | 0.07864 |  | 0.14645 |  | 0.12962 |  | 0.079501 |  | 0.064156 |  | 8.589e-05 |  | 0.0026969 |  | -3.998e-05 |  | 3.0878e-05 |  | -1.2547e-05 |  | 0 |  | 2.0372e-05 |  | 0.00021487
| 0.00016592 |  | 0.00070072 |  | 0.00054211 |  | 0.00097472 |  | 0.031443 |  | 0.077608 |  | 0.14596 |  | 0.13179 |  | 0.081231 |  | 0.065659 |  | 6.0197e-05 |  | 0.0028242 |  | 7.1442e-05 |  | 3.2941e-05 |  | 3.1134e-05 |  | 0 |  | 2.0839e-05 |  | 0.00018885
| 0.00017085 |  | 0.00059429 |  | 0.00055971 |  | 0.00091101 |  | 0.030609 |  | 0.076101 |  | 0.14436 |  | 0.13326 |  | 0.082133 |  | 0.066981 |  | 6.02e-05 |  | 0.0029122 |  | 0.00024523 |  | 7.1102e-06 |  | 5.9501e-05 |  | 0 |  | 3.8152e-05 |  | 0.00016273
| 0.0001563 |  | 0.00049211 |  | 0.0011297 |  | 0.00088712 |  | 0.030035 |  | 0.074767 |  | 0.14218 |  | 0.13488 |  | 0.082854 |  | 0.068487 |  | 4.7228e-05 |  | 0.0030261 |  | 0.0002326 |  | 6.3055e-06 |  | 3.0744e-05 |  | 0 |  | 2.6309e-05 |  | 0.00019784
| 0.00013612 |  | 0.00061955 |  | 0.00084106 |  | 0.00088606 |  | 0.0297 |  | 0.073706 |  | 0.14142 |  | 0.13699 |  | 0.084225 |  | 0.069848 |  | 4.7231e-05 |  | 0.002994 |  | 0.00017748 |  | 1.9566e-05 |  | -9.974e-06 |  | 0 |  | 1.3523e-05 |  | 0.00020728
| 9.137e-05 |  | 0.00059876 |  | 0 |  | 0.00090442 |  | 0.028728 |  | 0.072562 |  | 0.14038 |  | 0.13915 |  | 0.085876 |  | 0.071012 |  | 7.6564e-05 |  | 0.0030356 |  | 0.00023812 |  | 1.1319e-05 |  | 4.738e-05 |  | 0 |  | 1.4483e-05 |  | 0.00018637
| 0.00011814 |  | 0.00048009 |  | 0.00028866 |  | 0.00093102 |  | 0.027925 |  | 0.07147 |  | 0.13727 |  | 0.14131 |  | 0.087026 |  | 0.072751 |  | 7.6569e-05 |  | 0.0031669 |  | 0.00013116 |  | 6.0479e-06 |  | 5.8457e-05 |  | 0 |  | 1.6051e-05 |  | 0.00016156
| 0.00013157 |  | 0.00048231 |  | 0.00084784 |  | 0.00093926 |  | 0.027569 |  | 0.06995 |  | 0.13388 |  | 0.14256 |  | 0.087839 |  | 0.074596 |  | 5.0066e-05 |  | 0.0032117 |  | -5.5631e-05 |  | 1.8771e-05 |  | 9.6269e-06 |  | 0 |  | 2.8298e-05 |  | 0.00013476
| 7.1453e-05 |  | 0.00039337 |  | 0.00055918 |  | 0.00091179 |  | 0.02721 |  | 0.068476 |  | 0.13173 |  | 0.14386 |  | 0.089147 |  | 0.075815 |  | 5.0069e-05 |  | 0.0032906 |  | 0.00025257 |  | 2.5895e-05 |  | 4.1382e-05 |  | 0 |  | 2.2398e-05 |  | 0.00013357
| 0.00010056 |  | 0.00046917 |  | 0.00028866 |  | 0.0008924 |  | 0.027091 |  | 0.067526 |  | 0.12992 |  | 0.14627 |  | 0.090509 |  | 0.077279 |  | 4.9648e-05 |  | 0.0034725 |  | 0.00010899 |  | 1.2429e-05 |  | 7.0318e-05 |  | 0 |  | 1.0336e-05 |  | 0.0001479
| 0.00015241 |  | 0.00050655 |  | 0.00055971 |  | 0.00084767 |  | 0.02647 |  | 0.066527 |  | 0.12868 |  | 0.14864 |  | 0.091936 |  | 0.078984 |  | 4.9651e-05 |  | 0.0034998 |  | -6.0587e-05 |  | 1.7101e-05 |  | 2.4669e-05 |  | 0 |  | 1.9458e-05 |  | 0.00016226
| 0.00012168 |  | 0.000522 |  | 0.00027106 |  | 0.00079976 |  | 0.025482 |  | 0.065435 |  | 0.12827 |  | 0.15063 |  | 0.093303 |  | 0.080596 |  | 5.3511e-05 |  | 0.0035459 |  | 0.00020869 |  | 6.7517e-06 |  | 2.5175e-06 |  | 0 |  | 2.2702e-05 |  | 0.00020499
| 0.00013106 |  | 0.00046376 |  | 0.00028135 |  | 0.00077497 |  | 0.025275 |  | 0.064498 |  | 0.12729 |  | 0.15298 |  | 0.094799 |  | 0.082944 |  | 5.3514e-05 |  | 0.0037245 |  | 0.00010585 |  | 7.2255e-06 |  | 2.6429e-05 |  | 0 |  | 2.8055e-05 |  | 0.00020702
| 0.00016293 |  | 0.00033081 |  | 0.0013935 |  | 0.00075459 |  | 0.025163 |  | 0.063678 |  | 0.12599 |  | 0.1554 |  | 0.096367 |  | 0.085134 |  | 6.7793e-05 |  | 0.0038269 |  | 5.936e-05 |  | 1.5034e-05 |  | 3.0473e-05 |  | 0 |  | 2.8967e-05 |  | 0.00016072
| 0.00012963 |  | 0.00044843 |  | 0.0011121 |  | 0.00073212 |  | 0.024616 |  | 0.062792 |  | 0.12513 |  | 0.1577 |  | 0.098281 |  | 0.086512 |  | 6.7797e-05 |  | 0.0039394 |  | 0.00010341 |  | 5.6938e-06 |  | 2.97e-05 |  | 0 |  | 2.0895e-05 |  | 0.00014913
| 0.00012179 |  | 0.00045723 |  | 0.00055971 |  | 0.00075953 |  | 0.023912 |  | 0.061541 |  | 0.12344 |  | 0.15956 |  | 0.10002 |  | 0.087602 |  | 4.5632e-05 |  | 0.0039762 |  | 0.00020328 |  | 2.6749e-05 |  | 2.8977e-05 |  | 0 |  | 8.0259e-06 |  | 0.00018932
| 0.00011821 |  | 0.00041216 |  | 0.00055971 |  | 0.00079649 |  | 0.023194 |  | 0.060077 |  | 0.12158 |  | 0.16071 |  | 0.10071 |  | 0.088437 |  | 4.5634e-05 |  | 0.0040436 |  | 7.285e-05 |  | 1.7008e-05 |  | 3.1853e-06 |  | 0 |  | 8.5847e-06 |  | 0.00019176
| 0.0001227 |  | 0.00049136 |  | 0.00028866 |  | 0.0007498 |  | 0.022489 |  | 0.058648 |  | 0.12009 |  | 0.16191 |  | 0.10149 |  | 0.089898 |  | 3.4529e-05 |  | 0.0042452 |  | 0.00028318 |  | -1.3667e-06 |  | 4.6633e-05 |  | 0 |  | 2.1063e-05 |  | 0.00015222
| 0.00015231 |  | 0.00038956 |  | 0.00055971 |  | 0.00071193 |  | 0.022183 |  | 0.057552 |  | 0.11829 |  | 0.1634 |  | 0.10289 |  | 0.091837 |  | 3.4531e-05 |  | 0.0043537 |  | 0.00033215 |  | 1.3103e-05 |  | 4.1997e-05 |  | 0 |  | 2.5464e-05 |  | 0.0001502
| 0.00014448 |  | 0.00045436 |  | 0.00027106 |  | 0.00070718 |  | 0.021753 |  | 0.056656 |  | 0.11623 |  | 0.16528 |  | 0.10445 |  | 0.093515 |  | 6.5692e-05 |  | 0.0043464 |  | 0.00015437 |  | 7.3742e-06 |  | 1.2789e-05 |  | 0 |  | 1.8027e-05 |  | 0.00015609
| 0.00017337 |  | 0.00055517 |  | 0 |  | 0.00072828 |  | 0.02117 |  | 0.055584 |  | 0.11416 |  | 0.16741 |  | 0.10571 |  | 0.095081 |  | 6.5695e-05 |  | 0.0044229 |  | 0.00026586 |  | 1.1456e-05 |  | 3.4534e-05 |  | 0 |  | 1.9798e-05 |  | 0.00014914
| 0.00015851 |  | 0.0004849 |  | 0 |  | 0.00069883 |  | 0.020509 |  | 0.054717 |  | 0.11118 |  | 0.1697 |  | 0.10714 |  | 0.096948 |  | 3.3104e-05 |  | 0.0045336 |  | 3.2087e-05 |  | 7.5638e-06 |  | 3.0318e-05 |  | 0 |  | 9.0848e-06 |  | 0.00016312
| 0.00011386 |  | 0.00049143 |  | 0 |  | 0.00067051 |  | 0.020088 |  | 0.054186 |  | 0.10769 |  | 0.17257 |  | 0.10928 |  | 0.098711 |  | 3.3106e-05 |  | 0.004659 |  | 0.00011206 |  | 1.2193e-05 |  | 5.2896e-05 |  | 0 |  | 1.435e-05 |  | 0.00016623
| 0.00011543 |  | 0.00040024 |  | 0.00028866 |  | 0.00069297 |  | 0.01977 |  | 0.05353 |  | 0.10575 |  | 0.17518 |  | 0.11145 |  | 0.1003 |  | 2.8065e-05 |  | 0.0048035 |  | 0.0001954 |  | 2.9333e-05 |  | 9.7565e-05 |  | 0 |  | 3.355e-05 |  | 0.00017206
| 0.00013879 |  | 0.0003728 |  | 0.00028866 |  | 0.00070163 |  | 0.019233 |  | 0.05257 |  | 0.10534 |  | 0.17722 |  | 0.11305 |  | 0.10207 |  | 2.8066e-05 |  | 0.0049077 |  | 9.6542e-05 |  | 1.7489e-05 |  | 4.4243e-05 |  | 0 |  | 2.7106e-05 |  | 0.00018788
| 0.00017789 |  | 0.00040249 |  | 0 |  | 0.00064038 |  | 0.019023 |  | 0.05159 |  | 0.1043 |  | 0.17923 |  | 0.11434 |  | 0.10419 |  | 5.7326e-05 |  | 0.0050485 |  | 5.5884e-05 |  | 9.7302e-06 |  | -5.3604e-05 |  | 0 |  | 2.3134e-05 |  | 0.00018681
| 0.00014339 |  | 0.00047727 |  | 0 |  | 0.00058747 |  | 0.018642 |  | 0.050614 |  | 0.10254 |  | 0.18083 |  | 0.11575 |  | 0.1063 |  | 5.733e-05 |  | 0.0051479 |  | 0.00026894 |  | 6.3048e-06 |  | -8.3931e-06 |  | 0 |  | 2.1203e-05 |  | 0.00017821
| 0.00011762 |  | 0.00049816 |  | 0 |  | 0.00058315 |  | 0.018147 |  | 0.049394 |  | 0.10156 |  | 0.18173 |  | 0.11698 |  | 0.10796 |  | 4.5665e-05 |  | 0.0051572 |  | 0.00038651 |  | 2.4184e-05 |  | -1.7607e-05 |  | 0 |  | 1.432e-05 |  | 0.00016807
| 0.00016822 |  | 0.00040255 |  | 0 |  | 0.00060616 |  | 0.017887 |  | 0.048336 |  | 0.10116 |  | 0.18317 |  | 0.11827 |  | 0.10936 |  | 4.5667e-05 |  | 0.0052167 |  | 0.00021723 |  | 2.332e-05 |  | -1.7785e-06 |  | 0 |  | 9.1655e-06 |  | 0.00017251
| 0.00015319 |  | 0.00046416 |  | 0.0005524 |  | 0.00065152 |  | 0.017558 |  | 0.047408 |  | 0.099889 |  | 0.18441 |  | 0.11908 |  | 0.1103 |  | 2.8697e-05 |  | 0.0053501 |  | 4.1827e-05 |  | 2.174e-07 |  | 3.4919e-05 |  | 0 |  | 6.3332e-06 |  | 0.00015013
| 0.00011012 |  | 0.0004411 |  | 0.00083024 |  | 0.00060649 |  | 0.017044 |  | 0.046472 |  | 0.098325 |  | 0.18508 |  | 0.11995 |  | 0.11173 |  | 2.8698e-05 |  | 0.0054434 |  | 4.9741e-05 |  | -7.8739e-06 |  | -1.3152e-05 |  | 0 |  | 1.6562e-05 |  | 0.0001768
| 9.1379e-05 |  | 0.0004455 |  | 0.00027783 |  | 0.00056845 |  | 0.016618 |  | 0.045571 |  | 0.098235 |  | 0.18647 |  | 0.12158 |  | 0.11391 |  | 3.4772e-05 |  | 0.0055813 |  | 0.00021071 |  | -8.9171e-06 |  | 5.5353e-07 |  | 0 |  | 1.5502e-05 |  | 0.00018314
| 9.5372e-05 |  | 0.0005731 |  | 0 |  | 0.00059819 |  | 0.016576 |  | 0.044521 |  | 0.098933 |  | 0.18812 |  | 0.12282 |  | 0.1157 |  | 3.4774e-05 |  | 0.005759 |  | 0.00028198 |  | -6.7875e-07 |  | 9.334e-06 |  | 0 |  | 8.0021e-06 |  | 0.00016467
| 0.00012021 |  | 0.00052477 |  | 0 |  | 0.00054354 |  | 0.016369 |  | 0.043618 |  | 0.098535 |  | 0.18922 |  | 0.12384 |  | 0.11719 |  | 3.5496e-05 |  | 0.0058213 |  | 7.2703e-05 |  | 3.1639e-06 |  | 3.4971e-05 |  | 0 |  | 1.5516e-05 |  | 0.00015446
| 8.238e-05 |  | 0.00056768 |  | 0 |  | 0.00052056 |  | 0.015994 |  | 0.042776 |  | 0.097352 |  | 0.1905 |  | 0.12499 |  | 0.11837 |  | 3.5498e-05 |  | 0.0058163 |  | -0.00010589 |  | -1.7177e-06 |  | 8.0248e-05 |  | 0 |  | 2.5151e-05 |  | 0.00014729
| 7.6449e-05 |  | 0.00055888 |  | 0 |  | 0.0005491 |  | 0.015632 |  | 0.041863 |  | 0.095481 |  | 0.19147 |  | 0.12561 |  | 0.11933 |  | 7.3772e-05 |  | 0.006011 |  | 0.00025542 |  | 6.6287e-06 |  | 5.0017e-05 |  | 0 |  | 2.0766e-05 |  | 0.00016423
| 0.00011062 |  | 0.00045004 |  | 0 |  | 0.00052109 |  | 0.01502 |  | 0.041028 |  | 0.092926 |  | 0.1921 |  | 0.1265 |  | 0.12083 |  | 7.3776e-05 |  | 0.0060626 |  | 0.00033282 |  | 3.2159e-05 |  | 4.4529e-05 |  | 0 |  | 2.1474e-05 |  | 0.00018293
| 9.0307e-05 |  | 0.00043682 |  | 0 |  | 0.00051092 |  | 0.014837 |  | 0.040181 |  | 0.090116 |  | 0.19307 |  | 0.12759 |  | 0.12303 |  | 5.921e-05 |  | 0.0061035 |  | 0.00010138 |  | 3.1992e-05 |  | 0.00011033 |  | 0 |  | 2.9634e-05 |  | 0.00017158
| 6.7917e-05 |  | 0.00042472 |  | 0 |  | 0.00054841 |  | 0.014926 |  | 0.039211 |  | 0.088472 |  | 0.19362 |  | 0.12799 |  | 0.1252 |  | 5.9214e-05 |  | 0.0062595 |  | 0.00011808 |  | 2.1418e-05 |  | 7.8332e-05 |  | 0 |  | 2.449e-05 |  | 0.00016897
| 0.00011998 |  | 0.00040497 |  | 0 |  | 0.00052356 |  | 0.014572 |  | 0.038344 |  | 0.087835 |  | 0.19434 |  | 0.12897 |  | 0.12689 |  | 3.8241e-05 |  | 0.0063194 |  | -0.00014927 |  | 3.258e-05 |  | 8.7323e-05 |  | 0 |  | 7.6905e-06 |  | 0.00017244
| 0.000156 |  | 0.00036977 |  | 0 |  | 0.00049242 |  | 0.013958 |  | 0.037588 |  | 0.087364 |  | 0.19507 |  | 0.13034 |  | 0.12754 |  | 3.8243e-05 |  | 0.0063802 |  | -0.00011 |  | 2.7795e-05 |  | 0.0001023 |  | 0 |  | 1.2079e-05 |  | 0.00016926
| 0.00013132 |  | 0.00040937 |  | 0 |  | 0.00052596 |  | 0.013546 |  | 0.0369 |  | 0.08656 |  | 0.19563 |  | 0.13102 |  | 0.12829 |  | 4.9322e-05 |  | 0.0064646 |  | 0.00020713 |  | 6.2153e-06 |  | 3.8519e-05 |  | 0 |  | 2.2886e-05 |  | 0.00014885
| 0.00018025 |  | 0.00045675 |  | 0 |  | 0.00053825 |  | 0.013542 |  | 0.036071 |  | 0.08526 |  | 0.19604 |  | 0.13159 |  | 0.12937 |  | 4.9325e-05 |  | 0.0066176 |  | 0.00020726 |  | 2.6115e-06 |  | 6.2096e-05 |  | 0 |  | 2.7138e-05 |  | 0.00013432
| 0.00020832 |  | 0.00038743 |  | 0 |  | 0.00051262 |  | 0.01323 |  | 0.035239 |  | 0.084466 |  | 0.19628 |  | 0.13271 |  | 0.13027 |  | 4.5116e-05 |  | 0.0066342 |  | 0.0003101 |  | 1.7888e-05 |  | 9.0335e-05 |  | 0 |  | 2.8249e-05 |  | 0.00014894
| 0.00010227 |  | 0.00038306 |  | 0.00027783 |  | 0.00049538 |  | 0.013045 |  | 0.034683 |  | 0.083598 |  | 0.19776 |  | 0.13424 |  | 0.13269 |  | 4.5119e-05 |  | 0.0066367 |  | 0.00029232 |  | 7.7153e-06 |  | 2.0495e-05 |  | 0 |  | 2.4684e-05 |  | 0.00016708
| 0.00010789 |  | 0.00041058 |  | 0.00027783 |  | 0.00050527 |  | 0.012932 |  | 0.03422 |  | 0.081527 |  | 0.20001 |  | 0.13634 |  | 0.13514 |  | 5.3164e-05 |  | 0.0067515 |  | 7.1311e-05 |  | -3.685e-06 |  | -5.1727e-06 |  | 0 |  | 2.3349e-05 |  | 0.00017736
| 0.0001156 |  | 0.00044692 |  | 0 |  | 0.00047912 |  | 0.012692 |  | 0.033705 |  | 0.080016 |  | 0.20188 |  | 0.13811 |  | 0.13652 |  | 5.3167e-05 |  | 0.0069634 |  | -0.00013789 |  | 2.3907e-05 |  | -1.2058e-05 |  | 0 |  | 2.904e-05 |  | 0.00016
| 8.9794e-05 |  | 0.00042054 |  | 0 |  | 0.0004648 |  | 0.012495 |  | 0.033044 |  | 0.07965 |  | 0.20323 |  | 0.1396 |  | 0.13782 |  | 4.4134e-05 |  | 0.0071893 |  | 7.4062e-05 |  | 3.0743e-05 |  | -1.3597e-05 |  | 0 |  | 2.3229e-05 |  | 0.00013632
| 0.00011514 |  | 0.00035671 |  | 0 |  | 0.00045545 |  | 0.011896 |  | 0.032563 |  | 0.078662 |  | 0.20479 |  | 0.14129 |  | 0.13983 |  | 4.4136e-05 |  | 0.0071788 |  | 0.00017973 |  | 2.6183e-05 |  | -1.8653e-05 |  | 0 |  | 1.7265e-05 |  | 0.0001409
| 9.5014e-05 |  | 0.0003611 |  | 0 |  | 0.00045653 |  | 0.011565 |  | 0.032058 |  | 0.076761 |  | 0.2058 |  | 0.14202 |  | 0.14209 |  | 6.8087e-05 |  | 0.0071029 |  | 7.4709e-05 |  | 1.1544e-06 |  | -4.3619e-05 |  | 0 |  | 2.6092e-05 |  | 0.00016382
| 0.00010015 |  | 0.00039082 |  | 0 |  | 0.00049483 |  | 0.011373 |  | 0.03138 |  | 0.075339 |  | 0.20592 |  | 0.14245 |  | 0.14328 |  | 6.8091e-05 |  | 0.0071643 |  | 0.00019968 |  | -1.3913e-06 |  | 5.9583e-05 |  | 0 |  | 2.5337e-05 |  | 0.000144
| 0.00011467 |  | 0.00033363 |  | 0 |  | 0.00050213 |  | 0.01114 |  | 0.030686 |  | 0.074573 |  | 0.20666 |  | 0.14319 |  | 0.14438 |  | 9.6398e-05 |  | 0.0072783 |  | 0.00016965 |  | 4.2953e-05 |  | 6.9245e-05 |  | 0 |  | 2.7198e-05 |  | 0.00012183
| 0.00011005 |  | 0.00030173 |  | 0 |  | 0.00048955 |  | 0.011066 |  | 0.030027 |  | 0.073494 |  | 0.20714 |  | 0.14437 |  | 0.14514 |  | 9.6403e-05 |  | 0.0073147 |  | 1.603e-05 |  | 2.6068e-05 |  | 1.0334e-06 |  | 0 |  | 2.7601e-05 |  | 0.0001306
| 8.3783e-05 |  | 0.00036782 |  | 0 |  | 0.0004854 |  | 0.011017 |  | 0.029652 |  | 0.071426 |  | 0.20818 |  | 0.14651 |  | 0.14614 |  | 6.8987e-05 |  | 0.0074514 |  | 4.132e-05 |  | -5.1567e-06 |  | 1.6114e-05 |  | 0 |  | 3.4928e-05 |  | 0.00016687
| 9.218e-05 |  | 0.00032487 |  | 0 |  | 0.00045798 |  | 0.010804 |  | 0.029208 |  | 0.069214 |  | 0.20941 |  | 0.14799 |  | 0.14777 |  | 6.8991e-05 |  | 0.0075988 |  | 9.4575e-05 |  | 2.4885e-05 |  | 4.9517e-05 |  | 0 |  | 2.9314e-05 |  | 0.00017748
| 0.00011734 |  | 0.00031494 |  | 0 |  | 0.00043743 |  | 0.010587 |  | 0.02862 |  | 0.06797 |  | 0.21033 |  | 0.1492 |  | 0.14905 |  | 4.5603e-05 |  | 0.0076001 |  | 0.00015037 |  | 4.5002e-05 |  | 8.0575e-05 |  | 0 |  | 2.5151e-05 |  | 0.00015948
| 0.00012224 |  | 0.00034914 |  | 0 |  | 0.000431 |  | 0.010482 |  | 0.028049 |  | 0.067049 |  | 0.21043 |  | 0.15007 |  | 0.14997 |  | 4.5605e-05 |  | 0.0077282 |  | 4.5139e-05 |  | 2.6054e-05 |  | 6.0997e-05 |  | 0 |  | 2.6751e-05 |  | 0.00015359
| 0.00015593 |  | 0.00039428 |  | 0 |  | 0.00042341 |  | 0.010189 |  | 0.027505 |  | 0.065638 |  | 0.21025 |  | 0.15068 |  | 0.1515 |  | 8.0369e-05 |  | 0.0077679 |  | 0.00010121 |  | 1.4633e-05 |  | 2.192e-05 |  | 0 |  | 2.8815e-05 |  | 0.00015015
| 0.0001524 |  | 0.00047146 |  | 0 |  | 0.00043447 |  | 0.0099257 |  | 0.027082 |  | 0.064596 |  | 0.21106 |  | 0.15191 |  | 0.15353 |  | 8.0373e-05 |  | 0.0078383 |  | 0.00043379 |  | 2.4583e-05 |  | 2.978e-05 |  | 0 |  | 2.5886e-05 |  | 0.00016612
| 0.00014903 |  | 0.00043724 |  | 0 |  | 0.00043069 |  | 0.0096978 |  | 0.026707 |  | 0.064072 |  | 0.21223 |  | 0.15372 |  | 0.15534 |  | 6.6232e-05 |  | 0.0079695 |  | 0.00021411 |  | 2.8463e-05 |  | 0.00010872 |  | 0 |  | 1.885e-05 |  | 0.00017677
| 0.00014412 |  | 0.00023213 |  | 0 |  | 0.00044534 |  | 0.0094094 |  | 0.026595 |  | 0.06329 |  | 0.21456 |  | 0.15625 |  | 0.15738 |  | 6.6235e-05 |  | 0.0079868 |  | -0.00011135 |  | 1.7467e-05 |  | 0.00014265 |  | 0 |  | 2.9598e-05 |  | 0.00017123
| 0.00010421 |  | 0.00021671 |  | 0 |  | 0.00046695 |  | 0.0094172 |  | 0.02628 |  | 0.062016 |  | 0.21672 |  | 0.15822 |  | 0.15944 |  | 3.1347e-05 |  | 0.0080543 |  | 4.4794e-05 |  | -3.9185e-06 |  | 8.0152e-05 |  | 0 |  | 3.5573e-05 |  | 0.00014224
| 8.6136e-05 |  | 0.00036345 |  | 0 |  | 0.00046361 |  | 0.0093562 |  | 0.025742 |  | 0.060714 |  | 0.21753 |  | 0.16004 |  | 0.16128 |  | 3.1349e-05 |  | 0.008101 |  | 9.8184e-05 |  | -1.3113e-06 |  | 7.0177e-05 |  | 0 |  | 4.1551e-05 |  | 0.00014738
| 0.00010697 |  | 0.00037578 |  | 0 |  | 0.0004476 |  | 0.0090324 |  | 0.025399 |  | 0.060007 |  | 0.21776 |  | 0.16134 |  | 0.16247 |  | 7.0145e-05 |  | 0.0081201 |  | 0.00010708 |  | 1.5275e-05 |  | 0.0001102 |  | 0 |  | 4.305e-05 |  | 0.00017665
| 0.00016324 |  | 0.00031839 |  | 0 |  | 0.00041353 |  | 0.0088365 |  | 0.024982 |  | 0.059509 |  | 0.21781 |  | 0.16222 |  | 0.16296 |  | 7.0149e-05 |  | 0.0082228 |  | 0.00012475 |  | 1.5845e-05 |  | 7.4646e-05 |  | 0 |  | 3.1782e-05 |  | 0.0001659
| 0.00017449 |  | 0.00031729 |  | 0 |  | 0.00039548 |  | 0.0087875 |  | 0.024413 |  | 0.058459 |  | 0.21824 |  | 0.16329 |  | 0.1636 |  | 5.0564e-05 |  | 0.0082239 |  | 0.00013223 |  | 1.2917e-05 |  | 3.0093e-05 |  | 0 |  | 2.9426e-05 |  | 0.00019177
| 9.8094e-05 |  | 0.00041213 |  | 0 |  | 0.00039087 |  | 0.0085821 |  | 0.023898 |  | 0.057708 |  | 0.21779 |  | 0.16404 |  | 0.16456 |  | 5.0567e-05 |  | 0.0084253 |  | 0.00017783 |  | 2.0446e-05 |  | -2.6045e-06 |  | 0 |  | 3.3362e-05 |  | 0.00016971
| 1.7472e-05 |  | 0.0004419 |  | 0.00027106 |  | 0.00037748 |  | 0.0083414 |  | 0.023448 |  | 0.057213 |  | 0.21719 |  | 0.1647 |  | 0.16579 |  | 6.8056e-05 |  | 0.0085972 |  | 5.2479e-05 |  | 1.9771e-05 |  | -2.0909e-05 |  | 0 |  | 2.6993e-05 |  | 0.00013293
| 6.2837e-05 |  | 0.0003272 |  | 0.00027106 |  | 0.00040132 |  | 0.0081625 |  | 0.022831 |  | 0.056196 |  | 0.21686 |  | 0.16519 |  | 0.16725 |  | 6.806e-05 |  | 0.0085778 |  | 1.5235e-05 |  | 9.9506e-06 |  | -2.2355e-05 |  | 0 |  | 2.1346e-05 |  | 0.00015312
| 0.00017269 |  | 0.000217 |  | 0 |  | 0.00043254 |  | 0.0081308 |  | 0.022488 |  | 0.054875 |  | 0.21753 |  | 0.16671 |  | 0.16942 |  | 8.2666e-05 |  | 0.0086547 |  | 9.7378e-07 |  | 2.3978e-05 |  | -6.3063e-06 |  | 0 |  | 3.456e-05 |  | 0.00015863
| 0.00016457 |  | 0.0003328 |  | 0 |  | 0.00041888 |  | 0.0080958 |  | 0.022304 |  | 0.053525 |  | 0.21829 |  | 0.16864 |  | 0.17091 |  | 8.2671e-05 |  | 0.0086876 |  | -0.00011396 |  | 7.3175e-06 |  | -9.4266e-06 |  | 0 |  | 4.4402e-05 |  | 0.00016529
| 0.00013873 |  | 0.00049273 |  | 0 |  | 0.00038905 |  | 0.0079344 |  | 0.022078 |  | 0.052539 |  | 0.21871 |  | 0.17016 |  | 0.17234 |  | 4.6879e-05 |  | 0.0087761 |  | -5.5471e-05 |  | 2.8923e-06 |  | 6.468e-06 |  | 0 |  | 4.9105e-05 |  | 0.00014963
| 0.00014088 |  | 0.00045302 |  | 0 |  | 0.00034893 |  | 0.0077142 |  | 0.021915 |  | 0.051629 |  | 0.22054 |  | 0.1727 |  | 0.17526 |  | 4.6882e-05 |  | 0.0089238 |  | 0.00019107 |  | 1.5104e-05 |  | 1.0965e-05 |  | 0 |  | 4.6587e-05 |  | 0.00014207
| 0.00014314 |  | 0.00041226 |  | 0 |  | 0.0003231 |  | 0.0076489 |  | 0.021668 |  | 0.050551 |  | 0.22222 |  | 0.1749 |  | 0.17713 |  | 2.1679e-05 |  | 0.0090254 |  | 0.00031144 |  | 1.7797e-05 |  | -1.1442e-06 |  | 0 |  | 4.1583e-05 |  | 0.00016737
| 0.00014599 |  | 0.00040675 |  | 0 |  | 0.00032727 |  | 0.0074545 |  | 0.021352 |  | 0.04965 |  | 0.2222 |  | 0.17579 |  | 0.17768 |  | 2.168e-05 |  | 0.0091143 |  | 0.00013736 |  | 3.8258e-05 |  | -6.3948e-06 |  | 0 |  | 3.4778e-05 |  | 0.00018129
| 0.00013251 |  | 0.00030975 |  | 0 |  | 0.00035926 |  | 0.0071544 |  | 0.020941 |  | 0.049044 |  | 0.22151 |  | 0.17689 |  | 0.17846 |  | 0 |  | 0.0092124 |  | 2.2584e-05 |  | 1.6555e-05 |  | -1.7989e-05 |  | 0 |  | 2.6094e-05 |  | 0.00017583
| 9.5431e-05 |  | 0.00032628 |  | 0.00027106 |  | 0.00034411 |  | 0.0072394 |  | 0.020574 |  | 0.048455 |  | 0.22058 |  | 0.17732 |  | 0.17918 |  | 0 |  | 0.0092393 |  | 4.5738e-05 |  | -9.2175e-06 |  | 3.8941e-05 |  | 0 |  | 3.0187e-05 |  | 0.00014765
| 0.0001359 |  | 0.00046199 |  | 0.00027106 |  | 0.00035947 |  | 0.0071805 |  | 0.020348 |  | 0.047391 |  | 0.22056 |  | 0.17806 |  | 0.18102 |  | 0.00010616 |  | 0.0092871 |  | 5.1335e-06 |  | 2.6456e-05 |  | 9.4717e-05 |  | 0 |  | 3.3066e-05 |  | 0.00014396
| 0.00016857 |  | 0.00044435 |  | 0 |  | 0.0003904 |  | 0.0069653 |  | 0.02027 |  | 0.046627 |  | 0.22242 |  | 0.18135 |  | 0.183 |  | 0.00010617 |  | 0.0092527 |  | 7.2505e-05 |  | 4.1261e-05 |  | 7.7232e-05 |  | 0 |  | 2.8958e-05 |  | 0.00016163
| 0.00011461 |  | 0.00036827 |  | 0.00027106 |  | 0.00033199 |  | 0.0069338 |  | 0.020005 |  | 0.046419 |  | 0.22307 |  | 0.1841 |  | 0.18466 |  | 4.8527e-05 |  | 0.0093579 |  | 0.00026293 |  | -2.5515e-06 |  | -4.65e-05 |  | 0 |  | 4.6263e-05 |  | 0.00017005
| 9.3819e-05 |  | 0.00034842 |  | 0.00027106 |  | 0.00029831 |  | 0.0067738 |  | 0.019486 |  | 0.046036 |  | 0.22224 |  | 0.18426 |  | 0.1862 |  | 4.853e-05 |  | 0.0094635 |  | 0.00032122 |  | -8.5985e-06 |  | -7.367e-05 |  | 0 |  | 4.0293e-05 |  | 0.00019296
| 8.5447e-05 |  | 0.00031645 |  | 0 |  | 0.00035736 |  | 0.0065164 |  | 0.019158 |  | 0.045371 |  | 0.22187 |  | 0.18592 |  | 0.18702 |  | 6.4151e-05 |  | 0.0094459 |  | -2.4771e-05 |  | 2.5754e-05 |  | 2.3061e-05 |  | 0 |  | 2.8649e-05 |  | 0.00018465
| 7.1224e-05 |  | 0.00040807 |  | 0 |  | 0.00042732 |  | 0.0062657 |  | 0.018939 |  | 0.044684 |  | 0.22269 |  | 0.18801 |  | 0.18829 |  | 6.4155e-05 |  | 0.0094993 |  | -0.00031112 |  | 2.1377e-05 |  | 8.461e-05 |  | 0 |  | 3.7929e-05 |  | 0.00017432
| 4.1425e-05 |  | 0.00048845 |  | 0 |  | 0.00042538 |  | 0.006337 |  | 0.018732 |  | 0.044242 |  | 0.22407 |  | 0.19025 |  | 0.18923 |  | 6.4786e-05 |  | 0.0095479 |  | -3.7896e-06 |  | 3.712e-06 |  | 9.8632e-05 |  | 0 |  | 3.8224e-05 |  | 0.00016733
| 4.9519e-05 |  | 0.00040146 |  | 0 |  | 0.00035965 |  | 0.0064623 |  | 0.018481 |  | 0.043832 |  | 0.22358 |  | 0.19182 |  | 0.1901 |  | 6.479e-05 |  | 0.0096009 |  | 0.00030591 |  | 1.5419e-05 |  | 6.2251e-05 |  | 0 |  | 3.9323e-05 |  | 0.00013953
| -4.2113e-05 |  | 0.0002669 |  | 0 |  | 0.00015606 |  | 0.006132 |  | 0.017743 |  | 0.043259 |  | 0.2205 |  | 0.19178 |  | 0.19151 |  | 0 |  | 0.0095689 |  | 8.5572e-06 |  | -8.0663e-05 |  | -0.00012577 |  | 0 |  | -8.6806e-05 |  | -5.2354e-05
| 0.00010299 |  | 0.00028896 |  | 0 |  | 0.00026983 |  | 0.0059528 |  | 0.017324 |  | 0.04248 |  | 0.21827 |  | 0.19241 |  | 0.19326 |  | 9.7671e-05 |  | 0.0098922 |  | -4.4149e-05 |  | 7.076e-06 |  | -1.3872e-05 |  | 0 |  | 2.2823e-05 |  | 0.0001369
| 8.7568e-05 |  | 0.00022439 |  | 0 |  | 0.00033943 |  | 0.0059429 |  | 0.017035 |  | 0.041945 |  | 0.2171 |  | 0.19221 |  | 0.19409 |  | 9.7676e-05 |  | 0.010119 |  | -8.5069e-05 |  | 2.815e-05 |  | -3.5855e-05 |  | 0 |  | 4.1545e-05 |  | 0.0001732
| 9.6574e-05 |  | 0.00016696 |  | 0 |  | 0.00035072 |  | 0.005894 |  | 0.016674 |  | 0.041259 |  | 0.21561 |  | 0.19248 |  | 0.19457 |  | 8.8989e-05 |  | 0.010315 |  | -7.5829e-05 |  | 2.0592e-05 |  | 4.3104e-06 |  | 0 |  | 5.3506e-05 |  | 0.0001766
| 0.00011658 |  | 0.00028352 |  | 0 |  | 0.00031893 |  | 0.0055789 |  | 0.01633 |  | 0.040146 |  | 0.21405 |  | 0.19306 |  | 0.19413 |  | 8.8994e-05 |  | 0.010449 |  | 0.00017832 |  | 2.7616e-05 |  | 2.7572e-06 |  | 0 |  | 5.2195e-05 |  | 0.00014713
| 0.00013909 |  | 0.00032103 |  | 0 |  | 0.00027193 |  | 0.0055785 |  | 0.016005 |  | 0.039133 |  | 0.21253 |  | 0.19383 |  | 0.19332 |  | 5.1399e-05 |  | 0.0104 |  | 0.00041266 |  | 3.3202e-05 |  | -9.8577e-05 |  | 0 |  | 5.4925e-05 |  | 0.00015559
| 0.00016067 |  | 0.00030338 |  | 0 |  | 0.00021858 |  | 0.0054911 |  | 0.015745 |  | 0.038293 |  | 0.21155 |  | 0.19498 |  | 0.1943 |  | 5.1402e-05 |  | 0.01027 |  | 0.00028877 |  | 2.1892e-05 |  | -3.2208e-05 |  | 0 |  | 5.5651e-05 |  | 0.00017324
| 0.00015279 |  | 0.00041041 |  | 0 |  | 0.00030606 |  | 0.0052558 |  | 0.015577 |  | 0.037523 |  | 0.21044 |  | 0.19559 |  | 0.19681 |  | 9.3095e-05 |  | 0.010295 |  | 0.00026997 |  | 3.0956e-05 |  | 4.9961e-05 |  | 0 |  | 4.5146e-05 |  | 0.00017309
| 0.00010839 |  | 0.00037288 |  | 0 |  | 0.00033261 |  | 0.0051347 |  | 0.015246 |  | 0.036781 |  | 0.20853 |  | 0.19545 |  | 0.19875 |  | 9.31e-05 |  | 0.010439 |  | 0.0002146 |  | 2.8802e-05 |  | 4.1653e-05 |  | 0 |  | 3.3489e-05 |  | 0.00016575
| 9.264e-05 |  | 0.00034098 |  | 0 |  | 0.00030326 |  | 0.0049625 |  | 0.01483 |  | 0.036078 |  | 0.20692 |  | 0.19611 |  | 0.19901 |  | 9.0316e-05 |  | 0.010518 |  | 9.3925e-05 |  | 3.7545e-05 |  | 2.4978e-05 |  | 0 |  | 4.7619e-05 |  | 0.00017965
| 4.2268e-05 |  | 0.00030187 |  | 0.00028866 |  | 0.00025251 |  | 0.0049008 |  | 0.014538 |  | 0.035473 |  | 0.2057 |  | 0.19702 |  | 0.19943 |  | 9.0321e-05 |  | 0.010805 |  | 0.0001638 |  | 3.3601e-05 |  | 1.2589e-06 |  | 0 |  | 5.352e-05 |  | 0.00018491
| 4.3395e-05 |  | 0.00038685 |  | 0.00028866 |  | 0.00025252 |  | 0.0048314 |  | 0.014389 |  | 0.034855 |  | 0.20446 |  | 0.19723 |  | 0.1996 |  | 0.00010941 |  | 0.011018 |  | 0.00037568 |  | 3.2713e-06 |  | 2.9228e-05 |  | 0 |  | 3.2081e-05 |  | 0.00017942
| 0.00010973 |  | 0.00049216 |  | 0 |  | 0.00029737 |  | 0.0046904 |  | 0.014067 |  | 0.034093 |  | 0.20296 |  | 0.19745 |  | 0.20058 |  | 0.00010941 |  | 0.010931 |  | 0.00050971 |  | 3.5969e-06 |  | 7.8733e-05 |  | 0 |  | 4.7205e-05 |  | 0.00017409
| 6.6606e-05 |  | 0.00039505 |  | 0 |  | 0.00027468 |  | 0.0044707 |  | 0.013728 |  | 0.033347 |  | 0.19989 |  | 0.19746 |  | 0.20196 |  | 7.3305e-05 |  | 0.010923 |  | 0.00035878 |  | -3.7889e-06 |  | 4.051e-07 |  | 0 |  | 6.6313e-05 |  | 0.00016229
| 6.2881e-05 |  | 0.00041162 |  | 0 |  | 0.00025372 |  | 0.0043683 |  | 0.01335 |  | 0.032825 |  | 0.19661 |  | 0.1969 |  | 0.20176 |  | 7.331e-05 |  | 0.011062 |  | 0.00021483 |  | -2.1868e-05 |  | -5.5696e-05 |  | 0 |  | 4.6706e-05 |  | 0.0001464
| 0.00012178 |  | 0.00040841 |  | 0 |  | 0.00025081 |  | 0.0043956 |  | 0.01311 |  | 0.032296 |  | 0.19484 |  | 0.19646 |  | 0.20102 |  | 5.6536e-05 |  | 0.011072 |  | 0.00020673 |  | -2.1177e-06 |  | -1.5398e-05 |  | 0 |  | 4.1077e-05 |  | 0.00012564
| 0.0001738 |  | 0.00033447 |  | 0 |  | 0.0002718 |  | 0.0042767 |  | 0.01302 |  | 0.031718 |  | 0.1938 |  | 0.19762 |  | 0.20144 |  | 5.6539e-05 |  | 0.01113 |  | 0.00015512 |  | 1.4551e-05 |  | 6.9126e-06 |  | 0 |  | 4.4114e-05 |  | 0.00014836
| 0.00013047 |  | 0.00028588 |  | 0 |  | 0.00027768 |  | 0.0042102 |  | 0.012678 |  | 0.031267 |  | 0.19229 |  | 0.19856 |  | 0.20237 |  | 0.00013451 |  | 0.011286 |  | 0.00012653 |  | -7.2679e-06 |  | 8.3428e-05 |  | 0 |  | 4.6696e-05 |  | 0.00016515
| 8.4548e-05 |  | 0.00026412 |  | 0 |  | 0.00026194 |  | 0.0040853 |  | 0.012486 |  | 0.030809 |  | 0.19066 |  | 0.1986 |  | 0.20358 |  | 0.00013451 |  | 0.011478 |  | 4.6879e-05 |  | -1.2692e-05 |  | 5.1959e-05 |  | 0 |  | 5.4125e-05 |  | 0.0001815
| 9.018e-05 |  | 0.00020599 |  | 0 |  | 0.00023425 |  | 0.0039571 |  | 0.01225 |  | 0.030334 |  | 0.18963 |  | 0.19983 |  | 0.20587 |  | 3.8571e-05 |  | 0.011498 |  | 1.1041e-05 |  | -1.4439e-05 |  | -4.0149e-05 |  | 0 |  | 5.1206e-05 |  | 0.00015593
| 0.00015341 |  | 0.00023775 |  | 0 |  | 0.00025757 |  | 0.0040063 |  | 0.011981 |  | 0.029825 |  | 0.18751 |  | 0.20018 |  | 0.20674 |  | 3.8573e-05 |  | 0.011513 |  | 7.7139e-05 |  | 1.304e-05 |  | 4.0453e-05 |  | 0 |  | 4.4699e-05 |  | 0.00013645
| 0.00019451 |  | 0.00034551 |  | 0 |  | 0.00031028 |  | 0.0040666 |  | 0.011783 |  | 0.029351 |  | 0.18476 |  | 0.1994 |  | 0.20636 |  | 2.9729e-05 |  | 0.011697 |  | 9.9608e-05 |  | 4.1736e-05 |  | 3.8863e-05 |  | 0 |  | 4.6168e-05 |  | 0.00015994
| 0.00016832 |  | 0.00037539 |  | 0 |  | 0.0002881 |  | 0.0040327 |  | 0.011442 |  | 0.02896 |  | 0.18224 |  | 0.1987 |  | 0.2049 |  | 2.9731e-05 |  | 0.011883 |  | -1.9167e-05 |  | 2.7448e-05 |  | 2.6432e-05 |  | 0 |  | 4.5638e-05 |  | 0.00014432
| 0.00012626 |  | 0.00048362 |  | 0 |  | 0.0002352 |  | 0.0038612 |  | 0.011239 |  | 0.028531 |  | 0.18024 |  | 0.19875 |  | 0.20387 |  | 5.999e-05 |  | 0.012069 |  | 2.0881e-05 |  | 4.1771e-05 |  | 4.087e-05 |  | 0 |  | 5.6502e-05 |  | 0.00015427
| 0.00012856 |  | 0.00048704 |  | 0 |  | 0.00027953 |  | 0.0037783 |  | 0.010993 |  | 0.027929 |  | 0.1782 |  | 0.19911 |  | 0.20335 |  | 5.9994e-05 |  | 0.012081 |  | 0.00011039 |  | 3.2055e-05 |  | -4.2825e-05 |  | 0 |  | 6.1495e-05 |  | 0.00016545
| 0.00013802 |  | 0.00037762 |  | 0 |  | 0.0002665 |  | 0.0037322 |  | 0.010726 |  | 0.027427 |  | 0.17688 |  | 0.20008 |  | 0.20345 |  | 8.8385e-05 |  | 0.012104 |  | 0.00023176 |  | 1.1973e-06 |  | -2.1745e-05 |  | 0 |  | 6.0044e-05 |  | 0.00015409
| 9.7718e-05 |  | 0.00024864 |  | 0 |  | 0.00026892 |  | 0.0034913 |  | 0.010598 |  | 0.027191 |  | 0.17551 |  | 0.20176 |  | 0.20456 |  | 8.839e-05 |  | 0.01214 |  | 0.00035406 |  | 2.2878e-05 |  | 8.5005e-06 |  | 0 |  | 4.2932e-05 |  | 0.00016129
| 0.00010106 |  | 0.00029275 |  | 0 |  | 0.00029192 |  | 0.0033379 |  | 0.010369 |  | 0.026868 |  | 0.17297 |  | 0.20113 |  | 0.2046 |  | 7.0207e-05 |  | 0.012206 |  | 0.00015271 |  | 9.2579e-06 |  | 1.6268e-05 |  | 0 |  | 4.1959e-05 |  | 0.00015673
| 0.00013582 |  | 0.00045503 |  | 0 |  | 0.00023595 |  | 0.0033955 |  | 0.010045 |  | 0.026355 |  | 0.17096 |  | 0.20002 |  | 0.20495 |  | 7.0211e-05 |  | 0.012376 |  | -3.1983e-06 |  | -1.0375e-05 |  | -2.3987e-05 |  | 0 |  | 5.1532e-05 |  | 0.00017257
| 0.00014259 |  | 0.00039758 |  | 0 |  | 0.00024259 |  | 0.003404 |  | 0.0098875 |  | 0.025936 |  | 0.17011 |  | 0.20148 |  | 0.20586 |  | 8.6195e-05 |  | 0.012586 |  | 0.00018416 |  | -2.0309e-07 |  | -1.865e-05 |  | 0 |  | 4.1695e-05 |  | 0.00018266
| 0.00010797 |  | 0.00029456 |  | 0 |  | 0.00025514 |  | 0.0032731 |  | 0.0097884 |  | 0.025643 |  | 0.16902 |  | 0.2031 |  | 0.2068 |  | 8.62e-05 |  | 0.012692 |  | 0.0002789 |  | -1.586e-07 |  | 1.0827e-05 |  | 0 |  | 6.0687e-05 |  | 0.00016973
| 9.9386e-05 |  | 0.00030679 |  | 0 |  | 0.00028914 |  | 0.0033314 |  | 0.0096596 |  | 0.025169 |  | 0.16721 |  | 0.20332 |  | 0.20738 |  | 7.6997e-05 |  | 0.012845 |  | 0.00013252 |  | 2.8525e-06 |  | 1.3196e-05 |  | 0 |  | 7.6734e-05 |  | 0.00016639
| 8.1158e-05 |  | 0.000241 |  | 0 |  | 0.00030242 |  | 0.0033431 |  | 0.0094442 |  | 0.024477 |  | 0.1651 |  | 0.20386 |  | 0.20758 |  | 7.7001e-05 |  | 0.013161 |  | 0.00013718 |  | 1.3882e-06 |  | 2.7489e-05 |  | 0 |  | 6.1306e-05 |  | 0.00015101
| 4.5952e-05 |  | 0.00030169 |  | 0 |  | 0.00025568 |  | 0.0031122 |  | 0.009321 |  | 0.023881 |  | 0.16305 |  | 0.20455 |  | 0.20879 |  | 7.1717e-05 |  | 0.01316 |  | 0.00012817 |  | 1.2387e-05 |  | 2.0385e-05 |  | 0 |  | 4.3478e-05 |  | 0.00015821
| 9.583e-05 |  | 0.0003944 |  | 0 |  | 0.00021158 |  | 0.0031235 |  | 0.0092367 |  | 0.023541 |  | 0.161 |  | 0.20448 |  | 0.20921 |  | 7.1721e-05 |  | 0.013157 |  | 0.00021364 |  | 4.5387e-06 |  | 6.1987e-05 |  | 0 |  | 4.9586e-05 |  | 0.00017954
| 0.00012118 |  | 0.00032368 |  | 0 |  | 0.00025955 |  | 0.0031443 |  | 0.0089796 |  | 0.023281 |  | 0.15968 |  | 0.20514 |  | 0.21003 |  | 8.2157e-05 |  | 0.013578 |  | 0.00023921 |  | -2.8276e-05 |  | 5.4048e-05 |  | 0 |  | 5.5426e-05 |  | 0.00017999
| 8.1357e-05 |  | 0.00033373 |  | 0 |  | 0.00023405 |  | 0.0031346 |  | 0.0088376 |  | 0.022925 |  | 0.15874 |  | 0.20664 |  | 0.21231 |  | 8.2161e-05 |  | 0.013796 |  | 0.00025873 |  | -2.5519e-05 |  | -3.9765e-05 |  | 0 |  | 3.6991e-05 |  | 0.00016962
| 8.6719e-05 |  | 0.00030049 |  | 0.00027106 |  | 0.00022777 |  | 0.0031935 |  | 0.008679 |  | 0.022662 |  | 0.15784 |  | 0.20765 |  | 0.21459 |  | 9.6593e-05 |  | 0.013656 |  | 0.00029743 |  | 9.8367e-06 |  | -3.6514e-05 |  | 0 |  | 3.5195e-05 |  | 0.00014976
| 8.0255e-05 |  | 0.00026444 |  | 0.00027106 |  | 0.00029466 |  | 0.0030851 |  | 0.008534 |  | 0.022515 |  | 0.15565 |  | 0.20756 |  | 0.21593 |  | 9.6598e-05 |  | 0.013753 |  | 0.00026066 |  | 2.8705e-05 |  | 6.6723e-05 |  | 0 |  | 4.9004e-05 |  | 0.00014421
| 0.00013507 |  | 0.00027659 |  | 0 |  | 0.00027294 |  | 0.0029369 |  | 0.0084153 |  | 0.022198 |  | 0.15339 |  | 0.20755 |  | 0.21687 |  | 0.00013133 |  | 0.014078 |  | 8.1922e-05 |  | 9.7773e-06 |  | 9.4238e-05 |  | 0 |  | 5.329e-05 |  | 0.00014007
| 0.0001125 |  | 0.00023363 |  | 0 |  | 0.00028275 |  | 0.0030312 |  | 0.0081817 |  | 0.021782 |  | 0.15174 |  | 0.20758 |  | 0.2177 |  | 0.00013134 |  | 0.01414 |  | -0.00010094 |  | 1.3081e-06 |  | 8.5322e-05 |  | 0 |  | 4.0606e-05 |  | 0.00013594
| 7.08e-05 |  | 0.00019165 |  | 0 |  | 0.0002601 |  | 0.0031427 |  | 0.0079968 |  | 0.02144 |  | 0.14991 |  | 0.20765 |  | 0.21767 |  | 8.0024e-05 |  | 0.014297 |  | 4.7088e-05 |  | 6.0696e-05 |  | 8.532e-05 |  | 0 |  | 4.8618e-05 |  | 0.00014487
| 5.6654e-05 |  | 0.00031383 |  | 0 |  | 0.00018343 |  | 0.0027815 |  | 0.0077382 |  | 0.021222 |  | 0.14792 |  | 0.20834 |  | 0.21769 |  | 8.0028e-05 |  | 0.014622 |  | 0.00010321 |  | 6.9531e-05 |  | 5.5616e-06 |  | 0 |  | 4.9817e-05 |  | 0.00016932
| 4.6743e-05 |  | 0.00037803 |  | 0 |  | 0.00018171 |  | 0.0025178 |  | 0.0074967 |  | 0.021029 |  | 0.14571 |  | 0.20795 |  | 0.21672 |  | 8.7079e-05 |  | 0.014689 |  | 9.4997e-05 |  | 1.4852e-05 |  | -5.1276e-05 |  | 0 |  | 4.3222e-05 |  | 0.00017469
| 8.8979e-05 |  | 0.00030076 |  | 0 |  | 0.00027949 |  | 0.0026595 |  | 0.0074091 |  | 0.020677 |  | 0.14315 |  | 0.20661 |  | 0.21576 |  | 8.7084e-05 |  | 0.01473 |  | 9.5382e-05 |  | -1.9772e-05 |  | -4.1799e-05 |  | 0 |  | 4.5117e-05 |  | 0.00014998
| 9.7774e-05 |  | 0.00028316 |  | 0 |  | 0.00030445 |  | 0.0027016 |  | 0.0073792 |  | 0.020379 |  | 0.14094 |  | 0.20658 |  | 0.21575 |  | 0.00012641 |  | 0.014948 |  | -1.2664e-05 |  | 1.3435e-05 |  | -3.4228e-05 |  | 0 |  | 4.5138e-05 |  | 0.00015957
| 0.00010414 |  | 0.0003316 |  | 0 |  | 0.00027853 |  | 0.0026162 |  | 0.0072846 |  | 0.020118 |  | 0.13901 |  | 0.20631 |  | 0.21541 |  | 0.00012641 |  | 0.015204 |  | 7.2244e-06 |  | 4.1684e-05 |  | -2.1505e-05 |  | 0 |  | 3.8363e-05 |  | 0.00018509
| 6.6494e-05 |  | 0.00034597 |  | 0 |  | 0.00026789 |  | 0.0027101 |  | 0.0069778 |  | 0.019751 |  | 0.1373 |  | 0.20589 |  | 0.21448 |  | 6.7124e-05 |  | 0.015318 |  | 6.7929e-05 |  | 1.3879e-05 |  | -3.6169e-05 |  | 0 |  | 4.2084e-05 |  | 0.00021954
| 0.00010112 |  | 0.00030087 |  | 0 |  | 0.00021271 |  | 0.0026879 |  | 0.0067886 |  | 0.019277 |  | 0.13538 |  | 0.20638 |  | 0.21417 |  | 6.7128e-05 |  | 0.015477 |  | 7.365e-05 |  | -2.4683e-06 |  | -1.7963e-05 |  | 0 |  | 5.3537e-05 |  | 0.00021122
| 0.00013878 |  | 0.00026431 |  | 0 |  | 0.00019007 |  | 0.0024588 |  | 0.0067438 |  | 0.018809 |  | 0.13306 |  | 0.20634 |  | 0.2152 |  | 0.0001033 |  | 0.015633 |  | 7.2072e-05 |  | -2.7889e-06 |  | 4.2084e-06 |  | 0 |  | 5.2032e-05 |  | 0.00015971
| 0.00015654 |  | 0.00028526 |  | 0 |  | 0.00024402 |  | 0.0024378 |  | 0.0065593 |  | 0.018598 |  | 0.13072 |  | 0.20496 |  | 0.2145 |  | 0.00010331 |  | 0.015768 |  | 0.00019156 |  | 4.1607e-06 |  | 4.5077e-05 |  | 0 |  | 5.3594e-05 |  | 0.00013927
| 0.00014022 |  | 0.0002296 |  | 0 |  | 0.00024102 |  | 0.0025081 |  | 0.006346 |  | 0.018357 |  | 0.12851 |  | 0.20392 |  | 0.21294 |  | 0.00010186 |  | 0.01599 |  | 0.00011521 |  | 1.555e-05 |  | 1.6392e-05 |  | 0 |  | 5.8083e-05 |  | 0.00017143
| 0.00010262 |  | 0.00023623 |  | 0 |  | 0.00017898 |  | 0.0023831 |  | 0.006221 |  | 0.017941 |  | 0.1264 |  | 0.20353 |  | 0.21204 |  | 0.00010187 |  | 0.016173 |  | -0.00012092 |  | 1.3963e-07 |  | 3.4259e-05 |  | 0 |  | 7.1904e-05 |  | 0.00018086
| 0.00014038 |  | 0.00034607 |  | 0 |  | 0.00018769 |  | 0.0022405 |  | 0.0061277 |  | 0.017574 |  | 0.12436 |  | 0.20348 |  | 0.21158 |  | 0.00010313 |  | 0.016382 |  | -4.8156e-05 |  | -1.9339e-05 |  | 9.0536e-05 |  | 0 |  | 5.3569e-05 |  | 0.00015847
| 9.3713e-05 |  | 0.00032957 |  | 0 |  | 0.00021302 |  | 0.0023654 |  | 0.006072 |  | 0.017257 |  | 0.12256 |  | 0.20319 |  | 0.21139 |  | 0.00010609 |  | 0.016636 |  | 9.3852e-05 |  | 3.4727e-06 |  | 2.9458e-05 |  | 0 |  | 4.7672e-05 |  | 0.00018194
| 6.2175e-05 |  | 0.00034496 |  | 0 |  | 0.0002108 |  | 0.0022299 |  | 0.0059466 |  | 0.016994 |  | 0.12061 |  | 0.20237 |  | 0.21039 |  | 6.3847e-05 |  | 0.016899 |  | 0.00011962 |  | 1.1312e-05 |  | 1.2618e-05 |  | 0 |  | 4.798e-05 |  | 0.00017798
| 8.3627e-05 |  | 0.00037049 |  | 0 |  | 0.00020799 |  | 0.0019475 |  | 0.0057824 |  | 0.016571 |  | 0.11895 |  | 0.20268 |  | 0.20956 |  | 6.0903e-05 |  | 0.017146 |  | 7.5864e-05 |  | -5.0432e-06 |  | 2.1642e-05 |  | 0 |  | 5.7012e-05 |  | 0.00017214
| 0.00010276 |  | 0.00035501 |  | 0 |  | 0.00020115 |  | 0.0018808 |  | 0.0057029 |  | 0.016182 |  | 0.11743 |  | 0.20274 |  | 0.20971 |  | 0.00010654 |  | 0.017365 |  | 0.0001525 |  | 4.8259e-06 |  | 3.9523e-05 |  | 0 |  | 7.458e-05 |  | 0.00014961
| 9.5406e-05 |  | 0.0003539 |  | 0 |  | 0.00021253 |  | 0.0019359 |  | 0.0055399 |  | 0.016007 |  | 0.11616 |  | 0.20287 |  | 0.21107 |  | 0.00010655 |  | 0.017602 |  | 3.0531e-05 |  | 9.9381e-06 |  | 1.8201e-05 |  | 0 |  | 5.3677e-05 |  | 0.00011861
| 6.9561e-05 |  | 0.00036166 |  | 0 |  | 0.00017141 |  | 0.0022008 |  | 0.0053564 |  | 0.015772 |  | 0.11506 |  | 0.20342 |  | 0.21173 |  | 0.00013432 |  | 0.017877 |  | -0.00014113 |  | 1.2023e-05 |  | 2.2622e-05 |  | 0 |  | 3.8713e-05 |  | 0.00014832
| 0.00013748 |  | 0.0002907 |  | 0 |  | 0.00012898 |  | 0.0022646 |  | 0.0053662 |  | 0.015443 |  | 0.11388 |  | 0.20415 |  | 0.21188 |  | 0.00013432 |  | 0.018138 |  | 0.00010901 |  | 2.0173e-05 |  | 6.926e-05 |  | 0 |  | 5.7745e-05 |  | 0.00017792
| 0.00015657 |  | 0.00026747 |  | 0 |  | 0.00017112 |  | 0.0020811 |  | 0.0053757 |  | 0.015221 |  | 0.11286 |  | 0.20589 |  | 0.21232 |  | 0.00012948 |  | 0.018184 |  | 0.00023616 |  | 1.5679e-05 |  | 1.427e-05 |  | 0 |  | 6.5743e-05 |  | 0.00014833
| 0.00014855 |  | 0.00030522 |  | 0 |  | 0.00020665 |  | 0.0020067 |  | 0.0052754 |  | 0.015102 |  | 0.11169 |  | 0.20662 |  | 0.21219 |  | 0.00014611 |  | 0.018349 |  | 8.9947e-07 |  | 1.8445e-05 |  | 2.2202e-05 |  | 0 |  | 5.3558e-05 |  | 0.00016439
| 0.00018017 |  | 0.00032522 |  | 0 |  | 0.00018629 |  | 0.0019698 |  | 0.0051905 |  | 0.014952 |  | 0.11018 |  | 0.20558 |  | 0.21222 |  | 0.00016553 |  | 0.018718 |  | -4.2735e-05 |  | 1.8874e-05 |  | 8.5374e-05 |  | 0 |  | 4.9895e-05 |  | 0.00017658
| 0.0001702 |  | 0.00032194 |  | 0 |  | 0.00021031 |  | 0.0019863 |  | 0.0051301 |  | 0.014757 |  | 0.10848 |  | 0.20521 |  | 0.2126 |  | 0.0001489 |  | 0.018943 |  | 0.00016895 |  | 2.9889e-05 |  | 6.3813e-05 |  | 0 |  | 4.9844e-05 |  | 0.00014462
| 0.00011414 |  | 0.00029971 |  | 0 |  | 0.00025604 |  | 0.0019832 |  | 0.0049745 |  | 0.014568 |  | 0.10712 |  | 0.20528 |  | 0.21262 |  | 0.00013164 |  | 0.019071 |  | 0.00026915 |  | 1.8593e-05 |  | 3.8255e-05 |  | 0 |  | 5.1072e-05 |  | 0.00014603
| 0.00012222 |  | 0.00029023 |  | 0 |  | 0.00019651 |  | 0.0018134 |  | 0.0049091 |  | 0.014486 |  | 0.10601 |  | 0.20633 |  | 0.21331 |  | 0.00019045 |  | 0.019194 |  | 0.00025346 |  | 2.1703e-05 |  | 1.5533e-05 |  | 0 |  | 4.857e-05 |  | 0.00015962
| 0.00014217 |  | 0.00037885 |  | 0 |  | 0.00015599 |  | 0.0017462 |  | 0.0048489 |  | 0.014378 |  | 0.10529 |  | 0.20764 |  | 0.21469 |  | 0.00018333 |  | 0.019698 |  | 0.0001626 |  | 1.4539e-05 |  | -2.5612e-05 |  | 0 |  | 3.5829e-05 |  | 0.00017723
| 0.00010706 |  | 0.00032898 |  | 0 |  | 0.00016749 |  | 0.0018235 |  | 0.0047106 |  | 0.014114 |  | 0.10439 |  | 0.20858 |  | 0.21561 |  | 0.00012453 |  | 0.02014 |  | 0.00028889 |  | 8.4622e-06 |  | -1.6907e-05 |  | 0 |  | 2.6199e-05 |  | 0.00015209
| 9.3676e-05 |  | 0.00022275 |  | 0 |  | 0.00021196 |  | 0.0019183 |  | 0.0045319 |  | 0.013817 |  | 0.10311 |  | 0.2094 |  | 0.21624 |  | 0.00014335 |  | 0.02029 |  | 0.00025304 |  | 4.0233e-05 |  | -5.4181e-05 |  | 0 |  | 4.0667e-05 |  | 0.00014623
| 0.00014987 |  | 0.00025774 |  | 0 |  | 0.00023949 |  | 0.0018738 |  | 0.0044474 |  | 0.013543 |  | 0.10199 |  | 0.20944 |  | 0.21748 |  | 0.00014372 |  | 0.02056 |  | 0.00027289 |  | 3.2531e-05 |  | -8.2691e-05 |  | 0 |  | 5.4637e-05 |  | 0.00016579
| 0.00015864 |  | 0.00027544 |  | 0 |  | 0.00022362 |  | 0.0018697 |  | 0.0044442 |  | 0.013272 |  | 0.10089 |  | 0.2098 |  | 0.21833 |  | 0.00013758 |  | 0.020938 |  | 0.00041409 |  | 2.5224e-05 |  | -9.1684e-06 |  | 0 |  | 5.5723e-05 |  | 0.00015449
| 0.00015011 |  | 0.00029519 |  | 0 |  | 0.00026527 |  | 0.0017904 |  | 0.0044458 |  | 0.012867 |  | 0.099751 |  | 0.21084 |  | 0.21818 |  | 0.00017326 |  | 0.021249 |  | 0.00015162 |  | 2.3648e-05 |  | 7.4489e-05 |  | 0 |  | 4.5185e-05 |  | 0.00014956
| 0.00012985 |  | 0.00022215 |  | 0 |  | 0.00023346 |  | 0.0015899 |  | 0.0043692 |  | 0.01249 |  | 0.098603 |  | 0.21223 |  | 0.21833 |  | 0.00018618 |  | 0.021482 |  | 1.6694e-05 |  | -6.4904e-06 |  | 2.9086e-05 |  | 0 |  | 3.3347e-05 |  | 0.00013901
| 0.00010344 |  | 0.00027118 |  | 0 |  | 0.0001903 |  | 0.0016357 |  | 0.0042374 |  | 0.01227 |  | 0.097854 |  | 0.21302 |  | 0.22001 |  | 0.00018998 |  | 0.021645 |  | 0.00017802 |  | -2.5692e-05 |  | -8.9281e-06 |  | 0 |  | 3.6327e-05 |  | 0.00014577
| 0.0001498 |  | 0.00030993 |  | 0 |  | 0.00022243 |  | 0.0016979 |  | 0.0041559 |  | 0.012028 |  | 0.097061 |  | 0.21289 |  | 0.22204 |  | 0.0002173 |  | 0.021959 |  | 0.00027463 |  | 3.5816e-06 |  | 2.5249e-05 |  | 0 |  | 3.2556e-05 |  | 0.00016904
| 0.00017404 |  | 0.00027048 |  | 0 |  | 0.00021591 |  | 0.0016617 |  | 0.0040882 |  | 0.011772 |  | 0.095584 |  | 0.21319 |  | 0.22258 |  | 0.0002276 |  | 0.022491 |  | 0.0001304 |  | 4.3764e-05 |  | 4.7177e-05 |  | 0 |  | 4.2409e-05 |  | 0.00016739
| 0.00013293 |  | 0.00024171 |  | 0 |  | 0.00019009 |  | 0.0015844 |  | 0.0041017 |  | 0.011442 |  | 0.094218 |  | 0.21377 |  | 0.22306 |  | 0.00020471 |  | 0.022874 |  | -1.3432e-05 |  | 4.5927e-05 |  | 6.3561e-05 |  | 0 |  | 4.1027e-05 |  | 0.00017456
| 9.6046e-05 |  | 0.00021345 |  | 0 |  | 0.00020034 |  | 0.0015801 |  | 0.0040362 |  | 0.01127 |  | 0.09306 |  | 0.21338 |  | 0.22329 |  | 0.00021095 |  | 0.02308 |  | 1.0344e-05 |  | 1.8259e-05 |  | 3.6627e-05 |  | 0 |  | 2.6262e-05 |  | 0.0001763
| 0.00014733 |  | 0.00029429 |  | 0 |  | 0.00020535 |  | 0.0016029 |  | 0.0039836 |  | 0.011184 |  | 0.092048 |  | 0.21365 |  | 0.22323 |  | 0.00023335 |  | 0.023245 |  | 9.5928e-05 |  | 1.6569e-05 |  | 2.6997e-05 |  | 0 |  | 2.4292e-05 |  | 0.00014754
| 0.00012443 |  | 0.00031716 |  | 0 |  | 0.00020151 |  | 0.0014426 |  | 0.0039206 |  | 0.011 |  | 0.090921 |  | 0.21495 |  | 0.22348 |  | 0.00026003 |  | 0.023628 |  | 0.00023808 |  | 1.0662e-05 |  | 2.126e-05 |  | 0 |  | 4.9562e-05 |  | 0.00013298
| 7.9847e-05 |  | 0.00027621 |  | 0 |  | 0.00020614 |  | 0.0014135 |  | 0.0037915 |  | 0.010816 |  | 0.089626 |  | 0.21433 |  | 0.22325 |  | 0.00024277 |  | 0.023891 |  | 0.00017902 |  | 3.3216e-07 |  | 1.3649e-05 |  | 0 |  | 6.4665e-05 |  | 0.00012995
| 0.00012155 |  | 0.00031886 |  | 0 |  | 0.0002194 |  | 0.0014928 |  | 0.0036771 |  | 0.010657 |  | 0.088295 |  | 0.21342 |  | 0.22345 |  | 0.00021076 |  | 0.024092 |  | 0.00013602 |  | 1.0083e-05 |  | 8.736e-06 |  | 0 |  | 4.4483e-05 |  | 0.00015808
| 0.00015032 |  | 0.00031777 |  | 0 |  | 0.00021074 |  | 0.0014781 |  | 0.0036615 |  | 0.010568 |  | 0.087305 |  | 0.21457 |  | 0.22429 |  | 0.00025827 |  | 0.024664 |  | 0.0002659 |  | 2.9156e-05 |  | 1.9264e-05 |  | 0 |  | 3.2337e-05 |  | 0.00018203
| 0.00014824 |  | 0.00029792 |  | 0 |  | 0.00020763 |  | 0.0014198 |  | 0.0036395 |  | 0.010433 |  | 0.086362 |  | 0.21553 |  | 0.22426 |  | 0.00028068 |  | 0.024907 |  | 0.00022694 |  | 2.1822e-05 |  | -2.208e-06 |  | 0 |  | 3.484e-05 |  | 0.00015129
| 0.00011706 |  | 0.00037764 |  | 0.00057 |  | 0.0001942 |  | 0.001489 |  | 0.0035696 |  | 0.010284 |  | 0.08535 |  | 0.21563 |  | 0.22359 |  | 0.0002181 |  | 0.02533 |  | 0.00027741 |  | -9.2654e-06 |  | -2.3082e-05 |  | 0 |  | 3.0561e-05 |  | 0.00012494
| 8.9785e-05 |  | 0.00037101 |  | 0.00057 |  | 0.00016301 |  | 0.0015283 |  | 0.0035337 |  | 0.010191 |  | 0.084359 |  | 0.21622 |  | 0.22358 |  | 0.00023725 |  | 0.025779 |  | 0.00017811 |  | 5.8298e-06 |  | 3.0818e-06 |  | 0 |  | 3.6088e-05 |  | 0.00014451
| 0.00013567 |  | 0.00031453 |  | 0 |  | 0.00016018 |  | 0.0014196 |  | 0.0035057 |  | 0.010005 |  | 0.0833 |  | 0.21655 |  | 0.22413 |  | 0.00030651 |  | 0.026094 |  | -3.6187e-05 |  | 2.798e-05 |  | 6.593e-06 |  | 0 |  | 4.0488e-05 |  | 0.00014466
| 0.00014526 |  | 0.00039314 |  | 0 |  | 0.00019826 |  | 0.0013985 |  | 0.0034012 |  | 0.0097681 |  | 0.081879 |  | 0.2154 |  | 0.22336 |  | 0.00029592 |  | 0.026421 |  | -3.5179e-05 |  | 3.9623e-05 |  | -2.6845e-05 |  | 0 |  | 3.4998e-05 |  | 0.00014059
| 9.6157e-05 |  | 0.00038219 |  | 0 |  | 0.00019986 |  | 0.0012751 |  | 0.0032408 |  | 0.0095767 |  | 0.080569 |  | 0.21459 |  | 0.22238 |  | 0.00026946 |  | 0.026787 |  | -0.00012051 |  | 2.5294e-05 |  | -5.843e-05 |  | 0 |  | 2.9506e-05 |  | 0.00013708
| 9.9646e-05 |  | 0.00033114 |  | 0 |  | 0.00014549 |  | 0.001205 |  | 0.0032656 |  | 0.0094009 |  | 0.079486 |  | 0.21424 |  | 0.22195 |  | 0.00029959 |  | 0.027255 |  | -0.00013089 |  | 1.7372e-05 |  | -1.6204e-05 |  | 0 |  | 4.5039e-05 |  | 0.00012196
| 9.2858e-05 |  | 0.00029134 |  | 0 |  | 0.00014705 |  | 0.0011706 |  | 0.0032604 |  | 0.0092444 |  | 0.078398 |  | 0.21484 |  | 0.2215 |  | 0.00035123 |  | 0.027607 |  | -2.8466e-05 |  | 1.0977e-05 |  | 9.7062e-06 |  | 0 |  | 5.336e-05 |  | 0.00013123
| 0.00010133 |  | 0.00027473 |  | 0 |  | 0.00017605 |  | 0.0011919 |  | 0.0031687 |  | 0.0090917 |  | 0.077171 |  | 0.21522 |  | 0.22148 |  | 0.00033784 |  | 0.028055 |  | -8.6217e-05 |  | -1.3339e-05 |  | -2.9716e-05 |  | 0 |  | 3.4065e-05 |  | 0.00015127
| 0.00011908 |  | 0.00027363 |  | 0 |  | 0.00020551 |  | 0.0012908 |  | 0.0030787 |  | 0.0089706 |  | 0.075937 |  | 0.21472 |  | 0.22125 |  | 0.00031936 |  | 0.02854 |  | -3.9776e-05 |  | 8.2559e-06 |  | -6.3496e-05 |  | 0 |  | 2.577e-05 |  | 0.00018468
| 0.0001397 |  | 0.00033465 |  | 0 |  | 0.00019736 |  | 0.0012453 |  | 0.0030212 |  | 0.0088209 |  | 0.074699 |  | 0.21387 |  | 0.22055 |  | 0.00033664 |  | 0.028906 |  | 0.00026623 |  | 1.4137e-05 |  | 1.1614e-06 |  | 0 |  | 4.1572e-05 |  | 0.00018075
| 0.00019484 |  | 0.00036114 |  | 0 |  | 0.00020215 |  | 0.0011623 |  | 0.0030309 |  | 0.0086283 |  | 0.073523 |  | 0.2131 |  | 0.22085 |  | 0.00043949 |  | 0.0292 |  | 0.00032783 |  | 1.58e-05 |  | 5.5958e-06 |  | 0 |  | 4.2539e-05 |  | 0.00016286
| 0.00014322 |  | 0.00026813 |  | 0 |  | 0.00024261 |  | 0.0011645 |  | 0.0029152 |  | 0.0084266 |  | 0.072645 |  | 0.21351 |  | 0.22155 |  | 0.00043059 |  | 0.029384 |  | 4.4576e-05 |  | 3.0943e-05 |  | -3.183e-05 |  | 0 |  | 3.1276e-05 |  | 0.00016738
| 9.1222e-05 |  | 0.00021271 |  | 0.00028135 |  | 0.00021302 |  | 0.0011825 |  | 0.0029051 |  | 0.008235 |  | 0.071741 |  | 0.21417 |  | 0.2213 |  | 0.00037054 |  | 0.029787 |  | 0.00015518 |  | 3.4191e-05 |  | 8.925e-06 |  | 0 |  | 3.7027e-05 |  | 0.00017051
| 0.00014905 |  | 0.00014553 |  | 0.00028135 |  | 0.00015175 |  | 0.0010389 |  | 0.002906 |  | 0.0081768 |  | 0.070893 |  | 0.21488 |  | 0.22173 |  | 0.00039806 |  | 0.030437 |  | 0.00025095 |  | 4.3317e-05 |  | 1.3974e-05 |  | 0 |  | 4.1109e-05 |  | 0.00017225
| 0.00014233 |  | 0.00017212 |  | 0 |  | 0.00014334 |  | 0.00096276 |  | 0.0028585 |  | 0.0081527 |  | 0.070188 |  | 0.21535 |  | 0.22362 |  | 0.00042553 |  | 0.030863 |  | 0.00014677 |  | 5.5584e-05 |  | 6.8056e-06 |  | 0 |  | 3.094e-05 |  | 0.00014858
| 0.00012145 |  | 0.00025597 |  | 0 |  | 0.0001531 |  | 0.0011383 |  | 0.002849 |  | 0.0080242 |  | 0.069499 |  | 0.21637 |  | 0.22489 |  | 0.00049175 |  | 0.031273 |  | 0.00010239 |  | 4.6073e-05 |  | -1.4255e-05 |  | 0 |  | 3.7523e-05 |  | 0.00011982
| 0.00012282 |  | 0.00029483 |  | 0 |  | 0.00019124 |  | 0.0011055 |  | 0.0027498 |  | 0.0078665 |  | 0.068623 |  | 0.21669 |  | 0.225 |  | 0.00048232 |  | 0.031688 |  | 0.00015132 |  | 3.4444e-05 |  | -3.942e-06 |  | 0 |  | 3.7016e-05 |  | 0.00014003
| 0.00010537 |  | 0.00031692 |  | 0 |  | 0.0001815 |  | 0.00097002 |  | 0.0026952 |  | 0.0077349 |  | 0.067715 |  | 0.2165 |  | 0.22496 |  | 0.0004578 |  | 0.032173 |  | 0.00029408 |  | 2.8183e-05 |  | 2.1353e-05 |  | 0 |  | 3.8926e-05 |  | 0.00016078
| 0.00012091 |  | 0.00030038 |  | 0 |  | 0.00015501 |  | 0.001112 |  | 0.0026548 |  | 0.0075664 |  | 0.066967 |  | 0.21713 |  | 0.22498 |  | 0.000486 |  | 0.032605 |  | 0.00014375 |  | 3.9593e-05 |  | 5.6699e-06 |  | 0 |  | 3.6474e-05 |  | 0.00014514
| 0.00011573 |  | 0.00029483 |  | 0 |  | 0.00019021 |  | 0.0011433 |  | 0.0025638 |  | 0.0073695 |  | 0.066015 |  | 0.2177 |  | 0.22513 |  | 0.00052603 |  | 0.032992 |  | 0.00011181 |  | 2.9841e-05 |  | 5.0741e-05 |  | 0 |  | 3.8785e-05 |  | 0.00013036
| 9.0555e-05 |  | 0.00037796 |  | 0 |  | 0.00016549 |  | 0.0011325 |  | 0.0025059 |  | 0.0072207 |  | 0.064908 |  | 0.21789 |  | 0.22535 |  | 0.00053712 |  | 0.033422 |  | 0.00030765 |  | 3.9484e-06 |  | 4.648e-05 |  | 0 |  | 4.0721e-05 |  | 0.0001422
| 8.7466e-05 |  | 0.000335 |  | 0 |  | 0.00016391 |  | 0.0012016 |  | 0.0025624 |  | 0.0070964 |  | 0.064059 |  | 0.21774 |  | 0.22513 |  | 0.00053226 |  | 0.033892 |  | 0.00023725 |  | 3.0853e-05 |  | 2.3055e-05 |  | 0 |  | 3.7955e-05 |  | 0.00016659
| 7.3994e-05 |  | 0.0003338 |  | 0 |  | 0.0001604 |  | 0.0011018 |  | 0.0025324 |  | 0.0069603 |  | 0.063372 |  | 0.21757 |  | 0.22484 |  | 0.00053508 |  | 0.034268 |  | 0.0001789 |  | 5.1643e-05 |  | -9.1547e-06 |  | 0 |  | 3.8074e-05 |  | 0.00016532
| 8.2479e-05 |  | 0.00037585 |  | 0 |  | 0.00013028 |  | 0.0010967 |  | 0.0024071 |  | 0.0067999 |  | 0.062666 |  | 0.21838 |  | 0.22534 |  | 0.00059625 |  | 0.034664 |  | 0.00025284 |  | 6.0464e-05 |  | -7.8057e-06 |  | 0 |  | 3.0012e-05 |  | 0.00015072
| 0.00010202 |  | 0.00027828 |  | 0 |  | 0.0001329 |  | 0.0011282 |  | 0.0024151 |  | 0.0066235 |  | 0.061923 |  | 0.21909 |  | 0.22606 |  | 0.00062874 |  | 0.035233 |  | 0.00015314 |  | 4.8193e-05 |  | 2.2408e-05 |  | 0 |  | 2.3184e-05 |  | 0.00014737
| 0.00011237 |  | 0.00019334 |  | 0 |  | 0.00014883 |  | 0.0011293 |  | 0.002441 |  | 0.0064834 |  | 0.061001 |  | 0.2192 |  | 0.22567 |  | 0.00060227 |  | 0.035576 |  | 0.00021789 |  | 2.8358e-05 |  | 9.7751e-06 |  | 0 |  | 3.0176e-05 |  | 0.00014246
| 0.0001052 |  | 0.00017005 |  | 0 |  | 0.00011183 |  | 0.0011072 |  | 0.0023422 |  | 0.0063957 |  | 0.059893 |  | 0.2189 |  | 0.22429 |  | 0.00062914 |  | 0.036049 |  | 0.0002724 |  | 3.3625e-05 |  | 1.8623e-05 |  | 0 |  | 4.0384e-05 |  | 0.00015529
| 8.6068e-05 |  | 0.00027171 |  | 0 |  | 0.00013051 |  | 0.00096151 |  | 0.002292 |  | 0.0062664 |  | 0.058899 |  | 0.21826 |  | 0.22379 |  | 0.00063655 |  | 0.036612 |  | 0.00041457 |  | 4.8428e-05 |  | 4.776e-05 |  | 0 |  | 3.4845e-05 |  | 0.00018121
| 0.00012145 |  | 0.00037031 |  | 0 |  | 0.00015342 |  | 0.00090661 |  | 0.0022999 |  | 0.0061398 |  | 0.058063 |  | 0.21798 |  | 0.22394 |  | 0.00063021 |  | 0.036946 |  | 0.00060991 |  | 3.4208e-05 |  | 6.2119e-05 |  | 0 |  | 2.0465e-05 |  | 0.00017406
| 0.00013207 |  | 0.0002778 |  | 0 |  | 0.00013569 |  | 0.0010133 |  | 0.0022558 |  | 0.0060825 |  | 0.057188 |  | 0.21776 |  | 0.22371 |  | 0.00068219 |  | 0.037359 |  | 0.00052453 |  | 2.119e-05 |  | 2.4707e-05 |  | 0 |  | 2.728e-05 |  | 0.00014627
| 6.9021e-05 |  | 0.0002767 |  | 0 |  | 0.00012103 |  | 0.0010083 |  | 0.0022267 |  | 0.0060004 |  | 0.056294 |  | 0.21761 |  | 0.22378 |  | 0.00071995 |  | 0.037885 |  | 0.00050027 |  | 2.8191e-05 |  | 2.4396e-05 |  | 0 |  | 3.9095e-05 |  | 0.00014595
| 4.9936e-05 |  | 0.00031701 |  | 0 |  | 0.00011889 |  | 0.0010062 |  | 0.0021873 |  | 0.0058705 |  | 0.055428 |  | 0.2178 |  | 0.22421 |  | 0.00073511 |  | 0.038436 |  | 0.00023082 |  | 1.2617e-05 |  | -1.0157e-05 |  | 0 |  | 3.4285e-05 |  | 0.00015246
| 9.0206e-05 |  | 0.00032921 |  | 0 |  | 0.00013812 |  | 0.00092962 |  | 0.0021002 |  | 0.0057906 |  | 0.054661 |  | 0.21831 |  | 0.22374 |  | 0.00076575 |  | 0.038942 |  | -7.6625e-05 |  | -3.1467e-08 |  | -2.6107e-05 |  | 0 |  | 2.309e-05 |  | 0.00015641
| 0.00013869 |  | 0.00031813 |  | 0 |  | 0.00018041 |  | 0.00093565 |  | 0.0021587 |  | 0.0057255 |  | 0.053764 |  | 0.21774 |  | 0.22277 |  | 0.00083707 |  | 0.039146 |  | 3.2393e-05 |  | 3.5843e-05 |  | 3.7353e-05 |  | 0 |  | 3.0811e-05 |  | 0.0001612
| 0.00014679 |  | 0.00022045 |  | 0 |  | 0.00019718 |  | 0.0011141 |  | 0.002114 |  | 0.005642 |  | 0.052858 |  | 0.21681 |  | 0.22223 |  | 0.00081002 |  | 0.039626 |  | 0.0001502 |  | 4.1405e-05 |  | 3.8882e-05 |  | 0 |  | 3.868e-05 |  | 0.00014783
| 0.00016167 |  | 0.00020145 |  | 0 |  | 0.0001791 |  | 0.00096676 |  | 0.0020058 |  | 0.0055936 |  | 0.052156 |  | 0.2171 |  | 0.22189 |  | 0.00077586 |  | 0.040388 |  | 0.00012787 |  | 2.2372e-05 |  | 7.3377e-06 |  | 0 |  | 3.614e-05 |  | 0.00013407
| 0.00013276 |  | 0.00028908 |  | 0 |  | 0.00017503 |  | 0.00087928 |  | 0.0020253 |  | 0.0055315 |  | 0.051653 |  | 0.21858 |  | 0.22178 |  | 0.00082325 |  | 0.040757 |  | 5.3485e-05 |  | 3.5984e-05 |  | 2.1754e-05 |  | 0 |  | 3.0534e-05 |  | 0.00015033
| 7.6752e-05 |  | 0.00040489 |  | 0 |  | 0.00016794 |  | 0.00079247 |  | 0.0020032 |  | 0.0054573 |  | 0.05105 |  | 0.21986 |  | 0.22226 |  | 0.00084194 |  | 0.040992 |  | -1.805e-05 |  | 3.0544e-05 |  | 1.0059e-05 |  | 0 |  | 2.7269e-05 |  | 0.00017699
| 6.4184e-05 |  | 0.00036951 |  | 0 |  | 0.00012511 |  | 0.00072883 |  | 0.0019304 |  | 0.0053951 |  | 0.050478 |  | 0.2202 |  | 0.22218 |  | 0.00090935 |  | 0.041723 |  | 7.1596e-05 |  | 1.1843e-05 |  | 7.9624e-06 |  | 0 |  | 2.6348e-05 |  | 0.00016477
| 0.00012841 |  | 0.0003339 |  | 0 |  | 0.00012236 |  | 0.00086028 |  | 0.0019148 |  | 0.0052994 |  | 0.049897 |  | 0.22113 |  | 0.22211 |  | 0.00097036 |  | 0.042279 |  | 0.00015818 |  | 2.3364e-05 |  | 4.7439e-05 |  | 0 |  | 3.3391e-05 |  | 0.00015488
| 0.00017104 |  | 0.00024957 |  | 0 |  | 0.0001855 |  | 0.00091418 |  | 0.0018835 |  | 0.0052148 |  | 0.049304 |  | 0.22196 |  | 0.2229 |  | 0.00098413 |  | 0.04273 |  | 0.00024446 |  | 5.2734e-05 |  | 3.1913e-05 |  | 0 |  | 4.4585e-05 |  | 0.00015115
| 0.0001465 |  | 0.00019067 |  | 0 |  | 0.00018903 |  | 0.00091045 |  | 0.0018843 |  | 0.0051423 |  | 0.048657 |  | 0.22216 |  | 0.22319 |  | 0.0010004 |  | 0.043199 |  | 0.00021523 |  | 4.7088e-05 |  | 3.6425e-05 |  | 0 |  | 3.827e-05 |  | 0.00016844
| 0.00013746 |  | 0.00024623 |  | 0 |  | 0.00016772 |  | 0.00094956 |  | 0.0018892 |  | 0.0050559 |  | 0.048005 |  | 0.22237 |  | 0.22341 |  | 0.0010338 |  | 0.043518 |  | 0.00015031 |  | 3.9746e-05 |  | 2.3755e-05 |  | 0 |  | 3.0147e-05 |  | 0.00017787
| 0.00016209 |  | 0.00023868 |  | 0 |  | 0.0002185 |  | 0.00093515 |  | 0.0018381 |  | 0.0049577 |  | 0.047348 |  | 0.22241 |  | 0.22375 |  | 0.0010739 |  | 0.044154 |  | 0.00017628 |  | 3.2559e-05 |  | 1.0978e-06 |  | 0 |  | 3.373e-05 |  | 0.00014535
| 0.00013981 |  | 0.00022205 |  | 0 |  | 0.00021496 |  | 0.00082276 |  | 0.0018415 |  | 0.0048674 |  | 0.046612 |  | 0.22227 |  | 0.22347 |  | 0.0011163 |  | 0.044852 |  | 0.00023829 |  | 2.6076e-05 |  | 3.5252e-05 |  | 0 |  | 3.6761e-05 |  | 0.00012637
| 9.6216e-05 |  | 0.00025362 |  | 0 |  | 0.00016489 |  | 0.0008242 |  | 0.0017693 |  | 0.0047918 |  | 0.045833 |  | 0.22211 |  | 0.22294 |  | 0.0011526 |  | 0.045441 |  | 0.00013153 |  | 5.104e-05 |  | 4.1232e-05 |  | 0 |  | 3.0795e-05 |  | 0.00014858
| 9.6249e-05 |  | 0.00030143 |  | 0 |  | 0.00014935 |  | 0.00080896 |  | 0.001707 |  | 0.0046799 |  | 0.045151 |  | 0.22229 |  | 0.22257 |  | 0.0012289 |  | 0.045992 |  | 0.00011011 |  | 7.5014e-05 |  | 4.6853e-05 |  | 0 |  | 2.4047e-05 |  | 0.00015246
| 0.00011358 |  | 0.00022382 |  | 0 |  | 0.00015703 |  | 0.00072452 |  | 0.0016908 |  | 0.0045684 |  | 0.044415 |  | 0.2224 |  | 0.22242 |  | 0.0012486 |  | 0.046142 |  | 0.00027177 |  | 5.139e-05 |  | 2.6878e-05 |  | 0 |  | 2.1173e-05 |  | 0.00014127
| 0.00015963 |  | 0.00025158 |  | 0 |  | 0.00019533 |  | 0.00076065 |  | 0.0016485 |  | 0.0044748 |  | 0.043696 |  | 0.22278 |  | 0.22233 |  | 0.001257 |  | 0.046575 |  | 0.00038459 |  | 1.9879e-05 |  | 3.1365e-06 |  | 0 |  | 2.6082e-05 |  | 0.00014329
| 0.00013865 |  | 0.00036738 |  | 0 |  | 0.00016983 |  | 0.00080229 |  | 0.0016106 |  | 0.0044172 |  | 0.043062 |  | 0.22288 |  | 0.22264 |  | 0.0013148 |  | 0.047239 |  | 0.000464 |  | 2.9206e-05 |  | 3.2194e-05 |  | 0 |  | 2.6107e-05 |  | 0.00014611
| 0.00011204 |  | 0.00027416 |  | 0 |  | 0.00013081 |  | 0.000702 |  | 0.001613 |  | 0.0043528 |  | 0.042476 |  | 0.22254 |  | 0.22347 |  | 0.0013324 |  | 0.04774 |  | 0.00012988 |  | 3.2193e-05 |  | 1.3669e-05 |  | 0 |  | 3.0516e-05 |  | 0.00015456
| 0.00011546 |  | 0.00027311 |  | 0 |  | 0.00013401 |  | 0.00071171 |  | 0.0016423 |  | 0.0042716 |  | 0.04191 |  | 0.22291 |  | 0.2238 |  | 0.0013697 |  | 0.0484 |  | -8.118e-05 |  | 1.8207e-05 |  | -2.6205e-06 |  | 0 |  | 3.2245e-05 |  | 0.00013915
| 0.0001039 |  | 0.00025733 |  | 0 |  | 0.0001428 |  | 0.00067968 |  | 0.0015732 |  | 0.0042061 |  | 0.041261 |  | 0.22307 |  | 0.22387 |  | 0.0014098 |  | 0.048775 |  | 0.00010682 |  | 2.9921e-05 |  | 1.8263e-05 |  | 0 |  | 2.8754e-05 |  | 0.00012797
| 0.00010507 |  | 0.00016096 |  | 0 |  | 0.00014032 |  | 0.00061974 |  | 0.0015103 |  | 0.0041485 |  | 0.040543 |  | 0.22232 |  | 0.22414 |  | 0.0014391 |  | 0.04903 |  | 0.00023571 |  | 6.0432e-05 |  | 2.1347e-05 |  | 0 |  | 3.4778e-05 |  | 0.00014109
| 0.00010938 |  | 0.00025781 |  | 0 |  | 0.00013575 |  | 0.00067432 |  | 0.0015282 |  | 0.0040841 |  | 0.039898 |  | 0.2222 |  | 0.22415 |  | 0.0014683 |  | 0.049613 |  | 0.00021106 |  | 6.351e-05 |  | 1.4113e-05 |  | 0 |  | 3.3586e-05 |  | 0.00015068
| 0.00012018 |  | 0.00032974 |  | 0 |  | 0.00012159 |  | 0.00060793 |  | 0.0014959 |  | 0.0040051 |  | 0.039342 |  | 0.22216 |  | 0.22485 |  | 0.0015477 |  | 0.050185 |  | 6.0677e-05 |  | 4.6506e-05 |  | -3.5134e-05 |  | 0 |  | 3.6242e-05 |  | 0.00016022
| 0.0001382 |  | 0.00033861 |  | 0 |  | 0.00017018 |  | 0.00071911 |  | 0.0014239 |  | 0.0039565 |  | 0.038893 |  | 0.22272 |  | 0.22524 |  | 0.0015797 |  | 0.050713 |  | 0.00011571 |  | 2.6074e-05 |  | -1.0027e-05 |  | 0 |  | 2.5951e-05 |  | 0.00014046
| 8.2588e-05 |  | 0.00035315 |  | 0 |  | 0.0001966 |  | 0.00085096 |  | 0.0013969 |  | 0.0039035 |  | 0.03837 |  | 0.22348 |  | 0.22457 |  | 0.0015922 |  | 0.051344 |  | 0.00018837 |  | 2.275e-05 |  | 4.904e-05 |  | 0 |  | 1.9954e-05 |  | 0.00014079
| 3.8584e-05 |  | 0.00028976 |  | 0 |  | 0.00014663 |  | 0.00084926 |  | 0.0013675 |  | 0.0038335 |  | 0.037753 |  | 0.22357 |  | 0.22388 |  | 0.0016917 |  | 0.051825 |  | 2.7118e-05 |  | 3.4733e-05 |  | 2.1342e-05 |  | 0 |  | 2.4198e-05 |  | 0.00014547
| 8.8634e-05 |  | 0.00026653 |  | 0 |  | 0.0001394 |  | 0.00086372 |  | 0.0013647 |  | 0.003777 |  | 0.037202 |  | 0.22441 |  | 0.22412 |  | 0.0017594 |  | 0.052109 |  | -0.00015184 |  | 1.7102e-05 |  | 4.2724e-05 |  | 0 |  | 3.3414e-05 |  | 0.00014302
| 0.00013265 |  | 0.00018783 |  | 0 |  | 0.00014401 |  | 0.00069621 |  | 0.0014526 |  | 0.0037091 |  | 0.036714 |  | 0.22485 |  | 0.22487 |  | 0.0018059 |  | 0.052688 |  | 2.1536e-05 |  | 2.6009e-05 |  | 5.5195e-05 |  | 0 |  | 3.1948e-05 |  | 0.00012717
| 0.00011761 |  | 0.00021781 |  | 0 |  | 0.00017216 |  | 0.0005091 |  | 0.0014377 |  | 0.0036481 |  | 0.036284 |  | 0.22526 |  | 0.22482 |  | 0.0018479 |  | 0.053142 |  | 0.00020504 |  | 5.2098e-05 |  | 2.7353e-05 |  | 0 |  | 2.8658e-05 |  | 0.00011653
| 8.8466e-05 |  | 0.0003188 |  | 0 |  | 0.00014736 |  | 0.00054422 |  | 0.0013482 |  | 0.0036029 |  | 0.035784 |  | 0.22562 |  | 0.2246 |  | 0.0018745 |  | 0.053507 |  | 0.00034688 |  | 4.4485e-05 |  | -1.7995e-05 |  | 0 |  | 2.2435e-05 |  | 0.00011984
| 8.7363e-05 |  | 0.00026017 |  | 0 |  | 0.00012303 |  | 0.00064235 |  | 0.0013286 |  | 0.003551 |  | 0.035265 |  | 0.22572 |  | 0.22432 |  | 0.0019614 |  | 0.054022 |  | 0.00040995 |  | 3.4174e-05 |  | -1.6155e-05 |  | 0 |  | 1.9273e-05 |  | 8.6576e-05
| 8.2467e-05 |  | 0.00027246 |  | 0 |  | 0.00011974 |  | 0.00066969 |  | 0.0013165 |  | 0.0035058 |  | 0.034781 |  | 0.2256 |  | 0.2242 |  | 0.0020463 |  | 0.05455 |  | 0.00026021 |  | 4.1665e-05 |  | 2.0699e-05 |  | 0 |  | 2.9362e-05 |  | 0.00020744
| 8.5269e-05 |  | 0.0002957 |  | 0 |  | 0.00010022 |  | 0.0006393 |  | 0.0012978 |  | 0.0034707 |  | 0.034281 |  | 0.22518 |  | 0.22447 |  | 0.0021068 |  | 0.055033 |  | 1.5524e-05 |  | 7.7414e-05 |  | 1.9129e-05 |  | 0 |  | 2.8887e-05 |  | 0.0002492
| 0.00012613 |  | 0.00032679 |  | 0 |  | 0.00012265 |  | 0.00059476 |  | 0.0013171 |  | 0.0034288 |  | 0.033666 |  | 0.22494 |  | 0.22364 |  | 0.0021614 |  | 0.055608 |  | -1.7162e-05 |  | 7.9845e-05 |  | 1.6955e-05 |  | 0 |  | 2.6394e-05 |  | 0.00014531
| 0.00011291 |  | 0.00021575 |  | 0 |  | 0.00015968 |  | 0.00071173 |  | 0.0013075 |  | 0.0033917 |  | 0.033103 |  | 0.22486 |  | 0.22268 |  | 0.0022155 |  | 0.056319 |  | 0.00011181 |  | 3.8895e-05 |  | 4.653e-06 |  | 0 |  | 3.1301e-05 |  | 0.00013088
| 9.9243e-05 |  | 0.00021359 |  | 0 |  | 0.00016813 |  | 0.00065188 |  | 0.0012194 |  | 0.0033441 |  | 0.03257 |  | 0.2251 |  | 0.22296 |  | 0.0023102 |  | 0.056608 |  | 6.1254e-05 |  | 3.712e-05 |  | 5.1099e-06 |  | 0 |  | 2.7236e-05 |  | 0.00014779
| 0.0001291 |  | 0.00027733 |  | 0 |  | 0.00016047 |  | 0.00053154 |  | 0.0012289 |  | 0.0032986 |  | 0.032027 |  | 0.22517 |  | 0.2229 |  | 0.0023956 |  | 0.057017 |  | 0.00011661 |  | 6.0771e-05 |  | 3.6911e-05 |  | 0 |  | 2.5188e-05 |  | 0.00014981
| 9.5091e-05 |  | 0.00022407 |  | 0 |  | 0.00018358 |  | 0.00052082 |  | 0.0012331 |  | 0.0032516 |  | 0.031547 |  | 0.22424 |  | 0.22199 |  | 0.0024248 |  | 0.057946 |  | 0.00020358 |  | 7.9824e-05 |  | -2.0956e-05 |  | 0 |  | 2.3468e-05 |  | 0.00012226
| 6.5099e-05 |  | 0.00031779 |  | 0 |  | 0.00018692 |  | 0.00054455 |  | 0.0011423 |  | 0.0031825 |  | 0.031019 |  | 0.2231 |  | 0.22103 |  | 0.0024695 |  | 0.058188 |  | 0.00022176 |  | 7.1289e-05 |  | -4.0594e-05 |  | 0 |  | 1.7055e-05 |  | 0.00014801
| 7.7301e-05 |  | 0.00031668 |  | 0 |  | 0.00015965 |  | 0.0006928 |  | 0.0011309 |  | 0.0031325 |  | 0.030557 |  | 0.22302 |  | 0.22138 |  | 0.0025571 |  | 0.058602 |  | 0.00019846 |  | 6.8471e-05 |  | 3.2908e-05 |  | 0 |  | 2.4392e-05 |  | 0.00015087
| 9.3378e-05 |  | 0.00022884 |  | 0 |  | 0.00012277 |  | 0.00068905 |  | 0.0011334 |  | 0.0031054 |  | 0.030136 |  | 0.2237 |  | 0.22186 |  | 0.0026191 |  | 0.059531 |  | 8.201e-05 |  | 7.9374e-05 |  | 4.1377e-05 |  | 0 |  | 2.9424e-05 |  | 0.00014268
| 0.00011371 |  | 0.00029448 |  | 0 |  | 0.00011833 |  | 0.00051833 |  | 0.0011338 |  | 0.0030501 |  | 0.029622 |  | 0.22327 |  | 0.22127 |  | 0.0027163 |  | 0.059729 |  | -3.6368e-05 |  | 8.5575e-05 |  | 1.5462e-05 |  | 0 |  | 2.7466e-05 |  | 0.00014304
| 0.0001061 |  | 0.00037333 |  | 0 |  | 0.00013304 |  | 0.00041761 |  | 0.0011548 |  | 0.002989 |  | 0.029053 |  | 0.22226 |  | 0.22025 |  | 0.0027817 |  | 0.059978 |  | 0.00017706 |  | 9.0374e-05 |  | 2.3128e-05 |  | 0 |  | 2.8549e-05 |  | 0.0001262
| 8.4751e-05 |  | 0.00029342 |  | 0 |  | 0.00016073 |  | 0.00067965 |  | 0.0011032 |  | 0.002948 |  | 0.028523 |  | 0.22212 |  | 0.21926 |  | 0.0028515 |  | 0.060313 |  | 0.00034955 |  | 5.7981e-05 |  | 1.7119e-06 |  | 0 |  | 3.3741e-05 |  | 0.00011946
| 0.00011812 |  | 0.00023317 |  | 0 |  | 0.00020486 |  | 0.00060034 |  | 0.0011088 |  | 0.0028987 |  | 0.028049 |  | 0.22199 |  | 0.21854 |  | 0.0029386 |  | 0.060769 |  | 0.00023122 |  | 5.9036e-05 |  | 1.7088e-06 |  | 0 |  | 1.7194e-05 |  | 0.00013774
| 0.00017168 |  | 0.00027096 |  | 0 |  | 0.00022092 |  | 0.00032883 |  | 0.0011235 |  | 0.0028666 |  | 0.027615 |  | 0.22124 |  | 0.21819 |  | 0.0030045 |  | 0.06142 |  | 0.00022062 |  | 8.3498e-05 |  | 3.3567e-05 |  | 0 |  | 1.208e-05 |  | 0.00015183
| 0.00012184 |  | 0.00034677 |  | 0 |  | 0.00019502 |  | 0.00039121 |  | 0.0010597 |  | 0.0028441 |  | 0.027144 |  | 0.22007 |  | 0.21737 |  | 0.003073 |  | 0.061911 |  | 0.00020188 |  | 0.00010199 |  | 7.913e-06 |  | 0 |  | 2.5979e-05 |  | 0.00016008
| 6.6797e-05 |  | 0.00034021 |  | 0 |  | 0.0001593 |  | 0.00051138 |  | 0.0010712 |  | 0.0028146 |  | 0.026706 |  | 0.21983 |  | 0.21683 |  | 0.003158 |  | 0.062459 |  | -2.5505e-05 |  | 9.586e-05 |  | 1.0372e-05 |  | 0 |  | 2.3791e-05 |  | 0.00016483
| 8.1783e-05 |  | 0.00025171 |  | 0 |  | 0.00012741 |  | 0.00060471 |  | 0.0010539 |  | 0.002775 |  | 0.026331 |  | 0.22015 |  | 0.21692 |  | 0.0033019 |  | 0.063083 |  | -8.2922e-05 |  | 6.6289e-05 |  | 2.8534e-06 |  | 0 |  | 2.0691e-05 |  | 0.00014328
| 8.9948e-05 |  | 0.00024066 |  | 0 |  | 0.00015854 |  | 0.00058034 |  | 0.001035 |  | 0.0027299 |  | 0.025867 |  | 0.22024 |  | 0.21676 |  | 0.0033909 |  | 0.06368 |  | 9.5564e-05 |  | 6.5834e-05 |  | -8.5581e-05 |  | 0 |  | 1.3829e-05 |  | 0.00014257
| 8.5826e-05 |  | 0.00023189 |  | 0 |  | 0.00016297 |  | 0.00053731 |  | 0.0010183 |  | 0.0026943 |  | 0.025464 |  | 0.22047 |  | 0.21648 |  | 0.0034641 |  | 0.064196 |  | 0.00017891 |  | 8.1885e-05 |  | -7.943e-05 |  | 0 |  | 8.6561e-06 |  | 0.00015194
| 8.4879e-05 |  | 0.00024968 |  | 0 |  | 0.00012388 |  | 0.00053123 |  | 0.0010042 |  | 0.0026617 |  | 0.025021 |  | 0.2196 |  | 0.2157 |  | 0.0035929 |  | 0.064507 |  | 0.00013834 |  | 0.0001072 |  | -3.2642e-06 |  | 0 |  | 1.9138e-05 |  | 0.00014599
| 0.00011295 |  | 0.00031574 |  | 0 |  | 0.00013133 |  | 0.00052113 |  | 0.00098449 |  | 0.0026175 |  | 0.024593 |  | 0.21877 |  | 0.21468 |  | 0.0036711 |  | 0.064848 |  | 0.00012545 |  | 0.00011493 |  | -3.264e-05 |  | 0 |  | 2.5562e-05 |  | 0.00014476
| 0.00011932 |  | 0.00028357 |  | 0 |  | 0.00015949 |  | 0.00055861 |  | 0.00096858 |  | 0.0025701 |  | 0.024187 |  | 0.21837 |  | 0.21337 |  | 0.0037416 |  | 0.06511 |  | 6.742e-05 |  | 0.00010224 |  | -2.3125e-05 |  | 0 |  | 2.6155e-05 |  | 0.0001397
| 9.9044e-05 |  | 0.00024919 |  | 0 |  | 0.00016496 |  | 0.00068338 |  | 0.00095533 |  | 0.0025316 |  | 0.023723 |  | 0.21763 |  | 0.21235 |  | 0.0038156 |  | 0.065322 |  | 0.00023064 |  | 0.00010111 |  | -2.1389e-06 |  | 0 |  | 3.4119e-05 |  | 0.00013592
| 0.00014622 |  | 0.00029598 |  | 0 |  | 0.00017923 |  | 0.00060546 |  | 0.00097184 |  | 0.0024949 |  | 0.023342 |  | 0.2172 |  | 0.21239 |  | 0.0039339 |  | 0.065798 |  | 0.00014392 |  | 0.00012077 |  | 2.875e-05 |  | 0 |  | 3.1471e-05 |  | 0.00015403
| 0.00015585 |  | 0.00031471 |  | 0 |  | 0.00015613 |  | 0.0003929 |  | 0.00095225 |  | 0.0024638 |  | 0.023011 |  | 0.2169 |  | 0.21245 |  | 0.0040944 |  | 0.066499 |  | 6.1492e-05 |  | 9.6344e-05 |  | 5.388e-05 |  | 0 |  | 2.5011e-05 |  | 0.00014237
| 0.00010461 |  | 0.0002858 |  | 0 |  | 0.00011075 |  | 0.00036757 |  | 0.00093798 |  | 0.0024315 |  | 0.022769 |  | 0.21755 |  | 0.21266 |  | 0.0042032 |  | 0.067109 |  | 0.00029073 |  | 8.5676e-05 |  | 4.411e-05 |  | 0 |  | 3.7201e-05 |  | 0.00013848
| 0.00010012 |  | 0.0003136 |  | 0 |  | 0.0001575 |  | 0.0003882 |  | 0.0010042 |  | 0.0023728 |  | 0.022529 |  | 0.21826 |  | 0.2128 |  | 0.004329 |  | 0.067666 |  | 0.00038013 |  | 0.0001059 |  | 3.9092e-05 |  | 0 |  | 4.423e-05 |  | 0.00014189
| 0.00013661 |  | 0.00036263 |  | 0 |  | 0.00018159 |  | 0.00040623 |  | 0.0010101 |  | 0.0023276 |  | 0.022189 |  | 0.21866 |  | 0.21265 |  | 0.004442 |  | 0.068233 |  | 0.00037991 |  | 0.00012728 |  | 3.8386e-05 |  | 0 |  | 3.513e-05 |  | 0.00012447
| 0.00014661 |  | 0.00026502 |  | 0 |  | 0.00013484 |  | 0.00046041 |  | 0.00090485 |  | 0.0022913 |  | 0.02184 |  | 0.21881 |  | 0.21331 |  | 0.0045999 |  | 0.068692 |  | 0.00014548 |  | 0.0001366 |  | 7.0909e-05 |  | 0 |  | 2.0488e-05 |  | 0.00014626
| 0.00010057 |  | 0.00023504 |  | 0 |  | 0.00010281 |  | 0.0004525 |  | 0.00085717 |  | 0.002266 |  | 0.021514 |  | 0.21883 |  | 0.21312 |  | 0.0047346 |  | 0.06893 |  | 3.6588e-05 |  | 0.00012217 |  | 8.2117e-05 |  | 0 |  | 2.2319e-05 |  | 0.00015416
| 0.00010086 |  | 0.00041157 |  | 0 |  | 0.00012683 |  | 0.00056354 |  | 0.00089247 |  | 0.0022405 |  | 0.021202 |  | 0.21907 |  | 0.21201 |  | 0.0048677 |  | 0.069455 |  | 0.00017908 |  | 0.0001345 |  | 5.7163e-05 |  | 0 |  | 2.9277e-05 |  | 0.00014894
| 8.8909e-05 |  | 0.00035931 |  | 0 |  | 0.00017238 |  | 0.00060894 |  | 0.00084955 |  | 0.002198 |  | 0.020916 |  | 0.21838 |  | 0.21205 |  | 0.0050167 |  | 0.069602 |  | 0.00023148 |  | 0.0001108 |  | 5.9088e-05 |  | 0 |  | 3.3685e-05 |  | 0.00014549
| 4.3462e-05 |  | 0.00024 |  | 0 |  | 0.00015775 |  | 0.00053333 |  | 0.00080729 |  | 0.0021744 |  | 0.020632 |  | 0.2183 |  | 0.21246 |  | 0.0051537 |  | 0.06969 |  | 0.00021089 |  | 7.6599e-05 |  | 2.0102e-05 |  | 0 |  | 3.3969e-05 |  | 0.00012985
| 7.0531e-05 |  | 0.00031224 |  | 0 |  | 0.00013423 |  | 0.00052738 |  | 0.00084571 |  | 0.0021495 |  | 0.020344 |  | 0.21841 |  | 0.21225 |  | 0.0053303 |  | 0.070315 |  | 6.7478e-05 |  | 0.00010426 |  | 4.0511e-05 |  | 0 |  | 2.7201e-05 |  | 0.00011559
| 8.3848e-05 |  | 0.00028965 |  | 0 |  | 0.00012916 |  | 0.00044112 |  | 0.00085415 |  | 0.0021285 |  | 0.020099 |  | 0.21887 |  | 0.21223 |  | 0.0054944 |  | 0.071133 |  | 0.00017758 |  | 0.0001288 |  | 3.9701e-05 |  | 0 |  | 1.9821e-05 |  | 0.00013672
| 5.023e-05 |  | 0.00025952 |  | 0 |  | 0.00011282 |  | 0.00049981 |  | 0.00078287 |  | 0.0021143 |  | 0.019797 |  | 0.21994 |  | 0.21268 |  | 0.0056789 |  | 0.071974 |  | 0.00041908 |  | 0.00010114 |  | -1.8942e-05 |  | 0 |  | 1.4551e-05 |  | 0.00014495
| 9.5576e-05 |  | 0.00025187 |  | 0 |  | 0.00014903 |  | 0.00060532 |  | 0.00079141 |  | 0.002081 |  | 0.019508 |  | 0.21913 |  | 0.21273 |  | 0.0058683 |  | 0.072386 |  | 0.00029017 |  | 0.00012887 |  | 5.1115e-05 |  | 0 |  | 2.1461e-05 |  | 0.00013531
| 0.00014078 |  | 0.00023857 |  | 0 |  | 0.00015262 |  | 0.00059527 |  | 0.00080989 |  | 0.0020572 |  | 0.019187 |  | 0.21757 |  | 0.21235 |  | 0.0060116 |  | 0.072624 |  | 0.00010671 |  | 0.0001539 |  | 6.5996e-05 |  | 0 |  | 2.5178e-05 |  | 0.00013353
| 8.4758e-05 |  | 0.00028929 |  | 0 |  | 0.00013879 |  | 0.00049206 |  | 0.00078581 |  | 0.0020278 |  | 0.018834 |  | 0.21765 |  | 0.21237 |  | 0.0061694 |  | 0.072978 |  | 0.00020545 |  | 0.0001464 |  | 2.2745e-05 |  | 0 |  | 3.0664e-05 |  | 0.00011507
| 8.483e-05 |  | 0.00029264 |  | 0 |  | 0.00016258 |  | 0.00036075 |  | 0.00077656 |  | 0.0019894 |  | 0.018578 |  | 0.21787 |  | 0.21242 |  | 0.0063311 |  | 0.073579 |  | 0.00028807 |  | 0.00014087 |  | 3.7646e-05 |  | 0 |  | 2.566e-05 |  | 0.00013055
| 0.00012916 |  | 0.00017971 |  | 0 |  | 0.0001777 |  | 0.00037803 |  | 0.00075718 |  | 0.0019497 |  | 0.018306 |  | 0.21778 |  | 0.21273 |  | 0.0064787 |  | 0.074076 |  | 0.00033792 |  | 0.00012107 |  | 4.4823e-05 |  | 0 |  | 2.2429e-05 |  | 0.00015652
| 7.165e-05 |  | 0.00010936 |  | 0 |  | 0.00015431 |  | 0.00048239 |  | 0.00076778 |  | 0.0019049 |  | 0.018034 |  | 0.21807 |  | 0.21336 |  | 0.0066925 |  | 0.074501 |  | 0.00022608 |  | 0.0001208 |  | 8.9425e-06 |  | 0 |  | 4.0585e-05 |  | 0.0001554
| 6.3999e-06 |  | 0.00018138 |  | 0 |  | 0.00013932 |  | 0.00052484 |  | 0.0007022 |  | 0.0018524 |  | 0.017773 |  | 0.21821 |  | 0.21328 |  | 0.0069041 |  | 0.075 |  | 0.00025111 |  | 0.00014383 |  | -3.3967e-05 |  | 0 |  | 4.091e-05 |  | 0.00012942
| 5.9277e-05 |  | 0.00025509 |  | 0 |  | 0.00016949 |  | 0.00039916 |  | 0.00072975 |  | 0.0018144 |  | 0.017523 |  | 0.21772 |  | 0.21285 |  | 0.0070797 |  | 0.075235 |  | 0.00037959 |  | 0.00017298 |  | -5.3474e-05 |  | 0 |  | 3.2868e-05 |  | 0.00011294
| 0.00014564 |  | 0.00027101 |  | 0 |  | 0.00016801 |  | 0.0004369 |  | 0.00084781 |  | 0.0017895 |  | 0.017251 |  | 0.21699 |  | 0.21244 |  | 0.0072571 |  | 0.075565 |  | 0.00025393 |  | 0.00018429 |  | -6.4989e-06 |  | 0 |  | 2.9011e-05 |  | 0.00013301
| 0.00013462 |  | 0.00031785 |  | 0 |  | 0.00017438 |  | 0.00055539 |  | 0.00075141 |  | 0.0017624 |  | 0.016935 |  | 0.21649 |  | 0.21201 |  | 0.0074349 |  | 0.075889 |  | 0.0003635 |  | 0.00018089 |  | 3.2232e-05 |  | 0 |  | 2.0447e-05 |  | 0.00014111
| 6.1783e-05 |  | 0.00037953 |  | 0 |  | 0.00014907 |  | 0.00048245 |  | 0.0006385 |  | 0.0017481 |  | 0.01664 |  | 0.21609 |  | 0.21169 |  | 0.0076355 |  | 0.076666 |  | 0.00039213 |  | 0.00017509 |  | 1.6341e-05 |  | 0 |  | 2.1336e-05 |  | 0.00012905
| 4.0362e-05 |  | 0.00029278 |  | 0 |  | 0.00014519 |  | 0.00044138 |  | 0.0006209 |  | 0.0017194 |  | 0.016406 |  | 0.21645 |  | 0.21128 |  | 0.0078565 |  | 0.077212 |  | 0.00024291 |  | 0.00015171 |  | -5.2404e-06 |  | 0 |  | 3.0518e-05 |  | 0.00010963
| 3.0929e-05 |  | 0.00029057 |  | 0 |  | 0.00014572 |  | 0.00051327 |  | 0.00069733 |  | 0.001696 |  | 0.0162 |  | 0.21649 |  | 0.21091 |  | 0.0081133 |  | 0.077507 |  | 0.00037049 |  | 0.00014969 |  | -1.3153e-05 |  | 0 |  | 2.3534e-05 |  | 0.00011393
| 5.3796e-05 |  | 0.00026308 |  | 0 |  | 0.00010644 |  | 0.00060867 |  | 0.00069507 |  | 0.0016824 |  | 0.015973 |  | 0.21626 |  | 0.21093 |  | 0.008355 |  | 0.078445 |  | 0.0005071 |  | 0.00017544 |  | -1.5459e-07 |  | 0 |  | 2.0957e-05 |  | 0.00014723
| 8.7373e-05 |  | 0.00020537 |  | 0 |  | 0.00011028 |  | 0.00058565 |  | 0.00062152 |  | 0.0016655 |  | 0.015724 |  | 0.21642 |  | 0.21075 |  | 0.008579 |  | 0.078914 |  | 0.0004392 |  | 0.00018544 |  | 5.2722e-07 |  | 0 |  | 2.4115e-05 |  | 0.00015706
| 8.6981e-05 |  | 0.00025187 |  | 0 |  | 0.00011388 |  | 0.00046174 |  | 0.0007164 |  | 0.0016372 |  | 0.015542 |  | 0.21661 |  | 0.21031 |  | 0.0088647 |  | 0.079241 |  | 0.00042835 |  | 0.00019112 |  | -2.0201e-05 |  | 0 |  | 2.658e-05 |  | 0.00014612
| 7.9408e-05 |  | 0.00021257 |  | 0 |  | 0.00010952 |  | 0.00049775 |  | 0.00073828 |  | 0.0015964 |  | 0.015331 |  | 0.21613 |  | 0.20998 |  | 0.0090983 |  | 0.079668 |  | 0.00036644 |  | 0.00020827 |  | 1.9147e-06 |  | 0 |  | 2.2457e-05 |  | 0.00014201
| 4.3911e-05 |  | 0.0002459 |  | 0 |  | 0.00014406 |  | 0.00045583 |  | 0.00069661 |  | 0.0015787 |  | 0.015025 |  | 0.2155 |  | 0.20908 |  | 0.0093403 |  | 0.080157 |  | 0.00056672 |  | 0.00020821 |  | 7.525e-06 |  | 0 |  | 2.034e-05 |  | 0.00013671
| 8.1216e-05 |  | 0.00032517 |  | 0 |  | 0.0001454 |  | 0.00030171 |  | 0.00070524 |  | 0.0015674 |  | 0.014779 |  | 0.2149 |  | 0.20785 |  | 0.0096116 |  | 0.080915 |  | 0.00071403 |  | 0.00022152 |  | -1.9063e-05 |  | 0 |  | 2.4461e-05 |  | 0.00013184
| 0.00011928 |  | 0.00027736 |  | 0 |  | 9.5542e-05 |  | 0.0004118 |  | 0.00068018 |  | 0.0015357 |  | 0.014522 |  | 0.21372 |  | 0.20664 |  | 0.0098433 |  | 0.081322 |  | 0.00055236 |  | 0.00024768 |  | -1.5394e-06 |  | 0 |  | 3.549e-05 |  | 0.00012153
| 6.6393e-05 |  | 0.00024794 |  | 0 |  | 9.4216e-05 |  | 0.00051982 |  | 0.00062234 |  | 0.0015062 |  | 0.014209 |  | 0.21255 |  | 0.20582 |  | 0.010029 |  | 0.081598 |  | 0.0003361 |  | 0.00022751 |  | 2.1643e-05 |  | 0 |  | 3.5242e-05 |  | 0.00012388
| 3.9231e-05 |  | 0.00025238 |  | 0 |  | 0.00011808 |  | 0.00042745 |  | 0.00057355 |  | 0.001487 |  | 0.013932 |  | 0.21253 |  | 0.20484 |  | 0.010243 |  | 0.082332 |  | 0.0004074 |  | 0.00021613 |  | 1.4054e-05 |  | 0 |  | 2.3856e-05 |  | 0.0001294
| 4.436e-05 |  | 0.00023554 |  | 0 |  | 0.00011809 |  | 0.00033134 |  | 0.00059193 |  | 0.0015391 |  | 0.013743 |  | 0.2122 |  | 0.20389 |  | 0.010604 |  | 0.082991 |  | 0.0004909 |  | 0.00023133 |  | -1.7565e-05 |  | 0 |  | 2.095e-05 |  | 0.00012118
| 6.0217e-05 |  | 0.00024 |  | 0 |  | 8.9103e-05 |  | 0.00036625 |  | 0.00062988 |  | 0.0014126 |  | 0.013549 |  | 0.2116 |  | 0.20348 |  | 0.010904 |  | 0.083284 |  | 0.00050208 |  | 0.00022899 |  | 1.3558e-05 |  | 0 |  | 1.8629e-05 |  | 0.00013141
| 0.00010828 |  | 0.00018632 |  | 0 |  | 0.00010151 |  | 0.00047427 |  | 0.00066739 |  | 0.0013832 |  | 0.013371 |  | 0.21142 |  | 0.20321 |  | 0.011195 |  | 0.084065 |  | 0.00051883 |  | 0.00021609 |  | 9.0698e-05 |  | 0 |  | 1.9713e-05 |  | 0.00014549
| 8.865e-05 |  | 0.0002086 |  | 0 |  | 0.00013485 |  | 0.00052468 |  | 0.00063586 |  | 0.0013673 |  | 0.01315 |  | 0.21033 |  | 0.20313 |  | 0.01153 |  | 0.084897 |  | 0.00031371 |  | 0.00023884 |  | 6.6002e-05 |  | 0 |  | 1.5138e-05 |  | 0.00014724
| 4.998e-05 |  | 0.00020861 |  | 0 |  | 0.00012414 |  | 0.00045184 |  | 0.00059474 |  | 0.001356 |  | 0.012865 |  | 0.20889 |  | 0.20182 |  | 0.011795 |  | 0.085352 |  | 0.00048884 |  | 0.00024927 |  | 2.5608e-05 |  | 0 |  | 1.0266e-05 |  | 0.00015465
| 6.4013e-05 |  | 0.00017414 |  | 0 |  | 0.00012663 |  | 0.00034956 |  | 0.00062193 |  | 0.0013254 |  | 0.012611 |  | 0.20742 |  | 0.19988 |  | 0.012056 |  | 0.085591 |  | 0.00052738 |  | 0.00025049 |  | 6.6755e-05 |  | 0 |  | 2.183e-05 |  | 0.0001517
| 8.033e-05 |  | 0.00022621 |  | 0 |  | 0.00014969 |  | 0.0004131 |  | 0.00061804 |  | 0.0013062 |  | 0.012372 |  | 0.20606 |  | 0.19885 |  | 0.012289 |  | 0.085977 |  | 0.00043818 |  | 0.00027152 |  | 5.8392e-05 |  | 0 |  | 4.022e-05 |  | 0.00013431
| 7.7497e-05 |  | 0.0002363 |  | 0 |  | 0.00013068 |  | 0.00041347 |  | 0.00058219 |  | 0.0013042 |  | 0.012124 |  | 0.20502 |  | 0.19824 |  | 0.012552 |  | 0.086463 |  | 0.00053435 |  | 0.00027486 |  | 4.5936e-05 |  | 0 |  | 3.6125e-05 |  | 0.00013625
| 3.5841e-05 |  | 0.00027632 |  | 0 |  | 0.00010593 |  | 0.00035767 |  | 0.0005668 |  | 0.0012895 |  | 0.011937 |  | 0.20467 |  | 0.19822 |  | 0.012889 |  | 0.086996 |  | 0.00040729 |  | 0.00026926 |  | 5.2201e-05 |  | 0 |  | 2.131e-05 |  | 0.00013606
| 3.7884e-05 |  | 0.00028412 |  | 0 |  | 0.00014113 |  | 0.00037615 |  | 0.00057446 |  | 0.0012759 |  | 0.01175 |  | 0.20453 |  | 0.19793 |  | 0.013235 |  | 0.087823 |  | 0.00046746 |  | 0.00026478 |  | 4.1306e-05 |  | 0 |  | 3.0095e-05 |  | 0.00013586
| 8.6717e-05 |  | 0.00019013 |  | 0 |  | 0.00015554 |  | 0.00037872 |  | 0.00058746 |  | 0.0012385 |  | 0.011563 |  | 0.20471 |  | 0.1975 |  | 0.013649 |  | 0.088706 |  | 0.00056778 |  | 0.00028214 |  | 2.2618e-05 |  | 0 |  | 2.668e-05 |  | 0.00013502
| 0.00016888 |  | 0.00023911 |  | 0 |  | 0.00013397 |  | 0.00043198 |  | 0.00066567 |  | 0.0012169 |  | 0.011475 |  | 0.20465 |  | 0.19736 |  | 0.014101 |  | 0.089203 |  | 0.00057655 |  | 0.00033229 |  | 9.1284e-05 |  | 0 |  | 1.1124e-05 |  | 0.00012886
| 0.00012887 |  | 0.00030391 |  | 0 |  | 0.00011957 |  | 0.00038942 |  | 0.00060184 |  | 0.0012023 |  | 0.011271 |  | 0.2047 |  | 0.19701 |  | 0.014437 |  | 0.089458 |  | 0.00073975 |  | 0.00033374 |  | 0.00015808 |  | 0 |  | 1.6223e-05 |  | 0.00012864
| 3.7677e-05 |  | 0.00023146 |  | 0 |  | 0.00014702 |  | 0.00034338 |  | 0.0004995 |  | 0.001181 |  | 0.011023 |  | 0.2044 |  | 0.19616 |  | 0.01475 |  | 0.090132 |  | 0.00073095 |  | 0.00029618 |  | 0.00012817 |  | 0 |  | 3.3762e-05 |  | 0.00010908
| 2.363e-05 |  | 0.00025856 |  | 0 |  | 0.00014703 |  | 0.00041539 |  | 0.00047278 |  | 0.0011731 |  | 0.010829 |  | 0.20356 |  | 0.19558 |  | 0.015188 |  | 0.090962 |  | 0.00068552 |  | 0.00029311 |  | 7.07e-05 |  | 0 |  | 3.8206e-05 |  | 0.00010184
| 1.1802e-05 |  | 0.00027528 |  | 0 |  | 0.00012059 |  | 0.0004102 |  | 0.00036764 |  | 0.0011583 |  | 0.010639 |  | 0.20276 |  | 0.19565 |  | 0.015579 |  | 0.091414 |  | 0.00069843 |  | 0.00031815 |  | 2.6436e-05 |  | 0 |  | 3.1576e-05 |  | 0.00013191
| 9.2748e-05 |  | 0.00022175 |  | 0 |  | 0.00015877 |  | 0.00038483 |  | 0.0004765 |  | 0.0011312 |  | 0.010524 |  | 0.20201 |  | 0.1953 |  | 0.016011 |  | 0.091835 |  | 0.00063032 |  | 0.00034263 |  | 6.9686e-05 |  | 0 |  | 2.4498e-05 |  | 0.00016015
| 0.00011961 |  | 0.00017218 |  | 0 |  | 0.0001822 |  | 0.00041668 |  | 0.00056931 |  | 0.0011107 |  | 0.010364 |  | 0.20213 |  | 0.19481 |  | 0.016475 |  | 0.092702 |  | 0.0005016 |  | 0.00033571 |  | 6.1099e-05 |  | 0 |  | 3.6744e-05 |  | 0.00014829
| 7.7253e-05 |  | 0.00012981 |  | 0 |  | 0.00018806 |  | 0.00039187 |  | 0.00053994 |  | 0.0010827 |  | 0.010199 |  | 0.2021 |  | 0.19464 |  | 0.016891 |  | 0.093358 |  | 0.00044726 |  | 0.00033466 |  | 2.2031e-05 |  | 0 |  | 2.821e-05 |  | 0.00013696
| 7.1984e-05 |  | 0.00019954 |  | 0 |  | 0.00013827 |  | 0.00032954 |  | 0.00051104 |  | 0.0010529 |  | 0.010058 |  | 0.2027 |  | 0.19475 |  | 0.017351 |  | 0.093661 |  | 0.00075115 |  | 0.00035752 |  | 1.4768e-06 |  | 0 |  | 1.9864e-05 |  | 0.00013178
| 0.00012207 |  | 0.00023245 |  | 0 |  | 0.00010217 |  | 0.00031747 |  | 0.0004906 |  | 0.0010442 |  | 0.0099051 |  | 0.20252 |  | 0.19477 |  | 0.017842 |  | 0.094399 |  | 0.00094228 |  | 0.00038133 |  | 1.3311e-05 |  | 0 |  | 3.517e-05 |  | 0.00012146
| 9.2636e-05 |  | 0.00010162 |  | 0 |  | 0.0001402 |  | 0.00030115 |  | 0.00049125 |  | 0.0010328 |  | 0.0097704 |  | 0.20193 |  | 0.19468 |  | 0.018318 |  | 0.095174 |  | 0.0007326 |  | 0.00038702 |  | 7.0866e-05 |  | 0 |  | 2.6724e-05 |  | 0.00012085
| 4.6748e-05 |  | 0.00013834 |  | 0 |  | 0.00013229 |  | 0.00033641 |  | 0.00044512 |  | 0.0010158 |  | 0.009589 |  | 0.20175 |  | 0.19446 |  | 0.018784 |  | 0.096079 |  | 0.00066897 |  | 0.00038714 |  | 7.8244e-05 |  | 0 |  | 1.9224e-05 |  | 0.0001072
| 8.904e-05 |  | 0.00026365 |  | 0 |  | 0.00015583 |  | 0.00031081 |  | 0.00051177 |  | 0.0010093 |  | 0.0093906 |  | 0.20069 |  | 0.19395 |  | 0.019343 |  | 0.096932 |  | 0.00081023 |  | 0.00041787 |  | 7.9617e-05 |  | 0 |  | 2.2054e-05 |  | 0.0001013
| 8.9171e-05 |  | 0.0002877 |  | 0 |  | 0.00015584 |  | 0.00016469 |  | 0.00052421 |  | 0.0010079 |  | 0.009264 |  | 0.20021 |  | 0.19347 |  | 0.019831 |  | 0.097238 |  | 0.0008343 |  | 0.00043722 |  | 7.1706e-05 |  | 0 |  | 2.6704e-05 |  | 0.00011954
| 7.5887e-05 |  | 0.00024415 |  | 0 |  | 0.00013189 |  | 0.00025948 |  | 0.00043291 |  | 0.0009957 |  | 0.0091332 |  | 0.20027 |  | 0.19304 |  | 0.020377 |  | 0.097906 |  | 0.00055751 |  | 0.00041912 |  | 2.5098e-05 |  | 0 |  | 2.5853e-05 |  | 0.00011671
| 4.3475e-05 |  | 0.00022061 |  | 0 |  | 0.00013982 |  | 0.0004929 |  | 0.00040645 |  | 0.00097751 |  | 0.0089765 |  | 0.20001 |  | 0.1927 |  | 0.020968 |  | 0.098586 |  | 0.00066569 |  | 0.00042358 |  | 5.7757e-05 |  | 0 |  | 2.0024e-05 |  | 0.00012628
| 4.3832e-05 |  | 0.0002519 |  | 0 |  | 0.00011311 |  | 0.0004598 |  | 0.0004398 |  | 0.00097415 |  | 0.0088678 |  | 0.19987 |  | 0.19285 |  | 0.021524 |  | 0.099304 |  | 0.00088264 |  | 0.00044987 |  | 9.4506e-05 |  | 0 |  | 1.633e-05 |  | 0.000163
| 9.1743e-05 |  | 0.00026651 |  | 0 |  | 0.00010518 |  | 0.00044181 |  | 0.00050164 |  | 0.00096621 |  | 0.0087672 |  | 0.19969 |  | 0.19254 |  | 0.022115 |  | 0.10015 |  | 0.00086522 |  | 0.00046581 |  | 6.2715e-05 |  | 0 |  | 1.7009e-05 |  | 0.00012871
| 0.0001033 |  | 0.00029105 |  | 0 |  | 0.00012841 |  | 0.00044239 |  | 0.00043136 |  | 0.00093895 |  | 0.0086164 |  | 0.19939 |  | 0.19222 |  | 0.022661 |  | 0.10073 |  | 0.0010217 |  | 0.00049203 |  | 3.0039e-05 |  | 0 |  | 2.5168e-05 |  | 0.00011654
| 0.0001167 |  | 0.00025556 |  | 0 |  | 0.00015539 |  | 0.00045203 |  | 0.00037734 |  | 0.00092563 |  | 0.0084745 |  | 0.19888 |  | 0.19164 |  | 0.023246 |  | 0.10142 |  | 0.0010886 |  | 0.00049428 |  | 5.8474e-05 |  | 0 |  | 2.0723e-05 |  | 0.00013405
| 0.0001101 |  | 0.0002656 |  | 0 |  | 0.00012692 |  | 0.00040346 |  | 0.00048818 |  | 0.00092538 |  | 0.0083695 |  | 0.19841 |  | 0.19124 |  | 0.023889 |  | 0.10226 |  | 0.0010926 |  | 0.00049087 |  | 0.00010302 |  | 0 |  | 2.6557e-05 |  | 0.00013011
| 5.4938e-05 |  | 0.00022004 |  | 0 |  | 9.9957e-05 |  | 0.00020399 |  | 0.00043234 |  | 0.00090521 |  | 0.0082065 |  | 0.19813 |  | 0.19116 |  | 0.024525 |  | 0.10315 |  | 0.001002 |  | 0.00051722 |  | 6.4825e-05 |  | 0 |  | 3.0873e-05 |  | 0.00014653
| 7.1851e-05 |  | 0.00012694 |  | 0 |  | 0.00012321 |  | 0.00016032 |  | 0.00040581 |  | 0.00089383 |  | 0.0080663 |  | 0.19807 |  | 0.19131 |  | 0.025204 |  | 0.10378 |  | 0.00090154 |  | 0.0005434 |  | 5.9225e-05 |  | 0 |  | 2.1766e-05 |  | 0.00015762
| 0.00010148 |  | 0.00020807 |  | 0 |  | 0.00012321 |  | 0.00026677 |  | 0.00050443 |  | 0.00089273 |  | 0.0079467 |  | 0.19797 |  | 0.19141 |  | 0.025826 |  | 0.10434 |  | 0.0010194 |  | 0.00055368 |  | 7.2954e-05 |  | 0 |  | 2.1105e-05 |  | 0.00013276
| 7.1338e-05 |  | 0.00029791 |  | 0 |  | 9.3692e-05 |  | 0.00043606 |  | 0.00049529 |  | 0.00087028 |  | 0.0078265 |  | 0.19741 |  | 0.19069 |  | 0.026528 |  | 0.10507 |  | 0.0011108 |  | 0.00055821 |  | 0.00011647 |  | 0 |  | 2.0691e-05 |  | 0.00010697
| 7.5002e-05 |  | 0.00032793 |  | 0 |  | 9.3696e-05 |  | 0.00045709 |  | 0.00050611 |  | 0.0008553 |  | 0.0077209 |  | 0.19662 |  | 0.19015 |  | 0.027267 |  | 0.106 |  | 0.0010979 |  | 0.00059596 |  | 9.734e-05 |  | 0 |  | 2.1574e-05 |  | 0.00012198
| 7.9129e-05 |  | 0.00025171 |  | 0 |  | 0.0001026 |  | 0.00032537 |  | 0.00049746 |  | 0.00085666 |  | 0.0075764 |  | 0.19602 |  | 0.18969 |  | 0.027935 |  | 0.10662 |  | 0.0010388 |  | 0.00059925 |  | 8.822e-05 |  | 0 |  | 2.7774e-05 |  | 0.00014395
| 0.00011288 |  | 0.00016164 |  | 0 |  | 0.00011983 |  | 0.00032626 |  | 0.00049791 |  | 0.00084868 |  | 0.0074485 |  | 0.19556 |  | 0.1891 |  | 0.02867 |  | 0.10724 |  | 0.0011694 |  | 0.00059482 |  | 0.00010092 |  | 0 |  | 3.1989e-05 |  | 0.00016186
| 8.8182e-05 |  | 0.00016599 |  | 0 |  | 0.00013686 |  | 0.00026418 |  | 0.00040239 |  | 0.00082716 |  | 0.0073148 |  | 0.19535 |  | 0.18864 |  | 0.029415 |  | 0.10826 |  | 0.0011813 |  | 0.00061536 |  | 9.6367e-05 |  | 0 |  | 2.3434e-05 |  | 0.00015097
| 2.077e-05 |  | 0.00017276 |  | 0 |  | 0.00013827 |  | 0.00027456 |  | 0.00034502 |  | 0.00080901 |  | 0.0071988 |  | 0.19469 |  | 0.18838 |  | 0.030119 |  | 0.10891 |  | 0.0011341 |  | 0.00064951 |  | 0.00012803 |  | 0 |  | 2.0939e-05 |  | 0.00013004
| 4.5735e-05 |  | 0.00023688 |  | 0 |  | 9.161e-05 |  | 0.00033851 |  | 0.00040477 |  | 0.0008056 |  | 0.0070977 |  | 0.19335 |  | 0.18734 |  | 0.030817 |  | 0.10998 |  | 0.0012537 |  | 0.00067119 |  | 0.00010321 |  | 0 |  | 2.5438e-05 |  | 0.00013963
| 8.0362e-05 |  | 0.00026906 |  | 0 |  | 8.6432e-05 |  | 0.00027276 |  | 0.00043736 |  | 0.00080014 |  | 0.0069664 |  | 0.19292 |  | 0.18664 |  | 0.031608 |  | 0.1111 |  | 0.0013199 |  | 0.00065427 |  | 0.00010042 |  | 0 |  | 2.7483e-05 |  | 0.00012824
| 7.101e-05 |  | 0.00018637 |  | 0 |  | 0.00010578 |  | 0.000337 |  | 0.00040799 |  | 0.0007922 |  | 0.0068713 |  | 0.19309 |  | 0.18636 |  | 0.032537 |  | 0.11191 |  | 0.0012784 |  | 0.00067704 |  | 6.3696e-05 |  | 0 |  | 2.5248e-05 |  | 0.00012702
| 7.579e-05 |  | 0.00015111 |  | 0 |  | 0.00011933 |  | 0.00042077 |  | 0.00037435 |  | 0.00077858 |  | 0.0067765 |  | 0.19302 |  | 0.18618 |  | 0.03349 |  | 0.11307 |  | 0.001051 |  | 0.0007352 |  | 8.9651e-05 |  | 0 |  | 2.2374e-05 |  | 0.00014219
| 8.0262e-05 |  | 0.00018248 |  | 0.00029414 |  | 0.00015541 |  | 0.00043439 |  | 0.00040123 |  | 0.00076155 |  | 0.0066252 |  | 0.19247 |  | 0.18595 |  | 0.034262 |  | 0.11373 |  | 0.0011828 |  | 0.00075572 |  | 0.00011536 |  | 0 |  | 3.1769e-05 |  | 0.00012153
| 4.0119e-05 |  | 0.00020993 |  | 0.00028135 |  | 0.00016929 |  | 0.00031797 |  | 0.00038488 |  | 0.00075474 |  | 0.0064783 |  | 0.19133 |  | 0.18521 |  | 0.035024 |  | 0.1145 |  | 0.0013131 |  | 0.00076025 |  | 7.0865e-05 |  | 0 |  | 2.591e-05 |  | 0.00013349
| 6.7495e-05 |  | 0.00026909 |  | 0 |  | 0.00013703 |  | 0.00033746 |  | 0.0003743 |  | 0.00074566 |  | 0.0064144 |  | 0.19046 |  | 0.18462 |  | 0.035962 |  | 0.11553 |  | 0.0014466 |  | 0.00079582 |  | 0.00010445 |  | 0 |  | 2.0847e-05 |  | 0.00014825
| 0.00022531 |  | 0.00037286 |  | 0 |  | 0.00021066 |  | 0.00041693 |  | 0.00050476 |  | 0.0007311 |  | 0.0063707 |  | 0.19022 |  | 0.18366 |  | 0.037525 |  | 0.1167 |  | 0.0017203 |  | 0.00093468 |  | 0.00021595 |  | 0 |  | 0.00012188 |  | 0.00029116
| 0.00012713 |  | 0.00031033 |  | 0 |  | 0.0001145 |  | 0.00023582 |  | 0.00041877 |  | 0.00072997 |  | 0.0061116 |  | 0.18969 |  | 0.18236 |  | 0.038976 |  | 0.1181 |  | 0.0015709 |  | 0.00084139 |  | 0.00013226 |  | 0 |  | 1.1609e-05 |  | 0.00015149
| 0.00011026 |  | 0.00022774 |  | 0 |  | 0.00010508 |  | 0.00031644 |  | 0.00041022 |  | 0.00072183 |  | 0.0060266 |  | 0.18898 |  | 0.182 |  | 0.040038 |  | 0.1188 |  | 0.0015956 |  | 0.00085739 |  | 0.00016181 |  | 0 |  | 1.9519e-05 |  | 0.00013564
| 8.9847e-05 |  | 0.00016094 |  | 0 |  | 0.00013344 |  | 0.00038345 |  | 0.00039995 |  | 0.00070745 |  | 0.0059429 |  | 0.18831 |  | 0.18133 |  | 0.040846 |  | 0.11974 |  | 0.0015776 |  | 0.0009249 |  | 0.00015488 |  | 0 |  | 2.5768e-05 |  | 0.00013507
| 8.7123e-05 |  | 0.00018437 |  | 0 |  | 6.8969e-05 |  | 0.00042778 |  | 0.00038178 |  | 0.00069818 |  | 0.0058229 |  | 0.18771 |  | 0.18031 |  | 0.041855 |  | 0.12083 |  | 0.0017197 |  | 0.00096001 |  | 0.00013036 |  | 0 |  | 2.4914e-05 |  | 0.00013408
| 0.000127 |  | 0.00026569 |  | 0 |  | 6.2147e-05 |  | 0.00034463 |  | 0.0004068 |  | 0.00068456 |  | 0.0057792 |  | 0.18756 |  | 0.18026 |  | 0.04308 |  | 0.12171 |  | 0.0017311 |  | 0.00097162 |  | 9.0183e-05 |  | 0 |  | 2.6148e-05 |  | 0.00013667
| 7.6961e-05 |  | 0.00030931 |  | 0 |  | 0.00013183 |  | 0.00014489 |  | 0.00044675 |  | 0.0006825 |  | 0.0057022 |  | 0.18775 |  | 0.18024 |  | 0.044309 |  | 0.12309 |  | 0.0018029 |  | 0.00098649 |  | 0.00013185 |  | 0 |  | 1.0276e-05 |  | 0.00012169
| 6.8428e-05 |  | 0.0001846 |  | 0 |  | 0.0001103 |  | 0.00015339 |  | 0.00042348 |  | 0.00068001 |  | 0.0056152 |  | 0.18742 |  | 0.17992 |  | 0.045481 |  | 0.1238 |  | 0.0020129 |  | 0.0010241 |  | 0.00012554 |  | 0 |  | 1.272e-05 |  | 0.0001148
| 0.00013124 |  | 0.00011082 |  | 0 |  | 9.0148e-05 |  | 0.00028563 |  | 0.00042421 |  | 0.00068133 |  | 0.0055414 |  | 0.18752 |  | 0.17975 |  | 0.046725 |  | 0.12463 |  | 0.0020164 |  | 0.0010378 |  | 0.00012327 |  | 0 |  | 1.5038e-05 |  | 0.0001262
| 5.452e-05 |  | 0.00018263 |  | 0 |  | 9.063e-05 |  | 0.00028145 |  | 0.00037708 |  | 0.00067679 |  | 0.0054079 |  | 0.18753 |  | 0.17982 |  | 0.047994 |  | 0.1261 |  | 0.0018123 |  | 0.0010766 |  | 0.00014331 |  | 0 |  | 2.0365e-05 |  | 0.00011877
| 5.566e-05 |  | 0.00021734 |  | 0 |  | 6.6304e-05 |  | 0.00026948 |  | 0.00035249 |  | 0.00066788 |  | 0.0053275 |  | 0.18695 |  | 0.17951 |  | 0.049142 |  | 0.127 |  | 0.0019101 |  | 0.0011225 |  | 0.00013189 |  | 0 |  | 3.4979e-05 |  | 0.00011586
| 0.0001031 |  | 0.00028482 |  | 0 |  | 6.583e-05 |  | 0.00031762 |  | 0.00037534 |  | 0.00065521 |  | 0.0052676 |  | 0.18623 |  | 0.17928 |  | 0.050499 |  | 0.12795 |  | 0.0021597 |  | 0.0011487 |  | 0.00016197 |  | 0 |  | 3.208e-05 |  | 0.00013727
| 6.8151e-05 |  | 0.00028027 |  | 0 |  | 8.1733e-05 |  | 0.00033509 |  | 0.00032492 |  | 0.00065087 |  | 0.0051823 |  | 0.18643 |  | 0.17937 |  | 0.052004 |  | 0.12912 |  | 0.0021951 |  | 0.0011932 |  | 0.00016312 |  | 0 |  | 3.3405e-05 |  | 0.00014881
| 7.8749e-05 |  | 0.00014468 |  | 0 |  | 9.7027e-05 |  | 0.00029078 |  | 0.00026916 |  | 0.00066447 |  | 0.0051296 |  | 0.18665 |  | 0.17914 |  | 0.053614 |  | 0.13038 |  | 0.0021901 |  | 0.0012149 |  | 0.00022099 |  | 0 |  | 2.1549e-05 |  | 0.00013794
| 8.6338e-05 |  | 0.0001204 |  | 0 |  | 0.00014098 |  | 0.00026491 |  | 0.00028277 |  | 0.00065748 |  | 0.0050845 |  | 0.18665 |  | 0.17986 |  | 0.055301 |  | 0.13157 |  | 0.0023483 |  | 0.0012605 |  | 0.00023472 |  | 0 |  | 8.4432e-06 |  | 0.0001356
| 5.2659e-05 |  | 0.00020366 |  | 0 |  | 0.00012569 |  | 0.0002619 |  | 0.00026902 |  | 0.00063854 |  | 0.005027 |  | 0.18715 |  | 0.1805 |  | 0.056871 |  | 0.13235 |  | 0.0024754 |  | 0.0013168 |  | 0.00018865 |  | 0 |  | 2.7251e-05 |  | 0.00014636
| 5.0839e-05 |  | 0.00027263 |  | 0 |  | 0.00013638 |  | 0.0002756 |  | 0.0002988 |  | 0.00062131 |  | 0.0049699 |  | 0.18713 |  | 0.18017 |  | 0.058575 |  | 0.13343 |  | 0.002367 |  | 0.0013453 |  | 0.00014869 |  | 0 |  | 2.9615e-05 |  | 0.00013303
| 6.9767e-05 |  | 0.00022638 |  | 0 |  | 0.00014343 |  | 0.00037895 |  | 0.00030132 |  | 0.00060541 |  | 0.0048556 |  | 0.18721 |  | 0.17981 |  | 0.060176 |  | 0.13447 |  | 0.0021938 |  | 0.0013704 |  | 0.00017002 |  | 0 |  | 1.3641e-05 |  | 0.00010851
| 8.3857e-05 |  | 0.00015165 |  | 0 |  | 0.00013149 |  | 0.00039133 |  | 0.00034216 |  | 0.00060105 |  | 0.0048014 |  | 0.18746 |  | 0.17981 |  | 0.061928 |  | 0.13584 |  | 0.00218 |  | 0.001432 |  | 0.00020771 |  | 0 |  | 1.3392e-05 |  | 0.00011383
| 8.082e-05 |  | 0.0001427 |  | 0 |  | 0.00013083 |  | 0.00031155 |  | 0.00037352 |  | 0.00060443 |  | 0.004758 |  | 0.18743 |  | 0.17972 |  | 0.063912 |  | 0.13744 |  | 0.0022011 |  | 0.0014685 |  | 0.00017645 |  | 0 |  | 1.9128e-05 |  | 0.00011601
| 6.274e-05 |  | 0.00023192 |  | 0 |  | 0.00011176 |  | 0.00031203 |  | 0.00029445 |  | 0.00059534 |  | 0.0046815 |  | 0.18724 |  | 0.17937 |  | 0.065718 |  | 0.13862 |  | 0.0022775 |  | 0.0015108 |  | 0.00017188 |  | 0 |  | 2.3288e-05 |  | 0.00010416
| 6.0358e-05 |  | 0.00025149 |  | 0 |  | 0.00010538 |  | 0.00037234 |  | 0.00033609 |  | 0.00057719 |  | 0.004624 |  | 0.18714 |  | 0.17881 |  | 0.067432 |  | 0.13983 |  | 0.0024301 |  | 0.0015751 |  | 0.00019986 |  | 0 |  | 2.1727e-05 |  | 0.00010625
| 8.1056e-05 |  | 0.00021126 |  | 0 |  | 0.00010432 |  | 0.00038369 |  | 0.00033646 |  | 0.00055899 |  | 0.0045614 |  | 0.18672 |  | 0.17809 |  | 0.069142 |  | 0.14037 |  | 0.0025649 |  | 0.0016116 |  | 0.00019416 |  | 0 |  | 2.3028e-05 |  | 0.00012127
| 9.3624e-05 |  | 0.00016057 |  | 0 |  | 0.00010832 |  | 0.00023108 |  | 0.00026661 |  | 0.0005681 |  | 0.0044755 |  | 0.18583 |  | 0.17718 |  | 0.070784 |  | 0.14141 |  | 0.0026752 |  | 0.0016527 |  | 0.00018185 |  | 0 |  | 2.1817e-05 |  | 0.00012887
| 7.1953e-05 |  | 0.00014935 |  | 0 |  | 9.6368e-05 |  | 0.00027499 |  | 0.00024779 |  | 0.0005705 |  | 0.0043772 |  | 0.18432 |  | 0.17606 |  | 0.072403 |  | 0.14267 |  | 0.0026378 |  | 0.0016744 |  | 0.00021045 |  | 0 |  | 2.2903e-05 |  | 0.00011875
| 4.4748e-05 |  | 0.00022143 |  | 0 |  | 9.2373e-05 |  | 0.00025716 |  | 0.00025009 |  | 0.00055802 |  | 0.0042929 |  | 0.18301 |  | 0.1752 |  | 0.074127 |  | 0.14314 |  | 0.0025898 |  | 0.0017217 |  | 0.00019355 |  | 0 |  | 2.8386e-05 |  | 0.00010799
| 5.6302e-05 |  | 0.00026837 |  | 0 |  | 0.00011013 |  | 0.00031456 |  | 0.00028694 |  | 0.00055913 |  | 0.0042248 |  | 0.18239 |  | 0.17435 |  | 0.075849 |  | 0.14424 |  | 0.0027033 |  | 0.0017981 |  | 0.00020271 |  | 0 |  | 3.097e-05 |  | 0.00010553
| 6.8759e-05 |  | 0.00034309 |  | 0 |  | 0.00011014 |  | 0.00041532 |  | 0.00032926 |  | 0.000558 |  | 0.0041607 |  | 0.18206 |  | 0.17365 |  | 0.077719 |  | 0.14589 |  | 0.0028522 |  | 0.0018661 |  | 0.00026631 |  | 0 |  | 2.6956e-05 |  | 0.00012603
| 5.5963e-05 |  | 0.00033303 |  | 0 |  | 8.7843e-05 |  | 0.00034089 |  | 0.00031151 |  | 0.00054552 |  | 0.0040812 |  | 0.18204 |  | 0.17353 |  | 0.079925 |  | 0.14727 |  | 0.0029509 |  | 0.0019111 |  | 0.00025717 |  | 0 |  | 2.7374e-05 |  | 0.00014322
| 5.082e-05 |  | 0.00022003 |  | 0 |  | 8.7848e-05 |  | 0.0003824 |  | 0.00028933 |  | 0.00053998 |  | 0.0040267 |  | 0.18189 |  | 0.17355 |  | 0.08224 |  | 0.14879 |  | 0.0030496 |  | 0.0019597 |  | 0.00022411 |  | 0 |  | 3.9739e-05 |  | 0.00013001
| 8.5122e-05 |  | 0.00021886 |  | 0 |  | 8.8691e-05 |  | 0.00030289 |  | 0.00035355 |  | 0.00054322 |  | 0.0039887 |  | 0.18177 |  | 0.17342 |  | 0.084541 |  | 0.15021 |  | 0.0031027 |  | 0.0020276 |  | 0.00022755 |  | 0 |  | 3.4511e-05 |  | 0.00011781
| 9.5158e-05 |  | 0.000313 |  | 0 |  | 8.8695e-05 |  | 0.00014425 |  | 0.00040287 |  | 0.00055021 |  | 0.0039611 |  | 0.18167 |  | 0.17305 |  | 0.086903 |  | 0.15167 |  | 0.0032647 |  | 0.0021058 |  | 0.00027175 |  | 0 |  | 1.5377e-05 |  | 0.00012834
| 4.215e-05 |  | 0.00025934 |  | 0 |  | 0.00011563 |  | 0.0003582 |  | 0.00030087 |  | 0.00054791 |  | 0.0038809 |  | 0.18107 |  | 0.17253 |  | 0.089264 |  | 0.15249 |  | 0.0034537 |  | 0.0021897 |  | 0.00026833 |  | 0 |  | 1.195e-05 |  | 0.000135
| 5.6274e-05 |  | 0.00020279 |  | 0 |  | 0.00011563 |  | 0.00047077 |  | 0.00029661 |  | 0.0005252 |  | 0.0038264 |  | 0.18056 |  | 0.1722 |  | 0.091562 |  | 0.15357 |  | 0.0035799 |  | 0.002252 |  | 0.0002661 |  | 0 |  | 2.18e-05 |  | 0.0001258
| 6.542e-05 |  | 0.0001831 |  | 0 |  | 0.00010915 |  | 0.00020393 |  | 0.00032777 |  | 0.00052648 |  | 0.0037563 |  | 0.17957 |  | 0.17107 |  | 0.093758 |  | 0.1548 |  | 0.0035583 |  | 0.0022725 |  | 0.00028784 |  | 0 |  | 1.8765e-05 |  | 0.00010429
| 6.5492e-05 |  | 0.00021044 |  | 0 |  | 0.00010916 |  | 0.00021521 |  | 0.00024318 |  | 0.00052177 |  | 0.0036668 |  | 0.17871 |  | 0.17009 |  | 0.095888 |  | 0.15586 |  | 0.0036652 |  | 0.0023349 |  | 0.00024717 |  | 0 |  | 2.1113e-05 |  | 0.00012223
| 5.0468e-05 |  | 0.00025701 |  | 0 |  | 9.8664e-05 |  | 0.00030858 |  | 0.00022782 |  | 0.00051283 |  | 0.0035972 |  | 0.17803 |  | 0.16983 |  | 0.098033 |  | 0.15703 |  | 0.0037902 |  | 0.0024301 |  | 0.00023918 |  | 0 |  | 2.1363e-05 |  | 0.00013569
| 5.6987e-05 |  | 0.00021382 |  | 0 |  | 0.00011578 |  | 0.00023987 |  | 0.00034739 |  | 0.00051949 |  | 0.0035802 |  | 0.17702 |  | 0.1689 |  | 0.1005 |  | 0.15791 |  | 0.0037924 |  | 0.0025152 |  | 0.00029398 |  | 0 |  | 1.3965e-05 |  | 0.00012162
| 8.2537e-05 |  | 0.00017279 |  | 0 |  | 0.00011955 |  | 0.00014161 |  | 0.00041621 |  | 0.00050374 |  | 0.0035823 |  | 0.17698 |  | 0.16851 |  | 0.10311 |  | 0.15902 |  | 0.0037943 |  | 0.0025964 |  | 0.00032947 |  | 0 |  | 1.3488e-05 |  | 0.00014395
| 6.4896e-05 |  | 0.00024188 |  | 0 |  | 0.00010245 |  | 0.00028155 |  | 0.00032039 |  | 0.00049477 |  | 0.0034725 |  | 0.17697 |  | 0.16823 |  | 0.10597 |  | 0.1606 |  | 0.0040501 |  | 0.0026694 |  | 0.00026874 |  | 0 |  | 3.0435e-05 |  | 0.00013393
| 9.0143e-05 |  | 0.00033433 |  | 0 |  | 9.1101e-05 |  | 0.00026583 |  | 0.0002653 |  | 0.00049578 |  | 0.0033826 |  | 0.17672 |  | 0.16803 |  | 0.10909 |  | 0.16192 |  | 0.0042628 |  | 0.0027564 |  | 0.00025045 |  | 0 |  | 3.8812e-05 |  | 0.00011173
| 0.0001054 |  | 0.00034888 |  | 0 |  | 9.1106e-05 |  | 0.00019428 |  | 0.00025253 |  | 0.00049348 |  | 0.0033564 |  | 0.17631 |  | 0.16789 |  | 0.11198 |  | 0.16299 |  | 0.0042337 |  | 0.0028472 |  | 0.00031465 |  | 0 |  | 3.4631e-05 |  | 0.0001229
| 9.204e-05 |  | 0.00027849 |  | 0 |  | 9.3392e-05 |  | 0.00034126 |  | 0.00025204 |  | 0.00049249 |  | 0.0033214 |  | 0.17604 |  | 0.1675 |  | 0.11496 |  | 0.16431 |  | 0.0042358 |  | 0.0029262 |  | 0.00030779 |  | 0 |  | 3.5497e-05 |  | 0.00012827
| 0.00011066 |  | 0.00027506 |  | 0 |  | 9.3397e-05 |  | 0.00036802 |  | 0.00027092 |  | 0.00048453 |  | 0.0032935 |  | 0.17649 |  | 0.1672 |  | 0.11805 |  | 0.16569 |  | 0.0044187 |  | 0.0030167 |  | 0.00032727 |  | 0 |  | 3.5069e-05 |  | 0.00012806
| 8.7268e-05 |  | 0.00030759 |  | 0 |  | 0.00010151 |  | 0.0002815 |  | 0.00025785 |  | 0.00048112 |  | 0.0032074 |  | 0.17603 |  | 0.16657 |  | 0.12115 |  | 0.16735 |  | 0.0046541 |  | 0.0030896 |  | 0.00037075 |  | 0 |  | 1.9731e-05 |  | 0.0001187
| 7.7552e-05 |  | 0.00021197 |  | 0 |  | 0.00012677 |  | 0.00031327 |  | 0.00032317 |  | 0.00047657 |  | 0.0031608 |  | 0.17558 |  | 0.16647 |  | 0.12439 |  | 0.16886 |  | 0.0047372 |  | 0.0031658 |  | 0.00034133 |  | 0 |  | 1.2744e-05 |  | 0.00012382
| 6.229e-05 |  | 0.0001179 |  | 0 |  | 0.00015448 |  | 0.00031921 |  | 0.00033327 |  | 0.00045949 |  | 0.0031452 |  | 0.17562 |  | 0.1664 |  | 0.12773 |  | 0.16964 |  | 0.0050313 |  | 0.0032688 |  | 0.0003322 |  | 0 |  | 2.0339e-05 |  | 0.000136
| 1.504e-05 |  | 7.5691e-05 |  | 0 |  | 0.00012923 |  | 0.00024729 |  | 0.00030012 |  | 0.00042891 |  | 0.0031054 |  | 0.175 |  | 0.16581 |  | 0.13122 |  | 0.17041 |  | 0.0050517 |  | 0.003407 |  | 0.00037425 |  | 0 |  | 2.5194e-05 |  | 0.0001362
| 5.2896e-05 |  | 0.00015855 |  | 0 |  | 0.00011222 |  | 0.00016781 |  | 0.00036183 |  | 0.00047657 |  | 0.0030939 |  | 0.17485 |  | 0.1651 |  | 0.1345 |  | 0.17164 |  | 0.0050002 |  | 0.0035624 |  | 0.00040288 |  | 0 |  | 2.2066e-05 |  | 0.00011143
| 8.3205e-05 |  | 0.00026435 |  | 0 |  | 0.00011223 |  | 0.00016346 |  | 0.00031289 |  | 0.00049945 |  | 0.0030234 |  | 0.17495 |  | 0.16458 |  | 0.1378 |  | 0.17293 |  | 0.005252 |  | 0.0036343 |  | 0.00039719 |  | 0 |  | 1.6783e-05 |  | 0.00011022
| 5.2191e-05 |  | 0.0002152 |  | 0 |  | 6.786e-05 |  | 0.00022542 |  | 0.00023714 |  | 0.00044598 |  | 0.0029379 |  | 0.17453 |  | 0.16487 |  | 0.14156 |  | 0.17427 |  | 0.0055523 |  | 0.0037099 |  | 0.00041209 |  | 0 |  | 1.4708e-05 |  | 0.00013412
| 1.4201e-05 |  | 0.00016295 |  | 0 |  | 6.7863e-05 |  | 0.00023888 |  | 0.00026324 |  | 0.00044143 |  | 0.0029119 |  | 0.1738 |  | 0.16441 |  | 0.14517 |  | 0.17556 |  | 0.0057689 |  | 0.0038287 |  | 0.0004476 |  | 0 |  | 2.7808e-05 |  | 0.00014399
| 4.7847e-05 |  | 0.00014359 |  | 0 |  | 0.00010661 |  | 0.00029613 |  | 0.00023584 |  | 0.00043813 |  | 0.0028864 |  | 0.17316 |  | 0.16322 |  | 0.14838 |  | 0.17705 |  | 0.0059963 |  | 0.0039679 |  | 0.00044189 |  | 0.00012203 |  | 4.3665e-05 |  | 0.00013464
| 7.606e-05 |  | 0.00020897 |  | 0 |  | 0.0001136 |  | 0.00025972 |  | 0.00023264 |  | 0.00043688 |  | 0.0028309 |  | 0.1727 |  | 0.16252 |  | 0.15161 |  | 0.1788 |  | 0.0063827 |  | 0.0040939 |  | 0.00042588 |  | 0.00013654 |  | 3.6972e-05 |  | 0.00011659
| 5.8785e-05 |  | 0.00029431 |  | 0 |  | 7.6438e-05 |  | 0.00025572 |  | 0.00025054 |  | 0.00043244 |  | 0.0027737 |  | 0.17238 |  | 0.1614 |  | 0.15502 |  | 0.17963 |  | 0.0063786 |  | 0.004207 |  | 0.00043392 |  | 0.00014359 |  | 2.8773e-05 |  | 0.00012975
| 5.6148e-05 |  | 0.00031438 |  | 0 |  | 8.1299e-05 |  | 0.00028189 |  | 0.00024726 |  | 0.0004222 |  | 0.0027496 |  | 0.17154 |  | 0.16009 |  | 0.15829 |  | 0.18012 |  | 0.0062619 |  | 0.004327 |  | 0.00044426 |  | 0.00013388 |  | 3.187e-05 |  | 0.00012553
| 4.8394e-05 |  | 0.00024525 |  | 0 |  | 7.275e-05 |  | 0.00032485 |  | 0.00025843 |  | 0.00041537 |  | 0.0027122 |  | 0.17043 |  | 0.15951 |  | 0.16175 |  | 0.18162 |  | 0.0062763 |  | 0.0044434 |  | 0.00048663 |  | 0.00011593 |  | 3.0641e-05 |  | 0.00011288
| 6.4743e-05 |  | 0.00019583 |  | 0 |  | 6.0913e-05 |  | 0.00031109 |  | 0.00024964 |  | 0.00040968 |  | 0.0026476 |  | 0.16977 |  | 0.15924 |  | 0.1655 |  | 0.18287 |  | 0.0064722 |  | 0.0045511 |  | 0.00046491 |  | 0.00011959 |  | 3.0847e-05 |  | 0.00013261
| 6.5451e-05 |  | 0.00024601 |  | 0 |  | 5.8786e-05 |  | 0.00020181 |  | 0.00022029 |  | 0.0004074 |  | 0.0025911 |  | 0.16984 |  | 0.15905 |  | 0.16952 |  | 0.18427 |  | 0.0068574 |  | 0.0046632 |  | 0.00045691 |  | 0.00012576 |  | 2.6624e-05 |  | 0.00013409
| 7.345e-05 |  | 0.00024685 |  | 0 |  | 5.8789e-05 |  | 0.0001447 |  | 0.0002507 |  | 0.00040637 |  | 0.0025912 |  | 0.17024 |  | 0.15901 |  | 0.17378 |  | 0.18621 |  | 0.0071265 |  | 0.0048427 |  | 0.00051763 |  | 0.00011094 |  | 1.6711e-05 |  | 0.00013384
| 8.6726e-05 |  | 0.00029044 |  | 0 |  | 0.00010825 |  | 0.00016796 |  | 0.00031812 |  | 0.0004041 |  | 0.0025888 |  | 0.17006 |  | 0.15864 |  | 0.1779 |  | 0.18842 |  | 0.0070316 |  | 0.005052 |  | 0.00054287 |  | 0.00011572 |  | 2.159e-05 |  | 0.00014315
| 7.5792e-05 |  | 0.00029212 |  | 0 |  | 0.00010826 |  | 0.00024527 |  | 0.00028964 |  | 0.00040854 |  | 0.0025298 |  | 0.16969 |  | 0.158 |  | 0.18156 |  | 0.19016 |  | 0.0070386 |  | 0.0052224 |  | 0.00054173 |  | 0.0001266 |  | 2.6855e-05 |  | 0.00013632
| 9.9229e-05 |  | 0.00032336 |  | 0 |  | 0.000102 |  | 0.00028872 |  | 0.0002358 |  | 0.00041093 |  | 0.0024875 |  | 0.16904 |  | 0.15721 |  | 0.18493 |  | 0.1911 |  | 0.0073701 |  | 0.0053596 |  | 0.00056468 |  | 0.00011712 |  | 2.4413e-05 |  | 0.00010688
| 8.6021e-05 |  | 0.00028571 |  | 0 |  | 0.000102 |  | 0.00038151 |  | 0.0002572 |  | 0.00039965 |  | 0.0024608 |  | 0.16807 |  | 0.15632 |  | 0.188 |  | 0.1918 |  | 0.0076626 |  | 0.0055026 |  | 0.00065405 |  | 0.00010022 |  | 3.5413e-05 |  | 0.00011063
| 5.4563e-05 |  | 0.00025555 |  | 0 |  | 9.8463e-05 |  | 0.0004939 |  | 0.00021733 |  | 0.00039385 |  | 0.002415 |  | 0.16715 |  | 0.15547 |  | 0.19076 |  | 0.192 |  | 0.0078492 |  | 0.0056481 |  | 0.00063919 |  | 0.00011961 |  | 3.1617e-05 |  | 0.00012084
| 8.9448e-05 |  | 0.00028356 |  | 0 |  | 9.8468e-05 |  | 0.00042774 |  | 0.0002273 |  | 0.00038259 |  | 0.0023695 |  | 0.16597 |  | 0.1544 |  | 0.19375 |  | 0.19246 |  | 0.0081289 |  | 0.0057785 |  | 0.00059569 |  | 0.00013867 |  | 2.2524e-05 |  | 0.00011771
| 7.8418e-05 |  | 0.00019364 |  | 0 |  | 7.6221e-05 |  | 0.00028828 |  | 0.00023481 |  | 0.00038133 |  | 0.0023237 |  | 0.16496 |  | 0.15332 |  | 0.19705 |  | 0.19378 |  | 0.0083314 |  | 0.0059237 |  | 0.00061977 |  | 0.0001284 |  | 2.6668e-05 |  | 0.00010685
| 7.7391e-05 |  | 0.00018993 |  | 0 |  | 7.6225e-05 |  | 0.00023049 |  | 0.00020079 |  | 0.00039054 |  | 0.0022949 |  | 0.16473 |  | 0.15305 |  | 0.20068 |  | 0.19507 |  | 0.0084176 |  | 0.0061079 |  | 0.0006324 |  | 0.00011856 |  | 3.203e-05 |  | 0.00011304
| 8.0992e-05 |  | 0.00028437 |  | 0 |  | 0.00011676 |  | 0.00026744 |  | 0.00026869 |  | 0.0003894 |  | 0.002276 |  | 0.16492 |  | 0.15306 |  | 0.20405 |  | 0.19629 |  | 0.0084937 |  | 0.0062868 |  | 0.00063933 |  | 0.00010655 |  | 2.8929e-05 |  | 0.00013527
| 4.0547e-05 |  | 0.00031237 |  | 0 |  | 0.00011676 |  | 0.00031168 |  | 0.00027889 |  | 0.00039282 |  | 0.0022252 |  | 0.16469 |  | 0.1528 |  | 0.20744 |  | 0.19755 |  | 0.0087836 |  | 0.0064725 |  | 0.00064047 |  | 0.00011769 |  | 2.3747e-05 |  | 0.00011493
| 4.002e-05 |  | 0.00029015 |  | 0 |  | 9.9843e-05 |  | 0.0003605 |  | 0.00022074 |  | 0.00037927 |  | 0.0021997 |  | 0.16425 |  | 0.15251 |  | 0.21101 |  | 0.19847 |  | 0.0089595 |  | 0.006693 |  | 0.00067491 |  | 0.00012983 |  | 2.5481e-05 |  | 0.00010095
| 6.5358e-05 |  | 0.000228 |  | 0 |  | 0.00010127 |  | 0.00028216 |  | 0.00025872 |  | 0.00036663 |  | 0.0021858 |  | 0.16444 |  | 0.15241 |  | 0.21422 |  | 0.19952 |  | 0.0090706 |  | 0.0068806 |  | 0.00069671 |  | 0.00013194 |  | 2.5089e-05 |  | 9.9182e-05
| 8.6298e-05 |  | 0.00012996 |  | 0 |  | 9.3156e-05 |  | 0.00025247 |  | 0.00029268 |  | 0.00037698 |  | 0.0021438 |  | 0.16436 |  | 0.15215 |  | 0.21692 |  | 0.2006 |  | 0.0095372 |  | 0.0070625 |  | 0.0006933 |  | 0.00013103 |  | 2.5339e-05 |  | 0.00010661
| 6.6953e-05 |  | 0.00012997 |  | 0 |  | 0.00010255 |  | 0.00040383 |  | 0.00022144 |  | 0.00036902 |  | 0.0021012 |  | 0.16381 |  | 0.15159 |  | 0.21906 |  | 0.20207 |  | 0.0098342 |  | 0.0072555 |  | 0.00073347 |  | 0.00011707 |  | 2.8821e-05 |  | 0.00012068
| 5.637e-05 |  | 0.00020451 |  | 0 |  | 9.9823e-05 |  | 0.00032804 |  | 0.00019449 |  | 0.00036103 |  | 0.0020731 |  | 0.16311 |  | 0.15076 |  | 0.22078 |  | 0.2034 |  | 0.0099977 |  | 0.0074424 |  | 0.00076556 |  | 0.0001193 |  | 2.957e-05 |  | 0.0001229
| 6.3053e-05 |  | 0.0001669 |  | 0 |  | 0.0001008 |  | 0.00030063 |  | 0.00021584 |  | 0.00037128 |  | 0.0020434 |  | 0.16244 |  | 0.15009 |  | 0.22238 |  | 0.20414 |  | 0.010152 |  | 0.0076732 |  | 0.00075302 |  | 0.00012177 |  | 2.4409e-05 |  | 0.00012007
| 9.0396e-05 |  | 0.00017703 |  | 0 |  | 8.381e-05 |  | 0.00046011 |  | 0.00020638 |  | 0.00036788 |  | 0.0020238 |  | 0.162 |  | 0.14942 |  | 0.22378 |  | 0.20503 |  | 0.010627 |  | 0.007917 |  | 0.00078741 |  | 0.00010928 |  | 2.0222e-05 |  | 0.00012688
| 7.0469e-05 |  | 0.00022264 |  | 0 |  | 7.2017e-05 |  | 0.00040725 |  | 0.00020402 |  | 0.00036227 |  | 0.0019979 |  | 0.16151 |  | 0.14921 |  | 0.22501 |  | 0.20628 |  | 0.011011 |  | 0.008121 |  | 0.00084249 |  | 0.00012504 |  | 2.2815e-05 |  | 0.00013079
| 4.4277e-05 |  | 0.00021698 |  | 0 |  | 8.4796e-05 |  | 0.00024004 |  | 0.00023585 |  | 0.00034746 |  | 0.001975 |  | 0.16088 |  | 0.14933 |  | 0.22597 |  | 0.2072 |  | 0.011194 |  | 0.008338 |  | 0.00082075 |  | 0.00014627 |  | 2.9224e-05 |  | 0.00011535
| 7.0387e-05 |  | 0.0002386 |  | 0 |  | 0.00010173 |  | 0.00023349 |  | 0.00026037 |  | 0.00032916 |  | 0.001961 |  | 0.16101 |  | 0.14898 |  | 0.2265 |  | 0.20788 |  | 0.011484 |  | 0.0085853 |  | 0.00082881 |  | 0.0001499 |  | 2.1876e-05 |  | 0.00012244
| 7.6856e-05 |  | 0.00018155 |  | 0 |  | 0.0001043 |  | 0.00023949 |  | 0.0002572 |  | 0.00033615 |  | 0.0019133 |  | 0.16095 |  | 0.14865 |  | 0.22696 |  | 0.20906 |  | 0.011606 |  | 0.0088245 |  | 0.00085411 |  | 0.00013948 |  | 1.8266e-05 |  | 0.00012628
| 8.8668e-05 |  | 0.00018255 |  | 0 |  | 8.738e-05 |  | 0.00017292 |  | 0.00028512 |  | 0.00034291 |  | 0.0018978 |  | 0.16021 |  | 0.14809 |  | 0.22696 |  | 0.21031 |  | 0.011965 |  | 0.0090676 |  | 0.00088277 |  | 0.00013246 |  | 2.9661e-05 |  | 0.00010967
| 6.1127e-05 |  | 0.00022386 |  | 0 |  | 0.00010686 |  | 0.00012985 |  | 0.00028103 |  | 0.00035087 |  | 0.0018708 |  | 0.15974 |  | 0.14784 |  | 0.22663 |  | 0.21139 |  | 0.012228 |  | 0.0093396 |  | 0.0009482 |  | 0.00013245 |  | 2.2799e-05 |  | 9.9315e-05
| 7.9707e-05 |  | 0.00017822 |  | 0 |  | 0.00011228 |  | 7.4745e-05 |  | 0.0002626 |  | 0.00034186 |  | 0.001858 |  | 0.15988 |  | 0.14756 |  | 0.22579 |  | 0.21192 |  | 0.012471 |  | 0.0096329 |  | 0.001001 |  | 0.00013535 |  | 3.2903e-05 |  | 0.00010784
| 7.3667e-05 |  | 0.00020853 |  | 0 |  | 0.00011466 |  | 0.00019997 |  | 0.00022322 |  | 0.00032695 |  | 0.0018355 |  | 0.15967 |  | 0.14676 |  | 0.22416 |  | 0.21229 |  | 0.013004 |  | 0.0099044 |  | 0.0010102 |  | 0.00013615 |  | 3.1471e-05 |  | 0.00012552
| 7.0951e-06 |  | 0.00027275 |  | 0 |  | 0.00010924 |  | 0.00040242 |  | 0.00016203 |  | 0.00032933 |  | 0.0017641 |  | 0.15873 |  | 0.14593 |  | 0.22186 |  | 0.21402 |  | 0.013174 |  | 0.010136 |  | 0.00098391 |  | 0.00015186 |  | 2.5984e-05 |  | 0.00013117
| 2.5006e-05 |  | 0.00023584 |  | 0 |  | 9.6164e-05 |  | 0.00043538 |  | 0.00017494 |  | 0.00032704 |  | 0.0017097 |  | 0.15776 |  | 0.14541 |  | 0.2191 |  | 0.2152 |  | 0.013296 |  | 0.01036 |  | 0.0010321 |  | 0.00015733 |  | 3.1763e-05 |  | 0.00011896
| 5.0634e-05 |  | 0.00024034 |  | 0 |  | 0.00011231 |  | 0.00033838 |  | 0.00019688 |  | 0.00032714 |  | 0.0017072 |  | 0.15713 |  | 0.14504 |  | 0.21621 |  | 0.21542 |  | 0.013533 |  | 0.010628 |  | 0.0010814 |  | 0.0001788 |  | 2.6927e-05 |  | 0.000111
| 1.3589e-05 |  | 0.0002086 |  | 0 |  | 8.8717e-05 |  | 0.00025326 |  | 0.00020116 |  | 0.00033159 |  | 0.001702 |  | 0.15688 |  | 0.14424 |  | 0.21305 |  | 0.21623 |  | 0.01383 |  | 0.01092 |  | 0.001078 |  | 0.00019454 |  | 2.6842e-05 |  | 0.00011862
| -3.0903e-06 |  | 0.00015546 |  | 0 |  | 7.2583e-05 |  | 0.00034081 |  | 0.00025442 |  | 0.00032591 |  | 0.001667 |  | 0.15683 |  | 0.14395 |  | 0.21002 |  | 0.21709 |  | 0.013923 |  | 0.01125 |  | 0.0010816 |  | 0.00018879 |  | 3.106e-05 |  | 0.00011773
| 5.2597e-05 |  | 0.00015018 |  | 0 |  | 6.3253e-05 |  | 0.00035711 |  | 0.00030111 |  | 0.00031914 |  | 0.0016723 |  | 0.15643 |  | 0.14387 |  | 0.20673 |  | 0.21745 |  | 0.014444 |  | 0.011576 |  | 0.0011057 |  | 0.00018519 |  | 3.6887e-05 |  | 0.00012073
| 0.00012635 |  | 0.00015861 |  | 0 |  | 6.3256e-05 |  | 0.00030002 |  | 0.00025883 |  | 0.0003146 |  | 0.0016773 |  | 0.1557 |  | 0.14348 |  | 0.20304 |  | 0.21818 |  | 0.015155 |  | 0.011904 |  | 0.0011769 |  | 0.00018584 |  | 3.1638e-05 |  | 0.00012339
| 0.00011224 |  | 0.00021238 |  | 0 |  | 9.0022e-05 |  | 0.0002879 |  | 0.00024266 |  | 0.00030662 |  | 0.0016477 |  | 0.15535 |  | 0.14301 |  | 0.19923 |  | 0.21925 |  | 0.015343 |  | 0.012228 |  | 0.0011976 |  | 0.00018439 |  | 3.3204e-05 |  | 0.00010527
| 7.2463e-05 |  | 0.00023851 |  | 0 |  | 0.00010392 |  | 0.0002893 |  | 0.00025029 |  | 0.00031914 |  | 0.0016308 |  | 0.15506 |  | 0.14263 |  | 0.19501 |  | 0.22038 |  | 0.015674 |  | 0.012535 |  | 0.0012217 |  | 0.00017901 |  | 3.2518e-05 |  | 0.00010567
| 8.4728e-05 |  | 0.00027215 |  | 0 |  | 8.4603e-05 |  | 0.0002814 |  | 0.00020682 |  | 0.00032494 |  | 0.0015883 |  | 0.1549 |  | 0.14221 |  | 0.19068 |  | 0.22089 |  | 0.016252 |  | 0.012843 |  | 0.00127 |  | 0.00018869 |  | 2.9487e-05 |  | 0.00012947
| 6.8605e-05 |  | 0.00028131 |  | 0 |  | 7.0713e-05 |  | 0.00014365 |  | 0.00019123 |  | 0.0003077 |  | 0.001547 |  | 0.15484 |  | 0.14159 |  | 0.18626 |  | 0.22122 |  | 0.016408 |  | 0.013199 |  | 0.0012827 |  | 0.00018645 |  | 3.5724e-05 |  | 0.0001284
| 4.366e-05 |  | 0.00019179 |  | 0 |  | 9.4039e-05 |  | 0.00018221 |  | 0.00018078 |  | 0.00030662 |  | 0.0015257 |  | 0.15426 |  | 0.141 |  | 0.18123 |  | 0.22182 |  | 0.016617 |  | 0.013558 |  | 0.0013033 |  | 0.00020449 |  | 2.9255e-05 |  | 0.00010671
| 6.3077e-05 |  | 0.0001593 |  | 0 |  | 9.4043e-05 |  | 0.00018278 |  | 0.00013538 |  | 0.0003124 |  | 0.0014868 |  | 0.15325 |  | 0.14012 |  | 0.17604 |  | 0.22295 |  | 0.017091 |  | 0.01385 |  | 0.0013333 |  | 0.00021014 |  | 3.4684e-05 |  | 9.8731e-05
| 5.3014e-05 |  | 0.00016201 |  | 0 |  | 9.9806e-05 |  | 5.2633e-05 |  | 9.1103e-05 |  | 0.00031126 |  | 0.0014596 |  | 0.15279 |  | 0.13964 |  | 0.17144 |  | 0.22408 |  | 0.017708 |  | 0.01418 |  | 0.001331 |  | 0.00020382 |  | 3.3067e-05 |  | 0.00011331
| 4.3473e-05 |  | 0.00012297 |  | 0 |  | 0.00010562 |  | 0.00013758 |  | 0.00012584 |  | 0.00031126 |  | 0.0014586 |  | 0.15254 |  | 0.1394 |  | 0.16681 |  | 0.22446 |  | 0.018283 |  | 0.014614 |  | 0.0013644 |  | 0.00021123 |  | 3.2515e-05 |  | 0.00011932
| 5.4792e-05 |  | 0.00014603 |  | 0 |  | 8.0537e-05 |  | 0.00015937 |  | 0.00016512 |  | 0.00030449 |  | 0.0014572 |  | 0.15199 |  | 0.13836 |  | 0.1615 |  | 0.22408 |  | 0.018751 |  | 0.014959 |  | 0.0014069 |  | 0.00022611 |  | 4.2893e-05 |  | 0.00012127
| 5.7338e-05 |  | 0.00025565 |  | 0 |  | 8.3666e-05 |  | 0.00030514 |  | 0.00021709 |  | 0.00029582 |  | 0.0014389 |  | 0.15158 |  | 0.13741 |  | 0.15655 |  | 0.22437 |  | 0.019025 |  | 0.0153 |  | 0.001446 |  | 0.00023656 |  | 4.3881e-05 |  | 0.00013586
| 5.8991e-05 |  | 0.00022734 |  | 0 |  | 0.00010233 |  | 0.00032298 |  | 0.00020981 |  | 0.00029703 |  | 0.0014063 |  | 0.15129 |  | 0.13711 |  | 0.15182 |  | 0.22502 |  | 0.019149 |  | 0.015658 |  | 0.0015058 |  | 0.00022818 |  | 4.3975e-05 |  | 0.00013768
| 7.7857e-05 |  | 0.00012529 |  | 0 |  | 9.4648e-05 |  | 0.00010796 |  | 0.00020838 |  | 0.00030564 |  | 0.0013987 |  | 0.1509 |  | 0.13697 |  | 0.1467 |  | 0.22549 |  | 0.019633 |  | 0.016049 |  | 0.0015597 |  | 0.000226 |  | 3.9025e-05 |  | 0.00013492
| 9.4067e-05 |  | 0.00015931 |  | 0 |  | 6.6535e-05 |  | 0.00022995 |  | 0.00027622 |  | 0.00030678 |  | 0.0014028 |  | 0.15026 |  | 0.13656 |  | 0.14191 |  | 0.22613 |  | 0.020236 |  | 0.016514 |  | 0.0015897 |  | 0.00023502 |  | 3.2917e-05 |  | 0.00013585
| 0.00010316 |  | 0.00016164 |  | 0 |  | 6.9454e-05 |  | 0.00034245 |  | 0.00028326 |  | 0.0003045 |  | 0.0013829 |  | 0.14989 |  | 0.13595 |  | 0.1372 |  | 0.22653 |  | 0.020628 |  | 0.016942 |  | 0.0015909 |  | 0.00025444 |  | 2.999e-05 |  | 0.00012427
| 0.00010592 |  | 0.00014822 |  | 0 |  | 8.0818e-05 |  | 0.0002743 |  | 0.00020093 |  | 0.00029194 |  | 0.0013439 |  | 0.14949 |  | 0.13498 |  | 0.13232 |  | 0.22611 |  | 0.020966 |  | 0.017275 |  | 0.0016048 |  | 0.00025694 |  | 2.5321e-05 |  | 0.00011539
| 6.9991e-05 |  | 0.00025683 |  | 0 |  | 8.2491e-05 |  | 0.00021794 |  | 0.00013428 |  | 0.00028056 |  | 0.0013147 |  | 0.14915 |  | 0.13441 |  | 0.12759 |  | 0.2263 |  | 0.02152 |  | 0.017676 |  | 0.001645 |  | 0.00025806 |  | 2.5278e-05 |  | 0.00011597
| 4.7425e-05 |  | 0.00020944 |  | 0 |  | 9.1385e-05 |  | 0.00018625 |  | 0.00016385 |  | 0.00027827 |  | 0.0013008 |  | 0.14839 |  | 0.13416 |  | 0.12305 |  | 0.22705 |  | 0.02183 |  | 0.018157 |  | 0.0017254 |  | 0.0002764 |  | 5.1352e-05 |  | 0.00012147
| 3.878e-05 |  | 0.00012488 |  | 0 |  | 8.8278e-05 |  | 0.00014247 |  | 0.0001917 |  | 0.00026618 |  | 0.0012902 |  | 0.1478 |  | 0.13329 |  | 0.11855 |  | 0.2279 |  | 0.022395 |  | 0.018521 |  | 0.0017577 |  | 0.00028086 |  | 5.852e-05 |  | 0.00011836
| 9.3368e-05 |  | 0.00020152 |  | 0 |  | 8.1205e-05 |  | 0.00018215 |  | 0.00026997 |  | 0.00026846 |  | 0.0012936 |  | 0.14747 |  | 0.13285 |  | 0.11427 |  | 0.22805 |  | 0.023127 |  | 0.01896 |  | 0.0018232 |  | 0.000271 |  | 4.7955e-05 |  | 0.00010446
| 0.00010117 |  | 0.00024699 |  | 0 |  | 7.8492e-05 |  | 0.0002212 |  | 0.00024475 |  | 0.00028853 |  | 0.0012697 |  | 0.14692 |  | 0.1327 |  | 0.11014 |  | 0.2277 |  | 0.023771 |  | 0.019459 |  | 0.0019049 |  | 0.00028594 |  | 5.0102e-05 |  | 0.00012013
| 5.2001e-05 |  | 0.00026836 |  | 0 |  | 9.9984e-05 |  | 0.00012016 |  | 0.00020941 |  | 0.00027941 |  | 0.0012275 |  | 0.14672 |  | 0.13208 |  | 0.10609 |  | 0.2278 |  | 0.024234 |  | 0.01984 |  | 0.0019107 |  | 0.000306 |  | 4.6059e-05 |  | 0.00012495
| 6.6915e-05 |  | 0.00029617 |  | 0 |  | 0.00011105 |  | 0.00022862 |  | 0.00019806 |  | 0.00026075 |  | 0.0012175 |  | 0.14626 |  | 0.13165 |  | 0.10225 |  | 0.22823 |  | 0.024515 |  | 0.020216 |  | 0.0019153 |  | 0.00031909 |  | 4.2896e-05 |  | 0.00011005
| 6.9572e-05 |  | 0.00025689 |  | 0 |  | 9.336e-05 |  | 0.00028974 |  | 0.00015803 |  | 0.00027444 |  | 0.0012098 |  | 0.14604 |  | 0.13118 |  | 0.098417 |  | 0.22854 |  | 0.025308 |  | 0.02067 |  | 0.0020074 |  | 0.00033021 |  | 4.3634e-05 |  | 0.00010819
| 4.8735e-05 |  | 0.00024008 |  | 0 |  | 8.2302e-05 |  | 0.00023658 |  | 0.00018976 |  | 0.00027151 |  | 0.0011964 |  | 0.14564 |  | 0.13049 |  | 0.094635 |  | 0.22883 |  | 0.025853 |  | 0.021209 |  | 0.0021154 |  | 0.00031923 |  | 4.2616e-05 |  | 0.00012706
| 2.5588e-05 |  | 0.00023215 |  | 0 |  | 7.2885e-05 |  | 0.00027191 |  | 0.00020269 |  | 0.00026132 |  | 0.0011708 |  | 0.14505 |  | 0.13018 |  | 0.091066 |  | 0.22869 |  | 0.02637 |  | 0.0217 |  | 0.0020925 |  | 0.00032521 |  | 4.1109e-05 |  | 0.00011356
| 2.9343e-05 |  | 0.00014097 |  | 0 |  | 7.7661e-05 |  | 0.00027774 |  | 0.00020201 |  | 0.00026796 |  | 0.0011533 |  | 0.14458 |  | 0.12993 |  | 0.087632 |  | 0.22842 |  | 0.027204 |  | 0.022128 |  | 0.0021052 |  | 0.00034043 |  | 4.4931e-05 |  | 9.5467e-05
| 1.5803e-05 |  | 0.00012104 |  | 0 |  | 5.1286e-05 |  | 0.0002439 |  | 0.00017357 |  | 0.00026104 |  | 0.0011367 |  | 0.14416 |  | 0.1293 |  | 0.084188 |  | 0.22872 |  | 0.027804 |  | 0.022595 |  | 0.0021904 |  | 0.00035319 |  | 4.8041e-05 |  | 0.0001186
| 2.0918e-05 |  | 0.00013881 |  | 0 |  | 4.6516e-05 |  | 0.00018966 |  | 0.00012474 |  | 0.00026308 |  | 0.0010975 |  | 0.1437 |  | 0.12889 |  | 0.080867 |  | 0.22822 |  | 0.028202 |  | 0.023131 |  | 0.002241 |  | 0.00035321 |  | 4.3134e-05 |  | 0.00013845
| 4.865e-05 |  | 0.00020363 |  | 0 |  | 7.3561e-05 |  | 0.00026289 |  | 0.00015248 |  | 0.0002573 |  | 0.0010947 |  | 0.14354 |  | 0.12852 |  | 0.077832 |  | 0.22824 |  | 0.028939 |  | 0.023639 |  | 0.0023158 |  | 0.00036907 |  | 4.1774e-05 |  | 0.00012807
| 4.1798e-05 |  | 0.00015573 |  | 0 |  | 7.3565e-05 |  | 0.00029614 |  | 0.00019025 |  | 0.00025565 |  | 0.0010905 |  | 0.14327 |  | 0.12824 |  | 0.0749 |  | 0.22834 |  | 0.029876 |  | 0.024114 |  | 0.0024032 |  | 0.0003745 |  | 4.3687e-05 |  | 0.00010543
| 7.5489e-05 |  | 0.0002276 |  | 0 |  | 7.8723e-05 |  | 0.00032637 |  | 0.00025343 |  | 0.00026705 |  | 0.0011076 |  | 0.1425 |  | 0.12756 |  | 0.071892 |  | 0.22846 |  | 0.030172 |  | 0.024649 |  | 0.0024332 |  | 0.00038194 |  | 4.1563e-05 |  | 0.00011769
| 0.00012292 |  | 0.00030357 |  | 0 |  | 9.9585e-05 |  | 0.00032082 |  | 0.00031508 |  | 0.00025748 |  | 0.0011204 |  | 0.14237 |  | 0.12667 |  | 0.068884 |  | 0.22802 |  | 0.030648 |  | 0.025114 |  | 0.0024827 |  | 0.00040163 |  | 4.6512e-05 |  | 0.00013393
| 9.3096e-05 |  | 0.00016327 |  | 0 |  | 8.483e-05 |  | 0.00024739 |  | 0.00027214 |  | 0.00025285 |  | 0.0010774 |  | 0.14192 |  | 0.12622 |  | 0.066186 |  | 0.22717 |  | 0.031456 |  | 0.0256 |  | 0.0025356 |  | 0.00040773 |  | 4.8926e-05 |  | 0.00014185
| 7.1813e-05 |  | 0.00015239 |  | 0 |  | 6.3973e-05 |  | 0.00024972 |  | 0.00028313 |  | 0.00025153 |  | 0.0010753 |  | 0.14086 |  | 0.12554 |  | 0.063555 |  | 0.22644 |  | 0.032135 |  | 0.026066 |  | 0.0025898 |  | 0.00040852 |  | 5.0146e-05 |  | 0.0001246
| 7.8325e-05 |  | 0.00012892 |  | 0 |  | 7.7604e-05 |  | 0.0002176 |  | 0.00027303 |  | 0.00025033 |  | 0.0010596 |  | 0.1401 |  | 0.12492 |  | 0.060832 |  | 0.22593 |  | 0.032879 |  | 0.026528 |  | 0.0026887 |  | 0.00043047 |  | 5.841e-05 |  | 0.00010724
| 6.1344e-05 |  | 9.8665e-05 |  | 0 |  | 7.7608e-05 |  | 0.00017355 |  | 0.00020772 |  | 0.00025117 |  | 0.0010352 |  | 0.13958 |  | 0.12435 |  | 0.058397 |  | 0.22582 |  | 0.033764 |  | 0.027134 |  | 0.0027383 |  | 0.00045177 |  | 6.1392e-05 |  | 0.00012276
| 5.9888e-05 |  | 0.00014919 |  | 0 |  | 7.1076e-05 |  | 0.00014461 |  | 0.00019445 |  | 0.0002409 |  | 0.001038 |  | 0.13905 |  | 0.124 |  | 0.056142 |  | 0.22574 |  | 0.034578 |  | 0.027821 |  | 0.0027993 |  | 0.00043825 |  | 6.0898e-05 |  | 0.00013178
| 5.1745e-05 |  | 0.00020264 |  | 0 |  | 7.813e-05 |  | 9.8623e-05 |  | 0.00017521 |  | 0.00024166 |  | 0.0010067 |  | 0.13888 |  | 0.12385 |  | 0.053886 |  | 0.22582 |  | 0.035205 |  | 0.028409 |  | 0.0028523 |  | 0.00045487 |  | 6.3131e-05 |  | 0.00012543
| 4.3211e-05 |  | 0.0001872 |  | 0 |  | 9.8993e-05 |  | 0.00015864 |  | 0.0001602 |  | 0.00024745 |  | 0.00098157 |  | 0.13853 |  | 0.12311 |  | 0.051676 |  | 0.22525 |  | 0.036199 |  | 0.028982 |  | 0.0028858 |  | 0.00047652 |  | 6.0313e-05 |  | 0.00012819
| 3.622e-05 |  | 0.0002416 |  | 0 |  | 0.00010069 |  | 0.00024781 |  | 0.00015215 |  | 0.00024248 |  | 0.00096611 |  | 0.1376 |  | 0.12214 |  | 0.049426 |  | 0.2243 |  | 0.037583 |  | 0.029543 |  | 0.0029997 |  | 0.00046291 |  | 6.0822e-05 |  | 0.00012303
| 3.3741e-05 |  | 0.00026497 |  | 0 |  | 6.4989e-05 |  | 0.00013711 |  | 0.00016877 |  | 0.00024026 |  | 0.00094855 |  | 0.13696 |  | 0.1217 |  | 0.04727 |  | 0.22394 |  | 0.038293 |  | 0.030095 |  | 0.0031022 |  | 0.00046412 |  | 6.0883e-05 |  | 0.00012756
| 3.3745e-05 |  | 0.00019705 |  | 0 |  | 5.6249e-05 |  | 0.00020661 |  | 0.00016841 |  | 0.00024113 |  | 0.00093471 |  | 0.13649 |  | 0.12094 |  | 0.045309 |  | 0.22285 |  | 0.03877 |  | 0.030613 |  | 0.0031229 |  | 0.00049241 |  | 5.6939e-05 |  | 0.00014657
| 2.3533e-05 |  | 0.00018812 |  | 0 |  | 4.5378e-05 |  | 0.00032371 |  | 0.00016857 |  | 0.0002434 |  | 0.00092627 |  | 0.13611 |  | 0.12024 |  | 0.043469 |  | 0.22222 |  | 0.03979 |  | 0.031226 |  | 0.0032048 |  | 0.00050495 |  | 5.5741e-05 |  | 0.00013509
| 4.2358e-05 |  | 0.00025823 |  | 0 |  | 6.4149e-05 |  | 0.00027077 |  | 0.00015938 |  | 0.00024501 |  | 0.00092083 |  | 0.13583 |  | 0.12017 |  | 0.041646 |  | 0.22232 |  | 0.040843 |  | 0.031983 |  | 0.0032876 |  | 0.00051737 |  | 6.0625e-05 |  | 0.00011636
| 6.1858e-05 |  | 0.00032342 |  | 0 |  | 0.00010676 |  | 0.00013754 |  | 0.00015624 |  | 0.0002348 |  | 0.00091375 |  | 0.13545 |  | 0.11994 |  | 0.040048 |  | 0.22248 |  | 0.041801 |  | 0.032713 |  | 0.0033752 |  | 0.00054732 |  | 6.7297e-05 |  | 0.00014171
| 4.5426e-05 |  | 0.00023095 |  | 0 |  | 8.7991e-05 |  | 7.7756e-05 |  | 0.00016184 |  | 0.00022316 |  | 0.00089447 |  | 0.13476 |  | 0.11945 |  | 0.038529 |  | 0.22207 |  | 0.04272 |  | 0.033396 |  | 0.003434 |  | 0.0005844 |  | 6.3992e-05 |  | 0.00014823
| 2.314e-05 |  | 0.00021972 |  | 0 |  | 4.9096e-05 |  | 0.00024529 |  | 0.00016583 |  | 0.00021866 |  | 0.00086028 |  | 0.13413 |  | 0.11876 |  | 0.036849 |  | 0.22135 |  | 0.04396 |  | 0.034074 |  | 0.0034709 |  | 0.00058119 |  | 6.6688e-05 |  | 0.00012457
| 4.7366e-05 |  | 0.0001516 |  | 0 |  | 6.2616e-05 |  | 0.00033006 |  | 0.00017497 |  | 0.00022563 |  | 0.0008743 |  | 0.13406 |  | 0.11794 |  | 0.035311 |  | 0.22116 |  | 0.045305 |  | 0.03477 |  | 0.0035989 |  | 0.00056565 |  | 6.9437e-05 |  | 0.00013249
| 5.2146e-05 |  | 0.00014262 |  | 0 |  | 8.8069e-05 |  | 0.0003124 |  | 0.00012203 |  | 0.00023592 |  | 0.00086346 |  | 0.13364 |  | 0.11745 |  | 0.03385 |  | 0.22063 |  | 0.046331 |  | 0.035425 |  | 0.0036955 |  | 0.00057765 |  | 6.3008e-05 |  | 0.0001487
| 5.3148e-05 |  | 0.00025848 |  | 0 |  | 8.0072e-05 |  | 0.0003813 |  | 0.00014004 |  | 0.00024372 |  | 0.00084261 |  | 0.13283 |  | 0.11713 |  | 0.032421 |  | 0.22014 |  | 0.047116 |  | 0.036128 |  | 0.0038003 |  | 0.00058998 |  | 6.1404e-05 |  | 0.00013091
| 6.7486e-05 |  | 0.00017387 |  | 0 |  | 7.0528e-05 |  | 0.00025162 |  | 0.00019858 |  | 0.00024722 |  | 0.00084967 |  | 0.13203 |  | 0.11621 |  | 0.030971 |  | 0.21957 |  | 0.048036 |  | 0.03685 |  | 0.0039087 |  | 0.00062329 |  | 6.7867e-05 |  | 0.00011721
| 4.8851e-05 |  | 0.00012208 |  | 0 |  | 6.5014e-05 |  | 0.00019132 |  | 0.00020065 |  | 0.00024443 |  | 0.00082852 |  | 0.13139 |  | 0.11543 |  | 0.029602 |  | 0.2184 |  | 0.049363 |  | 0.037606 |  | 0.0039928 |  | 0.0006507 |  | 7.143e-05 |  | 0.00014328
| 4.766e-05 |  | 0.00013435 |  | 0 |  | 9.2264e-05 |  | 0.00029116 |  | 0.00021952 |  | 0.00023651 |  | 0.00082545 |  | 0.1311 |  | 0.11537 |  | 0.028425 |  | 0.21824 |  | 0.050708 |  | 0.038451 |  | 0.0041034 |  | 0.00066253 |  | 7.6642e-05 |  | 0.00014807
| 2.8714e-05 |  | 0.00016151 |  | 0 |  | 9.4674e-05 |  | 0.00026719 |  | 0.00022525 |  | 0.00023108 |  | 0.00081472 |  | 0.1305 |  | 0.11495 |  | 0.027325 |  | 0.21811 |  | 0.051808 |  | 0.03919 |  | 0.0041588 |  | 0.00065964 |  | 7.3166e-05 |  | 0.00015356
| 3.068e-05 |  | 0.00016437 |  | 0 |  | 5.5406e-05 |  | 0.00031047 |  | 0.0002234 |  | 0.00022766 |  | 0.00080003 |  | 0.13026 |  | 0.11451 |  | 0.026221 |  | 0.21768 |  | 0.053147 |  | 0.039957 |  | 0.0042429 |  | 0.0006634 |  | 6.73e-05 |  | 0.00014332
| 6.7341e-05 |  | 0.00013965 |  | 0 |  | 5.4191e-05 |  | 0.00037473 |  | 0.00016938 |  | 0.00022658 |  | 0.00079274 |  | 0.13017 |  | 0.11411 |  | 0.025185 |  | 0.21764 |  | 0.054559 |  | 0.040883 |  | 0.0043489 |  | 0.00069864 |  | 6.6719e-05 |  | 0.0001206
| 5.7504e-05 |  | 0.00014214 |  | 0 |  | 8.6471e-05 |  | 0.00034626 |  | 0.00013495 |  | 0.00022436 |  | 0.00079726 |  | 0.12994 |  | 0.11335 |  | 0.024224 |  | 0.21726 |  | 0.055963 |  | 0.041785 |  | 0.0045078 |  | 0.00072357 |  | 7.396e-05 |  | 0.00013057
| 2.9378e-05 |  | 0.00025321 |  | 0 |  | 8.5287e-05 |  | 0.00029053 |  | 0.00020344 |  | 0.00022266 |  | 0.00079411 |  | 0.12957 |  | 0.1128 |  | 0.023231 |  | 0.21623 |  | 0.057417 |  | 0.042578 |  | 0.004629 |  | 0.00074185 |  | 8.5377e-05 |  | 0.00013391
| 3.9509e-05 |  | 0.00022996 |  | 0 |  | 9.0724e-05 |  | 0.00038361 |  | 0.0001993 |  | 0.00021928 |  | 0.00075801 |  | 0.12869 |  | 0.1122 |  | 0.022244 |  | 0.2151 |  | 0.058725 |  | 0.0434 |  | 0.0046635 |  | 0.00075603 |  | 8.48e-05 |  | 0.00012289
| 6.2373e-05 |  | 0.00015723 |  | 0 |  | 0.00011192 |  | 0.00029801 |  | 0.00020788 |  | 0.00021553 |  | 0.0007449 |  | 0.12813 |  | 0.11188 |  | 0.021335 |  | 0.21442 |  | 0.059977 |  | 0.044287 |  | 0.0047824 |  | 0.0007558 |  | 8.1238e-05 |  | 0.0001361
| 5.6186e-05 |  | 0.00017661 |  | 0 |  | 9.8129e-05 |  | 0.00012537 |  | 0.00022915 |  | 0.00022125 |  | 0.0007421 |  | 0.12787 |  | 0.11148 |  | 0.020465 |  | 0.21369 |  | 0.061349 |  | 0.045193 |  | 0.0049207 |  | 0.00076317 |  | 8.6911e-05 |  | 0.00017276
| 7.2443e-05 |  | 0.00014575 |  | 0 |  | 7.6945e-05 |  | 0.00028566 |  | 0.0001708 |  | 0.00022041 |  | 0.0007348 |  | 0.12742 |  | 0.11084 |  | 0.019577 |  | 0.2133 |  | 0.062983 |  | 0.046125 |  | 0.0050198 |  | 0.00076685 |  | 8.9363e-05 |  | 0.00016032
| 4.7119e-05 |  | 0.00018861 |  | 0 |  | 6.3851e-05 |  | 0.00026427 |  | 0.00012345 |  | 0.00021128 |  | 0.00070854 |  | 0.12665 |  | 0.11042 |  | 0.018768 |  | 0.21259 |  | 0.064554 |  | 0.047044 |  | 0.0051156 |  | 0.00078537 |  | 8.6706e-05 |  | 0.00013433
| 3.8101e-05 |  | 0.00024869 |  | 0 |  | 6.3854e-05 |  | 0.00021863 |  | 0.00010044 |  | 0.00021166 |  | 0.00068678 |  | 0.1255 |  | 0.10975 |  | 0.018005 |  | 0.2114 |  | 0.066284 |  | 0.0479 |  | 0.0052389 |  | 0.00081949 |  | 9.1757e-05 |  | 0.0001243
| 7.2356e-05 |  | 0.00017656 |  | 0 |  | 6.7887e-05 |  | 0.00035252 |  | 0.00010511 |  | 0.00020936 |  | 0.00069221 |  | 0.12513 |  | 0.10912 |  | 0.017361 |  | 0.21088 |  | 0.067899 |  | 0.048912 |  | 0.0053772 |  | 0.00082901 |  | 8.8464e-05 |  | 0.0001281
| 1.5011e-05 |  | 0.00020211 |  | 0 |  | 6.789e-05 |  | 0.0001712 |  | 0.00013836 |  | 0.00020566 |  | 0.00068625 |  | 0.12573 |  | 0.10915 |  | 0.016724 |  | 0.21077 |  | 0.069417 |  | 0.05009 |  | 0.0055432 |  | 0.00084699 |  | 8.7527e-05 |  | 0.00013957
| 1.13e-05 |  | 0.00028999 |  | 0 |  | 7.2424e-05 |  | 0.00013617 |  | 0.00013751 |  | 0.0002148 |  | 0.00069819 |  | 0.12512 |  | 0.10827 |  | 0.015977 |  | 0.2091 |  | 0.070856 |  | 0.050875 |  | 0.0056587 |  | 0.00088345 |  | 8.8815e-05 |  | 0.00014937
| 6.0544e-05 |  | 0.00021967 |  | 0 |  | 7.2428e-05 |  | 0.00037332 |  | 0.00016647 |  | 0.0002091 |  | 0.00070574 |  | 0.1243 |  | 0.10777 |  | 0.015379 |  | 0.20824 |  | 0.071812 |  | 0.051963 |  | 0.0057427 |  | 0.00091703 |  | 8.8091e-05 |  | 0.00016151
| 6.3037e-05 |  | 0.00024559 |  | 0 |  | 0.00012116 |  | 0.0003677 |  | 0.00020487 |  | 0.00020566 |  | 0.00068626 |  | 0.12464 |  | 0.10839 |  | 0.014853 |  | 0.20842 |  | 0.073668 |  | 0.053373 |  | 0.0059458 |  | 0.00094151 |  | 8.987e-05 |  | 0.00015216
| 7.3438e-05 |  | 0.00028543 |  | 0 |  | 0.00012953 |  | 0.00032415 |  | 0.00020042 |  | 0.00020021 |  | 0.00068219 |  | 0.12428 |  | 0.10753 |  | 0.014218 |  | 0.20633 |  | 0.075953 |  | 0.054208 |  | 0.0060451 |  | 0.00094341 |  | 9.2628e-05 |  | 0.00014667
| 4.1205e-05 |  | 0.00022143 |  | 0 |  | 7.4845e-05 |  | 0.00028155 |  | 0.00015469 |  | 0.00018872 |  | 0.00068248 |  | 0.12388 |  | 0.10708 |  | 0.013655 |  | 0.20557 |  | 0.077447 |  | 0.0553 |  | 0.0061869 |  | 0.00095814 |  | 0.00010342 |  | 0.00014532
| 2.076e-05 |  | 0.00015867 |  | 0 |  | 6.6486e-05 |  | 0.00014968 |  | 0.00014691 |  | 0.00019232 |  | 0.00067496 |  | 0.12369 |  | 0.10688 |  | 0.013153 |  | 0.20535 |  | 0.079065 |  | 0.056589 |  | 0.006445 |  | 0.00097899 |  | 0.00010733 |  | 0.00013618
| 3.3446e-05 |  | 0.00010712 |  | 0 |  | 7.4699e-05 |  | 0.00013043 |  | 0.00015843 |  | 0.00020033 |  | 0.0006596 |  | 0.12217 |  | 0.10562 |  | 0.012606 |  | 0.20318 |  | 0.081142 |  | 0.057391 |  | 0.0065558 |  | 0.00099474 |  | 0.00010026 |  | 0.00014753
| 1.3347e-06 |  | 0.00017517 |  | 0 |  | 7.4703e-05 |  | 0.00013256 |  | 0.00014758 |  | 0.00020201 |  | 0.00063142 |  | 0.12101 |  | 0.10461 |  | 0.012051 |  | 0.20204 |  | 0.083248 |  | 0.058293 |  | 0.0066574 |  | 0.0010302 |  | 9.8012e-05 |  | 0.00016896
| -1.3926e-05 |  | 0.00024692 |  | 0 |  | 8.0885e-05 |  | 0.00024927 |  | 0.00015741 |  | 0.00019739 |  | 0.00062766 |  | 0.12206 |  | 0.10502 |  | 0.011666 |  | 0.20284 |  | 0.085502 |  | 0.059872 |  | 0.0068353 |  | 0.0010649 |  | 0.00010684 |  | 0.00017498
| 3.1751e-05 |  | 0.00017371 |  | 0 |  | 8.0889e-05 |  | 0.0003718 |  | 0.00017982 |  | 0.00020514 |  | 0.00062043 |  | 0.12162 |  | 0.1046 |  | 0.011258 |  | 0.20164 |  | 0.087514 |  | 0.061058 |  | 0.0069665 |  | 0.0010647 |  | 0.00010785 |  | 0.00016847
| 6.1115e-05 |  | 0.00012154 |  | 0 |  | 8.9268e-05 |  | 0.00027994 |  | 0.00016525 |  | 0.00020623 |  | 0.00061377 |  | 0.12051 |  | 0.10347 |  | 0.010743 |  | 0.19935 |  | 0.089651 |  | 0.061961 |  | 0.0071295 |  | 0.0010625 |  | 0.00010481 |  | 0.00015646
| -8.8839e-06 |  | 0.00014541 |  | 0 |  | 8.9272e-05 |  | 0.00023191 |  | 0.00011326 |  | 0.00019198 |  | 0.00059881 |  | 0.12041 |  | 0.10351 |  | 0.010366 |  | 0.19959 |  | 0.091813 |  | 0.063489 |  | 0.0073543 |  | 0.0011309 |  | 0.00010834 |  | 0.00015434
| 2.0567e-05 |  | 0.00022794 |  | 0 |  | 6.1556e-05 |  | 0.00023969 |  | 0.00016994 |  | 0.0001977 |  | 0.00059956 |  | 0.11989 |  | 0.10358 |  | 0.010056 |  | 0.20017 |  | 0.093402 |  | 0.065068 |  | 0.0075132 |  | 0.0011753 |  | 0.00011386 |  | 0.00014508
| 6.4516e-05 |  | 0.00026865 |  | 0 |  | 6.1559e-05 |  | 0.00024318 |  | 0.00017691 |  | 0.00020623 |  | 0.00058634 |  | 0.11895 |  | 0.10269 |  | 0.0096286 |  | 0.19812 |  | 0.09571 |  | 0.066146 |  | 0.0076428 |  | 0.0011579 |  | 0.00011849 |  | 0.00015691
| 2.9109e-05 |  | 0.00024165 |  | 0 |  | 0.00011098 |  | 0.00033315 |  | 0.00014974 |  | 0.00020516 |  | 0.00058464 |  | 0.11855 |  | 0.10213 |  | 0.0092456 |  | 0.19674 |  | 0.098137 |  | 0.067348 |  | 0.0078482 |  | 0.001171 |  | 0.00012237 |  | 0.00014848
| 4.3434e-05 |  | 0.00024349 |  | 0 |  | 0.00011098 |  | 0.00029124 |  | 0.00018651 |  | 0.00020703 |  | 0.00060949 |  | 0.11841 |  | 0.10215 |  | 0.0089322 |  | 0.19626 |  | 0.099836 |  | 0.06883 |  | 0.0080688 |  | 0.0012195 |  | 0.00012581 |  | 0.00010581
| 6.0739e-05 |  | 0.00024348 |  | 0 |  | 7.6505e-05 |  | 8.9954e-05 |  | 0.00017148 |  | 0.00020594 |  | 0.00060179 |  | 0.11685 |  | 0.10084 |  | 0.0085311 |  | 0.19365 |  | 0.10228 |  | 0.069716 |  | 0.0081748 |  | 0.0012495 |  | 0.00012947 |  | 0.00019289
| 5.4004e-05 |  | 0.00016372 |  | 0 |  | 7.6509e-05 |  | 0.00011355 |  | 0.0001501 |  | 0.00019912 |  | 0.00059418 |  | 0.11656 |  | 0.10009 |  | 0.0082334 |  | 0.1925 |  | 0.10503 |  | 0.071014 |  | 0.0083997 |  | 0.0012858 |  | 0.00013489 |  | 0.00022835
| 2.5255e-05 |  | 0.00010963 |  | 0 |  | 8.6351e-05 |  | 0.00017518 |  | 0.00014937 |  | 0.00018768 |  | 0.00057516 |  | 0.11687 |  | 0.10023 |  | 0.0080013 |  | 0.19293 |  | 0.1073 |  | 0.073023 |  | 0.0086608 |  | 0.0013178 |  | 0.00013789 |  | 0.00016511
| 1.7736e-05 |  | 4.2213e-05 |  | 0 |  | 8.6356e-05 |  | 0.00026732 |  | 0.00013931 |  | 0.00018652 |  | 0.00056094 |  | 0.11673 |  | 0.10006 |  | 0.0077267 |  | 0.1924 |  | 0.10998 |  | 0.074727 |  | 0.0088082 |  | 0.001325 |  | 0.00013441 |  | 0.00017145
| 2.9593e-05 |  | 7.9423e-05 |  | 0 |  | 8.0765e-05 |  | 0.00033223 |  | 0.00013091 |  | 0.00019682 |  | 0.00056077 |  | 0.11622 |  | 0.099463 |  | 0.0074263 |  | 0.19115 |  | 0.11247 |  | 0.07598 |  | 0.0089656 |  | 0.001341 |  | 0.00014155 |  | 0.00018054
| 4.982e-05 |  | 0.00018629 |  | 0 |  | 8.0769e-05 |  | 0.00029689 |  | 0.00011646 |  | 0.00019619 |  | 0.00053854 |  | 0.11515 |  | 0.098589 |  | 0.0071521 |  | 0.1897 |  | 0.11524 |  | 0.077284 |  | 0.0091676 |  | 0.0013868 |  | 0.00014115 |  | 0.00017413
| 5.7947e-05 |  | 0.00010236 |  | 0 |  | 9.6846e-05 |  | 0.00035064 |  | 0.00017056 |  | 0.00020763 |  | 0.00052683 |  | 0.11507 |  | 0.098246 |  | 0.0069175 |  | 0.18877 |  | 0.11799 |  | 0.078837 |  | 0.0093662 |  | 0.0014215 |  | 0.00013555 |  | 0.00016238
| 6.0282e-05 |  | 9.3247e-05 |  | 0 |  | 9.6851e-05 |  | 0.00039494 |  | 0.00012262 |  | 0.00021159 |  | 0.00052621 |  | 0.11456 |  | 0.097899 |  | 0.0066204 |  | 0.18831 |  | 0.12011 |  | 0.080554 |  | 0.0095901 |  | 0.0014538 |  | 0.00015094 |  | 0.00018197
| 4.209e-05 |  | 0.00023572 |  | 0 |  | 9.262e-05 |  | 0.00025979 |  | 0.00010066 |  | 0.00020702 |  | 0.00052757 |  | 0.11402 |  | 0.097724 |  | 0.006379 |  | 0.18819 |  | 0.12327 |  | 0.082593 |  | 0.0098878 |  | 0.0015169 |  | 0.00015567 |  | 0.00018352
| 2.4633e-05 |  | 0.00035791 |  | 0 |  | 9.2625e-05 |  | 1.3415e-05 |  | 0.00014623 |  | 0.00020891 |  | 0.00052926 |  | 0.11389 |  | 0.097103 |  | 0.0061264 |  | 0.18687 |  | 0.12697 |  | 0.084161 |  | 0.010099 |  | 0.00153 |  | 0.00015017 |  | 0.00017887
| 2.9992e-05 |  | 0.00032292 |  | 0 |  | 4.5751e-05 |  | 5.3861e-05 |  | 0.0001737 |  | 0.00019861 |  | 0.00054576 |  | 0.11308 |  | 0.096345 |  | 0.0058631 |  | 0.18523 |  | 0.12974 |  | 0.085463 |  | 0.01028 |  | 0.0015604 |  | 0.00016177 |  | 0.0001815
| 7.1185e-07 |  | 0.00015647 |  | 0 |  | 4.5753e-05 |  | 0.00015392 |  | 0.00019879 |  | 0.00018955 |  | 0.00055694 |  | 0.11274 |  | 0.095976 |  | 0.0057126 |  | 0.18427 |  | 0.13217 |  | 0.087239 |  | 0.01053 |  | 0.0016111 |  | 0.00016174 |  | 0.00017582
| 1.0594e-05 |  | 8.0859e-05 |  | 0 |  | 6.3341e-05 |  | 0.00014094 |  | 0.00015834 |  | 0.00017806 |  | 0.00051743 |  | 0.11252 |  | 0.095796 |  | 0.0055189 |  | 0.18387 |  | 0.1352 |  | 0.08924 |  | 0.010832 |  | 0.0016426 |  | 0.00016642 |  | 0.0001757
| 6.4889e-05 |  | 0.00015078 |  | 0 |  | 6.3344e-05 |  | 0.00015557 |  | 0.0001768 |  | 0.00017512 |  | 0.00052364 |  | 0.11166 |  | 0.095483 |  | 0.0052981 |  | 0.18344 |  | 0.13878 |  | 0.091105 |  | 0.011082 |  | 0.0016958 |  | 0.00016783 |  | 0.00017198
| 7.4057e-05 |  | 0.00023881 |  | 0 |  | 7.1345e-05 |  | 0.0001906 |  | 0.00017399 |  | 0.00017741 |  | 0.00050858 |  | 0.11091 |  | 0.094505 |  | 0.0051005 |  | 0.18141 |  | 0.14213 |  | 0.09287 |  | 0.011284 |  | 0.0017157 |  | 0.00016894 |  | 0.00016684
| 4.9234e-05 |  | 0.00029376 |  | 0 |  | 7.1349e-05 |  | 0.00032137 |  | 0.00017311 |  | 0.0001832 |  | 0.00045947 |  | 0.11058 |  | 0.093984 |  | 0.0049259 |  | 0.18029 |  | 0.14541 |  | 0.094705 |  | 0.011536 |  | 0.0017324 |  | 0.00018046 |  | 0.0001669
| 5.2769e-05 |  | 0.00028138 |  | 0 |  | 8.7074e-05 |  | 0.00034601 |  | 0.00020154 |  | 0.00020262 |  | 0.00047527 |  | 0.11006 |  | 0.093761 |  | 0.0048028 |  | 0.17974 |  | 0.14831 |  | 0.096511 |  | 0.011833 |  | 0.0017907 |  | 0.00018388 |  | 0.00017853
| 2.8305e-05 |  | 0.000221 |  | 0 |  | 8.7078e-05 |  | 0.00025273 |  | 0.00016567 |  | 0.0002021 |  | 0.00048063 |  | 0.10966 |  | 0.093391 |  | 0.0046079 |  | 0.17872 |  | 0.15014 |  | 0.098392 |  | 0.012112 |  | 0.0018522 |  | 0.00018234 |  | 0.0001904
| 4.1791e-05 |  | 0.00023557 |  | 0 |  | 7.2135e-05 |  | 0.00026594 |  | 0.00014071 |  | 0.00018383 |  | 0.00047456 |  | 0.10912 |  | 0.092887 |  | 0.0044239 |  | 0.178 |  | 0.15332 |  | 0.10051 |  | 0.012412 |  | 0.0018797 |  | 0.00019163 |  | 0.0001821
| 2.8214e-05 |  | 0.00023609 |  | 0 |  | 7.2139e-05 |  | 0.00018142 |  | 0.00015921 |  | 0.00018668 |  | 0.00048087 |  | 0.10938 |  | 0.092954 |  | 0.0043338 |  | 0.17791 |  | 0.1572 |  | 0.10331 |  | 0.0128 |  | 0.0019062 |  | 0.00019616 |  | 0.00018251
| -1.5703e-06 |  | 0.00022147 |  | 0 |  | 6.608e-05 |  | 0.00017522 |  | 0.00015602 |  | 0.00018782 |  | 0.00046934 |  | 0.1096 |  | 0.092547 |  | 0.0041593 |  | 0.17704 |  | 0.16031 |  | 0.10571 |  | 0.013164 |  | 0.0019635 |  | 0.00019152 |  | 0.00019496
| 1.9373e-05 |  | 0.00020978 |  | 0 |  | 6.6083e-05 |  | 0.00038239 |  | 0.00011982 |  | 0.00017381 |  | 0.00046737 |  | 0.10834 |  | 0.091598 |  | 0.0039754 |  | 0.17503 |  | 0.16345 |  | 0.10721 |  | 0.013371 |  | 0.0020142 |  | 0.0001975 |  | 0.00018665
| 2.4259e-05 |  | 0.00020189 |  | 0 |  | 6.7771e-05 |  | 0.00036236 |  | 0.00011507 |  | 0.00017037 |  | 0.0004824 |  | 0.10787 |  | 0.091346 |  | 0.0038569 |  | 0.17405 |  | 0.16664 |  | 0.10923 |  | 0.013619 |  | 0.0020415 |  | 0.00020329 |  | 0.00019045
| 3.4999e-05 |  | 0.00020885 |  | 0 |  | 6.7775e-05 |  | 0.00016404 |  | 0.000117 |  | 0.00017747 |  | 0.00047056 |  | 0.10801 |  | 0.091151 |  | 0.0036983 |  | 0.17364 |  | 0.16997 |  | 0.11177 |  | 0.013914 |  | 0.0020959 |  | 0.00020364 |  | 0.00020849
| 3.4332e-05 |  | 0.000137 |  | 0 |  | 7.2957e-05 |  | 0.00010261 |  | 0.00010321 |  | 0.00018893 |  | 0.00044694 |  | 0.1078 |  | 0.090847 |  | 0.0035248 |  | 0.17283 |  | 0.1731 |  | 0.11412 |  | 0.014219 |  | 0.0021445 |  | 0.00020126 |  | 0.0002009
| 1.753e-06 |  | 5.2401e-05 |  | 0 |  | 7.2961e-05 |  | 6.075e-05 |  | 7.2064e-05 |  | 0.00018682 |  | 0.00042406 |  | 0.1079 |  | 0.09055 |  | 0.0034011 |  | 0.17229 |  | 0.17592 |  | 0.11661 |  | 0.014619 |  | 0.0021838 |  | 0.00020526 |  | 0.00017779
| 1.4918e-06 |  | 5.6382e-05 |  | 0 |  | 0.00011775 |  | 0.00010266 |  | 6.8634e-05 |  | 0.00018339 |  | 0.00043802 |  | 0.10753 |  | 0.08988 |  | 0.0033384 |  | 0.17143 |  | 0.17859 |  | 0.1189 |  | 0.014941 |  | 0.0022349 |  | 0.00021336 |  | 0.0001832
| 4.6053e-05 |  | 0.00011342 |  | 0 |  | 0.00011965 |  | 0.0001973 |  | 0.00011724 |  | 0.00019236 |  | 0.00043401 |  | 0.10691 |  | 0.08932 |  | 0.0032416 |  | 0.16977 |  | 0.18185 |  | 0.12089 |  | 0.015205 |  | 0.0022658 |  | 0.00021408 |  | 0.00020329
| 7.1095e-06 |  | 0.00024559 |  | 0 |  | 9.47e-05 |  | 0.00020881 |  | 0.00011099 |  | 0.00018779 |  | 0.00041538 |  | 0.10624 |  | 0.089414 |  | 0.0031125 |  | 0.16851 |  | 0.18571 |  | 0.1232 |  | 0.015435 |  | 0.0023253 |  | 0.00022222 |  | 0.00021452
| 1.6793e-05 |  | 0.00021391 |  | 0 |  | 9.2814e-05 |  | 0.00021318 |  | 0.00014026 |  | 0.00016867 |  | 0.00043365 |  | 0.10566 |  | 0.08889 |  | 0.0029664 |  | 0.16822 |  | 0.19006 |  | 0.12576 |  | 0.015783 |  | 0.0023998 |  | 0.0002236 |  | 0.00021799
| 5.9714e-05 |  | 0.00013733 |  | 0 |  | 8.9366e-05 |  | 0.00026419 |  | 0.00020306 |  | 0.00017091 |  | 0.00044345 |  | 0.10551 |  | 0.088327 |  | 0.0028262 |  | 0.16797 |  | 0.19309 |  | 0.12864 |  | 0.016303 |  | 0.0024579 |  | 0.00022249 |  | 0.00021251
| 4.9849e-05 |  | 0.00020753 |  | 0 |  | 8.937e-05 |  | 0.00023252 |  | 0.00013233 |  | 0.00017924 |  | 0.00041826 |  | 0.10544 |  | 0.088126 |  | 0.0027794 |  | 0.16663 |  | 0.19543 |  | 0.13154 |  | 0.016648 |  | 0.0025184 |  | 0.00022888 |  | 0.00021854
| 2.9753e-05 |  | 0.00018777 |  | 0 |  | 0.00011139 |  | 0.00021773 |  | 8.4084e-05 |  | 0.00017007 |  | 0.00039711 |  | 0.10461 |  | 0.087162 |  | 0.0026989 |  | 0.16414 |  | 0.19908 |  | 0.13321 |  | 0.016781 |  | 0.0025749 |  | 0.00022889 |  | 0.00021909
| 1.897e-05 |  | 0.00016651 |  | 0 |  | 0.0001114 |  | 0.00023073 |  | 0.00012016 |  | 0.00017714 |  | 0.00038658 |  | 0.10333 |  | 0.086464 |  | 0.0025716 |  | 0.16264 |  | 0.20208 |  | 0.13515 |  | 0.017149 |  | 0.0026382 |  | 0.00023085 |  | 0.0002245
| 5.8292e-05 |  | 0.00024597 |  | 0 |  | 8.0269e-05 |  | 0.00021037 |  | 0.000148 |  | 0.00011166 |  | 0.00039092 |  | 0.10374 |  | 0.086628 |  | 0.0025011 |  | 0.1631 |  | 0.2041 |  | 0.13861 |  | 0.0177 |  | 0.0026985 |  | 0.000247 |  | 0.00022503
| 2.8562e-05 |  | 0.00021549 |  | 0 |  | 8.0273e-05 |  | 0.00028152 |  | 0.00010362 |  | 0.00017966 |  | 0.00038513 |  | 0.10405 |  | 0.086253 |  | 0.0024067 |  | 0.16319 |  | 0.20687 |  | 0.14195 |  | 0.0181 |  | 0.0027513 |  | 0.00025144 |  | 0.00021789
| 1.7425e-05 |  | 3.9161e-05 |  | 0 |  | 0.00010713 |  | 0.00020308 |  | 0.00010462 |  | 0.00017666 |  | 0.00039644 |  | 0.10347 |  | 0.085696 |  | 0.0022937 |  | 0.1622 |  | 0.2095 |  | 0.14455 |  | 0.01851 |  | 0.0028319 |  | 0.00024797 |  | 0.00022817
| 4.7525e-05 |  | 8.4473e-05 |  | 0 |  | 0.00010713 |  | 0.0002046 |  | 8.4021e-05 |  | 0.00018009 |  | 0.00039798 |  | 0.10321 |  | 0.085335 |  | 0.0022296 |  | 0.16143 |  | 0.21181 |  | 0.14746 |  | 0.018983 |  | 0.0028883 |  | 0.00026673 |  | 0.00023611
| 9.8189e-05 |  | 0.00022029 |  | 0 |  | 0.00010025 |  | 0.00028794 |  | 5.8623e-05 |  | 0.00017975 |  | 0.00037799 |  | 0.10261 |  | 0.084808 |  | 0.0021725 |  | 0.15991 |  | 0.21396 |  | 0.15008 |  | 0.019453 |  | 0.0029427 |  | 0.00027831 |  | 0.00024748
| 8.4152e-05 |  | 0.00015241 |  | 0 |  | 0.00010025 |  | 0.00020886 |  | 6.0673e-05 |  | 0.00018559 |  | 0.0003746 |  | 0.1024 |  | 0.084914 |  | 0.0021102 |  | 0.1592 |  | 0.21636 |  | 0.1533 |  | 0.019827 |  | 0.0030409 |  | 0.00026685 |  | 0.00023201
| 4.3496e-05 |  | 0.0001693 |  | 0 |  | 9.7664e-05 |  | 0.00023047 |  | 4.2129e-05 |  | 0.00019101 |  | 0.00039544 |  | 0.10159 |  | 0.084581 |  | 0.002022 |  | 0.15807 |  | 0.21803 |  | 0.15571 |  | 0.020185 |  | 0.0031151 |  | 0.00027503 |  | 0.00023683
| 3.6161e-05 |  | 0.00013722 |  | 0 |  | 9.7668e-05 |  | 0.00030265 |  | 7.7387e-05 |  | 0.00017611 |  | 0.00039798 |  | 0.10102 |  | 0.084164 |  | 0.0019548 |  | 0.15684 |  | 0.21939 |  | 0.15832 |  | 0.020688 |  | 0.0031578 |  | 0.0002843 |  | 0.00024337
| 2.0706e-06 |  | 4.9228e-05 |  | 0 |  | 7.2264e-05 |  | 0.00026999 |  | 0.00013967 |  | 0.00016419 |  | 0.00038637 |  | 0.10102 |  | 0.083474 |  | 0.0018835 |  | 0.15644 |  | 0.22185 |  | 0.16165 |  | 0.02117 |  | 0.0032138 |  | 0.00028089 |  | 0.00025064
| 2.5064e-05 |  | 0.00010161 |  | 0 |  | 7.2267e-05 |  | 0.00030314 |  | 0.00017934 |  | 0.00016992 |  | 0.00038491 |  | 0.099976 |  | 0.082649 |  | 0.0017886 |  | 0.15512 |  | 0.22279 |  | 0.16422 |  | 0.021654 |  | 0.003298 |  | 0.00028755 |  | 0.00025729
| 7.0207e-05 |  | 8.0269e-05 |  | 0 |  | 6.0078e-05 |  | 0.0003097 |  | 0.00013978 |  | 0.00018316 |  | 0.00036916 |  | 0.099281 |  | 0.082515 |  | 0.0017395 |  | 0.15394 |  | 0.22321 |  | 0.16699 |  | 0.022068 |  | 0.0033822 |  | 0.00029095 |  | 0.00023689
| 4.9001e-05 |  | 0.00017917 |  | 0 |  | 6.0081e-05 |  | 0.00025651 |  | 9.4947e-05 |  | 0.00017858 |  | 0.00035177 |  | 0.099439 |  | 0.082166 |  | 0.0016842 |  | 0.15365 |  | 0.2241 |  | 0.17041 |  | 0.022583 |  | 0.0034517 |  | 0.00029384 |  | 0.00025722
| -5.248e-06 |  | 0.00022133 |  | 0 |  | 8.9436e-05 |  | 0.0002945 |  | 7.1037e-05 |  | 0.0001655 |  | 0.00033237 |  | 0.09974 |  | 0.082129 |  | 0.0016238 |  | 0.15354 |  | 0.22428 |  | 0.17431 |  | 0.023228 |  | 0.0035522 |  | 0.00029972 |  | 0.00027352
| 8.0403e-06 |  | 0.00018567 |  | 0 |  | 8.944e-05 |  | 0.00022336 |  | 5.5884e-05 |  | 0.00016784 |  | 0.00034919 |  | 0.099022 |  | 0.081778 |  | 0.0015581 |  | 0.15262 |  | 0.22428 |  | 0.17715 |  | 0.023657 |  | 0.0036454 |  | 0.00030542 |  | 0.00027629
| 3.8773e-05 |  | 0.00020556 |  | 0 |  | 7.6993e-05 |  | 0.00023112 |  | 5.9047e-05 |  | 0.00017417 |  | 0.00035199 |  | 0.098251 |  | 0.081222 |  | 0.0014985 |  | 0.15165 |  | 0.22475 |  | 0.17961 |  | 0.024022 |  | 0.003716 |  | 0.00032277 |  | 0.00028291
| 3.999e-05 |  | 0.00023892 |  | 0 |  | 7.6997e-05 |  | 0.00028349 |  | 0.00012295 |  | 0.00017422 |  | 0.00034674 |  | 0.098995 |  | 0.081248 |  | 0.0014609 |  | 0.15194 |  | 0.22477 |  | 0.18385 |  | 0.024848 |  | 0.0037892 |  | 0.00033462 |  | 0.00027164
| 2.9127e-05 |  | 0.00027056 |  | 0 |  | 7.8372e-05 |  | 0.00023055 |  | 0.00013137 |  | 0.00017109 |  | 0.00035839 |  | 0.098985 |  | 0.080808 |  | 0.0014159 |  | 0.15153 |  | 0.22441 |  | 0.18754 |  | 0.025744 |  | 0.0038646 |  | 0.00033578 |  | 0.00026715
| 2.2219e-05 |  | 0.00017596 |  | 0 |  | 7.8376e-05 |  | 0.00025286 |  | 8.7336e-05 |  | 0.00017224 |  | 0.00037053 |  | 0.097277 |  | 0.0799 |  | 0.0013927 |  | 0.14978 |  | 0.22394 |  | 0.18955 |  | 0.025996 |  | 0.0039588 |  | 0.00034397 |  | 0.00029752
| 2.9186e-05 |  | 0.00021771 |  | 0 |  | 6.8213e-05 |  | 0.00022464 |  | 9.895e-05 |  | 0.00017357 |  | 0.0003559 |  | 0.096938 |  | 0.079536 |  | 0.0013569 |  | 0.14924 |  | 0.22271 |  | 0.1925 |  | 0.026454 |  | 0.0040424 |  | 0.00034976 |  | 0.00030811
| -1.2479e-05 |  | 0.00032919 |  | 0 |  | 6.8216e-05 |  | 0.00014531 |  | 6.6517e-05 |  | 0.00017582 |  | 0.00032 |  | 0.097249 |  | 0.078922 |  | 0.0012633 |  | 0.14843 |  | 0.22119 |  | 0.19537 |  | 0.027047 |  | 0.0041385 |  | 0.0003705 |  | 0.00030538
| -2.0405e-06 |  | 0.00026942 |  | 0 |  | 6.2242e-05 |  | 0.0002416 |  | 4.9589e-05 |  | 0.00017914 |  | 0.00030764 |  | 0.096847 |  | 0.078913 |  | 0.0012294 |  | 0.14759 |  | 0.21949 |  | 0.19878 |  | 0.027552 |  | 0.0042379 |  | 0.00038113 |  | 0.00030918
| 9.3519e-06 |  | 0.00018888 |  | 0 |  | 7.5745e-05 |  | 0.00025408 |  | 9.5442e-05 |  | 0.00016541 |  | 0.0003318 |  | 0.096284 |  | 0.078734 |  | 0.0011949 |  | 0.14735 |  | 0.21713 |  | 0.20212 |  | 0.028186 |  | 0.004351 |  | 0.00037177 |  | 0.00029382
| -4.7239e-05 |  | 0.0001798 |  | 0 |  | 8.4413e-05 |  | 0.00014808 |  | 7.0914e-05 |  | 0.00015449 |  | 0.00032126 |  | 0.09584 |  | 0.077988 |  | 0.001131 |  | 0.14591 |  | 0.21459 |  | 0.20392 |  | 0.028655 |  | 0.0044728 |  | 0.0003764 |  | 0.00028202
| 3.4927e-06 |  | 0.00019358 |  | 0 |  | 7.0916e-05 |  | 0.0002568 |  | 0.00013029 |  | 0.00015798 |  | 0.00031859 |  | 0.095456 |  | 0.07743 |  | 0.0011437 |  | 0.14498 |  | 0.21222 |  | 0.20606 |  | 0.029329 |  | 0.0045512 |  | 0.00038113 |  | 0.00030557
| 3.4672e-05 |  | 0.00023193 |  | 0 |  | 7.373e-05 |  | 0.00025187 |  | 0.00021615 |  | 0.00016919 |  | 0.00036004 |  | 0.094544 |  | 0.077062 |  | 0.0011808 |  | 0.14448 |  | 0.20946 |  | 0.20843 |  | 0.030048 |  | 0.0046383 |  | 0.00038576 |  | 0.0003185
| -3.2691e-05 |  | 0.00022586 |  | 0 |  | 7.3734e-05 |  | 0.00019038 |  | 0.00016966 |  | 0.00017148 |  | 0.00035572 |  | 0.094206 |  | 0.077072 |  | 0.0011545 |  | 0.14357 |  | 0.20653 |  | 0.2116 |  | 0.030655 |  | 0.0047366 |  | 0.00040314 |  | 0.00031466
| -4.6877e-05 |  | 0.00019881 |  | 0 |  | 7.3179e-05 |  | 0.00010609 |  | 8.2737e-05 |  | 0.00016498 |  | 0.00032505 |  | 0.09381 |  | 0.076361 |  | 0.0010328 |  | 0.14245 |  | 0.20296 |  | 0.21373 |  | 0.03113 |  | 0.0048544 |  | 0.00040662 |  | 0.00032415
| 1.133e-05 |  | 0.0002616 |  | 0 |  | 7.3182e-05 |  | 0.000111 |  | 0.00010419 |  | 0.00017071 |  | 0.00029286 |  | 0.093068 |  | 0.075378 |  | 0.00099648 |  | 0.14061 |  | 0.19953 |  | 0.21435 |  | 0.0317 |  | 0.0049872 |  | 0.0004043 |  | 0.00032787
| 3.4894e-05 |  | 0.00030342 |  | 0 |  | 1.3831e-05 |  | 0.00031875 |  | 0.00011721 |  | 0.00016208 |  | 0.00028143 |  | 0.093586 |  | 0.075473 |  | 0.0010166 |  | 0.14113 |  | 0.1959 |  | 0.21803 |  | 0.032889 |  | 0.005083 |  | 0.00042642 |  | 0.00031839
| 7.7013e-07 |  | 0.00017815 |  | 0 |  | 1.3832e-05 |  | 0.00036616 |  | 8.3324e-05 |  | 0.00015405 |  | 0.00027378 |  | 0.093393 |  | 0.075572 |  | 0.00093834 |  | 0.14136 |  | 0.19162 |  | 0.22079 |  | 0.033648 |  | 0.0052001 |  | 0.00043905 |  | 0.00032664
| -1.059e-05 |  | 6.8313e-05 |  | 0 |  | 6.6633e-05 |  | 0.00028878 |  | 0.0001088 |  | 0.00016926 |  | 0.00028814 |  | 0.092075 |  | 0.074652 |  | 0.0009429 |  | 0.13919 |  | 0.18752 |  | 0.2209 |  | 0.033954 |  | 0.0053221 |  | 0.00044728 |  | 0.00033644
| 2.3846e-05 |  | 0.00014656 |  | 0 |  | 6.6636e-05 |  | 0.00020792 |  | 8.6614e-05 |  | 0.00016926 |  | 0.00030869 |  | 0.091629 |  | 0.074106 |  | 0.00089305 |  | 0.13854 |  | 0.18302 |  | 0.22337 |  | 0.034863 |  | 0.0054439 |  | 0.00047045 |  | 0.00033321
| 3.9078e-05 |  | 0.00025079 |  | 0 |  | 8.1592e-05 |  | 0.00010576 |  | 6.584e-05 |  | 0.00015965 |  | 0.00030537 |  | 0.091841 |  | 0.074 |  | 0.00080145 |  | 0.13813 |  | 0.17842 |  | 0.22573 |  | 0.035791 |  | 0.0055674 |  | 0.00048783 |  | 0.00035815
| 5.6969e-05 |  | 0.00023569 |  | 0 |  | 8.1596e-05 |  | 0.0002442 |  | 6.4397e-05 |  | 0.00016653 |  | 0.00031001 |  | 0.091475 |  | 0.073506 |  | 0.00081257 |  | 0.1376 |  | 0.17382 |  | 0.22688 |  | 0.03641 |  | 0.0056976 |  | 0.00049028 |  | 0.00036595
| 4.5972e-05 |  | 0.00018272 |  | 0 |  | 6.2076e-05 |  | 0.00019521 |  | 4.7089e-05 |  | 0.0001759 |  | 0.00027904 |  | 0.090412 |  | 0.073049 |  | 0.00077501 |  | 0.13647 |  | 0.16895 |  | 0.22734 |  | 0.037055 |  | 0.0058127 |  | 0.00049363 |  | 0.00035627
| 5.8047e-05 |  | 0.00016146 |  | 0 |  | 6.2079e-05 |  | 9.1229e-05 |  | 9.2498e-05 |  | 0.00016532 |  | 0.0002898 |  | 0.090278 |  | 0.073172 |  | 0.00077062 |  | 0.13626 |  | 0.16404 |  | 0.22894 |  | 0.038051 |  | 0.0059251 |  | 0.00049839 |  | 0.00034593
| 4.6814e-05 |  | 0.00013371 |  | 0 |  | 7.0112e-05 |  | 0.00025708 |  | 9.3782e-05 |  | 0.00014867 |  | 0.00029319 |  | 0.090069 |  | 0.073093 |  | 0.00078185 |  | 0.13633 |  | 0.16008 |  | 0.23074 |  | 0.039112 |  | 0.006074 |  | 0.00051462 |  | 0.00036335
| 2.2886e-05 |  | 0.00017063 |  | 0 |  | 7.0115e-05 |  | 0.00024812 |  | 6.0654e-05 |  | 0.00014507 |  | 0.00025887 |  | 0.089263 |  | 0.072268 |  | 0.00076619 |  | 0.13506 |  | 0.1554 |  | 0.23066 |  | 0.039827 |  | 0.0062251 |  | 0.00052623 |  | 0.0003833
| 4.9125e-05 |  | 0.00016937 |  | 0 |  | 9.1002e-05 |  | 0.00029961 |  | 9.6564e-05 |  | 0.00015513 |  | 0.00028241 |  | 0.088624 |  | 0.07132 |  | 0.00072698 |  | 0.13389 |  | 0.15027 |  | 0.22991 |  | 0.040367 |  | 0.0063753 |  | 0.00053446 |  | 0.00038789
| 4.4451e-05 |  | 0.00014518 |  | 0 |  | 9.1007e-05 |  | 0.00035572 |  | 9.1748e-05 |  | 0.00015797 |  | 0.00028864 |  | 0.087787 |  | 0.070944 |  | 0.00066206 |  | 0.1329 |  | 0.14575 |  | 0.22933 |  | 0.041116 |  | 0.0065201 |  | 0.00056098 |  | 0.00039159
| 6.1362e-05 |  | 0.0002262 |  | 0 |  | 7.7622e-05 |  | 0.00027708 |  | 0.00010628 |  | 0.00015332 |  | 0.00028519 |  | 0.087571 |  | 0.070795 |  | 0.00063982 |  | 0.13291 |  | 0.14126 |  | 0.22986 |  | 0.042115 |  | 0.0066438 |  | 0.00057504 |  | 0.00039186
| 3.8606e-05 |  | 0.00025359 |  | 0 |  | 7.7626e-05 |  | 0.00012412 |  | 4.9001e-05 |  | 0.00016587 |  | 0.00029709 |  | 0.087064 |  | 0.070317 |  | 0.00063414 |  | 0.13226 |  | 0.13573 |  | 0.22948 |  | 0.042917 |  | 0.0067622 |  | 0.00057968 |  | 0.00039014
| -8.935e-07 |  | 0.00016983 |  | 0 |  | 8.3752e-05 |  | 0.0001934 |  | 1.7576e-05 |  | 0.00016285 |  | 0.0002786 |  | 0.086622 |  | 0.070119 |  | 0.00062681 |  | 0.1316 |  | 0.13072 |  | 0.22893 |  | 0.043866 |  | 0.0069292 |  | 0.00058318 |  | 0.00038092
| 1.7085e-05 |  | 0.00015979 |  | 0 |  | 8.3756e-05 |  | 0.00016563 |  | 0.00011298 |  | 0.00015826 |  | 0.00028876 |  | 0.086305 |  | 0.069723 |  | 0.00064552 |  | 0.13151 |  | 0.12616 |  | 0.22799 |  | 0.04481 |  | 0.0070838 |  | 0.00059707 |  | 0.00040555
| 2.9659e-05 |  | 0.00018465 |  | 0 |  | 0.00010793 |  | 6.8376e-05 |  | 9.346e-05 |  | 0.00015786 |  | 0.00028017 |  | 0.085561 |  | 0.069084 |  | 0.00064315 |  | 0.13025 |  | 0.1213 |  | 0.22577 |  | 0.045372 |  | 0.0072248 |  | 0.00062141 |  | 0.00042366
| 6.6123e-05 |  | 0.00014055 |  | 0 |  | 0.00010794 |  | 0.00027418 |  | 0.00010023 |  | 0.00015442 |  | 0.00026064 |  | 0.085052 |  | 0.068837 |  | 0.00061282 |  | 0.12925 |  | 0.1167 |  | 0.22427 |  | 0.046177 |  | 0.007371 |  | 0.00063899 |  | 0.0004185
| 0.00011203 |  | 9.7411e-05 |  | 0 |  | 7.7477e-05 |  | 0.00031439 |  | 0.00013658 |  | 0.00016138 |  | 0.00028693 |  | 0.084414 |  | 0.068232 |  | 0.00053912 |  | 0.12895 |  | 0.11206 |  | 0.22237 |  | 0.047069 |  | 0.0075505 |  | 0.00064576 |  | 0.00043263
| 7.7804e-05 |  | 0.00023185 |  | 0 |  | 7.7481e-05 |  | 0.00020649 |  | 5.7076e-05 |  | 0.00017516 |  | 0.00025861 |  | 0.084293 |  | 0.06788 |  | 0.00049547 |  | 0.12867 |  | 0.10814 |  | 0.22092 |  | 0.048092 |  | 0.0077291 |  | 0.0006494 |  | 0.00044505
| -3.346e-05 |  | 0.00018759 |  | 0 |  | 0 |  | 0.00011546 |  | -5.1471e-05 |  | 0.00017415 |  | 0.00017599 |  | 0.082915 |  | 0.06671 |  | 0.00039386 |  | 0.127 |  | 0.10201 |  | 0.21585 |  | 0.04895 |  | 0.0078587 |  | 0.00057869 |  | 0.00034961
| 4.4753e-05 |  | 0.00018641 |  | 0 |  | 6.3871e-05 |  | 0.00026534 |  | 0.0001096 |  | 0.00016152 |  | 0.00027406 |  | 0.081958 |  | 0.066122 |  | 0.0004565 |  | 0.12565 |  | 0.095766 |  | 0.21103 |  | 0.050211 |  | 0.0082333 |  | 0.00069597 |  | 0.00048492
| -7.3328e-06 |  | 0.00021202 |  | 0 |  | 6.8104e-05 |  | 0.00026823 |  | 0.00012012 |  | 0.00015449 |  | 0.00027167 |  | 0.081823 |  | 0.066043 |  | 0.00045755 |  | 0.12531 |  | 0.09176 |  | 0.20826 |  | 0.051334 |  | 0.0084082 |  | 0.00071782 |  | 0.0004664
| 1.3788e-05 |  | 0.00016461 |  | 0 |  | 9.4352e-05 |  | 0.00022772 |  | 9.3603e-05 |  | 0.00015334 |  | 0.00028729 |  | 0.08185 |  | 0.065576 |  | 0.00046126 |  | 0.12521 |  | 0.088085 |  | 0.20445 |  | 0.052323 |  | 0.0085649 |  | 0.00074356 |  | 0.00048577
| 4.493e-05 |  | 0.00016572 |  | 0 |  | 9.0125e-05 |  | 0.00027184 |  | 0.00011227 |  | 0.00014013 |  | 0.00027771 |  | 0.081313 |  | 0.065173 |  | 0.00046456 |  | 0.12496 |  | 0.084817 |  | 0.2014 |  | 0.0534 |  | 0.0087778 |  | 0.00076093 |  | 0.00050201
| 9.1254e-05 |  | 0.00013577 |  | 0 |  | 7.5969e-05 |  | 0.00025769 |  | 0.000184 |  | 0.0001379 |  | 0.00028656 |  | 0.080081 |  | 0.064436 |  | 0.00048537 |  | 0.1238 |  | 0.081518 |  | 0.19716 |  | 0.054078 |  | 0.0089918 |  | 0.00078416 |  | 0.00049938
| 5.4812e-05 |  | 0.00011017 |  | 0 |  | 7.5973e-05 |  | 0.00023666 |  | 0.00012011 |  | 0.00014518 |  | 0.00026512 |  | 0.079962 |  | 0.064165 |  | 0.00046667 |  | 0.12343 |  | 0.0783 |  | 0.19358 |  | 0.055084 |  | 0.0091682 |  | 0.00081196 |  | 0.00053106
| 1.3589e-05 |  | 0.00010512 |  | 0 |  | 8.6769e-05 |  | 0.00016212 |  | 9.1453e-05 |  | 0.00014392 |  | 0.00024214 |  | 0.079486 |  | 0.063751 |  | 0.00041206 |  | 0.12251 |  | 0.075077 |  | 0.18938 |  | 0.056009 |  | 0.0093681 |  | 0.00082708 |  | 0.00053607
| 7.9032e-05 |  | 0.00011375 |  | 0 |  | 8.6773e-05 |  | 0.00023982 |  | 0.0001311 |  | 0.00014152 |  | 0.00026589 |  | 0.079183 |  | 0.063405 |  | 0.00039223 |  | 0.12156 |  | 0.072285 |  | 0.1855 |  | 0.05696 |  | 0.0095587 |  | 0.00083306 |  | 0.0005224
| 3.7095e-05 |  | 0.00020753 |  | 0 |  | 7.9369e-05 |  | 0.00027994 |  | 7.2039e-05 |  | 0.00012552 |  | 0.0002431 |  | 0.078937 |  | 0.062957 |  | 0.00040409 |  | 0.12109 |  | 0.06906 |  | 0.18171 |  | 0.058101 |  | 0.0097564 |  | 0.00085144 |  | 0.00053618
| 6.441e-06 |  | 0.00022184 |  | 0 |  | 7.9373e-05 |  | 0.00014643 |  | 6.1364e-05 |  | 0.00010891 |  | 0.00024246 |  | 0.078289 |  | 0.062713 |  | 0.00035423 |  | 0.121 |  | 0.065892 |  | 0.17757 |  | 0.059287 |  | 0.0099872 |  | 0.00088295 |  | 0.00055343
| 4.7225e-05 |  | 0.00014932 |  | 0 |  | 7.7967e-05 |  | 0.00022345 |  | 8.9306e-05 |  | 0.00010641 |  | 0.00026796 |  | 0.077629 |  | 0.062305 |  | 0.00035469 |  | 0.12049 |  | 0.063258 |  | 0.17275 |  | 0.060184 |  | 0.010194 |  | 0.00089575 |  | 0.0005503
| 7.6552e-05 |  | 7.4362e-05 |  | 0 |  | 7.797e-05 |  | 0.00029679 |  | 8.1294e-05 |  | 0.00012003 |  | 0.00025173 |  | 0.077359 |  | 0.061694 |  | 0.00034197 |  | 0.11976 |  | 0.060002 |  | 0.1678 |  | 0.060954 |  | 0.010409 |  | 0.00090151 |  | 0.000561
| 6.8834e-05 |  | 8.3626e-05 |  | 0 |  | 7.0889e-05 |  | 0.00030154 |  | 6.6054e-05 |  | 0.00012669 |  | 0.00023447 |  | 0.076915 |  | 0.061523 |  | 0.00032514 |  | 0.11952 |  | 0.057663 |  | 0.16373 |  | 0.062075 |  | 0.01064 |  | 0.0009308 |  | 0.0005593
| 6.2345e-05 |  | 0.00019457 |  | 0 |  | 7.0893e-05 |  | 0.00021 |  | 3.6932e-06 |  | 0.00012337 |  | 0.00021451 |  | 0.07655 |  | 0.061114 |  | 0.00035652 |  | 0.11935 |  | 0.055839 |  | 0.15947 |  | 0.063155 |  | 0.010862 |  | 0.00096189 |  | 0.00057914
| 7.6606e-05 |  | 0.0002149 |  | 0 |  | 9.4818e-05 |  | 0.00011403 |  | 6.3265e-05 |  | 0.00011667 |  | 0.00023532 |  | 0.076203 |  | 0.060533 |  | 0.00037123 |  | 0.11831 |  | 0.053604 |  | 0.15456 |  | 0.064117 |  | 0.011136 |  | 0.00098299 |  | 0.00061642
| 4.0484e-05 |  | 0.00013637 |  | 0 |  | 9.4823e-05 |  | 0.00011484 |  | 0.00017099 |  | 0.00010785 |  | 0.00025074 |  | 0.07535 |  | 0.060147 |  | 0.00037184 |  | 0.11733 |  | 0.051748 |  | 0.14989 |  | 0.065194 |  | 0.011393 |  | 0.0010039 |  | 0.0006122
| -5.7048e-05 |  | 0.00014315 |  | 0 |  | 4.7582e-05 |  | 0.0001286 |  | 9.9766e-05 |  | 0.00010705 |  | 0.00019943 |  | 0.075158 |  | 0.059873 |  | 0.00032936 |  | 0.11792 |  | 0.049749 |  | 0.14619 |  | 0.066501 |  | 0.011608 |  | 0.0010132 |  | 0.0006309
| -6.1265e-05 |  | 0.00017903 |  | 0 |  | 4.7584e-05 |  | 0.00027551 |  | 3.5538e-05 |  | 0.00010073 |  | 0.00018814 |  | 0.07496 |  | 0.059505 |  | 0.00029979 |  | 0.11739 |  | 0.047307 |  | 0.14148 |  | 0.067557 |  | 0.011842 |  | 0.0010413 |  | 0.00063158
| 1.5647e-06 |  | 0.00018811 |  | 0 |  | 6.9888e-05 |  | 0.00041386 |  | 9.2098e-05 |  | 9.901e-05 |  | 0.00018544 |  | 0.074686 |  | 0.059297 |  | 0.00030054 |  | 0.11656 |  | 0.045184 |  | 0.13663 |  | 0.068722 |  | 0.012108 |  | 0.0010747 |  | 0.00063124
| 2.6994e-05 |  | 0.00016377 |  | 0 |  | 6.9891e-05 |  | 0.00037081 |  | 7.5909e-05 |  | 0.00010348 |  | 0.00019233 |  | 0.07454 |  | 0.059099 |  | 0.00030906 |  | 0.11678 |  | 0.043901 |  | 0.13278 |  | 0.070446 |  | 0.012404 |  | 0.0010901 |  | 0.00066629
| 6.988e-05 |  | 0.00012313 |  | 0.00028338 |  | 9.2405e-05 |  | 0.00022431 |  | 0.00014407 |  | 9.8667e-05 |  | 0.00023542 |  | 0.074386 |  | 0.059003 |  | 0.00031665 |  | 0.11698 |  | 0.042419 |  | 0.12903 |  | 0.072093 |  | 0.012662 |  | 0.001111 |  | 0.00067573
| 4.8887e-05 |  | 0.00019365 |  | 0.00027106 |  | 9.2409e-05 |  | 0.0002302 |  | 0.00018023 |  | 0.00010072 |  | 0.00024762 |  | 0.073793 |  | 0.058547 |  | 0.00028273 |  | 0.11596 |  | 0.040534 |  | 0.1241 |  | 0.07307 |  | 0.012871 |  | 0.0011527 |  | 0.00068686
| 8.3192e-06 |  | 0.00020157 |  | 0 |  | 5.4187e-05 |  | 0.00024576 |  | 5.2663e-05 |  | 9.8797e-05 |  | 0.00021681 |  | 0.072787 |  | 0.057752 |  | 0.00025378 |  | 0.11439 |  | 0.03884 |  | 0.11894 |  | 0.073877 |  | 0.01314 |  | 0.0011888 |  | 0.00069414
| 2.6943e-05 |  | 0.00014087 |  | 0 |  | 5.4189e-05 |  | 0.00015183 |  | 4.224e-05 |  | 9.0229e-05 |  | 0.00018694 |  | 0.072317 |  | 0.057394 |  | 0.00026768 |  | 0.11405 |  | 0.037131 |  | 0.11485 |  | 0.075189 |  | 0.013426 |  | 0.0011946 |  | 0.00070085
| -1.0415e-05 |  | 0.00016004 |  | 0 |  | 9.7649e-05 |  | 0.00017705 |  | 0.00010833 |  | 9.1648e-05 |  | 0.00017607 |  | 0.072116 |  | 0.057095 |  | 0.00025267 |  | 0.11392 |  | 0.035779 |  | 0.11071 |  | 0.07641 |  | 0.013696 |  | 0.0012146 |  | 0.00073632
| -2.8778e-05 |  | 0.00014586 |  | 0 |  | 9.7653e-05 |  | 0.0002002 |  | 2.6891e-05 |  | 8.3796e-05 |  | 0.00015741 |  | 0.071604 |  | 0.0568 |  | 0.00021427 |  | 0.1133 |  | 0.03463 |  | 0.10654 |  | 0.077669 |  | 0.013994 |  | 0.0012596 |  | 0.00072867
| 3.5583e-05 |  | 0.00011927 |  | 0 |  | 9.7058e-05 |  | 0.00020531 |  | 2.0331e-05 |  | 7.3679e-05 |  | 0.00016739 |  | 0.071196 |  | 0.056697 |  | 0.0002004 |  | 0.11319 |  | 0.033024 |  | 0.10299 |  | 0.079029 |  | 0.014298 |  | 0.0013005 |  | 0.00071417
| 3.0471e-05 |  | 0.00014144 |  | 0 |  | 9.7062e-05 |  | 0.00022298 |  | 5.0306e-05 |  | 7.7961e-05 |  | 0.00018669 |  | 0.070961 |  | 0.056269 |  | 0.00021408 |  | 0.11274 |  | 0.031429 |  | 0.099315 |  | 0.0804 |  | 0.014587 |  | 0.0013156 |  | 0.00075224
| 3.0402e-06 |  | 0.00015669 |  | 0 |  | 8.7104e-05 |  | 0.00023006 |  | 2.8067e-05 |  | 8.4635e-05 |  | 0.00017644 |  | 0.070522 |  | 0.055692 |  | 0.00024369 |  | 0.11159 |  | 0.030669 |  | 0.095235 |  | 0.081961 |  | 0.014898 |  | 0.0013392 |  | 0.00078253
| 1.4418e-05 |  | 0.00026556 |  | 0 |  | 8.7109e-05 |  | 0.0002761 |  | 7.2466e-05 |  | 8.8582e-05 |  | 0.00017633 |  | 0.070321 |  | 0.05534 |  | 0.00026441 |  | 0.11078 |  | 0.029695 |  | 0.091452 |  | 0.083514 |  | 0.01521 |  | 0.0013783 |  | 0.00078593
| 4.6212e-05 |  | 0.00022716 |  | 0 |  | 8.8977e-05 |  | 0.00032331 |  | 5.7266e-05 |  | 8.1986e-05 |  | 0.00017462 |  | 0.070231 |  | 0.055153 |  | 0.00026475 |  | 0.11053 |  | 0.0286 |  | 0.088114 |  | 0.08496 |  | 0.015417 |  | 0.001417 |  | 0.00078253
| 4.0716e-05 |  | 0.00016235 |  | 0 |  | 8.8981e-05 |  | 0.000272 |  | 7.3562e-05 |  | 7.9267e-05 |  | 0.00018888 |  | 0.069796 |  | 0.054643 |  | 0.00021417 |  | 0.11014 |  | 0.0278 |  | 0.08429 |  | 0.085849 |  | 0.015708 |  | 0.0014484 |  | 0.00082878
| 2.1753e-05 |  | 0.00019183 |  | 0 |  | 8.3718e-05 |  | 0.00017902 |  | 0.00010859 |  | 8.3563e-05 |  | 0.00020109 |  | 0.069153 |  | 0.054307 |  | 0.00020501 |  | 0.10951 |  | 0.026691 |  | 0.080762 |  | 0.087179 |  | 0.016213 |  | 0.0014728 |  | 0.00085215
| 4.8732e-05 |  | 0.00021666 |  | 0 |  | 8.3722e-05 |  | 0.00012535 |  | 0.00012437 |  | 7.8983e-05 |  | 0.00021377 |  | 0.068614 |  | 0.054134 |  | 0.00025489 |  | 0.10919 |  | 0.025809 |  | 0.077624 |  | 0.088945 |  | 0.016666 |  | 0.0015227 |  | 0.00082562
| 5.1144e-05 |  | 0.00021013 |  | 0 |  | 6.4745e-05 |  | 0.00030672 |  | 8.6278e-05 |  | 6.9919e-05 |  | 0.00021293 |  | 0.068459 |  | 0.053526 |  | 0.00024195 |  | 0.10901 |  | 0.024979 |  | 0.07457 |  | 0.090391 |  | 0.016902 |  | 0.0015657 |  | 0.0008439
| 6.4109e-05 |  | 0.00018234 |  | 0 |  | 6.4748e-05 |  | 0.00033888 |  | 6.2205e-05 |  | 7.0397e-05 |  | 0.00018694 |  | 0.067992 |  | 0.0532 |  | 0.00017175 |  | 0.10865 |  | 0.024358 |  | 0.071871 |  | 0.092023 |  | 0.017113 |  | 0.0015796 |  | 0.00088488
| 9.9717e-05 |  | 0.00021146 |  | 0 |  | 9.398e-05 |  | 4.622e-05 |  | 8.591e-05 |  | 7.8134e-05 |  | 0.00020781 |  | 0.067625 |  | 0.053072 |  | 0.00018905 |  | 0.10858 |  | 0.023086 |  | 0.069074 |  | 0.093662 |  | 0.0175 |  | 0.0016091 |  | 0.00089959
| 9.1398e-05 |  | 0.00022707 |  | 0 |  | 9.3984e-05 |  | 1.929e-05 |  | 0.00018529 |  | 7.2642e-05 |  | 0.00023853 |  | 0.067696 |  | 0.053068 |  | 0.00023362 |  | 0.10869 |  | 0.021894 |  | 0.066473 |  | 0.095534 |  | 0.017954 |  | 0.0016602 |  | 0.00091697
| 7.6039e-05 |  | 0.00023503 |  | 0 |  | 8.2149e-05 |  | 0.00011926 |  | 0.00022548 |  | 7.0384e-05 |  | 0.0002314 |  | 0.067411 |  | 0.05296 |  | 0.00025716 |  | 0.10846 |  | 0.021148 |  | 0.064227 |  | 0.097848 |  | 0.018337 |  | 0.0017078 |  | 0.00092171
| 5.5627e-05 |  | 0.00022136 |  | 0 |  | 8.2153e-05 |  | 1.1987e-05 |  | 0.00010575 |  | 7.7538e-05 |  | 0.00019549 |  | 0.066494 |  | 0.052203 |  | 0.00027004 |  | 0.10768 |  | 0.019892 |  | 0.061552 |  | 0.099448 |  | 0.018798 |  | 0.0017288 |  | 0.00093082
| 4.4254e-05 |  | 0.00022926 |  | 0 |  | 8.6503e-05 |  | 7.0913e-05 |  | 5.5968e-05 |  | 7.0896e-05 |  | 0.00018486 |  | 0.066571 |  | 0.051892 |  | 0.00024175 |  | 0.10753 |  | 0.019381 |  | 0.059138 |  | 0.1014 |  | 0.019222 |  | 0.0017688 |  | 0.00095996
| 1.717e-06 |  | 0.00016434 |  | 0 |  | 8.6507e-05 |  | 0.0001377 |  | 2.0369e-05 |  | 7.9044e-05 |  | 0.00015969 |  | 0.067113 |  | 0.052045 |  | 0.00022054 |  | 0.10813 |  | 0.019027 |  | 0.057135 |  | 0.10389 |  | 0.019617 |  | 0.0018415 |  | 0.00098081
| -1.7501e-05 |  | 0.00012128 |  | 0 |  | 0.00010907 |  | 0.00011378 |  | -2.0358e-05 |  | 8.4106e-05 |  | 0.00012442 |  | 0.066722 |  | 0.051697 |  | 0.00016983 |  | 0.10777 |  | 0.018214 |  | 0.054882 |  | 0.10583 |  | 0.020092 |  | 0.0018884 |  | 0.0010132
| 4.0625e-05 |  | 0.00010075 |  | 0 |  | 0.00010908 |  | 0.00017286 |  | 2.7775e-05 |  | 8.7335e-05 |  | 0.00015333 |  | 0.065867 |  | 0.051268 |  | 0.00011922 |  | 0.10687 |  | 0.017725 |  | 0.05255 |  | 0.10729 |  | 0.020514 |  | 0.0019198 |  | 0.0010218
| 2.6527e-05 |  | 2.6988e-05 |  | 0 |  | 7.7436e-05 |  | 0.00021786 |  | 3.6017e-05 |  | 8.0329e-05 |  | 0.00016413 |  | 0.064949 |  | 0.050764 |  | 0.00013326 |  | 0.10618 |  | 0.017359 |  | 0.050317 |  | 0.10894 |  | 0.020784 |  | 0.001957 |  | 0.0010484
| 2.3574e-05 |  | 3.2827e-05 |  | 0 |  | 7.744e-05 |  | 0.00029995 |  | 7.5814e-05 |  | 7.3677e-05 |  | 0.00017442 |  | 0.064619 |  | 0.050276 |  | 0.0001557 |  | 0.10555 |  | 0.016498 |  | 0.048243 |  | 0.11084 |  | 0.021212 |  | 0.0020058 |  | 0.0010688
| 7.6573e-05 |  | 0.00016891 |  | 0 |  | 9.2826e-05 |  | 0.00022953 |  | 0.00017058 |  | 6.8989e-05 |  | 0.00021128 |  | 0.064861 |  | 0.050389 |  | 0.00017987 |  | 0.10574 |  | 0.015865 |  | 0.046606 |  | 0.11354 |  | 0.021914 |  | 0.002068 |  | 0.0011122
| 6.3389e-05 |  | 0.00022627 |  | 0 |  | 9.2831e-05 |  | 0.0002055 |  | 0.00012566 |  | 5.8678e-05 |  | 0.00021069 |  | 0.064563 |  | 0.050482 |  | 0.00016737 |  | 0.10552 |  | 0.015383 |  | 0.045094 |  | 0.11624 |  | 0.022383 |  | 0.0021162 |  | 0.0011354
| 2.2181e-05 |  | 0.0001765 |  | 0 |  | 8.8995e-05 |  | 0.00029348 |  | 8.3348e-05 |  | 5.6739e-05 |  | 0.00018524 |  | 0.064266 |  | 0.050241 |  | 0.00015355 |  | 0.1048 |  | 0.014546 |  | 0.04329 |  | 0.11819 |  | 0.02284 |  | 0.0021563 |  | 0.0011254
| 3.6121e-05 |  | 0.00012026 |  | 0 |  | 8.8999e-05 |  | 0.00033427 |  | 0.000164 |  | 5.351e-05 |  | 0.00020003 |  | 0.064277 |  | 0.049833 |  | 0.00014363 |  | 0.10461 |  | 0.013808 |  | 0.041496 |  | 0.12002 |  | 0.023469 |  | 0.0022238 |  | 0.0011496
| 5.263e-05 |  | 9.815e-05 |  | 0 |  | 0.0001117 |  | 0.00019481 |  | 0.00018253 |  | 5.9429e-05 |  | 0.00021272 |  | 0.063824 |  | 0.049544 |  | 0.0001771 |  | 0.10446 |  | 0.013139 |  | 0.039925 |  | 0.12213 |  | 0.023889 |  | 0.002305 |  | 0.0011898
| 1.2051e-05 |  | 0.00012673 |  | 0 |  | 0.0001117 |  | 9.4307e-05 |  | 0.00012344 |  | 5.7248e-05 |  | 0.00018841 |  | 0.06357 |  | 0.049402 |  | 0.00020368 |  | 0.10418 |  | 0.012761 |  | 0.038459 |  | 0.12449 |  | 0.02454 |  | 0.0023324 |  | 0.0012111
| -3.7315e-05 |  | 0.00011116 |  | 0 |  | 6.6827e-05 |  | 0.00023648 |  | 6.3672e-05 |  | 6.3977e-05 |  | 0.00013831 |  | 0.063174 |  | 0.049244 |  | 0.00012228 |  | 0.10419 |  | 0.012602 |  | 0.037012 |  | 0.12701 |  | 0.024989 |  | 0.002347 |  | 0.0012231
| -4.6998e-05 |  | 0.00014269 |  | 0 |  | 6.683e-05 |  | 0.00027876 |  | 1.3297e-05 |  | 8.616e-05 |  | 0.00013315 |  | 0.063057 |  | 0.048913 |  | 0.0001235 |  | 0.10428 |  | 0.01234 |  | 0.035745 |  | 0.12974 |  | 0.025332 |  | 0.0023975 |  | 0.0012435
| 1.6235e-05 |  | 0.00019289 |  | 0 |  | 6.1561e-05 |  | 0.00021948 |  | 5.1144e-05 |  | 8.564e-05 |  | 0.00017739 |  | 0.062986 |  | 0.048776 |  | 0.00016954 |  | 0.10395 |  | 0.012023 |  | 0.034446 |  | 0.13174 |  | 0.025908 |  | 0.0024661 |  | 0.0012946
| 1.3702e-05 |  | 0.00011288 |  | 0 |  | 6.1564e-05 |  | 0.00017531 |  | 0.00010571 |  | 7.8337e-05 |  | 0.00015816 |  | 0.062267 |  | 0.048566 |  | 0.00014176 |  | 0.10393 |  | 0.011742 |  | 0.033087 |  | 0.13376 |  | 0.026389 |  | 0.0025453 |  | 0.0013297
| -6.8055e-06 |  | 7.097e-05 |  | 0 |  | 7.3896e-05 |  | 0.00015408 |  | 0.00011899 |  | 8.5744e-05 |  | 0.00013393 |  | 0.061789 |  | 0.048001 |  | 0.00011583 |  | 0.10332 |  | 0.011472 |  | 0.031858 |  | 0.13626 |  | 0.026919 |  | 0.0025975 |  | 0.0013381
| 5.07e-05 |  | 0.00016913 |  | 0 |  | 7.3899e-05 |  | -3.2444e-06 |  | 9.0245e-05 |  | 8.483e-05 |  | 0.00015963 |  | 0.061855 |  | 0.047766 |  | 0.00012519 |  | 0.10306 |  | 0.010914 |  | 0.030844 |  | 0.13962 |  | 0.02721 |  | 0.002658 |  | 0.0013461
| 2.947e-05 |  | 0.00014661 |  | 0 |  | 0.00010528 |  | 0.00010142 |  | 2.9465e-05 |  | 7.7136e-05 |  | 0.00017228 |  | 0.062009 |  | 0.047524 |  | 8.6693e-05 |  | 0.10332 |  | 0.010483 |  | 0.029746 |  | 0.1427 |  | 0.027771 |  | 0.0027203 |  | 0.0013508
| -1.2649e-05 |  | 9.3669e-05 |  | 0 |  | 0.00010528 |  | 0.00016031 |  | 5.6338e-06 |  | 7.604e-05 |  | 0.00016815 |  | 0.061607 |  | 0.047282 |  | 0.00010592 |  | 0.1031 |  | 0.010109 |  | 0.028424 |  | 0.14437 |  | 0.028735 |  | 0.0027598 |  | 0.0014017
| 2.002e-05 |  | 3.7637e-05 |  | 0 |  | 6.9491e-05 |  | -7.4033e-05 |  | 8.6436e-05 |  | 7.249e-05 |  | 0.00019995 |  | 0.061081 |  | 0.047041 |  | 0.00016686 |  | 0.10318 |  | 0.0096547 |  | 0.027351 |  | 0.14666 |  | 0.029468 |  | 0.0028146 |  | 0.0014424
| 2.0847e-06 |  | 8.6075e-05 |  | 0 |  | 6.9494e-05 |  | 3.3305e-05 |  | 8.4058e-05 |  | 7.7065e-05 |  | 0.00018134 |  | 0.06078 |  | 0.046799 |  | 0.00015781 |  | 0.10267 |  | 0.0094358 |  | 0.026389 |  | 0.14869 |  | 0.030036 |  | 0.0028866 |  | 0.0014825
| -2.5201e-05 |  | 0.00021329 |  | 0 |  | 4.8628e-05 |  | 0.0001616 |  | 1.295e-05 |  | 8.0029e-05 |  | 0.00014142 |  | 0.060078 |  | 0.046557 |  | 0.00010383 |  | 0.10168 |  | 0.0088821 |  | 0.025397 |  | 0.15026 |  | 0.030657 |  | 0.0029576 |  | 0.0015314
| -1.9799e-05 |  | 0.00012923 |  | 0 |  | 4.863e-05 |  | 8.1271e-05 |  | 1.1387e-05 |  | 8.3296e-05 |  | 0.00011723 |  | 0.059947 |  | 0.046315 |  | 8.4307e-05 |  | 0.1017 |  | 0.0084666 |  | 0.02469 |  | 0.15368 |  | 0.031414 |  | 0.0030329 |  | 0.001522
| 1.9733e-05 |  | 7.1146e-05 |  | 0 |  | 8.6965e-05 |  | 0.00025596 |  | 2.401e-05 |  | 8.217e-05 |  | 0.0001026 |  | 0.060263 |  | 0.046073 |  | 0.00011586 |  | 0.10191 |  | 0.0083499 |  | 0.024 |  | 0.15743 |  | 0.031935 |  | 0.003132 |  | 0.0015286
| 3.1009e-05 |  | 0.00014179 |  | 0 |  | 8.6969e-05 |  | 0.00024981 |  | 8.7322e-05 |  | 7.8832e-05 |  | 9.8783e-05 |  | 0.059755 |  | 0.045832 |  | 0.00011586 |  | 0.10142 |  | 0.0080004 |  | 0.023056 |  | 0.15921 |  | 0.032389 |  | 0.0032388 |  | 0.0015537
| -2.6844e-06 |  | 9.6764e-05 |  | 0 |  | 7.2812e-05 |  | 0.00010248 |  | 7.042e-05 |  | 8.0335e-05 |  | 0.00010062 |  | 0.058774 |  | 0.04559 |  | 0.00010698 |  | 0.10019 |  | 0.0076927 |  | 0.021953 |  | 0.15977 |  | 0.033429 |  | 0.0033457 |  | 0.0015881
| 2.1082e-05 |  | 1.0533e-05 |  | 0 |  | 7.2815e-05 |  | 0.00014647 |  | 5.2811e-05 |  | 7.1101e-05 |  | 0.00013165 |  | 0.058921 |  | 0.045348 |  | 0.00011882 |  | 0.10041 |  | 0.0072019 |  | 0.021199 |  | 0.16309 |  | 0.03413 |  | 0.0034458 |  | 0.001654
| 1.6078e-05 |  | 6.679e-05 |  | 0 |  | 0.00010334 |  | 8.6496e-05 |  | 9.7095e-05 |  | 6.4163e-05 |  | 0.00016173 |  | 0.059349 |  | 0.045106 |  | 0.00015025 |  | 0.10111 |  | 0.0073046 |  | 0.020646 |  | 0.16715 |  | 0.0344 |  | 0.003548 |  | 0.001705
| -3.844e-05 |  | 0.0001125 |  | 0 |  | 0.00010334 |  | -1.777e-05 |  | 0.00010802 |  | 6.6028e-05 |  | 0.0001324 |  | 0.059187 |  | 0.044864 |  | 0.00013841 |  | 0.10084 |  | 0.0071118 |  | 0.019936 |  | 0.17023 |  | 0.034978 |  | 0.00369 |  | 0.0017503
| -4.6779e-05 |  | 7.0911e-05 |  | 0 |  | 0.0001224 |  | 8.4521e-05 |  | 0.00010595 |  | 7.3082e-05 |  | 0.00013505 |  | 0.059177 |  | 0.044622 |  | 0.00012931 |  | 0.1007 |  | 0.0064992 |  | 0.019236 |  | 0.17316 |  | 0.035863 |  | 0.003861 |  | 0.0017792
| -5.7819e-05 |  | 0.00014752 |  | 0 |  | 0.00012241 |  | 0.00026133 |  | 2.7605e-05 |  | 7.8492e-05 |  | 0.00013313 |  | 0.058726 |  | 0.04438 |  | 0.00012931 |  | 0.1002 |  | 0.0064735 |  | 0.018491 |  | 0.17542 |  | 0.036752 |  | 0.0039366 |  | 0.001788
| 5.4264e-06 |  | 0.00020998 |  | 0 |  | 8.7868e-05 |  | 0.00019216 |  | 2.0416e-05 |  | 7.0793e-05 |  | 0.00010513 |  | 0.057902 |  | 0.044138 |  | 0.00011056 |  | 0.099512 |  | 0.0063848 |  | 0.017745 |  | 0.1776 |  | 0.037577 |  | 0.0040074 |  | 0.0017927
| 7.8156e-05 |  | 0.00019162 |  | 0 |  | 8.7872e-05 |  | 9.4586e-05 |  | 9.6724e-05 |  | 6.6005e-05 |  | 0.00013542 |  | 0.057435 |  | 0.043896 |  | 0.00013561 |  | 0.099041 |  | 0.0060514 |  | 0.01712 |  | 0.18012 |  | 0.038541 |  | 0.0041321 |  | 0.0018439
| 1.0789e-05 |  | 0.00010931 |  | 0 |  | 6.7063e-05 |  | -5.1425e-05 |  | 8.2274e-06 |  | 7.9274e-05 |  | 0.00013455 |  | 0.057105 |  | 0.043654 |  | 0.00014312 |  | 0.09863 |  | 0.0057551 |  | 0.016528 |  | 0.18285 |  | 0.038992 |  | 0.0042264 |  | 0.0018717
| -1.6528e-05 |  | 1.2588e-05 |  | 0 |  | 6.7066e-05 |  | -9.0382e-06 |  | -1.2649e-05 |  | 7.3078e-05 |  | 0.00011563 |  | 0.056843 |  | 0.043412 |  | 0.00011807 |  | 0.098389 |  | 0.0056288 |  | 0.015886 |  | 0.18546 |  | 0.039542 |  | 0.0043462 |  | 0.0018986
| -1.4466e-05 |  | 1.8415e-05 |  | 0 |  | 6.3859e-05 |  | 0.00016209 |  | 5.9557e-05 |  | 6.5473e-05 |  | 0.00011821 |  | 0.056737 |  | 0.04317 |  | 0.00014426 |  | 0.098007 |  | 0.0054292 |  | 0.015348 |  | 0.18836 |  | 0.04025 |  | 0.0044589 |  | 0.0019695
| 6.1188e-06 |  | 1.99e-05 |  | 0 |  | 6.3862e-05 |  | -6.9475e-06 |  | 8.4266e-05 |  | 6.7909e-05 |  | 0.00013395 |  | 0.057025 |  | 0.042928 |  | 0.00015461 |  | 0.098004 |  | 0.0055723 |  | 0.014916 |  | 0.19177 |  | 0.040761 |  | 0.0045487 |  | 0.0020186
| -9.4696e-06 |  | -2.1094e-05 |  | 0 |  | 3.9772e-05 |  | -5.3639e-05 |  | 7.6548e-05 |  | 6.2496e-05 |  | 0.00012979 |  | 0.057105 |  | 0.042685 |  | 0.00011016 |  | 0.098275 |  | 0.005607 |  | 0.014428 |  | 0.19533 |  | 0.041689 |  | 0.0046337 |  | 0.0020606
| -6.5395e-05 |  | 4.3374e-05 |  | 0 |  | 3.9773e-05 |  | 0.00012847 |  | -2.416e-05 |  | 5.9789e-05 |  | 0.00012122 |  | 0.056396 |  | 0.042443 |  | 9.9825e-05 |  | 0.097717 |  | 0.0053006 |  | 0.013794 |  | 0.19752 |  | 0.042446 |  | 0.0046616 |  | 0.0021331
| -7.0864e-05 |  | 0.00012023 |  | 0 |  | 4.2368e-05 |  | -4.0383e-05 |  | -4.8525e-05 |  | 5.9103e-05 |  | 0.00010443 |  | 0.055878 |  | 0.042201 |  | 8.265e-05 |  | 0.097206 |  | 0.005121 |  | 0.013273 |  | 0.19939 |  | 0.043224 |  | 0.0046395 |  | 0.0021959
| -5.2483e-05 |  | 0.00015377 |  | 0 |  | 4.237e-05 |  | -4.9095e-05 |  | 7.1667e-06 |  | 5.8823e-05 |  | 0.00010102 |  | 0.055616 |  | 0.041959 |  | 8.2654e-05 |  | 0.096766 |  | 0.0050386 |  | 0.012868 |  | 0.20134 |  | 0.043955 |  | 0.0046451 |  | 0.002234
| -3.586e-05 |  | 0.00013193 |  | 0 |  | 6.3128e-05 |  | 0.00017908 |  | -3.5128e-06 |  | 6.1548e-05 |  | 0.0001118 |  | 0.055298 |  | 0.041717 |  | 0.00011127 |  | 0.095916 |  | 0.0050787 |  | 0.012393 |  | 0.20242 |  | 0.04469 |  | 0.0047676 |  | 0.0022722
| -4.9842e-05 |  | 1.8789e-05 |  | 0 |  | 6.3131e-05 |  | 0.00019343 |  | -4.2936e-06 |  | 6.4937e-05 |  | 0.00010485 |  | 0.054576 |  | 0.041474 |  | 0.00011128 |  | 0.095243 |  | 0.0047349 |  | 0.011914 |  | 0.20271 |  | 0.045367 |  | 0.0048852 |  | 0.0022977
| -6.9947e-05 |  | 1.8599e-05 |  | 0 |  | 2.2082e-05 |  | 0.00014918 |  | 4.1576e-05 |  | 7.037e-05 |  | 8.592e-05 |  | 0.054221 |  | 0.041232 |  | 8.1004e-05 |  | 0.095536 |  | 0.0043013 |  | 0.011561 |  | 0.20524 |  | 0.045722 |  | 0.0049574 |  | 0.0022953
| -4.6173e-05 |  | 7.1636e-05 |  | 0 |  | 2.2083e-05 |  | 0.00010717 |  | 2.0769e-06 |  | 7.4827e-05 |  | 7.8891e-05 |  | 0.054394 |  | 0.04099 |  | 8.1007e-05 |  | 0.096178 |  | 0.0043267 |  | 0.011247 |  | 0.20907 |  | 0.046472 |  | 0.0050984 |  | 0.0023128
| -8.6236e-06 |  | 3.1928e-06 |  | 0 |  | 8.4095e-05 |  | 0.0001068 |  | 9.2134e-06 |  | 7.9972e-05 |  | 0.0001011 |  | 0.054216 |  | 0.040748 |  | 0.00011848 |  | 0.096124 |  | 0.0041874 |  | 0.010822 |  | 0.21158 |  | 0.047584 |  | 0.005203 |  | 0.0023149
| -2.9261e-05 |  | -2.5498e-05 |  | 0 |  | 8.4099e-05 |  | -1.6639e-05 |  | 7.1045e-05 |  | 7.9931e-05 |  | 9.8351e-05 |  | 0.053453 |  | 0.040505 |  | 0.00011848 |  | 0.09497 |  | 0.0039623 |  | 0.010347 |  | 0.21285 |  | 0.048389 |  | 0.0052649 |  | 0.0023333
| -2.15e-05 |  | 0.00012373 |  | 0 |  | 4.879e-05 |  | -8.4875e-05 |  | 4.5312e-05 |  | 6.4274e-05 |  | 9.9798e-05 |  | 0.053275 |  | 0.040263 |  | 6.3654e-05 |  | 0.09404 |  | 0.0039443 |  | 0.009989 |  | 0.21457 |  | 0.048796 |  | 0.0053965 |  | 0.0023907
| 7.3062e-06 |  | 0.00016372 |  | 0 |  | 4.8792e-05 |  | 8.6366e-05 |  | 7.4635e-05 |  | 5.5664e-05 |  | 0.00011918 |  | 0.053882 |  | 0.04002 |  | 6.3657e-05 |  | 0.094486 |  | 0.0038796 |  | 0.0097675 |  | 0.21801 |  | 0.049939 |  | 0.0055607 |  | 0.0024259
| -7.9464e-06 |  | 5.7411e-05 |  | 0 |  | 2.5841e-05 |  | 0.0002486 |  | 7.026e-05 |  | 5.7236e-05 |  | 9.5511e-05 |  | 0.053731 |  | 0.039778 |  | 7.1314e-05 |  | 0.094438 |  | 0.003762 |  | 0.0094965 |  | 0.22078 |  | 0.051272 |  | 0.0057098 |  | 0.0024768
| 1.8239e-05 |  | -2.0064e-05 |  | 0 |  | 2.5843e-05 |  | 0.00020855 |  | 5.8602e-05 |  | 5.3094e-05 |  | 9.8911e-05 |  | 0.053066 |  | 0.039658 |  | 7.1317e-05 |  | 0.0938 |  | 0.0037965 |  | 0.0091229 |  | 0.22231 |  | 0.052071 |  | 0.0058472 |  | 0.0025183
| 1.2439e-05 |  | -6.1655e-06 |  | 0 |  | 4.6108e-05 |  | 0.00011726 |  | 8.7671e-06 |  | 5.2152e-05 |  | 9.5732e-05 |  | 0.052625 |  | 0.039397 |  | 5.4218e-05 |  | 0.093105 |  | 0.0036479 |  | 0.0087543 |  | 0.22317 |  | 0.052954 |  | 0.0059489 |  | 0.0025565
| -1.3424e-05 |  | 6.1224e-05 |  | 0 |  | 4.611e-05 |  | 7.3558e-05 |  | 2.0745e-05 |  | 5.7395e-05 |  | 9.6884e-05 |  | 0.052598 |  | 0.039086 |  | 5.422e-05 |  | 0.092531 |  | 0.0036262 |  | 0.0085273 |  | 0.2248 |  | 0.053781 |  | 0.0061225 |  | 0.0026525
| -1.968e-06 |  | 0.00017632 |  | 0 |  | 6.3853e-05 |  | 7.9593e-05 |  | 6.9307e-05 |  | 6.7165e-05 |  | 0.0001111 |  | 0.052501 |  | 0.03914 |  | 8.3796e-05 |  | 0.092422 |  | 0.0036955 |  | 0.0082383 |  | 0.22673 |  | 0.054615 |  | 0.006287 |  | 0.0027463
| 5.5694e-06 |  | 0.00020179 |  | 0 |  | 6.3856e-05 |  | 3.1311e-05 |  | 4.551e-06 |  | 7.3209e-05 |  | 0.00010388 |  | 0.052196 |  | 0.039193 |  | 8.38e-05 |  | 0.09287 |  | 0.0036592 |  | 0.0079691 |  | 0.22955 |  | 0.055472 |  | 0.0063904 |  | 0.002803
| 8.0963e-06 |  | 0.00012436 |  | 0 |  | 4.4767e-05 |  | -0.00017657 |  | -3.4249e-05 |  | 7.1151e-05 |  | 0.00010746 |  | 0.051941 |  | 0.038718 |  | 6.3921e-05 |  | 0.092354 |  | 0.003428 |  | 0.0077105 |  | 0.23055 |  | 0.056329 |  | 0.0065406 |  | 0.0028892
| -6.5899e-06 |  | 2.7954e-05 |  | 0 |  | 4.4769e-05 |  | -0.00015663 |  | -4.562e-05 |  | 6.958e-05 |  | 9.0821e-05 |  | 0.051715 |  | 0.038293 |  | 6.3924e-05 |  | 0.091281 |  | 0.0029924 |  | 0.0074198 |  | 0.23022 |  | 0.057256 |  | 0.0067136 |  | 0.0029733
| 3.8393e-06 |  | 6.0076e-05 |  | 0 |  | 3.5124e-05 |  | 4.8451e-05 |  | -1.0267e-05 |  | 7.4122e-05 |  | 8.6454e-05 |  | 0.051165 |  | 0.037977 |  | 8.8649e-05 |  | 0.090857 |  | 0.0030311 |  | 0.0071481 |  | 0.23071 |  | 0.058166 |  | 0.0068959 |  | 0.0030249
| 5.1335e-05 |  | 0.00015232 |  | 0 |  | 3.5126e-05 |  | 9.0505e-05 |  | 0.00014046 |  | 7.4582e-05 |  | 0.00011136 |  | 0.050828 |  | 0.037585 |  | 9.6311e-05 |  | 0.090444 |  | 0.0029195 |  | 0.0068875 |  | 0.23074 |  | 0.059077 |  | 0.0070422 |  | 0.0030923
| 4.294e-05 |  | 3.9633e-05 |  | 0 |  | 6.3939e-05 |  | 6.5717e-05 |  | 0.00018069 |  | 5.8484e-05 |  | 0.00013031 |  | 0.050885 |  | 0.03757 |  | 7.4492e-05 |  | 0.090225 |  | 0.0027162 |  | 0.0066952 |  | 0.23148 |  | 0.059987 |  | 0.0071939 |  | 0.0031614
| 3.0702e-05 |  | -1.6185e-05 |  | 0 |  | 6.3942e-05 |  | 0.00019311 |  | 7.2042e-05 |  | 5.7121e-05 |  | 0.00011366 |  | 0.050663 |  | 0.037481 |  | 8.041e-05 |  | 0.08998 |  | 0.0025362 |  | 0.0064853 |  | 0.23217 |  | 0.060975 |  | 0.0073742 |  | 0.0032443
| 1.6501e-05 |  | 5.3895e-05 |  | 0 |  | 4.657e-05 |  | 0.00029039 |  | 6.893e-06 |  | 6.4224e-05 |  | 6.9762e-05 |  | 0.050204 |  | 0.037006 |  | 8.6258e-05 |  | 0.089688 |  | 0.002562 |  | 0.0062485 |  | 0.23205 |  | 0.062005 |  | 0.0075521 |  | 0.0033159
| -3.8908e-05 |  | -2.2118e-05 |  | 0 |  | 4.6573e-05 |  | 0.00016428 |  | -3.5596e-06 |  | 6.0461e-05 |  | 6.1736e-05 |  | 0.05003 |  | 0.036722 |  | 7.2688e-05 |  | 0.089196 |  | 0.002654 |  | 0.0060515 |  | 0.23189 |  | 0.062907 |  | 0.0077005 |  | 0.0033375
| 7.7016e-06 |  | 4.2081e-05 |  | 0 |  | 7.2482e-05 |  | 1.8114e-05 |  | 3.3681e-05 |  | 6.857e-05 |  | 8.3167e-05 |  | 0.050082 |  | 0.036882 |  | 8.9077e-05 |  | 0.088905 |  | 0.0025132 |  | 0.005885 |  | 0.23208 |  | 0.063939 |  | 0.0078776 |  | 0.0034019
| 2.5357e-05 |  | 0.00013887 |  | 0 |  | 7.2485e-05 |  | 2.5317e-05 |  | 4.187e-05 |  | 7.2295e-05 |  | 9.298e-05 |  | 0.049628 |  | 0.036713 |  | 8.9081e-05 |  | 0.088614 |  | 0.0024559 |  | 0.0057035 |  | 0.23118 |  | 0.065097 |  | 0.0080859 |  | 0.0034951
| -1.6419e-05 |  | 2.5229e-05 |  | 0 |  | 5.3253e-05 |  | 2.4354e-05 |  | 7.0188e-06 |  | 6.6066e-05 |  | 8.1195e-05 |  | 0.049453 |  | 0.036575 |  | 6.1392e-05 |  | 0.088437 |  | 0.0023787 |  | 0.0055509 |  | 0.23104 |  | 0.066248 |  | 0.008291 |  | 0.0035558
| -2.0966e-05 |  | -1.8427e-05 |  | 0 |  | 5.3255e-05 |  | -5.708e-05 |  | -4.0491e-06 |  | 6.2549e-05 |  | 7.6523e-05 |  | 0.04924 |  | 0.036252 |  | 6.1394e-05 |  | 0.088031 |  | 0.0021502 |  | 0.005381 |  | 0.22977 |  | 0.067428 |  | 0.0084534 |  | 0.0036353
| -2.9296e-05 |  | -4.0515e-05 |  | 0 |  | 4.7703e-05 |  | -7.0204e-05 |  | 4.7136e-05 |  | 5.9828e-05 |  | 0.00010187 |  | 0.048546 |  | 0.035793 |  | 9.7675e-05 |  | 0.086991 |  | 0.0022661 |  | 0.0051842 |  | 0.22715 |  | 0.068616 |  | 0.0086092 |  | 0.0037153
| 1.4381e-05 |  | -3.1708e-05 |  | 0 |  | 4.7705e-05 |  | 2.5078e-06 |  | 8.7185e-05 |  | 6.0992e-05 |  | 0.0001405 |  | 0.048187 |  | 0.035619 |  | 9.7679e-05 |  | 0.086618 |  | 0.0023553 |  | 0.0050285 |  | 0.22584 |  | 0.0698 |  | 0.0088317 |  | 0.0037916
| 2.6596e-05 |  | 9.7207e-05 |  | 0 |  | 4.3986e-05 |  | 4.5302e-05 |  | 5.8431e-05 |  | 7.1044e-05 |  | 0.00012841 |  | 0.048303 |  | 0.035262 |  | 6.3614e-05 |  | 0.086693 |  | 0.0020082 |  | 0.0048478 |  | 0.22392 |  | 0.070944 |  | 0.0090384 |  | 0.0038781
| 3.1053e-05 |  | 0.00016809 |  | 0 |  | 4.3988e-05 |  | 7.9222e-05 |  | 4.3946e-05 |  | 7.4925e-05 |  | 0.00012169 |  | 0.048045 |  | 0.035094 |  | 8.1302e-05 |  | 0.086131 |  | 0.0020454 |  | 0.0046505 |  | 0.22188 |  | 0.072234 |  | 0.0092083 |  | 0.0039616
| 3.857e-05 |  | 0.00013631 |  | 0 |  | 8.3072e-05 |  | 2.1034e-05 |  | 8.2097e-05 |  | 6.1014e-05 |  | 0.00013342 |  | 0.047704 |  | 0.035136 |  | 0.00010322 |  | 0.085641 |  | 0.0019749 |  | 0.0045053 |  | 0.21985 |  | 0.073475 |  | 0.0094127 |  | 0.0040382
| -1.0554e-05 |  | 6.9283e-05 |  | 0 |  | 8.3075e-05 |  | 1.7548e-05 |  | 4.1809e-05 |  | 6.1189e-05 |  | 0.0001008 |  | 0.047627 |  | 0.034796 |  | 8.5538e-05 |  | 0.085459 |  | 0.0019082 |  | 0.0043732 |  | 0.21737 |  | 0.07476 |  | 0.0096792 |  | 0.0041172
| -3.3917e-05 |  | 5.5413e-05 |  | 0 |  | 3.8312e-05 |  | 5.8442e-05 |  | 8.7752e-07 |  | 6.5455e-05 |  | 7.5801e-05 |  | 0.047303 |  | 0.034512 |  | 1.2171e-05 |  | 0.085226 |  | 0.0019702 |  | 0.0042757 |  | 0.21506 |  | 0.076076 |  | 0.0099303 |  | 0.0042141
| -7.1122e-06 |  | 0.00011331 |  | 0 |  | 3.8313e-05 |  | 3.1153e-05 |  | 2.6597e-05 |  | 6.2464e-05 |  | 8.3828e-05 |  | 0.047031 |  | 0.034517 |  | 1.2171e-05 |  | 0.084752 |  | 0.0018975 |  | 0.0041246 |  | 0.21248 |  | 0.077417 |  | 0.010143 |  | 0.0042862
| -7.5614e-06 |  | 0.00013138 |  | 0 |  | 4.9707e-05 |  | 5.9342e-05 |  | 5.3573e-05 |  | 6.4518e-05 |  | 8.4075e-05 |  | 0.046897 |  | 0.034221 |  | 6.6301e-05 |  | 0.084482 |  | 0.0018583 |  | 0.0039656 |  | 0.20931 |  | 0.078832 |  | 0.010365 |  | 0.0043526
| -3.5725e-05 |  | 0.00017158 |  | 0 |  | 4.971e-05 |  | 0.0001216 |  | 9.6439e-05 |  | 7.0568e-05 |  | 7.8112e-05 |  | 0.046554 |  | 0.033818 |  | 6.6304e-05 |  | 0.084188 |  | 0.0017087 |  | 0.0038671 |  | 0.20578 |  | 0.08022 |  | 0.010625 |  | 0.0044381
| -2.9713e-05 |  | 0.00014605 |  | 0 |  | 5.3762e-05 |  | 7.673e-05 |  | 0.0001009 |  | 6.7376e-05 |  | 0.00010119 |  | 0.046433 |  | 0.033544 |  | 6.0619e-05 |  | 0.083636 |  | 0.0016664 |  | 0.0037602 |  | 0.20217 |  | 0.081526 |  | 0.010895 |  | 0.004525
| -5.38e-05 |  | 9.0084e-05 |  | 0 |  | 5.3765e-05 |  | 1.9613e-06 |  | 1.9422e-05 |  | 6.4458e-05 |  | 9.4354e-05 |  | 0.046254 |  | 0.033354 |  | 6.0621e-05 |  | 0.083306 |  | 0.0019235 |  | 0.0036323 |  | 0.19862 |  | 0.082905 |  | 0.011131 |  | 0.004629
| -6.0643e-05 |  | 1.2285e-05 |  | 0 |  | 3.521e-05 |  | 0.00011133 |  | -7.5826e-05 |  | 7.2706e-05 |  | 6.0349e-05 |  | 0.045809 |  | 0.033331 |  | 6.0225e-05 |  | 0.083182 |  | 0.0021359 |  | 0.0035338 |  | 0.19459 |  | 0.084308 |  | 0.011389 |  | 0.0047016
| -1.9101e-05 |  | -1.2034e-06 |  | 0 |  | 3.5212e-05 |  | 0.00020238 |  | -4.8155e-05 |  | 7.4593e-05 |  | 7.3958e-05 |  | 0.045534 |  | 0.033234 |  | 6.0227e-05 |  | 0.08257 |  | 0.0017592 |  | 0.0034328 |  | 0.19042 |  | 0.085743 |  | 0.011684 |  | 0.0047965
| -1.3091e-05 |  | 2.9792e-05 |  | 0 |  | 3.3346e-05 |  | 0.0001117 |  | 2.8142e-05 |  | 6.7684e-05 |  | 9.5554e-05 |  | 0.045182 |  | 0.033069 |  | 4.6215e-05 |  | 0.08198 |  | 0.0015893 |  | 0.0033446 |  | 0.18594 |  | 0.087217 |  | 0.011989 |  | 0.0049077
| -4.2002e-05 |  | 1.0742e-05 |  | 0 |  | 3.3347e-05 |  | 2.516e-05 |  | 3.1962e-05 |  | 6.2949e-05 |  | 8.1945e-05 |  | 0.045013 |  | 0.032916 |  | 4.6217e-05 |  | 0.08176 |  | 0.0017414 |  | 0.0032248 |  | 0.18131 |  | 0.088736 |  | 0.012231 |  | 0.0050166
| -1.0505e-05 |  | 4.3782e-05 |  | 0 |  | 5.3485e-05 |  | 2.2872e-05 |  | 2.4186e-05 |  | 6.812e-05 |  | 8.072e-05 |  | 0.045016 |  | 0.032773 |  | 8.8858e-05 |  | 0.0815 |  | 0.0015021 |  | 0.0030992 |  | 0.17672 |  | 0.090247 |  | 0.012504 |  | 0.00512
| 7.4592e-07 |  | 3.3462e-05 |  | 0 |  | 5.3488e-05 |  | 5.0655e-05 |  | -1.3991e-05 |  | 6.6211e-05 |  | 8.072e-05 |  | 0.044512 |  | 0.032439 |  | 8.8862e-05 |  | 0.081086 |  | 0.0012312 |  | 0.0030133 |  | 0.17191 |  | 0.091663 |  | 0.012809 |  | 0.0051797
| -1.17e-05 |  | -2.378e-05 |  | 0 |  | 4.5622e-05 |  | -3.0602e-06 |  | 1.818e-05 |  | 6.1094e-05 |  | 7.002e-05 |  | 0.04426 |  | 0.032159 |  | 5.0952e-05 |  | 0.08059 |  | 0.0013331 |  | 0.0029227 |  | 0.1672 |  | 0.093149 |  | 0.013109 |  | 0.0052737
| 2.8245e-05 |  | 2.4395e-05 |  | 0 |  | 4.5624e-05 |  | -4.3142e-06 |  | 5.8925e-05 |  | 6.0962e-05 |  | 7.002e-05 |  | 0.044113 |  | 0.031965 |  | 5.0954e-05 |  | 0.080164 |  | 0.0012667 |  | 0.0028357 |  | 0.16257 |  | 0.094722 |  | 0.01337 |  | 0.0053827
| -1.0266e-07 |  | 4.8746e-05 |  | 0 |  | 2.226e-05 |  | 0.00020046 |  | 1.4889e-05 |  | 6.1295e-05 |  | 6.8355e-05 |  | 0.043898 |  | 0.031739 |  | 8.6722e-05 |  | 0.079789 |  | 0.0012391 |  | 0.0027579 |  | 0.15783 |  | 0.096354 |  | 0.013663 |  | 0.0055074
| -1.2828e-05 |  | 6.6551e-05 |  | 0 |  | 2.2261e-05 |  | 0.00024637 |  | 4.6217e-05 |  | 6.5431e-05 |  | 6.8784e-05 |  | 0.043709 |  | 0.031776 |  | 8.6726e-05 |  | 0.079246 |  | 0.0013435 |  | 0.0026819 |  | 0.15306 |  | 0.09795 |  | 0.01402 |  | 0.0056243
| 3.2728e-05 |  | 4.7337e-05 |  | 0 |  | 8.7602e-05 |  | 0.00015228 |  | 8.1068e-05 |  | 7.5302e-05 |  | 9.8022e-05 |  | 0.043641 |  | 0.031652 |  | 7.1642e-05 |  | 0.078795 |  | 0.0011909 |  | 0.0026052 |  | 0.14821 |  | 0.099499 |  | 0.014346 |  | 0.0057402
| 4.0484e-05 |  | -3.4134e-05 |  | 0 |  | 8.7606e-05 |  | 0.00013133 |  | 5.4213e-05 |  | 5.9869e-05 |  | 0.00011319 |  | 0.04353 |  | 0.031421 |  | 7.1645e-05 |  | 0.078501 |  | 0.0011655 |  | 0.0025001 |  | 0.14332 |  | 0.10113 |  | 0.014631 |  | 0.0058521
| 5.1398e-06 |  | -4.0105e-05 |  | 0 |  | 2.5949e-05 |  | 0.00010872 |  | 9.9616e-06 |  | 5.5336e-05 |  | 7.7555e-05 |  | 0.042881 |  | 0.031177 |  | 7.4415e-05 |  | 0.078061 |  | 0.0010458 |  | 0.0023857 |  | 0.13846 |  | 0.10268 |  | 0.014939 |  | 0.0059683
| 8.3072e-06 |  | -1.991e-05 |  | 0 |  | 2.595e-05 |  | 0.00012961 |  | 1.7508e-05 |  | 5.9318e-05 |  | 6.6864e-05 |  | 0.042635 |  | 0.030837 |  | 7.4418e-05 |  | 0.077603 |  | 0.0013245 |  | 0.0023375 |  | 0.13378 |  | 0.10432 |  | 0.015316 |  | 0.0060921
| -1.3321e-05 |  | 6.6679e-05 |  | 0 |  | 5.9263e-05 |  | 0.00012446 |  | 2.3455e-05 |  | 5.0981e-05 |  | 8.6106e-05 |  | 0.042475 |  | 0.030581 |  | 6.3103e-05 |  | 0.077147 |  | 0.001494 |  | 0.0022812 |  | 0.12908 |  | 0.10608 |  | 0.015701 |  | 0.0061948
| -4.3348e-05 |  | 7.8373e-05 |  | 0 |  | 5.9265e-05 |  | 0.00011874 |  | 7.3708e-06 |  | 5.3546e-05 |  | 8.8837e-05 |  | 0.042167 |  | 0.030524 |  | 6.3106e-05 |  | 0.076408 |  | 0.0011072 |  | 0.0022097 |  | 0.12422 |  | 0.10776 |  | 0.016045 |  | 0.0063201
| -5.4477e-06 |  | 4.0742e-05 |  | 0 |  | 3.7313e-05 |  | 0.00010667 |  | 1.4649e-05 |  | 5.8126e-05 |  | 8.4369e-05 |  | 0.042019 |  | 0.030287 |  | 5.0748e-05 |  | 0.075886 |  | 0.0010788 |  | 0.0021581 |  | 0.11974 |  | 0.10944 |  | 0.016416 |  | 0.0064404
| 8.7875e-06 |  | 2.5989e-05 |  | 0 |  | 3.7315e-05 |  | 3.8825e-05 |  | 6.7084e-06 |  | 5.0388e-05 |  | 8.4536e-05 |  | 0.042064 |  | 0.030043 |  | 5.0751e-05 |  | 0.075613 |  | 0.001063 |  | 0.0020901 |  | 0.11546 |  | 0.11122 |  | 0.016835 |  | 0.0065602
| -6.3875e-06 |  | -1.0757e-05 |  | 0 |  | 4.7285e-05 |  | 8.5683e-05 |  | 2.8251e-05 |  | 4.9699e-05 |  | 9.6012e-05 |  | 0.041883 |  | 0.030097 |  | 8.4704e-05 |  | 0.075015 |  | 0.0011052 |  | 0.0020029 |  | 0.11121 |  | 0.11291 |  | 0.017278 |  | 0.0066927
| 2.0286e-07 |  | 4.2676e-06 |  | 0 |  | 4.7287e-05 |  | 0.0001555 |  | 8.6234e-05 |  | 5.718e-05 |  | 9.5258e-05 |  | 0.041454 |  | 0.029935 |  | 8.4708e-05 |  | 0.074259 |  | 0.00089583 |  | 0.0019576 |  | 0.10703 |  | 0.11476 |  | 0.017644 |  | 0.0068374
| -1.6012e-05 |  | -1.0261e-05 |  | 0 |  | 5.5111e-05 |  | 9.5088e-05 |  | 6.4557e-05 |  | 5.0375e-05 |  | 5.6223e-05 |  | 0.040972 |  | 0.029612 |  | 2.2222e-05 |  | 0.073578 |  | 0.00074962 |  | 0.0019175 |  | 0.10288 |  | 0.11658 |  | 0.018006 |  | 0.006978
| -1.201e-05 |  | 2.0621e-05 |  | 0 |  | 5.5113e-05 |  | 0.000116 |  | 3.9806e-05 |  | 5.0334e-05 |  | 7.7746e-05 |  | 0.040485 |  | 0.029409 |  | 2.2223e-05 |  | 0.073362 |  | 0.0011839 |  | 0.0018763 |  | 0.09888 |  | 0.11831 |  | 0.018443 |  | 0.0070986
| -2.2224e-05 |  | 8.4343e-05 |  | 0 |  | 8.1515e-05 |  | 0.00011812 |  | 4.9982e-05 |  | 6.7238e-05 |  | 0.00010632 |  | 0.040407 |  | 0.029175 |  | 6.1785e-05 |  | 0.07331 |  | 0.0011578 |  | 0.0018222 |  | 0.09505 |  | 0.12009 |  | 0.018902 |  | 0.0072411
| -6.3364e-05 |  | 3.247e-05 |  | 0 |  | 8.1519e-05 |  | -4.0285e-05 |  | 3.4484e-05 |  | 7.3471e-05 |  | 7.777e-05 |  | 0.040322 |  | 0.028861 |  | 6.1788e-05 |  | 0.072964 |  | 0.00098477 |  | 0.0017235 |  | 0.091406 |  | 0.12194 |  | 0.019332 |  | 0.0073817
| -3.5116e-05 |  | 3.8673e-05 |  | 0 |  | 7.5636e-05 |  | -1.2776e-05 |  | -7.8389e-06 |  | 6.6251e-05 |  | 6.3315e-05 |  | 0.040122 |  | 0.028654 |  | 2.9188e-05 |  | 0.072455 |  | 0.00094185 |  | 0.0016804 |  | 0.087909 |  | 0.12371 |  | 0.019728 |  | 0.0075155
| -2.5657e-05 |  | 4.4444e-05 |  | 0 |  | 7.5639e-05 |  | 9.4116e-05 |  | -1.3356e-05 |  | 6.4355e-05 |  | 6.3547e-05 |  | 0.039928 |  | 0.028554 |  | 2.9189e-05 |  | 0.072018 |  | 0.00088027 |  | 0.0016444 |  | 0.08442 |  | 0.12529 |  | 0.020146 |  | 0.0076679
| -2.036e-05 |  | 8.8367e-05 |  | 0 |  | 6.4421e-05 |  | -3.2094e-06 |  | -6.1141e-06 |  | 5.6929e-05 |  | 5.5316e-05 |  | 0.039518 |  | 0.028357 |  | 2.6526e-05 |  | 0.071515 |  | 0.00065688 |  | 0.0015925 |  | 0.081182 |  | 0.12703 |  | 0.020624 |  | 0.0077999
| -6.6681e-06 |  | 0.00010726 |  | 0 |  | 6.4424e-05 |  | 3.3317e-05 |  | -6.4811e-08 |  | 5.3631e-05 |  | 5.507e-05 |  | 0.039244 |  | 0.028053 |  | 2.6527e-05 |  | 0.071333 |  | 0.00064123 |  | 0.001527 |  | 0.078039 |  | 0.12885 |  | 0.021081 |  | 0.0079602
| -2.5828e-05 |  | 6.1571e-05 |  | 0 |  | 7.013e-05 |  | 8.9452e-05 |  | 4.5051e-05 |  | 6.4856e-05 |  | 7.0562e-05 |  | 0.039175 |  | 0.027979 |  | 0.00010344 |  | 0.070901 |  | 0.00077921 |  | 0.0014775 |  | 0.074742 |  | 0.13073 |  | 0.021542 |  | 0.008149
| -1.4181e-08 |  | 1.5073e-05 |  | 0 |  | 7.0134e-05 |  | 0.00021908 |  | 4.3028e-05 |  | 5.9923e-05 |  | 9.3372e-05 |  | 0.038988 |  | 0.02782 |  | 0.00010344 |  | 0.069976 |  | 0.00079128 |  | 0.0014425 |  | 0.071797 |  | 0.13239 |  | 0.022046 |  | 0.0083119
| 8.9732e-06 |  | 3.591e-05 |  | 0 |  | 6.7547e-05 |  | 0.00032202 |  | 7.5386e-05 |  | 4.7233e-05 |  | 0.00010005 |  | 0.038621 |  | 0.027788 |  | 7.6257e-05 |  | 0.069228 |  | 0.00093439 |  | 0.0013926 |  | 0.068848 |  | 0.13409 |  | 0.022559 |  | 0.0084619
| -3.6148e-05 |  | -1.9652e-05 |  | 0 |  | 6.755e-05 |  | 0.00012591 |  | 0.00012317 |  | 4.0015e-05 |  | 7.7237e-05 |  | 0.038403 |  | 0.027763 |  | 7.626e-05 |  | 0.068618 |  | 0.00091734 |  | 0.0013554 |  | 0.066027 |  | 0.13585 |  | 0.023058 |  | 0.0085949
| -2.1986e-05 |  | -0.0001073 |  | 0 |  | 5.4945e-05 |  | 5.4644e-05 |  | 9.11e-05 |  | 4.0601e-05 |  | 7.0201e-05 |  | 0.038228 |  | 0.027407 |  | 5.3719e-05 |  | 0.068233 |  | 0.00078463 |  | 0.001329 |  | 0.063397 |  | 0.13772 |  | 0.023562 |  | 0.0087649
| 2.2857e-05 |  | 3.2596e-05 |  | 0 |  | 5.4947e-05 |  | 4.649e-05 |  | 8.2717e-05 |  | 4.8258e-05 |  | 7.7108e-05 |  | 0.038183 |  | 0.027148 |  | 5.3721e-05 |  | 0.067598 |  | 0.00087956 |  | 0.0012891 |  | 0.06082 |  | 0.13956 |  | 0.024098 |  | 0.0089227
| 1.9594e-05 |  | 0.00011906 |  | 0 |  | 5.326e-05 |  | 2.92e-05 |  | 1.0398e-05 |  | 6.2089e-05 |  | 6.5139e-05 |  | 0.037842 |  | 0.026974 |  | 5.5118e-05 |  | 0.067111 |  | 0.00088676 |  | 0.0012418 |  | 0.058497 |  | 0.14134 |  | 0.02465 |  | 0.0090648
| -3.4518e-05 |  | 0.00010844 |  | 0 |  | 5.3262e-05 |  | 3.067e-05 |  | -4.9983e-05 |  | 6.6161e-05 |  | 5.8213e-05 |  | 0.03731 |  | 0.026695 |  | 5.512e-05 |  | 0.066585 |  | 0.00060615 |  | 0.0012022 |  | 0.056244 |  | 0.14303 |  | 0.025214 |  | 0.0092465
| -5.0719e-05 |  | 0.0001731 |  | 0 |  | 6.0951e-05 |  | -4.4569e-05 |  | -2.3755e-05 |  | 6.1377e-05 |  | 4.6141e-05 |  | 0.037231 |  | 0.026522 |  | 5.2028e-05 |  | 0.066207 |  | 0.00072309 |  | 0.0011628 |  | 0.054074 |  | 0.14477 |  | 0.02577 |  | 0.0094392
| -3.6851e-05 |  | 0.000102 |  | 0 |  | 6.0954e-05 |  | -4.5107e-05 |  | -9.2211e-06 |  | 6.5253e-05 |  | 4.6141e-05 |  | 0.037289 |  | 0.026417 |  | 5.203e-05 |  | 0.065926 |  | 0.00094864 |  | 0.0011406 |  | 0.051993 |  | 0.14662 |  | 0.026432 |  | 0.0096119
| -4.7679e-05 |  | 7.9278e-05 |  | 0 |  | 4.2382e-05 |  | 5.6879e-05 |  | -5.7742e-05 |  | 4.5977e-05 |  | 4.1001e-05 |  | 0.037331 |  | 0.026399 |  | 2.7035e-05 |  | 0.065434 |  | 0.00075739 |  | 0.0010839 |  | 0.050055 |  | 0.14844 |  | 0.02714 |  | 0.0097948
| -5.305e-05 |  | 8.6264e-05 |  | 0 |  | 4.2384e-05 |  | 3.5212e-05 |  | -9.5944e-05 |  | 4.5138e-05 |  | 4.6619e-05 |  | 0.036901 |  | 0.026338 |  | 2.7036e-05 |  | 0.06491 |  | 0.00057197 |  | 0.00105 |  | 0.048208 |  | 0.15023 |  | 0.027816 |  | 0.0099916
| -3.5468e-05 |  | 2.3455e-05 |  | 0 |  | 4.9114e-05 |  | 2.3456e-05 |  | -1.3253e-05 |  | 5.7017e-05 |  | 6.834e-05 |  | 0.036683 |  | 0.026111 |  | 4.3321e-05 |  | 0.064526 |  | 0.00054826 |  | 0.0010537 |  | 0.046462 |  | 0.15206 |  | 0.028483 |  | 0.010158
| -1.3e-05 |  | 8.2191e-05 |  | 0 |  | 4.9116e-05 |  | 6.3067e-05 |  | 1.0899e-05 |  | 5.3041e-05 |  | 6.271e-05 |  | 0.036733 |  | 0.025995 |  | 4.3323e-05 |  | 0.063989 |  | 0.00058313 |  | 0.0009979 |  | 0.044737 |  | 0.15387 |  | 0.029099 |  | 0.010326
| -5.6992e-05 |  | 8.5346e-05 |  | 0 |  | 3.9071e-05 |  | 4.0776e-05 |  | -4.1435e-05 |  | 5.1537e-05 |  | 5.1982e-05 |  | 0.036482 |  | 0.025816 |  | 2.9351e-05 |  | 0.063373 |  | 0.00078605 |  | 0.00096296 |  | 0.042949 |  | 0.15568 |  | 0.02975 |  | 0.010533
| -8.0612e-05 |  | 0.00010807 |  | 0 |  | 3.9073e-05 |  | 7.7364e-05 |  | -2.3571e-05 |  | 5.8804e-05 |  | 5.1996e-05 |  | 0.036146 |  | 0.025526 |  | 2.9352e-05 |  | 0.062984 |  | 0.00079311 |  | 0.00094697 |  | 0.04117 |  | 0.15752 |  | 0.030367 |  | 0.010732
| -6.9299e-05 |  | 0.00016663 |  | 0 |  | 4.0108e-05 |  | 0.00012738 |  | -7.4077e-06 |  | 5.4486e-05 |  | 6.2105e-05 |  | 0.035819 |  | 0.02507 |  | 8.1017e-05 |  | 0.062499 |  | 0.00048369 |  | 0.00090365 |  | 0.039524 |  | 0.15944 |  | 0.030991 |  | 0.01094
| -3.3374e-05 |  | 0.00014417 |  | 0 |  | 4.011e-05 |  | 4.2989e-05 |  | -3.8245e-05 |  | 3.7071e-05 |  | 6.2122e-05 |  | 0.035599 |  | 0.024865 |  | 8.1021e-05 |  | 0.061805 |  | 0.00040256 |  | 0.00088647 |  | 0.037966 |  | 0.16128 |  | 0.031738 |  | 0.011141
| -2.0567e-05 |  | -9.255e-06 |  | 0 |  | 5.3621e-05 |  | -7.8804e-05 |  | -2.611e-05 |  | 4.7643e-05 |  | 5.8821e-05 |  | 0.035228 |  | 0.024951 |  | 4.7779e-05 |  | 0.061043 |  | 0.0004792 |  | 0.00088621 |  | 0.036594 |  | 0.16328 |  | 0.032595 |  | 0.011346
| -4.8637e-05 |  | -8.1639e-05 |  | 0 |  | 5.3623e-05 |  | -1.853e-05 |  | -4.291e-05 |  | 5.8417e-05 |  | 5.8837e-05 |  | 0.035118 |  | 0.024922 |  | 4.7782e-05 |  | 0.060551 |  | 0.00044873 |  | 0.0008411 |  | 0.035263 |  | 0.16531 |  | 0.03344 |  | 0.011578
| -1.09e-05 |  | 2.3843e-05 |  | 0 |  | 8.1372e-05 |  | 4.9436e-05 |  | 1.7238e-05 |  | 5.8883e-05 |  | 7.0977e-05 |  | 0.035165 |  | 0.024865 |  | 4.9093e-05 |  | 0.060183 |  | 0.00040053 |  | 0.00079689 |  | 0.033964 |  | 0.16727 |  | 0.034289 |  | 0.011782
| -7.1555e-06 |  | 0.00010508 |  | 0 |  | 8.1375e-05 |  | -2.7756e-05 |  | 4.363e-05 |  | 6.7865e-05 |  | 7.0995e-05 |  | 0.034951 |  | 0.024746 |  | 4.9095e-05 |  | 0.060026 |  | 0.00058553 |  | 0.00080288 |  | 0.03276 |  | 0.1692 |  | 0.035118 |  | 0.011993
| -7.6066e-06 |  | 9.8642e-05 |  | 0 |  | 1.9084e-05 |  | -4.4562e-05 |  | 8.1382e-05 |  | 6.5466e-05 |  | 9.6986e-05 |  | 0.034469 |  | 0.024596 |  | 6.8034e-05 |  | 0.059605 |  | 0.0007673 |  | 0.00080271 |  | 0.031559 |  | 0.17108 |  | 0.035826 |  | 0.012179
| 5.3288e-08 |  | 7.0038e-05 |  | 0 |  | 1.9085e-05 |  | 9.6341e-05 |  | 8.0001e-05 |  | 5.0885e-05 |  | 9.7679e-05 |  | 0.034409 |  | 0.024431 |  | 6.8037e-05 |  | 0.059095 |  | 0.00075267 |  | 0.00075637 |  | 0.030431 |  | 0.17297 |  | 0.036585 |  | 0.012415
| -1.8803e-05 |  | -2.8444e-05 |  | 0 |  | 8.6863e-06 |  | 0.00016946 |  | 1.9564e-05 |  | 4.4559e-05 |  | 5.7385e-05 |  | 0.034601 |  | 0.024205 |  | 4.4345e-05 |  | 0.058439 |  | 0.0006845 |  | 0.00072143 |  | 0.029255 |  | 0.17513 |  | 0.037367 |  | 0.01266
| -2.1369e-05 |  | -0.00010178 |  | 0 |  | 8.6867e-06 |  | 8.0839e-05 |  | 4.37e-05 |  | 5.2812e-05 |  | 5.6717e-05 |  | 0.034389 |  | 0.023937 |  | 4.4347e-05 |  | 0.057875 |  | 0.00052722 |  | 0.00070983 |  | 0.028122 |  | 0.17726 |  | 0.03819 |  | 0.012911
| -2.1762e-05 |  | 5.1148e-05 |  | 0 |  | 4.9212e-05 |  | -8.2156e-06 |  | 4.4252e-05 |  | 5.7651e-05 |  | 6.5521e-05 |  | 0.033993 |  | 0.023813 |  | 5.5981e-05 |  | 0.057375 |  | 0.00050931 |  | 0.00067957 |  | 0.027122 |  | 0.17938 |  | 0.039104 |  | 0.013166
| -8.3262e-06 |  | 9.5076e-05 |  | 0 |  | 4.9215e-05 |  | -0.00011458 |  | 5.3577e-05 |  | 5.5452e-05 |  | 6.5521e-05 |  | 0.033833 |  | 0.023757 |  | 5.5984e-05 |  | 0.056775 |  | 0.0005154 |  | 0.00067608 |  | 0.026139 |  | 0.18148 |  | 0.040007 |  | 0.013412
| -2.0972e-05 |  | -7.8325e-05 |  | 0 |  | 4.1837e-05 |  | 6.0827e-05 |  | 6.9699e-05 |  | 5.5251e-05 |  | 6.7155e-05 |  | 0.033805 |  | 0.023657 |  | 5.719e-05 |  | 0.056244 |  | 0.00063288 |  | 0.00064596 |  | 0.025178 |  | 0.18361 |  | 0.04093 |  | 0.013646
| -4.0038e-05 |  | -3.55e-06 |  | 0 |  | 4.1839e-05 |  | 0.00030237 |  | 1.2553e-05 |  | 5.2867e-05 |  | 6.7138e-05 |  | 0.033288 |  | 0.023518 |  | 5.7193e-05 |  | 0.055974 |  | 0.00067864 |  | 0.00060975 |  | 0.024237 |  | 0.18579 |  | 0.041938 |  | 0.013914
| -2.3024e-05 |  | 3.8411e-05 |  | 0 |  | 6.4377e-06 |  | 0.00019054 |  | -5.7649e-05 |  | 4.9819e-05 |  | 7.0891e-05 |  | 0.032945 |  | 0.023195 |  | 5.2368e-05 |  | 0.055649 |  | 0.00044345 |  | 0.00060176 |  | 0.023376 |  | 0.18814 |  | 0.042903 |  | 0.014229
| -1.7851e-05 |  | -7.8118e-05 |  | 0 |  | 6.4379e-06 |  | 4.899e-06 |  | 4.4959e-06 |  | 4.7889e-05 |  | 7.0891e-05 |  | 0.032745 |  | 0.023068 |  | 5.237e-05 |  | 0.054708 |  | 0.0003746 |  | 0.00059245 |  | 0.02246 |  | 0.19027 |  | 0.043815 |  | 0.014481
| -2.3595e-05 |  | 2.0689e-05 |  | 0 |  | 8.6683e-05 |  | -5.6345e-05 |  | 3.3419e-05 |  | 5.1488e-05 |  | 6.278e-05 |  | 0.032506 |  | 0.023023 |  | 2.5453e-05 |  | 0.05442 |  | 0.00044225 |  | 0.00058661 |  | 0.021599 |  | 0.19241 |  | 0.044791 |  | 0.014755
| -4.0376e-05 |  | 0.00011176 |  | 0 |  | 8.6687e-05 |  | 1.4183e-05 |  | -3.4509e-05 |  | 5.9318e-05 |  | 6.2796e-05 |  | 0.032484 |  | 0.02296 |  | 2.5454e-05 |  | 0.053952 |  | 0.00037003 |  | 0.00057281 |  | 0.020943 |  | 0.19459 |  | 0.045838 |  | 0.015066
| -4.0207e-05 |  | 4.5737e-05 |  | 0 |  | 7.4493e-05 |  | -8.0718e-06 |  | -3.8853e-05 |  | 4.9724e-05 |  | 5.046e-05 |  | 0.03246 |  | 0.022799 |  | 7.8405e-05 |  | 0.053312 |  | 0.00026261 |  | 0.00053309 |  | 0.020223 |  | 0.19674 |  | 0.046934 |  | 0.015277
| -9.377e-06 |  | 4.045e-05 |  | 0 |  | 7.4497e-05 |  | -0.00012499 |  | 2.9046e-05 |  | 4.8021e-05 |  | 5.0473e-05 |  | 0.032335 |  | 0.022537 |  | 7.8408e-05 |  | 0.053019 |  | 0.00016276 |  | 0.00052624 |  | 0.019395 |  | 0.19893 |  | 0.048041 |  | 0.015488
| -2.1064e-05 |  | 2.5816e-05 |  | 0 |  | 8.9043e-05 |  | -9.4947e-05 |  | 1.5128e-05 |  | 5.3721e-05 |  | 3.6189e-05 |  | 0.03217 |  | 0.02245 |  | 1.733e-05 |  | 0.052543 |  | 0.0001403 |  | 0.00053905 |  | 0.018645 |  | 0.20117 |  | 0.049176 |  | 0.015791
| -3.6896e-05 |  | 3.1891e-05 |  | 0 |  | 8.9047e-05 |  | 2.4952e-05 |  | -2.324e-05 |  | 4.819e-05 |  | 4.2563e-05 |  | 0.031665 |  | 0.022169 |  | 1.7331e-05 |  | 0.05219 |  | 0.00043835 |  | 0.00052391 |  | 0.018012 |  | 0.20328 |  | 0.050314 |  | 0.016075
| -4.2644e-05 |  | 1.8831e-05 |  | 0 |  | 5.7915e-05 |  | -6.4904e-05 |  | 4.571e-05 |  | 4.5108e-05 |  | 7.5854e-05 |  | 0.031314 |  | 0.02193 |  | 4.4164e-05 |  | 0.051732 |  | 0.000646 |  | 0.00051926 |  | 0.017456 |  | 0.20546 |  | 0.051559 |  | 0.016381
| -4.2581e-05 |  | -5.2546e-06 |  | 0 |  | 5.7918e-05 |  | -0.00020457 |  | 6.6744e-05 |  | 5.0161e-05 |  | 6.948e-05 |  | 0.031637 |  | 0.021897 |  | 4.4166e-05 |  | 0.051208 |  | 0.00060046 |  | 0.00052508 |  | 0.016846 |  | 0.20775 |  | 0.052883 |  | 0.016697
| -6.5446e-05 |  | 3.3895e-05 |  | 0 |  | 1.8523e-05 |  | -0.00011124 |  | -4.8519e-06 |  | 4.9865e-05 |  | 3.1657e-05 |  | 0.031473 |  | 0.021778 |  | 3.8689e-05 |  | 0.050893 |  | 0.00063801 |  | 0.00049843 |  | 0.016091 |  | 0.20991 |  | 0.054171 |  | 0.017013
| -6.058e-05 |  | 1.9053e-05 |  | 0 |  | 1.8524e-05 |  | 7.4864e-05 |  | -4.7633e-05 |  | 3.8368e-05 |  | 3.1649e-05 |  | 0.031219 |  | 0.021865 |  | 3.8691e-05 |  | 0.050687 |  | 0.00056489 |  | 0.00046221 |  | 0.015515 |  | 0.21217 |  | 0.055493 |  | 0.017362
| 6.2694e-06 |  | -3.0836e-05 |  | 0 |  | 4.8141e-05 |  | 2.2795e-05 |  | -5.3866e-05 |  | 4.3452e-05 |  | 5.6201e-05 |  | 0.031278 |  | 0.021849 |  | 2.4275e-05 |  | 0.050129 |  | 0.00065837 |  | 0.00045185 |  | 0.015116 |  | 0.21413 |  | 0.056848 |  | 0.017679
| -4.5425e-05 |  | 2.4435e-05 |  | 0 |  | 4.8143e-05 |  | 4.6491e-05 |  | -0.00015619 |  | 3.8786e-05 |  | 5.6201e-05 |  | 0.031211 |  | 0.021464 |  | 2.4277e-05 |  | 0.049505 |  | 0.00057765 |  | 0.00043088 |  | 0.014606 |  | 0.21602 |  | 0.058112 |  | 0.017984
| -8.7096e-05 |  | 0.00011251 |  | 0 |  | 5.9753e-05 |  | 0.00010787 |  | -0.00015209 |  | 3.5159e-05 |  | 4.8548e-05 |  | 0.03082 |  | 0.021376 |  | 6.1873e-05 |  | 0.049162 |  | 0.00038729 |  | 0.00041458 |  | 0.014078 |  | 0.21799 |  | 0.059396 |  | 0.018335
| -6.755e-05 |  | 2.5102e-05 |  | 0 |  | 5.9755e-05 |  | -2.6556e-05 |  | -3.0207e-05 |  | 4.398e-05 |  | 4.8561e-05 |  | 0.030385 |  | 0.021276 |  | 6.1875e-05 |  | 0.048847 |  | 0.00053861 |  | 0.00043216 |  | 0.013621 |  | 0.21975 |  | 0.060728 |  | 0.01867
| -6.9206e-05 |  | 8.3779e-06 |  | 0.00030178 |  | 1.7895e-05 |  | 9.9322e-05 |  | -3.3519e-06 |  | 4.6661e-05 |  | 4.7991e-05 |  | 0.030319 |  | 0.021036 |  | 4.0416e-05 |  | 0.048397 |  | 0.00058497 |  | 0.00043321 |  | 0.013066 |  | 0.22161 |  | 0.061962 |  | 0.019062
| -3.854e-05 |  | -2.4652e-05 |  | 0.00030178 |  | 1.7896e-05 |  | 0.00011086 |  | 4.8651e-05 |  | 4.5043e-05 |  | 5.2599e-05 |  | 0.03008 |  | 0.020912 |  | 4.0418e-05 |  | 0.047645 |  | 0.00038008 |  | 0.00039721 |  | 0.012506 |  | 0.2232 |  | 0.063214 |  | 0.019435
| 1.0826e-05 |  | -3.5705e-05 |  | 0 |  | 3.6353e-05 |  | 6.0767e-05 |  | 5.2703e-05 |  | 2.9746e-05 |  | 6.6401e-05 |  | 0.029772 |  | 0.020762 |  | 7.6638e-05 |  | 0.046902 |  | 0.00024443 |  | 0.0003879 |  | 0.012003 |  | 0.22458 |  | 0.064616 |  | 0.019725
| -2.3557e-05 |  | -2.3075e-06 |  | 0 |  | 3.6355e-05 |  | 0.00014659 |  | -2.572e-06 |  | 2.5656e-05 |  | 6.1806e-05 |  | 0.029904 |  | 0.020591 |  | 7.6642e-05 |  | 0.046493 |  | 0.00046695 |  | 0.00038324 |  | 0.011568 |  | 0.22599 |  | 0.066117 |  | 0.02008
| -5.4395e-05 |  | -2.399e-05 |  | 0 |  | 3.6981e-05 |  | 0.0001556 |  | 1.1631e-05 |  | 2.9706e-05 |  | 6.0977e-05 |  | 0.029775 |  | 0.020444 |  | 5.6047e-05 |  | 0.046282 |  | 0.00049549 |  | 0.00035644 |  | 0.011238 |  | 0.22696 |  | 0.067674 |  | 0.020544
| -1.4108e-05 |  | 1.9129e-05 |  | 0 |  | 3.6982e-05 |  | 0.00017901 |  | 3.4954e-05 |  | 3.9299e-05 |  | 6.0977e-05 |  | 0.029251 |  | 0.020434 |  | 5.6049e-05 |  | 0.045935 |  | 0.00034857 |  | 0.00033548 |  | 0.010827 |  | 0.22791 |  | 0.069261 |  | 0.020976
| -3.8412e-05 |  | 6.5837e-05 |  | 0 |  | 6.1602e-05 |  | 0.00013538 |  | -7.3386e-05 |  | 5.317e-05 |  | 6.1919e-05 |  | 0.028905 |  | 0.020332 |  | 6.7725e-05 |  | 0.045487 |  | 0.00032309 |  | 0.00035539 |  | 0.010383 |  | 0.22866 |  | 0.070988 |  | 0.021272
| -6.8328e-05 |  | 9.4359e-05 |  | 0 |  | 6.1604e-05 |  | 6.6237e-05 |  | -0.00010637 |  | 3.6932e-05 |  | 6.1902e-05 |  | 0.02889 |  | 0.020166 |  | 6.7727e-05 |  | 0.045065 |  | 0.0005041 |  | 0.00037159 |  | 0.010081 |  | 0.22925 |  | 0.07283 |  | 0.021629
| -6.3438e-06 |  | 2.6381e-05 |  | 0 |  | 6.1178e-05 |  | 2.7358e-05 |  | -3.6198e-05 |  | 3.2715e-05 |  | 4.9218e-05 |  | 0.029083 |  | 0.020129 |  | 5.6172e-05 |  | 0.044647 |  | 0.00054556 |  | 0.00035421 |  | 0.0098178 |  | 0.22956 |  | 0.074622 |  | 0.022054
| -8.135e-06 |  | -1.5037e-05 |  | 0 |  | 6.1181e-05 |  | 0.00013033 |  | -1.8367e-05 |  | 4.6407e-05 |  | 4.9218e-05 |  | 0.028691 |  | 0.020029 |  | 5.6174e-05 |  | 0.044478 |  | 0.0002823 |  | 0.00032415 |  | 0.0095067 |  | 0.22932 |  | 0.076317 |  | 0.022419
| -3.508e-05 |  | -9.6419e-06 |  | 0 |  | 6.4441e-05 |  | 0.00010877 |  | 3.0032e-06 |  | 4.3719e-05 |  | 7.0748e-05 |  | 0.028341 |  | 0.019838 |  | 6.633e-05 |  | 0.044136 |  | 0.00013361 |  | 0.00031017 |  | 0.0091932 |  | 0.22883 |  | 0.07797 |  | 0.022844
| -9.4016e-06 |  | -2.6469e-05 |  | 0 |  | 6.4444e-05 |  | 1.4492e-05 |  | -3.0904e-05 |  | 4.7345e-05 |  | 7.0767e-05 |  | 0.028411 |  | 0.019608 |  | 6.6333e-05 |  | 0.04364 |  | 0.00025887 |  | 0.00032867 |  | 0.0088891 |  | 0.22835 |  | 0.079532 |  | 0.023269
| 2.7334e-05 |  | -9.2812e-05 |  | 0 |  | 6.4456e-05 |  | 0.00017656 |  | 4.9469e-05 |  | 4.9697e-05 |  | 8.9395e-05 |  | 0.028304 |  | 0.019488 |  | 7.746e-05 |  | 0.043173 |  | 0.00052399 |  | 0.00034255 |  | 0.0086549 |  | 0.22749 |  | 0.08121 |  | 0.023657
| 4.2502e-05 |  | -2.5717e-05 |  | 0 |  | 6.4459e-05 |  | 9.1698e-05 |  | 9.1442e-05 |  | 0.0001201 |  | 8.9418e-05 |  | 0.02824 |  | 0.019331 |  | 7.7464e-05 |  | 0.042697 |  | 0.00031646 |  | 0.00033337 |  | 0.0083974 |  | 0.22635 |  | 0.083045 |  | 0.024083
| -1.6327e-05 |  | 0.00013223 |  | 0 |  | 9.554e-05 |  | -8.3244e-06 |  | 1.1204e-05 |  | 3.1301e-05 |  | 4.9166e-05 |  | 0.028054 |  | 0.019109 |  | 2.1808e-05 |  | 0.042135 |  | 0.00030035 |  | 0.00032406 |  | 0.0080581 |  | 0.22494 |  | 0.085034 |  | 0.024478
| -4.4163e-05 |  | 4.8682e-05 |  | 0 |  | 9.5544e-05 |  | 4.1455e-06 |  | 5.6345e-06 |  | 2.4256e-05 |  | 4.9166e-05 |  | 0.028002 |  | 0.018965 |  | 2.1809e-05 |  | 0.041693 |  | 0.00047181 |  | 0.00031283 |  | 0.0078367 |  | 0.22312 |  | 0.086977 |  | 0.024915
| -1.3616e-05 |  | 4.9218e-05 |  | 0 |  | 9.6956e-05 |  | -2.0344e-05 |  | 2.5444e-05 |  | 2.3929e-05 |  | 5.4461e-05 |  | 0.027977 |  | 0.018888 |  | 5.9171e-05 |  | 0.041321 |  | 0.00039993 |  | 0.000307 |  | 0.0076352 |  | 0.22107 |  | 0.088799 |  | 0.025409
| 1.6215e-05 |  | 5.9895e-05 |  | 0 |  | 9.696e-05 |  | -5.7756e-06 |  | 3.8605e-05 |  | 2.7975e-05 |  | 5.4461e-05 |  | 0.027596 |  | 0.01874 |  | 5.9173e-05 |  | 0.040876 |  | 0.00027858 |  | 0.00029565 |  | 0.007353 |  | 0.21857 |  | 0.090656 |  | 0.025866
| 2.3011e-05 |  | -9.6441e-05 |  | 0 |  | 4.4286e-05 |  | -0.00015852 |  | 6.9635e-05 |  | 3.272e-05 |  | 7.2493e-05 |  | 0.027392 |  | 0.018596 |  | 3.8203e-05 |  | 0.040753 |  | 0.00028341 |  | 0.00026074 |  | 0.0071293 |  | 0.21558 |  | 0.092607 |  | 0.026314
| -2.2956e-05 |  | 9.6056e-06 |  | 0 |  | 4.4288e-05 |  | -0.00013007 |  | 5.242e-05 |  | 2.6503e-05 |  | 7.2493e-05 |  | 0.02731 |  | 0.018474 |  | 3.8205e-05 |  | 0.040232 |  | 0.00041276 |  | 0.00027394 |  | 0.00689 |  | 0.21255 |  | 0.094622 |  | 0.02681
| -7.0525e-05 |  | 5.92e-05 |  | 0 |  | 4.9637e-05 |  | 6.6941e-05 |  | -6.17e-07 |  | 3.1882e-05 |  | 3.6475e-05 |  | 0.027406 |  | 0.018421 |  | 3.636e-05 |  | 0.039764 |  | 0.00024772 |  | 0.00027978 |  | 0.0066933 |  | 0.20919 |  | 0.096748 |  | 0.02735
| -0.00011492 |  | 3.2091e-05 |  | 0 |  | 4.9639e-05 |  | 0.00011211 |  | -9.2093e-05 |  | 3.9819e-05 |  | 3.6475e-05 |  | 0.027255 |  | 0.018448 |  | 3.6361e-05 |  | 0.039425 |  | 0.00020808 |  | 0.00025464 |  | 0.0065325 |  | 0.20554 |  | 0.098909 |  | 0.027859
| -0.00013676 |  | 7.745e-05 |  | 0 |  | 2.2421e-05 |  | 0.00011238 |  | -0.00015399 |  | 3.5664e-05 |  | 6.4604e-05 |  | 0.026972 |  | 0.018316 |  | 5.6462e-05 |  | 0.038791 |  | 0.00016629 |  | 0.00023717 |  | 0.006339 |  | 0.20168 |  | 0.10107 |  | 0.028351
| -5.9401e-05 |  | 8.7438e-05 |  | 0 |  | 2.2422e-05 |  | 0.00010391 |  | -6.223e-05 |  | 3.6912e-05 |  | 6.4604e-05 |  | 0.026818 |  | 0.018331 |  | 5.6465e-05 |  | 0.038372 |  | 0.00016942 |  | 0.0002423 |  | 0.0061478 |  | 0.19757 |  | 0.1033 |  | 0.028857
| -6.915e-07 |  | 0.00012522 |  | 0 |  | 2.7258e-05 |  | 2.9768e-05 |  | -5.2851e-05 |  | 3.9463e-05 |  | 5.8386e-05 |  | 0.026706 |  | 0.018223 |  | 2.7818e-05 |  | 0.038336 |  | 0.0002482 |  | 0.00025403 |  | 0.0059449 |  | 0.19325 |  | 0.10535 |  | 0.029399
| -4.6081e-05 |  | -1.1238e-05 |  | 0 |  | 2.7259e-05 |  | 5.3369e-05 |  | -6.2529e-05 |  | 4.7127e-05 |  | 5.8371e-05 |  | 0.026377 |  | 0.017896 |  | 2.7819e-05 |  | 0.038052 |  | 0.0002396 |  | 0.00023317 |  | 0.0057864 |  | 0.18878 |  | 0.10731 |  | 0.029948
| -7.3762e-05 |  | 9.7723e-06 |  | 0 |  | 6.3904e-05 |  | 5.333e-05 |  | -6.0143e-05 |  | 3.7894e-05 |  | 6.1735e-05 |  | 0.02589 |  | 0.017798 |  | 4.9161e-05 |  | 0.037621 |  | 0.00041082 |  | 0.0002379 |  | 0.0056708 |  | 0.18398 |  | 0.10942 |  | 0.030436
| -5.4216e-05 |  | 0.00014374 |  | 0 |  | 6.3906e-05 |  | 2.9252e-05 |  | -8.4893e-05 |  | 2.6834e-05 |  | 6.1735e-05 |  | 0.026031 |  | 0.017801 |  | 4.9163e-05 |  | 0.037392 |  | 0.00035443 |  | 0.00024896 |  | 0.0054938 |  | 0.17894 |  | 0.11164 |  | 0.030954
| -2.0604e-05 |  | 8.5273e-05 |  | 0 |  | 7.02e-05 |  | 9.5776e-05 |  | -3.101e-05 |  | 3.5253e-05 |  | 4.4189e-05 |  | 0.026044 |  | 0.017666 |  | 5.2007e-05 |  | 0.037012 |  | 0.00014517 |  | 0.00023381 |  | 0.0053154 |  | 0.17396 |  | 0.11386 |  | 0.031473
| -1.7059e-05 |  | 1.5544e-05 |  | 0 |  | 7.0203e-05 |  | 0.00012358 |  | 3.5464e-07 |  | 3.1627e-05 |  | 4.4201e-05 |  | 0.025564 |  | 0.017382 |  | 5.2009e-05 |  | 0.036558 |  | 7.1344e-05 |  | 0.00023093 |  | 0.0051661 |  | 0.16907 |  | 0.11616 |  | 0.032029
| -4.7692e-05 |  | -1.371e-05 |  | 0 |  | 8.203e-05 |  | 0.00013456 |  | -3.106e-05 |  | 3.6517e-05 |  | 3.5785e-05 |  | 0.025497 |  | 0.017215 |  | 4.044e-06 |  | 0.036202 |  | 0.00020536 |  | 0.0002472 |  | 0.0049807 |  | 0.16419 |  | 0.11839 |  | 0.032631
| -4.7384e-05 |  | -3.9501e-05 |  | 0 |  | 8.2034e-05 |  | 2.6328e-05 |  | -1.8037e-05 |  | 3.9264e-05 |  | 3.5795e-05 |  | 0.025343 |  | 0.017204 |  | 4.0442e-06 |  | 0.035945 |  | 0.00011648 |  | 0.00023986 |  | 0.004816 |  | 0.15907 |  | 0.12064 |  | 0.033158
| -4.9772e-05 |  | 6.4133e-05 |  | 0 |  | 5.219e-05 |  | -6.4605e-05 |  | -1.7018e-06 |  | 3.9448e-05 |  | 2.9774e-05 |  | 0.025045 |  | 0.017198 |  | 6.9234e-05 |  | 0.035606 |  | 2.8406e-05 |  | 0.00022586 |  | 0.0046856 |  | 0.1538 |  | 0.12285 |  | 0.033711
| -7.3983e-05 |  | 8.3225e-05 |  | 0 |  | 5.2192e-05 |  | -8.7333e-05 |  | -2.4989e-05 |  | 2.8951e-05 |  | 2.9774e-05 |  | 0.024955 |  | 0.016966 |  | 6.9237e-05 |  | 0.035103 |  | 0.000204 |  | 0.00020785 |  | 0.0045398 |  | 0.14863 |  | 0.12504 |  | 0.034308
| -5.4759e-05 |  | 1.6466e-05 |  | 0 |  | 5.4412e-05 |  | 7.393e-05 |  | -5.5713e-05 |  | 2.1266e-05 |  | 4.9984e-05 |  | 0.024777 |  | 0.016847 |  | 7.4441e-05 |  | 0.034697 |  | 0.00018707 |  | 0.00019968 |  | 0.0044289 |  | 0.14355 |  | 0.12733 |  | 0.034822
| -5.1818e-05 |  | -1.6357e-05 |  | 0 |  | 5.4415e-05 |  | 0.00018385 |  | -9.3126e-05 |  | 3.4589e-05 |  | 4.9984e-05 |  | 0.024677 |  | 0.016813 |  | 7.4444e-05 |  | 0.034403 |  | 0.00022124 |  | 0.00021806 |  | 0.0043381 |  | 0.13846 |  | 0.12999 |  | 0.035435
| -6.2106e-05 |  | -2.1391e-05 |  | 0 |  | 5.1263e-05 |  | 0.00010907 |  | -6.6443e-05 |  | 2.8241e-05 |  | 4.1738e-05 |  | 0.024423 |  | 0.016658 |  | 2.7083e-05 |  | 0.034026 |  | 0.00024981 |  | 0.00020995 |  | 0.0041689 |  | 0.13344 |  | 0.13273 |  | 0.036138
| -5.3254e-05 |  | 6.1654e-05 |  | 0 |  | 5.1265e-05 |  | 5.8605e-05 |  | -1.6452e-05 |  | 2.774e-05 |  | 4.1727e-05 |  | 0.024058 |  | 0.016463 |  | 2.7084e-05 |  | 0.033682 |  | 0.00061498 |  | 0.00019511 |  | 0.004044 |  | 0.12863 |  | 0.13538 |  | 0.036733
| -1.1449e-05 |  | 0.0001041 |  | 0 |  | 5.4714e-05 |  | -3.8009e-05 |  | -2.7372e-05 |  | 3.3956e-05 |  | 7.5578e-05 |  | 0.024166 |  | 0.016343 |  | 7.0226e-05 |  | 0.033382 |  | 0.00070409 |  | 0.00018582 |  | 0.0039976 |  | 0.12374 |  | 0.13799 |  | 0.037301
| -3.7805e-05 |  | 0.00013763 |  | 0 |  | 5.4716e-05 |  | -1.5234e-05 |  | -8.6372e-05 |  | 3.6103e-05 |  | 7.5578e-05 |  | 0.024351 |  | 0.016297 |  | 7.0229e-05 |  | 0.033162 |  | 0.00024047 |  | 0.00016851 |  | 0.0039335 |  | 0.11898 |  | 0.1405 |  | 0.03794
| -0.00011819 |  | 6.8754e-05 |  | 0 |  | 3.3009e-05 |  | 2.8289e-05 |  | -7.2375e-05 |  | 2.9269e-05 |  | 2.8933e-05 |  | 0.024152 |  | 0.01612 |  | 1.5854e-05 |  | 0.032915 |  | 0.00010774 |  | 0.00017673 |  | 0.0037875 |  | 0.11435 |  | 0.14283 |  | 0.038609
| -8.3626e-05 |  | -0.00010515 |  | 0 |  | 3.301e-05 |  | -2.445e-05 |  | -3.7358e-05 |  | 2.3397e-05 |  | 2.8925e-05 |  | 0.024 |  | 0.015974 |  | 1.5854e-05 |  | 0.032517 |  | 9.29e-05 |  | 0.00019811 |  | 0.0036359 |  | 0.10991 |  | 0.14496 |  | 0.039296
| -2.9989e-06 |  | -0.00015508 |  | 0 |  | 7.2838e-05 |  | 1.4834e-05 |  | -2.8794e-05 |  | 2.5931e-05 |  | 6.2032e-05 |  | 0.023834 |  | 0.015994 |  | 8.1648e-05 |  | 0.032113 |  | -8.9952e-05 |  | 0.0001736 |  | 0.0035284 |  | 0.1055 |  | 0.14721 |  | 0.040035
| -1.8729e-05 |  | -0.00012668 |  | 0 |  | 7.2841e-05 |  | 1.5478e-05 |  | -2.5237e-05 |  | 2.812e-05 |  | 6.2048e-05 |  | 0.023448 |  | 0.016015 |  | 8.1651e-05 |  | 0.031681 |  | 9.9775e-06 |  | 0.00016027 |  | 0.0033897 |  | 0.10125 |  | 0.14987 |  | 0.040739
| -9.208e-05 |  | -2.2302e-06 |  | 0 |  | 3.4358e-05 |  | 2.1025e-05 |  | -5.6197e-05 |  | 3.5185e-05 |  | 2.1987e-05 |  | 0.023249 |  | 0.015726 |  | 1.8278e-05 |  | 0.031304 |  | 0.00041223 |  | 0.00017544 |  | 0.0032939 |  | 0.097172 |  | 0.15316 |  | 0.041439
| -8.8183e-05 |  | 0.00010132 |  | 0 |  | 3.436e-05 |  | 3.7594e-05 |  | -6.5274e-05 |  | 4.5498e-05 |  | 2.1987e-05 |  | 0.023173 |  | 0.015551 |  | 1.8279e-05 |  | 0.031113 |  | 0.00054489 |  | 0.00016802 |  | 0.0031983 |  | 0.09331 |  | 0.1564 |  | 0.042213
| -4.5199e-05 |  | 8.3313e-05 |  | 0 |  | 6.4543e-05 |  | -8.1086e-06 |  | -5.0775e-05 |  | 3.3988e-05 |  | 6.0655e-05 |  | 0.023005 |  | 0.015625 |  | 3.8872e-05 |  | 0.03101 |  | 0.00033856 |  | 0.00013496 |  | 0.0030756 |  | 0.089552 |  | 0.15944 |  | 0.042912
| -9.7442e-05 |  | 0.0001061 |  | 0 |  | 6.4546e-05 |  | -5.2994e-05 |  | -3.87e-05 |  | 2.3871e-05 |  | 6.0655e-05 |  | 0.023133 |  | 0.015604 |  | 3.8874e-05 |  | 0.030671 |  | 0.0001943 |  | 0.00012104 |  | 0.0030373 |  | 0.085969 |  | 0.16238 |  | 0.043618
| -0.0001177 |  | 6.4953e-05 |  | 0 |  | 8.6507e-05 |  | -2.1034e-05 |  | -4.5678e-05 |  | 3.686e-05 |  | 2.2715e-05 |  | 0.023269 |  | 0.015518 |  | 2.9416e-05 |  | 0.030246 |  | 9.0548e-05 |  | 0.00014597 |  | 0.0029637 |  | 0.082474 |  | 0.1652 |  | 0.044486
| -4.0214e-05 |  | -5.9679e-05 |  | 0 |  | 8.6511e-05 |  | 9.6817e-05 |  | -4.4053e-05 |  | 3.0294e-05 |  | 2.2715e-05 |  | 0.02299 |  | 0.01541 |  | 2.9417e-05 |  | 0.030079 |  | 4.0926e-06 |  | 0.00014553 |  | 0.0028412 |  | 0.079144 |  | 0.1678 |  | 0.04533
| -1.4746e-05 |  | -4.7648e-05 |  | 0 |  | 6.0791e-05 |  | 0.00012973 |  | -8.4403e-05 |  | 2.7509e-05 |  | 4.1569e-05 |  | 0.022831 |  | 0.015235 |  | 7.2662e-05 |  | 0.029825 |  | 0.0002302 |  | 0.00014199 |  | 0.0027489 |  | 0.075939 |  | 0.17056 |  | 0.046112
| -4.8169e-05 |  | -1.0395e-07 |  | 0 |  | 6.0794e-05 |  | 2.8569e-05 |  | -0.000133 |  | 3.2839e-05 |  | 4.158e-05 |  | 0.02268 |  | 0.015174 |  | 7.2665e-05 |  | 0.029574 |  | 0.00027499 |  | 0.00013575 |  | 0.0026989 |  | 0.072854 |  | 0.17327 |  | 0.046934
| -6.6701e-05 |  | -1.06e-05 |  | 0 |  | 4.8419e-05 |  | -9.5912e-05 |  | -9.9885e-05 |  | 3.6558e-05 |  | 3.5715e-05 |  | 0.02256 |  | 0.014877 |  | 5.8374e-05 |  | 0.02932 |  | 7.0935e-05 |  | 0.00011359 |  | 0.0026393 |  | 0.069933 |  | 0.17614 |  | 0.047636
| -2.1123e-05 |  | 4.4692e-05 |  | 0 |  | 4.8421e-05 |  | -0.00017267 |  | -7.5969e-05 |  | 4.5186e-05 |  | 3.5706e-05 |  | 0.022249 |  | 0.014751 |  | 5.8377e-05 |  | 0.028933 |  | 6.7794e-05 |  | 0.00013092 |  | 0.0025915 |  | 0.067156 |  | 0.17924 |  | 0.048389
| -9.1457e-06 |  | 5.8525e-05 |  | 0 |  | 6.9969e-05 |  | -2.6406e-05 |  | -4.6184e-05 |  | 3.6891e-05 |  | 7.8708e-05 |  | 0.021882 |  | 0.014918 |  | 4.8323e-05 |  | 0.028765 |  | 0.0003895 |  | 0.00014338 |  | 0.0025624 |  | 0.064466 |  | 0.18231 |  | 0.049363
| -2.6321e-05 |  | 0.00014671 |  | 0 |  | 6.9972e-05 |  | 0.00018122 |  | -3.8296e-05 |  | 2.8128e-05 |  | 7.8729e-05 |  | 0.021936 |  | 0.014832 |  | 4.8325e-05 |  | 0.028509 |  | 0.00027657 |  | 0.00011883 |  | 0.0024467 |  | 0.061853 |  | 0.18537 |  | 0.050181
| -4.9283e-05 |  | 0.00017226 |  | 0 |  | 6.5201e-05 |  | 5.7225e-05 |  | -8.9643e-05 |  | 3.5654e-05 |  | 2.5045e-05 |  | 0.021826 |  | 0.014552 |  | 4.2613e-05 |  | 0.028216 |  | 0.0001008 |  | 0.00010841 |  | 0.0023206 |  | 0.059375 |  | 0.18832 |  | 0.051002
| -8.5607e-05 |  | 0.00012663 |  | 0 |  | 6.5203e-05 |  | 0.0001605 |  | -6.8606e-05 |  | 3.2523e-05 |  | 2.5045e-05 |  | 0.021599 |  | 0.014523 |  | 4.2615e-05 |  | 0.027893 |  | 0.00045058 |  | 0.00012672 |  | 0.0022213 |  | 0.057074 |  | 0.19141 |  | 0.051841
| -4.9569e-05 |  | 7.8745e-05 |  | 0 |  | 1.8338e-05 |  | 0.00011314 |  | -2.1616e-05 |  | 3.371e-05 |  | 3.9061e-05 |  | 0.021444 |  | 0.014564 |  | 8.3916e-05 |  | 0.027604 |  | 0.00046096 |  | 0.00013078 |  | 0.002135 |  | 0.054759 |  | 0.1943 |  | 0.052672
| -2.367e-05 |  | 5.3177e-05 |  | 0 |  | 1.8339e-05 |  | -0.00013139 |  | -3.2434e-05 |  | 3.8765e-05 |  | 3.9061e-05 |  | 0.021386 |  | 0.014314 |  | 8.392e-05 |  | 0.027407 |  | 0.00030748 |  | 0.00011614 |  | 0.0021139 |  | 0.052532 |  | 0.19732 |  | 0.0535
| -7.621e-06 |  | 3.734e-05 |  | 0 |  | 6.2915e-05 |  | 0.0001615 |  | -4.2306e-05 |  | 3.1557e-05 |  | 6.2315e-05 |  | 0.021202 |  | 0.014163 |  | 8.725e-05 |  | 0.027327 |  | 0.0002786 |  | 9.8715e-05 |  | 0.002121 |  | 0.050411 |  | 0.20058 |  | 0.054348
| 7.574e-05 |  | 0.00011264 |  | 0 |  | 0.00014652 |  | 0.00022451 |  | 8.1601e-05 |  | 2.6719e-05 |  | 0.00011756 |  | 0.021123 |  | 0.014105 |  | 0.00014915 |  | 0.027174 |  | 0.00042741 |  | 0.00016984 |  | 0.0021059 |  | 0.047713 |  | 0.20568 |  | 0.055843
| -7.5762e-05 |  | 0.00010649 |  | 0 |  | 8.3604e-05 |  | -0.00012541 |  | -9.1254e-06 |  | 3.1023e-05 |  | 5.5271e-05 |  | 0.020642 |  | 0.013785 |  | 6.1894e-05 |  | 0.026762 |  | 0.00035552 |  | 8.1322e-05 |  | 0.0018429 |  | 0.044763 |  | 0.20945 |  | 0.057036
| -5.4912e-05 |  | 0.00016399 |  | 0 |  | 7.3353e-05 |  | 8.2506e-05 |  | 5.1892e-05 |  | 3.5213e-05 |  | 4.4298e-05 |  | 0.020402 |  | 0.013586 |  | 4.5272e-05 |  | 0.026584 |  | 0.0002317 |  | 0.00010836 |  | 0.0018044 |  | 0.043011 |  | 0.21214 |  | 0.05804
| 1.3963e-06 |  | 0.00019636 |  | 0 |  | 7.3356e-05 |  | 0.00023688 |  | 0.00015618 |  | 1.85e-05 |  | 4.4298e-05 |  | 0.020466 |  | 0.013607 |  | 4.5274e-05 |  | 0.026251 |  | 7.4164e-05 |  | 0.00011614 |  | 0.0017846 |  | 0.041295 |  | 0.21479 |  | 0.058962
| -1.8373e-07 |  | 0.00018729 |  | 0 |  | 6.1644e-05 |  | 0.00021402 |  | 8.2306e-05 |  | 3.069e-05 |  | 5.147e-05 |  | 0.020366 |  | 0.01357 |  | 9.0536e-05 |  | 0.026002 |  | 0.00013132 |  | 9.77e-05 |  | 0.0017496 |  | 0.039693 |  | 0.21744 |  | 0.05975
| -7.5993e-05 |  | 9.7053e-05 |  | 0 |  | 6.1646e-05 |  | -0.00014229 |  | -2.5621e-05 |  | 4.602e-05 |  | 5.1457e-05 |  | 0.020367 |  | 0.013361 |  | 9.054e-05 |  | 0.025986 |  | 4.9364e-05 |  | 8.0379e-05 |  | 0.0016678 |  | 0.038171 |  | 0.21996 |  | 0.060718
| -8.3453e-05 |  | -1.1431e-05 |  | 0 |  | 7.3675e-05 |  | -0.00011873 |  | -2.526e-05 |  | 1.866e-05 |  | 3.9722e-05 |  | 0.020443 |  | 0.013249 |  | 3.6277e-05 |  | 0.025762 |  | 0.00010089 |  | 9.2581e-05 |  | 0.0016328 |  | 0.036673 |  | 0.22229 |  | 0.061768
| -7.6144e-05 |  | -1.3511e-05 |  | 0 |  | 7.3679e-05 |  | 0.00026767 |  | -7.7591e-06 |  | 4.8955e-06 |  | 3.9711e-05 |  | 0.020167 |  | 0.01331 |  | 3.6278e-05 |  | 0.025312 |  | 0.0003339 |  | 9.0286e-05 |  | 0.0016071 |  | 0.035221 |  | 0.22438 |  | 0.062746
| -3.4228e-05 |  | -3.0616e-05 |  | 0 |  | 7.315e-05 |  | 0.00021611 |  | 2.6593e-05 |  | 6.1358e-05 |  | 4.479e-05 |  | 0.019905 |  | 0.013216 |  | 5.2319e-05 |  | 0.025034 |  | 0.00042806 |  | 7.9888e-05 |  | 0.0015674 |  | 0.033877 |  | 0.22635 |  | 0.063818
| -6.1281e-05 |  | -3.6159e-05 |  | 0 |  | 7.3154e-05 |  | 8.4568e-05 |  | -4.5312e-05 |  | 7.5964e-05 |  | 4.4801e-05 |  | 0.019917 |  | 0.012921 |  | 5.2321e-05 |  | 0.025032 |  | 0.00050416 |  | 7.5852e-05 |  | 0.0014774 |  | 0.032596 |  | 0.22847 |  | 0.064897
|  |  | -0.00011951 |  | 0 |  | 7.1893e-05 |  | 3.1256e-05 |  | -6.5323e-05 |  | 3.8129e-05 |  | 7.179e-05 |  | 0.019842 |  | 0.013023 |  | 3.2758e-05 |  | 0.024752 |  | 0.00040059 |  | 6.6601e-05 |  | 0.0014295 |  | 0.031382 |  | 0.23021 |  | 0.065946
|  |  | -7.8803e-05 |  | 0 |  | 7.1897e-05 |  | -3.3378e-07 |  | -4.7289e-05 |  | 3.6525e-05 |  | 7.179e-05 |  | 0.019687 |  | 0.013029 |  | 3.276e-05 |  | 0.024407 |  | 0.00027032 |  | 6.7096e-05 |  | 0.0014296 |  | 0.030182 |  | 0.23148 |  | 0.067054
|  |  | 2.3631e-05 |  | 0 |  | 6.9905e-05 |  | -2.9491e-06 |  | -2.1528e-05 |  | 3.3433e-05 |  | 4.2169e-05 |  | 0.019495 |  | 0.012833 |  | 4.1409e-05 |  | 0.024209 |  | 0.00020287 |  | 6.2885e-05 |  | 0.0013898 |  | 0.029017 |  | 0.23231 |  | 0.068116
|  |  | 5.9462e-05 |  | 0 |  | 6.9908e-05 |  | 7.4619e-05 |  | -4.2679e-05 |  | 3.4501e-05 |  | 4.2169e-05 |  | 0.019203 |  | 0.012687 |  | 4.141e-05 |  | 0.023998 |  | 0.0001307 |  | 6.705e-05 |  | 0.0013571 |  | 0.027917 |  | 0.23319 |  | 0.069184
|  |  | 1.2001e-05 |  | 0 |  | 4.9748e-05 |  | 7.7397e-05 |  | -0.00010463 |  | 3.3869e-05 |  | 3.8442e-05 |  | 0.019216 |  | 0.012636 |  | 5.3087e-05 |  | 0.023944 |  | 0.0001549 |  | 7.9123e-05 |  | 0.0012659 |  | 0.026859 |  | 0.234 |  | 0.070314
|  |  | -8.6329e-05 |  | 0 |  | 4.975e-05 |  | 9.0351e-05 |  | -0.00010229 |  | 2.9417e-05 |  | 3.8442e-05 |  | 0.019003 |  | 0.012479 |  | 5.309e-05 |  | 0.023636 |  | -3.3786e-05 |  | 7.8267e-05 |  | 0.0011958 |  | 0.025884 |  | 0.23414 |  | 0.071444
|  |  | 1.3663e-05 |  | 0 |  | 2.5092e-05 |  | 0.00023201 |  | -4.1829e-05 |  | 3.1839e-05 |  | 3.3333e-05 |  | 0.018754 |  | 0.012355 |  | 7.2084e-05 |  | 0.023417 |  | 9.8688e-06 |  | 5.7528e-05 |  | 0.0011502 |  | 0.024906 |  | 0.23414 |  | 0.072497
|  |  | 0.00012126 |  | 0 |  | 2.5093e-05 |  | 0.00024993 |  | 5.2124e-06 |  | 3.5094e-05 |  | 3.3333e-05 |  | 0.0188 |  | 0.012235 |  | 7.2087e-05 |  | 0.023279 |  | 0.00017937 |  | 7.625e-05 |  | 0.0011175 |  | 0.023961 |  | 0.23371 |  | 0.073417
|  |  | 6.4716e-05 |  | 0 |  | 8.4244e-05 |  | 6.2554e-05 |  | 2.6697e-05 |  | 3.9984e-05 |  | 6.8266e-05 |  | 0.018587 |  | 0.012238 |  | 3.8756e-05 |  | 0.023195 |  | 6.9233e-05 |  | 9.8505e-05 |  | 0.0011315 |  | 0.023067 |  | 0.23278 |  | 0.074445
|  |  | 0.00010503 |  | 0 |  | 8.4247e-05 |  | -3.7235e-05 |  | -2.1738e-05 |  | 4.139e-05 |  | 6.8266e-05 |  | 0.018379 |  | 0.012299 |  | 3.8758e-05 |  | 0.023011 |  | 6.6983e-05 |  | 7.764e-05 |  | 0.0011047 |  | 0.022216 |  | 0.23109 |  | 0.075608
|  |  | 0.00014604 |  | 0 |  | 8.0138e-05 |  | 9.7867e-05 |  | -8.7633e-05 |  | 3.569e-05 |  | 5.9001e-05 |  | 0.018248 |  | 0.012091 |  | 7.971e-05 |  | 0.022733 |  | 0.00023709 |  | 6.6329e-05 |  | 0.0010533 |  | 0.021392 |  | 0.22892 |  | 0.076762
|  |  | -3.4988e-05 |  | 0 |  | 8.0142e-05 |  | 7.0838e-05 |  | -9.9232e-05 |  | 3.2986e-05 |  | 5.9001e-05 |  | 0.018277 |  | 0.012057 |  | 7.9714e-05 |  | 0.022711 |  | 1.2422e-05 |  | 6.5046e-05 |  | 0.0010498 |  | 0.020595 |  | 0.22659 |  | 0.077957
|  |  | -2.6969e-05 |  | 0 |  | 7.4799e-05 |  | 0.000131 |  | -4.7514e-05 |  | 2.4375e-05 |  | 5.919e-05 |  | 0.01831 |  | 0.012256 |  | 5.7682e-05 |  | 0.022673 |  | -0.00013708 |  | 5.8939e-05 |  | 0.0010182 |  | 0.019865 |  | 0.22383 |  | 0.079139
|  |  | 0.00011738 |  | 0 |  | 7.4802e-05 |  | 0.00025828 |  | -1.8213e-05 |  | 1.8024e-05 |  | 5.919e-05 |  | 0.018033 |  | 0.01221 |  | 5.7685e-05 |  | 0.022428 |  | 0.00025826 |  | 4.7491e-05 |  | 0.00092583 |  | 0.019106 |  | 0.2208 |  | 0.080256
|  |  | 2.16e-05 |  | 0 |  | 6.6832e-05 |  | 0.00028623 |  | -5.518e-05 |  | 3.2707e-05 |  | 2.7332e-05 |  | 0.018031 |  | 0.011973 |  | 1.6811e-05 |  | 0.022223 |  | 0.00043198 |  | 4.7009e-05 |  | 0.00091646 |  | 0.018347 |  | 0.21732 |  | 0.081479
|  |  | -6.5292e-06 |  | 0 |  | 6.6835e-05 |  | 0.00016766 |  | -1.4967e-05 |  | 3.9468e-05 |  | 2.7332e-05 |  | 0.017868 |  | 0.011864 |  | 1.6812e-05 |  | 0.022171 |  | 0.00014376 |  | 5.4846e-05 |  | 0.00092005 |  | 0.017739 |  | 0.21347 |  | 0.08273
|  |  | 4.0159e-06 |  | 0 |  | 8.1982e-05 |  | -7.4429e-05 |  | -5.9592e-05 |  | 3.1562e-05 |  | 3.4759e-05 |  | 0.017575 |  | 0.011741 |  | 2.8564e-05 |  | 0.021852 |  | 3.1154e-05 |  | 3.4758e-05 |  | 0.00088494 |  | 0.017111 |  | 0.2094 |  | 0.083915
|  |  | -4.6672e-05 |  | 0 |  | 8.1986e-05 |  | -0.0001267 |  | -6.4489e-05 |  | 3.3888e-05 |  | 3.4759e-05 |  | 0.01768 |  | 0.011636 |  | 2.8566e-05 |  | 0.021507 |  | 0.00019773 |  | 2.4109e-05 |  | 0.00089551 |  | 0.016459 |  | 0.20513 |  | 0.08508
|  |  | -5.7366e-05 |  | 0 |  | 1.5374e-05 |  | -2.6945e-05 |  | -4.8549e-05 |  | 3.543e-05 |  | 5.9557e-05 |  | 0.017416 |  | 0.011618 |  | 2.8115e-05 |  | 0.021416 |  | 0.00023535 |  | 5.6656e-05 |  | 0.00085575 |  | 0.015854 |  | 0.20037 |  | 0.086211
|  |  | -4.5697e-05 |  | 0 |  | 1.5374e-05 |  | 0.00013541 |  | -7.9527e-05 |  | 2.7038e-05 |  | 5.9557e-05 |  | 0.01721 |  | 0.011695 |  | 2.8116e-05 |  | 0.021215 |  | 0.0002248 |  | 6.5855e-05 |  | 0.00083357 |  | 0.015298 |  | 0.19565 |  | 0.087355
|  |  | 1.9564e-05 |  | 0 |  | 5.5775e-05 |  | 0.00016894 |  | -5.1253e-05 |  | 2.0138e-05 |  | 4.149e-05 |  | 0.017439 |  | 0.011679 |  | 4.1461e-05 |  | 0.021111 |  | 4.3871e-05 |  | 4.4167e-05 |  | 0.00083123 |  | 0.014706 |  | 0.19091 |  | 0.088532
|  |  | 2.6022e-05 |  | 0 |  | 5.5778e-05 |  | 4.0028e-05 |  | -6.299e-05 |  | 3.1625e-05 |  | 4.149e-05 |  | 0.017496 |  | 0.011553 |  | 4.1463e-05 |  | 0.021045 |  | -0.00010146 |  | 4.2914e-05 |  | 0.00083478 |  | 0.014172 |  | 0.18576 |  | 0.089809
|  |  | 9.5459e-05 |  | 0 |  | 3.0016e-05 |  | -8.3212e-06 |  | -0.00010204 |  | 4.3147e-05 |  | 4.0615e-05 |  | 0.017093 |  | 0.011406 |  | 3.2954e-05 |  | 0.020857 |  | 4.0989e-05 |  | 4.4536e-05 |  | 0.00078564 |  | 0.013651 |  | 0.18032 |  | 0.090926
|  |  | 0.00011916 |  | 0 |  | 3.0017e-05 |  | 0.00012198 |  | -0.0001013 |  | 3.1545e-05 |  | 4.0615e-05 |  | 0.016831 |  | 0.011225 |  | 3.2955e-05 |  | 0.020638 |  | 0.00030929 |  | 3.9892e-05 |  | 0.00071542 |  | 0.013169 |  | 0.17528 |  | 0.092014
|  |  | 0.00014771 |  | 0 |  | 3.3764e-05 |  | 0.00010645 |  | -4.3643e-05 |  | 1.9656e-05 |  | 4.2881e-05 |  | 0.016924 |  | 0.011263 |  | 1.7418e-05 |  | 0.020611 |  | 0.00034224 |  | 2.4438e-05 |  | 0.00068501 |  | 0.012738 |  | 0.16988 |  | 0.093292
|  |  | 0.00017578 |  | 0 |  | 3.3766e-05 |  | 0.00010293 |  | -5.8036e-05 |  | 1.6058e-05 |  | 4.2881e-05 |  | 0.016829 |  | 0.011192 |  | 1.7419e-05 |  | 0.020678 |  | 0.00012236 |  | 2.7203e-05 |  | 0.00064639 |  | 0.012291 |  | 0.16423 |  | 0.094575
|  |  | 2.5943e-05 |  | 0 |  | 7.59e-05 |  | 5.1153e-05 |  | -4.9846e-05 |  | 2.7821e-05 |  | 6.4791e-05 |  | 0.016849 |  | 0.011072 |  | 0.00010868 |  | 0.02036 |  | 9.9498e-05 |  | 4.3425e-05 |  | 0.00065462 |  | 0.01188 |  | 0.15875 |  | 0.095705
|  |  | -4.1447e-06 |  | 0 |  | 7.5904e-05 |  | -0.00017174 |  | -4.4739e-05 |  | 3.9857e-05 |  | 6.4774e-05 |  | 0.016784 |  | 0.010938 |  | 0.00010868 |  | 0.020003 |  | 0.00020282 |  | 3.4437e-05 |  | 0.0006769 |  | 0.01145 |  | 0.1532 |  | 0.097075
|  |  | 7.9179e-05 |  | 0 |  | 8.2166e-05 |  | -2.8176e-05 |  | -0.00011244 |  | 3.4656e-05 |  | 3.3102e-05 |  | 0.016645 |  | 0.010751 |  | 2.0602e-05 |  | 0.019902 |  | 0.00014729 |  | 5.9555e-05 |  | 0.00069566 |  | 0.011002 |  | 0.14761 |  | 0.098377
|  |  | 2.5954e-05 |  | 0 |  | 8.2169e-05 |  | 0.00018038 |  | -6.4496e-05 |  | 2.8322e-05 |  | 3.3102e-05 |  | 0.016524 |  | 0.010675 |  | 2.0603e-05 |  | 0.01988 |  | -1.0113e-05 |  | 6.926e-05 |  | 0.00064179 |  | 0.01063 |  | 0.14191 |  | 0.099677
|  |  | -2.814e-05 |  | 0 |  | 4.7972e-05 |  | 0.00013511 |  | -7.3542e-05 |  | 3.6317e-05 |  | 2.7404e-05 |  | 0.016381 |  | 0.010583 |  | 4.3956e-05 |  | 0.019626 |  | 0.00017505 |  | 3.624e-05 |  | 0.00056571 |  | 0.010288 |  | 0.13634 |  | 0.1011
|  |  | -0.00012638 |  | 0 |  | 4.7974e-05 |  | 7.0996e-05 |  | -0.00015836 |  | 4.2211e-05 |  | 2.7412e-05 |  | 0.016417 |  | 0.010631 |  | 4.3958e-05 |  | 0.019509 |  | 0.00064104 |  | 2.2575e-05 |  | 0.00053646 |  | 0.0099426 |  | 0.13108 |  | 0.10244
|  |  | -9.751e-05 |  | 0 |  | 5.0696e-05 |  | 7.5771e-05 |  | -5.5314e-05 |  | 2.8991e-05 |  | 5.8549e-05 |  | 0.01645 |  | 0.010703 |  | 4.1882e-05 |  | 0.019461 |  | 0.00032006 |  | 5.0258e-05 |  | 0.00058333 |  | 0.0095698 |  | 0.12595 |  | 0.1037
|  |  | -2.025e-05 |  | 0 |  | 5.0698e-05 |  | -5.1892e-06 |  | 6.3699e-05 |  | 2.7978e-05 |  | 5.8564e-05 |  | 0.016213 |  | 0.010631 |  | 4.1883e-05 |  | 0.019098 |  | -9.0152e-05 |  | 5.0912e-05 |  | 0.00059739 |  | 0.0092104 |  | 0.12091 |  | 0.10508
|  |  | -6.4408e-05 |  | 0 |  | 8.8751e-05 |  | -1.0095e-05 |  | 2.8981e-05 |  | 3.4375e-05 |  | 7.6333e-05 |  | 0.015831 |  | 0.010436 |  | 9.0435e-05 |  | 0.019117 |  | 0.00014202 |  | 2.647e-05 |  | 0.00059393 |  | 0.0089567 |  | 0.11587 |  | 0.10653
|  |  | -1.7437e-05 |  | 0 |  | 8.8755e-05 |  | 7.8441e-05 |  | -3.6123e-05 |  | 4.2601e-05 |  | 7.6333e-05 |  | 0.015833 |  | 0.010321 |  | 9.0439e-05 |  | 0.019183 |  | 0.0002608 |  | 3.8431e-05 |  | 0.00052715 |  | 0.0086781 |  | 0.11087 |  | 0.10793
|  |  | 3.9482e-05 |  | 0 |  | 0 |  | -5.2931e-05 |  | -8.9599e-05 |  | 4.0952e-05 |  | 3.3254e-05 |  | 0.015684 |  | 0.010355 |  | 9.1965e-07 |  | 0.018951 |  | 6.2837e-05 |  | 1.9931e-05 |  | 0.00044402 |  | 0.0083352 |  | 0.10595 |  | 0.1093
|  |  | 6.3212e-05 |  | 0 |  | 0 |  | 2.2517e-05 |  | -0.0001125 |  | 2.2797e-05 |  | 3.3254e-05 |  | 0.015472 |  | 0.010327 |  | 9.1969e-07 |  | 0.018911 |  | -6.7426e-05 |  | 5.7301e-06 |  | 0.00050611 |  | 0.0080638 |  | 0.10125 |  | 0.11088
|  |  | 2.4327e-06 |  | 0 |  | 7.0861e-05 |  | 5.1446e-05 |  | -9.9103e-05 |  | 3.1603e-05 |  | 2.5714e-05 |  | 0.015623 |  | 0.010157 |  | 2.8933e-05 |  | 0.018937 |  | 0.00017624 |  | 1.2134e-05 |  | 0.00051084 |  | 0.0078201 |  | 0.096799 |  | 0.11237
|  |  | -5.6821e-05 |  | 0 |  | 7.0864e-05 |  | -6.2767e-05 |  | 2.7193e-05 |  | 4.0361e-05 |  | 2.5708e-05 |  | 0.015543 |  | 0.01013 |  | 2.8935e-05 |  | 0.018677 |  | 6.6762e-05 |  | 1.7324e-05 |  | 0.00050264 |  | 0.0075646 |  | 0.092632 |  | 0.11386
|  |  | -5.8568e-05 |  | 0 |  | 3.785e-05 |  | 0.00013631 |  | 7.2373e-05 |  | 2.9639e-05 |  | 3.9326e-05 |  | 0.015411 |  | 0.010084 |  | 1.2946e-05 |  | 0.018355 |  | -1.3847e-05 |  | 3.6512e-05 |  | 0.00047923 |  | 0.0073209 |  | 0.08873 |  | 0.11544
|  |  | 4.6526e-05 |  | 0 |  | 3.7851e-05 |  | 0.00011694 |  | -4.46e-05 |  | 2.9349e-05 |  | 3.9326e-05 |  | 0.015265 |  | 0.010111 |  | 1.2947e-05 |  | 0.018256 |  | 0.00014059 |  | 2.7451e-05 |  | 0.0004652 |  | 0.0070548 |  | 0.085164 |  | 0.11684
|  |  | 0.00012941 |  | 0 |  | 4.6557e-05 |  | -0.00014932 |  | -8.5544e-06 |  | 2.6711e-05 |  | 3.6363e-05 |  | 0.015083 |  | 0.010082 |  | 6.1873e-05 |  | 0.018355 |  | -8.7276e-06 |  | 1.9686e-05 |  | 0.00047692 |  | 0.0068162 |  | 0.081508 |  | 0.11829
|  |  | 4.9679e-05 |  | 0 |  | 4.6559e-05 |  | -0.00021 |  | -2.8299e-05 |  | 1.5344e-05 |  | 3.6372e-05 |  | 0.015064 |  | 0.0098314 |  | 6.1876e-05 |  | 0.018271 |  | 0.00013368 |  | 6.2259e-06 |  | 0.00041718 |  | 0.0065887 |  | 0.078016 |  | 0.11978
|  |  | -4.4543e-05 |  | 0 |  | 9.1295e-05 |  | -5.983e-05 |  | -4.9544e-05 |  | 2.6227e-05 |  | 4.8911e-05 |  | 0.014982 |  | 0.0097138 |  | 2.072e-05 |  | 0.018095 |  | 0.00053373 |  | 9.3694e-06 |  | 0.00041134 |  | 0.0063596 |  | 0.074577 |  | 0.1212
|  |  | -1.6427e-05 |  | 0 |  | 9.1299e-05 |  | 0.00013612 |  | -1.9177e-05 |  | 3.5144e-05 |  | 4.8924e-05 |  | 0.014689 |  | 0.0097295 |  | 2.0721e-05 |  | 0.018083 |  | 0.00040088 |  | 2.7136e-05 |  | 0.00045003 |  | 0.0061614 |  | 0.071176 |  | 0.12253
|  |  | -2.5606e-05 |  | 0 |  | 6.8849e-05 |  | 8.5214e-05 |  | -0.00012426 |  | 3.1656e-05 |  | 1.8403e-05 |  | 0.014478 |  | 0.0096557 |  | 6.1797e-05 |  | 0.017862 |  | 0.00029998 |  | 4.1684e-06 |  | 0.00041606 |  | 0.0059602 |  | 0.06804 |  | 0.12386
|  |  | -2.1566e-05 |  | 0 |  | 6.8852e-05 |  | 0.00014603 |  | -6.47e-05 |  | 4.4363e-05 |  | 1.8408e-05 |  | 0.014702 |  | 0.0095028 |  | 6.1799e-05 |  | 0.017532 |  | 0.00016056 |  | 2.6773e-05 |  | 0.00038912 |  | 0.0057559 |  | 0.065164 |  | 0.12526
|  |  | 0.00011431 |  | 0 |  | 4.0051e-05 |  | 0.00013476 |  | -5.372e-05 |  | 4.7348e-05 |  | 8.2728e-06 |  | 0.014898 |  | 0.0093703 |  | 5.0612e-05 |  | 0.017438 |  | -0.00022639 |  | 4.2712e-05 |  | 0.00041024 |  | 0.0055774 |  | 0.062438 |  | 0.12648
|  |  | 1.4719e-05 |  | 0 |  | 4.0052e-05 |  | 9.3011e-05 |  | -0.00010295 |  | 3.1888e-05 |  | 8.2749e-06 |  | 0.014637 |  | 0.0092548 |  | 5.0615e-05 |  | 0.017405 |  | -5.9004e-05 |  | 3.994e-05 |  | 0.00050168 |  | 0.0054104 |  | 0.059882 |  | 0.12762
|  |  | 9.0072e-06 |  | 0 |  | 5.3172e-05 |  | 9.7553e-05 |  | -3.2268e-05 |  | 2.1993e-05 |  | 4.0405e-05 |  | 0.014271 |  | 0.009305 |  | 4.9666e-06 |  | 0.017361 |  | 0.0001749 |  | 5.3636e-05 |  | 0.00046419 |  | 0.0052776 |  | 0.057392 |  | 0.12889
|  |  | 0.00011576 |  | 0 |  | 5.3174e-05 |  | 7.4362e-06 |  | -7.1246e-06 |  | 2.6699e-05 |  | 4.0415e-05 |  | 0.014377 |  | 0.009441 |  | 4.9668e-06 |  | 0.017279 |  | 3.5131e-05 |  | 3.1997e-05 |  | 0.00035754 |  | 0.005113 |  | 0.055063 |  | 0.1301
|  |  | 7.7271e-05 |  | 0 |  | 2.5117e-05 |  | 6.6295e-05 |  | 2.8049e-05 |  | 3.9541e-05 |  | 5.1098e-05 |  | 0.014505 |  | 0.0094311 |  | 5.7647e-05 |  | 0.017298 |  | 0.00012653 |  | 3.6711e-05 |  | 0.0003634 |  | 0.0049303 |  | 0.052811 |  | 0.13166
|  |  | 7.1367e-05 |  | 0 |  | 2.5118e-05 |  | 0.00016518 |  | 5.6601e-05 |  | 4.1538e-05 |  | 5.1112e-05 |  | 0.014262 |  | 0.0092798 |  | 5.765e-05 |  | 0.017239 |  | 0.00033213 |  | 5.3645e-05 |  | 0.00037281 |  | 0.0048099 |  | 0.050583 |  | 0.13316
|  |  | 9.5545e-05 |  | 0 |  | 2.8021e-05 |  | 0.00012557 |  | 8.066e-05 |  | 3.874e-05 |  | 6.1056e-05 |  | 0.014142 |  | 0.0091722 |  | 7.5756e-05 |  | 0.0169 |  | 0.00041064 |  | 3.0955e-05 |  | 0.00030834 |  | 0.0046733 |  | 0.048436 |  | 0.13462
|  |  | 2.9881e-05 |  | 0 |  | 2.8022e-05 |  | 1.1743e-05 |  | 6.961e-05 |  | 4.0838e-05 |  | 6.1072e-05 |  | 0.014065 |  | 0.0089907 |  | 7.5759e-05 |  | 0.01674 |  | 0.00024529 |  | 3.5246e-05 |  | 0.00029896 |  | 0.0045136 |  | 0.046409 |  | 0.13608
|  |  | -1.4024e-05 |  | 0 |  | 4.197e-05 |  | -7.4259e-05 |  | 3.7484e-05 |  | 3.8286e-05 |  | 4.2968e-05 |  | 0.013787 |  | 0.0089611 |  | 5.4059e-05 |  | 0.016696 |  | 4.5465e-05 |  | 5.2023e-05 |  | 0.00033885 |  | 0.0043948 |  | 0.044561 |  | 0.13756
|  |  | 0.00014983 |  | 0 |  | 4.1972e-05 |  | -3.854e-05 |  | -5.6178e-05 |  | 3.6373e-05 |  | 4.2979e-05 |  | 0.013681 |  | 0.0088777 |  | 5.4061e-05 |  | 0.016577 |  | 0.00030654 |  | 2.193e-05 |  | 0.00033651 |  | 0.004251 |  | 0.042718 |  | 0.13909
|  |  | 0.00022289 |  | 0 |  | 3.3735e-05 |  | 7.3573e-05 |  | -0.00012784 |  | 2.7434e-05 |  | 3.654e-05 |  | 0.013724 |  | 0.0087877 |  | 6.9638e-05 |  | 0.016436 |  | 0.00054464 |  | 1.119e-05 |  | 0.00030604 |  | 0.0041148 |  | 0.040948 |  | 0.14049
|  |  | 1.3722e-05 |  | 0 |  | 3.3737e-05 |  | 0.0001718 |  | -0.00013329 |  | 2.5941e-05 |  | 3.655e-05 |  | 0.013631 |  | 0.0089418 |  | 6.9641e-05 |  | 0.016525 |  | 0.0003337 |  | 2.4735e-05 |  | 0.00024188 |  | 0.0039886 |  | 0.039316 |  | 0.14198
|  |  | -7.5711e-05 |  | 0 |  | 4.9269e-05 |  | 0.00013363 |  | -0.00013598 |  | 3.945e-05 |  | 3.8178e-05 |  | 0.013602 |  | 0.0088677 |  | 5.574e-05 |  | 0.016485 |  | 0.00011511 |  | 3.1576e-05 |  | 0.00028644 |  | 0.0038649 |  | 0.037737 |  | 0.14346
|  |  | 4.4289e-05 |  | 0 |  | 4.9271e-05 |  | 2.1295e-05 |  | -6.0709e-05 |  | 3.3454e-05 |  | 3.8178e-05 |  | 0.013548 |  | 0.0087124 |  | 5.5742e-05 |  | 0.016194 |  | 0.00014665 |  | 1.5433e-05 |  | 0.00030352 |  | 0.0037533 |  | 0.036178 |  | 0.14494
|  |  | 3.0651e-05 |  | 0 |  | 4.9555e-05 |  | 5.4583e-05 |  | -7.999e-06 |  | 2.3176e-05 |  | 2.8843e-05 |  | 0.013329 |  | 0.0085434 |  | 5.7354e-05 |  | 0.016021 |  | 0.00032722 |  | 1.5815e-05 |  | 0.0002707 |  | 0.0036283 |  | 0.034701 |  | 0.14646
|  |  | 6.3939e-05 |  | 0 |  | 4.9558e-05 |  | -8.6071e-05 |  | -2.5311e-05 |  | 3.1907e-05 |  | 2.8835e-05 |  | 0.013173 |  | 0.0085641 |  | 5.7357e-05 |  | 0.016025 |  | 0.0002893 |  | 3.7672e-05 |  | 0.00028389 |  | 0.0035239 |  | 0.033328 |  | 0.14793
|  |  | 0.0001091 |  | 0 |  | 7.3464e-05 |  | -0.00013413 |  | -1.9286e-05 |  | 2.8213e-05 |  | 5.5833e-05 |  | 0.013397 |  | 0.0086294 |  | 4.9701e-05 |  | 0.015989 |  | 0.00016831 |  | 3.0889e-05 |  | 0.00028742 |  | 0.003439 |  | 0.032034 |  | 0.14947
|  |  | 6.8972e-05 |  | 0 |  | 7.3467e-05 |  | 8.9886e-06 |  | 2.425e-05 |  | 2.0686e-05 |  | 5.5833e-05 |  | 0.01337 |  | 0.0085517 |  | 4.9703e-05 |  | 0.015792 |  | 0.00022993 |  | 2.8484e-05 |  | 0.000241 |  | 0.0033398 |  | 0.030688 |  | 0.1511
|  |  | 8.9764e-05 |  | 0 |  | 7.2837e-05 |  | -5.1445e-05 |  | 2.2042e-05 |  | 2.0185e-05 |  | 5.1457e-05 |  | 0.013086 |  | 0.0084309 |  | 2.4774e-05 |  | 0.015631 |  | 0.00029754 |  | 6.2834e-06 |  | 0.00022459 |  | 0.0032506 |  | 0.029415 |  | 0.15277
|  |  | 6.2157e-05 |  | 0 |  | 7.284e-05 |  | -1.9313e-05 |  | -1.7548e-05 |  | 2.1352e-05 |  | 5.1457e-05 |  | 0.013155 |  | 0.0083506 |  | 2.4775e-05 |  | 0.015696 |  | 0.00026148 |  | 1.9793e-05 |  | 0.00025931 |  | 0.0031574 |  | 0.028258 |  | 0.1543
|  |  | -4.9015e-06 |  | 0 |  | 5.2028e-05 |  | 0.00011975 |  | -8.3352e-05 |  | 4.0275e-05 |  | 2.489e-05 |  | 0.012978 |  | 0.0082929 |  | 2.5388e-05 |  | 0.015747 |  | 4.2718e-05 |  | 2.9758e-05 |  | 0.00026753 |  | 0.0030464 |  | 0.02714 |  | 0.15561
|  |  | -4.149e-05 |  | 0 |  | 5.203e-05 |  | 0.00019624 |  | -2.287e-05 |  | 4.9515e-05 |  | 2.4896e-05 |  | 0.012856 |  | 0.0082799 |  | 2.5389e-05 |  | 0.015618 |  | 4.9689e-05 |  | 1.2297e-05 |  | 0.00025715 |  | 0.0029788 |  | 0.025991 |  | 0.1569
|  |  | -2.8001e-05 |  | 0 |  | 3.9685e-05 |  | 0.00015054 |  | -1.7378e-05 |  | 2.9601e-05 |  | 1.1315e-05 |  | 0.013072 |  | 0.0082208 |  | 2.0633e-05 |  | 0.015432 |  | 0.00017333 |  | 2.8402e-05 |  | 0.00024192 |  | 0.0029139 |  | 0.024934 |  | 0.15843
|  |  | 4.8932e-05 |  | 0 |  | 3.9686e-05 |  | 0.00013322 |  | -6.0159e-05 |  | 9.4592e-06 |  | 1.1318e-05 |  | 0.013109 |  | 0.0080467 |  | 2.0634e-05 |  | 0.015361 |  | 0.00012575 |  | 2.0982e-05 |  | 0.00018416 |  | 0.0028046 |  | 0.023989 |  | 0.16028
|  |  | -2.2028e-05 |  | 0 |  | 2.2755e-05 |  | 0.00018124 |  | -8.8401e-05 |  | 1.3724e-05 |  | 1.388e-05 |  | 0.013084 |  | 0.0080477 |  | 3.1546e-05 |  | 0.01522 |  | 0.00012518 |  | 6.5976e-06 |  | 0.00017125 |  | 0.002714 |  | 0.023033 |  | 0.16199
|  |  | -9.6997e-06 |  | 0 |  | 2.2756e-05 |  | 2.318e-06 |  | -0.00012194 |  | 2.4374e-05 |  | 1.388e-05 |  | 0.012893 |  | 0.008167 |  | 3.1548e-05 |  | 0.014964 |  | 1.8738e-05 |  | 1.2105e-05 |  | 0.00022197 |  | 0.0026668 |  | 0.022067 |  | 0.16345
|  |  | 4.0362e-05 |  | 0 |  | 3.8897e-05 |  | -0.000159 |  | -4.1742e-05 |  | 4.1465e-05 |  | 5.5919e-05 |  | 0.012672 |  | 0.0080761 |  | 7.3487e-05 |  | 0.014843 |  | -0.00021931 |  | 3.4435e-05 |  | 0.00023605 |  | 0.0026083 |  | 0.021151 |  | 0.16491
|  |  | 4.5152e-05 |  | 0 |  | 3.8899e-05 |  | -6.9264e-05 |  | -8.7363e-05 |  | 4.5843e-05 |  | 5.5904e-05 |  | 0.012591 |  | 0.0077701 |  | 7.349e-05 |  | 0.014882 |  | -8.2934e-05 |  | 3.1125e-05 |  | 0.00019128 |  | 0.0025494 |  | 0.020327 |  | 0.16636
|  |  | 1.1847e-05 |  | 0 |  | 3.5068e-05 |  | 9.659e-05 |  | -0.00012435 |  | 3.7709e-05 |  | 4.0334e-05 |  | 0.012445 |  | 0.0076431 |  | 5.0713e-05 |  | 0.014958 |  | 1.5359e-05 |  | 3.4832e-05 |  | 0.00014082 |  | 0.0024742 |  | 0.019537 |  | 0.1676
|  |  | -7.2123e-05 |  | 0 |  | 3.5069e-05 |  | 4.51e-05 |  | -3.0117e-05 |  | 3.0529e-05 |  | 4.0324e-05 |  | 0.012209 |  | 0.0078564 |  | 5.0715e-05 |  | 0.0148 |  | 8.1114e-05 |  | 3.8852e-05 |  | 0.00019429 |  | 0.0023845 |  | 0.018726 |  | 0.16892
|  |  | -5.7551e-05 |  | 0 |  | 6.5728e-05 |  | 1.0654e-05 |  | 3.4121e-05 |  | 2.8655e-05 |  | 4.3446e-05 |  | 0.012302 |  | 0.0080626 |  | 5.8006e-05 |  | 0.0146 |  | 3.7172e-05 |  | 2.2215e-05 |  | 0.00029169 |  | 0.0023334 |  | 0.017909 |  | 0.17051
|  |  | 5.5323e-05 |  | 0 |  | 6.573e-05 |  | 5.9019e-05 |  | 1.3247e-05 |  | 2.888e-05 |  | 4.3446e-05 |  | 0.012364 |  | 0.0081043 |  | 5.8008e-05 |  | 0.014692 |  | 9.7173e-05 |  | 3.5148e-05 |  | 0.00023759 |  | 0.0022795 |  | 0.017166 |  | 0.1724
|  |  | 9.6057e-05 |  | 0 |  | 3.2437e-05 |  | 0.00015002 |  | -2.63e-05 |  | 2.549e-05 |  | 3.7253e-05 |  | 0.012095 |  | 0.0079084 |  | 5.5507e-05 |  | 0.014775 |  | 0.00010912 |  | 3.8115e-05 |  | 0.00018596 |  | 0.0022184 |  | 0.01649 |  | 0.17451
|  |  | 3.7519e-05 |  | 0 |  | 3.2438e-05 |  | 9.4248e-05 |  | -6.118e-08 |  | 3.3333e-05 |  | 3.7243e-05 |  | 0.012082 |  | 0.0075683 |  | 5.5509e-05 |  | 0.014501 |  | -4.2517e-05 |  | 3.3541e-05 |  | 0.0002112 |  | 0.0021659 |  | 0.015807 |  | 0.17614
|  |  | 6.1544e-05 |  | 0 |  | 3.5852e-05 |  | -2.7292e-05 |  | 2.6264e-05 |  | 3.3122e-05 |  | 5.7738e-05 |  | 0.012014 |  | 0.007553 |  | 5.6495e-05 |  | 0.014214 |  | 9.1834e-05 |  | 2.3718e-05 |  | 0.00017013 |  | 0.0021108 |  | 0.015125 |  | 0.17766
|  |  | 9.8584e-05 |  | 0 |  | 3.5854e-05 |  | -2.2322e-05 |  | 2.9514e-05 |  | 3.246e-05 |  | 5.7723e-05 |  | 0.011862 |  | 0.0075605 |  | 5.6497e-05 |  | 0.014093 |  | -3.8754e-05 |  | 3.1169e-05 |  | 0.0002036 |  | 0.0020477 |  | 0.014572 |  | 0.17919
|  |  | 3.754e-05 |  | 0 |  | 6.2056e-05 |  | 1.1052e-05 |  | 1.6012e-05 |  | 3.5748e-05 |  | 6.6388e-05 |  | 0.011965 |  | 0.0074886 |  | 7.3466e-05 |  | 0.014035 |  | -0.0001067 |  | 4.1498e-05 |  | 0.00020361 |  | 0.0019881 |  | 0.014023 |  | 0.18063
|  |  | -0.00010956 |  | 0 |  | 6.2058e-05 |  | -2.1811e-06 |  | -7.2108e-05 |  | 3.8381e-05 |  | 6.6388e-05 |  | 0.011784 |  | 0.0075035 |  | 7.3469e-05 |  | 0.013948 |  | 2.0481e-05 |  | 2.1298e-05 |  | 0.00013692 |  | 0.0019356 |  | 0.013436 |  | 0.18237
|  |  | -8.0227e-06 |  | 0 |  | 3.0196e-05 |  | -0.00012485 |  | -6.0474e-05 |  | 4.2946e-05 |  | 4.0358e-05 |  | 0.011571 |  | 0.0073093 |  | 8.9083e-05 |  | 0.01383 |  | 7.3937e-05 |  | 4.4291e-05 |  | 0.00011587 |  | 0.0018986 |  | 0.012874 |  | 0.18408
|  |  | 9.5577e-05 |  | 0 |  | 3.0197e-05 |  | -0.00016738 |  | 1.2765e-05 |  | 3.5941e-05 |  | 4.0347e-05 |  | 0.011786 |  | 0.0072938 |  | 8.9087e-05 |  | 0.013821 |  | 9.7202e-05 |  | 6.5004e-05 |  | 0.0001637 |  | 0.0018467 |  | 0.012382 |  | 0.18559
|  |  | -1.4383e-05 |  | 0 |  | 0 |  | 4.2108e-05 |  | -5.7437e-07 |  | 2.8479e-05 |  | 7.046e-05 |  | 0.011612 |  | 0.0073811 |  | 7.4766e-05 |  | 0.013761 |  | 1.5297e-05 |  | 3.4671e-05 |  | 0.00022469 |  | 0.0018043 |  | 0.011889 |  | 0.18699
|  |  | -6.4829e-07 |  | 0 |  | 0 |  | 0.00014938 |  | -2.2186e-05 |  | 2.0706e-05 |  | 7.0478e-05 |  | 0.011301 |  | 0.0072931 |  | 7.4769e-05 |  | 0.013726 |  | -0.00010396 |  | 3.7771e-05 |  | 0.00016257 |  | 0.0017732 |  | 0.011375 |  | 0.18841
|  |  | -7.139e-06 |  | 0 |  | 4.6816e-05 |  | -5.0122e-05 |  | -5.59e-05 |  | 2.2554e-05 |  | 1.2068e-05 |  | 0.011525 |  | 0.007192 |  | 5.9104e-05 |  | 0.013766 |  | 0.00013036 |  | 2.4814e-05 |  | 6.4334e-05 |  | 0.001702 |  | 0.010909 |  | 0.19002
|  |  | 8.5237e-05 |  | 0 |  | 4.6818e-05 |  | 2.2855e-05 |  | -5.6182e-05 |  | 3.2714e-05 |  | 1.2068e-05 |  | 0.011571 |  | 0.0071979 |  | 5.9106e-05 |  | 0.013755 |  | 0.0001301 |  | 9.6271e-06 |  | 0.000126 |  | 0.0016449 |  | 0.010485 |  | 0.19123
|  |  | 0.00011253 |  | 0 |  | 5.7666e-05 |  | 0.00027397 |  | -1.1145e-05 |  | 3.6621e-05 |  | 4.8714e-05 |  | 0.011302 |  | 0.0072748 |  | 4.9725e-05 |  | 0.013554 |  | -2.6641e-05 |  | 1.6733e-05 |  | 0.000182 |  | 0.0016027 |  | 0.010084 |  | 0.19241
|  |  | -4.383e-05 |  | 0 |  | 5.7668e-05 |  | 0.00021487 |  | -2.2258e-05 |  | 2.8762e-05 |  | 4.8714e-05 |  | 0.011117 |  | 0.007042 |  | 4.9727e-05 |  | 0.013516 |  | 3.2603e-05 |  | 6.8031e-06 |  | 0.00012504 |  | 0.0015813 |  | 0.0096841 |  | 0.194
|  |  | -4.8563e-05 |  | 0 |  | 3.7479e-05 |  | 3.5298e-05 |  | -5.2403e-05 |  | 3.3636e-05 |  | 4.4271e-05 |  | 0.010879 |  | 0.00687 |  | 5.264e-05 |  | 0.013521 |  | -0.00015044 |  | 2.1764e-05 |  | 9.243e-05 |  | 0.0015746 |  | 0.0093039 |  | 0.19569
|  |  | -2.7645e-05 |  | 0 |  | 3.7481e-05 |  | 0.00012398 |  | -0.00010625 |  | 3.726e-05 |  | 4.426e-05 |  | 0.010945 |  | 0.0068056 |  | 5.2643e-05 |  | 0.01333 |  | -0.00014371 |  | -1.7698e-06 |  | 0.00010221 |  | 0.0015172 |  | 0.0089585 |  | 0.19741
|  |  | -3.902e-05 |  | 0 |  | 5.5172e-05 |  | 0.00012328 |  | -6.3974e-05 |  | 2.4758e-05 |  | 2.783e-05 |  | 0.011228 |  | 0.0068306 |  | 5.8743e-05 |  | 0.013226 |  | -4.4617e-05 |  | -1.9961e-05 |  | 0.00014071 |  | 0.0014841 |  | 0.0085918 |  | 0.19884
|  |  | 5.7729e-05 |  | 0 |  | 5.5174e-05 |  | 0.00018054 |  | 7.8115e-06 |  | 2.9125e-05 |  | 2.783e-05 |  | 0.011064 |  | 0.0069687 |  | 5.8746e-05 |  | 0.013258 |  | 9.0012e-06 |  | 9.6695e-06 |  | 0.00013999 |  | 0.0014516 |  | 0.0082358 |  | 0.20033
|  |  | 0.00015734 |  | 0 |  | 0 |  | 0.00017353 |  | -5.3322e-06 |  | 3.1334e-05 |  | 5.0589e-05 |  | 0.010836 |  | 0.0068853 |  | 4.6775e-05 |  | 0.013264 |  | 0.00019379 |  | 2.8949e-05 |  | 0.00012942 |  | 0.0014064 |  | 0.0079054 |  | 0.20169
|  |  | 4.2451e-05 |  | 0 |  | 0 |  | -2.5967e-05 |  | -6.0851e-05 |  | 2.4908e-05 |  | 5.0602e-05 |  | 0.010962 |  | 0.0068434 |  | 4.6777e-05 |  | 0.013061 |  | 0.00033666 |  | 3.94e-05 |  | 0.00010459 |  | 0.0013618 |  | 0.0076098 |  | 0.20315
|  |  | -4.1509e-05 |  | 0 |  | 7.9655e-05 |  | 3.4141e-05 |  | -5.6148e-05 |  | 1.8902e-05 |  | 4.4461e-05 |  | 0.010921 |  | 0.0067943 |  | 6.3237e-05 |  | 0.013005 |  | 0.00038394 |  | 1.9375e-05 |  | 0.00014922 |  | 0.0013061 |  | 0.0073228 |  | 0.2048
|  |  | -4.6081e-05 |  | 0 |  | 7.9659e-05 |  | 1.761e-05 |  | -5.2321e-05 |  | 1.8468e-05 |  | 4.4473e-05 |  | 0.01089 |  | 0.0066228 |  | 6.324e-05 |  | 0.012963 |  | 0.00015551 |  | -5.3884e-06 |  | 0.00015384 |  | 0.0012896 |  | 0.0070151 |  | 0.20627
|  |  | -3.9318e-05 |  | 0 |  | 8.4814e-05 |  | 2.0546e-06 |  | -6.8953e-05 |  | 2.501e-05 |  | 3.1775e-05 |  | 0.010782 |  | 0.0066622 |  | 4.4208e-05 |  | 0.012813 |  | 0.00015591 |  | -1.5756e-05 |  | 0.00011744 |  | 0.0012794 |  | 0.0067332 |  | 0.20799
|  |  | 6.9511e-05 |  | 0 |  | 8.4818e-05 |  | -2.6517e-05 |  | -7.9221e-05 |  | 3.4023e-05 |  | 3.1783e-05 |  | 0.010704 |  | 0.0067676 |  | 4.421e-05 |  | 0.01268 |  | 0.00025302 |  | -3.7621e-05 |  | 0.00011098 |  | 0.0012673 |  | 0.0065056 |  | 0.20956
|  |  | 9.8056e-05 |  | 0 |  | 5.3496e-05 |  | -0.00018815 |  | -9.2783e-05 |  | 3.8526e-05 |  | 2.0711e-05 |  | 0.010741 |  | 0.0066966 |  | 9.2897e-06 |  | 0.01274 |  | 4.1247e-05 |  | -6.1612e-06 |  | 0.00010277 |  | 0.0012437 |  | 0.0062769 |  | 0.21098
|  |  | -1.603e-05 |  | 0 |  | 5.3499e-05 |  | -0.00020942 |  | -7.5694e-05 |  | 4.2073e-05 |  | 2.0716e-05 |  | 0.010546 |  | 0.006563 |  | 9.2901e-06 |  | 0.012674 |  | 0.0001708 |  | 3.6807e-05 |  | 0.00014295 |  | 0.001195 |  | 0.0060261 |  | 0.21244
|  |  | -3.4628e-06 |  | 0 |  | 2.092e-05 |  | -0.0001104 |  | -0.00010221 |  | 3.4037e-05 |  | 1.3402e-05 |  | 0.010387 |  | 0.006516 |  | 0 |  | 0.012496 |  | 0.00016759 |  | 1.5366e-05 |  | 7.1081e-05 |  | 0.0011552 |  | 0.0057875 |  | 0.21371
|  |  | 4.1828e-05 |  | 0 |  | 2.0921e-05 |  | -4.8521e-06 |  | -9.5922e-05 |  | 2.5713e-05 |  | 1.3406e-05 |  | 0.010481 |  | 0.0064753 |  | 0 |  | 0.012624 |  | -1.4112e-05 |  | -4.2028e-06 |  | 1.3963e-05 |  | 0.0011105 |  | 0.0055873 |  | 0.21477
|  |  | 5.1714e-05 |  | 0 |  | 4.1572e-05 |  | 6.531e-05 |  | -5.6245e-05 |  | 1.7346e-05 |  | 6.8463e-05 |  | 0.010571 |  | 0.0063463 |  | 4.8536e-05 |  | 0.012572 |  | 0.00017049 |  | 2.6502e-05 |  | 6.6128e-05 |  | 0.0011119 |  | 0.0053939 |  | 0.21578
|  |  | 1.6414e-05 |  | 0 |  | 4.1573e-05 |  | 0.0001985 |  | -3.0095e-05 |  | 1.5777e-05 |  | 6.8481e-05 |  | 0.01016 |  | 0.0062594 |  | 4.8538e-05 |  | 0.012454 |  | 0.00032943 |  | 2.9418e-05 |  | 9.8038e-05 |  | 0.0010838 |  | 0.0051864 |  | 0.21694
|  |  | -5.3264e-05 |  | 0 |  | 9.2195e-05 |  | 9.6125e-05 |  | -3.7552e-05 |  | 4.1497e-05 |  | 4.5082e-05 |  | 0.0099546 |  | 0.0062735 |  | 2.601e-05 |  | 0.012415 |  | 0.00037596 |  | 1.2584e-05 |  | 0.00012599 |  | 0.0010415 |  | 0.0049657 |  | 0.21807
|  |  | 6.5857e-06 |  | 0 |  | 9.2199e-05 |  | -9.1104e-05 |  | -2.7539e-05 |  | 3.922e-05 |  | 4.5082e-05 |  | 0.010027 |  | 0.0062593 |  | 2.6011e-05 |  | 0.012419 |  | 0.00016175 |  | 3.5828e-06 |  | 0.00014677 |  | 0.0010461 |  | 0.0047947 |  | 0.21898
|  |  | 1.857e-05 |  | 0 |  | 6.2352e-05 |  | 1.3467e-05 |  | -1.0703e-05 |  | 1.3561e-05 |  | 2.5902e-05 |  | 0.01003 |  | 0.0061627 |  | 2.2577e-05 |  | 0.012412 |  | -6.0231e-05 |  | -5.3808e-06 |  | 0.0001291 |  | 0.001011 |  | 0.0046462 |  | 0.21975
|  |  | -3.7899e-05 |  | 0 |  | 6.2355e-05 |  | 5.0829e-05 |  | -7.5704e-05 |  | 1.7619e-05 |  | 2.5895e-05 |  | 0.010088 |  | 0.0061777 |  | 2.2578e-05 |  | 0.012259 |  | 4.6974e-05 |  | -4.0635e-06 |  | 0.00012793 |  | 0.00098091 |  | 0.0044644 |  | 0.22061
|  |  | -4.1047e-05 |  | 0 |  | 4.4222e-05 |  | 1.5657e-05 |  | -0.00014445 |  | 2.1793e-05 |  | 0 |  | 0.010034 |  | 0.0062392 |  | 3.8321e-05 |  | 0.012122 |  | 0.00029105 |  | -1.2837e-05 |  | 0.00014091 |  | 0.00098597 |  | 0.0043086 |  | 0.22181
|  |  | 4.3367e-05 |  | 0 |  | 4.4224e-05 |  | 3.4882e-05 |  | -3.9036e-05 |  | 1.7569e-05 |  | 0 |  | 0.0099974 |  | 0.0061737 |  | 3.8322e-05 |  | 0.012042 |  | 0.00035816 |  | -4.6878e-06 |  | 0.0001276 |  | 0.00095361 |  | 0.0041871 |  | 0.22288
|  |  | 4.3189e-05 |  | 0 |  | 4.2314e-05 |  | 6.6183e-05 |  | -1.2001e-06 |  | 1.586e-05 |  | 2.2217e-05 |  | 0.0099367 |  | 0.0059968 |  | 6.5118e-05 |  | 0.012154 |  | 0.00027258 |  | -4.619e-06 |  | 8.9708e-05 |  | 0.00090541 |  | 0.0040477 |  | 0.22408
|  |  | -5.2499e-05 |  | 0 |  | 4.2316e-05 |  | -3.6483e-06 |  | -6.8027e-05 |  | 2.391e-05 |  | 2.2217e-05 |  | 0.0097869 |  | 0.0059521 |  | 6.512e-05 |  | 0.012286 |  | 0.00023884 |  | 5.0107e-06 |  | 6.878e-05 |  | 0.00089328 |  | 0.0038805 |  | 0.22485
|  |  | -2.4105e-05 |  | 0 |  | 8.2781e-05 |  | -1.8111e-05 |  | -6.9252e-05 |  | 3.4091e-05 |  | 3.4553e-05 |  | 0.0097544 |  | 0.0059778 |  | 3.296e-05 |  | 0.012196 |  | -1.0557e-05 |  | 1.5244e-05 |  | 5.2596e-05 |  | 0.00086353 |  | 0.003715 |  | 0.22558
|  |  | 1.7189e-05 |  | 0 |  | 8.2785e-05 |  | 0.00014214 |  | -0.00010239 |  | 2.8369e-05 |  | 3.4553e-05 |  | 0.0098276 |  | 0.0059883 |  | 3.2962e-05 |  | 0.012026 |  | -4.9003e-05 |  | 5.7221e-06 |  | 0.00012524 |  | 0.00082384 |  | 0.003591 |  | 0.22668
|  |  | 3.2681e-05 |  | 0 |  | 3.1737e-05 |  | 6.7872e-05 |  | -0.00010126 |  | 1.787e-05 |  | 1.73e-05 |  | 0.0097388 |  | 0.0060114 |  | 4.8445e-05 |  | 0.011842 |  | 0.0003353 |  | 1.4717e-05 |  | 0.00014625 |  | 0.00082979 |  | 0.0034637 |  | 0.22773
|  |  | 7.0007e-05 |  | 0 |  | 3.1738e-05 |  | 2.7888e-05 |  | -4.3254e-05 |  | 1.9791e-05 |  | 1.73e-05 |  | 0.0096007 |  | 0.0060154 |  | 4.8447e-05 |  | 0.011662 |  | 6.1303e-05 |  | 5.0821e-06 |  | 6.8562e-05 |  | 0.00083087 |  | 0.0033149 |  | 0.22839
|  |  | 0.00015347 |  | 0 |  | 3.2382e-05 |  | 2.4947e-05 |  | -2.2947e-05 |  | 3.154e-05 |  | 6.7083e-05 |  | 0.0096598 |  | 0.0059441 |  | 4.3222e-05 |  | 0.011696 |  | -0.0001158 |  | 4.7633e-06 |  | 7.7173e-05 |  | 0.00079974 |  | 0.0032048 |  | 0.22911
|  |  | 8.2976e-05 |  | 0 |  | 3.2383e-05 |  | -1.4419e-05 |  | -2.4679e-05 |  | 3.548e-05 |  | 6.7083e-05 |  | 0.0097396 |  | 0.0058816 |  | 4.3224e-05 |  | 0.011725 |  | 0.00026641 |  | 9.0696e-06 |  | 0.00011219 |  | 0.00078319 |  | 0.0031262 |  | 0.23007
|  |  | -4.8426e-05 |  | 0 |  | 5.9295e-05 |  | 0.0001324 |  | -1.1728e-05 |  | 4.1513e-05 |  | 3.1431e-05 |  | 0.0098168 |  | 0.0058821 |  | 2.6478e-05 |  | 0.011586 |  | 0.00029977 |  | 7.4974e-06 |  | 0.000102 |  | 0.00076664 |  | 0.0030301 |  | 0.23082
|  |  | 4.3534e-05 |  | 0 |  | 5.9298e-05 |  | 6.7493e-05 |  | -6.5053e-05 |  | 3.7705e-05 |  | 3.1431e-05 |  | 0.0096716 |  | 0.0057587 |  | 2.6479e-05 |  | 0.011574 |  | -1.0459e-05 |  | -1.0171e-05 |  | 6.8257e-05 |  | 0.00076459 |  | 0.0029073 |  | 0.23111
|  |  | 3.3175e-05 |  | 0 |  | 3.6754e-05 |  | -2.9722e-05 |  | -9.1328e-05 |  | 3.4905e-05 |  | 1.3538e-05 |  | 0.0093831 |  | 0.0057032 |  | 4.9408e-05 |  | 0.011519 |  | -6.8838e-05 |  | -4.8661e-05 |  | 7.9494e-05 |  | 0.00073593 |  | 0.0027847 |  | 0.23147
|  |  | -0.00011426 |  | 0 |  | 3.6756e-05 |  | -0.0001104 |  | -5.6906e-05 |  | 3.55e-05 |  | 1.3538e-05 |  | 0.0090343 |  | 0.0056455 |  | 4.941e-05 |  | 0.011423 |  | 4.1844e-05 |  | -1.1626e-05 |  | 9.7925e-05 |  | 0.00070364 |  | 0.0027055 |  | 0.23171
|  |  | -5.3913e-05 |  | 0 |  | 7.3367e-05 |  | -0.00016597 |  | -4.543e-05 |  | 3.3263e-05 |  | 3.3987e-05 |  | 0.008934 |  | 0.0056311 |  | 4.8991e-05 |  | 0.011406 |  | 0.00024487 |  | 2.9873e-05 |  | 7.2921e-05 |  | 0.00071534 |  | 0.0026319 |  | 0.23229
|  |  | 3.1791e-05 |  | 0 |  | 7.337e-05 |  | 0.00011818 |  | -4.547e-05 |  | 3.4139e-05 |  | 3.4005e-05 |  | 0.0091901 |  | 0.0055574 |  | 4.8993e-05 |  | 0.011371 |  | 0.00019622 |  | 4.8566e-06 |  | 2.5399e-05 |  | 0.00071141 |  | 0.002532 |  | 0.23265
|  |  | 1.69e-07 |  | 0 |  | 3.1636e-05 |  | -1.9578e-05 |  | -5.4925e-05 |  | 2.5863e-05 |  | 3.3114e-05 |  | 0.0091897 |  | 0.0055144 |  | 5.1844e-05 |  | 0.011374 |  | -0.0002297 |  | 3.2749e-07 |  | 2.1272e-05 |  | 0.00070641 |  | 0.0024405 |  | 0.23253
|  |  | 4.7146e-05 |  | 0 |  | 3.1637e-05 |  | -0.00025316 |  | -1.2286e-05 |  | 3.4426e-05 |  | 3.3114e-05 |  | 0.0088984 |  | 0.005481 |  | 5.1846e-05 |  | 0.011204 |  | -5.4044e-05 |  | 6.6083e-06 |  | 6.7321e-05 |  | 0.0006841 |  | 0.0023733 |  | 0.23248
|  |  | 4.1629e-05 |  | 0 |  | 6.2581e-05 |  | -6.8856e-05 |  | -3.4275e-05 |  | 3.5535e-05 |  | 2.508e-05 |  | 0.0087687 |  | 0.0053785 |  | 2.7849e-05 |  | 0.011064 |  | 5.1729e-05 |  | -1.5247e-05 |  | 8.8585e-05 |  | 0.00064982 |  | 0.0022966 |  | 0.23249
|  |  | -5.3659e-05 |  | 0 |  | 6.2583e-05 |  | 2.845e-05 |  | -7.4585e-05 |  | 2.506e-05 |  | 2.5073e-05 |  | 0.0089672 |  | 0.0054711 |  | 2.785e-05 |  | 0.011164 |  | 0.00010322 |  | -2.0777e-05 |  | 0.00012049 |  | 0.0006366 |  | 0.0022126 |  | 0.23224
|  |  | 2.0497e-05 |  | 0 |  | 3.8792e-05 |  | 5.1046e-05 |  | -7.774e-06 |  | 2.6127e-05 |  | 5.0767e-05 |  | 0.009015 |  | 0.0054275 |  | 5.8013e-05 |  | 0.011164 |  | 0.00017396 |  | 7.5471e-06 |  | 0.00013117 |  | 0.00061763 |  | 0.0021412 |  | 0.23162
|  |  | 0.00014202 |  | 0 |  | 3.8794e-05 |  | 7.8838e-05 |  | -4.2063e-05 |  | 3.0506e-05 |  | 5.0767e-05 |  | 0.0090855 |  | 0.0052619 |  | 5.8016e-05 |  | 0.011003 |  | -6.3622e-05 |  | 2.2311e-05 |  | 0.00010292 |  | 0.00059745 |  | 0.002078 |  | 0.23085
|  |  | 4.0506e-05 |  | 0 |  | 3.9373e-05 |  | 4.6755e-05 |  | -0.00016059 |  | 1.9372e-05 |  | 2.2279e-05 |  | 0.0088885 |  | 0.0052384 |  | 0 |  | 0.010871 |  | 6.9701e-05 |  | 3.8811e-06 |  | 0.00010036 |  | 0.00060649 |  | 0.0020137 |  | 0.23032
|  |  | -7.8896e-05 |  | 0 |  | 3.9375e-05 |  | 7.2255e-05 |  | -0.00012553 |  | 1.7854e-05 |  | 2.2279e-05 |  | 0.0085951 |  | 0.0052335 |  | 0 |  | 0.010766 |  | 0.00024695 |  | -1.9953e-06 |  | 5.3404e-05 |  | 0.0005925 |  | 0.0019345 |  | 0.22974
|  |  | -1.9186e-06 |  | 0 |  | 5.2381e-05 |  | 0.00018769 |  | -0.00010438 |  | 2.5984e-05 |  | 1.0212e-05 |  | 0.0084854 |  | 0.0052304 |  | 2.1268e-05 |  | 0.010688 |  | 0.00018125 |  | 3.1829e-06 |  | 8.8527e-06 |  | 0.00057554 |  | 0.0018696 |  | 0.22908
|  |  | 1.9248e-05 |  | 0 |  | 5.2383e-05 |  | 0.00031294 |  | -5.2378e-06 |  | 2.696e-05 |  | 1.021e-05 |  | 0.0085888 |  | 0.0053292 |  | 2.1269e-05 |  | 0.010674 |  | 0.00014718 |  | 1.848e-05 |  | 9.8832e-05 |  | 0.00058471 |  | 0.0018271 |  | 0.22804
|  |  | 3.4913e-05 |  | 0 |  | 6.3226e-05 |  | 0.00029314 |  | 1.0941e-05 |  | 3.044e-05 |  | 2.346e-05 |  | 0.008682 |  | 0.005272 |  | 4.063e-05 |  | 0.01074 |  | -5.6924e-05 |  | 2.4306e-05 |  | 0.00012458 |  | 0.00057036 |  | 0.001772 |  | 0.22715
|  |  | -2.0673e-05 |  | 0 |  | 6.3229e-05 |  | 2.778e-05 |  | -5.2396e-05 |  | 2.4995e-05 |  | 2.346e-05 |  | 0.0085308 |  | 0.0051313 |  | 4.0631e-05 |  | 0.010589 |  | -0.00017144 |  | 8.1029e-06 |  | 6.5997e-05 |  | 0.000566 |  | 0.0016913 |  | 0.22617
|  |  | -8.3048e-05 |  | 0 |  | 9.2718e-06 |  | -7.3221e-05 |  | -2.6591e-05 |  | 2.4218e-05 |  | 3.0863e-05 |  | 0.008671 |  | 0.0051606 |  | 4.9732e-05 |  | 0.010483 |  | -0.00031213 |  | -9.0338e-06 |  | 0.00010333 |  | 0.00057097 |  | 0.0016303 |  | 0.22499
|  |  | -3.6666e-05 |  | 0 |  | 9.2722e-06 |  | -4.8031e-05 |  | -5.1698e-05 |  | 2.3023e-05 |  | 3.0863e-05 |  | 0.0087113 |  | 0.0051477 |  | 4.9734e-05 |  | 0.010522 |  | -0.00041246 |  | -5.4238e-06 |  | 8.3348e-05 |  | 0.0005675 |  | 0.0015971 |  | 0.22353
|  |  | -6.4897e-05 |  | 0 |  | 5.1289e-05 |  | 9.0187e-05 |  | -1.6243e-05 |  | 2.0452e-05 |  | 4.5512e-05 |  | 0.0085295 |  | 0.0050998 |  | 3.2118e-05 |  | 0.010527 |  | 3.6199e-05 |  | 2.9154e-08 |  | 5.9708e-05 |  | 0.00055997 |  | 0.001557 |  | 0.22219
|  |  | 8.9588e-05 |  | -0.00028338 |  | 5.1291e-05 |  | 0.00010449 |  | -3.0274e-05 |  | 1.315e-05 |  | 4.55e-05 |  | 0.0084358 |  | 0.0050622 |  | 3.212e-05 |  | 0.010412 |  | 0.00022133 |  | -4.9378e-06 |  | 9.1513e-05 |  | 0.00052941 |  | 0.0015062 |  | 0.22058
|  |  | 0.00014807 |  | -0.00028338 |  | 3.4959e-05 |  | 2.4395e-05 |  | -6.1315e-05 |  | 8.8324e-06 |  | 2.4611e-05 |  | 0.0082772 |  | 0.0049941 |  | 2.9188e-05 |  | 0.010329 |  | 0.00024142 |  | -1.4246e-05 |  | 0.00010186 |  | 0.00051741 |  | 0.0014475 |  | 0.21889
|  |  | -4.8582e-05 |  | 0 |  | 3.496e-05 |  | -7.4425e-05 |  | -5.0964e-05 |  | 2.1492e-05 |  | 2.4611e-05 |  | 0.008272 |  | 0.0050239 |  | 2.9189e-05 |  | 0.010433 |  | 0.00018467 |  | -2.2647e-05 |  | 7.3988e-05 |  | 0.00051452 |  | 0.0014023 |  | 0.21707
|  |  | -2.0534e-05 |  | 0 |  | 1.5471e-05 |  | -7.5163e-05 |  | -5.2767e-05 |  | 4.0127e-05 |  | 2.4455e-05 |  | 0.0081842 |  | 0.004973 |  | 2.7632e-05 |  | 0.01048 |  | -9.651e-06 |  | -1.8711e-05 |  | 8.1343e-06 |  | 0.00050466 |  | 0.0013648 |  | 0.21517
|  |  | 0.00015727 |  | 0 |  | 1.5471e-05 |  | 0.000149 |  | -4.3714e-05 |  | 3.6957e-05 |  | 2.4455e-05 |  | 0.0081375 |  | 0.0049709 |  | 2.7633e-05 |  | 0.01032 |  | 0.00010023 |  | -4.813e-06 |  | 6.0391e-06 |  | 0.00048921 |  | 0.0013104 |  | 0.21354
|  |  | 8.3536e-05 |  | 0 |  | 6.1888e-05 |  | 0.00013244 |  | -4.3247e-05 |  | 3.0416e-05 |  | 2.2184e-05 |  | 0.0081563 |  | 0.0049759 |  | 6.8402e-05 |  | 0.010062 |  | 0.00011651 |  | 4.6534e-06 |  | 7.9316e-05 |  | 0.00046461 |  | 0.0012655 |  | 0.21141
|  |  | 3.4997e-05 |  | 0 |  | 6.189e-05 |  | -2.4173e-05 |  | -1.9041e-05 |  | 2.5629e-05 |  | 2.2189e-05 |  | 0.0080712 |  | 0.0048703 |  | 6.8405e-05 |  | 0.010044 |  | 6.3824e-05 |  | -2.3201e-06 |  | 0.00012493 |  | 0.00046985 |  | 0.0012312 |  | 0.20898
|  |  | 7.9276e-05 |  | 0 |  | 5.2762e-06 |  | -6.9595e-05 |  | -5.9378e-05 |  | 2.1799e-05 |  | 2.9424e-05 |  | 0.008135 |  | 0.0047169 |  | 2.8061e-05 |  | 0.010096 |  | -6.3555e-05 |  | -1.4724e-05 |  | 8.9763e-05 |  | 0.00046124 |  | 0.001195 |  | 0.20688
|  |  | 4.2687e-05 |  | 0 |  | 5.2764e-06 |  | -3.9616e-05 |  | -0.00012004 |  | 2.2435e-05 |  | 2.9432e-05 |  | 0.0080739 |  | 0.0046471 |  | 2.8062e-05 |  | 0.0099819 |  | -1.5605e-05 |  | -2.9649e-05 |  | 4.2694e-05 |  | 0.00046224 |  | 0.0011486 |  | 0.20481
|  |  | 3.0642e-05 |  | 0 |  | 3.231e-05 |  | -0.00010818 |  | -0.00013705 |  | 1.9333e-05 |  | 2.2542e-05 |  | 0.0080522 |  | 0.0045972 |  | 5.7427e-05 |  | 0.0098826 |  | 0.00034854 |  | -2.8325e-05 |  | 1.3519e-05 |  | 0.00045096 |  | 0.001111 |  | 0.20257
|  |  | 3.3685e-05 |  | 0 |  | 3.2311e-05 |  | -0.00024647 |  | -0.0001271 |  | 1.4486e-05 |  | 2.2542e-05 |  | 0.0080005 |  | 0.0046214 |  | 5.7429e-05 |  | 0.009757 |  | 0.0003452 |  | -9.411e-06 |  | -2.9088e-05 |  | 0.00044861 |  | 0.0010898 |  | 0.2003
|  |  | 4.4586e-05 |  | 0 |  | 0 |  | -3.8855e-05 |  | -5.1003e-05 |  | 2.5325e-05 |  | 5.2401e-05 |  | 0.0079185 |  | 0.0046141 |  | 5.0229e-05 |  | 0.0097354 |  | 3.3351e-05 |  | 1.7256e-06 |  | 5.0188e-06 |  | 0.00045459 |  | 0.0010543 |  | 0.19829
|  |  | -8.4608e-05 |  | 0 |  | 0 |  | 0.00027533 |  | -6.1051e-05 |  | 2.9448e-05 |  | 5.2415e-05 |  | 0.0079286 |  | 0.0045214 |  | 5.0231e-05 |  | 0.0097169 |  | 0.00022602 |  | -2.1838e-05 |  | 7.1127e-05 |  | 0.00044415 |  | 0.0010236 |  | 0.19599
|  |  | -5.4326e-05 |  | 0 |  | 4.8991e-05 |  | 0.00012533 |  | -0.00010345 |  | 1.3922e-05 |  | 1.8642e-05 |  | 0.0078451 |  | 0.004613 |  | 1.7854e-05 |  | 0.0095571 |  | 0.00020589 |  | -2.5007e-05 |  | 6.4172e-05 |  | 0.00045455 |  | 0.00099309 |  | 0.19354
|  |  | -2.7501e-05 |  | 0 |  | 4.8993e-05 |  | -9.4316e-05 |  | -0.00010255 |  | 2.0559e-05 |  | 1.8647e-05 |  | 0.0076773 |  | 0.0045916 |  | 1.7855e-05 |  | 0.0095013 |  | -0.00019819 |  | 1.0135e-05 |  | 7.0283e-05 |  | 0.00041707 |  | 0.00095999 |  | 0.191
|  |  | -1.5307e-05 |  | 0 |  | 2.4892e-05 |  | -0.00010042 |  | -6.1563e-05 |  | 3.1942e-05 |  | 2.8462e-05 |  | 0.0076635 |  | 0.0044892 |  | 2.2512e-05 |  | 0.0094866 |  | -0.00012405 |  | 1.0366e-05 |  | 7.782e-05 |  | 0.00039267 |  | 0.0009361 |  | 0.1883
|  |  | 0.00011804 |  | 0 |  | 2.4893e-05 |  | 3.325e-05 |  | -5.6675e-05 |  | 4.2884e-05 |  | 2.8462e-05 |  | 0.0075756 |  | 0.0046156 |  | 2.2512e-05 |  | 0.0094317 |  | 7.0367e-06 |  | -7.6006e-06 |  | 7.9857e-05 |  | 0.00039999 |  | 0.00090679 |  | 0.18574
|  |  | 2.9771e-05 |  | 0 |  | 8.3515e-05 |  | 0.00010485 |  | -2.3172e-05 |  | 4.675e-05 |  | 7.9042e-05 |  | 0.0075586 |  | 0.0046265 |  | 6.1784e-05 |  | 0.0093678 |  | -1.8556e-05 |  | -8.566e-06 |  | 7.0471e-05 |  | 0.00039954 |  | 0.00087132 |  | 0.18314
|  |  | -0.0001167 |  | 0 |  | 8.3518e-05 |  | 0.00011106 |  | -1.5863e-05 |  | 3.4112e-05 |  | 7.9042e-05 |  | 0.0076903 |  | 0.0043974 |  | 6.1786e-05 |  | 0.0094255 |  | 8.0625e-05 |  | -1.6143e-06 |  | 1.143e-05 |  | 0.00038738 |  | 0.00085144 |  | 0.1804
|  |  | -0.00016715 |  | 0 |  | 4.9274e-05 |  | 5.4474e-05 |  | -3.9465e-05 |  | 3.0425e-05 |  | 3.3761e-05 |  | 0.0075954 |  | 0.0044047 |  | 5.3757e-05 |  | 0.0092829 |  | 0.00016553 |  | -1.7686e-05 |  | 6.6983e-05 |  | 0.00039399 |  | 0.00082757 |  | 0.17774
|  |  | -6.6419e-05 |  | 0 |  | 4.9276e-05 |  | -7.4209e-05 |  | 2.2778e-05 |  | 2.5176e-05 |  | 3.3761e-05 |  | 0.0073887 |  | 0.0043596 |  | 5.3759e-05 |  | 0.0091287 |  | 6.4045e-05 |  | -1.1998e-05 |  | 9.3465e-05 |  | 0.00039406 |  | 0.00079586 |  | 0.17493
|  |  | 3.6659e-05 |  | 0 |  | 4.5207e-05 |  | -0.0001051 |  | -1.9164e-05 |  | 3.6156e-05 |  | 4.5184e-05 |  | 0.0072287 |  | 0.0042746 |  | 4.2501e-05 |  | 0.0091386 |  | 3.3906e-05 |  | 2.5797e-05 |  | 3.8633e-05 |  | 0.00038751 |  | 0.00077201 |  | 0.17197
|  |  | -4.2431e-05 |  | 0 |  | 4.5209e-05 |  | -6.614e-05 |  | -9.2977e-05 |  | 3.4221e-05 |  | 4.5196e-05 |  | 0.0071952 |  | 0.0042775 |  | 4.2503e-05 |  | 0.0091407 |  | 1.1437e-05 |  | 2.1196e-05 |  | 3.7055e-05 |  | 0.00038702 |  | 0.00074855 |  | 0.16869
|  |  | -1.6878e-05 |  | 0 |  | 3.6054e-06 |  | 5.3616e-05 |  | -0.00010347 |  | 2.2239e-05 |  | 1.8346e-05 |  | 0.0071155 |  | 0.0041756 |  | 7.586e-06 |  | 0.0091071 |  | -2.7243e-05 |  | -2.8916e-05 |  | 1.4629e-06 |  | 0.00039092 |  | 0.000731 |  | 0.16563
|  |  | 6.0045e-05 |  | 0 |  | 3.6055e-06 |  | 8.702e-05 |  | -6.3712e-05 |  | 3.1368e-05 |  | 1.8342e-05 |  | 0.0071299 |  | 0.0042395 |  | 7.5863e-06 |  | 0.0089639 |  | -5.27e-05 |  | -4.0278e-05 |  | -2.1462e-05 |  | 0.00038585 |  | 0.00070956 |  | 0.16279
|  |  | 1.0987e-05 |  | 0 |  | 6.4888e-05 |  | 0.00013414 |  | -4.0267e-05 |  | 2.8923e-05 |  | 6.2192e-05 |  | 0.0070381 |  | 0.0043154 |  | 7.5098e-05 |  | 0.0088335 |  | -0.00013469 |  | 1.5154e-06 |  | 2.2338e-05 |  | 0.00035047 |  | 0.00069297 |  | 0.15976
|  |  | 0.00012682 |  | 0 |  | 6.489e-05 |  | 0.00016181 |  | -0.00010922 |  | 2.8242e-05 |  | 6.2208e-05 |  | 0.0069528 |  | 0.0042145 |  | 7.5101e-05 |  | 0.0089343 |  | -1.4925e-05 |  | 3.3843e-06 |  | 7.4737e-05 |  | 0.00034599 |  | 0.00067896 |  | 0.15622
|  |  | 2.0747e-05 |  | 0 |  | 3.6979e-05 |  | 3.0757e-05 |  | -0.00013864 |  | 3.5336e-05 |  | 3.3482e-05 |  | 0.0070214 |  | 0.0041413 |  | 2.806e-05 |  | 0.0090446 |  | 0.00033851 |  | 4.5175e-07 |  | 1.1206e-05 |  | 0.00035979 |  | 0.00065648 |  | 0.15291
|  |  | -0.00010864 |  | 0 |  | 3.698e-05 |  | 0.0001938 |  | -0.00010602 |  | 2.9416e-05 |  | 3.3474e-05 |  | 0.0069355 |  | 0.0040696 |  | 2.8062e-05 |  | 0.0088532 |  | 0.00032063 |  | -1.0211e-05 |  | -1.1351e-05 |  | 0.00035644 |  | 0.00063519 |  | 0.15011
|  |  | -4.0463e-05 |  | 0 |  | 4.3228e-05 |  | 0.00019324 |  | -5.2587e-05 |  | 2.7692e-05 |  | 3.9669e-05 |  | 0.0068784 |  | 0.0040509 |  | 4.7309e-05 |  | 0.0086025 |  | -0.00010663 |  | -1.7295e-05 |  | 2.1e-05 |  | 0.00038329 |  | 0.00061629 |  | 0.14728
|  |  | -6.4765e-05 |  | 0 |  | 4.323e-05 |  | 4.3624e-05 |  | -6.591e-05 |  | 3.1824e-05 |  | 3.9658e-05 |  | 0.0069019 |  | 0.0040596 |  | 4.7311e-05 |  | 0.008676 |  | 9.7622e-05 |  | -4.7302e-06 |  | 4.5234e-05 |  | 0.00037254 |  | 0.00059852 |  | 0.14429
|  |  | 3.8532e-05 |  | 0 |  | 5.7236e-05 |  | 5.4817e-05 |  | -0.00013276 |  | 1.714e-05 |  | 1.0595e-05 |  | 0.0070482 |  | 0.0039821 |  | 2.386e-06 |  | 0.0087249 |  | 0.00038653 |  | -1.1581e-05 |  | 4.0837e-05 |  | 0.00032827 |  | 0.00058093 |  | 0.14132
|  |  | 5.3858e-05 |  | 0 |  | 5.7238e-05 |  | -0.00017128 |  | -8.324e-05 |  | 1.9155e-05 |  | 1.0597e-05 |  | 0.0069793 |  | 0.0040497 |  | 2.3861e-06 |  | 0.0085032 |  | 0.00042061 |  | 3.298e-06 |  | 1.4176e-05 |  | 0.00033604 |  | 0.00056777 |  | 0.13836
|  |  | 3.23e-06 |  | 0 |  | 5.5744e-05 |  | -0.00011896 |  | -6.8279e-05 |  | 2.6874e-05 |  | 3.6252e-05 |  | 0.0067369 |  | 0.0041135 |  | 7.8279e-05 |  | 0.0083906 |  | 0.00018772 |  | 1.9737e-05 |  | 6.545e-05 |  | 0.00033717 |  | 0.00055729 |  | 0.13575
|  |  | 1.7443e-05 |  | 0 |  | 5.5747e-05 |  | 0.00010042 |  | -6.8536e-05 |  | 2.0244e-05 |  | 3.6261e-05 |  | 0.0067171 |  | 0.0040263 |  | 7.8282e-05 |  | 0.0083452 |  | -2.8798e-06 |  | 9.6513e-06 |  | 4.4141e-05 |  | 0.0003341 |  | 0.0005407 |  | 0.13314
|  |  | 0.00010299 |  | 0 |  | 5.6399e-06 |  | -2.8954e-05 |  | -6.0072e-05 |  | 2.5703e-05 |  | 1.3225e-05 |  | 0.0066986 |  | 0.0039332 |  | 4.0287e-05 |  | 0.0083382 |  | 3.1854e-05 |  | 4.5352e-06 |  | -2.411e-05 |  | 0.00032588 |  | 0.00052295 |  | 0.1302
|  |  | 3.4276e-05 |  | 0 |  | 5.6402e-06 |  | -7.0267e-05 |  | -7.1346e-05 |  | 2.4528e-05 |  | 1.3225e-05 |  | 0.0065729 |  | 0.003873 |  | 4.0289e-05 |  | 0.0082657 |  | -9.0492e-06 |  | -5.5045e-06 |  | 2.4407e-05 |  | 0.00032909 |  | 0.00050759 |  | 0.12741
|  |  | -3.6385e-05 |  | 0 |  | 4.0473e-05 |  | 0.00013039 |  | -3.5197e-05 |  | 2.3287e-05 |  | 3.5386e-05 |  | 0.0065676 |  | 0.0038651 |  | 3.8318e-05 |  | 0.0081223 |  | 0.00013018 |  | -1.6465e-05 |  | 5.1209e-05 |  | 0.00034209 |  | 0.00049468 |  | 0.12499
|  |  | 8.8732e-05 |  | 0 |  | 4.0474e-05 |  | 0.0001031 |  | -7.5984e-05 |  | 2.3952e-05 |  | 3.5377e-05 |  | 0.0066994 |  | 0.0039225 |  | 3.8319e-05 |  | 0.0080975 |  | 0.0002628 |  | -1.6493e-06 |  | 3.9597e-05 |  | 0.00033601 |  | 0.00048154 |  | 0.12236
|  |  | 1.7484e-05 |  | 0 |  | 4.6516e-05 |  | -2.848e-05 |  | -8.9651e-05 |  | 2.1409e-05 |  | 4.245e-05 |  | 0.0066441 |  | 0.0040051 |  | 0 |  | 0.0080927 |  | 0.00017792 |  | 3.4389e-06 |  | 2.3165e-05 |  | 0.00031921 |  | 0.00046512 |  | 0.11938
|  |  | -0.00014076 |  | 0 |  | 4.6518e-05 |  | -8.6691e-05 |  | -9.73e-05 |  | 3.1457e-05 |  | 4.2439e-05 |  | 0.0064375 |  | 0.0038451 |  | 0 |  | 0.0079764 |  | -5.3526e-05 |  | -1.8372e-05 |  | -6.0926e-07 |  | 0.00030233 |  | 0.00045563 |  | 0.11656
|  |  | -2.2973e-05 |  | 0 |  | 4.3182e-05 |  | -8.6917e-05 |  | -0.00013801 |  | 4.4479e-05 |  | 2.2196e-05 |  | 0.0063777 |  | 0.003674 |  | 2.7385e-06 |  | 0.0079914 |  | -0.00025967 |  | -2.7859e-05 |  | 3.3255e-05 |  | 0.0003129 |  | 0.00044736 |  | 0.11398
|  |  | 0.00012709 |  | 0 |  | 4.3184e-05 |  | 8.7839e-06 |  | -0.00011392 |  | 2.7199e-05 |  | 2.2196e-05 |  | 0.0063038 |  | 0.0036512 |  | 2.7386e-06 |  | 0.0080918 |  | -0.00024678 |  | -4.1384e-06 |  | 4.5856e-05 |  | 0.00031903 |  | 0.00044036 |  | 0.11147
|  |  | 4.5248e-05 |  | 0 |  | 1.1942e-05 |  | 8.223e-05 |  | -0.00010341 |  | 1.131e-05 |  | 1.0986e-05 |  | 0.0062299 |  | 0.0037862 |  | 3.5948e-05 |  | 0.0078793 |  | 8.0603e-05 |  | -1.2961e-05 |  | 9.5223e-06 |  | 0.00030266 |  | 0.00042488 |  | 0.10882
|  |  | -5.4072e-05 |  | 0 |  | 1.1942e-05 |  | 7.1658e-05 |  | -0.00012158 |  | 3.3564e-05 |  | 1.0983e-05 |  | 0.0063571 |  | 0.0037571 |  | 3.5949e-05 |  | 0.0078148 |  | 0.00015758 |  | -3.8351e-05 |  | -3.8295e-05 |  | 0.00031152 |  | 0.00040958 |  | 0.10598
|  |  | 3.8097e-05 |  | 0 |  | 3.7481e-05 |  | -0.00010897 |  | -0.0001081 |  | 4.1809e-05 |  | 4.3286e-05 |  | 0.0064176 |  | 0.0036141 |  | 8.2161e-05 |  | 0.007857 |  | 2.1568e-05 |  | -3.3338e-05 |  | 3.8143e-06 |  | 0.00030812 |  | 0.00040357 |  | 0.10332
|  |  | 0.0001249 |  | 0 |  | 3.7483e-05 |  | -0.00014952 |  | -9.6228e-05 |  | 2.9689e-05 |  | 4.3298e-05 |  | 0.0062528 |  | 0.0036702 |  | 8.2164e-05 |  | 0.0077635 |  | -0.00012696 |  | -6.3301e-06 |  | 8.9799e-05 |  | 0.00028202 |  | 0.00040248 |  | 0.10079
|  |  | 0.00015018 |  | 0 |  | 5.5472e-05 |  | 0.00011374 |  | -0.00012039 |  | 1.6718e-05 |  | 2.6551e-05 |  | 0.0061697 |  | 0.0037216 |  | 3.1363e-05 |  | 0.0076227 |  | -3.6833e-05 |  | 1.43e-06 |  | 5.2927e-05 |  | 0.00028696 |  | 0.00038947 |  | 0.098248
|  |  | 0.00010369 |  | 0 |  | 5.5474e-05 |  | 0.00021524 |  | -0.00016722 |  | 1.2933e-05 |  | 2.6551e-05 |  | 0.0061991 |  | 0.0035841 |  | 3.1365e-05 |  | 0.0074728 |  | 0.00017006 |  | -2.3436e-05 |  | 2.5743e-05 |  | 0.00030417 |  | 0.00037179 |  | 0.095777
|  |  | 2.8645e-05 |  | 0 |  | 5.0012e-05 |  | 1.6934e-05 |  | -8.0694e-05 |  | 2.4844e-05 |  | 2.2386e-05 |  | 0.0061278 |  | 0.0034873 |  | 4.8577e-05 |  | 0.0074676 |  | 6.8914e-05 |  | -3.1536e-05 |  | 4.2757e-05 |  | 0.00029822 |  | 0.00037171 |  | 0.093489
|  |  | 0.00013609 |  | 0 |  | 5.0014e-05 |  | -0.00014874 |  | 2.5236e-05 |  | 3.701e-05 |  | 2.2386e-05 |  | 0.0059111 |  | 0.0035901 |  | 4.8579e-05 |  | 0.007487 |  | 9.5367e-05 |  | 1.1546e-06 |  | 1.276e-05 |  | 0.00029997 |  | 0.0003647 |  | 0.091225
|  |  | 0.00024448 |  | 0 |  | 5.2573e-05 |  | -1.7759e-05 |  | -1.8016e-05 |  | 4.7754e-05 |  | 5.0281e-05 |  | 0.0057818 |  | 0.0035518 |  | 3.6192e-05 |  | 0.007445 |  | 0.00021279 |  | 2.1376e-05 |  | 7.7148e-06 |  | 0.00030214 |  | 0.00034811 |  | 0.088829
|  |  | 0.00017485 |  | 0 |  | 5.2575e-05 |  | -2.6304e-05 |  | 2.7569e-05 |  | 4.5516e-05 |  | 5.0268e-05 |  | 0.0058504 |  | 0.0035051 |  | 3.6193e-05 |  | 0.0073325 |  | 0.00023684 |  | 9.3604e-06 |  | 5.3787e-05 |  | 0.0002965 |  | 0.00033865 |  | 0.086409
|  |  | 1.1523e-05 |  | 0 |  | 3.0572e-05 |  | -4.3738e-05 |  | 4.2428e-05 |  | -5.7425e-05 |  | 5.4047e-05 |  | 0.0057211 |  | 0.0034525 |  | 8.3027e-05 |  | 0.0072858 |  | 0.00014802 |  | 8.7008e-06 |  | 6.494e-05 |  | 0.0003013 |  | 0.00033392 |  | 0.08407
|  |  | -9.3477e-06 |  | 0 |  | 3.0574e-05 |  | 0.00010011 |  | -1.3676e-05 |  | 2.2372e-05 |  | 5.4047e-05 |  | 0.0056683 |  | 0.0033912 |  | 8.303e-05 |  | 0.007166 |  | 6.3087e-05 |  | -1.4404e-05 |  | 5.8759e-05 |  | 0.0002896 |  | 0.0003268 |  | 0.081799
|  |  | -5.222e-05 |  | 0 |  | 6.1906e-05 |  | -2.0647e-05 |  | -0.0001003 |  | 3.1237e-05 |  | 3.1702e-05 |  | 0.0057416 |  | 0.0033744 |  | 3.1596e-05 |  | 0.0070612 |  | 0.00013365 |  | -3.269e-05 |  | 3.9299e-05 |  | 0.00028478 |  | 0.00031852 |  | 0.079559
|  |  | -7.4518e-05 |  | 0 |  | 6.1908e-05 |  | -0.0001365 |  | -7.931e-05 |  | 3.5596e-05 |  | 3.1702e-05 |  | 0.0058785 |  | 0.0033645 |  | 3.1597e-05 |  | 0.0070551 |  | 8.9044e-05 |  | -3.339e-06 |  | 4.7697e-05 |  | 0.00028697 |  | 0.00031319 |  | 0.077512
|  |  | 9.4062e-06 |  | 0 |  | 7.0349e-05 |  | -0.00013121 |  | 5.1156e-05 |  | 3.4317e-05 |  | 5.2161e-05 |  | 0.0059459 |  | 0.0033348 |  | 5.9896e-05 |  | 0.0070744 |  | 0.00011961 |  | 7.0858e-06 |  | 8.2574e-05 |  | 0.0002947 |  | 0.00030962 |  | 0.075421
|  |  | 8.7566e-05 |  | 0 |  | 7.0352e-05 |  | 2.0333e-05 |  | -1.0268e-05 |  | 3.1714e-05 |  | 5.2147e-05 |  | 0.0058778 |  | 0.0033173 |  | 5.9899e-05 |  | 0.0070251 |  | 0.00024189 |  | 5.0138e-06 |  | 2.2439e-05 |  | 0.00029609 |  | 0.00030453 |  | 0.073332
|  |  | 4.5527e-05 |  | 0 |  | 7.8447e-05 |  | 9.0544e-05 |  | -7.9021e-05 |  | 3.094e-05 |  | 2.9813e-05 |  | 0.0058875 |  | 0.0033067 |  | 4.9013e-05 |  | 0.0067986 |  | 0.00032308 |  | 1.7015e-05 |  | 3.7527e-06 |  | 0.00027696 |  | 0.00029505 |  | 0.071236
|  |  | -2.8505e-05 |  | 0 |  | 7.845e-05 |  | 3.3927e-06 |  | -1.9615e-05 |  | 3.6328e-05 |  | 2.9813e-05 |  | 0.005772 |  | 0.0032573 |  | 4.9015e-05 |  | 0.0068534 |  | 0.00037775 |  | 3.6195e-05 |  | 6.5605e-05 |  | 0.00027357 |  | 0.00028172 |  | 0.069286
|  |  | 2.6114e-05 |  | 0 |  | 6.2392e-05 |  | 4.8151e-05 |  | 6.4523e-06 |  | 3.2298e-05 |  | 3.005e-05 |  | 0.0057713 |  | 0.0032235 |  | 5.8023e-05 |  | 0.0068965 |  | 0.00031182 |  | 2.0018e-05 |  | 5.7997e-05 |  | 0.000275 |  | 0.00027467 |  | 0.067451
|  |  | 4.8495e-05 |  | 0 |  | 6.2395e-05 |  | 2.5488e-05 |  | -6.8953e-05 |  | 1.8513e-05 |  | 3.005e-05 |  | 0.0056749 |  | 0.0031304 |  | 5.8025e-05 |  | 0.0067493 |  | 5.1883e-05 |  | -2.4082e-05 |  | 3.6625e-05 |  | 0.00029462 |  | 0.00027067 |  | 0.065583
|  |  | -1.5232e-05 |  | 0 |  | 3.4253e-05 |  | 1.1887e-05 |  | -8.6235e-05 |  | 2.2179e-05 |  | 2.1528e-05 |  | 0.0056254 |  | 0.003212 |  | 2.53e-05 |  | 0.0066692 |  | -4.183e-06 |  | -1.3147e-05 |  | 3.5042e-05 |  | 0.00031309 |  | 0.00027192 |  | 0.063709
|  |  | -0.00012638 |  | 0 |  | 3.4254e-05 |  | 0.00016492 |  | -0.0001134 |  | 2.4913e-05 |  | 2.1534e-05 |  | 0.0055738 |  | 0.0032429 |  | 2.5301e-05 |  | 0.0065152 |  | 0.00010659 |  | -7.1056e-06 |  | 1.4715e-05 |  | 0.00030201 |  | 0.00026321 |  | 0.061897
|  |  | -0.00014842 |  | 0 |  | 5.0781e-05 |  | 0.00014186 |  | -0.00010393 |  | 1.5921e-05 |  | 5.7893e-05 |  | 0.005427 |  | 0.0031546 |  | 6.841e-05 |  | 0.0065224 |  | 3.4689e-05 |  | -2.0799e-05 |  | 1.7203e-05 |  | 0.00027323 |  | 0.00025255 |  | 0.060236
|  |  | -0.00010862 |  | 0 |  | 5.0783e-05 |  | -0.00011574 |  | -6.2981e-05 |  | 1.3997e-05 |  | 5.7908e-05 |  | 0.0053421 |  | 0.003147 |  | 6.8413e-05 |  | 0.0065736 |  | 5.3777e-05 |  | -2.2516e-05 |  | -3.0579e-05 |  | 0.00024872 |  | 0.00025865 |  | 0.058669
|  |  | -5.7383e-05 |  | 0 |  | 4.9533e-05 |  | -9.3866e-05 |  | -8.4165e-05 |  | 2.8146e-05 |  | 1.6812e-05 |  | 0.0054154 |  | 0.0031419 |  | 5.1888e-05 |  | 0.0065003 |  | 0.00028936 |  | -1.6003e-05 |  | -5.2472e-05 |  | 0.00025421 |  | 0.00024804 |  | 0.057034
|  |  | 1.5595e-05 |  | 0 |  | 4.9535e-05 |  | 0.00011733 |  | -2.5535e-05 |  | 3.3707e-05 |  | 1.6812e-05 |  | 0.0054722 |  | 0.0033073 |  | 5.189e-05 |  | 0.006491 |  | 0.00019048 |  | 1.059e-05 |  | -2.932e-05 |  | 0.00025718 |  | 0.00023296 |  | 0.055416
|  |  | 7.426e-05 |  | 0 |  | 3.6619e-05 |  | 0.00016765 |  | 5.1393e-06 |  | 3.125e-05 |  | 3.5083e-05 |  | 0.0054468 |  | 0.0033096 |  | 3.9986e-05 |  | 0.0064099 |  | -1.867e-05 |  | 1.7346e-05 |  | 2.0715e-05 |  | 0.0002702 |  | 0.00023183 |  | 0.054048
|  |  | 3.1012e-05 |  | 0 |  | 3.6621e-05 |  | 7.1077e-05 |  | 7.5737e-06 |  | 3.9961e-05 |  | 3.5092e-05 |  | 0.0054267 |  | 0.0031349 |  | 3.9987e-05 |  | 0.0062707 |  | -7.5312e-06 |  | -5.8249e-07 |  | 4.0632e-05 |  | 0.00026387 |  | 0.00023261 |  | 0.052657
|  |  | -8.3209e-05 |  | 0 |  | 4.826e-05 |  | -2.9095e-05 |  | 7.6213e-05 |  | 2.6414e-05 |  | 4.4484e-05 |  | 0.0054081 |  | 0.0031051 |  | 5.5122e-05 |  | 0.0063647 |  | 0.00012786 |  | -3.5203e-05 |  | 6.5876e-05 |  | 0.00025214 |  | 0.00022787 |  | 0.051119
|  |  | -0.00019308 |  | 0 |  | 4.8262e-05 |  | -0.00011582 |  | 1.0482e-05 |  | 1.4999e-05 |  | 4.4496e-05 |  | 0.0052961 |  | 0.0030188 |  | 5.5124e-05 |  | 0.0062849 |  | 0.00025778 |  | -3.8126e-05 |  | 9.6764e-05 |  | 0.00025893 |  | 0.00022361 |  | 0.04967
|  |  | -0.00013063 |  | 0 |  | 4.0634e-05 |  | 8.9259e-06 |  | -8.7195e-05 |  | 3.4039e-05 |  | 8.7323e-06 |  | 0.0052023 |  | 0.0029774 |  | 3.892e-05 |  | 0.0060812 |  | 0.0004287 |  | -4.2569e-06 |  | 2.2358e-05 |  | 0.00025352 |  | 0.00021881 |  | 0.048208
|  |  | -3.6797e-05 |  | 0 |  | 4.0636e-05 |  | -1.2094e-05 |  | -2.9149e-06 |  | 4.2619e-05 |  | 8.7323e-06 |  | 0.0053829 |  | 0.0030196 |  | 3.8921e-05 |  | 0.0060612 |  | 0.00021787 |  | -2.3122e-05 |  | -7.3202e-06 |  | 0.00024828 |  | 0.0001989 |  | 0.046776
|  |  | -7.3791e-05 |  | 0 |  | 3.6794e-05 |  | -0.00025228 |  | -1.7744e-05 |  | 2.5787e-05 |  | 3.0564e-05 |  | 0.0052216 |  | 0.0029856 |  | 4.1446e-05 |  | 0.0061142 |  | -0.00030368 |  | -4.0008e-05 |  | 1.8222e-05 |  | 0.00026574 |  | 0.00022136 |  | 0.045394
|  |  | -8.4077e-06 |  | 0 |  | 3.6795e-05 |  | -0.00011507 |  | -0.00011114 |  | 3.2466e-05 |  | 3.0564e-05 |  | 0.0050082 |  | 0.0030387 |  | 4.1448e-05 |  | 0.0059726 |  | -0.00014213 |  | -1.7523e-05 |  | 1.8911e-05 |  | 0.00028925 |  | 0.00023534 |  | 0.044047
|  |  | -4.663e-05 |  | 0 |  | 3.7367e-05 |  | 3.0675e-05 |  | -5.7649e-05 |  | 3.0804e-05 |  | 5.6797e-05 |  | 0.0050546 |  | 0.0030187 |  | 9.2802e-05 |  | 0.0058264 |  | 0.00020284 |  | 6.7433e-07 |  | 4.897e-05 |  | 0.00028319 |  | 0.00021756 |  | 0.042756
|  |  | 3.4478e-05 |  | 0 |  | 3.7369e-05 |  | 2.4955e-05 |  | -2.3101e-05 |  | 1.4917e-05 |  | 5.6812e-05 |  | 0.0050782 |  | 0.00303 |  | 9.2805e-05 |  | 0.0058257 |  | 0.00035208 |  | -9.8866e-06 |  | 7.3013e-06 |  | 0.00024059 |  | 0.00020485 |  | 0.041476
|  |  | 0.00014804 |  | 0 |  | 6.9634e-05 |  | -1.089e-06 |  | -5.2089e-05 |  | 1.9445e-05 |  | 4.4137e-05 |  | 0.0051753 |  | 0.003047 |  | 6.424e-05 |  | 0.0058039 |  | 0.00035829 |  | -2.454e-05 |  | -9.5474e-06 |  | 0.00022954 |  | 0.00020125 |  | 0.040215
|  |  | 5.5362e-05 |  | 0 |  | 6.9637e-05 |  | -8.4867e-05 |  | -7.1681e-05 |  | 4.4182e-05 |  | 4.4137e-05 |  | 0.0051128 |  | 0.0028678 |  | 6.4243e-05 |  | 0.0057788 |  | -0.00012025 |  | -1.0496e-05 |  | 3.6328e-05 |  | 0.00024523 |  | 0.00019493 |  | 0.039047
|  |  | -3.9192e-05 |  | 0 |  | 4.1293e-05 |  | 0.00015271 |  | -3.3627e-05 |  | 3.2417e-05 |  | 3.8241e-05 |  | 0.0051179 |  | 0.0028226 |  | 7.1432e-05 |  | 0.0057657 |  | -0.00024107 |  | 7.0164e-06 |  | 3.0628e-05 |  | 0.00025106 |  | 0.0001854 |  | 0.037896
|  |  | -0.00013963 |  | 0 |  | 4.1294e-05 |  | 0.00017809 |  | -2.5543e-05 |  | -4.6194e-06 |  | 3.8241e-05 |  | 0.0051875 |  | 0.0027993 |  | 7.1434e-05 |  | 0.0058319 |  | 0.00011812 |  | -7.2516e-06 |  | -9.4044e-06 |  | 0.00020779 |  | 0.00017996 |  | 0.036756
|  |  | -3.0188e-05 |  | 0 |  | 3.6744e-05 |  | 5.8638e-06 |  | -7.0283e-05 |  | 1.4983e-06 |  | 0 |  | 0.0050627 |  | 0.0027249 |  | 4.9329e-05 |  | 0.0057626 |  | 0.00026138 |  | -1.4284e-05 |  | -6.5781e-05 |  | 0 |  | 0.00017166 |  | 0.03569
|  |  | 0.000107 |  | 0 |  | 3.6746e-05 |  | -4.4981e-05 |  | -4.7752e-05 |  | 1.9212e-05 |  | 0 |  | 0.0049521 |  | 0.0027799 |  | 4.9331e-05 |  | 0.0055357 |  | 0.00011512 |  | 4.035e-06 |  | -3.5577e-06 |  | 0 |  | 0.00018029 |  | 0.034663
|  |  | 5.2864e-05 |  | 0 |  | 1.2072e-06 |  | 5.329e-06 |  | -3.8046e-05 |  | 3.1004e-05 |  | 4.7712e-06 |  | 0.0046763 |  | 0.0027853 |  | 9.0793e-06 |  | 0.0054944 |  | -0.00023231 |  | -1.8736e-05 |  | 1.1553e-05 |  | 0 |  | 0.00017668 |  | 0.033679
|  |  | 6.9176e-05 |  | 0 |  | 1.2073e-06 |  | 5.0102e-05 |  | -4.0738e-05 |  | 2.8604e-05 |  | 4.7724e-06 |  | 0.0046801 |  | 0.0027669 |  | 9.0797e-06 |  | 0.0055502 |  | 7.2226e-05 |  | -2.324e-05 |  | -4.5617e-05 |  | 0 |  | 0.00016273 |  | 0.032728
|  |  | 0.00019494 |  | 0 |  | 6.3634e-05 |  | -1.9116e-05 |  | -5.0234e-05 |  | 2.168e-05 |  | 2.8662e-05 |  | 0.0048147 |  | 0.0027657 |  | 4.5005e-05 |  | 0.0055415 |  | 0.00030679 |  | -2.5045e-05 |  | -2.2674e-05 |  | 0 |  | 0.00015917 |  | 0.031877
|  |  | 8.3753e-05 |  | 0 |  | 6.3636e-05 |  | 3.912e-05 |  | -0.00011196 |  | 2.4815e-05 |  | 2.8662e-05 |  | 0.004717 |  | 0.0027589 |  | 4.5007e-05 |  | 0.0053989 |  | 6.2897e-05 |  | -3.6221e-05 |  | 2.8574e-05 |  | 0 |  | 0.00016267 |  | 0.03098
|  |  | -0.00013859 |  | 0 |  | 3.8242e-05 |  | 3.9715e-05 |  | -0.00012807 |  | 2.6706e-05 |  | 1.9017e-05 |  | 0.0047489 |  | 0.0026333 |  | 5.2619e-05 |  | 0.0052987 |  | 4.0514e-05 |  | -1.307e-05 |  | 3.4566e-05 |  | 0 |  | 0.00016157 |  | 0.030005
|  |  | -4.9868e-05 |  | 0 |  | 3.8244e-05 |  | 4.5482e-05 |  | -7.906e-05 |  | 2.4442e-05 |  | 1.9012e-05 |  | 0.0047788 |  | 0.0026199 |  | 5.2621e-05 |  | 0.0052681 |  | 0.00027832 |  | -5.8397e-07 |  | 5.0848e-05 |  | 0 |  | 0.00015563 |  | 0.029149
|  |  | 7.6283e-05 |  | 0 |  | 4.2105e-05 |  | 8.3024e-05 |  | -8.602e-05 |  | 3.0353e-05 |  | 3.0891e-05 |  | 0.0048262 |  | 0.002655 |  | 7.4781e-05 |  | 0.0051063 |  | 0.00040498 |  | -1.5006e-05 |  | 4.0435e-05 |  | 0 |  | 0.00015325 |  | 0.028342
|  |  | 1.0454e-05 |  | 0 |  | 4.2107e-05 |  | -3.8307e-05 |  | -0.00013268 |  | 3.1591e-05 |  | 3.0883e-05 |  | 0.0048002 |  | 0.0025928 |  | 7.4784e-05 |  | 0.0051607 |  | 0.00038168 |  | -3.7468e-05 |  | -1.6053e-05 |  | 0 |  | 0.00014323 |  | 0.027526
|  |  | 4.5338e-05 |  | 0 |  | 7.191e-05 |  | -0.00019434 |  | -0.00010325 |  | 1.9618e-05 |  | 3.1301e-05 |  | 0.0044819 |  | 0.0026004 |  | 3.3509e-05 |  | 0.0052205 |  | 0.00019359 |  | -1.7789e-05 |  | -1.923e-06 |  | 0 |  | 0.00014323 |  | 0.026796
|  |  | 0.00013308 |  | 0 |  | 7.1913e-05 |  | -7.6716e-05 |  | -9.7078e-05 |  | 2.576e-05 |  | 3.1301e-05 |  | 0.0043867 |  | 0.0025803 |  | 3.351e-05 |  | 0.0050222 |  | 5.7647e-05 |  | 1.2247e-05 |  | -2.2823e-05 |  | 0 |  | 0.0001478 |  | 0.026003
|  |  | 6.4675e-05 |  | 0 |  | 5.1447e-05 |  | -1.8266e-05 |  | -0.00017669 |  | 2.3308e-05 |  | 3.9001e-06 |  | 0.0045106 |  | 0.0024361 |  | 3.5154e-05 |  | 0.005066 |  | 0.00014462 |  | -2.0578e-06 |  | -4.279e-05 |  | 0 |  | 0.00013878 |  | 0.025227
|  |  | -5.0425e-05 |  | 0 |  | 5.1449e-05 |  | 5.9946e-05 |  | -0.0001692 |  | 2.0378e-05 |  | 3.9011e-06 |  | 0.0044187 |  | 0.0023282 |  | 3.5155e-05 |  | 0.0050882 |  | 0.00019537 |  | 4.6658e-06 |  | -2.487e-05 |  | 0 |  | 0.00013329 |  | 0.024533
|  |  | 7.36e-05 |  | 0 |  | 3.7372e-05 |  | 0.00028219 |  | -0.00011649 |  | 2.8265e-05 |  | 2.7955e-05 |  | 0.0043505 |  | 0.0024443 |  | 6.09e-05 |  | 0.0049811 |  | 0.00026726 |  | 9.5056e-06 |  | -4.7299e-05 |  | 0 |  | 0.00014239 |  | 0.023796
|  |  | 1.036e-05 |  | 0 |  | 3.7374e-05 |  | 0.00013098 |  | -6.1178e-06 |  | 2.7496e-05 |  | 2.7962e-05 |  | 0.0043247 |  | 0.0024659 |  | 6.0902e-05 |  | 0.0050375 |  | 0.00014059 |  | 2.3355e-05 |  | -3.7784e-05 |  | 0 |  | 0.00014752 |  | 0.023052
|  |  | -0.00024159 |  | 0 |  | 2.7264e-05 |  | -0.00010276 |  | 4.7019e-05 |  | 1.2156e-05 |  | 3.3324e-05 |  | 0.0043945 |  | 0.0024123 |  | 4.5626e-05 |  | 0.0050097 |  | 8.7376e-05 |  | 3.7188e-05 |  | -5.762e-06 |  | 0 |  | 0.00014041 |  | 0.022383
|  |  | -2.7667e-05 |  | 0 |  | 2.7265e-05 |  | -5.1791e-05 |  | -5.5309e-05 |  | 1.8875e-05 |  | 3.3324e-05 |  | 0.0045422 |  | 0.002425 |  | 4.5628e-05 |  | 0.0048764 |  | 0.00012263 |  | -1.6828e-05 |  | -4.41e-05 |  | 0 |  | 0.0001386 |  | 0.021735
|  |  | 3.1232e-05 |  | 0 |  | 0 |  | -0.00019987 |  | -0.00022258 |  | 2.8212e-05 |  | 0 |  | 0.0042769 |  | 0.0023175 |  | 0 |  | 0.0048189 |  | -0.00034397 |  | -0.0001288 |  | -0.00010982 |  | 0 |  | 5.0215e-05 |  | 0.020652
|  |  | 3.6545e-05 |  | 0 |  | 3.8364e-05 |  | -8.4859e-06 |  | -4.9392e-05 |  | 2.4071e-05 |  | 3.7503e-05 |  | 0.0043608 |  | 0.0024723 |  | 8.1634e-05 |  | 0.0048826 |  | 0.00012192 |  | -9.8418e-06 |  | 1.0816e-05 |  | 0 |  | 0.00013359 |  | 0.019877
|  |  | 3.3115e-05 |  | 0 |  | 3.8365e-05 |  | 0.00017965 |  | -6.4625e-05 |  | 2.877e-05 |  | 3.7503e-05 |  | 0.0045038 |  | 0.0024917 |  | 8.1638e-05 |  | 0.0047333 |  | 0.00031286 |  | 3.5782e-07 |  | -4.314e-05 |  | 0 |  | 0.00013292 |  | 0.01926
|  |  | -1.5431e-05 |  | 0 |  | 8.0494e-05 |  | 0.00031396 |  | -1.9584e-05 |  | 2.8426e-05 |  | 5.4645e-05 |  | 0.0043964 |  | 0.0025861 |  | 2.8641e-05 |  | 0.0046428 |  | 0.00017993 |  | 5.9451e-06 |  | 4.0819e-05 |  | 0 |  | 0.00013128 |  | 0.01865
|  |  | 4.3887e-05 |  | 0 |  | 8.0498e-05 |  | 0.00011496 |  | 0.00011305 |  | 2.783e-05 |  | 5.4645e-05 |  | 0.0043201 |  | 0.0025148 |  | 2.8642e-05 |  | 0.00459 |  | 0.00024599 |  | 2.5335e-05 |  | 7.3042e-05 |  | 0 |  | 0.00012346 |  | 0.018115
|  |  | 7.0038e-05 |  | 0 |  | 3.7541e-05 |  | 5.3521e-06 |  | 3.2832e-05 |  | 3.7359e-05 |  | 2.486e-05 |  | 0.0045278 |  | 0.0024369 |  | 0 |  | 0.004581 |  | 0.00020259 |  | 1.7668e-05 |  | 2.2851e-05 |  | 0 |  | 0.00011581 |  | 0.017555
|  |  | -9.9034e-05 |  | 0 |  | 3.7543e-05 |  | 0.00015551 |  | -0.00015419 |  | 3.688e-05 |  | 2.4867e-05 |  | 0.0044987 |  | 0.0025508 |  | 0 |  | 0.0045034 |  | 0.00010364 |  | 1.7442e-05 |  | -2.1459e-06 |  | 0 |  | 0.00012054 |  | 0.017013
|  |  | -5.7447e-05 |  | 0 |  | 4.6481e-05 |  | 7.7559e-05 |  | -0.00012954 |  | 2.9057e-05 |  | 2.037e-05 |  | 0.004357 |  | 0.0023559 |  | 4.8386e-05 |  | 0.0044362 |  | -0.00018098 |  | 1.0477e-05 |  | 1.8803e-05 |  | 0 |  | 0.00012613 |  | 0.016549
|  |  | 2.6656e-05 |  | 0 |  | 4.6483e-05 |  | 0.00016652 |  | 2.2679e-06 |  | 3.9153e-05 |  | 2.0365e-05 |  | 0.0042049 |  | 0.0022091 |  | 4.8387e-05 |  | 0.0044274 |  | -0.00011511 |  | -1.8773e-05 |  | 3.9541e-05 |  | 0 |  | 0.00012246 |  | 0.016042
|  |  | -3.0458e-05 |  | 0 |  | 0.00010295 |  | 0.00012089 |  | 1.3685e-05 |  | 3.5959e-05 |  | 5.0176e-05 |  | 0.0041437 |  | 0.0023446 |  | 6.5371e-05 |  | 0.0043817 |  | 0.0002948 |  | -8.6116e-06 |  | 1.794e-05 |  | 0 |  | 0.00012212 |  | 0.015573
|  |  | -3.8226e-05 |  | 0 |  | 0.00010296 |  | 0.00014 |  | -4.2018e-05 |  | 3.856e-05 |  | 5.0189e-05 |  | 0.0041982 |  | 0.0023125 |  | 6.5373e-05 |  | 0.0042514 |  | 0.00034865 |  | 4.9949e-06 |  | 3.2432e-05 |  | 0 |  | 0.00011237 |  | 0.015128
|  |  | -4.6381e-05 |  | 0 |  | 2.7127e-05 |  | 6.2064e-05 |  | -6.9538e-05 |  | 3.4304e-05 |  | 5.4731e-05 |  | 0.0040709 |  | 0.0022799 |  | 4.8522e-05 |  | 0.0042168 |  | -0.00013254 |  | -1.8907e-06 |  | 3.6695e-05 |  | 0 |  | 0.00010578 |  | 0.014661
|  |  | -0.00011698 |  | 0 |  | 2.7128e-05 |  | -8.1118e-05 |  | -8.055e-05 |  | 1.0212e-05 |  | 5.4731e-05 |  | 0.00411 |  | 0.0022979 |  | 4.8524e-05 |  | 0.0042361 |  | -0.00046009 |  | -1.8966e-05 |  | 4.655e-06 |  | 0 |  | 0.00011322 |  | 0.014208
|  |  | -0.00018053 |  | 0 |  | 4.7498e-05 |  | 1.498e-05 |  | -0.00011939 |  | 2.6348e-05 |  | 3.7274e-05 |  | 0.0042413 |  | 0.0021706 |  | 2.7593e-05 |  | 0.0041863 |  | -0.00010996 |  | -1.121e-05 |  | 2.6001e-05 |  | 0 |  | 0.00011471 |  | 0.013792
|  |  | -0.00016781 |  | 0 |  | 4.7499e-05 |  | -1.0387e-06 |  | -0.00014114 |  | 4.9704e-05 |  | 3.7274e-05 |  | 0.0040006 |  | 0.0021025 |  | 2.7594e-05 |  | 0.0040494 |  | -3.5991e-05 |  | -9.3461e-06 |  | 3.1178e-05 |  | 0 |  | 0.00010525 |  | 0.013435
|  |  | -0.00011729 |  | 0 |  | 6.3384e-05 |  | -5.2199e-07 |  | -0.00010212 |  | 3.4084e-05 |  | 4.1849e-05 |  | 0.003826 |  | 0.002183 |  | 3.3647e-05 |  | 0.0041391 |  | -0.00015283 |  | -2.7672e-05 |  | 9.839e-06 |  | 0 |  | 9.9861e-05 |  | 0.013069
|  |  | 1.634e-07 |  | 0 |  | 6.3386e-05 |  | -0.00018189 |  | -4.6861e-05 |  | 2.0466e-05 |  | 4.186e-05 |  | 0.003813 |  | 0.0023193 |  | 3.3648e-05 |  | 0.0041589 |  | 1.8828e-05 |  | -3.8027e-06 |  | -2.6398e-06 |  | 0 |  | 9.7381e-05 |  | 0.012715
|  |  | 0.0001058 |  | 0 |  | 4.0842e-05 |  | -0.00014033 |  | -6.5714e-05 |  | 1.3603e-05 |  | 1.3229e-05 |  | 0.0040081 |  | 0.0022609 |  | 2.9107e-05 |  | 0.0039641 |  | 2.7293e-05 |  | -5.9301e-06 |  | -3.193e-05 |  | 0 |  | 0.00010254 |  | 0.012383
|  |  | 2.8459e-05 |  | 0 |  | 4.0843e-05 |  | 8.7154e-05 |  | -4.58e-05 |  | 1.1749e-05 |  | 1.3232e-05 |  | 0.0040424 |  | 0.0021566 |  | 2.9108e-05 |  | 0.0039796 |  | -4.6391e-05 |  | -3.0395e-05 |  | -8.211e-06 |  | 0 |  | 0.00010347 |  | 0.012034
|  |  | 2.8648e-05 |  | 0 |  | 7.5386e-05 |  | 5.4082e-06 |  | 5.2128e-05 |  | 2.303e-05 |  | 1.6965e-05 |  | 0.0039682 |  | 0.0021748 |  | 5.425e-05 |  | 0.0040214 |  | -0.0001566 |  | -1.4498e-05 |  | 4.14e-05 |  | 0 |  | 9.4998e-05 |  | 0.011649
|  |  | 3.7296e-05 |  | 0 |  | 7.5389e-05 |  | 6.2794e-06 |  | -5.3659e-05 |  | 1.245e-05 |  | 1.6965e-05 |  | 0.0040512 |  | 0.0021082 |  | 5.4252e-05 |  | 0.0040246 |  | 1.1968e-05 |  | -2.6611e-05 |  | -1.7185e-05 |  | 0 |  | 8.73e-05 |  | 0.011304
|  |  | 1.8057e-05 |  | 0 |  | 8.5163e-05 |  | 7.757e-05 |  | -0.00014304 |  | 1.5782e-05 |  | 1.3388e-05 |  | 0.0039803 |  | 0.0021295 |  | 6.2274e-05 |  | 0.0039596 |  | -5.1983e-05 |  | -1.8506e-05 |  | -4.6495e-05 |  | 0 |  | 9.821e-05 |  | 0.011
|  |  | 7.4014e-05 |  | 0 |  | 8.5167e-05 |  | -7.0886e-05 |  | 9.6789e-05 |  | 4.0835e-05 |  | 1.3391e-05 |  | 0.0037714 |  | 0.0021927 |  | 6.2276e-05 |  | 0.003894 |  | -0.00011215 |  | 1.2138e-05 |  | -3.2335e-05 |  | 0 |  | 0.0001046 |  | 0.010707
|  |  | 1.5159e-05 |  | 0 |  | 4.0146e-05 |  | -9.2093e-05 |  | 0.00010236 |  | 3.5415e-05 |  | 5.9172e-05 |  | 0.0037137 |  | 0.0021492 |  | 2.5995e-05 |  | 0.003806 |  | -0.00018815 |  | -3.7922e-07 |  | 1.1349e-05 |  | 0 |  | 0.00010051 |  | 0.010422
|  |  | 2.2665e-05 |  | 0 |  | 4.0148e-05 |  | -3.3942e-05 |  | -7.9289e-05 |  | 3.1476e-05 |  | 5.9187e-05 |  | 0.0039466 |  | 0.0021125 |  | 2.5996e-05 |  | 0.003737 |  | -0.00014672 |  | 2.2469e-06 |  | 2.9513e-05 |  | 0 |  | 0.00011595 |  | 0.010119
|  |  | 3.913e-06 |  | 0 |  | 4.1049e-05 |  | -0.0001577 |  | -6.8346e-05 |  | 3.3246e-05 |  | 3.7238e-05 |  | 0.0039467 |  | 0.001992 |  | 8.5507e-05 |  | 0.0037715 |  | 0.00017684 |  | 1.0258e-05 |  | 1.1454e-05 |  | 0 |  | 0.00011495 |  | 0.0098347
|  |  | -8.3312e-06 |  | 0 |  | 4.1051e-05 |  | 7.4627e-05 |  | -0.00012287 |  | 3.0562e-05 |  | 3.7238e-05 |  | 0.0037886 |  | 0.0019826 |  | 8.5511e-05 |  | 0.0038103 |  | 2.3255e-05 |  | -1.3238e-05 |  | 3.8103e-05 |  | 0 |  | 9.1191e-05 |  | 0.0095475
|  |  | -1.1556e-06 |  | 0 |  | 6.491e-05 |  | 0.00035035 |  | -8.1065e-05 |  | 2.2576e-05 |  | 6.0382e-05 |  | 0.0038087 |  | 0.0020718 |  | 4.8341e-05 |  | 0.0038133 |  | 0.00028587 |  | -7.9197e-06 |  | 1.2782e-05 |  | 0 |  | 9.1273e-05 |  | 0.0092889
|  |  | -4.9236e-05 |  | 0 |  | 6.4912e-05 |  | 0.00013683 |  | -2.6344e-05 |  | 2.2734e-05 |  | 6.0382e-05 |  | 0.0037653 |  | 0.002098 |  | 4.8343e-05 |  | 0.003785 |  | 0.00047303 |  | -4.0758e-06 |  | -1.1553e-05 |  | 0 |  | 9.6825e-05 |  | 0.0090256
|  |  | -2.9369e-05 |  | 0 |  | 3.3146e-05 |  | -6.4921e-05 |  | -8.3934e-05 |  | 2.6647e-05 |  | 1.6696e-05 |  | 0.0036448 |  | 0.0020312 |  | 4.7231e-05 |  | 0.0037118 |  | 0.00020309 |  | -2.9157e-05 |  | -1.407e-05 |  | 0 |  | 9.1318e-05 |  | 0.0087334
|  |  | -4.1267e-06 |  | 0 |  | 3.3147e-05 |  | -4.7308e-05 |  | -0.0001318 |  | 2.0837e-05 |  | 1.6696e-05 |  | 0.0035175 |  | 0.0018275 |  | 4.7233e-05 |  | 0.0036197 |  | -0.00020395 |  | -2.9227e-05 |  | -1.8315e-05 |  | 0 |  | 8.5155e-05 |  | 0.0084945
|  |  | 0.0001106 |  | 0 |  | 2.3732e-05 |  | -1.0705e-05 |  | -0.00011142 |  | 2.7743e-05 |  | 2.2954e-05 |  | 0.0035045 |  | 0.0018332 |  | 6.1128e-05 |  | 0.0036018 |  | -0.0002097 |  | -2.6906e-05 |  | -1.1952e-05 |  | 0 |  | 8.1401e-05 |  | 0.008333
|  |  | 6.9272e-05 |  | 0 |  | 2.3733e-05 |  | -8.9542e-05 |  | -1.0509e-05 |  | 3.1672e-05 |  | 2.296e-05 |  | 0.0035873 |  | 0.0020154 |  | 6.113e-05 |  | 0.0035909 |  | 6.4959e-05 |  | -3.3237e-06 |  | -1.6865e-05 |  | 0 |  | 8.0807e-05 |  | 0.0081179
|  |  | -7.3517e-05 |  | 0 |  | 2.3322e-05 |  | 8.1799e-05 |  | -6.7018e-05 |  | 2.5811e-05 |  | 3.0022e-05 |  | 0.0035628 |  | 0.0019578 |  | 7.1566e-05 |  | 0.0035871 |  | 7.6958e-05 |  | -1.3612e-05 |  | -2.3455e-05 |  | 0 |  | 8.8684e-05 |  | 0.0078569
|  |  | -4.5568e-05 |  | 0 |  | 2.3323e-05 |  | 0.00019994 |  | -5.7723e-05 |  | 2.701e-05 |  | 3.0022e-05 |  | 0.0036148 |  | 0.0018521 |  | 7.1568e-05 |  | 0.0035543 |  | 0.0002054 |  | -2.2001e-05 |  | 2.4305e-05 |  | 0 |  | 7.9599e-05 |  | 0.0076582
|  |  | 3.7666e-05 |  | 0 |  | 7.4036e-05 |  | 0.00022408 |  | -5.0323e-05 |  | 3.56e-05 |  | 1.0633e-05 |  | 0.0036433 |  | 0.0018702 |  | 7.4353e-05 |  | 0.003458 |  | 0.00015679 |  | 3.8839e-06 |  | 3.056e-05 |  | 0 |  | 7.2716e-05 |  | 0.0074909
|  |  | 8.8632e-05 |  | 0 |  | 7.4039e-05 |  | 0.00035357 |  | -0.00018541 |  | 3.228e-05 |  | 1.063e-05 |  | 0.0036092 |  | 0.0020176 |  | 7.4355e-05 |  | 0.0034409 |  | -2.432e-05 |  | 2.7765e-06 |  | -5.7116e-06 |  | 0 |  | 9.1838e-05 |  | 0.0073142
|  |  | 2.784e-05 |  | 0 |  | 4.3778e-05 |  | 4.3674e-05 |  | -0.00014007 |  | 2.444e-05 |  | 5.0259e-05 |  | 0.0036163 |  | 0.0018848 |  | 9.8491e-05 |  | 0.0034115 |  | 9.5672e-05 |  | 7.6538e-06 |  | -1.4589e-06 |  | 0 |  | 9.123e-05 |  | 0.0071055
|  |  | 3.9216e-05 |  | 0 |  | 4.378e-05 |  | -1.4097e-05 |  | -7.2109e-05 |  | 3.7794e-05 |  | 5.0259e-05 |  | 0.003541 |  | 0.0017347 |  | 9.8495e-05 |  | 0.0034307 |  | 0.00021905 |  | 1.0207e-05 |  | 9.005e-06 |  | 0 |  | 7.893e-05 |  | 0.0068761
|  |  | 7.5337e-05 |  | 0 |  | 3.3246e-05 |  | 0.00016656 |  | -7.6746e-05 |  | 3.8614e-05 |  | 0 |  | 0.0035068 |  | 0.0017841 |  | 2.6897e-05 |  | 0.0034038 |  | 0.00030244 |  | -2.0262e-05 |  | 2.2869e-06 |  | 0 |  | 7.8578e-05 |  | 0.0067094
|  |  | -2.5351e-05 |  | 0 |  | 3.3247e-05 |  | 6.9254e-05 |  | -0.00014893 |  | 2.3442e-05 |  | 0 |  | 0.0035518 |  | 0.0019211 |  | 2.6898e-05 |  | 0.0032839 |  | 0.00039418 |  | -2.8598e-05 |  | 2.4523e-05 |  | 0 |  | 7.8647e-05 |  | 0.0065496
|  |  | -3.6894e-05 |  | 0 |  | 4.0422e-05 |  | -0.00016515 |  | -0.00011934 |  | 3.0135e-05 |  | 5.8541e-05 |  | 0.0035213 |  | 0.0020794 |  | 7.8194e-05 |  | 0.003255 |  | 6.2216e-05 |  | -2.5105e-05 |  | 4.5034e-05 |  | 0 |  | 8.2856e-05 |  | 0.0063607
|  |  | 5.1065e-05 |  | 0 |  | 4.0424e-05 |  | -9.5513e-05 |  | -7.769e-05 |  | 4.6931e-05 |  | 5.8556e-05 |  | 0.0035249 |  | 0.0020766 |  | 7.8197e-05 |  | 0.0032315 |  | -0.00011123 |  | -5.0728e-05 |  | -2.4405e-06 |  | 0 |  | 8.9353e-05 |  | 0.0062094
|  |  | 0.00014 |  | 0 |  | 3.5135e-05 |  | 9.989e-05 |  | -8.6909e-05 |  | 4.4449e-05 |  | 5.3441e-05 |  | 0.003577 |  | 0.0021277 |  | 8.1341e-05 |  | 0.0032601 |  | -5.0156e-05 |  | -6.3727e-06 |  | 2.6876e-05 |  | 0 |  | 8.4425e-05 |  | 0.0060296
|  |  | 9.4024e-05 |  | 0 |  | 3.5137e-05 |  | 0.00017443 |  | -4.7946e-05 |  | 3.3324e-05 |  | 5.3455e-05 |  | 0.0035289 |  | 0.001986 |  | 8.1344e-05 |  | 0.0032074 |  | -2.0085e-05 |  | 1.1906e-05 |  | 3.3531e-05 |  | 0 |  | 7.8093e-05 |  | 0.0058754
|  |  | -7.4346e-05 |  | 0 |  | 4.7789e-05 |  | 0.0001645 |  | -2.0074e-05 |  | 2.2466e-05 |  | 4.9934e-05 |  | 0.0034698 |  | 0.0017812 |  | 8.8457e-05 |  | 0.0031734 |  | 0.00010012 |  | -1.2237e-05 |  | 7.384e-05 |  | 0 |  | 8.4121e-05 |  | 0.0057397
|  |  | -8.974e-05 |  | 0 |  | 4.7791e-05 |  | 8.9542e-05 |  | 6.9817e-05 |  | 2.1423e-05 |  | 4.9934e-05 |  | 0.003399 |  | 0.0017136 |  | 8.8461e-05 |  | 0.0032547 |  | 0.00017877 |  | -1.6637e-05 |  | 7.8852e-05 |  | 0 |  | 8.3706e-05 |  | 0.0055462
|  |  | -0.00011732 |  | 0 |  | 4.5074e-05 |  | -1.4969e-05 |  | 1.7746e-05 |  | 3.7027e-05 |  | 2.4002e-05 |  | 0.0033341 |  | 0.0017779 |  | 2.0172e-05 |  | 0.0031265 |  | 0.00025651 |  | -4.5607e-05 |  | -1.7341e-05 |  | 0 |  | 8.115e-05 |  | 0.0053936
|  |  | -7.858e-05 |  | 0 |  | 4.5076e-05 |  | -0.00028641 |  | 9.5903e-06 |  | 3.4786e-05 |  | 2.4002e-05 |  | 0.0033591 |  | 0.0017957 |  | 2.0173e-05 |  | 0.0030221 |  | 0.0001217 |  | -4.8491e-05 |  | -3.3617e-06 |  | 0 |  | 7.6523e-05 |  | 0.0053033
|  |  | 1.3962e-05 |  | 0 |  | 1.651e-05 |  | -0.00015538 |  | 3.6273e-05 |  | 3.3986e-05 |  | 3.4931e-05 |  | 0.0033118 |  | 0.0017742 |  | 9.3287e-05 |  | 0.0030039 |  | 5.1401e-05 |  | -1.4705e-05 |  | 4.5472e-05 |  | 0 |  | 7.6245e-05 |  | 0.0051818
|  |  | -0.00010001 |  | 0 |  | 1.6511e-05 |  | 0.00010178 |  | -3.1059e-05 |  | 2.6742e-05 |  | 3.4922e-05 |  | 0.0032553 |  | 0.001774 |  | 9.3291e-05 |  | 0.0029892 |  | 1.9125e-05 |  | -6.8024e-06 |  | 4.3988e-05 |  | 0 |  | 7.1451e-05 |  | 0.0049973
|  |  | -6.4788e-05 |  | 0 |  | 5.5369e-05 |  | -2.6216e-05 |  | -0.00011899 |  | 1.252e-05 |  | 2.2339e-05 |  | 0.0031112 |  | 0.0017911 |  | 7.5649e-05 |  | 0.0029412 |  | -0.00036366 |  | -3.264e-05 |  | 1.9522e-06 |  | 0 |  | 6.9311e-05 |  | 0.0048739
|  |  | 7.0488e-05 |  | 0 |  | 5.5371e-05 |  | -0.00020684 |  | -0.0001317 |  | 2.0414e-05 |  | 2.2339e-05 |  | 0.0031183 |  | 0.0018478 |  | 7.5652e-05 |  | 0.0029485 |  | 0.00010719 |  | -1.5665e-05 |  | -4.8674e-05 |  | 0 |  | 6.1682e-05 |  | 0.0047622
|  |  | 3.9468e-06 |  | 0 |  | 3.6705e-05 |  | -3.3469e-05 |  | -9.6822e-05 |  | 3.6616e-05 |  | 3.1274e-05 |  | 0.0032213 |  | 0.0017861 |  | 6.5983e-06 |  | 0.0029975 |  | 0.00041334 |  | -1.6863e-06 |  | -5.6156e-05 |  | 0 |  | 5.7116e-05 |  | 0.0046454
|  |  | -1.1106e-05 |  | 0 |  | 3.6706e-05 |  | 7.186e-05 |  | -1.2869e-05 |  | 3.0738e-05 |  | 3.1274e-05 |  | 0.0032192 |  | 0.0017464 |  | 6.5986e-06 |  | 0.0028551 |  | 0.00025816 |  | -2.6714e-06 |  | -1.8448e-05 |  | 0 |  | 7.3521e-05 |  | 0.0045591
|  |  | 7.4703e-05 |  | 0 |  | 6.9851e-05 |  | 7.7612e-05 |  | -3.4771e-05 |  | 1.7245e-05 |  | 4.6715e-05 |  | 0.0032416 |  | 0.0018346 |  | 6.8378e-05 |  | 0.0028684 |  | 0.00030288 |  | -1.608e-05 |  | -7.4899e-06 |  | 0 |  | 7.1216e-05 |  | 0.0044396
|  |  | 3.6822e-05 |  | 0 |  | 6.9854e-05 |  | 1.2305e-05 |  | -0.0001504 |  | 2.3943e-05 |  | 4.6728e-05 |  | 0.0033778 |  | 0.0018809 |  | 6.838e-05 |  | 0.0028269 |  | -0.00016556 |  | -1.3818e-05 |  | 1.0956e-05 |  | 0 |  | 5.8388e-05 |  | 0.004368
|  |  | 4.9684e-05 |  | 0 |  | 1.8304e-05 |  | -0.00019224 |  | -6.8756e-05 |  | 3.8781e-05 |  | 6.4924e-05 |  | 0.003372 |  | 0.0019044 |  | 6.7452e-05 |  | 0.0027973 |  | -0.00014615 |  | 1.1042e-05 |  | 2.1446e-05 |  | 0 |  | 6.1627e-05 |  | 0.004295
|  |  | 0.00017701 |  | 0 |  | 1.8304e-05 |  | -0.00011841 |  | -1.5102e-05 |  | 2.9707e-05 |  | 6.4941e-05 |  | 0.0031841 |  | 0.001754 |  | 6.7455e-05 |  | 0.0027763 |  | -0.00022241 |  | 8.3591e-06 |  | -3.4776e-05 |  | 0 |  | 5.9781e-05 |  | 0.0041652
|  |  | 0.00010798 |  | 0 |  | 1.4882e-05 |  | 9.6379e-05 |  | 6.2572e-06 |  | 3.6189e-05 |  | 9.1697e-06 |  | 0.0031322 |  | 0.0016371 |  | 1.7988e-05 |  | 0.0026503 |  | -0.00020737 |  | -2.1618e-05 |  | -5.756e-05 |  | 0 |  | 5.8834e-05 |  | 0.0040446
|  |  | 5.4058e-07 |  | 0 |  | 1.4883e-05 |  | 1.9554e-05 |  | -2.3119e-05 |  | 4.8875e-05 |  | 9.1697e-06 |  | 0.0032021 |  | 0.0016366 |  | 1.7989e-05 |  | 0.0026475 |  | 0.00024853 |  | -3.4516e-05 |  | -2.2564e-05 |  | 0 |  | 5.8453e-05 |  | 0.0039265
|  |  | -3.6611e-05 |  | 0 |  | 6.8662e-05 |  | -6.2622e-05 |  | 2.231e-05 |  | 3.2107e-05 |  | 5.5893e-05 |  | 0.0032199 |  | 0.0016874 |  | 6.0376e-05 |  | 0.0026842 |  | 0.00039137 |  | 2.1748e-05 |  | 1.8296e-05 |  | 0 |  | 6.174e-05 |  | 0.0038183
|  |  | 1.6443e-05 |  | 0 |  | 6.8665e-05 |  | 4.7524e-05 |  | 2.0443e-05 |  | 2.778e-05 |  | 5.5879e-05 |  | 0.002961 |  | 0.0017269 |  | 6.0379e-05 |  | 0.0026941 |  | 0.00010402 |  | 1.2065e-05 |  | 9.7139e-07 |  | 0 |  | 6.5276e-05 |  | 0.0037288
|  |  | 5.1227e-05 |  | 0 |  | 0.00010512 |  | -3.8147e-05 |  | -4.7529e-05 |  | 4.3819e-05 |  | 4.1502e-05 |  | 0.0030675 |  | 0.0017301 |  | 5.3359e-05 |  | 0.0025544 |  | -0.00019331 |  | -2.1183e-05 |  | 4.7303e-06 |  | 0 |  | 6.5599e-05 |  | 0.0036457
|  |  | 1.67e-05 |  | 0 |  | 0.00010512 |  | -3.8638e-05 |  | -0.00016713 |  | 3.673e-05 |  | 4.1513e-05 |  | 0.0032062 |  | 0.0016026 |  | 5.3361e-05 |  | 0.0025518 |  | -3.2085e-05 |  | -1.9533e-05 |  | 2.08e-07 |  | 0 |  | 6.4838e-05 |  | 0.0035649
|  |  | -2.7592e-05 |  | 0 |  | 6.4694e-05 |  | 0.00020681 |  | -0.00015959 |  | 2.6834e-05 |  | 4.8466e-05 |  | 0.0031399 |  | 0.0014684 |  | 4.2891e-05 |  | 0.0026411 |  | 7.6285e-05 |  | -1.5714e-05 |  | 3.4245e-06 |  | 0 |  | 6.8182e-05 |  | 0.0034732
|  |  | 4.1493e-05 |  | 0 |  | 6.4697e-05 |  | 9.108e-05 |  | -5.1391e-05 |  | 2.9733e-05 |  | 4.8466e-05 |  | 0.0030679 |  | 0.0015791 |  | 4.2893e-05 |  | 0.002572 |  | 0.00032905 |  | -2.778e-05 |  | 2.8116e-05 |  | 0 |  | 7.9585e-05 |  | 0.0033752
|  |  | 5.3569e-06 |  | 0 |  | 2.9144e-05 |  | -0.00017422 |  | -0.0001249 |  | 2.6023e-05 |  | 8.526e-06 |  | 0.0027829 |  | 0.0016106 |  | 4.5158e-07 |  | 0.0024203 |  | 0.00022582 |  | -2.3418e-05 |  | 2.4414e-05 |  | 0 |  | 8.0589e-05 |  | 0.0032957
|  |  | -8.0882e-05 |  | 0 |  | 2.9146e-05 |  | -6.0449e-05 |  | -8.0841e-05 |  | 2.7433e-05 |  | 8.526e-06 |  | 0.0027972 |  | 0.0014698 |  | 4.5159e-07 |  | 0.0024626 |  | -9.9635e-05 |  | -8.3944e-06 |  | -5.0584e-05 |  | 0 |  | 7.3287e-05 |  | 0.0032479
|  |  | 7.9443e-05 |  | 0 |  | 2.8044e-05 |  | -8.3818e-05 |  | -2.2743e-05 |  | 2.8054e-05 |  | 6.8638e-05 |  | 0.0028293 |  | 0.0015898 |  | 1.2369e-05 |  | 0.0026206 |  | 0.00031493 |  | -2.7598e-05 |  | -4.5395e-05 |  | 0 |  | 7.3877e-05 |  | 0.0031957
|  |  | 0.00012913 |  | 0 |  | 2.8045e-05 |  | -0.00021887 |  | -8.7809e-05 |  | 1.7177e-05 |  | 6.8621e-05 |  | 0.0027454 |  | 0.0015813 |  | 1.237e-05 |  | 0.002483 |  | 0.00044729 |  | -3.6538e-05 |  | 5.0027e-05 |  | 0 |  | 7.2739e-05 |  | 0.0031234
|  |  | -4.0143e-05 |  | 0 |  | 7.352e-05 |  | -0.00017159 |  | -6.5514e-05 |  | 2.2013e-05 |  | 4.9232e-05 |  | 0.0028826 |  | 0.0013263 |  | 9.1029e-05 |  | 0.0023639 |  | 0.00029838 |  | -9.8281e-06 |  | 2.9433e-05 |  | 0 |  | 7.4878e-05 |  | 0.0030606
|  |  | -8.5046e-05 |  | 0 |  | 7.3523e-05 |  | -0.00018883 |  | -7.8389e-05 |  | 3.7661e-05 |  | 4.9232e-05 |  | 0.0028651 |  | 0.0012741 |  | 9.1033e-05 |  | 0.0022651 |  | 0.00012353 |  | 1.5042e-05 |  | 5.265e-05 |  | 0 |  | 6.7157e-05 |  | 0.0029933
|  |  | 2.4616e-05 |  | 0 |  | 5.4486e-05 |  | -0.00020182 |  | -0.00014093 |  | 4.3628e-05 |  | 1.6081e-05 |  | 0.0028155 |  | 0.0012595 |  | 3.8462e-06 |  | 0.002285 |  | -0.00018821 |  | -5.8452e-06 |  | 2.184e-05 |  | 0 |  | 5.4862e-05 |  | 0.0029079
|  |  | 3.8796e-05 |  | 0 |  | 5.4488e-05 |  | -0.00015052 |  | -0.00017478 |  | 4.5382e-05 |  | 1.6081e-05 |  | 0.0027966 |  | 0.0012493 |  | 3.8463e-06 |  | 0.0024343 |  | -0.00011728 |  | -4.7748e-06 |  | -1.176e-05 |  | 0 |  | 4.9145e-05 |  | 0.0028473
|  |  | 0.00011578 |  | 0 |  | 7.52e-05 |  | -0.00024178 |  | -0.00014976 |  | 2.7008e-05 |  | 3.1015e-05 |  | 0.0028867 |  | 0.0014216 |  | 2.2475e-05 |  | 0.0023736 |  | -4.3273e-05 |  | 8.2333e-06 |  | 5.9015e-05 |  | 0 |  | 5.7229e-05 |  | 0.0027918
|  |  | 2.648e-05 |  | 0 |  | 7.5203e-05 |  | -0.00017692 |  | -0.00015564 |  | 1.7132e-05 |  | 3.1023e-05 |  | 0.0029211 |  | 0.0016076 |  | 2.2476e-05 |  | 0.002293 |  | 9.153e-05 |  | -1.6172e-05 |  | 5.7125e-05 |  | 0 |  | 5.9669e-05 |  | 0.0027254
|  |  | -0.00015618 |  | 0 |  | 9.9104e-05 |  | -4.3417e-05 |  | -0.0001645 |  | 1.5703e-05 |  | 7.6076e-05 |  | 0.0028301 |  | 0.0015952 |  | 2.5616e-05 |  | 0.0021843 |  | 0.00026922 |  | -2.6945e-05 |  | 7.0143e-05 |  | 0 |  | 4.0928e-05 |  | 0.0026772
|  |  | 5.031e-05 |  | 0 |  | 9.9108e-05 |  | -2.5254e-05 |  | -7.2253e-05 |  | 1.0906e-05 |  | 7.6096e-05 |  | 0.0027557 |  | 0.0015226 |  | 2.5617e-05 |  | 0.0022129 |  | 0.00025873 |  | -2.3898e-05 |  | 7.1623e-05 |  | 0 |  | 3.4684e-05 |  | 0.0026044
|  |  | 0.00023876 |  | 0 |  | 3.563e-05 |  | 0.00020266 |  | -2.4093e-06 |  | 2.1728e-05 |  | 5.0317e-05 |  | 0.002854 |  | 0.0014455 |  | 1.5003e-05 |  | 0.0023093 |  | 0.00026 |  | -2.6663e-05 |  | -1.7239e-05 |  | 0 |  | 4.7478e-05 |  | 0.0025383
|  |  | 0.00016186 |  | 0 |  | 3.5632e-05 |  | 0.00010814 |  | 6.1928e-05 |  | 2.6185e-05 |  | 5.0317e-05 |  | 0.0029335 |  | 0.0013779 |  | 1.5004e-05 |  | 0.0023106 |  | 0.00014997 |  | -2.6048e-05 |  | 2.4039e-05 |  | 0 |  | 5.8402e-05 |  | 0.0025003
|  |  | 0.00013393 |  | 0 |  | 3.2733e-05 |  | -0.00025651 |  | 3.0726e-05 |  | 1.1969e-05 |  | 7.0306e-05 |  | 0.0027075 |  | 0.0015857 |  | 0.00012214 |  | 0.0022507 |  | 0.00012062 |  | -3.9478e-06 |  | 0.00011528 |  | 0 |  | 6.3479e-05 |  | 0.0024398
|  |  | 5.6783e-05 |  | 0 |  | 3.2734e-05 |  | -0.00026595 |  | -1.3088e-05 |  | 1.8898e-05 |  | 7.0324e-05 |  | 0.0027359 |  | 0.0016518 |  | 0.00012214 |  | 0.0022576 |  | 0.00013385 |  | 1.1951e-05 |  | 9.9321e-05 |  | 0 |  | 5.824e-05 |  | 0.0023741
|  |  | 0.00012741 |  | 0 |  | 2.3396e-05 |  | -0.00012565 |  | -1.3883e-05 |  | 3.0426e-05 |  | 7.5861e-05 |  | 0.0029966 |  | 0.0016307 |  | 9.2364e-05 |  | 0.0021737 |  | 2.6423e-05 |  | -1.6575e-06 |  | 3.2701e-05 |  | 0 |  | 6.3403e-05 |  | 0.0023284
|  |  | 6.8113e-05 |  | 0 |  | 2.3397e-05 |  | -0.00015293 |  | -0.00012311 |  | 1.9681e-05 |  | 7.588e-05 |  | 0.0029457 |  | 0.0017366 |  | 9.2368e-05 |  | 0.0020943 |  | 0.00020608 |  | -3.0888e-05 |  | -1.5373e-05 |  | 0 |  | 6.4083e-05 |  | 0.002291
|  |  | -3.9088e-05 |  | 0 |  | 4.1542e-05 |  | -0.00019561 |  | -0.00018152 |  | 1.4727e-05 |  | 1.0608e-05 |  | 0.0030987 |  | 0.0015345 |  | 7.5124e-05 |  | 0.0022201 |  | 0.00011582 |  | -2.5467e-05 |  | -2.0612e-05 |  | 0 |  | 5.6693e-05 |  | 0.0022587
|  |  | -3.4361e-05 |  | 0 |  | 4.1544e-05 |  | -5.1334e-05 |  | -0.00020631 |  | 2.6317e-05 |  | 1.0611e-05 |  | 0.0030809 |  | 0.001309 |  | 7.5127e-05 |  | 0.0021781 |  | -0.00037909 |  | -2.4634e-06 |  | -1.5631e-05 |  | 0 |  | 4.6858e-05 |  | 0.0021912
|  |  | 4.6375e-07 |  | 0 |  | 2.7882e-05 |  | 6.7952e-05 |  | -0.00021351 |  | 2.1255e-05 |  | 5.8109e-05 |  | 0.0027021 |  | 0.0012066 |  | 7.0828e-05 |  | 0.0020303 |  | -4.0462e-05 |  | -1.8745e-05 |  | 2.1223e-05 |  | 0 |  | 3.7134e-05 |  | 0.0021295
|  |  | 0.00012195 |  | 0 |  | 2.7884e-05 |  | -5.0916e-05 |  | -0.00014894 |  | 1.8087e-05 |  | 5.8124e-05 |  | 0.0026028 |  | 0.0012453 |  | 7.083e-05 |  | 0.001999 |  | 0.00047171 |  | -1.7851e-06 |  | 3.7206e-07 |  | 0 |  | 5.3955e-05 |  | 0.0020699
|  |  | 9.8667e-05 |  | 0 |  | 0.00010589 |  | -1.499e-05 |  | -0.0002243 |  | 3.0478e-05 |  | 1.6655e-05 |  | 0.0026195 |  | 0.0013319 |  | 4.3798e-05 |  | 0.0019382 |  | 0.00033028 |  | -1.3307e-05 |  | 1.0072e-08 |  | 0 |  | 6.5505e-05 |  | 0.0020406
|  |  | -3.101e-05 |  | 0 |  | 0.00010589 |  | 0.00011977 |  | -0.00014887 |  | 3.8235e-05 |  | 1.6659e-05 |  | 0.0026443 |  | 0.0014059 |  | 4.38e-05 |  | 0.0019461 |  | 0.00022309 |  | -1.1935e-05 |  | -2.9455e-05 |  | 0 |  | 6.0472e-05 |  | 0.0020178
|  |  | -1.6437e-05 |  | 0 |  | 0.00010295 |  | 5.54e-06 |  | 5.7469e-05 |  | 3.1786e-05 |  | 0.00010795 |  | 0.0027263 |  | 0.0015448 |  | 7.9774e-05 |  | 0.002023 |  | -5.5493e-05 |  | 2.2745e-05 |  | -4.1353e-05 |  | 0 |  | 6.6299e-05 |  | 0.0019837
|  |  | -1.9907e-05 |  | 0 |  | 0.00010295 |  | -4.7975e-05 |  | -5.3183e-05 |  | 3.0095e-05 |  | 0.00010798 |  | 0.0028259 |  | 0.0015136 |  | 7.9777e-05 |  | 0.0020686 |  | -4.145e-05 |  | -3.8844e-06 |  | 5.4483e-05 |  | 0 |  | 6.1711e-05 |  | 0.0019418
|  |  | -0.00016713 |  | 0 |  | 1.929e-05 |  | 6.6694e-05 |  | -0.00015897 |  | 2.3718e-05 |  | 3.4149e-05 |  | 0.0027252 |  | 0.0012522 |  | 3.2131e-05 |  | 0.00209 |  | 0.00013858 |  | -2.0887e-05 |  | 2.3195e-05 |  | 0 |  | 5.1023e-05 |  | 0.0018726
|  |  | -0.00016015 |  | 0 |  | 1.9291e-05 |  | 2.4084e-05 |  | -9.1965e-05 |  | 1.1067e-05 |  | 3.4149e-05 |  | 0.0025466 |  | 0.0012536 |  | 3.2132e-05 |  | 0.0020477 |  | 0.00012358 |  | -7.7853e-06 |  | -3.5561e-05 |  | 0 |  | 4.3831e-05 |  | 0.0018166
|  |  | -4.1469e-05 |  | 0 |  | 6.1566e-05 |  | -1.8856e-05 |  | -3.0207e-05 |  | 2.2795e-05 |  | 8.4631e-05 |  | 0.0025478 |  | 0.0015769 |  | 9.2119e-05 |  | 0.002064 |  | 0.00015614 |  | -1.3693e-05 |  | -4.1574e-05 |  | 0 |  | 4.9804e-05 |  | 0.0018004
|  |  | 8.4287e-05 |  | 0 |  | 6.1568e-05 |  | 4.0075e-05 |  | -4.4344e-05 |  | 3.7929e-05 |  | 8.4652e-05 |  | 0.0026154 |  | 0.0017058 |  | 9.2123e-05 |  | 0.0019325 |  | -4.4913e-05 |  | 7.4814e-07 |  | 1.985e-05 |  | 0 |  | 5.9708e-05 |  | 0.0017933
|  |  | 3.7214e-05 |  | 0 |  | 0.00010188 |  | 0.00018702 |  | 1.0859e-05 |  | 3.6425e-05 |  | 7.7056e-05 |  | 0.0025527 |  | 0.0014468 |  | 9.8179e-05 |  | 0.0018119 |  | -0.00017241 |  | 3.158e-05 |  | 3.8424e-05 |  | 0 |  | 5.8056e-05 |  | 0.0017516
|  |  | 7.4265e-05 |  | 0 |  | 0.00010188 |  | 8.4693e-05 |  | 3.664e-05 |  | 3.4313e-05 |  | 7.7076e-05 |  | 0.0025504 |  | 0.0012248 |  | 9.8183e-05 |  | 0.0018701 |  | -0.00033518 |  | 1.5962e-05 |  | -1.0278e-05 |  | 0 |  | 4.7433e-05 |  | 0.0017131
|  |  | 5.7386e-06 |  | 0 |  | 8.7156e-05 |  | 1.331e-05 |  | 3.2862e-05 |  | 3.7411e-05 |  | 3.6326e-05 |  | 0.0026193 |  | 0.0013206 |  | 6.924e-05 |  | 0.0018249 |  | -0.00026459 |  | 1.0257e-05 |  | 3.9882e-05 |  | 0 |  | 3.9345e-05 |  | 0.0016831
|  |  | -0.00012213 |  | 0 |  | 8.7159e-05 |  | 8.7023e-05 |  | -3.6833e-05 |  | 2.067e-05 |  | 3.6326e-05 |  | 0.0026382 |  | 0.0014149 |  | 6.9243e-05 |  | 0.0017831 |  | 0.00021241 |  | 2.2063e-06 |  | 2.8874e-05 |  | 0 |  | 4.3034e-05 |  | 0.0016226
|  |  | -0.00011236 |  | 0 |  | 8.753e-05 |  | -0.0001416 |  | -0.00020689 |  | 1.6212e-05 |  | 6.2227e-05 |  | 0.0026621 |  | 0.0012565 |  | 7.0805e-05 |  | 0.0018293 |  | 0.00042979 |  | -1.0509e-05 |  | 5.2562e-06 |  | 0 |  | 5.2334e-05 |  | 0.0015843
|  |  | -4.4626e-05 |  | 0 |  | 8.7533e-05 |  | -0.00029734 |  | -9.6859e-05 |  | 2.9922e-05 |  | 6.2227e-05 |  | 0.0025485 |  | 0.0012665 |  | 7.0807e-05 |  | 0.0018513 |  | 1.2924e-06 |  | 3.8321e-06 |  | -1.6305e-05 |  | 0 |  | 5.0702e-05 |  | 0.001589
|  |  | 6.6686e-05 |  | 0 |  | 0.00010919 |  | -0.00012204 |  | 6.2496e-06 |  | 3.3499e-05 |  | 7.2121e-05 |  | 0.0023945 |  | 0.0012732 |  | 5.0317e-05 |  | 0.001775 |  | -0.00025846 |  | 1.6622e-05 |  | -1.102e-05 |  | 0 |  | 4.8035e-05 |  | 0.0015651
|  |  | 4.1498e-05 |  | 0 |  | 0.0001092 |  | -0.00010035 |  | -2.2043e-05 |  | 2.9506e-05 |  | 7.2102e-05 |  | 0.0024301 |  | 0.0010799 |  | 5.0319e-05 |  | 0.0017791 |  | 0.00010961 |  | -6.0364e-06 |  | 1.3493e-05 |  | 0 |  | 4.5163e-05 |  | 0.0015398
|  |  | -4.5601e-05 |  | 0 |  | 9.9246e-05 |  | -0.00028011 |  | -6.6724e-05 |  | 1.4364e-05 |  | 8.9426e-06 |  | 0.0024208 |  | 0.0011648 |  | 1.0172e-05 |  | 0.0017898 |  | -2.675e-05 |  | -2.4351e-05 |  | -4.8274e-05 |  | 0 |  | 3.7259e-05 |  | 0.0014955
|  |  | -6.5703e-05 |  | 0 |  | 9.925e-05 |  | -3.9075e-05 |  | -5.4157e-05 |  | 2.893e-06 |  | 8.9426e-06 |  | 0.0024469 |  | 0.0013465 |  | 1.0172e-05 |  | 0.0017497 |  | -0.00014523 |  | -1.3762e-05 |  | -2.9744e-05 |  | 0 |  | 5.6777e-05 |  | 0.0014538
|  |  | -8.4344e-05 |  | 0 |  | 7.4886e-05 |  | 0.00010335 |  | -1.4914e-05 |  | 1.5363e-05 |  | 6.1951e-05 |  | 0.0025169 |  | 0.0014235 |  | 6.4498e-05 |  | 0.0016871 |  | 0.00025236 |  | -2.9257e-05 |  | 3.6271e-05 |  | 0 |  | 7.2552e-05 |  | 0.0014295
|  |  | 1.3501e-05 |  | 0 |  | 7.4889e-05 |  | 8.5476e-05 |  | -0.00014777 |  | 2.8913e-05 |  | 6.1951e-05 |  | 0.0023357 |  | 0.0012584 |  | 6.45e-05 |  | 0.0016643 |  | 0.00028875 |  | -4.9969e-05 |  | -9.162e-05 |  | 0 |  | 5.6113e-05 |  | 0.0014097
|  |  | 6.9933e-05 |  | 0 |  | 8.132e-05 |  | -4.0795e-05 |  | -0.00015551 |  | 2.381e-05 |  | 3.7711e-05 |  | 0.0023595 |  | 0.0010655 |  | 0.00010536 |  | 0.0016799 |  | 0.000191 |  | -4.3511e-05 |  | -0.00012586 |  | 0 |  | 4.4937e-05 |  | 0.0014024
|  |  | -2.8102e-05 |  | 0 |  | 8.1323e-05 |  | 2.7782e-05 |  | -0.00013229 |  | 1.5763e-05 |  | 3.772e-05 |  | 0.0023016 |  | 0.0012293 |  | 0.00010537 |  | 0.0016945 |  | 0.00014798 |  | -1.8135e-05 |  | -2.5339e-05 |  | 0 |  | 4.5327e-05 |  | 0.0013632
|  |  | 5.9553e-05 |  | 0 |  | 2.2947e-05 |  | 2.9262e-05 |  | -0.00010126 |  | 1.2434e-05 |  | 4.5515e-05 |  | 0.0023857 |  | 0.0014279 |  | 5.8524e-05 |  | 0.0016958 |  | 0.00039532 |  | 1.0634e-05 |  | -2.8757e-06 |  | 0 |  | 5.549e-05 |  | 0.0013288
|  |  | 3.6547e-05 |  | 0 |  | 2.2948e-05 |  | -2.7539e-05 |  | -6.8947e-05 |  | 2.3588e-05 |  | 4.5527e-05 |  | 0.0024665 |  | 0.0012692 |  | 5.8526e-05 |  | 0.0017265 |  | 0.00065629 |  | -6.0261e-06 |  | 2.1577e-05 |  | 0 |  | 6.0578e-05 |  | 0.0013167
|  |  | -6.0845e-05 |  | 0 |  | 1.6526e-05 |  | 0.00017416 |  | -0.00011077 |  | 3.4953e-05 |  | 3.0149e-05 |  | 0.0023053 |  | 0.0011007 |  | 7.2069e-05 |  | 0.0017056 |  | 0.00012105 |  | -4.0238e-05 |  | 3.5124e-05 |  | 0 |  | 5.371e-05 |  | 0.001282
|  |  | -9.2295e-07 |  | 0 |  | 1.6527e-05 |  | -6.0012e-05 |  | -3.4358e-05 |  | 3.2742e-05 |  | 3.0149e-05 |  | 0.002386 |  | 0.0010263 |  | 7.2072e-05 |  | 0.001583 |  | -0.00017881 |  | -7.4387e-06 |  | 4.8046e-06 |  | 0 |  | 5.8774e-05 |  | 0.0012351
|  |  | 6.7667e-05 |  | 0 |  | 9.3284e-06 |  | -0.00010897 |  | -0.00012389 |  | 3.1702e-05 |  | 4.7483e-05 |  | 0.0024537 |  | 0.0010874 |  | 7.4421e-05 |  | 0.0015595 |  | -4.5816e-05 |  | -6.7832e-06 |  | 3.5423e-06 |  | 0 |  | 5.5614e-05 |  | 0.0012294
|  |  | 8.4798e-05 |  | 0 |  | 9.3287e-06 |  | -3.251e-05 |  | -0.0001726 |  | 2.0526e-05 |  | 4.7483e-05 |  | 0.002225 |  | 0.0012962 |  | 7.4424e-05 |  | 0.0015777 |  | -0.00027121 |  | -1.8683e-05 |  | -3.6576e-05 |  | 0 |  | 3.8961e-05 |  | 0.0012296
|  |  | 0.00011592 |  | 0 |  | 5.8621e-05 |  | -0.00010378 |  | 3.359e-05 |  | 2.1666e-05 |  | 9.6772e-05 |  | 0.0021848 |  | 0.0011842 |  | 8.2554e-05 |  | 0.0016638 |  | 7.0147e-05 |  | 9.9557e-06 |  | -0.00010598 |  | 0 |  | 3.76e-05 |  | 0.0012009
|  |  | -1.2713e-05 |  | 0 |  | 5.8624e-05 |  | 9.8893e-05 |  | 4.6851e-05 |  | 3.3844e-05 |  | 9.6747e-05 |  | 0.0023366 |  | 0.0010592 |  | 8.2557e-05 |  | 0.0015954 |  | 0.00065289 |  | 3.6045e-06 |  | -6.1482e-05 |  | 0 |  | 4.2851e-05 |  | 0.0011765
|  |  | -2.2427e-05 |  | 0 |  | 8.7447e-05 |  | 0.00015852 |  | -4.0451e-05 |  | 3.9935e-05 |  | 5.8016e-05 |  | 0.0020758 |  | 0.0010267 |  | 9.3351e-05 |  | 0.0015258 |  | 0.0002582 |  | -2.8975e-06 |  | 1.2639e-05 |  | 0 |  | 6.1809e-05 |  | 0.0011698
|  |  | 0.00010528 |  | 0 |  | 8.745e-05 |  | 0.00032761 |  | -4.6755e-05 |  | 3.5824e-05 |  | 5.8016e-05 |  | 0.0019515 |  | 0.00096991 |  | 9.3355e-05 |  | 0.0015822 |  | 8.06e-05 |  | -3.8114e-05 |  | 5.5253e-05 |  | 0 |  | 6.2894e-05 |  | 0.0011546
|  |  | -8.2059e-06 |  | 0 |  | 0.00011058 |  | 0.00030599 |  | -1.2113e-06 |  | 2.8812e-05 |  | 3.0697e-05 |  | 0.002159 |  | 0.0009529 |  | 7.6639e-05 |  | 0.001574 |  | -1.9263e-05 |  | -4.1966e-05 |  | 3.0331e-05 |  | 0 |  | 4.8458e-05 |  | 0.0010968
|  |  | 3.4723e-06 |  | 0 |  | 0.00011058 |  | 5.0174e-06 |  | -4.3877e-05 |  | 3.8803e-05 |  | 3.0697e-05 |  | 0.0022789 |  | 0.00085779 |  | 7.6642e-05 |  | 0.0015283 |  | -4.4623e-06 |  | -2.2763e-05 |  | -5.1923e-06 |  | 0 |  | 4.8218e-05 |  | 0.0010595
|  |  | 0.00014749 |  | 0 |  | 5.7972e-05 |  | 4.3293e-05 |  | 5.6502e-05 |  | 3.4613e-05 |  | 6.356e-05 |  | 0.0022848 |  | 0.0010655 |  | 6.3717e-05 |  | 0.0015017 |  | 0.00013995 |  | -1.9227e-05 |  | 4.5675e-05 |  | 0 |  | 5.866e-05 |  | 0.0010765
|  |  | 7.1154e-05 |  | 0 |  | 5.7974e-05 |  | 8.2453e-05 |  | 0.0001353 |  | 2.188e-05 |  | 6.3544e-05 |  | 0.0022743 |  | 0.0012218 |  | 6.3719e-05 |  | 0.0015213 |  | 9.3363e-05 |  | -6.8794e-06 |  | 4.1159e-05 |  | 0 |  | 5.0149e-05 |  | 0.001068
|  |  | -3.283e-08 |  | 0 |  | 5.4029e-05 |  | 0.00020658 |  | 1.744e-05 |  | 2.5858e-05 |  | 6.0453e-05 |  | 0.0021807 |  | 0.0010851 |  | 9.3162e-05 |  | 0.0015436 |  | 0.00033924 |  | -2.3601e-05 |  | -5.4867e-05 |  | 0 |  | 5.6448e-05 |  | 0.0010427
|  |  | 7.0605e-05 |  | 0 |  | 5.4031e-05 |  | 0.0003945 |  | -9.4981e-05 |  | 2.6169e-05 |  | 6.0437e-05 |  | 0.0021535 |  | 0.0010097 |  | 9.3165e-05 |  | 0.0015275 |  | 0.000247 |  | -4.1809e-05 |  | -6.3309e-05 |  | 0 |  | 5.6358e-05 |  | 0.0010285
|  |  | 4.6141e-05 |  | 0 |  | 2.3732e-05 |  | 0.00030864 |  | -0.000162 |  | 3.217e-05 |  | 4.9499e-05 |  | 0.0022507 |  | 0.0010679 |  | 0.00011922 |  | 0.0014308 |  | 5.5863e-05 |  | -3.8841e-05 |  | -6.6275e-07 |  | 0 |  | 3.4821e-05 |  | 0.00099086
|  |  | -6.3493e-05 |  | 0 |  | 2.3733e-05 |  | 0.00014409 |  | -8.8272e-05 |  | 3.2705e-05 |  | 4.9499e-05 |  | 0.0023802 |  | 0.0010667 |  | 0.00011923 |  | 0.0014343 |  | 3.3872e-05 |  | -2.0041e-05 |  | 8.4842e-05 |  | 0 |  | 3.5662e-05 |  | 0.00096328
|  |  | 5.1826e-05 |  | 0 |  | 8.2515e-05 |  | -4.6775e-05 |  | -5.5078e-05 |  | 3.2774e-05 |  | 3.3934e-05 |  | 0.0022248 |  | 0.00089674 |  | 5.8199e-05 |  | 0.001388 |  | 2.9347e-05 |  | -2.9986e-05 |  | 3.8457e-05 |  | 0 |  | 3.352e-05 |  | 0.00095473
|  |  | 3.9316e-05 |  | 0 |  | 8.2518e-05 |  | 6.1321e-05 |  | -3.9839e-05 |  | 2.1057e-05 |  | 3.3925e-05 |  | 0.0019712 |  | 0.001034 |  | 5.8201e-05 |  | 0.0013247 |  | 0.00027607 |  | -9.4552e-07 |  | -3.015e-05 |  | 0 |  | 4.1973e-05 |  | 0.00096201
|  |  | -6.0926e-05 |  | 0 |  | 0.00010269 |  | 0.00021419 |  | -0.0001066 |  | 1.8264e-05 |  | 5.5041e-05 |  | 0.0021527 |  | 0.0013044 |  | 0.00013166 |  | 0.0014192 |  | 0.00020176 |  | 1.2051e-05 |  | 8.4853e-06 |  | 0 |  | 5.3099e-05 |  | 0.00096768
|  |  | 3.1732e-05 |  | 0 |  | 0.0001027 |  | 7.9767e-06 |  | -0.00015088 |  | 3.0416e-05 |  | 5.5055e-05 |  | 0.0022583 |  | 0.0012053 |  | 0.00013166 |  | 0.0014683 |  | 0.0002547 |  | -6.6355e-06 |  | -4.3519e-05 |  | 0 |  | 5.269e-05 |  | 0.00094943
|  |  | -6.4384e-05 |  | 0 |  | 6.1869e-05 |  | 0.00011812 |  | -0.00010341 |  | 3.5376e-05 |  | 5.0229e-05 |  | 0.0021113 |  | 0.00092191 |  | 0.00010495 |  | 0.0014307 |  | 0.00064056 |  | -1.6829e-05 |  | -5.1769e-05 |  | 0 |  | 5.8086e-05 |  | 0.0009373
|  |  | -7.8664e-07 |  | 0 |  | 6.1872e-05 |  | 0.0002453 |  | -5.8884e-05 |  | 2.7552e-05 |  | 5.0229e-05 |  | 0.0020462 |  | 0.00084179 |  | 0.00010496 |  | 0.0013761 |  | 0.00032443 |  | -1.6751e-05 |  | -7.3131e-05 |  | 0 |  | 5.3042e-05 |  | 0.00092122
|  |  | 7.0688e-05 |  | 0 |  | 6.3935e-05 |  | 2.0126e-05 |  | 5.5632e-05 |  | 2.3172e-05 |  | 7.5618e-05 |  | 0.0019182 |  | 0.00092559 |  | 5.99e-05 |  | 0.0013828 |  | 0.0002399 |  | -3.57e-06 |  | -8.622e-05 |  | 0 |  | 5.3387e-05 |  | 0.00088106
|  |  | -4.6998e-05 |  | 0 |  | 6.3938e-05 |  | -6.9783e-05 |  | 6.9877e-06 |  | 2.2332e-05 |  | 7.5618e-05 |  | 0.0019147 |  | 0.00084803 |  | 5.9903e-05 |  | 0.0013489 |  | 0.00010189 |  | 5.0117e-07 |  | -6.6043e-05 |  | 0 |  | 4.9079e-05 |  | 0.00087442
|  |  | -8.627e-06 |  | 0 |  | 0.00011884 |  | 9.5244e-05 |  | -8.2852e-05 |  | 4.3011e-06 |  | 2.147e-05 |  | 0.001993 |  | 0.00085673 |  | 2.1897e-05 |  | 0.001425 |  | 3.2735e-05 |  | -9.3002e-07 |  | -3.6771e-05 |  | 0 |  | 3.2592e-05 |  | 0.00089363
|  |  | 4.3163e-05 |  | 0 |  | 0.00011884 |  | 4.9825e-05 |  | -0.00012818 |  | 1.3009e-05 |  | 2.1475e-05 |  | 0.0019125 |  | 0.00091307 |  | 2.1898e-05 |  | 0.0014272 |  | 0.00047502 |  | -3.2435e-05 |  | 2.8087e-06 |  | 0 |  | 4.4831e-05 |  | 0.00087595
|  |  | 0.00014248 |  | 0 |  | 0 |  | -5.701e-05 |  | -0.00023777 |  | 2.3191e-05 |  | 3.6313e-05 |  | 0.0019208 |  | 0.00095789 |  | 8.1027e-05 |  | 0.0012929 |  | 0.00034736 |  | -3.6764e-05 |  | -5.6851e-06 |  | 0 |  | 4.365e-05 |  | 0.00085053
|  |  | 0.00014511 |  | 0 |  | 0 |  | 0.0002062 |  | -8.1291e-05 |  | 3.7691e-05 |  | 3.6304e-05 |  | 0.0020193 |  | 0.0011649 |  | 8.103e-05 |  | 0.0013001 |  | 1.7818e-05 |  | -1.1695e-05 |  | 4.7905e-05 |  | 0 |  | 5.6518e-05 |  | 0.00083825
|  |  | 0.00016247 |  | 0 |  | 4.18e-05 |  | 0.00042227 |  | 5.6728e-05 |  | 4.5944e-05 |  | 8.8296e-05 |  | 0.0018509 |  | 0.0011004 |  | 0.00014512 |  | 0.0013475 |  | 0.00020122 |  | -1.3528e-05 |  | 8.2493e-05 |  | 0 |  | 6.8736e-05 |  | 0.00083295
|  |  | 0.00016199 |  | 0 |  | 4.1802e-05 |  | 0.00036715 |  | -0.00010443 |  | 2.3083e-05 |  | 8.8296e-05 |  | 0.0019056 |  | 0.0010779 |  | 0.00014512 |  | 0.0014057 |  | 0.00051281 |  | -3.7734e-05 |  | 3.2789e-05 |  | 0 |  | 4.4321e-05 |  | 0.00080536
|  |  | 3.8845e-05 |  | 0 |  | 2.2899e-05 |  | 0.00028876 |  | -0.00024436 |  | 1.1236e-05 |  | 2.293e-05 |  | 0.0020065 |  | 0.0010482 |  | 0.00011642 |  | 0.0013681 |  | 0.00035989 |  | -4.3795e-05 |  | 1.8874e-05 |  | 0 |  | 4.3614e-05 |  | 0.00077703
|  |  | 5.407e-05 |  | 0 |  | 2.29e-05 |  | 2.4657e-05 |  | -0.00014268 |  | 1.8262e-05 |  | 2.2924e-05 |  | 0.0018547 |  | 0.00090915 |  | 0.00011643 |  | 0.0012895 |  | 1.0564e-05 |  | -3.9154e-05 |  | -2.3415e-05 |  | 0 |  | 4.4168e-05 |  | 0.00079275
|  |  | 0.00012746 |  | 0 |  | 9.0369e-05 |  | -0.00031059 |  | -0.00011797 |  | 2.594e-05 |  | 7.3118e-06 |  | 0.0017883 |  | 0.00086739 |  | 9.4952e-05 |  | 0.0012854 |  | 2.6587e-05 |  | -3.5369e-05 |  | -2.7427e-05 |  | 0 |  | 3.6283e-05 |  | 0.00079491
|  |  | 1.273e-05 |  | 0 |  | 9.0372e-05 |  | -0.0002092 |  | -8.3456e-05 |  | 2.9836e-05 |  | 7.3136e-06 |  | 0.0018086 |  | 0.00081725 |  | 9.4956e-05 |  | 0.0013818 |  | 5.7496e-05 |  | -1.4725e-05 |  | 9.074e-06 |  | 0 |  | 5.6666e-05 |  | 0.00077398
|  |  | 5.5531e-05 |  | 0 |  | 0.00010724 |  | 0.00017369 |  | 6.7671e-05 |  | 2.4518e-05 |  | 2.6184e-05 |  | 0.0017516 |  | 0.00079093 |  | 5.3489e-05 |  | 0.0014216 |  | 0.00014725 |  | -3.06e-05 |  | -4.7219e-06 |  | 0 |  | 5.3067e-05 |  | 0.00076161
|  |  | 9.9557e-05 |  | 0 |  | 0.00010724 |  | 0.00028502 |  | 2.7535e-06 |  | 1.6875e-05 |  | 2.6184e-05 |  | 0.0018016 |  | 0.00081767 |  | 5.3491e-05 |  | 0.0013261 |  | 0.00049821 |  | -3.2944e-05 |  | -4.9691e-06 |  | 0 |  | 2.3826e-05 |  | 0.00072152
|  |  | -7.3353e-05 |  | 0 |  | 3.1342e-05 |  | 8.5604e-05 |  | -2.8618e-05 |  | 1.9129e-05 |  | 6.338e-05 |  | 0.0019132 |  | 0.00088177 |  | 0.0001208 |  | 0.0013432 |  | 0.00049221 |  | -1.3799e-05 |  | 9.6804e-06 |  | 0 |  | 3.3407e-05 |  | 0.00072038
|  |  | -0.00014745 |  | 0 |  | 3.1343e-05 |  | -1.5381e-05 |  | -9.2925e-05 |  | 1.41e-05 |  | 6.338e-05 |  | 0.0020284 |  | 0.00074605 |  | 0.00012081 |  | 0.001382 |  | 0.00023365 |  | -1.7369e-05 |  | 1.1717e-05 |  | 0 |  | 4.1975e-05 |  | 0.000712
|  |  | -0.00011292 |  | 0 |  | 0.00014433 |  | 0.00017592 |  | -0.00017514 |  | 8.0187e-06 |  | 4.7879e-05 |  | 0.0019537 |  | 0.00075709 |  | 1.016e-05 |  | 0.0013197 |  | -0.00014815 |  | -1.4167e-05 |  | 1.7154e-05 |  | 0 |  | 3.2182e-05 |  | 0.00067987
|  |  | 6.0088e-06 |  | 0 |  | 0.00014433 |  | 8.5333e-06 |  | -0.00021375 |  | 2.1875e-05 |  | 4.7866e-05 |  | 0.0018814 |  | 0.00087607 |  | 1.0161e-05 |  | 0.0012627 |  | -0.00027379 |  | -2.5247e-05 |  | 4.9701e-05 |  | 0 |  | 4.7862e-05 |  | 0.00070456
|  |  | 2.0642e-05 |  | 0 |  | 4.026e-05 |  | 8.6309e-05 |  | -0.00017574 |  | 3.0534e-05 |  | 9.4957e-06 |  | 0.0019658 |  | 0.00080379 |  | 0.0001112 |  | 0.0013309 |  | 4.1341e-05 |  | -1.205e-05 |  | -7.4881e-06 |  | 0 |  | 5.9452e-05 |  | 0.00070701
|  |  | 4.9267e-05 |  | 0 |  | 4.0262e-05 |  | 5.907e-05 |  | -7.7917e-05 |  | 2.1752e-05 |  | 9.4957e-06 |  | 0.001745 |  | 0.00085327 |  | 0.00011121 |  | 0.0013474 |  | 0.0005481 |  | -6.9864e-07 |  | -2.0439e-05 |  | 0 |  | 3.7167e-05 |  | 0.00068022
|  |  | 0.00016149 |  | 0 |  | 7.6361e-05 |  | -0.00014671 |  | -0.00012851 |  | 3.3736e-05 |  | 3.6651e-05 |  | 0.001808 |  | 0.0009688 |  | 0.00012055 |  | 0.0011753 |  | 0.00017049 |  | -1.4642e-05 |  | 2.1279e-05 |  | 0 |  | 3.653e-05 |  | 0.00065995
|  |  | 8.9552e-05 |  | 0 |  | 7.6364e-05 |  | 3.1557e-05 |  | -5.6998e-05 |  | 3.8856e-05 |  | 3.6651e-05 |  | 0.0020098 |  | 0.0010234 |  | 0.00012056 |  | 0.0011514 |  | -0.00023532 |  | -2.8896e-05 |  | 2.7599e-05 |  | 0 |  | 6.1477e-05 |  | 0.00064196
|  |  | -8.5646e-05 |  | 0 |  | 2.4863e-05 |  | 0.00011391 |  | -0.00011475 |  | 2.3988e-05 |  | 3.0388e-05 |  | 0.0018675 |  | 0.00089599 |  | 5.1492e-05 |  | 0.001246 |  | 0.0002805 |  | -5.3644e-05 |  | -4.5014e-05 |  | 0 |  | 5.2806e-05 |  | 0.00064753
|  |  | -6.5873e-05 |  | 0 |  | 2.4864e-05 |  | -2.4269e-05 |  | -0.00022751 |  | 1.6024e-05 |  | 3.0388e-05 |  | 0.0018046 |  | 0.00080126 |  | 5.1494e-05 |  | 0.0012597 |  | 0.00042302 |  | -3.7269e-05 |  | -6.6783e-05 |  | 0 |  | 4.9322e-05 |  | 0.00066498
|  |  | 1.9611e-05 |  | 0 |  | 7.6132e-05 |  | -3.1808e-05 |  | -3.8819e-05 |  | 3.3439e-05 |  | 7.5797e-05 |  | 0.0018985 |  | 0.00083542 |  | 8.5105e-05 |  | 0.0012503 |  | -0.00018164 |  | -1.6548e-05 |  | 7.5721e-05 |  | 0 |  | 4.9676e-05 |  | 0.00065215
|  |  | 7.4605e-05 |  | 0 |  | 7.6135e-05 |  | 0.00028917 |  | -3.67e-05 |  | 3.2327e-05 |  | 7.5777e-05 |  | 0.0017478 |  | 0.00095561 |  | 8.5108e-05 |  | 0.0012919 |  | -0.00046141 |  | -1.4664e-05 |  | 0.00011091 |  | 0 |  | 3.2887e-05 |  | 0.0006237
|  |  | 0.00014 |  | 0 |  | 0.00013581 |  | 0.0002718 |  | -0.00010017 |  | 2.3666e-05 |  | 6.0002e-05 |  | 0.0015115 |  | 0.0010113 |  | 0.00010412 |  | 0.0012734 |  | -8.4398e-05 |  | 6.2894e-06 |  | 0.00012516 |  | 0 |  | 3.9156e-05 |  | 0.00060489
|  |  | 8.9204e-05 |  | 0 |  | 0.00013581 |  | 7.577e-05 |  | 7.7654e-05 |  | 2.5357e-05 |  | 6.0002e-05 |  | 0.0016422 |  | 0.00084404 |  | 0.00010413 |  | 0.001233 |  | 7.4814e-05 |  | 1.1099e-05 |  | 1.3067e-05 |  | 0 |  | 3.0937e-05 |  | 0.00060918
|  |  | 4.2379e-05 |  | 0 |  | 8.3988e-05 |  | 0.0001434 |  | 0.00010946 |  | 2.2271e-05 |  | 5.3646e-05 |  | 0.0018215 |  | 0.00087991 |  | 0.00013192 |  | 0.0011575 |  | 3.2712e-05 |  | -1.1599e-05 |  | -7.1419e-05 |  | 0 |  | 1.44e-05 |  | 0.00061918
|  |  | 9.8944e-05 |  | 0 |  | 8.3991e-05 |  | 0.00020863 |  | -2.1733e-05 |  | 3.2608e-05 |  | 5.366e-05 |  | 0.0018608 |  | 0.0010037 |  | 0.00013192 |  | 0.0011373 |  | -0.00022088 |  | -2.7091e-05 |  | -3.4594e-05 |  | 0 |  | 2.4867e-05 |  | 0.0005971
|  |  | 8.9795e-05 |  | 0 |  | 7.4695e-05 |  | -3.8776e-05 |  | -6.0295e-05 |  | 2.9861e-05 |  | 1.3409e-05 |  | 0.0017041 |  | 0.00083052 |  | 4.4273e-05 |  | 0.0012201 |  | -0.00044924 |  | -2.7173e-05 |  | -8.364e-05 |  | 0 |  | 3.3411e-05 |  | 0.00059581
|  |  | -0.00010116 |  | 0 |  | 7.4698e-05 |  | -8.7896e-05 |  | -9.7148e-06 |  | 2.0034e-05 |  | 1.3409e-05 |  | 0.0016199 |  | 0.00072741 |  | 4.4275e-05 |  | 0.0011784 |  | -0.00011027 |  | -1.1925e-05 |  | -6.7058e-05 |  | 0 |  | 5.0662e-05 |  | 0.00059469
|  |  | -3.2428e-05 |  | 0 |  | 7.6596e-05 |  | -9.3976e-05 |  | -8.5591e-05 |  | 2.1986e-05 |  | 0 |  | 0.0015713 |  | 0.00065826 |  | 7.5546e-05 |  | 0.0012292 |  | 0.00021376 |  | -1.2234e-08 |  | -2.9139e-05 |  | 0 |  | 4.7709e-05 |  | 0.00060961
|  |  | 9.4928e-05 |  | 0 |  | 7.6599e-05 |  | -0.00039849 |  | -0.0001783 |  | 1.8946e-05 |  | 0 |  | 0.0016224 |  | 0.00068774 |  | 7.5549e-05 |  | 0.0012433 |  | 0.00020315 |  | -3.0288e-08 |  | -7.4238e-05 |  | 0 |  | 4.1554e-05 |  | 0.00060358
|  |  | 0.00015281 |  | 0 |  | 0.00017196 |  | -0.00013528 |  | -2.243e-05 |  | 1.4416e-05 |  | 8.6858e-05 |  | 0.0019895 |  | 0.00084609 |  | 3.6579e-05 |  | 0.0011467 |  | 0.00028043 |  | 9.2993e-06 |  | -3.327e-05 |  | 0 |  | 3.4441e-05 |  | 0.00057212
|  |  | 0.00019073 |  | 0 |  | 0.00017197 |  | 0.00017488 |  | -5.2463e-07 |  | 2.9906e-05 |  | 8.6858e-05 |  | 0.0021938 |  | 0.00086029 |  | 3.658e-05 |  | 0.0011726 |  | 0.00047625 |  | 2.3765e-06 |  | -4.2777e-05 |  | 0 |  | 3.2082e-05 |  | 0.00059151
|  |  | -3.447e-05 |  | 0 |  | 5.2943e-05 |  | -6.0526e-05 |  | -7.8092e-05 |  | 4.8793e-05 |  | 7.3442e-05 |  | 0.0019337 |  | 0.0008619 |  | 5.5361e-05 |  | 0.0011891 |  | 0.00040841 |  | -2.2723e-05 |  | -0.00011368 |  | 0 |  | 3.3375e-05 |  | 0.00055941
|  |  | -5.3201e-05 |  | 0 |  | 5.2944e-05 |  | 0.00015239 |  | -0.00021475 |  | 5.2765e-05 |  | 7.3461e-05 |  | 0.0017141 |  | 0.0007591 |  | 5.5363e-05 |  | 0.0010777 |  | 0.00013138 |  | -8.8264e-06 |  | -7.0903e-05 |  | 0 |  | 2.9912e-05 |  | 0.00053926
|  |  | 8.2808e-05 |  | 0 |  | 9.6353e-05 |  | 3.5192e-05 |  | -0.00027263 |  | 3.8595e-05 |  | 2.2149e-05 |  | 0.0017225 |  | 0.00082365 |  | 1.8206e-05 |  | 0.0011017 |  | 0.00021295 |  | 1.4138e-05 |  | -6.5977e-05 |  | 0 |  | 3.089e-05 |  | 0.0005657
|  |  | 3.5847e-05 |  | 0 |  | 9.6357e-05 |  | -0.00011735 |  | -0.00014738 |  | 2.3721e-05 |  | 2.2155e-05 |  | 0.0015871 |  | 0.00084438 |  | 1.8206e-05 |  | 0.0011333 |  | 0.00015895 |  | -1.3501e-06 |  | -4.1462e-05 |  | 0 |  | 3.1572e-05 |  | 0.00051203
|  |  | -1.8567e-05 |  | 0 |  | 6.359e-05 |  | -1.4641e-05 |  | -7.215e-05 |  | 1.7049e-05 |  | 3.574e-05 |  | 0.0015658 |  | 0.00072064 |  | 3.8644e-05 |  | 0.0011064 |  | 0.0002514 |  | -5.3829e-06 |  | -1.0883e-05 |  | 0 |  | 4.1771e-05 |  | 0.00049438
|  |  | 1.664e-05 |  | 0 |  | 6.3593e-05 |  | -9.6238e-05 |  | -9.117e-05 |  | 1.896e-05 |  | 3.574e-05 |  | 0.0014814 |  | 0.00066098 |  | 3.8645e-05 |  | 0.0011517 |  | 0.00026901 |  | -3.7897e-05 |  | 1.5537e-05 |  | 0 |  | 3.8123e-05 |  | 0.00052339
|  |  | -4.1951e-05 |  | 0 |  | 9.7473e-05 |  | -4.7415e-06 |  | -0.00011908 |  | 3.0733e-05 |  | 5.9793e-05 |  | 0.0017406 |  | 0.00069466 |  | 8.9902e-05 |  | 0.001179 |  | -8.6744e-05 |  | -3.8042e-05 |  | 9.9673e-05 |  | 0 |  | 3.725e-05 |  | 0.00053488
|  |  | -5.3003e-05 |  | 0 |  | 9.7476e-05 |  | 3.3467e-05 |  | -0.00015272 |  | 1.0162e-05 |  | 5.9793e-05 |  | 0.0019069 |  | 0.00078535 |  | 8.9905e-05 |  | 0.0010845 |  | -0.00027966 |  | -2.3826e-05 |  | 0.0001068 |  | 0 |  | 3.9777e-05 |  | 0.00053958
|  |  | -7.6731e-06 |  | 0 |  | 8.7055e-05 |  | 0.00011407 |  | -0.00013406 |  | 1.2791e-05 |  | 5.6825e-05 |  | 0.0015577 |  | 0.0008288 |  | 7.6476e-05 |  | 0.0010513 |  | -0.00024693 |  | -2.3889e-05 |  | 7.3823e-06 |  | 0 |  | 2.6948e-05 |  | 0.00050502
|  |  | 2.1671e-06 |  | 0 |  | 8.7059e-05 |  | -8.4498e-06 |  | -1.2724e-05 |  | 4.3819e-05 |  | 5.6839e-05 |  | 0.0017003 |  | 0.00093862 |  | 7.6479e-05 |  | 0.0010608 |  | -0.00025812 |  | -1.0537e-05 |  | 1.4268e-05 |  | 0 |  | 3.0745e-05 |  | 0.0004969
|  |  | 0.0001498 |  | 0 |  | 0.00014104 |  | -0.00019208 |  | -0.00018422 |  | 5.0192e-05 |  | 1.2678e-05 |  | 0.0019725 |  | 0.00089402 |  | 1.5964e-05 |  | 0.0010404 |  | -8.6207e-05 |  | 1.5e-06 |  | -4.2531e-05 |  | 0 |  | 3.5823e-05 |  | 0.00052303
|  |  | 0.00011026 |  | 0 |  | 0.00014104 |  | -0.00018178 |  | -0.00016631 |  | -0.27375 |  | 1.2681e-05 |  | 0.0016482 |  | 0.00076387 |  | 1.5965e-05 |  | 0.0011372 |  | 0.00030449 |  | 8.3048e-06 |  | -8.0533e-05 |  | 0 |  | 1.7484e-05 |  | 0.00053299
|  |  | 5.2349e-05 |  | 0 |  | 0.000109 |  | 3.2883e-05 |  | -8.1493e-05 |  | 0 |  | 3.8469e-05 |  | 0.0013784 |  | 0.00074492 |  | 0 |  | 0.0011068 |  | 0.00047792 |  | -1.0588e-05 |  | -7.8634e-05 |  | 0 |  | 2.5254e-05 |  | 0.00052244
|  |  | 5.728e-05 |  | 0 |  | 0.000109 |  | 0.00016629 |  | -0.00013215 |  | 0 |  | 3.8469e-05 |  | 0.0015841 |  | 0.00074849 |  | 0 |  | 0.00099421 |  | 3.8651e-05 |  | -1.321e-05 |  | -2.824e-05 |  | 0 |  | 2.8663e-05 |  | 0.00051456
|  |  | -0.00013137 |  | 0 |  | 8.8331e-05 |  | -5.7054e-05 |  | -0.00019394 |  | 0 |  | 4.8422e-05 |  | 0.0014463 |  | 0.00071253 |  | 7.7248e-05 |  | 0.00099784 |  | -0.00035892 |  | -3.0893e-05 |  | 9.9942e-05 |  | 0 |  | 4.2695e-05 |  | 0.00050244
|  |  | 2.6225e-05 |  | 0 |  | 8.8334e-05 |  | -8.5429e-05 |  | -0.00015186 |  | 0 |  | 4.841e-05 |  | 0.0013964 |  | 0.00069647 |  | 7.7251e-05 |  | 0.0010784 |  | -0.00023737 |  | -3.864e-05 |  | 9.5032e-05 |  | 0 |  | 4.7423e-05 |  | 0.00049777
|  |  | 6.9247e-05 |  | 0 |  | 6.6196e-05 |  | -0.0001254 |  | -4.5788e-05 |  | 0 |  | 8.3065e-05 |  | 0.0014868 |  | 0.00071423 |  | 4.8938e-05 |  | 0.0011582 |  | -0.00023049 |  | -3.0226e-05 |  | -2.6305e-05 |  | 0 |  | 2.4952e-05 |  | 0.00050957
|  |  | -1.091e-05 |  | 0 |  | 6.6199e-05 |  | -0.00026172 |  | -0.00022871 |  | 0 |  | 8.3086e-05 |  | 0.0013847 |  | 0.00060459 |  | 4.894e-05 |  | 0.0011098 |  | 0.00015607 |  | -3.2497e-05 |  | -9.7563e-05 |  | 0 |  | 2.8495e-05 |  | 0.00049021
|  |  | 8.5897e-05 |  | 0 |  | 8.6219e-05 |  | -9.5063e-05 |  | -0.00017927 |  | 0 |  | 6.9191e-05 |  | 0.0014727 |  | 0.00070707 |  | 5.1434e-05 |  | 0.0010332 |  | 0.00029866 |  | -1.3011e-05 |  | 0 |  | 0 |  | 3.0036e-05 |  | 0.00048381
|  |  | -0.00011491 |  | 0 |  | 8.6222e-05 |  | 3.8839e-05 |  | -0.00012747 |  | 0 |  | 6.9191e-05 |  | 0.0014121 |  | 0.00082324 |  | 5.1435e-05 |  | 0.0010401 |  | 0.00012058 |  | -7.1052e-06 |  | 3.1438e-05 |  | 0 |  | 3.1657e-05 |  | 0.00048368
|  |  | -0.00017884 |  | 0 |  | 7.2999e-05 |  | -0.00011526 |  | -0.0001219 |  | 0 |  | 7.5819e-05 |  | 0.0015132 |  | 0.00071287 |  | 9.5674e-05 |  | 0.0010045 |  | 0.00014991 |  | -6.9382e-06 |  | 6.8612e-06 |  | 0 |  | 4.1355e-05 |  | 0.0004474
|  |  | -2.1833e-05 |  | 0 |  | 7.3002e-05 |  | -0.00024462 |  | 2.7912e-05 |  | 0 |  | 7.5819e-05 |  | 0.001436 |  | 0.00064105 |  | 9.5678e-05 |  | 0.00092063 |  | 0.00019426 |  | -7.1663e-06 |  | 1.2086e-05 |  | 0 |  | 4.1648e-05 |  | 0.00029672
|  |  | -6.4848e-06 |  | 0 |  | 0.00010008 |  | -0.00017418 |  | -1.4561e-05 |  | 0 |  | 2.7086e-05 |  | 0.0013207 |  | 0.00067754 |  | 3.7294e-05 |  | 0.00088813 |  | 0.00046183 |  | -2.6333e-05 |  | 1.0424e-05 |  | 0 |  | 4.7115e-05 |  | 0
|  |  | 5.3859e-05 |  | 0 |  | 0.00010008 |  | -0.00018694 |  | -7.7279e-05 |  | 0 |  | 2.708e-05 |  | 0.0014753 |  | 0.00071281 |  | 3.7295e-05 |  | 0.00090696 |  | 0.00037454 |  | -2.7343e-05 |  | -3.9325e-05 |  | 0 |  | 4.5457e-05 |  | 0
|  |  | 5.4739e-05 |  | 0 |  | 6.7049e-05 |  | 4.3961e-05 |  | -0.00010282 |  | 0 |  | 4.7183e-05 |  | 0.0013672 |  | 0.00066277 |  | 8.5208e-05 |  | 0.0008954 |  | 0.00012236 |  | -1.8823e-05 |  | -7.8199e-05 |  | 0 |  | 3.8101e-05 |  | 0
|  |  | -2.2323e-05 |  | 0 |  | 6.7051e-05 |  | 0.00015556 |  | -6.334e-05 |  | 0 |  | 4.7171e-05 |  | 0.0013981 |  | 0.00067057 |  | 8.5211e-05 |  | 0.00095105 |  | 0.00052642 |  | -1.5116e-05 |  | -4.2503e-05 |  | 0 |  | 3.8922e-05 |  | 0
|  |  | 8.3484e-05 |  | 0 |  | 7.4616e-05 |  | -0.00021735 |  | 6.1438e-05 |  | 0 |  | 0.00011864 |  | 0.0014481 |  | 0.00064805 |  | 0.00010734 |  | 0.00097088 |  | 0.00059264 |  | -2.5287e-06 |  | -3.3624e-05 |  | 0 |  | 2.195e-05 |  | 0
|  |  | 9.0952e-05 |  | 0 |  | 7.4619e-05 |  | -0.00025377 |  | 5.5551e-05 |  | 0 |  | 0.00011864 |  | 0.0014209 |  | 0.00049546 |  | 0.00010734 |  | 0.00093742 |  | 0.00035259 |  | 5.1548e-06 |  | 1.8491e-05 |  | 0 |  | 1.3434e-05 |  | 0
|  |  | 1.5627e-05 |  | 0 |  | 4.2043e-05 |  | 2.9149e-05 |  | -0.00010746 |  | 0 |  | 4.5321e-05 |  | 0.001434 |  | 0.00048528 |  | 5.6835e-05 |  | 0.00091895 |  | 0.00049597 |  | -5.9486e-06 |  | 7.2362e-05 |  | 0 |  | 2.3088e-05 |  | 0
|  |  | 4.1383e-05 |  | 0 |  | 4.2044e-05 |  | 0.00017291 |  | -0.00014842 |  | 0 |  | 4.531e-05 |  | 0.0013757 |  | 0.00067067 |  | 5.6837e-05 |  | 0.00084596 |  | 0.00024962 |  | -5.7298e-06 |  | 8.6754e-05 |  | 0 |  | 3.5538e-05 |  | 0
|  |  | 5.0076e-05 |  | 0 |  | 8.2591e-05 |  | -9.2806e-06 |  | -3.2428e-05 |  | 0 |  | 7.2616e-05 |  | 0.0014579 |  | 0.00070494 |  | 0.00011051 |  | 0.00086303 |  | -9.605e-05 |  | -1.5672e-05 |  | 6.0265e-05 |  | 0 |  | 3.1122e-05 |  | 0
|  |  | 5.2343e-05 |  | 0 |  | 8.2594e-05 |  | -0.00013418 |  | -1.079e-05 |  | 0 |  | 7.2597e-05 |  | 0.0014305 |  | 0.00070336 |  | 0.00011051 |  | 0.0008965 |  | 3.8204e-05 |  | -2.2684e-05 |  | -5.1475e-05 |  | 0 |  | 2.7555e-05 |  | 0
|  |  | -2.9794e-05 |  | 0 |  | 0.00010765 |  | 3.8032e-05 |  | 1.3433e-05 |  | 0 |  | 6.9707e-05 |  | 0.0016007 |  | 0.000636 |  | 9.1499e-05 |  | 0.00085884 |  | 0.00057367 |  | -7.9855e-06 |  | -8.7331e-05 |  | 0 |  | 2.911e-05 |  | 0
|  |  | -0.00013951 |  | 0 |  | 0.00010765 |  | -1.7587e-05 |  | 3.1334e-07 |  | 0 |  | 6.9707e-05 |  | 0.0017363 |  | 0.00058136 |  | 9.1503e-05 |  | 0.00086585 |  | 0.00047065 |  | -1.5163e-05 |  | 1.6328e-06 |  | 0 |  | 1.5933e-05 |  | 0
|  |  | -7.8026e-05 |  | 0 |  | 6.1984e-05 |  | 6.08e-05 |  | -0.00011712 |  | 0 |  | 1.9413e-05 |  | 0.0014581 |  | 0.00064456 |  | 7.1529e-05 |  | 0.00079671 |  | -8.3166e-05 |  | -2.8501e-05 |  | 1.1826e-05 |  | 0 |  | 2.3301e-05 |  | 0
|  |  | 0.00013729 |  | 0 |  | 6.1987e-05 |  | 0.00012361 |  | -0.00019862 |  | 0 |  | 1.9413e-05 |  | 0.0014046 |  | 0.00051578 |  | 7.1531e-05 |  | 0.00076501 |  | -0.00022499 |  | -2.6627e-05 |  | -6.5248e-05 |  | 0 |  | 2.8135e-05 |  | 0
|  |  | 4.8249e-05 |  | 0 |  | 9.8768e-05 |  | 1.595e-05 |  | -0.00018302 |  | 0 |  | 1.4151e-05 |  | 0.0014071 |  | 0.00055281 |  | 5.8615e-05 |  | 0.00087789 |  | 8.3854e-05 |  | -1.9112e-05 |  | -0.00014585 |  | 0 |  | 1.7416e-05 |  | 0
|  |  | -1.3509e-06 |  | 0 |  | 9.8772e-05 |  | 7.0108e-05 |  | -9.3987e-05 |  | 0 |  | 1.4154e-05 |  | 0.0011716 |  | 0.00065288 |  | 5.8617e-05 |  | 0.00084229 |  | 0.00032522 |  | -2.4549e-05 |  | -0.00015181 |  | 0 |  | 2.188e-05 |  | 0
|  |  | 0.0002249 |  | 0 |  | 4.6281e-05 |  | -6.1042e-05 |  | -0.00012846 |  | 0 |  | 1.8377e-05 |  | 0.0010277 |  | 0.0005708 |  | 5.2064e-05 |  | 0.00080743 |  | 9.103e-05 |  | -4.4873e-05 |  | -8.7251e-05 |  | 0 |  | 2.1076e-05 |  | 0
|  |  | 0.00017752 |  | 0 |  | 4.6283e-05 |  | -7.6542e-05 |  | -0.00022332 |  | 0 |  | 1.8373e-05 |  | 0.0014215 |  | 0.00066644 |  | 5.2066e-05 |  | 0.00089145 |  | -0.00011151 |  | -3.0525e-05 |  | -5.9672e-05 |  | 0 |  | 2.3076e-05 |  | 0
|  |  | 9.2907e-05 |  | 0 |  | 0.00010499 |  | 6.1473e-05 |  | -0.00026337 |  | 0 |  | 5.7662e-05 |  | 0.001663 |  | 0.00056985 |  | 8.0571e-05 |  | 0.00085032 |  | -0.00027456 |  | -2.0747e-07 |  | -2.8071e-05 |  | 0 |  | 2.6124e-05 |  | 0
|  |  | -5.2184e-05 |  | 0 |  | 0.00010499 |  | -7.3323e-05 |  | -0.00029557 |  | 0 |  | 5.7662e-05 |  | 0.0014216 |  | 0.0003933 |  | 8.0573e-05 |  | 0.00079036 |  | -0.00023812 |  | 2.5499e-06 |  | -0.00011158 |  | 0 |  | 1.6635e-05 |  | 0
|  |  | -7.212e-05 |  | 0 |  | 6.0428e-05 |  | 3.3479e-05 |  | -0.00022038 |  | 0 |  | 7.3313e-06 |  | 0.0012206 |  | 0.00042478 |  | 4.3758e-05 |  | 0.00080647 |  | 0.00020533 |  | -2.5152e-05 |  | -0.00012101 |  | 0 |  | 1.5452e-05 |  | 0
|  |  | 8.8833e-05 |  | 0 |  | 6.0431e-05 |  | 0.00031713 |  | -0.00011841 |  | 0 |  | 7.3295e-06 |  | 0.0012123 |  | 0.00044016 |  | 4.376e-05 |  | 0.00085747 |  | 0.00038486 |  | -3.8669e-05 |  | 2.4642e-05 |  | 0 |  | 2.4562e-05 |  | 0
|  |  | 9.5022e-05 |  | 0 |  | 9.1699e-05 |  | 0.00025142 |  | 1.0147e-05 |  | 0 |  | 6.9752e-05 |  | 0.0015419 |  | 0.00045553 |  | 9.1542e-05 |  | 0.00090574 |  | -0.00011376 |  | 2.3295e-06 |  | 4.3618e-05 |  | 0 |  | 2.9403e-05 |  | 0
|  |  | 0.00011078 |  | 0 |  | 9.1702e-05 |  | 0.00011436 |  | 4.6962e-05 |  | 0 |  | 6.977e-05 |  | 0.0015169 |  | 0.00039836 |  | 9.1546e-05 |  | 0.00089273 |  | -3.1253e-05 |  | 1.5752e-05 |  | -4.2542e-05 |  | 0 |  | 2.5653e-05 |  | 0
|  |  | 0.00022778 |  | 0 |  | 9.3531e-05 |  | -0.0001254 |  | 4.4246e-05 |  | 0 |  | 0.00010119 |  | 0.0011256 |  | 0.00038018 |  | 8.0627e-05 |  | 0.00081589 |  | 1.4086e-05 |  | 1.3034e-05 |  | -2.1492e-05 |  | 0 |  | 3.0448e-05 |  | 0
|  |  | 0.0001985 |  | 0 |  | 9.3535e-05 |  | -0.0002394 |  | 5.6903e-05 |  | 0 |  | 0.00010119 |  | 0.0010471 |  | 0.00054686 |  | 8.063e-05 |  | 0.00077643 |  | 9.4992e-05 |  | 7.3371e-06 |  | 1.2512e-05 |  | 0 |  | 3.9896e-05 |  | 0
|  |  | -1.8131e-05 |  | 0 |  | 9.4746e-05 |  | -0.00011804 |  | -3.0299e-05 |  | 0 |  | 8.032e-06 |  | 0.0010816 |  | 0.00065185 |  | 0.00013176 |  | 0.00086596 |  | 0.00025468 |  | -1.7065e-05 |  | -3.433e-05 |  | 0 |  | 3.2663e-05 |  | 0
|  |  | -6.455e-05 |  | 0 |  | 9.475e-05 |  | 9.1741e-05 |  | -2.2136e-05 |  | 0 |  | 8.032e-06 |  | 0.0011851 |  | 0.0006601 |  | 0.00013177 |  | 0.0009448 |  | 0.00013556 |  | -4.888e-06 |  | -4.357e-05 |  | 0 |  | 1.5166e-05 |  | 0
|  |  | 9.4134e-05 |  | 0 |  | 0.00010883 |  | -0.00011325 |  | -0.00016189 |  | 0 |  | 1.016e-05 |  | 0.001209 |  | 0.0006328 |  | 0 |  | 0.00089088 |  | 0.00034447 |  | 2.0572e-05 |  | -5.9463e-05 |  | 0 |  | 2.0969e-05 |  | 0
|  |  | 2.3199e-06 |  | -0.00028338 |  | 0.00010883 |  | -6.7711e-05 |  | -0.00027301 |  | 0 |  | 1.0163e-05 |  | 0.0011507 |  | 0.00047268 |  | 0 |  | 0.0008171 |  | 0.00029553 |  | 1.587e-05 |  | -2.2635e-05 |  | 0 |  | 2.3488e-05 |  | 0
|  |  | -7.7357e-05 |  | -0.00028338 |  | 3.9782e-05 |  | 0.0002531 |  | -0.0001677 |  | 0 |  | 2.9793e-05 |  | 0.0011901 |  | 0.00045826 |  | 6.9955e-06 |  | 0.00081885 |  | 0 |  | -1.1728e-05 |  | -5.7715e-05 |  | 0 |  | 1.474e-05 |  | 0
|  |  | 0.00010721 |  | 0 |  | 3.9783e-05 |  | -0.00016189 |  | -5.7407e-05 |  | 0 |  | 2.9801e-05 |  | 0.0011021 |  | 0.00048188 |  | 6.9958e-06 |  | 0.00078637 |  | 0 |  | -2.0416e-05 |  | -2.0101e-06 |  | 0 |  | 2.0975e-05 |  | 0
|  |  | 0.00022399 |  | 0 |  | 0.00010625 |  | -7.569e-05 |  | -0.00011293 |  | 0 |  | 1.2014e-05 |  | 0.0012448 |  | 0.00052466 |  | 7.1146e-06 |  | 0.00079184 |  | 0 |  | -3.3367e-05 |  | 4.9284e-06 |  | 0 |  | 3.8092e-05 |  | 0
|  |  | 0.00025477 |  | 0 |  | 0.00010625 |  | 0.00012029 |  | -0.00012318 |  | 0 |  | 1.2014e-05 |  | 0.0012676 |  | 0.00061725 |  | 7.1148e-06 |  | 0.00089633 |  | 0 |  | -3.0461e-05 |  | -1.9221e-05 |  | 0 |  | 3.7839e-05 |  | 0
|  |  | 8.2382e-05 |  | 0 |  | 1.3289e-05 |  | -3.5007e-05 |  | -5.0332e-05 |  | 0 |  | 5.1903e-05 |  | 0.0010867 |  | 0.00053482 |  | 7.8216e-05 |  | 0.00090399 |  | 0 |  | -1.0307e-05 |  | -1.6117e-05 |  | 0 |  | 3.8405e-05 |  | 0
|  |  | 0.00013511 |  | 0 |  | 1.329e-05 |  | -7.4723e-05 |  | 1.0765e-05 |  | 0 |  | 5.1903e-05 |  | 0.0012462 |  | 0.00056162 |  | 7.8219e-05 |  | 0.00076585 |  | 0 |  | 4.0274e-06 |  | -7.3994e-05 |  | 0 |  | 4.1125e-05 |  | 0
|  |  | 0.00020002 |  | 0 |  | 0.0001192 |  | -6.3049e-05 |  | 7.1437e-05 |  | 0 |  | 0.00010339 |  | 0.0013879 |  | 0.00065306 |  | 9.4157e-05 |  | 0.00073803 |  | 0 |  | -8.3478e-07 |  | -4.6123e-05 |  | 0 |  | 3.3299e-05 |  | 0
|  |  | 5.5908e-05 |  | 0 |  | 0.0001192 |  | -8.724e-06 |  | -5.4445e-05 |  | 0 |  | 0.00010337 |  | 0.0014391 |  | 0.00056701 |  | 9.4161e-05 |  | 0.00083878 |  | 0 |  | -2.2898e-05 |  | -9.5712e-05 |  | 0 |  | 4.0649e-05 |  | 0
|  |  | 5.5324e-06 |  | 0 |  | 9.7472e-05 |  | 0.00011781 |  | -7.9278e-05 |  | 0 |  | 6.4851e-05 |  | 0.0012975 |  | 0.00064532 |  | 0.00014385 |  | 0.00086481 |  | 0 |  | -1.9516e-05 |  | -8.4641e-05 |  | 0 |  | 3.1197e-05 |  | 0
|  |  | -0.00014047 |  | 0 |  | 9.7475e-05 |  | 0.00019158 |  | -0.0001012 |  | 0 |  | 6.4851e-05 |  | 0.00093331 |  | 0.00073039 |  | 0.00014385 |  | 0.00091047 |  | 0 |  | -1.8877e-05 |  | -5.2615e-06 |  | 0 |  | 1.7334e-05 |  | 0
|  |  | 1.1602e-06 |  | 0 |  | 8.5948e-05 |  | 0.00014846 |  | -0.00011798 |  | 0 |  | 7.3195e-05 |  | 0.00099883 |  | 0.0006073 |  | 0 |  | 0.00086007 |  | 0 |  | -2.8815e-05 |  | 2.9294e-05 |  | 0 |  | 1.1079e-05 |  | 0
|  |  | 0.00021344 |  | 0 |  | 8.5951e-05 |  | 9.3774e-05 |  | -0.00014654 |  | 0 |  | 7.3195e-05 |  | 0.0013643 |  | 0.00047741 |  | 0 |  | 0.0007647 |  | 0 |  | -2.486e-05 |  | 2.4694e-05 |  | 0 |  | 1.3547e-05 |  | 0
|  |  | 5.2329e-05 |  | 0 |  | 8.9313e-05 |  | 2.4995e-06 |  | -3.97e-05 |  | 0 |  | 8.1941e-05 |  | 0.001237 |  | 0.00049975 |  | 0.00010618 |  | 0.00076145 |  | 0 |  | -4.4962e-06 |  | 3.1095e-05 |  | 0 |  | 3.0127e-05 |  | 0
|  |  | 0.00014954 |  | 0 |  | 8.9316e-05 |  | -0.00015107 |  | -1.4373e-05 |  | 0 |  | 8.1962e-05 |  | 0.0011454 |  | 0.00050777 |  | 0.00010619 |  | 0.00074535 |  | 0 |  | -1.276e-05 |  | -4.1314e-05 |  | 0 |  | 3.3094e-05 |  | 0
|  |  | 0.00020363 |  | 0 |  | 0.00011502 |  | -0.00021904 |  | 8.7485e-06 |  | 0 |  | 0.00010444 |  | 0.001124 |  | 0.00049989 |  | 9.9851e-05 |  | 0.00071834 |  | 0 |  | -1.8666e-05 |  | -4.8049e-05 |  | 0 |  | 4.3264e-05 |  | 0
|  |  | 7.7296e-08 |  | 0 |  | 0.00011503 |  | -9.4477e-05 |  | -1.3595e-05 |  | 0 |  | 0.00010447 |  | 0.0011145 |  | 0.00061897 |  | 9.9854e-05 |  | 0.00073711 |  | 0 |  | -2.0129e-05 |  | 1.775e-05 |  | 0 |  | 2.8043e-05 |  | 0
|  |  | -9.0046e-05 |  | 0 |  | 9.7525e-05 |  | 3.9018e-05 |  | -0.00019153 |  | 0 |  | 4.4901e-05 |  | 0.0012634 |  | 0.00070225 |  | 6.8204e-05 |  | 0.00073875 |  | 0 |  | -6.8073e-06 |  | 3.5249e-05 |  | 0 |  | 7.4979e-06 |  | 0
|  |  | -8.4618e-05 |  | 0 |  | 9.7529e-05 |  | 0.00043149 |  | -9.1821e-05 |  | 0 |  | 4.4901e-05 |  | 0.0011634 |  | 0.00057691 |  | 6.8206e-05 |  | 0.00074089 |  | 0 |  | -1.5587e-05 |  | 2.3129e-05 |  | 0 |  | 2.885e-05 |  | 0
|  |  | -0.00010229 |  | 0 |  | 2.9492e-05 |  | 0.00041148 |  | -3.127e-05 |  | 0 |  | 5.292e-05 |  | 0.0010789 |  | 0.00054164 |  | 0.00014315 |  | 0.00072753 |  | 0 |  | -3.3478e-05 |  | 5.964e-05 |  | 0 |  | 3.7381e-05 |  | 0
|  |  | -0.00011839 |  | 0 |  | 2.9493e-05 |  | -9.1934e-05 |  | -7.8525e-05 |  | 0 |  | 5.292e-05 |  | 0.0013159 |  | 0.0004907 |  | 0.00014316 |  | 0.00074475 |  | 0 |  | -1.6931e-05 |  | 6.8481e-05 |  | 0 |  | 3.3275e-05 |  | 0
|  |  | -7.5861e-05 |  | 0 |  | 7.0301e-05 |  | 2.3341e-05 |  | -0.00010201 |  | 0 |  | 4.4433e-05 |  | 0.0012909 |  | 0.00031243 |  | 7.691e-05 |  | 0.00083567 |  | 0 |  | -9.2325e-06 |  | -3.2195e-07 |  | 0 |  | 3.9123e-05 |  | 0
|  |  | -2.394e-05 |  | 0 |  | 7.0304e-05 |  | 0.00024813 |  | -0.00021166 |  | 0 |  | 4.4444e-05 |  | 0.001073 |  | 0.00022814 |  | 7.6913e-05 |  | 0.00080364 |  | 0 |  | -2.2262e-05 |  | 2.3648e-06 |  | 0 |  | 3.6991e-05 |  | 0
|  |  | 2.2546e-05 |  | 0 |  | 3.4148e-05 |  | 0.00033373 |  | -0.00036627 |  | 0 |  | 7.2445e-06 |  | 0.0011398 |  | 0.00013514 |  | 9.9708e-05 |  | 0.000737 |  | 0 |  | -3.3889e-05 |  | -1.6855e-05 |  | 0 |  | 3.1816e-05 |  | 0
|  |  | 9.297e-05 |  | 0 |  | 3.4149e-05 |  | 0.00023605 |  | -9.1408e-05 |  | 0 |  | 7.2426e-06 |  | 0.0010946 |  | 0.00041393 |  | 9.9712e-05 |  | 0.00070343 |  | 0 |  | 7.7163e-06 |  | -2.7857e-05 |  | 0 |  | 3.8654e-05 |  | 0
|  |  | 2.3178e-05 |  | 0 |  | 0.0001064 |  | -0.00015423 |  | 0.00014513 |  | 0 |  | 6.7979e-05 |  | 0.0011875 |  | 0.00056149 |  | 0.00010293 |  | 0.00076371 |  | 0 |  | -1.931e-06 |  | 3.0394e-05 |  | 0 |  | 3.3781e-05 |  | 0
|  |  | -5.8639e-05 |  | 0 |  | 0.00010641 |  | -0.00028147 |  | -9.1711e-05 |  | 0 |  | 6.7979e-05 |  | 0.0013424 |  | 0.00038684 |  | 0.00010293 |  | 0.0007944 |  | 0 |  | -4.1345e-05 |  | -5.9565e-06 |  | 0 |  | 2.8174e-05 |  | 0
|  |  | -0.00010728 |  | 0 |  | 0.00015038 |  | 6.0052e-05 |  | -8.6336e-05 |  | 0 |  | 0.00010982 |  | 0.0013913 |  | 0.0005706 |  | 5.0936e-05 |  | 0.00069783 |  | 0 |  | -2.4395e-05 |  | -5.9568e-06 |  | 0 |  | 2.8168e-05 |  | 0
|  |  | -0.00012507 |  | 0 |  | 0.00015038 |  | 0.00027602 |  | 1.2062e-05 |  | 0 |  | 0.0001098 |  | 0.0012675 |  | 0.00075174 |  | 5.0938e-05 |  | 0.00072566 |  | 0 |  | -6.6276e-06 |  | 2.3143e-05 |  | 0 |  | 3.2153e-05 |  | 0
|  |  | -8.4838e-05 |  | 0 |  | 2.1662e-05 |  | 0.00021579 |  | -0.00013174 |  | 0 |  | 6.2369e-05 |  | 0.0011353 |  | 0.00053863 |  | 0.00010297 |  | 0.00069664 |  | 0 |  | -2.5541e-05 |  | 3.506e-05 |  | 0 |  | 3.5889e-05 |  | 0
|  |  | 4.5743e-05 |  | 0 |  | 2.1662e-05 |  | -2.1967e-05 |  | -0.0001473 |  | 0 |  | 6.2385e-05 |  | 0.0012115 |  | 0.00045137 |  | 0.00010297 |  | 0.0006644 |  | 0 |  | -2.4532e-05 |  | 4.2559e-05 |  | 0 |  | 4.1136e-05 |  | 0
|  |  | 0.00014213 |  | 0 |  | 6.8157e-05 |  | -0.0002422 |  | -0.00014214 |  | 0 |  | 1.5084e-05 |  | 0.001133 |  | 0.00052049 |  | 2.7001e-05 |  | 0.00073164 |  | 0 |  | -2.1009e-05 |  | 5.4622e-06 |  | 0 |  | 3.3167e-05 |  | 0
|  |  | 0.00024293 |  | 0 |  | 6.816e-05 |  | -0.0003606 |  | -9.0159e-05 |  | 0 |  | 1.5084e-05 |  | 0.00099124 |  | 0.00047409 |  | 2.7002e-05 |  | 0.00077231 |  | 0 |  | -2.0936e-05 |  | -2.995e-05 |  | 0 |  | 1.4064e-05 |  | 0
|  |  | 0.00034613 |  | 0 |  | 9.5099e-05 |  | -0.00019378 |  | -2.6456e-05 |  | 0 |  | 2.5004e-05 |  | 0.0011247 |  | 0.00026949 |  | 7.199e-05 |  | 0.00073385 |  | 0 |  | -1.9339e-05 |  | -0.0001326 |  | 0 |  | 2.4258e-05 |  | 0
|  |  | 0.00012978 |  | 0 |  | 0.00013533 |  | 0.00018408 |  | 0.00013918 |  | 0 |  | 5.5484e-05 |  | 0.0014774 |  | 0.00051049 |  | 0.00017839 |  | 0.00080377 |  | 0 |  | 5.7782e-05 |  | 0.00012836 |  | 0 |  | 0.00015547 |  | 0
|  |  | -0.00011427 |  | 0 |  | 4.0226e-05 |  | -1.3678e-05 |  | -9.4777e-05 |  | 0 |  | 3.048e-05 |  | 0.0011332 |  | 0.00033839 |  | 0.0001064 |  | 0.00070253 |  | 0 |  | -1.5619e-05 |  | 3.5306e-05 |  | 0 |  | 2.2017e-05 |  | 0
|  |  | 0.00011247 |  | 0 |  | 2.2738e-05 |  | -0.00024185 |  | -0.0001306 |  | 0 |  | 4.2966e-05 |  | 0.0010057 |  | 0.00024406 |  | 8.1919e-05 |  | 0.00062014 |  | 0 |  | -1.5139e-06 |  | -1.2436e-05 |  | 0 |  | 1.3694e-05 |  | 0
|  |  | 0.00013174 |  | 0 |  | 2.2739e-05 |  | -0.00021618 |  | -9.1571e-05 |  | 0 |  | 4.2955e-05 |  | 0.00098541 |  | 0.00039084 |  | 8.1921e-05 |  | 0.00063092 |  | 0 |  | -1.0291e-05 |  | -2.5152e-05 |  | 0 |  | 1.58e-05 |  | 0
|  |  | 5.3083e-05 |  | 0 |  | 4.1153e-05 |  | -2.675e-05 |  | -0.00010835 |  | 0 |  | 2.952e-05 |  | 0.001032 |  | 0.00048935 |  | 1.7685e-05 |  | 0.00067639 |  | 0 |  | -8.1318e-06 |  | -9.9747e-05 |  | 0 |  | 1.3592e-05 |  | 0
|  |  | 9.4666e-05 |  | 0 |  | 4.1155e-05 |  | -0.00011479 |  | -0.0002189 |  | 0 |  | 2.952e-05 |  | 0.0010224 |  | 0.00041345 |  | 1.7685e-05 |  | 0.00073701 |  | 0 |  | -3.7316e-05 |  | -0.00012472 |  | 0 |  | 6.1248e-06 |  | 0
|  |  | -2.1638e-05 |  | 0 |  | 7.9548e-05 |  | 0.00019469 |  | -0.00010609 |  | 0 |  | 9.1311e-05 |  | 0.00087951 |  | 0.00040059 |  | 1.5973e-05 |  | 0.00078458 |  | 0 |  | -2.9538e-05 |  | 3.5756e-06 |  | 0 |  | 1.0899e-05 |  | 0
|  |  | -8.7736e-05 |  | 0 |  | 7.9551e-05 |  | 0.00025159 |  | -0.00011298 |  | 0 |  | 9.1311e-05 |  | 0.00077225 |  | 0.00035258 |  | 1.5973e-05 |  | 0.00072179 |  | 0 |  | -3.2568e-05 |  | 4.7674e-06 |  | 0 |  | 2.5884e-05 |  | 0
|  |  | 0.00018624 |  | 0 |  | 8.1794e-05 |  | 0.00023234 |  | -0.00024791 |  | 0 |  | 2.5933e-05 |  | 0.00090934 |  | 0.00037683 |  | 3.1996e-05 |  | 0.00064053 |  | 0 |  | -4.6114e-05 |  | -8.4007e-05 |  | 0 |  | 4.5054e-05 |  | 0
|  |  | 8.479e-05 |  | 0 |  | 8.1796e-05 |  | 0.00019054 |  | -0.00021414 |  | 0 |  | 2.594e-05 |  | 0.00091653 |  | 0.00044509 |  | 3.1997e-05 |  | 0.00073185 |  | 0 |  | -2.7627e-05 |  | -6.6636e-05 |  | 0 |  | 3.3555e-05 |  | 0
|  |  | -7.4914e-05 |  | 0 |  | 4.431e-05 |  | 9.6452e-05 |  | -0.00015368 |  | 0 |  | 2.5956e-05 |  | 0.00085336 |  | 0.00034406 |  | 4.2015e-05 |  | 0.00067965 |  | 0 |  | -1.2714e-05 |  | -5.2405e-05 |  | 0 |  | 1.9274e-05 |  | 0
|  |  | 0.00011286 |  | 0 |  | 4.4312e-05 |  | 0.00018921 |  | -0.00014652 |  | 0 |  | 2.5962e-05 |  | 0.0009178 |  | 0.00039276 |  | 4.2016e-05 |  | 0.00066996 |  | 0 |  | -1.5325e-05 |  | -4.0608e-05 |  | 0 |  | 2.4051e-05 |  | 0
|  |  | 0.00013887 |  | 0 |  | 9.1469e-05 |  | 0.00013457 |  | -0.00011484 |  | 0 |  | 6.3908e-05 |  | 0.00099528 |  | 0.00047588 |  | 9.2892e-05 |  | 0.00071974 |  | 0 |  | -2.0597e-05 |  | 1.1339e-06 |  | 0 |  | 3.6948e-05 |  | 0
|  |  | -3.9629e-05 |  | 0 |  | 9.1472e-05 |  | 9.1741e-05 |  | -9.0708e-05 |  | 0 |  | 6.3908e-05 |  | 0.0011253 |  | 0.00052199 |  | 9.2895e-05 |  | 0.00060297 |  | 0 |  | -5.6517e-06 |  | 5.1434e-05 |  | 0 |  | 2.5243e-05 |  | 0
|  |  | -4.8971e-05 |  | 0 |  | 5.3851e-05 |  | -4.6871e-05 |  | -8.9475e-05 |  | 0 |  | 6.3374e-05 |  | 0.001229 |  | 0.00058745 |  | 9.1945e-05 |  | 0.00066497 |  | 0 |  | -1.0571e-05 |  | 3.1511e-05 |  | 0 |  | 1.3053e-05 |  | 0
|  |  | -5.8017e-06 |  | 0 |  | 5.3853e-05 |  | -0.00034376 |  | -0.00015716 |  | 0 |  | 6.3374e-05 |  | 0.0010896 |  | 0.00049895 |  | 9.1948e-05 |  | 0.0006233 |  | 0 |  | -4.6925e-06 |  | 6.7319e-05 |  | 0 |  | 2.6562e-05 |  | 0
|  |  | -3.2416e-05 |  | 0 |  | 0.00010309 |  | -0.00020968 |  | -0.00013103 |  | 0 |  | 7.0587e-05 |  | 0.00087143 |  | 0.00045282 |  | 0.00017013 |  | 0.00060023 |  | 0 |  | -1.2927e-05 |  | 9.1981e-05 |  | 0 |  | 3.3405e-05 |  | 0
|  |  | -0.0001465 |  | 0 |  | 0.00010309 |  | 1.2301e-05 |  | -8.3574e-05 |  | 0 |  | 7.0569e-05 |  | 0.00069386 |  | 0.00041477 |  | 0.00017014 |  | 0.00069764 |  | 0 |  | -2.5973e-05 |  | -2.4497e-05 |  | 0 |  | 3.0256e-05 |  | 0
|  |  | -2.9045e-05 |  | 0 |  | 9.497e-05 |  | 2.6359e-05 |  | -0.00020459 |  | 0 |  | 3.5247e-05 |  | 0.00084527 |  | 0.0002475 |  | 4.8189e-05 |  | 0.00069408 |  | 0 |  | -2.0347e-05 |  | -1.6258e-05 |  | 0 |  | 1.9794e-05 |  | 0
|  |  | -0.00011621 |  | 0 |  | 9.4974e-05 |  | 0.00018884 |  | -0.00026135 |  | 0 |  | 3.5247e-05 |  | 0.00087396 |  | 0.00033823 |  | 4.8191e-05 |  | 0.00068717 |  | 0 |  | -2.1796e-05 |  | -7.945e-05 |  | 0 |  | 1.7923e-05 |  | 0
|  |  | -0.0003715 |  | 0 |  | 6.2469e-05 |  | -2.7626e-05 |  | -6.0311e-05 |  | 0 |  | 0.0001249 |  | 0.0009133 |  | 0.00050486 |  | 0.00015566 |  | 0.00057901 |  | 0 |  | -1.4627e-06 |  | -0.00011519 |  | 0 |  | 2.0708e-05 |  | 0
|  |  | -5.9524e-05 |  | 0 |  | 6.2471e-05 |  | -0.00040237 |  | 0.00014328 |  | 0 |  | 0.0001249 |  | 0.0011315 |  | 0.00057856 |  | 0.00015567 |  | 0.00054175 |  | 0 |  | 1.7091e-05 |  | -3.7819e-06 |  | 0 |  | 3.0979e-05 |  | 0
|  |  | 9.8492e-05 |  | 0 |  | 0.00010326 |  | -0.00027455 |  | 6.99e-05 |  | 0 |  | 6.3296e-05 |  | 0.0011137 |  | 0.00056733 |  | 7.2563e-05 |  | 0.00055927 |  | 0 |  | 2.109e-06 |  | 3.8669e-05 |  | 0 |  | 2.6853e-05 |  | 0
|  |  | -6.6934e-06 |  | 0 |  | 0.00010326 |  | -0.00015912 |  | -3.6235e-05 |  | 0 |  | 6.3296e-05 |  | 0.00087168 |  | 0.00052915 |  | 7.2566e-05 |  | 0.00055112 |  | 0 |  | -1.7994e-05 |  | 1.8927e-05 |  | 0 |  | 9.1905e-06 |  | 0
|  |  | 0.00013707 |  | 0 |  | 4.8053e-05 |  | -0.00017826 |  | -0.0001084 |  | 0 |  | 4.1379e-05 |  | 0.00083233 |  | 0.0004805 |  | 9.4287e-05 |  | 0.00055241 |  | 0 |  | -3.704e-05 |  | -9.4648e-05 |  | 0 |  | 2.0332e-05 |  | 0
|  |  | 0.0002027 |  | 0 |  | 4.8055e-05 |  | -0.00019049 |  | -0.00016981 |  | 0 |  | 4.1369e-05 |  | 0.0010494 |  | 0.00034525 |  | 9.429e-05 |  | 0.00061038 |  | 0 |  | -3.1367e-05 |  | -6.2964e-05 |  | 0 |  | 3.1107e-05 |  | 0
|  |  | 9.4645e-05 |  | 0 |  | 7.5629e-05 |  | 0.00032836 |  | -0.00013542 |  | 0 |  | 1.5498e-05 |  | 0.0011782 |  | 0.00031388 |  | 4.4443e-05 |  | 0.00060239 |  | 0 |  | -2.6535e-05 |  | -2.3577e-05 |  | 0 |  | 2.2533e-05 |  | 0
|  |  | 0.00021048 |  | 0 |  | 7.5631e-05 |  | 0.00047479 |  | -2.3606e-05 |  | 0 |  | 1.5498e-05 |  | 0.0013274 |  | 0.00034708 |  | 4.4444e-05 |  | 0.00052296 |  | 0 |  | -2.8854e-05 |  | -4.5755e-05 |  | 0 |  | 2.0524e-05 |  | 0
|  |  | 0.00026982 |  | 0 |  | 1.4017e-05 |  | 0.00028262 |  | -9.6022e-06 |  | 0 |  | 4.8574e-05 |  | 0.00099825 |  | 0.00030105 |  | 7.678e-05 |  | 0.0005809 |  | 0 |  | -9.509e-06 |  | -2.7344e-05 |  | 0 |  | 1.7834e-05 |  | 0
|  |  | 0.00016389 |  | 0 |  | 1.4017e-05 |  | 0.00017936 |  | -8.4816e-05 |  | 0 |  | 4.8574e-05 |  | 0.0006166 |  | 0.00010211 |  | 7.6782e-05 |  | 0.00061216 |  | 0 |  | 1.3132e-06 |  | -9.2209e-06 |  | 0 |  | 1.7644e-05 |  | 0
|  |  | 2.2133e-05 |  | 0 |  | 1.8153e-05 |  | -9.0826e-06 |  | -0.00021674 |  | 0 |  | 1.0844e-05 |  | 0.00080988 |  | 0.00023792 |  | 1.9544e-05 |  | 0.00056891 |  | 0 |  | -1.9571e-05 |  | 5.2528e-05 |  | 0 |  | 2.4089e-05 |  | 0
|  |  | -0.000215 |  | 0 |  | 1.8153e-05 |  | -7.3245e-05 |  | -0.00024182 |  | 0 |  | 1.0842e-05 |  | 0.00086951 |  | 0.00043106 |  | 1.9544e-05 |  | 0.00050641 |  | 0 |  | -4.108e-05 |  | 7.189e-05 |  | 0 |  | 3.8588e-05 |  | 0
|  |  | -0.00015309 |  | 0 |  | 4.9877e-05 |  | 2.6838e-05 |  | -0.00016716 |  | 0 |  | 6.2551e-05 |  | 0.00085524 |  | 0.0002696 |  | 7.7878e-05 |  | 0.00051219 |  | 0 |  | -2.1314e-05 |  | -2.0341e-05 |  | 0 |  | 3.2578e-05 |  | 0
|  |  | 6.9666e-05 |  | 0 |  | 4.9879e-05 |  | 0.00014361 |  | -0.00014279 |  | 0 |  | 6.2535e-05 |  | 0.00092207 |  | 0.00025585 |  | 7.7881e-05 |  | 0.00063142 |  | 0 |  | 7.4616e-06 |  | -1.5131e-05 |  | 0 |  | 1.8556e-05 |  | 0
|  |  | 4.575e-05 |  | 0 |  | 4.8798e-05 |  | 0.00055857 |  | -0.00012746 |  | 0 |  | 5.6817e-05 |  | 0.00080401 |  | 0.0002458 |  | 1.7791e-05 |  | 0.00069171 |  | 0 |  | -7.7232e-06 |  | -1.6528e-05 |  | 0 |  | 2.6939e-05 |  | 0
|  |  | -2.0271e-05 |  | 0 |  | 4.8799e-05 |  | 0.00064744 |  | -0.00014879 |  | 0 |  | 5.6817e-05 |  | 0.00078254 |  | 0.00018938 |  | 1.7792e-05 |  | 0.00057162 |  | 0 |  | -3.7355e-05 |  | -3.3299e-05 |  | 0 |  | 1.4483e-05 |  | 0
|  |  | -1.1403e-05 |  | 0 |  | 0.00010036 |  | 6.8604e-05 |  | -0.00012701 |  | 0 |  | 0 |  | 0.00067166 |  | 0.00017299 |  | 7.298e-05 |  | 0.00052443 |  | 0 |  | -4.3224e-05 |  | -7.9437e-05 |  | 0 |  | 1.5903e-05 |  | 0
|  |  | 2.1259e-05 |  | 0 |  | 0.00010036 |  | 0.00011917 |  | -6.7193e-05 |  | 0 |  | 0 |  | 0.00063706 |  | 0.00029115 |  | 7.2983e-05 |  | 0.00051826 |  | 0 |  | -4.0476e-05 |  | -4.963e-05 |  | 0 |  | 2.2315e-05 |  | 0
|  |  | -8.7646e-05 |  | 0 |  | 4.1148e-05 |  | -2.7563e-05 |  | -0.0001458 |  | 0 |  | 1.5371e-05 |  | 0.00086138 |  | 0.00032374 |  | 6.3879e-05 |  | 0.00049603 |  | 0 |  | -3.7051e-05 |  | 1.3891e-06 |  | 0 |  | 2.0012e-05 |  | 0
|  |  | -8.1013e-05 |  | 0 |  | 4.1149e-05 |  | 1.2732e-06 |  | -0.00013361 |  | 0 |  | 1.5375e-05 |  | 0.00093181 |  | 0.00029787 |  | 6.3881e-05 |  | 0.00055598 |  | 0 |  | -3.2393e-05 |  | -1.634e-05 |  | 0 |  | 1.7628e-05 |  | 0
|  |  | -0.00020629 |  | 0 |  | 2.6732e-05 |  | 0.0003031 |  | -0.00011533 |  | 0 |  | 5.4777e-05 |  | 0.00074691 |  | 0.00042526 |  | 1.5784e-05 |  | 0.0005415 |  | 0 |  | -4.9294e-05 |  | -3.0204e-05 |  | 0 |  | 1.1733e-05 |  | 0
|  |  | -0.00032904 |  | 0 |  | 2.6733e-05 |  | 0.00010231 |  | -0.00010089 |  | 0 |  | 5.4791e-05 |  | 0.00073501 |  | 0.00045335 |  | 1.5785e-05 |  | 0.00048077 |  | 0 |  | -4.1146e-05 |  | -3.2226e-05 |  | 0 |  | 2.1536e-05 |  | 0
|  |  | -0.00022139 |  | 0 |  | 0.00012343 |  | 0.00016343 |  | -0.00011513 |  | 0 |  | 1.2729e-05 |  | 0.0010608 |  | 0.00040909 |  | 4.3408e-05 |  | 0.00045055 |  | 0 |  | -2.2183e-05 |  | -2.8465e-05 |  | 0 |  | 1.722e-05 |  | 0
|  |  | -9.6943e-05 |  | 0 |  | 0.00012343 |  | 0.000218 |  | -0.00012808 |  | 0 |  | 1.2729e-05 |  | 0.001037 |  | 0.00041257 |  | 4.3409e-05 |  | 0.00053348 |  | 0 |  | -2.8268e-05 |  | -1.6807e-05 |  | 0 |  | 1.9862e-05 |  | 0
|  |  | 2.2601e-05 |  | 0 |  | 7.7592e-05 |  | -1.383e-05 |  | -0.00012157 |  | 0 |  | 1.7307e-05 |  | 0.00065989 |  | 0.00037049 |  | 5.2627e-05 |  | 0.00055531 |  | 0 |  | -5.4032e-05 |  | 8.0846e-06 |  | 0 |  | 2.9802e-05 |  | 0
|  |  | 1.0493e-05 |  | 0 |  | 7.7595e-05 |  | -5.2787e-05 |  | -0.00022441 |  | 0 |  | 1.7312e-05 |  | 0.00081625 |  | 0.00027305 |  | 5.2629e-05 |  | 0.00053092 |  | 0 |  | -4.6339e-05 |  | -0.00010741 |  | 0 |  | 3.2195e-05 |  | 0
|  |  | 1.0044e-05 |  | 0 |  | 6.9007e-05 |  | 9.1748e-05 |  | -0.00014043 |  | 0 |  | 2.4779e-05 |  | 0.00095349 |  | 0.00036509 |  | 7.7129e-05 |  | 0.00055695 |  | 0 |  | -3.4387e-05 |  | -8.8187e-05 |  | 0 |  | 2.2032e-05 |  | 0
|  |  | -9.3042e-05 |  | 0 |  | 6.9009e-05 |  | 0.00053432 |  | -0.00015157 |  | 0 |  | 2.4785e-05 |  | 0.00071249 |  | 0.00049581 |  | 7.7131e-05 |  | 0.00065645 |  | 0 |  | -6.1572e-05 |  | -6.3129e-05 |  | 0 |  | 7.1545e-06 |  | 0
|  |  | -0.00025009 |  | 0 |  | 7.56e-05 |  | 0.00051301 |  | -0.00028909 |  | 0 |  | 4.3196e-05 |  | 0.0006194 |  | 0.00042635 |  | 0.00010287 |  | 0.00064616 |  | 0 |  | -5.0055e-05 |  | -0.00011491 |  | 0 |  | 1.883e-05 |  | 0
|  |  | -0.0002221 |  | 0 |  | 7.5602e-05 |  | 0.00016202 |  | -0.00011592 |  | 0 |  | 4.3196e-05 |  | 0.00067316 |  | 0.00041597 |  | 0.00010288 |  | 0.00054909 |  | 0 |  | -1.5344e-05 |  | -2.0431e-05 |  | 0 |  | 3.4891e-05 |  | 0
|  |  | -8.8624e-05 |  | 0 |  | 6.6298e-05 |  | -1.1675e-05 |  | -7.9046e-05 |  | 0 |  | 1.8814e-05 |  | 0.00064332 |  | 0.00041362 |  | 6.604e-05 |  | 0.00056048 |  | 0 |  | -9.7248e-06 |  | 4.8065e-05 |  | 0 |  | 3.5949e-05 |  | 0
|  |  | -7.4684e-05 |  | 0 |  | 6.6301e-05 |  | -9.0346e-05 |  | -0.00013198 |  | 0 |  | 1.8814e-05 |  | 0.00081642 |  | 0.00024398 |  | 6.6042e-05 |  | 0.00058282 |  | 0 |  | -2.1971e-05 |  | -5.358e-05 |  | 0 |  | 2.9043e-05 |  | 0
|  |  | -7.9585e-05 |  | 0 |  | 0.00013005 |  | -0.00035005 |  | -6.6962e-05 |  | 0 |  | 6.1918e-05 |  | 0.00082478 |  | 0.000311 |  | 3.2024e-05 |  | 0.00059329 |  | 0 |  | -1.7764e-05 |  | -8.1165e-05 |  | 0 |  | 2.5238e-05 |  | 0
|  |  | 7.616e-05 |  | 0 |  | 0.00013005 |  | -0.0005233 |  | -4.1178e-05 |  | 0 |  | 6.1933e-05 |  | 0.00061117 |  | 0.00036033 |  | 3.2025e-05 |  | 0.00057773 |  | 0 |  | -2.992e-05 |  | 1.986e-05 |  | 0 |  | 1.1444e-05 |  | 0
|  |  | 5.4693e-05 |  | 0 |  | 0.00012021 |  | -7.8871e-05 |  | -5.2047e-05 |  | 0 |  | 7.0322e-05 |  | 0.00073651 |  | 0.00026824 |  | 7.6615e-05 |  | 0.00056921 |  | 0 |  | -3.7404e-05 |  | 0.00010342 |  | 0 |  | 1.8025e-05 |  | 0
|  |  | 1.7352e-05 |  | 0 |  | 0.00012021 |  | 0.00017 |  | -0.00012206 |  | 0 |  | 7.034e-05 |  | 0.00077716 |  | 0.00029921 |  | 7.6618e-05 |  | 0.00051082 |  | 0 |  | -1.7489e-05 |  | 7.7904e-05 |  | 0 |  | 1.943e-05 |  | 0
|  |  | 0.00019055 |  | 0 |  | 8.3688e-05 |  | 0.00015871 |  | -0.00015009 |  | 0 |  | 4.4156e-05 |  | 0.0007127 |  | 0.00037849 |  | 7.0953e-05 |  | 0.00047164 |  | 0 |  | -8.5588e-06 |  | -8.9812e-06 |  | 0 |  | 6.8401e-06 |  | 0
|  |  | 7.9108e-05 |  | 0 |  | 8.3691e-05 |  | 0.00022045 |  | -0.00016218 |  | 0 |  | 4.4156e-05 |  | 0.00071034 |  | 0.00040324 |  | 7.0956e-05 |  | 0.0006019 |  | 0 |  | -1.1833e-05 |  | -1.5443e-05 |  | 0 |  | 2.2864e-05 |  | 0
|  |  | -4.4605e-05 |  | 0 |  | 0.00011877 |  | 2.597e-05 |  | -2.1812e-05 |  | 0 |  | 2.3025e-05 |  | 0.00072467 |  | 0.00046056 |  | 0.00013187 |  | 0.00059775 |  | 0 |  | -2.5752e-05 |  | -2.1707e-06 |  | 0 |  | 3.3808e-05 |  | 0
|  |  | -0.00018071 |  | 0 |  | 0.00011877 |  | -0.00023197 |  | 2.4811e-05 |  | 0 |  | 2.3025e-05 |  | 0.00095635 |  | 0.00040012 |  | 0.00013188 |  | 0.00048835 |  | 0 |  | -4.1993e-05 |  | -5.3327e-05 |  | 0 |  | 2.537e-05 |  | 0
|  |  | -0.00025231 |  | 0 |  | 5.0647e-05 |  | -0.00023823 |  | -6.8607e-05 |  | 0 |  | 2.9185e-05 |  | 0.00096232 |  | 0.00031395 |  | 5.044e-05 |  | 0.00048387 |  | 0 |  | -3.9539e-05 |  | -5.1231e-05 |  | 0 |  | 1.226e-05 |  | 0
|  |  | -0.0001755 |  | 0 |  | 5.0649e-05 |  | -0.00022743 |  | -0.00017498 |  | 0 |  | 2.9193e-05 |  | 0.00091106 |  | 0.00038873 |  | 5.0442e-05 |  | 0.00047236 |  | 0 |  | -2.1957e-05 |  | -1.7212e-05 |  | 0 |  | 2.2939e-05 |  | 0
|  |  | 8.3783e-05 |  | 0 |  | 8.2698e-05 |  | -0.00019153 |  | -0.00019325 |  | 0 |  | 2.2789e-05 |  | 0.0010054 |  | 0.00025548 |  | 0 |  | 0.00036813 |  | 0 |  | -3.5574e-05 |  | -8.7605e-05 |  | 0 |  | 2.4489e-05 |  | 0
|  |  | 8.0292e-05 |  | 0 |  | 8.27e-05 |  | -0.00010677 |  | -0.00022351 |  | 0 |  | 2.2783e-05 |  | 0.00075703 |  | 0.00011559 |  | 0 |  | 0.00035294 |  | 0 |  | -4.9123e-05 |  | -2.9384e-05 |  | 0 |  | 2.2346e-05 |  | 0
|  |  | -0.00011858 |  | 0 |  | 1.6544e-05 |  | 7.7072e-05 |  | -0.00019781 |  | 0 |  | 2.6719e-05 |  | 0.0007559 |  | 0.00022715 |  | 4.3665e-05 |  | 0.00050809 |  | 0 |  | -2.2768e-05 |  | 3.9678e-05 |  | 0 |  | 2.6009e-05 |  | 0
|  |  | 0.00013294 |  | 0 |  | 1.6545e-05 |  | -9.7887e-05 |  | -6.2051e-05 |  | 0 |  | 2.6719e-05 |  | 0.00086221 |  | 0.00042333 |  | 4.3666e-05 |  | 0.00051815 |  | 0 |  | -1.5702e-05 |  | 3.4424e-05 |  | 0 |  | 3.1586e-05 |  | 0
|  |  | 8.3185e-05 |  | 0 |  | 0.00012526 |  | -0.00010659 |  | -0.00012925 |  | 0 |  | 6.7545e-05 |  | 0.00075354 |  | 0.00030205 |  | 3.5817e-07 |  | 0.0004577 |  | 0 |  | -3.6403e-05 |  | 8.7005e-05 |  | 0 |  | 3.2724e-05 |  | 0
|  |  | -3.3954e-05 |  | 0 |  | 0.00012526 |  | 6.8382e-05 |  | -0.00016364 |  | 0 |  | 6.7528e-05 |  | 0.00080254 |  | 0.00017734 |  | 3.5818e-07 |  | 0.0004456 |  | 0 |  | -2.5416e-05 |  | 7.8101e-05 |  | 0 |  | 2.1231e-05 |  | 0
|  |  | -4.4253e-05 |  | 0 |  | 0.00010749 |  | 9.9042e-07 |  | -0.00016506 |  | 0 |  | 4.8101e-05 |  | 0.00077271 |  | 0.00022237 |  | 7.4632e-05 |  | 0.00045627 |  | 0 |  | -1.4341e-05 |  | 9.6018e-05 |  | 0 |  | 2.3441e-05 |  | 0
|  |  | -1.9325e-05 |  | 0 |  | 0.00010749 |  | 0.00026908 |  | -6.6173e-05 |  | 0 |  | 4.8089e-05 |  | 0.00065928 |  | 0.00018982 |  | 7.4634e-05 |  | 0.00049288 |  | 0 |  | -2.0404e-05 |  | 9.9525e-05 |  | 0 |  | 3.1982e-05 |  | 0
|  |  | -9.2181e-05 |  | 0 |  | 9.3259e-05 |  | 0.00023127 |  | -2.1012e-05 |  | 0 |  | 7.6602e-05 |  | 0.00073214 |  | 0.00027651 |  | 4.9725e-05 |  | 0.00048802 |  | 0 |  | -5.0074e-06 |  | 9.4752e-05 |  | 0 |  | 3.4212e-05 |  | 0
|  |  | -0.00014865 |  | 0 |  | 9.3263e-05 |  | -0.00029806 |  | -5.2431e-05 |  | 0 |  | 7.6602e-05 |  | 0.00065575 |  | 0.00030588 |  | 4.9727e-05 |  | 0.00043575 |  | 0 |  | -1.4711e-05 |  | 6.0291e-05 |  | 0 |  | 3.3546e-05 |  | 0
|  |  | -6.2469e-05 |  | 0 |  | 0.0001135 |  | -0.00017934 |  | -6.8972e-05 |  | 0 |  | 1.5993e-05 |  | 0.00080625 |  | 0.0002256 |  | 2.8948e-05 |  | 0.00041381 |  | 0 |  | -1.6803e-05 |  | -4.001e-05 |  | 0 |  | 2.8404e-05 |  | 0
|  |  | -0.00020028 |  | 0 |  | 0.00011351 |  | 8.7479e-05 |  | -0.00013723 |  | 0 |  | 1.5993e-05 |  | 0.0010201 |  | 0.00022874 |  | 2.8949e-05 |  | 0.00042051 |  | 0 |  | -9.1539e-06 |  | -0.00013734 |  | 0 |  | 2.8129e-05 |  | 0
|  |  | -0.00015098 |  | 0 |  | 6.3328e-05 |  | 1.6461e-05 |  | -3.871e-05 |  | 0 |  | 8.6182e-05 |  | 0.00071554 |  | 0.00017401 |  | 0.00011473 |  | 0.00046511 |  | 0 |  | -1.3088e-05 |  | -7.5787e-05 |  | 0 |  | 2.7961e-05 |  | 0
|  |  | -1.7619e-05 |  | 0 |  | 6.333e-05 |  | 0.00016048 |  | 4.0049e-05 |  | 0 |  | 8.6204e-05 |  | 0.00059013 |  | 0.000274 |  | 0.00011474 |  | 0.00051442 |  | 0 |  | -6.1825e-06 |  | 2.2826e-05 |  | 0 |  | 3.3948e-05 |  | 0
|  |  | 7.1685e-05 |  | 0 |  | 3.2059e-05 |  | 0.00015937 |  | -4.8806e-05 |  | 0 |  | 3.195e-05 |  | 0.00057102 |  | 0.00040635 |  | 8.4162e-05 |  | 0.00049352 |  | 0 |  | -2.5386e-05 |  | -2.9259e-05 |  | 0 |  | 4.474e-05 |  | 0
|  |  | 0.00017195 |  | 0 |  | 3.2061e-05 |  | 2.4219e-05 |  | -0.00018213 |  | 0 |  | 3.1958e-05 |  | 0.0006081 |  | 0.0003064 |  | 8.4165e-05 |  | 0.00045501 |  | 0 |  | -3.1689e-05 |  | -3.106e-05 |  | 0 |  | 2.1051e-05 |  | 0
|  |  | 0.0002127 |  | 0 |  | 0.00013204 |  | -4.9297e-05 |  | -0.00016623 |  | 0 |  | 5.28e-05 |  | 0.00065589 |  | 0.00013447 |  | 9.0279e-05 |  | 0.00050718 |  | 0 |  | -1.6294e-05 |  | 6.6282e-06 |  | 0 |  | 1.8233e-07 |  | 0
|  |  | -2.3285e-06 |  | 0 |  | 0.00013204 |  | -8.2623e-05 |  | -4.5684e-05 |  | 0 |  | 5.28e-05 |  | 0.00075867 |  | 0.00025769 |  | 9.0282e-05 |  | 0.00051394 |  | 0 |  | -2.3268e-05 |  | -6.2721e-05 |  | 0 |  | 1.3966e-05 |  | 0
|  |  | -0.00024918 |  | 0 |  | 0.00011688 |  | -7.2224e-07 |  | -7.8888e-05 |  | 0 |  | 6.1321e-05 |  | 0.00079813 |  | 0.00028391 |  | 8.1238e-05 |  | 0.00048112 |  | 0 |  | -3.1248e-05 |  | -8.1693e-05 |  | 0 |  | 2.4495e-05 |  | 0
|  |  | -0.0002096 |  | 0 |  | 0.00011689 |  | 0.00011369 |  | -0.00025289 |  | 0 |  | 6.1321e-05 |  | 0.00067867 |  | 5.5044e-05 |  | 8.1241e-05 |  | 0.00054681 |  | 0 |  | -3.3289e-05 |  | -3.711e-05 |  | 0 |  | 2.6895e-05 |  | 0
|  |  | -9.6965e-05 |  | 0 |  | 8.1028e-05 |  | 8.1838e-05 |  | -0.0001862 |  | 0 |  | 8.0125e-05 |  | 0.00066553 |  | 0.00022368 |  | 0.00018274 |  | 0.00054437 |  | 0 |  | -4.55e-06 |  | 6.7284e-05 |  | 0 |  | 3.2977e-05 |  | 0
|  |  | -6.3218e-05 |  | 0 |  | 8.1031e-05 |  | -9.5495e-05 |  | -6.8617e-05 |  | 0 |  | 8.0146e-05 |  | 0.00049514 |  | 0.00038755 |  | 0.00018275 |  | 0.0005087 |  | 0 |  | 4.3595e-06 |  | 0.00013656 |  | 0 |  | 1.2812e-05 |  | 0
|  |  | -3.9738e-05 |  | 0 |  | 5.7249e-05 |  | -0.00013563 |  | -7.3394e-05 |  | 0 |  | 5.1348e-05 |  | 0.0005334 |  | 0.00034499 |  | 9.8392e-05 |  | 0.00043012 |  | 0 |  | -1.5529e-05 |  | 9.1897e-06 |  | 0 |  | -1.7547e-06 |  | 0
|  |  | -0.00013408 |  | 0 |  | 5.7251e-05 |  | 0.00031289 |  | -0.00012465 |  | 0 |  | 5.1361e-05 |  | 0.00058197 |  | 0.00014273 |  | 9.8395e-05 |  | 0.00036186 |  | 0 |  | -3.9007e-05 |  | -6.5725e-05 |  | 0 |  | 1.1104e-05 |  | 0
|  |  | -0.00025592 |  | 0 |  | 2.146e-06 |  | 0.00033557 |  | -0.00023534 |  | 0 |  | 4.5201e-05 |  | 0.00066564 |  | 0.00010696 |  | 2.5612e-05 |  | 0.00034541 |  | 0 |  | -3.5962e-05 |  | -2.4542e-05 |  | 0 |  | 1.5674e-05 |  | 0
|  |  | -0.00015934 |  | 0 |  | 2.1461e-06 |  | -0.00014167 |  | -0.00017117 |  | 0 |  | 4.5201e-05 |  | 0.00095249 |  | 0.00026868 |  | 2.5613e-05 |  | 0.00047458 |  | 0 |  | -1.5032e-05 |  | -4.0793e-05 |  | 0 |  | 1.5424e-05 |  | 0
|  |  | 0.00010132 |  | 0 |  | 7.2824e-05 |  | -8.5935e-05 |  | -0.00013753 |  | 0 |  | 1.5927e-05 |  | 0.00093218 |  | 0.00033073 |  | 6.5197e-05 |  | 0.00058544 |  | 0 |  | -2.7915e-05 |  | -5.9339e-05 |  | 0 |  | 2.1275e-05 |  | 0
|  |  | -1.281e-05 |  | 0 |  | 7.2827e-05 |  | 3.6606e-06 |  | -0.00020391 |  | 0 |  | 1.5931e-05 |  | 0.00074219 |  | 0.00041701 |  | 6.52e-05 |  | 0.00046643 |  | 0 |  | -2.9559e-05 |  | -4.7216e-05 |  | 0 |  | 1.0925e-05 |  | 0
|  |  | -8.3873e-05 |  | 0 |  | 9.7472e-05 |  | 0.00016711 |  | -0.00016277 |  | 0 |  | 1.2156e-05 |  | 0.00063107 |  | 0.00025359 |  | 0.00010453 |  | 0.00046529 |  | 0 |  | -2.7045e-05 |  | -8.5433e-05 |  | 0 |  | 4.9528e-06 |  | 0
|  |  | 8.9563e-05 |  | 0 |  | 9.7475e-05 |  | -8.5796e-06 |  | -7.817e-05 |  | 0 |  | 1.2159e-05 |  | 0.00047984 |  | 0.00015309 |  | 0.00010453 |  | 0.00050212 |  | 0 |  | -7.1189e-06 |  | -0.0001119 |  | 0 |  | 2.3479e-05 |  | 0
|  |  | 7.6753e-05 |  | 0 |  | 5.2155e-05 |  | -0.00010786 |  | -8.3727e-05 |  | 0 |  | 4.2186e-05 |  | 0.00031013 |  | 0.00022381 |  | 9.0371e-05 |  | 0.00042186 |  | 0 |  | -1.8036e-06 |  | -5.6991e-05 |  | 0 |  | 2.3062e-05 |  | 0
|  |  | 2.9121e-05 |  | 0 |  | 5.2157e-05 |  | 8.8867e-05 |  | -0.00011947 |  | 0 |  | 4.2196e-05 |  | 0.00053549 |  | 0.00039297 |  | 9.0374e-05 |  | 0.0004125 |  | 0 |  | -1.8408e-07 |  | -4.5876e-06 |  | 0 |  | 1.885e-05 |  | 0
|  |  | 2.3297e-05 |  | 0 |  | 1.6924e-05 |  | -5.6237e-05 |  | -0.00011049 |  | 0 |  | 7.6512e-05 |  | 0.0007722 |  | 0.00037003 |  | 7.9205e-05 |  | 0.00047868 |  | 0 |  | -7.5644e-06 |  | 3.209e-05 |  | 0 |  | 2.1148e-05 |  | 0
|  |  | -4.5429e-05 |  | 0 |  | 1.6925e-05 |  | -6.9716e-05 |  | -0.00014698 |  | 0 |  | 7.6512e-05 |  | 0.00067902 |  | 0.00023788 |  | 7.9208e-05 |  | 0.00041503 |  | 0 |  | -1.9659e-05 |  | 1.1952e-06 |  | 0 |  | 2.2827e-05 |  | 0
|  |  | -0.00014631 |  | 0 |  | 9.2583e-05 |  | -9.6912e-05 |  | -6.887e-05 |  | 0 |  | 7.7275e-05 |  | 0.00050326 |  | 0.00019884 |  | 0.00012233 |  | 0.00033092 |  | 0 |  | -2.1527e-05 |  | 4.0638e-05 |  | 0 |  | 3.1238e-05 |  | 0
|  |  | -0.00010088 |  | 0 |  | 9.2586e-05 |  | 2.6651e-05 |  | -5.5319e-05 |  | 0 |  | 7.7295e-05 |  | 0.00060971 |  | 3.7946e-05 |  | 0.00012234 |  | 0.00041082 |  | 0 |  | -1.1109e-05 |  | 8.2789e-05 |  | 0 |  | 2.7842e-05 |  | 0
|  |  | 8.3869e-05 |  | 0 |  | 0.00010356 |  | -0.00012071 |  | -0.0001272 |  | 0 |  | 6.1341e-05 |  | 0.00076754 |  | 0.00015248 |  | 0.00010303 |  | 0.00046756 |  | 0 |  | -9.3863e-06 |  | -1.2822e-05 |  | 0 |  | 1.7118e-05 |  | 0
|  |  | 2.3297e-05 |  | 0 |  | 0.00010357 |  | -0.00029858 |  | -7.8663e-06 |  | 0 |  | 6.1356e-05 |  | 0.00049338 |  | 0.00031924 |  | 0.00010303 |  | 0.00037273 |  | 0 |  | -3.9695e-05 |  | -4.754e-05 |  | 0 |  | 2.6021e-05 |  | 0
|  |  | -6.7582e-05 |  | 0 |  | 3.0752e-05 |  | -9.7526e-05 |  | -3.4045e-05 |  | 0 |  | 3.1431e-06 |  | 0.00043601 |  | 0.00015115 |  | 4.533e-05 |  | 0.00039356 |  | 0 |  | -4.9322e-05 |  | -2.0459e-05 |  | 0 |  | 2.7422e-05 |  | 0
|  |  | 0.00011063 |  | 0 |  | 3.0753e-05 |  | -0.00043745 |  | -4.9162e-05 |  | 0 |  | 3.1431e-06 |  | 0.00048178 |  | 8.9028e-05 |  | 4.5332e-05 |  | 0.00044367 |  | 0 |  | -2.8349e-05 |  | -4.4632e-05 |  | 0 |  | 1.916e-05 |  | 0
|  |  | 0.00013746 |  | 0 |  | 8.3052e-05 |  | -0.00036487 |  | -5.8394e-05 |  | 0 |  | 7.4366e-05 |  | 0.00055354 |  | 0.0002181 |  | 8.5485e-05 |  | 0.00039369 |  | 0 |  | -1.0726e-05 |  | -2.2226e-05 |  | 0 |  | 2.3223e-05 |  | 0
|  |  | 5.6449e-05 |  | 0 |  | 8.3055e-05 |  | -9.0046e-06 |  | -5.4068e-05 |  | 0 |  | 7.4366e-05 |  | 0.00069832 |  | 0.00027064 |  | 8.5488e-05 |  | 0.00049002 |  | 0 |  | 3.1251e-06 |  | 0.00013595 |  | 0 |  | 2.027e-05 |  | 0
|  |  | -5.4438e-05 |  | 0 |  | 2.1848e-05 |  | 7.8082e-05 |  | -3.8145e-05 |  | 0 |  | 0 |  | 0.00054407 |  | 0.00012638 |  | 5.3239e-06 |  | 0.00049006 |  | 0 |  | -2.6598e-05 |  | 0.00011299 |  | 0 |  | 2.4146e-05 |  | 0
|  |  | 0.00016225 |  | 0 |  | 2.1849e-05 |  | 3.6826e-05 |  | -2.8361e-05 |  | 0 |  | 0 |  | 0.00033359 |  | 0.00012005 |  | 5.3241e-06 |  | 0.00044758 |  | 0 |  | -3.3992e-05 |  | 4.7245e-05 |  | 0 |  | 3.5958e-05 |  | 0
|  |  | 0.00042355 |  | 0 |  | 8.2939e-05 |  | -2.932e-05 |  | -3.1791e-05 |  | 0 |  | 4.2882e-05 |  | 0.00065529 |  | 0.00022076 |  | 5.7821e-05 |  | 0.00039937 |  | 0 |  | -2.078e-05 |  | 5.617e-05 |  | 0 |  | 3.2595e-05 |  | 0
|  |  | 8.3891e-05 |  | 0 |  | 8.2942e-05 |  | 5.8962e-05 |  | -9.6519e-05 |  | 0 |  | 4.2893e-05 |  | 0.00076777 |  | 0.00018189 |  | 5.7823e-05 |  | 0.00035266 |  | 0 |  | -4.0605e-05 |  | -7.5776e-06 |  | 0 |  | 2.4332e-05 |  | 0
|  |  | 4.8936e-05 |  | 0 |  | 0.00013093 |  | 0.0001556 |  | -4.7326e-05 |  | 0 |  | 5.2482e-05 |  | 0.00052383 |  | 0.00021993 |  | 0.00012227 |  | 0.00035531 |  | 0 |  | -1.0793e-05 |  | -7.364e-05 |  | 0 |  | 2.1378e-05 |  | 0
|  |  | 0.00011422 |  | 0 |  | 0.00013093 |  | -5.4187e-05 |  | -7.1076e-06 |  | 0 |  | 5.2482e-05 |  | 0.00050545 |  | 0.00039926 |  | 0.00012227 |  | 0.00035387 |  | 0 |  | 6.5279e-06 |  | 3.1708e-06 |  | 0 |  | 2.5703e-05 |  | 0
|  |  | 3.7285e-05 |  | 0 |  | 3.5242e-05 |  | -0.00023846 |  | 4.1063e-05 |  | 0 |  | 6.2105e-05 |  | 0.0003177 |  | 0.00037143 |  | 0.00013742 |  | 0.00033505 |  | 0 |  | 1.5809e-05 |  | 0.00012463 |  | 0 |  | 1.2886e-05 |  | 0
|  |  | 0.00011318 |  | 0 |  | 3.5243e-05 |  | 6.8443e-05 |  | -7.6765e-05 |  | 0 |  | 6.2105e-05 |  | 0.00037438 |  | 0.0003345 |  | 0.00013742 |  | 0.00038838 |  | 0 |  | -1.3286e-05 |  | 7.547e-05 |  | 0 |  | 1.4019e-05 |  | 0
|  |  | 0.0001633 |  | 0 |  | 0.00011434 |  | 0.00016279 |  | -0.0002414 |  | 0 |  | 6.6613e-05 |  | 0.00041025 |  | 0.00043995 |  | 8.7874e-05 |  | 0.00045988 |  | 0 |  | -4.8737e-05 |  | -2.7681e-05 |  | 0 |  | 2.2503e-05 |  | 0
|  |  | 0.00024925 |  | 0 |  | 0.00011434 |  | 0.00027503 |  | -5.2203e-06 |  | 0 |  | 6.663e-05 |  | 0.00058851 |  | 0.00043884 |  | 8.7877e-05 |  | 0.0003957 |  | 0 |  | -3.5722e-05 |  | 5.0286e-06 |  | 0 |  | 2.0854e-05 |  | 0
|  |  | 8.7894e-05 |  | 0 |  | 3.5891e-05 |  | 0.00033228 |  | 6.9028e-05 |  | 0 |  | 8.8558e-05 |  | 0.00067825 |  | 0.00040949 |  | 8.2683e-05 |  | 0.00040198 |  | 0 |  | -2.6173e-05 |  | 5.0226e-05 |  | 0 |  | 2.5481e-05 |  | 0
|  |  | -4.9478e-05 |  | 0 |  | 3.5892e-05 |  | 0.00046912 |  | -0.00022279 |  | 0 |  | 8.8581e-05 |  | 0.00053351 |  | 5.8187e-05 |  | 8.2685e-05 |  | 0.00045006 |  | 0 |  | -2.1916e-05 |  | -5.4372e-05 |  | 0 |  | 1.2574e-05 |  | 0
|  |  | 5.8273e-06 |  | 0 |  | 0.00016962 |  | 0.00058295 |  | -0.00014511 |  | 0 |  | 0.00010129 |  | 0.00061248 |  | 0.00010703 |  | 0.00015445 |  | 0.00034926 |  | 0 |  | -2.1999e-05 |  | -5.5752e-05 |  | 0 |  | 1.3811e-05 |  | 0
|  |  | 6.8323e-05 |  | 0 |  | 0.00016963 |  | 0.00050215 |  | -8.6307e-06 |  | 0 |  | 0.00010129 |  | 0.000486 |  | 0.00026339 |  | 0.00015446 |  | 0.00035533 |  | 0 |  | -2.2911e-05 |  | 3.2822e-05 |  | 0 |  | 1.8814e-05 |  | 0
|  |  | -0.00013193 |  | 0 |  | 6.5596e-05 |  | 7.6076e-05 |  | -0.00011733 |  | 0 |  | 4.3611e-05 |  | 0.00028384 |  | 0.00010746 |  | 6.5548e-05 |  | 0.00044509 |  | 0 |  | -1.4788e-05 |  | 9.8373e-06 |  | 0 |  | 2.4377e-05 |  | 0
|  |  | 3.1917e-05 |  | 0 |  | 6.5598e-05 |  | -0.00025562 |  | -8.0651e-05 |  | 0 |  | 4.3622e-05 |  | 0.00057305 |  | 0.00017462 |  | 6.555e-05 |  | 0.0003666 |  | 0 |  | -3.4612e-05 |  | -8.3526e-05 |  | 0 |  | 2.4109e-05 |  | 0
|  |  | 0.00021587 |  | 0 |  | 0.00011197 |  | -0.00023201 |  | -6.2709e-05 |  | 0 |  | 1.8706e-05 |  | 0.00069992 |  | 0.00016083 |  | 9.4419e-05 |  | 0.00032938 |  | 0 |  | -3.5989e-05 |  | -0.00010073 |  | 0 |  | 2.8118e-05 |  | 0
|  |  | 0.00027396 |  | 0 |  | 0.00011197 |  | -0.00025217 |  | -0.00013368 |  | 0 |  | 1.871e-05 |  | 0.0002022 |  | 0.00022182 |  | 9.4422e-05 |  | 0.00033478 |  | 0 |  | 1.2985e-05 |  | -3.9763e-06 |  | 0 |  | 2.7407e-05 |  | 0
|  |  | 0.00011884 |  | 0 |  | 6.7605e-05 |  | -0.00011038 |  | -0.00021795 |  | 0 |  | 5.3378e-05 |  | 2.1537e-05 |  | 0.00014638 |  | 8.1724e-05 |  | 0.00036157 |  | 0 |  | 2.5597e-06 |  | 7.0444e-05 |  | 0 |  | 2.4478e-05 |  | 0
|  |  | 4.3888e-05 |  | 0 |  | 6.7607e-05 |  | -5.5066e-05 |  | -0.00014203 |  | 0 |  | 5.3392e-05 |  | 7.2035e-05 |  | 9.2251e-05 |  | 8.1727e-05 |  | 0.00036652 |  | 0 |  | -3.158e-05 |  | 0.00015435 |  | 0 |  | 1.7742e-05 |  | 0
|  |  | 0.00026079 |  | 0 |  | 7.4277e-05 |  | 9.6801e-05 |  | -8.1872e-05 |  | 0 |  | 2.9857e-05 |  | 0.00050399 |  | 0.00017304 |  | 3.7564e-05 |  | 0.00035256 |  | 0 |  | -4.5906e-05 |  | 0.00014036 |  | 0 |  | 1.4463e-05 |  | 0
|  |  | 0.00017287 |  | 0 |  | 7.4279e-05 |  | 0.00026588 |  | -0.00022363 |  | 0 |  | 2.9857e-05 |  | 0.00073235 |  | 1.1859e-05 |  | 3.7566e-05 |  | 0.00039782 |  | 0 |  | -3.7e-05 |  | 7.9318e-05 |  | 0 |  | 1.9299e-05 |  | 0
|  |  | 6.1175e-05 |  | 0 |  | 0.00011164 |  | 0.00037523 |  | -0.00011517 |  | 0 |  | 6.3826e-05 |  | 0.00064021 |  | 8.1275e-05 |  | 0.00011654 |  | 0.00036595 |  | 0 |  | -6.8685e-08 |  | 2.998e-05 |  | 0 |  | 1.8566e-05 |  | 0
|  |  | 1.6006e-05 |  | 0 |  | 0.00011164 |  | 0.00028795 |  | -1.6479e-06 |  | 0 |  | 6.3843e-05 |  | 0.0004542 |  | 0.00019373 |  | 0.00011654 |  | 0.0003531 |  | 0 |  | 4.8052e-06 |  | 1.3479e-05 |  | 0 |  | 2.5215e-05 |  | 0
|  |  | 6.8205e-05 |  | 0 |  | 0.00011617 |  | 7.6153e-05 |  | 1.5485e-06 |  | 0 |  | 3.8882e-05 |  | 0.00044106 |  | 0.00014055 |  | 0.00010603 |  | 0.00043974 |  | 0 |  | -3.6307e-06 |  | 2.6595e-05 |  | 0 |  | 1.9378e-05 |  | 0
|  |  | -9.5596e-05 |  | 0 |  | 0.00011618 |  | 0.00018725 |  | -7.3722e-07 |  | 0 |  | 3.8892e-05 |  | 0.00068095 |  | 9.1771e-06 |  | 0.00010604 |  | 0.00038596 |  | 0 |  | -1.0854e-05 |  | -8.8502e-05 |  | 0 |  | 1.393e-05 |  | 0
|  |  | -0.00015414 |  | 0 |  | 7.4306e-05 |  | 0.00017236 |  | -9.2494e-05 |  | 0 |  | 4.3504e-05 |  | 0.00070255 |  | -0.0001624 |  | 9.7587e-05 |  | 0.00023374 |  | 0 |  | -2.4188e-05 |  | -0.00010113 |  | 0 |  | 1.48e-05 |  | 0
|  |  | -5.0376e-05 |  | 0 |  | 7.4309e-05 |  | -8.412e-05 |  | -3.4594e-05 |  | 0 |  | 4.3493e-05 |  | 0.00049335 |  | -4.4832e-05 |  | 9.759e-05 |  | 0.00031761 |  | 0 |  | -1.0799e-05 |  | -5.1051e-06 |  | 0 |  | 1.8031e-05 |  | 0
|  |  | -0.00011172 |  | 0 |  | 6.6791e-05 |  | -5.3163e-06 |  | -2.0245e-06 |  | 0 |  | 2.0223e-05 |  | 0.00051013 |  | 0.00012738 |  | 0.00012226 |  | 0.00045712 |  | 0 |  | -1.7676e-05 |  | 2.0693e-05 |  | 0 |  | 3.4465e-05 |  | 0
|  |  | 5.8325e-05 |  | 0 |  | 6.6793e-05 |  | 0.00011954 |  | -7.5479e-05 |  | 0 |  | 2.0228e-05 |  | 0.000514 |  | 6.6601e-05 |  | 0.00012227 |  | 0.0003366 |  | 0 |  | -3.7158e-05 |  | -1.0472e-05 |  | 0 |  | 3.1011e-05 |  | 0
|  |  | 0.00025058 |  | 0 |  | 1.9113e-05 |  | -0.00016379 |  | -0.00014583 |  | 0 |  | 2.4302e-05 |  | 0.00054513 |  | -1.8354e-05 |  | 1.4298e-05 |  | 0.00027137 |  | 0 |  | -5.1133e-05 |  | -7.8785e-05 |  | 0 |  | 3.0634e-05 |  | 0
|  |  | 0.00024786 |  | 0 |  | 1.9113e-05 |  | -0.00031538 |  | -7.7387e-05 |  | 0 |  | 2.4302e-05 |  | 0.00086307 |  | -0.00010361 |  | 1.4299e-05 |  | 0.00033527 |  | 0 |  | -4.1186e-05 |  | -7.0737e-05 |  | 0 |  | 2.0282e-05 |  | 0
|  |  | 0.0001363 |  | 0 |  | 5.1758e-05 |  | 8.4574e-05 |  | -2.9301e-05 |  | 0 |  | 3.3067e-05 |  | 0.00073978 |  | -4.4783e-05 |  | 0.00010008 |  | 0.00032278 |  | 0 |  | -2.9357e-06 |  | -3.0256e-05 |  | 0 |  | 1.7888e-05 |  | 0
|  |  | 3.6698e-05 |  | 0 |  | 5.176e-05 |  | 0.00030291 |  | -0.00017434 |  | 0 |  | 3.3059e-05 |  | 0.00087628 |  | 4.647e-05 |  | 0.00010009 |  | 0.00030354 |  | 0 |  | 5.2518e-06 |  | -6.8482e-05 |  | 0 |  | 2.0232e-05 |  | 0
|  |  | -6.5003e-05 |  | 0 |  | 0.00013859 |  | 1.871e-05 |  | -0.00013492 |  | 0 |  | 1.2346e-05 |  | 0.0007997 |  | -2.2887e-05 |  | 1.6773e-05 |  | 0.00034705 |  | 0 |  | -8.6283e-06 |  | -0.00010597 |  | 0 |  | 1.8727e-05 |  | 0
|  |  | -0.00010348 |  | 0 |  | 0.00013859 |  | -0.00024893 |  | -7.5137e-05 |  | 0 |  | 1.2346e-05 |  | 0.00031884 |  | -0.00011353 |  | 1.6773e-05 |  | 0.00037355 |  | 0 |  | -3.736e-05 |  | -0.00012752 |  | 0 |  | 2.4966e-05 |  | 0
|  |  | -4.5764e-05 |  | 0 |  | 6.03e-05 |  | -0.0003732 |  | -0.00013233 |  | 0 |  | 4.1798e-05 |  | 0.00051278 |  | 3.7406e-05 |  | 8.539e-05 |  | 0.00040054 |  | 0 |  | -2.5789e-05 |  | -8.176e-05 |  | 0 |  | 1.5984e-05 |  | 0
|  |  | 2.5517e-05 |  | 0 |  | 6.0302e-05 |  | -2.6101e-05 |  | -0.00014224 |  | 0 |  | 4.1798e-05 |  | 0.00078659 |  | 0.0002073 |  | 8.5393e-05 |  | 0.00037946 |  | 0 |  | -5.8241e-06 |  | 7.651e-06 |  | 0 |  | 2.5531e-05 |  | 0
|  |  | 4.9812e-05 |  | 0 |  | 0.0001458 |  | 0.00012637 |  | -3.5919e-05 |  | 0 |  | 6.6861e-05 |  | 0.00086086 |  | 0.00019811 |  | 0.00014243 |  | 0.00035515 |  | 0 |  | -7.2546e-06 |  | 4.0366e-05 |  | 0 |  | 4.1134e-05 |  | 0
|  |  | 7.5704e-05 |  | 0 |  | 0.00014581 |  | -0.00018851 |  | -7.4784e-05 |  | 0 |  | 6.6844e-05 |  | 0.00062674 |  | 0.00011724 |  | 0.00014243 |  | 0.00033383 |  | 0 |  | -9.6791e-06 |  | -4.5462e-05 |  | 0 |  | 3.0285e-05 |  | 0
|  |  | 1.9117e-05 |  | 0 |  | 2.5121e-05 |  | -0.00026532 |  | -8.0278e-05 |  | 0 |  | 6.6288e-05 |  | 0.00029748 |  | 8.5107e-05 |  | 4.7637e-05 |  | 0.00037414 |  | 0 |  | -1.9854e-05 |  | -1.197e-06 |  | 0 |  | 2.9465e-05 |  | 0
|  |  | -0.00010977 |  | 0 |  | 2.5122e-05 |  | -0.00016778 |  | 1.5142e-05 |  | 0 |  | 6.6271e-05 |  | 0.00025847 |  | 1.1109e-05 |  | 4.7639e-05 |  | 0.00038103 |  | 0 |  | -3.3011e-05 |  | 5.6164e-05 |  | 0 |  | 2.9356e-05 |  | 0
|  |  | -0.00020343 |  | 0 |  | 4.4632e-06 |  | 0.00015031 |  | 5.2692e-05 |  | 0 |  | 7.6416e-05 |  | 0.00021059 |  | 0.00029938 |  | 0.00010135 |  | 0.00031568 |  | 0 |  | -2.0946e-05 |  | 7.8913e-05 |  | 0 |  | 1.3687e-05 |  | 0
|  |  | -4.1791e-06 |  | 0 |  | 4.4634e-06 |  | 0.00055444 |  | 9.5118e-05 |  | 0 |  | 7.6416e-05 |  | 0.00035108 |  | 0.00045495 |  | 0.00010135 |  | 0.00030922 |  | 0 |  | -2.1728e-05 |  | 7.1345e-05 |  | 0 |  | 2.5723e-05 |  | 0
|  |  | 0.00014379 |  | 0 |  | 6.0445e-05 |  | 0.00036122 |  | 7.5849e-06 |  | 0 |  | 6.9033e-05 |  | 0.00040978 |  | 0.00020219 |  | 9.7799e-05 |  | 0.00029794 |  | 0 |  | -3.2684e-05 |  | 1.5227e-05 |  | 0 |  | 3.4337e-05 |  | 0
|  |  | -0.00026315 |  | 0 |  | 6.0447e-05 |  | 5.9638e-05 |  | -6.9037e-05 |  | 0 |  | 6.9051e-05 |  | 0.0002987 |  | 0.00040039 |  | 9.7803e-05 |  | 0.00032334 |  | 0 |  | -1.9307e-05 |  | 7.0691e-05 |  | 0 |  | 1.055e-05 |  | 0
|  |  | -0.00026616 |  | 0 |  | 6.0458e-05 |  | -7.5752e-05 |  | 2.4264e-05 |  | 0 |  | 6.8492e-05 |  | 0.0003622 |  | 0.00034287 |  | 0.00012232 |  | 0.00035857 |  | 0 |  | -1.4501e-05 |  | -2.1129e-05 |  | 0 |  | 8.8155e-06 |  | 0
|  |  | 8.1058e-05 |  | 0 |  | 6.046e-05 |  | -0.00012655 |  | -3.8254e-05 |  | 0 |  | 6.8492e-05 |  | 0.00049702 |  | 7.1261e-05 |  | 0.00012232 |  | 0.00037311 |  | 0 |  | -3.5381e-05 |  | -9.2647e-05 |  | 0 |  | 8.6383e-06 |  | 0
|  |  | 1.2145e-05 |  | 0 |  | 0.00013688 |  | -0.0001128 |  | -0.00012973 |  | 0 |  | 6.2741e-05 |  | 0.00059645 |  | -5.569e-05 |  | 6.7232e-05 |  | 0.00026649 |  | 0 |  | -3.0689e-05 |  | -1.2818e-05 |  | 0 |  | 1.6595e-05 |  | 0
|  |  | -0.00011135 |  | 0 |  | 0.00013689 |  | 3.0285e-05 |  | -0.00016016 |  | 0 |  | 6.2741e-05 |  | 0.00075458 |  | -0.00011004 |  | 6.7234e-05 |  | 0.00024002 |  | 0 |  | 1.1254e-05 |  | -1.4246e-05 |  | 0 |  | 3.1507e-05 |  | 0
|  |  | 9.1857e-05 |  | 0 |  | 0.00015837 |  | -0.00021418 |  | -0.00024754 |  | 0 |  | 5.7349e-05 |  | 0.00071625 |  | 0.00010964 |  | 0.00012664 |  | 0.00023176 |  | 0 |  | -2.2724e-05 |  | 6.8246e-05 |  | 0 |  | 2.1998e-05 |  | 0
|  |  | 0.00014358 |  | 0 |  | 0.00015837 |  | -0.00027305 |  | -0.0002046 |  | 0 |  | 5.7349e-05 |  | 0.00051439 |  | 0.00035829 |  | 0.00012664 |  | 0.00020541 |  | 0 |  | -5.9955e-05 |  | 0.00011181 |  | 0 |  | 1.8046e-06 |  | 0
|  |  | -0.00013935 |  | 0 |  | 5.8166e-05 |  | -0.00019317 |  | -0.00016726 |  | 0 |  | 1.5906e-05 |  | 0.00042456 |  | 0.00029673 |  | 4.9379e-05 |  | 0.00024744 |  | 0 |  | -2.6422e-05 |  | -6.5191e-06 |  | 0 |  | 1.2155e-05 |  | 0
|  |  | -0.00017291 |  | 0 |  | 5.8168e-05 |  | -0.00033546 |  | -0.00024184 |  | 0 |  | 1.5906e-05 |  | 0.00038434 |  | 2.2675e-05 |  | 4.9381e-05 |  | 0.0003321 |  | 0 |  | -9.9527e-06 |  | -4.6108e-05 |  | 0 |  | 2.4276e-05 |  | 0
|  |  | -2.7687e-06 |  | 0 |  | 6.7184e-05 |  | -0.00021963 |  | -0.00026071 |  | 0 |  | 5.9341e-05 |  | 0.00040952 |  | 8.9203e-05 |  | 9.0554e-05 |  | 0.00038429 |  | 0 |  | -1.7392e-05 |  | -5.5248e-05 |  | 0 |  | 2.2933e-05 |  | 0
|  |  | 4.0014e-05 |  | 0 |  | 6.7186e-05 |  | 9.9332e-06 |  | -0.00014059 |  | 0 |  | 5.9326e-05 |  | 0.00048757 |  | 0.00030911 |  | 9.0557e-05 |  | 0.00035413 |  | 0 |  | -1.429e-05 |  | -6.2311e-06 |  | 0 |  | 1.7168e-05 |  | 0
|  |  | 0.00010846 |  | 0 |  | 8.993e-05 |  | 0.00018542 |  | -8.4058e-05 |  | 0 |  | 5.7143e-05 |  | 0.00057027 |  | 0.00035352 |  | 6.8722e-05 |  | 0.0003516 |  | 0 |  | -1.6594e-05 |  | 6.7366e-05 |  | 0 |  | 1.9173e-05 |  | 0
|  |  | 0.0002549 |  | 0 |  | 8.9933e-05 |  | 6.6314e-05 |  | -9.6326e-05 |  | 0 |  | 5.7143e-05 |  | 0.00045043 |  | 0.00035213 |  | 6.8724e-05 |  | 0.00031831 |  | 0 |  | -3.3052e-05 |  | 7.1853e-06 |  | 0 |  | 3.0568e-05 |  | 0
|  |  | 0.00033661 |  | 0 |  | 0.00016853 |  | 0.00020207 |  | -0.00019107 |  | 0 |  | 0.00010606 |  | 0.00046962 |  | 0.00017757 |  | 0.00011698 |  | 0.0002664 |  | 0 |  | -3.0691e-05 |  | 5.9877e-05 |  | 0 |  | 3.6918e-05 |  | 0
|  |  | 0.00038287 |  | 0 |  | 0.00016853 |  | 0.00040918 |  | -0.00027503 |  | 0 |  | 0.00010606 |  | 0.00052733 |  | 4.5308e-05 |  | 0.00011698 |  | 0.0002272 |  | 0 |  | -9.7861e-07 |  | 0.00021396 |  | 0 |  | 4.2959e-05 |  | 0
|  |  | 0.00020786 |  | 0 |  | 9.6999e-05 |  | 0.00053903 |  | -0.00018293 |  | 0 |  | 3.1507e-05 |  | 0.00057646 |  | -2.0365e-05 |  | 8.9549e-05 |  | 0.00026699 |  | 0 |  | 5.0107e-06 |  | 9.3866e-05 |  | 0 |  | 3.3792e-05 |  | 0
|  |  | -2.9946e-05 |  | 0 |  | 9.7003e-05 |  | 0.00015318 |  | -0.00010241 |  | 0 |  | 3.1507e-05 |  | 0.00062265 |  | 9.8253e-05 |  | 8.9552e-05 |  | 0.00026049 |  | 0 |  | 7.1211e-06 |  | -4.5797e-05 |  | 0 |  | 1.6185e-05 |  | 0
|  |  | 0.00017657 |  | 0 |  | 0.00012634 |  | -4.8707e-05 |  | -1.4611e-05 |  | 0 |  | 9.6889e-05 |  | 0.00060468 |  | 0.00013014 |  | 0.00013887 |  | 0.00026563 |  | 0 |  | 5.5498e-06 |  | -3.9448e-05 |  | 0 |  | 2.0625e-05 |  | 0
|  |  | 0.00012257 |  | 0 |  | 0.00012635 |  | 0.00027608 |  | -7.881e-05 |  | 0 |  | 9.6864e-05 |  | 0.00062192 |  | -1.2641e-05 |  | 0.00013888 |  | 0.00027318 |  | 0 |  | -2.5914e-05 |  | -9.8183e-05 |  | 0 |  | 3.3907e-05 |  | 0
|  |  | -0.00023374 |  | 0 |  | 0.00012415 |  | 7.1579e-07 |  | -0.00019572 |  | 0 |  | 3.4192e-05 |  | 0.0003667 |  | -1.6709e-05 |  | 7.7181e-05 |  | 0.00025817 |  | 0 |  | -3.13e-05 |  | 5.989e-06 |  | 0 |  | 3.5746e-05 |  | 0
|  |  | -0.00010341 |  | 0 |  | 0.00012416 |  | -9.6419e-05 |  | -0.00011251 |  | 0 |  | 3.4192e-05 |  | 0.00047694 |  | 1.5387e-05 |  | 7.7184e-05 |  | 0.00023729 |  | 0 |  | -2.3345e-05 |  | 0.00012988 |  | 0 |  | 3.974e-05 |  | 0
|  |  | -8.0157e-05 |  | 0 |  | 9.0579e-05 |  | 0.00017774 |  | -0.00011157 |  | 0 |  | 7.5974e-05 |  | 0.00067829 |  | -2.0807e-05 |  | 1.5894e-05 |  | 0.00024455 |  | 0 |  | -1.6732e-05 |  | 0.00011671 |  | 0 |  | 1.1681e-05 |  | 0
|  |  | -5.1869e-05 |  | 0 |  | 9.0582e-05 |  | 0.0001837 |  | -9.1645e-05 |  | 0 |  | 7.5974e-05 |  | 0.00027086 |  | -6.5311e-05 |  | 1.5895e-05 |  | 0.0003167 |  | 0 |  | -1.7177e-05 |  | 8.5033e-05 |  | 0 |  | -1.216e-05 |  | 0
|  |  | 0.00015042 |  | 0 |  | 0.0001332 |  | -5.089e-05 |  | -4.2312e-05 |  | 0 |  | 9.5115e-05 |  | 0.00018577 |  | 1.5519e-05 |  | 0.00016738 |  | 0.0002011 |  | 0 |  | -1.8949e-05 |  | -1.677e-05 |  | 0 |  | 2.0318e-06 |  | 0
|  |  | 0.00015151 |  | 0 |  | 0.00013321 |  | -0.0002909 |  | -3.207e-05 |  | 0 |  | 9.5115e-05 |  | 0.0004062 |  | 0.00013174 |  | 0.00016738 |  | 0.00013217 |  | 0 |  | -2.6263e-05 |  | 1.3786e-05 |  | 0 |  | -4.4185e-06 |  | 0
|  |  | 0.00013283 |  | 0 |  | 0.00011023 |  | -4.3925e-05 |  | 7.3487e-05 |  | 0 |  | 9.8935e-05 |  | 0.00032473 |  | 0.00021331 |  | 7.915e-05 |  | 0.00023441 |  | 0 |  | -5.364e-05 |  | -1.0511e-05 |  | 0 |  | 3.7054e-06 |  | 0
|  |  | 0.00024753 |  | 0 |  | 0.00011023 |  | -6.3227e-05 |  | -5.5547e-05 |  | 0 |  | 9.8935e-05 |  | 0.00041951 |  | 0.00023224 |  | 7.9153e-05 |  | 0.00036662 |  | 0 |  | -3.9433e-05 |  | -4.1315e-05 |  | 0 |  | 3.4507e-05 |  | 0
|  |  | 0.00029774 |  | 0 |  | 0.00012455 |  | -7.2325e-05 |  | -0.00021435 |  | 0 |  | 5.2907e-05 |  | 0.00054059 |  | 5.2152e-05 |  | 9.581e-05 |  | 0.00037613 |  | 0 |  | -1.2463e-05 |  | 5.7246e-05 |  | 0 |  | 3.2321e-05 |  | 0
|  |  | -0.00011212 |  | 0 |  | 0.00012456 |  | -5.6372e-05 |  | -0.00021047 |  | 0 |  | 5.292e-05 |  | 0.00035546 |  | -8.9394e-05 |  | 9.5813e-05 |  | 0.00029575 |  | 0 |  | -5.4222e-06 |  | 9.5848e-06 |  | 0 |  | 2.5121e-05 |  | 0
|  |  | -0.00019254 |  | 0 |  | 0.00014121 |  | -0.00018339 |  | -0.0002289 |  | 0 |  | 3.3566e-05 |  | 0.00032671 |  | 0.00015967 |  | 0.00011049 |  | 0.00025409 |  | 0 |  | -1.2136e-05 |  | -6.9855e-05 |  | 0 |  | 2.824e-05 |  | 0
|  |  | 0.00022902 |  | 0 |  | 0.00014121 |  | -0.00025384 |  | -0.00021584 |  | 0 |  | 3.3566e-05 |  | 0.00051067 |  | 0.00012169 |  | 0.00011049 |  | 0.00018294 |  | 0 |  | -2.0517e-05 |  | 1.1106e-06 |  | 0 |  | 2.2877e-06 |  | 0
|  |  | 0.00013519 |  | 0 |  | 4.0045e-05 |  | -9.8242e-05 |  | -0.00015514 |  | 0 |  | 8.8663e-05 |  | 0.00056104 |  | 2.5639e-05 |  | 0.00020271 |  | 0.00018984 |  | 0 |  | -3.8315e-05 |  | 4.9336e-05 |  | 0 |  | 8.8541e-06 |  | 0
|  |  | 2.0465e-06 |  | 0 |  | 4.0047e-05 |  | -0.00016464 |  | -0.00028051 |  | 0 |  | 8.864e-05 |  | 0.00033229 |  | 4.7568e-05 |  | 0.00020271 |  | 0.00022654 |  | 0 |  | -3.6341e-05 |  | -1.2774e-05 |  | 0 |  | 3.2734e-05 |  | 0
|  |  | 0 |  | 0 |  | 0.00010513 |  | -0.00045685 |  | -0.00030383 |  | 0 |  | 8.5255e-05 |  | 0.00012369 |  | 5.4644e-05 |  | 0.00014679 |  | 0.00021708 |  | 0 |  | -1.3939e-05 |  | 5.2643e-06 |  | 0 |  | 2.2609e-05 |  | 0
|  |  | 0 |  | 0 |  | 0.00010513 |  | -0.00033754 |  | -0.00021553 |  | 0 |  | 8.5277e-05 |  | 0.00024756 |  | 8.6629e-05 |  | 0.00014679 |  | 0.00025494 |  | 0 |  | -1.8368e-05 |  | -4.194e-05 |  | 0 |  | 1.6486e-05 |  | 0
|  |  | 0 |  | 0 |  | 0.00011235 |  | -0.00014597 |  | -0.00033035 |  | 0 |  | 2.4411e-05 |  | 0.00074272 |  | -8.8847e-05 |  | 7.4602e-05 |  | 0.00027781 |  | 0 |  | -3.0097e-05 |  | -0.00011578 |  | 0 |  | 2.4091e-05 |  | 0
|  |  | 0 |  | 0 |  | 0.00011235 |  | -0.00011388 |  | -0.00018075 |  | 0 |  | 2.4411e-05 |  | 0.00074742 |  | 4.3791e-06 |  | 7.4604e-05 |  | 0.00024932 |  | 0 |  | -2.6866e-05 |  | -2.0848e-05 |  | 0 |  | 2.1383e-05 |  | 0
|  |  | 0 |  | 0 |  | 0.00022429 |  | -0.00022888 |  | -2.0742e-05 |  | 0 |  | 9.8413e-05 |  | 0.00045848 |  | 0.00026501 |  | 0.00019105 |  | 0.00024386 |  | 0 |  | -1.8768e-05 |  | 2.2308e-05 |  | 0 |  | 1.5293e-05 |  | 0
|  |  | 0 |  | 0 |  | 0.0002243 |  | 0.00010914 |  | -0.00018872 |  | 0 |  | 9.8413e-05 |  | 0.00043405 |  | 0.000266 |  | 0.00019106 |  | 0.00017672 |  | 0 |  | -1.8553e-05 |  | -7.6223e-05 |  | 0 |  | 1.6603e-05 |  | 0
|  |  | 0 |  | 0 |  | 6.0531e-05 |  | 0.00038096 |  | -0.00031032 |  | 0 |  | 6.4653e-05 |  | 0.00061514 |  | 0.00012279 |  | 0.00021996 |  | 0.00024903 |  | 0 |  | -2.9359e-06 |  | -6.7023e-05 |  | 0 |  | 2.6565e-05 |  | 0
|  |  | 0 |  | 0 |  | 6.0533e-05 |  | 0.00014893 |  | -0.00024051 |  | 0 |  | 6.4669e-05 |  | 0.00096651 |  | 0.00013876 |  | 0.00021997 |  | 0.00030026 |  | 0 |  | 1.658e-05 |  | -0.00012216 |  | 0 |  | 3.8495e-05 |  | 0
|  |  | 0 |  | 0 |  | 0.00019014 |  | 0.00011991 |  | -0.00011065 |  | 0 |  | 3.3242e-05 |  | 0.00086822 |  | 0.0001055 |  | 5.338e-05 |  | 0.00022937 |  | 0 |  | 2.9257e-07 |  | -8.6296e-05 |  | 0 |  | 4.093e-05 |  | 0
|  |  | 0 |  | 0 |  | 0.00019015 |  | 0.00028008 |  | -3.9633e-05 |  | 0 |  | 3.325e-05 |  | 0.00057136 |  | 5.1693e-05 |  | 5.3381e-05 |  | 0.00025615 |  | 0 |  | -8.3144e-06 |  | 2.8486e-05 |  | 0 |  | 2.9106e-06 |  | 0
|  |  | 0 |  | 0 |  | 7.9237e-05 |  | 4.2844e-05 |  | -0.00014245 |  | 0 |  | 5.3637e-06 |  | 0.00060497 |  | -0.00010983 |  | 4.2431e-05 |  | 0.00025041 |  | 0 |  | -2.9039e-05 |  | -8.1153e-05 |  | 0 |  | -1.8106e-06 |  | 0
|  |  | 0 |  | 0 |  | 7.9239e-05 |  | -0.00013498 |  | -0.00018309 |  | 0 |  | 5.3637e-06 |  | 0.00057059 |  | -0.00016902 |  | 4.2432e-05 |  | 0.00025686 |  | 0 |  | -4.5938e-05 |  | -0.00015759 |  | 0 |  | 1.3108e-05 |  | 0
|  |  | 0 |  | 0 |  | 0.00012895 |  | 0.0004656 |  | 5.5908e-05 |  | 0 |  | 0.00013521 |  | 0.00047826 |  | 7.288e-05 |  | 0.00015087 |  | 0.00026805 |  | 0 |  | -2.5412e-05 |  | -5.0345e-05 |  | 0 |  | 3.4141e-05 |  | 0
|  |  | 0 |  | 0 |  | 0.00012895 |  | 0.00041469 |  | -4.4439e-05 |  | 0 |  | 0.00013521 |  | 0.00048538 |  | 3.6699e-05 |  | 0.00015087 |  | 0.00021352 |  | 0 |  | -5.8983e-06 |  | 0.00010863 |  | 0 |  | 5.7033e-05 |  | 0
|  |  | 0 |  | 0 |  | 0.00011514 |  | -8.4934e-05 |  | -0.00022004 |  | 0 |  | 3.0226e-06 |  | 0.00061614 |  | 4.6018e-05 |  | 8.7894e-05 |  | 0.0002159 |  | 0 |  | -1.3103e-05 |  | 6.4673e-05 |  | 0 |  | 3.587e-05 |  | 0
|  |  | 0 |  | 0 |  | 0.00011515 |  | 0.00025876 |  | -0.0001309 |  | 0 |  | 3.0234e-06 |  | 0.00087803 |  | 6.4681e-05 |  | 8.7897e-05 |  | 0.00020525 |  | 0 |  | -4.7758e-05 |  | 3.0431e-05 |  | 0 |  | 8.5526e-06 |  | 0
|  |  | 0 |  | 0 |  | 9.8801e-05 |  | 0.0001972 |  | -0.00013241 |  | 0 |  | 5.1253e-05 |  | 0.0007185 |  | 0.0001513 |  | 0.00016552 |  | 0.00018164 |  | 0 |  | -3.5966e-05 |  | -2.9507e-05 |  | 0 |  | 1.831e-05 |  | 0
|  |  | 0 |  | 0 |  | 9.8804e-05 |  | -8.7205e-05 |  | -8.5161e-05 |  | 0 |  | 5.1266e-05 |  | 0.00037324 |  | 0.00017135 |  | 0.00016552 |  | 0.00027638 |  | 0 |  | -1.4044e-05 |  | -0.0001015 |  | 0 |  | 2.5062e-05 |  | 0
|  |  | 0 |  | 0 |  | 7.7966e-05 |  | 0.00011536 |  | -8.4209e-05 |  | 0 |  | 3.8737e-05 |  | 0.00034567 |  | 9.3893e-05 |  | 7.427e-05 |  | 0.00025288 |  | 0 |  | -5.0492e-06 |  | -5.0154e-05 |  | 0 |  | 2.7945e-05 |  | 0
|  |  | 0 |  | 0 |  | 7.7969e-05 |  | 0.00045354 |  | -0.00028214 |  | 0 |  | 3.8737e-05 |  | 0.00049967 |  | -3.9844e-05 |  | 7.4273e-05 |  | 0.00019029 |  | 0 |  | -1.8784e-05 |  | -0.0001113 |  | 0 |  | 3.022e-05 |  | 0
|  |  | 0 |  | 0 |  | 5.5451e-05 |  | 0.0002514 |  | -0.00010027 |  | 0 |  | 5.7945e-05 |  | 0.00026334 |  | 1.9637e-05 |  | 2.3355e-05 |  | 0.00018051 |  | 0 |  | -4.5829e-05 |  | -0.00012562 |  | 0 |  | 8.5891e-06 |  | 0
|  |  | 0 |  | 0 |  | 5.5452e-05 |  | -5.4332e-05 |  | 4.4445e-05 |  | 0 |  | 5.7945e-05 |  | 0.00022843 |  | 0.00025633 |  | 2.3355e-05 |  | 0.00020424 |  | 0 |  | -3.6006e-05 |  | -5.1281e-05 |  | 0 |  | 3.4838e-07 |  | 0
|  |  | 0 |  | 0 |  | 7.7166e-06 |  | -0.0001054 |  | -5.5702e-05 |  | 0 |  | 8.33e-05 |  | 0.0003352 |  | -3.6202e-05 |  | 0.00017927 |  | 0.00021013 |  | 0 |  | -2.4204e-05 |  | -9.1279e-05 |  | 0 |  | 2.2351e-05 |  | 0
|  |  | 0 |  | 0 |  | 7.7169e-06 |  | -0.00041259 |  | -0.00019164 |  | 0 |  | 8.3279e-05 |  | 0.00046912 |  | -0.00022438 |  | 0.00017928 |  | 0.00015118 |  | 0 |  | -3.4688e-05 |  | -0.00012365 |  | 0 |  | 3.1916e-05 |  | 0
|  |  | 0 |  | 0 |  | 0.00012272 |  | -0.00039299 |  | -0.00021373 |  | 0 |  | 9.796e-05 |  | 0.00025661 |  | 9.207e-05 |  | 0.00016334 |  | 0.00013214 |  | 0 |  | -3.3717e-05 |  | 9.1132e-05 |  | 0 |  | 2.218e-05 |  | 0
|  |  | 0 |  | 0 |  | 0.00012272 |  | -0.0002697 |  | -4.1192e-05 |  | 0 |  | 9.7935e-05 |  | 0.00012165 |  | 0.00014712 |  | 0.00016334 |  | 0.00013823 |  | 0 |  | -6.3405e-06 |  | 0.000151 |  | 0 |  | 1.0844e-05 |  | 0
|  |  | 0 |  | 0 |  | 4.5481e-05 |  | -0.00023058 |  | 1.6897e-05 |  | 0 |  | 0.00013962 |  | 0.00027538 |  | 0.00012634 |  | 3.3078e-05 |  | 0.00019716 |  | 0 |  | 1.3622e-06 |  | 4.1877e-05 |  | 0 |  | 3.4849e-05 |  | 0
|  |  | 0 |  | 0 |  | 4.5482e-05 |  | -0.00018605 |  | -0.000131 |  | 0 |  | 0.00013962 |  | 0.00020007 |  | 0.00010893 |  | 3.3079e-05 |  | 0.00020391 |  | 0 |  | -2.3663e-05 |  | -8.0346e-05 |  | 0 |  | 4.21e-05 |  | 0
|  |  | 0 |  | 0 |  | 7.2339e-05 |  | -0.00018237 |  | -0.00015475 |  | 0 |  | 9.0929e-05 |  | 0.00029846 |  | 0.0002128 |  | 0.00014632 |  | 0.00010384 |  | 0 |  | -3.7599e-05 |  | -0.00010566 |  | 0 |  | 2.7224e-05 |  | 0
|  |  | 0 |  | 0 |  | 7.2341e-05 |  | 0.00010113 |  | -8.565e-05 |  | 0 |  | 9.0952e-05 |  | 0.00061923 |  | 0.00033859 |  | 0.00014632 |  | 0.00010479 |  | 0 |  | -9.7661e-06 |  | -1.6582e-06 |  | 0 |  | 3.5567e-05 |  | 0
|  |  | 0 |  | 0 |  | 0.00010951 |  | 0.00019239 |  | -0.00027403 |  | 0 |  | 8.3639e-05 |  | 0.00046442 |  | 7.7201e-05 |  | 0.00010558 |  | 0.00022203 |  | 0 |  | 7.7384e-06 |  | 5.7237e-05 |  | 0 |  | 4.8958e-05 |  | 0
|  |  | 0 |  | 0 |  | 0.00010952 |  | 0.00015259 |  | -0.00032671 |  | 0 |  | 8.3639e-05 |  | 0.00022929 |  | 8.6469e-05 |  | 0.00010558 |  | 0.00015157 |  | 0 |  | -2.3251e-05 |  | 3.9579e-05 |  | 0 |  | 3.9674e-05 |  | 0
|  |  | 0 |  | 0 |  | 0 |  | 0.0004022 |  | -0.00041521 |  | 0 |  | 0 |  | 0.00035652 |  | 0.00012412 |  | 0.0001026 |  | 0.00015836 |  | 0 |  | -4.5332e-05 |  | -7.8886e-05 |  | 0 |  | 1.9084e-05 |  | 0
|  |  | 0 |  | 0 |  | 0 |  | -2.4401e-06 |  | -0.00037969 |  | 0 |  | 0 |  | 0.00045608 |  | 0.00019451 |  | 0.00010261 |  | 0.00019305 |  | 0 |  | 1.0755e-05 |  | -9.9276e-05 |  | 0 |  | 2.2951e-05 |  | 0
|  |  | 0 |  | 0 |  | 0.00017702 |  | -0.00053412 |  | -0.000252 |  | 0 |  | 5.314e-05 |  | 0.00049688 |  | 0.00039055 |  | 0.00018095 |  | 0.00012911 |  | 0 |  | 8.7537e-06 |  | -3.7611e-05 |  | 0 |  | 2.6026e-05 |  | 0
|  |  | 0 |  | 0 |  | 0.00017703 |  | -0.00018476 |  | -0.00029513 |  | 0 |  | 5.314e-05 |  | 6.2413e-05 |  | 0.0003959 |  | 0.00018096 |  | 0.00012592 |  | 0 |  | -3.8119e-05 |  | -6.76e-05 |  | 0 |  | 7.2425e-06 |  | 0
|  |  | 0 |  | 0 |  | 0.0001051 |  | -0.00011532 |  | -0.00036778 |  | 0 |  | 0.00011046 |  | 4.2011e-05 |  | 0.00018672 |  | 9.2881e-05 |  | 0.00011872 |  | 0 |  | -1.8436e-05 |  | -8.5391e-05 |  | 0 |  | 3.1111e-05 |  | 0
|  |  | 0 |  | 0 |  | 0.0001051 |  | 0.00014064 |  | -0.00042597 |  | 0 |  | 0.00011046 |  | 0.00014404 |  | -0.00014147 |  | 9.2884e-05 |  | 0.00022774 |  | 0 |  | -1.8232e-05 |  | -0.00013098 |  | 0 |  | 4.3947e-05 |  | 0
|  |  | 0 |  | 0 |  | 3.0516e-05 |  | 0.00052506 |  | -0.00032702 |  | 0 |  | 7.195e-05 |  | 0.00037933 |  | -0.00041675 |  | 6.4631e-05 |  | 0.00024417 |  | 0 |  | -3.7443e-05 |  | -9.5968e-06 |  | 0 |  | 2.51e-05 |  | 0
|  |  | 0 |  | 0 |  | 3.0517e-05 |  | 0.00016397 |  | -0.00030444 |  | 0 |  | 7.1932e-05 |  | 0.00039133 |  | -0.00034655 |  | 6.4633e-05 |  | 0.00013492 |  | 0 |  | -4.0706e-05 |  | 8.5175e-05 |  | 0 |  | 2.2824e-05 |  | 0
|  |  | 0 |  | 0 |  | 0.00011156 |  | 1.2168e-05 |  | -0.00028595 |  | 0 |  | 2.9722e-05 |  | 0.00048138 |  | -8.2683e-05 |  | 0.00011144 |  | 0.00010535 |  | 0 |  | -2.0987e-05 |  | -0.00016452 |  | 0 |  | 3.9262e-05 |  | 0
|  |  | 0 |  | 0 |  | 0.00011157 |  | 0.0001374 |  | -0.00032155 |  | 0 |  | 2.9722e-05 |  | 0.00089437 |  | -7.5583e-05 |  | 0.00011144 |  | 0.00018918 |  | 0 |  | -2.4187e-05 |  | -0.00016093 |  | 0 |  | 4.468e-05 |  | 0
|  |  | 0 |  | 0 |  | 7.3079e-05 |  | 0.0002216 |  | -0.00029655 |  | 0 |  | 5.1875e-05 |  | 0.00063749 |  | -6.8297e-05 |  | 6.1609e-05 |  | 0.00022479 |  | 0 |  | -2.5612e-05 |  | 2.0395e-05 |  | 0 |  | 3.3069e-05 |  | 0
|  |  | 0 |  | 0 |  | 7.3081e-05 |  | -1.4948e-06 |  | -0.00012846 |  | 0 |  | 5.1888e-05 |  | 0.00079596 |  | 0.00016717 |  | 6.1611e-05 |  | 0.00020575 |  | 0 |  | -2.7729e-05 |  | 0.00015828 |  | 0 |  | 3.4689e-05 |  | 0
|  |  | 0 |  | 0 |  | 5.7134e-05 |  | -0.00038417 |  | -0.00013291 |  | 0 |  | 4.288e-05 |  | 0.00082241 |  | 0.00010797 |  | 7.0521e-05 |  | 0.00021152 |  | 0 |  | -4.3349e-05 |  | 1.3315e-05 |  | 0 |  | 3.9548e-05 |  | 0
|  |  | 0 |  | 0 |  | 5.7135e-05 |  | -0.000254 |  | -0.00026682 |  | 0 |  | 4.2869e-05 |  | 0.00026654 |  | -0.00026967 |  | 7.0523e-05 |  | 0.00023205 |  | 0 |  | -2.478e-05 |  | -0.00020017 |  | 0 |  | 2.7877e-05 |  | 0
|  |  | 0 |  | 0 |  | 0.00020604 |  | 4.0972e-05 |  | -5.6121e-05 |  | 0 |  | 0.0001644 |  | 0.00044786 |  | -2.8447e-05 |  | 0.00013882 |  | 0.00017868 |  | 0 |  | 1.5925e-05 |  | -5.3993e-05 |  | 0 |  | 2.6597e-05 |  | 0
|  |  | 0 |  | 0 |  | 0.00020605 |  | 9.6704e-05 |  | 0.00011561 |  | 0 |  | 0.00016444 |  | 0.00036021 |  | 0.00012736 |  | 0.00013883 |  | 7.8277e-05 |  | 0 |  | 5.9637e-06 |  | 3.2941e-05 |  | 0 |  | 3.6132e-05 |  | 0
|  |  | 0 |  | 0 |  | 0.0001672 |  | 1.0287e-05 |  | -6.4922e-05 |  | 0 |  | 0.00011138 |  | 0.000299 |  | -3.3243e-05 |  | 0.0001569 |  | 9.9541e-05 |  | 0 |  | -1.814e-05 |  | 4.734e-05 |  | 0 |  | 4.1738e-05 |  | 0
|  |  | 0 |  | 0 |  | 0.0001672 |  | 0.00018974 |  | -9.2072e-05 |  | 0 |  | 0.00011141 |  | 0.00019093 |  | -1.4587e-05 |  | 0.00015691 |  | 0.00023121 |  | 0 |  | -3.3118e-05 |  | 0.00012436 |  | 0 |  | 6.187e-05 |  | 0
|  |  | 0 |  | 0 |  | 4.9481e-05 |  | 0.0004193 |  | -0.00027527 |  | 0 |  | 4.4115e-05 |  | 0.00027738 |  | -8.8068e-05 |  | 6.4436e-05 |  | 0.00029118 |  | 0 |  | -2.6627e-05 |  | 3.7631e-05 |  | 0 |  | 7.7622e-05 |  | 0
|  |  | 0 |  | 0 |  | 4.9483e-05 |  | 0.00070051 |  | -0.00010324 |  | 0 |  | 4.4115e-05 |  | 0.00068211 |  | -1.2817e-05 |  | 6.4438e-05 |  | 0.00019808 |  | 0 |  | -1.5516e-05 |  | 2.4108e-05 |  | 0 |  | 5.5012e-05 |  | 0
|  |  | 0 |  | 0 |  | 0.00017554 |  | 0.00045723 |  | -0.00021449 |  | 0 |  | 0 |  | 0.00055962 |  | -9.1706e-05 |  | 2.1381e-05 |  | 0.00018027 |  | 0 |  | -3.3788e-05 |  | 4.6605e-05 |  | 0 |  | 1.8575e-05 |  | 0
|  |  | 0 |  | 0 |  | 0.00017555 |  | 0.00010938 |  | -0.00048581 |  | 0 |  | 0 |  | 0.00064251 |  | -0.00024546 |  | 2.1382e-05 |  | 0.00017742 |  | 0 |  | -4.3514e-05 |  | -6.5439e-05 |  | 0 |  | 2.6512e-05 |  | 0
|  |  | 0 |  | 0 |  | 0.00024888 |  | 0.00039091 |  | -0.00019316 |  | 0 |  | 6.5678e-05 |  | 0.00093678 |  | -0.00010481 |  | 0.00014138 |  | 0.00013653 |  | 0 |  | -3.8849e-05 |  | -8.73e-05 |  | 0 |  | 4.1246e-05 |  | 0
|  |  | 0 |  | 0 |  | 0.00024889 |  | 0.0002071 |  | -0.00016811 |  | 0 |  | 6.5694e-05 |  | 0.00059812 |  | 4.7371e-05 |  | 0.00014139 |  | 0.00018801 |  | 0 |  | -2.0046e-05 |  | -7.7698e-05 |  | 0 |  | 3.0037e-05 |  | 0
|  |  | 0 |  | 0 |  | 7.4719e-05 |  | 6.9692e-05 |  | -0.00029861 |  | 0 |  | 5.4737e-05 |  | 1.2011e-06 |  | 3.3991e-05 |  | 0.00012837 |  | 0.0002247 |  | 0 |  | -1.2719e-05 |  | -5.4388e-05 |  | 0 |  | 4.9312e-05 |  | 0
|  |  | 0 |  | 0 |  | 7.4721e-05 |  | 0.00011787 |  | -0.00045106 |  | 0 |  | 5.4751e-05 |  | 0.00040839 |  | 1.7303e-05 |  | 0.00012837 |  | 0.00015496 |  | 0 |  | 3.6979e-06 |  | -5.079e-05 |  | 0 |  | 3.2529e-05 |  | 0
|  |  | 0 |  | 0 |  | 8.4304e-05 |  | -0.00017306 |  | -0.00043972 |  | 0 |  | 2.7631e-05 |  | 0.00039398 |  | -0.00011016 |  | 6.045e-05 |  | 0.00010841 |  | 0 |  | -5.3301e-06 |  | -0.00011294 |  | 0 |  | 1.7996e-05 |  | 0
|  |  | 0 |  | 0 |  | 8.4306e-05 |  | 5.4897e-05 |  | -0.00020552 |  | 0 |  | 2.7631e-05 |  | 0.00035074 |  | -0.0004624 |  | 6.0452e-05 |  | 0.00018332 |  | 0 |  | -3.0939e-05 |  | -0.00013575 |  | 0 |  | 3.5786e-05 |  | 0
|  |  | 0 |  | 0 |  | 0.00018069 |  | 0.00030137 |  | -1.6445e-05 |  | 0 |  | 8.4295e-05 |  | 0.00061864 |  | -0.00016267 |  | 9.5268e-05 |  | 0.00017164 |  | 0 |  | -3.7936e-05 |  | -0.00010188 |  | 0 |  | 2.3612e-05 |  | 0
|  |  | 0 |  | 0 |  | 0.0001807 |  | 7.8865e-05 |  | -0.00017898 |  | 0 |  | 8.4317e-05 |  | 0.00042024 |  | 1.2829e-05 |  | 9.5271e-05 |  | 0.00020483 |  | 0 |  | -2.3867e-05 |  | 1.3012e-05 |  | 0 |  | 3.3442e-05 |  | 0
|  |  | 0 |  | 0 |  | 0.000138 |  | -0.00011626 |  | -0.00025408 |  | 0 |  | 0.00010143 |  | 0.00030613 |  | -6.7874e-05 |  | 0.00015913 |  | 0.00031049 |  | 0 |  | -2.3462e-05 |  | -5.2873e-05 |  | 0 |  | 3.6212e-05 |  | 0
|  |  | 0 |  | 0 |  | 0.000138 |  | -3.9184e-05 |  | -0.00018026 |  | 0 |  | 0.00010146 |  | 0.00034763 |  | 9.2703e-05 |  | 0.00015913 |  | 0.0002595 |  | 0 |  | -4.2124e-05 |  | -0.00022179 |  | 0 |  | 6.8104e-06 |  | 0
|  |  | 0 |  | 0 |  | 8.7274e-05 |  | 0.00054416 |  | -0.00011781 |  | 0 |  | 0.00012871 |  | 0.0009892 |  | 8.1283e-05 |  | 0.00015515 |  | 0.00021298 |  | 0 |  | -1.8292e-05 |  | -1.0804e-05 |  | 0 |  | 4.7709e-05 |  | 0
|  |  | 0 |  | 0 |  | 8.7276e-05 |  | 0.00061918 |  | -0.00018094 |  | 0 |  | 0.00012874 |  | 0.0012627 |  | 0.00010396 |  | 0.00015516 |  | 0.00018391 |  | 0 |  | -1.2275e-05 |  | 9.0037e-05 |  | 0 |  | 5.9995e-05 |  | 0
|  |  | 0 |  | 0 |  | 5.1523e-05 |  | 4.9533e-05 |  | -0.00041842 |  | 0 |  | 0 |  | 0.00076292 |  | 1.0525e-05 |  | 1.2282e-06 |  | 0.0001076 |  | 0 |  | -3.0686e-05 |  | 7.8036e-05 |  | 0 |  | 2.0968e-05 |  | 0
|  |  | 0 |  | 0 |  | 5.1524e-05 |  | 2.2179e-05 |  | -0.00051416 |  | 0 |  | 0 |  | 0.00039768 |  | -0.00037756 |  | 1.2282e-06 |  | 7.8783e-05 |  | 0 |  | -2.7273e-05 |  | 4.8024e-06 |  | 0 |  | 8.3184e-06 |  | 0
|  |  | 0 |  | 0 |  | 9.8467e-05 |  | -0.00017338 |  | -0.00044858 |  | 0 |  | 2.4531e-05 |  | 0.00035925 |  | 2.5314e-05 |  | 4.4968e-05 |  | 0.00012317 |  | 0 |  | -2.7689e-05 |  | -0.00011349 |  | 0 |  | 2.7969e-05 |  | 0
|  |  | 0 |  | 0 |  | 9.847e-05 |  | -0.00011007 |  | -0.00044046 |  | 0 |  | 2.4537e-05 |  | 0.00018384 |  | 0.00039548 |  | 4.4969e-05 |  | 0.00013105 |  | 0 |  | -2.5169e-05 |  | 4.0819e-05 |  | 0 |  | 3.9671e-05 |  | 0
|  |  | 0 |  | 0 |  | 0.00013262 |  | 3.4176e-06 |  | -0.00033973 |  | 0 |  | 3.3868e-05 |  | 0.00039172 |  | 7.6077e-05 |  | 8.009e-05 |  | 0.00011181 |  | 0 |  | -2.529e-05 |  | 0.00015192 |  | 0 |  | 1.1784e-05 |  | 0
|  |  | 0 |  | 0 |  | 0.00013262 |  | -0.00042935 |  | -0.00019429 |  | 0 |  | 3.3877e-05 |  | -6.0082e-06 |  | 0.0003607 |  | 8.0093e-05 |  | 0.00015067 |  | 0 |  | -3.6549e-05 |  | 0.0001072 |  | 0 |  | 4.2917e-06 |  | 0
|  |  | 0 |  | 0 |  | 0.00014495 |  | 3.1377e-05 |  | -0.00022365 |  | 0 |  | 7.0605e-05 |  | -6.369e-05 |  | 0.00053706 |  | 0.00019892 |  | 0.00018766 |  | 0 |  | -4.2118e-05 |  | 0.0001192 |  | 0 |  | 2.8547e-05 |  | 0
|  |  | 0 |  | 0 |  | 0.00014495 |  | 0.00016503 |  | -0.00011669 |  | 0 |  | 7.0622e-05 |  | 0.00080514 |  | 0.00025671 |  | 0.00019892 |  | 0.0001564 |  | 0 |  | -4.6619e-05 |  | -7.0847e-05 |  | 0 |  | 3.4698e-05 |  | 0
|  |  | 0 |  | 0 |  | 0 |  | -0.00032811 |  | -0.00041879 |  | 0 |  | 0 |  | 0.00035304 |  | -0.0003685 |  | 0 |  | 4.7144e-05 |  | 0 |  | -0.00015214 |  | -0.00035872 |  | 0 |  | -0.00017085 |  | 0
|  |  | 0 |  | 0 |  | 6.2648e-05 |  | 0.00018833 |  | 7.5436e-06 |  | 0 |  | 7.7359e-05 |  | 0.00040952 |  | -9.9396e-05 |  | 4.0809e-05 |  | 0.00013333 |  | 0 |  | -3.8381e-05 |  | -9.0246e-05 |  | 0 |  | 6.0968e-05 |  | 0
|  |  | 0 |  | 0 |  | 6.265e-05 |  | 0.00023692 |  | 3.616e-05 |  | 0 |  | 7.7359e-05 |  | 0.00031933 |  | 8.0626e-05 |  | 4.081e-05 |  | 0.00019773 |  | 0 |  | 1.0525e-05 |  | -0.00014941 |  | 0 |  | 3.8811e-05 |  | 0
|  |  | 0 |  | 0 |  | 8.9257e-05 |  | -5.8841e-06 |  | -0.00040065 |  | 0 |  | 8.6494e-05 |  | 0.00024602 |  | 5.2958e-05 |  | 0.00013916 |  | 0.00017608 |  | 0 |  | -1.2953e-06 |  | -1.76e-05 |  | 0 |  | 1.9667e-05 |  | 0
|  |  | 0 |  | 0 |  | 8.926e-05 |  | 0.00022767 |  | -0.00039868 |  | 0 |  | 8.6472e-05 |  | 5.2884e-05 |  | 2.8474e-05 |  | 0.00013916 |  | 0.0001631 |  | 0 |  | -1.3901e-05 |  | -0.00015931 |  | 0 |  | 9.2602e-06 |  | 0
|  |  | 0 |  | 0 |  | 7.502e-05 |  | 0.00040476 |  | 8.5121e-05 |  | 0 |  | 0.000172 |  | 4.4472e-05 |  | 7.481e-05 |  | 9.4061e-05 |  | 0.0002174 |  | 0 |  | 1.4191e-05 |  | -1.201e-05 |  | 0 |  | 3.2049e-05 |  | 0
|  |  | 0 |  | 0 |  | 7.5022e-05 |  | 0.0003837 |  | 3.5686e-05 |  | 0 |  | 0.00017196 |  | 0.00015246 |  | 9.2841e-05 |  | 9.4064e-05 |  | 0.00013801 |  | 0 |  | -1.4843e-05 |  | 8.0467e-05 |  | 0 |  | 3.2119e-05 |  | 0
|  |  | 0 |  | 0 |  | 0.00021758 |  | 0.00052894 |  | -0.00014673 |  | 0 |  | 0.00010125 |  | 0.00031475 |  | 0.00019218 |  | 0.00026564 |  | 0.00013345 |  | 0 |  | -3.2796e-05 |  | 7.6867e-05 |  | 0 |  | 1.2734e-05 |  | 0
|  |  | 0 |  | 0 |  | 0.00021759 |  | 0.00022042 |  | -0.00014746 |  | 0 |  | 0.00010125 |  | 0.0003524 |  | 0.00031945 |  | 0.00026565 |  | 0.00026455 |  | 0 |  | -1.0414e-05 |  | 0.00013091 |  | 0 |  | 2.2852e-05 |  | 0
|  |  | 0 |  | 0 |  | 0.00016824 |  | 7.8744e-07 |  | -0.00015104 |  | 0 |  | 0 |  | 0.00058683 |  | 0.00019848 |  | 0.0001976 |  | 0.00015761 |  | 0 |  | -2.1698e-05 |  | -4.6429e-05 |  | 0 |  | 2.8917e-05 |  | 0
|  |  | 0 |  | 0 |  | 0.00016824 |  | 0.0002095 |  | -0.00013266 |  | 0 |  | 0 |  | 0.0008968 |  | -9.8055e-05 |  | 0.00019761 |  | 5.7005e-05 |  | 0 |  | -3.6562e-05 |  | -3.0326e-05 |  | 0 |  | 1.1286e-05 |  | 0
|  |  | 0 |  | 0 |  | 0.00014938 |  | 0.00018508 |  | -0.00034499 |  | 0 |  | 4.064e-05 |  | 0.00069247 |  | -3.8119e-05 |  | 0.00026785 |  | 0.00010615 |  | 0 |  | -2.8045e-05 |  | -9.2967e-05 |  | 0 |  | 1.3958e-06 |  | 0
|  |  | 0 |  | 0 |  | 0.00014938 |  | -0.00024186 |  | -0.00055516 |  | 0 |  | 4.065e-05 |  | 0.00021399 |  | 0.00017635 |  | 0.00026786 |  | 0.00015612 |  | 0 |  | -1.7737e-05 |  | -0.00016193 |  | 0 |  | 3.2181e-05 |  | 0
|  |  | 0 |  | 0 |  | 0.00022457 |  | -9.6442e-05 |  | -0.00053441 |  | 0 |  | 9.0955e-05 |  | 0.00020439 |  | 0.00014552 |  | 7.8804e-06 |  | 0.00025849 |  | 0 |  | -2.0334e-05 |  | -3.9641e-05 |  | 0 |  | 2.5307e-05 |  | 0
|  |  | 0 |  | 0 |  | 0.00022458 |  | 0.0003544 |  | -0.00036376 |  | 0 |  | 9.0978e-05 |  | 0.00042933 |  | 0.00026882 |  | 7.8806e-06 |  | 0.00018727 |  | 0 |  | -2.3947e-05 |  | 1.2012e-06 |  | 0 |  | 2.3659e-05 |  | 0
|  |  | 0 |  | 0 |  | 0.00022292 |  | 0.0003344 |  | -0.00013281 |  | 0 |  | 0.00013326 |  | 0.00042696 |  | 0.00044119 |  | 8.5376e-05 |  | 0.00014114 |  | 0 |  | -3.3315e-05 |  | 4.2046e-05 |  | 0 |  | 3.0428e-05 |  | 0
|  |  | 0 |  | 0 |  | 0.00022292 |  | 2.7498e-05 |  | -0.00012933 |  | 0 |  | 0.00013326 |  | 0.00015511 |  | 0.00020071 |  | 8.5379e-05 |  | 0.00015829 |  | 0 |  | -4.4688e-05 |  | -4.2047e-05 |  | 0 |  | 1.8188e-05 |  | 0
|  |  | 0 |  | 0 |  | 0.00028493 |  | -0.00031957 |  | 3.135e-05 |  | 0 |  | 9.1787e-05 |  | 0.00042324 |  | 0.00011053 |  | 0.00011504 |  | 6.6195e-05 |  | 0 |  | -3.4129e-05 |  | -9.7309e-05 |  | 0 |  | 1.5962e-05 |  | 0
|  |  | 0 |  | 0 |  | 0.00028494 |  | -0.0003044 |  | 4.0857e-05 |  | 0 |  | 9.1787e-05 |  | 0.0010089 |  | 0.00017282 |  | 0.00011505 |  | 0.00010982 |  | 0 |  | -3.1886e-05 |  | -8.2897e-05 |  | 0 |  | 2.4155e-05 |  | 0
|  |  | 0 |  | 0 |  | 0.0001433 |  | 0.00015451 |  | 3.2168e-05 |  | 0 |  | 0.00021162 |  | 0.0011495 |  | 0.00027021 |  | 0.00034792 |  | 0.00019707 |  | 0 |  | -3.0772e-05 |  | -0.00013239 |  | 0 |  | 4.0008e-05 |  | 0
|  |  | 0 |  | 0 |  | 0.0001433 |  | 0.00011257 |  | -4.4265e-05 |  | 0 |  | 0.00021167 |  | 0.00083355 |  | 0.00018106 |  | 0.00034793 |  | 0.00018521 |  | 0 |  | -2.3175e-05 |  | -9.7063e-06 |  | 0 |  | 1.5239e-05 |  | 0
|  |  | 0 |  | 0 |  | 0.00022252 |  | -0.00016992 |  | -0.00019238 |  | 0 |  | 0.00010964 |  | 0.00048481 |  | 0.00017103 |  | 0.00020551 |  | 0.00022021 |  | 0 |  | -3.6368e-05 |  | 8.5442e-05 |  | 0 |  | 7.9682e-06 |  | 0
|  |  | 0 |  | 0 |  | 0.00022253 |  | -4.3136e-07 |  | 4.4756e-05 |  | 0 |  | 0.00010967 |  | 0.00054251 |  | 0.00036305 |  | 0.00020552 |  | 0.00018061 |  | 0 |  | -2.2308e-05 |  | -6.7287e-05 |  | 0 |  | 3.8222e-05 |  | 0
|  |  | 0 |  | 0 |  | 8.974e-05 |  | -3.0927e-05 |  | -0.00012043 |  | 0 |  | 6.4616e-05 |  | 0.00090333 |  | 0.0001535 |  | 0.00014193 |  | 5.7138e-05 |  | 0 |  | -2.2816e-05 |  | -0.00014029 |  | 0 |  | 5.1571e-05 |  | 0
|  |  | 0 |  | 0 |  | 8.9743e-05 |  | -0.0002123 |  | -0.00059196 |  | 0 |  | 6.4616e-05 |  | 0.00066025 |  | -0.00016296 |  | 0.00014193 |  | 7.0203e-05 |  | 0 |  | -5.682e-05 |  | -5.6179e-05 |  | 0 |  | 2.3084e-05 |  | 0
|  |  | 0 |  | 0 |  | 0.00011693 |  | -0.00020715 |  | -0.00050282 |  | 0 |  | 5.6087e-05 |  | 0.00045103 |  | -0.0001919 |  | 0.00011195 |  | 0.00015701 |  | 0 |  | -4.6374e-05 |  | -0.00016168 |  | 0 |  | 2.6721e-05 |  | 0
|  |  | 0 |  | 0 |  | 0.00011694 |  | 0.00010876 |  | -0.00037283 |  | 0 |  | 5.6087e-05 |  | 0.00057099 |  | -0.00018293 |  | 0.00011195 |  | 0.00022447 |  | 0 |  | -2.9517e-06 |  | -0.00026262 |  | 0 |  | 2.539e-05 |  | 0
|  |  | 0 |  | 0 |  | 0.00018074 |  | 0.00063985 |  | -0.0002851 |  | 0 |  | 9.3723e-05 |  | 0.00053252 |  | 2.0658e-05 |  | 0.00026041 |  | 0.0001962 |  | 0 |  | -1.0129e-05 |  | -0.00011176 |  | 0 |  | 2.4178e-05 |  | 0
|  |  | 0 |  | 0 |  | 0.00018074 |  | 0.00045114 |  | -0.00012555 |  | 0 |  | 9.3747e-05 |  | 4.6909e-05 |  | 0.00022424 |  | 0.00026041 |  | 0.00018464 |  | 0 |  | -4.73e-05 |  | 6.3939e-05 |  | 0 |  | 2.6501e-05 |  | 0
|  |  | 0 |  | 0 |  | 0.00013152 |  | -0.00034423 |  | -0.00049069 |  | 0 |  | 0.00010082 |  | -0.00024177 |  | -9.3039e-05 |  | 0.00010144 |  | 0.00018622 |  | 0 |  | -5.343e-05 |  | 6.1535e-05 |  | 0 |  | 1.3167e-05 |  | 0
|  |  | 0 |  | 0 |  | 0.00013153 |  | -0.00085411 |  | -0.0005611 |  | 0 |  | 0.00010085 |  | 0.00010826 |  | -2.0808e-05 |  | 0.00010144 |  | 8.1383e-05 |  | 0 |  | -5.4924e-05 |  | -1.2018e-06 |  | 0 |  | 1.9719e-05 |  | 0
|  |  | 0 |  | 0 |  | 0.00018869 |  | -0.00081287 |  | -0.00028671 |  | 0 |  | 0 |  | 9.5033e-05 |  | -4.0716e-05 |  | 7.3298e-05 |  | 5.5413e-05 |  | 0 |  | -3.1172e-05 |  | 1.5623e-05 |  | 0 |  | 2.3361e-05 |  | 0
|  |  | 0 |  | 0 |  | 0.0001887 |  | -0.0004762 |  | 1.0469e-05 |  | 0 |  | 0 |  | 0.00037967 |  | 0.00010305 |  | 7.33e-05 |  | 7.878e-05 |  | 0 |  | -1.4571e-05 |  | -1.6826e-05 |  | 0 |  | 4.2346e-05 |  | 0
|  |  | 0 |  | 0 |  | 0.00019496 |  | 0.0002993 |  | -6.4766e-05 |  | 0 |  | 7.7736e-05 |  | 0.00058057 |  | 0.00052972 |  | 0.00015525 |  | 7.6888e-05 |  | 0 |  | -2.2349e-05 |  | -0.00014874 |  | 0 |  | 5.2051e-05 |  | 0
|  |  | 0 |  | 0 |  | 0.00019497 |  | 0.00022006 |  | -0.0001975 |  | 0 |  | 7.7736e-05 |  | 0.0003752 |  | 0.00039181 |  | 0.00015525 |  | 7.6972e-05 |  | 0 |  | -1.6606e-05 |  | -0.00026413 |  | 0 |  | 1.8196e-05 |  | 0
|  |  | 0 |  | 0 |  | 0.00012691 |  | 0.00021619 |  | -0.00019453 |  | 0 |  | 5.8157e-05 |  | 0.00080833 |  | -2.5807e-05 |  | 6.2854e-05 |  | 0.00016416 |  | 0 |  | -2.7398e-05 |  | -0.00031527 |  | 0 |  | 2.7894e-05 |  | 0
|  |  | 0 |  | 0 |  | 0.00012691 |  | 0.00073924 |  | -0.0002775 |  | 0 |  | 5.8172e-05 |  | 0.0004969 |  | -0.00020297 |  | 6.2856e-05 |  | 0.00025618 |  | 0 |  | -3.4814e-05 |  | -0.00013187 |  | 0 |  | 2.3048e-05 |  | 0
|  |  | 0 |  | 0 |  | 7.7196e-05 |  | 0.00081466 |  | -0.00022307 |  | 0 |  | 8.3773e-05 |  | 0.00021416 |  | -0.00033073 |  | 0.00011428 |  | 0.00024182 |  | 0 |  | -1.4276e-05 |  | 0.00012332 |  | 0 |  | 2.6687e-05 |  | 0
|  |  | 0 |  | 0 |  | 7.7199e-05 |  | 0.00049413 |  | -0.00025262 |  | 0 |  | 8.3795e-05 |  | 0.00068381 |  | -0.00041035 |  | 0.00011428 |  | 0.00021546 |  | 0 |  | -1.8518e-05 |  | -1.3223e-05 |  | 0 |  | 3.032e-05 |  | 0
|  |  | 0 |  | 0 |  | 0.00021889 |  | 0.00039189 |  | -0.00039537 |  | 0 |  | 3.0817e-05 |  | 0.00037099 |  | -0.00041433 |  | 0.00016607 |  | 0.00017233 |  | 0 |  | -2.9002e-05 |  | -3.7265e-05 |  | 0 |  | 1.0917e-05 |  | 0
|  |  | 0 |  | 0 |  | 0.0002189 |  | 0.00066131 |  | -0.00020873 |  | 0 |  | 3.0817e-05 |  | 0.00044883 |  | -0.00022551 |  | 0.00016607 |  | 0.00014468 |  | 0 |  | -3.4039e-05 |  | 0.00013483 |  | 0 |  | 1.2134e-06 |  | 0
|  |  | 0 |  | 0 |  | 5.6106e-05 |  | 0.00011717 |  | -0.00017913 |  | 0 |  | 8.2282e-05 |  | 0.00062933 |  | 0.00021201 |  | 9.7631e-05 |  | 0.00012353 |  | 0 |  | -2.4117e-05 |  | 0.00014445 |  | 0 |  | -2.4261e-06 |  | 0
|  |  | 0 |  | 0 |  | 5.6108e-05 |  | 0.00019131 |  | -0.0005315 |  | 0 |  | 8.2282e-05 |  | 0.00022503 |  | 0.00014016 |  | 9.7634e-05 |  | 6.9875e-05 |  | 0 |  | -8.2689e-06 |  | 1.2022e-05 |  | 0 |  | 9.6113e-06 |  | 0
|  |  | 0 |  | 0 |  | 8.8553e-05 |  | 0.00058887 |  | -0.00039606 |  | 0 |  | 0.00013544 |  | 0.00022865 |  | -6.7399e-05 |  | 0.00018001 |  | 4.8919e-05 |  | 0 |  | -2.4787e-05 |  | 4.8088e-06 |  | 0 |  | 2.0533e-05 |  | 0
|  |  | 0 |  | 0 |  | 8.8556e-05 |  | 0.00015076 |  | -0.00030755 |  | 0 |  | 0.00013544 |  | 0.00017449 |  | 3.2091e-05 |  | 0.00018002 |  | 0.0001782 |  | 0 |  | -2.1995e-05 |  | 2.5247e-05 |  | 0 |  | 3.588e-05 |  | 0
|  |  | 0 |  | 0 |  | 0.00018395 |  | -5.9275e-05 |  | -0.00029092 |  | 0 |  | 7.6596e-05 |  | 0.00015525 |  | 0.00038302 |  | 0.00019701 |  | 0.00018999 |  | 0 |  | -5.5126e-06 |  | -9.1962e-05 |  | 0 |  | 1.8892e-05 |  | 0
|  |  | 0 |  | 0 |  | 0.00018395 |  | 0.00018137 |  | -0.00025388 |  | 0 |  | 7.6596e-05 |  | 0.00031652 |  | 0.00018149 |  | 0.00019701 |  | 8.7701e-05 |  | 0 |  | -2.2358e-05 |  | -6.9119e-05 |  | 0 |  | 3.4394e-05 |  | 0
|  |  | 0 |  | 0 |  | 0.00011045 |  | 0.00043421 |  | -0.00019208 |  | 0 |  | 5.6392e-05 |  | -3.9598e-05 |  | -0.00018645 |  | 2.6443e-05 |  | 5.3553e-05 |  | 0 |  | -2.7295e-05 |  | 2.4047e-05 |  | 0 |  | 7.0798e-05 |  | 0
|  |  | 0 |  | 0 |  | 0.00011045 |  | 0.00061497 |  | -0.00049148 |  | 0 |  | 5.6407e-05 |  | -0.0002442 |  | -0.00036182 |  | 2.6444e-05 |  | 3.5692e-05 |  | 0 |  | -1.2474e-05 |  | -7.4549e-05 |  | 0 |  | 4.5427e-05 |  | 0
|  |  | 0 |  | 0 |  | 4.5566e-05 |  | 0.00061017 |  | -0.00047798 |  | 0 |  | 9.2041e-05 |  | 0.00046822 |  | -0.00032144 |  | 7.6009e-05 |  | 0.00011754 |  | 0 |  | -2.3428e-05 |  | 1.2024e-06 |  | 0 |  | 3.571e-05 |  | 0
|  |  | 0 |  | 0 |  | 4.5567e-05 |  | 0.00042341 |  | -0.00017445 |  | 0 |  | 9.2041e-05 |  | 0.00044415 |  | -0.00021652 |  | 7.6011e-05 |  | 0.00014689 |  | 0 |  | -3.5977e-05 |  | 0.00016552 |  | 0 |  | 4.2505e-05 |  | 0
|  |  | 0 |  | 0 |  | 0.00012109 |  | 0.0001962 |  | -0.00030831 |  | 0 |  | 0.0001038 |  | 7.9444e-05 |  | -0.00012147 |  | 0.00012666 |  | 0.00020202 |  | 0 |  | -1.8742e-05 |  | -1.2899e-05 |  | 0 |  | 3.7649e-05 |  | 0
|  |  | 0 |  | 0 |  | 0.00012109 |  | 0.00028087 |  | -0.00013219 |  | 0 |  | 0.00010377 |  | 8.6666e-05 |  | 7.7199e-05 |  | 0.00012666 |  | 0.00023477 |  | 0 |  | -2.2662e-05 |  | 6.713e-06 |  | 0 |  | 4.5253e-05 |  | 0
|  |  | 0 |  | 0 |  | 9.9937e-05 |  | 0.00031844 |  | -0.00017764 |  | 0 |  | 0.00012517 |  | -0.00023354 |  | 3.29e-05 |  | 8.3231e-05 |  | 0.00016648 |  | 0 |  | -1.4088e-05 |  | 8.4128e-05 |  | 0 |  | 2.5833e-05 |  | 0
|  |  | 0 |  | 0 |  | 9.994e-05 |  | 0.00037425 |  | -0.00038548 |  | 0 |  | 0.00012513 |  | 8.2193e-05 |  | -0.00021662 |  | 8.3233e-05 |  | 0.00012643 |  | 0 |  | -2.5215e-05 |  | 1.0823e-05 |  | 0 |  | 2.256e-05 |  | 0
|  |  | 0 |  | 0 |  | 0.00019311 |  | 0.00044779 |  | -9.5501e-05 |  | 0 |  | 0.00012857 |  | 0.0003338 |  | -0.00015721 |  | 0.00010984 |  | 0.00016799 |  | 0 |  | -3.8922e-05 |  | 1.6836e-05 |  | 0 |  | 3.7135e-05 |  | 0
|  |  | 0 |  | 0 |  | 0.00019311 |  | 0.00054671 |  | 0.00011375 |  | 0 |  | 0.00012857 |  | 0.00024679 |  | 0.00026367 |  | 0.00010984 |  | 0.00017313 |  | 0 |  | -2.4235e-05 |  | 3.1269e-05 |  | 0 |  | 1.3351e-05 |  | 0
|  |  | 0 |  | 0 |  | 0.00025668 |  | 0.0010558 |  | 5.86e-05 |  | 0 |  | 0.00011346 |  | 0.00065492 |  | 0.00010319 |  | 0.00017126 |  | 3.5471e-05 |  | 0 |  | -1.323e-05 |  | -6.4084e-05 |  | 0 |  | -2.428e-06 |  | 0
|  |  | 0 |  | 0 |  | 0.00025669 |  | 0.0010773 |  | -0.00010356 |  | 0 |  | 0.00011346 |  | 0.00037204 |  | -0.00025684 |  | 0.00017127 |  | 4.2894e-05 |  | 0 |  | -1.0664e-05 |  | -8.4536e-05 |  | 0 |  | 1.214e-06 |  | 0
|  |  | 0 |  | 0 |  | 0.00013359 |  | 0.00076749 |  | -0.0003307 |  | 0 |  | 8.7974e-05 |  | -0.00023477 |  | -0.00017922 |  | 0.00011775 |  | 5.8381e-05 |  | 0 |  | -3.2839e-05 |  | -6.0982e-05 |  | 0 |  | 2.428e-05 |  | 0
|  |  | 0 |  | 0 |  | 0.0001336 |  | 0.00050019 |  | -0.00020091 |  | 0 |  | 8.7996e-05 |  | 0.00022093 |  | -0.00019432 |  | 0.00011775 |  | 9.9449e-06 |  | 0 |  | -1.7376e-05 |  | -0.00011872 |  | 0 |  | 4.2291e-05 |  | 0
|  |  | 0 |  | 0 |  | 0.00012301 |  | 0.00023166 |  | -7.2209e-05 |  | 0 |  | 0.00015707 |  | 0.00077359 |  | -8.9633e-05 |  | 0.00019176 |  | 0.00013654 |  | 0 |  | -1.3007e-05 |  | -0.00011968 |  | 0 |  | 3.0151e-05 |  | 0
|  |  | 0 |  | 0 |  | 0.00012301 |  | -0.00020639 |  | -0.00029462 |  | 0 |  | 0.00015711 |  | 0.00038892 |  | -0.00030625 |  | 0.00019177 |  | 0.00015293 |  | 0 |  | -3.0143e-05 |  | -4.3902e-05 |  | 0 |  | 4.0616e-05 |  | 0
|  |  | 0 |  | 0 |  | 0.00013109 |  | -0.00020227 |  | -0.00035935 |  | 0 |  | 0.00010011 |  | 9.3924e-05 |  | -1.3133e-05 |  | 0.0002566 |  | 0.00010879 |  | 0 |  | -3.1892e-05 |  | -7.6866e-05 |  | 0 |  | 4.0616e-05 |  | 0
|  |  | 0 |  | 0 |  | 0.00013109 |  | -0.00011811 |  | -0.00050995 |  | 0 |  | 0.00010014 |  | 0.00045233 |  | 1.7079e-05 |  | 0.00025661 |  | 9.8888e-05 |  | 0 |  | -2.6921e-05 |  | -0.00021881 |  | 0 |  | -1.9423e-05 |  | 0
|  |  | 0 |  | 0 |  | 0.0001325 |  | 7.2425e-05 |  | -0.00061577 |  | 0 |  | 3.5676e-05 |  | 0.00020788 |  | -0.00033507 |  | 5.3541e-05 |  | 0.00011324 |  | 0 |  | -2.7246e-05 |  | -0.00011067 |  | 0 |  | 1.9429e-05 |  | 0
|  |  | 0 |  | 0 |  | 0.00013251 |  | 0.00058129 |  | -0.00033769 |  | 0 |  | 3.5676e-05 |  | 0.00010084 |  | -5.1956e-05 |  | 5.3543e-05 |  | 0.00014459 |  | 0 |  | -1.6315e-05 |  | 3.6088e-06 |  | 0 |  | 6.4026e-05 |  | 0
|  |  | 0 |  | 0 |  | 0.0002042 |  | 0.00032044 |  | 3.3103e-05 |  | 0 |  | 0.00028435 |  | 0.0005368 |  | -2.216e-06 |  | 0.00022759 |  | 0.0001089 |  | 0 |  | -9.3434e-07 |  | 8.421e-06 |  | 0 |  | 3.4891e-05 |  | 0
|  |  | 0 |  | 0 |  | 0.00020421 |  | 0.00023553 |  | 0.00017352 |  | 0 |  | 0.00028442 |  | 0.00046727 |  | -0.00014216 |  | 0.0002276 |  | 8.3597e-05 |  | 0 |  | -1.5385e-05 |  | -1.9248e-05 |  | 0 |  | 3.4703e-05 |  | 0
|  |  | 0 |  | 0 |  | 0.00010632 |  | 0.00020066 |  | 3.8709e-05 |  | 0 |  | 5.6192e-05 |  | 0.00033482 |  | -0.00024521 |  | 0.000174 |  | 0.00010948 |  | 0 |  | -4.4688e-05 |  | 3.7296e-05 |  | 0 |  | 4.1999e-05 |  | 0
|  |  | 0 |  | 0 |  | 0.00010632 |  | -0.00031064 |  | -0.000369 |  | 0 |  | 5.6207e-05 |  | 0.00056833 |  | -0.00030338 |  | 0.000174 |  | 6.0397e-05 |  | 0 |  | -4.5244e-05 |  | 5.0528e-05 |  | 0 |  | 4.3954e-05 |  | 0
|  |  | 0 |  | 0 |  | 0.00017308 |  | -0.000542 |  | -0.00053998 |  | 0 |  | 0.00011897 |  | 0.00067672 |  | -0.00010019 |  | 0.00014736 |  | 2.9967e-05 |  | 0 |  | -1.3736e-05 |  | 0.000154 |  | 0 |  | 5.4896e-05 |  | 0
|  |  | 0 |  | 0 |  | 0.00017308 |  | 1.0355e-05 |  | -0.00042678 |  | 0 |  | 0.00011894 |  | 0.00077208 |  | 0.00016861 |  | 0.00014737 |  | 8.3207e-05 |  | 0 |  | -9.2214e-06 |  | 0.0001516 |  | 0 |  | 5.1783e-05 |  | 0
|  |  | 0 |  | 0 |  | 0.00010951 |  | -0.00017377 |  | -0.00041053 |  | 0 |  | 8.2317e-05 |  | 0.0010178 |  | -0.00017174 |  | 0.00024274 |  | 6.8084e-05 |  | 0 |  | -3.1199e-05 |  | -1.0828e-05 |  | 0 |  | 2.8705e-05 |  | 0
|  |  | 0 |  | 0 |  | 0.00010951 |  | -0.00044354 |  | -0.00015676 |  | 0 |  | 8.2317e-05 |  | 0.00021923 |  | -0.00042085 |  | 0.00024275 |  | 0.00011449 |  | 0 |  | -3.1686e-05 |  | 3.4894e-05 |  | 0 |  | 3.3268e-05 |  | 0
|  |  | 0 |  | 0 |  | 0.00010557 |  | -0.00017564 |  | -0.0001797 |  | 0 |  | 0 |  | -0.00015298 |  | -0.00033154 |  | 8.9407e-05 |  | 0.00010354 |  | 0 |  | -4.4357e-05 |  | 9.626e-06 |  | 0 |  | 3.8119e-05 |  | 0
|  |  | 0 |  | 0 |  | 0.00010558 |  | -5.2157e-05 |  | -0.00057702 |  | 0 |  | 0 |  | 6.2639e-05 |  | -0.00050688 |  | 8.941e-05 |  | 0.00011217 |  | 0 |  | -6.0041e-05 |  | -0.00026592 |  | 0 |  | 2.6236e-05 |  | 0
|  |  | 0 |  | 0 |  | 0.00021864 |  | 0.00031797 |  | -0.00063185 |  | 0 |  | 8.6224e-05 |  | 0.00018191 |  | -0.00042127 |  | 0.00026902 |  | 0.00018337 |  | 0 |  | -3.3267e-05 |  | -0.00030006 |  | 0 |  | 5.5813e-06 |  | 0
|  |  | 0 |  | 0 |  | 0.00021865 |  | 3.691e-05 |  | -0.00052762 |  | 0 |  | 8.6246e-05 |  | 0.0004361 |  | -0.00031785 |  | 0.00026903 |  | 0.00010033 |  | 0 |  | -2.9244e-05 |  | -5.9398e-05 |  | 0 |  | -6.0745e-06 |  | 0
|  |  | 0 |  | 0 |  | 7.2083e-05 |  | -0.0001845 |  | -0.0003622 |  | 0 |  | 0.00011146 |  | 0.00026865 |  | -0.0001656 |  | 0.00022725 |  | 5.8249e-05 |  | 0 |  | -3.5063e-05 |  | -5.5356e-05 |  | 0 |  | 8.5043e-06 |  | 0
|  |  | 0 |  | 0 |  | 7.2086e-05 |  | -0.00038615 |  | -0.00035664 |  | 0 |  | 0.00011144 |  | 0.00063854 |  | -2.6652e-05 |  | 0.00022726 |  | 0.00010703 |  | 0 |  | -1.1978e-05 |  | -0.00017329 |  | 0 |  | 1.2152e-05 |  | 0
|  |  | 0 |  | 0 |  | 0.0002172 |  | -0.000283 |  | -0.00033812 |  | 0 |  | 9.0986e-05 |  | 0.00018915 |  | -3.7054e-05 |  | 0.00016069 |  | 6.8772e-05 |  | 0 |  | -3.1593e-05 |  | -0.00018744 |  | 0 |  | -7.1008e-06 |  | 0
|  |  | 0 |  | 0 |  | 0.0002172 |  | -0.00011519 |  | -0.00017921 |  | 0 |  | 9.0986e-05 |  | 0 |  | 6.9789e-05 |  | 0.00016069 |  | 9.7022e-05 |  | 0 |  | -5.9398e-05 |  | -0.00014412 |  | 0 |  | 1.0805e-06 |  | 0
|  |  | 0 |  | 0 |  | 0.00010272 |  | 0.00034138 |  | -0.00040791 |  | 0 |  | 3.2863e-05 |  | 0 |  | 4.823e-05 |  | 0.00018897 |  | 0.00013481 |  | 0 |  | -2.332e-05 |  | -0.0001613 |  | 0 |  | 3.4917e-05 |  | 0
|  |  | 0 |  | 0 |  | 0.00010272 |  | 0.00043352 |  | -0.00077375 |  | 0 |  | 3.2871e-05 |  | 0 |  | -0.00026301 |  | 0.00018897 |  | 4.2018e-05 |  | 0 |  | -2.1122e-05 |  | -0.00023232 |  | 0 |  | 2.6734e-05 |  | 0
|  |  | 0 |  | 0 |  | 0.00016481 |  | -0.00038916 |  | -0.00053311 |  | 0 |  | 7.4248e-05 |  | 0 |  | -0.00018559 |  | 0.00012067 |  | 4.5977e-05 |  | 0 |  | -2.8214e-05 |  | -6.3788e-05 |  | 0 |  | 2.5519e-05 |  | 0
|  |  | 0 |  | 0 |  | 0.00016482 |  | -0.00037041 |  | -0.00035154 |  | 0 |  | 7.4267e-05 |  | 0 |  | 9.8399e-06 |  | 0.00012067 |  | 0.0001178 |  | 0 |  | 4.3655e-06 |  | 3.9719e-05 |  | 0 |  | 5.6357e-05 |  | 0
|  |  | 0 |  | 0 |  | 0.00017665 |  | -0.00066213 |  | -0.0004355 |  | 0 |  | 6.5546e-05 |  | 0 |  | 3.0421e-05 |  | 0.00014388 |  | 0.00014373 |  | 0 |  | 2.2322e-06 |  | -6.7404e-05 |  | 0 |  | 3.6915e-05 |  | 0
|  |  | 0 |  | 0 |  | 0.00017666 |  | -0.00031452 |  | -0.00033566 |  | 0 |  | 6.5562e-05 |  | 0 |  | -5.5681e-05 |  | 0.00014388 |  | 0.00016503 |  | 0 |  | -1.6906e-05 |  | -5.7775e-05 |  | 0 |  | -3.6465e-06 |  | 0
|  |  | 0 |  | 0 |  | 3.5315e-05 |  | 0.00012354 |  | -0.00048888 |  | 0 |  | 4.9839e-05 |  | 0 |  | -0.00015554 |  | 0.00015978 |  | 0.00010892 |  | 0 |  | -1.97e-05 |  | -5.0555e-05 |  | 0 |  | 4.8608e-06 |  | 0
|  |  | 0 |  | 0 |  | 3.5316e-05 |  | -0.00015373 |  | -0.00040296 |  | 0 |  | 4.9839e-05 |  | 0 |  | -0.00037831 |  | 0.00015979 |  | 3.7923e-05 |  | 0 |  | -1.5286e-05 |  | -4.2129e-05 |  | 0 |  | 2.3845e-05 |  | 0
|  |  | 0 |  | 0 |  | 0.00016752 |  | 0.00020601 |  | -6.3615e-05 |  | 0 |  | 9.1226e-05 |  | 0 |  | -0.00059472 |  | 7.7542e-05 |  | 0.00010094 |  | 0 |  | -4.042e-05 |  | 0.00014084 |  | 0 |  | 5.1803e-05 |  | 0
|  |  | 0 |  | 0 |  | 0.00016753 |  | 6.8331e-05 |  | -5.6215e-05 |  | 0 |  | 9.1226e-05 |  | 0 |  | -0.00044486 |  | 7.7544e-05 |  | 0.00011576 |  | 0 |  | -3.5633e-05 |  | 9.9915e-05 |  | 0 |  | 3.1603e-05 |  | 0
|  |  | 0 |  | 0 |  | 0.000158 |  | -0.00013549 |  | -0.00010357 |  | 0 |  | 0.00010291 |  | 0 |  | -0.00022209 |  | 2.0168e-05 |  | 6.7405e-05 |  | 0 |  | -1.5153e-05 |  | -0.00011797 |  | 0 |  | 1.3371e-05 |  | 0
|  |  | 0 |  | 0 |  | 0.000158 |  | 0.00034227 |  | -0.00021956 |  | 0 |  | 0.00010288 |  | 0 |  | 1.927e-05 |  | 2.0168e-05 |  | 6.6093e-05 |  | 0 |  | -2.1359e-05 |  | -0.00018058 |  | 0 |  | -2.0664e-05 |  | 0
|  |  | 0 |  | 0 |  | 0.00010144 |  | 0.00049537 |  | -0.00029283 |  | 0 |  | 7.2786e-05 |  | 0 |  | 7.933e-05 |  | 0.00015756 |  | 9.4202e-05 |  | 0 |  | -1.7331e-05 |  | 1.4447e-05 |  | 0 |  | 9.8456e-05 |  | 0
|  |  | 0 |  | 0 |  | 0.00010144 |  | -0.00010781 |  | -0.00034788 |  | 0 |  | 7.2786e-05 |  | 0 |  | 4.7184e-05 |  | 0.00015756 |  | 1.9806e-05 |  | 0 |  | -7.7025e-06 |  | 0.00011678 |  | 0 |  | 0.00014225 |  | 0
|  |  | 0 |  | 0 |  | 6.071e-05 |  | -0.00030366 |  | -0.00034182 |  | 0 |  | 9.1622e-05 |  | 0 |  | -0.00015954 |  | 4.904e-05 |  | 4.9482e-05 |  | 0 |  | -3.2797e-06 |  | -0.00019886 |  | 0 |  | 2.3101e-05 |  | 0
|  |  | 0 |  | 0 |  | 6.0712e-05 |  | 0.00019309 |  | -9.4131e-05 |  | 0 |  | 9.1645e-05 |  | 0 |  | -0.00026409 |  | 4.9042e-05 |  | 0.0002007 |  | 0 |  | 1.2258e-06 |  | -0.00028193 |  | 0 |  | 2.5532e-05 |  | 0
|  |  | 0 |  | 0 |  | 0.00023075 |  | 0.00051727 |  | -0.0001955 |  | 0 |  | 3.285e-05 |  | 0 |  | -0.00025774 |  | 0.00025525 |  | 0.0001557 |  | 0 |  | -3.1221e-08 |  | -0.00026288 |  | 0 |  | 2.0669e-05 |  | 0
|  |  | 0 |  | 0 |  | 0.00023076 |  | -5.3212e-05 |  | -4.629e-05 |  | 0 |  | 3.2858e-05 |  | 0 |  | -0.00022325 |  | 0.00025526 |  | 0.00014125 |  | 0 |  | -1.6813e-05 |  | -0.00014369 |  | 0 |  | 1.8237e-05 |  | 0
|  |  | 0 |  | 0 |  | 3.1406e-05 |  | -0.00077591 |  | -9.5485e-05 |  | 0 |  | 0.00010532 |  | 0 |  | -0.00010588 |  | 0.00023261 |  | 0.00017109 |  | 0 |  | -2.2665e-05 |  | -9.6524e-05 |  | 0 |  | 7.2948e-06 |  | 0
|  |  | 0 |  | 0 |  | 3.1407e-05 |  | -0.00031881 |  | -0.00056011 |  | 0 |  | 0.00010532 |  | 0 |  | 6.2957e-05 |  | 0.00023262 |  | 0.00017324 |  | 0 |  | -3.6815e-05 |  | -0.0002374 |  | 0 |  | -2.1891e-05 |  | 0
|  |  | 0 |  | 0 |  | 0.00016718 |  | 0.00029605 |  | -0.00023791 |  | 0 |  | 0.000106 |  | 0 |  | -0.0001642 |  | 0.00022278 |  | 0.00020881 |  | 0 |  | -2.3134e-05 |  | -9.0307e-05 |  | 0 |  | -1.459e-05 |  | 0
|  |  | 0 |  | 0 |  | 0.00016719 |  | 0.00019335 |  | 0.00014434 |  | 0 |  | 0.000106 |  | 0 |  | -0.00037215 |  | 0.00022279 |  | 0.00011897 |  | 0 |  | -1.0811e-05 |  | 4.5758e-05 |  | 0 |  | 1.3378e-05 |  | 0
|  |  | 0 |  | 0 |  | 0.00017583 |  | -7.1393e-05 |  | 9.5844e-05 |  | 0 |  | 9.5914e-05 |  | 0 |  | -0.00013335 |  | 1.0606e-05 |  | 4.4316e-05 |  | 0 |  | -3.4661e-05 |  | 0.00011801 |  | 0 |  | 3.7699e-05 |  | 0
|  |  | 0 |  | 0 |  | 0.00017583 |  | -0.0001204 |  | 0.00016238 |  | 0 |  | 9.5938e-05 |  | 0 |  | 0.00015658 |  | 1.0606e-05 |  | 7.725e-05 |  | 0 |  | -2.9026e-05 |  | 0.0001737 |  | 0 |  | 2.7971e-05 |  | 0
|  |  | 0 |  | 0 |  | 1.0835e-05 |  | 3.4615e-05 |  | -0.00016232 |  | 0 |  | 0.00013171 |  | 0 |  | 0.00011889 |  | 9.0296e-05 |  | 0.00011474 |  | 0 |  | -1.4724e-05 |  | 0.00019538 |  | 0 |  | 1.4593e-05 |  | 0
|  |  | 0 |  | 0 |  | 1.0835e-05 |  | 6.6899e-07 |  | -0.00052996 |  | 0 |  | 0.00013174 |  | 0 |  | 8.6389e-05 |  | 9.0299e-05 |  | 0.00012973 |  | 0 |  | -4.4192e-05 |  | 8.4301e-06 |  | 0 |  | 1.703e-05 |  | 0
|  |  | 0 |  | 0 |  | 0.00015153 |  | -0.00039214 |  | -0.00064521 |  | 0 |  | 1.2102e-05 |  | 0 |  | -0.00022161 |  | 0.00011104 |  | 0.0001796 |  | 0 |  | -5.7698e-05 |  | 2.8903e-05 |  | 0 |  | 1.8241e-05 |  | 0
|  |  | 0 |  | 0 |  | 0.00015153 |  | -0.00018519 |  | -0.00031481 |  | 0 |  | 1.2102e-05 |  | 0 |  | -0.00025786 |  | 0.00011104 |  | 0.000157 |  | 0 |  | -3.3449e-05 |  | 2.77e-05 |  | 0 |  | 3.1628e-05 |  | 0
|  |  | 0 |  | 0 |  | 0.00018735 |  | 0.0001997 |  | -4.5436e-06 |  | 0 |  | 0.00014708 |  | 0 |  | -0.00026765 |  | 0.00020137 |  | 6.5437e-05 |  | 0 |  | -2.6926e-05 |  | -0.00015296 |  | 0 |  | 7.2987e-06 |  | 0
|  |  | 0 |  | 0 |  | 0.00018736 |  | 0.00089429 |  | -0.00025837 |  | 0 |  | 0.00014708 |  | 0 |  | -0.00045319 |  | 0.00020138 |  | 4.1292e-05 |  | 0 |  | -2.6896e-05 |  | -0.00012526 |  | 0 |  | -1.338e-05 |  | 0
|  |  | 0 |  | 0 |  | 0.00025346 |  | 0.00056943 |  | -0.00027392 |  | 0 |  | 9.9157e-05 |  | 0 |  | 0.0002283 |  | 0.00023327 |  | 9.8667e-05 |  | 0 |  | -2.2409e-05 |  | -3.6134e-06 |  | 0 |  | -3.6494e-06 |  | 0
|  |  | 0 |  | 0 |  | 0.00025347 |  | -0.00012132 |  | -0.00034151 |  | 0 |  | 9.9182e-05 |  | 0 |  | 0.00026495 |  | 0.00023327 |  | 0.0001913 |  | 0 |  | -2.0345e-05 |  | -3.7338e-05 |  | 0 |  | 6.0823e-06 |  | 0
|  |  | 0 |  | 0 |  | 0.00018423 |  | 3.0226e-05 |  | -0.00050629 |  | 0 |  | 0.00011942 |  | 0 |  | -6.764e-05 |  | 0.00015295 |  | 0.00011512 |  | 0 |  | -8.6311e-06 |  | -0.00019183 |  | 0 |  | 3.7708e-05 |  | 0
|  |  | 0 |  | 0 |  | 0.00018424 |  | -6.4205e-05 |  | -0.00065976 |  | 0 |  | 0.00011942 |  | 0 |  | -0.00026608 |  | 0.00015295 |  | 6.6917e-05 |  | 0 |  | -1.3423e-06 |  | -5.2113e-05 |  | 0 |  | 4.6236e-05 |  | 0
|  |  | 0 |  | 0 |  | 3.6936e-05 |  | 0.00035488 |  | -0.00043071 |  | 0 |  | 0.00023736 |  | 0 |  | -0.00042045 |  | 0.00030476 |  | 8.6633e-05 |  | 0 |  | -1.2992e-05 |  | -8.4318e-06 |  | 0 |  | 4.2586e-05 |  | 0
|  |  | 0 |  | 0 |  | 3.6938e-05 |  | 0.00032995 |  | -0.00034073 |  | 0 |  | 0.0002373 |  | 0 |  | 0.00020183 |  | 0.00030477 |  | 8.9729e-05 |  | 0 |  | -3.6685e-05 |  | -0.00023851 |  | 0 |  | 5.8361e-05 |  | 0
|  |  | 0 |  | 0 |  | 0.00024271 |  | 0.00067679 |  | -0.00035292 |  | 0 |  | 8.3714e-05 |  | 0 |  | -8.4145e-05 |  | 8.3275e-05 |  | 8.5828e-05 |  | 0 |  | -4.4417e-05 |  | -0.00023732 |  | 0 |  | 5.2279e-05 |  | 0
|  |  | 0 |  | 0 |  | 0.00024271 |  | 0.00074453 |  | -0.00047278 |  | 0 |  | 8.3735e-05 |  | 0 |  | -0.00091891 |  | 8.3277e-05 |  | 0.00013282 |  | 0 |  | -2.976e-05 |  | -0.00013372 |  | 0 |  | 3.8936e-05 |  | 0
|  |  | 0 |  | 0 |  | 0.00012626 |  | -0.00038542 |  | -0.00050011 |  | 0 |  | 0.00014969 |  | 0 |  | -0.00079419 |  | 0.00031078 |  | 0.00011252 |  | 0 |  | -1.3966e-05 |  | -0.00013493 |  | 0 |  | 3.7718e-05 |  | 0
|  |  | 0 |  | 0 |  | 0.00012626 |  | 2.1277e-07 |  | -0.00061334 |  | 0 |  | 0.00014969 |  | 0 |  | -7.8848e-05 |  | 0.00031079 |  | 2.4761e-05 |  | 0 |  | -2.8804e-05 |  | -9.7581e-05 |  | 0 |  | 1.0951e-05 |  | 0
|  |  | 0 |  | 0 |  | 9.7311e-05 |  | 0.00087582 |  | -0.00073287 |  | 0 |  | 6.469e-05 |  | 0 |  | -0.00021871 |  | 0.00028075 |  | 7.8555e-05 |  | 0 |  | -4.2937e-05 |  | -0.00018492 |  | 0 |  | 3.6512e-06 |  | 0
|  |  | 0 |  | 0 |  | 9.7314e-05 |  | -2.8713e-05 |  | -0.00035846 |  | 0 |  | 6.469e-05 |  | 0 |  | -0.00048943 |  | 0.00028076 |  | 7.1814e-05 |  | 0 |  | 8.8184e-07 |  | -3.6043e-05 |  | 0 |  | 2.4341e-05 |  | 0
|  |  | 0 |  | 0 |  | 0.00030308 |  | -0.00044608 |  | -3.3811e-05 |  | 0 |  | 0.00018012 |  | 0 |  | -0.00012114 |  | 9.3536e-06 |  | 7.7925e-05 |  | 0 |  | 1.0249e-05 |  | 0.00014286 |  | 0 |  | 5.1116e-05 |  | 0
|  |  | 0 |  | 0 |  | 0.00030309 |  | -0.00013071 |  | 2.8723e-05 |  | 0 |  | 0.00018012 |  | 0 |  | -5.3318e-06 |  | 9.3538e-06 |  | 0.00013846 |  | 0 |  | -1.8804e-05 |  | -3.4941e-05 |  | 0 |  | 5.4765e-05 |  | 0
|  |  | 0 |  | 0 |  | 0.0001926 |  | -0.00022528 |  | -0.00038625 |  | 0 |  | 3.4774e-05 |  | 0 |  | 0.00032091 |  | 0.00033325 |  | 4.2704e-05 |  | 0 |  | -2.7748e-05 |  | -8.6753e-05 |  | 0 |  | 4.138e-05 |  | 0
|  |  | 0 |  | 0 |  | 0.00019261 |  | 0.00035044 |  | -0.00031353 |  | 0 |  | 3.4765e-05 |  | 0 |  | 0.00050875 |  | 0.00033326 |  | 4.9558e-05 |  | 0 |  | -2.2551e-05 |  | -1.2049e-06 |  | 0 |  | 2.9209e-05 |  | 0
|  |  | 0 |  | 0 |  | 0.00012474 |  | 0.00047979 |  | -4.8896e-05 |  | 0 |  | 0.00014374 |  | 0 |  | 0.00024347 |  | 0.00024115 |  | 5.0764e-05 |  | 0 |  | -9.9985e-06 |  | -5.1813e-05 |  | 0 |  | 3.7738e-05 |  | 0
|  |  | 0 |  | 0 |  | 0.00012474 |  | 0.00046036 |  | 0.00017282 |  | 0 |  | 0.00014374 |  | 0 |  | -5.5133e-05 |  | 0.00024115 |  | 1.8193e-05 |  | 0 |  | -1.0553e-05 |  | -1.4459e-05 |  | 0 |  | 5.9672e-05 |  | 0
|  |  | 0 |  | 0 |  | 0.00022428 |  | 0.00045598 |  | 0.00012834 |  | 0 |  | 7.375e-05 |  | 0 |  | -0.00010808 |  | 0.00022469 |  | 4.8868e-05 |  | 0 |  | -2.2398e-06 |  | 8.0735e-05 |  | 0 |  | 6.0904e-05 |  | 0
|  |  | 0 |  | 0 |  | 0.00022428 |  | 6.9202e-05 |  | -0.00050251 |  | 0 |  | 7.3788e-05 |  | 0 |  | -0.00024944 |  | 0.00022469 |  | 6.2047e-05 |  | 0 |  | -6.8806e-06 |  | 2.1691e-05 |  | 0 |  | 2.7999e-05 |  | 0
|  |  | 0 |  | 0 |  | 0.00022702 |  | 3.4067e-05 |  | -0.00040915 |  | 0 |  | 0.00017682 |  | 0 |  | -0.00011725 |  | 0.00043531 |  | 0.00012989 |  | 0 |  | -2.8948e-05 |  | 0.00030729 |  | 0 |  | 1.7043e-05 |  | 0
|  |  | 0 |  | 0 |  | 0.00022703 |  | -6.1234e-05 |  | -3.4504e-05 |  | 0 |  | 0.00017682 |  | 0 |  | 0.00019721 |  | 0.00043532 |  | 0.00010409 |  | 0 |  | -3.2402e-05 |  | 0.00027235 |  | 0 |  | 3.0434e-05 |  | 0
|  |  | 0 |  | 0 |  | 0.00017902 |  | 0.00031996 |  | -0.00042526 |  | 0 |  | 0 |  | 0 |  | -0.00014473 |  | 2.9017e-05 |  | 7.284e-05 |  | 0 |  | -2.8973e-05 |  | -8.3152e-05 |  | 0 |  | 3.2877e-05 |  | 0
|  |  | 0 |  | 0 |  | 0.00017902 |  | -0.00028214 |  | -0.00089561 |  | 0 |  | 0 |  | 0 |  | -0.00092998 |  | 2.9018e-05 |  | 6.6482e-05 |  | 0 |  | -2.912e-05 |  | -0.00011449 |  | 0 |  | 1.7042e-05 |  | 0
|  |  | 0 |  | 0 |  | 0.00031298 |  | -0.00088632 |  | -0.00067941 |  | 0 |  | 0.00017066 |  | 0 |  | -0.00099198 |  | 0.00032786 |  | 0.00011351 |  | 0 |  | -3.0518e-05 |  | -8.5569e-05 |  | 0 |  | 1.3394e-05 |  | 0
|  |  | 0 |  | 0 |  | 0.00031299 |  | -2.6119e-05 |  | -2.1213e-05 |  | 0 |  | 0.0001707 |  | 0 |  | -0.0002016 |  | 0.00032787 |  | 7.0768e-05 |  | 0 |  | -2.6269e-05 |  | -3.254e-05 |  | 0 |  | 4.5288e-05 |  | 0
|  |  | 0 |  | 0 |  | 0.00018417 |  | 0 |  | 0.00024586 |  | 0 |  | 0.00021988 |  | 0 |  | -3.5337e-05 |  | 0.0004045 |  | -3.0838e-05 |  | 0 |  | 1.433e-06 |  | 9.0394e-05 |  | 0 |  | 6.1116e-05 |  | 0
|  |  | 0 |  | 0 |  | 0.00018418 |  | 0 |  | 1.2943e-05 |  | 0 |  | 0.00021988 |  | 0 |  | -0.00040136 |  | 0.00040451 |  | 9.1751e-05 |  | 0 |  | 3.3652e-06 |  | -0.00013138 |  | 0 |  | 3.0441e-05 |  | 0
|  |  | 0 |  | 0 |  | 0.00010141 |  | 0 |  | -0.00017176 |  | 0 |  | 0.00017073 |  | 0 |  | -0.00032435 |  | 0.00010155 |  | 0.00020833 |  | 0 |  | -2.5865e-05 |  | 6.0265e-06 |  | 0 |  | 1.4612e-05 |  | 0
|  |  | 0 |  | 0 |  | 0.00010141 |  | 0 |  | -0.00013806 |  | 0 |  | 0.00017073 |  | 0 |  | -0.0002077 |  | 0.00010155 |  | 0.00017319 |  | 0 |  | -1.1317e-05 |  | 0.00045759 |  | 0 |  | 2.0705e-05 |  | 0
|  |  | 0 |  | 0 |  | 0.00019317 |  | 0 |  | -0.00032423 |  | 0 |  | 0.00012974 |  | 0 |  | 5.3554e-05 |  | 0.00028449 |  | 0.00013046 |  | 0 |  | -4.5791e-07 |  | 0.00029731 |  | 0 |  | 1.2176e-05 |  | 0
|  |  | 0 |  | 0 |  | 0.00019318 |  | 0 |  | -0.0003925 |  | 0 |  | 0.00012971 |  | 0 |  | 0.00024705 |  | 0.0002845 |  | 8.1154e-05 |  | 0 |  | -3.723e-05 |  | 4.7011e-05 |  | 0 |  | 2.4359e-05 |  | 0
|  |  | 0 |  | 0 |  | 0.00031777 |  | 0 |  | -1.1966e-05 |  | 0 |  | 0.00018216 |  | 0 |  | 0.00019781 |  | 0.00018232 |  | 1.915e-05 |  | 0 |  | -2.359e-05 |  | 1.9286e-05 |  | 0 |  | 4.5064e-05 |  | 0
|  |  | 0 |  | 0 |  | 0.00031778 |  | 0 |  | -0.00018767 |  | 0 |  | 0.00018212 |  | 0 |  | -1.8377e-05 |  | 0.00018233 |  | 3.3179e-05 |  | 0 |  | -8.7178e-06 |  | -5.5451e-05 |  | 0 |  | 3.6538e-05 |  | 0
|  |  | 0 |  | 0 |  | 9.9919e-05 |  | 0 |  | -0.00021902 |  | 0 |  | 0.00014214 |  | 0 |  | -0.00018986 |  | 0.00020778 |  | 5.7349e-05 |  | 0 |  | -2.9445e-05 |  | -0.00022197 |  | 0 |  | 2.4359e-05 |  | 0
|  |  | 0 |  | 0 |  | 9.9922e-05 |  | 0 |  | -0.00039073 |  | 0 |  | 0.00014214 |  | 0 |  | -6.0866e-06 |  | 0.00020778 |  | 0.00010746 |  | 0 |  | -4.0459e-05 |  | -0.00026055 |  | 0 |  | 2.1923e-05 |  | 0
|  |  | 0 |  | 0 |  | 0.00026268 |  | 0 |  | -0.00046724 |  | 0 |  | 3.2606e-05 |  | 0 |  | -0.0001217 |  | 5.4737e-05 |  | 0.00011755 |  | 0 |  | -2.7694e-05 |  | -0.00032054 |  | 0 |  | -1.0965e-05 |  | 0
|  |  | 0 |  | 0 |  | 0.00026268 |  | 0 |  | 9.1941e-05 |  | 0 |  | 3.2606e-05 |  | 0 |  | -0.00015347 |  | 5.4738e-05 |  | 7.5172e-05 |  | 0 |  | -1.5637e-05 |  | -0.00017828 |  | 0 |  | -1.218e-05 |  | 0
|  |  | 0 |  | 0 |  | 0.0002902 |  | 0 |  | 0.00020137 |  | 0 |  | 0.00013626 |  | 0 |  | -0.00019419 |  | 0.00028573 |  | 0.00012611 |  | 0 |  | -3.5317e-05 |  | -9.5242e-05 |  | 0 |  | 1.0964e-05 |  | 0
|  |  | 0 |  | 0 |  | 0.0002902 |  | 0 |  | -0.00017422 |  | 0 |  | 0.00013623 |  | 0 |  | -0.00059819 |  | 0.00028574 |  | 0.00015656 |  | 0 |  | -5.6948e-05 |  | -0.00035567 |  | 0 |  | 2.802e-05 |  | 0
|  |  | 0 |  | 0 |  | 0.00017545 |  | 0 |  | -0.00042166 |  | 0 |  | 0.00027741 |  | 0 |  | -0.00032877 |  | 0.00036226 |  | 9.2776e-05 |  | 0 |  | -9.1652e-06 |  | -0.00014468 |  | 0 |  | 5.6039e-05 |  | 0
|  |  | 0 |  | 0 |  | 0.00017545 |  | 0 |  | -0.00044062 |  | 0 |  | 0.00027748 |  | 0 |  | 2.863e-07 |  | 0.00036227 |  | 0.00014911 |  | 0 |  | 6.3946e-06 |  | 0.00012419 |  | 0 |  | 3.8986e-05 |  | 0
|  |  | 0 |  | 0 |  | 1.194e-06 |  | 0 |  | -0.00068629 |  | 0 |  | 0 |  | 0 |  | -0.00023778 |  | 4.5489e-05 |  | 0.00015406 |  | 0 |  | -4.5567e-05 |  | -0.00021591 |  | 0 |  | 1.2183e-05 |  | 0
|  |  | 0 |  | 0 |  | 1.194e-06 |  | 0 |  | -0.00052098 |  | 0 |  | 0 |  | 0 |  | -0.00027118 |  | 4.549e-05 |  | 0.00015168 |  | 0 |  | -2.1931e-05 |  | -0.00010744 |  | 0 |  | 1.0967e-05 |  | 0
|  |  | 0 |  | 0 |  | 0.00041288 |  | 0 |  | 7.919e-05 |  | 0 |  | 0.0001752 |  | 0 |  | -0.00019399 |  | 0.00041487 |  | 9.868e-05 |  | 0 |  | 2.9452e-06 |  | 0.00012416 |  | 0 |  | 4.7525e-05 |  | 0
|  |  | 0 |  | 0 |  | 0.00041289 |  | 0 |  | 0.00015513 |  | 0 |  | 0.0001752 |  | 0 |  | -0.00053875 |  | 0.00041488 |  | 1.3036e-05 |  | 0 |  | -1.8592e-05 |  | -1.2059e-05 |  | 0 |  | 4.5075e-05 |  | 0
|  |  | 0 |  | 0 |  | 0.00023772 |  | 0 |  | -0.00030113 |  | 0 |  | 0.00010033 |  | 0 |  | -0.0011015 |  | 0.00017945 |  | 2.9646e-05 |  | 0 |  | -1.4553e-05 |  | -0.00015868 |  | 0 |  | 3.8994e-05 |  | 0
|  |  | 0 |  | 0 |  | 0.00023773 |  | 0 |  | -0.00046805 |  | 0 |  | 0.00010033 |  | 0 |  | -0.00078468 |  | 0.00017946 |  | 8.0343e-05 |  | 0 |  | -1.651e-05 |  | -0.00029735 |  | 0 |  | 3.7777e-05 |  | 0
|  |  | 0 |  | 0 |  | 0.00010343 |  | 0 |  | -0.00026339 |  | 0 |  | 0.00010482 |  | 0 |  | 2.2856e-05 |  | 0.00016987 |  | 8.1414e-05 |  | 0 |  | -4.2888e-05 |  | -0.00011939 |  | 0 |  | 2.3158e-05 |  | 0
|  |  | 0 |  | 0 |  | 0.00010343 |  | 0 |  | -0.00019881 |  | 0 |  | 0.00010479 |  | 0 |  | 8.9844e-05 |  | 0.00016987 |  | 8.6912e-06 |  | 0 |  | -3.0401e-05 |  | 0.00013385 |  | 0 |  | 4.1431e-05 |  | 0
|  |  | 0 |  | 0 |  | 0.00017114 |  | 0 |  | -0.0003608 |  | 0 |  | 0.00013993 |  | 0 |  | -0.00012541 |  | 0.00010359 |  | 7.0128e-05 |  | 0 |  | -2.8979e-05 |  | 0.00020261 |  | 0 |  | 3.4121e-05 |  | 0
|  |  | 0 |  | 0 |  | 0.00017114 |  | 0 |  | -9.3421e-05 |  | 0 |  | 0.00013993 |  | 0 |  | -0.00016377 |  | 0.00010359 |  | 0.00014942 |  | 0 |  | -3.2529e-05 |  | -9.648e-06 |  | 0 |  | 4.1441e-05 |  | 0
|  |  | 0 |  | 0 |  | 3.0833e-05 |  | 0 |  | -9.6621e-05 |  | 0 |  | 0.00012376 |  | 0 |  | -0.00017376 |  | 3.6642e-05 |  | 0.00017804 |  | 0 |  | -2.2702e-05 |  | -0.00011337 |  | 0 |  | 4.2662e-05 |  | 0
|  |  | 0 |  | 0 |  | 3.0834e-05 |  | 0 |  | -1.8168e-05 |  | 0 |  | 0.00012376 |  | 0 |  | -0.00012668 |  | 3.6643e-05 |  | 0.00017852 |  | 0 |  | 4.0334e-06 |  | -5.6684e-05 |  | 0 |  | 1.5845e-05 |  | 0
|  |  | 0 |  | 0 |  | 0.00018876 |  | 0 |  | 0.00011703 |  | 0 |  | 0.00010881 |  | 0 |  | -0.00016205 |  | 9.3778e-05 |  | 9.88e-05 |  | 0 |  | 9.7781e-06 |  | -0.00015076 |  | 0 |  | 3.0471e-05 |  | 0
|  |  | 0 |  | 0 |  | 0.00018877 |  | 0 |  | -0.00038778 |  | 0 |  | 0.00010881 |  | 0 |  | -8.6745e-05 |  | 9.3781e-05 |  | 1.212e-05 |  | 0 |  | -1.8946e-05 |  | -0.00014232 |  | 0 |  | 1.097e-05 |  | 0
|  |  | 0 |  | 0 |  | 7.669e-05 |  | 0 |  | -0.00047488 |  | 0 |  | 0.00016878 |  | 0 |  | -0.00035674 |  | 0.0001828 |  | 6.5589e-05 |  | 0 |  | -1.9154e-05 |  | -0.00020444 |  | 0 |  | 0 |  | 0
|  |  | 0 |  | 0 |  | 7.6692e-05 |  | 0 |  | -0.00016185 |  | 0 |  | 0.00016882 |  | 0 |  | -0.00085917 |  | 0.00018281 |  | 9.3686e-05 |  | 0 |  | -5.5738e-06 |  | -0.00012846 |  | 0 |  | 2.0721e-05 |  | 0
|  |  | 0 |  | 0 |  | 0.00030198 |  | 0 |  | 0.00015764 |  | 0 |  | 0.00025627 |  | 0 |  | -0.00034278 |  | 0.00030128 |  | 6.1736e-05 |  | 0 |  | 1.7905e-05 |  | -1.5681e-05 |  | 0 |  | 2.3164e-05 |  | 0
|  |  | 0 |  | 0 |  | 0.00030199 |  | 0 |  | -0.00037023 |  | 0 |  | 0.0002562 |  | 0 |  | 0.00013736 |  | 0.00030129 |  | 8.839e-05 |  | 0 |  | 3.3326e-07 |  | -4.1013e-05 |  | 0 |  | 2.6822e-05 |  | 0
|  |  | 0 |  | 0 |  | 0.00025849 |  | 0 |  | -0.00081936 |  | 0 |  | 8.6872e-05 |  | 0 |  | -0.00015407 |  | 0.00030776 |  | 0.00013389 |  | 0 |  | -1.9972e-05 |  | 5.9106e-05 |  | 0 |  | -1.2191e-06 |  | 0
|  |  | 0 |  | 0 |  | 0.0002585 |  | 0 |  | -0.00031112 |  | 0 |  | 8.6871e-05 |  | 0 |  | 0.00010202 |  | 0.00030777 |  | 0.00013286 |  | 0 |  | 8.5722e-06 |  | -6.9965e-05 |  | 0 |  | 7.3152e-06 |  | 0
|  |  | 0 |  | 0 |  | 0.00014644 |  | 0 |  | -0.00027172 |  | 0 |  | 0 |  | 0 |  | 0.00011978 |  | 0.00018193 |  | 0.00012608 |  | 0 |  | -7.0588e-06 |  | -0.00012184 |  | 0 |  | 2.1946e-05 |  | 0
|  |  | 0 |  | 0 |  | 0.00014645 |  | 0 |  | -0.00033604 |  | 0 |  | 0 |  | 0 |  | -0.00023648 |  | 0.00018194 |  | 0.00015796 |  | 0 |  | -4.016e-05 |  | -0.00027867 |  | 0 |  | 4.8766e-06 |  | 0
|  |  | 0 |  | 0 |  | 0.00019132 |  | 0 |  | -0.00035293 |  | 0 |  | 0 |  | 0 |  | -0.00042731 |  | 0.0001744 |  | 0.00011688 |  | 0 |  | -4.2789e-05 |  | -0.00012788 |  | 0 |  | 1.3414e-05 |  | 0
|  |  | 0 |  | 0 |  | 0.00019133 |  | 0 |  | -0.00073849 |  | 0 |  | 0 |  | 0 |  | -4.7204e-05 |  | 0.00017441 |  | 7.8831e-05 |  | 0 |  | -3.904e-05 |  | 0.00015443 |  | 0 |  | 2.4389e-05 |  | 0
|  |  | 0 |  | 0 |  | 0 |  | 0 |  | -0.00053879 |  | 0 |  | 0.00017361 |  | 0 |  | 2.6679e-05 |  | 0.00019284 |  | 0.00010431 |  | 0 |  | -4.4071e-05 |  | 0.00016287 |  | 0 |  | 2.5609e-05 |  | 0
|  |  | 0 |  | 0 |  | 0 |  | 0 |  | -0.00017483 |  | 0 |  | 0.00017356 |  | 0 |  | -0.00034897 |  | 0.00019284 |  | 9.5315e-05 |  | 0 |  | -1.3552e-05 |  | 0.00026904 |  | 0 |  | -3.6585e-06 |  | 0
|  |  | 0 |  | 0 |  | 0.00023931 |  | 0 |  | -0.00015499 |  | 0 |  | 0.00011809 |  | 0 |  | -0.00030957 |  | 0.00028422 |  | 7.8733e-05 |  | 0 |  | 5.3799e-06 |  | 0.00010738 |  | 0 |  | -7.3167e-06 |  | 0
|  |  | 0 |  | 0 |  | 0.00023931 |  | 0 |  | -6.9811e-05 |  | 0 |  | 0.00011809 |  | 0 |  | -0.0005717 |  | 0.00028423 |  | 0.00014141 |  | 0 |  | -1.4968e-05 |  | -7.9632e-05 |  | 0 |  | 0 |  | 0
|  |  | 0 |  | 0 |  | 0.00027812 |  | 0 |  | -0.00020092 |  | 0 |  | 8.9662e-05 |  | 0 |  | -0.00061334 |  | 0.000328 |  | 0.00014978 |  | 0 |  | -2.3097e-05 |  | -0.00014962 |  | 0 |  | 3.6594e-06 |  | 0
|  |  | 0 |  | 0 |  | 0.00027813 |  | 0 |  | -0.00021112 |  | 0 |  | 8.9662e-05 |  | 0 |  | -0.00050407 |  | 0.00032801 |  | 5.7228e-05 |  | 0 |  | -1.1269e-05 |  | -7.9636e-05 |  | 0 |  | 3.9022e-05 |  | 0
|  |  | 0 |  | 0 |  | 0.00012169 |  | 0 |  | -0.00034276 |  | 0 |  | 1.3775e-05 |  | 0 |  | -0.00045101 |  | 0.00021674 |  | 5.5492e-05 |  | 0 |  | -1.1198e-05 |  | -0.00014407 |  | 0 |  | 6.7089e-05 |  | 0
|  |  | 0 |  | 0 |  | 0.00012169 |  | 0 |  | -0.00063328 |  | 0 |  | 1.3778e-05 |  | 0 |  | -0.00035068 |  | 0.00021674 |  | 6.6626e-05 |  | 0 |  | -2.2938e-05 |  | -0.00013925 |  | 0 |  | 2.5616e-05 |  | 0
|  |  | 0 |  | 0 |  | 9.602e-05 |  | 0 |  | -0.000466 |  | 0 |  | 0.0001241 |  | 0 |  | -0.0002088 |  | 0.00018553 |  | -1.0158e-05 |  | 0 |  | -1.8707e-05 |  | -6.6368e-05 |  | 0 |  | 3.1715e-05 |  | 0
|  |  | 0 |  | 0 |  | 9.6023e-05 |  | 0 |  | -0.00015679 |  | 0 |  | 0.00012413 |  | 0 |  | 5.5679e-05 |  | 0.00018554 |  | 4.971e-05 |  | 0 |  | -3.4179e-05 |  | 1.2068e-06 |  | 0 |  | 1.3417e-05 |  | 0
|  |  | 0 |  | 0 |  | 0.00033915 |  | 0 |  | 0.00017469 |  | 0 |  | 0.00026506 |  | 0 |  | 0.00056343 |  | 0.00041461 |  | 0.00015164 |  | 0 |  | 5.9259e-06 |  | 0.0001786 |  | 0 |  | 1.5857e-05 |  | 0
|  |  | 0 |  | 0 |  | 0.00033916 |  | 0 |  | 7.7762e-05 |  | 0 |  | 0.00026499 |  | 0 |  | 0.00028855 |  | 0.00041462 |  | 0.00014895 |  | 0 |  | 3.6123e-05 |  | -6.0338e-06 |  | 0 |  | 3.7823e-05 |  | 0
|  |  | 0 |  | 0 |  | 0.00025643 |  | 0 |  | 4.9626e-05 |  | 0 |  | 0.00010268 |  | 0 |  | 0.00012754 |  | 0.00018045 |  | 9.8215e-05 |  | 0 |  | 4.4038e-07 |  | -0.00013154 |  | 0 |  | 2.4396e-05 |  | 0
|  |  | 0 |  | 0 |  | 0.00025644 |  | 0 |  | -1.117e-05 |  | 0 |  | 0.00010268 |  | 0 |  | 0.00012656 |  | 0.00018045 |  | 9.1907e-05 |  | 0 |  | -7.7468e-06 |  | -0.00014965 |  | 0 |  | 5.2464e-05 |  | 0
|  |  | 0 |  | 0 |  | 0.00012353 |  | 0 |  | -8.3191e-05 |  | 0 |  | 0.00016594 |  | 0 |  | 0.00016593 |  | 0.00036554 |  | 0.00011905 |  | 0 |  | -3.2687e-06 |  | -0.00022568 |  | 0 |  | 3.9042e-05 |  | 0
|  |  | 0 |  | 0 |  | 0.00012354 |  | 0 |  | 0.0002473 |  | 0 |  | 0.0001659 |  | 0 |  | 6.4561e-05 |  | 0.00036555 |  | 1.0316e-05 |  | 0 |  | 6.7178e-06 |  | -0.00010621 |  | 0 |  | 2.1962e-05 |  | 0
|  |  | 0 |  | 0 |  | 0.00015599 |  | 0 |  | 0.00028817 |  | 0 |  | 0.00027618 |  | 0 |  | -0.00019002 |  | 0.00033012 |  | 3.1582e-07 |  | 0 |  | 8.8472e-07 |  | 2.6553e-05 |  | 0 |  | 5.8565e-05 |  | 0
|  |  | 0 |  | 0 |  | 0.000156 |  | 0 |  | 9.4291e-06 |  | 0 |  | 0.00027625 |  | 0 |  | -0.00029681 |  | 0.00033013 |  | 0.00011071 |  | 0 |  | -1.0678e-05 |  | 0.0002298 |  | 0 |  | 9.9925e-05 |  | 0
|  |  | 0 |  | 0 |  | 0.00041176 |  | 0 |  | -0.00038934 |  | 0 |  | 0.00018794 |  | 0 |  | -0.00094544 |  | 0.00017649 |  | 0.00010771 |  | 0 |  | -2.6458e-05 |  | 0.00014894 |  | 0 |  | 8.526e-05 |  | 0
|  |  | 0 |  | 0 |  | 0.00041177 |  | 0 |  | -0.00029581 |  | 0 |  | 0.00018799 |  | 0 |  | -0.00044185 |  | 0.00017649 |  | 7.3471e-05 |  | 0 |  | 1.2166e-06 |  | 4.2247e-05 |  | 0 |  | 6.4681e-05 |  | 0
|  |  | 0 |  | 0 |  | 0.00043936 |  | 0 |  | -2.4039e-05 |  | 0 |  | 0.00016587 |  | 0 |  | 0.00019236 |  | 0.00035747 |  | 3.4043e-05 |  | 0 |  | 7.5548e-06 |  | 0.00011346 |  | 0 |  | 6.102e-05 |  | 0
|  |  | 0 |  | 0 |  | 0.00043938 |  | 0 |  | -0.00040724 |  | 0 |  | 0.00016587 |  | 0 |  | -0.00011007 |  | 0.00035748 |  | 9.5118e-05 |  | 0 |  | -3.455e-05 |  | -7.363e-05 |  | 0 |  | 3.6612e-05 |  | 0
|  |  | 0 |  | 0 |  | 0.00013833 |  | 0 |  | -0.00079067 |  | 0 |  | 5.1067e-05 |  | 0 |  | -0.00047717 |  | 0.00024259 |  | 0.00010244 |  | 0 |  | -3.4883e-05 |  | -3.8627e-05 |  | 0 |  | 2.929e-05 |  | 0
|  |  | 0 |  | 0 |  | 0.00013833 |  | 0 |  | -0.00062719 |  | 0 |  | 5.1067e-05 |  | 0 |  | -0.00010247 |  | 0.00024259 |  | 2.3905e-05 |  | 0 |  | -3.4992e-05 |  | -1.8107e-05 |  | 0 |  | 3.7832e-05 |  | 0
|  |  | 0 |  | 0 |  | 0.00031553 |  | 0 |  | -0.00031055 |  | 0 |  | 5.7431e-05 |  | 0 |  | 0.00038566 |  | 0.00015289 |  | 9.9436e-05 |  | 0 |  | -2.9931e-05 |  | 1.2071e-06 |  | 0 |  | 5.4918e-05 |  | 0
|  |  | 0 |  | 0 |  | 0.00031554 |  | 0 |  | -0.00031764 |  | 0 |  | 5.7417e-05 |  | 0 |  | 0.00024221 |  | 0.00015289 |  | 0.00011274 |  | 0 |  | -7.4488e-06 |  | 0.00012676 |  | 0 |  | 8.5449e-05 |  | 0
|  |  | 0 |  | 0 |  | 0.00012205 |  | 0 |  | -0.00026199 |  | 0 |  | 0.00012608 |  | 0 |  | -0.00011461 |  | 0.00015218 |  | 0.00011235 |  | 0 |  | -1.7726e-05 |  | -2.5351e-05 |  | 0 |  | 4.8828e-05 |  | 0
|  |  | 0 |  | 0 |  | 0.00012206 |  | 0 |  | -0.00033805 |  | 0 |  | 0.00012611 |  | 0 |  | -0.00028491 |  | 0.00015219 |  | 5.5374e-05 |  | 0 |  | -5.7419e-05 |  | -0.00026922 |  | 0 |  | -1.2204e-06 |  | 0
|  |  | 0 |  | 0 |  | 0.0001609 |  | 0 |  | -0.00061399 |  | 0 |  | 1.8899e-05 |  | 0 |  | -0.00037979 |  | 5.4217e-05 |  | 2.3257e-05 |  | 0 |  | -3.8661e-05 |  | -0.00033972 |  | 0 |  | 3.0518e-05 |  | 0
|  |  | 0 |  | 0 |  | 0.0001609 |  | 0 |  | -0.00018258 |  | 0 |  | 1.8899e-05 |  | 0 |  | -0.00019489 |  | 5.4219e-05 |  | 7.912e-05 |  | 0 |  | -8.3458e-06 |  | -0.00017311 |  | 0 |  | 2.8083e-05 |  | 0
|  |  | 0 |  | 0 |  | 0.00025642 |  | 0 |  | 0.0001103 |  | 0 |  | 0.00012252 |  | 0 |  | 1.2855e-05 |  | 0.00014444 |  | 9.0147e-05 |  | 0 |  | -1.7762e-05 |  | -3.6219e-05 |  | 0 |  | -3.6621e-06 |  | 0
|  |  | 0 |  | 0 |  | 0.00025642 |  | 0 |  | -0.00027741 |  | 0 |  | 0.00012252 |  | 0 |  | -0.00029027 |  | 0.00014444 |  | 0.00012549 |  | 0 |  | -2.0468e-05 |  | -5.7955e-05 |  | 0 |  | 1.2207e-06 |  | 0
|  |  | 0 |  | 0 |  | 0.00016254 |  | 0 |  | -0.00047657 |  | 0 |  | 0.00011573 |  | 0 |  | -0.00041375 |  | 0.00025692 |  | 4.8621e-05 |  | 0 |  | -8.8339e-06 |  | -2.5355e-05 |  | 0 |  | 2.8083e-05 |  | 0
|  |  | 0 |  | 0 |  | 0.00016255 |  | 0 |  | -0.00030967 |  | 0 |  | 0.00011576 |  | 0 |  | -0.00011462 |  | 0.00025693 |  | 5.6931e-06 |  | 0 |  | -9.7264e-08 |  | 7.2444e-06 |  | 0 |  | 5.3711e-05 |  | 0
|  |  | 0 |  | 0 |  | 0.00016244 |  | 0 |  | -0.00017215 |  | 0 |  | 0.00023978 |  | 0 |  | -0.00017325 |  | 0.00017487 |  | 6.0504e-05 |  | 0 |  | -1.7767e-05 |  | -7.2447e-05 |  | 0 |  | 5.0063e-05 |  | 0
|  |  | 0 |  | 0 |  | 0.00016245 |  | 0 |  | -5.9264e-05 |  | 0 |  | 0.00023984 |  | 0 |  | -0.00032811 |  | 0.00017488 |  | 0.00014131 |  | 0 |  | 3.1634e-06 |  | 7.9368e-05 |  | 0 |  | 5.7387e-05 |  | 0
|  |  | 0 |  | 0 |  | 0.00034935 |  | 0 |  | -7.761e-06 |  | 0 |  | 0.00010224 |  | 0 |  | -0.00039928 |  | 0.00020878 |  | 0.00015425 |  | 0 |  | -5.1243e-06 |  | 9.8688e-05 |  | 0 |  | 5.2503e-05 |  | 0
|  |  | 0 |  | 0 |  | 0.00034936 |  | 0 |  | -0.00033379 |  | 0 |  | 0.00010227 |  | 0 |  | -0.00019453 |  | 0.00020878 |  | 0.00011247 |  | 0 |  | -3.8285e-05 |  | -0.00015457 |  | 0 |  | 2.4426e-05 |  | 0
|  |  | 0 |  | 0 |  | 0.0002571 |  | 0 |  | -0.0005603 |  | 0 |  | 0.00023569 |  | 0 |  | -0.00013758 |  | 0.00021126 |  | 7.8081e-05 |  | 0 |  | -1.1025e-05 |  | 0 |  | 0 |  | 1.8315e-05 |  | 0
|  |  | 0 |  | 0 |  | 0.00025711 |  | 0 |  | -0.0005932 |  | 0 |  | 0.00023569 |  | 0 |  | -0.00036862 |  | 0.00021127 |  | -2.2214e-05 |  | 0 |  | -2.243e-05 |  | 8.6947e-05 |  | 0 |  | 2.8091e-05 |  | 0
|  |  | 0 |  | 0 |  | 0.00021687 |  | 0 |  | -0.00045773 |  | 0 |  | 0.00010376 |  | 0 |  | -0.00052275 |  | 6.2352e-06 |  | 5.3427e-05 |  | 0 |  | -4.1995e-05 |  | -9.6612e-05 |  | 0 |  | 2.6862e-05 |  | 0
|  |  | 0 |  | 0 |  | 0.00021688 |  | 0 |  | -0.00045283 |  | 0 |  | 0.00010376 |  | 0 |  | -0.0011817 |  | 6.2354e-06 |  | 0.00017634 |  | 0 |  | -4.6083e-05 |  | -0.00011352 |  | 0 |  | 1.2213e-05 |  | 0
|  |  | 0 |  | 0 |  | 0.00024533 |  | 0 |  | -0.00082356 |  | 0 |  | 0.0001396 |  | 0 |  | -0.00065133 |  | 0.00016014 |  | 0.00010239 |  | 0 |  | -3.367e-05 |  | 1.8115e-05 |  | 0 |  | 2.0762e-05 |  | 0
|  |  | 0 |  | 0 |  | 0.00024534 |  | 0 |  | -0.00057845 |  | 0 |  | 0.00013957 |  | 0 |  | 0.00025008 |  | 0.00016014 |  | 7.9325e-05 |  | 0 |  | -3.124e-05 |  | -3.1402e-05 |  | 0 |  | 4.8866e-06 |  | 0
|  |  | 0 |  | 0 |  | 0.00027775 |  | 0 |  | -0.00051642 |  | 0 |  | 3.8793e-05 |  | 0 |  | 0.00052349 |  | 0.00020268 |  | 2.7266e-05 |  | 0 |  | -3.6809e-05 |  | -1.6908e-05 |  | 0 |  | 1.3434e-05 |  | 0
|  |  | 0 |  | 0 |  | 0.00027776 |  | 0 |  | -0.00039101 |  | 0 |  | 3.8793e-05 |  | 0 |  | 0.00052494 |  | 0.00020269 |  | -2.7481e-05 |  | 0 |  | -8.1027e-06 |  | 0.00013769 |  | 0 |  | 3.0532e-05 |  | 0
|  |  | 0 |  | 0 |  | 0.00020996 |  | 0 |  | -6.452e-05 |  | 0 |  | 9.4872e-05 |  | 0 |  | 7.5682e-05 |  | 0.00015784 |  | 4.1085e-06 |  | 0 |  | -5.1037e-07 |  | -3.5026e-05 |  | 0 |  | 5.4974e-05 |  | 0
|  |  | 0 |  | 0 |  | 0.00020996 |  | 0 |  | -0.00049519 |  | 0 |  | 9.4896e-05 |  | 0 |  | -0.00067876 |  | 0.00015784 |  | 3.3986e-05 |  | 0 |  | -3.962e-05 |  | -0.00024518 |  | 0 |  | 7.4518e-05 |  | 0
|  |  | 0 |  | 0 |  | 0.00012477 |  | 0 |  | -0.00055266 |  | 0 |  | 0.00022402 |  | 0 |  | -0.00060951 |  | 0.00020287 |  | 2.2358e-05 |  | 0 |  | -5.9257e-05 |  | 5.5563e-05 |  | 0 |  | 4.8852e-05 |  | 0
|  |  | 0 |  | 0 |  | 0.00012477 |  | 0 |  | -0.00034709 |  | 0 |  | 0.00022408 |  | 0 |  | -0.00043681 |  | 0.00020288 |  | 1.042e-05 |  | 0 |  | -3.1741e-05 |  | -1.2078e-06 |  | 0 |  | 1.2219e-06 |  | 0
|  |  | 0 |  | 0 |  | 0.00022719 |  | 0 |  | -0.00013428 |  | 0 |  | 0.00012054 |  | 0 |  | -0.00055785 |  | 0.00024488 |  | 6.8176e-05 |  | 0 |  | -9.8697e-06 |  | -0.00028991 |  | 0 |  | -1.7102e-05 |  | 0
|  |  | 0 |  | 0 |  | 0.00022719 |  | 0 |  | -0.00014997 |  | 0 |  | 0.00012054 |  | 0 |  | -0.00054309 |  | 0.00024489 |  | 0.00016844 |  | 0 |  | 9.6675e-06 |  | 0.00010079 |  | 0 |  | -4.6421e-05 |  | 0
|  |  | 0 |  | 0 |  | 0.00032799 |  | 0 |  | -0.00022949 |  | 0 |  | 0.00028682 |  | 0 |  | -0.00052886 |  | 0.00058679 |  | 9.7949e-05 |  | 0 |  | -2.06e-07 |  | 0.00022885 |  | 0 |  | -3.9102e-05 |  | 0
|  |  | 0 |  | 0 |  | 0.000328 |  | 0 |  | -4.2264e-05 |  | 0 |  | 0.00028675 |  | 0 |  | -0.00012604 |  | 0.0005868 |  | -2.132e-05 |  | 0 |  | -4.0973e-05 |  | 8.3352e-05 |  | 0 |  | -9.7728e-06 |  | 0
|  |  | 0 |  | 0 |  | 0.00037412 |  | 0 |  | -0.0003782 |  | 0 |  | 0.00010038 |  | 0 |  | 0.00053709 |  | 0.00021804 |  | 0.00011391 |  | 0 |  | -3.7545e-05 |  | -0.00018488 |  | 0 |  | 7.3317e-06 |  | 0
|  |  | 0 |  | 0 |  | 0.00037413 |  | 0 |  | -0.00050062 |  | 0 |  | 0.00010038 |  | 0 |  | 0.00017737 |  | 0.00021804 |  | 0.00015842 |  | 0 |  | -1.3566e-05 |  | -0.00035644 |  | 0 |  | 2.0772e-05 |  | 0
|  |  | 0 |  | 0 |  | 0.0002769 |  | 0 |  | -0.0004527 |  | 0 |  | 6.8838e-05 |  | 0 |  | -0.00041624 |  | 0.00014204 |  | 8.9948e-05 |  | 0 |  | -2.4119e-05 |  | 5.3154e-05 |  | 0 |  | 5.1322e-05 |  | 0
|  |  | 0 |  | 0 |  | 0.0002769 |  | 0 |  | -0.00063883 |  | 0 |  | 6.8838e-05 |  | 0 |  | -0.00047337 |  | 0.00014204 |  | 7.9839e-05 |  | 0 |  | -3.8439e-05 |  | -0.00024767 |  | 0 |  | 3.9101e-05 |  | 0
|  |  | 0 |  | 0 |  | 0.00021624 |  | 0 |  | -0.00087769 |  | 0 |  | 6.8654e-05 |  | 0 |  | -0.00078099 |  | 0.00016732 |  | 0.00015996 |  | 0 |  | -3.7513e-05 |  | -0.00055937 |  | 0 |  | 2.9327e-05 |  | 0
|  |  | 0 |  | 0 |  | 0.00021625 |  | 0 |  | -0.001016 |  | 0 |  | 6.8671e-05 |  | 0 |  | -8.9712e-05 |  | 0.00016732 |  | 0.0001709 |  | 0 |  | -4.0567e-05 |  | -0.00021143 |  | 0 |  | 2.9333e-05 |  | 0
|  |  | 0 |  | 0 |  | 0.00020879 |  | 0 |  | -0.00036497 |  | 0 |  | 0.00011103 |  | 0 |  | 0.00038518 |  | 0.00036231 |  | 3.8306e-05 |  | 0 |  | -4.4951e-05 |  | 0.00017761 |  | 0 |  | 5.3766e-05 |  | 0
|  |  | 0 |  | 0 |  | 0.00020879 |  | 0 |  | -0.00019992 |  | 0 |  | 0.00011106 |  | 0 |  | -0.00025343 |  | 0.00036232 |  | 4.9794e-06 |  | 0 |  | -1.9681e-05 |  | 0.00032744 |  | 0 |  | 1.5889e-05 |  | 0
|  |  | 0 |  | 0 |  | 0.00031572 |  | 0 |  | -0.00051034 |  | 0 |  | 0.00020785 |  | 0 |  | -1.9388e-05 |  | 9.2328e-05 |  | 6.0272e-05 |  | 0 |  | 8.7092e-06 |  | 8.4577e-06 |  | 0 |  | -1.3445e-05 |  | 0
|  |  | 0 |  | 0 |  | 0.00031573 |  | 0 |  | -0.00030072 |  | 0 |  | 0.0002079 |  | 0 |  | 0.00037276 |  | 9.233e-05 |  | 7.414e-05 |  | 0 |  | 2.3384e-06 |  | -0.00011841 |  | 0 |  | 7.9446e-05 |  | 0
|  |  | 0 |  | 0 |  | 0.00020919 |  | 0 |  | -0.00065184 |  | 0 |  | 0.00010012 |  | 0 |  | 0.00015465 |  | 3.5115e-05 |  | 3.8824e-05 |  | 0 |  | -3.9143e-05 |  | -6.0415e-05 |  | 0 |  | 0.00011366 |  | 0
|  |  | 0 |  | 0 |  | 0.00020919 |  | 0 |  | -0.00062992 |  | 0 |  | 0.00010012 |  | 0 |  | 0.00011611 |  | 3.5116e-05 |  | 7.5808e-05 |  | 0 |  | -4.1389e-05 |  | 0.00010633 |  | 0 |  | 5.1347e-05 |  | 0
|  |  | 0 |  | 0 |  | 0.00023198 |  | 0 |  | -0.00023735 |  | 0 |  | 1.832e-05 |  | 0 |  | 0.00035003 |  | 0.00019003 |  | 0.00015248 |  | 0 |  | -3.326e-05 |  | 0.00012688 |  | 0 |  | 2.8111e-05 |  | 0
|  |  | 0 |  | 0 |  | 0.00023198 |  | 0 |  | -0.00078781 |  | 0 |  | 1.832e-05 |  | 0 |  | 0.00010139 |  | 0.00019004 |  | 0.00017635 |  | 0 |  | -4.5126e-05 |  | -0.00036494 |  | 0 |  | -2.4451e-06 |  | 0
|  |  | 0 |  | 0 |  | 0.00047634 |  | 0 |  | -0.00091596 |  | 0 |  | 0.00013696 |  | 0 |  | -0.00064803 |  | 0.00036214 |  | 0.00015567 |  | 0 |  | -3.334e-05 |  | -0.00025015 |  | 0 |  | 2.0783e-05 |  | 0
|  |  | 0 |  | 0 |  | 0.00047635 |  | 0 |  | -0.00068861 |  | 0 |  | 0.00013693 |  | 0 |  | -0.0002816 |  | 0.00036215 |  | 0.00014291 |  | 0 |  | -2.4222e-05 |  | 0.00010393 |  | 0 |  | 6.357e-05 |  | 0
|  |  | 0 |  | 0 |  | 8.3249e-05 |  | 0 |  | 0.00028013 |  | 0 |  | 0.00041587 |  | 0 |  | 0.00013196 |  | 0.00057338 |  | 0.00013446 |  | 0 |  | -1.6999e-05 |  | -7.4927e-05 |  | 0 |  | 5.9905e-05 |  | 0
|  |  | 0 |  | 0 |  | 8.3251e-05 |  | 0 |  | 8.3675e-05 |  | 0 |  | 0.00041576 |  | 0 |  | -0.00034355 |  | 0.0005734 |  | 9.9556e-05 |  | 0 |  | 4.5361e-06 |  | -0.00021995 |  | 0 |  | 6.235e-05 |  | 0
|  |  | 0 |  | 0 |  | 0.00028428 |  | 0 |  | -0.00087347 |  | 0 |  | 0.00022237 |  | 0 |  | -0.0005305 |  | 0.00034761 |  | 0.00012242 |  | 0 |  | 9.4135e-06 |  | -0.00014623 |  | 0 |  | 9.9023e-05 |  | 0
|  |  | 0 |  | 0 |  | 0.00028428 |  | 0 |  | -0.00089428 |  | 0 |  | 0.00022237 |  | 0 |  | -0.00080704 |  | 0.00034762 |  | 0.000162 |  | 0 |  | -1.5575e-05 |  | -0.00012086 |  | 0 |  | 9.7828e-05 |  | 0
|  |  | 0 |  | 0 |  | 0.00035275 |  | 0 |  | -0.00071713 |  | 0 |  | 0.00030776 |  | 0 |  | -0.0011137 |  | 0.00023888 |  | 0.000144 |  | 0 |  | -8.9349e-06 |  | -0.00020425 |  | 0 |  | 3.1794e-05 |  | 0
|  |  | 0 |  | 0 |  | 0.00035276 |  | 0 |  | -0.00049553 |  | 0 |  | 0.00030776 |  | 0 |  | -0.00063561 |  | 0.00023888 |  | 7.4801e-05 |  | 0 |  | -7.7266e-06 |  | -0.00013658 |  | 0 |  | 3.7899e-05 |  | 0
|  |  | 0 |  | 0 |  | 0.00027608 |  | 0 |  | -0.0008109 |  | 0 |  | 6.094e-05 |  | 0 |  | -0.00057347 |  | 0.00012315 |  | -6.8604e-06 |  | 0 |  | -1.0771e-05 |  | -0.00036691 |  | 0 |  | 8.0708e-05 |  | 0
|  |  | 0 |  | 0 |  | 0.00089031 |  | 0 |  | 0.00013569 |  | 0 |  | 9.6579e-05 |  | 0 |  | 0.00015866 |  | 0.00041288 |  | 5.5836e-05 |  | 0 |  | 7.694e-05 |  | 0.00011535 |  | 0 |  | 0.00050502 |  | 0
|  |  | 0 |  | 0 |  | 0.00061424 |  | 0 |  | -0.00089374 |  | 0 |  | 3.5615e-05 |  | 0 |  | -0.00028288 |  | 0.00028974 |  | 3.034e-05 |  | 0 |  | -3.6445e-05 |  | -0.00038074 |  | 0 |  | 5.8711e-05 |  | 0
|  |  | 0 |  | 0 |  | 0.0004173 |  | 0 |  | -0.00055406 |  | 0 |  | 0.00028622 |  | 0 |  | -0.00022796 |  | 0.00032416 |  | 9.3106e-05 |  | 0 |  | -1.8063e-05 |  | -0.00023087 |  | 0 |  | 5.3805e-05 |  | 0
|  |  | 0 |  | 0 |  | 0.00041731 |  | 0 |  | -1.5929e-05 |  | 0 |  | 0.00028615 |  | 0 |  | 0.00015204 |  | 0.00032417 |  | 5.8529e-05 |  | 0 |  | -4.4214e-06 |  | -6.2855e-05 |  | 0 |  | 4.8926e-06 |  | 0
|  |  | 0 |  | 0 |  | 0.00038947 |  | 0 |  | -0.00048836 |  | 0 |  | 9.5136e-05 |  | 0 |  | -0.00010456 |  | 8.2058e-05 |  | 1.6139e-06 |  | 0 |  | 3.2603e-06 |  | -0.00016802 |  | 0 |  | 7.0925e-05 |  | 0
|  |  | 0 |  | 0 |  | 0.00038948 |  | 0 |  | -0.0003631 |  | 0 |  | 9.5136e-05 |  | 0 |  | -0.00052909 |  | 8.206e-05 |  | 4.3899e-05 |  | 0 |  | -1.697e-05 |  | 8.4619e-06 |  | 0 |  | 0.00012476 |  | 0
|  |  | 0 |  | 0 |  | 0.00019639 |  | 0 |  | -0.00038001 |  | 0 |  | 0.00010677 |  | 0 |  | -0.001116 |  | 0.00010777 |  | 1.1427e-05 |  | 0 |  | -2.6498e-05 |  | 0.00019342 |  | 0 |  | 9.5402e-05 |  | 0
|  |  | 0 |  | 0 |  | 0.00019639 |  | 0 |  | -0.0005611 |  | 0 |  | 0.00010677 |  | 0 |  | -0.00094557 |  | 0.00010777 |  | 4.9e-05 |  | 0 |  | -2.3844e-05 |  | -4.1101e-05 |  | 0 |  | 1.7124e-05 |  | 0
|  |  | 0 |  | 0 |  | 0.00052064 |  | 0 |  | -0.00054024 |  | 0 |  | 0.00031121 |  | 0 |  | -0.00069606 |  | 0.00021567 |  | 8.7626e-05 |  | 0 |  | -2.4531e-05 |  | 1.6925e-05 |  | 0 |  | 8.562e-06 |  | 0
|  |  | 0 |  | 0 |  | 0.00052065 |  | 0 |  | 0.00013069 |  | 0 |  | 0.00045864 |  | 0 |  | -9.3712e-05 |  | 0.00021567 |  | -3.001e-05 |  | 0 |  | 1.6109e-06 |  | 0.00040321 |  | 0 |  | 8.0748e-05 |  | 0
|  |  | 0 |  | 0 |  | 0.00053428 |  | 0 |  | 0.00024547 |  | 0 |  | 0.00034927 |  | 0 |  | 0.00082253 |  | 0.00032067 |  | 3.462e-05 |  | 0 |  | -6.7097e-06 |  | 0.00020376 |  | 0 |  | 3.3025e-05 |  | 0
|  |  | 0 |  | 0 |  | 0.00053429 |  | 0 |  | -0.00062534 |  | 0 |  | 0.00020201 |  | 0 |  | -0.00048891 |  | 0.00032068 |  | 0.00011991 |  | 0 |  | -3.0491e-05 |  | -0.00012695 |  | 0 |  | 3.181e-05 |  | 0
|  |  | 0 |  | 0 |  | 0.00036945 |  | 0 |  | -0.00037386 |  | 0 |  | 0.00040562 |  | 0 |  | -0.0005176 |  | 0.00034752 |  | 2.1056e-05 |  | 0 |  | -2.5372e-06 |  | -7.3749e-05 |  | 0 |  | 7.463e-05 |  | 0
|  |  | 0 |  | 0 |  | 0.00036946 |  | 0 |  | 0.00011197 |  | 0 |  | 0.00040572 |  | 0 |  | 0.00060047 |  | 0.00034753 |  | -2.3247e-06 |  | 0 |  | 1.6369e-05 |  | -0.00019587 |  | 0 |  | 1.3458e-05 |  | 0
|  |  | 0 |  | 0 |  | 0.00023042 |  | 0 |  | -4.3141e-05 |  | 0 |  | 7.5965e-05 |  | 0 |  | 0.00026302 |  | 0.00026042 |  | 9.3893e-05 |  | 0 |  | -2.8568e-05 |  | -9.3097e-05 |  | 0 |  | 0 |  | 0
|  |  | 0 |  | 0 |  | 0.00023043 |  | 0 |  | -0.00051463 |  | 0 |  | 7.5965e-05 |  | 0 |  | -0.00034258 |  | 0.00026043 |  | 0.00018264 |  | 0 |  | -4.7133e-05 |  | 3.1438e-05 |  | 0 |  | -1.2234e-06 |  | 0
|  |  | 0 |  | 0 |  | 0.00068106 |  | 0 |  | -0.00060118 |  | 0 |  | 0.00031796 |  | 0 |  | -0.00063029 |  | 0.00030222 |  | 0.00017624 |  | 0 |  | -5.1191e-05 |  | -0.00016323 |  | 0 |  | 4.0384e-05 |  | 0
|  |  | 0 |  | 0 |  | 0.00068108 |  | 0 |  | -0.00042357 |  | 0 |  | 0.00031796 |  | 0 |  | -0.00093808 |  | 0.00030223 |  | 6.9368e-05 |  | 0 |  | -1.252e-05 |  | -0.00030351 |  | 0 |  | 5.1385e-05 |  | 0
|  |  | 0 |  | 0 |  | 0.00026106 |  | 0 |  | -0.00049351 |  | 0 |  | 0.00033986 |  | 0 |  | -0.00037907 |  | 0.00011631 |  | 6.8082e-05 |  | 0 |  | 3.5665e-07 |  | -0.00014147 |  | 0 |  | 7.832e-05 |  | 0
|  |  | 0 |  | 0 |  | 0.00026107 |  | 0 |  | -0.00030502 |  | 0 |  | 0.00033977 |  | 0 |  | -0.00028094 |  | 0.00011631 |  | 0.00011792 |  | 0 |  | -2.6326e-05 |  | -7.2555e-06 |  | 0 |  | 0.00011381 |  | 0
|  |  | 0 |  | 0 |  | 0.00034705 |  | 0 |  | -7.3465e-05 |  | 0 |  | 0.00035715 |  | 0 |  | -0.00044525 |  | 0.00052012 |  | 0.00012153 |  | 0 |  | -1.1144e-05 |  | 0.00040147 |  | 0 |  | 6.1187e-06 |  | 0
|  |  | 0 |  | 0 |  | 0.00034706 |  | 0 |  | -0.00022228 |  | 0 |  | 0.00035706 |  | 0 |  | -0.00045593 |  | 0.00052014 |  | 2.7727e-05 |  | 0 |  | -2.0178e-05 |  | 0.00020315 |  | 0 |  | 1.5909e-05 |  | 0
|  |  | 0 |  | 0 |  | 0 |  | 0 |  | -0.00049161 |  | 0 |  | 0.00021924 |  | 0 |  | -0.00098324 |  | 0.00018881 |  | -1.2982e-05 |  | 0 |  | -4.5099e-05 |  | -7.1349e-05 |  | 0 |  | 5.7516e-05 |  | 0
|  |  | 0 |  | 0 |  | 0 |  | 0 |  | -0.00066996 |  | 0 |  | 0.00021924 |  | 0 |  | -0.0011278 |  | 0.00018882 |  | 0.00012594 |  | 0 |  | -5.8927e-05 |  | 0.00035797 |  | 0 |  | 2.4481e-05 |  | 0
|  |  | 0 |  | 0 |  | 6.9186e-05 |  | 0 |  | -0.00073459 |  | 0 |  | 0.00012851 |  | 0 |  | -0.00082656 |  | 0.00036877 |  | 0.00010506 |  | 0 |  | -4.2621e-05 |  | 0.00046076 |  | 0 |  | 2.2027e-05 |  | 0
|  |  | 0 |  | 0 |  | 6.9188e-05 |  | 0 |  | -0.00039402 |  | 0 |  | 0.00012851 |  | 0 |  | 6.2655e-05 |  | 0.00036878 |  | 7.9242e-06 |  | 0 |  | -1.9824e-05 |  | -0.00011005 |  | 0 |  | 4.7738e-05 |  | 0
|  |  | 0 |  | 0 |  | 0.00031529 |  | 0 |  | -0.0002468 |  | 0 |  | 0.0004251 |  | 0 |  | 8.1921e-05 |  | 0.00028534 |  | 3.834e-05 |  | 0 |  | -3.2841e-08 |  | -0.00024189 |  | 0 |  | 0.00010037 |  | 0
|  |  | 0 |  | 0 |  | 0.0003759 |  | 0 |  | -0.00013894 |  | 0 |  | 0.00042521 |  | 0 |  | 0.00012082 |  | 0.00028535 |  | 5.4528e-05 |  | 0 |  | -2.6305e-06 |  | 7.982e-05 |  | 0 |  | 8.9359e-05 |  | 0
|  |  | 0 |  | 0 |  | 0.00059034 |  | 0 |  | -3.4175e-05 |  | 0 |  | 0.00031047 |  | 0 |  | 0.00056818 |  | 0.0005018 |  | 6.9137e-05 |  | 0 |  | -4.8802e-05 |  | 2.5399e-05 |  | 0 |  | 6.3651e-05 |  | 0
|  |  | 0 |  | 0 |  | 0.00052975 |  | 0 |  | -0.0006831 |  | 0 |  | 0.00031055 |  | 0 |  | 0.00026042 |  | 0.00050181 |  | 6.8381e-05 |  | 0 |  | -6.7653e-05 |  | 3.8704e-05 |  | 0 |  | 6.4875e-05 |  | 0
|  |  | 0 |  | 0 |  | 0.00032788 |  | 0 |  | -0.00073619 |  | 0 |  | 0.00025237 |  | 0 |  | -0.00016763 |  | 0.0002391 |  | 4.5517e-05 |  | 0 |  | -2.8166e-05 |  | 9.9179e-05 |  | 0 |  | 2.6936e-05 |  | 0
|  |  | 0 |  | 0 |  | 0.00032789 |  | 0 |  | -0.00099194 |  | 0 |  | 0.00025231 |  | 0 |  | -0.00093141 |  | 0.00023911 |  | 6.6857e-05 |  | 0 |  | -2.959e-05 |  | -0.00010765 |  | 0 |  | -2.0809e-05 |  | 0
|  |  | 0 |  | 0 |  | 0.00039164 |  | 0 |  | -0.00091398 |  | 0 |  | 1.0174e-05 |  | 0 |  | -0.0010292 |  | 0.00018502 |  | 9.2559e-05 |  | 0 |  | -6.1189e-05 |  | -0.00028788 |  | 0 |  | -8.081e-05 |  | 0
|  |  | 0 |  | 0 |  | 0.00039165 |  | 0 |  | -0.00051075 |  | 0 |  | 1.0174e-05 |  | 0 |  | -0.00064681 |  | 0.00018502 |  | 0.00016285 |  | 0 |  | -2.5596e-05 |  | 5.5642e-05 |  | 0 |  | -4.5301e-05 |  | 0
|  |  | 0 |  | 0 |  | 0.00033641 |  | 0 |  | -0.00043073 |  | 0 |  | 0.00023943 |  | 0 |  | -0.00036162 |  | 0.00042931 |  | 0.00013539 |  | 0 |  | -9.0574e-06 |  | -2.7821e-05 |  | 0 |  | 2.0814e-05 |  | 0
|  |  | 0 |  | 0 |  | 0.00033642 |  | 0 |  | -0.00016013 |  | 0 |  | 0.00023949 |  | 0 |  | -2.1468e-05 |  | 0.00042932 |  | 9.9048e-05 |  | 0 |  | -3.0885e-05 |  | 3.6291e-05 |  | 0 |  | 6.9791e-05 |  | 0
|  |  | 0 |  | 0 |  | 0.00031692 |  | 0 |  | -0.00011013 |  | 0 |  | 0.00032045 |  | 0 |  | 0.00014125 |  | 0.00056628 |  | 0.00013047 |  | 0 |  | -2.1553e-05 |  | 0.00013548 |  | 0 |  | 4.5301e-05 |  | 0
|  |  | 0 |  | 0 |  | 0.00031692 |  | 0 |  | -0.00048537 |  | 0 |  | 0.00032045 |  | 0 |  | -0.0001663 |  | 0.00056629 |  | 5.1119e-05 |  | 0 |  | -2.7765e-05 |  | -2.0566e-05 |  | 0 |  | 0 |  | 0
|  |  | 0 |  | 0 |  | 0.00051769 |  | 0 |  | -0.00083273 |  | 0 |  | 0.00020237 |  | 0 |  | -0.00043283 |  | 0.00060956 |  | -1.176e-05 |  | 0 |  | -4.2842e-05 |  | 0.00011856 |  | 0 |  | 5.7547e-05 |  | 0
|  |  | 0 |  | 0 |  | 0.0005177 |  | 0 |  | -0.00057724 |  | 0 |  | 0.00020237 |  | 0 |  | -0.00041292 |  | 0.00060958 |  | 7.5041e-06 |  | 0 |  | -2.8965e-05 |  | 0.00020929 |  | 0 |  | 0.00010042 |  | 0
|  |  | 0 |  | 0 |  | 0.00031689 |  | 0 |  | -0.00047242 |  | 0 |  | 0.00022396 |  | 0 |  | -0.00026353 |  | 0.00057409 |  | 0.00010225 |  | 0 |  | -2.7126e-05 |  | 0.00011251 |  | 0 |  | 0.00010043 |  | 0
|  |  | 0 |  | 0 |  | 0.00031689 |  | 0 |  | -0.0011205 |  | 0 |  | 0.00022402 |  | 0 |  | 0.00044446 |  | 0.00057411 |  | 0.00019044 |  | 0 |  | -3.9453e-05 |  | -0.00023228 |  | 0 |  | 7.9602e-05 |  | 0
|  |  | 0 |  | 0 |  | 0.00031245 |  | 0 |  | -0.0011139 |  | 0 |  | 0.00019318 |  | 0 |  | -0.00012041 |  | 0.00060783 |  | 0.00017203 |  | 0 |  | -4.1621e-05 |  | -0.00045492 |  | 0 |  | 5.266e-05 |  | 0
|  |  | 0 |  | 0 |  | 0.00031245 |  | 0 |  | -0.00061148 |  | 0 |  | 0.00019318 |  | 0 |  | -0.00076451 |  | 0.00060785 |  | 0.00013305 |  | 0 |  | -3.2016e-05 |  | -0.00039804 |  | 0 |  | 0 |  | 0
|  |  | 0 |  | 0 |  | 0.00040159 |  | 0 |  | -0.00087258 |  | 0 |  | 0.0002651 |  | 0 |  | -0.0004141 |  | 0.0002028 |  | 4.1796e-05 |  | 0 |  | -2.9269e-05 |  | -0.00017544 |  | 0 |  | 1.225e-05 |  | 0
|  |  | 0 |  | 0 |  | 0.0004016 |  | 0 |  | -0.00043022 |  | 0 |  | 0.00026503 |  | 0 |  | -2.7438e-05 |  | 0.0002028 |  | 6.0861e-06 |  | 0 |  | -2.8615e-05 |  | 0.00027054 |  | 0 |  | 0.00010777 |  | 0
|  |  | 0 |  | 0 |  | 0.00027428 |  | 0 |  | -0.00015913 |  | 0 |  | 0.00018076 |  | 0 |  | 0.00036352 |  | 0.00043073 |  | 8.0287e-05 |  | 0 |  | -2.6548e-05 |  | 0.00033104 |  | 0 |  | 4.7773e-05 |  | 0
|  |  | 0 |  | 0 |  | 0.00027429 |  | 0 |  | -0.00077139 |  | 0 |  | 0.0001808 |  | 0 |  | -0.00041495 |  | 0.00043074 |  | 0.00013372 |  | 0 |  | -3.1961e-05 |  | -0.00024563 |  | 0 |  | 1.3475e-05 |  | 0
|  |  | 0 |  | 0 |  | 3.5008e-05 |  | 0 |  | -0.0013514 |  | 0 |  | 0.00012368 |  | 0 |  | -0.00094227 |  | 0.00022551 |  | 9.3087e-05 |  | 0 |  | -4.4092e-05 |  | -0.00047311 |  | 0 |  | -4.8998e-06 |  | 0
|  |  | 0 |  | 0 |  | 3.5009e-05 |  | 0 |  | -0.0012601 |  | 0 |  | 0.00012365 |  | 0 |  | -0.00083459 |  | 0.00022552 |  | 0.00011846 |  | 0 |  | -5.4376e-05 |  | -0.00043562 |  | 0 |  | 1.8375e-05 |  | 0
|  |  | 0 |  | 0 |  | 0.00036485 |  | 0 |  | -0.00070256 |  | 0 |  | 0.00025432 |  | 0 |  | -0.00074262 |  | 0.00027863 |  | 0.00014172 |  | 0 |  | -3.239e-05 |  | -0.00053253 |  | 0 |  | 8.0866e-05 |  | 0
|  |  | 0 |  | 0 |  | 0.00036486 |  | 0 |  | -0.00045109 |  | 0 |  | 0.00025432 |  | 0 |  | -0.0010521 |  | 0.00027864 |  | 0.00011143 |  | 0 |  | -2.29e-05 |  | -0.0002409 |  | 0 |  | 6.125e-06 |  | 0
|  |  | 0 |  | 0 |  | 0.00035012 |  | 0 |  | -0.0006434 |  | 0 |  | 0.00026094 |  | 0 |  | -0.0014122 |  | 0.00027998 |  | 0.00015253 |  | 0 |  | -2.7669e-05 |  | 3.6303e-05 |  | 0 |  | 3.6757e-06 |  | 0
|  |  | 0 |  | 0 |  | 0.00035013 |  | 0 |  | -0.00086496 |  | 0 |  | 0.00026101 |  | 0 |  | -0.0013211 |  | 0.00027999 |  | 0.00017861 |  | 0 |  | -3.1681e-05 |  | -0.00011254 |  | 0 |  | 0 |  | 0
|  |  | 0 |  | 0 |  | 7.0329e-05 |  | 0 |  | -0.0011381 |  | 0 |  | 0 |  | 0 |  | -0.0013591 |  | 0.00015789 |  | 0.00010768 |  | 0 |  | -2.4474e-05 |  | 4.7198e-05 |  | 0 |  | -1.9605e-05 |  | 0
|  |  | 0 |  | 0 |  | 7.0331e-05 |  | 0 |  | -0.00084859 |  | 0 |  | 0 |  | 0 |  | -0.0004573 |  | 0.00015789 |  | 0.00011549 |  | 0 |  | -2.2242e-05 |  | 4.1147e-05 |  | 0 |  | 5.2686e-05 |  | 0
|  |  | 0 |  | 0 |  | 0.00022902 |  | 0 |  | -0.00029982 |  | 0 |  | 0.0001861 |  | 0 |  | -2.4193e-05 |  | 0.00047548 |  | 6.5829e-05 |  | 0 |  | -3.0533e-05 |  | -0.00020574 |  | 0 |  | 6.3716e-05 |  | 0
|  |  | 0 |  | 0 |  | 0.00022903 |  | 0 |  | -0.00016372 |  | 0 |  | 0.0001861 |  | 0 |  | -0.00044214 |  | 0.00047549 |  | 7.6765e-06 |  | 0 |  | -3.6e-05 |  | -0.00020937 |  | 0 |  | -1.7158e-05 |  | 0
|  |  | 0 |  | 0 |  | 0.00026797 |  | 0 |  | -0.0001454 |  | 0 |  | 0.00021486 |  | 0 |  | -0.00021537 |  | 0.00021614 |  | 9.5316e-05 |  | 0 |  | -3.4588e-05 |  | 9.3193e-05 |  | 0 |  | 1.2252e-06 |  | 0
|  |  | 0 |  | 0 |  | 0.00026797 |  | 0 |  | -0.00055104 |  | 0 |  | 0.00021491 |  | 0 |  | -9.8879e-05 |  | 0.00021615 |  | 7.3497e-05 |  | 0 |  | -3.0981e-05 |  | 0.00020575 |  | 0 |  | 7.1085e-05 |  | 0
|  |  | 0 |  | 0 |  | 0.00046416 |  | 0 |  | -0.00025251 |  | 0 |  | 0.00060401 |  | 0 |  | -0.00032213 |  | 0.00079091 |  | 5.9557e-05 |  | 0 |  | -7.195e-06 |  | 0.00033043 |  | 0 |  | 0.00010663 |  | 0
|  |  | 0 |  | 0 |  | 0.00046417 |  | 0 |  | 0.00010453 |  | 0 |  | 0.00060401 |  | 0 |  | -0.00079641 |  | 0.00079093 |  | 6.1552e-05 |  | 0 |  | 1.0248e-05 |  | 0.0003159 |  | 0 |  | 8.0866e-05 |  | 0
|  |  | 0 |  | 0 |  | 0.00013134 |  | 0 |  | -0.00044966 |  | 0 |  | 0.00013856 |  | 0 |  | -0.0012652 |  | 1.7857e-05 |  | 0.00010498 |  | 0 |  | 3.4263e-06 |  | -0.00015009 |  | 0 |  | 7.5987e-05 |  | 0
|  |  | 0 |  | 0 |  | 0.00013134 |  | 0 |  | -0.0010236 |  | 0 |  | 0.00013859 |  | 0 |  | -0.00052091 |  | 1.7858e-05 |  | 9.2394e-05 |  | 0 |  | -1.1894e-05 |  | -0.00040308 |  | 0 |  | 6.4973e-05 |  | 0
|  |  | 0 |  | 0 |  | 0.0004427 |  | 0 |  | -0.0010385 |  | 0 |  | 7.5562e-06 |  | 0 |  | -0.00014826 |  | 0.00051676 |  | 1.0209e-05 |  | 0 |  | -3.0085e-05 |  | -0.00037161 |  | 0 |  | -2.6962e-05 |  | 0
|  |  | 0 |  | 0 |  | 0.00044271 |  | 0 |  | -0.00050824 |  | 0 |  | 7.5581e-06 |  | 0 |  | -0.00056078 |  | 0.00051677 |  | 0.00013439 |  | 0 |  | -3.5732e-05 |  | -0.00038855 |  | 0 |  | -8.5792e-06 |  | 0
|  |  | 0 |  | 0 |  | 0.00033137 |  | 0 |  | -0.00015462 |  | 0 |  | 0.0001849 |  | 0 |  | 0.00023125 |  | 0.00051109 |  | 0.00020657 |  | 0 |  | -4.1484e-05 |  | -0.00060497 |  | 0 |  | 6.0069e-05 |  | 0
|  |  | 0 |  | 0 |  | 0.00033138 |  | 0 |  | 6.8448e-05 |  | 0 |  | 0.00018494 |  | 0 |  | 0.00048885 |  | 0.00051111 |  | 0.00010861 |  | 0 |  | -3.4115e-05 |  | -0.00031689 |  | 0 |  | 9.562e-05 |  | 0
|  |  | 0 |  | 0 |  | 0.00029083 |  | 0 |  | 0.00015829 |  | 0 |  | 0.00040221 |  | 0 |  | 0.00069895 |  | 0.00042158 |  | 6.1938e-05 |  | 0 |  | -9.9588e-06 |  | 0.00014527 |  | 0 |  | 9.9298e-05 |  | 0
|  |  | 0 |  | 0 |  | 0.00029084 |  | 0 |  | -0.0004768 |  | 0 |  | 0.00040221 |  | 0 |  | 0.0010857 |  | 0.00042159 |  | 0.00012241 |  | 0 |  | -2.0748e-05 |  | 0.00015617 |  | 0 |  | 4.9034e-05 |  | 0
|  |  | 0 |  | 0 |  | 0.00057843 |  | 0 |  | -0.00070423 |  | 0 |  | 0.00030948 |  | 0 |  | 0.00070967 |  | 0.00044578 |  | 0.00011488 |  | 0 |  | -2.7311e-05 |  | 2.4212e-05 |  | 0 |  | 0.00010052 |  | 0
|  |  | 0 |  | 0 |  | 0.00057845 |  | 0 |  | 4.3643e-05 |  | 0 |  | 0.00030948 |  | 0 |  | 0.00058865 |  | 0.00044579 |  | 4.7681e-05 |  | 0 |  | -1.5575e-05 |  | 3.5109e-05 |  | 0 |  | 8.5813e-05 |  | 0
|  |  | 0 |  | 0 |  | 0.0002571 |  | 0 |  | 0.00021583 |  | 0 |  | 0.00042707 |  | 0 |  | -4.0985e-05 |  | 0.00036557 |  | 4.6664e-05 |  | 0 |  | -1.0987e-05 |  | 0.0002155 |  | 0 |  | 6.8667e-05 |  | 0
|  |  | 0 |  | 0 |  | 0.0002571 |  | 0 |  | -1.2978e-05 |  | 0 |  | 0.00042718 |  | 0 |  | 0.00015651 |  | 0.00036558 |  | 4.2486e-05 |  | 0 |  | 4.7419e-06 |  | 0.00024214 |  | 0 |  | 8.3361e-05 |  | 0
|  |  | 0 |  | 0 |  | 0.00050323 |  | 0 |  | -0.00072962 |  | 0 |  | 7.6026e-05 |  | 0 |  | 0.00055977 |  | 0.00058295 |  | 0.00010479 |  | 0 |  | -4.2698e-05 |  | -0.00030981 |  | 0 |  | 7.7251e-05 |  | 0
|  |  | 0 |  | 0 |  | 0.00050324 |  | 0 |  | -0.001372 |  | 0 |  | 7.6045e-05 |  | 0 |  | -0.00025644 |  | 0.00058297 |  | 8.6493e-05 |  | 0 |  | -7.0773e-05 |  | -0.00057014 |  | 0 |  | 5.8858e-05 |  | 0
|  |  | 0 |  | 0 |  | 0.0004834 |  | 0 |  | -0.00085376 |  | 0 |  | 0.00025481 |  | 0 |  | -0.00059609 |  | 0.00014329 |  | 1.4225e-05 |  | 0 |  | -3.8826e-05 |  | -0.00027122 |  | 0 |  | 2.9429e-05 |  | 0
|  |  | 0 |  | 0 |  | 0.00048341 |  | 0 |  | -0.00075062 |  | 0 |  | 0.00025475 |  | 0 |  | -0.00037878 |  | 0.00014329 |  | 4.1184e-05 |  | 0 |  | -3.5926e-05 |  | -2.4216e-05 |  | 0 |  | 7.8477e-05 |  | 0
|  |  | 0 |  | 0 |  | 0.00015657 |  | 0 |  | -0.00022655 |  | 0 |  | 0.00031399 |  | 0 |  | -0.00038539 |  | 0.00062404 |  | 3.0157e-05 |  | 0 |  | -5.6404e-05 |  | 0.00012229 |  | 0 |  | 6.8664e-05 |  | 0
|  |  | 0 |  | 0 |  | 0.00015658 |  | 0 |  | 0.00014037 |  | 0 |  | 0.00031399 |  | 0 |  | -0.00020928 |  | 0.00062405 |  | 4.7971e-05 |  | 0 |  | -2.5978e-05 |  | 0.00024701 |  | 0 |  | 7.3593e-06 |  | 0
|  |  | 0 |  | 0 |  | 0.00052592 |  | 0 |  | -0.00053768 |  | 0 |  | 0.00017566 |  | 0 |  | 0.00022552 |  | 6.536e-05 |  | 9.8406e-05 |  | 0 |  | -7.065e-06 |  | 1.0898e-05 |  | 0 |  | 6.376e-05 |  | 0
|  |  | 0 |  | 0 |  | 0.00052593 |  | 0 |  | -0.00046369 |  | 0 |  | 0.00017562 |  | 0 |  | -0.00023572 |  | 6.5362e-05 |  | 0.00010724 |  | 0 |  | -2.0197e-05 |  | -1.5742e-05 |  | 0 |  | 0.00013859 |  | 0
|  |  | 0 |  | 0 |  | 0.00064212 |  | 0 |  | -3.5832e-05 |  | 0 |  | 0.00027228 |  | 0 |  | 6.1626e-05 |  | 0.00037446 |  | 5.706e-05 |  | 0 |  | -2.6045e-05 |  | 0.00027489 |  | 0 |  | 0.00013859 |  | 0
|  |  | 0 |  | 0 |  | 0.00064214 |  | 0 |  | -0.00022864 |  | 0 |  | 0.00027235 |  | 0 |  | 0.00039054 |  | 0.00037447 |  | -1.0789e-05 |  | 0 |  | -2.9333e-05 |  | -0.00012231 |  | 0 |  | 8.9538e-05 |  | 0
|  |  | 0 |  | 0 |  | 0.00082823 |  | 0 |  | 6.2596e-05 |  | 0 |  | 0.00041614 |  | 0 |  | 0.00010064 |  | 0.00053442 |  | 3.8525e-05 |  | 0 |  | -1.4351e-06 |  | 5.5704e-05 |  | 0 |  | 4.7834e-05 |  | 0
|  |  | 0 |  | 0 |  | 0.00082826 |  | 0 |  | 0.00051653 |  | 0 |  | 0.00041624 |  | 0 |  | -4.6971e-05 |  | 0.00053443 |  | 3.9415e-05 |  | 0 |  | 5.6767e-06 |  | 0.00059407 |  | 0 |  | 3.8031e-05 |  | 0
|  |  | 0 |  | 0 |  | 0.0004816 |  | 0 |  | -0.00021761 |  | 0 |  | 0.00033708 |  | 0 |  | -6.7805e-05 |  | 0.00011894 |  | 9.0575e-06 |  | 0 |  | -8.3034e-06 |  | 0.00044752 |  | 0 |  | 5.5192e-05 |  | 0
|  |  | 0 |  | 0 |  | 0.00048162 |  | 0 |  | -0.0006996 |  | 0 |  | 0.00033708 |  | 0 |  | -0.00027589 |  | 0.00011894 |  | 8.8124e-06 |  | 0 |  | -3.264e-05 |  | 4.9655e-05 |  | 0 |  | 5.1526e-05 |  | 0
|  |  | 0 |  | 0 |  | 0.00038493 |  | 0 |  | -0.00037517 |  | 0 |  | 0.00037728 |  | 0 |  | -7.8431e-05 |  | 0.00027165 |  | 4.6281e-05 |  | 0 |  | -4.0343e-05 |  | -0.00035243 |  | 0 |  | -1.2265e-06 |  | 0
|  |  | 0 |  | 0 |  | 0.00038494 |  | 0 |  | 0.00018452 |  | 0 |  | 0.00037728 |  | 0 |  | 0.00021542 |  | 0.00027166 |  | 4.9925e-05 |  | 0 |  | -8.252e-06 |  | -7.751e-05 |  | 0 |  | 0 |  | 0
|  |  | 0 |  | 0 |  | 0.00025946 |  | 0 |  | -0.00012831 |  | 0 |  | 0.00018587 |  | 0 |  | -0.00043826 |  | 0.00021183 |  | 3.562e-05 |  | 0 |  | -3.4212e-06 |  | -3.6335e-06 |  | 0 |  | 9.8144e-06 |  | 0
|  |  | 0 |  | 0 |  | 0.00025947 |  | 0 |  | -0.0005798 |  | 0 |  | 0.00018587 |  | 0 |  | -0.00058283 |  | 0.00021183 |  | 2.56e-05 |  | 0 |  | 4.0151e-06 |  | -0.00032338 |  | 0 |  | 7.3626e-06 |  | 0
|  |  | 0 |  | 0 |  | 0.00030949 |  | 0 |  | -0.00052676 |  | 0 |  | 0.00017382 |  | 0 |  | -0.00060105 |  | 0.00022673 |  | 6.8265e-05 |  | 0 |  | -1.5962e-06 |  | -5.4504e-05 |  | 0 |  | 6.1342e-06 |  | 0
|  |  | 0 |  | 0 |  | 0.00030949 |  | 0 |  | -3.0981e-05 |  | 0 |  | 0.00017377 |  | 0 |  | -0.00020639 |  | 0.00022673 |  | 0.00010675 |  | 0 |  | -3.1759e-05 |  | 9.5689e-05 |  | 0 |  | -3.8031e-05 |  | 0
|  |  | 0 |  | 0 |  | 0.00022305 |  | 0 |  | -0.00014447 |  | 0 |  | 0.000142 |  | 0 |  | -0.00015652 |  | 0.00025355 |  | 4.6099e-05 |  | 0 |  | -2.8567e-05 |  | -0.00030242 |  | 0 |  | 1.1044e-05 |  | 0
|  |  | 0 |  | 0 |  | 0.00022306 |  | 0 |  | -0.00085371 |  | 0 |  | 0.000142 |  | 0 |  | -0.00036448 |  | 0.00025356 |  | 1.6317e-05 |  | 0 |  | -1.7274e-05 |  | -0.00027698 |  | 0 |  | 0.00010798 |  | 0
|  |  | 0 |  | 0 |  | 0.0003165 |  | 0 |  | -0.00084275 |  | 0 |  | 0.00021545 |  | 0 |  | -0.0003044 |  | 3.7568e-05 |  | 0.0001182 |  | 0 |  | 3.771e-06 |  | -0.00030215 |  | 0 |  | 8.2216e-05 |  | 0
|  |  | 0 |  | 0 |  | 0.00031651 |  | 0 |  | -0.0013749 |  | 0 |  | 0.00021545 |  | 0 |  | -0.00084576 |  | 3.7569e-05 |  | 0.00017518 |  | 0 |  | -1.4103e-06 |  | -0.00045237 |  | 0 |  | 4.7859e-05 |  | 0
|  |  | 0 |  | 0 |  | 0.00055146 |  | 0 |  | -0.00084797 |  | 0 |  | 0.0002176 |  | 0 |  | -0.0015501 |  | 0.00015158 |  | 5.8089e-05 |  | 0 |  | -3.4445e-05 |  | -0.00010781 |  | 0 |  | 4.5403e-05 |  | 0
|  |  | 0 |  | 0 |  | 0.00055148 |  | 0 |  | -0.00029525 |  | 0 |  | 0.0002176 |  | 0 |  | -0.0014334 |  | 0.00015159 |  | 0.00010448 |  | 0 |  | -2.7682e-05 |  | -3.6342e-05 |  | 0 |  | 9.8168e-06 |  | 0
|  |  | 0 |  | 0 |  | 0.00019141 |  | 0 |  | -0.00071837 |  | 0 |  | 0.00010084 |  | 0 |  | -0.0010235 |  | 0.00047418 |  | 0.00016026 |  | 0 |  | -2.2568e-06 |  | -0.00020109 |  | 0 |  | -3.6822e-05 |  | 0
|  |  | 0 |  | 0 |  | 0.00019142 |  | 0 |  | -0.00086438 |  | 0 |  | 0.00010086 |  | 0 |  | -0.0011618 |  | 0.00047419 |  | 9.156e-05 |  | 0 |  | -2.082e-05 |  | -0.00012841 |  | 0 |  | -2.4543e-05 |  | 0
|  |  | 0 |  | 0 |  | 0.00044699 |  | 0 |  | -0.00071572 |  | 0 |  | 0.00024533 |  | 0 |  | -0.0012153 |  | 0.00041242 |  | 2.2898e-05 |  | 0 |  | -2.7574e-05 |  | -1.4537e-05 |  | 0 |  | 7.2417e-05 |  | 0
|  |  | 0 |  | 0 |  | 0.00044701 |  | 0 |  | -0.00031673 |  | 0 |  | 0.00024539 |  | 0 |  | -0.00062014 |  | 0.00041243 |  | 2.8351e-05 |  | 0 |  | -1.7391e-05 |  | 4.7247e-05 |  | 0 |  | 6.9962e-05 |  | 0
|  |  | 0 |  | 0 |  | 0.00040445 |  | 0 |  | 3.3319e-05 |  | 0 |  | 0.000279 |  | 0 |  | 4.5119e-05 |  | 0.00069689 |  | 9.9031e-05 |  | 0 |  | -1.3456e-05 |  | 0.00057185 |  | 0 |  | 1.4729e-05 |  | 0
|  |  | 0 |  | 0 |  | 0.00040446 |  | 0 |  | -0.00039538 |  | 0 |  | 0.00027893 |  | 0 |  | 1.7236e-05 |  | 0.00069691 |  | 0.00013893 |  | 0 |  | -3.5778e-05 |  | 0.00049916 |  | 0 |  | 5.646e-05 |  | 0
|  |  | 0 |  | 0 |  | 0.00023861 |  | 0 |  | -0.001038 |  | 0 |  | 0.00010994 |  | 0 |  | -0.00050797 |  | 0.00039305 |  | 7.5545e-05 |  | 0 |  | -5.2919e-05 |  | -0.00030283 |  | 0 |  | 9.6965e-05 |  | 0
|  |  | 0 |  | 0 |  | 0.00023861 |  | 0 |  | -0.00029607 |  | 0 |  | 0.00010994 |  | 0 |  | -0.0002642 |  | 0.00039306 |  | -2.0898e-06 |  | 0 |  | -3.1978e-05 |  | -0.00024226 |  | 0 |  | 3.806e-05 |  | 0
|  |  | 0 |  | 0 |  | 0.00024112 |  | 0 |  | -2.148e-05 |  | 0 |  | 9.4168e-05 |  | 0 |  | -0.00049597 |  | 0 |  | -3.972e-05 |  | 0 |  | -1.4339e-05 |  | 0.00014418 |  | 0 |  | -2.823e-05 |  | 0
|  |  | 0 |  | 0 |  | 0.00024113 |  | 0 |  | -0.0003564 |  | 0 |  | 9.4192e-05 |  | 0 |  | -0.00064155 |  | 0 |  | -1.7527e-05 |  | 0 |  | -1.421e-05 |  | 0.00016721 |  | 0 |  | 5.4021e-05 |  | 0
|  |  | 0 |  | 0 |  | 0.00038668 |  | 0 |  | -0.00015958 |  | 0 |  | 0.00039627 |  | 0 |  | -0.00054105 |  | 0.00048312 |  | 4.5657e-05 |  | 0 |  | 1.826e-05 |  | 3.1503e-05 |  | 0 |  | 0.000124 |  | 0
|  |  | 0 |  | 0 |  | 0.00038669 |  | 0 |  | -8.9402e-05 |  | 0 |  | 0.00039637 |  | 0 |  | -0.00039077 |  | 0.00048313 |  | 0.00010064 |  | 0 |  | 1.5916e-05 |  | -0.00021689 |  | 0 |  | 8.4711e-05 |  | 0
|  |  | 0 |  | 0 |  | 0.00037955 |  | 0 |  | -0.00031505 |  | 0 |  | 0.00015126 |  | 0 |  | -6.8901e-05 |  | 0.000442 |  | 0.00015192 |  | 0 |  | -3.2428e-05 |  | -0.00013693 |  | 0 |  | 7.9804e-05 |  | 0
|  |  | 0 |  | 0 |  | 0.00037956 |  | 0 |  | -3.1452e-05 |  | 0 |  | 0.0001513 |  | 0 |  | -0.00025165 |  | 0.00044201 |  | 0.00013019 |  | 0 |  | -1.9647e-06 |  | -3.8776e-05 |  | 0 |  | 0.00011418 |  | 0
|  |  | 0 |  | 0 |  | 0.00021352 |  | 0 |  | -0.0003854 |  | 0 |  | 0.00011983 |  | 0 |  | -0.00048943 |  | 0.00037244 |  | 0.00011905 |  | 0 |  | 1.3374e-06 |  | 1.2117e-06 |  | 0 |  | 6.3859e-05 |  | 0
|  |  | 0 |  | 0 |  | 0.00021352 |  | 0 |  | -0.00072919 |  | 0 |  | 0.00011983 |  | 0 |  | -0.00057372 |  | 0.00037245 |  | 6.3722e-05 |  | 0 |  | -2.5603e-05 |  | 0.00020116 |  | 0 |  | 3.6831e-05 |  | 0
|  |  | 0 |  | 0 |  | 0.00039264 |  | 0 |  | -0.00041959 |  | 0 |  | 0.00022592 |  | 0 |  | -0.00057026 |  | 0.00042039 |  | 5.9399e-05 |  | 0 |  | -3.3123e-05 |  | -0.00015605 |  | 0 |  | 9.9472e-05 |  | 0
|  |  | 0 |  | 0 |  | 0.00039265 |  | 0 |  | -0.00055068 |  | 0 |  | 0.00022592 |  | 0 |  | -5.3829e-05 |  | 0.00042041 |  | 0.00013471 |  | 0 |  | -2.6089e-05 |  | -0.00056811 |  | 0 |  | 7.4908e-05 |  | 0
|  |  | 0 |  | 0 |  | 0.0005018 |  | 0 |  | -0.00057298 |  | 0 |  | 0.00022077 |  | 0 |  | 0.00038357 |  | 0.0001355 |  | 8.8742e-05 |  | 0 |  | -1.0667e-05 |  | -0.0004496 |  | 0 |  | 6.1402e-05 |  | 0
|  |  | 0 |  | 0 |  | 0.00050182 |  | 0 |  | -0.00068769 |  | 0 |  | 0.00022077 |  | 0 |  | -7.6468e-05 |  | 0.0001355 |  | 1.8266e-05 |  | 0 |  | -2.3243e-05 |  | -0.00051263 |  | 0 |  | 8.5964e-05 |  | 0
|  |  | 0 |  | 0 |  | 0.00032999 |  | 0 |  | -0.00067416 |  | 0 |  | 5.4522e-05 |  | 0 |  | -0.00026762 |  | 6.1333e-05 |  | -7.4251e-06 |  | 0 |  | -1.5995e-05 |  | -0.0001721 |  | 0 |  | 4.6664e-05 |  | 0
|  |  | 0 |  | 0 |  | 0.00033 |  | 0 |  | -0.00044901 |  | 0 |  | 5.4508e-05 |  | 0 |  | -0.0002933 |  | 6.1335e-05 |  | 3.8538e-05 |  | 0 |  | 2.7873e-06 |  | 0.00016483 |  | 0 |  | -1.2284e-05 |  | 0
|  |  | 0 |  | 0 |  | 0.00075796 |  | 0 |  | -0.00053776 |  | 0 |  | 0.00038355 |  | 0 |  | -2.8853e-05 |  | 0.00030733 |  | 6.3632e-05 |  | 0 |  | -1.198e-05 |  | -0.00018785 |  | 0 |  | 4.912e-05 |  | 0
|  |  | 0 |  | 0 |  | 0.00075798 |  | 0 |  | -0.00070014 |  | 0 |  | 0.00038355 |  | 0 |  | 0.00052609 |  | 0.00030733 |  | 8.8058e-05 |  | 0 |  | -2.1935e-05 |  | -0.00019514 |  | 0 |  | 6.0189e-05 |  | 0
|  |  | 0 |  | 0 |  | 2.8625e-05 |  | 0 |  | -0.00078287 |  | 0 |  | 0.00033608 |  | 0 |  | 0.00062393 |  | 0.00021492 |  | 6.6886e-05 |  | 0 |  | -4.0211e-06 |  | 3.5148e-05 |  | 0 |  | 6.6331e-05 |  | 0
|  |  | 0 |  | 0 |  | 2.8626e-05 |  | 0 |  | -0.00081962 |  | 0 |  | 0.00033617 |  | 0 |  | -0.00042086 |  | 0.00021492 |  | 4.5228e-05 |  | 0 |  | 8.439e-06 |  | -3.3937e-05 |  | 0 |  | 7.4926e-05 |  | 0
|  |  | 0 |  | 0 |  | 0.00035841 |  | 0 |  | -0.00053648 |  | 0 |  | 0.00023765 |  | 0 |  | -0.00039452 |  | 0.00042756 |  | 0.00013614 |  | 0 |  | -2.065e-05 |  | -9.212e-05 |  | 0 |  | 2.4567e-06 |  | 0
|  |  | 0 |  | 0 |  | 0.00035842 |  | 0 |  | -0.00058902 |  | 0 |  | 0.00023759 |  | 0 |  | -4.7028e-05 |  | 0.00042757 |  | 6.9877e-05 |  | 0 |  | -2.8399e-05 |  | -0.00028969 |  | 0 |  | 8.5984e-06 |  | 0
|  |  | 0 |  | 0 |  | 0.00043744 |  | 0 |  | -0.00091034 |  | 0 |  | 6.084e-05 |  | 0 |  | -0.00028166 |  | 0.00018172 |  | 0.00010319 |  | 0 |  | -1.1634e-05 |  | -0.0002897 |  | 0 |  | 5.0373e-05 |  | 0
|  |  | 0 |  | 0 |  | 0.00043745 |  | 0 |  | -0.0011474 |  | 0 |  | 6.084e-05 |  | 0 |  | -0.00056135 |  | 0.00018172 |  | 0.00014957 |  | 0 |  | -1.6912e-05 |  | -9.3336e-05 |  | 0 |  | 2.0882e-05 |  | 0
|  |  | 0 |  | 0 |  | 0.00027217 |  | 0 |  | -0.00060313 |  | 0 |  | 0.00051615 |  | 0 |  | -0.00058347 |  | 0.00055505 |  | 6.2679e-05 |  | 0 |  | -5.9287e-06 |  | -0.00011031 |  | 0 |  | 3.9317e-05 |  | 0
|  |  | 0 |  | 0 |  | 0.00027218 |  | 0 |  | 1.7503e-05 |  | 0 |  | 0.00051602 |  | 0 |  | 0.00019884 |  | 0.00055506 |  | 6.0071e-05 |  | 0 |  | -1.0071e-05 |  | -0.00036972 |  | 0 |  | 0.00012286 |  | 0
|  |  | 0 |  | 0 |  | 0.00025784 |  | 0 |  | -0.00016487 |  | 0 |  | 9.3188e-05 |  | 0 |  | 0.00067488 |  | 0.00013615 |  | 5.1674e-05 |  | 0 |  | -1.6256e-05 |  | -0.00052612 |  | 0 |  | 0.00013515 |  | 0
|  |  | 0 |  | 0 |  | 0.00025785 |  | 0 |  | -0.00048897 |  | 0 |  | 9.3188e-05 |  | 0 |  | 0.00018738 |  | 0.00013615 |  | 4.1027e-05 |  | 0 |  | -1.0935e-05 |  | -0.00025215 |  | 0 |  | 0.00011795 |  | 0
|  |  | 0 |  | 0 |  | 0.00030903 |  | 0 |  | -0.00070591 |  | 0 |  | 0.00038034 |  | 0 |  | -0.00055039 |  | 0.00030223 |  | 6.9757e-05 |  | 0 |  | -3.1848e-05 |  | -0.00029095 |  | 0 |  | 0.00012901 |  | 0
|  |  | 0 |  | 0 |  | 0.00030903 |  | 0 |  | -0.00095205 |  | 0 |  | 0.00038034 |  | 0 |  | -0.00022314 |  | 0.00030224 |  | 0.00016009 |  | 0 |  | -1.753e-05 |  | -0.00026792 |  | 0 |  | 5.7761e-05 |  | 0
|  |  | 0 |  | 0 |  | 0.00060362 |  | 0 |  | -0.00059794 |  | 0 |  | 0.00015672 |  | 0 |  | 0.0005428 |  | 0.00026979 |  | 0.00012991 |  | 0 |  | -1.7649e-06 |  | 3.8795e-05 |  | 0 |  | 5.283e-05 |  | 0
|  |  | 0 |  | 0 |  | 0.00060364 |  | 0 |  | -0.0003711 |  | 0 |  | 0.00015672 |  | 0 |  | 0.00040819 |  | 0.0002698 |  | 0.00011619 |  | 0 |  | -1.4285e-06 |  | 4.9706e-05 |  | 0 |  | 0.00012412 |  | 0
|  |  | 0 |  | 0 |  | 0.00037393 |  | 0 |  | -0.00074609 |  | 0 |  | 0.00020181 |  | 0 |  | -0.00034163 |  | 0.00049184 |  | 0.00015519 |  | 0 |  | -1.189e-05 |  | -8.3656e-05 |  | 0 |  | 0.00012781 |  | 0
|  |  | 0 |  | 0 |  | 0.00037394 |  | 0 |  | -0.0005783 |  | 0 |  | 0.00020176 |  | 0 |  | -0.00034714 |  | 0.00049185 |  | 6.1567e-05 |  | 0 |  | -2.7978e-05 |  | -0.00034796 |  | 0 |  | 8.234e-05 |  | 0
|  |  | 0 |  | 0 |  | 0.00044643 |  | 0 |  | -0.00068966 |  | 0 |  | 0.00035866 |  | 0 |  | -0.00013231 |  | 0.0003033 |  | 4.7854e-05 |  | 0 |  | -3.8099e-05 |  | -0.00049468 |  | 0 |  | 7.8653e-05 |  | 0
|  |  | 0 |  | 0 |  | 0.00044645 |  | 0 |  | -7.4055e-05 |  | 0 |  | 0.00035857 |  | 0 |  | -0.00012538 |  | 0.00030331 |  | 7.8402e-05 |  | 0 |  | -4.2237e-05 |  | -0.00012731 |  | 0 |  | 9.8316e-05 |  | 0
|  |  | 0 |  | 0 |  | 0.00024276 |  | 0 |  | -0.00014897 |  | 0 |  | 0.00020854 |  | 0 |  | -0.00054614 |  | 0.00049438 |  | 0.00013825 |  | 0 |  | -3.4285e-05 |  | 0.00012367 |  | 0 |  | 5.4087e-05 |  | 0
|  |  | 0 |  | 0 |  | 0.00024277 |  | 0 |  | -0.00057489 |  | 0 |  | 0.00020854 |  | 0 |  | -0.00070356 |  | 0.00049439 |  | 8.4369e-05 |  | 0 |  | -4.2018e-05 |  | -0.0002316 |  | 0 |  | -1.106e-05 |  | 0
|  |  | 0 |  | 0 |  | 0.00074667 |  | 0 |  | -0.00014387 |  | 0 |  | 8.5822e-05 |  | 0 |  | -0.00022512 |  | 0.00011677 |  | 1.3111e-05 |  | 0 |  | -3.6776e-05 |  | -0.00010064 |  | 0 |  | -1.598e-05 |  | 0
|  |  | 0 |  | 0 |  | 0.00074669 |  | 0 |  | -0.0012091 |  | 0 |  | 8.5822e-05 |  | 0 |  | -0.00026345 |  | 0.00011677 |  | -1.1191e-05 |  | 0 |  | -4.7267e-05 |  | 0.00010185 |  | 0 |  | 8.9735e-05 |  | 0
|  |  | 0 |  | 0 |  | 0.00027137 |  | 0 |  | -0.0013113 |  | 0 |  | 0.00019691 |  | 0 |  | -0.00044801 |  | 5.1615e-05 |  | -2.6407e-05 |  | 0 |  | -5.5982e-05 |  | 0.00031891 |  | 0 |  | 0.00013522 |  | 0
|  |  | 0 |  | 0 |  | 0.00027138 |  | 0 |  | -0.00047079 |  | 0 |  | 0.00019691 |  | 0 |  | -0.00063787 |  | 5.1617e-05 |  | 2.1726e-05 |  | 0 |  | -3.986e-05 |  | 0.00088106 |  | 0 |  | 5.7775e-05 |  | 0
|  |  | 0 |  | 0 |  | 0.00045145 |  | 0 |  | -7.4384e-05 |  | 0 |  | 0.00020685 |  | 0 |  | -3.1868e-05 |  | 0.00040771 |  | 7.7655e-05 |  | 0 |  | -4.0976e-06 |  | 0.00029781 |  | 0 |  | 7.0067e-05 |  | 0
|  |  | 0 |  | 0 |  | 0.00045146 |  | 0 |  | -0.00015466 |  | 0 |  | 0.0002068 |  | 0 |  | 7.0859e-05 |  | 0.00040772 |  | 7.6203e-05 |  | 0 |  | -1.1767e-06 |  | -0.00017948 |  | 0 |  | 8.8506e-05 |  | 0
|  |  | 0 |  | 0 |  | 8.4483e-06 |  | 0 |  | -0.00064716 |  | 0 |  | 7.3201e-05 |  | 0 |  | -0.00062168 |  | 0.00019198 |  | 7.2544e-05 |  | 0 |  | -1.9071e-05 |  | -1.0914e-05 |  | 0 |  | 0.00012173 |  | 0
|  |  | 0 |  | 0 |  | 8.4485e-06 |  | 0 |  | -0.00021369 |  | 0 |  | 7.3201e-05 |  | 0 |  | -0.00040175 |  | 0.00019199 |  | 9.1829e-05 |  | 0 |  | -1.9628e-05 |  | -0.00015281 |  | 0 |  | 0.00014509 |  | 0
|  |  | 0 |  | 0 |  | 0.0002718 |  | 0 |  | 0.00040875 |  | 0 |  | 0.00051534 |  | 0 |  | -0.00049471 |  | 0.00065211 |  | 6.4087e-05 |  | 0 |  | -2.0246e-05 |  | -0.0002474 |  | 0 |  | 0.00013399 |  | 0
|  |  | 0 |  | 0 |  | 0.0002718 |  | 0 |  | -0.00055272 |  | 0 |  | 0.00051547 |  | 0 |  | -0.00029773 |  | 0.00065213 |  | 9.4699e-05 |  | 0 |  | -2.9484e-05 |  | -0.00073735 |  | 0 |  | 0.00011927 |  | 0
|  |  | 0 |  | 0 |  | 0.0006201 |  | 0 |  | -0.0010076 |  | 0 |  | 0.00040461 |  | 0 |  | 9.2855e-05 |  | 0.00077335 |  | 5.8823e-05 |  | 0 |  | -1.8585e-05 |  | -0.000587 |  | 0 |  | 5.0424e-05 |  | 0
|  |  | 0 |  | 0 |  | 0.00062011 |  | 0 |  | 0.00050083 |  | 0 |  | 0.00040461 |  | 0 |  | 0.00044692 |  | 0.00077337 |  | 7.7147e-05 |  | 0 |  | 1.293e-06 |  | -3.032e-05 |  | 0 |  | 6.148e-05 |  | 0
|  |  | 0 |  | 0 |  | 0.00046582 |  | 0 |  | 0.00076328 |  | 0 |  | 0.00023351 |  | 0 |  | 0.00036311 |  | 0.00031492 |  | 0.00014222 |  | 0 |  | -7.3933e-06 |  | -0.0001419 |  | 0 |  | 4.5493e-05 |  | 0
|  |  | 0 |  | 0 |  | 0.00046583 |  | 0 |  | -0.00022923 |  | 0 |  | 0.00023345 |  | 0 |  | -8.0863e-05 |  | 0.00031493 |  | 0.00013366 |  | 0 |  | -1.2106e-05 |  | 6.9135e-05 |  | 0 |  | 5.2884e-05 |  | 0
|  |  | 0 |  | 0 |  | 0.00014372 |  | 0 |  | -0.000314 |  | 0 |  | 0.00030072 |  | 0 |  | 2.2609e-05 |  | 0.00022353 |  | 4.6151e-05 |  | 0 |  | -2.1669e-05 |  | 7.0348e-05 |  | 0 |  | 0.00012295 |  | 0
|  |  | 0 |  | 0 |  | 0.00014372 |  | 0 |  | -0.00012145 |  | 0 |  | 0.00030079 |  | 0 |  | -0.00022207 |  | 0.00022353 |  | 6.5051e-05 |  | 0 |  | -3.0032e-05 |  | 8.4903e-06 |  | 0 |  | 6.3952e-05 |  | 0
|  |  | 0 |  | 0 |  | 0.0001321 |  | 0 |  | -0.00035778 |  | 0 |  | 0.0002195 |  | 0 |  | -0.00030279 |  | 0.00027294 |  | 9.618e-05 |  | 0 |  | 2.5999e-06 |  | 0.00013706 |  | 0 |  | 1.4758e-05 |  | 0
|  |  | 0 |  | 0 |  | 0.0001321 |  | 0 |  | -0.00097938 |  | 0 |  | 0.00021944 |  | 0 |  | -7.6921e-05 |  | 0.00027295 |  | 3.939e-05 |  | 0 |  | 1.1907e-05 |  | 0.00023896 |  | 0 |  | 2.3367e-05 |  | 0
|  |  | 0 |  | 0 |  | 0.00050393 |  | 0 |  | -0.00076356 |  | 0 |  | 0.00050145 |  | 0 |  | -0.00043787 |  | 0.0006858 |  | 0.00014921 |  | 0 |  | -2.7199e-05 |  | -0.00012202 |  | 0 |  | 6.1495e-05 |  | 0
|  |  | 0 |  | 0 |  | 0.00050394 |  | 0 |  | -0.00038427 |  | 0 |  | 0.00050144 |  | 0 |  | -0.00068649 |  | 0.00068582 |  | 0.00013368 |  | 0 |  | -2.8948e-05 |  | -0.00025911 |  | 0 |  | 0.0001021 |  | 0
|  |  | 0 |  | 0 |  | 0.00019984 |  | 0 |  | -0.00080634 |  | 0 |  | 0 |  | 0 |  | -0.0011039 |  | 0.00046507 |  | -1.3997e-05 |  | 0 |  | -2.5615e-05 |  | 0.00020258 |  | 0 |  | 9.5928e-05 |  | 0
|  |  | 0 |  | 0 |  | 0.00019985 |  | 0 |  | -0.00082499 |  | 0 |  | 0 |  | 0 |  | -0.00032463 |  | 0.00046508 |  | 7.852e-06 |  | 0 |  | -4.904e-05 |  | 0.00032874 |  | 0 |  | 3.6904e-05 |  | 0
|  |  | 0 |  | 0 |  | 0.00063022 |  | 0 |  | 0.0001695 |  | 0 |  | 0.00047646 |  | 0 |  | 0.00046823 |  | 0.0005408 |  | 7.31e-05 |  | 0 |  | -1.2894e-05 |  | 0.00058593 |  | 0 |  | 0.00011441 |  | 0
|  |  | 0 |  | 0 |  | 0.00063024 |  | 0 |  | 0.00023281 |  | 0 |  | 0.00047634 |  | 0 |  | 0.00035158 |  | 0.00054081 |  | -1.6371e-05 |  | 0 |  | -3.0197e-06 |  | -9.8265e-05 |  | 0 |  | 0.00017345 |  | 0
|  |  | 0 |  | 0 |  | 0.00041904 |  | 0 |  | -3.589e-05 |  | 0 |  | 0.00032869 |  | 0 |  | 0.00052391 |  | 0.00026978 |  | -1.036e-05 |  | 0 |  | -3.7767e-05 |  | -0.00058229 |  | 0 |  | 9.4722e-05 |  | 0
|  |  | 0 |  | 0 |  | 0.00041905 |  | 0 |  | -0.00045943 |  | 0 |  | 0.00032877 |  | 0 |  | -0.00086994 |  | 0.00026978 |  | 0.0001066 |  | 0 |  | -4.8025e-05 |  | -6.066e-05 |  | 0 |  | -3.5674e-05 |  | 0
|  |  | 0 |  | 0 |  | 0.00039247 |  | 0 |  | -0.00030189 |  | 0 |  | 0.0004038 |  | 0 |  | -0.0010912 |  | 0.00048109 |  | 9.9111e-05 |  | 0 |  | -3.5571e-05 |  | -9.2203e-05 |  | 0 |  | 4.5517e-05 |  | 0
|  |  | 0 |  | 0 |  | 0.00039248 |  | 0 |  | 8.7162e-05 |  | 0 |  | 0.0004037 |  | 0 |  | -0.00061168 |  | 0.0004811 |  | 0.00016694 |  | 0 |  | -5.5372e-06 |  | -0.00034334 |  | 0 |  | 0.0001292 |  | 0
|  |  | 0 |  | 0 |  | 0.00013637 |  | 0 |  | -0.0008884 |  | 0 |  | 8.1283e-05 |  | 0 |  | -0.00018679 |  | 0.00034283 |  | 0.00016929 |  | 0 |  | -2.2869e-05 |  | -1.6986e-05 |  | 0 |  | 5.9047e-05 |  | 0
|  |  | 0 |  | 0 |  | 0.00013637 |  | 0 |  | -0.00086171 |  | 0 |  | 8.1283e-05 |  | 0 |  | -0.00021849 |  | 0.00034284 |  | 0.00013478 |  | 0 |  | -3.7939e-05 |  | 4.9745e-05 |  | 0 |  | 1.8457e-05 |  | 0
|  |  | 0 |  | 0 |  | 0.00076014 |  | 0 |  | -0.00099502 |  | 0 |  | 0 |  | 0 |  | -0.0014292 |  | 0.00016485 |  | 0.00010738 |  | 0 |  | -3.604e-05 |  | -0.0005343 |  | 0 |  | 9.8436e-06 |  | 0
|  |  | 0 |  | 0 |  | 0.00076016 |  | 0 |  | -0.00099718 |  | 0 |  | 0 |  | 0 |  | -0.0011877 |  | 0.00016485 |  | 3.8637e-05 |  | 0 |  | -2.0776e-05 |  | -0.00021766 |  | 0 |  | 0 |  | 0
|  |  | 0 |  | 0 |  | 0.00030027 |  | 0 |  | -0.00029733 |  | 0 |  | 0.00014054 |  | 0 |  | 0.00042057 |  | 0 |  | 2.4455e-05 |  | 0 |  | -2.6758e-05 |  | 0.00052053 |  | 0 |  | -2.2149e-05 |  | 0
|  |  | 0 |  | 0 |  | 0.00030028 |  | 0 |  | -0.00055221 |  | 0 |  | 0.00014054 |  | 0 |  | 0.0012908 |  | 0 |  | 4.9285e-05 |  | 0 |  | -2.7446e-05 |  | 0.00011648 |  | 0 |  | 7.8768e-05 |  | 0
|  |  | 0 |  | 0 |  | 0.00083363 |  | 0 |  | -0.000201 |  | 0 |  | 0.00059895 |  | 0 |  | 0.00053747 |  | 0.0006266 |  | 0.00012395 |  | 0 |  | -3.2927e-06 |  | 0.00013954 |  | 0 |  | 0.00015258 |  | 0
|  |  | 0 |  | 0 |  | 0.00083365 |  | 0 |  | 0.00037737 |  | 0 |  | 0.0005988 |  | 0 |  | 8.3627e-05 |  | 0.00062661 |  | 0.00012157 |  | 0 |  | -1.09e-05 |  | 7.4017e-05 |  | 0 |  | 0.00011323 |  | 0
|  |  | 0 |  | 0 |  | 0.00048072 |  | 0 |  | -0.00026694 |  | 0 |  | 0.00038531 |  | 0 |  | 0.0007584 |  | 0.00034275 |  | 7.6968e-05 |  | 0 |  | -2.8937e-05 |  | -0.00030336 |  | 0 |  | 0.00015873 |  | 0
|  |  | 0 |  | 0 |  | 0.00048073 |  | 0 |  | -0.0012801 |  | 0 |  | 0.00038531 |  | 0 |  | 0.00047471 |  | 0.00034276 |  | 0.00013799 |  | 0 |  | -3.3996e-05 |  | -0.00047691 |  | 0 |  | 0.00015262 |  | 0
|  |  | 0 |  | 0 |  | 0.00084915 |  | 0 |  | -0.0015342 |  | 0 |  | 3.3694e-05 |  | 0 |  | 0.0004417 |  | 0.00023217 |  | 0.00016359 |  | 0 |  | -1.7039e-05 |  | -0.00077569 |  | 0 |  | 0.00017107 |  | 0
|  |  | 0 |  | 0 |  | 0.00084917 |  | 0 |  | -0.0016029 |  | 0 |  | 3.3694e-05 |  | 0 |  | -0.00067458 |  | 0.00023218 |  | 0.00011929 |  | 0 |  | -8.4659e-06 |  | -0.00059008 |  | 0 |  | 0.00020308 |  | 0
|  |  | 0 |  | 0 |  | 0.00043919 |  | 0 |  | -0.0018373 |  | 0 |  | 0.0002533 |  | 0 |  | -0.0016944 |  | 0.00066399 |  | 0.00011447 |  | 0 |  | -3.0195e-05 |  | -0.00017232 |  | 0 |  | 9.9715e-05 |  | 0
|  |  | 0 |  | 0 |  | 0.0004392 |  | 0 |  | -0.0010749 |  | 0 |  | 0.0002533 |  | 0 |  | -0.00084049 |  | 0.00066401 |  | 8.9186e-05 |  | 0 |  | -2.786e-05 |  | 5.5823e-05 |  | 0 |  | 4.9232e-06 |  | 0
|  |  | 0 |  | 0 |  | 0.00085364 |  | 0 |  | -0.00046087 |  | 0 |  | 0.00067528 |  | 0 |  | -2.5298e-05 |  | 0.0010395 |  | 7.5541e-05 |  | 0 |  | -4.9009e-06 |  | -0.00019175 |  | 0 |  | 4.9244e-06 |  | 0
|  |  | 0 |  | 0 |  | 0.00085366 |  | 0 |  | -0.00034268 |  | 0 |  | 0.00067545 |  | 0 |  | -0.0008032 |  | 0.0010395 |  | 0.00010515 |  | 0 |  | -2.7298e-05 |  | -0.00013228 |  | 0 |  | 1.9697e-05 |  | 0
|  |  | 0 |  | 0 |  | 0.0009182 |  | 0 |  | -0.0002583 |  | 0 |  | 0.00014786 |  | 0 |  | -0.0013346 |  | 0.000344 |  | 0.00011582 |  | 0 |  | -4.1947e-05 |  | 2.4273e-05 |  | 0 |  | 8.1233e-05 |  | 0
|  |  | 0 |  | 0 |  | 0.00091822 |  | 0 |  | -0.0005987 |  | 0 |  | 0.0001479 |  | 0 |  | -0.00078646 |  | 0.00034401 |  | 4.9063e-05 |  | 0 |  | -2.3794e-05 |  | -0.00017477 |  | 0 |  | 7.1401e-05 |  | 0
|  |  | 0 |  | 0 |  | 0.00036676 |  | 0 |  | -0.0014138 |  | 0 |  | 0 |  | 0 |  | -0.0022718 |  | 0.0004421 |  | 2.9326e-05 |  | 0 |  | -3.0989e-05 |  | -0.0005035 |  | 0 |  | 7.3884e-05 |  | 0
|  |  | 0 |  | 0 |  | 0.00036677 |  | 0 |  | -0.0015941 |  | 0 |  | 0 |  | 0 |  | -0.0011678 |  | 0.00044211 |  | 7.4164e-05 |  | 0 |  | -5.7261e-05 |  | -0.00059089 |  | 0 |  | 5.5397e-05 |  | 0
|  |  | 0 |  | 0 |  | 0.00034316 |  | 0 |  | -0.0011567 |  | 0 |  | 0.00023755 |  | 0 |  | 0.00066197 |  | 0.00025441 |  | 5.2353e-05 |  | 0 |  | -4.4735e-05 |  | -0.00050613 |  | 0 |  | 5.5399e-05 |  | 0
|  |  | 0 |  | 0 |  | 0.00034317 |  | 0 |  | -0.00074702 |  | 0 |  | 0.00023755 |  | 0 |  | 0.00020852 |  | 0.00025441 |  | 5.4442e-05 |  | 0 |  | -6.5111e-06 |  | -7.0398e-05 |  | 0 |  | 0.00015762 |  | 0
|  |  | 0 |  | 0 |  | 0.00049244 |  | 0 |  | -0.00049615 |  | 0 |  | 0.0002952 |  | 0 |  | -0.0010822 |  | 0.00038118 |  | 1.6685e-05 |  | 0 |  | 2.5861e-06 |  | 0.00038113 |  | 0 |  | 9.4814e-05 |  | 0
|  |  | 0 |  | 0 |  | 0.00049245 |  | 0 |  | -0.0010073 |  | 0 |  | 0.0002952 |  | 0 |  | -0.0015284 |  | 0.00038119 |  | 2.0892e-05 |  | 0 |  | 5.5581e-06 |  | 2.1848e-05 |  | 0 |  | 1.2311e-06 |  | 0
|  |  | 0 |  | 0 |  | 0.00098353 |  | 0 |  | -0.00073576 |  | 0 |  | 0.00046929 |  | 0 |  | 9.8024e-05 |  | 0.00048547 |  | 7.2441e-05 |  | 0 |  | 9.1289e-06 |  | -0.00054758 |  | 0 |  | 2.4628e-05 |  | 0
|  |  | 0 |  | 0 |  | 0.00098356 |  | 0 |  | -0.00091945 |  | 0 |  | 0.0004694 |  | 0 |  | 0.00092997 |  | 0.00048548 |  | 0.00013804 |  | 0 |  | -2.1909e-05 |  | -0.00070052 |  | 0 |  | 1.9702e-05 |  | 0
|  |  | 0 |  | 0 |  | 0.00063064 |  | 0 |  | -0.0010262 |  | 0 |  | 4.7003e-05 |  | 0 |  | -0.00017013 |  | 0.00059376 |  | 0.00017677 |  | 0 |  | -4.3674e-05 |  | -0.00026099 |  | 0 |  | 6.1585e-05 |  | 0
|  |  | 0 |  | 0 |  | 0.00063066 |  | 0 |  | -0.00085089 |  | 0 |  | 4.7015e-05 |  | 0 |  | -0.00087977 |  | 0.00059377 |  | 0.00018034 |  | 0 |  | -3.8184e-05 |  | -0.00018694 |  | 0 |  | 0.00011945 |  | 0
|  |  | 0 |  | 0 |  | 0.0013089 |  | 0 |  | -0.0011361 |  | 0 |  | 0.00054541 |  | 0 |  | -0.00046061 |  | 0.00037641 |  | 0.00019944 |  | 0 |  | -3.6904e-05 |  | -0.00027191 |  | 0 |  | 0.00011578 |  | 0
|  |  | 0 |  | 0 |  | 0.001309 |  | 0 |  | -0.00133 |  | 0 |  | 0.00054541 |  | 0 |  | -0.00037345 |  | 0.00037642 |  | 0.00011831 |  | 0 |  | -2.9686e-05 |  | -0.0002598 |  | 0 |  | 7.5112e-05 |  | 0
|  |  | 0 |  | 0 |  | 0.00089672 |  | 0 |  | -0.001176 |  | 0 |  | 0.00021526 |  | 0 |  | 0.00053815 |  | 0.00017643 |  | 5.5164e-05 |  | 0 |  | -5.0331e-05 |  | -3.6419e-05 |  | 0 |  | 0.00012933 |  | 0
|  |  | 0 |  | 0 |  | 0.00089674 |  | 0 |  | -0.00072368 |  | 0 |  | 0.00021526 |  | 0 |  | 0.00017043 |  | 0.00017643 |  | 1.644e-05 |  | 0 |  | -6.7299e-05 |  | 3.1564e-05 |  | 0 |  | 0.00013426 |  | 0
|  |  | 0 |  | 0 |  | 0.00043128 |  | 0 |  | -0.0007509 |  | 0 |  | 0.00025424 |  | 0 |  | -0.00048603 |  | 0.00012919 |  | 1.5283e-05 |  | 0 |  | -4.6325e-05 |  | 0.00012019 |  | 0 |  | 6.2817e-05 |  | 0
|  |  | 0 |  | 0 |  | 0.00043129 |  | 0 |  | -0.0013163 |  | 0 |  | 0.00025424 |  | 0 |  | 0.00017228 |  | 0.00012919 |  | 0.00010872 |  | 0 |  | -1.7235e-05 |  | -0.00014204 |  | 0 |  | 1.232e-06 |  | 0
|  |  | 0 |  | 0 |  | 0.00061136 |  | 0 |  | -0.001522 |  | 0 |  | 0.00026703 |  | 0 |  | 7.5318e-05 |  | 0.00041196 |  | 0.00017329 |  | 0 |  | -2.58e-06 |  | -0.00058517 |  | 0 |  | 6.8972e-05 |  | 0
|  |  | 0 |  | 0 |  | 0.00061138 |  | 0 |  | -0.00084578 |  | 0 |  | 0.0002671 |  | 0 |  | 1.5045e-05 |  | 0.00041197 |  | 0.00017172 |  | 0 |  | -1.8436e-05 |  | -0.00015905 |  | 0 |  | 0.00014904 |  | 0
|  |  | 0 |  | 0 |  | 0.00061442 |  | 0 |  | -0.00096 |  | 0 |  | 0.00044609 |  | 0 |  | -0.00074392 |  | 0.00098236 |  | 0.00013025 |  | 0 |  | -2.4833e-05 |  | -4.3709e-05 |  | 0 |  | 9.24e-05 |  | 0
|  |  | 0 |  | 0 |  | 0.00061443 |  | 0 |  | -0.00011309 |  | 0 |  | 0.0004462 |  | 0 |  | -0.00010036 |  | 0.00098238 |  | 0.00017616 |  | 0 |  | -4.0558e-06 |  | -0.00010806 |  | 0 |  | -2.464e-06 |  | 0
|  |  | 0 |  | 0 |  | 0.00027398 |  | 0 |  | 0.00040687 |  | 0 |  | 4.6988e-05 |  | 0 |  | 0.0012206 |  | 0.00030652 |  | 0.00022062 |  | 0 |  | -6.8552e-06 |  | -4.7352e-05 |  | 0 |  | 5.6672e-05 |  | 0
|  |  | 0 |  | 0 |  | 0.00027399 |  | 0 |  | -0.00085386 |  | 0 |  | 4.6988e-05 |  | 0 |  | 0.00045228 |  | 0.00030652 |  | 0.00015037 |  | 0 |  | -3.1021e-05 |  | -0.00062896 |  | 0 |  | 3.696e-06 |  | 0
|  |  | 0 |  | 0 |  | 0.00090423 |  | 0 |  | -0.0012689 |  | 0 |  | 0.00033236 |  | 0 |  | 5.628e-05 |  | 0.00052448 |  | 7.86e-05 |  | 0 |  | -4.01e-05 |  | -0.00054641 |  | 0 |  | -2.464e-06 |  | 0
|  |  | 0 |  | 0 |  | 0.00090425 |  | 0 |  | -0.0012616 |  | 0 |  | 0.00033236 |  | 0 |  | -0.00066279 |  | 0.0005245 |  | 0.00015164 |  | 0 |  | -2.0078e-05 |  | -0.00054156 |  | 0 |  | 0.00010718 |  | 0
|  |  | 0 |  | 0 |  | 0.00072685 |  | 0 |  | -0.00094738 |  | 0 |  | 0.00022769 |  | 0 |  | -0.001209 |  | 0.00043663 |  | 0.00014503 |  | 0 |  | -2.3776e-05 |  | -0.00083055 |  | 0 |  | 4.4363e-05 |  | 0
|  |  | 0 |  | 0 |  | 0.00072687 |  | 0 |  | -0.001503 |  | 0 |  | 0.00022769 |  | 0 |  | -0.0010341 |  | 0.00043664 |  | 6.3035e-06 |  | 0 |  | -2.8081e-05 |  | -0.00056101 |  | 0 |  | -3.9434e-05 |  | 0
|  |  | 0 |  | 0 |  | 0.00040014 |  | 0 |  | -0.0015988 |  | 0 |  | 0.00047196 |  | 0 |  | -0.00067913 |  | 0.0011675 |  | -7.3769e-06 |  | 0 |  | -2.5057e-05 |  | -0.00040436 |  | 0 |  | 2.0944e-05 |  | 0
|  |  | 0 |  | 0 |  | 0.00040015 |  | 0 |  | 0.00016382 |  | 0 |  | 0.00047185 |  | 0 |  | 0.00025229 |  | 0.0011675 |  | 4.8932e-05 |  | 0 |  | -4.6814e-06 |  | -0.00020158 |  | 0 |  | 9.3655e-05 |  | 0
|  |  | 0 |  | 0 |  | 0.00064629 |  | 0 |  | 0.00040361 |  | 0 |  | 0.00036784 |  | 0 |  | 9.5301e-05 |  | 0.00035722 |  | 0.00010576 |  | 0 |  | 9.7333e-06 |  | -0.00020644 |  | 0 |  | 8.2564e-05 |  | 0
|  |  | 0 |  | 0 |  | 0.0006463 |  | 0 |  | -0.00046275 |  | 0 |  | 0.00036775 |  | 0 |  | 7.1733e-05 |  | 0.00035723 |  | 6.5662e-05 |  | 0 |  | -2.6122e-05 |  | -0.00039589 |  | 0 |  | 0.00010231 |  | 0
|  |  | 0 |  | 0 |  | 0.00032281 |  | 0 |  | -0.0011789 |  | 0 |  | 0.00027828 |  | 0 |  | -4.1091e-05 |  | 0.00069524 |  | 4.646e-05 |  | 0 |  | -2.0489e-05 |  | -0.00047362 |  | 0 |  | 0.00017129 |  | 0
|  |  | 0 |  | 0 |  | 0.00032282 |  | 0 |  | -0.0012919 |  | 0 |  | 0.00027828 |  | 0 |  | -0.00074083 |  | 0.00069525 |  | 5.0805e-06 |  | 0 |  | -2.8293e-05 |  | -0.00044206 |  | 0 |  | 0.00016759 |  | 0
|  |  | 0 |  | 0 |  | 0.00070539 |  | 0 |  | -7.4248e-05 |  | 0 |  | 0.00070354 |  | 0 |  | -0.00054365 |  | 0.00083984 |  | -2.5344e-05 |  | 0 |  | -4.1919e-05 |  | -0.0002016 |  | 0 |  | 0.00010724 |  | 0
|  |  | 0 |  | 0 |  | 0.00070541 |  | 0 |  | 4.359e-05 |  | 0 |  | 0.00070355 |  | 0 |  | -0.00043145 |  | 0.00083986 |  | 3.928e-05 |  | 0 |  | -4.1018e-05 |  | -0.00026962 |  | 0 |  | 9.7375e-05 |  | 0
|  |  | 0 |  | 0 |  | 0.00069979 |  | 0 |  | -0.0010661 |  | 0 |  | 0.00036714 |  | 0 |  | -0.00024052 |  | 0.00042856 |  | 5.8981e-05 |  | 0 |  | -2.1013e-05 |  | -0.00090276 |  | 0 |  | 0.00012449 |  | 0
|  |  | 0 |  | 0 |  | 0.00069981 |  | 0 |  | -0.00085648 |  | 0 |  | 0.00036724 |  | 0 |  | 0.00056051 |  | 0.00042857 |  | 4.9973e-05 |  | 0 |  | 5.1971e-07 |  | -0.00028338 |  | 0 |  | 0.00012449 |  | 0
|  |  | 0 |  | 0 |  | 0.00038957 |  | 0 |  | -0.00021343 |  | 0 |  | 0.00013248 |  | 0 |  | 8.7328e-05 |  | 0.00078935 |  | 4.9488e-05 |  | 0 |  | -1.1393e-05 |  | 0.00044453 |  | 0 |  | 0.0001627 |  | 0
|  |  | 0 |  | 0 |  | 0.00038958 |  | 0 |  | -0.00061695 |  | 0 |  | 0.00013252 |  | 0 |  | -0.0011352 |  | 0.00078937 |  | 5.9871e-05 |  | 0 |  | -1.3684e-05 |  | -8.988e-05 |  | 0 |  | 0.00014052 |  | 0
|  |  | 0 |  | 0 |  | 0.00045777 |  | 0 |  | -0.00064396 |  | 0 |  | 0.00047145 |  | 0 |  | -0.00047273 |  | 0.00025556 |  | 1.7134e-05 |  | 0 |  | 6.6156e-06 |  | 3.5223e-05 |  | 0 |  | 0.00018 |  | 0
|  |  | 0 |  | 0 |  | 0.00045778 |  | 0 |  | -0.00023207 |  | 0 |  | 0.00047157 |  | 0 |  | 0.00029375 |  | 0.00025557 |  | -4.0256e-06 |  | 0 |  | 8.6348e-06 |  | 0.00028057 |  | 0 |  | 0.00015654 |  | 0
|  |  | 0 |  | 0 |  | 0.00044908 |  | 0 |  | -0.00016957 |  | 0 |  | 0.00025879 |  | 0 |  | 0.00051465 |  | 0.00067701 |  | 7.4106e-05 |  | 0 |  | -2.319e-05 |  | 0.0003814 |  | 0 |  | -0.00039454 |  | 0
|  |  | 0 |  | 0 |  | 0.00044909 |  | 0 |  | -5.3912e-05 |  | 0 |  | 0.00025879 |  | 0 |  | 0.00067944 |  | 0.00067702 |  | 0.00012725 |  | 0 |  | -1.8946e-05 |  | -0.00033283 |  | 0 |  | 0 |  | 0
|  |  | 0 |  | 0 |  | 0.0006742 |  | 0 |  | -0.00038427 |  | 0 |  | 0.00056115 |  | 0 |  | 0.00094788 |  | 0.0010353 |  | 5.9531e-05 |  | 0 |  | -1.3965e-05 |  | -0.00085879 |  | 0 |  | 0 |  | 0
|  |  | 0 |  | 0 |  | 0.00067422 |  | 0 |  | -0.00082505 |  | 0 |  | 0.00056115 |  | 0 |  | 0.00014078 |  | 0.0010354 |  | -2.8786e-06 |  | 0 |  | 1.886e-06 |  | -0.0003304 |  | 0 |  | 0 |  | 0
|  |  | 0 |  | 0 |  | 0.00083373 |  | 0 |  | -0.0003316 |  | 0 |  | 0.00020499 |  | 0 |  | -0.0013945 |  | 0.0010103 |  | 4.1442e-05 |  | 0 |  | -8.0874e-06 |  | -1.2147e-06 |  | 0 |  | 0 |  | 0
|  |  | 0 |  | 0 |  | 0.00083375 |  | 0 |  | -5.2703e-05 |  | 0 |  | 0.00020499 |  | 0 |  | -0.0018419 |  | 0.0010103 |  | 3.8922e-05 |  | 0 |  | -3.8488e-05 |  | -2.0651e-05 |  | 0 |  | 0 |  | 0
|  |  | 0 |  | 0 |  | 0.00050063 |  | 0 |  | -0.00037134 |  | 0 |  | 0.00044013 |  | 0 |  | -0.00047056 |  | 0.00061904 |  | 2.7594e-05 |  | 0 |  | -4.0534e-05 |  | -0.00043976 |  | 0 |  | 0 |  | 0
|  |  | 0 |  | 0 |  | 0.00050064 |  | 0 |  | -0.0014414 |  | 0 |  | 0.00044003 |  | 0 |  | 0.00029059 |  | 0.00061905 |  | 4.4096e-05 |  | 0 |  | -3.9571e-05 |  | -0.00053694 |  | 0 |  | 0 |  | 0
|  |  | 0 |  | 0 |  | 0.00043264 |  | 0 |  | -0.0014949 |  | 0 |  | 0.00039313 |  | 0 |  | -0.00016987 |  | 0.00057518 |  | 1.6045e-05 |  | 0 |  | -3.0237e-05 |  | -0.00019073 |  | 0 |  | 0 |  | 0
|  |  | 0 |  | 0 |  | 0.00043265 |  | 0 |  | -0.00067866 |  | 0 |  | 0.00039303 |  | 0 |  | -0.00053119 |  | 0.0005752 |  | 7.7674e-05 |  | 0 |  | -3.8392e-05 |  | 0.00011663 |  | 0 |  | 0 |  | 0
|  |  | 0 |  | 0 |  | 0.00094089 |  | 0 |  | -0.0005581 |  | 0 |  | 0.00036484 |  | 0 |  | -0.0015717 |  | 5.9691e-05 |  | 0.00013636 |  | 0 |  | -4.6694e-05 |  | -0.0003183 |  | 0 |  | 0 |  | 0
|  |  | 0 |  | 0 |  | 0.00094092 |  | 0 |  | -0.00056904 |  | 0 |  | 0.00036484 |  | 0 |  | -0.0012834 |  | 5.9692e-05 |  | 0.00014309 |  | 0 |  | -3.3156e-05 |  | -0.00040335 |  | 0 |  | 0 |  | 0
|  |  | 0 |  | 0 |  | 0.00083939 |  | 0 |  | -0.0012633 |  | 0 |  | 0.00027442 |  | 0 |  | 0.00043116 |  | 0.00070686 |  | 0.00017078 |  | 0 |  | -2.8415e-05 |  | 0.00019925 |  | 0 |  | 0 |  | 0
|  |  | 0 |  | 0 |  | 0.00083941 |  | 0 |  | -0.00076535 |  | 0 |  | 0.00027442 |  | 0 |  | 0.00054711 |  | 0.00070688 |  | 0.00011026 |  | 0 |  | -1.6883e-05 |  | 0.00038271 |  | 0 |  | 0 |  | 0
|  |  | 0 |  | 0 |  | 0.00037586 |  | 0 |  | -0.00026787 |  | 0 |  | 4.4992e-05 |  | 0 |  | 0.00082176 |  | 0.00040991 |  | 0.00012867 |  | 0 |  | -1.2874e-05 |  | -1.8225e-05 |  | 0 |  | 0 |  | 0
|  |  | 0 |  | 0 |  | 0.00037587 |  | 0 |  | 1.3129e-05 |  | 0 |  | 4.5004e-05 |  | 0 |  | 0.0020562 |  | 0.00040992 |  | 0.00012434 |  | 0 |  | -1.2308e-05 |  | -0.00014459 |  | 0 |  | 0 |  | 0
|  |  | 0 |  | 0 |  | 0.0010991 |  | 0 |  | 0.0016385 |  | 0 |  | 0.0010368 |  | 0 |  | 0.0012923 |  | 0.0013471 |  | -3.8484e-06 |  | 0 |  | 3.1883e-05 |  | 6.1965e-05 |  | 0 |  | 0 |  | 0
|  |  | 0 |  | 0 |  | 0.0010991 |  | 0 |  | 0.00070998 |  | 0 |  | 0.0010368 |  | 0 |  | 0.00017946 |  | 0.0013471 |  | 5.4666e-05 |  | 0 |  | 1.7968e-05 |  | -0.00021628 |  | 0 |  | 0 |  | 0
|  |  | 0 |  | 0 |  | 0.00048584 |  | 0 |  | -0.0012043 |  | 0 |  | 0.00024669 |  | 0 |  | -0.00032437 |  | 0.00056192 |  | 0.00015653 |  | 0 |  | -2.1935e-05 |  | -0.00068532 |  | 0 |  | 0 |  | 0
|  |  | 0 |  | 0 |  | 0.00048585 |  | 0 |  | -0.0015156 |  | 0 |  | 0.00024669 |  | 0 |  | -0.0001261 |  | 0.00056193 |  | 0.000117 |  | 0 |  | -3.5809e-06 |  | -1.0936e-05 |  | 0 |  | 0 |  | 0
|  |  | 0 |  | 0 |  | 0.0001706 |  | 0 |  | -0.0019431 |  | 0 |  | 0.00031605 |  | 0 |  | 0.00030299 |  | 0.00030499 |  | 0.0001384 |  | 0 |  | -2.8752e-06 |  | 0.00027947 |  | 0 |  | 0 |  | 0
|  |  | 0 |  | 0 |  | 0.00017061 |  | 0 |  | -0.0021057 |  | 0 |  | 0.00031598 |  | 0 |  | -0.0010875 |  | 0.000305 |  | 0.0002214 |  | 0 |  | -2.2428e-05 |  | -0.00058084 |  | 0 |  | 0 |  | 0
|  |  | 0 |  | 0 |  | 0.0012094 |  | 0 |  | -0.00078512 |  | 0 |  | 0.00069176 |  | 0 |  | -0.00020776 |  | 0.001365 |  | 0.00022083 |  | 0 |  | -2.3701e-05 |  | -0.00026126 |  | 0 |  | 0 |  | 0
|  |  | 0 |  | 0 |  | 0.0012095 |  | 0 |  | -0.00057745 |  | 0 |  | 0.00069193 |  | 0 |  | -0.00021056 |  | 0.001365 |  | 8.7596e-05 |  | 0 |  | -3.8187e-05 |  | -0.00035605 |  | 0 |  | 0 |  | 0
|  |  | 0 |  | 0 |  | 0.00038665 |  | 0 |  | -0.0015889 |  | 0 |  | 0.00011468 |  | 0 |  | -0.0024226 |  | 3.9441e-05 |  | 8.4319e-05 |  | 0 |  | -5.5763e-05 |  | -0.00011666 |  | 0 |  | 0 |  | 0
|  |  | 0 |  | 0 |  | 0.00038666 |  | 0 |  | -0.00095827 |  | 0 |  | 0.00011468 |  | 0 |  | -0.00074959 |  | 3.9442e-05 |  | 0.00011536 |  | 0 |  | -3.0685e-05 |  | 0.00015677 |  | 0 |  | 0 |  | 0
|  |  | 0 |  | 0 |  | 0 |  | 0 |  | -0.0028805 |  | 0 |  | 0 |  | 0 |  | -0.00090404 |  | 0 |  | 8.2874e-06 |  | 0 |  | -0.0001174 |  | -0.0019031 |  | 0 |  | 0 |  | 0
|  |  | 0 |  | 0 |  | 0.0013431 |  | 0 |  | -0.0010538 |  | 0 |  | 0.00065548 |  | 0 |  | -0.00045212 |  | 0.00057752 |  | 5.0974e-05 |  | 0 |  | -3.5607e-05 |  | -0.00040226 |  | 0 |  | 0 |  | 0
|  |  | 0 |  | 0 |  | 0.0013432 |  | 0 |  | -0.0002094 |  | 0 |  | 0.00065532 |  | 0 |  | -0.00021118 |  | 0.00057753 |  | 3.3108e-05 |  | 0 |  | -2.0133e-05 |  | 0.00021997 |  | 0 |  | 0 |  | 0
|  |  | 0 |  | 0 |  | 0.00067137 |  | 0 |  | -0.00071318 |  | 0 |  | 0.00055756 |  | 0 |  | 0.0001313 |  | 0.0009219 |  | 7.5568e-05 |  | 0 |  | -1.7292e-05 |  | 0.00045088 |  | 0 |  | 0 |  | 0
|  |  | 0 |  | 0 |  | 0.00067138 |  | 0 |  | -0.0015536 |  | 0 |  | 0.00055757 |  | 0 |  | 0.00040833 |  | 0.00092192 |  | 5.4379e-05 |  | 0 |  | -1.6214e-05 |  | -2.1876e-05 |  | 0 |  | 0 |  | 0
|  |  | 0 |  | 0 |  | 0.00036736 |  | 0 |  | -0.0014797 |  | 0 |  | 0.00041684 |  | 0 |  | 0.00079394 |  | 0.00044148 |  | 5.6933e-05 |  | 0 |  | -2.1422e-05 |  | -0.00058947 |  | 0 |  | 0 |  | 0
|  |  | 0 |  | 0 |  | 0.00036737 |  | 0 |  | -0.0015208 |  | 0 |  | 0.00041684 |  | 0 |  | -0.00073658 |  | 0.00044149 |  | 7.2407e-05 |  | 0 |  | -3.0257e-05 |  | -0.0005761 |  | 0 |  | 0 |  | 0
|  |  | 0 |  | 0 |  | 0.0015213 |  | 0 |  | -0.002005 |  | 0 |  | 0.00031062 |  | 0 |  | -0.0013627 |  | 0 |  | 2.7211e-05 |  | 0 |  | -2.8782e-05 |  | -4.8616e-05 |  | 0 |  | 0 |  | 0
|  |  | 0 |  | 0 |  | 0.0015214 |  | 0 |  | -0.0012086 |  | 0 |  | 0.00031062 |  | 0 |  | -0.00067907 |  | 0 |  | 5.3794e-05 |  | 0 |  | -3.1514e-05 |  | 0.00060408 |  | 0 |  | 0 |  | 0
|  |  | 0 |  | 0 |  | 0.00056194 |  | 0 |  | -0.00055217 |  | 0 |  | 0.00015775 |  | 0 |  | -0.0016444 |  | 0.00033612 |  | 0.0001266 |  | 0 |  | -3.479e-06 |  | 0.00059314 |  | 0 |  | 0 |  | 0
|  |  | 0 |  | 0 |  | 0.00056196 |  | 0 |  | -0.00070277 |  | 0 |  | 0.00015779 |  | 0 |  | -0.0015534 |  | 0.00033613 |  | 4.813e-05 |  | 0 |  | 1.6455e-06 |  | -0.00017746 |  | 0 |  | 0 |  | 0
|  |  | 0 |  | 0 |  | 0.00051238 |  | 0 |  | -0.0015171 |  | 0 |  | 7.041e-05 |  | 0 |  | 0.0005785 |  | 0.0013565 |  | 7.5541e-05 |  | 0 |  | -4.3504e-05 |  | -4.6189e-05 |  | 0 |  | 0 |  | 0
|  |  | 0 |  | 0 |  | 0.00051239 |  | 0 |  | -0.0019345 |  | 0 |  | 7.0428e-05 |  | 0 |  | 0.0013721 |  | 0.0013565 |  | 0.00010841 |  | 0 |  | -4.592e-05 |  | 0.0004303 |  | 0 |  | 0 |  | 0
|  |  | 0 |  | 0 |  | 0.00054317 |  | 0 |  | -0.0015202 |  | 0 |  | 0.00080815 |  | 0 |  | 0.0007234 |  | 0.00079826 |  | 3.7512e-05 |  | 0 |  | -7.495e-07 |  | 0.0003598 |  | 0 |  | 0 |  | 0
|  |  | 0 |  | 0 |  | 0.00054319 |  | 0 |  | -0.0018989 |  | 0 |  | 0.00080835 |  | 0 |  | 0.00030961 |  | 0.00079828 |  | 0.0001196 |  | 0 |  | -6.0112e-06 |  | -8.6308e-05 |  | 0 |  | 0 |  | 0
|  |  | 0 |  | 0 |  | 0.0005554 |  | 0 |  | -0.0017379 |  | 0 |  | 0.00052264 |  | 0 |  | -0.0010454 |  | 0.001441 |  | 0.00012253 |  | 0 |  | -4.1389e-05 |  | 3.5252e-05 |  | 0 |  | 0 |  | 0
|  |  | 0 |  | 0 |  | 0.00055541 |  | 0 |  | -0.001027 |  | 0 |  | 0.00052264 |  | 0 |  | -0.0008191 |  | 0.001441 |  | 0.00011492 |  | 0 |  | -3.1846e-05 |  | 0.0001483 |  | 0 |  | 0 |  | 0
|  |  | 0 |  | 0 |  | 0.00077547 |  | 0 |  | -0.002032 |  | 0 |  | 0.00041621 |  | 0 |  | -0.0008084 |  | 0 |  | 0.00012002 |  | 0 |  | -1.7983e-05 |  | -0.0001945 |  | 0 |  | 0 |  | 0
|  |  | 0 |  | 0 |  | 0.00077549 |  | 0 |  | -0.0012102 |  | 0 |  | 0.00041621 |  | 0 |  | -0.0012185 |  | 0 |  | 5.0864e-06 |  | 0 |  | -2.7847e-06 |  | -4.1334e-05 |  | 0 |  | 0 |  | 0
|  |  | 0 |  | 0 |  | 0.00084606 |  | 0 |  | 0.0015288 |  | 0 |  | 0.0008727 |  | 0 |  | -0.00048137 |  | 0.0011011 |  | 3.7482e-05 |  | 0 |  | 1.7091e-05 |  | 0.00049479 |  | 0 |  | 0 |  | 0
|  |  | 0 |  | 0 |  | 0.00084608 |  | 0 |  | 0.00109 |  | 0 |  | 0.00087248 |  | 0 |  | -0.0015361 |  | 0.0011011 |  | 0.00015903 |  | 0 |  | 1.1658e-05 |  | -0.00010698 |  | 0 |  | 0 |  | 0
|  |  | 0 |  | 0 |  | 0 |  | 0 |  | -0.0012506 |  | 0 |  | 0 |  | 0 |  | -0.0024419 |  | 0.001036 |  | 0.00012821 |  | 0 |  | -1.0219e-05 |  | -0.00083765 |  | 0 |  | 0 |  | 0
|  |  | 0 |  | 0 |  | 0 |  | 0 |  | -0.0025136 |  | 0 |  | 0 |  | 0 |  | -0.0012832 |  | 0.001036 |  | 0.00011675 |  | 0 |  | -2.5205e-05 |  | -0.00043889 |  | 0 |  | 0 |  | 0
|  |  | 0 |  | 0 |  | 0.00053789 |  | 0 |  | -0.0024528 |  | 0 |  | 0.00050527 |  | 0 |  | 0.00062183 |  | 0.00056575 |  | 7.6335e-05 |  | 0 |  | -2.0097e-05 |  | 2.1884e-05 |  | 0 |  | 0 |  | 0
|  |  | 0 |  | 0 |  | 0.0005379 |  | 0 |  | -0.0024621 |  | 0 |  | 0.00050515 |  | 0 |  | -0.00080745 |  | 0.00056576 |  | 2.257e-05 |  | 0 |  | -2.7847e-05 |  | 0.00044498 |  | 0 |  | 0 |  | 0
|  |  | 0 |  | 0 |  | 0.00062685 |  | 0 |  | -0.0011465 |  | 0 |  | 0.00054445 |  | 0 |  | -0.0010254 |  | 0.00099231 |  | 5.1147e-05 |  | 0 |  | -3.5758e-05 |  | 0.00070395 |  | 0 |  | 0 |  | 0
|  |  | 0 |  | 0 |  | 0.00062687 |  | 0 |  | -0.00094936 |  | 0 |  | 0.00054444 |  | 0 |  | -0.00089447 |  | 0.00099233 |  | 5.1447e-05 |  | 0 |  | -2.015e-05 |  | 0.00068574 |  | 0 |  | 0 |  | 0
|  |  | 0 |  | 0 |  | 0 |  | 0 |  | -0.0013245 |  | 0 |  | 0.00043852 |  | 0 |  | -0.00090183 |  | 0.00080227 |  | 9.1665e-05 |  | 0 |  | -1.1817e-05 |  | 0.00021643 |  | 0 |  | 0 |  | 0
|  |  | 0 |  | 0 |  | 0 |  | 0 |  | 0.00050056 |  | 0 |  | 0.00043852 |  | 0 |  | -0.00021228 |  | 0.00080229 |  | 6.0983e-05 |  | 0 |  | 5.8506e-06 |  | -8.7545e-05 |  | 0 |  | 0 |  | 0
|  |  | 0 |  | 0 |  | 0.00086261 |  | 0 |  | 0.0012333 |  | 0 |  | 0.00067439 |  | 0 |  | 0.00081785 |  | 0.00085246 |  | 2.1792e-05 |  | 0 |  | 4.7787e-06 |  | 4.8636e-05 |  | 0 |  | 0 |  | 0
|  |  | 0 |  | 0 |  | 0.00086263 |  | 0 |  | -0.001857 |  | 0 |  | 0.00067422 |  | 0 |  | 0.00073484 |  | 0.00085248 |  | 4.8529e-05 |  | 0 |  | -1.1782e-05 |  | -8.3901e-05 |  | 0 |  | 0 |  | 0
|  |  | 0 |  | 0 |  | 0.00029868 |  | 0 |  | -0.0019422 |  | 0 |  | 0.0010244 |  | 0 |  | -0.00034742 |  | 0.001487 |  | 5.6472e-05 |  | 0 |  | -1.7265e-05 |  | -7.5389e-05 |  | 0 |  | 0 |  | 0
|  |  | 0 |  | 0 |  | 0.00029869 |  | 0 |  | 0.00067912 |  | 0 |  | 0.0010247 |  | 0 |  | -0.00098917 |  | 0.001487 |  | 2.7446e-05 |  | 0 |  | -3.3291e-06 |  | -0.00012768 |  | 0 |  | 0 |  | 0
|  |  | 0 |  | 0 |  | 0.00082711 |  | 0 |  | 0.00083864 |  | 0 |  | 0.00081092 |  | 0 |  | -0.0013776 |  | 0.0005296 |  | 3.3737e-05 |  | 0 |  | -1.4718e-06 |  | -0.00019821 |  | 0 |  | 0 |  | 0
|  |  | 0 |  | 0 |  | 0.00082713 |  | 0 |  | -0.00030031 |  | 0 |  | 0.00081072 |  | 0 |  | -0.00045963 |  | 0.00052962 |  | 5.1503e-05 |  | 0 |  | -3.41e-05 |  | 0.00025415 |  | 0 |  | 0 |  | 0
|  |  | 0 |  | 0 |  | 0.0009721 |  | 0 |  | -0.0015262 |  | 0 |  | 0.00069778 |  | 0 |  | -0.0006786 |  | 0.00081539 |  | -2.1591e-06 |  | 0 |  | -2.2438e-05 |  | 0.00013498 |  | 0 |  | 0 |  | 0
|  |  | 0 |  | 0 |  | 0.00097212 |  | 0 |  | -0.0022034 |  | 0 |  | 0.00069778 |  | 0 |  | -0.00048726 |  | 0.00081541 |  | 5.2083e-05 |  | 0 |  | -3.2362e-05 |  | -0.00067737 |  | 0 |  | 0 |  | 0
|  |  | 0 |  | 0 |  | 0.0010719 |  | 0 |  | -0.0025398 |  | 0 |  | 0.00010732 |  | 0 |  | 0.00013942 |  | 0.00082207 |  | 0.00012274 |  | 0 |  | -3.4694e-05 |  | -0.0016308 |  | 0 |  | 0 |  | 0
|  |  | 0 |  | 0 |  | 0.0010719 |  | 0 |  | -0.0023926 |  | 0 |  | 0.00010732 |  | 0 |  | -0.00024834 |  | 0.00082209 |  | 0.00011937 |  | 0 |  | -9.9488e-06 |  | -0.0015359 |  | 0 |  | 0 |  | 0
|  |  | 0 |  | 0 |  | 0 |  | 0 |  | -0.0016316 |  | 0 |  | 0.00036064 |  | 0 |  | 0.00046594 |  | 0.0011569 |  | 0.00010446 |  | 0 |  | -3.6006e-05 |  | -0.00074428 |  | 0 |  | 0 |  | 0
|  |  | 0 |  | 0 |  | 0 |  | 0 |  | -0.00083366 |  | 0 |  | 0.00036073 |  | 0 |  | -0.00060868 |  | 0.0011569 |  | 1.4395e-05 |  | 0 |  | -4.2635e-05 |  | -0.0015251 |  | 0 |  | 0 |  | 0
|  |  | 0 |  | 0 |  | 0.0012199 |  | 0 |  | -0.0026859 |  | 0 |  | 0.0008729 |  | 0 |  | -0.00307 |  | 0.00017139 |  | -4.6273e-05 |  | 0 |  | -1.6158e-05 |  | -0.0014619 |  | 0 |  | 0 |  | 0
|  |  | 0 |  | 0 |  | 0.0012199 |  | 0 |  | -0.0038687 |  | 0 |  | 0.00087312 |  | 0 |  | -0.0026632 |  | 0.0001714 |  | 4.9489e-05 |  | 0 |  | -2.4563e-05 |  | -0.00023473 |  | 0 |  | 0 |  | 0
|  |  | 0 |  | 0 |  | 0.0003453 |  | 0 |  | -0.00228 |  | 0 |  | 0.0007929 |  | 0 |  | -9.2177e-05 |  | 0.0011523 |  | 9.7438e-05 |  | 0 |  | -4.6744e-05 |  | 3.6487e-05 |  | 0 |  | 0 |  | 0
|  |  | 0 |  | 0 |  | 0.00034531 |  | 0 |  | -0.0013936 |  | 0 |  | 0.0007931 |  | 0 |  | 0.0026173 |  | 0.0011523 |  | 5.9508e-05 |  | 0 |  | -3.8862e-05 |  | -0.0005838 |  | 0 |  | 0 |  | 0
|  |  | 0 |  | 0 |  | 0.00039292 |  | 0 |  | -0.0018404 |  | 0 |  | 0.00082516 |  | 0 |  | 0.0012595 |  | 0.00037307 |  | 8.7677e-05 |  | 0 |  | -2.4903e-05 |  | -0.0011749 |  | 0 |  | 0 |  | 0
|  |  | 0 |  | 0 |  | 0.00039293 |  | 0 |  | -0.0010038 |  | 0 |  | 0.00082516 |  | 0 |  | -0.00089757 |  | 0.00037308 |  | 4.7545e-05 |  | 0 |  | -3.817e-05 |  | 0.00023559 |  | 0 |  | 0 |  | 0
|  |  | 0 |  | 0 |  | 0.00085657 |  | 0 |  | 4.3695e-05 |  | 0 |  | 0.0012099 |  | 0 |  | -0.00050725 |  | 0.00097246 |  | 2.8655e-05 |  | 0 |  | -2.9304e-05 |  | 0.00075981 |  | 0 |  | 0 |  | 0
|  |  | 0 |  | 0 |  | 0.00085659 |  | 0 |  | -0.0019973 |  | 0 |  | 0.0012099 |  | 0 |  | 0.00034248 |  | 0.00097249 |  | 8.3119e-05 |  | 0 |  | -2.7194e-06 |  | -0.00057777 |  | 0 |  | 0 |  | 0
|  |  | 0 |  | 0 |  | 0.00096482 |  | 0 |  | -0.0030565 |  | 0 |  | 0.00031864 |  | 0 |  | 0.00049635 |  | 0.0011857 |  | 6.3033e-05 |  | 0 |  | -1.2807e-05 |  | -0.0011215 |  | 0 |  | 0 |  | 0
|  |  | 0 |  | 0 |  | 0.00096484 |  | 0 |  | -0.00026149 |  | 0 |  | 0.00031864 |  | 0 |  | -0.00023086 |  | 0.0011858 |  | 5.1358e-05 |  | 0 |  | -1.1244e-05 |  | -0.00045856 |  | 0 |  | 0 |  | 0
|  |  | 0 |  | 0 |  | 0 |  | 0 |  | 0.00050153 |  | 0 |  | 0.00086892 |  | 0 |  | 0.0002965 |  | 0 |  | 6.2395e-05 |  | 0 |  | -3.1264e-05 |  | 0.00022869 |  | 0 |  | 0 |  | 0
|  |  | 0 |  | 0 |  | 0 |  | 0 |  | 0.00022109 |  | 0 |  | 0.00086871 |  | 0 |  | 0.00091224 |  | 0 |  | 6.7294e-05 |  | 0 |  | -3.996e-05 |  | -0.00013989 |  | 0 |  | 0 |  | 0
|  |  | 0 |  | 0 |  | 0 |  | 0 |  | 0.00048473 |  | 0 |  | 0.00056801 |  | 0 |  | -0.0015413 |  | 0 |  | 6.3318e-06 |  | 0 |  | -1.8347e-05 |  | -0.00042089 |  | 0 |  | 0 |  | 0
|  |  | 0 |  | 0 |  | 0 |  | 0 |  | -0.0015208 |  | 0 |  | 0.00056787 |  | 0 |  | -0.0023151 |  | 0 |  | 2.6401e-06 |  | 0 |  | -2.1142e-05 |  | -0.00095374 |  | 0 |  | 0 |  | 0
|  |  | 0 |  | 0 |  | 0 |  | 0 |  | -0.00086279 |  | 0 |  | 0.00074232 |  | 0 |  | -0.0014969 |  | 0 |  | 0.00010287 |  | 0 |  | -3.0627e-05 |  | 3.8928e-05 |  | 0 |  | 0 |  | 0
|  |  | 0 |  | 0 |  | 0 |  | 0 |  | -0.0019957 |  | 0 |  | 0.00074232 |  | 0 |  | -0.0015648 |  | 0 |  | 5.4509e-05 |  | 0 |  | -2.8367e-05 |  | 0.00027615 |  | 0 |  | 0 |  | 0
|  |  | 0 |  | 0 |  | 0 |  | 0 |  | -0.0022602 |  | 0 |  | 0.00078944 |  | 0 |  | 0.0017272 |  | 0 |  | 8.7024e-05 |  | 0 |  | -4.3928e-05 |  | 0.00012774 |  | 0 |  | 0 |  | 0
|  |  | 0 |  | 0 |  | 0 |  | 0 |  | 0.0015414 |  | 0 |  | 0.00078944 |  | 0 |  | 0.0032858 |  | 0 |  | 0.00022801 |  | 0 |  | -3.9695e-05 |  | 0.00075426 |  | 0 |  | 0 |  | 0
|  |  | 0 |  | 0 |  | 0 |  | 0 |  | 0.0022738 |  | 0 |  | 0.00082069 |  | 0 |  | 0.0012173 |  | 0 |  | 0.00021174 |  | 0 |  | -1.0669e-05 |  | -0.00071629 |  | 0 |  | 0 |  | 0
|  |  | 0 |  | 0 |  | 0 |  | 0 |  | 0.0010267 |  | 0 |  | 0.0008207 |  | 0 |  | -0.00033902 |  | 0 |  | 0.00022028 |  | 0 |  | -3.4927e-05 |  | -0.0004608 |  | 0 |  | 0 |  | 0
|  |  | 0 |  | 0 |  | 0 |  | 0 |  | -0.00069499 |  | 0 |  | 0.00084794 |  | 0 |  | 0.0015123 |  | 0 |  | 0.00017374 |  | 0 |  | -4.1721e-05 |  | 0.00033701 |  | 0 |  | 0 |  | 0
|  |  | 0 |  | 0 |  | 0 |  | 0 |  | -0.0028956 |  | 0 |  | 0.00084772 |  | 0 |  | 0.0018387 |  | 0 |  | 5.7478e-05 |  | 0 |  | -1.0419e-05 |  | -0.00017033 |  | 0 |  | 0 |  | 0
|  |  | 0 |  | 0 |  | 0 |  | 0 |  | -0.0029067 |  | 0 |  | 0.00040274 |  | 0 |  | 0.00032063 |  | 0 |  | 0.00012219 |  | 0 |  | -1.1395e-05 |  | -0.00032608 |  | 0 |  | 0 |  | 0
|  |  | 0 |  | 0 |  | 0 |  | 0 |  | -0.0011324 |  | 0 |  | 0.00040264 |  | 0 |  | -0.0003587 |  | 0 |  | 0.00010484 |  | 0 |  | -3.4567e-07 |  | 0.00068865 |  | 0 |  | 0 |  | 0
|  |  | 0 |  | 0 |  | 0 |  | 0 |  | -0.0013808 |  | 0 |  | 0.00049548 |  | 0 |  | -0.0016561 |  | 0 |  | 6.3214e-05 |  | 0 |  | -1.1861e-05 |  | 0 |  | 0 |  | 0 |  | 0
|  |  | 0 |  | 0 |  | 0 |  | 0 |  | -0.0021422 |  | 0 |  | 0.00049549 |  | 0 |  | 0.00052888 |  | 0 |  | 0.00013494 |  | 0 |  | -3.7043e-05 |  | 0 |  | 0 |  | 0 |  | 0
|  |  | 0 |  | 0 |  | 0 |  | 0 |  | -0.0039598 |  | 0 |  | 0.00080226 |  | 0 |  | 0.0018213 |  | 0 |  | 0.00013826 |  | 0 |  | -3.4104e-05 |  | 0 |  | 0 |  | 0 |  | 0
|  |  | 0 |  | 0 |  | 0 |  | 0 |  | -0.0025555 |  | 0 |  | 0.00080225 |  | 0 |  | 0.0012104 |  | 0 |  | 0.00013202 |  | 0 |  | -2.1969e-05 |  | 0 |  | 0 |  | 0 |  | 0
|  |  | 0 |  | 0 |  | 0 |  | 0 |  | -0.00012979 |  | 0 |  | 0.0001076 |  | 0 |  | 0.00088654 |  | 0 |  | 0.00011889 |  | 0 |  | -5.3065e-07 |  | 0 |  | 0 |  | 0 |  | 0
|  |  | 0 |  | 0 |  | 0 |  | 0 |  | -0.0033047 |  | 0 |  | 0.0001076 |  | 0 |  | -0.0018773 |  | 0 |  | 6.7219e-05 |  | 0 |  | -1.6877e-05 |  | 0 |  | 0 |  | 0 |  | 0
|  |  | 0 |  | 0 |  | 0 |  | 0 |  | -0.0019669 |  | 0 |  | 0.00063539 |  | 0 |  | -0.00054514 |  | 0 |  | 5.4178e-05 |  | 0 |  | -3.4701e-05 |  | 0 |  | 0 |  | 0 |  | 0
|  |  | 0 |  | 0 |  | 0 |  | 0 |  | 0.002193 |  | 0 |  | 0.00063555 |  | 0 |  | 0.0025365 |  | 0 |  | 6.3248e-05 |  | 0 |  | -1.8105e-05 |  | 0 |  | 0 |  | 0 |  | 0
|  |  | 0 |  | 0 |  | 0 |  | 0 |  | 0 |  | 0 |  | 0.0008778 |  | 0 |  | 0 |  | 0 |  | 3.2842e-06 |  | 0 |  | -1.1176e-05 |  | 0 |  | 0 |  | 0 |  | 0
|  |  | 0 |  | 0 |  | 0 |  | 0 |  | 0 |  | 0 |  | 0.00087802 |  | 0 |  | 0 |  | 0 |  | 4.1246e-05 |  | 0 |  | -5.1102e-05 |  | 0 |  | 0 |  | 0 |  | 0
|  |  | 0 |  | 0 |  | 0 |  | 0 |  | 0 |  | 0 |  | 0.0004303 |  | 0 |  | 0 |  | 0 |  | 0.00011003 |  | 0 |  | -2.5023e-05 |  | 0 |  | 0 |  | 0 |  | 0
|  |  | 0 |  | 0 |  | 0 |  | 0 |  | 0 |  | 0 |  | 0.00043041 |  | 0 |  | 0 |  | 0 |  | 0.00013781 |  | 0 |  | 1.2535e-06 |  | 0 |  | 0 |  | 0 |  | 0
|  |  | 0 |  | 0 |  | 0 |  | 0 |  | 0 |  | 0 |  | 0 |  | 0 |  | 0 |  | 0 |  | 0.00019887 |  | 0 |  | -3.5294e-05 |  | 0 |  | 0 |  | 0 |  | 0
|  |  | 0 |  | 0 |  | 0 |  | 0 |  | 0 |  | 0 |  | 0 |  | 0 |  | 0 |  | 0 |  | 0.00019391 |  | 0 |  | -1.1449e-05 |  | 0 |  | 0 |  | 0 |  | 0
|  |  | 0 |  | 0 |  | 0 |  | 0 |  | 0 |  | 0 |  | 0.00060234 |  | 0 |  | 0 |  | 0 |  | 0.00019283 |  | 0 |  | -8.7244e-06 |  | 0 |  | 0 |  | 0 |  | 0
|  |  | 0 |  | 0 |  | 0 |  | 0 |  | 0 |  | 0 |  | 0.00060249 |  | 0 |  | 0 |  | 0 |  | 0.0001363 |  | 0 |  | -3.9143e-05 |  | 0 |  | 0 |  | 0 |  | 0
|  |  | 0 |  | 0 |  | 0 |  | 0 |  | 0 |  | 0 |  | 0.0010974 |  | 0 |  | 0 |  | 0 |  | 7.064e-05 |  | 0 |  | -2.3806e-05 |  | 0 |  | 0 |  | 0 |  | 0
|  |  | 0 |  | 0 |  | 0 |  | 0 |  | 0 |  | 0 |  | 0.0010979 |  | 0 |  | 0 |  | 0 |  | 9.4581e-05 |  | 0 |  | -2.5224e-05 |  | 0 |  | 0 |  | 0 |  | 0
|  |  | 0 |  | 0 |  | 0 |  | 0 |  | 0 |  | 0 |  | 3.8812e-07 |  | 0 |  | 0 |  | 0 |  | 0.00017448 |  | 0 |  | -3.0007e-05 |  | 0 |  | 0 |  | 0 |  | 0
|  |  | 0 |  | 0 |  | 0 |  | 0 |  | 0 |  | 0 |  | 3.8793e-07 |  | 0 |  | 0 |  | 0 |  | 0.0002084 |  | 0 |  | -1.4573e-05 |  | 0 |  | 0 |  | 0 |  | 0
|  |  | 0 |  | 0 |  | 0 |  | 0 |  | 0 |  | 0 |  | 7.8103e-07 |  | 0 |  | 0 |  | 0 |  | 0.00012392 |  | 0 |  | -3.8628e-06 |  | 0 |  | 0 |  | 0 |  | 0
|  |  | 0 |  | 0 |  | 0 |  | 0 |  | 0 |  | 0 |  | 7.8102e-07 |  | 0 |  | 0 |  | 0 |  | 2.4371e-05 |  | 0 |  | 2.1137e-05 |  | 0 |  | 0 |  | 0 |  | 0
|  |  | 0 |  | 0 |  | 0 |  | 0 |  | 0 |  | 0 |  | 9.445e-07 |  | 0 |  | 0 |  | 0 |  | 2.4398e-05 |  | 0 |  | 3.5139e-05 |  | 0 |  | 0 |  | 0 |  | 0
|  |  | 0 |  | 0 |  | 0 |  | 0 |  | 0 |  | 0 |  | 9.445e-07 |  | 0 |  | 0 |  | 0 |  | 0.0001306 |  | 0 |  | -7.9411e-07 |  | 0 |  | 0 |  | 0 |  | 0
|  |  | 0 |  | 0 |  | 0 |  | 0 |  | 0 |  | 0 |  | 6.2479e-07 |  | 0 |  | 0 |  | 0 |  | 0.00012645 |  | 0 |  | -1.3153e-05 |  | 0 |  | 0 |  | 0 |  | 0
|  |  | 0 |  | -0.0002957 |  | 0 |  | 0 |  | 0 |  | 0 |  | 6.2479e-07 |  | 0 |  | 0 |  | 0 |  | -9.2186e-06 |  | 0 |  | -5.3046e-05 |  | 0 |  | 0 |  | 0 |  | 0
|  |  | 0 |  | -0.0002957 |  | 0 |  | 0 |  | 0 |  | 0 |  | 0 |  | 0 |  | 0 |  | 0 |  | -0.00010167 |  | 0 |  | -0.00010609 |  | 0 |  | 0 |  | 0 |  | 0
|  |  | 0 |  | 0 |  | 0 |  | 0 |  | 0 |  | 0 |  | 0 |  | 0 |  | 0 |  | 0 |  | -8.9427e-05 |  | 0 |  | -9.84e-05 |  | 0 |  | 0 |  | 0 |  | 0
|  |  | 0 |  | 0 |  | 0 |  | 0 |  | 0 |  | 0 |  | 0 |  | 0 |  | 0 |  | 0 |  | -3.688e-05 |  | 0 |  | -9.6184e-05 |  | 0 |  | 0 |  | 0 |  | 0
|  |  | 0 |  | 0 |  | 0 |  |  |  | 0 |  | 0 |  |  |  | 0 |  | 0 |  | 0 |  | -0.11111 |  | 0 |  | 0.00098087 |  | 0 |  | 0 |  | 0 |  | 0
|  |  | 0 |  | 0 |  | 0 |  |  |  | 0 |  | 0 |  |  |  | 0 |  | 0 |  | 0 |  | 0 |  | 0 |  | 0 |  | 0 |  | 0 |  | 0 |  | 0
0
0